920 | NG-HVAC-Blr-HW-gt2500kBtuh-85p0Et-Drft | Hot water boiler (> 2500 kBtuh, 85.0 Et, 87.0Ec, OA Reset from 140 to 165 F) | DEER2016 | D16v2 | 2020-11-24 16:30 | NG-HVAC-Blr-HW-gt2500kBtuh-85p0Et-Drft | DEER | Standard | None | 0 | 0 | None |  | 0 |  | 0 | Com | Any | HVAC | SpaceHeat | WaterHtg_eq | Boiler_Et |  | HVAC-Blr | Hot water boiler,> 2500 kBtuh; Pre-2005: 75.0 Et, No reset 2006 - 2009: 75.0 Et, OA Reset from 140 to 165 F 2010 - 2013: 75.0 Et, OA Reset from 140 to 165 F 2014 - 2015: 80.0 Et, OA Reset from 140 to 165 F | Hot water boiler (> 2500 kBtuh, 80.0 Et, 82.0Ec, OA Reset from 140 to 165 F) | Hot water boiler (> 2500 kBtuh, 85.0 Et, 87.0Ec, OA Reset from 140 to 165 F) |  |  |  | Available |  | 0 | 0 |  | ErRobNc |  | HVAC-Blr |  | None | 2016-01-01 | 2019-12-31 | DEER2016 Update (non-Ltg) |  |  |  |  | Standard | Measure expired due to DEER2020 update | 1 | 1 | 0 | Deemed Ex Ante Team |  | Measure expired due to DEER2020 update |  | Updated to indicate claim/filing status
921 | C-In-CFLscw-A(32w)-dWP19 | Commercial Indoor General Lighting: CFL Lamp with integated Ballast replaces pre-existing standard lighting Wattage. Measure includes Code case. Impacts: CFL-based HOU (varies by BldgType) | ExAnte2017 | Disposition | 2020-11-24 16:30 | Com-Iltg-dWatt-CFL | NonDEER | Scaled | BaseRatio | 0 | 0 | None |  | 0 |  | 1 | Com | Any | Lighting | InGen-CFL | Ltg_Lamp | CFLint_lamp | CFLscw-A(32w) | ILtg-CFL-Com | All Nonres (except globe & candelabra) CFL base case, Total Watts = 1.59 x Msr Watts | All Nonres (except globe & candelabra) CFL base case, Total Watts = 1.59 x Msr Watts | CFL Lamp: A-lamp, 32 Watts | CFLratio0159 | CFLratio0159 | CFLscw-A(32w) | Available |  |  |  | 2017ScrewInLampDisposition | ErRobNc |  |  |  | 2017Dispo-Com-InLtg | 2017-07-01 | 2018-06-30 | InEA_modVal |  |  |  |  | Standard | Remove expiry date per Commission Staff direction 2018ScrewInLampSavignsMethods-11Dec2017.pdf | 1 | 1 | 0 | Deemed Ex Ante Team |  | Remove expiry date per Commission Staff direction 2018ScrewInLampSavignsMethods-11Dec2017.pdf |  | Updated to indicate claim/filing status
921 | NG-HVAC-Blr-HW-gt2500kBtuh-90p0Et-CndStd | Hot water boiler (> 2500 kBtuh, 90.0 Et, condensing, OA reset from 140 to 165 F) | DEER2016 | D16v2 | 2020-11-24 16:30 | NG-HVAC-Blr-HW-gt2500kBtuh-90p0Et-CndStd | DEER | Standard | None | 0 | 0 | None |  | 0 |  | 0 | Com | Any | HVAC | SpaceHeat | WaterHtg_eq | Boiler_Et |  | HVAC-Blr | Hot water boiler,> 2500 kBtuh; Pre-2005: 75.0 Et, No reset 2006 - 2009: 75.0 Et, OA Reset from 140 to 165 F 2010 - 2013: 75.0 Et, OA Reset from 140 to 165 F 2014 - 2015: 80.0 Et, OA Reset from 140 to 165 F | Hot water boiler (> 2500 kBtuh, 80.0 Et, 82.0Ec, OA Reset from 140 to 165 F) | Hot water boiler (> 2500 kBtuh, 90.0 Et, condensing, OA reset from 140 to 165 F) |  |  |  | Available |  | 0 | 0 |  | ErRobNc |  | HVAC-Blr |  | None | 2016-01-01 | 2019-12-31 | DEER2016 Update (non-Ltg) |  |  |  |  | Standard | Measure expired due to DEER2020 update | 1 | 1 | 0 | Deemed Ex Ante Team |  | Measure expired due to DEER2020 update |  | Updated to indicate claim/filing status
922 | C-In-CFLscw-A(40w)-dWP24 | Commercial Indoor General Lighting: CFL Lamp with integated Ballast replaces pre-existing standard lighting Wattage. Measure includes Code case. Impacts: CFL-based HOU (varies by BldgType) | ExAnte2017 | Disposition | 2020-11-24 16:30 | Com-Iltg-dWatt-CFL | NonDEER | Scaled | BaseRatio | 0 | 0 | None |  | 0 |  | 1 | Com | Any | Lighting | InGen-CFL | Ltg_Lamp | CFLint_lamp | CFLscw-A(40w) | ILtg-CFL-Com | All Nonres (except globe & candelabra) CFL base case, Total Watts = 1.59 x Msr Watts | All Nonres (except globe & candelabra) CFL base case, Total Watts = 1.59 x Msr Watts | CFL Lamp: A-lamp, 40 Watts | CFLratio0159 | CFLratio0159 | CFLscw-A(40w) | Available |  |  |  | 2017ScrewInLampDisposition | ErRobNc |  |  |  | 2017Dispo-Com-InLtg | 2017-07-01 | 2018-06-30 | InEA_modVal |  |  |  |  | Standard | Remove expiry date per Commission Staff direction 2018ScrewInLampSavignsMethods-11Dec2017.pdf | 1 | 1 | 0 | Deemed Ex Ante Team |  | Remove expiry date per Commission Staff direction 2018ScrewInLampSavignsMethods-11Dec2017.pdf |  | Updated to indicate claim/filing status
922 | NG-HVAC-Blr-HW-gt2500kBtuh-90p0Et-CndLow | Hot water boiler (> 2500 kBtuh, 90.0 Et, condensing, OA reset from 115 to 140 F) | DEER2016 | D16v2 | 2020-11-24 16:30 | NG-HVAC-Blr-HW-gt2500kBtuh-90p0Et-CndLow | DEER | Standard | None | 0 | 0 | None |  | 0 |  | 0 | Com | Any | HVAC | SpaceHeat | WaterHtg_eq | Boiler_Et |  | HVAC-Blr | Hot water boiler,> 2500 kBtuh; Pre-2005: 75.0 Et, No reset 2006 - 2009: 75.0 Et, OA Reset from 140 to 165 F 2010 - 2013: 75.0 Et, OA Reset from 140 to 165 F 2014 - 2015: 80.0 Et, OA Reset from 140 to 165 F | Hot water boiler (> 2500 kBtuh, 80.0 Et, 82.0Ec, OA Reset from 140 to 165 F) | Hot water boiler (> 2500 kBtuh, 90.0 Et, condensing, OA reset from 115 to 140 F) |  |  |  | Available |  | 0 | 0 |  | ErRobNc |  | HVAC-Blr |  | None | 2016-01-01 | 2019-12-31 | DEER2016 Update (non-Ltg) |  |  |  |  | Standard | Measure expired due to DEER2020 update | 1 | 1 | 0 | Deemed Ex Ante Team |  | Measure expired due to DEER2020 update |  | Updated to indicate claim/filing status
923 | C-In-CFLscw-A(42w)-dWP25 | Commercial Indoor General Lighting: CFL Lamp with integated Ballast replaces pre-existing standard lighting Wattage. Measure includes Code case. Impacts: CFL-based HOU (varies by BldgType) | ExAnte2017 | Disposition | 2020-11-24 16:30 | Com-Iltg-dWatt-CFL | NonDEER | Scaled | BaseRatio | 0 | 0 | None |  | 0 |  | 1 | Com | Any | Lighting | InGen-CFL | Ltg_Lamp | CFLint_lamp | CFLscw-A(42w) | ILtg-CFL-Com | All Nonres (except globe & candelabra) CFL base case, Total Watts = 1.59 x Msr Watts | All Nonres (except globe & candelabra) CFL base case, Total Watts = 1.59 x Msr Watts | CFL Lamp: A-lamp, 42 Watts | CFLratio0159 | CFLratio0159 | CFLscw-A(42w) | Available |  |  |  | 2017ScrewInLampDisposition | ErRobNc |  |  |  | 2017Dispo-Com-InLtg | 2017-07-01 | 2018-06-30 | InEA_modVal |  |  |  |  | Standard | Remove expiry date per Commission Staff direction 2018ScrewInLampSavignsMethods-11Dec2017.pdf | 1 | 1 | 0 | Deemed Ex Ante Team |  | Remove expiry date per Commission Staff direction 2018ScrewInLampSavignsMethods-11Dec2017.pdf |  | Updated to indicate claim/filing status
923 | NG-HVAC-Blr-HW-gt2500kBtuh-90p0Et-CndReset | Hot water boiler (> 2500 kBtuh, 90.0 Et, condensing, load reset from 115 to 140 F) | DEER2016 | D16v2 | 2020-11-24 16:30 | NG-HVAC-Blr-HW-gt2500kBtuh-90p0Et-CndReset | DEER | Standard | None | 0 | 0 | None |  | 0 |  | 0 | Com | Any | HVAC | SpaceHeat | WaterHtg_eq | Boiler_Et |  | HVAC-Blr | Hot water boiler,> 2500 kBtuh; Pre-2005: 75.0 Et, No reset 2006 - 2009: 75.0 Et, OA Reset from 140 to 165 F 2010 - 2013: 75.0 Et, OA Reset from 140 to 165 F 2014 - 2015: 80.0 Et, OA Reset from 140 to 165 F | Hot water boiler (> 2500 kBtuh, 80.0 Et, 82.0Ec, OA Reset from 140 to 165 F) | Hot water boiler (> 2500 kBtuh, 90.0 Et, condensing, load reset from 115 to 140 F) |  |  |  | Available |  | 0 | 0 |  | ErRobNc |  | HVAC-Blr |  | None | 2016-01-01 | 2019-12-31 | DEER2016 Update (non-Ltg) |  |  |  |  | Standard | Measure expired due to DEER2020 update | 1 | 1 | 0 | Deemed Ex Ante Team |  | Measure expired due to DEER2020 update |  | Updated to indicate claim/filing status
924 | C-In-CFLscw-A(45w)-dWP27 | Commercial Indoor General Lighting: CFL Lamp with integated Ballast replaces pre-existing standard lighting Wattage. Measure includes Code case. Impacts: CFL-based HOU (varies by BldgType) | ExAnte2017 | Disposition | 2020-11-24 16:30 | Com-Iltg-dWatt-CFL | NonDEER | Scaled | BaseRatio | 0 | 0 | None |  | 0 |  | 1 | Com | Any | Lighting | InGen-CFL | Ltg_Lamp | CFLint_lamp | CFLscw-A(45w) | ILtg-CFL-Com | All Nonres (except globe & candelabra) CFL base case, Total Watts = 1.59 x Msr Watts | All Nonres (except globe & candelabra) CFL base case, Total Watts = 1.59 x Msr Watts | CFL Lamp: A-lamp, 45 Watts | CFLratio0159 | CFLratio0159 | CFLscw-A(45w) | Available |  |  |  | 2017ScrewInLampDisposition | ErRobNc |  |  |  | 2017Dispo-Com-InLtg | 2017-07-01 | 2018-06-30 | InEA_modVal |  |  |  |  | Standard | Remove expiry date per Commission Staff direction 2018ScrewInLampSavignsMethods-11Dec2017.pdf | 1 | 1 | 0 | Deemed Ex Ante Team |  | Remove expiry date per Commission Staff direction 2018ScrewInLampSavignsMethods-11Dec2017.pdf |  | Updated to indicate claim/filing status
924 | NG-HVAC-Blr-HW-gt2500kBtuh-94p0Et-CndStd | Hot water boiler (> 2500 kBtuh, 94.0 Et, condensing, OA reset from 140 to 165 F) | DEER2016 | D16v2 | 2020-11-24 16:30 | NG-HVAC-Blr-HW-gt2500kBtuh-94p0Et-CndStd | DEER | Standard | None | 0 | 0 | None |  | 0 |  | 0 | Com | Any | HVAC | SpaceHeat | WaterHtg_eq | Boiler_Et |  | HVAC-Blr | Hot water boiler,> 2500 kBtuh; Pre-2005: 75.0 Et, No reset 2006 - 2009: 75.0 Et, OA Reset from 140 to 165 F 2010 - 2013: 75.0 Et, OA Reset from 140 to 165 F 2014 - 2015: 80.0 Et, OA Reset from 140 to 165 F | Hot water boiler (> 2500 kBtuh, 80.0 Et, 82.0Ec, OA Reset from 140 to 165 F) | Hot water boiler (> 2500 kBtuh, 94.0 Et, condensing, OA reset from 140 to 165 F) |  |  |  | Available |  | 0 | 0 |  | ErRobNc |  | HVAC-Blr |  | None | 2016-01-01 | 2019-12-31 | DEER2016 Update (non-Ltg) |  |  |  |  | Standard | Measure expired due to DEER2020 update | 1 | 1 | 0 | Deemed Ex Ante Team |  | Measure expired due to DEER2020 update |  | Updated to indicate claim/filing status
925 | C-In-CFLscw-A(55w)-dWP32 | Commercial Indoor General Lighting: CFL Lamp with integated Ballast replaces pre-existing standard lighting Wattage. Measure includes Code case. Impacts: CFL-based HOU (varies by BldgType) | ExAnte2017 | Disposition | 2020-11-24 16:30 | Com-Iltg-dWatt-CFL | NonDEER | Scaled | BaseRatio | 0 | 0 | None |  | 0 |  | 1 | Com | Any | Lighting | InGen-CFL | Ltg_Lamp | CFLint_lamp | CFLscw-A(55w) | ILtg-CFL-Com | All Nonres (except globe & candelabra) CFL base case, Total Watts = 1.59 x Msr Watts | All Nonres (except globe & candelabra) CFL base case, Total Watts = 1.59 x Msr Watts | CFL Lamp: A-lamp, 55 Watts | CFLratio0159 | CFLratio0159 | CFLscw-A(55w) | Available |  |  |  | 2017ScrewInLampDisposition | ErRobNc |  |  |  | 2017Dispo-Com-InLtg | 2017-07-01 | 2018-06-30 | InEA_modVal |  |  |  |  | Standard | Remove expiry date per Commission Staff direction 2018ScrewInLampSavignsMethods-11Dec2017.pdf | 1 | 1 | 0 | Deemed Ex Ante Team |  | Remove expiry date per Commission Staff direction 2018ScrewInLampSavignsMethods-11Dec2017.pdf |  | Updated to indicate claim/filing status
925 | NG-HVAC-Blr-HW-gt2500kBtuh-94p0Et-CndLow | Hot water boiler (> 2500 kBtuh, 94.0 Et, condensing, OA reset from 115 to 140 F) | DEER2016 | D16v2 | 2020-11-24 16:30 | NG-HVAC-Blr-HW-gt2500kBtuh-94p0Et-CndLow | DEER | Standard | None | 0 | 0 | None |  | 0 |  | 0 | Com | Any | HVAC | SpaceHeat | WaterHtg_eq | Boiler_Et |  | HVAC-Blr | Hot water boiler,> 2500 kBtuh; Pre-2005: 75.0 Et, No reset 2006 - 2009: 75.0 Et, OA Reset from 140 to 165 F 2010 - 2013: 75.0 Et, OA Reset from 140 to 165 F 2014 - 2015: 80.0 Et, OA Reset from 140 to 165 F | Hot water boiler (> 2500 kBtuh, 80.0 Et, 82.0Ec, OA Reset from 140 to 165 F) | Hot water boiler (> 2500 kBtuh, 94.0 Et, condensing, OA reset from 115 to 140 F) |  |  |  | Available |  | 0 | 0 |  | ErRobNc |  | HVAC-Blr |  | None | 2016-01-01 | 2019-12-31 | DEER2016 Update (non-Ltg) |  |  |  |  | Standard | Measure expired due to DEER2020 update | 1 | 1 | 0 | Deemed Ex Ante Team |  | Measure expired due to DEER2020 update |  | Updated to indicate claim/filing status
926 | C-In-CFLscw-A(7w)-dWP4 | Commercial Indoor General Lighting: CFL Lamp with integated Ballast replaces pre-existing standard lighting Wattage. Measure includes Code case. Impacts: CFL-based HOU (varies by BldgType) | ExAnte2017 | Disposition | 2020-11-24 16:30 | Com-Iltg-dWatt-CFL | NonDEER | Scaled | BaseRatio | 0 | 0 | None |  | 0 |  | 1 | Com | Any | Lighting | InGen-CFL | Ltg_Lamp | CFLint_lamp | CFLscw-A(7w) | ILtg-CFL-Com | All Nonres (except globe & candelabra) CFL base case, Total Watts = 1.59 x Msr Watts | All Nonres (except globe & candelabra) CFL base case, Total Watts = 1.59 x Msr Watts | CFL Lamp: A-lamp, 7 Watts | CFLratio0159 | CFLratio0159 | CFLscw-A(7w) | Available |  |  |  | 2017ScrewInLampDisposition | ErRobNc |  |  |  | 2017Dispo-Com-InLtg | 2017-07-01 | 2018-06-30 | InEA_modVal |  |  |  |  | Standard | Remove expiry date per Commission Staff direction 2018ScrewInLampSavignsMethods-11Dec2017.pdf | 1 | 1 | 0 | Deemed Ex Ante Team |  | Remove expiry date per Commission Staff direction 2018ScrewInLampSavignsMethods-11Dec2017.pdf |  | Updated to indicate claim/filing status
926 | NG-HVAC-Blr-HW-gt2500kBtuh-94p0Et-CndReset | Hot water boiler (> 2500 kBtuh, 94.0 Et, condensing, load reset from 115 to 140 F) | DEER2016 | D16v2 | 2020-11-24 16:30 | NG-HVAC-Blr-HW-gt2500kBtuh-94p0Et-CndReset | DEER | Standard | None | 0 | 0 | None |  | 0 |  | 0 | Com | Any | HVAC | SpaceHeat | WaterHtg_eq | Boiler_Et |  | HVAC-Blr | Hot water boiler,> 2500 kBtuh; Pre-2005: 75.0 Et, No reset 2006 - 2009: 75.0 Et, OA Reset from 140 to 165 F 2010 - 2013: 75.0 Et, OA Reset from 140 to 165 F 2014 - 2015: 80.0 Et, OA Reset from 140 to 165 F | Hot water boiler (> 2500 kBtuh, 80.0 Et, 82.0Ec, OA Reset from 140 to 165 F) | Hot water boiler (> 2500 kBtuh, 94.0 Et, condensing, load reset from 115 to 140 F) |  |  |  | Available |  | 0 | 0 |  | ErRobNc |  | HVAC-Blr |  | None | 2016-01-01 | 2019-12-31 | DEER2016 Update (non-Ltg) |  |  |  |  | Standard | Measure expired due to DEER2020 update | 1 | 1 | 0 | Deemed Ex Ante Team |  | Measure expired due to DEER2020 update |  | Updated to indicate claim/filing status
927 | C-In-CFLscw-A(8w)-dWP5 | Commercial Indoor General Lighting: CFL Lamp with integated Ballast replaces pre-existing standard lighting Wattage. Measure includes Code case. Impacts: CFL-based HOU (varies by BldgType) | ExAnte2017 | Disposition | 2020-11-24 16:30 | Com-Iltg-dWatt-CFL | NonDEER | Scaled | BaseRatio | 0 | 0 | None |  | 0 |  | 1 | Com | Any | Lighting | InGen-CFL | Ltg_Lamp | CFLint_lamp | CFLscw-A(8w) | ILtg-CFL-Com | All Nonres (except globe & candelabra) CFL base case, Total Watts = 1.59 x Msr Watts | All Nonres (except globe & candelabra) CFL base case, Total Watts = 1.59 x Msr Watts | CFL Lamp: A-lamp, 8 Watts | CFLratio0159 | CFLratio0159 | CFLscw-A(8w) | Available |  |  |  | 2017ScrewInLampDisposition | ErRobNc |  |  |  | 2017Dispo-Com-InLtg | 2017-07-01 | 2018-06-30 | InEA_modVal |  |  |  |  | Standard | Remove expiry date per Commission Staff direction 2018ScrewInLampSavignsMethods-11Dec2017.pdf | 1 | 1 | 0 | Deemed Ex Ante Team |  | Remove expiry date per Commission Staff direction 2018ScrewInLampSavignsMethods-11Dec2017.pdf |  | Updated to indicate claim/filing status
927 | NG-HVAC-Blr-Stm-lt300kBtuh-82p0AFUE-Drft | Steam boiler (< 300 kBtuh, 82.0 AFUE, OA Reset from 140 to 165 F) | DEER2016 | D16v2 | 2020-11-24 16:30 | NG-HVAC-Blr-Stm-lt300kBtuh-82p0AFUE-Drft | DEER | Standard | None | 0 | 0 | None |  | 0 |  | 0 | Com | Any | HVAC | SpaceHeat | SteamHtg_eq | Boiler_AF |  | HVAC-Blr | Steam boiler,< 300 kBtuh; Pre-2005: 75.0 Et, No reset 2006 - 2009: 75.0 Et, OA Reset from 140 to 165 F 2010 - 2013: 75.0 Et, OA Reset from 140 to 165 F 2014 - 2015: 80.0 Et, OA Reset from 140 to 165 F | Steam boiler (< 300 kBtuh, 80.0 AFUE, OA Reset from 140 to 165 F) | Steam boiler (< 300 kBtuh, 82.0 AFUE, OA Reset from 140 to 165 F) |  |  |  | Available |  | 0 | 0 |  | ErRobNc |  | HVAC-Blr |  | None | 2016-01-01 | 2019-12-31 | DEER2016 Update (non-Ltg) |  |  |  |  | Standard | Measure expired due to DEER2020 update | 1 | 1 | 0 | Deemed Ex Ante Team |  | Measure expired due to DEER2020 update |  | Updated to indicate claim/filing status
928 | C-In-CFLscw-A(9w)-dWP5 | Commercial Indoor General Lighting: CFL Lamp with integated Ballast replaces pre-existing standard lighting Wattage. Measure includes Code case. Impacts: CFL-based HOU (varies by BldgType) | ExAnte2017 | Disposition | 2020-11-24 16:30 | Com-Iltg-dWatt-CFL | NonDEER | Scaled | BaseRatio | 0 | 0 | None |  | 0 |  | 1 | Com | Any | Lighting | InGen-CFL | Ltg_Lamp | CFLint_lamp | CFLscw-A(9w) | ILtg-CFL-Com | All Nonres (except globe & candelabra) CFL base case, Total Watts = 1.59 x Msr Watts | All Nonres (except globe & candelabra) CFL base case, Total Watts = 1.59 x Msr Watts | CFL Lamp: A-lamp, 9 Watts | CFLratio0159 | CFLratio0159 | CFLscw-A(9w) | Available |  |  |  | 2017ScrewInLampDisposition | ErRobNc |  |  |  | 2017Dispo-Com-InLtg | 2017-07-01 | 2018-06-30 | InEA_modVal |  |  |  |  | Standard | Remove expiry date per Commission Staff direction 2018ScrewInLampSavignsMethods-11Dec2017.pdf | 1 | 1 | 0 | Deemed Ex Ante Team |  | Remove expiry date per Commission Staff direction 2018ScrewInLampSavignsMethods-11Dec2017.pdf |  | Updated to indicate claim/filing status
928 | NG-HVAC-Blr-Stm-lt300kBtuh-83p0AFUE-Drft | Steam boiler (< 300 kBtuh, 83.0 AFUE, OA Reset from 140 to 165 F) | DEER2016 | D16v2 | 2020-11-24 16:30 | NG-HVAC-Blr-Stm-lt300kBtuh-83p0AFUE-Drft | DEER | Standard | None | 0 | 0 | None |  | 0 |  | 0 | Com | Any | HVAC | SpaceHeat | SteamHtg_eq | Boiler_AF |  | HVAC-Blr | Steam boiler,< 300 kBtuh; Pre-2005: 75.0 Et, No reset 2006 - 2009: 75.0 Et, OA Reset from 140 to 165 F 2010 - 2013: 75.0 Et, OA Reset from 140 to 165 F 2014 - 2015: 80.0 Et, OA Reset from 140 to 165 F | Steam boiler (< 300 kBtuh, 80.0 AFUE, OA Reset from 140 to 165 F) | Steam boiler (< 300 kBtuh, 83.0 AFUE, OA Reset from 140 to 165 F) |  |  |  | Available |  | 0 | 0 |  | ErRobNc |  | HVAC-Blr |  | None | 2016-01-01 | 2019-12-31 | DEER2016 Update (non-Ltg) |  |  |  |  | Standard | Measure expired due to DEER2020 update | 1 | 1 | 0 | Deemed Ex Ante Team |  | Measure expired due to DEER2020 update |  | Updated to indicate claim/filing status
929 | C-In-CFLscw-CC(3w)-dWP2 | Commercial Indoor General Lighting: CFL Lamp with integated Ballast replaces pre-existing standard lighting Wattage. Measure includes Code case. Impacts: CFL-based HOU (varies by BldgType) | ExAnte2017 | Disposition | 2020-11-24 16:30 | Com-Iltg-dWatt-CFL | NonDEER | Scaled | BaseRatio | 0 | 0 | None |  | 0 |  | 1 | Com | Any | Lighting | InGen-CFL | Ltg_Lamp | CFLint_lamp | CFLscw-CC(3w) | ILtg-CFL-Com | All Nonres (except globe & candelabra) CFL base case, Total Watts = 1.59 x Msr Watts | All Nonres (except globe & candelabra) CFL base case, Total Watts = 1.59 x Msr Watts | CFL Lamp: Any Non-reflector, Code Cathode, 3 Watts | CFLratio0159 | CFLratio0159 | CFLscw-CC(3w) | Available |  |  |  | 2017ScrewInLampDisposition | ErRobNc |  |  |  | 2017Dispo-Com-InLtg | 2017-07-01 | 2018-06-30 | InEA_modVal |  |  |  |  | Standard | Revise expiry date to 60/30/2018 Commission Staff direction 2018ScrewInLampSavignsMethods-11Dec2017.pdf | 1 | 1 | 0 | Deemed Ex Ante Team |  | Revise expiry date to 60/30/2018 Commission Staff direction 2018ScrewInLampSavignsMethods-11Dec2017.pdf |  | Updated to indicate claim/filing status
929 | NG-HVAC-Blr-Stm-300to2500kBtuh-81p0Et-Drft | Steam boiler (300 - 2500 kBtuh, 81.0 Et, OA Reset from 140 to 165 F) | DEER2016 | D16v2 | 2020-11-24 16:30 | NG-HVAC-Blr-Stm-300to2500kBtuh-81p0Et-Drft | DEER | Standard | None | 0 | 0 | None |  | 0 |  | 0 | Com | Any | HVAC | SpaceHeat | SteamHtg_eq | Boiler_Et |  | HVAC-Blr | Steam boiler,300 - 2500 kBtuh; Pre-2005: 75.0 Et, No reset 2006 - 2009: 75.0 Et, OA Reset from 140 to 165 F 2010 - 2013: 75.0 Et, OA Reset from 140 to 165 F 2014 - 2015: 79.0 Et, OA Reset from 140 to 165 F | Steam boiler (300 - 2500 kBtuh, 79.0 Et, OA Reset from 140 to 165 F) | Steam boiler (300 - 2500 kBtuh, 81.0 Et, OA Reset from 140 to 165 F) |  |  |  | Available |  | 0 | 0 |  | ErRobNc |  | HVAC-Blr |  | None | 2016-01-01 | 2019-12-31 | DEER2016 Update (non-Ltg) |  |  |  |  | Standard | Measure expired due to DEER2020 update | 1 | 1 | 0 | Deemed Ex Ante Team |  | Measure expired due to DEER2020 update |  | Updated to indicate claim/filing status
930 | C-In-CFLscw-CC(5w)-dWP3 | Commercial Indoor General Lighting: CFL Lamp with integated Ballast replaces pre-existing standard lighting Wattage. Measure includes Code case. Impacts: CFL-based HOU (varies by BldgType) | ExAnte2017 | Disposition | 2020-11-24 16:30 | Com-Iltg-dWatt-CFL | NonDEER | Scaled | BaseRatio | 0 | 0 | None |  | 0 |  | 1 | Com | Any | Lighting | InGen-CFL | Ltg_Lamp | CFLint_lamp | CFLscw-CC(5w) | ILtg-CFL-Com | All Nonres (except globe & candelabra) CFL base case, Total Watts = 1.59 x Msr Watts | All Nonres (except globe & candelabra) CFL base case, Total Watts = 1.59 x Msr Watts | CFL Lamp: Any Non-reflector, Code Cathode, 5 Watts | CFLratio0159 | CFLratio0159 | CFLscw-CC(5w) | Available |  |  |  | 2017ScrewInLampDisposition | ErRobNc |  |  |  | 2017Dispo-Com-InLtg | 2017-07-01 | 2018-06-30 | InEA_modVal |  |  |  |  | Standard | Revise expiry date to 60/30/2018 Commission Staff direction 2018ScrewInLampSavignsMethods-11Dec2017.pdf | 1 | 1 | 0 | Deemed Ex Ante Team |  | Revise expiry date to 60/30/2018 Commission Staff direction 2018ScrewInLampSavignsMethods-11Dec2017.pdf |  | Updated to indicate claim/filing status
930 | NG-HVAC-Blr-Stm-300to2500kBtuh-82p0Et-Drft | Steam boiler (300 - 2500 kBtuh, 82.0 Et, OA Reset from 140 to 165 F) | DEER2016 | D16v2 | 2020-11-24 16:30 | NG-HVAC-Blr-Stm-300to2500kBtuh-82p0Et-Drft | DEER | Standard | None | 0 | 0 | None |  | 0 |  | 0 | Com | Any | HVAC | SpaceHeat | SteamHtg_eq | Boiler_Et |  | HVAC-Blr | Steam boiler,300 - 2500 kBtuh; Pre-2005: 75.0 Et, No reset 2006 - 2009: 75.0 Et, OA Reset from 140 to 165 F 2010 - 2013: 75.0 Et, OA Reset from 140 to 165 F 2014 - 2015: 79.0 Et, OA Reset from 140 to 165 F | Steam boiler (300 - 2500 kBtuh, 79.0 Et, OA Reset from 140 to 165 F) | Steam boiler (300 - 2500 kBtuh, 82.0 Et, OA Reset from 140 to 165 F) |  |  |  | Available |  | 0 | 0 |  | ErRobNc |  | HVAC-Blr |  | None | 2016-01-01 | 2019-12-31 | DEER2016 Update (non-Ltg) |  |  |  |  | Standard | Measure expired due to DEER2020 update | 1 | 1 | 0 | Deemed Ex Ante Team |  | Measure expired due to DEER2020 update |  | Updated to indicate claim/filing status
931 | C-In-CFLscw-CC(8w)-dWP5 | Commercial Indoor General Lighting: CFL Lamp with integated Ballast replaces pre-existing standard lighting Wattage. Measure includes Code case. Impacts: CFL-based HOU (varies by BldgType) | ExAnte2017 | Disposition | 2020-11-24 16:30 | Com-Iltg-dWatt-CFL | NonDEER | Scaled | BaseRatio | 0 | 0 | None |  | 0 |  | 1 | Com | Any | Lighting | InGen-CFL | Ltg_Lamp | CFLint_lamp | CFLscw-CC(8w) | ILtg-CFL-Com | All Nonres (except globe & candelabra) CFL base case, Total Watts = 1.59 x Msr Watts | All Nonres (except globe & candelabra) CFL base case, Total Watts = 1.59 x Msr Watts | CFL Lamp: Any Non-reflector, Code Cathode, 8 Watts | CFLratio0159 | CFLratio0159 | CFLscw-CC(8w) | Available |  |  |  | 2017ScrewInLampDisposition | ErRobNc |  |  |  | 2017Dispo-Com-InLtg | 2017-07-01 | 2018-06-30 | InEA_modVal |  |  |  |  | Standard | Revise expiry date to 60/30/2018 Commission Staff direction 2018ScrewInLampSavignsMethods-11Dec2017.pdf | 1 | 1 | 0 | Deemed Ex Ante Team |  | Revise expiry date to 60/30/2018 Commission Staff direction 2018ScrewInLampSavignsMethods-11Dec2017.pdf |  | Updated to indicate claim/filing status
931 | NG-HVAC-Blr-Stm-gt2500kBtuh-80p0Et-Drft | Steam boiler (> 2500 kBtuh, 80.0 Et, OA Reset from 140 to 165 F) | DEER2016 | D16v2 | 2020-11-24 16:30 | NG-HVAC-Blr-Stm-gt2500kBtuh-80p0Et-Drft | DEER | Standard | None | 0 | 0 | None |  | 0 |  | 0 | Com | Any | HVAC | SpaceHeat | SteamHtg_eq | Boiler_Et |  | HVAC-Blr | Steam boiler,> 2500 kBtuh; Pre-2005: 75.0 Et, No reset 2006 - 2009: 75.0 Et, OA Reset from 140 to 165 F 2010 - 2013: 75.0 Et, OA Reset from 140 to 165 F 2014 - 2015: 79.0 Et, OA Reset from 140 to 165 F | Steam boiler (> 2500 kBtuh, 79.0 Et, 82.0Ec, OA Reset from 140 to 165 F) | Steam boiler (> 2500 kBtuh, 80.0 Et, OA Reset from 140 to 165 F) |  |  |  | Available |  | 0 | 0 |  | ErRobNc |  | HVAC-Blr |  | None | 2016-01-01 | 2019-12-31 | DEER2016 Update (non-Ltg) |  |  |  |  | Standard | Measure expired due to DEER2020 update | 1 | 1 | 0 | Deemed Ex Ante Team |  | Measure expired due to DEER2020 update |  | Updated to indicate claim/filing status
932 | C-In-CFLscw-Circ9(22w)-dWP13 | Commercial Indoor General Lighting: CFL Lamp with integated Ballast replaces pre-existing standard lighting Wattage. Measure includes Code case. Impacts: CFL-based HOU (varies by BldgType) | ExAnte2017 | Disposition | 2020-11-24 16:30 | Com-Iltg-dWatt-CFL | NonDEER | Scaled | BaseRatio | 0 | 0 | None |  | 0 |  | 1 | Com | Any | Lighting | InGen-CFL | Ltg_Lamp | CFLint_lamp |  | ILtg-CFL-Com | All Nonres (except globe & candelabra) CFL base case, Total Watts = 1.59 x Msr Watts | All Nonres (except globe & candelabra) CFL base case, Total Watts = 1.59 x Msr Watts | CFL Lamp: T-9 Circular Tube, 22 Watts | CFLratio0159 | CFLratio0159 | CFLscw-Circ9(22w) | Available |  |  |  | 2017ScrewInLampDisposition | ErRobNc |  |  |  | 2017Dispo-Com-InLtg | 2017-07-01 | 2018-06-30 | InEA_modVal |  |  |  |  | Standard | Revise expiry date to 60/30/2018 Commission Staff direction 2018ScrewInLampSavignsMethods-11Dec2017.pdf | 1 | 1 | 0 | Deemed Ex Ante Team |  | Revise expiry date to 60/30/2018 Commission Staff direction 2018ScrewInLampSavignsMethods-11Dec2017.pdf |  | Updated to indicate claim/filing status
932 | NG-HVAC-Blr-Stm-gt2500kBtuh-81p0Et-Drft | Steam boiler (> 2500 kBtuh, 81.0 Et, OA Reset from 140 to 165 F) | DEER2016 | D16v2 | 2020-11-24 16:30 | NG-HVAC-Blr-Stm-gt2500kBtuh-81p0Et-Drft | DEER | Standard | None | 0 | 0 | None |  | 0 |  | 0 | Com | Any | HVAC | SpaceHeat | SteamHtg_eq | Boiler_Et |  | HVAC-Blr | Steam boiler,> 2500 kBtuh; Pre-2005: 75.0 Et, No reset 2006 - 2009: 75.0 Et, OA Reset from 140 to 165 F 2010 - 2013: 75.0 Et, OA Reset from 140 to 165 F 2014 - 2015: 79.0 Et, OA Reset from 140 to 165 F | Steam boiler (> 2500 kBtuh, 79.0 Et, 82.0Ec, OA Reset from 140 to 165 F) | Steam boiler (> 2500 kBtuh, 81.0 Et, OA Reset from 140 to 165 F) |  |  |  | Available |  | 0 | 0 |  | ErRobNc |  | HVAC-Blr |  | None | 2016-01-01 | 2019-12-31 | DEER2016 Update (non-Ltg) |  |  |  |  | Standard | Measure expired due to DEER2020 update | 1 | 1 | 0 | Deemed Ex Ante Team |  | Measure expired due to DEER2020 update |  | Updated to indicate claim/filing status
933 | C-In-CFLscw-Circ9(26w)-dWP15 | Commercial Indoor General Lighting: CFL Lamp with integated Ballast replaces pre-existing standard lighting Wattage. Measure includes Code case. Impacts: CFL-based HOU (varies by BldgType) | ExAnte2017 | Disposition | 2020-11-24 16:30 | Com-Iltg-dWatt-CFL | NonDEER | Scaled | BaseRatio | 0 | 0 | None |  | 0 |  | 1 | Com | Any | Lighting | InGen-CFL | Ltg_Lamp | CFLint_lamp |  | ILtg-CFL-Com | All Nonres (except globe & candelabra) CFL base case, Total Watts = 1.59 x Msr Watts | All Nonres (except globe & candelabra) CFL base case, Total Watts = 1.59 x Msr Watts | CFL Lamp: T-9 Circular Tube, 26 Watts | CFLratio0159 | CFLratio0159 | CFLscw-Circ9(26w) | Available |  |  |  | 2017ScrewInLampDisposition | ErRobNc |  |  |  | 2017Dispo-Com-InLtg | 2017-07-01 | 2018-06-30 | InEA_modVal |  |  |  |  | Standard | Revise expiry date to 60/30/2018 Commission Staff direction 2018ScrewInLampSavignsMethods-11Dec2017.pdf | 1 | 1 | 0 | Deemed Ex Ante Team |  | Revise expiry date to 60/30/2018 Commission Staff direction 2018ScrewInLampSavignsMethods-11Dec2017.pdf |  | Updated to indicate claim/filing status
933 | NG-HVAC-Blr-Stm-gt2500kBtuh-82p0Et-Drft | Steam boiler (> 2500 kBtuh, 82.0 Et, OA Reset from 140 to 165 F) | DEER2016 | D16v2 | 2020-11-24 16:30 | NG-HVAC-Blr-Stm-gt2500kBtuh-82p0Et-Drft | DEER | Standard | None | 0 | 0 | None |  | 0 |  | 0 | Com | Any | HVAC | SpaceHeat | SteamHtg_eq | Boiler_Et |  | HVAC-Blr | Steam boiler,> 2500 kBtuh; Pre-2005: 75.0 Et, No reset 2006 - 2009: 75.0 Et, OA Reset from 140 to 165 F 2010 - 2013: 75.0 Et, OA Reset from 140 to 165 F 2014 - 2015: 79.0 Et, OA Reset from 140 to 165 F | Steam boiler (> 2500 kBtuh, 79.0 Et, 82.0Ec, OA Reset from 140 to 165 F) | Steam boiler (> 2500 kBtuh, 82.0 Et, OA Reset from 140 to 165 F) |  |  |  | Available |  | 0 | 0 |  | ErRobNc |  | HVAC-Blr |  | None | 2016-01-01 | 2019-12-31 | DEER2016 Update (non-Ltg) |  |  |  |  | Standard | Measure expired due to DEER2020 update | 1 | 1 | 0 | Deemed Ex Ante Team |  | Measure expired due to DEER2020 update |  | Updated to indicate claim/filing status
934 | C-In-CFLscw-Circ9(32w)-dWP19 | Commercial Indoor General Lighting: CFL Lamp with integated Ballast replaces pre-existing standard lighting Wattage. Measure includes Code case. Impacts: CFL-based HOU (varies by BldgType) | ExAnte2017 | Disposition | 2020-11-24 16:30 | Com-Iltg-dWatt-CFL | NonDEER | Scaled | BaseRatio | 0 | 0 | None |  | 0 |  | 1 | Com | Any | Lighting | InGen-CFL | Ltg_Lamp | CFLint_lamp |  | ILtg-CFL-Com | All Nonres (except globe & candelabra) CFL base case, Total Watts = 1.59 x Msr Watts | All Nonres (except globe & candelabra) CFL base case, Total Watts = 1.59 x Msr Watts | CFL Lamp: T-9 Circular Tube, 32 Watts | CFLratio0159 | CFLratio0159 | CFLscw-Circ9(32w) | Available |  |  |  | 2017ScrewInLampDisposition | ErRobNc |  |  |  | 2017Dispo-Com-InLtg | 2017-07-01 | 2018-06-30 | InEA_modVal |  |  |  |  | Standard | Revise expiry date to 60/30/2018 Commission Staff direction 2018ScrewInLampSavignsMethods-11Dec2017.pdf | 1 | 1 | 0 | Deemed Ex Ante Team |  | Revise expiry date to 60/30/2018 Commission Staff direction 2018ScrewInLampSavignsMethods-11Dec2017.pdf |  | Updated to indicate claim/filing status
935 | C-In-CFLscw-Circ9(40w)-dWP24 | Commercial Indoor General Lighting: CFL Lamp with integated Ballast replaces pre-existing standard lighting Wattage. Measure includes Code case. Impacts: CFL-based HOU (varies by BldgType) | ExAnte2017 | Disposition | 2020-11-24 16:30 | Com-Iltg-dWatt-CFL | NonDEER | Scaled | BaseRatio | 0 | 0 | None |  | 0 |  | 1 | Com | Any | Lighting | InGen-CFL | Ltg_Lamp | CFLint_lamp |  | ILtg-CFL-Com | All Nonres (except globe & candelabra) CFL base case, Total Watts = 1.59 x Msr Watts | All Nonres (except globe & candelabra) CFL base case, Total Watts = 1.59 x Msr Watts | CFL Lamp: T-9 Circular Tube, 40 Watts | CFLratio0159 | CFLratio0159 | CFLscw-Circ9(40w) | Available |  |  |  | 2017ScrewInLampDisposition | ErRobNc |  |  |  | 2017Dispo-Com-InLtg | 2017-07-01 | 2018-06-30 | InEA_modVal |  |  |  |  | Standard | Revise expiry date to 60/30/2018 Commission Staff direction 2018ScrewInLampSavignsMethods-11Dec2017.pdf | 1 | 1 | 0 | Deemed Ex Ante Team |  | Revise expiry date to 60/30/2018 Commission Staff direction 2018ScrewInLampSavignsMethods-11Dec2017.pdf |  | Updated to indicate claim/filing status
936 | C-In-CFLscw-Circ9(55w)-dWP32 | Commercial Indoor General Lighting: CFL Lamp with integated Ballast replaces pre-existing standard lighting Wattage. Measure includes Code case. Impacts: CFL-based HOU (varies by BldgType) | ExAnte2017 | Disposition | 2020-11-24 16:30 | Com-Iltg-dWatt-CFL | NonDEER | Scaled | BaseRatio | 0 | 0 | None |  | 0 |  | 1 | Com | Any | Lighting | InGen-CFL | Ltg_Lamp | CFLint_lamp |  | ILtg-CFL-Com | All Nonres (except globe & candelabra) CFL base case, Total Watts = 1.59 x Msr Watts | All Nonres (except globe & candelabra) CFL base case, Total Watts = 1.59 x Msr Watts | CFL Lamp: T-9 Circular Tube, 55 Watts | CFLratio0159 | CFLratio0159 | CFLscw-Circ9(55w) | Available |  |  |  | 2017ScrewInLampDisposition | ErRobNc |  |  |  | 2017Dispo-Com-InLtg | 2017-07-01 | 2018-06-30 | InEA_modVal |  |  |  |  | Standard | Revise expiry date to 60/30/2018 Commission Staff direction 2018ScrewInLampSavignsMethods-11Dec2017.pdf | 1 | 1 | 0 | Deemed Ex Ante Team |  | Revise expiry date to 60/30/2018 Commission Staff direction 2018ScrewInLampSavignsMethods-11Dec2017.pdf |  | Updated to indicate claim/filing status
937 | C-In-CFLscw-PAR38(23w)-dWP14 | Commercial Indoor General Lighting: CFL Lamp with integated Ballast replaces pre-existing standard lighting Wattage. Measure includes Code case. Impacts: CFL-based HOU (varies by BldgType) | ExAnte2017 | Disposition | 2020-11-24 16:30 | Com-Iltg-dWatt-CFL | NonDEER | Scaled | BaseRatio | 0 | 0 | None |  | 0 |  | 1 | Com | Any | Lighting | InGen-CFL | Ltg_Lamp | CFLint_lamp | CFLscw-PAR38(23w) | ILtg-CFL-Com | All Nonres (except globe & candelabra) CFL base case, Total Watts = 1.59 x Msr Watts | All Nonres (except globe & candelabra) CFL base case, Total Watts = 1.59 x Msr Watts | CFL Lamp: PAR38, 900 initial lumens, 23 Watts | CFLratio0159 | CFLratio0159 | CFLscw-PAR38(23w) | Available |  |  |  | 2017ScrewInLampDisposition | ErRobNc |  |  |  | 2017Dispo-Com-InLtg | 2017-07-01 | 2018-06-30 | InEA_modVal |  |  |  |  | Standard | Revise expiry date to 60/30/2018 Commission Staff direction 2018ScrewInLampSavignsMethods-11Dec2017.pdf | 1 | 1 | 0 | Deemed Ex Ante Team |  | Revise expiry date to 60/30/2018 Commission Staff direction 2018ScrewInLampSavignsMethods-11Dec2017.pdf |  | Updated to indicate claim/filing status
938 | C-In-CFLscw-Refl(10w)-dWP6 | Commercial Indoor General Lighting: CFL Lamp with integated Ballast replaces pre-existing standard lighting Wattage. Measure includes Code case. Impacts: CFL-based HOU (varies by BldgType) | ExAnte2017 | Disposition | 2020-11-24 16:30 | Com-Iltg-dWatt-CFL | NonDEER | Scaled | BaseRatio | 0 | 0 | None |  | 0 |  | 1 | Com | Any | Lighting | InGen-CFL | Ltg_Lamp | CFLint_lamp | CFLscw-Refl(10w) | ILtg-CFL-Com | All Nonres (except globe & candelabra) CFL base case, Total Watts = 1.59 x Msr Watts | All Nonres (except globe & candelabra) CFL base case, Total Watts = 1.59 x Msr Watts | CFL Lamp: Reflector, 10 Watts | CFLratio0159 | CFLratio0159 | CFLscw-Refl(10w) | Available |  |  |  | 2017ScrewInLampDisposition | ErRobNc |  |  |  | 2017Dispo-Com-InLtg | 2017-07-01 | 2018-06-30 | InEA_modVal |  |  |  |  | Standard | Revise expiry date to 60/30/2018 Commission Staff direction 2018ScrewInLampSavignsMethods-11Dec2017.pdf | 1 | 1 | 0 | Deemed Ex Ante Team |  | Revise expiry date to 60/30/2018 Commission Staff direction 2018ScrewInLampSavignsMethods-11Dec2017.pdf |  | Updated to indicate claim/filing status
939 | C-In-CFLscw-Refl-1(15w)-dWP9 | Commercial Indoor General Lighting: CFL Lamp with integated Ballast replaces pre-existing standard lighting Wattage. Measure includes Code case. Impacts: CFL-based HOU (varies by BldgType) | ExAnte2017 | Disposition | 2020-11-24 16:30 | Com-Iltg-dWatt-CFL | NonDEER | Scaled | BaseRatio | 0 | 0 | None |  | 0 |  | 1 | Com | Any | Lighting | InGen-CFL | Ltg_Lamp | CFLint_lamp | CFLscw-Refl-1(15w) | ILtg-CFL-Com | All Nonres (except globe & candelabra) CFL base case, Total Watts = 1.59 x Msr Watts | All Nonres (except globe & candelabra) CFL base case, Total Watts = 1.59 x Msr Watts | CFL Lamp: Reflector, 565 initial lumens, 15 Watts | CFLratio0159 | CFLratio0159 | CFLscw-Refl-1(15w) | Available |  |  |  | 2017ScrewInLampDisposition | ErRobNc |  |  |  | 2017Dispo-Com-InLtg | 2017-07-01 | 2018-06-30 | InEA_modVal |  |  |  |  | Standard | Revise expiry date to 60/30/2018 Commission Staff direction 2018ScrewInLampSavignsMethods-11Dec2017.pdf | 1 | 1 | 0 | Deemed Ex Ante Team |  | Revise expiry date to 60/30/2018 Commission Staff direction 2018ScrewInLampSavignsMethods-11Dec2017.pdf |  | Updated to indicate claim/filing status
940 | C-In-CFLscw-Refl(11w)-dWP6 | Commercial Indoor General Lighting: CFL Lamp with integated Ballast replaces pre-existing standard lighting Wattage. Measure includes Code case. Impacts: CFL-based HOU (varies by BldgType) | ExAnte2017 | Disposition | 2020-11-24 16:30 | Com-Iltg-dWatt-CFL | NonDEER | Scaled | BaseRatio | 0 | 0 | None |  | 0 |  | 1 | Com | Any | Lighting | InGen-CFL | Ltg_Lamp | CFLint_lamp | CFLscw-Refl(11w) | ILtg-CFL-Com | All Nonres (except globe & candelabra) CFL base case, Total Watts = 1.59 x Msr Watts | All Nonres (except globe & candelabra) CFL base case, Total Watts = 1.59 x Msr Watts | CFL Lamp: Reflector, 11 Watts | CFLratio0159 | CFLratio0159 | CFLscw-Refl(11w) | Available |  |  |  | 2017ScrewInLampDisposition | ErRobNc |  |  |  | 2017Dispo-Com-InLtg | 2017-07-01 | 2018-06-30 | InEA_modVal |  |  |  |  | Standard | Revise expiry date to 60/30/2018 Commission Staff direction 2018ScrewInLampSavignsMethods-11Dec2017.pdf | 1 | 1 | 0 | Deemed Ex Ante Team |  | Revise expiry date to 60/30/2018 Commission Staff direction 2018ScrewInLampSavignsMethods-11Dec2017.pdf |  | Updated to indicate claim/filing status
941 | C-In-CFLscw-Refl-1(23w)-dWP14 | Commercial Indoor General Lighting: CFL Lamp with integated Ballast replaces pre-existing standard lighting Wattage. Measure includes Code case. Impacts: CFL-based HOU (varies by BldgType) | ExAnte2017 | Disposition | 2020-11-24 16:30 | Com-Iltg-dWatt-CFL | NonDEER | Scaled | BaseRatio | 0 | 0 | None |  | 0 |  | 1 | Com | Any | Lighting | InGen-CFL | Ltg_Lamp | CFLint_lamp | CFLscw-Refl-1(23w) | ILtg-CFL-Com | All Nonres (except globe & candelabra) CFL base case, Total Watts = 1.59 x Msr Watts | All Nonres (except globe & candelabra) CFL base case, Total Watts = 1.59 x Msr Watts | CFL Lamp: Reflector, 880 initial lumens, 23 Watts | CFLratio0159 | CFLratio0159 | CFLscw-Refl-1(23w) | Available |  |  |  | 2017ScrewInLampDisposition | ErRobNc |  |  |  | 2017Dispo-Com-InLtg | 2017-07-01 | 2018-06-30 | InEA_modVal |  |  |  |  | Standard | Revise expiry date to 60/30/2018 Commission Staff direction 2018ScrewInLampSavignsMethods-11Dec2017.pdf | 1 | 1 | 0 | Deemed Ex Ante Team |  | Revise expiry date to 60/30/2018 Commission Staff direction 2018ScrewInLampSavignsMethods-11Dec2017.pdf |  | Updated to indicate claim/filing status
942 | C-In-CFLscw-Refl(12w)-dWP7 | Commercial Indoor General Lighting: CFL Lamp with integated Ballast replaces pre-existing standard lighting Wattage. Measure includes Code case. Impacts: CFL-based HOU (varies by BldgType) | ExAnte2017 | Disposition | 2020-11-24 16:30 | Com-Iltg-dWatt-CFL | NonDEER | Scaled | BaseRatio | 0 | 0 | None |  | 0 |  | 1 | Com | Any | Lighting | InGen-CFL | Ltg_Lamp | CFLint_lamp | CFLscw-Refl(12w) | ILtg-CFL-Com | All Nonres (except globe & candelabra) CFL base case, Total Watts = 1.59 x Msr Watts | All Nonres (except globe & candelabra) CFL base case, Total Watts = 1.59 x Msr Watts | CFL Lamp: Reflector, 12 Watts | CFLratio0159 | CFLratio0159 | CFLscw-Refl(12w) | Available |  |  |  | 2017ScrewInLampDisposition | ErRobNc |  |  |  | 2017Dispo-Com-InLtg | 2017-07-01 | 2018-06-30 | InEA_modVal |  |  |  |  | Standard | Revise expiry date to 60/30/2018 Commission Staff direction 2018ScrewInLampSavignsMethods-11Dec2017.pdf | 1 | 1 | 0 | Deemed Ex Ante Team |  | Revise expiry date to 60/30/2018 Commission Staff direction 2018ScrewInLampSavignsMethods-11Dec2017.pdf |  | Updated to indicate claim/filing status
943 | C-In-CFLscw-Refl(13w)-dWP8 | Commercial Indoor General Lighting: CFL Lamp with integated Ballast replaces pre-existing standard lighting Wattage. Measure includes Code case. Impacts: CFL-based HOU (varies by BldgType) | ExAnte2017 | Disposition | 2020-11-24 16:30 | Com-Iltg-dWatt-CFL | NonDEER | Scaled | BaseRatio | 0 | 0 | None |  | 0 |  | 1 | Com | Any | Lighting | InGen-CFL | Ltg_Lamp | CFLint_lamp | CFLscw-Refl(13w) | ILtg-CFL-Com | All Nonres (except globe & candelabra) CFL base case, Total Watts = 1.59 x Msr Watts | All Nonres (except globe & candelabra) CFL base case, Total Watts = 1.59 x Msr Watts | CFL Lamp: Reflector, 13 Watts | CFLratio0159 | CFLratio0159 | CFLscw-Refl(13w) | Available |  |  |  | 2017ScrewInLampDisposition | ErRobNc |  |  |  | 2017Dispo-Com-InLtg | 2017-07-01 | 2018-06-30 | InEA_modVal |  |  |  |  | Standard | Revise expiry date to 60/30/2018 Commission Staff direction 2018ScrewInLampSavignsMethods-11Dec2017.pdf | 1 | 1 | 0 | Deemed Ex Ante Team |  | Revise expiry date to 60/30/2018 Commission Staff direction 2018ScrewInLampSavignsMethods-11Dec2017.pdf |  | Updated to indicate claim/filing status
944 | C-In-CFLscw-Refl(14w)-dWP8 | Commercial Indoor General Lighting: CFL Lamp with integated Ballast replaces pre-existing standard lighting Wattage. Measure includes Code case. Impacts: CFL-based HOU (varies by BldgType) | ExAnte2017 | Disposition | 2020-11-24 16:30 | Com-Iltg-dWatt-CFL | NonDEER | Scaled | BaseRatio | 0 | 0 | None |  | 0 |  | 1 | Com | Any | Lighting | InGen-CFL | Ltg_Lamp | CFLint_lamp | CFLscw-Refl(14w) | ILtg-CFL-Com | All Nonres (except globe & candelabra) CFL base case, Total Watts = 1.59 x Msr Watts | All Nonres (except globe & candelabra) CFL base case, Total Watts = 1.59 x Msr Watts | CFL Lamp: Reflector, 14 Watts | CFLratio0159 | CFLratio0159 | CFLscw-Refl(14w) | Available |  |  |  | 2017ScrewInLampDisposition | ErRobNc |  |  |  | 2017Dispo-Com-InLtg | 2017-07-01 | 2018-06-30 | InEA_modVal |  |  |  |  | Standard | Revise expiry date to 60/30/2018 Commission Staff direction 2018ScrewInLampSavignsMethods-11Dec2017.pdf | 1 | 1 | 0 | Deemed Ex Ante Team |  | Revise expiry date to 60/30/2018 Commission Staff direction 2018ScrewInLampSavignsMethods-11Dec2017.pdf |  | Updated to indicate claim/filing status
945 | C-In-CFLscw-Refl(16w)-dWP9 | Commercial Indoor General Lighting: CFL Lamp with integated Ballast replaces pre-existing standard lighting Wattage. Measure includes Code case. Impacts: CFL-based HOU (varies by BldgType) | ExAnte2017 | Disposition | 2020-11-24 16:30 | Com-Iltg-dWatt-CFL | NonDEER | Scaled | BaseRatio | 0 | 0 | None |  | 0 |  | 1 | Com | Any | Lighting | InGen-CFL | Ltg_Lamp | CFLint_lamp | CFLscw-Refl(16w) | ILtg-CFL-Com | All Nonres (except globe & candelabra) CFL base case, Total Watts = 1.59 x Msr Watts | All Nonres (except globe & candelabra) CFL base case, Total Watts = 1.59 x Msr Watts | CFL Lamp: Reflector, 604 initial lumens, 16 Watts | CFLratio0159 | CFLratio0159 | CFLscw-Refl(16w) | Available |  |  |  | 2017ScrewInLampDisposition | ErRobNc |  |  |  | 2017Dispo-Com-InLtg | 2017-07-01 | 2018-06-30 | InEA_modVal |  |  |  |  | Standard | Revise expiry date to 60/30/2018 Commission Staff direction 2018ScrewInLampSavignsMethods-11Dec2017.pdf | 1 | 1 | 0 | Deemed Ex Ante Team |  | Revise expiry date to 60/30/2018 Commission Staff direction 2018ScrewInLampSavignsMethods-11Dec2017.pdf |  | Updated to indicate claim/filing status
946 | C-In-CFLscw-Refl(18w)-dWP11 | Commercial Indoor General Lighting: CFL Lamp with integated Ballast replaces pre-existing standard lighting Wattage. Measure includes Code case. Impacts: CFL-based HOU (varies by BldgType) | ExAnte2017 | Disposition | 2020-11-24 16:30 | Com-Iltg-dWatt-CFL | NonDEER | Scaled | BaseRatio | 0 | 0 | None |  | 0 |  | 1 | Com | Any | Lighting | InGen-CFL | Ltg_Lamp | CFLint_lamp | CFLscw-Refl(18w) | ILtg-CFL-Com | All Nonres (except globe & candelabra) CFL base case, Total Watts = 1.59 x Msr Watts | All Nonres (except globe & candelabra) CFL base case, Total Watts = 1.59 x Msr Watts | CFL Lamp: Reflector, 683 initial lumens, 18 Watts | CFLratio0159 | CFLratio0159 | CFLscw-Refl(18w) | Available |  |  |  | 2017ScrewInLampDisposition | ErRobNc |  |  |  | 2017Dispo-Com-InLtg | 2017-07-01 | 2018-06-30 | InEA_modVal |  |  |  |  | Standard | Revise expiry date to 60/30/2018 Commission Staff direction 2018ScrewInLampSavignsMethods-11Dec2017.pdf | 1 | 1 | 0 | Deemed Ex Ante Team |  | Revise expiry date to 60/30/2018 Commission Staff direction 2018ScrewInLampSavignsMethods-11Dec2017.pdf |  | Updated to indicate claim/filing status
947 | C-In-CFLscw-Refl(19w)-dWP11 | Commercial Indoor General Lighting: CFL Lamp with integated Ballast replaces pre-existing standard lighting Wattage. Measure includes Code case. Impacts: CFL-based HOU (varies by BldgType) | ExAnte2017 | Disposition | 2020-11-24 16:30 | Com-Iltg-dWatt-CFL | NonDEER | Scaled | BaseRatio | 0 | 0 | None |  | 0 |  | 1 | Com | Any | Lighting | InGen-CFL | Ltg_Lamp | CFLint_lamp | CFLscw-Refl(19w) | ILtg-CFL-Com | All Nonres (except globe & candelabra) CFL base case, Total Watts = 1.59 x Msr Watts | All Nonres (except globe & candelabra) CFL base case, Total Watts = 1.59 x Msr Watts | CFL Lamp: Reflector, 723 initial lumens, 19 Watts | CFLratio0159 | CFLratio0159 | CFLscw-Refl(19w) | Available |  |  |  | 2017ScrewInLampDisposition | ErRobNc |  |  |  | 2017Dispo-Com-InLtg | 2017-07-01 | 2018-06-30 | InEA_modVal |  |  |  |  | Standard | Revise expiry date to 60/30/2018 Commission Staff direction 2018ScrewInLampSavignsMethods-11Dec2017.pdf | 1 | 1 | 0 | Deemed Ex Ante Team |  | Revise expiry date to 60/30/2018 Commission Staff direction 2018ScrewInLampSavignsMethods-11Dec2017.pdf |  | Updated to indicate claim/filing status
948 | C-In-CFLscw-Refl(20w)-dWP12 | Commercial Indoor General Lighting: CFL Lamp with integated Ballast replaces pre-existing standard lighting Wattage. Measure includes Code case. Impacts: CFL-based HOU (varies by BldgType) | ExAnte2017 | Disposition | 2020-11-24 16:30 | Com-Iltg-dWatt-CFL | NonDEER | Scaled | BaseRatio | 0 | 0 | None |  | 0 |  | 1 | Com | Any | Lighting | InGen-CFL | Ltg_Lamp | CFLint_lamp | CFLscw-Refl(20w) | ILtg-CFL-Com | All Nonres (except globe & candelabra) CFL base case, Total Watts = 1.59 x Msr Watts | All Nonres (except globe & candelabra) CFL base case, Total Watts = 1.59 x Msr Watts | CFL Lamp: Reflector, 762 initial lumens, 20 Watts | CFLratio0159 | CFLratio0159 | CFLscw-Refl(20w) | Available |  |  |  | 2017ScrewInLampDisposition | ErRobNc |  |  |  | 2017Dispo-Com-InLtg | 2017-07-01 | 2018-06-30 | InEA_modVal |  |  |  |  | Standard | Revise expiry date to 60/30/2018 Commission Staff direction 2018ScrewInLampSavignsMethods-11Dec2017.pdf | 1 | 1 | 0 | Deemed Ex Ante Team |  | Revise expiry date to 60/30/2018 Commission Staff direction 2018ScrewInLampSavignsMethods-11Dec2017.pdf |  | Updated to indicate claim/filing status
949 | C-In-CFLscw-Refl(22w)-dWP13 | Commercial Indoor General Lighting: CFL Lamp with integated Ballast replaces pre-existing standard lighting Wattage. Measure includes Code case. Impacts: CFL-based HOU (varies by BldgType) | ExAnte2017 | Disposition | 2020-11-24 16:30 | Com-Iltg-dWatt-CFL | NonDEER | Scaled | BaseRatio | 0 | 0 | None |  | 0 |  | 1 | Com | Any | Lighting | InGen-CFL | Ltg_Lamp | CFLint_lamp | CFLscw-Refl(22w) | ILtg-CFL-Com | All Nonres (except globe & candelabra) CFL base case, Total Watts = 1.59 x Msr Watts | All Nonres (except globe & candelabra) CFL base case, Total Watts = 1.59 x Msr Watts | CFL Lamp: Reflector, 841 initial lumens, 22 Watts | CFLratio0159 | CFLratio0159 | CFLscw-Refl(22w) | Available |  |  |  | 2017ScrewInLampDisposition | ErRobNc |  |  |  | 2017Dispo-Com-InLtg | 2017-07-01 | 2018-06-30 | InEA_modVal |  |  |  |  | Standard | Revise expiry date to 60/30/2018 Commission Staff direction 2018ScrewInLampSavignsMethods-11Dec2017.pdf | 1 | 1 | 0 | Deemed Ex Ante Team |  | Revise expiry date to 60/30/2018 Commission Staff direction 2018ScrewInLampSavignsMethods-11Dec2017.pdf |  | Updated to indicate claim/filing status
950 | C-In-CFLscw-Refl(24w)-dWP14 | Commercial Indoor General Lighting: CFL Lamp with integated Ballast replaces pre-existing standard lighting Wattage. Measure includes Code case. Impacts: CFL-based HOU (varies by BldgType) | ExAnte2017 | Disposition | 2020-11-24 16:30 | Com-Iltg-dWatt-CFL | NonDEER | Scaled | BaseRatio | 0 | 0 | None |  | 0 |  | 1 | Com | Any | Lighting | InGen-CFL | Ltg_Lamp | CFLint_lamp | CFLscw-Refl(24w) | ILtg-CFL-Com | All Nonres (except globe & candelabra) CFL base case, Total Watts = 1.59 x Msr Watts | All Nonres (except globe & candelabra) CFL base case, Total Watts = 1.59 x Msr Watts | CFL Lamp: Reflector, 925 initial lumens, 24 Watts | CFLratio0159 | CFLratio0159 | CFLscw-Refl(24w) | Available |  |  |  | 2017ScrewInLampDisposition | ErRobNc |  |  |  | 2017Dispo-Com-InLtg | 2017-07-01 | 2018-06-30 | InEA_modVal |  |  |  |  | Standard | Revise expiry date to 60/30/2018 Commission Staff direction 2018ScrewInLampSavignsMethods-11Dec2017.pdf | 1 | 1 | 0 | Deemed Ex Ante Team |  | Revise expiry date to 60/30/2018 Commission Staff direction 2018ScrewInLampSavignsMethods-11Dec2017.pdf |  | Updated to indicate claim/filing status
951 | C-In-CFLscw-Refl(25w)-dWP15 | Commercial Indoor General Lighting: CFL Lamp with integated Ballast replaces pre-existing standard lighting Wattage. Measure includes Code case. Impacts: CFL-based HOU (varies by BldgType) | ExAnte2017 | Disposition | 2020-11-24 16:30 | Com-Iltg-dWatt-CFL | NonDEER | Scaled | BaseRatio | 0 | 0 | None |  | 0 |  | 1 | Com | Any | Lighting | InGen-CFL | Ltg_Lamp | CFLint_lamp | CFLscw-Refl(25w) | ILtg-CFL-Com | All Nonres (except globe & candelabra) CFL base case, Total Watts = 1.59 x Msr Watts | All Nonres (except globe & candelabra) CFL base case, Total Watts = 1.59 x Msr Watts | CFL Lamp: Reflector, 970 initial lumens, 25 Watts | CFLratio0159 | CFLratio0159 | CFLscw-Refl(25w) | Available |  |  |  | 2017ScrewInLampDisposition | ErRobNc |  |  |  | 2017Dispo-Com-InLtg | 2017-07-01 | 2018-06-30 | InEA_modVal |  |  |  |  | Standard | Revise expiry date to 60/30/2018 Commission Staff direction 2018ScrewInLampSavignsMethods-11Dec2017.pdf | 1 | 1 | 0 | Deemed Ex Ante Team |  | Revise expiry date to 60/30/2018 Commission Staff direction 2018ScrewInLampSavignsMethods-11Dec2017.pdf |  | Updated to indicate claim/filing status
951 | RB-Appl-EffCW-med-ElecDHW-GasCDryer-Tier1-Front | Clothes washer, Front loading, Elec DHW, GasDryer, Tier1, IMEF =2.38-2.74, IWF <=3.7 | DEER2016 | D16v2 | 2020-11-24 16:30 | RB-Appl-EffCW-med-ElecDHW-GasCDryer-Tier1-Front | DEER | Standard | None | 0 | 0 | None |  | 0 |  | 0 | Res | Any | AppPlug | Laundry | Clean_equip | ClothesWash |  | Appl-EffCW |  | Clothes washer, Front loading, Elec DHW, GasDryer, Standard, IMEF =1.84, IWF =4.7 | Clothes washer, Front loading, Elec DHW, GasDryer, Tier1, IMEF =2.38-2.74, IWF <=3.7 |  |  |  | Exclude |  | 0 | 0 |  | RobNc |  | Appl-EffCW |  | None | 2016-01-01 | 2019-12-31 | DEER2016 Update (non-Ltg) |  |  |  |  | Component | Measure expired due to DEER2020 update | 1 | 1 | 0 | Deemed Ex Ante Team |  | Measure expired due to DEER2020 update |  | Updated to indicate claim/filing status
952 | C-In-CFLscw-Refl(26w)-dWP15 | Commercial Indoor General Lighting: CFL Lamp with integated Ballast replaces pre-existing standard lighting Wattage. Measure includes Code case. Impacts: CFL-based HOU (varies by BldgType) | ExAnte2017 | Disposition | 2020-11-24 16:30 | Com-Iltg-dWatt-CFL | NonDEER | Scaled | BaseRatio | 0 | 0 | None |  | 0 |  | 1 | Com | Any | Lighting | InGen-CFL | Ltg_Lamp | CFLint_lamp | CFLscw-Refl(26w) | ILtg-CFL-Com | All Nonres (except globe & candelabra) CFL base case, Total Watts = 1.59 x Msr Watts | All Nonres (except globe & candelabra) CFL base case, Total Watts = 1.59 x Msr Watts | CFL Lamp: Reflector, 26 Watts | CFLratio0159 | CFLratio0159 | CFLscw-Refl(26w) | Available |  |  |  | 2017ScrewInLampDisposition | ErRobNc |  |  |  | 2017Dispo-Com-InLtg | 2017-07-01 | 2018-06-30 | InEA_modVal |  |  |  |  | Standard | Revise expiry date to 60/30/2018 Commission Staff direction 2018ScrewInLampSavignsMethods-11Dec2017.pdf | 1 | 1 | 0 | Deemed Ex Ante Team |  | Revise expiry date to 60/30/2018 Commission Staff direction 2018ScrewInLampSavignsMethods-11Dec2017.pdf |  | Updated to indicate claim/filing status
952 | RB-Appl-EffCW-med-ElecDHW-GasCDryer-Tier2-Front | Clothes washer, Front loading, Elec DHW, GasDryer, Tier2, IMEF =2.74-2.92, IWF <=3.2 | DEER2016 | D16v2 | 2020-11-24 16:30 | RB-Appl-EffCW-med-ElecDHW-GasCDryer-Tier2-Front | DEER | Standard | None | 0 | 0 | None |  | 0 |  | 0 | Res | Any | AppPlug | Laundry | Clean_equip | ClothesWash |  | Appl-EffCW |  | Clothes washer, Front loading, Elec DHW, GasDryer, Standard, IMEF =1.84, IWF =4.7 | Clothes washer, Front loading, Elec DHW, GasDryer, Tier2, IMEF =2.74-2.92, IWF <=3.2 |  |  |  | Exclude |  | 0 | 0 |  | RobNc |  | Appl-EffCW |  | None | 2016-01-01 | 2019-12-31 | DEER2016 Update (non-Ltg) |  |  |  |  | Component | Measure expired due to DEER2020 update | 1 | 1 | 0 | Deemed Ex Ante Team |  | Measure expired due to DEER2020 update |  | Updated to indicate claim/filing status
953 | C-In-CFLscw-Refl(27w)-dWP16 | Commercial Indoor General Lighting: CFL Lamp with integated Ballast replaces pre-existing standard lighting Wattage. Measure includes Code case. Impacts: CFL-based HOU (varies by BldgType) | ExAnte2017 | Disposition | 2020-11-24 16:30 | Com-Iltg-dWatt-CFL | NonDEER | Scaled | BaseRatio | 0 | 0 | None |  | 0 |  | 1 | Com | Any | Lighting | InGen-CFL | Ltg_Lamp | CFLint_lamp |  | ILtg-CFL-Com | All Nonres (except globe & candelabra) CFL base case, Total Watts = 1.59 x Msr Watts | All Nonres (except globe & candelabra) CFL base case, Total Watts = 1.59 x Msr Watts | CFL Lamp: Reflector, 27 Watts | CFLratio0159 | CFLratio0159 | CFLscw-Refl(27w) | Available |  |  |  | 2017ScrewInLampDisposition | ErRobNc |  |  |  | 2017Dispo-Com-InLtg | 2017-07-01 | 2018-06-30 | InEA_modVal |  |  |  |  | Standard | Revise expiry date to 60/30/2018 Commission Staff direction 2018ScrewInLampSavignsMethods-11Dec2017.pdf | 1 | 1 | 0 | Deemed Ex Ante Team |  | Revise expiry date to 60/30/2018 Commission Staff direction 2018ScrewInLampSavignsMethods-11Dec2017.pdf |  | Updated to indicate claim/filing status
953 | RB-Appl-EffCW-med-ElecDHW-GasCDryer-Tier3-Front | Clothes washer, Front loading, Elec DHW, GasDryer, Tier3, IMEF >2.92, IWF <=3.2 | DEER2016 | D16v2 | 2020-11-24 16:30 | RB-Appl-EffCW-med-ElecDHW-GasCDryer-Tier3-Front | DEER | Standard | None | 0 | 0 | None |  | 0 |  | 0 | Res | Any | AppPlug | Laundry | Clean_equip | ClothesWash |  | Appl-EffCW |  | Clothes washer, Front loading, Elec DHW, GasDryer, Standard, IMEF =1.84, IWF =4.7 | Clothes washer, Front loading, Elec DHW, GasDryer, Tier3, IMEF >2.92, IWF <=3.2 |  |  |  | Exclude |  | 0 | 0 |  | RobNc |  | Appl-EffCW |  | None | 2016-01-01 | 2019-12-31 | DEER2016 Update (non-Ltg) |  |  |  |  | Component | Measure expired due to DEER2020 update | 1 | 1 | 0 | Deemed Ex Ante Team |  | Measure expired due to DEER2020 update |  | Updated to indicate claim/filing status
954 | C-In-CFLscw-Refl(28w)-dWP17 | Commercial Indoor General Lighting: CFL Lamp with integated Ballast replaces pre-existing standard lighting Wattage. Measure includes Code case. Impacts: CFL-based HOU (varies by BldgType) | ExAnte2017 | Disposition | 2020-11-24 16:30 | Com-Iltg-dWatt-CFL | NonDEER | Scaled | BaseRatio | 0 | 0 | None |  | 0 |  | 1 | Com | Any | Lighting | InGen-CFL | Ltg_Lamp | CFLint_lamp |  | ILtg-CFL-Com | All Nonres (except globe & candelabra) CFL base case, Total Watts = 1.59 x Msr Watts | All Nonres (except globe & candelabra) CFL base case, Total Watts = 1.59 x Msr Watts | CFL Lamp: Reflector, 28 Watts | CFLratio0159 | CFLratio0159 | CFLscw-Refl(28w) | Available |  |  |  | 2017ScrewInLampDisposition | ErRobNc |  |  |  | 2017Dispo-Com-InLtg | 2017-07-01 | 2018-06-30 | InEA_modVal |  |  |  |  | Standard | Revise expiry date to 60/30/2018 Commission Staff direction 2018ScrewInLampSavignsMethods-11Dec2017.pdf | 1 | 1 | 0 | Deemed Ex Ante Team |  | Revise expiry date to 60/30/2018 Commission Staff direction 2018ScrewInLampSavignsMethods-11Dec2017.pdf |  | Updated to indicate claim/filing status
954 | RB-Appl-EffCW-med-GasDHW-ElecCDryer-Tier1-Front | Clothes washer, Front loading, Gas DHW, ElecDryer, Tier1, IMEF =2.38-2.74, IWF <=3.7 | DEER2016 | D16v2 | 2020-11-24 16:30 | RB-Appl-EffCW-med-GasDHW-ElecCDryer-Tier1-Front | DEER | Standard | None | 0 | 0 | None |  | 0 |  | 0 | Res | Any | AppPlug | Laundry | Clean_equip | ClothesWash |  | Appl-EffCW |  | Clothes washer, Front loading, Gas DHW, ElecDryer, Standard, IMEF =1.84, IWF =4.7 | Clothes washer, Front loading, Gas DHW, ElecDryer, Tier1, IMEF =2.38-2.74, IWF <=3.7 |  |  |  | Exclude |  | 0 | 0 |  | RobNc |  | Appl-EffCW |  | None | 2016-01-01 | 2019-12-31 | DEER2016 Update (non-Ltg) |  |  |  |  | Component | Measure expired due to DEER2020 update | 1 | 1 | 0 | Deemed Ex Ante Team |  | Measure expired due to DEER2020 update |  | Updated to indicate claim/filing status
955 | C-In-CFLscw-Refl(30w)-dWP18 | Commercial Indoor General Lighting: CFL Lamp with integated Ballast replaces pre-existing standard lighting Wattage. Measure includes Code case. Impacts: CFL-based HOU (varies by BldgType) | ExAnte2017 | Disposition | 2020-11-24 16:30 | Com-Iltg-dWatt-CFL | NonDEER | Scaled | BaseRatio | 0 | 0 | None |  | 0 |  | 1 | Com | Any | Lighting | InGen-CFL | Ltg_Lamp | CFLint_lamp |  | ILtg-CFL-Com | All Nonres (except globe & candelabra) CFL base case, Total Watts = 1.59 x Msr Watts | All Nonres (except globe & candelabra) CFL base case, Total Watts = 1.59 x Msr Watts | CFL Lamp: Reflector, 30 Watts | CFLratio0159 | CFLratio0159 | CFLscw-Refl(30w) | Available |  |  |  | 2017ScrewInLampDisposition | ErRobNc |  |  |  | 2017Dispo-Com-InLtg | 2017-07-01 | 2018-06-30 | InEA_modVal |  |  |  |  | Standard | Revise expiry date to 60/30/2018 Commission Staff direction 2018ScrewInLampSavignsMethods-11Dec2017.pdf | 1 | 1 | 0 | Deemed Ex Ante Team |  | Revise expiry date to 60/30/2018 Commission Staff direction 2018ScrewInLampSavignsMethods-11Dec2017.pdf |  | Updated to indicate claim/filing status
955 | RB-Appl-EffCW-med-GasDHW-ElecCDryer-Tier2-Front | Clothes washer, Front loading, Gas DHW, ElecDryer, Tier2, IMEF =2.74-2.92, IWF <=3.2 | DEER2016 | D16v2 | 2020-11-24 16:30 | RB-Appl-EffCW-med-GasDHW-ElecCDryer-Tier2-Front | DEER | Standard | None | 0 | 0 | None |  | 0 |  | 0 | Res | Any | AppPlug | Laundry | Clean_equip | ClothesWash |  | Appl-EffCW |  | Clothes washer, Front loading, Gas DHW, ElecDryer, Standard, IMEF =1.84, IWF =4.7 | Clothes washer, Front loading, Gas DHW, ElecDryer, Tier2, IMEF =2.74-2.92, IWF <=3.2 |  |  |  | Exclude |  | 0 | 0 |  | RobNc |  | Appl-EffCW |  | None | 2016-01-01 | 2019-12-31 | DEER2016 Update (non-Ltg) |  |  |  |  | Component | Measure expired due to DEER2020 update | 1 | 1 | 0 | Deemed Ex Ante Team |  | Measure expired due to DEER2020 update |  | Updated to indicate claim/filing status
956 | C-In-CFLscw-Refl(32w)-dWP19 | Commercial Indoor General Lighting: CFL Lamp with integated Ballast replaces pre-existing standard lighting Wattage. Measure includes Code case. Impacts: CFL-based HOU (varies by BldgType) | ExAnte2017 | Disposition | 2020-11-24 16:30 | Com-Iltg-dWatt-CFL | NonDEER | Scaled | BaseRatio | 0 | 0 | None |  | 0 |  | 1 | Com | Any | Lighting | InGen-CFL | Ltg_Lamp | CFLint_lamp |  | ILtg-CFL-Com | All Nonres (except globe & candelabra) CFL base case, Total Watts = 1.59 x Msr Watts | All Nonres (except globe & candelabra) CFL base case, Total Watts = 1.59 x Msr Watts | CFL Lamp: Reflector, 32 Watts | CFLratio0159 | CFLratio0159 | CFLscw-Refl(32w) | Available |  |  |  | 2017ScrewInLampDisposition | ErRobNc |  |  |  | 2017Dispo-Com-InLtg | 2017-07-01 | 2018-06-30 | InEA_modVal |  |  |  |  | Standard | Revise expiry date to 60/30/2018 Commission Staff direction 2018ScrewInLampSavignsMethods-11Dec2017.pdf | 1 | 1 | 0 | Deemed Ex Ante Team |  | Revise expiry date to 60/30/2018 Commission Staff direction 2018ScrewInLampSavignsMethods-11Dec2017.pdf |  | Updated to indicate claim/filing status
956 | RB-Appl-EffCW-med-GasDHW-ElecCDryer-Tier3-Front | Clothes washer, Front loading, Gas DHW, ElecDryer, Tier3, IMEF >2.92, IWF <=3.2 | DEER2016 | D16v2 | 2020-11-24 16:30 | RB-Appl-EffCW-med-GasDHW-ElecCDryer-Tier3-Front | DEER | Standard | None | 0 | 0 | None |  | 0 |  | 0 | Res | Any | AppPlug | Laundry | Clean_equip | ClothesWash |  | Appl-EffCW |  | Clothes washer, Front loading, Gas DHW, ElecDryer, Standard, IMEF =1.84, IWF =4.7 | Clothes washer, Front loading, Gas DHW, ElecDryer, Tier3, IMEF >2.92, IWF <=3.2 |  |  |  | Exclude |  | 0 | 0 |  | RobNc |  | Appl-EffCW |  | None | 2016-01-01 | 2019-12-31 | DEER2016 Update (non-Ltg) |  |  |  |  | Component | Measure expired due to DEER2020 update | 1 | 1 | 0 | Deemed Ex Ante Team |  | Measure expired due to DEER2020 update |  | Updated to indicate claim/filing status
957 | C-In-CFLscw-Refl(40w)-dWP24 | Commercial Indoor General Lighting: CFL Lamp with integated Ballast replaces pre-existing standard lighting Wattage. Measure includes Code case. Impacts: CFL-based HOU (varies by BldgType) | ExAnte2017 | Disposition | 2020-11-24 16:30 | Com-Iltg-dWatt-CFL | NonDEER | Scaled | BaseRatio | 0 | 0 | None |  | 0 |  | 1 | Com | Any | Lighting | InGen-CFL | Ltg_Lamp | CFLint_lamp |  | ILtg-CFL-Com | All Nonres (except globe & candelabra) CFL base case, Total Watts = 1.59 x Msr Watts | All Nonres (except globe & candelabra) CFL base case, Total Watts = 1.59 x Msr Watts | CFL Lamp: Reflector, 40 Watts | CFLratio0159 | CFLratio0159 | CFLscw-Refl(40w) | Available |  |  |  | 2017ScrewInLampDisposition | ErRobNc |  |  |  | 2017Dispo-Com-InLtg | 2017-07-01 | 2018-06-30 | InEA_modVal |  |  |  |  | Standard | Revise expiry date to 60/30/2018 Commission Staff direction 2018ScrewInLampSavignsMethods-11Dec2017.pdf | 1 | 1 | 0 | Deemed Ex Ante Team |  | Revise expiry date to 60/30/2018 Commission Staff direction 2018ScrewInLampSavignsMethods-11Dec2017.pdf |  | Updated to indicate claim/filing status
957 | RE-Appl-EffCW-med-ElecDHW-ElecCDryer-Tier1-Front | Clothes washer, Front loading, Elec DHW, ElecDryer, Tier1, IMEF =2.38-2.74, IWF <=3.7 | DEER2016 | D16v2 | 2020-11-24 16:30 | RE-Appl-EffCW-med-ElecDHW-ElecCDryer-Tier1-Front | DEER | Standard | None | 0 | 0 | None |  | 0 |  | 0 | Res | Any | AppPlug | Laundry | Clean_equip | ClothesWash |  | Appl-EffCW |  | Clothes washer, Front loading, Elec DHW, ElecDryer, Standard, IMEF =1.84, IWF =4.7 | Clothes washer, Front loading, Elec DHW, ElecDryer, Tier1, IMEF =2.38-2.74, IWF <=3.7 |  |  |  | Exclude |  | 0 | 0 |  | RobNc |  | Appl-EffCW |  | None | 2016-01-01 | 2019-12-31 | DEER2016 Update (non-Ltg) |  |  |  |  | Component | Measure expired due to DEER2020 update | 1 | 1 | 0 | Deemed Ex Ante Team |  | Measure expired due to DEER2020 update |  | Updated to indicate claim/filing status
958 | C-In-CFLscw-Refl(42w)-dWP25 | Commercial Indoor General Lighting: CFL Lamp with integated Ballast replaces pre-existing standard lighting Wattage. Measure includes Code case. Impacts: CFL-based HOU (varies by BldgType) | ExAnte2017 | Disposition | 2020-11-24 16:30 | Com-Iltg-dWatt-CFL | NonDEER | Scaled | BaseRatio | 0 | 0 | None |  | 0 |  | 1 | Com | Any | Lighting | InGen-CFL | Ltg_Lamp | CFLint_lamp |  | ILtg-CFL-Com | All Nonres (except globe & candelabra) CFL base case, Total Watts = 1.59 x Msr Watts | All Nonres (except globe & candelabra) CFL base case, Total Watts = 1.59 x Msr Watts | CFL Lamp: Reflector, 42 Watts | CFLratio0159 | CFLratio0159 | CFLscw-Refl(42w) | Available |  |  |  | 2017ScrewInLampDisposition | ErRobNc |  |  |  | 2017Dispo-Com-InLtg | 2017-07-01 | 2018-06-30 | InEA_modVal |  |  |  |  | Standard | Revise expiry date to 60/30/2018 Commission Staff direction 2018ScrewInLampSavignsMethods-11Dec2017.pdf | 1 | 1 | 0 | Deemed Ex Ante Team |  | Revise expiry date to 60/30/2018 Commission Staff direction 2018ScrewInLampSavignsMethods-11Dec2017.pdf |  | Updated to indicate claim/filing status
958 | RE-Appl-EffCW-med-ElecDHW-ElecCDryer-Tier2-Front | Clothes washer, Front loading, Elec DHW, ElecDryer, Tier2, IMEF =2.74-2.92, IWF <=3.2 | DEER2016 | D16v2 | 2020-11-24 16:30 | RE-Appl-EffCW-med-ElecDHW-ElecCDryer-Tier2-Front | DEER | Standard | None | 0 | 0 | None |  | 0 |  | 0 | Res | Any | AppPlug | Laundry | Clean_equip | ClothesWash |  | Appl-EffCW |  | Clothes washer, Front loading, Elec DHW, ElecDryer, Standard, IMEF =1.84, IWF =4.7 | Clothes washer, Front loading, Elec DHW, ElecDryer, Tier2, IMEF =2.74-2.92, IWF <=3.2 |  |  |  | Exclude |  | 0 | 0 |  | RobNc |  | Appl-EffCW |  | None | 2016-01-01 | 2019-12-31 | DEER2016 Update (non-Ltg) |  |  |  |  | Component | Measure expired due to DEER2020 update | 1 | 1 | 0 | Deemed Ex Ante Team |  | Measure expired due to DEER2020 update |  | Updated to indicate claim/filing status
959 | C-In-CFLscw-Refl(45w)-dWP27 | Commercial Indoor General Lighting: CFL Lamp with integated Ballast replaces pre-existing standard lighting Wattage. Measure includes Code case. Impacts: CFL-based HOU (varies by BldgType) | ExAnte2017 | Disposition | 2020-11-24 16:30 | Com-Iltg-dWatt-CFL | NonDEER | Scaled | BaseRatio | 0 | 0 | None |  | 0 |  | 1 | Com | Any | Lighting | InGen-CFL | Ltg_Lamp | CFLint_lamp |  | ILtg-CFL-Com | All Nonres (except globe & candelabra) CFL base case, Total Watts = 1.59 x Msr Watts | All Nonres (except globe & candelabra) CFL base case, Total Watts = 1.59 x Msr Watts | CFL Lamp: Reflector, 45 Watts | CFLratio0159 | CFLratio0159 | CFLscw-Refl(45w) | Available |  |  |  | 2017ScrewInLampDisposition | ErRobNc |  |  |  | 2017Dispo-Com-InLtg | 2017-07-01 | 2018-06-30 | InEA_modVal |  |  |  |  | Standard | Revise expiry date to 60/30/2018 Commission Staff direction 2018ScrewInLampSavignsMethods-11Dec2017.pdf | 1 | 1 | 0 | Deemed Ex Ante Team |  | Revise expiry date to 60/30/2018 Commission Staff direction 2018ScrewInLampSavignsMethods-11Dec2017.pdf |  | Updated to indicate claim/filing status
959 | RE-Appl-EffCW-med-ElecDHW-ElecCDryer-Tier3-Front | Clothes washer, Front loading, Elec DHW, ElecDryer, Tier3, IMEF >2.92, IWF <=3.2 | DEER2016 | D16v2 | 2020-11-24 16:30 | RE-Appl-EffCW-med-ElecDHW-ElecCDryer-Tier3-Front | DEER | Standard | None | 0 | 0 | None |  | 0 |  | 0 | Res | Any | AppPlug | Laundry | Clean_equip | ClothesWash |  | Appl-EffCW |  | Clothes washer, Front loading, Elec DHW, ElecDryer, Standard, IMEF =1.84, IWF =4.7 | Clothes washer, Front loading, Elec DHW, ElecDryer, Tier3, IMEF >2.92, IWF <=3.2 |  |  |  | Exclude |  | 0 | 0 |  | RobNc |  | Appl-EffCW |  | None | 2016-01-01 | 2019-12-31 | DEER2016 Update (non-Ltg) |  |  |  |  | Component | Measure expired due to DEER2020 update | 1 | 1 | 0 | Deemed Ex Ante Team |  | Measure expired due to DEER2020 update |  | Updated to indicate claim/filing status
960 | C-In-CFLscw-Refl(55w)-dWP32 | Commercial Indoor General Lighting: CFL Lamp with integated Ballast replaces pre-existing standard lighting Wattage. Measure includes Code case. Impacts: CFL-based HOU (varies by BldgType) | ExAnte2017 | Disposition | 2020-11-24 16:30 | Com-Iltg-dWatt-CFL | NonDEER | Scaled | BaseRatio | 0 | 0 | None |  | 0 |  | 1 | Com | Any | Lighting | InGen-CFL | Ltg_Lamp | CFLint_lamp |  | ILtg-CFL-Com | All Nonres (except globe & candelabra) CFL base case, Total Watts = 1.59 x Msr Watts | All Nonres (except globe & candelabra) CFL base case, Total Watts = 1.59 x Msr Watts | CFL Lamp: Reflector, 55 Watts | CFLratio0159 | CFLratio0159 | CFLscw-Refl(55w) | Available |  |  |  | 2017ScrewInLampDisposition | ErRobNc |  |  |  | 2017Dispo-Com-InLtg | 2017-07-01 | 2018-06-30 | InEA_modVal |  |  |  |  | Standard | Revise expiry date to 60/30/2018 Commission Staff direction 2018ScrewInLampSavignsMethods-11Dec2017.pdf | 1 | 1 | 0 | Deemed Ex Ante Team |  | Revise expiry date to 60/30/2018 Commission Staff direction 2018ScrewInLampSavignsMethods-11Dec2017.pdf |  | Updated to indicate claim/filing status
960 | RB-Appl-EffCW-med-GasDHW-GasCDryer-Tier1-Front | Clothes washer, Front loading, Gas DHW, GasDryer, Tier1, IMEF =2.38-2.74, IWF <=3.7 | DEER2016 | D16v2 | 2020-11-24 16:30 | RB-Appl-EffCW-med-GasDHW-GasCDryer-Tier1-Front | DEER | Standard | None | 0 | 0 | None |  | 0 |  | 0 | Res | Any | AppPlug | Laundry | Clean_equip | ClothesWash |  | Appl-EffCW |  | Clothes washer, Front loading, Gas DHW, GasDryer, Standard, IMEF =1.84, IWF =4.7 | Clothes washer, Front loading, Gas DHW, GasDryer, Tier1, IMEF =2.38-2.74, IWF <=3.7 |  |  |  | Exclude |  | 0 | 0 |  | RobNc |  | Appl-EffCW |  | None | 2016-01-01 | 2019-12-31 | DEER2016 Update (non-Ltg) |  |  |  |  | Component | Measure expired due to DEER2020 update | 1 | 1 | 0 | Deemed Ex Ante Team |  | Measure expired due to DEER2020 update |  | Updated to indicate claim/filing status
961 | C-In-CFLscw-Refl(7w)-dWP4 | Commercial Indoor General Lighting: CFL Lamp with integated Ballast replaces pre-existing standard lighting Wattage. Measure includes Code case. Impacts: CFL-based HOU (varies by BldgType) | ExAnte2017 | Disposition | 2020-11-24 16:30 | Com-Iltg-dWatt-CFL | NonDEER | Scaled | BaseRatio | 0 | 0 | None |  | 0 |  | 1 | Com | Any | Lighting | InGen-CFL | Ltg_Lamp | CFLint_lamp | CFLscw-Refl(7w) | ILtg-CFL-Com | All Nonres (except globe & candelabra) CFL base case, Total Watts = 1.59 x Msr Watts | All Nonres (except globe & candelabra) CFL base case, Total Watts = 1.59 x Msr Watts | CFL Lamp: Reflector, 7 Watts | CFLratio0159 | CFLratio0159 | CFLscw-Refl(7w) | Available |  |  |  | 2017ScrewInLampDisposition | ErRobNc |  |  |  | 2017Dispo-Com-InLtg | 2017-07-01 | 2018-06-30 | InEA_modVal |  |  |  |  | Standard | Revise expiry date to 60/30/2018 Commission Staff direction 2018ScrewInLampSavignsMethods-11Dec2017.pdf | 1 | 1 | 0 | Deemed Ex Ante Team |  | Revise expiry date to 60/30/2018 Commission Staff direction 2018ScrewInLampSavignsMethods-11Dec2017.pdf |  | Updated to indicate claim/filing status
961 | RB-Appl-EffCW-med-GasDHW-GasCDryer-Tier2-Front | Clothes washer, Front loading, Gas DHW, GasDryer, Tier2, IMEF =2.74-2.92, IWF <=3.2 | DEER2016 | D16v2 | 2020-11-24 16:30 | RB-Appl-EffCW-med-GasDHW-GasCDryer-Tier2-Front | DEER | Standard | None | 0 | 0 | None |  | 0 |  | 0 | Res | Any | AppPlug | Laundry | Clean_equip | ClothesWash |  | Appl-EffCW |  | Clothes washer, Front loading, Gas DHW, GasDryer, Standard, IMEF =1.84, IWF =4.7 | Clothes washer, Front loading, Gas DHW, GasDryer, Tier2, IMEF =2.74-2.92, IWF <=3.2 |  |  |  | Exclude |  | 0 | 0 |  | RobNc |  | Appl-EffCW |  | None | 2016-01-01 | 2019-12-31 | DEER2016 Update (non-Ltg) |  |  |  |  | Component | Measure expired due to DEER2020 update | 1 | 1 | 0 | Deemed Ex Ante Team |  | Measure expired due to DEER2020 update |  | Updated to indicate claim/filing status
962 | C-In-CFLscw-Refl(8w)-dWP5 | Commercial Indoor General Lighting: CFL Lamp with integated Ballast replaces pre-existing standard lighting Wattage. Measure includes Code case. Impacts: CFL-based HOU (varies by BldgType) | ExAnte2017 | Disposition | 2020-11-24 16:30 | Com-Iltg-dWatt-CFL | NonDEER | Scaled | BaseRatio | 0 | 0 | None |  | 0 |  | 1 | Com | Any | Lighting | InGen-CFL | Ltg_Lamp | CFLint_lamp | CFLscw-Refl(8w) | ILtg-CFL-Com | All Nonres (except globe & candelabra) CFL base case, Total Watts = 1.59 x Msr Watts | All Nonres (except globe & candelabra) CFL base case, Total Watts = 1.59 x Msr Watts | CFL Lamp: Reflector, 8 Watts | CFLratio0159 | CFLratio0159 | CFLscw-Refl(8w) | Available |  |  |  | 2017ScrewInLampDisposition | ErRobNc |  |  |  | 2017Dispo-Com-InLtg | 2017-07-01 | 2018-06-30 | InEA_modVal |  |  |  |  | Standard | Revise expiry date to 60/30/2018 Commission Staff direction 2018ScrewInLampSavignsMethods-11Dec2017.pdf | 1 | 1 | 0 | Deemed Ex Ante Team |  | Revise expiry date to 60/30/2018 Commission Staff direction 2018ScrewInLampSavignsMethods-11Dec2017.pdf |  | Updated to indicate claim/filing status
962 | RB-Appl-EffCW-med-GasDHW-GasCDryer-Tier3-Front | Clothes washer, Front loading, Gas DHW, GasDryer, Tier3, IMEF >2.92, IWF <=3.2 | DEER2016 | D16v2 | 2020-11-24 16:30 | RB-Appl-EffCW-med-GasDHW-GasCDryer-Tier3-Front | DEER | Standard | None | 0 | 0 | None |  | 0 |  | 0 | Res | Any | AppPlug | Laundry | Clean_equip | ClothesWash |  | Appl-EffCW |  | Clothes washer, Front loading, Gas DHW, GasDryer, Standard, IMEF =1.84, IWF =4.7 | Clothes washer, Front loading, Gas DHW, GasDryer, Tier3, IMEF >2.92, IWF <=3.2 |  |  |  | Exclude |  | 0 | 0 |  | RobNc |  | Appl-EffCW |  | None | 2016-01-01 | 2019-12-31 | DEER2016 Update (non-Ltg) |  |  |  |  | Component | Measure expired due to DEER2020 update | 1 | 1 | 0 | Deemed Ex Ante Team |  | Measure expired due to DEER2020 update |  | Updated to indicate claim/filing status
963 | C-In-CFLscw-Refl(9w)-dWP5 | Commercial Indoor General Lighting: CFL Lamp with integated Ballast replaces pre-existing standard lighting Wattage. Measure includes Code case. Impacts: CFL-based HOU (varies by BldgType) | ExAnte2017 | Disposition | 2020-11-24 16:30 | Com-Iltg-dWatt-CFL | NonDEER | Scaled | BaseRatio | 0 | 0 | None |  | 0 |  | 1 | Com | Any | Lighting | InGen-CFL | Ltg_Lamp | CFLint_lamp | CFLscw-Refl(9w) | ILtg-CFL-Com | All Nonres (except globe & candelabra) CFL base case, Total Watts = 1.59 x Msr Watts | All Nonres (except globe & candelabra) CFL base case, Total Watts = 1.59 x Msr Watts | CFL Lamp: Reflector, 9 Watts | CFLratio0159 | CFLratio0159 | CFLscw-Refl(9w) | Available |  |  |  | 2017ScrewInLampDisposition | ErRobNc |  |  |  | 2017Dispo-Com-InLtg | 2017-07-01 | 2018-06-30 | InEA_modVal |  |  |  |  | Standard | Revise expiry date to 60/30/2018 Commission Staff direction 2018ScrewInLampSavignsMethods-11Dec2017.pdf | 1 | 1 | 0 | Deemed Ex Ante Team |  | Revise expiry date to 60/30/2018 Commission Staff direction 2018ScrewInLampSavignsMethods-11Dec2017.pdf |  | Updated to indicate claim/filing status
963 | RB-Appl-EffCW-med-ElecDHW-GasCDryer-Tier1-Top | Clothes washer, Top loading, Elec DHW, GasDryer, Tier1, IMEF =2.06-2.2, IWF <=4.3 | DEER2016 | D16v2 | 2020-11-24 16:30 | RB-Appl-EffCW-med-ElecDHW-GasCDryer-Tier1-Top | DEER | Standard | None | 0 | 0 | None |  | 0 |  | 0 | Res | Any | AppPlug | Laundry | Clean_equip | ClothesWash |  | Appl-EffCW |  | Clothes washer, Top loading, Elec DHW, GasDryer, Standard, IMEF =1.29, IWF =8.4 | Clothes washer, Top loading, Elec DHW, GasDryer, Tier1, IMEF =2.06-2.2, IWF <=4.3 |  |  |  | Exclude |  | 0 | 0 |  | RobNc |  | Appl-EffCW |  | None | 2016-01-01 | 2019-12-31 | DEER2016 Update (non-Ltg) |  |  |  |  | Component | Measure expired due to DEER2020 update | 1 | 1 | 0 | Deemed Ex Ante Team |  | Measure expired due to DEER2020 update |  | Updated to indicate claim/filing status
964 | RB-Appl-EffCW-med-ElecDHW-GasCDryer-Tier2-Top | Clothes washer, Top loading, Elec DHW, GasDryer, Tier2, IMEF >2.2, IWF <=4 | DEER2016 | D16v2 | 2020-11-24 16:30 | RB-Appl-EffCW-med-ElecDHW-GasCDryer-Tier2-Top | DEER | Standard | None | 0 | 0 | None |  | 0 |  | 0 | Res | Any | AppPlug | Laundry | Clean_equip | ClothesWash |  | Appl-EffCW |  | Clothes washer, Top loading, Elec DHW, GasDryer, Standard, IMEF =1.29, IWF =8.4 | Clothes washer, Top loading, Elec DHW, GasDryer, Tier2, IMEF >2.2, IWF <=4 |  |  |  | Exclude |  | 0 | 0 |  | RobNc |  | Appl-EffCW |  | None | 2016-01-01 | 2019-12-31 | DEER2016 Update (non-Ltg) |  |  |  |  | Component | Measure expired due to DEER2020 update | 1 | 1 | 0 | Deemed Ex Ante Team |  | Measure expired due to DEER2020 update |  | Updated to indicate claim/filing status
964 | R-In-CFLscw(100)-dWP56 | Residential Indoor General Lighting: CFL Lamp with integated Ballast replaces pre-existing standard lighting Wattage. Measure includes Code case. Impacts: CFL-based HOU (varies by BldgType) | ExAnte2017 | Disposition | 2020-11-24 16:30 | Res-Iltg-dWatt-CFL | NonDEER | Scaled | BaseRatio | 0 | 0 | None |  | 0 |  | 1 | Res | Any | Lighting | InGen-CFL | Ltg_Lamp | CFLint_lamp |  | ILtg-CFL-Res | Res interior non-refl CFL base case, Total Watts = 1.56 x Msr Watts | Res interior non-refl CFL base case, Total Watts = 1.56 x Msr Watts | CFL Lamp: Non-Reflector, 100 Watts | CFLratio0156 | CFLratio0156 | CFLscw(100w) | Available |  |  |  | 2017ScrewInLampDisposition | ErRobNc |  |  |  | 2017Dispo-Res-InLtg | 2017-07-01 | 2018-06-30 | InEA_modVal |  |  |  |  | Standard | Remove expiry date per Commission Staff direction 2018ScrewInLampSavignsMethods-11Dec2017.pdf | 1 | 1 | 0 | Deemed Ex Ante Team |  | Remove expiry date per Commission Staff direction 2018ScrewInLampSavignsMethods-11Dec2017.pdf |  | Updated to indicate claim/filing status
965 | RB-Appl-EffCW-med-GasDHW-ElecCDryer-Tier1-Top | Clothes washer, Top loading, Gas DHW, ElecDryer, Tier1, IMEF =2.06-2.2, IWF <=4.3 | DEER2016 | D16v2 | 2020-11-24 16:30 | RB-Appl-EffCW-med-GasDHW-ElecCDryer-Tier1-Top | DEER | Standard | None | 0 | 0 | None |  | 0 |  | 0 | Res | Any | AppPlug | Laundry | Clean_equip | ClothesWash |  | Appl-EffCW |  | Clothes washer, Top loading, Gas DHW, ElecDryer, Standard, IMEF =1.29, IWF =8.4 | Clothes washer, Top loading, Gas DHW, ElecDryer, Tier1, IMEF =2.06-2.2, IWF <=4.3 |  |  |  | Exclude |  | 0 | 0 |  | RobNc |  | Appl-EffCW |  | None | 2016-01-01 | 2019-12-31 | DEER2016 Update (non-Ltg) |  |  |  |  | Component | Measure expired due to DEER2020 update | 1 | 1 | 0 | Deemed Ex Ante Team |  | Measure expired due to DEER2020 update |  | Updated to indicate claim/filing status
965 | R-In-CFLscw-Refl(100w)-dWP74 | Residential Indoor General Lighting: CFL Lamp with integated Ballast replaces pre-existing standard lighting Wattage. Measure includes Code case. Impacts: CFL-based HOU (varies by BldgType) | ExAnte2017 | Disposition | 2020-11-24 16:30 | Res-Iltg-dWatt-CFL | NonDEER | Scaled | BaseRatio | 0 | 0 | None |  | 0 |  | 1 | Res | Any | Lighting | InGen-CFL | Ltg_Lamp | CFLint_lamp |  | ILtg-CFL-Res | Res interior reflector and Res exterior CFL base case, Total Watts = 1.74 x Msr Watts | Res interior reflector and Res exterior CFL base case, Total Watts = 1.74 x Msr Watts | CFL Lamp: Reflector, 100 Watts | CFLratio0174 | CFLratio0174 | CFLscw-Refl(100w) | Available |  |  |  | 2017ScrewInLampDisposition | ErRobNc |  |  |  | 2017Dispo-Res-InLtg | 2017-07-01 | 2018-06-30 | InEA_modVal |  |  |  |  | Standard | Revise expiry date to 60/30/2018 Commission Staff direction 2018ScrewInLampSavignsMethods-11Dec2017.pdf | 1 | 1 | 0 | Deemed Ex Ante Team |  | Revise expiry date to 60/30/2018 Commission Staff direction 2018ScrewInLampSavignsMethods-11Dec2017.pdf |  | Updated to indicate claim/filing status
966 | RB-Appl-EffCW-med-GasDHW-ElecCDryer-Tier2-Top | Clothes washer, Top loading, Gas DHW, ElecDryer, Tier2, IMEF >2.2, IWF <=4 | DEER2016 | D16v2 | 2020-11-24 16:30 | RB-Appl-EffCW-med-GasDHW-ElecCDryer-Tier2-Top | DEER | Standard | None | 0 | 0 | None |  | 0 |  | 0 | Res | Any | AppPlug | Laundry | Clean_equip | ClothesWash |  | Appl-EffCW |  | Clothes washer, Top loading, Gas DHW, ElecDryer, Standard, IMEF =1.29, IWF =8.4 | Clothes washer, Top loading, Gas DHW, ElecDryer, Tier2, IMEF >2.2, IWF <=4 |  |  |  | Exclude |  | 0 | 0 |  | RobNc |  | Appl-EffCW |  | None | 2016-01-01 | 2019-12-31 | DEER2016 Update (non-Ltg) |  |  |  |  | Component | Measure expired due to DEER2020 update | 1 | 1 | 0 | Deemed Ex Ante Team |  | Measure expired due to DEER2020 update |  | Updated to indicate claim/filing status
966 | R-In-CFLscw(10)-dWP6 | Residential Indoor General Lighting: CFL Lamp with integated Ballast replaces pre-existing standard lighting Wattage. Measure includes Code case. Impacts: CFL-based HOU (varies by BldgType) | ExAnte2017 | Disposition | 2020-11-24 16:30 | Res-Iltg-dWatt-CFL | NonDEER | Scaled | BaseRatio | 0 | 0 | None |  | 0 |  | 1 | Res | Any | Lighting | InGen-CFL | Ltg_Lamp | CFLint_lamp | CFLscw(10w) | ILtg-CFL-Res | Res interior non-refl CFL base case, Total Watts = 1.56 x Msr Watts | Res interior non-refl CFL base case, Total Watts = 1.56 x Msr Watts | CFL Lamp: Non-Reflector, 382 initial lumens, 10 Watts | CFLratio0156 | CFLratio0156 | CFLscw(10w) | Available |  |  |  | 2017ScrewInLampDisposition | ErRobNc |  |  |  | 2017Dispo-Res-InLtg | 2017-07-01 | 2018-06-30 | InEA_modVal |  |  |  |  | Standard | Remove expiry date per Commission Staff direction 2018ScrewInLampSavignsMethods-11Dec2017.pdf | 1 | 1 | 0 | Deemed Ex Ante Team |  | Remove expiry date per Commission Staff direction 2018ScrewInLampSavignsMethods-11Dec2017.pdf |  | Updated to indicate claim/filing status
967 | RE-Appl-EffCW-med-ElecDHW-ElecCDryer-Tier1-Top | Clothes washer, Top loading, Elec DHW, ElecDryer, Tier1, IMEF =2.06-2.2, IWF <=4.3 | DEER2016 | D16v2 | 2020-11-24 16:30 | RE-Appl-EffCW-med-ElecDHW-ElecCDryer-Tier1-Top | DEER | Standard | None | 0 | 0 | None |  | 0 |  | 0 | Res | Any | AppPlug | Laundry | Clean_equip | ClothesWash |  | Appl-EffCW |  | Clothes washer, Top loading, Elec DHW, ElecDryer, Standard, IMEF =1.29, IWF =8.4 | Clothes washer, Top loading, Elec DHW, ElecDryer, Tier1, IMEF =2.06-2.2, IWF <=4.3 |  |  |  | Exclude |  | 0 | 0 |  | RobNc |  | Appl-EffCW |  | None | 2016-01-01 | 2019-12-31 | DEER2016 Update (non-Ltg) |  |  |  |  | Component | Measure expired due to DEER2020 update | 1 | 1 | 0 | Deemed Ex Ante Team |  | Measure expired due to DEER2020 update |  | Updated to indicate claim/filing status
967 | R-In-CFLscw(11)-dWP6 | Residential Indoor General Lighting: CFL Lamp with integated Ballast replaces pre-existing standard lighting Wattage. Measure includes Code case. Impacts: CFL-based HOU (varies by BldgType) | ExAnte2017 | Disposition | 2020-11-24 16:30 | Res-Iltg-dWatt-CFL | NonDEER | Scaled | BaseRatio | 0 | 0 | None |  | 0 |  | 1 | Res | Any | Lighting | InGen-CFL | Ltg_Lamp | CFLint_lamp | CFLscw(11w) | ILtg-CFL-Res | Res interior non-refl CFL base case, Total Watts = 1.56 x Msr Watts | Res interior non-refl CFL base case, Total Watts = 1.56 x Msr Watts | CFL Lamp: Non-Reflector, 420 initial lumens, 11 Watts | CFLratio0156 | CFLratio0156 | CFLscw(11w) | Available |  |  |  | 2017ScrewInLampDisposition | ErRobNc |  |  |  | 2017Dispo-Res-InLtg | 2017-07-01 | 2018-06-30 | InEA_modVal |  |  |  |  | Standard | Remove expiry date per Commission Staff direction 2018ScrewInLampSavignsMethods-11Dec2017.pdf | 1 | 1 | 0 | Deemed Ex Ante Team |  | Remove expiry date per Commission Staff direction 2018ScrewInLampSavignsMethods-11Dec2017.pdf |  | Updated to indicate claim/filing status
968 | RE-Appl-EffCW-med-ElecDHW-ElecCDryer-Tier2-Top | Clothes washer, Top loading, Elec DHW, ElecDryer, Tier2, IMEF >2.2, IWF <=4 | DEER2016 | D16v2 | 2020-11-24 16:30 | RE-Appl-EffCW-med-ElecDHW-ElecCDryer-Tier2-Top | DEER | Standard | None | 0 | 0 | None |  | 0 |  | 0 | Res | Any | AppPlug | Laundry | Clean_equip | ClothesWash |  | Appl-EffCW |  | Clothes washer, Top loading, Elec DHW, ElecDryer, Standard, IMEF =1.29, IWF =8.4 | Clothes washer, Top loading, Elec DHW, ElecDryer, Tier2, IMEF >2.2, IWF <=4 |  |  |  | Exclude |  | 0 | 0 |  | RobNc |  | Appl-EffCW |  | None | 2016-01-01 | 2019-12-31 | DEER2016 Update (non-Ltg) |  |  |  |  | Component | Measure expired due to DEER2020 update | 1 | 1 | 0 | Deemed Ex Ante Team |  | Measure expired due to DEER2020 update |  | Updated to indicate claim/filing status
968 | R-In-CFLscw(12)-dWP7 | Residential Indoor General Lighting: CFL Lamp with integated Ballast replaces pre-existing standard lighting Wattage. Measure includes Code case. Impacts: CFL-based HOU (varies by BldgType) | ExAnte2017 | Disposition | 2020-11-24 16:30 | Res-Iltg-dWatt-CFL | NonDEER | Scaled | BaseRatio | 0 | 0 | None |  | 0 |  | 1 | Res | Any | Lighting | InGen-CFL | Ltg_Lamp | CFLint_lamp | CFLscw(12w) | ILtg-CFL-Res | Res interior non-refl CFL base case, Total Watts = 1.56 x Msr Watts | Res interior non-refl CFL base case, Total Watts = 1.56 x Msr Watts | CFL Lamp: Non-Reflector, 540 initial lumens, 12 Watts | CFLratio0156 | CFLratio0156 | CFLscw(12w) | Available |  |  |  | 2017ScrewInLampDisposition | ErRobNc |  |  |  | 2017Dispo-Res-InLtg | 2017-07-01 | 2018-06-30 | InEA_modVal |  |  |  |  | Standard | Remove expiry date per Commission Staff direction 2018ScrewInLampSavignsMethods-11Dec2017.pdf | 1 | 1 | 0 | Deemed Ex Ante Team |  | Remove expiry date per Commission Staff direction 2018ScrewInLampSavignsMethods-11Dec2017.pdf |  | Updated to indicate claim/filing status
969 | RB-Appl-EffCW-med-GasDHW-GasCDryer-Tier1-Top | Clothes washer, Top loading, Gas DHW, GasDryer, Tier1, IMEF =2.06-2.2, IWF <=4.3 | DEER2016 | D16v2 | 2020-11-24 16:30 | RB-Appl-EffCW-med-GasDHW-GasCDryer-Tier1-Top | DEER | Standard | None | 0 | 0 | None |  | 0 |  | 0 | Res | Any | AppPlug | Laundry | Clean_equip | ClothesWash |  | Appl-EffCW |  | Clothes washer, Top loading, Gas DHW, GasDryer, Standard, IMEF =1.29, IWF =8.4 | Clothes washer, Top loading, Gas DHW, GasDryer, Tier1, IMEF =2.06-2.2, IWF <=4.3 |  |  |  | Exclude |  | 0 | 0 |  | RobNc |  | Appl-EffCW |  | None | 2016-01-01 | 2019-12-31 | DEER2016 Update (non-Ltg) |  |  |  |  | Component | Measure expired due to DEER2020 update | 1 | 1 | 0 | Deemed Ex Ante Team |  | Measure expired due to DEER2020 update |  | Updated to indicate claim/filing status
969 | R-In-CFLscw(13)-dWP7 | Residential Indoor General Lighting: CFL Lamp with integated Ballast replaces pre-existing standard lighting Wattage. Measure includes Code case. Impacts: CFL-based HOU (varies by BldgType) | ExAnte2017 | Disposition | 2020-11-24 16:30 | Res-Iltg-dWatt-CFL | NonDEER | Scaled | BaseRatio | 0 | 0 | None |  | 0 |  | 1 | Res | Any | Lighting | InGen-CFL | Ltg_Lamp | CFLint_lamp | CFLscw(13w) | ILtg-CFL-Res | Res interior non-refl CFL base case, Total Watts = 1.56 x Msr Watts | Res interior non-refl CFL base case, Total Watts = 1.56 x Msr Watts | CFL Lamp: Non-Reflector, 660 initial lumens, 13 Watts | CFLratio0156 | CFLratio0156 | CFLscw(13w) | Available |  |  |  | 2017ScrewInLampDisposition | ErRobNc |  |  |  | 2017Dispo-Res-InLtg | 2017-07-01 | 2018-06-30 | InEA_modVal |  |  |  |  | Standard | Remove expiry date per Commission Staff direction 2018ScrewInLampSavignsMethods-11Dec2017.pdf | 1 | 1 | 0 | Deemed Ex Ante Team |  | Remove expiry date per Commission Staff direction 2018ScrewInLampSavignsMethods-11Dec2017.pdf |  | Updated to indicate claim/filing status
970 | RB-Appl-EffCW-med-GasDHW-GasCDryer-Tier2-Top | Clothes washer, Top loading, Gas DHW, GasDryer, Tier2, IMEF >2.2, IWF <=4 | DEER2016 | D16v2 | 2020-11-24 16:30 | RB-Appl-EffCW-med-GasDHW-GasCDryer-Tier2-Top | DEER | Standard | None | 0 | 0 | None |  | 0 |  | 0 | Res | Any | AppPlug | Laundry | Clean_equip | ClothesWash |  | Appl-EffCW |  | Clothes washer, Top loading, Gas DHW, GasDryer, Standard, IMEF =1.29, IWF =8.4 | Clothes washer, Top loading, Gas DHW, GasDryer, Tier2, IMEF >2.2, IWF <=4 |  |  |  | Exclude |  | 0 | 0 |  | RobNc |  | Appl-EffCW |  | None | 2016-01-01 | 2019-12-31 | DEER2016 Update (non-Ltg) |  |  |  |  | Component | Measure expired due to DEER2020 update | 1 | 1 | 0 | Deemed Ex Ante Team |  | Measure expired due to DEER2020 update |  | Updated to indicate claim/filing status
970 | R-In-CFLscw(14)-dWP8 | Residential Indoor General Lighting: CFL Lamp with integated Ballast replaces pre-existing standard lighting Wattage. Measure includes Code case. Impacts: CFL-based HOU (varies by BldgType) | ExAnte2017 | Disposition | 2020-11-24 16:30 | Res-Iltg-dWatt-CFL | NonDEER | Scaled | BaseRatio | 0 | 0 | None |  | 0 |  | 1 | Res | Any | Lighting | InGen-CFL | Ltg_Lamp | CFLint_lamp | CFLscw(14w) | ILtg-CFL-Res | Res interior non-refl CFL base case, Total Watts = 1.56 x Msr Watts | Res interior non-refl CFL base case, Total Watts = 1.56 x Msr Watts | CFL Lamp: Non-Reflector, 713 initial lumens, 14 Watts | CFLratio0156 | CFLratio0156 | CFLscw(14w) | Available |  |  |  | 2017ScrewInLampDisposition | ErRobNc |  |  |  | 2017Dispo-Res-InLtg | 2017-07-01 | 2018-06-30 | InEA_modVal |  |  |  |  | Standard | Remove expiry date per Commission Staff direction 2018ScrewInLampSavignsMethods-11Dec2017.pdf | 1 | 1 | 0 | Deemed Ex Ante Team |  | Remove expiry date per Commission Staff direction 2018ScrewInLampSavignsMethods-11Dec2017.pdf |  | Updated to indicate claim/filing status
971 | RB-Appl-EffCW-med-Tier1-Front | Clothes washer, Front loading, Weighted Fuel Type, Tier1, IMEF =2.38-2.74, IWF <=3.7 | DEER2016 | D16v2 | 2020-11-24 16:30 | RB-Appl-EffCW-med-Tier1-Front | DEER | CrossMeasWtd | None | 0 | 0 | None | ClothesWasher-Front-Tier1 | 0 |  | 0 | Res | Any | AppPlug | Laundry | Clean_equip | ClothesWash |  | Appl-EffCW |  | Clothes washer, Front loading, Weighted Fuel Types, Standard, IMEF =1.84, IWF =4.7 | Clothes washer, Front loading, Weighted Fuel Types, Tier1, IMEF =2.38-2.74, IWF <=3.7 |  |  |  | Exclude |  | 0 | 0 |  | RobNc |  | Appl-EffCW |  | None | 2016-01-01 | 2019-12-31 | DEER2016 Update (non-Ltg) |  |  |  |  | Standard | Measure expired due to DEER2020 update | 1 | 1 | 0 | Deemed Ex Ante Team |  | Measure expired due to DEER2020 update |  | Updated to indicate claim/filing status
971 | R-In-CFLscw(150)-dWP84 | Residential Indoor General Lighting: CFL Lamp with integated Ballast replaces pre-existing standard lighting Wattage. Measure includes Code case. Impacts: CFL-based HOU (varies by BldgType) | ExAnte2017 | Disposition | 2020-11-24 16:30 | Res-Iltg-dWatt-CFL | NonDEER | Scaled | BaseRatio | 0 | 0 | None |  | 0 |  | 1 | Res | Any | Lighting | InGen-CFL | Ltg_Lamp | CFLint_lamp |  | ILtg-CFL-Res | Res interior non-refl CFL base case, Total Watts = 1.56 x Msr Watts | Res interior non-refl CFL base case, Total Watts = 1.56 x Msr Watts | CFL Lamp: Non-Reflector, 150 Watts | CFLratio0156 | CFLratio0156 | CFLscw(150w) | Available |  |  |  | 2017ScrewInLampDisposition | ErRobNc |  |  |  | 2017Dispo-Res-InLtg | 2017-07-01 | 2018-06-30 | InEA_modVal |  |  |  |  | Standard | Remove expiry date per Commission Staff direction 2018ScrewInLampSavignsMethods-11Dec2017.pdf | 1 | 1 | 0 | Deemed Ex Ante Team |  | Remove expiry date per Commission Staff direction 2018ScrewInLampSavignsMethods-11Dec2017.pdf |  | Updated to indicate claim/filing status
972 | RB-Appl-EffCW-med-Tier2-Front | Clothes washer, Front loading, Weighted Fuel Type, Tier2, IMEF =2.74-2.92, IWF <=3.2 | DEER2016 | D16v2 | 2020-11-24 16:30 | RB-Appl-EffCW-med-Tier2-Front | DEER | CrossMeasWtd | None | 0 | 0 | None | ClothesWasher-Front-Tier2 | 0 |  | 0 | Res | Any | AppPlug | Laundry | Clean_equip | ClothesWash |  | Appl-EffCW |  | Clothes washer, Front loading, Weighted Fuel Types, Standard, IMEF =1.84, IWF =4.7 | Clothes washer, Front loading, Weighted Fuel Types, Tier2, IMEF =2.74-2.92, IWF <=3.2 |  |  |  | Exclude |  | 0 | 0 |  | RobNc |  | Appl-EffCW |  | None | 2016-01-01 | 2019-12-31 | DEER2016 Update (non-Ltg) |  |  |  |  | Standard | Measure expired due to DEER2020 update | 1 | 1 | 0 | Deemed Ex Ante Team |  | Measure expired due to DEER2020 update |  | Updated to indicate claim/filing status
972 | R-In-CFLscw-Refl(150w)-dWP111 | Residential Indoor General Lighting: CFL Lamp with integated Ballast replaces pre-existing standard lighting Wattage. Measure includes Code case. Impacts: CFL-based HOU (varies by BldgType) | ExAnte2017 | Disposition | 2020-11-24 16:30 | Res-Iltg-dWatt-CFL | NonDEER | Scaled | BaseRatio | 0 | 0 | None |  | 0 |  | 1 | Res | Any | Lighting | InGen-CFL | Ltg_Lamp | CFLint_lamp |  | ILtg-CFL-Res | Res interior reflector and Res exterior CFL base case, Total Watts = 1.74 x Msr Watts | Res interior reflector and Res exterior CFL base case, Total Watts = 1.74 x Msr Watts | CFL Lamp: Reflector, 150 Watts | CFLratio0174 | CFLratio0174 | CFLscw-Refl(150w) | Available |  |  |  | 2017ScrewInLampDisposition | ErRobNc |  |  |  | 2017Dispo-Res-InLtg | 2017-07-01 | 2018-06-30 | InEA_modVal |  |  |  |  | Standard | Revise expiry date to 60/30/2018 Commission Staff direction 2018ScrewInLampSavignsMethods-11Dec2017.pdf | 1 | 1 | 0 | Deemed Ex Ante Team |  | Revise expiry date to 60/30/2018 Commission Staff direction 2018ScrewInLampSavignsMethods-11Dec2017.pdf |  | Updated to indicate claim/filing status
973 | RB-Appl-EffCW-med-Tier3-Front | Clothes washer, Front loading, Weighted Fuel Type, Tier3, IMEF >2.92, IWF <=3.2 | DEER2016 | D16v2 | 2020-11-24 16:30 | RB-Appl-EffCW-med-Tier3-Front | DEER | CrossMeasWtd | None | 0 | 0 | None | ClothesWasher-Front-Tier3 | 0 |  | 0 | Res | Any | AppPlug | Laundry | Clean_equip | ClothesWash |  | Appl-EffCW |  | Clothes washer, Front loading, Weighted Fuel Types, Standard, IMEF =1.84, IWF =4.7 | Clothes washer, Front loading, Weighted Fuel Types, Tier3, IMEF >2.92, IWF <=3.2 |  |  |  | Exclude |  | 0 | 0 |  | RobNc |  | Appl-EffCW |  | None | 2016-01-01 | 2019-12-31 | DEER2016 Update (non-Ltg) |  |  |  |  | Standard | Measure expired due to DEER2020 update | 1 | 1 | 0 | Deemed Ex Ante Team |  | Measure expired due to DEER2020 update |  | Updated to indicate claim/filing status
973 | R-In-CFLscw(15)-dWP8 | Residential Indoor General Lighting: CFL Lamp with integated Ballast replaces pre-existing standard lighting Wattage. Measure includes Code case. Impacts: CFL-based HOU (varies by BldgType) | ExAnte2017 | Disposition | 2020-11-24 16:30 | Res-Iltg-dWatt-CFL | NonDEER | Scaled | BaseRatio | 0 | 0 | None |  | 0 |  | 1 | Res | Any | Lighting | InGen-CFL | Ltg_Lamp | CFLint_lamp | CFLscw(15w) | ILtg-CFL-Res | Res interior non-refl CFL base case, Total Watts = 1.56 x Msr Watts | Res interior non-refl CFL base case, Total Watts = 1.56 x Msr Watts | CFL Lamp: Non-Reflector, 765 initial lumens, 15 Watts | CFLratio0156 | CFLratio0156 | CFLscw(15w) | Available |  |  |  | 2017ScrewInLampDisposition | ErRobNc |  |  |  | 2017Dispo-Res-InLtg | 2017-07-01 | 2018-06-30 | InEA_modVal |  |  |  |  | Standard | Remove expiry date per Commission Staff direction 2018ScrewInLampSavignsMethods-11Dec2017.pdf | 1 | 1 | 0 | Deemed Ex Ante Team |  | Remove expiry date per Commission Staff direction 2018ScrewInLampSavignsMethods-11Dec2017.pdf |  | Updated to indicate claim/filing status
974 | RB-Appl-EffCW-med-Tier1-Top | Clothes washer, Top loading, Weighted Fuel Type, Tier1, IMEF =2.06-2.2, IWF <=4.3 | DEER2016 | D16v2 | 2020-11-24 16:30 | RB-Appl-EffCW-med-Tier1-Top | DEER | CrossMeasWtd | None | 0 | 0 | None | ClothesWasher-Top-Tier1 | 0 |  | 0 | Res | Any | AppPlug | Laundry | Clean_equip | ClothesWash |  | Appl-EffCW |  | Clothes washer, Top loading, Weighted Fuel Types, Standard, IMEF =1.29, IWF =8.4 | Clothes washer, Top loading, Weighted Fuel Types, Tier1, IMEF =2.06-2.2, IWF <=4.3 |  |  |  | Exclude |  | 0 | 0 |  | RobNc |  | Appl-EffCW |  | None | 2016-01-01 | 2019-12-31 | DEER2016 Update (non-Ltg) |  |  |  |  | Standard | Measure expired due to DEER2020 update | 1 | 1 | 0 | Deemed Ex Ante Team |  | Measure expired due to DEER2020 update |  | Updated to indicate claim/filing status
974 | R-In-CFLscw(16)-dWP9 | Residential Indoor General Lighting: CFL Lamp with integated Ballast replaces pre-existing standard lighting Wattage. Measure includes Code case. Impacts: CFL-based HOU (varies by BldgType) | ExAnte2017 | Disposition | 2020-11-24 16:30 | Res-Iltg-dWatt-CFL | NonDEER | Scaled | BaseRatio | 0 | 0 | None |  | 0 |  | 1 | Res | Any | Lighting | InGen-CFL | Ltg_Lamp | CFLint_lamp | CFLscw(16w) | ILtg-CFL-Res | Res interior non-refl CFL base case, Total Watts = 1.56 x Msr Watts | Res interior non-refl CFL base case, Total Watts = 1.56 x Msr Watts | CFL Lamp: Non-Reflector, 810 initial lumens, 16 Watts | CFLratio0156 | CFLratio0156 | CFLscw(16w) | Available |  |  |  | 2017ScrewInLampDisposition | ErRobNc |  |  |  | 2017Dispo-Res-InLtg | 2017-07-01 | 2018-06-30 | InEA_modVal |  |  |  |  | Standard | Remove expiry date per Commission Staff direction 2018ScrewInLampSavignsMethods-11Dec2017.pdf | 1 | 1 | 0 | Deemed Ex Ante Team |  | Remove expiry date per Commission Staff direction 2018ScrewInLampSavignsMethods-11Dec2017.pdf |  | Updated to indicate claim/filing status
975 | RB-Appl-EffCW-med-Tier2-Top | Clothes washer, Top loading, Weighted Fuel Type, Tier2, IMEF >2.2, IWF <=4 | DEER2016 | D16v2 | 2020-11-24 16:30 | RB-Appl-EffCW-med-Tier2-Top | DEER | CrossMeasWtd | None | 0 | 0 | None | ClothesWasher-Top-Tier2 | 0 |  | 0 | Res | Any | AppPlug | Laundry | Clean_equip | ClothesWash |  | Appl-EffCW |  | Clothes washer, Top loading, Weighted Fuel Types, Standard, IMEF =1.29, IWF =8.4 | Clothes washer, Top loading, Weighted Fuel Types, Tier2, IMEF >2.2, IWF <=4 |  |  |  | Exclude |  | 0 | 0 |  | RobNc |  | Appl-EffCW |  | None | 2016-01-01 | 2019-12-31 | DEER2016 Update (non-Ltg) |  |  |  |  | Standard | Measure expired due to DEER2020 update | 1 | 1 | 0 | Deemed Ex Ante Team |  | Measure expired due to DEER2020 update |  | Updated to indicate claim/filing status
975 | R-In-CFLscw(17)-dWP10 | Residential Indoor General Lighting: CFL Lamp with integated Ballast replaces pre-existing standard lighting Wattage. Measure includes Code case. Impacts: CFL-based HOU (varies by BldgType) | ExAnte2017 | Disposition | 2020-11-24 16:30 | Res-Iltg-dWatt-CFL | NonDEER | Scaled | BaseRatio | 0 | 0 | None |  | 0 |  | 1 | Res | Any | Lighting | InGen-CFL | Ltg_Lamp | CFLint_lamp | CFLscw(17w) | ILtg-CFL-Res | Res interior non-refl CFL base case, Total Watts = 1.56 x Msr Watts | Res interior non-refl CFL base case, Total Watts = 1.56 x Msr Watts | CFL Lamp: Non-Reflector, 845 initial lumens, 17 Watts | CFLratio0156 | CFLratio0156 | CFLscw(17w) | Available |  |  |  | 2017ScrewInLampDisposition | ErRobNc |  |  |  | 2017Dispo-Res-InLtg | 2017-07-01 | 2018-06-30 | InEA_modVal |  |  |  |  | Standard | Remove expiry date per Commission Staff direction 2018ScrewInLampSavignsMethods-11Dec2017.pdf | 1 | 1 | 0 | Deemed Ex Ante Team |  | Remove expiry date per Commission Staff direction 2018ScrewInLampSavignsMethods-11Dec2017.pdf |  | Updated to indicate claim/filing status
976 | R-In-CFLscw(18)-dWP10 | Residential Indoor General Lighting: CFL Lamp with integated Ballast replaces pre-existing standard lighting Wattage. Measure includes Code case. Impacts: CFL-based HOU (varies by BldgType) | ExAnte2017 | Disposition | 2020-11-24 16:30 | Res-Iltg-dWatt-CFL | NonDEER | Scaled | BaseRatio | 0 | 0 | None |  | 0 |  | 1 | Res | Any | Lighting | InGen-CFL | Ltg_Lamp | CFLint_lamp | CFLscw(18w) | ILtg-CFL-Res | Res interior non-refl CFL base case, Total Watts = 1.56 x Msr Watts | Res interior non-refl CFL base case, Total Watts = 1.56 x Msr Watts | CFL Lamp: Non-Reflector, 885 initial lumens, 18 Watts | CFLratio0156 | CFLratio0156 | CFLscw(18w) | Available |  |  |  | 2017ScrewInLampDisposition | ErRobNc |  |  |  | 2017Dispo-Res-InLtg | 2017-07-01 | 2018-06-30 | InEA_modVal |  |  |  |  | Standard | Remove expiry date per Commission Staff direction 2018ScrewInLampSavignsMethods-11Dec2017.pdf | 1 | 1 | 0 | Deemed Ex Ante Team |  | Remove expiry date per Commission Staff direction 2018ScrewInLampSavignsMethods-11Dec2017.pdf |  | Updated to indicate claim/filing status
977 | R-In-CFLscw(19)-dWP11 | Residential Indoor General Lighting: CFL Lamp with integated Ballast replaces pre-existing standard lighting Wattage. Measure includes Code case. Impacts: CFL-based HOU (varies by BldgType) | ExAnte2017 | Disposition | 2020-11-24 16:30 | Res-Iltg-dWatt-CFL | NonDEER | Scaled | BaseRatio | 0 | 0 | None |  | 0 |  | 1 | Res | Any | Lighting | InGen-CFL | Ltg_Lamp | CFLint_lamp | CFLscw(19w) | ILtg-CFL-Res | Res interior non-refl CFL base case, Total Watts = 1.56 x Msr Watts | Res interior non-refl CFL base case, Total Watts = 1.56 x Msr Watts | CFL Lamp: Non-Reflector, 925 initial lumens, 19 Watts | CFLratio0156 | CFLratio0156 | CFLscw(19w) | Available |  |  |  | 2017ScrewInLampDisposition | ErRobNc |  |  |  | 2017Dispo-Res-InLtg | 2017-07-01 | 2018-06-30 | InEA_modVal |  |  |  |  | Standard | Remove expiry date per Commission Staff direction 2018ScrewInLampSavignsMethods-11Dec2017.pdf | 1 | 1 | 0 | Deemed Ex Ante Team |  | Remove expiry date per Commission Staff direction 2018ScrewInLampSavignsMethods-11Dec2017.pdf |  | Updated to indicate claim/filing status
978 | R-In-CFLscw(200)-dWP112 | Residential Indoor General Lighting: CFL Lamp with integated Ballast replaces pre-existing standard lighting Wattage. Measure includes Code case. Impacts: CFL-based HOU (varies by BldgType) | ExAnte2017 | Disposition | 2020-11-24 16:30 | Res-Iltg-dWatt-CFL | NonDEER | Scaled | BaseRatio | 0 | 0 | None |  | 0 |  | 1 | Res | Any | Lighting | InGen-CFL | Ltg_Lamp | CFLint_lamp |  | ILtg-CFL-Res | Res interior non-refl CFL base case, Total Watts = 1.56 x Msr Watts | Res interior non-refl CFL base case, Total Watts = 1.56 x Msr Watts | CFL Lamp: Non-Reflector, 200 Watts | CFLratio0156 | CFLratio0156 | CFLscw(200w) | Available |  |  |  | 2017ScrewInLampDisposition | ErRobNc |  |  |  | 2017Dispo-Res-InLtg | 2017-07-01 | 2018-06-30 | InEA_modVal |  |  |  |  | Standard | Remove expiry date per Commission Staff direction 2018ScrewInLampSavignsMethods-11Dec2017.pdf | 1 | 1 | 0 | Deemed Ex Ante Team |  | Remove expiry date per Commission Staff direction 2018ScrewInLampSavignsMethods-11Dec2017.pdf |  | Updated to indicate claim/filing status
979 | R-In-CFLscw-Refl(200w)-dWP148 | Residential Indoor General Lighting: CFL Lamp with integated Ballast replaces pre-existing standard lighting Wattage. Measure includes Code case. Impacts: CFL-based HOU (varies by BldgType) | ExAnte2017 | Disposition | 2020-11-24 16:30 | Res-Iltg-dWatt-CFL | NonDEER | Scaled | BaseRatio | 0 | 0 | None |  | 0 |  | 1 | Res | Any | Lighting | InGen-CFL | Ltg_Lamp | CFLint_lamp |  | ILtg-CFL-Res | Res interior reflector and Res exterior CFL base case, Total Watts = 1.74 x Msr Watts | Res interior reflector and Res exterior CFL base case, Total Watts = 1.74 x Msr Watts | CFL Lamp: Reflector, 200 Watts | CFLratio0174 | CFLratio0174 | CFLscw-Refl(200w) | Available |  |  |  | 2017ScrewInLampDisposition | ErRobNc |  |  |  | 2017Dispo-Res-InLtg | 2017-07-01 | 2018-06-30 | InEA_modVal |  |  |  |  | Standard | Revise expiry date to 60/30/2018 Commission Staff direction 2018ScrewInLampSavignsMethods-11Dec2017.pdf | 1 | 1 | 0 | Deemed Ex Ante Team |  | Revise expiry date to 60/30/2018 Commission Staff direction 2018ScrewInLampSavignsMethods-11Dec2017.pdf |  | Updated to indicate claim/filing status
980 | R-In-CFLscw(20)-dWP11 | Residential Indoor General Lighting: CFL Lamp with integated Ballast replaces pre-existing standard lighting Wattage. Measure includes Code case. Impacts: CFL-based HOU (varies by BldgType) | ExAnte2017 | Disposition | 2020-11-24 16:30 | Res-Iltg-dWatt-CFL | NonDEER | Scaled | BaseRatio | 0 | 0 | None |  | 0 |  | 1 | Res | Any | Lighting | InGen-CFL | Ltg_Lamp | CFLint_lamp | CFLscw(20w) | ILtg-CFL-Res | Res interior non-refl CFL base case, Total Watts = 1.56 x Msr Watts | Res interior non-refl CFL base case, Total Watts = 1.56 x Msr Watts | CFL Lamp: Non-Reflector, 965 initial lumens, 20 Watts | CFLratio0156 | CFLratio0156 | CFLscw(20w) | Available |  |  |  | 2017ScrewInLampDisposition | ErRobNc |  |  |  | 2017Dispo-Res-InLtg | 2017-07-01 | 2018-06-30 | InEA_modVal |  |  |  |  | Standard | Remove expiry date per Commission Staff direction 2018ScrewInLampSavignsMethods-11Dec2017.pdf | 1 | 1 | 0 | Deemed Ex Ante Team |  | Remove expiry date per Commission Staff direction 2018ScrewInLampSavignsMethods-11Dec2017.pdf |  | Updated to indicate claim/filing status
981 | R-In-CFLscw(21)-dWP12 | Residential Indoor General Lighting: CFL Lamp with integated Ballast replaces pre-existing standard lighting Wattage. Measure includes Code case. Impacts: CFL-based HOU (varies by BldgType) | ExAnte2017 | Disposition | 2020-11-24 16:30 | Res-Iltg-dWatt-CFL | NonDEER | Scaled | BaseRatio | 0 | 0 | None |  | 0 |  | 1 | Res | Any | Lighting | InGen-CFL | Ltg_Lamp | CFLint_lamp | CFLscw(21w) | ILtg-CFL-Res | Res interior non-refl CFL base case, Total Watts = 1.56 x Msr Watts | Res interior non-refl CFL base case, Total Watts = 1.56 x Msr Watts | CFL Lamp: Non-Reflector, 1070 initial lumens, 21 Watts | CFLratio0156 | CFLratio0156 | CFLscw(21w) | Available |  |  |  | 2017ScrewInLampDisposition | ErRobNc |  |  |  | 2017Dispo-Res-InLtg | 2017-07-01 | 2018-06-30 | InEA_modVal |  |  |  |  | Standard | Remove expiry date per Commission Staff direction 2018ScrewInLampSavignsMethods-11Dec2017.pdf | 1 | 1 | 0 | Deemed Ex Ante Team |  | Remove expiry date per Commission Staff direction 2018ScrewInLampSavignsMethods-11Dec2017.pdf |  | Updated to indicate claim/filing status
982 | R-In-CFLscw(22)-dWP12 | Residential Indoor General Lighting: CFL Lamp with integated Ballast replaces pre-existing standard lighting Wattage. Measure includes Code case. Impacts: CFL-based HOU (varies by BldgType) | ExAnte2017 | Disposition | 2020-11-24 16:30 | Res-Iltg-dWatt-CFL | NonDEER | Scaled | BaseRatio | 0 | 0 | None |  | 0 |  | 1 | Res | Any | Lighting | InGen-CFL | Ltg_Lamp | CFLint_lamp | CFLscw(22w) | ILtg-CFL-Res | Res interior non-refl CFL base case, Total Watts = 1.56 x Msr Watts | Res interior non-refl CFL base case, Total Watts = 1.56 x Msr Watts | CFL Lamp: Non-Reflector, 1175 initial lumens, 22 Watts | CFLratio0156 | CFLratio0156 | CFLscw(22w) | Available |  |  |  | 2017ScrewInLampDisposition | ErRobNc |  |  |  | 2017Dispo-Res-InLtg | 2017-07-01 | 2018-06-30 | InEA_modVal |  |  |  |  | Standard | Remove expiry date per Commission Staff direction 2018ScrewInLampSavignsMethods-11Dec2017.pdf | 1 | 1 | 0 | Deemed Ex Ante Team |  | Remove expiry date per Commission Staff direction 2018ScrewInLampSavignsMethods-11Dec2017.pdf |  | Updated to indicate claim/filing status
983 | R-In-CFLscw(23)-dWP13 | Residential Indoor General Lighting: CFL Lamp with integated Ballast replaces pre-existing standard lighting Wattage. Measure includes Code case. Impacts: CFL-based HOU (varies by BldgType) | ExAnte2017 | Disposition | 2020-11-24 16:30 | Res-Iltg-dWatt-CFL | NonDEER | Scaled | BaseRatio | 0 | 0 | None |  | 0 |  | 1 | Res | Any | Lighting | InGen-CFL | Ltg_Lamp | CFLint_lamp | CFLscw(23w) | ILtg-CFL-Res | Res interior non-refl CFL base case, Total Watts = 1.56 x Msr Watts | Res interior non-refl CFL base case, Total Watts = 1.56 x Msr Watts | CFL Lamp: Non-Reflector, 1280 initial lumens, 23 Watts | CFLratio0156 | CFLratio0156 | CFLscw(23w) | Available |  |  |  | 2017ScrewInLampDisposition | ErRobNc |  |  |  | 2017Dispo-Res-InLtg | 2017-07-01 | 2018-06-30 | InEA_modVal |  |  |  |  | Standard | Remove expiry date per Commission Staff direction 2018ScrewInLampSavignsMethods-11Dec2017.pdf | 1 | 1 | 0 | Deemed Ex Ante Team |  | Remove expiry date per Commission Staff direction 2018ScrewInLampSavignsMethods-11Dec2017.pdf |  | Updated to indicate claim/filing status
984 | R-In-CFLscw(24)-dWP13 | Residential Indoor General Lighting: CFL Lamp with integated Ballast replaces pre-existing standard lighting Wattage. Measure includes Code case. Impacts: CFL-based HOU (varies by BldgType) | ExAnte2017 | Disposition | 2020-11-24 16:30 | Res-Iltg-dWatt-CFL | NonDEER | Scaled | BaseRatio | 0 | 0 | None |  | 0 |  | 1 | Res | Any | Lighting | InGen-CFL | Ltg_Lamp | CFLint_lamp | CFLscw(24w) | ILtg-CFL-Res | Res interior non-refl CFL base case, Total Watts = 1.56 x Msr Watts | Res interior non-refl CFL base case, Total Watts = 1.56 x Msr Watts | CFL Lamp: Non-Reflector, 1295 initial lumens, 24 Watts | CFLratio0156 | CFLratio0156 | CFLscw(24w) | Available |  |  |  | 2017ScrewInLampDisposition | ErRobNc |  |  |  | 2017Dispo-Res-InLtg | 2017-07-01 | 2018-06-30 | InEA_modVal |  |  |  |  | Standard | Remove expiry date per Commission Staff direction 2018ScrewInLampSavignsMethods-11Dec2017.pdf | 1 | 1 | 0 | Deemed Ex Ante Team |  | Remove expiry date per Commission Staff direction 2018ScrewInLampSavignsMethods-11Dec2017.pdf |  | Updated to indicate claim/filing status
985 | R-In-CFLscw(25)-dWP14 | Residential Indoor General Lighting: CFL Lamp with integated Ballast replaces pre-existing standard lighting Wattage. Measure includes Code case. Impacts: CFL-based HOU (varies by BldgType) | ExAnte2017 | Disposition | 2020-11-24 16:30 | Res-Iltg-dWatt-CFL | NonDEER | Scaled | BaseRatio | 0 | 0 | None |  | 0 |  | 1 | Res | Any | Lighting | InGen-CFL | Ltg_Lamp | CFLint_lamp | CFLscw(25w) | ILtg-CFL-Res | Res interior non-refl CFL base case, Total Watts = 1.56 x Msr Watts | Res interior non-refl CFL base case, Total Watts = 1.56 x Msr Watts | CFL Lamp: Non-Reflector, 1310 initial lumens, 25 Watts | CFLratio0156 | CFLratio0156 | CFLscw(25w) | Available |  |  |  | 2017ScrewInLampDisposition | ErRobNc |  |  |  | 2017Dispo-Res-InLtg | 2017-07-01 | 2018-06-30 | InEA_modVal |  |  |  |  | Standard | Remove expiry date per Commission Staff direction 2018ScrewInLampSavignsMethods-11Dec2017.pdf | 1 | 1 | 0 | Deemed Ex Ante Team |  | Remove expiry date per Commission Staff direction 2018ScrewInLampSavignsMethods-11Dec2017.pdf |  | Updated to indicate claim/filing status
986 | R-In-CFLscw(26)-dWP15 | Residential Indoor General Lighting: CFL Lamp with integated Ballast replaces pre-existing standard lighting Wattage. Measure includes Code case. Impacts: CFL-based HOU (varies by BldgType) | ExAnte2017 | Disposition | 2020-11-24 16:30 | Res-Iltg-dWatt-CFL | NonDEER | Scaled | BaseRatio | 0 | 0 | None |  | 0 |  | 1 | Res | Any | Lighting | InGen-CFL | Ltg_Lamp | CFLint_lamp | CFLscw(26w) | ILtg-CFL-Res | Res interior non-refl CFL base case, Total Watts = 1.56 x Msr Watts | Res interior non-refl CFL base case, Total Watts = 1.56 x Msr Watts | CFL Lamp: Non-Reflector, 1368 initial lumens, 26 Watts | CFLratio0156 | CFLratio0156 | CFLscw(26w) | Available |  |  |  | 2017ScrewInLampDisposition | ErRobNc |  |  |  | 2017Dispo-Res-InLtg | 2017-07-01 | 2018-06-30 | InEA_modVal |  |  |  |  | Standard | Remove expiry date per Commission Staff direction 2018ScrewInLampSavignsMethods-11Dec2017.pdf | 1 | 1 | 0 | Deemed Ex Ante Team |  | Remove expiry date per Commission Staff direction 2018ScrewInLampSavignsMethods-11Dec2017.pdf |  | Updated to indicate claim/filing status
987 | R-In-CFLscw(27)-dWP15 | Residential Indoor General Lighting: CFL Lamp with integated Ballast replaces pre-existing standard lighting Wattage. Measure includes Code case. Impacts: CFL-based HOU (varies by BldgType) | ExAnte2017 | Disposition | 2020-11-24 16:30 | Res-Iltg-dWatt-CFL | NonDEER | Scaled | BaseRatio | 0 | 0 | None |  | 0 |  | 1 | Res | Any | Lighting | InGen-CFL | Ltg_Lamp | CFLint_lamp | CFLscw(27w) | ILtg-CFL-Res | Res interior non-refl CFL base case, Total Watts = 1.56 x Msr Watts | Res interior non-refl CFL base case, Total Watts = 1.56 x Msr Watts | CFL Lamp: Non-Reflector, 1427 initial lumens, 27 Watts | CFLratio0156 | CFLratio0156 | CFLscw(27w) | Available |  |  |  | 2017ScrewInLampDisposition | ErRobNc |  |  |  | 2017Dispo-Res-InLtg | 2017-07-01 | 2018-06-30 | InEA_modVal |  |  |  |  | Standard | Remove expiry date per Commission Staff direction 2018ScrewInLampSavignsMethods-11Dec2017.pdf | 1 | 1 | 0 | Deemed Ex Ante Team |  | Remove expiry date per Commission Staff direction 2018ScrewInLampSavignsMethods-11Dec2017.pdf |  | Updated to indicate claim/filing status
988 | R-In-CFLscw(28)-dWP16 | Residential Indoor General Lighting: CFL Lamp with integated Ballast replaces pre-existing standard lighting Wattage. Measure includes Code case. Impacts: CFL-based HOU (varies by BldgType) | ExAnte2017 | Disposition | 2020-11-24 16:30 | Res-Iltg-dWatt-CFL | NonDEER | Scaled | BaseRatio | 0 | 0 | None |  | 0 |  | 1 | Res | Any | Lighting | InGen-CFL | Ltg_Lamp | CFLint_lamp | CFLscw(28w) | ILtg-CFL-Res | Res interior non-refl CFL base case, Total Watts = 1.56 x Msr Watts | Res interior non-refl CFL base case, Total Watts = 1.56 x Msr Watts | CFL Lamp: Non-Reflector, 1485 initial lumens, 28 Watts | CFLratio0156 | CFLratio0156 | CFLscw(28w) | Available |  |  |  | 2017ScrewInLampDisposition | ErRobNc |  |  |  | 2017Dispo-Res-InLtg | 2017-07-01 | 2018-06-30 | InEA_modVal |  |  |  |  | Standard | Remove expiry date per Commission Staff direction 2018ScrewInLampSavignsMethods-11Dec2017.pdf | 1 | 1 | 0 | Deemed Ex Ante Team |  | Remove expiry date per Commission Staff direction 2018ScrewInLampSavignsMethods-11Dec2017.pdf |  | Updated to indicate claim/filing status
989 | R-In-CFLscw(29)-dWP16 | Residential Indoor General Lighting: CFL Lamp with integated Ballast replaces pre-existing standard lighting Wattage. Measure includes Code case. Impacts: CFL-based HOU (varies by BldgType) | ExAnte2017 | Disposition | 2020-11-24 16:30 | Res-Iltg-dWatt-CFL | NonDEER | Scaled | BaseRatio | 0 | 0 | None |  | 0 |  | 1 | Res | Any | Lighting | InGen-CFL | Ltg_Lamp | CFLint_lamp | CFLscw(29w) | ILtg-CFL-Res | Res interior non-refl CFL base case, Total Watts = 1.56 x Msr Watts | Res interior non-refl CFL base case, Total Watts = 1.56 x Msr Watts | CFL Lamp: Non-Reflector, 29 Watts | CFLratio0156 | CFLratio0156 | CFLscw(29w) | Available |  |  |  | 2017ScrewInLampDisposition | ErRobNc |  |  |  | 2017Dispo-Res-InLtg | 2017-07-01 | 2018-06-30 | InEA_modVal |  |  |  |  | Standard | Remove expiry date per Commission Staff direction 2018ScrewInLampSavignsMethods-11Dec2017.pdf | 1 | 1 | 0 | Deemed Ex Ante Team |  | Remove expiry date per Commission Staff direction 2018ScrewInLampSavignsMethods-11Dec2017.pdf |  | Updated to indicate claim/filing status
990 | R-In-CFLscw(30)-dWP17 | Residential Indoor General Lighting: CFL Lamp with integated Ballast replaces pre-existing standard lighting Wattage. Measure includes Code case. Impacts: CFL-based HOU (varies by BldgType) | ExAnte2017 | Disposition | 2020-11-24 16:30 | Res-Iltg-dWatt-CFL | NonDEER | Scaled | BaseRatio | 0 | 0 | None |  | 0 |  | 1 | Res | Any | Lighting | InGen-CFL | Ltg_Lamp | CFLint_lamp | CFLscw(30w) | ILtg-CFL-Res | Res interior non-refl CFL base case, Total Watts = 1.56 x Msr Watts | Res interior non-refl CFL base case, Total Watts = 1.56 x Msr Watts | CFL Lamp: Non-Reflector, 30 Watts | CFLratio0156 | CFLratio0156 | CFLscw(30w) | Available |  |  |  | 2017ScrewInLampDisposition | ErRobNc |  |  |  | 2017Dispo-Res-InLtg | 2017-07-01 | 2018-06-30 | InEA_modVal |  |  |  |  | Standard | Remove expiry date per Commission Staff direction 2018ScrewInLampSavignsMethods-11Dec2017.pdf | 1 | 1 | 0 | Deemed Ex Ante Team |  | Remove expiry date per Commission Staff direction 2018ScrewInLampSavignsMethods-11Dec2017.pdf |  | Updated to indicate claim/filing status
991 | R-In-CFLscw(31)-dWP17 | Residential Indoor General Lighting: CFL Lamp with integated Ballast replaces pre-existing standard lighting Wattage. Measure includes Code case. Impacts: CFL-based HOU (varies by BldgType) | ExAnte2017 | Disposition | 2020-11-24 16:30 | Res-Iltg-dWatt-CFL | NonDEER | Scaled | BaseRatio | 0 | 0 | None |  | 0 |  | 1 | Res | Any | Lighting | InGen-CFL | Ltg_Lamp | CFLint_lamp | CFLscw(31w) | ILtg-CFL-Res | Res interior non-refl CFL base case, Total Watts = 1.56 x Msr Watts | Res interior non-refl CFL base case, Total Watts = 1.56 x Msr Watts | CFL Lamp: Non-Reflector, 31 Watts | CFLratio0156 | CFLratio0156 | CFLscw(31w) | Available |  |  |  | 2017ScrewInLampDisposition | ErRobNc |  |  |  | 2017Dispo-Res-InLtg | 2017-07-01 | 2018-06-30 | InEA_modVal |  |  |  |  | Standard | Remove expiry date per Commission Staff direction 2018ScrewInLampSavignsMethods-11Dec2017.pdf | 1 | 1 | 0 | Deemed Ex Ante Team |  | Remove expiry date per Commission Staff direction 2018ScrewInLampSavignsMethods-11Dec2017.pdf |  | Updated to indicate claim/filing status
992 | R-In-CFLscw-Refl(31w)-dWP23 | Residential Indoor General Lighting: CFL Lamp with integated Ballast replaces pre-existing standard lighting Wattage. Measure includes Code case. Impacts: CFL-based HOU (varies by BldgType) | ExAnte2017 | Disposition | 2020-11-24 16:30 | Res-Iltg-dWatt-CFL | NonDEER | Scaled | BaseRatio | 0 | 0 | None |  | 0 |  | 1 | Res | Any | Lighting | InGen-CFL | Ltg_Lamp | CFLint_lamp |  | ILtg-CFL-Res | Res interior reflector and Res exterior CFL base case, Total Watts = 1.74 x Msr Watts | Res interior reflector and Res exterior CFL base case, Total Watts = 1.74 x Msr Watts | CFL Lamp: Reflector, 31 Watts | CFLratio0174 | CFLratio0174 | CFLscw-Refl(31w) | Available |  |  |  | 2017ScrewInLampDisposition | ErRobNc |  |  |  | 2017Dispo-Res-InLtg | 2017-07-01 | 2018-06-30 | InEA_modVal |  |  |  |  | Standard | Revise expiry date to 60/30/2018 Commission Staff direction 2018ScrewInLampSavignsMethods-11Dec2017.pdf | 1 | 1 | 0 | Deemed Ex Ante Team |  | Revise expiry date to 60/30/2018 Commission Staff direction 2018ScrewInLampSavignsMethods-11Dec2017.pdf |  | Updated to indicate claim/filing status
993 | R-In-CFLscw(32)-dWP18 | Residential Indoor General Lighting: CFL Lamp with integated Ballast replaces pre-existing standard lighting Wattage. Measure includes Code case. Impacts: CFL-based HOU (varies by BldgType) | ExAnte2017 | Disposition | 2020-11-24 16:30 | Res-Iltg-dWatt-CFL | NonDEER | Scaled | BaseRatio | 0 | 0 | None |  | 0 |  | 1 | Res | Any | Lighting | InGen-CFL | Ltg_Lamp | CFLint_lamp | CFLscw(32w) | ILtg-CFL-Res | Res interior non-refl CFL base case, Total Watts = 1.56 x Msr Watts | Res interior non-refl CFL base case, Total Watts = 1.56 x Msr Watts | CFL Lamp: Non-Reflector, 32 Watts | CFLratio0156 | CFLratio0156 | CFLscw(32w) | Available |  |  |  | 2017ScrewInLampDisposition | ErRobNc |  |  |  | 2017Dispo-Res-InLtg | 2017-07-01 | 2018-06-30 | InEA_modVal |  |  |  |  | Standard | Remove expiry date per Commission Staff direction 2018ScrewInLampSavignsMethods-11Dec2017.pdf | 1 | 1 | 0 | Deemed Ex Ante Team |  | Remove expiry date per Commission Staff direction 2018ScrewInLampSavignsMethods-11Dec2017.pdf |  | Updated to indicate claim/filing status
994 | R-In-CFLscw(36)-dWP20 | Residential Indoor General Lighting: CFL Lamp with integated Ballast replaces pre-existing standard lighting Wattage. Measure includes Code case. Impacts: CFL-based HOU (varies by BldgType) | ExAnte2017 | Disposition | 2020-11-24 16:30 | Res-Iltg-dWatt-CFL | NonDEER | Scaled | BaseRatio | 0 | 0 | None |  | 0 |  | 1 | Res | Any | Lighting | InGen-CFL | Ltg_Lamp | CFLint_lamp | CFLscw(36w) | ILtg-CFL-Res | Res interior non-refl CFL base case, Total Watts = 1.56 x Msr Watts | Res interior non-refl CFL base case, Total Watts = 1.56 x Msr Watts | CFL Lamp: Any Non-reflector, 36 Watts | CFLratio0156 | CFLratio0156 | CFLscw(36w) | Available |  |  |  | 2017ScrewInLampDisposition | ErRobNc |  |  |  | 2017Dispo-Res-InLtg | 2017-07-01 | 2018-06-30 | InEA_modVal |  |  |  |  | Standard | Remove expiry date per Commission Staff direction 2018ScrewInLampSavignsMethods-11Dec2017.pdf | 1 | 1 | 0 | Deemed Ex Ante Team |  | Remove expiry date per Commission Staff direction 2018ScrewInLampSavignsMethods-11Dec2017.pdf |  | Updated to indicate claim/filing status
995 | R-In-CFLscw(3)-dWP2 | Residential Indoor General Lighting: CFL Lamp with integated Ballast replaces pre-existing standard lighting Wattage. Measure includes Code case. Impacts: CFL-based HOU (varies by BldgType) | ExAnte2017 | Disposition | 2020-11-24 16:30 | Res-Iltg-dWatt-CFL | NonDEER | Scaled | BaseRatio | 0 | 0 | None |  | 0 |  | 1 | Res | Any | Lighting | InGen-CFL | Ltg_Lamp | CFLint_lamp | CFLscw(3w) | ILtg-CFL-Res | Res interior non-refl CFL base case, Total Watts = 1.56 x Msr Watts | Res interior non-refl CFL base case, Total Watts = 1.56 x Msr Watts | CFL Lamp: Non-Reflector, 3 Watts | CFLratio0156 | CFLratio0156 | CFLscw(3w) | Available |  |  |  | 2017ScrewInLampDisposition | ErRobNc |  |  |  | 2017Dispo-Res-InLtg | 2017-07-01 | 2018-06-30 | InEA_modVal |  |  |  |  | Standard | Remove expiry date per Commission Staff direction 2018ScrewInLampSavignsMethods-11Dec2017.pdf | 1 | 1 | 0 | Deemed Ex Ante Team |  | Remove expiry date per Commission Staff direction 2018ScrewInLampSavignsMethods-11Dec2017.pdf |  | Updated to indicate claim/filing status
996 | R-In-CFLscw(40)-dWP22 | Residential Indoor General Lighting: CFL Lamp with integated Ballast replaces pre-existing standard lighting Wattage. Measure includes Code case. Impacts: CFL-based HOU (varies by BldgType) | ExAnte2017 | Disposition | 2020-11-24 16:30 | Res-Iltg-dWatt-CFL | NonDEER | Scaled | BaseRatio | 0 | 0 | None |  | 0 |  | 1 | Res | Any | Lighting | InGen-CFL | Ltg_Lamp | CFLint_lamp | CFLscw(40w) | ILtg-CFL-Res | Res interior non-refl CFL base case, Total Watts = 1.56 x Msr Watts | Res interior non-refl CFL base case, Total Watts = 1.56 x Msr Watts | CFL Lamp: Non-Reflector, 40 Watts | CFLratio0156 | CFLratio0156 | CFLscw(40w) | Available |  |  |  | 2017ScrewInLampDisposition | ErRobNc |  |  |  | 2017Dispo-Res-InLtg | 2017-07-01 | 2018-06-30 | InEA_modVal |  |  |  |  | Standard | Remove expiry date per Commission Staff direction 2018ScrewInLampSavignsMethods-11Dec2017.pdf | 1 | 1 | 0 | Deemed Ex Ante Team |  | Remove expiry date per Commission Staff direction 2018ScrewInLampSavignsMethods-11Dec2017.pdf |  | Updated to indicate claim/filing status
997 | R-In-CFLscw(42)-dWP24 | Residential Indoor General Lighting: CFL Lamp with integated Ballast replaces pre-existing standard lighting Wattage. Measure includes Code case. Impacts: CFL-based HOU (varies by BldgType) | ExAnte2017 | Disposition | 2020-11-24 16:30 | Res-Iltg-dWatt-CFL | NonDEER | Scaled | BaseRatio | 0 | 0 | None |  | 0 |  | 1 | Res | Any | Lighting | InGen-CFL | Ltg_Lamp | CFLint_lamp | CFLscw(42w) | ILtg-CFL-Res | Res interior non-refl CFL base case, Total Watts = 1.56 x Msr Watts | Res interior non-refl CFL base case, Total Watts = 1.56 x Msr Watts | CFL Lamp: Non-Reflector, 42 Watts | CFLratio0156 | CFLratio0156 | CFLscw(42w) | Available |  |  |  | 2017ScrewInLampDisposition | ErRobNc |  |  |  | 2017Dispo-Res-InLtg | 2017-07-01 | 2018-06-30 | InEA_modVal |  |  |  |  | Standard | Remove expiry date per Commission Staff direction 2018ScrewInLampSavignsMethods-11Dec2017.pdf | 1 | 1 | 0 | Deemed Ex Ante Team |  | Remove expiry date per Commission Staff direction 2018ScrewInLampSavignsMethods-11Dec2017.pdf |  | Updated to indicate claim/filing status
998 | R-In-CFLscw(45)-dWP25 | Residential Indoor General Lighting: CFL Lamp with integated Ballast replaces pre-existing standard lighting Wattage. Measure includes Code case. Impacts: CFL-based HOU (varies by BldgType) | ExAnte2017 | Disposition | 2020-11-24 16:30 | Res-Iltg-dWatt-CFL | NonDEER | Scaled | BaseRatio | 0 | 0 | None |  | 0 |  | 1 | Res | Any | Lighting | InGen-CFL | Ltg_Lamp | CFLint_lamp | CFLscw(45w) | ILtg-CFL-Res | Res interior non-refl CFL base case, Total Watts = 1.56 x Msr Watts | Res interior non-refl CFL base case, Total Watts = 1.56 x Msr Watts | CFL Lamp: Any Non-reflector, 45 Watts | CFLratio0156 | CFLratio0156 | CFLscw(45w) | Available |  |  |  | 2017ScrewInLampDisposition | ErRobNc |  |  |  | 2017Dispo-Res-InLtg | 2017-07-01 | 2018-06-30 | InEA_modVal |  |  |  |  | Standard | Remove expiry date per Commission Staff direction 2018ScrewInLampSavignsMethods-11Dec2017.pdf | 1 | 1 | 0 | Deemed Ex Ante Team |  | Remove expiry date per Commission Staff direction 2018ScrewInLampSavignsMethods-11Dec2017.pdf |  | Updated to indicate claim/filing status
999 | R-In-CFLscw(4)-dWP2 | Residential Indoor General Lighting: CFL Lamp with integated Ballast replaces pre-existing standard lighting Wattage. Measure includes Code case. Impacts: CFL-based HOU (varies by BldgType) | ExAnte2017 | Disposition | 2020-11-24 16:30 | Res-Iltg-dWatt-CFL | NonDEER | Scaled | BaseRatio | 0 | 0 | None |  | 0 |  | 1 | Res | Any | Lighting | InGen-CFL | Ltg_Lamp | CFLint_lamp | CFLscw(4w) | ILtg-CFL-Res | Res interior non-refl CFL base case, Total Watts = 1.56 x Msr Watts | Res interior non-refl CFL base case, Total Watts = 1.56 x Msr Watts | CFL Lamp: Non-Reflector, 4 Watts | CFLratio0156 | CFLratio0156 | CFLscw(4w) | Available |  |  |  | 2017ScrewInLampDisposition | ErRobNc |  |  |  | 2017Dispo-Res-InLtg | 2017-07-01 | 2018-06-30 | InEA_modVal |  |  |  |  | Standard | Remove expiry date per Commission Staff direction 2018ScrewInLampSavignsMethods-11Dec2017.pdf | 1 | 1 | 0 | Deemed Ex Ante Team |  | Remove expiry date per Commission Staff direction 2018ScrewInLampSavignsMethods-11Dec2017.pdf |  | Updated to indicate claim/filing status
1000 | R-In-CFLscw(55)-dWP31 | Residential Indoor General Lighting: CFL Lamp with integated Ballast replaces pre-existing standard lighting Wattage. Measure includes Code case. Impacts: CFL-based HOU (varies by BldgType) | ExAnte2017 | Disposition | 2020-11-24 16:30 | Res-Iltg-dWatt-CFL | NonDEER | Scaled | BaseRatio | 0 | 0 | None |  | 0 |  | 1 | Res | Any | Lighting | InGen-CFL | Ltg_Lamp | CFLint_lamp | CFLscw(55w) | ILtg-CFL-Res | Res interior non-refl CFL base case, Total Watts = 1.56 x Msr Watts | Res interior non-refl CFL base case, Total Watts = 1.56 x Msr Watts | CFL Lamp: Non-Reflector, 55 Watts | CFLratio0156 | CFLratio0156 | CFLscw(55w) | Available |  |  |  | 2017ScrewInLampDisposition | ErRobNc |  |  |  | 2017Dispo-Res-InLtg | 2017-07-01 | 2018-06-30 | InEA_modVal |  |  |  |  | Standard | Remove expiry date per Commission Staff direction 2018ScrewInLampSavignsMethods-11Dec2017.pdf | 1 | 1 | 0 | Deemed Ex Ante Team |  | Remove expiry date per Commission Staff direction 2018ScrewInLampSavignsMethods-11Dec2017.pdf |  | Updated to indicate claim/filing status
1001 | Appl-Dishwash-StdSize-180-EAEU | Energy Star(R) Dish Washer - Standard Size - Typical Water Heater fuel - EAEU = 180, EF = 1.26 | DEER2014 | D13 v1.00 | 2020-11-24 16:30 | Appl-Dishwash-StdSize-180-EAEU | DEER | CrossMeasWtd | None | 0 | 0 | None | Dishwasher-Tier2 | 0 |  | 0 | Res | Any | AppPlug | KitchenApp | Clean_equip | DishWash |  | Appl-EffDW | Energy Star(R) Dish Washer - Standard Size - EAEU = 355, EF = 0.62, or Code Level for New Vintage | Energy Star(R) Dish Washer - Standard Size - EAEU = 307, EF = 0.72 | Energy Star(R) Dish Washer - Standard Size - EAEU = 180, EF = 1.26 |  |  |  | Available | New Efficiency levels for DEER2013 | 0 | 0 |  | RobNc |  | Appl-EffDW |  | None | 2014-07-01 | 2019-12-31 | DEER |  |  |  |  | Standard |  | 1 | 1 | 0 | Deemed Ex Ante Team |  |  |  | Updated to indicate claim/filing status
1001 | R-In-CFLscw(5)-dWP3 | Residential Indoor General Lighting: CFL Lamp with integated Ballast replaces pre-existing standard lighting Wattage. Measure includes Code case. Impacts: CFL-based HOU (varies by BldgType) | ExAnte2017 | Disposition | 2020-11-24 16:30 | Res-Iltg-dWatt-CFL | NonDEER | Scaled | BaseRatio | 0 | 0 | None |  | 0 |  | 1 | Res | Any | Lighting | InGen-CFL | Ltg_Lamp | CFLint_lamp | CFLscw(5w) | ILtg-CFL-Res | Res interior non-refl CFL base case, Total Watts = 1.56 x Msr Watts | Res interior non-refl CFL base case, Total Watts = 1.56 x Msr Watts | CFL Lamp: Non-Reflector, 5 Watts | CFLratio0156 | CFLratio0156 | CFLscw(5w) | Available |  |  |  | 2017ScrewInLampDisposition | ErRobNc |  |  |  | 2017Dispo-Res-InLtg | 2017-07-01 | 2018-06-30 | InEA_modVal |  |  |  |  | Standard | Remove expiry date per Commission Staff direction 2018ScrewInLampSavignsMethods-11Dec2017.pdf | 1 | 1 | 0 | Deemed Ex Ante Team |  | Remove expiry date per Commission Staff direction 2018ScrewInLampSavignsMethods-11Dec2017.pdf |  | Updated to indicate claim/filing status
1002 | Appl-Dishwash-StdSize-260-EAEU | Energy Star(R) Dish Washer - Standard Size - Typical Water Heater fuel - EAEU = 260, EF = 0.86 | DEER2014 | D13 v1.00 | 2020-11-24 16:30 | Appl-Dishwash-StdSize-260-EAEU | DEER | CrossMeasWtd | None | 0 | 0 | None | Dishwasher-Tier1 | 0 |  | 0 | Res | Any | AppPlug | KitchenApp | Clean_equip | DishWash |  | Appl-EffDW | Energy Star(R) Dish Washer - Standard Size - EAEU = 355, EF = 0.62, or Code Level for New Vintage | Energy Star(R) Dish Washer - Standard Size - EAEU = 307, EF = 0.72 | Energy Star(R) Dish Washer - Standard Size - EAEU = 260, EF = 0.86 |  |  |  | Available | New Efficiency levels for DEER2013 | 0 | 0 |  | RobNc |  | Appl-EffDW |  | None | 2014-07-01 | 2019-12-31 | DEER |  |  |  |  | Standard |  | 1 | 1 | 0 | Deemed Ex Ante Team |  |  |  | Updated to indicate claim/filing status
1002 | R-In-CFLscw-Refl(60w)-dWP44 | Residential Indoor General Lighting: CFL Lamp with integated Ballast replaces pre-existing standard lighting Wattage. Measure includes Code case. Impacts: CFL-based HOU (varies by BldgType) | ExAnte2017 | Disposition | 2020-11-24 16:30 | Res-Iltg-dWatt-CFL | NonDEER | Scaled | BaseRatio | 0 | 0 | None |  | 0 |  | 1 | Res | Any | Lighting | InGen-CFL | Ltg_Lamp | CFLint_lamp |  | ILtg-CFL-Res | Res interior reflector and Res exterior CFL base case, Total Watts = 1.74 x Msr Watts | Res interior reflector and Res exterior CFL base case, Total Watts = 1.74 x Msr Watts | CFL Lamp: Reflector, 60 Watts | CFLratio0174 | CFLratio0174 | CFLscw-Refl(60w) | Available |  |  |  | 2017ScrewInLampDisposition | ErRobNc |  |  |  | 2017Dispo-Res-InLtg | 2017-07-01 | 2018-06-30 | InEA_modVal |  |  |  |  | Standard | Revise expiry date to 60/30/2018 Commission Staff direction 2018ScrewInLampSavignsMethods-11Dec2017.pdf | 1 | 1 | 0 | Deemed Ex Ante Team |  | Revise expiry date to 60/30/2018 Commission Staff direction 2018ScrewInLampSavignsMethods-11Dec2017.pdf |  | Updated to indicate claim/filing status
1003 | R-In-CFLscw(60)-dWP34 | Residential Indoor General Lighting: CFL Lamp with integated Ballast replaces pre-existing standard lighting Wattage. Measure includes Code case. Impacts: CFL-based HOU (varies by BldgType) | ExAnte2017 | Disposition | 2020-11-24 16:30 | Res-Iltg-dWatt-CFL | NonDEER | Scaled | BaseRatio | 0 | 0 | None |  | 0 |  | 1 | Res | Any | Lighting | InGen-CFL | Ltg_Lamp | CFLint_lamp |  | ILtg-CFL-Res | Res interior non-refl CFL base case, Total Watts = 1.56 x Msr Watts | Res interior non-refl CFL base case, Total Watts = 1.56 x Msr Watts | CFL Lamp: Non-Reflector, 60 Watts | CFLratio0156 | CFLratio0156 | CFLscw(60w) | Available |  |  |  | 2017ScrewInLampDisposition | ErRobNc |  |  |  | 2017Dispo-Res-InLtg | 2017-07-01 | 2018-06-30 | InEA_modVal |  |  |  |  | Standard | Remove expiry date per Commission Staff direction 2018ScrewInLampSavignsMethods-11Dec2017.pdf | 1 | 1 | 0 | Deemed Ex Ante Team |  | Remove expiry date per Commission Staff direction 2018ScrewInLampSavignsMethods-11Dec2017.pdf |  | Updated to indicate claim/filing status
1004 | R-In-CFLscw(6)-dWP3 | Residential Indoor General Lighting: CFL Lamp with integated Ballast replaces pre-existing standard lighting Wattage. Measure includes Code case. Impacts: CFL-based HOU (varies by BldgType) | ExAnte2017 | Disposition | 2020-11-24 16:30 | Res-Iltg-dWatt-CFL | NonDEER | Scaled | BaseRatio | 0 | 0 | None |  | 0 |  | 1 | Res | Any | Lighting | InGen-CFL | Ltg_Lamp | CFLint_lamp | CFLscw(6w) | ILtg-CFL-Res | Res interior non-refl CFL base case, Total Watts = 1.56 x Msr Watts | Res interior non-refl CFL base case, Total Watts = 1.56 x Msr Watts | CFL Lamp: Non-Reflector, 6 Watts | CFLratio0156 | CFLratio0156 | CFLscw(6w) | Available |  |  |  | 2017ScrewInLampDisposition | ErRobNc |  |  |  | 2017Dispo-Res-InLtg | 2017-07-01 | 2018-06-30 | InEA_modVal |  |  |  |  | Standard | Remove expiry date per Commission Staff direction 2018ScrewInLampSavignsMethods-11Dec2017.pdf | 1 | 1 | 0 | Deemed Ex Ante Team |  | Remove expiry date per Commission Staff direction 2018ScrewInLampSavignsMethods-11Dec2017.pdf |  | Updated to indicate claim/filing status
1005 | R-In-CFLscw(7)-dWP4 | Residential Indoor General Lighting: CFL Lamp with integated Ballast replaces pre-existing standard lighting Wattage. Measure includes Code case. Impacts: CFL-based HOU (varies by BldgType) | ExAnte2017 | Disposition | 2020-11-24 16:30 | Res-Iltg-dWatt-CFL | NonDEER | Scaled | BaseRatio | 0 | 0 | None |  | 0 |  | 1 | Res | Any | Lighting | InGen-CFL | Ltg_Lamp | CFLint_lamp | CFLscw(7w) | ILtg-CFL-Res | Res interior non-refl CFL base case, Total Watts = 1.56 x Msr Watts | Res interior non-refl CFL base case, Total Watts = 1.56 x Msr Watts | CFL Lamp: Non-Reflector, 296 initial lumens, 7 Watts | CFLratio0156 | CFLratio0156 | CFLscw(7w) | Available |  |  |  | 2017ScrewInLampDisposition | ErRobNc |  |  |  | 2017Dispo-Res-InLtg | 2017-07-01 | 2018-06-30 | InEA_modVal |  |  |  |  | Standard | Remove expiry date per Commission Staff direction 2018ScrewInLampSavignsMethods-11Dec2017.pdf | 1 | 1 | 0 | Deemed Ex Ante Team |  | Remove expiry date per Commission Staff direction 2018ScrewInLampSavignsMethods-11Dec2017.pdf |  | Updated to indicate claim/filing status
1006 | R-In-CFLscw(80)-dWP45 | Residential Indoor General Lighting: CFL Lamp with integated Ballast replaces pre-existing standard lighting Wattage. Measure includes Code case. Impacts: CFL-based HOU (varies by BldgType) | ExAnte2017 | Disposition | 2020-11-24 16:30 | Res-Iltg-dWatt-CFL | NonDEER | Scaled | BaseRatio | 0 | 0 | None |  | 0 |  | 1 | Res | Any | Lighting | InGen-CFL | Ltg_Lamp | CFLint_lamp |  | ILtg-CFL-Res | Res interior non-refl CFL base case, Total Watts = 1.56 x Msr Watts | Res interior non-refl CFL base case, Total Watts = 1.56 x Msr Watts | CFL Lamp: Non-Reflector, 80 Watts | CFLratio0156 | CFLratio0156 | CFLscw(80w) | Available |  |  |  | 2017ScrewInLampDisposition | ErRobNc |  |  |  | 2017Dispo-Res-InLtg | 2017-07-01 | 2018-06-30 | InEA_modVal |  |  |  |  | Standard | Remove expiry date per Commission Staff direction 2018ScrewInLampSavignsMethods-11Dec2017.pdf | 1 | 1 | 0 | Deemed Ex Ante Team |  | Remove expiry date per Commission Staff direction 2018ScrewInLampSavignsMethods-11Dec2017.pdf |  | Updated to indicate claim/filing status
1007 | R-In-CFLscw-Refl(80w)-dWP59 | Residential Indoor General Lighting: CFL Lamp with integated Ballast replaces pre-existing standard lighting Wattage. Measure includes Code case. Impacts: CFL-based HOU (varies by BldgType) | ExAnte2017 | Disposition | 2020-11-24 16:30 | Res-Iltg-dWatt-CFL | NonDEER | Scaled | BaseRatio | 0 | 0 | None |  | 0 |  | 1 | Res | Any | Lighting | InGen-CFL | Ltg_Lamp | CFLint_lamp |  | ILtg-CFL-Res | Res interior reflector and Res exterior CFL base case, Total Watts = 1.74 x Msr Watts | Res interior reflector and Res exterior CFL base case, Total Watts = 1.74 x Msr Watts | CFL Lamp: Reflector, 80 Watts | CFLratio0174 | CFLratio0174 | CFLscw-Refl(80w) | Available |  |  |  | 2017ScrewInLampDisposition | ErRobNc |  |  |  | 2017Dispo-Res-InLtg | 2017-07-01 | 2018-06-30 | InEA_modVal |  |  |  |  | Standard | Revise expiry date to 60/30/2018 Commission Staff direction 2018ScrewInLampSavignsMethods-11Dec2017.pdf | 1 | 1 | 0 | Deemed Ex Ante Team |  | Revise expiry date to 60/30/2018 Commission Staff direction 2018ScrewInLampSavignsMethods-11Dec2017.pdf |  | Updated to indicate claim/filing status
1008 | R-In-CFLscw(8)-dWP4 | Residential Indoor General Lighting: CFL Lamp with integated Ballast replaces pre-existing standard lighting Wattage. Measure includes Code case. Impacts: CFL-based HOU (varies by BldgType) | ExAnte2017 | Disposition | 2020-11-24 16:30 | Res-Iltg-dWatt-CFL | NonDEER | Scaled | BaseRatio | 0 | 0 | None |  | 0 |  | 1 | Res | Any | Lighting | InGen-CFL | Ltg_Lamp | CFLint_lamp | CFLscw(8w) | ILtg-CFL-Res | Res interior non-refl CFL base case, Total Watts = 1.56 x Msr Watts | Res interior non-refl CFL base case, Total Watts = 1.56 x Msr Watts | CFL Lamp: Non-Reflector, 320 initial lumens, 8 Watts | CFLratio0156 | CFLratio0156 | CFLscw(8w) | Available |  |  |  | 2017ScrewInLampDisposition | ErRobNc |  |  |  | 2017Dispo-Res-InLtg | 2017-07-01 | 2018-06-30 | InEA_modVal |  |  |  |  | Standard | Remove expiry date per Commission Staff direction 2018ScrewInLampSavignsMethods-11Dec2017.pdf | 1 | 1 | 0 | Deemed Ex Ante Team |  | Remove expiry date per Commission Staff direction 2018ScrewInLampSavignsMethods-11Dec2017.pdf |  | Updated to indicate claim/filing status
1009 | R-In-CFLscw(9)-dWP5 | Residential Indoor General Lighting: CFL Lamp with integated Ballast replaces pre-existing standard lighting Wattage. Measure includes Code case. Impacts: CFL-based HOU (varies by BldgType) | ExAnte2017 | Disposition | 2020-11-24 16:30 | Res-Iltg-dWatt-CFL | NonDEER | Scaled | BaseRatio | 0 | 0 | None |  | 0 |  | 1 | Res | Any | Lighting | InGen-CFL | Ltg_Lamp | CFLint_lamp | CFLscw(9w) | ILtg-CFL-Res | Res interior non-refl CFL base case, Total Watts = 1.56 x Msr Watts | Res interior non-refl CFL base case, Total Watts = 1.56 x Msr Watts | CFL Lamp: Non-Reflector, 344 initial lumens, 9 Watts | CFLratio0156 | CFLratio0156 | CFLscw(9w) | Available |  |  |  | 2017ScrewInLampDisposition | ErRobNc |  |  |  | 2017Dispo-Res-InLtg | 2017-07-01 | 2018-06-30 | InEA_modVal |  |  |  |  | Standard | Remove expiry date per Commission Staff direction 2018ScrewInLampSavignsMethods-11Dec2017.pdf | 1 | 1 | 0 | Deemed Ex Ante Team |  | Remove expiry date per Commission Staff direction 2018ScrewInLampSavignsMethods-11Dec2017.pdf |  | Updated to indicate claim/filing status
1010 | R-In-CFLscw-A(10)-dWP6 | Residential Indoor General Lighting: CFL Lamp with integated Ballast replaces pre-existing standard lighting Wattage. Measure includes Code case. Impacts: CFL-based HOU (varies by BldgType) | ExAnte2017 | Disposition | 2020-11-24 16:30 | Res-Iltg-dWatt-CFL | NonDEER | Scaled | BaseRatio | 0 | 0 | None |  | 0 |  | 1 | Res | Any | Lighting | InGen-CFL | Ltg_Lamp | CFLint_lamp | CFLscw-A(10w) | ILtg-CFL-Res | Res interior non-refl CFL base case, Total Watts = 1.56 x Msr Watts | Res interior non-refl CFL base case, Total Watts = 1.56 x Msr Watts | CFL Lamp: A-lamp, 10 Watts | CFLratio0156 | CFLratio0156 | CFLscw-A(10w) | Available |  |  |  | 2017ScrewInLampDisposition | ErRobNc |  |  |  | 2017Dispo-Res-InLtg | 2017-07-01 | 2018-06-30 | InEA_modVal |  |  |  |  | Standard | Remove expiry date per Commission Staff direction 2018ScrewInLampSavignsMethods-11Dec2017.pdf | 1 | 1 | 0 | Deemed Ex Ante Team |  | Remove expiry date per Commission Staff direction 2018ScrewInLampSavignsMethods-11Dec2017.pdf |  | Updated to indicate claim/filing status
1011 | R-In-CFLscw-A(11)-dWP6 | Residential Indoor General Lighting: CFL Lamp with integated Ballast replaces pre-existing standard lighting Wattage. Measure includes Code case. Impacts: CFL-based HOU (varies by BldgType) | ExAnte2017 | Disposition | 2020-11-24 16:30 | Res-Iltg-dWatt-CFL | NonDEER | Scaled | BaseRatio | 0 | 0 | None |  | 0 |  | 1 | Res | Any | Lighting | InGen-CFL | Ltg_Lamp | CFLint_lamp | CFLscw-A(11w) | ILtg-CFL-Res | Res interior non-refl CFL base case, Total Watts = 1.56 x Msr Watts | Res interior non-refl CFL base case, Total Watts = 1.56 x Msr Watts | CFL Lamp: A-lamp, 11 Watts | CFLratio0156 | CFLratio0156 | CFLscw-A(11w) | Available |  |  |  | 2017ScrewInLampDisposition | ErRobNc |  |  |  | 2017Dispo-Res-InLtg | 2017-07-01 | 2018-06-30 | InEA_modVal |  |  |  |  | Standard | Remove expiry date per Commission Staff direction 2018ScrewInLampSavignsMethods-11Dec2017.pdf | 1 | 1 | 0 | Deemed Ex Ante Team |  | Remove expiry date per Commission Staff direction 2018ScrewInLampSavignsMethods-11Dec2017.pdf |  | Updated to indicate claim/filing status
1012 | R-In-CFLscw-A(12)-dWP7 | Residential Indoor General Lighting: CFL Lamp with integated Ballast replaces pre-existing standard lighting Wattage. Measure includes Code case. Impacts: CFL-based HOU (varies by BldgType) | ExAnte2017 | Disposition | 2020-11-24 16:30 | Res-Iltg-dWatt-CFL | NonDEER | Scaled | BaseRatio | 0 | 0 | None |  | 0 |  | 1 | Res | Any | Lighting | InGen-CFL | Ltg_Lamp | CFLint_lamp | CFLscw-A(12w) | ILtg-CFL-Res | Res interior non-refl CFL base case, Total Watts = 1.56 x Msr Watts | Res interior non-refl CFL base case, Total Watts = 1.56 x Msr Watts | CFL Lamp: A-lamp, 12 Watts | CFLratio0156 | CFLratio0156 | CFLscw-A(12w) | Available |  |  |  | 2017ScrewInLampDisposition | ErRobNc |  |  |  | 2017Dispo-Res-InLtg | 2017-07-01 | 2018-06-30 | InEA_modVal |  |  |  |  | Standard | Remove expiry date per Commission Staff direction 2018ScrewInLampSavignsMethods-11Dec2017.pdf | 1 | 1 | 0 | Deemed Ex Ante Team |  | Remove expiry date per Commission Staff direction 2018ScrewInLampSavignsMethods-11Dec2017.pdf |  | Updated to indicate claim/filing status
1013 | R-In-CFLscw-A(13)-dWP7 | Residential Indoor General Lighting: CFL Lamp with integated Ballast replaces pre-existing standard lighting Wattage. Measure includes Code case. Impacts: CFL-based HOU (varies by BldgType) | ExAnte2017 | Disposition | 2020-11-24 16:30 | Res-Iltg-dWatt-CFL | NonDEER | Scaled | BaseRatio | 0 | 0 | None |  | 0 |  | 1 | Res | Any | Lighting | InGen-CFL | Ltg_Lamp | CFLint_lamp | CFLscw-A(13w) | ILtg-CFL-Res | Res interior non-refl CFL base case, Total Watts = 1.56 x Msr Watts | Res interior non-refl CFL base case, Total Watts = 1.56 x Msr Watts | CFL Lamp: A-lamp, 13 Watts | CFLratio0156 | CFLratio0156 | CFLscw-A(13w) | Available |  |  |  | 2017ScrewInLampDisposition | ErRobNc |  |  |  | 2017Dispo-Res-InLtg | 2017-07-01 | 2018-06-30 | InEA_modVal |  |  |  |  | Standard | Remove expiry date per Commission Staff direction 2018ScrewInLampSavignsMethods-11Dec2017.pdf | 1 | 1 | 0 | Deemed Ex Ante Team |  | Remove expiry date per Commission Staff direction 2018ScrewInLampSavignsMethods-11Dec2017.pdf |  | Updated to indicate claim/filing status
1014 | R-In-CFLscw-A(14)-dWP8 | Residential Indoor General Lighting: CFL Lamp with integated Ballast replaces pre-existing standard lighting Wattage. Measure includes Code case. Impacts: CFL-based HOU (varies by BldgType) | ExAnte2017 | Disposition | 2020-11-24 16:30 | Res-Iltg-dWatt-CFL | NonDEER | Scaled | BaseRatio | 0 | 0 | None |  | 0 |  | 1 | Res | Any | Lighting | InGen-CFL | Ltg_Lamp | CFLint_lamp | CFLscw-A(14w) | ILtg-CFL-Res | Res interior non-refl CFL base case, Total Watts = 1.56 x Msr Watts | Res interior non-refl CFL base case, Total Watts = 1.56 x Msr Watts | CFL Lamp: A-lamp, 14 Watts | CFLratio0156 | CFLratio0156 | CFLscw-A(14w) | Available |  |  |  | 2017ScrewInLampDisposition | ErRobNc |  |  |  | 2017Dispo-Res-InLtg | 2017-07-01 | 2018-06-30 | InEA_modVal |  |  |  |  | Standard | Remove expiry date per Commission Staff direction 2018ScrewInLampSavignsMethods-11Dec2017.pdf | 1 | 1 | 0 | Deemed Ex Ante Team |  | Remove expiry date per Commission Staff direction 2018ScrewInLampSavignsMethods-11Dec2017.pdf |  | Updated to indicate claim/filing status
1015 | R-In-CFLscw-A(15)-dWP8 | Residential Indoor General Lighting: CFL Lamp with integated Ballast replaces pre-existing standard lighting Wattage. Measure includes Code case. Impacts: CFL-based HOU (varies by BldgType) | ExAnte2017 | Disposition | 2020-11-24 16:30 | Res-Iltg-dWatt-CFL | NonDEER | Scaled | BaseRatio | 0 | 0 | None |  | 0 |  | 1 | Res | Any | Lighting | InGen-CFL | Ltg_Lamp | CFLint_lamp | CFLscw-A(15w) | ILtg-CFL-Res | Res interior non-refl CFL base case, Total Watts = 1.56 x Msr Watts | Res interior non-refl CFL base case, Total Watts = 1.56 x Msr Watts | CFL Lamp: A-lamp, 15 Watts | CFLratio0156 | CFLratio0156 | CFLscw-A(15w) | Available |  |  |  | 2017ScrewInLampDisposition | ErRobNc |  |  |  | 2017Dispo-Res-InLtg | 2017-07-01 | 2018-06-30 | InEA_modVal |  |  |  |  | Standard | Remove expiry date per Commission Staff direction 2018ScrewInLampSavignsMethods-11Dec2017.pdf | 1 | 1 | 0 | Deemed Ex Ante Team |  | Remove expiry date per Commission Staff direction 2018ScrewInLampSavignsMethods-11Dec2017.pdf |  | Updated to indicate claim/filing status
1016 | R-In-CFLscw-A(16)-dWP9 | Residential Indoor General Lighting: CFL Lamp with integated Ballast replaces pre-existing standard lighting Wattage. Measure includes Code case. Impacts: CFL-based HOU (varies by BldgType) | ExAnte2017 | Disposition | 2020-11-24 16:30 | Res-Iltg-dWatt-CFL | NonDEER | Scaled | BaseRatio | 0 | 0 | None |  | 0 |  | 1 | Res | Any | Lighting | InGen-CFL | Ltg_Lamp | CFLint_lamp | CFLscw-A(16w) | ILtg-CFL-Res | Res interior non-refl CFL base case, Total Watts = 1.56 x Msr Watts | Res interior non-refl CFL base case, Total Watts = 1.56 x Msr Watts | CFL Lamp: A-lamp, 16 Watts | CFLratio0156 | CFLratio0156 | CFLscw-A(16w) | Available |  |  |  | 2017ScrewInLampDisposition | ErRobNc |  |  |  | 2017Dispo-Res-InLtg | 2017-07-01 | 2018-06-30 | InEA_modVal |  |  |  |  | Standard | Remove expiry date per Commission Staff direction 2018ScrewInLampSavignsMethods-11Dec2017.pdf | 1 | 1 | 0 | Deemed Ex Ante Team |  | Remove expiry date per Commission Staff direction 2018ScrewInLampSavignsMethods-11Dec2017.pdf |  | Updated to indicate claim/filing status
1017 | R-In-CFLscw-A(18)-dWP10 | Residential Indoor General Lighting: CFL Lamp with integated Ballast replaces pre-existing standard lighting Wattage. Measure includes Code case. Impacts: CFL-based HOU (varies by BldgType) | ExAnte2017 | Disposition | 2020-11-24 16:30 | Res-Iltg-dWatt-CFL | NonDEER | Scaled | BaseRatio | 0 | 0 | None |  | 0 |  | 1 | Res | Any | Lighting | InGen-CFL | Ltg_Lamp | CFLint_lamp | CFLscw-A(18w) | ILtg-CFL-Res | Res interior non-refl CFL base case, Total Watts = 1.56 x Msr Watts | Res interior non-refl CFL base case, Total Watts = 1.56 x Msr Watts | CFL Lamp: A-lamp, 18 Watts | CFLratio0156 | CFLratio0156 | CFLscw-A(18w) | Available |  |  |  | 2017ScrewInLampDisposition | ErRobNc |  |  |  | 2017Dispo-Res-InLtg | 2017-07-01 | 2018-06-30 | InEA_modVal |  |  |  |  | Standard | Remove expiry date per Commission Staff direction 2018ScrewInLampSavignsMethods-11Dec2017.pdf | 1 | 1 | 0 | Deemed Ex Ante Team |  | Remove expiry date per Commission Staff direction 2018ScrewInLampSavignsMethods-11Dec2017.pdf |  | Updated to indicate claim/filing status
1018 | R-In-CFLscw-A(19)-dWP11 | Residential Indoor General Lighting: CFL Lamp with integated Ballast replaces pre-existing standard lighting Wattage. Measure includes Code case. Impacts: CFL-based HOU (varies by BldgType) | ExAnte2017 | Disposition | 2020-11-24 16:30 | Res-Iltg-dWatt-CFL | NonDEER | Scaled | BaseRatio | 0 | 0 | None |  | 0 |  | 1 | Res | Any | Lighting | InGen-CFL | Ltg_Lamp | CFLint_lamp | CFLscw-A(19w) | ILtg-CFL-Res | Res interior non-refl CFL base case, Total Watts = 1.56 x Msr Watts | Res interior non-refl CFL base case, Total Watts = 1.56 x Msr Watts | CFL Lamp: A-lamp, 19 Watts | CFLratio0156 | CFLratio0156 | CFLscw-A(19w) | Available |  |  |  | 2017ScrewInLampDisposition | ErRobNc |  |  |  | 2017Dispo-Res-InLtg | 2017-07-01 | 2018-06-30 | InEA_modVal |  |  |  |  | Standard | Remove expiry date per Commission Staff direction 2018ScrewInLampSavignsMethods-11Dec2017.pdf | 1 | 1 | 0 | Deemed Ex Ante Team |  | Remove expiry date per Commission Staff direction 2018ScrewInLampSavignsMethods-11Dec2017.pdf |  | Updated to indicate claim/filing status
1019 | R-In-CFLscw-A(20)-dWP11 | Residential Indoor General Lighting: CFL Lamp with integated Ballast replaces pre-existing standard lighting Wattage. Measure includes Code case. Impacts: CFL-based HOU (varies by BldgType) | ExAnte2017 | Disposition | 2020-11-24 16:30 | Res-Iltg-dWatt-CFL | NonDEER | Scaled | BaseRatio | 0 | 0 | None |  | 0 |  | 1 | Res | Any | Lighting | InGen-CFL | Ltg_Lamp | CFLint_lamp | CFLscw-A(20w) | ILtg-CFL-Res | Res interior non-refl CFL base case, Total Watts = 1.56 x Msr Watts | Res interior non-refl CFL base case, Total Watts = 1.56 x Msr Watts | CFL Lamp: A-lamp, 20 Watts | CFLratio0156 | CFLratio0156 | CFLscw-A(20w) | Available |  |  |  | 2017ScrewInLampDisposition | ErRobNc |  |  |  | 2017Dispo-Res-InLtg | 2017-07-01 | 2018-06-30 | InEA_modVal |  |  |  |  | Standard | Remove expiry date per Commission Staff direction 2018ScrewInLampSavignsMethods-11Dec2017.pdf | 1 | 1 | 0 | Deemed Ex Ante Team |  | Remove expiry date per Commission Staff direction 2018ScrewInLampSavignsMethods-11Dec2017.pdf |  | Updated to indicate claim/filing status
1020 | R-In-CFLscw-A(22)-dWP12 | Residential Indoor General Lighting: CFL Lamp with integated Ballast replaces pre-existing standard lighting Wattage. Measure includes Code case. Impacts: CFL-based HOU (varies by BldgType) | ExAnte2017 | Disposition | 2020-11-24 16:30 | Res-Iltg-dWatt-CFL | NonDEER | Scaled | BaseRatio | 0 | 0 | None |  | 0 |  | 1 | Res | Any | Lighting | InGen-CFL | Ltg_Lamp | CFLint_lamp | CFLscw-A(22w) | ILtg-CFL-Res | Res interior non-refl CFL base case, Total Watts = 1.56 x Msr Watts | Res interior non-refl CFL base case, Total Watts = 1.56 x Msr Watts | CFL Lamp: A-lamp, 22 Watts | CFLratio0156 | CFLratio0156 | CFLscw-A(22w) | Available |  |  |  | 2017ScrewInLampDisposition | ErRobNc |  |  |  | 2017Dispo-Res-InLtg | 2017-07-01 | 2018-06-30 | InEA_modVal |  |  |  |  | Standard | Remove expiry date per Commission Staff direction 2018ScrewInLampSavignsMethods-11Dec2017.pdf | 1 | 1 | 0 | Deemed Ex Ante Team |  | Remove expiry date per Commission Staff direction 2018ScrewInLampSavignsMethods-11Dec2017.pdf |  | Updated to indicate claim/filing status
1021 | R-In-CFLscw-A(23)-dWP13 | Residential Indoor General Lighting: CFL Lamp with integated Ballast replaces pre-existing standard lighting Wattage. Measure includes Code case. Impacts: CFL-based HOU (varies by BldgType) | ExAnte2017 | Disposition | 2020-11-24 16:30 | Res-Iltg-dWatt-CFL | NonDEER | Scaled | BaseRatio | 0 | 0 | None |  | 0 |  | 1 | Res | Any | Lighting | InGen-CFL | Ltg_Lamp | CFLint_lamp | CFLscw-A(23w) | ILtg-CFL-Res | Res interior non-refl CFL base case, Total Watts = 1.56 x Msr Watts | Res interior non-refl CFL base case, Total Watts = 1.56 x Msr Watts | CFL Lamp: A-lamp, 23 Watts | CFLratio0156 | CFLratio0156 | CFLscw-A(23w) | Available |  |  |  | 2017ScrewInLampDisposition | ErRobNc |  |  |  | 2017Dispo-Res-InLtg | 2017-07-01 | 2018-06-30 | InEA_modVal |  |  |  |  | Standard | Remove expiry date per Commission Staff direction 2018ScrewInLampSavignsMethods-11Dec2017.pdf | 1 | 1 | 0 | Deemed Ex Ante Team |  | Remove expiry date per Commission Staff direction 2018ScrewInLampSavignsMethods-11Dec2017.pdf |  | Updated to indicate claim/filing status
1022 | R-In-CFLscw-A(24)-dWP13 | Residential Indoor General Lighting: CFL Lamp with integated Ballast replaces pre-existing standard lighting Wattage. Measure includes Code case. Impacts: CFL-based HOU (varies by BldgType) | ExAnte2017 | Disposition | 2020-11-24 16:30 | Res-Iltg-dWatt-CFL | NonDEER | Scaled | BaseRatio | 0 | 0 | None |  | 0 |  | 1 | Res | Any | Lighting | InGen-CFL | Ltg_Lamp | CFLint_lamp | CFLscw-A(24w) | ILtg-CFL-Res | Res interior non-refl CFL base case, Total Watts = 1.56 x Msr Watts | Res interior non-refl CFL base case, Total Watts = 1.56 x Msr Watts | CFL Lamp: A-lamp, 24 Watts | CFLratio0156 | CFLratio0156 | CFLscw-A(24w) | Available |  |  |  | 2017ScrewInLampDisposition | ErRobNc |  |  |  | 2017Dispo-Res-InLtg | 2017-07-01 | 2018-06-30 | InEA_modVal |  |  |  |  | Standard | Remove expiry date per Commission Staff direction 2018ScrewInLampSavignsMethods-11Dec2017.pdf | 1 | 1 | 0 | Deemed Ex Ante Team |  | Remove expiry date per Commission Staff direction 2018ScrewInLampSavignsMethods-11Dec2017.pdf |  | Updated to indicate claim/filing status
1023 | R-In-CFLscw-A(25)-dWP14 | Residential Indoor General Lighting: CFL Lamp with integated Ballast replaces pre-existing standard lighting Wattage. Measure includes Code case. Impacts: CFL-based HOU (varies by BldgType) | ExAnte2017 | Disposition | 2020-11-24 16:30 | Res-Iltg-dWatt-CFL | NonDEER | Scaled | BaseRatio | 0 | 0 | None |  | 0 |  | 1 | Res | Any | Lighting | InGen-CFL | Ltg_Lamp | CFLint_lamp | CFLscw-A(25w) | ILtg-CFL-Res | Res interior non-refl CFL base case, Total Watts = 1.56 x Msr Watts | Res interior non-refl CFL base case, Total Watts = 1.56 x Msr Watts | CFL Lamp: A-lamp, 25 Watts | CFLratio0156 | CFLratio0156 | CFLscw-A(25w) | Available |  |  |  | 2017ScrewInLampDisposition | ErRobNc |  |  |  | 2017Dispo-Res-InLtg | 2017-07-01 | 2018-06-30 | InEA_modVal |  |  |  |  | Standard | Remove expiry date per Commission Staff direction 2018ScrewInLampSavignsMethods-11Dec2017.pdf | 1 | 1 | 0 | Deemed Ex Ante Team |  | Remove expiry date per Commission Staff direction 2018ScrewInLampSavignsMethods-11Dec2017.pdf |  | Updated to indicate claim/filing status
1024 | R-In-CFLscw-A(26)-dWP15 | Residential Indoor General Lighting: CFL Lamp with integated Ballast replaces pre-existing standard lighting Wattage. Measure includes Code case. Impacts: CFL-based HOU (varies by BldgType) | ExAnte2017 | Disposition | 2020-11-24 16:30 | Res-Iltg-dWatt-CFL | NonDEER | Scaled | BaseRatio | 0 | 0 | None |  | 0 |  | 1 | Res | Any | Lighting | InGen-CFL | Ltg_Lamp | CFLint_lamp | CFLscw-A(26w) | ILtg-CFL-Res | Res interior non-refl CFL base case, Total Watts = 1.56 x Msr Watts | Res interior non-refl CFL base case, Total Watts = 1.56 x Msr Watts | CFL Lamp: A-lamp, 26 Watts | CFLratio0156 | CFLratio0156 | CFLscw-A(26w) | Available |  |  |  | 2017ScrewInLampDisposition | ErRobNc |  |  |  | 2017Dispo-Res-InLtg | 2017-07-01 | 2018-06-30 | InEA_modVal |  |  |  |  | Standard | Remove expiry date per Commission Staff direction 2018ScrewInLampSavignsMethods-11Dec2017.pdf | 1 | 1 | 0 | Deemed Ex Ante Team |  | Remove expiry date per Commission Staff direction 2018ScrewInLampSavignsMethods-11Dec2017.pdf |  | Updated to indicate claim/filing status
1025 | R-In-CFLscw-A(27)-dWP15 | Residential Indoor General Lighting: CFL Lamp with integated Ballast replaces pre-existing standard lighting Wattage. Measure includes Code case. Impacts: CFL-based HOU (varies by BldgType) | ExAnte2017 | Disposition | 2020-11-24 16:30 | Res-Iltg-dWatt-CFL | NonDEER | Scaled | BaseRatio | 0 | 0 | None |  | 0 |  | 1 | Res | Any | Lighting | InGen-CFL | Ltg_Lamp | CFLint_lamp | CFLscw-A(27w) | ILtg-CFL-Res | Res interior non-refl CFL base case, Total Watts = 1.56 x Msr Watts | Res interior non-refl CFL base case, Total Watts = 1.56 x Msr Watts | CFL Lamp: A-lamp, 27 Watts | CFLratio0156 | CFLratio0156 | CFLscw-A(27w) | Available |  |  |  | 2017ScrewInLampDisposition | ErRobNc |  |  |  | 2017Dispo-Res-InLtg | 2017-07-01 | 2018-06-30 | InEA_modVal |  |  |  |  | Standard | Remove expiry date per Commission Staff direction 2018ScrewInLampSavignsMethods-11Dec2017.pdf | 1 | 1 | 0 | Deemed Ex Ante Team |  | Remove expiry date per Commission Staff direction 2018ScrewInLampSavignsMethods-11Dec2017.pdf |  | Updated to indicate claim/filing status
1026 | R-In-CFLscw-A(28)-dWP16 | Residential Indoor General Lighting: CFL Lamp with integated Ballast replaces pre-existing standard lighting Wattage. Measure includes Code case. Impacts: CFL-based HOU (varies by BldgType) | ExAnte2017 | Disposition | 2020-11-24 16:30 | Res-Iltg-dWatt-CFL | NonDEER | Scaled | BaseRatio | 0 | 0 | None |  | 0 |  | 1 | Res | Any | Lighting | InGen-CFL | Ltg_Lamp | CFLint_lamp | CFLscw-A(28w) | ILtg-CFL-Res | Res interior non-refl CFL base case, Total Watts = 1.56 x Msr Watts | Res interior non-refl CFL base case, Total Watts = 1.56 x Msr Watts | CFL Lamp: A-lamp, 28 Watts | CFLratio0156 | CFLratio0156 | CFLscw-A(28w) | Available |  |  |  | 2017ScrewInLampDisposition | ErRobNc |  |  |  | 2017Dispo-Res-InLtg | 2017-07-01 | 2018-06-30 | InEA_modVal |  |  |  |  | Standard | Remove expiry date per Commission Staff direction 2018ScrewInLampSavignsMethods-11Dec2017.pdf | 1 | 1 | 0 | Deemed Ex Ante Team |  | Remove expiry date per Commission Staff direction 2018ScrewInLampSavignsMethods-11Dec2017.pdf |  | Updated to indicate claim/filing status
1027 | R-In-CFLscw-A(30)-dWP17 | Residential Indoor General Lighting: CFL Lamp with integated Ballast replaces pre-existing standard lighting Wattage. Measure includes Code case. Impacts: CFL-based HOU (varies by BldgType) | ExAnte2017 | Disposition | 2020-11-24 16:30 | Res-Iltg-dWatt-CFL | NonDEER | Scaled | BaseRatio | 0 | 0 | None |  | 0 |  | 1 | Res | Any | Lighting | InGen-CFL | Ltg_Lamp | CFLint_lamp | CFLscw-A(30w) | ILtg-CFL-Res | Res interior non-refl CFL base case, Total Watts = 1.56 x Msr Watts | Res interior non-refl CFL base case, Total Watts = 1.56 x Msr Watts | CFL Lamp: A-lamp, 30 Watts | CFLratio0156 | CFLratio0156 | CFLscw-A(30w) | Available |  |  |  | 2017ScrewInLampDisposition | ErRobNc |  |  |  | 2017Dispo-Res-InLtg | 2017-07-01 | 2018-06-30 | InEA_modVal |  |  |  |  | Standard | Remove expiry date per Commission Staff direction 2018ScrewInLampSavignsMethods-11Dec2017.pdf | 1 | 1 | 0 | Deemed Ex Ante Team |  | Remove expiry date per Commission Staff direction 2018ScrewInLampSavignsMethods-11Dec2017.pdf |  | Updated to indicate claim/filing status
1028 | R-In-CFLscw-A(32)-dWP18 | Residential Indoor General Lighting: CFL Lamp with integated Ballast replaces pre-existing standard lighting Wattage. Measure includes Code case. Impacts: CFL-based HOU (varies by BldgType) | ExAnte2017 | Disposition | 2020-11-24 16:30 | Res-Iltg-dWatt-CFL | NonDEER | Scaled | BaseRatio | 0 | 0 | None |  | 0 |  | 1 | Res | Any | Lighting | InGen-CFL | Ltg_Lamp | CFLint_lamp | CFLscw-A(32w) | ILtg-CFL-Res | Res interior non-refl CFL base case, Total Watts = 1.56 x Msr Watts | Res interior non-refl CFL base case, Total Watts = 1.56 x Msr Watts | CFL Lamp: A-lamp, 32 Watts | CFLratio0156 | CFLratio0156 | CFLscw-A(32w) | Available |  |  |  | 2017ScrewInLampDisposition | ErRobNc |  |  |  | 2017Dispo-Res-InLtg | 2017-07-01 | 2018-06-30 | InEA_modVal |  |  |  |  | Standard | Remove expiry date per Commission Staff direction 2018ScrewInLampSavignsMethods-11Dec2017.pdf | 1 | 1 | 0 | Deemed Ex Ante Team |  | Remove expiry date per Commission Staff direction 2018ScrewInLampSavignsMethods-11Dec2017.pdf |  | Updated to indicate claim/filing status
1029 | R-In-CFLscw-A(40)-dWP22 | Residential Indoor General Lighting: CFL Lamp with integated Ballast replaces pre-existing standard lighting Wattage. Measure includes Code case. Impacts: CFL-based HOU (varies by BldgType) | ExAnte2017 | Disposition | 2020-11-24 16:30 | Res-Iltg-dWatt-CFL | NonDEER | Scaled | BaseRatio | 0 | 0 | None |  | 0 |  | 1 | Res | Any | Lighting | InGen-CFL | Ltg_Lamp | CFLint_lamp | CFLscw-A(40w) | ILtg-CFL-Res | Res interior non-refl CFL base case, Total Watts = 1.56 x Msr Watts | Res interior non-refl CFL base case, Total Watts = 1.56 x Msr Watts | CFL Lamp: A-lamp, 40 Watts | CFLratio0156 | CFLratio0156 | CFLscw-A(40w) | Available |  |  |  | 2017ScrewInLampDisposition | ErRobNc |  |  |  | 2017Dispo-Res-InLtg | 2017-07-01 | 2018-06-30 | InEA_modVal |  |  |  |  | Standard | Remove expiry date per Commission Staff direction 2018ScrewInLampSavignsMethods-11Dec2017.pdf | 1 | 1 | 0 | Deemed Ex Ante Team |  | Remove expiry date per Commission Staff direction 2018ScrewInLampSavignsMethods-11Dec2017.pdf |  | Updated to indicate claim/filing status
1030 | R-In-CFLscw-A(42)-dWP24 | Residential Indoor General Lighting: CFL Lamp with integated Ballast replaces pre-existing standard lighting Wattage. Measure includes Code case. Impacts: CFL-based HOU (varies by BldgType) | ExAnte2017 | Disposition | 2020-11-24 16:30 | Res-Iltg-dWatt-CFL | NonDEER | Scaled | BaseRatio | 0 | 0 | None |  | 0 |  | 1 | Res | Any | Lighting | InGen-CFL | Ltg_Lamp | CFLint_lamp | CFLscw-A(42w) | ILtg-CFL-Res | Res interior non-refl CFL base case, Total Watts = 1.56 x Msr Watts | Res interior non-refl CFL base case, Total Watts = 1.56 x Msr Watts | CFL Lamp: A-lamp, 42 Watts | CFLratio0156 | CFLratio0156 | CFLscw-A(42w) | Available |  |  |  | 2017ScrewInLampDisposition | ErRobNc |  |  |  | 2017Dispo-Res-InLtg | 2017-07-01 | 2018-06-30 | InEA_modVal |  |  |  |  | Standard | Remove expiry date per Commission Staff direction 2018ScrewInLampSavignsMethods-11Dec2017.pdf | 1 | 1 | 0 | Deemed Ex Ante Team |  | Remove expiry date per Commission Staff direction 2018ScrewInLampSavignsMethods-11Dec2017.pdf |  | Updated to indicate claim/filing status
1031 | R-In-CFLscw-A(45)-dWP25 | Residential Indoor General Lighting: CFL Lamp with integated Ballast replaces pre-existing standard lighting Wattage. Measure includes Code case. Impacts: CFL-based HOU (varies by BldgType) | ExAnte2017 | Disposition | 2020-11-24 16:30 | Res-Iltg-dWatt-CFL | NonDEER | Scaled | BaseRatio | 0 | 0 | None |  | 0 |  | 1 | Res | Any | Lighting | InGen-CFL | Ltg_Lamp | CFLint_lamp | CFLscw-A(45w) | ILtg-CFL-Res | Res interior non-refl CFL base case, Total Watts = 1.56 x Msr Watts | Res interior non-refl CFL base case, Total Watts = 1.56 x Msr Watts | CFL Lamp: A-lamp, 45 Watts | CFLratio0156 | CFLratio0156 | CFLscw-A(45w) | Available |  |  |  | 2017ScrewInLampDisposition | ErRobNc |  |  |  | 2017Dispo-Res-InLtg | 2017-07-01 | 2018-06-30 | InEA_modVal |  |  |  |  | Standard | Remove expiry date per Commission Staff direction 2018ScrewInLampSavignsMethods-11Dec2017.pdf | 1 | 1 | 0 | Deemed Ex Ante Team |  | Remove expiry date per Commission Staff direction 2018ScrewInLampSavignsMethods-11Dec2017.pdf |  | Updated to indicate claim/filing status
1032 | R-In-CFLscw-A(55)-dWP31 | Residential Indoor General Lighting: CFL Lamp with integated Ballast replaces pre-existing standard lighting Wattage. Measure includes Code case. Impacts: CFL-based HOU (varies by BldgType) | ExAnte2017 | Disposition | 2020-11-24 16:30 | Res-Iltg-dWatt-CFL | NonDEER | Scaled | BaseRatio | 0 | 0 | None |  | 0 |  | 1 | Res | Any | Lighting | InGen-CFL | Ltg_Lamp | CFLint_lamp | CFLscw-A(55w) | ILtg-CFL-Res | Res interior non-refl CFL base case, Total Watts = 1.56 x Msr Watts | Res interior non-refl CFL base case, Total Watts = 1.56 x Msr Watts | CFL Lamp: A-lamp, 55 Watts | CFLratio0156 | CFLratio0156 | CFLscw-A(55w) | Available |  |  |  | 2017ScrewInLampDisposition | ErRobNc |  |  |  | 2017Dispo-Res-InLtg | 2017-07-01 | 2018-06-30 | InEA_modVal |  |  |  |  | Standard | Remove expiry date per Commission Staff direction 2018ScrewInLampSavignsMethods-11Dec2017.pdf | 1 | 1 | 0 | Deemed Ex Ante Team |  | Remove expiry date per Commission Staff direction 2018ScrewInLampSavignsMethods-11Dec2017.pdf |  | Updated to indicate claim/filing status
1033 | R-In-CFLscw-A(7)-dWP4 | Residential Indoor General Lighting: CFL Lamp with integated Ballast replaces pre-existing standard lighting Wattage. Measure includes Code case. Impacts: CFL-based HOU (varies by BldgType) | ExAnte2017 | Disposition | 2020-11-24 16:30 | Res-Iltg-dWatt-CFL | NonDEER | Scaled | BaseRatio | 0 | 0 | None |  | 0 |  | 1 | Res | Any | Lighting | InGen-CFL | Ltg_Lamp | CFLint_lamp | CFLscw-A(7w) | ILtg-CFL-Res | Res interior non-refl CFL base case, Total Watts = 1.56 x Msr Watts | Res interior non-refl CFL base case, Total Watts = 1.56 x Msr Watts | CFL Lamp: A-lamp, 7 Watts | CFLratio0156 | CFLratio0156 | CFLscw-A(7w) | Available |  |  |  | 2017ScrewInLampDisposition | ErRobNc |  |  |  | 2017Dispo-Res-InLtg | 2017-07-01 | 2018-06-30 | InEA_modVal |  |  |  |  | Standard | Remove expiry date per Commission Staff direction 2018ScrewInLampSavignsMethods-11Dec2017.pdf | 1 | 1 | 0 | Deemed Ex Ante Team |  | Remove expiry date per Commission Staff direction 2018ScrewInLampSavignsMethods-11Dec2017.pdf |  | Updated to indicate claim/filing status
1034 | R-In-CFLscw-A(8)-dWP4 | Residential Indoor General Lighting: CFL Lamp with integated Ballast replaces pre-existing standard lighting Wattage. Measure includes Code case. Impacts: CFL-based HOU (varies by BldgType) | ExAnte2017 | Disposition | 2020-11-24 16:30 | Res-Iltg-dWatt-CFL | NonDEER | Scaled | BaseRatio | 0 | 0 | None |  | 0 |  | 1 | Res | Any | Lighting | InGen-CFL | Ltg_Lamp | CFLint_lamp | CFLscw-A(8w) | ILtg-CFL-Res | Res interior non-refl CFL base case, Total Watts = 1.56 x Msr Watts | Res interior non-refl CFL base case, Total Watts = 1.56 x Msr Watts | CFL Lamp: A-lamp, 8 Watts | CFLratio0156 | CFLratio0156 | CFLscw-A(8w) | Available |  |  |  | 2017ScrewInLampDisposition | ErRobNc |  |  |  | 2017Dispo-Res-InLtg | 2017-07-01 | 2018-06-30 | InEA_modVal |  |  |  |  | Standard | Remove expiry date per Commission Staff direction 2018ScrewInLampSavignsMethods-11Dec2017.pdf | 1 | 1 | 0 | Deemed Ex Ante Team |  | Remove expiry date per Commission Staff direction 2018ScrewInLampSavignsMethods-11Dec2017.pdf |  | Updated to indicate claim/filing status
1035 | R-In-CFLscw-A(9)-dWP5 | Residential Indoor General Lighting: CFL Lamp with integated Ballast replaces pre-existing standard lighting Wattage. Measure includes Code case. Impacts: CFL-based HOU (varies by BldgType) | ExAnte2017 | Disposition | 2020-11-24 16:30 | Res-Iltg-dWatt-CFL | NonDEER | Scaled | BaseRatio | 0 | 0 | None |  | 0 |  | 1 | Res | Any | Lighting | InGen-CFL | Ltg_Lamp | CFLint_lamp | CFLscw-A(9w) | ILtg-CFL-Res | Res interior non-refl CFL base case, Total Watts = 1.56 x Msr Watts | Res interior non-refl CFL base case, Total Watts = 1.56 x Msr Watts | CFL Lamp: A-lamp, 9 Watts | CFLratio0156 | CFLratio0156 | CFLscw-A(9w) | Available |  |  |  | 2017ScrewInLampDisposition | ErRobNc |  |  |  | 2017Dispo-Res-InLtg | 2017-07-01 | 2018-06-30 | InEA_modVal |  |  |  |  | Standard | Remove expiry date per Commission Staff direction 2018ScrewInLampSavignsMethods-11Dec2017.pdf | 1 | 1 | 0 | Deemed Ex Ante Team |  | Remove expiry date per Commission Staff direction 2018ScrewInLampSavignsMethods-11Dec2017.pdf |  | Updated to indicate claim/filing status
1036 | R-In-CFLscw-Circ9(22)-dWP12 | Residential Indoor General Lighting: CFL Lamp with integated Ballast replaces pre-existing standard lighting Wattage. Measure includes Code case. Impacts: CFL-based HOU (varies by BldgType) | ExAnte2017 | Disposition | 2020-11-24 16:30 | Res-Iltg-dWatt-CFL | NonDEER | Scaled | BaseRatio | 0 | 0 | None |  | 0 |  | 1 | Res | Any | Lighting | InGen-CFL | Ltg_Lamp | CFLint_lamp |  | ILtg-CFL-Res | Res interior non-refl CFL base case, Total Watts = 1.56 x Msr Watts | Res interior non-refl CFL base case, Total Watts = 1.56 x Msr Watts | CFL Lamp: T-9 Circular Tube, 22 Watts | CFLratio0156 | CFLratio0156 | CFLscw-Circ9(22w) | Available |  |  |  | 2017ScrewInLampDisposition | ErRobNc |  |  |  | 2017Dispo-Res-InLtg | 2017-07-01 | 2018-06-30 | InEA_modVal |  |  |  |  | Standard | Revise expiry date to 60/30/2018 Commission Staff direction 2018ScrewInLampSavignsMethods-11Dec2017.pdf | 1 | 1 | 0 | Deemed Ex Ante Team |  | Revise expiry date to 60/30/2018 Commission Staff direction 2018ScrewInLampSavignsMethods-11Dec2017.pdf |  | Updated to indicate claim/filing status
1037 | R-In-CFLscw-Circ9(26)-dWP15 | Residential Indoor General Lighting: CFL Lamp with integated Ballast replaces pre-existing standard lighting Wattage. Measure includes Code case. Impacts: CFL-based HOU (varies by BldgType) | ExAnte2017 | Disposition | 2020-11-24 16:30 | Res-Iltg-dWatt-CFL | NonDEER | Scaled | BaseRatio | 0 | 0 | None |  | 0 |  | 1 | Res | Any | Lighting | InGen-CFL | Ltg_Lamp | CFLint_lamp |  | ILtg-CFL-Res | Res interior non-refl CFL base case, Total Watts = 1.56 x Msr Watts | Res interior non-refl CFL base case, Total Watts = 1.56 x Msr Watts | CFL Lamp: T-9 Circular Tube, 26 Watts | CFLratio0156 | CFLratio0156 | CFLscw-Circ9(26w) | Available |  |  |  | 2017ScrewInLampDisposition | ErRobNc |  |  |  | 2017Dispo-Res-InLtg | 2017-07-01 | 2018-06-30 | InEA_modVal |  |  |  |  | Standard | Revise expiry date to 60/30/2018 Commission Staff direction 2018ScrewInLampSavignsMethods-11Dec2017.pdf | 1 | 1 | 0 | Deemed Ex Ante Team |  | Revise expiry date to 60/30/2018 Commission Staff direction 2018ScrewInLampSavignsMethods-11Dec2017.pdf |  | Updated to indicate claim/filing status
1038 | R-In-CFLscw-Circ9(32)-dWP18 | Residential Indoor General Lighting: CFL Lamp with integated Ballast replaces pre-existing standard lighting Wattage. Measure includes Code case. Impacts: CFL-based HOU (varies by BldgType) | ExAnte2017 | Disposition | 2020-11-24 16:30 | Res-Iltg-dWatt-CFL | NonDEER | Scaled | BaseRatio | 0 | 0 | None |  | 0 |  | 1 | Res | Any | Lighting | InGen-CFL | Ltg_Lamp | CFLint_lamp |  | ILtg-CFL-Res | Res interior non-refl CFL base case, Total Watts = 1.56 x Msr Watts | Res interior non-refl CFL base case, Total Watts = 1.56 x Msr Watts | CFL Lamp: T-9 Circular Tube, 32 Watts | CFLratio0156 | CFLratio0156 | CFLscw-Circ9(32w) | Available |  |  |  | 2017ScrewInLampDisposition | ErRobNc |  |  |  | 2017Dispo-Res-InLtg | 2017-07-01 | 2018-06-30 | InEA_modVal |  |  |  |  | Standard | Revise expiry date to 60/30/2018 Commission Staff direction 2018ScrewInLampSavignsMethods-11Dec2017.pdf | 1 | 1 | 0 | Deemed Ex Ante Team |  | Revise expiry date to 60/30/2018 Commission Staff direction 2018ScrewInLampSavignsMethods-11Dec2017.pdf |  | Updated to indicate claim/filing status
1039 | R-In-CFLscw-Circ9(40)-dWP22 | Residential Indoor General Lighting: CFL Lamp with integated Ballast replaces pre-existing standard lighting Wattage. Measure includes Code case. Impacts: CFL-based HOU (varies by BldgType) | ExAnte2017 | Disposition | 2020-11-24 16:30 | Res-Iltg-dWatt-CFL | NonDEER | Scaled | BaseRatio | 0 | 0 | None |  | 0 |  | 1 | Res | Any | Lighting | InGen-CFL | Ltg_Lamp | CFLint_lamp |  | ILtg-CFL-Res | Res interior non-refl CFL base case, Total Watts = 1.56 x Msr Watts | Res interior non-refl CFL base case, Total Watts = 1.56 x Msr Watts | CFL Lamp: T-9 Circular Tube, 40 Watts | CFLratio0156 | CFLratio0156 | CFLscw-Circ9(40w) | Available |  |  |  | 2017ScrewInLampDisposition | ErRobNc |  |  |  | 2017Dispo-Res-InLtg | 2017-07-01 | 2018-06-30 | InEA_modVal |  |  |  |  | Standard | Revise expiry date to 60/30/2018 Commission Staff direction 2018ScrewInLampSavignsMethods-11Dec2017.pdf | 1 | 1 | 0 | Deemed Ex Ante Team |  | Revise expiry date to 60/30/2018 Commission Staff direction 2018ScrewInLampSavignsMethods-11Dec2017.pdf |  | Updated to indicate claim/filing status
1040 | R-In-CFLscw-Circ9(55)-dWP31 | Residential Indoor General Lighting: CFL Lamp with integated Ballast replaces pre-existing standard lighting Wattage. Measure includes Code case. Impacts: CFL-based HOU (varies by BldgType) | ExAnte2017 | Disposition | 2020-11-24 16:30 | Res-Iltg-dWatt-CFL | NonDEER | Scaled | BaseRatio | 0 | 0 | None |  | 0 |  | 1 | Res | Any | Lighting | InGen-CFL | Ltg_Lamp | CFLint_lamp |  | ILtg-CFL-Res | Res interior non-refl CFL base case, Total Watts = 1.56 x Msr Watts | Res interior non-refl CFL base case, Total Watts = 1.56 x Msr Watts | CFL Lamp: T-9 Circular Tube, 55 Watts | CFLratio0156 | CFLratio0156 | CFLscw-Circ9(55w) | Available |  |  |  | 2017ScrewInLampDisposition | ErRobNc |  |  |  | 2017Dispo-Res-InLtg | 2017-07-01 | 2018-06-30 | InEA_modVal |  |  |  |  | Standard | Revise expiry date to 60/30/2018 Commission Staff direction 2018ScrewInLampSavignsMethods-11Dec2017.pdf | 1 | 1 | 0 | Deemed Ex Ante Team |  | Revise expiry date to 60/30/2018 Commission Staff direction 2018ScrewInLampSavignsMethods-11Dec2017.pdf |  | Updated to indicate claim/filing status
1041 | R-In-CFLscw-Refl(10)-dWP7 | Residential Indoor General Lighting: CFL Lamp with integated Ballast replaces pre-existing standard lighting Wattage. Measure includes Code case. Impacts: CFL-based HOU (varies by BldgType) | ExAnte2017 | Disposition | 2020-11-24 16:30 | Res-Iltg-dWatt-CFL | NonDEER | Scaled | BaseRatio | 0 | 0 | None |  | 0 |  | 1 | Res | Any | Lighting | InGen-CFL | Ltg_Lamp | CFLint_lamp | CFLscw-Refl(10w) | ILtg-CFL-Res | Res interior reflector and Res exterior CFL base case, Total Watts = 1.74 x Msr Watts | Res interior reflector and Res exterior CFL base case, Total Watts = 1.74 x Msr Watts | CFL Lamp: Reflector, 10 Watts | CFLratio0174 | CFLratio0174 | CFLscw-Refl(10w) | Available |  |  |  | 2017ScrewInLampDisposition | ErRobNc |  |  |  | 2017Dispo-Res-InLtg | 2017-07-01 | 2018-06-30 | InEA_modVal |  |  |  |  | Standard | Revise expiry date to 60/30/2018 Commission Staff direction 2018ScrewInLampSavignsMethods-11Dec2017.pdf | 1 | 1 | 0 | Deemed Ex Ante Team |  | Revise expiry date to 60/30/2018 Commission Staff direction 2018ScrewInLampSavignsMethods-11Dec2017.pdf |  | Updated to indicate claim/filing status
1042 | R-In-CFLscw-Refl-1(15)-dWP11 | Residential Indoor General Lighting: CFL Lamp with integated Ballast replaces pre-existing standard lighting Wattage. Measure includes Code case. Impacts: CFL-based HOU (varies by BldgType) | ExAnte2017 | Disposition | 2020-11-24 16:30 | Res-Iltg-dWatt-CFL | NonDEER | Scaled | BaseRatio | 0 | 0 | None |  | 0 |  | 1 | Res | Any | Lighting | InGen-CFL | Ltg_Lamp | CFLint_lamp | CFLscw-Refl-1(15w) | ILtg-CFL-Res | Res interior reflector and Res exterior CFL base case, Total Watts = 1.74 x Msr Watts | Res interior reflector and Res exterior CFL base case, Total Watts = 1.74 x Msr Watts | CFL Lamp: Reflector, 565 initial lumens, 15 Watts | CFLratio0174 | CFLratio0174 | CFLscw-Refl-1(15w) | Available |  |  |  | 2017ScrewInLampDisposition | ErRobNc |  |  |  | 2017Dispo-Res-InLtg | 2017-07-01 | 2018-06-30 | InEA_modVal |  |  |  |  | Standard | Revise expiry date to 60/30/2018 Commission Staff direction 2018ScrewInLampSavignsMethods-11Dec2017.pdf | 1 | 1 | 0 | Deemed Ex Ante Team |  | Revise expiry date to 60/30/2018 Commission Staff direction 2018ScrewInLampSavignsMethods-11Dec2017.pdf |  | Updated to indicate claim/filing status
1043 | R-In-CFLscw-Refl(11)-dWP8 | Residential Indoor General Lighting: CFL Lamp with integated Ballast replaces pre-existing standard lighting Wattage. Measure includes Code case. Impacts: CFL-based HOU (varies by BldgType) | ExAnte2017 | Disposition | 2020-11-24 16:30 | Res-Iltg-dWatt-CFL | NonDEER | Scaled | BaseRatio | 0 | 0 | None |  | 0 |  | 1 | Res | Any | Lighting | InGen-CFL | Ltg_Lamp | CFLint_lamp | CFLscw-Refl(11w) | ILtg-CFL-Res | Res interior reflector and Res exterior CFL base case, Total Watts = 1.74 x Msr Watts | Res interior reflector and Res exterior CFL base case, Total Watts = 1.74 x Msr Watts | CFL Lamp: Reflector, 11 Watts | CFLratio0174 | CFLratio0174 | CFLscw-Refl(11w) | Available |  |  |  | 2017ScrewInLampDisposition | ErRobNc |  |  |  | 2017Dispo-Res-InLtg | 2017-07-01 | 2018-06-30 | InEA_modVal |  |  |  |  | Standard | Revise expiry date to 60/30/2018 Commission Staff direction 2018ScrewInLampSavignsMethods-11Dec2017.pdf | 1 | 1 | 0 | Deemed Ex Ante Team |  | Revise expiry date to 60/30/2018 Commission Staff direction 2018ScrewInLampSavignsMethods-11Dec2017.pdf |  | Updated to indicate claim/filing status
1044 | R-In-CFLscw-Refl-1(23)-dWP17 | Residential Indoor General Lighting: CFL Lamp with integated Ballast replaces pre-existing standard lighting Wattage. Measure includes Code case. Impacts: CFL-based HOU (varies by BldgType) | ExAnte2017 | Disposition | 2020-11-24 16:30 | Res-Iltg-dWatt-CFL | NonDEER | Scaled | BaseRatio | 0 | 0 | None |  | 0 |  | 1 | Res | Any | Lighting | InGen-CFL | Ltg_Lamp | CFLint_lamp | CFLscw-Refl-1(23w) | ILtg-CFL-Res | Res interior reflector and Res exterior CFL base case, Total Watts = 1.74 x Msr Watts | Res interior reflector and Res exterior CFL base case, Total Watts = 1.74 x Msr Watts | CFL Lamp: Reflector, 880 initial lumens, 23 Watts | CFLratio0174 | CFLratio0174 | CFLscw-Refl-1(23w) | Available |  |  |  | 2017ScrewInLampDisposition | ErRobNc |  |  |  | 2017Dispo-Res-InLtg | 2017-07-01 | 2018-06-30 | InEA_modVal |  |  |  |  | Standard | Revise expiry date to 60/30/2018 Commission Staff direction 2018ScrewInLampSavignsMethods-11Dec2017.pdf | 1 | 1 | 0 | Deemed Ex Ante Team |  | Revise expiry date to 60/30/2018 Commission Staff direction 2018ScrewInLampSavignsMethods-11Dec2017.pdf |  | Updated to indicate claim/filing status
1045 | R-In-CFLscw-Refl(12)-dWP9 | Residential Indoor General Lighting: CFL Lamp with integated Ballast replaces pre-existing standard lighting Wattage. Measure includes Code case. Impacts: CFL-based HOU (varies by BldgType) | ExAnte2017 | Disposition | 2020-11-24 16:30 | Res-Iltg-dWatt-CFL | NonDEER | Scaled | BaseRatio | 0 | 0 | None |  | 0 |  | 1 | Res | Any | Lighting | InGen-CFL | Ltg_Lamp | CFLint_lamp | CFLscw-Refl(12w) | ILtg-CFL-Res | Res interior reflector and Res exterior CFL base case, Total Watts = 1.74 x Msr Watts | Res interior reflector and Res exterior CFL base case, Total Watts = 1.74 x Msr Watts | CFL Lamp: Reflector, 12 Watts | CFLratio0174 | CFLratio0174 | CFLscw-Refl(12w) | Available |  |  |  | 2017ScrewInLampDisposition | ErRobNc |  |  |  | 2017Dispo-Res-InLtg | 2017-07-01 | 2018-06-30 | InEA_modVal |  |  |  |  | Standard | Revise expiry date to 60/30/2018 Commission Staff direction 2018ScrewInLampSavignsMethods-11Dec2017.pdf | 1 | 1 | 0 | Deemed Ex Ante Team |  | Revise expiry date to 60/30/2018 Commission Staff direction 2018ScrewInLampSavignsMethods-11Dec2017.pdf |  | Updated to indicate claim/filing status
1046 | R-In-CFLscw-Refl(13)-dWP10 | Residential Indoor General Lighting: CFL Lamp with integated Ballast replaces pre-existing standard lighting Wattage. Measure includes Code case. Impacts: CFL-based HOU (varies by BldgType) | ExAnte2017 | Disposition | 2020-11-24 16:30 | Res-Iltg-dWatt-CFL | NonDEER | Scaled | BaseRatio | 0 | 0 | None |  | 0 |  | 1 | Res | Any | Lighting | InGen-CFL | Ltg_Lamp | CFLint_lamp | CFLscw-Refl(13w) | ILtg-CFL-Res | Res interior reflector and Res exterior CFL base case, Total Watts = 1.74 x Msr Watts | Res interior reflector and Res exterior CFL base case, Total Watts = 1.74 x Msr Watts | CFL Lamp: Reflector, 13 Watts | CFLratio0174 | CFLratio0174 | CFLscw-Refl(13w) | Available |  |  |  | 2017ScrewInLampDisposition | ErRobNc |  |  |  | 2017Dispo-Res-InLtg | 2017-07-01 | 2018-06-30 | InEA_modVal |  |  |  |  | Standard | Revise expiry date to 60/30/2018 Commission Staff direction 2018ScrewInLampSavignsMethods-11Dec2017.pdf | 1 | 1 | 0 | Deemed Ex Ante Team |  | Revise expiry date to 60/30/2018 Commission Staff direction 2018ScrewInLampSavignsMethods-11Dec2017.pdf |  | Updated to indicate claim/filing status
1047 | R-In-CFLscw-Refl(14)-dWP10 | Residential Indoor General Lighting: CFL Lamp with integated Ballast replaces pre-existing standard lighting Wattage. Measure includes Code case. Impacts: CFL-based HOU (varies by BldgType) | ExAnte2017 | Disposition | 2020-11-24 16:30 | Res-Iltg-dWatt-CFL | NonDEER | Scaled | BaseRatio | 0 | 0 | None |  | 0 |  | 1 | Res | Any | Lighting | InGen-CFL | Ltg_Lamp | CFLint_lamp | CFLscw-Refl(14w) | ILtg-CFL-Res | Res interior reflector and Res exterior CFL base case, Total Watts = 1.74 x Msr Watts | Res interior reflector and Res exterior CFL base case, Total Watts = 1.74 x Msr Watts | CFL Lamp: Reflector, 14 Watts | CFLratio0174 | CFLratio0174 | CFLscw-Refl(14w) | Available |  |  |  | 2017ScrewInLampDisposition | ErRobNc |  |  |  | 2017Dispo-Res-InLtg | 2017-07-01 | 2018-06-30 | InEA_modVal |  |  |  |  | Standard | Revise expiry date to 60/30/2018 Commission Staff direction 2018ScrewInLampSavignsMethods-11Dec2017.pdf | 1 | 1 | 0 | Deemed Ex Ante Team |  | Revise expiry date to 60/30/2018 Commission Staff direction 2018ScrewInLampSavignsMethods-11Dec2017.pdf |  | Updated to indicate claim/filing status
1048 | R-In-CFLscw-Refl(16)-dWP12 | Residential Indoor General Lighting: CFL Lamp with integated Ballast replaces pre-existing standard lighting Wattage. Measure includes Code case. Impacts: CFL-based HOU (varies by BldgType) | ExAnte2017 | Disposition | 2020-11-24 16:30 | Res-Iltg-dWatt-CFL | NonDEER | Scaled | BaseRatio | 0 | 0 | None |  | 0 |  | 1 | Res | Any | Lighting | InGen-CFL | Ltg_Lamp | CFLint_lamp | CFLscw-Refl(16w) | ILtg-CFL-Res | Res interior reflector and Res exterior CFL base case, Total Watts = 1.74 x Msr Watts | Res interior reflector and Res exterior CFL base case, Total Watts = 1.74 x Msr Watts | CFL Lamp: Reflector, 604 initial lumens, 16 Watts | CFLratio0174 | CFLratio0174 | CFLscw-Refl(16w) | Available |  |  |  | 2017ScrewInLampDisposition | ErRobNc |  |  |  | 2017Dispo-Res-InLtg | 2017-07-01 | 2018-06-30 | InEA_modVal |  |  |  |  | Standard | Revise expiry date to 60/30/2018 Commission Staff direction 2018ScrewInLampSavignsMethods-11Dec2017.pdf | 1 | 1 | 0 | Deemed Ex Ante Team |  | Revise expiry date to 60/30/2018 Commission Staff direction 2018ScrewInLampSavignsMethods-11Dec2017.pdf |  | Updated to indicate claim/filing status
1049 | R-In-CFLscw-Refl(17)-dWP13 | Residential Indoor General Lighting: CFL Lamp with integated Ballast replaces pre-existing standard lighting Wattage. Measure includes Code case. Impacts: CFL-based HOU (varies by BldgType) | ExAnte2017 | Disposition | 2020-11-24 16:30 | Res-Iltg-dWatt-CFL | NonDEER | Scaled | BaseRatio | 0 | 0 | None |  | 0 |  | 1 | Res | Any | Lighting | InGen-CFL | Ltg_Lamp | CFLint_lamp | CFLscw-Refl(17w) | ILtg-CFL-Res | Res interior reflector and Res exterior CFL base case, Total Watts = 1.74 x Msr Watts | Res interior reflector and Res exterior CFL base case, Total Watts = 1.74 x Msr Watts | CFL Lamp: Reflector, 644 initial lumens, 17 Watts | CFLratio0174 | CFLratio0174 | CFLscw-Refl(17w) | Available |  |  |  | 2017ScrewInLampDisposition | ErRobNc |  |  |  | 2017Dispo-Res-InLtg | 2017-07-01 | 2018-06-30 | InEA_modVal |  |  |  |  | Standard | Revise expiry date to 60/30/2018 Commission Staff direction 2018ScrewInLampSavignsMethods-11Dec2017.pdf | 1 | 1 | 0 | Deemed Ex Ante Team |  | Revise expiry date to 60/30/2018 Commission Staff direction 2018ScrewInLampSavignsMethods-11Dec2017.pdf |  | Updated to indicate claim/filing status
1050 | R-In-CFLscw-Refl(18)-dWP13 | Residential Indoor General Lighting: CFL Lamp with integated Ballast replaces pre-existing standard lighting Wattage. Measure includes Code case. Impacts: CFL-based HOU (varies by BldgType) | ExAnte2017 | Disposition | 2020-11-24 16:30 | Res-Iltg-dWatt-CFL | NonDEER | Scaled | BaseRatio | 0 | 0 | None |  | 0 |  | 1 | Res | Any | Lighting | InGen-CFL | Ltg_Lamp | CFLint_lamp | CFLscw-Refl(18w) | ILtg-CFL-Res | Res interior reflector and Res exterior CFL base case, Total Watts = 1.74 x Msr Watts | Res interior reflector and Res exterior CFL base case, Total Watts = 1.74 x Msr Watts | CFL Lamp: Reflector, 683 initial lumens, 18 Watts | CFLratio0174 | CFLratio0174 | CFLscw-Refl(18w) | Available |  |  |  | 2017ScrewInLampDisposition | ErRobNc |  |  |  | 2017Dispo-Res-InLtg | 2017-07-01 | 2018-06-30 | InEA_modVal |  |  |  |  | Standard | Revise expiry date to 60/30/2018 Commission Staff direction 2018ScrewInLampSavignsMethods-11Dec2017.pdf | 1 | 1 | 0 | Deemed Ex Ante Team |  | Revise expiry date to 60/30/2018 Commission Staff direction 2018ScrewInLampSavignsMethods-11Dec2017.pdf |  | Updated to indicate claim/filing status
1051 | R-In-CFLscw-Refl(19)-dWP14 | Residential Indoor General Lighting: CFL Lamp with integated Ballast replaces pre-existing standard lighting Wattage. Measure includes Code case. Impacts: CFL-based HOU (varies by BldgType) | ExAnte2017 | Disposition | 2020-11-24 16:30 | Res-Iltg-dWatt-CFL | NonDEER | Scaled | BaseRatio | 0 | 0 | None |  | 0 |  | 1 | Res | Any | Lighting | InGen-CFL | Ltg_Lamp | CFLint_lamp | CFLscw-Refl(19w) | ILtg-CFL-Res | Res interior reflector and Res exterior CFL base case, Total Watts = 1.74 x Msr Watts | Res interior reflector and Res exterior CFL base case, Total Watts = 1.74 x Msr Watts | CFL Lamp: Reflector, 723 initial lumens, 19 Watts | CFLratio0174 | CFLratio0174 | CFLscw-Refl(19w) | Available |  |  |  | 2017ScrewInLampDisposition | ErRobNc |  |  |  | 2017Dispo-Res-InLtg | 2017-07-01 | 2018-06-30 | InEA_modVal |  |  |  |  | Standard | Revise expiry date to 60/30/2018 Commission Staff direction 2018ScrewInLampSavignsMethods-11Dec2017.pdf | 1 | 1 | 0 | Deemed Ex Ante Team |  | Revise expiry date to 60/30/2018 Commission Staff direction 2018ScrewInLampSavignsMethods-11Dec2017.pdf |  | Updated to indicate claim/filing status
1052 | R-In-CFLscw-Refl(20)-dWP15 | Residential Indoor General Lighting: CFL Lamp with integated Ballast replaces pre-existing standard lighting Wattage. Measure includes Code case. Impacts: CFL-based HOU (varies by BldgType) | ExAnte2017 | Disposition | 2020-11-24 16:30 | Res-Iltg-dWatt-CFL | NonDEER | Scaled | BaseRatio | 0 | 0 | None |  | 0 |  | 1 | Res | Any | Lighting | InGen-CFL | Ltg_Lamp | CFLint_lamp | CFLscw-Refl(20w) | ILtg-CFL-Res | Res interior reflector and Res exterior CFL base case, Total Watts = 1.74 x Msr Watts | Res interior reflector and Res exterior CFL base case, Total Watts = 1.74 x Msr Watts | CFL Lamp: Reflector, 762 initial lumens, 20 Watts | CFLratio0174 | CFLratio0174 | CFLscw-Refl(20w) | Available |  |  |  | 2017ScrewInLampDisposition | ErRobNc |  |  |  | 2017Dispo-Res-InLtg | 2017-07-01 | 2018-06-30 | InEA_modVal |  |  |  |  | Standard | Revise expiry date to 60/30/2018 Commission Staff direction 2018ScrewInLampSavignsMethods-11Dec2017.pdf | 1 | 1 | 0 | Deemed Ex Ante Team |  | Revise expiry date to 60/30/2018 Commission Staff direction 2018ScrewInLampSavignsMethods-11Dec2017.pdf |  | Updated to indicate claim/filing status
1053 | R-In-CFLscw-Refl(21)-dWP16 | Residential Indoor General Lighting: CFL Lamp with integated Ballast replaces pre-existing standard lighting Wattage. Measure includes Code case. Impacts: CFL-based HOU (varies by BldgType) | ExAnte2017 | Disposition | 2020-11-24 16:30 | Res-Iltg-dWatt-CFL | NonDEER | Scaled | BaseRatio | 0 | 0 | None |  | 0 |  | 1 | Res | Any | Lighting | InGen-CFL | Ltg_Lamp | CFLint_lamp | CFLscw-Refl(21w) | ILtg-CFL-Res | Res interior reflector and Res exterior CFL base case, Total Watts = 1.74 x Msr Watts | Res interior reflector and Res exterior CFL base case, Total Watts = 1.74 x Msr Watts | CFL Lamp: Reflector, 801 initial lumens, 21 Watts | CFLratio0174 | CFLratio0174 | CFLscw-Refl(21w) | Available |  |  |  | 2017ScrewInLampDisposition | ErRobNc |  |  |  | 2017Dispo-Res-InLtg | 2017-07-01 | 2018-06-30 | InEA_modVal |  |  |  |  | Standard | Revise expiry date to 60/30/2018 Commission Staff direction 2018ScrewInLampSavignsMethods-11Dec2017.pdf | 1 | 1 | 0 | Deemed Ex Ante Team |  | Revise expiry date to 60/30/2018 Commission Staff direction 2018ScrewInLampSavignsMethods-11Dec2017.pdf |  | Updated to indicate claim/filing status
1054 | R-In-CFLscw-Refl-2(23)-dWP17 | Residential Indoor General Lighting: CFL Lamp with integated Ballast replaces pre-existing standard lighting Wattage. Measure includes Code case. Impacts: CFL-based HOU (varies by BldgType) | ExAnte2017 | Disposition | 2020-11-24 16:30 | Res-Iltg-dWatt-CFL | NonDEER | Scaled | BaseRatio | 0 | 0 | None |  | 0 |  | 1 | Res | Any | Lighting | InGen-CFL | Ltg_Lamp | CFLint_lamp | CFLscw-Refl-2(23w) | ILtg-CFL-Res | Res interior reflector and Res exterior CFL base case, Total Watts = 1.74 x Msr Watts | Res interior reflector and Res exterior CFL base case, Total Watts = 1.74 x Msr Watts | CFL Lamp: Reflector, 900 initial lumens, 23 Watts | CFLratio0174 | CFLratio0174 | CFLscw-Refl-2(23w) | Available |  |  |  | 2017ScrewInLampDisposition | ErRobNc |  |  |  | 2017Dispo-Res-InLtg | 2017-07-01 | 2018-06-30 | InEA_modVal |  |  |  |  | Standard | Revise expiry date to 60/30/2018 Commission Staff direction 2018ScrewInLampSavignsMethods-11Dec2017.pdf | 1 | 1 | 0 | Deemed Ex Ante Team |  | Revise expiry date to 60/30/2018 Commission Staff direction 2018ScrewInLampSavignsMethods-11Dec2017.pdf |  | Updated to indicate claim/filing status
1055 | R-In-CFLscw-Refl(22)-dWP16 | Residential Indoor General Lighting: CFL Lamp with integated Ballast replaces pre-existing standard lighting Wattage. Measure includes Code case. Impacts: CFL-based HOU (varies by BldgType) | ExAnte2017 | Disposition | 2020-11-24 16:30 | Res-Iltg-dWatt-CFL | NonDEER | Scaled | BaseRatio | 0 | 0 | None |  | 0 |  | 1 | Res | Any | Lighting | InGen-CFL | Ltg_Lamp | CFLint_lamp | CFLscw-Refl(22w) | ILtg-CFL-Res | Res interior reflector and Res exterior CFL base case, Total Watts = 1.74 x Msr Watts | Res interior reflector and Res exterior CFL base case, Total Watts = 1.74 x Msr Watts | CFL Lamp: Reflector, 841 initial lumens, 22 Watts | CFLratio0174 | CFLratio0174 | CFLscw-Refl(22w) | Available |  |  |  | 2017ScrewInLampDisposition | ErRobNc |  |  |  | 2017Dispo-Res-InLtg | 2017-07-01 | 2018-06-30 | InEA_modVal |  |  |  |  | Standard | Revise expiry date to 60/30/2018 Commission Staff direction 2018ScrewInLampSavignsMethods-11Dec2017.pdf | 1 | 1 | 0 | Deemed Ex Ante Team |  | Revise expiry date to 60/30/2018 Commission Staff direction 2018ScrewInLampSavignsMethods-11Dec2017.pdf |  | Updated to indicate claim/filing status
1056 | R-In-CFLscw-Refl(24)-dWP18 | Residential Indoor General Lighting: CFL Lamp with integated Ballast replaces pre-existing standard lighting Wattage. Measure includes Code case. Impacts: CFL-based HOU (varies by BldgType) | ExAnte2017 | Disposition | 2020-11-24 16:30 | Res-Iltg-dWatt-CFL | NonDEER | Scaled | BaseRatio | 0 | 0 | None |  | 0 |  | 1 | Res | Any | Lighting | InGen-CFL | Ltg_Lamp | CFLint_lamp | CFLscw-Refl(24w) | ILtg-CFL-Res | Res interior reflector and Res exterior CFL base case, Total Watts = 1.74 x Msr Watts | Res interior reflector and Res exterior CFL base case, Total Watts = 1.74 x Msr Watts | CFL Lamp: Reflector, 925 initial lumens, 24 Watts | CFLratio0174 | CFLratio0174 | CFLscw-Refl(24w) | Available |  |  |  | 2017ScrewInLampDisposition | ErRobNc |  |  |  | 2017Dispo-Res-InLtg | 2017-07-01 | 2018-06-30 | InEA_modVal |  |  |  |  | Standard | Revise expiry date to 60/30/2018 Commission Staff direction 2018ScrewInLampSavignsMethods-11Dec2017.pdf | 1 | 1 | 0 | Deemed Ex Ante Team |  | Revise expiry date to 60/30/2018 Commission Staff direction 2018ScrewInLampSavignsMethods-11Dec2017.pdf |  | Updated to indicate claim/filing status
1057 | R-In-CFLscw-Refl(25)-dWP19 | Residential Indoor General Lighting: CFL Lamp with integated Ballast replaces pre-existing standard lighting Wattage. Measure includes Code case. Impacts: CFL-based HOU (varies by BldgType) | ExAnte2017 | Disposition | 2020-11-24 16:30 | Res-Iltg-dWatt-CFL | NonDEER | Scaled | BaseRatio | 0 | 0 | None |  | 0 |  | 1 | Res | Any | Lighting | InGen-CFL | Ltg_Lamp | CFLint_lamp | CFLscw-Refl(25w) | ILtg-CFL-Res | Res interior reflector and Res exterior CFL base case, Total Watts = 1.74 x Msr Watts | Res interior reflector and Res exterior CFL base case, Total Watts = 1.74 x Msr Watts | CFL Lamp: Reflector, 970 initial lumens, 25 Watts | CFLratio0174 | CFLratio0174 | CFLscw-Refl(25w) | Available |  |  |  | 2017ScrewInLampDisposition | ErRobNc |  |  |  | 2017Dispo-Res-InLtg | 2017-07-01 | 2018-06-30 | InEA_modVal |  |  |  |  | Standard | Revise expiry date to 60/30/2018 Commission Staff direction 2018ScrewInLampSavignsMethods-11Dec2017.pdf | 1 | 1 | 0 | Deemed Ex Ante Team |  | Revise expiry date to 60/30/2018 Commission Staff direction 2018ScrewInLampSavignsMethods-11Dec2017.pdf |  | Updated to indicate claim/filing status
1058 | R-In-CFLscw-Refl(26)-dWP19 | Residential Indoor General Lighting: CFL Lamp with integated Ballast replaces pre-existing standard lighting Wattage. Measure includes Code case. Impacts: CFL-based HOU (varies by BldgType) | ExAnte2017 | Disposition | 2020-11-24 16:30 | Res-Iltg-dWatt-CFL | NonDEER | Scaled | BaseRatio | 0 | 0 | None |  | 0 |  | 1 | Res | Any | Lighting | InGen-CFL | Ltg_Lamp | CFLint_lamp | CFLscw-Refl(26w) | ILtg-CFL-Res | Res interior reflector and Res exterior CFL base case, Total Watts = 1.74 x Msr Watts | Res interior reflector and Res exterior CFL base case, Total Watts = 1.74 x Msr Watts | CFL Lamp: Reflector, 26 Watts | CFLratio0174 | CFLratio0174 | CFLscw-Refl(26w) | Available |  |  |  | 2017ScrewInLampDisposition | ErRobNc |  |  |  | 2017Dispo-Res-InLtg | 2017-07-01 | 2018-06-30 | InEA_modVal |  |  |  |  | Standard | Revise expiry date to 60/30/2018 Commission Staff direction 2018ScrewInLampSavignsMethods-11Dec2017.pdf | 1 | 1 | 0 | Deemed Ex Ante Team |  | Revise expiry date to 60/30/2018 Commission Staff direction 2018ScrewInLampSavignsMethods-11Dec2017.pdf |  | Updated to indicate claim/filing status
1059 | R-In-CFLscw-Refl(27)-dWP20 | Residential Indoor General Lighting: CFL Lamp with integated Ballast replaces pre-existing standard lighting Wattage. Measure includes Code case. Impacts: CFL-based HOU (varies by BldgType) | ExAnte2017 | Disposition | 2020-11-24 16:30 | Res-Iltg-dWatt-CFL | NonDEER | Scaled | BaseRatio | 0 | 0 | None |  | 0 |  | 1 | Res | Any | Lighting | InGen-CFL | Ltg_Lamp | CFLint_lamp |  | ILtg-CFL-Res | Res interior reflector and Res exterior CFL base case, Total Watts = 1.74 x Msr Watts | Res interior reflector and Res exterior CFL base case, Total Watts = 1.74 x Msr Watts | CFL Lamp: Reflector, 27 Watts | CFLratio0174 | CFLratio0174 | CFLscw-Refl(27w) | Available |  |  |  | 2017ScrewInLampDisposition | ErRobNc |  |  |  | 2017Dispo-Res-InLtg | 2017-07-01 | 2018-06-30 | InEA_modVal |  |  |  |  | Standard | Revise expiry date to 60/30/2018 Commission Staff direction 2018ScrewInLampSavignsMethods-11Dec2017.pdf | 1 | 1 | 0 | Deemed Ex Ante Team |  | Revise expiry date to 60/30/2018 Commission Staff direction 2018ScrewInLampSavignsMethods-11Dec2017.pdf |  | Updated to indicate claim/filing status
1060 | R-In-CFLscw-Refl(28)-dWP21 | Residential Indoor General Lighting: CFL Lamp with integated Ballast replaces pre-existing standard lighting Wattage. Measure includes Code case. Impacts: CFL-based HOU (varies by BldgType) | ExAnte2017 | Disposition | 2020-11-24 16:30 | Res-Iltg-dWatt-CFL | NonDEER | Scaled | BaseRatio | 0 | 0 | None |  | 0 |  | 1 | Res | Any | Lighting | InGen-CFL | Ltg_Lamp | CFLint_lamp |  | ILtg-CFL-Res | Res interior reflector and Res exterior CFL base case, Total Watts = 1.74 x Msr Watts | Res interior reflector and Res exterior CFL base case, Total Watts = 1.74 x Msr Watts | CFL Lamp: Reflector, 28 Watts | CFLratio0174 | CFLratio0174 | CFLscw-Refl(28w) | Available |  |  |  | 2017ScrewInLampDisposition | ErRobNc |  |  |  | 2017Dispo-Res-InLtg | 2017-07-01 | 2018-06-30 | InEA_modVal |  |  |  |  | Standard | Revise expiry date to 60/30/2018 Commission Staff direction 2018ScrewInLampSavignsMethods-11Dec2017.pdf | 1 | 1 | 0 | Deemed Ex Ante Team |  | Revise expiry date to 60/30/2018 Commission Staff direction 2018ScrewInLampSavignsMethods-11Dec2017.pdf |  | Updated to indicate claim/filing status
1061 | R-In-CFLscw-Refl(29)-dWP21 | Residential Indoor General Lighting: CFL Lamp with integated Ballast replaces pre-existing standard lighting Wattage. Measure includes Code case. Impacts: CFL-based HOU (varies by BldgType) | ExAnte2017 | Disposition | 2020-11-24 16:30 | Res-Iltg-dWatt-CFL | NonDEER | Scaled | BaseRatio | 0 | 0 | None |  | 0 |  | 1 | Res | Any | Lighting | InGen-CFL | Ltg_Lamp | CFLint_lamp |  | ILtg-CFL-Res | Res interior reflector and Res exterior CFL base case, Total Watts = 1.74 x Msr Watts | Res interior reflector and Res exterior CFL base case, Total Watts = 1.74 x Msr Watts | CFL Lamp: Reflector, 29 Watts | CFLratio0174 | CFLratio0174 | CFLscw-Refl(29w) | Available |  |  |  | 2017ScrewInLampDisposition | ErRobNc |  |  |  | 2017Dispo-Res-InLtg | 2017-07-01 | 2018-06-30 | InEA_modVal |  |  |  |  | Standard | Revise expiry date to 60/30/2018 Commission Staff direction 2018ScrewInLampSavignsMethods-11Dec2017.pdf | 1 | 1 | 0 | Deemed Ex Ante Team |  | Revise expiry date to 60/30/2018 Commission Staff direction 2018ScrewInLampSavignsMethods-11Dec2017.pdf |  | Updated to indicate claim/filing status
1062 | R-In-CFLscw-Refl(30)-dWP22 | Residential Indoor General Lighting: CFL Lamp with integated Ballast replaces pre-existing standard lighting Wattage. Measure includes Code case. Impacts: CFL-based HOU (varies by BldgType) | ExAnte2017 | Disposition | 2020-11-24 16:30 | Res-Iltg-dWatt-CFL | NonDEER | Scaled | BaseRatio | 0 | 0 | None |  | 0 |  | 1 | Res | Any | Lighting | InGen-CFL | Ltg_Lamp | CFLint_lamp |  | ILtg-CFL-Res | Res interior reflector and Res exterior CFL base case, Total Watts = 1.74 x Msr Watts | Res interior reflector and Res exterior CFL base case, Total Watts = 1.74 x Msr Watts | CFL Lamp: Reflector, 30 Watts | CFLratio0174 | CFLratio0174 | CFLscw-Refl(30w) | Available |  |  |  | 2017ScrewInLampDisposition | ErRobNc |  |  |  | 2017Dispo-Res-InLtg | 2017-07-01 | 2018-06-30 | InEA_modVal |  |  |  |  | Standard | Revise expiry date to 60/30/2018 Commission Staff direction 2018ScrewInLampSavignsMethods-11Dec2017.pdf | 1 | 1 | 0 | Deemed Ex Ante Team |  | Revise expiry date to 60/30/2018 Commission Staff direction 2018ScrewInLampSavignsMethods-11Dec2017.pdf |  | Updated to indicate claim/filing status
1063 | R-In-CFLscw-Refl(32)-dWP24 | Residential Indoor General Lighting: CFL Lamp with integated Ballast replaces pre-existing standard lighting Wattage. Measure includes Code case. Impacts: CFL-based HOU (varies by BldgType) | ExAnte2017 | Disposition | 2020-11-24 16:30 | Res-Iltg-dWatt-CFL | NonDEER | Scaled | BaseRatio | 0 | 0 | None |  | 0 |  | 1 | Res | Any | Lighting | InGen-CFL | Ltg_Lamp | CFLint_lamp |  | ILtg-CFL-Res | Res interior reflector and Res exterior CFL base case, Total Watts = 1.74 x Msr Watts | Res interior reflector and Res exterior CFL base case, Total Watts = 1.74 x Msr Watts | CFL Lamp: Reflector, 32 Watts | CFLratio0174 | CFLratio0174 | CFLscw-Refl(32w) | Available |  |  |  | 2017ScrewInLampDisposition | ErRobNc |  |  |  | 2017Dispo-Res-InLtg | 2017-07-01 | 2018-06-30 | InEA_modVal |  |  |  |  | Standard | Revise expiry date to 60/30/2018 Commission Staff direction 2018ScrewInLampSavignsMethods-11Dec2017.pdf | 1 | 1 | 0 | Deemed Ex Ante Team |  | Revise expiry date to 60/30/2018 Commission Staff direction 2018ScrewInLampSavignsMethods-11Dec2017.pdf |  | Updated to indicate claim/filing status
1064 | R-In-CFLscw-Refl(3)-dWP2 | Residential Indoor General Lighting: CFL Lamp with integated Ballast replaces pre-existing standard lighting Wattage. Measure includes Code case. Impacts: CFL-based HOU (varies by BldgType) | ExAnte2017 | Disposition | 2020-11-24 16:30 | Res-Iltg-dWatt-CFL | NonDEER | Scaled | BaseRatio | 0 | 0 | None |  | 0 |  | 1 | Res | Any | Lighting | InGen-CFL | Ltg_Lamp | CFLint_lamp |  | ILtg-CFL-Res | Res interior reflector and Res exterior CFL base case, Total Watts = 1.74 x Msr Watts | Res interior reflector and Res exterior CFL base case, Total Watts = 1.74 x Msr Watts | CFL Lamp: Reflector, 3 Watts | CFLratio0174 | CFLratio0174 | CFLscw-Refl(3w) | Available |  |  |  | 2017ScrewInLampDisposition | ErRobNc |  |  |  | 2017Dispo-Res-InLtg | 2017-07-01 | 2018-06-30 | InEA_modVal |  |  |  |  | Standard | Revise expiry date to 60/30/2018 Commission Staff direction 2018ScrewInLampSavignsMethods-11Dec2017.pdf | 1 | 1 | 0 | Deemed Ex Ante Team |  | Revise expiry date to 60/30/2018 Commission Staff direction 2018ScrewInLampSavignsMethods-11Dec2017.pdf |  | Updated to indicate claim/filing status
1065 | R-In-CFLscw-Refl(40)-dWP30 | Residential Indoor General Lighting: CFL Lamp with integated Ballast replaces pre-existing standard lighting Wattage. Measure includes Code case. Impacts: CFL-based HOU (varies by BldgType) | ExAnte2017 | Disposition | 2020-11-24 16:30 | Res-Iltg-dWatt-CFL | NonDEER | Scaled | BaseRatio | 0 | 0 | None |  | 0 |  | 1 | Res | Any | Lighting | InGen-CFL | Ltg_Lamp | CFLint_lamp |  | ILtg-CFL-Res | Res interior reflector and Res exterior CFL base case, Total Watts = 1.74 x Msr Watts | Res interior reflector and Res exterior CFL base case, Total Watts = 1.74 x Msr Watts | CFL Lamp: Reflector, 40 Watts | CFLratio0174 | CFLratio0174 | CFLscw-Refl(40w) | Available |  |  |  | 2017ScrewInLampDisposition | ErRobNc |  |  |  | 2017Dispo-Res-InLtg | 2017-07-01 | 2018-06-30 | InEA_modVal |  |  |  |  | Standard | Revise expiry date to 60/30/2018 Commission Staff direction 2018ScrewInLampSavignsMethods-11Dec2017.pdf | 1 | 1 | 0 | Deemed Ex Ante Team |  | Revise expiry date to 60/30/2018 Commission Staff direction 2018ScrewInLampSavignsMethods-11Dec2017.pdf |  | Updated to indicate claim/filing status
1066 | R-In-CFLscw-Refl(42)-dWP31 | Residential Indoor General Lighting: CFL Lamp with integated Ballast replaces pre-existing standard lighting Wattage. Measure includes Code case. Impacts: CFL-based HOU (varies by BldgType) | ExAnte2017 | Disposition | 2020-11-24 16:30 | Res-Iltg-dWatt-CFL | NonDEER | Scaled | BaseRatio | 0 | 0 | None |  | 0 |  | 1 | Res | Any | Lighting | InGen-CFL | Ltg_Lamp | CFLint_lamp |  | ILtg-CFL-Res | Res interior reflector and Res exterior CFL base case, Total Watts = 1.74 x Msr Watts | Res interior reflector and Res exterior CFL base case, Total Watts = 1.74 x Msr Watts | CFL Lamp: Reflector, 42 Watts | CFLratio0174 | CFLratio0174 | CFLscw-Refl(42w) | Available |  |  |  | 2017ScrewInLampDisposition | ErRobNc |  |  |  | 2017Dispo-Res-InLtg | 2017-07-01 | 2018-06-30 | InEA_modVal |  |  |  |  | Standard | Revise expiry date to 60/30/2018 Commission Staff direction 2018ScrewInLampSavignsMethods-11Dec2017.pdf | 1 | 1 | 0 | Deemed Ex Ante Team |  | Revise expiry date to 60/30/2018 Commission Staff direction 2018ScrewInLampSavignsMethods-11Dec2017.pdf |  | Updated to indicate claim/filing status
1067 | R-In-CFLscw-Refl(45)-dWP33 | Residential Indoor General Lighting: CFL Lamp with integated Ballast replaces pre-existing standard lighting Wattage. Measure includes Code case. Impacts: CFL-based HOU (varies by BldgType) | ExAnte2017 | Disposition | 2020-11-24 16:30 | Res-Iltg-dWatt-CFL | NonDEER | Scaled | BaseRatio | 0 | 0 | None |  | 0 |  | 1 | Res | Any | Lighting | InGen-CFL | Ltg_Lamp | CFLint_lamp |  | ILtg-CFL-Res | Res interior reflector and Res exterior CFL base case, Total Watts = 1.74 x Msr Watts | Res interior reflector and Res exterior CFL base case, Total Watts = 1.74 x Msr Watts | CFL Lamp: Reflector, 45 Watts | CFLratio0174 | CFLratio0174 | CFLscw-Refl(45w) | Available |  |  |  | 2017ScrewInLampDisposition | ErRobNc |  |  |  | 2017Dispo-Res-InLtg | 2017-07-01 | 2018-06-30 | InEA_modVal |  |  |  |  | Standard | Revise expiry date to 60/30/2018 Commission Staff direction 2018ScrewInLampSavignsMethods-11Dec2017.pdf | 1 | 1 | 0 | Deemed Ex Ante Team |  | Revise expiry date to 60/30/2018 Commission Staff direction 2018ScrewInLampSavignsMethods-11Dec2017.pdf |  | Updated to indicate claim/filing status
1068 | R-In-CFLscw-Refl(4)-dWP3 | Residential Indoor General Lighting: CFL Lamp with integated Ballast replaces pre-existing standard lighting Wattage. Measure includes Code case. Impacts: CFL-based HOU (varies by BldgType) | ExAnte2017 | Disposition | 2020-11-24 16:30 | Res-Iltg-dWatt-CFL | NonDEER | Scaled | BaseRatio | 0 | 0 | None |  | 0 |  | 1 | Res | Any | Lighting | InGen-CFL | Ltg_Lamp | CFLint_lamp |  | ILtg-CFL-Res | Res interior reflector and Res exterior CFL base case, Total Watts = 1.74 x Msr Watts | Res interior reflector and Res exterior CFL base case, Total Watts = 1.74 x Msr Watts | CFL Lamp: Reflector, 4 Watts | CFLratio0174 | CFLratio0174 | CFLscw-Refl(4w) | Available |  |  |  | 2017ScrewInLampDisposition | ErRobNc |  |  |  | 2017Dispo-Res-InLtg | 2017-07-01 | 2018-06-30 | InEA_modVal |  |  |  |  | Standard | Revise expiry date to 60/30/2018 Commission Staff direction 2018ScrewInLampSavignsMethods-11Dec2017.pdf | 1 | 1 | 0 | Deemed Ex Ante Team |  | Revise expiry date to 60/30/2018 Commission Staff direction 2018ScrewInLampSavignsMethods-11Dec2017.pdf |  | Updated to indicate claim/filing status
1069 | R-In-CFLscw-Refl(55)-dWP41 | Residential Indoor General Lighting: CFL Lamp with integated Ballast replaces pre-existing standard lighting Wattage. Measure includes Code case. Impacts: CFL-based HOU (varies by BldgType) | ExAnte2017 | Disposition | 2020-11-24 16:30 | Res-Iltg-dWatt-CFL | NonDEER | Scaled | BaseRatio | 0 | 0 | None |  | 0 |  | 1 | Res | Any | Lighting | InGen-CFL | Ltg_Lamp | CFLint_lamp |  | ILtg-CFL-Res | Res interior reflector and Res exterior CFL base case, Total Watts = 1.74 x Msr Watts | Res interior reflector and Res exterior CFL base case, Total Watts = 1.74 x Msr Watts | CFL Lamp: Reflector, 55 Watts | CFLratio0174 | CFLratio0174 | CFLscw-Refl(55w) | Available |  |  |  | 2017ScrewInLampDisposition | ErRobNc |  |  |  | 2017Dispo-Res-InLtg | 2017-07-01 | 2018-06-30 | InEA_modVal |  |  |  |  | Standard | Revise expiry date to 60/30/2018 Commission Staff direction 2018ScrewInLampSavignsMethods-11Dec2017.pdf | 1 | 1 | 0 | Deemed Ex Ante Team |  | Revise expiry date to 60/30/2018 Commission Staff direction 2018ScrewInLampSavignsMethods-11Dec2017.pdf |  | Updated to indicate claim/filing status
1070 | R-In-CFLscw-Refl(5)-dWP4 | Residential Indoor General Lighting: CFL Lamp with integated Ballast replaces pre-existing standard lighting Wattage. Measure includes Code case. Impacts: CFL-based HOU (varies by BldgType) | ExAnte2017 | Disposition | 2020-11-24 16:30 | Res-Iltg-dWatt-CFL | NonDEER | Scaled | BaseRatio | 0 | 0 | None |  | 0 |  | 1 | Res | Any | Lighting | InGen-CFL | Ltg_Lamp | CFLint_lamp | CFLscw-Refl(5w) | ILtg-CFL-Res | Res interior reflector and Res exterior CFL base case, Total Watts = 1.74 x Msr Watts | Res interior reflector and Res exterior CFL base case, Total Watts = 1.74 x Msr Watts | CFL Lamp: Reflector, 5 Watts | CFLratio0174 | CFLratio0174 | CFLscw-Refl(5w) | Available |  |  |  | 2017ScrewInLampDisposition | ErRobNc |  |  |  | 2017Dispo-Res-InLtg | 2017-07-01 | 2018-06-30 | InEA_modVal |  |  |  |  | Standard | Revise expiry date to 60/30/2018 Commission Staff direction 2018ScrewInLampSavignsMethods-11Dec2017.pdf | 1 | 1 | 0 | Deemed Ex Ante Team |  | Revise expiry date to 60/30/2018 Commission Staff direction 2018ScrewInLampSavignsMethods-11Dec2017.pdf |  | Updated to indicate claim/filing status
1071 | R-In-CFLscw-Refl(6)-dWP4 | Residential Indoor General Lighting: CFL Lamp with integated Ballast replaces pre-existing standard lighting Wattage. Measure includes Code case. Impacts: CFL-based HOU (varies by BldgType) | ExAnte2017 | Disposition | 2020-11-24 16:30 | Res-Iltg-dWatt-CFL | NonDEER | Scaled | BaseRatio | 0 | 0 | None |  | 0 |  | 1 | Res | Any | Lighting | InGen-CFL | Ltg_Lamp | CFLint_lamp | CFLscw-Refl(6w) | ILtg-CFL-Res | Res interior reflector and Res exterior CFL base case, Total Watts = 1.74 x Msr Watts | Res interior reflector and Res exterior CFL base case, Total Watts = 1.74 x Msr Watts | CFL Lamp: Reflector, 6 Watts | CFLratio0174 | CFLratio0174 | CFLscw-Refl(6w) | Available |  |  |  | 2017ScrewInLampDisposition | ErRobNc |  |  |  | 2017Dispo-Res-InLtg | 2017-07-01 | 2018-06-30 | InEA_modVal |  |  |  |  | Standard | Revise expiry date to 60/30/2018 Commission Staff direction 2018ScrewInLampSavignsMethods-11Dec2017.pdf | 1 | 1 | 0 | Deemed Ex Ante Team |  | Revise expiry date to 60/30/2018 Commission Staff direction 2018ScrewInLampSavignsMethods-11Dec2017.pdf |  | Updated to indicate claim/filing status
1072 | R-In-CFLscw-Refl(7)-dWP5 | Residential Indoor General Lighting: CFL Lamp with integated Ballast replaces pre-existing standard lighting Wattage. Measure includes Code case. Impacts: CFL-based HOU (varies by BldgType) | ExAnte2017 | Disposition | 2020-11-24 16:30 | Res-Iltg-dWatt-CFL | NonDEER | Scaled | BaseRatio | 0 | 0 | None |  | 0 |  | 1 | Res | Any | Lighting | InGen-CFL | Ltg_Lamp | CFLint_lamp | CFLscw-Refl(7w) | ILtg-CFL-Res | Res interior reflector and Res exterior CFL base case, Total Watts = 1.74 x Msr Watts | Res interior reflector and Res exterior CFL base case, Total Watts = 1.74 x Msr Watts | CFL Lamp: Reflector, 7 Watts | CFLratio0174 | CFLratio0174 | CFLscw-Refl(7w) | Available |  |  |  | 2017ScrewInLampDisposition | ErRobNc |  |  |  | 2017Dispo-Res-InLtg | 2017-07-01 | 2018-06-30 | InEA_modVal |  |  |  |  | Standard | Revise expiry date to 60/30/2018 Commission Staff direction 2018ScrewInLampSavignsMethods-11Dec2017.pdf | 1 | 1 | 0 | Deemed Ex Ante Team |  | Revise expiry date to 60/30/2018 Commission Staff direction 2018ScrewInLampSavignsMethods-11Dec2017.pdf |  | Updated to indicate claim/filing status
1073 | R-In-CFLscw-Refl(8)-dWP6 | Residential Indoor General Lighting: CFL Lamp with integated Ballast replaces pre-existing standard lighting Wattage. Measure includes Code case. Impacts: CFL-based HOU (varies by BldgType) | ExAnte2017 | Disposition | 2020-11-24 16:30 | Res-Iltg-dWatt-CFL | NonDEER | Scaled | BaseRatio | 0 | 0 | None |  | 0 |  | 1 | Res | Any | Lighting | InGen-CFL | Ltg_Lamp | CFLint_lamp | CFLscw-Refl(8w) | ILtg-CFL-Res | Res interior reflector and Res exterior CFL base case, Total Watts = 1.74 x Msr Watts | Res interior reflector and Res exterior CFL base case, Total Watts = 1.74 x Msr Watts | CFL Lamp: Reflector, 8 Watts | CFLratio0174 | CFLratio0174 | CFLscw-Refl(8w) | Available |  |  |  | 2017ScrewInLampDisposition | ErRobNc |  |  |  | 2017Dispo-Res-InLtg | 2017-07-01 | 2018-06-30 | InEA_modVal |  |  |  |  | Standard | Revise expiry date to 60/30/2018 Commission Staff direction 2018ScrewInLampSavignsMethods-11Dec2017.pdf | 1 | 1 | 0 | Deemed Ex Ante Team |  | Revise expiry date to 60/30/2018 Commission Staff direction 2018ScrewInLampSavignsMethods-11Dec2017.pdf |  | Updated to indicate claim/filing status
1074 | R-In-CFLscw-Refl(9)-dWP7 | Residential Indoor General Lighting: CFL Lamp with integated Ballast replaces pre-existing standard lighting Wattage. Measure includes Code case. Impacts: CFL-based HOU (varies by BldgType) | ExAnte2017 | Disposition | 2020-11-24 16:30 | Res-Iltg-dWatt-CFL | NonDEER | Scaled | BaseRatio | 0 | 0 | None |  | 0 |  | 1 | Res | Any | Lighting | InGen-CFL | Ltg_Lamp | CFLint_lamp | CFLscw-Refl(9w) | ILtg-CFL-Res | Res interior reflector and Res exterior CFL base case, Total Watts = 1.74 x Msr Watts | Res interior reflector and Res exterior CFL base case, Total Watts = 1.74 x Msr Watts | CFL Lamp: Reflector, 9 Watts | CFLratio0174 | CFLratio0174 | CFLscw-Refl(9w) | Available |  |  |  | 2017ScrewInLampDisposition | ErRobNc |  |  |  | 2017Dispo-Res-InLtg | 2017-07-01 | 2018-06-30 | InEA_modVal |  |  |  |  | Standard | Revise expiry date to 60/30/2018 Commission Staff direction 2018ScrewInLampSavignsMethods-11Dec2017.pdf | 1 | 1 | 0 | Deemed Ex Ante Team |  | Revise expiry date to 60/30/2018 Commission Staff direction 2018ScrewInLampSavignsMethods-11Dec2017.pdf |  | Updated to indicate claim/filing status
1075 | R-OutCmn-CFLscw-Ext(11)-dWP8 | Residential Outdoor Common-Area Lighting: CFL Lamp with integated Ballast replaces pre-existing standard lighting Wattage. Measure includes Code case. Impacts: HOU = 3390; CDF = 0.09 | ExAnte2017 | Disposition | 2020-11-24 16:30 | Res-Oltg-Cmn-dWatt-CFL | NonDEER | Scaled | BaseRatio | 0 | 0 | None |  | 0 |  | 1 | Res | Any | Lighting | OutCommon | Ltg_Lamp | CFLint_lamp |  | OLtg-CFL-Cmn | Res interior reflector and Res exterior CFL base case, Total Watts = 1.74 x Msr Watts | Res interior reflector and Res exterior CFL base case, Total Watts = 1.74 x Msr Watts | CFL Lamp: Any Non-reflector, Exterior Rated, 11 Watts | CFLratio0174 | CFLratio0174 | CFLscw-Ext(11w) | Available |  |  |  | 2017ScrewInLampDisposition | ErRobNc |  |  |  | 2017Dispo-Res-OutLtg-Cmn | 2017-07-01 | 2018-06-30 | InEA_modVal |  |  |  |  | Standard | Remove expiry date per Commission Staff direction 2018ScrewInLampSavignsMethods-11Dec2017.pdf | 1 | 1 | 0 | Deemed Ex Ante Team |  | Remove expiry date per Commission Staff direction 2018ScrewInLampSavignsMethods-11Dec2017.pdf |  | Updated to indicate claim/filing status
1076 | R-OutCmn-CFLscw-Ext(13)-dWP10 | Residential Outdoor Common-Area Lighting: CFL Lamp with integated Ballast replaces pre-existing standard lighting Wattage. Measure includes Code case. Impacts: HOU = 3390; CDF = 0.09 | ExAnte2017 | Disposition | 2020-11-24 16:30 | Res-Oltg-Cmn-dWatt-CFL | NonDEER | Scaled | BaseRatio | 0 | 0 | None |  | 0 |  | 1 | Res | Any | Lighting | OutCommon | Ltg_Lamp | CFLint_lamp |  | OLtg-CFL-Cmn | Res interior reflector and Res exterior CFL base case, Total Watts = 1.74 x Msr Watts | Res interior reflector and Res exterior CFL base case, Total Watts = 1.74 x Msr Watts | CFL Lamp: Any Non-reflector, Exterior Rated, 13 Watts | CFLratio0174 | CFLratio0174 | CFLscw-Ext(13w) | Available |  |  |  | 2017ScrewInLampDisposition | ErRobNc |  |  |  | 2017Dispo-Res-OutLtg-Cmn | 2017-07-01 | 2018-06-30 | InEA_modVal |  |  |  |  | Standard | Remove expiry date per Commission Staff direction 2018ScrewInLampSavignsMethods-11Dec2017.pdf | 1 | 1 | 0 | Deemed Ex Ante Team |  | Remove expiry date per Commission Staff direction 2018ScrewInLampSavignsMethods-11Dec2017.pdf |  | Updated to indicate claim/filing status
1077 | R-OutCmn-CFLscw-Ext(14)-dWP10 | Residential Outdoor Common-Area Lighting: CFL Lamp with integated Ballast replaces pre-existing standard lighting Wattage. Measure includes Code case. Impacts: HOU = 3390; CDF = 0.09 | ExAnte2017 | Disposition | 2020-11-24 16:30 | Res-Oltg-Cmn-dWatt-CFL | NonDEER | Scaled | BaseRatio | 0 | 0 | None |  | 0 |  | 1 | Res | Any | Lighting | OutCommon | Ltg_Lamp | CFLint_lamp |  | OLtg-CFL-Cmn | Res interior reflector and Res exterior CFL base case, Total Watts = 1.74 x Msr Watts | Res interior reflector and Res exterior CFL base case, Total Watts = 1.74 x Msr Watts | CFL Lamp: Any Non-reflector, Exterior Rated, 14 Watts | CFLratio0174 | CFLratio0174 | CFLscw-Ext(14w) | Available |  |  |  | 2017ScrewInLampDisposition | ErRobNc |  |  |  | 2017Dispo-Res-OutLtg-Cmn | 2017-07-01 | 2018-06-30 | InEA_modVal |  |  |  |  | Standard | Remove expiry date per Commission Staff direction 2018ScrewInLampSavignsMethods-11Dec2017.pdf | 1 | 1 | 0 | Deemed Ex Ante Team |  | Remove expiry date per Commission Staff direction 2018ScrewInLampSavignsMethods-11Dec2017.pdf |  | Updated to indicate claim/filing status
1078 | R-OutCmn-CFLscw-Ext(15)-dWP11 | Residential Outdoor Common-Area Lighting: CFL Lamp with integated Ballast replaces pre-existing standard lighting Wattage. Measure includes Code case. Impacts: HOU = 3390; CDF = 0.09 | ExAnte2017 | Disposition | 2020-11-24 16:30 | Res-Oltg-Cmn-dWatt-CFL | NonDEER | Scaled | BaseRatio | 0 | 0 | None |  | 0 |  | 1 | Res | Any | Lighting | OutCommon | Ltg_Lamp | CFLint_lamp |  | OLtg-CFL-Cmn | Res interior reflector and Res exterior CFL base case, Total Watts = 1.74 x Msr Watts | Res interior reflector and Res exterior CFL base case, Total Watts = 1.74 x Msr Watts | CFL Lamp: Any Non-reflector, Exterior Rated, 15 Watts | CFLratio0174 | CFLratio0174 | CFLscw-Ext(15w) | Available |  |  |  | 2017ScrewInLampDisposition | ErRobNc |  |  |  | 2017Dispo-Res-OutLtg-Cmn | 2017-07-01 | 2018-06-30 | InEA_modVal |  |  |  |  | Standard | Remove expiry date per Commission Staff direction 2018ScrewInLampSavignsMethods-11Dec2017.pdf | 1 | 1 | 0 | Deemed Ex Ante Team |  | Remove expiry date per Commission Staff direction 2018ScrewInLampSavignsMethods-11Dec2017.pdf |  | Updated to indicate claim/filing status
1079 | R-OutCmn-CFLscw-Ext(18)-dWP13 | Residential Outdoor Common-Area Lighting: CFL Lamp with integated Ballast replaces pre-existing standard lighting Wattage. Measure includes Code case. Impacts: HOU = 3390; CDF = 0.09 | ExAnte2017 | Disposition | 2020-11-24 16:30 | Res-Oltg-Cmn-dWatt-CFL | NonDEER | Scaled | BaseRatio | 0 | 0 | None |  | 0 |  | 1 | Res | Any | Lighting | OutCommon | Ltg_Lamp | CFLint_lamp |  | OLtg-CFL-Cmn | Res interior reflector and Res exterior CFL base case, Total Watts = 1.74 x Msr Watts | Res interior reflector and Res exterior CFL base case, Total Watts = 1.74 x Msr Watts | CFL Lamp: Any Non-reflector, Exterior Rated, 18 Watts | CFLratio0174 | CFLratio0174 | CFLscw-Ext(18w) | Available |  |  |  | 2017ScrewInLampDisposition | ErRobNc |  |  |  | 2017Dispo-Res-OutLtg-Cmn | 2017-07-01 | 2018-06-30 | InEA_modVal |  |  |  |  | Standard | Remove expiry date per Commission Staff direction 2018ScrewInLampSavignsMethods-11Dec2017.pdf | 1 | 1 | 0 | Deemed Ex Ante Team |  | Remove expiry date per Commission Staff direction 2018ScrewInLampSavignsMethods-11Dec2017.pdf |  | Updated to indicate claim/filing status
1080 | R-OutCmn-CFLscw-Ext(19)-dWP14 | Residential Outdoor Common-Area Lighting: CFL Lamp with integated Ballast replaces pre-existing standard lighting Wattage. Measure includes Code case. Impacts: HOU = 3390; CDF = 0.09 | ExAnte2017 | Disposition | 2020-11-24 16:30 | Res-Oltg-Cmn-dWatt-CFL | NonDEER | Scaled | BaseRatio | 0 | 0 | None |  | 0 |  | 1 | Res | Any | Lighting | OutCommon | Ltg_Lamp | CFLint_lamp |  | OLtg-CFL-Cmn | Res interior reflector and Res exterior CFL base case, Total Watts = 1.74 x Msr Watts | Res interior reflector and Res exterior CFL base case, Total Watts = 1.74 x Msr Watts | CFL Lamp: Any Non-reflector, Exterior Rated, 19 Watts | CFLratio0174 | CFLratio0174 | CFLscw-Ext(19w) | Available |  |  |  | 2017ScrewInLampDisposition | ErRobNc |  |  |  | 2017Dispo-Res-OutLtg-Cmn | 2017-07-01 | 2018-06-30 | InEA_modVal |  |  |  |  | Standard | Remove expiry date per Commission Staff direction 2018ScrewInLampSavignsMethods-11Dec2017.pdf | 1 | 1 | 0 | Deemed Ex Ante Team |  | Remove expiry date per Commission Staff direction 2018ScrewInLampSavignsMethods-11Dec2017.pdf |  | Updated to indicate claim/filing status
1081 | R-OutCmn-CFLscw-Ext(20)-dWP15 | Residential Outdoor Common-Area Lighting: CFL Lamp with integated Ballast replaces pre-existing standard lighting Wattage. Measure includes Code case. Impacts: HOU = 3390; CDF = 0.09 | ExAnte2017 | Disposition | 2020-11-24 16:30 | Res-Oltg-Cmn-dWatt-CFL | NonDEER | Scaled | BaseRatio | 0 | 0 | None |  | 0 |  | 1 | Res | Any | Lighting | OutCommon | Ltg_Lamp | CFLint_lamp |  | OLtg-CFL-Cmn | Res interior reflector and Res exterior CFL base case, Total Watts = 1.74 x Msr Watts | Res interior reflector and Res exterior CFL base case, Total Watts = 1.74 x Msr Watts | CFL Lamp: Any Non-reflector, Exterior Rated, 20 Watts | CFLratio0174 | CFLratio0174 | CFLscw-Ext(20w) | Available |  |  |  | 2017ScrewInLampDisposition | ErRobNc |  |  |  | 2017Dispo-Res-OutLtg-Cmn | 2017-07-01 | 2018-06-30 | InEA_modVal |  |  |  |  | Standard | Remove expiry date per Commission Staff direction 2018ScrewInLampSavignsMethods-11Dec2017.pdf | 1 | 1 | 0 | Deemed Ex Ante Team |  | Remove expiry date per Commission Staff direction 2018ScrewInLampSavignsMethods-11Dec2017.pdf |  | Updated to indicate claim/filing status
1082 | R-OutCmn-CFLscw-Ext(22)-dWP16 | Residential Outdoor Common-Area Lighting: CFL Lamp with integated Ballast replaces pre-existing standard lighting Wattage. Measure includes Code case. Impacts: HOU = 3390; CDF = 0.09 | ExAnte2017 | Disposition | 2020-11-24 16:30 | Res-Oltg-Cmn-dWatt-CFL | NonDEER | Scaled | BaseRatio | 0 | 0 | None |  | 0 |  | 1 | Res | Any | Lighting | OutCommon | Ltg_Lamp | CFLint_lamp |  | OLtg-CFL-Cmn | Res interior reflector and Res exterior CFL base case, Total Watts = 1.74 x Msr Watts | Res interior reflector and Res exterior CFL base case, Total Watts = 1.74 x Msr Watts | CFL Lamp: Any Non-reflector, Exterior Rated, 22 Watts | CFLratio0174 | CFLratio0174 | CFLscw-Ext(22w) | Available |  |  |  | 2017ScrewInLampDisposition | ErRobNc |  |  |  | 2017Dispo-Res-OutLtg-Cmn | 2017-07-01 | 2018-06-30 | InEA_modVal |  |  |  |  | Standard | Remove expiry date per Commission Staff direction 2018ScrewInLampSavignsMethods-11Dec2017.pdf | 1 | 1 | 0 | Deemed Ex Ante Team |  | Remove expiry date per Commission Staff direction 2018ScrewInLampSavignsMethods-11Dec2017.pdf |  | Updated to indicate claim/filing status
1083 | R-OutCmn-CFLscw-Ext(23)-dWP17 | Residential Outdoor Common-Area Lighting: CFL Lamp with integated Ballast replaces pre-existing standard lighting Wattage. Measure includes Code case. Impacts: HOU = 3390; CDF = 0.09 | ExAnte2017 | Disposition | 2020-11-24 16:30 | Res-Oltg-Cmn-dWatt-CFL | NonDEER | Scaled | BaseRatio | 0 | 0 | None |  | 0 |  | 1 | Res | Any | Lighting | OutCommon | Ltg_Lamp | CFLint_lamp |  | OLtg-CFL-Cmn | Res interior reflector and Res exterior CFL base case, Total Watts = 1.74 x Msr Watts | Res interior reflector and Res exterior CFL base case, Total Watts = 1.74 x Msr Watts | CFL Lamp: Any Non-reflector, Exterior Rated, 23 Watts | CFLratio0174 | CFLratio0174 | CFLscw-Ext(23w) | Available |  |  |  | 2017ScrewInLampDisposition | ErRobNc |  |  |  | 2017Dispo-Res-OutLtg-Cmn | 2017-07-01 | 2018-06-30 | InEA_modVal |  |  |  |  | Standard | Remove expiry date per Commission Staff direction 2018ScrewInLampSavignsMethods-11Dec2017.pdf | 1 | 1 | 0 | Deemed Ex Ante Team |  | Remove expiry date per Commission Staff direction 2018ScrewInLampSavignsMethods-11Dec2017.pdf |  | Updated to indicate claim/filing status
1084 | R-OutCmn-CFLscw-Ext(24)-dWP18 | Residential Outdoor Common-Area Lighting: CFL Lamp with integated Ballast replaces pre-existing standard lighting Wattage. Measure includes Code case. Impacts: HOU = 3390; CDF = 0.09 | ExAnte2017 | Disposition | 2020-11-24 16:30 | Res-Oltg-Cmn-dWatt-CFL | NonDEER | Scaled | BaseRatio | 0 | 0 | None |  | 0 |  | 1 | Res | Any | Lighting | OutCommon | Ltg_Lamp | CFLint_lamp |  | OLtg-CFL-Cmn | Res interior reflector and Res exterior CFL base case, Total Watts = 1.74 x Msr Watts | Res interior reflector and Res exterior CFL base case, Total Watts = 1.74 x Msr Watts | CFL Lamp: Any Non-reflector, Exterior Rated, 24 Watts | CFLratio0174 | CFLratio0174 | CFLscw-Ext(24w) | Available |  |  |  | 2017ScrewInLampDisposition | ErRobNc |  |  |  | 2017Dispo-Res-OutLtg-Cmn | 2017-07-01 | 2018-06-30 | InEA_modVal |  |  |  |  | Standard | Remove expiry date per Commission Staff direction 2018ScrewInLampSavignsMethods-11Dec2017.pdf | 1 | 1 | 0 | Deemed Ex Ante Team |  | Remove expiry date per Commission Staff direction 2018ScrewInLampSavignsMethods-11Dec2017.pdf |  | Updated to indicate claim/filing status
1085 | R-OutCmn-CFLscw-Ext(25)-dWP19 | Residential Outdoor Common-Area Lighting: CFL Lamp with integated Ballast replaces pre-existing standard lighting Wattage. Measure includes Code case. Impacts: HOU = 3390; CDF = 0.09 | ExAnte2017 | Disposition | 2020-11-24 16:30 | Res-Oltg-Cmn-dWatt-CFL | NonDEER | Scaled | BaseRatio | 0 | 0 | None |  | 0 |  | 1 | Res | Any | Lighting | OutCommon | Ltg_Lamp | CFLint_lamp |  | OLtg-CFL-Cmn | Res interior reflector and Res exterior CFL base case, Total Watts = 1.74 x Msr Watts | Res interior reflector and Res exterior CFL base case, Total Watts = 1.74 x Msr Watts | CFL Lamp: Any Non-reflector, Exterior Rated, 25 Watts | CFLratio0174 | CFLratio0174 | CFLscw-Ext(25w) | Available |  |  |  | 2017ScrewInLampDisposition | ErRobNc |  |  |  | 2017Dispo-Res-OutLtg-Cmn | 2017-07-01 | 2018-06-30 | InEA_modVal |  |  |  |  | Standard | Remove expiry date per Commission Staff direction 2018ScrewInLampSavignsMethods-11Dec2017.pdf | 1 | 1 | 0 | Deemed Ex Ante Team |  | Remove expiry date per Commission Staff direction 2018ScrewInLampSavignsMethods-11Dec2017.pdf |  | Updated to indicate claim/filing status
1086 | R-OutCmn-CFLscw-Ext(26)-dWP19 | Residential Outdoor Common-Area Lighting: CFL Lamp with integated Ballast replaces pre-existing standard lighting Wattage. Measure includes Code case. Impacts: HOU = 3390; CDF = 0.09 | ExAnte2017 | Disposition | 2020-11-24 16:30 | Res-Oltg-Cmn-dWatt-CFL | NonDEER | Scaled | BaseRatio | 0 | 0 | None |  | 0 |  | 1 | Res | Any | Lighting | OutCommon | Ltg_Lamp | CFLint_lamp |  | OLtg-CFL-Cmn | Res interior reflector and Res exterior CFL base case, Total Watts = 1.74 x Msr Watts | Res interior reflector and Res exterior CFL base case, Total Watts = 1.74 x Msr Watts | CFL Lamp: Any Non-reflector, Exterior Rated, 26 Watts | CFLratio0174 | CFLratio0174 | CFLscw-Ext(26w) | Available |  |  |  | 2017ScrewInLampDisposition | ErRobNc |  |  |  | 2017Dispo-Res-OutLtg-Cmn | 2017-07-01 | 2018-06-30 | InEA_modVal |  |  |  |  | Standard | Remove expiry date per Commission Staff direction 2018ScrewInLampSavignsMethods-11Dec2017.pdf | 1 | 1 | 0 | Deemed Ex Ante Team |  | Remove expiry date per Commission Staff direction 2018ScrewInLampSavignsMethods-11Dec2017.pdf |  | Updated to indicate claim/filing status
1087 | R-OutCmn-CFLscw-Ext(27)-dWP20 | Residential Outdoor Common-Area Lighting: CFL Lamp with integated Ballast replaces pre-existing standard lighting Wattage. Measure includes Code case. Impacts: HOU = 3390; CDF = 0.09 | ExAnte2017 | Disposition | 2020-11-24 16:30 | Res-Oltg-Cmn-dWatt-CFL | NonDEER | Scaled | BaseRatio | 0 | 0 | None |  | 0 |  | 1 | Res | Any | Lighting | OutCommon | Ltg_Lamp | CFLint_lamp |  | OLtg-CFL-Cmn | Res interior reflector and Res exterior CFL base case, Total Watts = 1.74 x Msr Watts | Res interior reflector and Res exterior CFL base case, Total Watts = 1.74 x Msr Watts | CFL Lamp: Any Non-reflector, Exterior Rated, 27 Watts | CFLratio0174 | CFLratio0174 | CFLscw-Ext(27w) | Available |  |  |  | 2017ScrewInLampDisposition | ErRobNc |  |  |  | 2017Dispo-Res-OutLtg-Cmn | 2017-07-01 | 2018-06-30 | InEA_modVal |  |  |  |  | Standard | Remove expiry date per Commission Staff direction 2018ScrewInLampSavignsMethods-11Dec2017.pdf | 1 | 1 | 0 | Deemed Ex Ante Team |  | Remove expiry date per Commission Staff direction 2018ScrewInLampSavignsMethods-11Dec2017.pdf |  | Updated to indicate claim/filing status
1088 | R-OutCmn-CFLscw-Ext(9)-dWP7 | Residential Outdoor Common-Area Lighting: CFL Lamp with integated Ballast replaces pre-existing standard lighting Wattage. Measure includes Code case. Impacts: HOU = 3390; CDF = 0.09 | ExAnte2017 | Disposition | 2020-11-24 16:30 | Res-Oltg-Cmn-dWatt-CFL | NonDEER | Scaled | BaseRatio | 0 | 0 | None |  | 0 |  | 1 | Res | Any | Lighting | OutCommon | Ltg_Lamp | CFLint_lamp |  | OLtg-CFL-Cmn | Res interior reflector and Res exterior CFL base case, Total Watts = 1.74 x Msr Watts | Res interior reflector and Res exterior CFL base case, Total Watts = 1.74 x Msr Watts | CFL Lamp: Any Non-reflector, Exterior Rated, 9 Watts | CFLratio0174 | CFLratio0174 | CFLscw-Ext(9w) | Available |  |  |  | 2017ScrewInLampDisposition | ErRobNc |  |  |  | 2017Dispo-Res-OutLtg-Cmn | 2017-07-01 | 2018-06-30 | InEA_modVal |  |  |  |  | Standard | Remove expiry date per Commission Staff direction 2018ScrewInLampSavignsMethods-11Dec2017.pdf | 1 | 1 | 0 | Deemed Ex Ante Team |  | Remove expiry date per Commission Staff direction 2018ScrewInLampSavignsMethods-11Dec2017.pdf |  | Updated to indicate claim/filing status
1089 | R-OutCmn-CFLscw-Refl-Ext(13)-dWP10 | Residential Outdoor Common-Area Lighting: CFL Lamp with integated Ballast replaces pre-existing standard lighting Wattage. Measure includes Code case. Impacts: HOU = 3390; CDF = 0.09 | ExAnte2017 | Disposition | 2020-11-24 16:30 | Res-Oltg-Cmn-dWatt-CFL | NonDEER | Scaled | BaseRatio | 0 | 0 | None |  | 0 |  | 1 | Res | Any | Lighting | OutCommon | Ltg_Lamp | CFLint_lamp | CFLscw-Refl-Ext(13w) | OLtg-CFL-Cmn | Res interior reflector and Res exterior CFL base case, Total Watts = 1.74 x Msr Watts | Res interior reflector and Res exterior CFL base case, Total Watts = 1.74 x Msr Watts | CFL Lamp: Reflector, Exterior Rated, 13 Watts | CFLratio0174 | CFLratio0174 | CFLscw-Refl-Ext(13w) | Available |  |  |  | 2017ScrewInLampDisposition | ErRobNc |  |  |  | 2017Dispo-Res-OutLtg-Cmn | 2017-07-01 | 2018-06-30 | InEA_modVal |  |  |  |  | Standard | Revise expiry date to 60/30/2018 Commission Staff direction 2018ScrewInLampSavignsMethods-11Dec2017.pdf | 1 | 1 | 0 | Deemed Ex Ante Team |  | Revise expiry date to 60/30/2018 Commission Staff direction 2018ScrewInLampSavignsMethods-11Dec2017.pdf |  | Updated to indicate claim/filing status
1090 | R-OutCmn-CFLscw-Refl-Ext(14)-dWP10 | Residential Outdoor Common-Area Lighting: CFL Lamp with integated Ballast replaces pre-existing standard lighting Wattage. Measure includes Code case. Impacts: HOU = 3390; CDF = 0.09 | ExAnte2017 | Disposition | 2020-11-24 16:30 | Res-Oltg-Cmn-dWatt-CFL | NonDEER | Scaled | BaseRatio | 0 | 0 | None |  | 0 |  | 1 | Res | Any | Lighting | OutCommon | Ltg_Lamp | CFLint_lamp | CFLscw-Refl-Ext(14w) | OLtg-CFL-Cmn | Res interior reflector and Res exterior CFL base case, Total Watts = 1.74 x Msr Watts | Res interior reflector and Res exterior CFL base case, Total Watts = 1.74 x Msr Watts | CFL Lamp: Reflector, Exterior Rated, 14 Watts | CFLratio0174 | CFLratio0174 | CFLscw-Refl-Ext(14w) | Available |  |  |  | 2017ScrewInLampDisposition | ErRobNc |  |  |  | 2017Dispo-Res-OutLtg-Cmn | 2017-07-01 | 2018-06-30 | InEA_modVal |  |  |  |  | Standard | Revise expiry date to 60/30/2018 Commission Staff direction 2018ScrewInLampSavignsMethods-11Dec2017.pdf | 1 | 1 | 0 | Deemed Ex Ante Team |  | Revise expiry date to 60/30/2018 Commission Staff direction 2018ScrewInLampSavignsMethods-11Dec2017.pdf |  | Updated to indicate claim/filing status
1091 | R-OutCmn-CFLscw-Refl-Ext(15)-dWP11 | Residential Outdoor Common-Area Lighting: CFL Lamp with integated Ballast replaces pre-existing standard lighting Wattage. Measure includes Code case. Impacts: HOU = 3390; CDF = 0.09 | ExAnte2017 | Disposition | 2020-11-24 16:30 | Res-Oltg-Cmn-dWatt-CFL | NonDEER | Scaled | BaseRatio | 0 | 0 | None |  | 0 |  | 1 | Res | Any | Lighting | OutCommon | Ltg_Lamp | CFLint_lamp | CFLscw-Refl-Ext(15w) | OLtg-CFL-Cmn | Res interior reflector and Res exterior CFL base case, Total Watts = 1.74 x Msr Watts | Res interior reflector and Res exterior CFL base case, Total Watts = 1.74 x Msr Watts | CFL Lamp: Reflector, Exterior Rated, 15 Watts | CFLratio0174 | CFLratio0174 | CFLscw-Refl-Ext(15w) | Available |  |  |  | 2017ScrewInLampDisposition | ErRobNc |  |  |  | 2017Dispo-Res-OutLtg-Cmn | 2017-07-01 | 2018-06-30 | InEA_modVal |  |  |  |  | Standard | Revise expiry date to 60/30/2018 Commission Staff direction 2018ScrewInLampSavignsMethods-11Dec2017.pdf | 1 | 1 | 0 | Deemed Ex Ante Team |  | Revise expiry date to 60/30/2018 Commission Staff direction 2018ScrewInLampSavignsMethods-11Dec2017.pdf |  | Updated to indicate claim/filing status
1092 | R-OutCmn-CFLscw-Refl-Ext(16)-dWP12 | Residential Outdoor Common-Area Lighting: CFL Lamp with integated Ballast replaces pre-existing standard lighting Wattage. Measure includes Code case. Impacts: HOU = 3390; CDF = 0.09 | ExAnte2017 | Disposition | 2020-11-24 16:30 | Res-Oltg-Cmn-dWatt-CFL | NonDEER | Scaled | BaseRatio | 0 | 0 | None |  | 0 |  | 1 | Res | Any | Lighting | OutCommon | Ltg_Lamp | CFLint_lamp | CFLscw-Refl-Ext(16w) | OLtg-CFL-Cmn | Res interior reflector and Res exterior CFL base case, Total Watts = 1.74 x Msr Watts | Res interior reflector and Res exterior CFL base case, Total Watts = 1.74 x Msr Watts | CFL Lamp: Reflector, Exterior Rated, 16 Watts | CFLratio0174 | CFLratio0174 | CFLscw-Refl-Ext(16w) | Available |  |  |  | 2017ScrewInLampDisposition | ErRobNc |  |  |  | 2017Dispo-Res-OutLtg-Cmn | 2017-07-01 | 2018-06-30 | InEA_modVal |  |  |  |  | Standard | Revise expiry date to 60/30/2018 Commission Staff direction 2018ScrewInLampSavignsMethods-11Dec2017.pdf | 1 | 1 | 0 | Deemed Ex Ante Team |  | Revise expiry date to 60/30/2018 Commission Staff direction 2018ScrewInLampSavignsMethods-11Dec2017.pdf |  | Updated to indicate claim/filing status
1093 | R-OutCmn-CFLscw-Refl-Ext(18)-dWP13 | Residential Outdoor Common-Area Lighting: CFL Lamp with integated Ballast replaces pre-existing standard lighting Wattage. Measure includes Code case. Impacts: HOU = 3390; CDF = 0.09 | ExAnte2017 | Disposition | 2020-11-24 16:30 | Res-Oltg-Cmn-dWatt-CFL | NonDEER | Scaled | BaseRatio | 0 | 0 | None |  | 0 |  | 1 | Res | Any | Lighting | OutCommon | Ltg_Lamp | CFLint_lamp | CFLscw-Refl-Ext(18w) | OLtg-CFL-Cmn | Res interior reflector and Res exterior CFL base case, Total Watts = 1.74 x Msr Watts | Res interior reflector and Res exterior CFL base case, Total Watts = 1.74 x Msr Watts | CFL Lamp: Reflector, Exterior Rated, 18 Watts | CFLratio0174 | CFLratio0174 | CFLscw-Refl-Ext(18w) | Available |  |  |  | 2017ScrewInLampDisposition | ErRobNc |  |  |  | 2017Dispo-Res-OutLtg-Cmn | 2017-07-01 | 2018-06-30 | InEA_modVal |  |  |  |  | Standard | Revise expiry date to 60/30/2018 Commission Staff direction 2018ScrewInLampSavignsMethods-11Dec2017.pdf | 1 | 1 | 0 | Deemed Ex Ante Team |  | Revise expiry date to 60/30/2018 Commission Staff direction 2018ScrewInLampSavignsMethods-11Dec2017.pdf |  | Updated to indicate claim/filing status
1094 | R-OutCmn-CFLscw-Refl-Ext(20)-dWP15 | Residential Outdoor Common-Area Lighting: CFL Lamp with integated Ballast replaces pre-existing standard lighting Wattage. Measure includes Code case. Impacts: HOU = 3390; CDF = 0.09 | ExAnte2017 | Disposition | 2020-11-24 16:30 | Res-Oltg-Cmn-dWatt-CFL | NonDEER | Scaled | BaseRatio | 0 | 0 | None |  | 0 |  | 1 | Res | Any | Lighting | OutCommon | Ltg_Lamp | CFLint_lamp | CFLscw-Refl-Ext(20w) | OLtg-CFL-Cmn | Res interior reflector and Res exterior CFL base case, Total Watts = 1.74 x Msr Watts | Res interior reflector and Res exterior CFL base case, Total Watts = 1.74 x Msr Watts | CFL Lamp: Reflector, Exterior Rated, 20 Watts | CFLratio0174 | CFLratio0174 | CFLscw-Refl-Ext(20w) | Available |  |  |  | 2017ScrewInLampDisposition | ErRobNc |  |  |  | 2017Dispo-Res-OutLtg-Cmn | 2017-07-01 | 2018-06-30 | InEA_modVal |  |  |  |  | Standard | Revise expiry date to 60/30/2018 Commission Staff direction 2018ScrewInLampSavignsMethods-11Dec2017.pdf | 1 | 1 | 0 | Deemed Ex Ante Team |  | Revise expiry date to 60/30/2018 Commission Staff direction 2018ScrewInLampSavignsMethods-11Dec2017.pdf |  | Updated to indicate claim/filing status
1095 | R-OutCmn-CFLscw-Refl-Ext(23)-dWP17 | Residential Outdoor Common-Area Lighting: CFL Lamp with integated Ballast replaces pre-existing standard lighting Wattage. Measure includes Code case. Impacts: HOU = 3390; CDF = 0.09 | ExAnte2017 | Disposition | 2020-11-24 16:30 | Res-Oltg-Cmn-dWatt-CFL | NonDEER | Scaled | BaseRatio | 0 | 0 | None |  | 0 |  | 1 | Res | Any | Lighting | OutCommon | Ltg_Lamp | CFLint_lamp | CFLscw-Refl-Ext(23w) | OLtg-CFL-Cmn | Res interior reflector and Res exterior CFL base case, Total Watts = 1.74 x Msr Watts | Res interior reflector and Res exterior CFL base case, Total Watts = 1.74 x Msr Watts | CFL Lamp: Reflector, Exterior Rated, 23 Watts | CFLratio0174 | CFLratio0174 | CFLscw-Refl-Ext(23w) | Available |  |  |  | 2017ScrewInLampDisposition | ErRobNc |  |  |  | 2017Dispo-Res-OutLtg-Cmn | 2017-07-01 | 2018-06-30 | InEA_modVal |  |  |  |  | Standard | Revise expiry date to 60/30/2018 Commission Staff direction 2018ScrewInLampSavignsMethods-11Dec2017.pdf | 1 | 1 | 0 | Deemed Ex Ante Team |  | Revise expiry date to 60/30/2018 Commission Staff direction 2018ScrewInLampSavignsMethods-11Dec2017.pdf |  | Updated to indicate claim/filing status
1117 | C-Out-CFLscw-Ext(100w)-dWP59 | Commercial Outdoor General Lighting: CFL Lamp with integated Ballast replaces pre-existing standard lighting Wattage. Measure includes Code case. Impacts: HOU = 4100; CDF = 0 | ExAnte2017 | Disposition | 2020-11-24 16:30 | Com-Oltg-dWatt | NonDEER | Scaled | BaseRatio | 0 | 0 | None |  | 0 |  | 1 | Com | Any | Lighting | OutGen | Ltg_Lamp | CFLint_lamp |  | OLtg-CFL | All Nonres (except globe & candelabra) CFL base case, Total Watts = 1.59 x Msr Watts | All Nonres (except globe & candelabra) CFL base case, Total Watts = 1.59 x Msr Watts | CFL Lamp: Non-Reflector, Exterior Rated, 100 Watts | CFLratio0159 | CFLratio0159 | CFLscw-Ext(100w) | Available |  |  |  | 2017ScrewInLampDisposition | ErRobNc |  |  |  | 2017Dispo-Com-OutLtg | 2017-07-01 | 2018-06-30 | InEA_modVal |  |  |  |  | Standard | Remove expiry date per Commission Staff direction 2018ScrewInLampSavignsMethods-11Dec2017.pdf | 1 | 1 | 0 | Deemed Ex Ante Team |  | Remove expiry date per Commission Staff direction 2018ScrewInLampSavignsMethods-11Dec2017.pdf |  | Updated to indicate claim/filing status
1118 | C-Out-CFLscw-Ext(150w)-dWP89 | Commercial Outdoor General Lighting: CFL Lamp with integated Ballast replaces pre-existing standard lighting Wattage. Measure includes Code case. Impacts: HOU = 4100; CDF = 0 | ExAnte2017 | Disposition | 2020-11-24 16:30 | Com-Oltg-dWatt | NonDEER | Scaled | BaseRatio | 0 | 0 | None |  | 0 |  | 1 | Com | Any | Lighting | OutGen | Ltg_Lamp | CFLint_lamp |  | OLtg-CFL | All Nonres (except globe & candelabra) CFL base case, Total Watts = 1.59 x Msr Watts | All Nonres (except globe & candelabra) CFL base case, Total Watts = 1.59 x Msr Watts | CFL Lamp: Non-Reflector, Exterior Rated, 150 Watts | CFLratio0159 | CFLratio0159 | CFLscw-Ext(150w) | Available |  |  |  | 2017ScrewInLampDisposition | ErRobNc |  |  |  | 2017Dispo-Com-OutLtg | 2017-07-01 | 2018-06-30 | InEA_modVal |  |  |  |  | Standard | Remove expiry date per Commission Staff direction 2018ScrewInLampSavignsMethods-11Dec2017.pdf | 1 | 1 | 0 | Deemed Ex Ante Team |  | Remove expiry date per Commission Staff direction 2018ScrewInLampSavignsMethods-11Dec2017.pdf |  | Updated to indicate claim/filing status
1119 | C-Out-CFLscw-Ext(42w)-dWP25 | Commercial Outdoor General Lighting: CFL Lamp with integated Ballast replaces pre-existing standard lighting Wattage. Measure includes Code case. Impacts: HOU = 4100; CDF = 0 | ExAnte2017 | Disposition | 2020-11-24 16:30 | Com-Oltg-dWatt | NonDEER | Scaled | BaseRatio | 0 | 0 | None |  | 0 |  | 1 | Com | Any | Lighting | OutGen | Ltg_Lamp | CFLint_lamp |  | OLtg-CFL | All Nonres (except globe & candelabra) CFL base case, Total Watts = 1.59 x Msr Watts | All Nonres (except globe & candelabra) CFL base case, Total Watts = 1.59 x Msr Watts | CFL Lamp: Non-Reflector, Exterior Rated, 42 Watts | CFLratio0159 | CFLratio0159 | CFLscw-Ext(42w) | Available |  |  |  | 2017ScrewInLampDisposition | ErRobNc |  |  |  | 2017Dispo-Com-OutLtg | 2017-07-01 | 2018-06-30 | InEA_modVal |  |  |  |  | Standard | Remove expiry date per Commission Staff direction 2018ScrewInLampSavignsMethods-11Dec2017.pdf | 1 | 1 | 0 | Deemed Ex Ante Team |  | Remove expiry date per Commission Staff direction 2018ScrewInLampSavignsMethods-11Dec2017.pdf |  | Updated to indicate claim/filing status
1120 | C-Out-CFLscw-Ext(60w)-dWP35 | Commercial Outdoor General Lighting: CFL Lamp with integated Ballast replaces pre-existing standard lighting Wattage. Measure includes Code case. Impacts: HOU = 4100; CDF = 0 | ExAnte2017 | Disposition | 2020-11-24 16:30 | Com-Oltg-dWatt | NonDEER | Scaled | BaseRatio | 0 | 0 | None |  | 0 |  | 1 | Com | Any | Lighting | OutGen | Ltg_Lamp | CFLint_lamp |  | OLtg-CFL | All Nonres (except globe & candelabra) CFL base case, Total Watts = 1.59 x Msr Watts | All Nonres (except globe & candelabra) CFL base case, Total Watts = 1.59 x Msr Watts | CFL Lamp: Non-Reflector, Exterior Rated, 60 Watts | CFLratio0159 | CFLratio0159 | CFLscw-Ext(60w) | Available |  |  |  | 2017ScrewInLampDisposition | ErRobNc |  |  |  | 2017Dispo-Com-OutLtg | 2017-07-01 | 2018-06-30 | InEA_modVal |  |  |  |  | Standard | Remove expiry date per Commission Staff direction 2018ScrewInLampSavignsMethods-11Dec2017.pdf | 1 | 1 | 0 | Deemed Ex Ante Team |  | Remove expiry date per Commission Staff direction 2018ScrewInLampSavignsMethods-11Dec2017.pdf |  | Updated to indicate claim/filing status
1121 | C-Out-CFLscw-Ext(80w)-dWP47 | Commercial Outdoor General Lighting: CFL Lamp with integated Ballast replaces pre-existing standard lighting Wattage. Measure includes Code case. Impacts: HOU = 4100; CDF = 0 | ExAnte2017 | Disposition | 2020-11-24 16:30 | Com-Oltg-dWatt | NonDEER | Scaled | BaseRatio | 0 | 0 | None |  | 0 |  | 1 | Com | Any | Lighting | OutGen | Ltg_Lamp | CFLint_lamp |  | OLtg-CFL | All Nonres (except globe & candelabra) CFL base case, Total Watts = 1.59 x Msr Watts | All Nonres (except globe & candelabra) CFL base case, Total Watts = 1.59 x Msr Watts | CFL Lamp: Non-Reflector, Exterior Rated, 80 Watts | CFLratio0159 | CFLratio0159 | CFLscw-Ext(80w) | Available |  |  |  | 2017ScrewInLampDisposition | ErRobNc |  |  |  | 2017Dispo-Com-OutLtg | 2017-07-01 | 2018-06-30 | InEA_modVal |  |  |  |  | Standard | Remove expiry date per Commission Staff direction 2018ScrewInLampSavignsMethods-11Dec2017.pdf | 1 | 1 | 0 | Deemed Ex Ante Team |  | Remove expiry date per Commission Staff direction 2018ScrewInLampSavignsMethods-11Dec2017.pdf |  | Updated to indicate claim/filing status
1122 | C-Out-CFLscw-Refl-Ext(23w)-dWP14 | Commercial Outdoor General Lighting: CFL Lamp with integated Ballast replaces pre-existing standard lighting Wattage. Measure includes Code case. Impacts: HOU = 4100; CDF = 0 | ExAnte2017 | Disposition | 2020-11-24 16:30 | Com-Oltg-dWatt | NonDEER | Scaled | BaseRatio | 0 | 0 | None |  | 0 |  | 1 | Com | Any | Lighting | OutGen | Ltg_Lamp | CFLint_lamp | CFLscw-Refl-Ext(23w) | OLtg-CFL | All Nonres (except globe & candelabra) CFL base case, Total Watts = 1.59 x Msr Watts | All Nonres (except globe & candelabra) CFL base case, Total Watts = 1.59 x Msr Watts | CFL Lamp: Reflector, Exterior Rated, 23 Watts | CFLratio0159 | CFLratio0159 | CFLscw-Refl-Ext(23w) | Available |  |  |  | 2017ScrewInLampDisposition | ErRobNc |  |  |  | 2017Dispo-Com-OutLtg | 2017-07-01 | 2018-06-30 | InEA_modVal |  |  |  |  | Standard | Revise expiry date to 60/30/2018 Commission Staff direction 2018ScrewInLampSavignsMethods-11Dec2017.pdf | 1 | 1 | 0 | Deemed Ex Ante Team |  | Revise expiry date to 60/30/2018 Commission Staff direction 2018ScrewInLampSavignsMethods-11Dec2017.pdf |  | Updated to indicate claim/filing status
1123 | R-Out-CFLscw-Ext(100)-dWP74 | Residential Outdoor General Lighting: CFL Lamp with integated Ballast replaces pre-existing standard lighting Wattage. Measure includes Code case. Impacts: HOU = 935; CDF = 0.021 | ExAnte2017 | Disposition | 2020-11-24 16:30 | Res-Oltg-dWatt-CFL | NonDEER | Scaled | BaseRatio | 0 | 0 | None |  | 0 |  | 1 | Res | Any | Lighting | OutGen | Ltg_Lamp | CFLint_lamp |  | ILtg-CFL-Res | Res interior reflector and Res exterior CFL base case, Total Watts = 1.74 x Msr Watts | Res interior reflector and Res exterior CFL base case, Total Watts = 1.74 x Msr Watts | CFL Lamp: Non-Reflector, 100 Watts | CFLratio0174 | CFLratio0174 | CFLscw(100w) | Available |  |  |  | 2017ScrewInLampDisposition | ErRobNc |  |  |  | 2017Dispo-Res-OutLtg | 2017-07-01 | 2018-06-30 | InEA_modVal |  |  |  |  | Standard | Remove expiry date per Commission Staff direction 2018ScrewInLampSavignsMethods-11Dec2017.pdf | 1 | 1 | 0 | Deemed Ex Ante Team |  | Remove expiry date per Commission Staff direction 2018ScrewInLampSavignsMethods-11Dec2017.pdf |  | Updated to indicate claim/filing status
1124 | R-Out-CFLscw-Ext(10)-dWP7 | Residential Outdoor General Lighting: CFL Lamp with integated Ballast replaces pre-existing standard lighting Wattage. Measure includes Code case. Impacts: HOU = 935; CDF = 0.021 | ExAnte2017 | Disposition | 2020-11-24 16:30 | Res-Oltg-dWatt-CFL | NonDEER | Scaled | BaseRatio | 0 | 0 | None |  | 0 |  | 1 | Res | Any | Lighting | OutGen | Ltg_Lamp | CFLint_lamp | CFLscw(10w) | ILtg-CFL-Res | Res interior reflector and Res exterior CFL base case, Total Watts = 1.74 x Msr Watts | Res interior reflector and Res exterior CFL base case, Total Watts = 1.74 x Msr Watts | CFL Lamp: Non-Reflector, 382 initial lumens, 10 Watts | CFLratio0174 | CFLratio0174 | CFLscw(10w) | Available |  |  |  | 2017ScrewInLampDisposition | ErRobNc |  |  |  | 2017Dispo-Res-OutLtg | 2017-07-01 | 2018-06-30 | InEA_modVal |  |  |  |  | Standard | Remove expiry date per Commission Staff direction 2018ScrewInLampSavignsMethods-11Dec2017.pdf | 1 | 1 | 0 | Deemed Ex Ante Team |  | Remove expiry date per Commission Staff direction 2018ScrewInLampSavignsMethods-11Dec2017.pdf |  | Updated to indicate claim/filing status
1125 | R-Out-CFLscw-Ext(11)-dWP8 | Residential Outdoor General Lighting: CFL Lamp with integated Ballast replaces pre-existing standard lighting Wattage. Measure includes Code case. Impacts: HOU = 935; CDF = 0.021 | ExAnte2017 | Disposition | 2020-11-24 16:30 | Res-Oltg-dWatt-CFL | NonDEER | Scaled | BaseRatio | 0 | 0 | None |  | 0 |  | 1 | Res | Any | Lighting | OutGen | Ltg_Lamp | CFLint_lamp |  | OLtg-CFL | Res interior reflector and Res exterior CFL base case, Total Watts = 1.74 x Msr Watts | Res interior reflector and Res exterior CFL base case, Total Watts = 1.74 x Msr Watts | CFL Lamp: Any Non-reflector, Exterior Rated, 11 Watts | CFLratio0174 | CFLratio0174 | CFLscw-Ext(11w) | Available |  |  |  | 2017ScrewInLampDisposition | ErRobNc |  |  |  | 2017Dispo-Res-OutLtg | 2017-07-01 | 2018-06-30 | InEA_modVal |  |  |  |  | Standard | Remove expiry date per Commission Staff direction 2018ScrewInLampSavignsMethods-11Dec2017.pdf | 1 | 1 | 0 | Deemed Ex Ante Team |  | Remove expiry date per Commission Staff direction 2018ScrewInLampSavignsMethods-11Dec2017.pdf |  | Updated to indicate claim/filing status
1126 | R-Out-CFLscw-Ext(12)-dWP9 | Residential Outdoor General Lighting: CFL Lamp with integated Ballast replaces pre-existing standard lighting Wattage. Measure includes Code case. Impacts: HOU = 935; CDF = 0.021 | ExAnte2017 | Disposition | 2020-11-24 16:30 | Res-Oltg-dWatt-CFL | NonDEER | Scaled | BaseRatio | 0 | 0 | None |  | 0 |  | 1 | Res | Any | Lighting | OutGen | Ltg_Lamp | CFLint_lamp | CFLscw(12w) | ILtg-CFL-Res | Res interior reflector and Res exterior CFL base case, Total Watts = 1.74 x Msr Watts | Res interior reflector and Res exterior CFL base case, Total Watts = 1.74 x Msr Watts | CFL Lamp: Non-Reflector, 540 initial lumens, 12 Watts | CFLratio0174 | CFLratio0174 | CFLscw(12w) | Available |  |  |  | 2017ScrewInLampDisposition | ErRobNc |  |  |  | 2017Dispo-Res-OutLtg | 2017-07-01 | 2018-06-30 | InEA_modVal |  |  |  |  | Standard | Remove expiry date per Commission Staff direction 2018ScrewInLampSavignsMethods-11Dec2017.pdf | 1 | 1 | 0 | Deemed Ex Ante Team |  | Remove expiry date per Commission Staff direction 2018ScrewInLampSavignsMethods-11Dec2017.pdf |  | Updated to indicate claim/filing status
1127 | R-Out-CFLscw-Ext(13)-dWP10 | Residential Outdoor General Lighting: CFL Lamp with integated Ballast replaces pre-existing standard lighting Wattage. Measure includes Code case. Impacts: HOU = 935; CDF = 0.021 | ExAnte2017 | Disposition | 2020-11-24 16:30 | Res-Oltg-dWatt-CFL | NonDEER | Scaled | BaseRatio | 0 | 0 | None |  | 0 |  | 1 | Res | Any | Lighting | OutGen | Ltg_Lamp | CFLint_lamp |  | OLtg-CFL | Res interior reflector and Res exterior CFL base case, Total Watts = 1.74 x Msr Watts | Res interior reflector and Res exterior CFL base case, Total Watts = 1.74 x Msr Watts | CFL Lamp: Any Non-reflector, Exterior Rated, 13 Watts | CFLratio0174 | CFLratio0174 | CFLscw-Ext(13w) | Available |  |  |  | 2017ScrewInLampDisposition | ErRobNc |  |  |  | 2017Dispo-Res-OutLtg | 2017-07-01 | 2018-06-30 | InEA_modVal |  |  |  |  | Standard | Remove expiry date per Commission Staff direction 2018ScrewInLampSavignsMethods-11Dec2017.pdf | 1 | 1 | 0 | Deemed Ex Ante Team |  | Remove expiry date per Commission Staff direction 2018ScrewInLampSavignsMethods-11Dec2017.pdf |  | Updated to indicate claim/filing status
1128 | R-Out-CFLscw-Ext(14)-dWP10 | Residential Outdoor General Lighting: CFL Lamp with integated Ballast replaces pre-existing standard lighting Wattage. Measure includes Code case. Impacts: HOU = 935; CDF = 0.021 | ExAnte2017 | Disposition | 2020-11-24 16:30 | Res-Oltg-dWatt-CFL | NonDEER | Scaled | BaseRatio | 0 | 0 | None |  | 0 |  | 1 | Res | Any | Lighting | OutGen | Ltg_Lamp | CFLint_lamp |  | OLtg-CFL | Res interior reflector and Res exterior CFL base case, Total Watts = 1.74 x Msr Watts | Res interior reflector and Res exterior CFL base case, Total Watts = 1.74 x Msr Watts | CFL Lamp: Any Non-reflector, Exterior Rated, 14 Watts | CFLratio0174 | CFLratio0174 | CFLscw-Ext(14w) | Available |  |  |  | 2017ScrewInLampDisposition | ErRobNc |  |  |  | 2017Dispo-Res-OutLtg | 2017-07-01 | 2018-06-30 | InEA_modVal |  |  |  |  | Standard | Remove expiry date per Commission Staff direction 2018ScrewInLampSavignsMethods-11Dec2017.pdf | 1 | 1 | 0 | Deemed Ex Ante Team |  | Remove expiry date per Commission Staff direction 2018ScrewInLampSavignsMethods-11Dec2017.pdf |  | Updated to indicate claim/filing status
1129 | R-Out-CFLscw-Ext(150)-dWP111 | Residential Outdoor General Lighting: CFL Lamp with integated Ballast replaces pre-existing standard lighting Wattage. Measure includes Code case. Impacts: HOU = 935; CDF = 0.021 | ExAnte2017 | Disposition | 2020-11-24 16:30 | Res-Oltg-dWatt-CFL | NonDEER | Scaled | BaseRatio | 0 | 0 | None |  | 0 |  | 1 | Res | Any | Lighting | OutGen | Ltg_Lamp | CFLint_lamp |  | ILtg-CFL-Res | Res interior reflector and Res exterior CFL base case, Total Watts = 1.74 x Msr Watts | Res interior reflector and Res exterior CFL base case, Total Watts = 1.74 x Msr Watts | CFL Lamp: Non-Reflector, 150 Watts | CFLratio0174 | CFLratio0174 | CFLscw(150w) | Available |  |  |  | 2017ScrewInLampDisposition | ErRobNc |  |  |  | 2017Dispo-Res-OutLtg | 2017-07-01 | 2018-06-30 | InEA_modVal |  |  |  |  | Standard | Remove expiry date per Commission Staff direction 2018ScrewInLampSavignsMethods-11Dec2017.pdf | 1 | 1 | 0 | Deemed Ex Ante Team |  | Remove expiry date per Commission Staff direction 2018ScrewInLampSavignsMethods-11Dec2017.pdf |  | Updated to indicate claim/filing status
1130 | R-Out-CFLscw-Ext(15)-dWP11 | Residential Outdoor General Lighting: CFL Lamp with integated Ballast replaces pre-existing standard lighting Wattage. Measure includes Code case. Impacts: HOU = 935; CDF = 0.021 | ExAnte2017 | Disposition | 2020-11-24 16:30 | Res-Oltg-dWatt-CFL | NonDEER | Scaled | BaseRatio | 0 | 0 | None |  | 0 |  | 1 | Res | Any | Lighting | OutGen | Ltg_Lamp | CFLint_lamp |  | OLtg-CFL | Res interior reflector and Res exterior CFL base case, Total Watts = 1.74 x Msr Watts | Res interior reflector and Res exterior CFL base case, Total Watts = 1.74 x Msr Watts | CFL Lamp: Any Non-reflector, Exterior Rated, 15 Watts | CFLratio0174 | CFLratio0174 | CFLscw-Ext(15w) | Available |  |  |  | 2017ScrewInLampDisposition | ErRobNc |  |  |  | 2017Dispo-Res-OutLtg | 2017-07-01 | 2018-06-30 | InEA_modVal |  |  |  |  | Standard | Remove expiry date per Commission Staff direction 2018ScrewInLampSavignsMethods-11Dec2017.pdf | 1 | 1 | 0 | Deemed Ex Ante Team |  | Remove expiry date per Commission Staff direction 2018ScrewInLampSavignsMethods-11Dec2017.pdf |  | Updated to indicate claim/filing status
1131 | R-Out-CFLscw-Ext(16)-dWP12 | Residential Outdoor General Lighting: CFL Lamp with integated Ballast replaces pre-existing standard lighting Wattage. Measure includes Code case. Impacts: HOU = 935; CDF = 0.021 | ExAnte2017 | Disposition | 2020-11-24 16:30 | Res-Oltg-dWatt-CFL | NonDEER | Scaled | BaseRatio | 0 | 0 | None |  | 0 |  | 1 | Res | Any | Lighting | OutGen | Ltg_Lamp | CFLint_lamp | CFLscw(16w) | ILtg-CFL-Res | Res interior reflector and Res exterior CFL base case, Total Watts = 1.74 x Msr Watts | Res interior reflector and Res exterior CFL base case, Total Watts = 1.74 x Msr Watts | CFL Lamp: Non-Reflector, 810 initial lumens, 16 Watts | CFLratio0174 | CFLratio0174 | CFLscw(16w) | Available |  |  |  | 2017ScrewInLampDisposition | ErRobNc |  |  |  | 2017Dispo-Res-OutLtg | 2017-07-01 | 2018-06-30 | InEA_modVal |  |  |  |  | Standard | Remove expiry date per Commission Staff direction 2018ScrewInLampSavignsMethods-11Dec2017.pdf | 1 | 1 | 0 | Deemed Ex Ante Team |  | Remove expiry date per Commission Staff direction 2018ScrewInLampSavignsMethods-11Dec2017.pdf |  | Updated to indicate claim/filing status
1132 | R-Out-CFLscw-Ext(17)-dWP13 | Residential Outdoor General Lighting: CFL Lamp with integated Ballast replaces pre-existing standard lighting Wattage. Measure includes Code case. Impacts: HOU = 935; CDF = 0.021 | ExAnte2017 | Disposition | 2020-11-24 16:30 | Res-Oltg-dWatt-CFL | NonDEER | Scaled | BaseRatio | 0 | 0 | None |  | 0 |  | 1 | Res | Any | Lighting | OutGen | Ltg_Lamp | CFLint_lamp | CFLscw(17w) | ILtg-CFL-Res | Res interior reflector and Res exterior CFL base case, Total Watts = 1.74 x Msr Watts | Res interior reflector and Res exterior CFL base case, Total Watts = 1.74 x Msr Watts | CFL Lamp: Non-Reflector, 845 initial lumens, 17 Watts | CFLratio0174 | CFLratio0174 | CFLscw(17w) | Available |  |  |  | 2017ScrewInLampDisposition | ErRobNc |  |  |  | 2017Dispo-Res-OutLtg | 2017-07-01 | 2018-06-30 | InEA_modVal |  |  |  |  | Standard | Remove expiry date per Commission Staff direction 2018ScrewInLampSavignsMethods-11Dec2017.pdf | 1 | 1 | 0 | Deemed Ex Ante Team |  | Remove expiry date per Commission Staff direction 2018ScrewInLampSavignsMethods-11Dec2017.pdf |  | Updated to indicate claim/filing status
1133 | R-Out-CFLscw-Ext(18)-dWP13 | Residential Outdoor General Lighting: CFL Lamp with integated Ballast replaces pre-existing standard lighting Wattage. Measure includes Code case. Impacts: HOU = 935; CDF = 0.021 | ExAnte2017 | Disposition | 2020-11-24 16:30 | Res-Oltg-dWatt-CFL | NonDEER | Scaled | BaseRatio | 0 | 0 | None |  | 0 |  | 1 | Res | Any | Lighting | OutGen | Ltg_Lamp | CFLint_lamp |  | OLtg-CFL | Res interior reflector and Res exterior CFL base case, Total Watts = 1.74 x Msr Watts | Res interior reflector and Res exterior CFL base case, Total Watts = 1.74 x Msr Watts | CFL Lamp: Any Non-reflector, Exterior Rated, 18 Watts | CFLratio0174 | CFLratio0174 | CFLscw-Ext(18w) | Available |  |  |  | 2017ScrewInLampDisposition | ErRobNc |  |  |  | 2017Dispo-Res-OutLtg | 2017-07-01 | 2018-06-30 | InEA_modVal |  |  |  |  | Standard | Remove expiry date per Commission Staff direction 2018ScrewInLampSavignsMethods-11Dec2017.pdf | 1 | 1 | 0 | Deemed Ex Ante Team |  | Remove expiry date per Commission Staff direction 2018ScrewInLampSavignsMethods-11Dec2017.pdf |  | Updated to indicate claim/filing status
1134 | R-Out-CFLscw-Ext(19)-dWP14 | Residential Outdoor General Lighting: CFL Lamp with integated Ballast replaces pre-existing standard lighting Wattage. Measure includes Code case. Impacts: HOU = 935; CDF = 0.021 | ExAnte2017 | Disposition | 2020-11-24 16:30 | Res-Oltg-dWatt-CFL | NonDEER | Scaled | BaseRatio | 0 | 0 | None |  | 0 |  | 1 | Res | Any | Lighting | OutGen | Ltg_Lamp | CFLint_lamp |  | OLtg-CFL | Res interior reflector and Res exterior CFL base case, Total Watts = 1.74 x Msr Watts | Res interior reflector and Res exterior CFL base case, Total Watts = 1.74 x Msr Watts | CFL Lamp: Any Non-reflector, Exterior Rated, 19 Watts | CFLratio0174 | CFLratio0174 | CFLscw-Ext(19w) | Available |  |  |  | 2017ScrewInLampDisposition | ErRobNc |  |  |  | 2017Dispo-Res-OutLtg | 2017-07-01 | 2018-06-30 | InEA_modVal |  |  |  |  | Standard | Remove expiry date per Commission Staff direction 2018ScrewInLampSavignsMethods-11Dec2017.pdf | 1 | 1 | 0 | Deemed Ex Ante Team |  | Remove expiry date per Commission Staff direction 2018ScrewInLampSavignsMethods-11Dec2017.pdf |  | Updated to indicate claim/filing status
1135 | R-Out-CFLscw-Ext(200)-dWP148 | Residential Outdoor General Lighting: CFL Lamp with integated Ballast replaces pre-existing standard lighting Wattage. Measure includes Code case. Impacts: HOU = 935; CDF = 0.021 | ExAnte2017 | Disposition | 2020-11-24 16:30 | Res-Oltg-dWatt-CFL | NonDEER | Scaled | BaseRatio | 0 | 0 | None |  | 0 |  | 1 | Res | Any | Lighting | OutGen | Ltg_Lamp | CFLint_lamp |  | ILtg-CFL-Res | Res interior reflector and Res exterior CFL base case, Total Watts = 1.74 x Msr Watts | Res interior reflector and Res exterior CFL base case, Total Watts = 1.74 x Msr Watts | CFL Lamp: Non-Reflector, 200 Watts | CFLratio0174 | CFLratio0174 | CFLscw(200w) | Available |  |  |  | 2017ScrewInLampDisposition | ErRobNc |  |  |  | 2017Dispo-Res-OutLtg | 2017-07-01 | 2018-06-30 | InEA_modVal |  |  |  |  | Standard | Remove expiry date per Commission Staff direction 2018ScrewInLampSavignsMethods-11Dec2017.pdf | 1 | 1 | 0 | Deemed Ex Ante Team |  | Remove expiry date per Commission Staff direction 2018ScrewInLampSavignsMethods-11Dec2017.pdf |  | Updated to indicate claim/filing status
1136 | R-Out-CFLscw-Ext(20)-dWP15 | Residential Outdoor General Lighting: CFL Lamp with integated Ballast replaces pre-existing standard lighting Wattage. Measure includes Code case. Impacts: HOU = 935; CDF = 0.021 | ExAnte2017 | Disposition | 2020-11-24 16:30 | Res-Oltg-dWatt-CFL | NonDEER | Scaled | BaseRatio | 0 | 0 | None |  | 0 |  | 1 | Res | Any | Lighting | OutGen | Ltg_Lamp | CFLint_lamp |  | OLtg-CFL | Res interior reflector and Res exterior CFL base case, Total Watts = 1.74 x Msr Watts | Res interior reflector and Res exterior CFL base case, Total Watts = 1.74 x Msr Watts | CFL Lamp: Any Non-reflector, Exterior Rated, 20 Watts | CFLratio0174 | CFLratio0174 | CFLscw-Ext(20w) | Available |  |  |  | 2017ScrewInLampDisposition | ErRobNc |  |  |  | 2017Dispo-Res-OutLtg | 2017-07-01 | 2018-06-30 | InEA_modVal |  |  |  |  | Standard | Remove expiry date per Commission Staff direction 2018ScrewInLampSavignsMethods-11Dec2017.pdf | 1 | 1 | 0 | Deemed Ex Ante Team |  | Remove expiry date per Commission Staff direction 2018ScrewInLampSavignsMethods-11Dec2017.pdf |  | Updated to indicate claim/filing status
1137 | R-Out-CFLscw-Ext(21)-dWP16 | Residential Outdoor General Lighting: CFL Lamp with integated Ballast replaces pre-existing standard lighting Wattage. Measure includes Code case. Impacts: HOU = 935; CDF = 0.021 | ExAnte2017 | Disposition | 2020-11-24 16:30 | Res-Oltg-dWatt-CFL | NonDEER | Scaled | BaseRatio | 0 | 0 | None |  | 0 |  | 1 | Res | Any | Lighting | OutGen | Ltg_Lamp | CFLint_lamp | CFLscw(21w) | ILtg-CFL-Res | Res interior reflector and Res exterior CFL base case, Total Watts = 1.74 x Msr Watts | Res interior reflector and Res exterior CFL base case, Total Watts = 1.74 x Msr Watts | CFL Lamp: Non-Reflector, 1070 initial lumens, 21 Watts | CFLratio0174 | CFLratio0174 | CFLscw(21w) | Available |  |  |  | 2017ScrewInLampDisposition | ErRobNc |  |  |  | 2017Dispo-Res-OutLtg | 2017-07-01 | 2018-06-30 | InEA_modVal |  |  |  |  | Standard | Remove expiry date per Commission Staff direction 2018ScrewInLampSavignsMethods-11Dec2017.pdf | 1 | 1 | 0 | Deemed Ex Ante Team |  | Remove expiry date per Commission Staff direction 2018ScrewInLampSavignsMethods-11Dec2017.pdf |  | Updated to indicate claim/filing status
1138 | R-Out-CFLscw-Ext(22)-dWP16 | Residential Outdoor General Lighting: CFL Lamp with integated Ballast replaces pre-existing standard lighting Wattage. Measure includes Code case. Impacts: HOU = 935; CDF = 0.021 | ExAnte2017 | Disposition | 2020-11-24 16:30 | Res-Oltg-dWatt-CFL | NonDEER | Scaled | BaseRatio | 0 | 0 | None |  | 0 |  | 1 | Res | Any | Lighting | OutGen | Ltg_Lamp | CFLint_lamp |  | OLtg-CFL | Res interior reflector and Res exterior CFL base case, Total Watts = 1.74 x Msr Watts | Res interior reflector and Res exterior CFL base case, Total Watts = 1.74 x Msr Watts | CFL Lamp: Any Non-reflector, Exterior Rated, 22 Watts | CFLratio0174 | CFLratio0174 | CFLscw-Ext(22w) | Available |  |  |  | 2017ScrewInLampDisposition | ErRobNc |  |  |  | 2017Dispo-Res-OutLtg | 2017-07-01 | 2018-06-30 | InEA_modVal |  |  |  |  | Standard | Remove expiry date per Commission Staff direction 2018ScrewInLampSavignsMethods-11Dec2017.pdf | 1 | 1 | 0 | Deemed Ex Ante Team |  | Remove expiry date per Commission Staff direction 2018ScrewInLampSavignsMethods-11Dec2017.pdf |  | Updated to indicate claim/filing status
1139 | R-Out-CFLscw-Ext(23)-dWP17 | Residential Outdoor General Lighting: CFL Lamp with integated Ballast replaces pre-existing standard lighting Wattage. Measure includes Code case. Impacts: HOU = 935; CDF = 0.021 | ExAnte2017 | Disposition | 2020-11-24 16:30 | Res-Oltg-dWatt-CFL | NonDEER | Scaled | BaseRatio | 0 | 0 | None |  | 0 |  | 1 | Res | Any | Lighting | OutGen | Ltg_Lamp | CFLint_lamp |  | OLtg-CFL | Res interior reflector and Res exterior CFL base case, Total Watts = 1.74 x Msr Watts | Res interior reflector and Res exterior CFL base case, Total Watts = 1.74 x Msr Watts | CFL Lamp: Any Non-reflector, Exterior Rated, 23 Watts | CFLratio0174 | CFLratio0174 | CFLscw-Ext(23w) | Available |  |  |  | 2017ScrewInLampDisposition | ErRobNc |  |  |  | 2017Dispo-Res-OutLtg | 2017-07-01 | 2018-06-30 | InEA_modVal |  |  |  |  | Standard | Remove expiry date per Commission Staff direction 2018ScrewInLampSavignsMethods-11Dec2017.pdf | 1 | 1 | 0 | Deemed Ex Ante Team |  | Remove expiry date per Commission Staff direction 2018ScrewInLampSavignsMethods-11Dec2017.pdf |  | Updated to indicate claim/filing status
1140 | R-Out-CFLscw-Ext(24)-dWP18 | Residential Outdoor General Lighting: CFL Lamp with integated Ballast replaces pre-existing standard lighting Wattage. Measure includes Code case. Impacts: HOU = 935; CDF = 0.021 | ExAnte2017 | Disposition | 2020-11-24 16:30 | Res-Oltg-dWatt-CFL | NonDEER | Scaled | BaseRatio | 0 | 0 | None |  | 0 |  | 1 | Res | Any | Lighting | OutGen | Ltg_Lamp | CFLint_lamp |  | OLtg-CFL | Res interior reflector and Res exterior CFL base case, Total Watts = 1.74 x Msr Watts | Res interior reflector and Res exterior CFL base case, Total Watts = 1.74 x Msr Watts | CFL Lamp: Any Non-reflector, Exterior Rated, 24 Watts | CFLratio0174 | CFLratio0174 | CFLscw-Ext(24w) | Available |  |  |  | 2017ScrewInLampDisposition | ErRobNc |  |  |  | 2017Dispo-Res-OutLtg | 2017-07-01 | 2018-06-30 | InEA_modVal |  |  |  |  | Standard | Remove expiry date per Commission Staff direction 2018ScrewInLampSavignsMethods-11Dec2017.pdf | 1 | 1 | 0 | Deemed Ex Ante Team |  | Remove expiry date per Commission Staff direction 2018ScrewInLampSavignsMethods-11Dec2017.pdf |  | Updated to indicate claim/filing status
1141 | R-Out-CFLscw-Ext(25)-dWP19 | Residential Outdoor General Lighting: CFL Lamp with integated Ballast replaces pre-existing standard lighting Wattage. Measure includes Code case. Impacts: HOU = 935; CDF = 0.021 | ExAnte2017 | Disposition | 2020-11-24 16:30 | Res-Oltg-dWatt-CFL | NonDEER | Scaled | BaseRatio | 0 | 0 | None |  | 0 |  | 1 | Res | Any | Lighting | OutGen | Ltg_Lamp | CFLint_lamp |  | OLtg-CFL | Res interior reflector and Res exterior CFL base case, Total Watts = 1.74 x Msr Watts | Res interior reflector and Res exterior CFL base case, Total Watts = 1.74 x Msr Watts | CFL Lamp: Any Non-reflector, Exterior Rated, 25 Watts | CFLratio0174 | CFLratio0174 | CFLscw-Ext(25w) | Available |  |  |  | 2017ScrewInLampDisposition | ErRobNc |  |  |  | 2017Dispo-Res-OutLtg | 2017-07-01 | 2018-06-30 | InEA_modVal |  |  |  |  | Standard | Remove expiry date per Commission Staff direction 2018ScrewInLampSavignsMethods-11Dec2017.pdf | 1 | 1 | 0 | Deemed Ex Ante Team |  | Remove expiry date per Commission Staff direction 2018ScrewInLampSavignsMethods-11Dec2017.pdf |  | Updated to indicate claim/filing status
1142 | R-Out-CFLscw-Ext(26)-dWP19 | Residential Outdoor General Lighting: CFL Lamp with integated Ballast replaces pre-existing standard lighting Wattage. Measure includes Code case. Impacts: HOU = 935; CDF = 0.021 | ExAnte2017 | Disposition | 2020-11-24 16:30 | Res-Oltg-dWatt-CFL | NonDEER | Scaled | BaseRatio | 0 | 0 | None |  | 0 |  | 1 | Res | Any | Lighting | OutGen | Ltg_Lamp | CFLint_lamp |  | OLtg-CFL | Res interior reflector and Res exterior CFL base case, Total Watts = 1.74 x Msr Watts | Res interior reflector and Res exterior CFL base case, Total Watts = 1.74 x Msr Watts | CFL Lamp: Any Non-reflector, Exterior Rated, 26 Watts | CFLratio0174 | CFLratio0174 | CFLscw-Ext(26w) | Available |  |  |  | 2017ScrewInLampDisposition | ErRobNc |  |  |  | 2017Dispo-Res-OutLtg | 2017-07-01 | 2018-06-30 | InEA_modVal |  |  |  |  | Standard | Remove expiry date per Commission Staff direction 2018ScrewInLampSavignsMethods-11Dec2017.pdf | 1 | 1 | 0 | Deemed Ex Ante Team |  | Remove expiry date per Commission Staff direction 2018ScrewInLampSavignsMethods-11Dec2017.pdf |  | Updated to indicate claim/filing status
1143 | R-Out-CFLscw-Ext(27)-dWP20 | Residential Outdoor General Lighting: CFL Lamp with integated Ballast replaces pre-existing standard lighting Wattage. Measure includes Code case. Impacts: HOU = 935; CDF = 0.021 | ExAnte2017 | Disposition | 2020-11-24 16:30 | Res-Oltg-dWatt-CFL | NonDEER | Scaled | BaseRatio | 0 | 0 | None |  | 0 |  | 1 | Res | Any | Lighting | OutGen | Ltg_Lamp | CFLint_lamp |  | OLtg-CFL | Res interior reflector and Res exterior CFL base case, Total Watts = 1.74 x Msr Watts | Res interior reflector and Res exterior CFL base case, Total Watts = 1.74 x Msr Watts | CFL Lamp: Any Non-reflector, Exterior Rated, 27 Watts | CFLratio0174 | CFLratio0174 | CFLscw-Ext(27w) | Available |  |  |  | 2017ScrewInLampDisposition | ErRobNc |  |  |  | 2017Dispo-Res-OutLtg | 2017-07-01 | 2018-06-30 | InEA_modVal |  |  |  |  | Standard | Remove expiry date per Commission Staff direction 2018ScrewInLampSavignsMethods-11Dec2017.pdf | 1 | 1 | 0 | Deemed Ex Ante Team |  | Remove expiry date per Commission Staff direction 2018ScrewInLampSavignsMethods-11Dec2017.pdf |  | Updated to indicate claim/filing status
1144 | R-Out-CFLscw-Ext(28)-dWP21 | Residential Outdoor General Lighting: CFL Lamp with integated Ballast replaces pre-existing standard lighting Wattage. Measure includes Code case. Impacts: HOU = 935; CDF = 0.021 | ExAnte2017 | Disposition | 2020-11-24 16:30 | Res-Oltg-dWatt-CFL | NonDEER | Scaled | BaseRatio | 0 | 0 | None |  | 0 |  | 1 | Res | Any | Lighting | OutGen | Ltg_Lamp | CFLint_lamp | CFLscw(28w) | ILtg-CFL-Res | Res interior reflector and Res exterior CFL base case, Total Watts = 1.74 x Msr Watts | Res interior reflector and Res exterior CFL base case, Total Watts = 1.74 x Msr Watts | CFL Lamp: Non-Reflector, 1485 initial lumens, 28 Watts | CFLratio0174 | CFLratio0174 | CFLscw(28w) | Available |  |  |  | 2017ScrewInLampDisposition | ErRobNc |  |  |  | 2017Dispo-Res-OutLtg | 2017-07-01 | 2018-06-30 | InEA_modVal |  |  |  |  | Standard | Remove expiry date per Commission Staff direction 2018ScrewInLampSavignsMethods-11Dec2017.pdf | 1 | 1 | 0 | Deemed Ex Ante Team |  | Remove expiry date per Commission Staff direction 2018ScrewInLampSavignsMethods-11Dec2017.pdf |  | Updated to indicate claim/filing status
1145 | R-Out-CFLscw-Ext(29)-dWP21 | Residential Outdoor General Lighting: CFL Lamp with integated Ballast replaces pre-existing standard lighting Wattage. Measure includes Code case. Impacts: HOU = 935; CDF = 0.021 | ExAnte2017 | Disposition | 2020-11-24 16:30 | Res-Oltg-dWatt-CFL | NonDEER | Scaled | BaseRatio | 0 | 0 | None |  | 0 |  | 1 | Res | Any | Lighting | OutGen | Ltg_Lamp | CFLint_lamp | CFLscw(29w) | ILtg-CFL-Res | Res interior reflector and Res exterior CFL base case, Total Watts = 1.74 x Msr Watts | Res interior reflector and Res exterior CFL base case, Total Watts = 1.74 x Msr Watts | CFL Lamp: Non-Reflector, 29 Watts | CFLratio0174 | CFLratio0174 | CFLscw(29w) | Available |  |  |  | 2017ScrewInLampDisposition | ErRobNc |  |  |  | 2017Dispo-Res-OutLtg | 2017-07-01 | 2018-06-30 | InEA_modVal |  |  |  |  | Standard | Remove expiry date per Commission Staff direction 2018ScrewInLampSavignsMethods-11Dec2017.pdf | 1 | 1 | 0 | Deemed Ex Ante Team |  | Remove expiry date per Commission Staff direction 2018ScrewInLampSavignsMethods-11Dec2017.pdf |  | Updated to indicate claim/filing status
1146 | R-Out-CFLscw-Ext(30)-dWP22 | Residential Outdoor General Lighting: CFL Lamp with integated Ballast replaces pre-existing standard lighting Wattage. Measure includes Code case. Impacts: HOU = 935; CDF = 0.021 | ExAnte2017 | Disposition | 2020-11-24 16:30 | Res-Oltg-dWatt-CFL | NonDEER | Scaled | BaseRatio | 0 | 0 | None |  | 0 |  | 1 | Res | Any | Lighting | OutGen | Ltg_Lamp | CFLint_lamp | CFLscw(30w) | ILtg-CFL-Res | Res interior reflector and Res exterior CFL base case, Total Watts = 1.74 x Msr Watts | Res interior reflector and Res exterior CFL base case, Total Watts = 1.74 x Msr Watts | CFL Lamp: Non-Reflector, 30 Watts | CFLratio0174 | CFLratio0174 | CFLscw(30w) | Available |  |  |  | 2017ScrewInLampDisposition | ErRobNc |  |  |  | 2017Dispo-Res-OutLtg | 2017-07-01 | 2018-06-30 | InEA_modVal |  |  |  |  | Standard | Remove expiry date per Commission Staff direction 2018ScrewInLampSavignsMethods-11Dec2017.pdf | 1 | 1 | 0 | Deemed Ex Ante Team |  | Remove expiry date per Commission Staff direction 2018ScrewInLampSavignsMethods-11Dec2017.pdf |  | Updated to indicate claim/filing status
1147 | R-Out-CFLscw-Ext(31)-dWP23 | Residential Outdoor General Lighting: CFL Lamp with integated Ballast replaces pre-existing standard lighting Wattage. Measure includes Code case. Impacts: HOU = 935; CDF = 0.021 | ExAnte2017 | Disposition | 2020-11-24 16:30 | Res-Oltg-dWatt-CFL | NonDEER | Scaled | BaseRatio | 0 | 0 | None |  | 0 |  | 1 | Res | Any | Lighting | OutGen | Ltg_Lamp | CFLint_lamp | CFLscw(31w) | ILtg-CFL-Res | Res interior reflector and Res exterior CFL base case, Total Watts = 1.74 x Msr Watts | Res interior reflector and Res exterior CFL base case, Total Watts = 1.74 x Msr Watts | CFL Lamp: Non-Reflector, 31 Watts | CFLratio0174 | CFLratio0174 | CFLscw(31w) | Available |  |  |  | 2017ScrewInLampDisposition | ErRobNc |  |  |  | 2017Dispo-Res-OutLtg | 2017-07-01 | 2018-06-30 | InEA_modVal |  |  |  |  | Standard | Remove expiry date per Commission Staff direction 2018ScrewInLampSavignsMethods-11Dec2017.pdf | 1 | 1 | 0 | Deemed Ex Ante Team |  | Remove expiry date per Commission Staff direction 2018ScrewInLampSavignsMethods-11Dec2017.pdf |  | Updated to indicate claim/filing status
1148 | R-Out-CFLscw-Ext(32)-dWP24 | Residential Outdoor General Lighting: CFL Lamp with integated Ballast replaces pre-existing standard lighting Wattage. Measure includes Code case. Impacts: HOU = 935; CDF = 0.021 | ExAnte2017 | Disposition | 2020-11-24 16:30 | Res-Oltg-dWatt-CFL | NonDEER | Scaled | BaseRatio | 0 | 0 | None |  | 0 |  | 1 | Res | Any | Lighting | OutGen | Ltg_Lamp | CFLint_lamp | CFLscw(32w) | ILtg-CFL-Res | Res interior reflector and Res exterior CFL base case, Total Watts = 1.74 x Msr Watts | Res interior reflector and Res exterior CFL base case, Total Watts = 1.74 x Msr Watts | CFL Lamp: Non-Reflector, 32 Watts | CFLratio0174 | CFLratio0174 | CFLscw(32w) | Available |  |  |  | 2017ScrewInLampDisposition | ErRobNc |  |  |  | 2017Dispo-Res-OutLtg | 2017-07-01 | 2018-06-30 | InEA_modVal |  |  |  |  | Standard | Remove expiry date per Commission Staff direction 2018ScrewInLampSavignsMethods-11Dec2017.pdf | 1 | 1 | 0 | Deemed Ex Ante Team |  | Remove expiry date per Commission Staff direction 2018ScrewInLampSavignsMethods-11Dec2017.pdf |  | Updated to indicate claim/filing status
1149 | R-Out-CFLscw-Ext(3)-dWP2 | Residential Outdoor General Lighting: CFL Lamp with integated Ballast replaces pre-existing standard lighting Wattage. Measure includes Code case. Impacts: HOU = 935; CDF = 0.021 | ExAnte2017 | Disposition | 2020-11-24 16:30 | Res-Oltg-dWatt-CFL | NonDEER | Scaled | BaseRatio | 0 | 0 | None |  | 0 |  | 1 | Res | Any | Lighting | OutGen | Ltg_Lamp | CFLint_lamp | CFLscw(3w) | ILtg-CFL-Res | Res interior reflector and Res exterior CFL base case, Total Watts = 1.74 x Msr Watts | Res interior reflector and Res exterior CFL base case, Total Watts = 1.74 x Msr Watts | CFL Lamp: Non-Reflector, 3 Watts | CFLratio0174 | CFLratio0174 | CFLscw(3w) | Available |  |  |  | 2017ScrewInLampDisposition | ErRobNc |  |  |  | 2017Dispo-Res-OutLtg | 2017-07-01 | 2018-06-30 | InEA_modVal |  |  |  |  | Standard | Remove expiry date per Commission Staff direction 2018ScrewInLampSavignsMethods-11Dec2017.pdf | 1 | 1 | 0 | Deemed Ex Ante Team |  | Remove expiry date per Commission Staff direction 2018ScrewInLampSavignsMethods-11Dec2017.pdf |  | Updated to indicate claim/filing status
1150 | R-Out-CFLscw-Ext(4)-dWP3 | Residential Outdoor General Lighting: CFL Lamp with integated Ballast replaces pre-existing standard lighting Wattage. Measure includes Code case. Impacts: HOU = 935; CDF = 0.021 | ExAnte2017 | Disposition | 2020-11-24 16:30 | Res-Oltg-dWatt-CFL | NonDEER | Scaled | BaseRatio | 0 | 0 | None |  | 0 |  | 1 | Res | Any | Lighting | OutGen | Ltg_Lamp | CFLint_lamp | CFLscw(4w) | ILtg-CFL-Res | Res interior reflector and Res exterior CFL base case, Total Watts = 1.74 x Msr Watts | Res interior reflector and Res exterior CFL base case, Total Watts = 1.74 x Msr Watts | CFL Lamp: Non-Reflector, 4 Watts | CFLratio0174 | CFLratio0174 | CFLscw(4w) | Available |  |  |  | 2017ScrewInLampDisposition | ErRobNc |  |  |  | 2017Dispo-Res-OutLtg | 2017-07-01 | 2018-06-30 | InEA_modVal |  |  |  |  | Standard | Remove expiry date per Commission Staff direction 2018ScrewInLampSavignsMethods-11Dec2017.pdf | 1 | 1 | 0 | Deemed Ex Ante Team |  | Remove expiry date per Commission Staff direction 2018ScrewInLampSavignsMethods-11Dec2017.pdf |  | Updated to indicate claim/filing status
1151 | R-Out-CFLscw-Ext(55)-dWP41 | Residential Outdoor General Lighting: CFL Lamp with integated Ballast replaces pre-existing standard lighting Wattage. Measure includes Code case. Impacts: HOU = 935; CDF = 0.021 | ExAnte2017 | Disposition | 2020-11-24 16:30 | Res-Oltg-dWatt-CFL | NonDEER | Scaled | BaseRatio | 0 | 0 | None |  | 0 |  | 1 | Res | Any | Lighting | OutGen | Ltg_Lamp | CFLint_lamp | CFLscw(55w) | ILtg-CFL-Res | Res interior reflector and Res exterior CFL base case, Total Watts = 1.74 x Msr Watts | Res interior reflector and Res exterior CFL base case, Total Watts = 1.74 x Msr Watts | CFL Lamp: Non-Reflector, 55 Watts | CFLratio0174 | CFLratio0174 | CFLscw(55w) | Available |  |  |  | 2017ScrewInLampDisposition | ErRobNc |  |  |  | 2017Dispo-Res-OutLtg | 2017-07-01 | 2018-06-30 | InEA_modVal |  |  |  |  | Standard | Remove expiry date per Commission Staff direction 2018ScrewInLampSavignsMethods-11Dec2017.pdf | 1 | 1 | 0 | Deemed Ex Ante Team |  | Remove expiry date per Commission Staff direction 2018ScrewInLampSavignsMethods-11Dec2017.pdf |  | Updated to indicate claim/filing status
1152 | R-Out-CFLscw-Ext(5)-dWP4 | Residential Outdoor General Lighting: CFL Lamp with integated Ballast replaces pre-existing standard lighting Wattage. Measure includes Code case. Impacts: HOU = 935; CDF = 0.021 | ExAnte2017 | Disposition | 2020-11-24 16:30 | Res-Oltg-dWatt-CFL | NonDEER | Scaled | BaseRatio | 0 | 0 | None |  | 0 |  | 1 | Res | Any | Lighting | OutGen | Ltg_Lamp | CFLint_lamp | CFLscw(5w) | ILtg-CFL-Res | Res interior reflector and Res exterior CFL base case, Total Watts = 1.74 x Msr Watts | Res interior reflector and Res exterior CFL base case, Total Watts = 1.74 x Msr Watts | CFL Lamp: Non-Reflector, 5 Watts | CFLratio0174 | CFLratio0174 | CFLscw(5w) | Available |  |  |  | 2017ScrewInLampDisposition | ErRobNc |  |  |  | 2017Dispo-Res-OutLtg | 2017-07-01 | 2018-06-30 | InEA_modVal |  |  |  |  | Standard | Remove expiry date per Commission Staff direction 2018ScrewInLampSavignsMethods-11Dec2017.pdf | 1 | 1 | 0 | Deemed Ex Ante Team |  | Remove expiry date per Commission Staff direction 2018ScrewInLampSavignsMethods-11Dec2017.pdf |  | Updated to indicate claim/filing status
1153 | R-Out-CFLscw-Ext(60)-dWP44 | Residential Outdoor General Lighting: CFL Lamp with integated Ballast replaces pre-existing standard lighting Wattage. Measure includes Code case. Impacts: HOU = 935; CDF = 0.021 | ExAnte2017 | Disposition | 2020-11-24 16:30 | Res-Oltg-dWatt-CFL | NonDEER | Scaled | BaseRatio | 0 | 0 | None |  | 0 |  | 1 | Res | Any | Lighting | OutGen | Ltg_Lamp | CFLint_lamp |  | ILtg-CFL-Res | Res interior reflector and Res exterior CFL base case, Total Watts = 1.74 x Msr Watts | Res interior reflector and Res exterior CFL base case, Total Watts = 1.74 x Msr Watts | CFL Lamp: Non-Reflector, 60 Watts | CFLratio0174 | CFLratio0174 | CFLscw(60w) | Available |  |  |  | 2017ScrewInLampDisposition | ErRobNc |  |  |  | 2017Dispo-Res-OutLtg | 2017-07-01 | 2018-06-30 | InEA_modVal |  |  |  |  | Standard | Remove expiry date per Commission Staff direction 2018ScrewInLampSavignsMethods-11Dec2017.pdf | 1 | 1 | 0 | Deemed Ex Ante Team |  | Remove expiry date per Commission Staff direction 2018ScrewInLampSavignsMethods-11Dec2017.pdf |  | Updated to indicate claim/filing status
1154 | R-Out-CFLscw-Ext(6)-dWP4 | Residential Outdoor General Lighting: CFL Lamp with integated Ballast replaces pre-existing standard lighting Wattage. Measure includes Code case. Impacts: HOU = 935; CDF = 0.021 | ExAnte2017 | Disposition | 2020-11-24 16:30 | Res-Oltg-dWatt-CFL | NonDEER | Scaled | BaseRatio | 0 | 0 | None |  | 0 |  | 1 | Res | Any | Lighting | OutGen | Ltg_Lamp | CFLint_lamp | CFLscw(6w) | ILtg-CFL-Res | Res interior reflector and Res exterior CFL base case, Total Watts = 1.74 x Msr Watts | Res interior reflector and Res exterior CFL base case, Total Watts = 1.74 x Msr Watts | CFL Lamp: Non-Reflector, 6 Watts | CFLratio0174 | CFLratio0174 | CFLscw(6w) | Available |  |  |  | 2017ScrewInLampDisposition | ErRobNc |  |  |  | 2017Dispo-Res-OutLtg | 2017-07-01 | 2018-06-30 | InEA_modVal |  |  |  |  | Standard | Remove expiry date per Commission Staff direction 2018ScrewInLampSavignsMethods-11Dec2017.pdf | 1 | 1 | 0 | Deemed Ex Ante Team |  | Remove expiry date per Commission Staff direction 2018ScrewInLampSavignsMethods-11Dec2017.pdf |  | Updated to indicate claim/filing status
1155 | R-Out-CFLscw-Ext(7)-dWP5 | Residential Outdoor General Lighting: CFL Lamp with integated Ballast replaces pre-existing standard lighting Wattage. Measure includes Code case. Impacts: HOU = 935; CDF = 0.021 | ExAnte2017 | Disposition | 2020-11-24 16:30 | Res-Oltg-dWatt-CFL | NonDEER | Scaled | BaseRatio | 0 | 0 | None |  | 0 |  | 1 | Res | Any | Lighting | OutGen | Ltg_Lamp | CFLint_lamp | CFLscw(7w) | ILtg-CFL-Res | Res interior reflector and Res exterior CFL base case, Total Watts = 1.74 x Msr Watts | Res interior reflector and Res exterior CFL base case, Total Watts = 1.74 x Msr Watts | CFL Lamp: Non-Reflector, 296 initial lumens, 7 Watts | CFLratio0174 | CFLratio0174 | CFLscw(7w) | Available |  |  |  | 2017ScrewInLampDisposition | ErRobNc |  |  |  | 2017Dispo-Res-OutLtg | 2017-07-01 | 2018-06-30 | InEA_modVal |  |  |  |  | Standard | Remove expiry date per Commission Staff direction 2018ScrewInLampSavignsMethods-11Dec2017.pdf | 1 | 1 | 0 | Deemed Ex Ante Team |  | Remove expiry date per Commission Staff direction 2018ScrewInLampSavignsMethods-11Dec2017.pdf |  | Updated to indicate claim/filing status
1156 | R-Out-CFLscw-Ext(80)-dWP59 | Residential Outdoor General Lighting: CFL Lamp with integated Ballast replaces pre-existing standard lighting Wattage. Measure includes Code case. Impacts: HOU = 935; CDF = 0.021 | ExAnte2017 | Disposition | 2020-11-24 16:30 | Res-Oltg-dWatt-CFL | NonDEER | Scaled | BaseRatio | 0 | 0 | None |  | 0 |  | 1 | Res | Any | Lighting | OutGen | Ltg_Lamp | CFLint_lamp |  | ILtg-CFL-Res | Res interior reflector and Res exterior CFL base case, Total Watts = 1.74 x Msr Watts | Res interior reflector and Res exterior CFL base case, Total Watts = 1.74 x Msr Watts | CFL Lamp: Non-Reflector, 80 Watts | CFLratio0174 | CFLratio0174 | CFLscw(80w) | Available |  |  |  | 2017ScrewInLampDisposition | ErRobNc |  |  |  | 2017Dispo-Res-OutLtg | 2017-07-01 | 2018-06-30 | InEA_modVal |  |  |  |  | Standard | Remove expiry date per Commission Staff direction 2018ScrewInLampSavignsMethods-11Dec2017.pdf | 1 | 1 | 0 | Deemed Ex Ante Team |  | Remove expiry date per Commission Staff direction 2018ScrewInLampSavignsMethods-11Dec2017.pdf |  | Updated to indicate claim/filing status
1157 | R-Out-CFLscw-Ext(8)-dWP6 | Residential Outdoor General Lighting: CFL Lamp with integated Ballast replaces pre-existing standard lighting Wattage. Measure includes Code case. Impacts: HOU = 935; CDF = 0.021 | ExAnte2017 | Disposition | 2020-11-24 16:30 | Res-Oltg-dWatt-CFL | NonDEER | Scaled | BaseRatio | 0 | 0 | None |  | 0 |  | 1 | Res | Any | Lighting | OutGen | Ltg_Lamp | CFLint_lamp | CFLscw(8w) | ILtg-CFL-Res | Res interior reflector and Res exterior CFL base case, Total Watts = 1.74 x Msr Watts | Res interior reflector and Res exterior CFL base case, Total Watts = 1.74 x Msr Watts | CFL Lamp: Non-Reflector, 320 initial lumens, 8 Watts | CFLratio0174 | CFLratio0174 | CFLscw(8w) | Available |  |  |  | 2017ScrewInLampDisposition | ErRobNc |  |  |  | 2017Dispo-Res-OutLtg | 2017-07-01 | 2018-06-30 | InEA_modVal |  |  |  |  | Standard | Remove expiry date per Commission Staff direction 2018ScrewInLampSavignsMethods-11Dec2017.pdf | 1 | 1 | 0 | Deemed Ex Ante Team |  | Remove expiry date per Commission Staff direction 2018ScrewInLampSavignsMethods-11Dec2017.pdf |  | Updated to indicate claim/filing status
1158 | R-Out-CFLscw-Ext(9)-dWP7 | Residential Outdoor General Lighting: CFL Lamp with integated Ballast replaces pre-existing standard lighting Wattage. Measure includes Code case. Impacts: HOU = 935; CDF = 0.021 | ExAnte2017 | Disposition | 2020-11-24 16:30 | Res-Oltg-dWatt-CFL | NonDEER | Scaled | BaseRatio | 0 | 0 | None |  | 0 |  | 1 | Res | Any | Lighting | OutGen | Ltg_Lamp | CFLint_lamp |  | OLtg-CFL | Res interior reflector and Res exterior CFL base case, Total Watts = 1.74 x Msr Watts | Res interior reflector and Res exterior CFL base case, Total Watts = 1.74 x Msr Watts | CFL Lamp: Any Non-reflector, Exterior Rated, 9 Watts | CFLratio0174 | CFLratio0174 | CFLscw-Ext(9w) | Available |  |  |  | 2017ScrewInLampDisposition | ErRobNc |  |  |  | 2017Dispo-Res-OutLtg | 2017-07-01 | 2018-06-30 | InEA_modVal |  |  |  |  | Standard | Remove expiry date per Commission Staff direction 2018ScrewInLampSavignsMethods-11Dec2017.pdf | 1 | 1 | 0 | Deemed Ex Ante Team |  | Remove expiry date per Commission Staff direction 2018ScrewInLampSavignsMethods-11Dec2017.pdf |  | Updated to indicate claim/filing status
1159 | R-Out-CFLscw-Refl-2(15)-dWP11 | Residential Outdoor General Lighting: CFL Lamp with integated Ballast replaces pre-existing standard lighting Wattage. Measure includes Code case. Impacts: HOU = 935; CDF = 0.021 | ExAnte2017 | Disposition | 2020-11-24 16:30 | Res-Oltg-dWatt-CFL | NonDEER | Scaled | BaseRatio | 0 | 0 | None |  | 0 |  | 1 | Res | Any | Lighting | OutGen | Ltg_Lamp | CFLint_lamp | CFLscw-Refl-2(15w) | OLtg-CFL | Res interior reflector and Res exterior CFL base case, Total Watts = 1.74 x Msr Watts | Res interior reflector and Res exterior CFL base case, Total Watts = 1.74 x Msr Watts | CFL Lamp: Reflector, 800 initial lumens, 15 Watts | CFLratio0174 | CFLratio0174 | CFLscw-Refl-2(15w) | Available |  |  |  | 2017ScrewInLampDisposition | ErRobNc |  |  |  | 2017Dispo-Res-OutLtg | 2017-07-01 | 2018-06-30 | InEA_modVal |  |  |  |  | Standard | Revise expiry date to 60/30/2018 Commission Staff direction 2018ScrewInLampSavignsMethods-11Dec2017.pdf | 1 | 1 | 0 | Deemed Ex Ante Team |  | Revise expiry date to 60/30/2018 Commission Staff direction 2018ScrewInLampSavignsMethods-11Dec2017.pdf |  | Updated to indicate claim/filing status
1160 | R-Out-CFLscw-Refl-2(23)-dWP17 | Residential Outdoor General Lighting: CFL Lamp with integated Ballast replaces pre-existing standard lighting Wattage. Measure includes Code case. Impacts: HOU = 935; CDF = 0.021 | ExAnte2017 | Disposition | 2020-11-24 16:30 | Res-Oltg-dWatt-CFL | NonDEER | Scaled | BaseRatio | 0 | 0 | None |  | 0 |  | 1 | Res | Any | Lighting | OutGen | Ltg_Lamp | CFLint_lamp | CFLscw-Refl-2(23w) | OLtg-CFL | Res interior reflector and Res exterior CFL base case, Total Watts = 1.74 x Msr Watts | Res interior reflector and Res exterior CFL base case, Total Watts = 1.74 x Msr Watts | CFL Lamp: Reflector, 900 initial lumens, 23 Watts | CFLratio0174 | CFLratio0174 | CFLscw-Refl-2(23w) | Available |  |  |  | 2017ScrewInLampDisposition | ErRobNc |  |  |  | 2017Dispo-Res-OutLtg | 2017-07-01 | 2018-06-30 | InEA_modVal |  |  |  |  | Standard | Revise expiry date to 60/30/2018 Commission Staff direction 2018ScrewInLampSavignsMethods-11Dec2017.pdf | 1 | 1 | 0 | Deemed Ex Ante Team |  | Revise expiry date to 60/30/2018 Commission Staff direction 2018ScrewInLampSavignsMethods-11Dec2017.pdf |  | Updated to indicate claim/filing status
1161 | R-Out-CFLscw-Refl-Ext(13)-dWP10 | Residential Outdoor General Lighting: CFL Lamp with integated Ballast replaces pre-existing standard lighting Wattage. Measure includes Code case. Impacts: HOU = 935; CDF = 0.021 | ExAnte2017 | Disposition | 2020-11-24 16:30 | Res-Oltg-dWatt-CFL | NonDEER | Scaled | BaseRatio | 0 | 0 | None |  | 0 |  | 1 | Res | Any | Lighting | OutGen | Ltg_Lamp | CFLint_lamp | CFLscw-Refl-Ext(13w) | OLtg-CFL | Res interior reflector and Res exterior CFL base case, Total Watts = 1.74 x Msr Watts | Res interior reflector and Res exterior CFL base case, Total Watts = 1.74 x Msr Watts | CFL Lamp: Reflector, Exterior Rated, 13 Watts | CFLratio0174 | CFLratio0174 | CFLscw-Refl-Ext(13w) | Available |  |  |  | 2017ScrewInLampDisposition | ErRobNc |  |  |  | 2017Dispo-Res-OutLtg | 2017-07-01 | 2018-06-30 | InEA_modVal |  |  |  |  | Standard | Revise expiry date to 60/30/2018 Commission Staff direction 2018ScrewInLampSavignsMethods-11Dec2017.pdf | 1 | 1 | 0 | Deemed Ex Ante Team |  | Revise expiry date to 60/30/2018 Commission Staff direction 2018ScrewInLampSavignsMethods-11Dec2017.pdf |  | Updated to indicate claim/filing status
1162 | R-Out-CFLscw-Refl-Ext(14)-dWP10 | Residential Outdoor General Lighting: CFL Lamp with integated Ballast replaces pre-existing standard lighting Wattage. Measure includes Code case. Impacts: HOU = 935; CDF = 0.021 | ExAnte2017 | Disposition | 2020-11-24 16:30 | Res-Oltg-dWatt-CFL | NonDEER | Scaled | BaseRatio | 0 | 0 | None |  | 0 |  | 1 | Res | Any | Lighting | OutGen | Ltg_Lamp | CFLint_lamp | CFLscw-Refl-Ext(14w) | OLtg-CFL | Res interior reflector and Res exterior CFL base case, Total Watts = 1.74 x Msr Watts | Res interior reflector and Res exterior CFL base case, Total Watts = 1.74 x Msr Watts | CFL Lamp: Reflector, Exterior Rated, 14 Watts | CFLratio0174 | CFLratio0174 | CFLscw-Refl-Ext(14w) | Available |  |  |  | 2017ScrewInLampDisposition | ErRobNc |  |  |  | 2017Dispo-Res-OutLtg | 2017-07-01 | 2018-06-30 | InEA_modVal |  |  |  |  | Standard | Revise expiry date to 60/30/2018 Commission Staff direction 2018ScrewInLampSavignsMethods-11Dec2017.pdf | 1 | 1 | 0 | Deemed Ex Ante Team |  | Revise expiry date to 60/30/2018 Commission Staff direction 2018ScrewInLampSavignsMethods-11Dec2017.pdf |  | Updated to indicate claim/filing status
1163 | R-Out-CFLscw-Refl-Ext(16)-dWP12 | Residential Outdoor General Lighting: CFL Lamp with integated Ballast replaces pre-existing standard lighting Wattage. Measure includes Code case. Impacts: HOU = 935; CDF = 0.021 | ExAnte2017 | Disposition | 2020-11-24 16:30 | Res-Oltg-dWatt-CFL | NonDEER | Scaled | BaseRatio | 0 | 0 | None |  | 0 |  | 1 | Res | Any | Lighting | OutGen | Ltg_Lamp | CFLint_lamp | CFLscw-Refl-Ext(16w) | OLtg-CFL | Res interior reflector and Res exterior CFL base case, Total Watts = 1.74 x Msr Watts | Res interior reflector and Res exterior CFL base case, Total Watts = 1.74 x Msr Watts | CFL Lamp: Reflector, Exterior Rated, 16 Watts | CFLratio0174 | CFLratio0174 | CFLscw-Refl-Ext(16w) | Available |  |  |  | 2017ScrewInLampDisposition | ErRobNc |  |  |  | 2017Dispo-Res-OutLtg | 2017-07-01 | 2018-06-30 | InEA_modVal |  |  |  |  | Standard | Revise expiry date to 60/30/2018 Commission Staff direction 2018ScrewInLampSavignsMethods-11Dec2017.pdf | 1 | 1 | 0 | Deemed Ex Ante Team |  | Revise expiry date to 60/30/2018 Commission Staff direction 2018ScrewInLampSavignsMethods-11Dec2017.pdf |  | Updated to indicate claim/filing status
1164 | R-Out-CFLscw-Refl-Ext(18)-dWP13 | Residential Outdoor General Lighting: CFL Lamp with integated Ballast replaces pre-existing standard lighting Wattage. Measure includes Code case. Impacts: HOU = 935; CDF = 0.021 | ExAnte2017 | Disposition | 2020-11-24 16:30 | Res-Oltg-dWatt-CFL | NonDEER | Scaled | BaseRatio | 0 | 0 | None |  | 0 |  | 1 | Res | Any | Lighting | OutGen | Ltg_Lamp | CFLint_lamp | CFLscw-Refl-Ext(18w) | OLtg-CFL | Res interior reflector and Res exterior CFL base case, Total Watts = 1.74 x Msr Watts | Res interior reflector and Res exterior CFL base case, Total Watts = 1.74 x Msr Watts | CFL Lamp: Reflector, Exterior Rated, 18 Watts | CFLratio0174 | CFLratio0174 | CFLscw-Refl-Ext(18w) | Available |  |  |  | 2017ScrewInLampDisposition | ErRobNc |  |  |  | 2017Dispo-Res-OutLtg | 2017-07-01 | 2018-06-30 | InEA_modVal |  |  |  |  | Standard | Revise expiry date to 60/30/2018 Commission Staff direction 2018ScrewInLampSavignsMethods-11Dec2017.pdf | 1 | 1 | 0 | Deemed Ex Ante Team |  | Revise expiry date to 60/30/2018 Commission Staff direction 2018ScrewInLampSavignsMethods-11Dec2017.pdf |  | Updated to indicate claim/filing status
1165 | R-Out-CFLscw-Refl-Ext(20)-dWP15 | Residential Outdoor General Lighting: CFL Lamp with integated Ballast replaces pre-existing standard lighting Wattage. Measure includes Code case. Impacts: HOU = 935; CDF = 0.021 | ExAnte2017 | Disposition | 2020-11-24 16:30 | Res-Oltg-dWatt-CFL | NonDEER | Scaled | BaseRatio | 0 | 0 | None |  | 0 |  | 1 | Res | Any | Lighting | OutGen | Ltg_Lamp | CFLint_lamp | CFLscw-Refl-Ext(20w) | OLtg-CFL | Res interior reflector and Res exterior CFL base case, Total Watts = 1.74 x Msr Watts | Res interior reflector and Res exterior CFL base case, Total Watts = 1.74 x Msr Watts | CFL Lamp: Reflector, Exterior Rated, 20 Watts | CFLratio0174 | CFLratio0174 | CFLscw-Refl-Ext(20w) | Available |  |  |  | 2017ScrewInLampDisposition | ErRobNc |  |  |  | 2017Dispo-Res-OutLtg | 2017-07-01 | 2018-06-30 | InEA_modVal |  |  |  |  | Standard | Revise expiry date to 60/30/2018 Commission Staff direction 2018ScrewInLampSavignsMethods-11Dec2017.pdf | 1 | 1 | 0 | Deemed Ex Ante Team |  | Revise expiry date to 60/30/2018 Commission Staff direction 2018ScrewInLampSavignsMethods-11Dec2017.pdf |  | Updated to indicate claim/filing status
1166 | C-In-LED-A19(EISA-Bin-40w-68LPW)-dWP6p8 | LED A Lamp replaces pre-existing standard lighting Wattage based on EISA bin and LPW | ExAnte2017 | Disposition | 2020-11-24 16:30 | Com-Iltg-dWatt-CFL | NonDEER | Scaled | DeltaWatts | 6.8 | 6.8 | None |  | 0 |  | 0 | Com | Any | Lighting | InGen-CFL | Ltg_Lamp | LED_lamp |  | ILtg-Com-LED-20000hr | LED A19 Basecase, 20% LED, 55% CFL, 25% Halogen | LED A19 Basecase, 20% LED, 55% CFL, 25% Halogen | LED Lamp: A19, EISA Bin 40, 68 LPW |  |  |  | Available |  |  |  | 2017ScrewInLampDisposition | ErRobNc |  |  |  | 2017Dispo-Com-InLtg | 2017-07-01 | 2018-06-30 | InEA_modVal |  |  |  |  | Standard | Remove expiry date per Commission Staff direction 2018ScrewInLampSavignsMethods-11Dec2017.pdf | 1 | 1 | 0 | Deemed Ex Ante Team |  | Remove expiry date per Commission Staff direction 2018ScrewInLampSavignsMethods-11Dec2017.pdf |  | Updated to indicate claim/filing status
1167 | C-In-LED-A19(EISA-Bin-40w-80LPW)-dWP7p6 | LED A Lamp replaces pre-existing standard lighting Wattage based on EISA bin and LPW | ExAnte2017 | Disposition | 2020-11-24 16:30 | Com-Iltg-dWatt-CFL | NonDEER | Scaled | DeltaWatts | 7.6 | 7.6 | None |  | 0 |  | 0 | Com | Any | Lighting | InGen-CFL | Ltg_Lamp | LED_lamp |  | ILtg-Com-LED-20000hr | LED A19 Basecase, 20% LED, 55% CFL, 25% Halogen | LED A19 Basecase, 20% LED, 55% CFL, 25% Halogen | LED Lamp: A19, EISA Bin 40, 80 LPW |  |  |  | Available |  |  |  | 2017ScrewInLampDisposition | ErRobNc |  |  |  | 2017Dispo-Com-InLtg | 2017-07-01 | 2018-06-30 | InEA_modVal |  |  |  |  | Standard | Remove expiry date per Commission Staff direction 2018ScrewInLampSavignsMethods-11Dec2017.pdf | 1 | 1 | 0 | Deemed Ex Ante Team |  | Remove expiry date per Commission Staff direction 2018ScrewInLampSavignsMethods-11Dec2017.pdf |  | Updated to indicate claim/filing status
1168 | C-In-LED-A19(EISA-Bin-40w-90LPW)-dWP8p7 | LED A Lamp replaces pre-existing standard lighting Wattage based on EISA bin and LPW | ExAnte2017 | Disposition | 2020-11-24 16:30 | Com-Iltg-dWatt-CFL | NonDEER | Scaled | DeltaWatts | 8.7 | 8.7 | None |  | 0 |  | 0 | Com | Any | Lighting | InGen-CFL | Ltg_Lamp | LED_lamp |  | ILtg-Com-LED-20000hr | LED A19 Basecase, 0% LED, 75% CFL, 25% Halogen | LED A19 Basecase, 0% LED, 75% CFL, 25% Halogen | LED Lamp: A19, EISA Bin 40, 90 LPW |  |  |  | Available |  |  |  | 2017ScrewInLampDisposition | ErRobNc |  |  |  | 2017Dispo-Com-InLtg | 2017-07-01 | 2018-06-30 | InEA_modVal |  |  |  |  | Standard | Remove expiry date per Commission Staff direction 2018ScrewInLampSavignsMethods-11Dec2017.pdf | 1 | 1 | 0 | Deemed Ex Ante Team |  | Remove expiry date per Commission Staff direction 2018ScrewInLampSavignsMethods-11Dec2017.pdf |  | Updated to indicate claim/filing status
1169 | C-In-LED-A19(EISA-Bin-40w-100LPW)-dWP8p8 | LED A Lamp replaces pre-existing standard lighting Wattage based on EISA bin and LPW | ExAnte2017 | Disposition | 2020-11-24 16:30 | Com-Iltg-dWatt-CFL | NonDEER | Scaled | DeltaWatts | 8.8 | 8.8 | None |  | 0 |  | 0 | Com | Any | Lighting | InGen-CFL | Ltg_Lamp | LED_lamp |  | ILtg-Com-LED-20000hr | LED A19 Basecase, 0% LED, 75% CFL, 25% Halogen | LED A19 Basecase, 0% LED, 75% CFL, 25% Halogen | LED Lamp: A19, EISA Bin 40, 100 LPW |  |  |  | Available |  |  |  | 2017ScrewInLampDisposition | ErRobNc |  |  |  | 2017Dispo-Com-InLtg | 2017-07-01 | 2018-06-30 | InEA_modVal |  |  |  |  | Standard | Remove expiry date per Commission Staff direction 2018ScrewInLampSavignsMethods-11Dec2017.pdf | 1 | 1 | 0 | Deemed Ex Ante Team |  | Remove expiry date per Commission Staff direction 2018ScrewInLampSavignsMethods-11Dec2017.pdf |  | Updated to indicate claim/filing status
1170 | C-In-LED-A19(EISA-Bin-60w-110LPW)-dWP11p0 | LED A Lamp replaces pre-existing standard lighting Wattage based on EISA bin and LPW | ExAnte2017 | Disposition | 2020-11-24 16:30 | Com-Iltg-dWatt-CFL | NonDEER | Scaled | DeltaWatts | 11 | 11 | None |  | 0 |  | 0 | Com | Any | Lighting | InGen-CFL | Ltg_Lamp | LED_lamp |  | ILtg-Com-LED-20000hr | LED A19 Basecase, 0% LED, 75% CFL, 25% Halogen | LED A19 Basecase, 0% LED, 75% CFL, 25% Halogen | LED Lamp: A19, EISA Bin 60, 70 LPW |  |  |  | Available |  |  |  | 2017ScrewInLampDisposition | ErRobNc |  |  |  | 2017Dispo-Com-InLtg | 2017-07-01 | 2018-06-30 | InEA_modVal |  |  |  |  | Standard | Remove expiry date per Commission Staff direction 2018ScrewInLampSavignsMethods-11Dec2017.pdf | 1 | 1 | 0 | Deemed Ex Ante Team |  | Remove expiry date per Commission Staff direction 2018ScrewInLampSavignsMethods-11Dec2017.pdf |  | Updated to indicate claim/filing status
1171 | C-In-LED-A19(EISA-Bin-60w-80LPW)-dWP7p8 | LED A Lamp replaces pre-existing standard lighting Wattage based on EISA bin and LPW | ExAnte2017 | Disposition | 2020-11-24 16:30 | Com-Iltg-dWatt-CFL | NonDEER | Scaled | DeltaWatts | 7.8 | 7.8 | None |  | 0 |  | 0 | Com | Any | Lighting | InGen-CFL | Ltg_Lamp | LED_lamp |  | ILtg-Com-LED-20000hr | LED A19 Basecase, 20% LED, 55% CFL, 25% Halogen | LED A19 Basecase, 20% LED, 55% CFL, 25% Halogen | LED Lamp: A19, EISA Bin 60, 80 LPW |  |  |  | Available |  |  |  | 2017ScrewInLampDisposition | ErRobNc |  |  |  | 2017Dispo-Com-InLtg | 2017-07-01 | 2018-06-30 | InEA_modVal |  |  |  |  | Standard | Remove expiry date per Commission Staff direction 2018ScrewInLampSavignsMethods-11Dec2017.pdf | 1 | 1 | 0 | Deemed Ex Ante Team |  | Remove expiry date per Commission Staff direction 2018ScrewInLampSavignsMethods-11Dec2017.pdf |  | Updated to indicate claim/filing status
1172 | C-In-LED-A19(EISA-Bin-60w-90LPW)-dWP9p2 | LED A Lamp replaces pre-existing standard lighting Wattage based on EISA bin and LPW | ExAnte2017 | Disposition | 2020-11-24 16:30 | Com-Iltg-dWatt-CFL | NonDEER | Scaled | DeltaWatts | 9.2 | 9.2 | None |  | 0 |  | 0 | Com | Any | Lighting | InGen-CFL | Ltg_Lamp | LED_lamp |  | ILtg-Com-LED-20000hr | LED A19 Basecase, 0% LED, 75% CFL, 25% Halogen | LED A19 Basecase, 0% LED, 75% CFL, 25% Halogen | LED Lamp: A19, EISA Bin 60, 90 LPW |  |  |  | Available |  |  |  | 2017ScrewInLampDisposition | ErRobNc |  |  |  | 2017Dispo-Com-InLtg | 2017-07-01 | 2018-06-30 | InEA_modVal |  |  |  |  | Standard | Remove expiry date per Commission Staff direction 2018ScrewInLampSavignsMethods-11Dec2017.pdf | 1 | 1 | 0 | Deemed Ex Ante Team |  | Remove expiry date per Commission Staff direction 2018ScrewInLampSavignsMethods-11Dec2017.pdf |  | Updated to indicate claim/filing status
1173 | C-In-LED-A19(EISA-Bin-60w-100LPW)-dWP10p9 | LED A Lamp replaces pre-existing standard lighting Wattage based on EISA bin and LPW | ExAnte2017 | Disposition | 2020-11-24 16:30 | Com-Iltg-dWatt-CFL | NonDEER | Scaled | DeltaWatts | 10.9 | 10.9 | None |  | 0 |  | 0 | Com | Any | Lighting | InGen-CFL | Ltg_Lamp | LED_lamp |  | ILtg-Com-LED-20000hr | LED A19 Basecase, 0% LED, 75% CFL, 25% Halogen | LED A19 Basecase, 0% LED, 75% CFL, 25% Halogen | LED Lamp: A19, EISA Bin 60, 100 LPW |  |  |  | Available |  |  |  | 2017ScrewInLampDisposition | ErRobNc |  |  |  | 2017Dispo-Com-InLtg | 2017-07-01 | 2018-06-30 | InEA_modVal |  |  |  |  | Standard | Remove expiry date per Commission Staff direction 2018ScrewInLampSavignsMethods-11Dec2017.pdf | 1 | 1 | 0 | Deemed Ex Ante Team |  | Remove expiry date per Commission Staff direction 2018ScrewInLampSavignsMethods-11Dec2017.pdf |  | Updated to indicate claim/filing status
1174 | C-In-LED-A19(EISA-Bin-75w-120LPW)-dWP17p6 | LED A Lamp replaces pre-existing standard lighting Wattage based on EISA bin and LPW | ExAnte2017 | Disposition | 2020-11-24 16:30 | Com-Iltg-dWatt-CFL | NonDEER | Scaled | DeltaWatts | 17.6 | 17.6 | None |  | 0 |  | 0 | Com | Any | Lighting | InGen-CFL | Ltg_Lamp | LED_lamp |  | ILtg-Com-LED-20000hr | LED A19 Basecase, 0% LED, 75% CFL, 25% Halogen | LED A19 Basecase, 0% LED, 75% CFL, 25% Halogen | LED Lamp: A19, EISA Bin 75, 80 LPW |  |  |  | Available |  |  |  | 2017ScrewInLampDisposition | ErRobNc |  |  |  | 2017Dispo-Com-InLtg | 2017-07-01 | 2018-06-30 | InEA_modVal |  |  |  |  | Standard | Remove expiry date per Commission Staff direction 2018ScrewInLampSavignsMethods-11Dec2017.pdf | 1 | 1 | 0 | Deemed Ex Ante Team |  | Remove expiry date per Commission Staff direction 2018ScrewInLampSavignsMethods-11Dec2017.pdf |  | Updated to indicate claim/filing status
1175 | airAC-SpltPkg-gte760kBtuh-10p0eer-wtd | Pkg AC EER = 10.0 (>= 760 kBTUh) - Combined EER 9.7 and EER 10.2 | DEER2014 | D11 v4.00 | 2020-11-24 16:30 | airAC-SpltPkg-gte760kBtuh-10p0eer | DEER | CrossMeasWtd | None | 0 | 0 | None | airAC-SpltPkg-gte760kBtuh-10p0eer | 0 |  | 0 | Com | Any | HVAC | SpaceCool | dxAC_equip | pkgEER |  | HVAC-airAC | multiple base efficiency levels used, example: Pkg AC EER = 9.00; w/ furnace; w/ econo | Pkg AC EER = 9.50; w/ furnace; w/ econo | Pkg AC EER = 10.0 (>= 760 kBtuh) |  |  |  | Available | added per request from SCE | 0 | 0 |  | ErRobNc |  | HVAC-airAC |  | DEER1314end | 2013-01-01 | 2014-12-31 | DEER |  |  |  |  | Standard |  | 1 | 1 | 0 | Deemed Ex Ante Team |  |  |  | Updated to indicate claim/filing status
1175 | C-In-LED-A19(EISA-Bin-75w-90LPW)-dWP12p6 | LED A Lamp replaces pre-existing standard lighting Wattage based on EISA bin and LPW | ExAnte2017 | Disposition | 2020-11-24 16:30 | Com-Iltg-dWatt-CFL | NonDEER | Scaled | DeltaWatts | 12.6 | 12.6 | None |  | 0 |  | 0 | Com | Any | Lighting | InGen-CFL | Ltg_Lamp | LED_lamp |  | ILtg-Com-LED-20000hr | LED A19 Basecase, 0% LED, 75% CFL, 25% Halogen | LED A19 Basecase, 0% LED, 75% CFL, 25% Halogen | LED Lamp: A19, EISA Bin 75, 90 LPW |  |  |  | Available |  |  |  | 2017ScrewInLampDisposition | ErRobNc |  |  |  | 2017Dispo-Com-InLtg | 2017-07-01 | 2018-06-30 | InEA_modVal |  |  |  |  | Standard | Remove expiry date per Commission Staff direction 2018ScrewInLampSavignsMethods-11Dec2017.pdf | 1 | 1 | 0 | Deemed Ex Ante Team |  | Remove expiry date per Commission Staff direction 2018ScrewInLampSavignsMethods-11Dec2017.pdf |  | Updated to indicate claim/filing status
1176 | C-In-LED-A19(EISA-Bin-75w-100LPW)-dWP13p5 | LED A Lamp replaces pre-existing standard lighting Wattage based on EISA bin and LPW | ExAnte2017 | Disposition | 2020-11-24 16:30 | Com-Iltg-dWatt-CFL | NonDEER | Scaled | DeltaWatts | 13.5 | 13.5 | None |  | 0 |  | 0 | Com | Any | Lighting | InGen-CFL | Ltg_Lamp | LED_lamp |  | ILtg-Com-LED-20000hr | LED A19 Basecase, 0% LED, 75% CFL, 25% Halogen | LED A19 Basecase, 0% LED, 75% CFL, 25% Halogen | LED Lamp: A19, EISA Bin 75, 100 LPW |  |  |  | Available |  |  |  | 2017ScrewInLampDisposition | ErRobNc |  |  |  | 2017Dispo-Com-InLtg | 2017-07-01 | 2018-06-30 | InEA_modVal |  |  |  |  | Standard | Remove expiry date per Commission Staff direction 2018ScrewInLampSavignsMethods-11Dec2017.pdf | 1 | 1 | 0 | Deemed Ex Ante Team |  | Remove expiry date per Commission Staff direction 2018ScrewInLampSavignsMethods-11Dec2017.pdf |  | Updated to indicate claim/filing status
1177 | C-In-LED-A19(EISA-Bin-75w-110LPW)-dWP15p4 | LED A Lamp replaces pre-existing standard lighting Wattage based on EISA bin and LPW | ExAnte2017 | Disposition | 2020-11-24 16:30 | Com-Iltg-dWatt-CFL | NonDEER | Scaled | DeltaWatts | 15.4 | 15.4 | None |  | 0 |  | 0 | Com | Any | Lighting | InGen-CFL | Ltg_Lamp | LED_lamp |  | ILtg-Com-LED-20000hr | LED A19 Basecase, 0% LED, 75% CFL, 25% Halogen | LED A19 Basecase, 0% LED, 75% CFL, 25% Halogen | LED Lamp: A19, EISA Bin 75, 110 LPW |  |  |  | Available |  |  |  | 2017ScrewInLampDisposition | ErRobNc |  |  |  | 2017Dispo-Com-InLtg | 2017-07-01 | 2018-06-30 | InEA_modVal |  |  |  |  | Standard | Remove expiry date per Commission Staff direction 2018ScrewInLampSavignsMethods-11Dec2017.pdf | 1 | 1 | 0 | Deemed Ex Ante Team |  | Remove expiry date per Commission Staff direction 2018ScrewInLampSavignsMethods-11Dec2017.pdf |  | Updated to indicate claim/filing status
1178 | C-In-LED-A19(EISA-Bin-100w-90LPW)-dWP17p2 | LED A Lamp replaces pre-existing standard lighting Wattage based on EISA bin and LPW | ExAnte2017 | Disposition | 2020-11-24 16:30 | Com-Iltg-dWatt-CFL | NonDEER | Scaled | DeltaWatts | 17.2 | 17.2 | None |  | 0 |  | 0 | Com | Any | Lighting | InGen-CFL | Ltg_Lamp | LED_lamp |  | ILtg-Com-LED-20000hr | LED A19 Basecase, 0% LED, 75% CFL, 25% Halogen | LED A19 Basecase, 0% LED, 75% CFL, 25% Halogen | LED Lamp: A19, EISA Bin 100, 90 LPW |  |  |  | Available |  |  |  | 2017ScrewInLampDisposition | ErRobNc |  |  |  | 2017Dispo-Com-InLtg | 2017-07-01 | 2018-06-30 | InEA_modVal |  |  |  |  | Standard | Remove expiry date per Commission Staff direction 2018ScrewInLampSavignsMethods-11Dec2017.pdf | 1 | 1 | 0 | Deemed Ex Ante Team |  | Remove expiry date per Commission Staff direction 2018ScrewInLampSavignsMethods-11Dec2017.pdf |  | Updated to indicate claim/filing status
1179 | C-In-LED-A19(EISA-Bin-100w-100LPW)-dWP19p1 | LED A Lamp replaces pre-existing standard lighting Wattage based on EISA bin and LPW | ExAnte2017 | Disposition | 2020-11-24 16:30 | Com-Iltg-dWatt-CFL | NonDEER | Scaled | DeltaWatts | 19.1 | 19.1 | None |  | 0 |  | 0 | Com | Any | Lighting | InGen-CFL | Ltg_Lamp | LED_lamp |  | ILtg-Com-LED-20000hr | LED A19 Basecase, 0% LED, 75% CFL, 25% Halogen | LED A19 Basecase, 0% LED, 75% CFL, 25% Halogen | LED Lamp: A19, EISA Bin 100, 100 LPW |  |  |  | Available |  |  |  | 2017ScrewInLampDisposition | ErRobNc |  |  |  | 2017Dispo-Com-InLtg | 2017-07-01 | 2018-06-30 | InEA_modVal |  |  |  |  | Standard | Remove expiry date per Commission Staff direction 2018ScrewInLampSavignsMethods-11Dec2017.pdf | 1 | 1 | 0 | Deemed Ex Ante Team |  | Remove expiry date per Commission Staff direction 2018ScrewInLampSavignsMethods-11Dec2017.pdf |  | Updated to indicate claim/filing status
1179 | Com-RefrigCharge-wtd | adjust refrigerant charge of small, packaged AC (commercial) from off-charge to factory specified level | DEER2014 | D11 v4.00 | 2020-11-24 16:30 | Com-RefrigCharge-wtd | DEER | CrossMeasWtd |  | 0 | 0 | None | Com-RefrigCharge | 0 |  | 0 | Com | Any | HVAC | SpaceCool | dxAC_equip | pkgSEER |  | HVAC-RefChg | Small Pkg AC w/ High and Typical Undercharge and Overcharge | NULL | Small Pkg AC, adjust refrigerant charge to factory specified level |  |  |  | Available |  | 0 | 0 |  | Retro |  | HVAC-RefChg |  | DEER1314 | 2013-01-01 | 2019-12-31 | DEER |  |  |  |  | Standard |  | 1 | 1 | 0 | Deemed Ex Ante Team |  |  |  | Updated to indicate claim/filing status
1180 | C-In-LED-A19(EISA-Bin-100w-110LPW)-dWP19p9 | LED A Lamp replaces pre-existing standard lighting Wattage based on EISA bin and LPW | ExAnte2017 | Disposition | 2020-11-24 16:30 | Com-Iltg-dWatt-CFL | NonDEER | Scaled | DeltaWatts | 19.9 | 19.9 | None |  | 0 |  | 0 | Com | Any | Lighting | InGen-CFL | Ltg_Lamp | LED_lamp |  | ILtg-Com-LED-20000hr | LED A19 Basecase, 0% LED, 75% CFL, 25% Halogen | LED A19 Basecase, 0% LED, 75% CFL, 25% Halogen | LED Lamp: A19, EISA Bin 100, 110 LPW |  |  |  | Available |  |  |  | 2017ScrewInLampDisposition | ErRobNc |  |  |  | 2017Dispo-Com-InLtg | 2017-07-01 | 2018-06-30 | InEA_modVal |  |  |  |  | Standard | Remove expiry date per Commission Staff direction 2018ScrewInLampSavignsMethods-11Dec2017.pdf | 1 | 1 | 0 | Deemed Ex Ante Team |  | Remove expiry date per Commission Staff direction 2018ScrewInLampSavignsMethods-11Dec2017.pdf |  | Updated to indicate claim/filing status
1181 | R-In-LED-A19(EISA-Bin-40w-68LPW)-dWP6p8 | LED A Lamp replaces pre-existing standard lighting Wattage based on EISA bin and LPW | ExAnte2017 | Disposition | 2020-11-24 16:30 | Res-Iltg-dWatt-CFL | NonDEER | Scaled | DeltaWatts | 6.8 | 6.8 | None |  | 0 |  | 0 | Res | Any | Lighting | InGen-CFL | Ltg_Lamp | LED_lamp |  | ILtg-Res-LED-20000hr | LED A19 Basecase, 20% LED, 55% CFL, 25% Halogen | LED A19 Basecase, 20% LED, 55% CFL, 25% Halogen | LED Lamp: A19, EISA Bin 40, 68 LPW |  |  |  | Available |  |  |  | 2017ScrewInLampDisposition | ErRobNc |  |  |  | 2017Dispo-Res-InLtg | 2017-07-01 | 2018-06-30 | InEA_modVal |  |  |  |  | Standard | Remove expiry date per Commission Staff direction 2018ScrewInLampSavignsMethods-11Dec2017.pdf | 1 | 1 | 0 | Deemed Ex Ante Team |  | Remove expiry date per Commission Staff direction 2018ScrewInLampSavignsMethods-11Dec2017.pdf |  | Updated to indicate claim/filing status
1182 | R-In-LED-A19(EISA-Bin-40w-80LPW)-dWP7p6 | LED A Lamp replaces pre-existing standard lighting Wattage based on EISA bin and LPW | ExAnte2017 | Disposition | 2020-11-24 16:30 | Res-Iltg-dWatt-CFL | NonDEER | Scaled | DeltaWatts | 7.6 | 7.6 | None |  | 0 |  | 0 | Res | Any | Lighting | InGen-CFL | Ltg_Lamp | LED_lamp |  | ILtg-Res-LED-20000hr | LED A19 Basecase, 20% LED, 55% CFL, 25% Halogen | LED A19 Basecase, 20% LED, 55% CFL, 25% Halogen | LED Lamp: A19, EISA Bin 40, 80 LPW |  |  |  | Available |  |  |  | 2017ScrewInLampDisposition | ErRobNc |  |  |  | 2017Dispo-Res-InLtg | 2017-07-01 | 2018-06-30 | InEA_modVal |  |  |  |  | Standard | Remove expiry date per Commission Staff direction 2018ScrewInLampSavignsMethods-11Dec2017.pdf | 1 | 1 | 0 | Deemed Ex Ante Team |  | Remove expiry date per Commission Staff direction 2018ScrewInLampSavignsMethods-11Dec2017.pdf |  | Updated to indicate claim/filing status
1183 | R-In-LED-A19(EISA-Bin-40w-90LPW)-dWP8p7 | LED A Lamp replaces pre-existing standard lighting Wattage based on EISA bin and LPW | ExAnte2017 | Disposition | 2020-11-24 16:30 | Res-Iltg-dWatt-CFL | NonDEER | Scaled | DeltaWatts | 8.7 | 8.7 | None |  | 0 |  | 0 | Res | Any | Lighting | InGen-CFL | Ltg_Lamp | LED_lamp |  | ILtg-Res-LED-20000hr | LED A19 Basecase, 0% LED, 75% CFL, 25% Halogen | LED A19 Basecase, 0% LED, 75% CFL, 25% Halogen | LED Lamp: A19, EISA Bin 40, 90 LPW |  |  |  | Available |  |  |  | 2017ScrewInLampDisposition | ErRobNc |  |  |  | 2017Dispo-Res-InLtg | 2017-07-01 | 2018-06-30 | InEA_modVal |  |  |  |  | Standard | Remove expiry date per Commission Staff direction 2018ScrewInLampSavignsMethods-11Dec2017.pdf | 1 | 1 | 0 | Deemed Ex Ante Team |  | Remove expiry date per Commission Staff direction 2018ScrewInLampSavignsMethods-11Dec2017.pdf |  | Updated to indicate claim/filing status
1184 | R-In-LED-A19(EISA-Bin-40w-100LPW)-dWP8p8 | LED A Lamp replaces pre-existing standard lighting Wattage based on EISA bin and LPW | ExAnte2017 | Disposition | 2020-11-24 16:30 | Res-Iltg-dWatt-CFL | NonDEER | Scaled | DeltaWatts | 8.8 | 8.8 | None |  | 0 |  | 0 | Res | Any | Lighting | InGen-CFL | Ltg_Lamp | LED_lamp |  | ILtg-Res-LED-20000hr | LED A19 Basecase, 0% LED, 75% CFL, 25% Halogen | LED A19 Basecase, 0% LED, 75% CFL, 25% Halogen | LED Lamp: A19, EISA Bin 40, 100 LPW |  |  |  | Available |  |  |  | 2017ScrewInLampDisposition | ErRobNc |  |  |  | 2017Dispo-Res-InLtg | 2017-07-01 | 2018-06-30 | InEA_modVal |  |  |  |  | Standard | Remove expiry date per Commission Staff direction 2018ScrewInLampSavignsMethods-11Dec2017.pdf | 1 | 1 | 0 | Deemed Ex Ante Team |  | Remove expiry date per Commission Staff direction 2018ScrewInLampSavignsMethods-11Dec2017.pdf |  | Updated to indicate claim/filing status
1185 | R-In-LED-A19(EISA-Bin-60w-110LPW)-dWP11p0 | LED A Lamp replaces pre-existing standard lighting Wattage based on EISA bin and LPW | ExAnte2017 | Disposition | 2020-11-24 16:30 | Res-Iltg-dWatt-CFL | NonDEER | Scaled | DeltaWatts | 11 | 11 | None |  | 0 |  | 0 | Res | Any | Lighting | InGen-CFL | Ltg_Lamp | LED_lamp |  | ILtg-Res-LED-20000hr | LED A19 Basecase, 0% LED, 75% CFL, 25% Halogen | LED A19 Basecase, 0% LED, 75% CFL, 25% Halogen | LED Lamp: A19, EISA Bin 60, 70 LPW |  |  |  | Available |  |  |  | 2017ScrewInLampDisposition | ErRobNc |  |  |  | 2017Dispo-Res-InLtg | 2017-07-01 | 2018-06-30 | InEA_modVal |  |  |  |  | Standard | Remove expiry date per Commission Staff direction 2018ScrewInLampSavignsMethods-11Dec2017.pdf | 1 | 1 | 0 | Deemed Ex Ante Team |  | Remove expiry date per Commission Staff direction 2018ScrewInLampSavignsMethods-11Dec2017.pdf |  | Updated to indicate claim/filing status
1186 | R-In-LED-A19(EISA-Bin-60w-80LPW)-dWP7p8 | LED A Lamp replaces pre-existing standard lighting Wattage based on EISA bin and LPW | ExAnte2017 | Disposition | 2020-11-24 16:30 | Res-Iltg-dWatt-CFL | NonDEER | Scaled | DeltaWatts | 7.8 | 7.8 | None |  | 0 |  | 0 | Res | Any | Lighting | InGen-CFL | Ltg_Lamp | LED_lamp |  | ILtg-Res-LED-20000hr | LED A19 Basecase, 20% LED, 55% CFL, 25% Halogen | LED A19 Basecase, 20% LED, 55% CFL, 25% Halogen | LED Lamp: A19, EISA Bin 60, 80 LPW |  |  |  | Available |  |  |  | 2017ScrewInLampDisposition | ErRobNc |  |  |  | 2017Dispo-Res-InLtg | 2017-07-01 | 2018-06-30 | InEA_modVal |  |  |  |  | Standard | Remove expiry date per Commission Staff direction 2018ScrewInLampSavignsMethods-11Dec2017.pdf | 1 | 1 | 0 | Deemed Ex Ante Team |  | Remove expiry date per Commission Staff direction 2018ScrewInLampSavignsMethods-11Dec2017.pdf |  | Updated to indicate claim/filing status
1187 | R-In-LED-A19(EISA-Bin-60w-90LPW)-dWP9p2 | LED A Lamp replaces pre-existing standard lighting Wattage based on EISA bin and LPW | ExAnte2017 | Disposition | 2020-11-24 16:30 | Res-Iltg-dWatt-CFL | NonDEER | Scaled | DeltaWatts | 9.2 | 9.2 | None |  | 0 |  | 0 | Res | Any | Lighting | InGen-CFL | Ltg_Lamp | LED_lamp |  | ILtg-Res-LED-20000hr | LED A19 Basecase, 0% LED, 75% CFL, 25% Halogen | LED A19 Basecase, 0% LED, 75% CFL, 25% Halogen | LED Lamp: A19, EISA Bin 60, 90 LPW |  |  |  | Available |  |  |  | 2017ScrewInLampDisposition | ErRobNc |  |  |  | 2017Dispo-Res-InLtg | 2017-07-01 | 2018-06-30 | InEA_modVal |  |  |  |  | Standard | Remove expiry date per Commission Staff direction 2018ScrewInLampSavignsMethods-11Dec2017.pdf | 1 | 1 | 0 | Deemed Ex Ante Team |  | Remove expiry date per Commission Staff direction 2018ScrewInLampSavignsMethods-11Dec2017.pdf |  | Updated to indicate claim/filing status
1188 | R-In-LED-A19(EISA-Bin-60w-100LPW)-dWP10p9 | LED A Lamp replaces pre-existing standard lighting Wattage based on EISA bin and LPW | ExAnte2017 | Disposition | 2020-11-24 16:30 | Res-Iltg-dWatt-CFL | NonDEER | Scaled | DeltaWatts | 10.9 | 10.9 | None |  | 0 |  | 0 | Res | Any | Lighting | InGen-CFL | Ltg_Lamp | LED_lamp |  | ILtg-Res-LED-20000hr | LED A19 Basecase, 0% LED, 75% CFL, 25% Halogen | LED A19 Basecase, 0% LED, 75% CFL, 25% Halogen | LED Lamp: A19, EISA Bin 60, 100 LPW |  |  |  | Available |  |  |  | 2017ScrewInLampDisposition | ErRobNc |  |  |  | 2017Dispo-Res-InLtg | 2017-07-01 | 2018-06-30 | InEA_modVal |  |  |  |  | Standard | Remove expiry date per Commission Staff direction 2018ScrewInLampSavignsMethods-11Dec2017.pdf | 1 | 1 | 0 | Deemed Ex Ante Team |  | Remove expiry date per Commission Staff direction 2018ScrewInLampSavignsMethods-11Dec2017.pdf |  | Updated to indicate claim/filing status
1189 | R-In-LED-A19(EISA-Bin-75w-120LPW)-dWP17p6 | LED A Lamp replaces pre-existing standard lighting Wattage based on EISA bin and LPW | ExAnte2017 | Disposition | 2020-11-24 16:30 | Res-Iltg-dWatt-CFL | NonDEER | Scaled | DeltaWatts | 17.6 | 17.6 | None |  | 0 |  | 0 | Res | Any | Lighting | InGen-CFL | Ltg_Lamp | LED_lamp |  | ILtg-Res-LED-20000hr | LED A19 Basecase, 0% LED, 75% CFL, 25% Halogen | LED A19 Basecase, 0% LED, 75% CFL, 25% Halogen | LED Lamp: A19, EISA Bin 75, 80 LPW |  |  |  | Available |  |  |  | 2017ScrewInLampDisposition | ErRobNc |  |  |  | 2017Dispo-Res-InLtg | 2017-07-01 | 2018-06-30 | InEA_modVal |  |  |  |  | Standard | Remove expiry date per Commission Staff direction 2018ScrewInLampSavignsMethods-11Dec2017.pdf | 1 | 1 | 0 | Deemed Ex Ante Team |  | Remove expiry date per Commission Staff direction 2018ScrewInLampSavignsMethods-11Dec2017.pdf |  | Updated to indicate claim/filing status
1190 | R-In-LED-A19(EISA-Bin-75w-90LPW)-dWP12p6 | LED A Lamp replaces pre-existing standard lighting Wattage based on EISA bin and LPW | ExAnte2017 | Disposition | 2020-11-24 16:30 | Res-Iltg-dWatt-CFL | NonDEER | Scaled | DeltaWatts | 12.6 | 12.6 | None |  | 0 |  | 0 | Res | Any | Lighting | InGen-CFL | Ltg_Lamp | LED_lamp |  | ILtg-Res-LED-20000hr | LED A19 Basecase, 0% LED, 75% CFL, 25% Halogen | LED A19 Basecase, 0% LED, 75% CFL, 25% Halogen | LED Lamp: A19, EISA Bin 75, 90 LPW |  |  |  | Available |  |  |  | 2017ScrewInLampDisposition | ErRobNc |  |  |  | 2017Dispo-Res-InLtg | 2017-07-01 | 2018-06-30 | InEA_modVal |  |  |  |  | Standard | Remove expiry date per Commission Staff direction 2018ScrewInLampSavignsMethods-11Dec2017.pdf | 1 | 1 | 0 | Deemed Ex Ante Team |  | Remove expiry date per Commission Staff direction 2018ScrewInLampSavignsMethods-11Dec2017.pdf |  | Updated to indicate claim/filing status
1191 | R-In-LED-A19(EISA-Bin-75w-100LPW)-dWP13p5 | LED A Lamp replaces pre-existing standard lighting Wattage based on EISA bin and LPW | ExAnte2017 | Disposition | 2020-11-24 16:30 | Res-Iltg-dWatt-CFL | NonDEER | Scaled | DeltaWatts | 13.5 | 13.5 | None |  | 0 |  | 0 | Res | Any | Lighting | InGen-CFL | Ltg_Lamp | LED_lamp |  | ILtg-Res-LED-20000hr | LED A19 Basecase, 0% LED, 75% CFL, 25% Halogen | LED A19 Basecase, 0% LED, 75% CFL, 25% Halogen | LED Lamp: A19, EISA Bin 75, 100 LPW |  |  |  | Available |  |  |  | 2017ScrewInLampDisposition | ErRobNc |  |  |  | 2017Dispo-Res-InLtg | 2017-07-01 | 2018-06-30 | InEA_modVal |  |  |  |  | Standard | Remove expiry date per Commission Staff direction 2018ScrewInLampSavignsMethods-11Dec2017.pdf | 1 | 1 | 0 | Deemed Ex Ante Team |  | Remove expiry date per Commission Staff direction 2018ScrewInLampSavignsMethods-11Dec2017.pdf |  | Updated to indicate claim/filing status
1192 | R-In-LED-A19(EISA-Bin-75w-110LPW)-dWP15p4 | LED A Lamp replaces pre-existing standard lighting Wattage based on EISA bin and LPW | ExAnte2017 | Disposition | 2020-11-24 16:30 | Res-Iltg-dWatt-CFL | NonDEER | Scaled | DeltaWatts | 15.4 | 15.4 | None |  | 0 |  | 0 | Res | Any | Lighting | InGen-CFL | Ltg_Lamp | LED_lamp |  | ILtg-Res-LED-20000hr | LED A19 Basecase, 0% LED, 75% CFL, 25% Halogen | LED A19 Basecase, 0% LED, 75% CFL, 25% Halogen | LED Lamp: A19, EISA Bin 75, 110 LPW |  |  |  | Available |  |  |  | 2017ScrewInLampDisposition | ErRobNc |  |  |  | 2017Dispo-Res-InLtg | 2017-07-01 | 2018-06-30 | InEA_modVal |  |  |  |  | Standard | Remove expiry date per Commission Staff direction 2018ScrewInLampSavignsMethods-11Dec2017.pdf | 1 | 1 | 0 | Deemed Ex Ante Team |  | Remove expiry date per Commission Staff direction 2018ScrewInLampSavignsMethods-11Dec2017.pdf |  | Updated to indicate claim/filing status
1193 | R-In-LED-A19(EISA-Bin-100w-90LPW)-dWP17p2 | LED A Lamp replaces pre-existing standard lighting Wattage based on EISA bin and LPW | ExAnte2017 | Disposition | 2020-11-24 16:30 | Res-Iltg-dWatt-CFL | NonDEER | Scaled | DeltaWatts | 17.2 | 17.2 | None |  | 0 |  | 0 | Res | Any | Lighting | InGen-CFL | Ltg_Lamp | LED_lamp |  | ILtg-Res-LED-20000hr | LED A19 Basecase, 0% LED, 75% CFL, 25% Halogen | LED A19 Basecase, 0% LED, 75% CFL, 25% Halogen | LED Lamp: A19, EISA Bin 100, 90 LPW |  |  |  | Available |  |  |  | 2017ScrewInLampDisposition | ErRobNc |  |  |  | 2017Dispo-Res-InLtg | 2017-07-01 | 2018-06-30 | InEA_modVal |  |  |  |  | Standard | Remove expiry date per Commission Staff direction 2018ScrewInLampSavignsMethods-11Dec2017.pdf | 1 | 1 | 0 | Deemed Ex Ante Team |  | Remove expiry date per Commission Staff direction 2018ScrewInLampSavignsMethods-11Dec2017.pdf |  | Updated to indicate claim/filing status
1194 | R-In-LED-A19(EISA-Bin-100w-100LPW)-dWP19p1 | LED A Lamp replaces pre-existing standard lighting Wattage based on EISA bin and LPW | ExAnte2017 | Disposition | 2020-11-24 16:30 | Res-Iltg-dWatt-CFL | NonDEER | Scaled | DeltaWatts | 19.1 | 19.1 | None |  | 0 |  | 0 | Res | Any | Lighting | InGen-CFL | Ltg_Lamp | LED_lamp |  | ILtg-Res-LED-20000hr | LED A19 Basecase, 0% LED, 75% CFL, 25% Halogen | LED A19 Basecase, 0% LED, 75% CFL, 25% Halogen | LED Lamp: A19, EISA Bin 100, 100 LPW |  |  |  | Available |  |  |  | 2017ScrewInLampDisposition | ErRobNc |  |  |  | 2017Dispo-Res-InLtg | 2017-07-01 | 2018-06-30 | InEA_modVal |  |  |  |  | Standard | Remove expiry date per Commission Staff direction 2018ScrewInLampSavignsMethods-11Dec2017.pdf | 1 | 1 | 0 | Deemed Ex Ante Team |  | Remove expiry date per Commission Staff direction 2018ScrewInLampSavignsMethods-11Dec2017.pdf |  | Updated to indicate claim/filing status
1195 | R-In-LED-A19(EISA-Bin-100w-110LPW)-dWP19p9 | LED A Lamp replaces pre-existing standard lighting Wattage based on EISA bin and LPW | ExAnte2017 | Disposition | 2020-11-24 16:30 | Res-Iltg-dWatt-CFL | NonDEER | Scaled | DeltaWatts | 19.9 | 19.9 | None |  | 0 |  | 0 | Res | Any | Lighting | InGen-CFL | Ltg_Lamp | LED_lamp |  | ILtg-Res-LED-20000hr | LED A19 Basecase, 0% LED, 75% CFL, 25% Halogen | LED A19 Basecase, 0% LED, 75% CFL, 25% Halogen | LED Lamp: A19, EISA Bin 100, 110 LPW |  |  |  | Available |  |  |  | 2017ScrewInLampDisposition | ErRobNc |  |  |  | 2017Dispo-Res-InLtg | 2017-07-01 | 2018-06-30 | InEA_modVal |  |  |  |  | Standard | Remove expiry date per Commission Staff direction 2018ScrewInLampSavignsMethods-11Dec2017.pdf | 1 | 1 | 0 | Deemed Ex Ante Team |  | Remove expiry date per Commission Staff direction 2018ScrewInLampSavignsMethods-11Dec2017.pdf |  | Updated to indicate claim/filing status
1196 | R-InCmn-LED-A19(EISA-Bin-40w-68LPW)-dWP6p8 | LED A Lamp replaces pre-existing standard lighting Wattage based on EISA bin and LPW | ExAnte2017 | Disposition | 2020-11-24 16:30 | Res-Iltg-Cmn-dWatt-CFL | NonDEER | Scaled | DeltaWatts | 6.8 | 6.8 | None |  | 0 |  | 0 | Res | Any | Lighting | InCommon | Ltg_Lamp | LED_lamp |  | ILtg-Res-LED-20000hr-Cmn | LED A19 Basecase, 20% LED, 55% CFL, 25% Halogen | LED A19 Basecase, 20% LED, 55% CFL, 25% Halogen | LED Lamp: A19, EISA Bin 40, 68 LPW |  |  |  | Available |  |  |  | 2017ScrewInLampDisposition | ErRobNc |  |  |  | 2017Dispo-Res-InLtg-Cmn | 2017-07-01 | 2018-06-30 | InEA_modVal |  |  |  |  | Standard | Remove expiry date per Commission Staff direction 2018ScrewInLampSavignsMethods-11Dec2017.pdf | 1 | 1 | 0 | Deemed Ex Ante Team |  | Remove expiry date per Commission Staff direction 2018ScrewInLampSavignsMethods-11Dec2017.pdf |  | Updated to indicate claim/filing status
1197 | R-InCmn-LED-A19(EISA-Bin-40w-80LPW)-dWP7p6 | LED A Lamp replaces pre-existing standard lighting Wattage based on EISA bin and LPW | ExAnte2017 | Disposition | 2020-11-24 16:30 | Res-Iltg-Cmn-dWatt-CFL | NonDEER | Scaled | DeltaWatts | 7.6 | 7.6 | None |  | 0 |  | 0 | Res | Any | Lighting | InCommon | Ltg_Lamp | LED_lamp |  | ILtg-Res-LED-20000hr-Cmn | LED A19 Basecase, 20% LED, 55% CFL, 25% Halogen | LED A19 Basecase, 20% LED, 55% CFL, 25% Halogen | LED Lamp: A19, EISA Bin 40, 80 LPW |  |  |  | Available |  |  |  | 2017ScrewInLampDisposition | ErRobNc |  |  |  | 2017Dispo-Res-InLtg-Cmn | 2017-07-01 | 2018-06-30 | InEA_modVal |  |  |  |  | Standard | Remove expiry date per Commission Staff direction 2018ScrewInLampSavignsMethods-11Dec2017.pdf | 1 | 1 | 0 | Deemed Ex Ante Team |  | Remove expiry date per Commission Staff direction 2018ScrewInLampSavignsMethods-11Dec2017.pdf |  | Updated to indicate claim/filing status
1198 | R-InCmn-LED-A19(EISA-Bin-40w-90LPW)-dWP8p7 | LED A Lamp replaces pre-existing standard lighting Wattage based on EISA bin and LPW | ExAnte2017 | Disposition | 2020-11-24 16:30 | Res-Iltg-Cmn-dWatt-CFL | NonDEER | Scaled | DeltaWatts | 8.7 | 8.7 | None |  | 0 |  | 0 | Res | Any | Lighting | InCommon | Ltg_Lamp | LED_lamp |  | ILtg-Res-LED-20000hr-Cmn | LED A19 Basecase, 0% LED, 75% CFL, 25% Halogen | LED A19 Basecase, 0% LED, 75% CFL, 25% Halogen | LED Lamp: A19, EISA Bin 40, 90 LPW |  |  |  | Available |  |  |  | 2017ScrewInLampDisposition | ErRobNc |  |  |  | 2017Dispo-Res-InLtg-Cmn | 2017-07-01 | 2018-06-30 | InEA_modVal |  |  |  |  | Standard | Remove expiry date per Commission Staff direction 2018ScrewInLampSavignsMethods-11Dec2017.pdf | 1 | 1 | 0 | Deemed Ex Ante Team |  | Remove expiry date per Commission Staff direction 2018ScrewInLampSavignsMethods-11Dec2017.pdf |  | Updated to indicate claim/filing status
1199 | R-InCmn-LED-A19(EISA-Bin-40w-100LPW)-dWP8p8 | LED A Lamp replaces pre-existing standard lighting Wattage based on EISA bin and LPW | ExAnte2017 | Disposition | 2020-11-24 16:30 | Res-Iltg-Cmn-dWatt-CFL | NonDEER | Scaled | DeltaWatts | 8.8 | 8.8 | None |  | 0 |  | 0 | Res | Any | Lighting | InCommon | Ltg_Lamp | LED_lamp |  | ILtg-Res-LED-20000hr-Cmn | LED A19 Basecase, 0% LED, 75% CFL, 25% Halogen | LED A19 Basecase, 0% LED, 75% CFL, 25% Halogen | LED Lamp: A19, EISA Bin 40, 100 LPW |  |  |  | Available |  |  |  | 2017ScrewInLampDisposition | ErRobNc |  |  |  | 2017Dispo-Res-InLtg-Cmn | 2017-07-01 | 2018-06-30 | InEA_modVal |  |  |  |  | Standard | Remove expiry date per Commission Staff direction 2018ScrewInLampSavignsMethods-11Dec2017.pdf | 1 | 1 | 0 | Deemed Ex Ante Team |  | Remove expiry date per Commission Staff direction 2018ScrewInLampSavignsMethods-11Dec2017.pdf |  | Updated to indicate claim/filing status
1200 | R-InCmn-LED-A19(EISA-Bin-60w-110LPW)-dWP11p0 | LED A Lamp replaces pre-existing standard lighting Wattage based on EISA bin and LPW | ExAnte2017 | Disposition | 2020-11-24 16:30 | Res-Iltg-Cmn-dWatt-CFL | NonDEER | Scaled | DeltaWatts | 11 | 11 | None |  | 0 |  | 0 | Res | Any | Lighting | InCommon | Ltg_Lamp | LED_lamp |  | ILtg-Res-LED-20000hr-Cmn | LED A19 Basecase, 0% LED, 75% CFL, 25% Halogen | LED A19 Basecase, 0% LED, 75% CFL, 25% Halogen | LED Lamp: A19, EISA Bin 60, 70 LPW |  |  |  | Available |  |  |  | 2017ScrewInLampDisposition | ErRobNc |  |  |  | 2017Dispo-Res-InLtg-Cmn | 2017-07-01 | 2018-06-30 | InEA_modVal |  |  |  |  | Standard | Remove expiry date per Commission Staff direction 2018ScrewInLampSavignsMethods-11Dec2017.pdf | 1 | 1 | 0 | Deemed Ex Ante Team |  | Remove expiry date per Commission Staff direction 2018ScrewInLampSavignsMethods-11Dec2017.pdf |  | Updated to indicate claim/filing status
1201 | R-InCmn-LED-A19(EISA-Bin-60w-80LPW)-dWP7p8 | LED A Lamp replaces pre-existing standard lighting Wattage based on EISA bin and LPW | ExAnte2017 | Disposition | 2020-11-24 16:30 | Res-Iltg-Cmn-dWatt-CFL | NonDEER | Scaled | DeltaWatts | 7.8 | 7.8 | None |  | 0 |  | 0 | Res | Any | Lighting | InCommon | Ltg_Lamp | LED_lamp |  | ILtg-Res-LED-20000hr-Cmn | LED A19 Basecase, 20% LED, 55% CFL, 25% Halogen | LED A19 Basecase, 20% LED, 55% CFL, 25% Halogen | LED Lamp: A19, EISA Bin 60, 80 LPW |  |  |  | Available |  |  |  | 2017ScrewInLampDisposition | ErRobNc |  |  |  | 2017Dispo-Res-InLtg-Cmn | 2017-07-01 | 2018-06-30 | InEA_modVal |  |  |  |  | Standard | Remove expiry date per Commission Staff direction 2018ScrewInLampSavignsMethods-11Dec2017.pdf | 1 | 1 | 0 | Deemed Ex Ante Team |  | Remove expiry date per Commission Staff direction 2018ScrewInLampSavignsMethods-11Dec2017.pdf |  | Updated to indicate claim/filing status
1202 | R-InCmn-LED-A19(EISA-Bin-60w-90LPW)-dWP9p2 | LED A Lamp replaces pre-existing standard lighting Wattage based on EISA bin and LPW | ExAnte2017 | Disposition | 2020-11-24 16:30 | Res-Iltg-Cmn-dWatt-CFL | NonDEER | Scaled | DeltaWatts | 9.2 | 9.2 | None |  | 0 |  | 0 | Res | Any | Lighting | InCommon | Ltg_Lamp | LED_lamp |  | ILtg-Res-LED-20000hr-Cmn | LED A19 Basecase, 0% LED, 75% CFL, 25% Halogen | LED A19 Basecase, 0% LED, 75% CFL, 25% Halogen | LED Lamp: A19, EISA Bin 60, 90 LPW |  |  |  | Available |  |  |  | 2017ScrewInLampDisposition | ErRobNc |  |  |  | 2017Dispo-Res-InLtg-Cmn | 2017-07-01 | 2018-06-30 | InEA_modVal |  |  |  |  | Standard | Remove expiry date per Commission Staff direction 2018ScrewInLampSavignsMethods-11Dec2017.pdf | 1 | 1 | 0 | Deemed Ex Ante Team |  | Remove expiry date per Commission Staff direction 2018ScrewInLampSavignsMethods-11Dec2017.pdf |  | Updated to indicate claim/filing status
1203 | R-InCmn-LED-A19(EISA-Bin-60w-100LPW)-dWP10p9 | LED A Lamp replaces pre-existing standard lighting Wattage based on EISA bin and LPW | ExAnte2017 | Disposition | 2020-11-24 16:30 | Res-Iltg-Cmn-dWatt-CFL | NonDEER | Scaled | DeltaWatts | 10.9 | 10.9 | None |  | 0 |  | 0 | Res | Any | Lighting | InCommon | Ltg_Lamp | LED_lamp |  | ILtg-Res-LED-20000hr-Cmn | LED A19 Basecase, 0% LED, 75% CFL, 25% Halogen | LED A19 Basecase, 0% LED, 75% CFL, 25% Halogen | LED Lamp: A19, EISA Bin 60, 100 LPW |  |  |  | Available |  |  |  | 2017ScrewInLampDisposition | ErRobNc |  |  |  | 2017Dispo-Res-InLtg-Cmn | 2017-07-01 | 2018-06-30 | InEA_modVal |  |  |  |  | Standard | Remove expiry date per Commission Staff direction 2018ScrewInLampSavignsMethods-11Dec2017.pdf | 1 | 1 | 0 | Deemed Ex Ante Team |  | Remove expiry date per Commission Staff direction 2018ScrewInLampSavignsMethods-11Dec2017.pdf |  | Updated to indicate claim/filing status
1204 | R-InCmn-LED-A19(EISA-Bin-75w-120LPW)-dWP17p6 | LED A Lamp replaces pre-existing standard lighting Wattage based on EISA bin and LPW | ExAnte2017 | Disposition | 2020-11-24 16:30 | Res-Iltg-Cmn-dWatt-CFL | NonDEER | Scaled | DeltaWatts | 17.6 | 17.6 | None |  | 0 |  | 0 | Res | Any | Lighting | InCommon | Ltg_Lamp | LED_lamp |  | ILtg-Res-LED-20000hr-Cmn | LED A19 Basecase, 0% LED, 75% CFL, 25% Halogen | LED A19 Basecase, 0% LED, 75% CFL, 25% Halogen | LED Lamp: A19, EISA Bin 75, 80 LPW |  |  |  | Available |  |  |  | 2017ScrewInLampDisposition | ErRobNc |  |  |  | 2017Dispo-Res-InLtg-Cmn | 2017-07-01 | 2018-06-30 | InEA_modVal |  |  |  |  | Standard | Remove expiry date per Commission Staff direction 2018ScrewInLampSavignsMethods-11Dec2017.pdf | 1 | 1 | 0 | Deemed Ex Ante Team |  | Remove expiry date per Commission Staff direction 2018ScrewInLampSavignsMethods-11Dec2017.pdf |  | Updated to indicate claim/filing status
1205 | R-InCmn-LED-A19(EISA-Bin-75w-90LPW)-dWP12p6 | LED A Lamp replaces pre-existing standard lighting Wattage based on EISA bin and LPW | ExAnte2017 | Disposition | 2020-11-24 16:30 | Res-Iltg-Cmn-dWatt-CFL | NonDEER | Scaled | DeltaWatts | 12.6 | 12.6 | None |  | 0 |  | 0 | Res | Any | Lighting | InCommon | Ltg_Lamp | LED_lamp |  | ILtg-Res-LED-20000hr-Cmn | LED A19 Basecase, 0% LED, 75% CFL, 25% Halogen | LED A19 Basecase, 0% LED, 75% CFL, 25% Halogen | LED Lamp: A19, EISA Bin 75, 90 LPW |  |  |  | Available |  |  |  | 2017ScrewInLampDisposition | ErRobNc |  |  |  | 2017Dispo-Res-InLtg-Cmn | 2017-07-01 | 2018-06-30 | InEA_modVal |  |  |  |  | Standard | Remove expiry date per Commission Staff direction 2018ScrewInLampSavignsMethods-11Dec2017.pdf | 1 | 1 | 0 | Deemed Ex Ante Team |  | Remove expiry date per Commission Staff direction 2018ScrewInLampSavignsMethods-11Dec2017.pdf |  | Updated to indicate claim/filing status
1206 | R-InCmn-LED-A19(EISA-Bin-75w-100LPW)-dWP13p5 | LED A Lamp replaces pre-existing standard lighting Wattage based on EISA bin and LPW | ExAnte2017 | Disposition | 2020-11-24 16:30 | Res-Iltg-Cmn-dWatt-CFL | NonDEER | Scaled | DeltaWatts | 13.5 | 13.5 | None |  | 0 |  | 0 | Res | Any | Lighting | InCommon | Ltg_Lamp | LED_lamp |  | ILtg-Res-LED-20000hr-Cmn | LED A19 Basecase, 0% LED, 75% CFL, 25% Halogen | LED A19 Basecase, 0% LED, 75% CFL, 25% Halogen | LED Lamp: A19, EISA Bin 75, 100 LPW |  |  |  | Available |  |  |  | 2017ScrewInLampDisposition | ErRobNc |  |  |  | 2017Dispo-Res-InLtg-Cmn | 2017-07-01 | 2018-06-30 | InEA_modVal |  |  |  |  | Standard | Remove expiry date per Commission Staff direction 2018ScrewInLampSavignsMethods-11Dec2017.pdf | 1 | 1 | 0 | Deemed Ex Ante Team |  | Remove expiry date per Commission Staff direction 2018ScrewInLampSavignsMethods-11Dec2017.pdf |  | Updated to indicate claim/filing status
1207 | R-InCmn-LED-A19(EISA-Bin-75w-110LPW)-dWP15p4 | LED A Lamp replaces pre-existing standard lighting Wattage based on EISA bin and LPW | ExAnte2017 | Disposition | 2020-11-24 16:30 | Res-Iltg-Cmn-dWatt-CFL | NonDEER | Scaled | DeltaWatts | 15.4 | 15.4 | None |  | 0 |  | 0 | Res | Any | Lighting | InCommon | Ltg_Lamp | LED_lamp |  | ILtg-Res-LED-20000hr-Cmn | LED A19 Basecase, 0% LED, 75% CFL, 25% Halogen | LED A19 Basecase, 0% LED, 75% CFL, 25% Halogen | LED Lamp: A19, EISA Bin 75, 110 LPW |  |  |  | Available |  |  |  | 2017ScrewInLampDisposition | ErRobNc |  |  |  | 2017Dispo-Res-InLtg-Cmn | 2017-07-01 | 2018-06-30 | InEA_modVal |  |  |  |  | Standard | Remove expiry date per Commission Staff direction 2018ScrewInLampSavignsMethods-11Dec2017.pdf | 1 | 1 | 0 | Deemed Ex Ante Team |  | Remove expiry date per Commission Staff direction 2018ScrewInLampSavignsMethods-11Dec2017.pdf |  | Updated to indicate claim/filing status
1208 | R-InCmn-LED-A19(EISA-Bin-100w-90LPW)-dWP17p2 | LED A Lamp replaces pre-existing standard lighting Wattage based on EISA bin and LPW | ExAnte2017 | Disposition | 2020-11-24 16:30 | Res-Iltg-Cmn-dWatt-CFL | NonDEER | Scaled | DeltaWatts | 17.2 | 17.2 | None |  | 0 |  | 0 | Res | Any | Lighting | InCommon | Ltg_Lamp | LED_lamp |  | ILtg-Res-LED-20000hr-Cmn | LED A19 Basecase, 0% LED, 75% CFL, 25% Halogen | LED A19 Basecase, 0% LED, 75% CFL, 25% Halogen | LED Lamp: A19, EISA Bin 100, 90 LPW |  |  |  | Available |  |  |  | 2017ScrewInLampDisposition | ErRobNc |  |  |  | 2017Dispo-Res-InLtg-Cmn | 2017-07-01 | 2018-06-30 | InEA_modVal |  |  |  |  | Standard | Remove expiry date per Commission Staff direction 2018ScrewInLampSavignsMethods-11Dec2017.pdf | 1 | 1 | 0 | Deemed Ex Ante Team |  | Remove expiry date per Commission Staff direction 2018ScrewInLampSavignsMethods-11Dec2017.pdf |  | Updated to indicate claim/filing status
1209 | R-InCmn-LED-A19(EISA-Bin-100w-100LPW)-dWP19p1 | LED A Lamp replaces pre-existing standard lighting Wattage based on EISA bin and LPW | ExAnte2017 | Disposition | 2020-11-24 16:30 | Res-Iltg-Cmn-dWatt-CFL | NonDEER | Scaled | DeltaWatts | 19.1 | 19.1 | None |  | 0 |  | 0 | Res | Any | Lighting | InCommon | Ltg_Lamp | LED_lamp |  | ILtg-Res-LED-20000hr-Cmn | LED A19 Basecase, 0% LED, 75% CFL, 25% Halogen | LED A19 Basecase, 0% LED, 75% CFL, 25% Halogen | LED Lamp: A19, EISA Bin 100, 100 LPW |  |  |  | Available |  |  |  | 2017ScrewInLampDisposition | ErRobNc |  |  |  | 2017Dispo-Res-InLtg-Cmn | 2017-07-01 | 2018-06-30 | InEA_modVal |  |  |  |  | Standard | Remove expiry date per Commission Staff direction 2018ScrewInLampSavignsMethods-11Dec2017.pdf | 1 | 1 | 0 | Deemed Ex Ante Team |  | Remove expiry date per Commission Staff direction 2018ScrewInLampSavignsMethods-11Dec2017.pdf |  | Updated to indicate claim/filing status
1210 | R-InCmn-LED-A19(EISA-Bin-100w-110LPW)-dWP19p9 | LED A Lamp replaces pre-existing standard lighting Wattage based on EISA bin and LPW | ExAnte2017 | Disposition | 2020-11-24 16:30 | Res-Iltg-Cmn-dWatt-CFL | NonDEER | Scaled | DeltaWatts | 19.9 | 19.9 | None |  | 0 |  | 0 | Res | Any | Lighting | InCommon | Ltg_Lamp | LED_lamp |  | ILtg-Res-LED-20000hr-Cmn | LED A19 Basecase, 0% LED, 75% CFL, 25% Halogen | LED A19 Basecase, 0% LED, 75% CFL, 25% Halogen | LED Lamp: A19, EISA Bin 100, 110 LPW |  |  |  | Available |  |  |  | 2017ScrewInLampDisposition | ErRobNc |  |  |  | 2017Dispo-Res-InLtg-Cmn | 2017-07-01 | 2018-06-30 | InEA_modVal |  |  |  |  | Standard | Remove expiry date per Commission Staff direction 2018ScrewInLampSavignsMethods-11Dec2017.pdf | 1 | 1 | 0 | Deemed Ex Ante Team |  | Remove expiry date per Commission Staff direction 2018ScrewInLampSavignsMethods-11Dec2017.pdf |  | Updated to indicate claim/filing status
1211 | C-Out-LED-A19(EISA-Bin-40w-68LPW)-dWP6p8 | LED A Lamp replaces pre-existing standard lighting Wattage based on EISA bin and LPW | ExAnte2017 | Disposition | 2020-11-24 16:30 | Com-Oltg-dWatt | NonDEER | Scaled | DeltaWatts | 6.8 | 6.8 | None |  | 0 |  | 0 | Com | Any | Lighting | OutGen | Ltg_Lamp | LED_lamp |  | OLtg-Com-LED-20000hr | LED A19 Basecase, 20% LED, 55% CFL, 25% Halogen | LED A19 Basecase, 20% LED, 55% CFL, 25% Halogen | LED Lamp: A19, EISA Bin 40, 68 LPW |  |  |  | Available |  |  |  | 2017ScrewInLampDisposition | ErRobNc |  |  |  | 2017Dispo-Com-OutLtg | 2017-07-01 | 2018-06-30 | InEA_modVal |  |  |  |  | Standard | Remove expiry date per Commission Staff direction 2018ScrewInLampSavignsMethods-11Dec2017.pdf | 1 | 1 | 0 | Deemed Ex Ante Team |  | Remove expiry date per Commission Staff direction 2018ScrewInLampSavignsMethods-11Dec2017.pdf |  | Updated to indicate claim/filing status
1212 | C-Out-LED-A19(EISA-Bin-40w-80LPW)-dWP7p6 | LED A Lamp replaces pre-existing standard lighting Wattage based on EISA bin and LPW | ExAnte2017 | Disposition | 2020-11-24 16:30 | Com-Oltg-dWatt | NonDEER | Scaled | DeltaWatts | 7.6 | 7.6 | None |  | 0 |  | 0 | Com | Any | Lighting | OutGen | Ltg_Lamp | LED_lamp |  | OLtg-Com-LED-20000hr | LED A19 Basecase, 20% LED, 55% CFL, 25% Halogen | LED A19 Basecase, 20% LED, 55% CFL, 25% Halogen | LED Lamp: A19, EISA Bin 40, 80 LPW |  |  |  | Available |  |  |  | 2017ScrewInLampDisposition | ErRobNc |  |  |  | 2017Dispo-Com-OutLtg | 2017-07-01 | 2018-06-30 | InEA_modVal |  |  |  |  | Standard | Remove expiry date per Commission Staff direction 2018ScrewInLampSavignsMethods-11Dec2017.pdf | 1 | 1 | 0 | Deemed Ex Ante Team |  | Remove expiry date per Commission Staff direction 2018ScrewInLampSavignsMethods-11Dec2017.pdf |  | Updated to indicate claim/filing status
1213 | C-Out-LED-A19(EISA-Bin-40w-90LPW)-dWP8p7 | LED A Lamp replaces pre-existing standard lighting Wattage based on EISA bin and LPW | ExAnte2017 | Disposition | 2020-11-24 16:30 | Com-Oltg-dWatt | NonDEER | Scaled | DeltaWatts | 8.7 | 8.7 | None |  | 0 |  | 0 | Com | Any | Lighting | OutGen | Ltg_Lamp | LED_lamp |  | OLtg-Com-LED-20000hr | LED A19 Basecase, 0% LED, 75% CFL, 25% Halogen | LED A19 Basecase, 0% LED, 75% CFL, 25% Halogen | LED Lamp: A19, EISA Bin 40, 90 LPW |  |  |  | Available |  |  |  | 2017ScrewInLampDisposition | ErRobNc |  |  |  | 2017Dispo-Com-OutLtg | 2017-07-01 | 2018-06-30 | InEA_modVal |  |  |  |  | Standard | Remove expiry date per Commission Staff direction 2018ScrewInLampSavignsMethods-11Dec2017.pdf | 1 | 1 | 0 | Deemed Ex Ante Team |  | Remove expiry date per Commission Staff direction 2018ScrewInLampSavignsMethods-11Dec2017.pdf |  | Updated to indicate claim/filing status
1214 | C-Out-LED-A19(EISA-Bin-40w-100LPW)-dWP8p8 | LED A Lamp replaces pre-existing standard lighting Wattage based on EISA bin and LPW | ExAnte2017 | Disposition | 2020-11-24 16:30 | Com-Oltg-dWatt | NonDEER | Scaled | DeltaWatts | 8.8 | 8.8 | None |  | 0 |  | 0 | Com | Any | Lighting | OutGen | Ltg_Lamp | LED_lamp |  | OLtg-Com-LED-20000hr | LED A19 Basecase, 0% LED, 75% CFL, 25% Halogen | LED A19 Basecase, 0% LED, 75% CFL, 25% Halogen | LED Lamp: A19, EISA Bin 40, 100 LPW |  |  |  | Available |  |  |  | 2017ScrewInLampDisposition | ErRobNc |  |  |  | 2017Dispo-Com-OutLtg | 2017-07-01 | 2018-06-30 | InEA_modVal |  |  |  |  | Standard | Remove expiry date per Commission Staff direction 2018ScrewInLampSavignsMethods-11Dec2017.pdf | 1 | 1 | 0 | Deemed Ex Ante Team |  | Remove expiry date per Commission Staff direction 2018ScrewInLampSavignsMethods-11Dec2017.pdf |  | Updated to indicate claim/filing status
1215 | C-Out-LED-A19(EISA-Bin-60w-110LPW)-dWP11p0 | LED A Lamp replaces pre-existing standard lighting Wattage based on EISA bin and LPW | ExAnte2017 | Disposition | 2020-11-24 16:30 | Com-Oltg-dWatt | NonDEER | Scaled | DeltaWatts | 11 | 11 | None |  | 0 |  | 0 | Com | Any | Lighting | OutGen | Ltg_Lamp | LED_lamp |  | OLtg-Com-LED-20000hr | LED A19 Basecase, 0% LED, 75% CFL, 25% Halogen | LED A19 Basecase, 0% LED, 75% CFL, 25% Halogen | LED Lamp: A19, EISA Bin 60, 70 LPW |  |  |  | Available |  |  |  | 2017ScrewInLampDisposition | ErRobNc |  |  |  | 2017Dispo-Com-OutLtg | 2017-07-01 | 2018-06-30 | InEA_modVal |  |  |  |  | Standard | Remove expiry date per Commission Staff direction 2018ScrewInLampSavignsMethods-11Dec2017.pdf | 1 | 1 | 0 | Deemed Ex Ante Team |  | Remove expiry date per Commission Staff direction 2018ScrewInLampSavignsMethods-11Dec2017.pdf |  | Updated to indicate claim/filing status
1216 | C-Out-LED-A19(EISA-Bin-60w-80LPW)-dWP7p8 | LED A Lamp replaces pre-existing standard lighting Wattage based on EISA bin and LPW | ExAnte2017 | Disposition | 2020-11-24 16:30 | Com-Oltg-dWatt | NonDEER | Scaled | DeltaWatts | 7.8 | 7.8 | None |  | 0 |  | 0 | Com | Any | Lighting | OutGen | Ltg_Lamp | LED_lamp |  | OLtg-Com-LED-20000hr | LED A19 Basecase, 20% LED, 55% CFL, 25% Halogen | LED A19 Basecase, 20% LED, 55% CFL, 25% Halogen | LED Lamp: A19, EISA Bin 60, 80 LPW |  |  |  | Available |  |  |  | 2017ScrewInLampDisposition | ErRobNc |  |  |  | 2017Dispo-Com-OutLtg | 2017-07-01 | 2018-06-30 | InEA_modVal |  |  |  |  | Standard | Remove expiry date per Commission Staff direction 2018ScrewInLampSavignsMethods-11Dec2017.pdf | 1 | 1 | 0 | Deemed Ex Ante Team |  | Remove expiry date per Commission Staff direction 2018ScrewInLampSavignsMethods-11Dec2017.pdf |  | Updated to indicate claim/filing status
1217 | C-Out-LED-A19(EISA-Bin-60w-90LPW)-dWP9p2 | LED A Lamp replaces pre-existing standard lighting Wattage based on EISA bin and LPW | ExAnte2017 | Disposition | 2020-11-24 16:30 | Com-Oltg-dWatt | NonDEER | Scaled | DeltaWatts | 9.2 | 9.2 | None |  | 0 |  | 0 | Com | Any | Lighting | OutGen | Ltg_Lamp | LED_lamp |  | OLtg-Com-LED-20000hr | LED A19 Basecase, 0% LED, 75% CFL, 25% Halogen | LED A19 Basecase, 0% LED, 75% CFL, 25% Halogen | LED Lamp: A19, EISA Bin 60, 90 LPW |  |  |  | Available |  |  |  | 2017ScrewInLampDisposition | ErRobNc |  |  |  | 2017Dispo-Com-OutLtg | 2017-07-01 | 2018-06-30 | InEA_modVal |  |  |  |  | Standard | Remove expiry date per Commission Staff direction 2018ScrewInLampSavignsMethods-11Dec2017.pdf | 1 | 1 | 0 | Deemed Ex Ante Team |  | Remove expiry date per Commission Staff direction 2018ScrewInLampSavignsMethods-11Dec2017.pdf |  | Updated to indicate claim/filing status
1218 | C-Out-LED-A19(EISA-Bin-60w-100LPW)-dWP10p9 | LED A Lamp replaces pre-existing standard lighting Wattage based on EISA bin and LPW | ExAnte2017 | Disposition | 2020-11-24 16:30 | Com-Oltg-dWatt | NonDEER | Scaled | DeltaWatts | 10.9 | 10.9 | None |  | 0 |  | 0 | Com | Any | Lighting | OutGen | Ltg_Lamp | LED_lamp |  | OLtg-Com-LED-20000hr | LED A19 Basecase, 0% LED, 75% CFL, 25% Halogen | LED A19 Basecase, 0% LED, 75% CFL, 25% Halogen | LED Lamp: A19, EISA Bin 60, 100 LPW |  |  |  | Available |  |  |  | 2017ScrewInLampDisposition | ErRobNc |  |  |  | 2017Dispo-Com-OutLtg | 2017-07-01 | 2018-06-30 | InEA_modVal |  |  |  |  | Standard | Remove expiry date per Commission Staff direction 2018ScrewInLampSavignsMethods-11Dec2017.pdf | 1 | 1 | 0 | Deemed Ex Ante Team |  | Remove expiry date per Commission Staff direction 2018ScrewInLampSavignsMethods-11Dec2017.pdf |  | Updated to indicate claim/filing status
1219 | C-Out-LED-A19(EISA-Bin-75w-120LPW)-dWP17p6 | LED A Lamp replaces pre-existing standard lighting Wattage based on EISA bin and LPW | ExAnte2017 | Disposition | 2020-11-24 16:30 | Com-Oltg-dWatt | NonDEER | Scaled | DeltaWatts | 17.6 | 17.6 | None |  | 0 |  | 0 | Com | Any | Lighting | OutGen | Ltg_Lamp | LED_lamp |  | OLtg-Com-LED-20000hr | LED A19 Basecase, 0% LED, 75% CFL, 25% Halogen | LED A19 Basecase, 0% LED, 75% CFL, 25% Halogen | LED Lamp: A19, EISA Bin 75, 80 LPW |  |  |  | Available |  |  |  | 2017ScrewInLampDisposition | ErRobNc |  |  |  | 2017Dispo-Com-OutLtg | 2017-07-01 | 2018-06-30 | InEA_modVal |  |  |  |  | Standard | Remove expiry date per Commission Staff direction 2018ScrewInLampSavignsMethods-11Dec2017.pdf | 1 | 1 | 0 | Deemed Ex Ante Team |  | Remove expiry date per Commission Staff direction 2018ScrewInLampSavignsMethods-11Dec2017.pdf |  | Updated to indicate claim/filing status
1220 | C-Out-LED-A19(EISA-Bin-75w-90LPW)-dWP12p6 | LED A Lamp replaces pre-existing standard lighting Wattage based on EISA bin and LPW | ExAnte2017 | Disposition | 2020-11-24 16:30 | Com-Oltg-dWatt | NonDEER | Scaled | DeltaWatts | 12.6 | 12.6 | None |  | 0 |  | 0 | Com | Any | Lighting | OutGen | Ltg_Lamp | LED_lamp |  | OLtg-Com-LED-20000hr | LED A19 Basecase, 0% LED, 75% CFL, 25% Halogen | LED A19 Basecase, 0% LED, 75% CFL, 25% Halogen | LED Lamp: A19, EISA Bin 75, 90 LPW |  |  |  | Available |  |  |  | 2017ScrewInLampDisposition | ErRobNc |  |  |  | 2017Dispo-Com-OutLtg | 2017-07-01 | 2018-06-30 | InEA_modVal |  |  |  |  | Standard | Remove expiry date per Commission Staff direction 2018ScrewInLampSavignsMethods-11Dec2017.pdf | 1 | 1 | 0 | Deemed Ex Ante Team |  | Remove expiry date per Commission Staff direction 2018ScrewInLampSavignsMethods-11Dec2017.pdf |  | Updated to indicate claim/filing status
1221 | C-Out-LED-A19(EISA-Bin-75w-100LPW)-dWP13p5 | LED A Lamp replaces pre-existing standard lighting Wattage based on EISA bin and LPW | ExAnte2017 | Disposition | 2020-11-24 16:30 | Com-Oltg-dWatt | NonDEER | Scaled | DeltaWatts | 13.5 | 13.5 | None |  | 0 |  | 0 | Com | Any | Lighting | OutGen | Ltg_Lamp | LED_lamp |  | OLtg-Com-LED-20000hr | LED A19 Basecase, 0% LED, 75% CFL, 25% Halogen | LED A19 Basecase, 0% LED, 75% CFL, 25% Halogen | LED Lamp: A19, EISA Bin 75, 100 LPW |  |  |  | Available |  |  |  | 2017ScrewInLampDisposition | ErRobNc |  |  |  | 2017Dispo-Com-OutLtg | 2017-07-01 | 2018-06-30 | InEA_modVal |  |  |  |  | Standard | Remove expiry date per Commission Staff direction 2018ScrewInLampSavignsMethods-11Dec2017.pdf | 1 | 1 | 0 | Deemed Ex Ante Team |  | Remove expiry date per Commission Staff direction 2018ScrewInLampSavignsMethods-11Dec2017.pdf |  | Updated to indicate claim/filing status
1222 | C-Out-LED-A19(EISA-Bin-75w-110LPW)-dWP15p4 | LED A Lamp replaces pre-existing standard lighting Wattage based on EISA bin and LPW | ExAnte2017 | Disposition | 2020-11-24 16:30 | Com-Oltg-dWatt | NonDEER | Scaled | DeltaWatts | 15.4 | 15.4 | None |  | 0 |  | 0 | Com | Any | Lighting | OutGen | Ltg_Lamp | LED_lamp |  | OLtg-Com-LED-20000hr | LED A19 Basecase, 0% LED, 75% CFL, 25% Halogen | LED A19 Basecase, 0% LED, 75% CFL, 25% Halogen | LED Lamp: A19, EISA Bin 75, 110 LPW |  |  |  | Available |  |  |  | 2017ScrewInLampDisposition | ErRobNc |  |  |  | 2017Dispo-Com-OutLtg | 2017-07-01 | 2018-06-30 | InEA_modVal |  |  |  |  | Standard | Remove expiry date per Commission Staff direction 2018ScrewInLampSavignsMethods-11Dec2017.pdf | 1 | 1 | 0 | Deemed Ex Ante Team |  | Remove expiry date per Commission Staff direction 2018ScrewInLampSavignsMethods-11Dec2017.pdf |  | Updated to indicate claim/filing status
1223 | C-Out-LED-A19(EISA-Bin-100w-90LPW)-dWP17p2 | LED A Lamp replaces pre-existing standard lighting Wattage based on EISA bin and LPW | ExAnte2017 | Disposition | 2020-11-24 16:30 | Com-Oltg-dWatt | NonDEER | Scaled | DeltaWatts | 17.2 | 17.2 | None |  | 0 |  | 0 | Com | Any | Lighting | OutGen | Ltg_Lamp | LED_lamp |  | OLtg-Com-LED-20000hr | LED A19 Basecase, 0% LED, 75% CFL, 25% Halogen | LED A19 Basecase, 0% LED, 75% CFL, 25% Halogen | LED Lamp: A19, EISA Bin 100, 90 LPW |  |  |  | Available |  |  |  | 2017ScrewInLampDisposition | ErRobNc |  |  |  | 2017Dispo-Com-OutLtg | 2017-07-01 | 2018-06-30 | InEA_modVal |  |  |  |  | Standard | Remove expiry date per Commission Staff direction 2018ScrewInLampSavignsMethods-11Dec2017.pdf | 1 | 1 | 0 | Deemed Ex Ante Team |  | Remove expiry date per Commission Staff direction 2018ScrewInLampSavignsMethods-11Dec2017.pdf |  | Updated to indicate claim/filing status
1224 | C-Out-LED-A19(EISA-Bin-100w-100LPW)-dWP19p1 | LED A Lamp replaces pre-existing standard lighting Wattage based on EISA bin and LPW | ExAnte2017 | Disposition | 2020-11-24 16:30 | Com-Oltg-dWatt | NonDEER | Scaled | DeltaWatts | 19.1 | 19.1 | None |  | 0 |  | 0 | Com | Any | Lighting | OutGen | Ltg_Lamp | LED_lamp |  | OLtg-Com-LED-20000hr | LED A19 Basecase, 0% LED, 75% CFL, 25% Halogen | LED A19 Basecase, 0% LED, 75% CFL, 25% Halogen | LED Lamp: A19, EISA Bin 100, 100 LPW |  |  |  | Available |  |  |  | 2017ScrewInLampDisposition | ErRobNc |  |  |  | 2017Dispo-Com-OutLtg | 2017-07-01 | 2018-06-30 | InEA_modVal |  |  |  |  | Standard | Remove expiry date per Commission Staff direction 2018ScrewInLampSavignsMethods-11Dec2017.pdf | 1 | 1 | 0 | Deemed Ex Ante Team |  | Remove expiry date per Commission Staff direction 2018ScrewInLampSavignsMethods-11Dec2017.pdf |  | Updated to indicate claim/filing status
1225 | C-Out-LED-A19(EISA-Bin-100w-110LPW)-dWP19p9 | LED A Lamp replaces pre-existing standard lighting Wattage based on EISA bin and LPW | ExAnte2017 | Disposition | 2020-11-24 16:30 | Com-Oltg-dWatt | NonDEER | Scaled | DeltaWatts | 19.9 | 19.9 | None |  | 0 |  | 0 | Com | Any | Lighting | OutGen | Ltg_Lamp | LED_lamp |  | OLtg-Com-LED-20000hr | LED A19 Basecase, 0% LED, 75% CFL, 25% Halogen | LED A19 Basecase, 0% LED, 75% CFL, 25% Halogen | LED Lamp: A19, EISA Bin 100, 110 LPW |  |  |  | Available |  |  |  | 2017ScrewInLampDisposition | ErRobNc |  |  |  | 2017Dispo-Com-OutLtg | 2017-07-01 | 2018-06-30 | InEA_modVal |  |  |  |  | Standard | Remove expiry date per Commission Staff direction 2018ScrewInLampSavignsMethods-11Dec2017.pdf | 1 | 1 | 0 | Deemed Ex Ante Team |  | Remove expiry date per Commission Staff direction 2018ScrewInLampSavignsMethods-11Dec2017.pdf |  | Updated to indicate claim/filing status
1226 | R-Out-LED-A19(EISA-Bin-40w-68LPW)-dWP6p8 | LED A Lamp replaces pre-existing standard lighting Wattage based on EISA bin and LPW | ExAnte2017 | Disposition | 2020-11-24 16:30 | Res-Oltg-dWatt | NonDEER | Scaled | DeltaWatts | 6.8 | 6.8 | None |  | 0 |  | 0 | Res | Any | Lighting | OutGen | Ltg_Lamp | LED_lamp |  | OLtg-Res-LED-20000hr | LED A19 Basecase, 20% LED, 55% CFL, 25% Halogen | LED A19 Basecase, 20% LED, 55% CFL, 25% Halogen | LED Lamp: A19, EISA Bin 40, 68 LPW |  |  |  | Available |  |  |  | 2017ScrewInLampDisposition | ErRobNc |  |  |  | 2017Dispo-Res-OutLtg | 2017-07-01 | 2018-06-30 | InEA_modVal |  |  |  |  | Standard | Remove expiry date per Commission Staff direction 2018ScrewInLampSavignsMethods-11Dec2017.pdf | 1 | 1 | 0 | Deemed Ex Ante Team |  | Remove expiry date per Commission Staff direction 2018ScrewInLampSavignsMethods-11Dec2017.pdf |  | Updated to indicate claim/filing status
1227 | R-Out-LED-A19(EISA-Bin-40w-80LPW)-dWP7p6 | LED A Lamp replaces pre-existing standard lighting Wattage based on EISA bin and LPW | ExAnte2017 | Disposition | 2020-11-24 16:30 | Res-Oltg-dWatt | NonDEER | Scaled | DeltaWatts | 7.6 | 7.6 | None |  | 0 |  | 0 | Res | Any | Lighting | OutGen | Ltg_Lamp | LED_lamp |  | OLtg-Res-LED-20000hr | LED A19 Basecase, 20% LED, 55% CFL, 25% Halogen | LED A19 Basecase, 20% LED, 55% CFL, 25% Halogen | LED Lamp: A19, EISA Bin 40, 80 LPW |  |  |  | Available |  |  |  | 2017ScrewInLampDisposition | ErRobNc |  |  |  | 2017Dispo-Res-OutLtg | 2017-07-01 | 2018-06-30 | InEA_modVal |  |  |  |  | Standard | Remove expiry date per Commission Staff direction 2018ScrewInLampSavignsMethods-11Dec2017.pdf | 1 | 1 | 0 | Deemed Ex Ante Team |  | Remove expiry date per Commission Staff direction 2018ScrewInLampSavignsMethods-11Dec2017.pdf |  | Updated to indicate claim/filing status
1228 | R-Out-LED-A19(EISA-Bin-40w-90LPW)-dWP8p7 | LED A Lamp replaces pre-existing standard lighting Wattage based on EISA bin and LPW | ExAnte2017 | Disposition | 2020-11-24 16:30 | Res-Oltg-dWatt | NonDEER | Scaled | DeltaWatts | 8.7 | 8.7 | None |  | 0 |  | 0 | Res | Any | Lighting | OutGen | Ltg_Lamp | LED_lamp |  | OLtg-Res-LED-20000hr | LED A19 Basecase, 0% LED, 75% CFL, 25% Halogen | LED A19 Basecase, 0% LED, 75% CFL, 25% Halogen | LED Lamp: A19, EISA Bin 40, 90 LPW |  |  |  | Available |  |  |  | 2017ScrewInLampDisposition | ErRobNc |  |  |  | 2017Dispo-Res-OutLtg | 2017-07-01 | 2018-06-30 | InEA_modVal |  |  |  |  | Standard | Remove expiry date per Commission Staff direction 2018ScrewInLampSavignsMethods-11Dec2017.pdf | 1 | 1 | 0 | Deemed Ex Ante Team |  | Remove expiry date per Commission Staff direction 2018ScrewInLampSavignsMethods-11Dec2017.pdf |  | Updated to indicate claim/filing status
1229 | R-Out-LED-A19(EISA-Bin-40w-100LPW)-dWP8p8 | LED A Lamp replaces pre-existing standard lighting Wattage based on EISA bin and LPW | ExAnte2017 | Disposition | 2020-11-24 16:30 | Res-Oltg-dWatt | NonDEER | Scaled | DeltaWatts | 8.8 | 8.8 | None |  | 0 |  | 0 | Res | Any | Lighting | OutGen | Ltg_Lamp | LED_lamp |  | OLtg-Res-LED-20000hr | LED A19 Basecase, 0% LED, 75% CFL, 25% Halogen | LED A19 Basecase, 0% LED, 75% CFL, 25% Halogen | LED Lamp: A19, EISA Bin 40, 100 LPW |  |  |  | Available |  |  |  | 2017ScrewInLampDisposition | ErRobNc |  |  |  | 2017Dispo-Res-OutLtg | 2017-07-01 | 2018-06-30 | InEA_modVal |  |  |  |  | Standard | Remove expiry date per Commission Staff direction 2018ScrewInLampSavignsMethods-11Dec2017.pdf | 1 | 1 | 0 | Deemed Ex Ante Team |  | Remove expiry date per Commission Staff direction 2018ScrewInLampSavignsMethods-11Dec2017.pdf |  | Updated to indicate claim/filing status
1230 | R-Out-LED-A19(EISA-Bin-60w-110LPW)-dWP11p0 | LED A Lamp replaces pre-existing standard lighting Wattage based on EISA bin and LPW | ExAnte2017 | Disposition | 2020-11-24 16:30 | Res-Oltg-dWatt | NonDEER | Scaled | DeltaWatts | 11 | 11 | None |  | 0 |  | 0 | Res | Any | Lighting | OutGen | Ltg_Lamp | LED_lamp |  | OLtg-Res-LED-20000hr | LED A19 Basecase, 0% LED, 75% CFL, 25% Halogen | LED A19 Basecase, 0% LED, 75% CFL, 25% Halogen | LED Lamp: A19, EISA Bin 60, 70 LPW |  |  |  | Available |  |  |  | 2017ScrewInLampDisposition | ErRobNc |  |  |  | 2017Dispo-Res-OutLtg | 2017-07-01 | 2018-06-30 | InEA_modVal |  |  |  |  | Standard | Remove expiry date per Commission Staff direction 2018ScrewInLampSavignsMethods-11Dec2017.pdf | 1 | 1 | 0 | Deemed Ex Ante Team |  | Remove expiry date per Commission Staff direction 2018ScrewInLampSavignsMethods-11Dec2017.pdf |  | Updated to indicate claim/filing status
1231 | R-Out-LED-A19(EISA-Bin-60w-80LPW)-dWP7p8 | LED A Lamp replaces pre-existing standard lighting Wattage based on EISA bin and LPW | ExAnte2017 | Disposition | 2020-11-24 16:30 | Res-Oltg-dWatt | NonDEER | Scaled | DeltaWatts | 7.8 | 7.8 | None |  | 0 |  | 0 | Res | Any | Lighting | OutGen | Ltg_Lamp | LED_lamp |  | OLtg-Res-LED-20000hr | LED A19 Basecase, 20% LED, 55% CFL, 25% Halogen | LED A19 Basecase, 20% LED, 55% CFL, 25% Halogen | LED Lamp: A19, EISA Bin 60, 80 LPW |  |  |  | Available |  |  |  | 2017ScrewInLampDisposition | ErRobNc |  |  |  | 2017Dispo-Res-OutLtg | 2017-07-01 | 2018-06-30 | InEA_modVal |  |  |  |  | Standard | Remove expiry date per Commission Staff direction 2018ScrewInLampSavignsMethods-11Dec2017.pdf | 1 | 1 | 0 | Deemed Ex Ante Team |  | Remove expiry date per Commission Staff direction 2018ScrewInLampSavignsMethods-11Dec2017.pdf |  | Updated to indicate claim/filing status
1232 | R-Out-LED-A19(EISA-Bin-60w-90LPW)-dWP9p2 | LED A Lamp replaces pre-existing standard lighting Wattage based on EISA bin and LPW | ExAnte2017 | Disposition | 2020-11-24 16:30 | Res-Oltg-dWatt | NonDEER | Scaled | DeltaWatts | 9.2 | 9.2 | None |  | 0 |  | 0 | Res | Any | Lighting | OutGen | Ltg_Lamp | LED_lamp |  | OLtg-Res-LED-20000hr | LED A19 Basecase, 0% LED, 75% CFL, 25% Halogen | LED A19 Basecase, 0% LED, 75% CFL, 25% Halogen | LED Lamp: A19, EISA Bin 60, 90 LPW |  |  |  | Available |  |  |  | 2017ScrewInLampDisposition | ErRobNc |  |  |  | 2017Dispo-Res-OutLtg | 2017-07-01 | 2018-06-30 | InEA_modVal |  |  |  |  | Standard | Remove expiry date per Commission Staff direction 2018ScrewInLampSavignsMethods-11Dec2017.pdf | 1 | 1 | 0 | Deemed Ex Ante Team |  | Remove expiry date per Commission Staff direction 2018ScrewInLampSavignsMethods-11Dec2017.pdf |  | Updated to indicate claim/filing status
1233 | R-Out-LED-A19(EISA-Bin-60w-100LPW)-dWP10p9 | LED A Lamp replaces pre-existing standard lighting Wattage based on EISA bin and LPW | ExAnte2017 | Disposition | 2020-11-24 16:30 | Res-Oltg-dWatt | NonDEER | Scaled | DeltaWatts | 10.9 | 10.9 | None |  | 0 |  | 0 | Res | Any | Lighting | OutGen | Ltg_Lamp | LED_lamp |  | OLtg-Res-LED-20000hr | LED A19 Basecase, 0% LED, 75% CFL, 25% Halogen | LED A19 Basecase, 0% LED, 75% CFL, 25% Halogen | LED Lamp: A19, EISA Bin 60, 100 LPW |  |  |  | Available |  |  |  | 2017ScrewInLampDisposition | ErRobNc |  |  |  | 2017Dispo-Res-OutLtg | 2017-07-01 | 2018-06-30 | InEA_modVal |  |  |  |  | Standard | Remove expiry date per Commission Staff direction 2018ScrewInLampSavignsMethods-11Dec2017.pdf | 1 | 1 | 0 | Deemed Ex Ante Team |  | Remove expiry date per Commission Staff direction 2018ScrewInLampSavignsMethods-11Dec2017.pdf |  | Updated to indicate claim/filing status
1234 | R-Out-LED-A19(EISA-Bin-75w-120LPW)-dWP17p6 | LED A Lamp replaces pre-existing standard lighting Wattage based on EISA bin and LPW | ExAnte2017 | Disposition | 2020-11-24 16:30 | Res-Oltg-dWatt | NonDEER | Scaled | DeltaWatts | 17.6 | 17.6 | None |  | 0 |  | 0 | Res | Any | Lighting | OutGen | Ltg_Lamp | LED_lamp |  | OLtg-Res-LED-20000hr | LED A19 Basecase, 0% LED, 75% CFL, 25% Halogen | LED A19 Basecase, 0% LED, 75% CFL, 25% Halogen | LED Lamp: A19, EISA Bin 75, 80 LPW |  |  |  | Available |  |  |  | 2017ScrewInLampDisposition | ErRobNc |  |  |  | 2017Dispo-Res-OutLtg | 2017-07-01 | 2018-06-30 | InEA_modVal |  |  |  |  | Standard | Remove expiry date per Commission Staff direction 2018ScrewInLampSavignsMethods-11Dec2017.pdf | 1 | 1 | 0 | Deemed Ex Ante Team |  | Remove expiry date per Commission Staff direction 2018ScrewInLampSavignsMethods-11Dec2017.pdf |  | Updated to indicate claim/filing status
1235 | R-Out-LED-A19(EISA-Bin-75w-90LPW)-dWP12p6 | LED A Lamp replaces pre-existing standard lighting Wattage based on EISA bin and LPW | ExAnte2017 | Disposition | 2020-11-24 16:30 | Res-Oltg-dWatt | NonDEER | Scaled | DeltaWatts | 12.6 | 12.6 | None |  | 0 |  | 0 | Res | Any | Lighting | OutGen | Ltg_Lamp | LED_lamp |  | OLtg-Res-LED-20000hr | LED A19 Basecase, 0% LED, 75% CFL, 25% Halogen | LED A19 Basecase, 0% LED, 75% CFL, 25% Halogen | LED Lamp: A19, EISA Bin 75, 90 LPW |  |  |  | Available |  |  |  | 2017ScrewInLampDisposition | ErRobNc |  |  |  | 2017Dispo-Res-OutLtg | 2017-07-01 | 2018-06-30 | InEA_modVal |  |  |  |  | Standard | Remove expiry date per Commission Staff direction 2018ScrewInLampSavignsMethods-11Dec2017.pdf | 1 | 1 | 0 | Deemed Ex Ante Team |  | Remove expiry date per Commission Staff direction 2018ScrewInLampSavignsMethods-11Dec2017.pdf |  | Updated to indicate claim/filing status
1236 | R-Out-LED-A19(EISA-Bin-75w-100LPW)-dWP13p5 | LED A Lamp replaces pre-existing standard lighting Wattage based on EISA bin and LPW | ExAnte2017 | Disposition | 2020-11-24 16:30 | Res-Oltg-dWatt | NonDEER | Scaled | DeltaWatts | 13.5 | 13.5 | None |  | 0 |  | 0 | Res | Any | Lighting | OutGen | Ltg_Lamp | LED_lamp |  | OLtg-Res-LED-20000hr | LED A19 Basecase, 0% LED, 75% CFL, 25% Halogen | LED A19 Basecase, 0% LED, 75% CFL, 25% Halogen | LED Lamp: A19, EISA Bin 75, 100 LPW |  |  |  | Available |  |  |  | 2017ScrewInLampDisposition | ErRobNc |  |  |  | 2017Dispo-Res-OutLtg | 2017-07-01 | 2018-06-30 | InEA_modVal |  |  |  |  | Standard | Remove expiry date per Commission Staff direction 2018ScrewInLampSavignsMethods-11Dec2017.pdf | 1 | 1 | 0 | Deemed Ex Ante Team |  | Remove expiry date per Commission Staff direction 2018ScrewInLampSavignsMethods-11Dec2017.pdf |  | Updated to indicate claim/filing status
1237 | R-Out-LED-A19(EISA-Bin-75w-110LPW)-dWP15p4 | LED A Lamp replaces pre-existing standard lighting Wattage based on EISA bin and LPW | ExAnte2017 | Disposition | 2020-11-24 16:30 | Res-Oltg-dWatt | NonDEER | Scaled | DeltaWatts | 15.4 | 15.4 | None |  | 0 |  | 0 | Res | Any | Lighting | OutGen | Ltg_Lamp | LED_lamp |  | OLtg-Res-LED-20000hr | LED A19 Basecase, 0% LED, 75% CFL, 25% Halogen | LED A19 Basecase, 0% LED, 75% CFL, 25% Halogen | LED Lamp: A19, EISA Bin 75, 110 LPW |  |  |  | Available |  |  |  | 2017ScrewInLampDisposition | ErRobNc |  |  |  | 2017Dispo-Res-OutLtg | 2017-07-01 | 2018-06-30 | InEA_modVal |  |  |  |  | Standard | Remove expiry date per Commission Staff direction 2018ScrewInLampSavignsMethods-11Dec2017.pdf | 1 | 1 | 0 | Deemed Ex Ante Team |  | Remove expiry date per Commission Staff direction 2018ScrewInLampSavignsMethods-11Dec2017.pdf |  | Updated to indicate claim/filing status
1238 | R-Out-LED-A19(EISA-Bin-100w-90LPW)-dWP17p2 | LED A Lamp replaces pre-existing standard lighting Wattage based on EISA bin and LPW | ExAnte2017 | Disposition | 2020-11-24 16:30 | Res-Oltg-dWatt | NonDEER | Scaled | DeltaWatts | 17.2 | 17.2 | None |  | 0 |  | 0 | Res | Any | Lighting | OutGen | Ltg_Lamp | LED_lamp |  | OLtg-Res-LED-20000hr | LED A19 Basecase, 0% LED, 75% CFL, 25% Halogen | LED A19 Basecase, 0% LED, 75% CFL, 25% Halogen | LED Lamp: A19, EISA Bin 100, 90 LPW |  |  |  | Available |  |  |  | 2017ScrewInLampDisposition | ErRobNc |  |  |  | 2017Dispo-Res-OutLtg | 2017-07-01 | 2018-06-30 | InEA_modVal |  |  |  |  | Standard | Remove expiry date per Commission Staff direction 2018ScrewInLampSavignsMethods-11Dec2017.pdf | 1 | 1 | 0 | Deemed Ex Ante Team |  | Remove expiry date per Commission Staff direction 2018ScrewInLampSavignsMethods-11Dec2017.pdf |  | Updated to indicate claim/filing status
1239 | R-Out-LED-A19(EISA-Bin-100w-100LPW)-dWP19p1 | LED A Lamp replaces pre-existing standard lighting Wattage based on EISA bin and LPW | ExAnte2017 | Disposition | 2020-11-24 16:30 | Res-Oltg-dWatt | NonDEER | Scaled | DeltaWatts | 19.1 | 19.1 | None |  | 0 |  | 0 | Res | Any | Lighting | OutGen | Ltg_Lamp | LED_lamp |  | OLtg-Res-LED-20000hr | LED A19 Basecase, 0% LED, 75% CFL, 25% Halogen | LED A19 Basecase, 0% LED, 75% CFL, 25% Halogen | LED Lamp: A19, EISA Bin 100, 100 LPW |  |  |  | Available |  |  |  | 2017ScrewInLampDisposition | ErRobNc |  |  |  | 2017Dispo-Res-OutLtg | 2017-07-01 | 2018-06-30 | InEA_modVal |  |  |  |  | Standard | Remove expiry date per Commission Staff direction 2018ScrewInLampSavignsMethods-11Dec2017.pdf | 1 | 1 | 0 | Deemed Ex Ante Team |  | Remove expiry date per Commission Staff direction 2018ScrewInLampSavignsMethods-11Dec2017.pdf |  | Updated to indicate claim/filing status
1240 | R-Out-LED-A19(EISA-Bin-100w-110LPW)-dWP19p9 | LED A Lamp replaces pre-existing standard lighting Wattage based on EISA bin and LPW | ExAnte2017 | Disposition | 2020-11-24 16:30 | Res-Oltg-dWatt | NonDEER | Scaled | DeltaWatts | 19.9 | 19.9 | None |  | 0 |  | 0 | Res | Any | Lighting | OutGen | Ltg_Lamp | LED_lamp |  | OLtg-Res-LED-20000hr | LED A19 Basecase, 0% LED, 75% CFL, 25% Halogen | LED A19 Basecase, 0% LED, 75% CFL, 25% Halogen | LED Lamp: A19, EISA Bin 100, 110 LPW |  |  |  | Available |  |  |  | 2017ScrewInLampDisposition | ErRobNc |  |  |  | 2017Dispo-Res-OutLtg | 2017-07-01 | 2018-06-30 | InEA_modVal |  |  |  |  | Standard | Remove expiry date per Commission Staff direction 2018ScrewInLampSavignsMethods-11Dec2017.pdf | 1 | 1 | 0 | Deemed Ex Ante Team |  | Remove expiry date per Commission Staff direction 2018ScrewInLampSavignsMethods-11Dec2017.pdf |  | Updated to indicate claim/filing status
1241 | R-OutCmn-LED-A19(EISA-Bin-40w-68LPW)-dWP6p8 | LED A Lamp replaces pre-existing standard lighting Wattage based on EISA bin and LPW | ExAnte2017 | Disposition | 2020-11-24 16:30 | Res-Oltg-Cmn-dWatt-CFL | NonDEER | Scaled | DeltaWatts | 6.8 | 6.8 | None |  | 0 |  | 0 | Res | Any | Lighting | OutCommon | Ltg_Lamp | LED_lamp |  | OLtg-Res-LED-20000hr-Cmn | LED A19 Basecase, 20% LED, 55% CFL, 25% Halogen | LED A19 Basecase, 20% LED, 55% CFL, 25% Halogen | LED Lamp: A19, EISA Bin 40, 68 LPW |  |  |  | Available |  |  |  | 2017ScrewInLampDisposition | ErRobNc |  |  |  | 2017Dispo-Res-OutLtg-Cmn | 2017-07-01 | 2018-06-30 | InEA_modVal |  |  |  |  | Standard | Remove expiry date per Commission Staff direction 2018ScrewInLampSavignsMethods-11Dec2017.pdf | 1 | 1 | 0 | Deemed Ex Ante Team |  | Remove expiry date per Commission Staff direction 2018ScrewInLampSavignsMethods-11Dec2017.pdf |  | Updated to indicate claim/filing status
1242 | R-OutCmn-LED-A19(EISA-Bin-40w-80LPW)-dWP7p6 | LED A Lamp replaces pre-existing standard lighting Wattage based on EISA bin and LPW | ExAnte2017 | Disposition | 2020-11-24 16:30 | Res-Oltg-Cmn-dWatt-CFL | NonDEER | Scaled | DeltaWatts | 7.6 | 7.6 | None |  | 0 |  | 0 | Res | Any | Lighting | OutCommon | Ltg_Lamp | LED_lamp |  | OLtg-Res-LED-20000hr-Cmn | LED A19 Basecase, 20% LED, 55% CFL, 25% Halogen | LED A19 Basecase, 20% LED, 55% CFL, 25% Halogen | LED Lamp: A19, EISA Bin 40, 80 LPW |  |  |  | Available |  |  |  | 2017ScrewInLampDisposition | ErRobNc |  |  |  | 2017Dispo-Res-OutLtg-Cmn | 2017-07-01 | 2018-06-30 | InEA_modVal |  |  |  |  | Standard | Remove expiry date per Commission Staff direction 2018ScrewInLampSavignsMethods-11Dec2017.pdf | 1 | 1 | 0 | Deemed Ex Ante Team |  | Remove expiry date per Commission Staff direction 2018ScrewInLampSavignsMethods-11Dec2017.pdf |  | Updated to indicate claim/filing status
1243 | R-OutCmn-LED-A19(EISA-Bin-40w-90LPW)-dWP8p7 | LED A Lamp replaces pre-existing standard lighting Wattage based on EISA bin and LPW | ExAnte2017 | Disposition | 2020-11-24 16:30 | Res-Oltg-Cmn-dWatt-CFL | NonDEER | Scaled | DeltaWatts | 8.7 | 8.7 | None |  | 0 |  | 0 | Res | Any | Lighting | OutCommon | Ltg_Lamp | LED_lamp |  | OLtg-Res-LED-20000hr-Cmn | LED A19 Basecase, 0% LED, 75% CFL, 25% Halogen | LED A19 Basecase, 0% LED, 75% CFL, 25% Halogen | LED Lamp: A19, EISA Bin 40, 90 LPW |  |  |  | Available |  |  |  | 2017ScrewInLampDisposition | ErRobNc |  |  |  | 2017Dispo-Res-OutLtg-Cmn | 2017-07-01 | 2018-06-30 | InEA_modVal |  |  |  |  | Standard | Remove expiry date per Commission Staff direction 2018ScrewInLampSavignsMethods-11Dec2017.pdf | 1 | 1 | 0 | Deemed Ex Ante Team |  | Remove expiry date per Commission Staff direction 2018ScrewInLampSavignsMethods-11Dec2017.pdf |  | Updated to indicate claim/filing status
1244 | R-OutCmn-LED-A19(EISA-Bin-40w-100LPW)-dWP8p8 | LED A Lamp replaces pre-existing standard lighting Wattage based on EISA bin and LPW | ExAnte2017 | Disposition | 2020-11-24 16:30 | Res-Oltg-Cmn-dWatt-CFL | NonDEER | Scaled | DeltaWatts | 8.8 | 8.8 | None |  | 0 |  | 0 | Res | Any | Lighting | OutCommon | Ltg_Lamp | LED_lamp |  | OLtg-Res-LED-20000hr-Cmn | LED A19 Basecase, 0% LED, 75% CFL, 25% Halogen | LED A19 Basecase, 0% LED, 75% CFL, 25% Halogen | LED Lamp: A19, EISA Bin 40, 100 LPW |  |  |  | Available |  |  |  | 2017ScrewInLampDisposition | ErRobNc |  |  |  | 2017Dispo-Res-OutLtg-Cmn | 2017-07-01 | 2018-06-30 | InEA_modVal |  |  |  |  | Standard | Remove expiry date per Commission Staff direction 2018ScrewInLampSavignsMethods-11Dec2017.pdf | 1 | 1 | 0 | Deemed Ex Ante Team |  | Remove expiry date per Commission Staff direction 2018ScrewInLampSavignsMethods-11Dec2017.pdf |  | Updated to indicate claim/filing status
1245 | R-OutCmn-LED-A19(EISA-Bin-60w-110LPW)-dWP11p0 | LED A Lamp replaces pre-existing standard lighting Wattage based on EISA bin and LPW | ExAnte2017 | Disposition | 2020-11-24 16:30 | Res-Oltg-Cmn-dWatt-CFL | NonDEER | Scaled | DeltaWatts | 11 | 11 | None |  | 0 |  | 0 | Res | Any | Lighting | OutCommon | Ltg_Lamp | LED_lamp |  | OLtg-Res-LED-20000hr-Cmn | LED A19 Basecase, 0% LED, 75% CFL, 25% Halogen | LED A19 Basecase, 0% LED, 75% CFL, 25% Halogen | LED Lamp: A19, EISA Bin 60, 70 LPW |  |  |  | Available |  |  |  | 2017ScrewInLampDisposition | ErRobNc |  |  |  | 2017Dispo-Res-OutLtg-Cmn | 2017-07-01 | 2018-06-30 | InEA_modVal |  |  |  |  | Standard | Remove expiry date per Commission Staff direction 2018ScrewInLampSavignsMethods-11Dec2017.pdf | 1 | 1 | 0 | Deemed Ex Ante Team |  | Remove expiry date per Commission Staff direction 2018ScrewInLampSavignsMethods-11Dec2017.pdf |  | Updated to indicate claim/filing status
1246 | R-OutCmn-LED-A19(EISA-Bin-60w-80LPW)-dWP7p8 | LED A Lamp replaces pre-existing standard lighting Wattage based on EISA bin and LPW | ExAnte2017 | Disposition | 2020-11-24 16:30 | Res-Oltg-Cmn-dWatt-CFL | NonDEER | Scaled | DeltaWatts | 7.8 | 7.8 | None |  | 0 |  | 0 | Res | Any | Lighting | OutCommon | Ltg_Lamp | LED_lamp |  | OLtg-Res-LED-20000hr-Cmn | LED A19 Basecase, 20% LED, 55% CFL, 25% Halogen | LED A19 Basecase, 20% LED, 55% CFL, 25% Halogen | LED Lamp: A19, EISA Bin 60, 80 LPW |  |  |  | Available |  |  |  | 2017ScrewInLampDisposition | ErRobNc |  |  |  | 2017Dispo-Res-OutLtg-Cmn | 2017-07-01 | 2018-06-30 | InEA_modVal |  |  |  |  | Standard | Remove expiry date per Commission Staff direction 2018ScrewInLampSavignsMethods-11Dec2017.pdf | 1 | 1 | 0 | Deemed Ex Ante Team |  | Remove expiry date per Commission Staff direction 2018ScrewInLampSavignsMethods-11Dec2017.pdf |  | Updated to indicate claim/filing status
1247 | R-OutCmn-LED-A19(EISA-Bin-60w-90LPW)-dWP9p2 | LED A Lamp replaces pre-existing standard lighting Wattage based on EISA bin and LPW | ExAnte2017 | Disposition | 2020-11-24 16:30 | Res-Oltg-Cmn-dWatt-CFL | NonDEER | Scaled | DeltaWatts | 9.2 | 9.2 | None |  | 0 |  | 0 | Res | Any | Lighting | OutCommon | Ltg_Lamp | LED_lamp |  | OLtg-Res-LED-20000hr-Cmn | LED A19 Basecase, 0% LED, 75% CFL, 25% Halogen | LED A19 Basecase, 0% LED, 75% CFL, 25% Halogen | LED Lamp: A19, EISA Bin 60, 90 LPW |  |  |  | Available |  |  |  | 2017ScrewInLampDisposition | ErRobNc |  |  |  | 2017Dispo-Res-OutLtg-Cmn | 2017-07-01 | 2018-06-30 | InEA_modVal |  |  |  |  | Standard | Remove expiry date per Commission Staff direction 2018ScrewInLampSavignsMethods-11Dec2017.pdf | 1 | 1 | 0 | Deemed Ex Ante Team |  | Remove expiry date per Commission Staff direction 2018ScrewInLampSavignsMethods-11Dec2017.pdf |  | Updated to indicate claim/filing status
1248 | R-OutCmn-LED-A19(EISA-Bin-60w-100LPW)-dWP10p9 | LED A Lamp replaces pre-existing standard lighting Wattage based on EISA bin and LPW | ExAnte2017 | Disposition | 2020-11-24 16:30 | Res-Oltg-Cmn-dWatt-CFL | NonDEER | Scaled | DeltaWatts | 10.9 | 10.9 | None |  | 0 |  | 0 | Res | Any | Lighting | OutCommon | Ltg_Lamp | LED_lamp |  | OLtg-Res-LED-20000hr-Cmn | LED A19 Basecase, 0% LED, 75% CFL, 25% Halogen | LED A19 Basecase, 0% LED, 75% CFL, 25% Halogen | LED Lamp: A19, EISA Bin 60, 100 LPW |  |  |  | Available |  |  |  | 2017ScrewInLampDisposition | ErRobNc |  |  |  | 2017Dispo-Res-OutLtg-Cmn | 2017-07-01 | 2018-06-30 | InEA_modVal |  |  |  |  | Standard | Remove expiry date per Commission Staff direction 2018ScrewInLampSavignsMethods-11Dec2017.pdf | 1 | 1 | 0 | Deemed Ex Ante Team |  | Remove expiry date per Commission Staff direction 2018ScrewInLampSavignsMethods-11Dec2017.pdf |  | Updated to indicate claim/filing status
1249 | R-OutCmn-LED-A19(EISA-Bin-75w-120LPW)-dWP17p6 | LED A Lamp replaces pre-existing standard lighting Wattage based on EISA bin and LPW | ExAnte2017 | Disposition | 2020-11-24 16:30 | Res-Oltg-Cmn-dWatt-CFL | NonDEER | Scaled | DeltaWatts | 17.6 | 17.6 | None |  | 0 |  | 0 | Res | Any | Lighting | OutCommon | Ltg_Lamp | LED_lamp |  | OLtg-Res-LED-20000hr-Cmn | LED A19 Basecase, 0% LED, 75% CFL, 25% Halogen | LED A19 Basecase, 0% LED, 75% CFL, 25% Halogen | LED Lamp: A19, EISA Bin 75, 80 LPW |  |  |  | Available |  |  |  | 2017ScrewInLampDisposition | ErRobNc |  |  |  | 2017Dispo-Res-OutLtg-Cmn | 2017-07-01 | 2018-06-30 | InEA_modVal |  |  |  |  | Standard | Remove expiry date per Commission Staff direction 2018ScrewInLampSavignsMethods-11Dec2017.pdf | 1 | 1 | 0 | Deemed Ex Ante Team |  | Remove expiry date per Commission Staff direction 2018ScrewInLampSavignsMethods-11Dec2017.pdf |  | Updated to indicate claim/filing status
1250 | R-OutCmn-LED-A19(EISA-Bin-75w-90LPW)-dWP12p6 | LED A Lamp replaces pre-existing standard lighting Wattage based on EISA bin and LPW | ExAnte2017 | Disposition | 2020-11-24 16:30 | Res-Oltg-Cmn-dWatt-CFL | NonDEER | Scaled | DeltaWatts | 12.6 | 12.6 | None |  | 0 |  | 0 | Res | Any | Lighting | OutCommon | Ltg_Lamp | LED_lamp |  | OLtg-Res-LED-20000hr-Cmn | LED A19 Basecase, 0% LED, 75% CFL, 25% Halogen | LED A19 Basecase, 0% LED, 75% CFL, 25% Halogen | LED Lamp: A19, EISA Bin 75, 90 LPW |  |  |  | Available |  |  |  | 2017ScrewInLampDisposition | ErRobNc |  |  |  | 2017Dispo-Res-OutLtg-Cmn | 2017-07-01 | 2018-06-30 | InEA_modVal |  |  |  |  | Standard | Remove expiry date per Commission Staff direction 2018ScrewInLampSavignsMethods-11Dec2017.pdf | 1 | 1 | 0 | Deemed Ex Ante Team |  | Remove expiry date per Commission Staff direction 2018ScrewInLampSavignsMethods-11Dec2017.pdf |  | Updated to indicate claim/filing status
1251 | R-OutCmn-LED-A19(EISA-Bin-75w-100LPW)-dWP13p5 | LED A Lamp replaces pre-existing standard lighting Wattage based on EISA bin and LPW | ExAnte2017 | Disposition | 2020-11-24 16:30 | Res-Oltg-Cmn-dWatt-CFL | NonDEER | Scaled | DeltaWatts | 13.5 | 13.5 | None |  | 0 |  | 0 | Res | Any | Lighting | OutCommon | Ltg_Lamp | LED_lamp |  | OLtg-Res-LED-20000hr-Cmn | LED A19 Basecase, 0% LED, 75% CFL, 25% Halogen | LED A19 Basecase, 0% LED, 75% CFL, 25% Halogen | LED Lamp: A19, EISA Bin 75, 100 LPW |  |  |  | Available |  |  |  | 2017ScrewInLampDisposition | ErRobNc |  |  |  | 2017Dispo-Res-OutLtg-Cmn | 2017-07-01 | 2018-06-30 | InEA_modVal |  |  |  |  | Standard | Remove expiry date per Commission Staff direction 2018ScrewInLampSavignsMethods-11Dec2017.pdf | 1 | 1 | 0 | Deemed Ex Ante Team |  | Remove expiry date per Commission Staff direction 2018ScrewInLampSavignsMethods-11Dec2017.pdf |  | Updated to indicate claim/filing status
1252 | R-OutCmn-LED-A19(EISA-Bin-75w-110LPW)-dWP15p4 | LED A Lamp replaces pre-existing standard lighting Wattage based on EISA bin and LPW | ExAnte2017 | Disposition | 2020-11-24 16:30 | Res-Oltg-Cmn-dWatt-CFL | NonDEER | Scaled | DeltaWatts | 15.4 | 15.4 | None |  | 0 |  | 0 | Res | Any | Lighting | OutCommon | Ltg_Lamp | LED_lamp |  | OLtg-Res-LED-20000hr-Cmn | LED A19 Basecase, 0% LED, 75% CFL, 25% Halogen | LED A19 Basecase, 0% LED, 75% CFL, 25% Halogen | LED Lamp: A19, EISA Bin 75, 110 LPW |  |  |  | Available |  |  |  | 2017ScrewInLampDisposition | ErRobNc |  |  |  | 2017Dispo-Res-OutLtg-Cmn | 2017-07-01 | 2018-06-30 | InEA_modVal |  |  |  |  | Standard | Remove expiry date per Commission Staff direction 2018ScrewInLampSavignsMethods-11Dec2017.pdf | 1 | 1 | 0 | Deemed Ex Ante Team |  | Remove expiry date per Commission Staff direction 2018ScrewInLampSavignsMethods-11Dec2017.pdf |  | Updated to indicate claim/filing status
1253 | R-OutCmn-LED-A19(EISA-Bin-100w-90LPW)-dWP17p2 | LED A Lamp replaces pre-existing standard lighting Wattage based on EISA bin and LPW | ExAnte2017 | Disposition | 2020-11-24 16:30 | Res-Oltg-Cmn-dWatt-CFL | NonDEER | Scaled | DeltaWatts | 17.2 | 17.2 | None |  | 0 |  | 0 | Res | Any | Lighting | OutCommon | Ltg_Lamp | LED_lamp |  | OLtg-Res-LED-20000hr-Cmn | LED A19 Basecase, 0% LED, 75% CFL, 25% Halogen | LED A19 Basecase, 0% LED, 75% CFL, 25% Halogen | LED Lamp: A19, EISA Bin 100, 90 LPW |  |  |  | Available |  |  |  | 2017ScrewInLampDisposition | ErRobNc |  |  |  | 2017Dispo-Res-OutLtg-Cmn | 2017-07-01 | 2018-06-30 | InEA_modVal |  |  |  |  | Standard | Remove expiry date per Commission Staff direction 2018ScrewInLampSavignsMethods-11Dec2017.pdf | 1 | 1 | 0 | Deemed Ex Ante Team |  | Remove expiry date per Commission Staff direction 2018ScrewInLampSavignsMethods-11Dec2017.pdf |  | Updated to indicate claim/filing status
1254 | R-OutCmn-LED-A19(EISA-Bin-100w-100LPW)-dWP19p1 | LED A Lamp replaces pre-existing standard lighting Wattage based on EISA bin and LPW | ExAnte2017 | Disposition | 2020-11-24 16:30 | Res-Oltg-Cmn-dWatt-CFL | NonDEER | Scaled | DeltaWatts | 19.1 | 19.1 | None |  | 0 |  | 0 | Res | Any | Lighting | OutCommon | Ltg_Lamp | LED_lamp |  | OLtg-Res-LED-20000hr-Cmn | LED A19 Basecase, 0% LED, 75% CFL, 25% Halogen | LED A19 Basecase, 0% LED, 75% CFL, 25% Halogen | LED Lamp: A19, EISA Bin 100, 100 LPW |  |  |  | Available |  |  |  | 2017ScrewInLampDisposition | ErRobNc |  |  |  | 2017Dispo-Res-OutLtg-Cmn | 2017-07-01 | 2018-06-30 | InEA_modVal |  |  |  |  | Standard | Remove expiry date per Commission Staff direction 2018ScrewInLampSavignsMethods-11Dec2017.pdf | 1 | 1 | 0 | Deemed Ex Ante Team |  | Remove expiry date per Commission Staff direction 2018ScrewInLampSavignsMethods-11Dec2017.pdf |  | Updated to indicate claim/filing status
1255 | R-OutCmn-LED-A19(EISA-Bin-100w-110LPW)-dWP19p9 | LED A Lamp replaces pre-existing standard lighting Wattage based on EISA bin and LPW | ExAnte2017 | Disposition | 2020-11-24 16:30 | Res-Oltg-Cmn-dWatt-CFL | NonDEER | Scaled | DeltaWatts | 19.9 | 19.9 | None |  | 0 |  | 0 | Res | Any | Lighting | OutCommon | Ltg_Lamp | LED_lamp |  | OLtg-Res-LED-20000hr-Cmn | LED A19 Basecase, 0% LED, 75% CFL, 25% Halogen | LED A19 Basecase, 0% LED, 75% CFL, 25% Halogen | LED Lamp: A19, EISA Bin 100, 110 LPW |  |  |  | Available |  |  |  | 2017ScrewInLampDisposition | ErRobNc |  |  |  | 2017Dispo-Res-OutLtg-Cmn | 2017-07-01 | 2018-06-30 | InEA_modVal |  |  |  |  | Standard | Remove expiry date per Commission Staff direction 2018ScrewInLampSavignsMethods-11Dec2017.pdf | 1 | 1 | 0 | Deemed Ex Ante Team |  | Remove expiry date per Commission Staff direction 2018ScrewInLampSavignsMethods-11Dec2017.pdf |  | Updated to indicate claim/filing status
1256 | R-InCmn-LED-PAR20(10w)-dWP30 | Residential Indoor Common-Area Lighting: LED Lamp replaces pre-existing standard lighting Wattage. Measure includes Code case. Impacts: HOU = 6142; CDF = 0.70 | ExAnte2017 | Disposition | 2020-11-24 16:30 | Res-Iltg-Cmn-dWatt-CFL | NonDEER | Scaled | BaseRatio | 0 | 0 | None |  | 0 |  | 1 | Res | Any | Lighting | InCommon | Ltg_Lamp | LED_lamp |  | ILtg-Res-LED-20000hr-Cmn | LED PAR20 Basecase, Total Watts = 4.04 x Msr Watts | LED PAR20 Basecase, Total Watts = 4.04 x Msr Watts | LED Lamp: PAR20, 10 Watts, non-dimmable | LEDratio0404 | LEDratio0404 | LED-PAR20(10w) | Available |  |  |  | 2017ScrewInLampDisposition | ErRobNc |  |  |  | 2017Dispo-Res-InLtg-Cmn | 2017-07-01 | 2018-06-30 | InEA_modVal |  |  |  |  | Standard | Revise expiry date to 60/30/2018 Commission Staff direction 2018ScrewInLampSavignsMethods-11Dec2017.pdf | 1 | 1 | 0 | Deemed Ex Ante Team |  | Revise expiry date to 60/30/2018 Commission Staff direction 2018ScrewInLampSavignsMethods-11Dec2017.pdf |  | Updated to indicate claim/filing status
1257 | R-InCmn-LED-PAR20(4w)-dWP12 | Residential Indoor Common-Area Lighting: LED Lamp replaces pre-existing standard lighting Wattage. Measure includes Code case. Impacts: HOU = 6142; CDF = 0.70 | ExAnte2017 | Disposition | 2020-11-24 16:30 | Res-Iltg-Cmn-dWatt-CFL | NonDEER | Scaled | BaseRatio | 0 | 0 | None |  | 0 |  | 1 | Res | Any | Lighting | InCommon | Ltg_Lamp | LED_lamp |  | ILtg-Res-LED-20000hr-Cmn | LED PAR20 Basecase, Total Watts = 4.04 x Msr Watts | LED PAR20 Basecase, Total Watts = 4.04 x Msr Watts | LED Lamp: PAR20, 4 Watts, non-dimmable | LEDratio0404 | LEDratio0404 | LED-PAR20(4w) | Available |  |  |  | 2017ScrewInLampDisposition | ErRobNc |  |  |  | 2017Dispo-Res-InLtg-Cmn | 2017-07-01 | 2018-06-30 | InEA_modVal |  |  |  |  | Standard | Revise expiry date to 60/30/2018 Commission Staff direction 2018ScrewInLampSavignsMethods-11Dec2017.pdf | 1 | 1 | 0 | Deemed Ex Ante Team |  | Revise expiry date to 60/30/2018 Commission Staff direction 2018ScrewInLampSavignsMethods-11Dec2017.pdf |  | Updated to indicate claim/filing status
1258 | R-InCmn-LED-PAR20(6w)-dWP18 | Residential Indoor Common-Area Lighting: LED Lamp replaces pre-existing standard lighting Wattage. Measure includes Code case. Impacts: HOU = 6142; CDF = 0.70 | ExAnte2017 | Disposition | 2020-11-24 16:30 | Res-Iltg-Cmn-dWatt-CFL | NonDEER | Scaled | BaseRatio | 0 | 0 | None |  | 0 |  | 1 | Res | Any | Lighting | InCommon | Ltg_Lamp | LED_lamp |  | ILtg-Res-LED-20000hr-Cmn | LED PAR20 Basecase, Total Watts = 4.04 x Msr Watts | LED PAR20 Basecase, Total Watts = 4.04 x Msr Watts | LED Lamp: PAR20, 6 Watts, non-dimmable | LEDratio0404 | LEDratio0404 | LED-PAR20(6w) | Available |  |  |  | 2017ScrewInLampDisposition | ErRobNc |  |  |  | 2017Dispo-Res-InLtg-Cmn | 2017-07-01 | 2018-06-30 | InEA_modVal |  |  |  |  | Standard | Revise expiry date to 60/30/2018 Commission Staff direction 2018ScrewInLampSavignsMethods-11Dec2017.pdf | 1 | 1 | 0 | Deemed Ex Ante Team |  | Revise expiry date to 60/30/2018 Commission Staff direction 2018ScrewInLampSavignsMethods-11Dec2017.pdf |  | Updated to indicate claim/filing status
1259 | R-InCmn-LED-PAR20(7w)-dWP21 | Residential Indoor Common-Area Lighting: LED Lamp replaces pre-existing standard lighting Wattage. Measure includes Code case. Impacts: HOU = 6142; CDF = 0.70 | ExAnte2017 | Disposition | 2020-11-24 16:30 | Res-Iltg-Cmn-dWatt-CFL | NonDEER | Scaled | BaseRatio | 0 | 0 | None |  | 0 |  | 1 | Res | Any | Lighting | InCommon | Ltg_Lamp | LED_lamp |  | ILtg-Res-LED-20000hr-Cmn | LED PAR20 Basecase, Total Watts = 4.04 x Msr Watts | LED PAR20 Basecase, Total Watts = 4.04 x Msr Watts | LED Lamp: PAR20, 7 Watts, non-dimmable | LEDratio0404 | LEDratio0404 | LED-PAR20(7w) | Available |  |  |  | 2017ScrewInLampDisposition | ErRobNc |  |  |  | 2017Dispo-Res-InLtg-Cmn | 2017-07-01 | 2018-06-30 | InEA_modVal |  |  |  |  | Standard | Revise expiry date to 60/30/2018 Commission Staff direction 2018ScrewInLampSavignsMethods-11Dec2017.pdf | 1 | 1 | 0 | Deemed Ex Ante Team |  | Revise expiry date to 60/30/2018 Commission Staff direction 2018ScrewInLampSavignsMethods-11Dec2017.pdf |  | Updated to indicate claim/filing status
1260 | R-InCmn-LED-PAR20(8w)-dWP24 | Residential Indoor Common-Area Lighting: LED Lamp replaces pre-existing standard lighting Wattage. Measure includes Code case. Impacts: HOU = 6142; CDF = 0.70 | ExAnte2017 | Disposition | 2020-11-24 16:30 | Res-Iltg-Cmn-dWatt-CFL | NonDEER | Scaled | BaseRatio | 0 | 0 | None |  | 0 |  | 1 | Res | Any | Lighting | InCommon | Ltg_Lamp | LED_lamp |  | ILtg-Res-LED-20000hr-Cmn | LED PAR20 Basecase, Total Watts = 4.04 x Msr Watts | LED PAR20 Basecase, Total Watts = 4.04 x Msr Watts | LED Lamp: PAR20, 8 Watts, non-dimmable | LEDratio0404 | LEDratio0404 | LED-PAR20(8w) | Available |  |  |  | 2017ScrewInLampDisposition | ErRobNc |  |  |  | 2017Dispo-Res-InLtg-Cmn | 2017-07-01 | 2018-06-30 | InEA_modVal |  |  |  |  | Standard | Revise expiry date to 60/30/2018 Commission Staff direction 2018ScrewInLampSavignsMethods-11Dec2017.pdf | 1 | 1 | 0 | Deemed Ex Ante Team |  | Revise expiry date to 60/30/2018 Commission Staff direction 2018ScrewInLampSavignsMethods-11Dec2017.pdf |  | Updated to indicate claim/filing status
1261 | R-InCmn-LED-PAR20(9w)-dWP27 | Residential Indoor Common-Area Lighting: LED Lamp replaces pre-existing standard lighting Wattage. Measure includes Code case. Impacts: HOU = 6142; CDF = 0.70 | ExAnte2017 | Disposition | 2020-11-24 16:30 | Res-Iltg-Cmn-dWatt-CFL | NonDEER | Scaled | BaseRatio | 0 | 0 | None |  | 0 |  | 1 | Res | Any | Lighting | InCommon | Ltg_Lamp | LED_lamp |  | ILtg-Res-LED-20000hr-Cmn | LED PAR20 Basecase, Total Watts = 4.04 x Msr Watts | LED PAR20 Basecase, Total Watts = 4.04 x Msr Watts | LED Lamp: PAR20, 9 Watts, non-dimmable | LEDratio0404 | LEDratio0404 | LED-PAR20(9w) | Available |  |  |  | 2017ScrewInLampDisposition | ErRobNc |  |  |  | 2017Dispo-Res-InLtg-Cmn | 2017-07-01 | 2018-06-30 | InEA_modVal |  |  |  |  | Standard | Revise expiry date to 60/30/2018 Commission Staff direction 2018ScrewInLampSavignsMethods-11Dec2017.pdf | 1 | 1 | 0 | Deemed Ex Ante Team |  | Revise expiry date to 60/30/2018 Commission Staff direction 2018ScrewInLampSavignsMethods-11Dec2017.pdf |  | Updated to indicate claim/filing status
1262 | R-InCmn-LED-PAR30(10w)-dWP19 | Residential Indoor Common-Area Lighting: LED Lamp replaces pre-existing standard lighting Wattage. Measure includes Code case. Impacts: HOU = 6142; CDF = 0.70 | ExAnte2017 | Disposition | 2020-11-24 16:30 | Res-Iltg-Cmn-dWatt-CFL | NonDEER | Scaled | BaseRatio | 0 | 0 | None |  | 0 |  | 1 | Res | Any | Lighting | InCommon | Ltg_Lamp | LED_lamp |  | ILtg-Res-LED-20000hr-Cmn | LED PAR30 Basecase, Total Watts = 2.94 x Msr Watts | LED PAR30 Basecase, Total Watts = 2.94 x Msr Watts | LED Lamp: PAR30, 10 Watts, non-dimmable | LEDratio0294 | LEDratio0294 | LED-PAR30(10w) | Available |  |  |  | 2017ScrewInLampDisposition | ErRobNc |  |  |  | 2017Dispo-Res-InLtg-Cmn | 2017-07-01 | 2018-06-30 | InEA_modVal |  |  |  |  | Standard | Revise expiry date to 60/30/2018 Commission Staff direction 2018ScrewInLampSavignsMethods-11Dec2017.pdf | 1 | 1 | 0 | Deemed Ex Ante Team |  | Revise expiry date to 60/30/2018 Commission Staff direction 2018ScrewInLampSavignsMethods-11Dec2017.pdf |  | Updated to indicate claim/filing status
1263 | R-InCmn-LED-PAR30(11w)-dWP21 | Residential Indoor Common-Area Lighting: LED Lamp replaces pre-existing standard lighting Wattage. Measure includes Code case. Impacts: HOU = 6142; CDF = 0.70 | ExAnte2017 | Disposition | 2020-11-24 16:30 | Res-Iltg-Cmn-dWatt-CFL | NonDEER | Scaled | BaseRatio | 0 | 0 | None |  | 0 |  | 1 | Res | Any | Lighting | InCommon | Ltg_Lamp | LED_lamp |  | ILtg-Res-LED-20000hr-Cmn | LED PAR30 Basecase, Total Watts = 2.94 x Msr Watts | LED PAR30 Basecase, Total Watts = 2.94 x Msr Watts | LED Lamp: PAR30, 11 Watts, non-dimmable | LEDratio0294 | LEDratio0294 | LED-PAR30(11w) | Available |  |  |  | 2017ScrewInLampDisposition | ErRobNc |  |  |  | 2017Dispo-Res-InLtg-Cmn | 2017-07-01 | 2018-06-30 | InEA_modVal |  |  |  |  | Standard | Revise expiry date to 60/30/2018 Commission Staff direction 2018ScrewInLampSavignsMethods-11Dec2017.pdf | 1 | 1 | 0 | Deemed Ex Ante Team |  | Revise expiry date to 60/30/2018 Commission Staff direction 2018ScrewInLampSavignsMethods-11Dec2017.pdf |  | Updated to indicate claim/filing status
1264 | R-InCmn-LED-PAR30(12w)-dWP23 | Residential Indoor Common-Area Lighting: LED Lamp replaces pre-existing standard lighting Wattage. Measure includes Code case. Impacts: HOU = 6142; CDF = 0.70 | ExAnte2017 | Disposition | 2020-11-24 16:30 | Res-Iltg-Cmn-dWatt-CFL | NonDEER | Scaled | BaseRatio | 0 | 0 | None |  | 0 |  | 1 | Res | Any | Lighting | InCommon | Ltg_Lamp | LED_lamp |  | ILtg-Res-LED-20000hr-Cmn | LED PAR30 Basecase, Total Watts = 2.94 x Msr Watts | LED PAR30 Basecase, Total Watts = 2.94 x Msr Watts | LED Lamp: PAR30, 12 Watts, non-dimmable | LEDratio0294 | LEDratio0294 | LED-PAR30(12w) | Available |  |  |  | 2017ScrewInLampDisposition | ErRobNc |  |  |  | 2017Dispo-Res-InLtg-Cmn | 2017-07-01 | 2018-06-30 | InEA_modVal |  |  |  |  | Standard | Revise expiry date to 60/30/2018 Commission Staff direction 2018ScrewInLampSavignsMethods-11Dec2017.pdf | 1 | 1 | 0 | Deemed Ex Ante Team |  | Revise expiry date to 60/30/2018 Commission Staff direction 2018ScrewInLampSavignsMethods-11Dec2017.pdf |  | Updated to indicate claim/filing status
1265 | R-InCmn-LED-PAR30(13w)-dWP25 | Residential Indoor Common-Area Lighting: LED Lamp replaces pre-existing standard lighting Wattage. Measure includes Code case. Impacts: HOU = 6142; CDF = 0.70 | ExAnte2017 | Disposition | 2020-11-24 16:30 | Res-Iltg-Cmn-dWatt-CFL | NonDEER | Scaled | BaseRatio | 0 | 0 | None |  | 0 |  | 1 | Res | Any | Lighting | InCommon | Ltg_Lamp | LED_lamp |  | ILtg-Res-LED-20000hr-Cmn | LED PAR30 Basecase, Total Watts = 2.94 x Msr Watts | LED PAR30 Basecase, Total Watts = 2.94 x Msr Watts | LED Lamp: PAR30, 13 Watts, non-dimmable | LEDratio0294 | LEDratio0294 | LED-PAR30(13w) | Available |  |  |  | 2017ScrewInLampDisposition | ErRobNc |  |  |  | 2017Dispo-Res-InLtg-Cmn | 2017-07-01 | 2018-06-30 | InEA_modVal |  |  |  |  | Standard | Revise expiry date to 60/30/2018 Commission Staff direction 2018ScrewInLampSavignsMethods-11Dec2017.pdf | 1 | 1 | 0 | Deemed Ex Ante Team |  | Revise expiry date to 60/30/2018 Commission Staff direction 2018ScrewInLampSavignsMethods-11Dec2017.pdf |  | Updated to indicate claim/filing status
1266 | R-InCmn-LED-PAR30(14w)-dWP27 | Residential Indoor Common-Area Lighting: LED Lamp replaces pre-existing standard lighting Wattage. Measure includes Code case. Impacts: HOU = 6142; CDF = 0.70 | ExAnte2017 | Disposition | 2020-11-24 16:30 | Res-Iltg-Cmn-dWatt-CFL | NonDEER | Scaled | BaseRatio | 0 | 0 | None |  | 0 |  | 1 | Res | Any | Lighting | InCommon | Ltg_Lamp | LED_lamp |  | ILtg-Res-LED-20000hr-Cmn | LED PAR30 Basecase, Total Watts = 2.94 x Msr Watts | LED PAR30 Basecase, Total Watts = 2.94 x Msr Watts | LED Lamp: PAR30, 14 Watts, non-dimmable | LEDratio0294 | LEDratio0294 | LED-PAR30(14w) | Available |  |  |  | 2017ScrewInLampDisposition | ErRobNc |  |  |  | 2017Dispo-Res-InLtg-Cmn | 2017-07-01 | 2018-06-30 | InEA_modVal |  |  |  |  | Standard | Revise expiry date to 60/30/2018 Commission Staff direction 2018ScrewInLampSavignsMethods-11Dec2017.pdf | 1 | 1 | 0 | Deemed Ex Ante Team |  | Revise expiry date to 60/30/2018 Commission Staff direction 2018ScrewInLampSavignsMethods-11Dec2017.pdf |  | Updated to indicate claim/filing status
1267 | R-InCmn-LED-PAR30(15w)-dWP29 | Residential Indoor Common-Area Lighting: LED Lamp replaces pre-existing standard lighting Wattage. Measure includes Code case. Impacts: HOU = 6142; CDF = 0.70 | ExAnte2017 | Disposition | 2020-11-24 16:30 | Res-Iltg-Cmn-dWatt-CFL | NonDEER | Scaled | BaseRatio | 0 | 0 | None |  | 0 |  | 1 | Res | Any | Lighting | InCommon | Ltg_Lamp | LED_lamp |  | ILtg-Res-LED-20000hr-Cmn | LED PAR30 Basecase, Total Watts = 2.94 x Msr Watts | LED PAR30 Basecase, Total Watts = 2.94 x Msr Watts | LED Lamp: PAR30, 15 Watts, non-dimmable | LEDratio0294 | LEDratio0294 | LED-PAR30(15w) | Available |  |  |  | 2017ScrewInLampDisposition | ErRobNc |  |  |  | 2017Dispo-Res-InLtg-Cmn | 2017-07-01 | 2018-06-30 | InEA_modVal |  |  |  |  | Standard | Revise expiry date to 60/30/2018 Commission Staff direction 2018ScrewInLampSavignsMethods-11Dec2017.pdf | 1 | 1 | 0 | Deemed Ex Ante Team |  | Revise expiry date to 60/30/2018 Commission Staff direction 2018ScrewInLampSavignsMethods-11Dec2017.pdf |  | Updated to indicate claim/filing status
1268 | R-InCmn-LED-PAR30(16w)-dWP31 | Residential Indoor Common-Area Lighting: LED Lamp replaces pre-existing standard lighting Wattage. Measure includes Code case. Impacts: HOU = 6142; CDF = 0.70 | ExAnte2017 | Disposition | 2020-11-24 16:30 | Res-Iltg-Cmn-dWatt-CFL | NonDEER | Scaled | BaseRatio | 0 | 0 | None |  | 0 |  | 1 | Res | Any | Lighting | InCommon | Ltg_Lamp | LED_lamp |  | ILtg-Res-LED-20000hr-Cmn | LED PAR30 Basecase, Total Watts = 2.94 x Msr Watts | LED PAR30 Basecase, Total Watts = 2.94 x Msr Watts | LED Lamp: PAR30, 16 Watts, non-dimmable | LEDratio0294 | LEDratio0294 | LED-PAR30(16w) | Available |  |  |  | 2017ScrewInLampDisposition | ErRobNc |  |  |  | 2017Dispo-Res-InLtg-Cmn | 2017-07-01 | 2018-06-30 | InEA_modVal |  |  |  |  | Standard | Revise expiry date to 60/30/2018 Commission Staff direction 2018ScrewInLampSavignsMethods-11Dec2017.pdf | 1 | 1 | 0 | Deemed Ex Ante Team |  | Revise expiry date to 60/30/2018 Commission Staff direction 2018ScrewInLampSavignsMethods-11Dec2017.pdf |  | Updated to indicate claim/filing status
1269 | R-InCmn-LED-PAR30(17w)-dWP33 | Residential Indoor Common-Area Lighting: LED Lamp replaces pre-existing standard lighting Wattage. Measure includes Code case. Impacts: HOU = 6142; CDF = 0.70 | ExAnte2017 | Disposition | 2020-11-24 16:30 | Res-Iltg-Cmn-dWatt-CFL | NonDEER | Scaled | BaseRatio | 0 | 0 | None |  | 0 |  | 1 | Res | Any | Lighting | InCommon | Ltg_Lamp | LED_lamp |  | ILtg-Res-LED-20000hr-Cmn | LED PAR30 Basecase, Total Watts = 2.94 x Msr Watts | LED PAR30 Basecase, Total Watts = 2.94 x Msr Watts | LED Lamp: PAR30, 17 Watts, non-dimmable | LEDratio0294 | LEDratio0294 | LED-PAR30(17w) | Available |  |  |  | 2017ScrewInLampDisposition | ErRobNc |  |  |  | 2017Dispo-Res-InLtg-Cmn | 2017-07-01 | 2018-06-30 | InEA_modVal |  |  |  |  | Standard | Revise expiry date to 60/30/2018 Commission Staff direction 2018ScrewInLampSavignsMethods-11Dec2017.pdf | 1 | 1 | 0 | Deemed Ex Ante Team |  | Revise expiry date to 60/30/2018 Commission Staff direction 2018ScrewInLampSavignsMethods-11Dec2017.pdf |  | Updated to indicate claim/filing status
1270 | R-InCmn-LED-PAR30(18w)-dWP35 | Residential Indoor Common-Area Lighting: LED Lamp replaces pre-existing standard lighting Wattage. Measure includes Code case. Impacts: HOU = 6142; CDF = 0.70 | ExAnte2017 | Disposition | 2020-11-24 16:30 | Res-Iltg-Cmn-dWatt-CFL | NonDEER | Scaled | BaseRatio | 0 | 0 | None |  | 0 |  | 1 | Res | Any | Lighting | InCommon | Ltg_Lamp | LED_lamp |  | ILtg-Res-LED-20000hr-Cmn | LED PAR30 Basecase, Total Watts = 2.94 x Msr Watts | LED PAR30 Basecase, Total Watts = 2.94 x Msr Watts | LED Lamp: PAR30, 18 Watts, non-dimmable | LEDratio0294 | LEDratio0294 | LED-PAR30(18w) | Available |  |  |  | 2017ScrewInLampDisposition | ErRobNc |  |  |  | 2017Dispo-Res-InLtg-Cmn | 2017-07-01 | 2018-06-30 | InEA_modVal |  |  |  |  | Standard | Revise expiry date to 60/30/2018 Commission Staff direction 2018ScrewInLampSavignsMethods-11Dec2017.pdf | 1 | 1 | 0 | Deemed Ex Ante Team |  | Revise expiry date to 60/30/2018 Commission Staff direction 2018ScrewInLampSavignsMethods-11Dec2017.pdf |  | Updated to indicate claim/filing status
1271 | R-InCmn-LED-PAR30(19w)-dWP37 | Residential Indoor Common-Area Lighting: LED Lamp replaces pre-existing standard lighting Wattage. Measure includes Code case. Impacts: HOU = 6142; CDF = 0.70 | ExAnte2017 | Disposition | 2020-11-24 16:30 | Res-Iltg-Cmn-dWatt-CFL | NonDEER | Scaled | BaseRatio | 0 | 0 | None |  | 0 |  | 1 | Res | Any | Lighting | InCommon | Ltg_Lamp | LED_lamp |  | ILtg-Res-LED-20000hr-Cmn | LED PAR30 Basecase, Total Watts = 2.94 x Msr Watts | LED PAR30 Basecase, Total Watts = 2.94 x Msr Watts | LED Lamp: PAR30, 19 Watts, non-dimmable | LEDratio0294 | LEDratio0294 | LED-PAR30(19w) | Available |  |  |  | 2017ScrewInLampDisposition | ErRobNc |  |  |  | 2017Dispo-Res-InLtg-Cmn | 2017-07-01 | 2018-06-30 | InEA_modVal |  |  |  |  | Standard | Revise expiry date to 60/30/2018 Commission Staff direction 2018ScrewInLampSavignsMethods-11Dec2017.pdf | 1 | 1 | 0 | Deemed Ex Ante Team |  | Revise expiry date to 60/30/2018 Commission Staff direction 2018ScrewInLampSavignsMethods-11Dec2017.pdf |  | Updated to indicate claim/filing status
1272 | R-InCmn-LED-PAR30(20w)-dWP39 | Residential Indoor Common-Area Lighting: LED Lamp replaces pre-existing standard lighting Wattage. Measure includes Code case. Impacts: HOU = 6142; CDF = 0.70 | ExAnte2017 | Disposition | 2020-11-24 16:30 | Res-Iltg-Cmn-dWatt-CFL | NonDEER | Scaled | BaseRatio | 0 | 0 | None |  | 0 |  | 1 | Res | Any | Lighting | InCommon | Ltg_Lamp | LED_lamp |  | ILtg-Res-LED-20000hr-Cmn | LED PAR30 Basecase, Total Watts = 2.94 x Msr Watts | LED PAR30 Basecase, Total Watts = 2.94 x Msr Watts | LED Lamp: PAR30, 20 Watts, non-dimmable | LEDratio0294 | LEDratio0294 | LED-PAR30(20w) | Available |  |  |  | 2017ScrewInLampDisposition | ErRobNc |  |  |  | 2017Dispo-Res-InLtg-Cmn | 2017-07-01 | 2018-06-30 | InEA_modVal |  |  |  |  | Standard | Revise expiry date to 60/30/2018 Commission Staff direction 2018ScrewInLampSavignsMethods-11Dec2017.pdf | 1 | 1 | 0 | Deemed Ex Ante Team |  | Revise expiry date to 60/30/2018 Commission Staff direction 2018ScrewInLampSavignsMethods-11Dec2017.pdf |  | Updated to indicate claim/filing status
1273 | R-InCmn-LED-PAR30(6w)-dWP12 | Residential Indoor Common-Area Lighting: LED Lamp replaces pre-existing standard lighting Wattage. Measure includes Code case. Impacts: HOU = 6142; CDF = 0.70 | ExAnte2017 | Disposition | 2020-11-24 16:30 | Res-Iltg-Cmn-dWatt-CFL | NonDEER | Scaled | BaseRatio | 0 | 0 | None |  | 0 |  | 1 | Res | Any | Lighting | InCommon | Ltg_Lamp | LED_lamp |  | ILtg-Res-LED-20000hr-Cmn | LED PAR30 Basecase, Total Watts = 2.94 x Msr Watts | LED PAR30 Basecase, Total Watts = 2.94 x Msr Watts | LED Lamp: PAR30, 6 Watts, non-dimmable | LEDratio0294 | LEDratio0294 | LED-PAR30(6w) | Available |  |  |  | 2017ScrewInLampDisposition | ErRobNc |  |  |  | 2017Dispo-Res-InLtg-Cmn | 2017-07-01 | 2018-06-30 | InEA_modVal |  |  |  |  | Standard | Revise expiry date to 60/30/2018 Commission Staff direction 2018ScrewInLampSavignsMethods-11Dec2017.pdf | 1 | 1 | 0 | Deemed Ex Ante Team |  | Revise expiry date to 60/30/2018 Commission Staff direction 2018ScrewInLampSavignsMethods-11Dec2017.pdf |  | Updated to indicate claim/filing status
1274 | R-InCmn-LED-PAR30(8w)-dWP16 | Residential Indoor Common-Area Lighting: LED Lamp replaces pre-existing standard lighting Wattage. Measure includes Code case. Impacts: HOU = 6142; CDF = 0.70 | ExAnte2017 | Disposition | 2020-11-24 16:30 | Res-Iltg-Cmn-dWatt-CFL | NonDEER | Scaled | BaseRatio | 0 | 0 | None |  | 0 |  | 1 | Res | Any | Lighting | InCommon | Ltg_Lamp | LED_lamp |  | ILtg-Res-LED-20000hr-Cmn | LED PAR30 Basecase, Total Watts = 2.94 x Msr Watts | LED PAR30 Basecase, Total Watts = 2.94 x Msr Watts | LED Lamp: PAR30, 8 Watts, non-dimmable | LEDratio0294 | LEDratio0294 | LED-PAR30(8w) | Available |  |  |  | 2017ScrewInLampDisposition | ErRobNc |  |  |  | 2017Dispo-Res-InLtg-Cmn | 2017-07-01 | 2018-06-30 | InEA_modVal |  |  |  |  | Standard | Revise expiry date to 60/30/2018 Commission Staff direction 2018ScrewInLampSavignsMethods-11Dec2017.pdf | 1 | 1 | 0 | Deemed Ex Ante Team |  | Revise expiry date to 60/30/2018 Commission Staff direction 2018ScrewInLampSavignsMethods-11Dec2017.pdf |  | Updated to indicate claim/filing status
1275 | R-InCmn-LED-PAR38(10w)-dWP23 | Residential Indoor Common-Area Lighting: LED Lamp replaces pre-existing standard lighting Wattage. Measure includes Code case. Impacts: HOU = 6142; CDF = 0.70 | ExAnte2017 | Disposition | 2020-11-24 16:30 | Res-Iltg-Cmn-dWatt-CFL | NonDEER | Scaled | BaseRatio | 0 | 0 | None |  | 0 |  | 1 | Res | Any | Lighting | InCommon | Ltg_Lamp | LED_lamp |  | ILtg-Res-LED-20000hr-Cmn | LED PAR38 Basecase, Total Watts = 3.28 x Msr Watts | LED PAR38 Basecase, Total Watts = 3.28 x Msr Watts | LED Lamp: PAR38, 10 Watts, non-dimmable | LEDratio0328 | LEDratio0328 | LED-PAR38(10w) | Available |  |  |  | 2017ScrewInLampDisposition | ErRobNc |  |  |  | 2017Dispo-Res-InLtg-Cmn | 2017-07-01 | 2018-06-30 | InEA_modVal |  |  |  |  | Standard | Revise expiry date to 60/30/2018 Commission Staff direction 2018ScrewInLampSavignsMethods-11Dec2017.pdf | 1 | 1 | 0 | Deemed Ex Ante Team |  | Revise expiry date to 60/30/2018 Commission Staff direction 2018ScrewInLampSavignsMethods-11Dec2017.pdf |  | Updated to indicate claim/filing status
1276 | R-InCmn-LED-PAR38(12w)-dWP27 | Residential Indoor Common-Area Lighting: LED Lamp replaces pre-existing standard lighting Wattage. Measure includes Code case. Impacts: HOU = 6142; CDF = 0.70 | ExAnte2017 | Disposition | 2020-11-24 16:30 | Res-Iltg-Cmn-dWatt-CFL | NonDEER | Scaled | BaseRatio | 0 | 0 | None |  | 0 |  | 1 | Res | Any | Lighting | InCommon | Ltg_Lamp | LED_lamp |  | ILtg-Res-LED-20000hr-Cmn | LED PAR38 Basecase, Total Watts = 3.28 x Msr Watts | LED PAR38 Basecase, Total Watts = 3.28 x Msr Watts | LED Lamp: PAR38, 12 Watts, non-dimmable | LEDratio0328 | LEDratio0328 | LED-PAR38(12w) | Available |  |  |  | 2017ScrewInLampDisposition | ErRobNc |  |  |  | 2017Dispo-Res-InLtg-Cmn | 2017-07-01 | 2018-06-30 | InEA_modVal |  |  |  |  | Standard | Revise expiry date to 60/30/2018 Commission Staff direction 2018ScrewInLampSavignsMethods-11Dec2017.pdf | 1 | 1 | 0 | Deemed Ex Ante Team |  | Revise expiry date to 60/30/2018 Commission Staff direction 2018ScrewInLampSavignsMethods-11Dec2017.pdf |  | Updated to indicate claim/filing status
1277 | R-InCmn-LED-PAR38(13w)-dWP30 | Residential Indoor Common-Area Lighting: LED Lamp replaces pre-existing standard lighting Wattage. Measure includes Code case. Impacts: HOU = 6142; CDF = 0.70 | ExAnte2017 | Disposition | 2020-11-24 16:30 | Res-Iltg-Cmn-dWatt-CFL | NonDEER | Scaled | BaseRatio | 0 | 0 | None |  | 0 |  | 1 | Res | Any | Lighting | InCommon | Ltg_Lamp | LED_lamp |  | ILtg-Res-LED-20000hr-Cmn | LED PAR38 Basecase, Total Watts = 3.28 x Msr Watts | LED PAR38 Basecase, Total Watts = 3.28 x Msr Watts | LED Lamp: PAR38, 13 Watts, non-dimmable | LEDratio0328 | LEDratio0328 | LED-PAR38(13w) | Available |  |  |  | 2017ScrewInLampDisposition | ErRobNc |  |  |  | 2017Dispo-Res-InLtg-Cmn | 2017-07-01 | 2018-06-30 | InEA_modVal |  |  |  |  | Standard | Revise expiry date to 60/30/2018 Commission Staff direction 2018ScrewInLampSavignsMethods-11Dec2017.pdf | 1 | 1 | 0 | Deemed Ex Ante Team |  | Revise expiry date to 60/30/2018 Commission Staff direction 2018ScrewInLampSavignsMethods-11Dec2017.pdf |  | Updated to indicate claim/filing status
1278 | R-InCmn-LED-PAR38(14w)-dWP32 | Residential Indoor Common-Area Lighting: LED Lamp replaces pre-existing standard lighting Wattage. Measure includes Code case. Impacts: HOU = 6142; CDF = 0.70 | ExAnte2017 | Disposition | 2020-11-24 16:30 | Res-Iltg-Cmn-dWatt-CFL | NonDEER | Scaled | BaseRatio | 0 | 0 | None |  | 0 |  | 1 | Res | Any | Lighting | InCommon | Ltg_Lamp | LED_lamp |  | ILtg-Res-LED-20000hr-Cmn | LED PAR38 Basecase, Total Watts = 3.28 x Msr Watts | LED PAR38 Basecase, Total Watts = 3.28 x Msr Watts | LED Lamp: PAR38, 14 Watts, non-dimmable | LEDratio0328 | LEDratio0328 | LED-PAR38(14w) | Available |  |  |  | 2017ScrewInLampDisposition | ErRobNc |  |  |  | 2017Dispo-Res-InLtg-Cmn | 2017-07-01 | 2018-06-30 | InEA_modVal |  |  |  |  | Standard | Revise expiry date to 60/30/2018 Commission Staff direction 2018ScrewInLampSavignsMethods-11Dec2017.pdf | 1 | 1 | 0 | Deemed Ex Ante Team |  | Revise expiry date to 60/30/2018 Commission Staff direction 2018ScrewInLampSavignsMethods-11Dec2017.pdf |  | Updated to indicate claim/filing status
1279 | R-InCmn-LED-PAR38(15w)-dWP34 | Residential Indoor Common-Area Lighting: LED Lamp replaces pre-existing standard lighting Wattage. Measure includes Code case. Impacts: HOU = 6142; CDF = 0.70 | ExAnte2017 | Disposition | 2020-11-24 16:30 | Res-Iltg-Cmn-dWatt-CFL | NonDEER | Scaled | BaseRatio | 0 | 0 | None |  | 0 |  | 1 | Res | Any | Lighting | InCommon | Ltg_Lamp | LED_lamp |  | ILtg-Res-LED-20000hr-Cmn | LED PAR38 Basecase, Total Watts = 3.28 x Msr Watts | LED PAR38 Basecase, Total Watts = 3.28 x Msr Watts | LED Lamp: PAR38, 15 Watts, non-dimmable | LEDratio0328 | LEDratio0328 | LED-PAR38(15w) | Available |  |  |  | 2017ScrewInLampDisposition | ErRobNc |  |  |  | 2017Dispo-Res-InLtg-Cmn | 2017-07-01 | 2018-06-30 | InEA_modVal |  |  |  |  | Standard | Revise expiry date to 60/30/2018 Commission Staff direction 2018ScrewInLampSavignsMethods-11Dec2017.pdf | 1 | 1 | 0 | Deemed Ex Ante Team |  | Revise expiry date to 60/30/2018 Commission Staff direction 2018ScrewInLampSavignsMethods-11Dec2017.pdf |  | Updated to indicate claim/filing status
1280 | R-InCmn-LED-PAR38(16w)-dWP36 | Residential Indoor Common-Area Lighting: LED Lamp replaces pre-existing standard lighting Wattage. Measure includes Code case. Impacts: HOU = 6142; CDF = 0.70 | ExAnte2017 | Disposition | 2020-11-24 16:30 | Res-Iltg-Cmn-dWatt-CFL | NonDEER | Scaled | BaseRatio | 0 | 0 | None |  | 0 |  | 1 | Res | Any | Lighting | InCommon | Ltg_Lamp | LED_lamp |  | ILtg-Res-LED-20000hr-Cmn | LED PAR38 Basecase, Total Watts = 3.28 x Msr Watts | LED PAR38 Basecase, Total Watts = 3.28 x Msr Watts | LED Lamp: PAR38, 16 Watts, non-dimmable | LEDratio0328 | LEDratio0328 | LED-PAR38(16w) | Available |  |  |  | 2017ScrewInLampDisposition | ErRobNc |  |  |  | 2017Dispo-Res-InLtg-Cmn | 2017-07-01 | 2018-06-30 | InEA_modVal |  |  |  |  | Standard | Revise expiry date to 60/30/2018 Commission Staff direction 2018ScrewInLampSavignsMethods-11Dec2017.pdf | 1 | 1 | 0 | Deemed Ex Ante Team |  | Revise expiry date to 60/30/2018 Commission Staff direction 2018ScrewInLampSavignsMethods-11Dec2017.pdf |  | Updated to indicate claim/filing status
1281 | R-InCmn-LED-PAR38(17w)-dWP39 | Residential Indoor Common-Area Lighting: LED Lamp replaces pre-existing standard lighting Wattage. Measure includes Code case. Impacts: HOU = 6142; CDF = 0.70 | ExAnte2017 | Disposition | 2020-11-24 16:30 | Res-Iltg-Cmn-dWatt-CFL | NonDEER | Scaled | BaseRatio | 0 | 0 | None |  | 0 |  | 1 | Res | Any | Lighting | InCommon | Ltg_Lamp | LED_lamp |  | ILtg-Res-LED-20000hr-Cmn | LED PAR38 Basecase, Total Watts = 3.28 x Msr Watts | LED PAR38 Basecase, Total Watts = 3.28 x Msr Watts | LED Lamp: PAR38, 17 Watts, non-dimmable | LEDratio0328 | LEDratio0328 | LED-PAR38(17w) | Available |  |  |  | 2017ScrewInLampDisposition | ErRobNc |  |  |  | 2017Dispo-Res-InLtg-Cmn | 2017-07-01 | 2018-06-30 | InEA_modVal |  |  |  |  | Standard | Revise expiry date to 60/30/2018 Commission Staff direction 2018ScrewInLampSavignsMethods-11Dec2017.pdf | 1 | 1 | 0 | Deemed Ex Ante Team |  | Revise expiry date to 60/30/2018 Commission Staff direction 2018ScrewInLampSavignsMethods-11Dec2017.pdf |  | Updated to indicate claim/filing status
1282 | R-InCmn-LED-PAR38(18w)-dWP41 | Residential Indoor Common-Area Lighting: LED Lamp replaces pre-existing standard lighting Wattage. Measure includes Code case. Impacts: HOU = 6142; CDF = 0.70 | ExAnte2017 | Disposition | 2020-11-24 16:30 | Res-Iltg-Cmn-dWatt-CFL | NonDEER | Scaled | BaseRatio | 0 | 0 | None |  | 0 |  | 1 | Res | Any | Lighting | InCommon | Ltg_Lamp | LED_lamp |  | ILtg-Res-LED-20000hr-Cmn | LED PAR38 Basecase, Total Watts = 3.28 x Msr Watts | LED PAR38 Basecase, Total Watts = 3.28 x Msr Watts | LED Lamp: PAR38, 18 Watts, non-dimmable | LEDratio0328 | LEDratio0328 | LED-PAR38(18w) | Available |  |  |  | 2017ScrewInLampDisposition | ErRobNc |  |  |  | 2017Dispo-Res-InLtg-Cmn | 2017-07-01 | 2018-06-30 | InEA_modVal |  |  |  |  | Standard | Revise expiry date to 60/30/2018 Commission Staff direction 2018ScrewInLampSavignsMethods-11Dec2017.pdf | 1 | 1 | 0 | Deemed Ex Ante Team |  | Revise expiry date to 60/30/2018 Commission Staff direction 2018ScrewInLampSavignsMethods-11Dec2017.pdf |  | Updated to indicate claim/filing status
1283 | R-InCmn-LED-PAR38(19w)-dWP43 | Residential Indoor Common-Area Lighting: LED Lamp replaces pre-existing standard lighting Wattage. Measure includes Code case. Impacts: HOU = 6142; CDF = 0.70 | ExAnte2017 | Disposition | 2020-11-24 16:30 | Res-Iltg-Cmn-dWatt-CFL | NonDEER | Scaled | BaseRatio | 0 | 0 | None |  | 0 |  | 1 | Res | Any | Lighting | InCommon | Ltg_Lamp | LED_lamp |  | ILtg-Res-LED-20000hr-Cmn | LED PAR38 Basecase, Total Watts = 3.28 x Msr Watts | LED PAR38 Basecase, Total Watts = 3.28 x Msr Watts | LED Lamp: PAR38, 19 Watts, non-dimmable | LEDratio0328 | LEDratio0328 | LED-PAR38(19w) | Available |  |  |  | 2017ScrewInLampDisposition | ErRobNc |  |  |  | 2017Dispo-Res-InLtg-Cmn | 2017-07-01 | 2018-06-30 | InEA_modVal |  |  |  |  | Standard | Revise expiry date to 60/30/2018 Commission Staff direction 2018ScrewInLampSavignsMethods-11Dec2017.pdf | 1 | 1 | 0 | Deemed Ex Ante Team |  | Revise expiry date to 60/30/2018 Commission Staff direction 2018ScrewInLampSavignsMethods-11Dec2017.pdf |  | Updated to indicate claim/filing status
1284 | R-InCmn-LED-PAR38(20w)-dWP46 | Residential Indoor Common-Area Lighting: LED Lamp replaces pre-existing standard lighting Wattage. Measure includes Code case. Impacts: HOU = 6142; CDF = 0.70 | ExAnte2017 | Disposition | 2020-11-24 16:30 | Res-Iltg-Cmn-dWatt-CFL | NonDEER | Scaled | BaseRatio | 0 | 0 | None |  | 0 |  | 1 | Res | Any | Lighting | InCommon | Ltg_Lamp | LED_lamp |  | ILtg-Res-LED-20000hr-Cmn | LED PAR38 Basecase, Total Watts = 3.28 x Msr Watts | LED PAR38 Basecase, Total Watts = 3.28 x Msr Watts | LED Lamp: PAR38, 20 Watts, non-dimmable | LEDratio0328 | LEDratio0328 | LED-PAR38(20w) | Available |  |  |  | 2017ScrewInLampDisposition | ErRobNc |  |  |  | 2017Dispo-Res-InLtg-Cmn | 2017-07-01 | 2018-06-30 | InEA_modVal |  |  |  |  | Standard | Revise expiry date to 60/30/2018 Commission Staff direction 2018ScrewInLampSavignsMethods-11Dec2017.pdf | 1 | 1 | 0 | Deemed Ex Ante Team |  | Revise expiry date to 60/30/2018 Commission Staff direction 2018ScrewInLampSavignsMethods-11Dec2017.pdf |  | Updated to indicate claim/filing status
1285 | R-InCmn-LED-PAR38(21w)-dWP48 | Residential Indoor Common-Area Lighting: LED Lamp replaces pre-existing standard lighting Wattage. Measure includes Code case. Impacts: HOU = 6142; CDF = 0.70 | ExAnte2017 | Disposition | 2020-11-24 16:30 | Res-Iltg-Cmn-dWatt-CFL | NonDEER | Scaled | BaseRatio | 0 | 0 | None |  | 0 |  | 1 | Res | Any | Lighting | InCommon | Ltg_Lamp | LED_lamp |  | ILtg-Res-LED-20000hr-Cmn | LED PAR38 Basecase, Total Watts = 3.28 x Msr Watts | LED PAR38 Basecase, Total Watts = 3.28 x Msr Watts | LED Lamp: PAR38, 21 Watts, non-dimmable | LEDratio0328 | LEDratio0328 | LED-PAR38(21w) | Available |  |  |  | 2017ScrewInLampDisposition | ErRobNc |  |  |  | 2017Dispo-Res-InLtg-Cmn | 2017-07-01 | 2018-06-30 | InEA_modVal |  |  |  |  | Standard | Revise expiry date to 60/30/2018 Commission Staff direction 2018ScrewInLampSavignsMethods-11Dec2017.pdf | 1 | 1 | 0 | Deemed Ex Ante Team |  | Revise expiry date to 60/30/2018 Commission Staff direction 2018ScrewInLampSavignsMethods-11Dec2017.pdf |  | Updated to indicate claim/filing status
1286 | R-InCmn-LED-PAR38(22w)-dWP50 | Residential Indoor Common-Area Lighting: LED Lamp replaces pre-existing standard lighting Wattage. Measure includes Code case. Impacts: HOU = 6142; CDF = 0.70 | ExAnte2017 | Disposition | 2020-11-24 16:30 | Res-Iltg-Cmn-dWatt-CFL | NonDEER | Scaled | BaseRatio | 0 | 0 | None |  | 0 |  | 1 | Res | Any | Lighting | InCommon | Ltg_Lamp | LED_lamp |  | ILtg-Res-LED-20000hr-Cmn | LED PAR38 Basecase, Total Watts = 3.28 x Msr Watts | LED PAR38 Basecase, Total Watts = 3.28 x Msr Watts | LED Lamp: PAR38, 22 Watts, non-dimmable | LEDratio0328 | LEDratio0328 | LED-PAR38(22w) | Available |  |  |  | 2017ScrewInLampDisposition | ErRobNc |  |  |  | 2017Dispo-Res-InLtg-Cmn | 2017-07-01 | 2018-06-30 | InEA_modVal |  |  |  |  | Standard | Revise expiry date to 60/30/2018 Commission Staff direction 2018ScrewInLampSavignsMethods-11Dec2017.pdf | 1 | 1 | 0 | Deemed Ex Ante Team |  | Revise expiry date to 60/30/2018 Commission Staff direction 2018ScrewInLampSavignsMethods-11Dec2017.pdf |  | Updated to indicate claim/filing status
1287 | R-InCmn-LED-PAR38(23w)-dWP52 | Residential Indoor Common-Area Lighting: LED Lamp replaces pre-existing standard lighting Wattage. Measure includes Code case. Impacts: HOU = 6142; CDF = 0.70 | ExAnte2017 | Disposition | 2020-11-24 16:30 | Res-Iltg-Cmn-dWatt-CFL | NonDEER | Scaled | BaseRatio | 0 | 0 | None |  | 0 |  | 1 | Res | Any | Lighting | InCommon | Ltg_Lamp | LED_lamp |  | ILtg-Res-LED-20000hr-Cmn | LED PAR38 Basecase, Total Watts = 3.28 x Msr Watts | LED PAR38 Basecase, Total Watts = 3.28 x Msr Watts | LED Lamp: PAR38, 23 Watts, non-dimmable | LEDratio0328 | LEDratio0328 | LED-PAR38(23w) | Available |  |  |  | 2017ScrewInLampDisposition | ErRobNc |  |  |  | 2017Dispo-Res-InLtg-Cmn | 2017-07-01 | 2018-06-30 | InEA_modVal |  |  |  |  | Standard | Revise expiry date to 60/30/2018 Commission Staff direction 2018ScrewInLampSavignsMethods-11Dec2017.pdf | 1 | 1 | 0 | Deemed Ex Ante Team |  | Revise expiry date to 60/30/2018 Commission Staff direction 2018ScrewInLampSavignsMethods-11Dec2017.pdf |  | Updated to indicate claim/filing status
1288 | R-InCmn-LED-PAR38(24w)-dWP55 | Residential Indoor Common-Area Lighting: LED Lamp replaces pre-existing standard lighting Wattage. Measure includes Code case. Impacts: HOU = 6142; CDF = 0.70 | ExAnte2017 | Disposition | 2020-11-24 16:30 | Res-Iltg-Cmn-dWatt-CFL | NonDEER | Scaled | BaseRatio | 0 | 0 | None |  | 0 |  | 1 | Res | Any | Lighting | InCommon | Ltg_Lamp | LED_lamp |  | ILtg-Res-LED-20000hr-Cmn | LED PAR38 Basecase, Total Watts = 3.28 x Msr Watts | LED PAR38 Basecase, Total Watts = 3.28 x Msr Watts | LED Lamp: PAR38, 24 Watts, non-dimmable | LEDratio0328 | LEDratio0328 | LED-PAR38(24w) | Available |  |  |  | 2017ScrewInLampDisposition | ErRobNc |  |  |  | 2017Dispo-Res-InLtg-Cmn | 2017-07-01 | 2018-06-30 | InEA_modVal |  |  |  |  | Standard | Revise expiry date to 60/30/2018 Commission Staff direction 2018ScrewInLampSavignsMethods-11Dec2017.pdf | 1 | 1 | 0 | Deemed Ex Ante Team |  | Revise expiry date to 60/30/2018 Commission Staff direction 2018ScrewInLampSavignsMethods-11Dec2017.pdf |  | Updated to indicate claim/filing status
1289 | R-InCmn-LED-PAR38(25w)-dWP57 | Residential Indoor Common-Area Lighting: LED Lamp replaces pre-existing standard lighting Wattage. Measure includes Code case. Impacts: HOU = 6142; CDF = 0.70 | ExAnte2017 | Disposition | 2020-11-24 16:30 | Res-Iltg-Cmn-dWatt-CFL | NonDEER | Scaled | BaseRatio | 0 | 0 | None |  | 0 |  | 1 | Res | Any | Lighting | InCommon | Ltg_Lamp | LED_lamp |  | ILtg-Res-LED-20000hr-Cmn | LED PAR38 Basecase, Total Watts = 3.28 x Msr Watts | LED PAR38 Basecase, Total Watts = 3.28 x Msr Watts | LED Lamp: PAR38, 25 Watts, non-dimmable | LEDratio0328 | LEDratio0328 | LED-PAR38(25w) | Available |  |  |  | 2017ScrewInLampDisposition | ErRobNc |  |  |  | 2017Dispo-Res-InLtg-Cmn | 2017-07-01 | 2018-06-30 | InEA_modVal |  |  |  |  | Standard | Revise expiry date to 60/30/2018 Commission Staff direction 2018ScrewInLampSavignsMethods-11Dec2017.pdf | 1 | 1 | 0 | Deemed Ex Ante Team |  | Revise expiry date to 60/30/2018 Commission Staff direction 2018ScrewInLampSavignsMethods-11Dec2017.pdf |  | Updated to indicate claim/filing status
1290 | R-InCmn-LED-PAR38(26w)-dWP59 | Residential Indoor Common-Area Lighting: LED Lamp replaces pre-existing standard lighting Wattage. Measure includes Code case. Impacts: HOU = 6142; CDF = 0.70 | ExAnte2017 | Disposition | 2020-11-24 16:30 | Res-Iltg-Cmn-dWatt-CFL | NonDEER | Scaled | BaseRatio | 0 | 0 | None |  | 0 |  | 1 | Res | Any | Lighting | InCommon | Ltg_Lamp | LED_lamp |  | ILtg-Res-LED-20000hr-Cmn | LED PAR38 Basecase, Total Watts = 3.28 x Msr Watts | LED PAR38 Basecase, Total Watts = 3.28 x Msr Watts | LED Lamp: PAR38, 26 Watts, non-dimmable | LEDratio0328 | LEDratio0328 | LED-PAR38(26w) | Available |  |  |  | 2017ScrewInLampDisposition | ErRobNc |  |  |  | 2017Dispo-Res-InLtg-Cmn | 2017-07-01 | 2018-06-30 | InEA_modVal |  |  |  |  | Standard | Revise expiry date to 60/30/2018 Commission Staff direction 2018ScrewInLampSavignsMethods-11Dec2017.pdf | 1 | 1 | 0 | Deemed Ex Ante Team |  | Revise expiry date to 60/30/2018 Commission Staff direction 2018ScrewInLampSavignsMethods-11Dec2017.pdf |  | Updated to indicate claim/filing status
1291 | R-InCmn-LED-PAR38(27w)-dWP62 | Residential Indoor Common-Area Lighting: LED Lamp replaces pre-existing standard lighting Wattage. Measure includes Code case. Impacts: HOU = 6142; CDF = 0.70 | ExAnte2017 | Disposition | 2020-11-24 16:30 | Res-Iltg-Cmn-dWatt-CFL | NonDEER | Scaled | BaseRatio | 0 | 0 | None |  | 0 |  | 1 | Res | Any | Lighting | InCommon | Ltg_Lamp | LED_lamp |  | ILtg-Res-LED-20000hr-Cmn | LED PAR38 Basecase, Total Watts = 3.28 x Msr Watts | LED PAR38 Basecase, Total Watts = 3.28 x Msr Watts | LED Lamp: PAR38, 27 Watts, non-dimmable | LEDratio0328 | LEDratio0328 | LED-PAR38(27w) | Available |  |  |  | 2017ScrewInLampDisposition | ErRobNc |  |  |  | 2017Dispo-Res-InLtg-Cmn | 2017-07-01 | 2018-06-30 | InEA_modVal |  |  |  |  | Standard | Revise expiry date to 60/30/2018 Commission Staff direction 2018ScrewInLampSavignsMethods-11Dec2017.pdf | 1 | 1 | 0 | Deemed Ex Ante Team |  | Revise expiry date to 60/30/2018 Commission Staff direction 2018ScrewInLampSavignsMethods-11Dec2017.pdf |  | Updated to indicate claim/filing status
1292 | R-InCmn-LED-PAR38(7w)-dWP16 | Residential Indoor Common-Area Lighting: LED Lamp replaces pre-existing standard lighting Wattage. Measure includes Code case. Impacts: HOU = 6142; CDF = 0.70 | ExAnte2017 | Disposition | 2020-11-24 16:30 | Res-Iltg-Cmn-dWatt-CFL | NonDEER | Scaled | BaseRatio | 0 | 0 | None |  | 0 |  | 1 | Res | Any | Lighting | InCommon | Ltg_Lamp | LED_lamp |  | ILtg-Res-LED-20000hr-Cmn | LED PAR38 Basecase, Total Watts = 3.28 x Msr Watts | LED PAR38 Basecase, Total Watts = 3.28 x Msr Watts | LED Lamp: PAR38, 7 Watts, non-dimmable | LEDratio0328 | LEDratio0328 | LED-PAR38(7w) | Available |  |  |  | 2017ScrewInLampDisposition | ErRobNc |  |  |  | 2017Dispo-Res-InLtg-Cmn | 2017-07-01 | 2018-06-30 | InEA_modVal |  |  |  |  | Standard | Revise expiry date to 60/30/2018 Commission Staff direction 2018ScrewInLampSavignsMethods-11Dec2017.pdf | 1 | 1 | 0 | Deemed Ex Ante Team |  | Revise expiry date to 60/30/2018 Commission Staff direction 2018ScrewInLampSavignsMethods-11Dec2017.pdf |  | Updated to indicate claim/filing status
1293 | C-In-LED-BR(11w)-dWP34 | Commercial Indoor General Lighting: LED Lamp replaces pre-existing standard lighting Wattage. Measure includes Code case. Impacts: CFL-based HOU (varies by BldgType) | ExAnte2017 | Disposition | 2020-11-24 16:30 | Com-Iltg-dWatt-CFL | NonDEER | Scaled | BaseRatio | 0 | 0 | None |  | 0 |  | 1 | Com | Any | Lighting | InGen-CFL | Ltg_Lamp | LED_lamp |  | ILtg-Com-LED-20000hr | LED R/BR Basecase, Total Watts = 4.13 x Msr Watts | LED R/BR Basecase, Total Watts = 4.13 x Msr Watts | LED Lamp: BR, 11 Watts, non-dimmable | LEDratio0413 | LEDratio0413 | LED-BR(11w) | Available |  |  |  | 2017ScrewInLampDisposition | ErRobNc |  |  |  | 2017Dispo-Com-InLtg | 2017-07-01 | 2018-06-30 | InEA_modVal |  |  |  |  | Standard | Revise expiry date to 60/30/2018 Commission Staff direction 2018ScrewInLampSavignsMethods-11Dec2017.pdf | 1 | 1 | 0 | Deemed Ex Ante Team |  | Revise expiry date to 60/30/2018 Commission Staff direction 2018ScrewInLampSavignsMethods-11Dec2017.pdf |  | Updated to indicate claim/filing status
1294 | C-In-LED-BR(14w)-dWP38 | Commercial Indoor General Lighting: LED Lamp replaces pre-existing standard lighting Wattage. Measure includes Code case. Impacts: CFL-based HOU (varies by BldgType) | ExAnte2017 | Disposition | 2020-11-24 16:30 | Com-Iltg-dWatt-CFL | NonDEER | Scaled | BaseRatio | 0 | 0 | None |  | 0 |  | 1 | Com | Any | Lighting | InGen-CFL | Ltg_Lamp | LED_lamp |  | ILtg-Com-LED-20000hr | LED R/BR Basecase, Total Watts = 3.73 x Msr Watts | LED R/BR Basecase, Total Watts = 3.73 x Msr Watts | LED Lamp: BR, 14 Watts, non-dimmable | LEDratio0373 | LEDratio0373 | LED-BR(14w) | Available |  |  |  | 2017ScrewInLampDisposition | ErRobNc |  |  |  | 2017Dispo-Com-InLtg | 2017-07-01 | 2018-06-30 | InEA_modVal |  |  |  |  | Standard | Revise expiry date to 60/30/2018 Commission Staff direction 2018ScrewInLampSavignsMethods-11Dec2017.pdf | 1 | 1 | 0 | Deemed Ex Ante Team |  | Revise expiry date to 60/30/2018 Commission Staff direction 2018ScrewInLampSavignsMethods-11Dec2017.pdf |  | Updated to indicate claim/filing status
1295 | C-In-LED-BR(6w)-dWP25 | Commercial Indoor General Lighting: LED Lamp replaces pre-existing standard lighting Wattage. Measure includes Code case. Impacts: CFL-based HOU (varies by BldgType) | ExAnte2017 | Disposition | 2020-11-24 16:30 | Com-Iltg-dWatt-CFL | NonDEER | Scaled | BaseRatio | 0 | 0 | None |  | 0 |  | 1 | Com | Any | Lighting | InGen-CFL | Ltg_Lamp | LED_lamp |  | ILtg-Com-LED-20000hr | LED R/BR Basecase, Total Watts = 5.24 x Msr Watts | LED R/BR Basecase, Total Watts = 5.24 x Msr Watts | LED Lamp: BR, 6 Watts, non-dimmable | LEDratio0524 | LEDratio0524 | LED-BR(6w) | Available |  |  |  | 2017ScrewInLampDisposition | ErRobNc |  |  |  | 2017Dispo-Com-InLtg | 2017-07-01 | 2018-06-30 | InEA_modVal |  |  |  |  | Standard | Revise expiry date to 60/30/2018 Commission Staff direction 2018ScrewInLampSavignsMethods-11Dec2017.pdf | 1 | 1 | 0 | Deemed Ex Ante Team |  | Revise expiry date to 60/30/2018 Commission Staff direction 2018ScrewInLampSavignsMethods-11Dec2017.pdf |  | Updated to indicate claim/filing status
1296 | C-In-LED-PAR20(10w)-dWP30 | Commercial Indoor General Lighting: LED Lamp replaces pre-existing standard lighting Wattage. Measure includes Code case. Impacts: CFL-based HOU (varies by BldgType) | ExAnte2017 | Disposition | 2020-11-24 16:30 | Com-Iltg-dWatt-CFL | NonDEER | Scaled | BaseRatio | 0 | 0 | None |  | 0 |  | 1 | Com | Any | Lighting | InGen-CFL | Ltg_Lamp | LED_lamp |  | ILtg-Com-LED-20000hr | LED PAR20 Basecase, Total Watts = 4.04 x Msr Watts | LED PAR20 Basecase, Total Watts = 4.04 x Msr Watts | LED Lamp: PAR20, 10 Watts, non-dimmable | LEDratio0404 | LEDratio0404 | LED-PAR20(10w) | Available |  |  |  | 2017ScrewInLampDisposition | ErRobNc |  |  |  | 2017Dispo-Com-InLtg | 2017-07-01 | 2018-06-30 | InEA_modVal |  |  |  |  | Standard | Revise expiry date to 60/30/2018 Commission Staff direction 2018ScrewInLampSavignsMethods-11Dec2017.pdf | 1 | 1 | 0 | Deemed Ex Ante Team |  | Revise expiry date to 60/30/2018 Commission Staff direction 2018ScrewInLampSavignsMethods-11Dec2017.pdf |  | Updated to indicate claim/filing status
1297 | C-In-LED-PAR20(13w)-dWP40 | Commercial Indoor General Lighting: LED Lamp replaces pre-existing standard lighting Wattage. Measure includes Code case. Impacts: CFL-based HOU (varies by BldgType) | ExAnte2017 | Disposition | 2020-11-24 16:30 | Com-Iltg-dWatt-CFL | NonDEER | Scaled | BaseRatio | 0 | 0 | None |  | 0 |  | 1 | Com | Any | Lighting | InGen-CFL | Ltg_Lamp | LED_lamp |  | ILtg-Com-LED-20000hr | LED PAR20 Basecase, Total Watts = 4.04 x Msr Watts | LED PAR20 Basecase, Total Watts = 4.04 x Msr Watts | LED Lamp: PAR20, 13 Watts | LEDratio0404 | LEDratio0404 | LED-PAR20(13w) | Available |  |  |  | 2017ScrewInLampDisposition | ErRobNc |  |  |  | 2017Dispo-Com-InLtg | 2017-07-01 | 2018-06-30 | InEA_modVal |  |  |  |  | Standard | Revise expiry date to 60/30/2018 Commission Staff direction 2018ScrewInLampSavignsMethods-11Dec2017.pdf | 1 | 1 | 0 | Deemed Ex Ante Team |  | Revise expiry date to 60/30/2018 Commission Staff direction 2018ScrewInLampSavignsMethods-11Dec2017.pdf |  | Updated to indicate claim/filing status
1298 | C-In-LED-PAR20(4w)-dWP12 | Commercial Indoor General Lighting: LED Lamp replaces pre-existing standard lighting Wattage. Measure includes Code case. Impacts: CFL-based HOU (varies by BldgType) | ExAnte2017 | Disposition | 2020-11-24 16:30 | Com-Iltg-dWatt-CFL | NonDEER | Scaled | BaseRatio | 0 | 0 | None |  | 0 |  | 1 | Com | Any | Lighting | InGen-CFL | Ltg_Lamp | LED_lamp |  | ILtg-Com-LED-20000hr | LED PAR20 Basecase, Total Watts = 4.04 x Msr Watts | LED PAR20 Basecase, Total Watts = 4.04 x Msr Watts | LED Lamp: PAR20, 4 Watts, non-dimmable | LEDratio0404 | LEDratio0404 | LED-PAR20(4w) | Available |  |  |  | 2017ScrewInLampDisposition | ErRobNc |  |  |  | 2017Dispo-Com-InLtg | 2017-07-01 | 2018-06-30 | InEA_modVal |  |  |  |  | Standard | Revise expiry date to 60/30/2018 Commission Staff direction 2018ScrewInLampSavignsMethods-11Dec2017.pdf | 1 | 1 | 0 | Deemed Ex Ante Team |  | Revise expiry date to 60/30/2018 Commission Staff direction 2018ScrewInLampSavignsMethods-11Dec2017.pdf |  | Updated to indicate claim/filing status
1299 | C-In-LED-PAR20(5.5w)-dWP17 | Commercial Indoor General Lighting: LED Lamp replaces pre-existing standard lighting Wattage. Measure includes Code case. Impacts: CFL-based HOU (varies by BldgType) | ExAnte2017 | Disposition | 2020-11-24 16:30 | Com-Iltg-dWatt-CFL | NonDEER | Scaled | BaseRatio | 0 | 0 | None |  | 0 |  | 1 | Com | Any | Lighting | InGen-CFL | Ltg_Lamp | LED_lamp |  | ILtg-Com-LED-20000hr | LED PAR20 Basecase, Total Watts = 4.04 x Msr Watts | LED PAR20 Basecase, Total Watts = 4.04 x Msr Watts | LED Lamp: PAR20, 5.5 Watts, non-dimmable | LEDratio0404 | LEDratio0404 | LED-PAR20(5.5w) | Available |  |  |  | 2017ScrewInLampDisposition | ErRobNc |  |  |  | 2017Dispo-Com-InLtg | 2017-07-01 | 2018-06-30 | InEA_modVal |  |  |  |  | Standard | Revise expiry date to 60/30/2018 Commission Staff direction 2018ScrewInLampSavignsMethods-11Dec2017.pdf | 1 | 1 | 0 | Deemed Ex Ante Team |  | Revise expiry date to 60/30/2018 Commission Staff direction 2018ScrewInLampSavignsMethods-11Dec2017.pdf |  | Updated to indicate claim/filing status
1300 | C-In-LED-PAR20(6w)-dWP18 | Commercial Indoor General Lighting: LED Lamp replaces pre-existing standard lighting Wattage. Measure includes Code case. Impacts: CFL-based HOU (varies by BldgType) | ExAnte2017 | Disposition | 2020-11-24 16:30 | Com-Iltg-dWatt-CFL | NonDEER | Scaled | BaseRatio | 0 | 0 | None |  | 0 |  | 1 | Com | Any | Lighting | InGen-CFL | Ltg_Lamp | LED_lamp |  | ILtg-Com-LED-20000hr | LED PAR20 Basecase, Total Watts = 4.04 x Msr Watts | LED PAR20 Basecase, Total Watts = 4.04 x Msr Watts | LED Lamp: PAR20, 6 Watts, non-dimmable | LEDratio0404 | LEDratio0404 | LED-PAR20(6w) | Available |  |  |  | 2017ScrewInLampDisposition | ErRobNc |  |  |  | 2017Dispo-Com-InLtg | 2017-07-01 | 2018-06-30 | InEA_modVal |  |  |  |  | Standard | Revise expiry date to 60/30/2018 Commission Staff direction 2018ScrewInLampSavignsMethods-11Dec2017.pdf | 1 | 1 | 0 | Deemed Ex Ante Team |  | Revise expiry date to 60/30/2018 Commission Staff direction 2018ScrewInLampSavignsMethods-11Dec2017.pdf |  | Updated to indicate claim/filing status
1301 | C-In-LED-PAR20(7w)-dWP21 | Commercial Indoor General Lighting: LED Lamp replaces pre-existing standard lighting Wattage. Measure includes Code case. Impacts: CFL-based HOU (varies by BldgType) | ExAnte2017 | Disposition | 2020-11-24 16:30 | Com-Iltg-dWatt-CFL | NonDEER | Scaled | BaseRatio | 0 | 0 | None |  | 0 |  | 1 | Com | Any | Lighting | InGen-CFL | Ltg_Lamp | LED_lamp |  | ILtg-Com-LED-20000hr | LED PAR20 Basecase, Total Watts = 4.04 x Msr Watts | LED PAR20 Basecase, Total Watts = 4.04 x Msr Watts | LED Lamp: PAR20, 7 Watts, non-dimmable | LEDratio0404 | LEDratio0404 | LED-PAR20(7w) | Available |  |  |  | 2017ScrewInLampDisposition | ErRobNc |  |  |  | 2017Dispo-Com-InLtg | 2017-07-01 | 2018-06-30 | InEA_modVal |  |  |  |  | Standard | Revise expiry date to 60/30/2018 Commission Staff direction 2018ScrewInLampSavignsMethods-11Dec2017.pdf | 1 | 1 | 0 | Deemed Ex Ante Team |  | Revise expiry date to 60/30/2018 Commission Staff direction 2018ScrewInLampSavignsMethods-11Dec2017.pdf |  | Updated to indicate claim/filing status
1302 | C-In-LED-PAR20(8w)-dWP24 | Commercial Indoor General Lighting: LED Lamp replaces pre-existing standard lighting Wattage. Measure includes Code case. Impacts: CFL-based HOU (varies by BldgType) | ExAnte2017 | Disposition | 2020-11-24 16:30 | Com-Iltg-dWatt-CFL | NonDEER | Scaled | BaseRatio | 0 | 0 | None |  | 0 |  | 1 | Com | Any | Lighting | InGen-CFL | Ltg_Lamp | LED_lamp |  | ILtg-Com-LED-20000hr | LED PAR20 Basecase, Total Watts = 4.04 x Msr Watts | LED PAR20 Basecase, Total Watts = 4.04 x Msr Watts | LED Lamp: PAR20, 8 Watts, non-dimmable | LEDratio0404 | LEDratio0404 | LED-PAR20(8w) | Available |  |  |  | 2017ScrewInLampDisposition | ErRobNc |  |  |  | 2017Dispo-Com-InLtg | 2017-07-01 | 2018-06-30 | InEA_modVal |  |  |  |  | Standard | Revise expiry date to 60/30/2018 Commission Staff direction 2018ScrewInLampSavignsMethods-11Dec2017.pdf | 1 | 1 | 0 | Deemed Ex Ante Team |  | Revise expiry date to 60/30/2018 Commission Staff direction 2018ScrewInLampSavignsMethods-11Dec2017.pdf |  | Updated to indicate claim/filing status
1303 | C-In-LED-PAR20(9w)-dWP27 | Commercial Indoor General Lighting: LED Lamp replaces pre-existing standard lighting Wattage. Measure includes Code case. Impacts: CFL-based HOU (varies by BldgType) | ExAnte2017 | Disposition | 2020-11-24 16:30 | Com-Iltg-dWatt-CFL | NonDEER | Scaled | BaseRatio | 0 | 0 | None |  | 0 |  | 1 | Com | Any | Lighting | InGen-CFL | Ltg_Lamp | LED_lamp |  | ILtg-Com-LED-20000hr | LED PAR20 Basecase, Total Watts = 4.04 x Msr Watts | LED PAR20 Basecase, Total Watts = 4.04 x Msr Watts | LED Lamp: PAR20, 9 Watts, non-dimmable | LEDratio0404 | LEDratio0404 | LED-PAR20(9w) | Available |  |  |  | 2017ScrewInLampDisposition | ErRobNc |  |  |  | 2017Dispo-Com-InLtg | 2017-07-01 | 2018-06-30 | InEA_modVal |  |  |  |  | Standard | Revise expiry date to 60/30/2018 Commission Staff direction 2018ScrewInLampSavignsMethods-11Dec2017.pdf | 1 | 1 | 0 | Deemed Ex Ante Team |  | Revise expiry date to 60/30/2018 Commission Staff direction 2018ScrewInLampSavignsMethods-11Dec2017.pdf |  | Updated to indicate claim/filing status
1304 | C-In-LED-PAR30(10w)-dWP19 | Commercial Indoor General Lighting: LED Lamp replaces pre-existing standard lighting Wattage. Measure includes Code case. Impacts: CFL-based HOU (varies by BldgType) | ExAnte2017 | Disposition | 2020-11-24 16:30 | Com-Iltg-dWatt-CFL | NonDEER | Scaled | BaseRatio | 0 | 0 | None |  | 0 |  | 1 | Com | Any | Lighting | InGen-CFL | Ltg_Lamp | LED_lamp |  | ILtg-Com-LED-20000hr | LED PAR30 Basecase, Total Watts = 2.94 x Msr Watts | LED PAR30 Basecase, Total Watts = 2.94 x Msr Watts | LED Lamp: PAR30, 10 Watts, non-dimmable | LEDratio0294 | LEDratio0294 | LED-PAR30(10w) | Available |  |  |  | 2017ScrewInLampDisposition | ErRobNc |  |  |  | 2017Dispo-Com-InLtg | 2017-07-01 | 2018-06-30 | InEA_modVal |  |  |  |  | Standard | Revise expiry date to 60/30/2018 Commission Staff direction 2018ScrewInLampSavignsMethods-11Dec2017.pdf | 1 | 1 | 0 | Deemed Ex Ante Team |  | Revise expiry date to 60/30/2018 Commission Staff direction 2018ScrewInLampSavignsMethods-11Dec2017.pdf |  | Updated to indicate claim/filing status
1305 | C-In-LED-PAR30(11w)-dWP21 | Commercial Indoor General Lighting: LED Lamp replaces pre-existing standard lighting Wattage. Measure includes Code case. Impacts: CFL-based HOU (varies by BldgType) | ExAnte2017 | Disposition | 2020-11-24 16:30 | Com-Iltg-dWatt-CFL | NonDEER | Scaled | BaseRatio | 0 | 0 | None |  | 0 |  | 1 | Com | Any | Lighting | InGen-CFL | Ltg_Lamp | LED_lamp |  | ILtg-Com-LED-20000hr | LED PAR30 Basecase, Total Watts = 2.94 x Msr Watts | LED PAR30 Basecase, Total Watts = 2.94 x Msr Watts | LED Lamp: PAR30, 11 Watts, non-dimmable | LEDratio0294 | LEDratio0294 | LED-PAR30(11w) | Available |  |  |  | 2017ScrewInLampDisposition | ErRobNc |  |  |  | 2017Dispo-Com-InLtg | 2017-07-01 | 2018-06-30 | InEA_modVal |  |  |  |  | Standard | Revise expiry date to 60/30/2018 Commission Staff direction 2018ScrewInLampSavignsMethods-11Dec2017.pdf | 1 | 1 | 0 | Deemed Ex Ante Team |  | Revise expiry date to 60/30/2018 Commission Staff direction 2018ScrewInLampSavignsMethods-11Dec2017.pdf |  | Updated to indicate claim/filing status
1306 | C-In-LED-PAR30(12w)-dWP23 | Commercial Indoor General Lighting: LED Lamp replaces pre-existing standard lighting Wattage. Measure includes Code case. Impacts: CFL-based HOU (varies by BldgType) | ExAnte2017 | Disposition | 2020-11-24 16:30 | Com-Iltg-dWatt-CFL | NonDEER | Scaled | BaseRatio | 0 | 0 | None |  | 0 |  | 1 | Com | Any | Lighting | InGen-CFL | Ltg_Lamp | LED_lamp |  | ILtg-Com-LED-20000hr | LED PAR30 Basecase, Total Watts = 2.94 x Msr Watts | LED PAR30 Basecase, Total Watts = 2.94 x Msr Watts | LED Lamp: PAR30, 12 Watts, non-dimmable | LEDratio0294 | LEDratio0294 | LED-PAR30(12w) | Available |  |  |  | 2017ScrewInLampDisposition | ErRobNc |  |  |  | 2017Dispo-Com-InLtg | 2017-07-01 | 2018-06-30 | InEA_modVal |  |  |  |  | Standard | Revise expiry date to 60/30/2018 Commission Staff direction 2018ScrewInLampSavignsMethods-11Dec2017.pdf | 1 | 1 | 0 | Deemed Ex Ante Team |  | Revise expiry date to 60/30/2018 Commission Staff direction 2018ScrewInLampSavignsMethods-11Dec2017.pdf |  | Updated to indicate claim/filing status
1307 | C-In-LED-PAR30(13w)-dWP25 | Commercial Indoor General Lighting: LED Lamp replaces pre-existing standard lighting Wattage. Measure includes Code case. Impacts: CFL-based HOU (varies by BldgType) | ExAnte2017 | Disposition | 2020-11-24 16:30 | Com-Iltg-dWatt-CFL | NonDEER | Scaled | BaseRatio | 0 | 0 | None |  | 0 |  | 1 | Com | Any | Lighting | InGen-CFL | Ltg_Lamp | LED_lamp |  | ILtg-Com-LED-20000hr | LED PAR30 Basecase, Total Watts = 2.94 x Msr Watts | LED PAR30 Basecase, Total Watts = 2.94 x Msr Watts | LED Lamp: PAR30, 13 Watts, non-dimmable | LEDratio0294 | LEDratio0294 | LED-PAR30(13w) | Available |  |  |  | 2017ScrewInLampDisposition | ErRobNc |  |  |  | 2017Dispo-Com-InLtg | 2017-07-01 | 2018-06-30 | InEA_modVal |  |  |  |  | Standard | Revise expiry date to 60/30/2018 Commission Staff direction 2018ScrewInLampSavignsMethods-11Dec2017.pdf | 1 | 1 | 0 | Deemed Ex Ante Team |  | Revise expiry date to 60/30/2018 Commission Staff direction 2018ScrewInLampSavignsMethods-11Dec2017.pdf |  | Updated to indicate claim/filing status
1308 | C-In-LED-PAR30(14w)-dWP27 | Commercial Indoor General Lighting: LED Lamp replaces pre-existing standard lighting Wattage. Measure includes Code case. Impacts: CFL-based HOU (varies by BldgType) | ExAnte2017 | Disposition | 2020-11-24 16:30 | Com-Iltg-dWatt-CFL | NonDEER | Scaled | BaseRatio | 0 | 0 | None |  | 0 |  | 1 | Com | Any | Lighting | InGen-CFL | Ltg_Lamp | LED_lamp |  | ILtg-Com-LED-20000hr | LED PAR30 Basecase, Total Watts = 2.94 x Msr Watts | LED PAR30 Basecase, Total Watts = 2.94 x Msr Watts | LED Lamp: PAR30, 14 Watts, non-dimmable | LEDratio0294 | LEDratio0294 | LED-PAR30(14w) | Available |  |  |  | 2017ScrewInLampDisposition | ErRobNc |  |  |  | 2017Dispo-Com-InLtg | 2017-07-01 | 2018-06-30 | InEA_modVal |  |  |  |  | Standard | Revise expiry date to 60/30/2018 Commission Staff direction 2018ScrewInLampSavignsMethods-11Dec2017.pdf | 1 | 1 | 0 | Deemed Ex Ante Team |  | Revise expiry date to 60/30/2018 Commission Staff direction 2018ScrewInLampSavignsMethods-11Dec2017.pdf |  | Updated to indicate claim/filing status
1309 | C-In-LED-PAR30(15w)-dWP29 | Commercial Indoor General Lighting: LED Lamp replaces pre-existing standard lighting Wattage. Measure includes Code case. Impacts: CFL-based HOU (varies by BldgType) | ExAnte2017 | Disposition | 2020-11-24 16:30 | Com-Iltg-dWatt-CFL | NonDEER | Scaled | BaseRatio | 0 | 0 | None |  | 0 |  | 1 | Com | Any | Lighting | InGen-CFL | Ltg_Lamp | LED_lamp |  | ILtg-Com-LED-20000hr | LED PAR30 Basecase, Total Watts = 2.94 x Msr Watts | LED PAR30 Basecase, Total Watts = 2.94 x Msr Watts | LED Lamp: PAR30, 15 Watts, non-dimmable | LEDratio0294 | LEDratio0294 | LED-PAR30(15w) | Available |  |  |  | 2017ScrewInLampDisposition | ErRobNc |  |  |  | 2017Dispo-Com-InLtg | 2017-07-01 | 2018-06-30 | InEA_modVal |  |  |  |  | Standard | Revise expiry date to 60/30/2018 Commission Staff direction 2018ScrewInLampSavignsMethods-11Dec2017.pdf | 1 | 1 | 0 | Deemed Ex Ante Team |  | Revise expiry date to 60/30/2018 Commission Staff direction 2018ScrewInLampSavignsMethods-11Dec2017.pdf |  | Updated to indicate claim/filing status
1310 | C-In-LED-PAR30(16w)-dWP31 | Commercial Indoor General Lighting: LED Lamp replaces pre-existing standard lighting Wattage. Measure includes Code case. Impacts: CFL-based HOU (varies by BldgType) | ExAnte2017 | Disposition | 2020-11-24 16:30 | Com-Iltg-dWatt-CFL | NonDEER | Scaled | BaseRatio | 0 | 0 | None |  | 0 |  | 1 | Com | Any | Lighting | InGen-CFL | Ltg_Lamp | LED_lamp |  | ILtg-Com-LED-20000hr | LED PAR30 Basecase, Total Watts = 2.94 x Msr Watts | LED PAR30 Basecase, Total Watts = 2.94 x Msr Watts | LED Lamp: PAR30, 16 Watts, non-dimmable | LEDratio0294 | LEDratio0294 | LED-PAR30(16w) | Available |  |  |  | 2017ScrewInLampDisposition | ErRobNc |  |  |  | 2017Dispo-Com-InLtg | 2017-07-01 | 2018-06-30 | InEA_modVal |  |  |  |  | Standard | Revise expiry date to 60/30/2018 Commission Staff direction 2018ScrewInLampSavignsMethods-11Dec2017.pdf | 1 | 1 | 0 | Deemed Ex Ante Team |  | Revise expiry date to 60/30/2018 Commission Staff direction 2018ScrewInLampSavignsMethods-11Dec2017.pdf |  | Updated to indicate claim/filing status
1311 | C-In-LED-PAR30(17w)-dWP33 | Commercial Indoor General Lighting: LED Lamp replaces pre-existing standard lighting Wattage. Measure includes Code case. Impacts: CFL-based HOU (varies by BldgType) | ExAnte2017 | Disposition | 2020-11-24 16:30 | Com-Iltg-dWatt-CFL | NonDEER | Scaled | BaseRatio | 0 | 0 | None |  | 0 |  | 1 | Com | Any | Lighting | InGen-CFL | Ltg_Lamp | LED_lamp |  | ILtg-Com-LED-20000hr | LED PAR30 Basecase, Total Watts = 2.94 x Msr Watts | LED PAR30 Basecase, Total Watts = 2.94 x Msr Watts | LED Lamp: PAR30, 17 Watts, non-dimmable | LEDratio0294 | LEDratio0294 | LED-PAR30(17w) | Available |  |  |  | 2017ScrewInLampDisposition | ErRobNc |  |  |  | 2017Dispo-Com-InLtg | 2017-07-01 | 2018-06-30 | InEA_modVal |  |  |  |  | Standard | Revise expiry date to 60/30/2018 Commission Staff direction 2018ScrewInLampSavignsMethods-11Dec2017.pdf | 1 | 1 | 0 | Deemed Ex Ante Team |  | Revise expiry date to 60/30/2018 Commission Staff direction 2018ScrewInLampSavignsMethods-11Dec2017.pdf |  | Updated to indicate claim/filing status
1312 | C-In-LED-PAR30(18w)-dWP35 | Commercial Indoor General Lighting: LED Lamp replaces pre-existing standard lighting Wattage. Measure includes Code case. Impacts: CFL-based HOU (varies by BldgType) | ExAnte2017 | Disposition | 2020-11-24 16:30 | Com-Iltg-dWatt-CFL | NonDEER | Scaled | BaseRatio | 0 | 0 | None |  | 0 |  | 1 | Com | Any | Lighting | InGen-CFL | Ltg_Lamp | LED_lamp |  | ILtg-Com-LED-20000hr | LED PAR30 Basecase, Total Watts = 2.94 x Msr Watts | LED PAR30 Basecase, Total Watts = 2.94 x Msr Watts | LED Lamp: PAR30, 18 Watts, non-dimmable | LEDratio0294 | LEDratio0294 | LED-PAR30(18w) | Available |  |  |  | 2017ScrewInLampDisposition | ErRobNc |  |  |  | 2017Dispo-Com-InLtg | 2017-07-01 | 2018-06-30 | InEA_modVal |  |  |  |  | Standard | Revise expiry date to 60/30/2018 Commission Staff direction 2018ScrewInLampSavignsMethods-11Dec2017.pdf | 1 | 1 | 0 | Deemed Ex Ante Team |  | Revise expiry date to 60/30/2018 Commission Staff direction 2018ScrewInLampSavignsMethods-11Dec2017.pdf |  | Updated to indicate claim/filing status
1313 | C-In-LED-PAR30(19w)-dWP37 | Commercial Indoor General Lighting: LED Lamp replaces pre-existing standard lighting Wattage. Measure includes Code case. Impacts: CFL-based HOU (varies by BldgType) | ExAnte2017 | Disposition | 2020-11-24 16:30 | Com-Iltg-dWatt-CFL | NonDEER | Scaled | BaseRatio | 0 | 0 | None |  | 0 |  | 1 | Com | Any | Lighting | InGen-CFL | Ltg_Lamp | LED_lamp |  | ILtg-Com-LED-20000hr | LED PAR30 Basecase, Total Watts = 2.94 x Msr Watts | LED PAR30 Basecase, Total Watts = 2.94 x Msr Watts | LED Lamp: PAR30, 19 Watts, non-dimmable | LEDratio0294 | LEDratio0294 | LED-PAR30(19w) | Available |  |  |  | 2017ScrewInLampDisposition | ErRobNc |  |  |  | 2017Dispo-Com-InLtg | 2017-07-01 | 2018-06-30 | InEA_modVal |  |  |  |  | Standard | Revise expiry date to 60/30/2018 Commission Staff direction 2018ScrewInLampSavignsMethods-11Dec2017.pdf | 1 | 1 | 0 | Deemed Ex Ante Team |  | Revise expiry date to 60/30/2018 Commission Staff direction 2018ScrewInLampSavignsMethods-11Dec2017.pdf |  | Updated to indicate claim/filing status
1314 | C-In-LED-PAR30(20w)-dWP39 | Commercial Indoor General Lighting: LED Lamp replaces pre-existing standard lighting Wattage. Measure includes Code case. Impacts: CFL-based HOU (varies by BldgType) | ExAnte2017 | Disposition | 2020-11-24 16:30 | Com-Iltg-dWatt-CFL | NonDEER | Scaled | BaseRatio | 0 | 0 | None |  | 0 |  | 1 | Com | Any | Lighting | InGen-CFL | Ltg_Lamp | LED_lamp |  | ILtg-Com-LED-20000hr | LED PAR30 Basecase, Total Watts = 2.94 x Msr Watts | LED PAR30 Basecase, Total Watts = 2.94 x Msr Watts | LED Lamp: PAR30, 20 Watts, non-dimmable | LEDratio0294 | LEDratio0294 | LED-PAR30(20w) | Available |  |  |  | 2017ScrewInLampDisposition | ErRobNc |  |  |  | 2017Dispo-Com-InLtg | 2017-07-01 | 2018-06-30 | InEA_modVal |  |  |  |  | Standard | Revise expiry date to 60/30/2018 Commission Staff direction 2018ScrewInLampSavignsMethods-11Dec2017.pdf | 1 | 1 | 0 | Deemed Ex Ante Team |  | Revise expiry date to 60/30/2018 Commission Staff direction 2018ScrewInLampSavignsMethods-11Dec2017.pdf |  | Updated to indicate claim/filing status
1315 | C-In-LED-PAR30(6w)-dWP12 | Commercial Indoor General Lighting: LED Lamp replaces pre-existing standard lighting Wattage. Measure includes Code case. Impacts: CFL-based HOU (varies by BldgType) | ExAnte2017 | Disposition | 2020-11-24 16:30 | Com-Iltg-dWatt-CFL | NonDEER | Scaled | BaseRatio | 0 | 0 | None |  | 0 |  | 1 | Com | Any | Lighting | InGen-CFL | Ltg_Lamp | LED_lamp |  | ILtg-Com-LED-20000hr | LED PAR30 Basecase, Total Watts = 2.94 x Msr Watts | LED PAR30 Basecase, Total Watts = 2.94 x Msr Watts | LED Lamp: PAR30, 6 Watts, non-dimmable | LEDratio0294 | LEDratio0294 | LED-PAR30(6w) | Available |  |  |  | 2017ScrewInLampDisposition | ErRobNc |  |  |  | 2017Dispo-Com-InLtg | 2017-07-01 | 2018-06-30 | InEA_modVal |  |  |  |  | Standard | Revise expiry date to 60/30/2018 Commission Staff direction 2018ScrewInLampSavignsMethods-11Dec2017.pdf | 1 | 1 | 0 | Deemed Ex Ante Team |  | Revise expiry date to 60/30/2018 Commission Staff direction 2018ScrewInLampSavignsMethods-11Dec2017.pdf |  | Updated to indicate claim/filing status
1316 | C-In-LED-PAR30(8w)-dWP16 | Commercial Indoor General Lighting: LED Lamp replaces pre-existing standard lighting Wattage. Measure includes Code case. Impacts: CFL-based HOU (varies by BldgType) | ExAnte2017 | Disposition | 2020-11-24 16:30 | Com-Iltg-dWatt-CFL | NonDEER | Scaled | BaseRatio | 0 | 0 | None |  | 0 |  | 1 | Com | Any | Lighting | InGen-CFL | Ltg_Lamp | LED_lamp |  | ILtg-Com-LED-20000hr | LED PAR30 Basecase, Total Watts = 2.94 x Msr Watts | LED PAR30 Basecase, Total Watts = 2.94 x Msr Watts | LED Lamp: PAR30, 8 Watts, non-dimmable | LEDratio0294 | LEDratio0294 | LED-PAR30(8w) | Available |  |  |  | 2017ScrewInLampDisposition | ErRobNc |  |  |  | 2017Dispo-Com-InLtg | 2017-07-01 | 2018-06-30 | InEA_modVal |  |  |  |  | Standard | Revise expiry date to 60/30/2018 Commission Staff direction 2018ScrewInLampSavignsMethods-11Dec2017.pdf | 1 | 1 | 0 | Deemed Ex Ante Team |  | Revise expiry date to 60/30/2018 Commission Staff direction 2018ScrewInLampSavignsMethods-11Dec2017.pdf |  | Updated to indicate claim/filing status
1317 | C-In-LED-PAR38(10w)-dWP23 | Commercial Indoor General Lighting: LED Lamp replaces pre-existing standard lighting Wattage. Measure includes Code case. Impacts: CFL-based HOU (varies by BldgType) | ExAnte2017 | Disposition | 2020-11-24 16:30 | Com-Iltg-dWatt-CFL | NonDEER | Scaled | BaseRatio | 0 | 0 | None |  | 0 |  | 1 | Com | Any | Lighting | InGen-CFL | Ltg_Lamp | LED_lamp |  | ILtg-Com-LED-20000hr | LED PAR38 Basecase, Total Watts = 3.28 x Msr Watts | LED PAR38 Basecase, Total Watts = 3.28 x Msr Watts | LED Lamp: PAR38, 10 Watts, non-dimmable | LEDratio0328 | LEDratio0328 | LED-PAR38(10w) | Available |  |  |  | 2017ScrewInLampDisposition | ErRobNc |  |  |  | 2017Dispo-Com-InLtg | 2017-07-01 | 2018-06-30 | InEA_modVal |  |  |  |  | Standard | Revise expiry date to 60/30/2018 Commission Staff direction 2018ScrewInLampSavignsMethods-11Dec2017.pdf | 1 | 1 | 0 | Deemed Ex Ante Team |  | Revise expiry date to 60/30/2018 Commission Staff direction 2018ScrewInLampSavignsMethods-11Dec2017.pdf |  | Updated to indicate claim/filing status
1318 | C-In-LED-PAR38(12w)-dWP27 | Commercial Indoor General Lighting: LED Lamp replaces pre-existing standard lighting Wattage. Measure includes Code case. Impacts: CFL-based HOU (varies by BldgType) | ExAnte2017 | Disposition | 2020-11-24 16:30 | Com-Iltg-dWatt-CFL | NonDEER | Scaled | BaseRatio | 0 | 0 | None |  | 0 |  | 1 | Com | Any | Lighting | InGen-CFL | Ltg_Lamp | LED_lamp |  | ILtg-Com-LED-20000hr | LED PAR38 Basecase, Total Watts = 3.28 x Msr Watts | LED PAR38 Basecase, Total Watts = 3.28 x Msr Watts | LED Lamp: PAR38, 12 Watts, non-dimmable | LEDratio0328 | LEDratio0328 | LED-PAR38(12w) | Available |  |  |  | 2017ScrewInLampDisposition | ErRobNc |  |  |  | 2017Dispo-Com-InLtg | 2017-07-01 | 2018-06-30 | InEA_modVal |  |  |  |  | Standard | Revise expiry date to 60/30/2018 Commission Staff direction 2018ScrewInLampSavignsMethods-11Dec2017.pdf | 1 | 1 | 0 | Deemed Ex Ante Team |  | Revise expiry date to 60/30/2018 Commission Staff direction 2018ScrewInLampSavignsMethods-11Dec2017.pdf |  | Updated to indicate claim/filing status
1319 | C-In-LED-PAR38(13w)-dWP30 | Commercial Indoor General Lighting: LED Lamp replaces pre-existing standard lighting Wattage. Measure includes Code case. Impacts: CFL-based HOU (varies by BldgType) | ExAnte2017 | Disposition | 2020-11-24 16:30 | Com-Iltg-dWatt-CFL | NonDEER | Scaled | BaseRatio | 0 | 0 | None |  | 0 |  | 1 | Com | Any | Lighting | InGen-CFL | Ltg_Lamp | LED_lamp |  | ILtg-Com-LED-20000hr | LED PAR38 Basecase, Total Watts = 3.28 x Msr Watts | LED PAR38 Basecase, Total Watts = 3.28 x Msr Watts | LED Lamp: PAR38, 13 Watts, non-dimmable | LEDratio0328 | LEDratio0328 | LED-PAR38(13w) | Available |  |  |  | 2017ScrewInLampDisposition | ErRobNc |  |  |  | 2017Dispo-Com-InLtg | 2017-07-01 | 2018-06-30 | InEA_modVal |  |  |  |  | Standard | Revise expiry date to 60/30/2018 Commission Staff direction 2018ScrewInLampSavignsMethods-11Dec2017.pdf | 1 | 1 | 0 | Deemed Ex Ante Team |  | Revise expiry date to 60/30/2018 Commission Staff direction 2018ScrewInLampSavignsMethods-11Dec2017.pdf |  | Updated to indicate claim/filing status
1320 | C-In-LED-PAR38(14w)-dWP32 | Commercial Indoor General Lighting: LED Lamp replaces pre-existing standard lighting Wattage. Measure includes Code case. Impacts: CFL-based HOU (varies by BldgType) | ExAnte2017 | Disposition | 2020-11-24 16:30 | Com-Iltg-dWatt-CFL | NonDEER | Scaled | BaseRatio | 0 | 0 | None |  | 0 |  | 1 | Com | Any | Lighting | InGen-CFL | Ltg_Lamp | LED_lamp |  | ILtg-Com-LED-20000hr | LED PAR38 Basecase, Total Watts = 3.28 x Msr Watts | LED PAR38 Basecase, Total Watts = 3.28 x Msr Watts | LED Lamp: PAR38, 14 Watts, non-dimmable | LEDratio0328 | LEDratio0328 | LED-PAR38(14w) | Available |  |  |  | 2017ScrewInLampDisposition | ErRobNc |  |  |  | 2017Dispo-Com-InLtg | 2017-07-01 | 2018-06-30 | InEA_modVal |  |  |  |  | Standard | Revise expiry date to 60/30/2018 Commission Staff direction 2018ScrewInLampSavignsMethods-11Dec2017.pdf | 1 | 1 | 0 | Deemed Ex Ante Team |  | Revise expiry date to 60/30/2018 Commission Staff direction 2018ScrewInLampSavignsMethods-11Dec2017.pdf |  | Updated to indicate claim/filing status
1321 | C-In-LED-PAR38(15w)-dWP34 | Commercial Indoor General Lighting: LED Lamp replaces pre-existing standard lighting Wattage. Measure includes Code case. Impacts: CFL-based HOU (varies by BldgType) | ExAnte2017 | Disposition | 2020-11-24 16:30 | Com-Iltg-dWatt-CFL | NonDEER | Scaled | BaseRatio | 0 | 0 | None |  | 0 |  | 1 | Com | Any | Lighting | InGen-CFL | Ltg_Lamp | LED_lamp |  | ILtg-Com-LED-20000hr | LED PAR38 Basecase, Total Watts = 3.28 x Msr Watts | LED PAR38 Basecase, Total Watts = 3.28 x Msr Watts | LED Lamp: PAR38, 15 Watts, non-dimmable | LEDratio0328 | LEDratio0328 | LED-PAR38(15w) | Available |  |  |  | 2017ScrewInLampDisposition | ErRobNc |  |  |  | 2017Dispo-Com-InLtg | 2017-07-01 | 2018-06-30 | InEA_modVal |  |  |  |  | Standard | Revise expiry date to 60/30/2018 Commission Staff direction 2018ScrewInLampSavignsMethods-11Dec2017.pdf | 1 | 1 | 0 | Deemed Ex Ante Team |  | Revise expiry date to 60/30/2018 Commission Staff direction 2018ScrewInLampSavignsMethods-11Dec2017.pdf |  | Updated to indicate claim/filing status
1322 | C-In-LED-PAR38(16w)-dWP36 | Commercial Indoor General Lighting: LED Lamp replaces pre-existing standard lighting Wattage. Measure includes Code case. Impacts: CFL-based HOU (varies by BldgType) | ExAnte2017 | Disposition | 2020-11-24 16:30 | Com-Iltg-dWatt-CFL | NonDEER | Scaled | BaseRatio | 0 | 0 | None |  | 0 |  | 1 | Com | Any | Lighting | InGen-CFL | Ltg_Lamp | LED_lamp |  | ILtg-Com-LED-20000hr | LED PAR38 Basecase, Total Watts = 3.28 x Msr Watts | LED PAR38 Basecase, Total Watts = 3.28 x Msr Watts | LED Lamp: PAR38, 16 Watts, non-dimmable | LEDratio0328 | LEDratio0328 | LED-PAR38(16w) | Available |  |  |  | 2017ScrewInLampDisposition | ErRobNc |  |  |  | 2017Dispo-Com-InLtg | 2017-07-01 | 2018-06-30 | InEA_modVal |  |  |  |  | Standard | Revise expiry date to 60/30/2018 Commission Staff direction 2018ScrewInLampSavignsMethods-11Dec2017.pdf | 1 | 1 | 0 | Deemed Ex Ante Team |  | Revise expiry date to 60/30/2018 Commission Staff direction 2018ScrewInLampSavignsMethods-11Dec2017.pdf |  | Updated to indicate claim/filing status
1323 | C-In-LED-PAR38(17w)-dWP39 | Commercial Indoor General Lighting: LED Lamp replaces pre-existing standard lighting Wattage. Measure includes Code case. Impacts: CFL-based HOU (varies by BldgType) | ExAnte2017 | Disposition | 2020-11-24 16:30 | Com-Iltg-dWatt-CFL | NonDEER | Scaled | BaseRatio | 0 | 0 | None |  | 0 |  | 1 | Com | Any | Lighting | InGen-CFL | Ltg_Lamp | LED_lamp |  | ILtg-Com-LED-20000hr | LED PAR38 Basecase, Total Watts = 3.28 x Msr Watts | LED PAR38 Basecase, Total Watts = 3.28 x Msr Watts | LED Lamp: PAR38, 17 Watts, non-dimmable | LEDratio0328 | LEDratio0328 | LED-PAR38(17w) | Available |  |  |  | 2017ScrewInLampDisposition | ErRobNc |  |  |  | 2017Dispo-Com-InLtg | 2017-07-01 | 2018-06-30 | InEA_modVal |  |  |  |  | Standard | Revise expiry date to 60/30/2018 Commission Staff direction 2018ScrewInLampSavignsMethods-11Dec2017.pdf | 1 | 1 | 0 | Deemed Ex Ante Team |  | Revise expiry date to 60/30/2018 Commission Staff direction 2018ScrewInLampSavignsMethods-11Dec2017.pdf |  | Updated to indicate claim/filing status
1324 | C-In-LED-PAR38(18w)-dWP41 | Commercial Indoor General Lighting: LED Lamp replaces pre-existing standard lighting Wattage. Measure includes Code case. Impacts: CFL-based HOU (varies by BldgType) | ExAnte2017 | Disposition | 2020-11-24 16:30 | Com-Iltg-dWatt-CFL | NonDEER | Scaled | BaseRatio | 0 | 0 | None |  | 0 |  | 1 | Com | Any | Lighting | InGen-CFL | Ltg_Lamp | LED_lamp |  | ILtg-Com-LED-20000hr | LED PAR38 Basecase, Total Watts = 3.28 x Msr Watts | LED PAR38 Basecase, Total Watts = 3.28 x Msr Watts | LED Lamp: PAR38, 18 Watts, non-dimmable | LEDratio0328 | LEDratio0328 | LED-PAR38(18w) | Available |  |  |  | 2017ScrewInLampDisposition | ErRobNc |  |  |  | 2017Dispo-Com-InLtg | 2017-07-01 | 2018-06-30 | InEA_modVal |  |  |  |  | Standard | Revise expiry date to 60/30/2018 Commission Staff direction 2018ScrewInLampSavignsMethods-11Dec2017.pdf | 1 | 1 | 0 | Deemed Ex Ante Team |  | Revise expiry date to 60/30/2018 Commission Staff direction 2018ScrewInLampSavignsMethods-11Dec2017.pdf |  | Updated to indicate claim/filing status
1325 | C-In-LED-PAR38(19w)-dWP43 | Commercial Indoor General Lighting: LED Lamp replaces pre-existing standard lighting Wattage. Measure includes Code case. Impacts: CFL-based HOU (varies by BldgType) | ExAnte2017 | Disposition | 2020-11-24 16:30 | Com-Iltg-dWatt-CFL | NonDEER | Scaled | BaseRatio | 0 | 0 | None |  | 0 |  | 1 | Com | Any | Lighting | InGen-CFL | Ltg_Lamp | LED_lamp |  | ILtg-Com-LED-20000hr | LED PAR38 Basecase, Total Watts = 3.28 x Msr Watts | LED PAR38 Basecase, Total Watts = 3.28 x Msr Watts | LED Lamp: PAR38, 19 Watts, non-dimmable | LEDratio0328 | LEDratio0328 | LED-PAR38(19w) | Available |  |  |  | 2017ScrewInLampDisposition | ErRobNc |  |  |  | 2017Dispo-Com-InLtg | 2017-07-01 | 2018-06-30 | InEA_modVal |  |  |  |  | Standard | Revise expiry date to 60/30/2018 Commission Staff direction 2018ScrewInLampSavignsMethods-11Dec2017.pdf | 1 | 1 | 0 | Deemed Ex Ante Team |  | Revise expiry date to 60/30/2018 Commission Staff direction 2018ScrewInLampSavignsMethods-11Dec2017.pdf |  | Updated to indicate claim/filing status
1326 | C-In-LED-PAR38(20.1w)-dWP46 | Commercial Indoor General Lighting: LED Lamp replaces pre-existing standard lighting Wattage. Measure includes Code case. Impacts: CFL-based HOU (varies by BldgType) | ExAnte2017 | Disposition | 2020-11-24 16:30 | Com-Iltg-dWatt-CFL | NonDEER | Scaled | BaseRatio | 0 | 0 | None |  | 0 |  | 1 | Com | Any | Lighting | InGen-CFL | Ltg_Lamp | LED_lamp |  | ILtg-Com-LED-20000hr | LED PAR38 Basecase, Total Watts = 3.28 x Msr Watts | LED PAR38 Basecase, Total Watts = 3.28 x Msr Watts | LED Lamp: PAR38, 20.1 Watts, non-dimmable | LEDratio0328 | LEDratio0328 | LED-PAR38(20.1w) | Available |  |  |  | 2017ScrewInLampDisposition | ErRobNc |  |  |  | 2017Dispo-Com-InLtg | 2017-07-01 | 2018-06-30 | InEA_modVal |  |  |  |  | Standard | Revise expiry date to 60/30/2018 Commission Staff direction 2018ScrewInLampSavignsMethods-11Dec2017.pdf | 1 | 1 | 0 | Deemed Ex Ante Team |  | Revise expiry date to 60/30/2018 Commission Staff direction 2018ScrewInLampSavignsMethods-11Dec2017.pdf |  | Updated to indicate claim/filing status
1327 | C-In-LED-PAR38(20w)-dWP46 | Commercial Indoor General Lighting: LED Lamp replaces pre-existing standard lighting Wattage. Measure includes Code case. Impacts: CFL-based HOU (varies by BldgType) | ExAnte2017 | Disposition | 2020-11-24 16:30 | Com-Iltg-dWatt-CFL | NonDEER | Scaled | BaseRatio | 0 | 0 | None |  | 0 |  | 1 | Com | Any | Lighting | InGen-CFL | Ltg_Lamp | LED_lamp |  | ILtg-Com-LED-20000hr | LED PAR38 Basecase, Total Watts = 3.28 x Msr Watts | LED PAR38 Basecase, Total Watts = 3.28 x Msr Watts | LED Lamp: PAR38, 20 Watts, non-dimmable | LEDratio0328 | LEDratio0328 | LED-PAR38(20w) | Available |  |  |  | 2017ScrewInLampDisposition | ErRobNc |  |  |  | 2017Dispo-Com-InLtg | 2017-07-01 | 2018-06-30 | InEA_modVal |  |  |  |  | Standard | Revise expiry date to 60/30/2018 Commission Staff direction 2018ScrewInLampSavignsMethods-11Dec2017.pdf | 1 | 1 | 0 | Deemed Ex Ante Team |  | Revise expiry date to 60/30/2018 Commission Staff direction 2018ScrewInLampSavignsMethods-11Dec2017.pdf |  | Updated to indicate claim/filing status
1328 | C-In-LED-PAR38(21w)-dWP48 | Commercial Indoor General Lighting: LED Lamp replaces pre-existing standard lighting Wattage. Measure includes Code case. Impacts: CFL-based HOU (varies by BldgType) | ExAnte2017 | Disposition | 2020-11-24 16:30 | Com-Iltg-dWatt-CFL | NonDEER | Scaled | BaseRatio | 0 | 0 | None |  | 0 |  | 1 | Com | Any | Lighting | InGen-CFL | Ltg_Lamp | LED_lamp |  | ILtg-Com-LED-20000hr | LED PAR38 Basecase, Total Watts = 3.28 x Msr Watts | LED PAR38 Basecase, Total Watts = 3.28 x Msr Watts | LED Lamp: PAR38, 21 Watts, non-dimmable | LEDratio0328 | LEDratio0328 | LED-PAR38(21w) | Available |  |  |  | 2017ScrewInLampDisposition | ErRobNc |  |  |  | 2017Dispo-Com-InLtg | 2017-07-01 | 2018-06-30 | InEA_modVal |  |  |  |  | Standard | Revise expiry date to 60/30/2018 Commission Staff direction 2018ScrewInLampSavignsMethods-11Dec2017.pdf | 1 | 1 | 0 | Deemed Ex Ante Team |  | Revise expiry date to 60/30/2018 Commission Staff direction 2018ScrewInLampSavignsMethods-11Dec2017.pdf |  | Updated to indicate claim/filing status
1329 | C-In-LED-PAR38(22w)-dWP50 | Commercial Indoor General Lighting: LED Lamp replaces pre-existing standard lighting Wattage. Measure includes Code case. Impacts: CFL-based HOU (varies by BldgType) | ExAnte2017 | Disposition | 2020-11-24 16:30 | Com-Iltg-dWatt-CFL | NonDEER | Scaled | BaseRatio | 0 | 0 | None |  | 0 |  | 1 | Com | Any | Lighting | InGen-CFL | Ltg_Lamp | LED_lamp |  | ILtg-Com-LED-20000hr | LED PAR38 Basecase, Total Watts = 3.28 x Msr Watts | LED PAR38 Basecase, Total Watts = 3.28 x Msr Watts | LED Lamp: PAR38, 22 Watts, non-dimmable | LEDratio0328 | LEDratio0328 | LED-PAR38(22w) | Available |  |  |  | 2017ScrewInLampDisposition | ErRobNc |  |  |  | 2017Dispo-Com-InLtg | 2017-07-01 | 2018-06-30 | InEA_modVal |  |  |  |  | Standard | Revise expiry date to 60/30/2018 Commission Staff direction 2018ScrewInLampSavignsMethods-11Dec2017.pdf | 1 | 1 | 0 | Deemed Ex Ante Team |  | Revise expiry date to 60/30/2018 Commission Staff direction 2018ScrewInLampSavignsMethods-11Dec2017.pdf |  | Updated to indicate claim/filing status
1330 | C-In-LED-PAR38(23w)-dWP52 | Commercial Indoor General Lighting: LED Lamp replaces pre-existing standard lighting Wattage. Measure includes Code case. Impacts: CFL-based HOU (varies by BldgType) | ExAnte2017 | Disposition | 2020-11-24 16:30 | Com-Iltg-dWatt-CFL | NonDEER | Scaled | BaseRatio | 0 | 0 | None |  | 0 |  | 1 | Com | Any | Lighting | InGen-CFL | Ltg_Lamp | LED_lamp |  | ILtg-Com-LED-20000hr | LED PAR38 Basecase, Total Watts = 3.28 x Msr Watts | LED PAR38 Basecase, Total Watts = 3.28 x Msr Watts | LED Lamp: PAR38, 23 Watts, non-dimmable | LEDratio0328 | LEDratio0328 | LED-PAR38(23w) | Available |  |  |  | 2017ScrewInLampDisposition | ErRobNc |  |  |  | 2017Dispo-Com-InLtg | 2017-07-01 | 2018-06-30 | InEA_modVal |  |  |  |  | Standard | Revise expiry date to 60/30/2018 Commission Staff direction 2018ScrewInLampSavignsMethods-11Dec2017.pdf | 1 | 1 | 0 | Deemed Ex Ante Team |  | Revise expiry date to 60/30/2018 Commission Staff direction 2018ScrewInLampSavignsMethods-11Dec2017.pdf |  | Updated to indicate claim/filing status
1331 | C-In-LED-PAR38(24w)-dWP55 | Commercial Indoor General Lighting: LED Lamp replaces pre-existing standard lighting Wattage. Measure includes Code case. Impacts: CFL-based HOU (varies by BldgType) | ExAnte2017 | Disposition | 2020-11-24 16:30 | Com-Iltg-dWatt-CFL | NonDEER | Scaled | BaseRatio | 0 | 0 | None |  | 0 |  | 1 | Com | Any | Lighting | InGen-CFL | Ltg_Lamp | LED_lamp |  | ILtg-Com-LED-20000hr | LED PAR38 Basecase, Total Watts = 3.28 x Msr Watts | LED PAR38 Basecase, Total Watts = 3.28 x Msr Watts | LED Lamp: PAR38, 24 Watts, non-dimmable | LEDratio0328 | LEDratio0328 | LED-PAR38(24w) | Available |  |  |  | 2017ScrewInLampDisposition | ErRobNc |  |  |  | 2017Dispo-Com-InLtg | 2017-07-01 | 2018-06-30 | InEA_modVal |  |  |  |  | Standard | Revise expiry date to 60/30/2018 Commission Staff direction 2018ScrewInLampSavignsMethods-11Dec2017.pdf | 1 | 1 | 0 | Deemed Ex Ante Team |  | Revise expiry date to 60/30/2018 Commission Staff direction 2018ScrewInLampSavignsMethods-11Dec2017.pdf |  | Updated to indicate claim/filing status
1332 | C-In-LED-PAR38(25w)-dWP57 | Commercial Indoor General Lighting: LED Lamp replaces pre-existing standard lighting Wattage. Measure includes Code case. Impacts: CFL-based HOU (varies by BldgType) | ExAnte2017 | Disposition | 2020-11-24 16:30 | Com-Iltg-dWatt-CFL | NonDEER | Scaled | BaseRatio | 0 | 0 | None |  | 0 |  | 1 | Com | Any | Lighting | InGen-CFL | Ltg_Lamp | LED_lamp |  | ILtg-Com-LED-20000hr | LED PAR38 Basecase, Total Watts = 3.28 x Msr Watts | LED PAR38 Basecase, Total Watts = 3.28 x Msr Watts | LED Lamp: PAR38, 25 Watts, non-dimmable | LEDratio0328 | LEDratio0328 | LED-PAR38(25w) | Available |  |  |  | 2017ScrewInLampDisposition | ErRobNc |  |  |  | 2017Dispo-Com-InLtg | 2017-07-01 | 2018-06-30 | InEA_modVal |  |  |  |  | Standard | Revise expiry date to 60/30/2018 Commission Staff direction 2018ScrewInLampSavignsMethods-11Dec2017.pdf | 1 | 1 | 0 | Deemed Ex Ante Team |  | Revise expiry date to 60/30/2018 Commission Staff direction 2018ScrewInLampSavignsMethods-11Dec2017.pdf |  | Updated to indicate claim/filing status
1333 | C-In-LED-PAR38(26w)-dWP59 | Commercial Indoor General Lighting: LED Lamp replaces pre-existing standard lighting Wattage. Measure includes Code case. Impacts: CFL-based HOU (varies by BldgType) | ExAnte2017 | Disposition | 2020-11-24 16:30 | Com-Iltg-dWatt-CFL | NonDEER | Scaled | BaseRatio | 0 | 0 | None |  | 0 |  | 1 | Com | Any | Lighting | InGen-CFL | Ltg_Lamp | LED_lamp |  | ILtg-Com-LED-20000hr | LED PAR38 Basecase, Total Watts = 3.28 x Msr Watts | LED PAR38 Basecase, Total Watts = 3.28 x Msr Watts | LED Lamp: PAR38, 26 Watts, non-dimmable | LEDratio0328 | LEDratio0328 | LED-PAR38(26w) | Available |  |  |  | 2017ScrewInLampDisposition | ErRobNc |  |  |  | 2017Dispo-Com-InLtg | 2017-07-01 | 2018-06-30 | InEA_modVal |  |  |  |  | Standard | Revise expiry date to 60/30/2018 Commission Staff direction 2018ScrewInLampSavignsMethods-11Dec2017.pdf | 1 | 1 | 0 | Deemed Ex Ante Team |  | Revise expiry date to 60/30/2018 Commission Staff direction 2018ScrewInLampSavignsMethods-11Dec2017.pdf |  | Updated to indicate claim/filing status
1334 | C-In-LED-PAR38(27w)-dWP62 | Commercial Indoor General Lighting: LED Lamp replaces pre-existing standard lighting Wattage. Measure includes Code case. Impacts: CFL-based HOU (varies by BldgType) | ExAnte2017 | Disposition | 2020-11-24 16:30 | Com-Iltg-dWatt-CFL | NonDEER | Scaled | BaseRatio | 0 | 0 | None |  | 0 |  | 1 | Com | Any | Lighting | InGen-CFL | Ltg_Lamp | LED_lamp |  | ILtg-Com-LED-20000hr | LED PAR38 Basecase, Total Watts = 3.28 x Msr Watts | LED PAR38 Basecase, Total Watts = 3.28 x Msr Watts | LED Lamp: PAR38, 27 Watts, non-dimmable | LEDratio0328 | LEDratio0328 | LED-PAR38(27w) | Available |  |  |  | 2017ScrewInLampDisposition | ErRobNc |  |  |  | 2017Dispo-Com-InLtg | 2017-07-01 | 2018-06-30 | InEA_modVal |  |  |  |  | Standard | Revise expiry date to 60/30/2018 Commission Staff direction 2018ScrewInLampSavignsMethods-11Dec2017.pdf | 1 | 1 | 0 | Deemed Ex Ante Team |  | Revise expiry date to 60/30/2018 Commission Staff direction 2018ScrewInLampSavignsMethods-11Dec2017.pdf |  | Updated to indicate claim/filing status
1335 | C-In-LED-PAR38(7w)-dWP16 | Commercial Indoor General Lighting: LED Lamp replaces pre-existing standard lighting Wattage. Measure includes Code case. Impacts: CFL-based HOU (varies by BldgType) | ExAnte2017 | Disposition | 2020-11-24 16:30 | Com-Iltg-dWatt-CFL | NonDEER | Scaled | BaseRatio | 0 | 0 | None |  | 0 |  | 1 | Com | Any | Lighting | InGen-CFL | Ltg_Lamp | LED_lamp |  | ILtg-Com-LED-20000hr | LED PAR38 Basecase, Total Watts = 3.28 x Msr Watts | LED PAR38 Basecase, Total Watts = 3.28 x Msr Watts | LED Lamp: PAR38, 7 Watts, non-dimmable | LEDratio0328 | LEDratio0328 | LED-PAR38(7w) | Available |  |  |  | 2017ScrewInLampDisposition | ErRobNc |  |  |  | 2017Dispo-Com-InLtg | 2017-07-01 | 2018-06-30 | InEA_modVal |  |  |  |  | Standard | Revise expiry date to 60/30/2018 Commission Staff direction 2018ScrewInLampSavignsMethods-11Dec2017.pdf | 1 | 1 | 0 | Deemed Ex Ante Team |  | Revise expiry date to 60/30/2018 Commission Staff direction 2018ScrewInLampSavignsMethods-11Dec2017.pdf |  | Updated to indicate claim/filing status
1336 | C-In-LED-PAR38(8w)-dWP18 | Commercial Indoor General Lighting: LED Lamp replaces pre-existing standard lighting Wattage. Measure includes Code case. Impacts: CFL-based HOU (varies by BldgType) | ExAnte2017 | Disposition | 2020-11-24 16:30 | Com-Iltg-dWatt-CFL | NonDEER | Scaled | BaseRatio | 0 | 0 | None |  | 0 |  | 1 | Com | Any | Lighting | InGen-CFL | Ltg_Lamp | LED_lamp |  | ILtg-Com-LED-20000hr | LED PAR38 Basecase, Total Watts = 3.28 x Msr Watts | LED PAR38 Basecase, Total Watts = 3.28 x Msr Watts | LED Lamp: PAR38, 8 Watts, non-dimmable | LEDratio0328 | LEDratio0328 | LED-PAR38(8w) | Available |  |  |  | 2017ScrewInLampDisposition | ErRobNc |  |  |  | 2017Dispo-Com-InLtg | 2017-07-01 | 2018-06-30 | InEA_modVal |  |  |  |  | Standard | Revise expiry date to 60/30/2018 Commission Staff direction 2018ScrewInLampSavignsMethods-11Dec2017.pdf | 1 | 1 | 0 | Deemed Ex Ante Team |  | Revise expiry date to 60/30/2018 Commission Staff direction 2018ScrewInLampSavignsMethods-11Dec2017.pdf |  | Updated to indicate claim/filing status
1337 | C-In-LED-RefR(10w)-dWP42 | Commercial Indoor General Lighting: LED Lamp replaces pre-existing standard lighting Wattage. Measure includes Code case. Impacts: CFL-based HOU (varies by BldgType) | ExAnte2017 | Disposition | 2020-11-24 16:30 | Com-Iltg-dWatt-CFL | NonDEER | Scaled | BaseRatio | 0 | 0 | None |  | 0 |  | 1 | Com | Any | Lighting | InGen-CFL | Ltg_Lamp | LED_lamp |  | ILtg-Com-LED-20000hr | LED R/BR Basecase, Total Watts = 5.24 x Msr Watts | LED R/BR Basecase, Total Watts = 5.24 x Msr Watts | LED Lamp: RefR, 10 Watts, non-dimmable | LEDratio0524 | LEDratio0524 | LED-RefR(10w) | Available |  |  |  | 2017ScrewInLampDisposition | ErRobNc |  |  |  | 2017Dispo-Com-InLtg | 2017-07-01 | 2018-06-30 | InEA_modVal |  |  |  |  | Standard | Revise expiry date to 60/30/2018 Commission Staff direction 2018ScrewInLampSavignsMethods-11Dec2017.pdf | 1 | 1 | 0 | Deemed Ex Ante Team |  | Revise expiry date to 60/30/2018 Commission Staff direction 2018ScrewInLampSavignsMethods-11Dec2017.pdf |  | Updated to indicate claim/filing status
1338 | C-In-LED-RefR(11w)-dWP34 | Commercial Indoor General Lighting: LED Lamp replaces pre-existing standard lighting Wattage. Measure includes Code case. Impacts: CFL-based HOU (varies by BldgType) | ExAnte2017 | Disposition | 2020-11-24 16:30 | Com-Iltg-dWatt-CFL | NonDEER | Scaled | BaseRatio | 0 | 0 | None |  | 0 |  | 1 | Com | Any | Lighting | InGen-CFL | Ltg_Lamp | LED_lamp |  | ILtg-Com-LED-20000hr | LED R/BR Basecase, Total Watts = 4.13 x Msr Watts | LED R/BR Basecase, Total Watts = 4.13 x Msr Watts | LED Lamp: RefR, 11 Watts, non-dimmable | LEDratio0413 | LEDratio0413 | LED-RefR(11w) | Available |  |  |  | 2017ScrewInLampDisposition | ErRobNc |  |  |  | 2017Dispo-Com-InLtg | 2017-07-01 | 2018-06-30 | InEA_modVal |  |  |  |  | Standard | Revise expiry date to 60/30/2018 Commission Staff direction 2018ScrewInLampSavignsMethods-11Dec2017.pdf | 1 | 1 | 0 | Deemed Ex Ante Team |  | Revise expiry date to 60/30/2018 Commission Staff direction 2018ScrewInLampSavignsMethods-11Dec2017.pdf |  | Updated to indicate claim/filing status
1339 | C-In-LED-RefR(12w)-dWP38 | Commercial Indoor General Lighting: LED Lamp replaces pre-existing standard lighting Wattage. Measure includes Code case. Impacts: CFL-based HOU (varies by BldgType) | ExAnte2017 | Disposition | 2020-11-24 16:30 | Com-Iltg-dWatt-CFL | NonDEER | Scaled | BaseRatio | 0 | 0 | None |  | 0 |  | 1 | Com | Any | Lighting | InGen-CFL | Ltg_Lamp | LED_lamp |  | ILtg-Com-LED-20000hr | LED R/BR Basecase, Total Watts = 4.13 x Msr Watts | LED R/BR Basecase, Total Watts = 4.13 x Msr Watts | LED Lamp: RefR, 12 Watts, non-dimmable | LEDratio0413 | LEDratio0413 | LED-RefR(12w) | Available |  |  |  | 2017ScrewInLampDisposition | ErRobNc |  |  |  | 2017Dispo-Com-InLtg | 2017-07-01 | 2018-06-30 | InEA_modVal |  |  |  |  | Standard | Revise expiry date to 60/30/2018 Commission Staff direction 2018ScrewInLampSavignsMethods-11Dec2017.pdf | 1 | 1 | 0 | Deemed Ex Ante Team |  | Revise expiry date to 60/30/2018 Commission Staff direction 2018ScrewInLampSavignsMethods-11Dec2017.pdf |  | Updated to indicate claim/filing status
1340 | C-In-LED-RefR(13w)-dWP41 | Commercial Indoor General Lighting: LED Lamp replaces pre-existing standard lighting Wattage. Measure includes Code case. Impacts: CFL-based HOU (varies by BldgType) | ExAnte2017 | Disposition | 2020-11-24 16:30 | Com-Iltg-dWatt-CFL | NonDEER | Scaled | BaseRatio | 0 | 0 | None |  | 0 |  | 1 | Com | Any | Lighting | InGen-CFL | Ltg_Lamp | LED_lamp |  | ILtg-Com-LED-20000hr | LED R/BR Basecase, Total Watts = 4.13 x Msr Watts | LED R/BR Basecase, Total Watts = 4.13 x Msr Watts | LED Lamp: RefR, 13 Watts, non-dimmable | LEDratio0413 | LEDratio0413 | LED-RefR(13w) | Available |  |  |  | 2017ScrewInLampDisposition | ErRobNc |  |  |  | 2017Dispo-Com-InLtg | 2017-07-01 | 2018-06-30 | InEA_modVal |  |  |  |  | Standard | Revise expiry date to 60/30/2018 Commission Staff direction 2018ScrewInLampSavignsMethods-11Dec2017.pdf | 1 | 1 | 0 | Deemed Ex Ante Team |  | Revise expiry date to 60/30/2018 Commission Staff direction 2018ScrewInLampSavignsMethods-11Dec2017.pdf |  | Updated to indicate claim/filing status
1341 | C-In-LED-RefR(14w)-dWP38 | Commercial Indoor General Lighting: LED Lamp replaces pre-existing standard lighting Wattage. Measure includes Code case. Impacts: CFL-based HOU (varies by BldgType) | ExAnte2017 | Disposition | 2020-11-24 16:30 | Com-Iltg-dWatt-CFL | NonDEER | Scaled | BaseRatio | 0 | 0 | None |  | 0 |  | 1 | Com | Any | Lighting | InGen-CFL | Ltg_Lamp | LED_lamp |  | ILtg-Com-LED-20000hr | LED R/BR Basecase, Total Watts = 3.73 x Msr Watts | LED R/BR Basecase, Total Watts = 3.73 x Msr Watts | LED Lamp: RefR, 14 Watts, non-dimmable | LEDratio0373 | LEDratio0373 | LED-RefR(14w) | Available |  |  |  | 2017ScrewInLampDisposition | ErRobNc |  |  |  | 2017Dispo-Com-InLtg | 2017-07-01 | 2018-06-30 | InEA_modVal |  |  |  |  | Standard | Revise expiry date to 60/30/2018 Commission Staff direction 2018ScrewInLampSavignsMethods-11Dec2017.pdf | 1 | 1 | 0 | Deemed Ex Ante Team |  | Revise expiry date to 60/30/2018 Commission Staff direction 2018ScrewInLampSavignsMethods-11Dec2017.pdf |  | Updated to indicate claim/filing status
1342 | C-In-LED-RefR(15w)-dWP41 | Commercial Indoor General Lighting: LED Lamp replaces pre-existing standard lighting Wattage. Measure includes Code case. Impacts: CFL-based HOU (varies by BldgType) | ExAnte2017 | Disposition | 2020-11-24 16:30 | Com-Iltg-dWatt-CFL | NonDEER | Scaled | BaseRatio | 0 | 0 | None |  | 0 |  | 1 | Com | Any | Lighting | InGen-CFL | Ltg_Lamp | LED_lamp |  | ILtg-Com-LED-20000hr | LED R/BR Basecase, Total Watts = 3.73 x Msr Watts | LED R/BR Basecase, Total Watts = 3.73 x Msr Watts | LED Lamp: RefR, 15 Watts, non-dimmable | LEDratio0373 | LEDratio0373 | LED-RefR(15w) | Available |  |  |  | 2017ScrewInLampDisposition | ErRobNc |  |  |  | 2017Dispo-Com-InLtg | 2017-07-01 | 2018-06-30 | InEA_modVal |  |  |  |  | Standard | Revise expiry date to 60/30/2018 Commission Staff direction 2018ScrewInLampSavignsMethods-11Dec2017.pdf | 1 | 1 | 0 | Deemed Ex Ante Team |  | Revise expiry date to 60/30/2018 Commission Staff direction 2018ScrewInLampSavignsMethods-11Dec2017.pdf |  | Updated to indicate claim/filing status
1343 | C-In-LED-RefR(16w)-dWP44 | Commercial Indoor General Lighting: LED Lamp replaces pre-existing standard lighting Wattage. Measure includes Code case. Impacts: CFL-based HOU (varies by BldgType) | ExAnte2017 | Disposition | 2020-11-24 16:30 | Com-Iltg-dWatt-CFL | NonDEER | Scaled | BaseRatio | 0 | 0 | None |  | 0 |  | 1 | Com | Any | Lighting | InGen-CFL | Ltg_Lamp | LED_lamp |  | ILtg-Com-LED-20000hr | LED R/BR Basecase, Total Watts = 3.73 x Msr Watts | LED R/BR Basecase, Total Watts = 3.73 x Msr Watts | LED Lamp: RefR, 16 Watts, non-dimmable | LEDratio0373 | LEDratio0373 | LED-RefR(16w) | Available |  |  |  | 2017ScrewInLampDisposition | ErRobNc |  |  |  | 2017Dispo-Com-InLtg | 2017-07-01 | 2018-06-30 | InEA_modVal |  |  |  |  | Standard | Revise expiry date to 60/30/2018 Commission Staff direction 2018ScrewInLampSavignsMethods-11Dec2017.pdf | 1 | 1 | 0 | Deemed Ex Ante Team |  | Revise expiry date to 60/30/2018 Commission Staff direction 2018ScrewInLampSavignsMethods-11Dec2017.pdf |  | Updated to indicate claim/filing status
1344 | C-In-LED-RefR(17w)-dWP46 | Commercial Indoor General Lighting: LED Lamp replaces pre-existing standard lighting Wattage. Measure includes Code case. Impacts: CFL-based HOU (varies by BldgType) | ExAnte2017 | Disposition | 2020-11-24 16:30 | Com-Iltg-dWatt-CFL | NonDEER | Scaled | BaseRatio | 0 | 0 | None |  | 0 |  | 1 | Com | Any | Lighting | InGen-CFL | Ltg_Lamp | LED_lamp |  | ILtg-Com-LED-20000hr | LED R/BR Basecase, Total Watts = 3.73 x Msr Watts | LED R/BR Basecase, Total Watts = 3.73 x Msr Watts | LED Lamp: RefR, 17 Watts, non-dimmable | LEDratio0373 | LEDratio0373 | LED-RefR(17w) | Available |  |  |  | 2017ScrewInLampDisposition | ErRobNc |  |  |  | 2017Dispo-Com-InLtg | 2017-07-01 | 2018-06-30 | InEA_modVal |  |  |  |  | Standard | Revise expiry date to 60/30/2018 Commission Staff direction 2018ScrewInLampSavignsMethods-11Dec2017.pdf | 1 | 1 | 0 | Deemed Ex Ante Team |  | Revise expiry date to 60/30/2018 Commission Staff direction 2018ScrewInLampSavignsMethods-11Dec2017.pdf |  | Updated to indicate claim/filing status
1345 | C-In-LED-RefR(18w)-dWP49 | Commercial Indoor General Lighting: LED Lamp replaces pre-existing standard lighting Wattage. Measure includes Code case. Impacts: CFL-based HOU (varies by BldgType) | ExAnte2017 | Disposition | 2020-11-24 16:30 | Com-Iltg-dWatt-CFL | NonDEER | Scaled | BaseRatio | 0 | 0 | None |  | 0 |  | 1 | Com | Any | Lighting | InGen-CFL | Ltg_Lamp | LED_lamp |  | ILtg-Com-LED-20000hr | LED R/BR Basecase, Total Watts = 3.73 x Msr Watts | LED R/BR Basecase, Total Watts = 3.73 x Msr Watts | LED Lamp: RefR, 18 Watts, non-dimmable | LEDratio0373 | LEDratio0373 | LED-RefR(18w) | Available |  |  |  | 2017ScrewInLampDisposition | ErRobNc |  |  |  | 2017Dispo-Com-InLtg | 2017-07-01 | 2018-06-30 | InEA_modVal |  |  |  |  | Standard | Revise expiry date to 60/30/2018 Commission Staff direction 2018ScrewInLampSavignsMethods-11Dec2017.pdf | 1 | 1 | 0 | Deemed Ex Ante Team |  | Revise expiry date to 60/30/2018 Commission Staff direction 2018ScrewInLampSavignsMethods-11Dec2017.pdf |  | Updated to indicate claim/filing status
1346 | C-In-LED-RefR(19w)-dWP52 | Commercial Indoor General Lighting: LED Lamp replaces pre-existing standard lighting Wattage. Measure includes Code case. Impacts: CFL-based HOU (varies by BldgType) | ExAnte2017 | Disposition | 2020-11-24 16:30 | Com-Iltg-dWatt-CFL | NonDEER | Scaled | BaseRatio | 0 | 0 | None |  | 0 |  | 1 | Com | Any | Lighting | InGen-CFL | Ltg_Lamp | LED_lamp |  | ILtg-Com-LED-20000hr | LED R/BR Basecase, Total Watts = 3.73 x Msr Watts | LED R/BR Basecase, Total Watts = 3.73 x Msr Watts | LED Lamp: RefR, 19 Watts, non-dimmable | LEDratio0373 | LEDratio0373 | LED-RefR(19w) | Available |  |  |  | 2017ScrewInLampDisposition | ErRobNc |  |  |  | 2017Dispo-Com-InLtg | 2017-07-01 | 2018-06-30 | InEA_modVal |  |  |  |  | Standard | Revise expiry date to 60/30/2018 Commission Staff direction 2018ScrewInLampSavignsMethods-11Dec2017.pdf | 1 | 1 | 0 | Deemed Ex Ante Team |  | Revise expiry date to 60/30/2018 Commission Staff direction 2018ScrewInLampSavignsMethods-11Dec2017.pdf |  | Updated to indicate claim/filing status
1347 | C-In-LED-RefR(20w)-dWP55 | Commercial Indoor General Lighting: LED Lamp replaces pre-existing standard lighting Wattage. Measure includes Code case. Impacts: CFL-based HOU (varies by BldgType) | ExAnte2017 | Disposition | 2020-11-24 16:30 | Com-Iltg-dWatt-CFL | NonDEER | Scaled | BaseRatio | 0 | 0 | None |  | 0 |  | 1 | Com | Any | Lighting | InGen-CFL | Ltg_Lamp | LED_lamp |  | ILtg-Com-LED-20000hr | LED R/BR Basecase, Total Watts = 3.73 x Msr Watts | LED R/BR Basecase, Total Watts = 3.73 x Msr Watts | LED Lamp: RefR, 20 Watts, non-dimmable | LEDratio0373 | LEDratio0373 | LED-RefR(20w) | Available |  |  |  | 2017ScrewInLampDisposition | ErRobNc |  |  |  | 2017Dispo-Com-InLtg | 2017-07-01 | 2018-06-30 | InEA_modVal |  |  |  |  | Standard | Revise expiry date to 60/30/2018 Commission Staff direction 2018ScrewInLampSavignsMethods-11Dec2017.pdf | 1 | 1 | 0 | Deemed Ex Ante Team |  | Revise expiry date to 60/30/2018 Commission Staff direction 2018ScrewInLampSavignsMethods-11Dec2017.pdf |  | Updated to indicate claim/filing status
1348 | C-In-LED-RefR(22w)-dWP60 | Commercial Indoor General Lighting: LED Lamp replaces pre-existing standard lighting Wattage. Measure includes Code case. Impacts: CFL-based HOU (varies by BldgType) | ExAnte2017 | Disposition | 2020-11-24 16:30 | Com-Iltg-dWatt-CFL | NonDEER | Scaled | BaseRatio | 0 | 0 | None |  | 0 |  | 1 | Com | Any | Lighting | InGen-CFL | Ltg_Lamp | LED_lamp |  | ILtg-Com-LED-20000hr | LED R/BR Basecase, Total Watts = 3.73 x Msr Watts | LED R/BR Basecase, Total Watts = 3.73 x Msr Watts | LED Lamp: RefR, 22 Watts, non-dimmable | LEDratio0373 | LEDratio0373 | LED-RefR(22w) | Available |  |  |  | 2017ScrewInLampDisposition | ErRobNc |  |  |  | 2017Dispo-Com-InLtg | 2017-07-01 | 2018-06-30 | InEA_modVal |  |  |  |  | Standard | Revise expiry date to 60/30/2018 Commission Staff direction 2018ScrewInLampSavignsMethods-11Dec2017.pdf | 1 | 1 | 0 | Deemed Ex Ante Team |  | Revise expiry date to 60/30/2018 Commission Staff direction 2018ScrewInLampSavignsMethods-11Dec2017.pdf |  | Updated to indicate claim/filing status
1349 | C-In-LED-RefR(6w)-dWP25 | Commercial Indoor General Lighting: LED Lamp replaces pre-existing standard lighting Wattage. Measure includes Code case. Impacts: CFL-based HOU (varies by BldgType) | ExAnte2017 | Disposition | 2020-11-24 16:30 | Com-Iltg-dWatt-CFL | NonDEER | Scaled | BaseRatio | 0 | 0 | None |  | 0 |  | 1 | Com | Any | Lighting | InGen-CFL | Ltg_Lamp | LED_lamp |  | ILtg-Com-LED-20000hr | LED R/BR Basecase, Total Watts = 5.24 x Msr Watts | LED R/BR Basecase, Total Watts = 5.24 x Msr Watts | LED Lamp: RefR, 6 Watts, non-dimmable | LEDratio0524 | LEDratio0524 | LED-RefR(6w) | Available |  |  |  | 2017ScrewInLampDisposition | ErRobNc |  |  |  | 2017Dispo-Com-InLtg | 2017-07-01 | 2018-06-30 | InEA_modVal |  |  |  |  | Standard | Revise expiry date to 60/30/2018 Commission Staff direction 2018ScrewInLampSavignsMethods-11Dec2017.pdf | 1 | 1 | 0 | Deemed Ex Ante Team |  | Revise expiry date to 60/30/2018 Commission Staff direction 2018ScrewInLampSavignsMethods-11Dec2017.pdf |  | Updated to indicate claim/filing status
1350 | R-In-LED-BR(11w)-dWP34 | Residential Indoor General Lighting: LED Lamp replaces pre-existing standard lighting Wattage. Measure includes Code case. Impacts: CFL-based HOU (varies by BldgType) | ExAnte2017 | Disposition | 2020-11-24 16:30 | Res-Iltg-dWatt-CFL | NonDEER | Scaled | BaseRatio | 0 | 0 | None |  | 0 |  | 1 | Res | Any | Lighting | InGen-CFL | Ltg_Lamp | LED_lamp |  | ILtg-Res-LED-20000hr | LED R/BR Basecase, Total Watts = 4.13 x Msr Watts | LED R/BR Basecase, Total Watts = 4.13 x Msr Watts | LED Lamp: BR, 11 Watts, non-dimmable | LEDratio0413 | LEDratio0413 | LED-BR(11w) | Available |  |  |  | 2017ScrewInLampDisposition | ErRobNc |  |  |  | 2017Dispo-Res-InLtg | 2017-07-01 | 2018-06-30 | InEA_modVal |  |  |  |  | Standard | Revise expiry date to 60/30/2018 Commission Staff direction 2018ScrewInLampSavignsMethods-11Dec2017.pdf | 1 | 1 | 0 | Deemed Ex Ante Team |  | Revise expiry date to 60/30/2018 Commission Staff direction 2018ScrewInLampSavignsMethods-11Dec2017.pdf |  | Updated to indicate claim/filing status
1351 | R-In-LED-BR(14w)-dWP38 | Residential Indoor General Lighting: LED Lamp replaces pre-existing standard lighting Wattage. Measure includes Code case. Impacts: CFL-based HOU (varies by BldgType) | ExAnte2017 | Disposition | 2020-11-24 16:30 | Res-Iltg-dWatt-CFL | NonDEER | Scaled | BaseRatio | 0 | 0 | None |  | 0 |  | 1 | Res | Any | Lighting | InGen-CFL | Ltg_Lamp | LED_lamp |  | ILtg-Res-LED-20000hr | LED R/BR Basecase, Total Watts = 3.73 x Msr Watts | LED R/BR Basecase, Total Watts = 3.73 x Msr Watts | LED Lamp: BR, 14 Watts, non-dimmable | LEDratio0373 | LEDratio0373 | LED-BR(14w) | Available |  |  |  | 2017ScrewInLampDisposition | ErRobNc |  |  |  | 2017Dispo-Res-InLtg | 2017-07-01 | 2018-06-30 | InEA_modVal |  |  |  |  | Standard | Revise expiry date to 60/30/2018 Commission Staff direction 2018ScrewInLampSavignsMethods-11Dec2017.pdf | 1 | 1 | 0 | Deemed Ex Ante Team |  | Revise expiry date to 60/30/2018 Commission Staff direction 2018ScrewInLampSavignsMethods-11Dec2017.pdf |  | Updated to indicate claim/filing status
1352 | R-In-LED-BR(6w)-dWP25 | Residential Indoor General Lighting: LED Lamp replaces pre-existing standard lighting Wattage. Measure includes Code case. Impacts: CFL-based HOU (varies by BldgType) | ExAnte2017 | Disposition | 2020-11-24 16:30 | Res-Iltg-dWatt-CFL | NonDEER | Scaled | BaseRatio | 0 | 0 | None |  | 0 |  | 1 | Res | Any | Lighting | InGen-CFL | Ltg_Lamp | LED_lamp |  | ILtg-Res-LED-20000hr | LED R/BR Basecase, Total Watts = 5.24 x Msr Watts | LED R/BR Basecase, Total Watts = 5.24 x Msr Watts | LED Lamp: BR, 6 Watts, non-dimmable | LEDratio0524 | LEDratio0524 | LED-BR(6w) | Available |  |  |  | 2017ScrewInLampDisposition | ErRobNc |  |  |  | 2017Dispo-Res-InLtg | 2017-07-01 | 2018-06-30 | InEA_modVal |  |  |  |  | Standard | Revise expiry date to 60/30/2018 Commission Staff direction 2018ScrewInLampSavignsMethods-11Dec2017.pdf | 1 | 1 | 0 | Deemed Ex Ante Team |  | Revise expiry date to 60/30/2018 Commission Staff direction 2018ScrewInLampSavignsMethods-11Dec2017.pdf |  | Updated to indicate claim/filing status
1353 | R-In-LED-PAR20(10w)-dWP30 | Residential Indoor General Lighting: LED Lamp replaces pre-existing standard lighting Wattage. Measure includes Code case. Impacts: CFL-based HOU (varies by BldgType) | ExAnte2017 | Disposition | 2020-11-24 16:30 | Res-Iltg-dWatt-CFL | NonDEER | Scaled | BaseRatio | 0 | 0 | None |  | 0 |  | 1 | Res | Any | Lighting | InGen-CFL | Ltg_Lamp | LED_lamp |  | ILtg-Res-LED-20000hr | LED PAR20 Basecase, Total Watts = 4.04 x Msr Watts | LED PAR20 Basecase, Total Watts = 4.04 x Msr Watts | LED Lamp: PAR20, 10 Watts, non-dimmable | LEDratio0404 | LEDratio0404 | LED-PAR20(10w) | Available |  |  |  | 2017ScrewInLampDisposition | ErRobNc |  |  |  | 2017Dispo-Res-InLtg | 2017-07-01 | 2018-06-30 | InEA_modVal |  |  |  |  | Standard | Revise expiry date to 60/30/2018 Commission Staff direction 2018ScrewInLampSavignsMethods-11Dec2017.pdf | 1 | 1 | 0 | Deemed Ex Ante Team |  | Revise expiry date to 60/30/2018 Commission Staff direction 2018ScrewInLampSavignsMethods-11Dec2017.pdf |  | Updated to indicate claim/filing status
1354 | R-In-LED-PAR20(13w)-dWP40 | Residential Indoor General Lighting: LED Lamp replaces pre-existing standard lighting Wattage. Measure includes Code case. Impacts: CFL-based HOU (varies by BldgType) | ExAnte2017 | Disposition | 2020-11-24 16:30 | Res-Iltg-dWatt-CFL | NonDEER | Scaled | BaseRatio | 0 | 0 | None |  | 0 |  | 1 | Res | Any | Lighting | InGen-CFL | Ltg_Lamp | LED_lamp |  | ILtg-Res-LED-20000hr | LED PAR20 Basecase, Total Watts = 4.04 x Msr Watts | LED PAR20 Basecase, Total Watts = 4.04 x Msr Watts | LED Lamp: PAR20, 13 Watts | LEDratio0404 | LEDratio0404 | LED-PAR20(13w) | Available |  |  |  | 2017ScrewInLampDisposition | ErRobNc |  |  |  | 2017Dispo-Res-InLtg | 2017-07-01 | 2018-06-30 | InEA_modVal |  |  |  |  | Standard | Revise expiry date to 60/30/2018 Commission Staff direction 2018ScrewInLampSavignsMethods-11Dec2017.pdf | 1 | 1 | 0 | Deemed Ex Ante Team |  | Revise expiry date to 60/30/2018 Commission Staff direction 2018ScrewInLampSavignsMethods-11Dec2017.pdf |  | Updated to indicate claim/filing status
1355 | R-In-LED-PAR20(4w)-dWP12 | Residential Indoor General Lighting: LED Lamp replaces pre-existing standard lighting Wattage. Measure includes Code case. Impacts: CFL-based HOU (varies by BldgType) | ExAnte2017 | Disposition | 2020-11-24 16:30 | Res-Iltg-dWatt-CFL | NonDEER | Scaled | BaseRatio | 0 | 0 | None |  | 0 |  | 1 | Res | Any | Lighting | InGen-CFL | Ltg_Lamp | LED_lamp |  | ILtg-Res-LED-20000hr | LED PAR20 Basecase, Total Watts = 4.04 x Msr Watts | LED PAR20 Basecase, Total Watts = 4.04 x Msr Watts | LED Lamp: PAR20, 4 Watts, non-dimmable | LEDratio0404 | LEDratio0404 | LED-PAR20(4w) | Available |  |  |  | 2017ScrewInLampDisposition | ErRobNc |  |  |  | 2017Dispo-Res-InLtg | 2017-07-01 | 2018-06-30 | InEA_modVal |  |  |  |  | Standard | Revise expiry date to 60/30/2018 Commission Staff direction 2018ScrewInLampSavignsMethods-11Dec2017.pdf | 1 | 1 | 0 | Deemed Ex Ante Team |  | Revise expiry date to 60/30/2018 Commission Staff direction 2018ScrewInLampSavignsMethods-11Dec2017.pdf |  | Updated to indicate claim/filing status
1356 | R-In-LED-PAR20(5.5w)-dWP17 | Residential Indoor General Lighting: LED Lamp replaces pre-existing standard lighting Wattage. Measure includes Code case. Impacts: CFL-based HOU (varies by BldgType) | ExAnte2017 | Disposition | 2020-11-24 16:30 | Res-Iltg-dWatt-CFL | NonDEER | Scaled | BaseRatio | 0 | 0 | None |  | 0 |  | 1 | Res | Any | Lighting | InGen-CFL | Ltg_Lamp | LED_lamp |  | ILtg-Res-LED-20000hr | LED PAR20 Basecase, Total Watts = 4.04 x Msr Watts | LED PAR20 Basecase, Total Watts = 4.04 x Msr Watts | LED Lamp: PAR20, 5.5 Watts, non-dimmable | LEDratio0404 | LEDratio0404 | LED-PAR20(5.5w) | Available |  |  |  | 2017ScrewInLampDisposition | ErRobNc |  |  |  | 2017Dispo-Res-InLtg | 2017-07-01 | 2018-06-30 | InEA_modVal |  |  |  |  | Standard | Revise expiry date to 60/30/2018 Commission Staff direction 2018ScrewInLampSavignsMethods-11Dec2017.pdf | 1 | 1 | 0 | Deemed Ex Ante Team |  | Revise expiry date to 60/30/2018 Commission Staff direction 2018ScrewInLampSavignsMethods-11Dec2017.pdf |  | Updated to indicate claim/filing status
1357 | R-In-LED-PAR20(6w)-dWP18 | Residential Indoor General Lighting: LED Lamp replaces pre-existing standard lighting Wattage. Measure includes Code case. Impacts: CFL-based HOU (varies by BldgType) | ExAnte2017 | Disposition | 2020-11-24 16:30 | Res-Iltg-dWatt-CFL | NonDEER | Scaled | BaseRatio | 0 | 0 | None |  | 0 |  | 1 | Res | Any | Lighting | InGen-CFL | Ltg_Lamp | LED_lamp |  | ILtg-Res-LED-20000hr | LED PAR20 Basecase, Total Watts = 4.04 x Msr Watts | LED PAR20 Basecase, Total Watts = 4.04 x Msr Watts | LED Lamp: PAR20, 6 Watts, non-dimmable | LEDratio0404 | LEDratio0404 | LED-PAR20(6w) | Available |  |  |  | 2017ScrewInLampDisposition | ErRobNc |  |  |  | 2017Dispo-Res-InLtg | 2017-07-01 | 2018-06-30 | InEA_modVal |  |  |  |  | Standard | Revise expiry date to 60/30/2018 Commission Staff direction 2018ScrewInLampSavignsMethods-11Dec2017.pdf | 1 | 1 | 0 | Deemed Ex Ante Team |  | Revise expiry date to 60/30/2018 Commission Staff direction 2018ScrewInLampSavignsMethods-11Dec2017.pdf |  | Updated to indicate claim/filing status
1358 | R-In-LED-PAR20(7w)-dWP21 | Residential Indoor General Lighting: LED Lamp replaces pre-existing standard lighting Wattage. Measure includes Code case. Impacts: CFL-based HOU (varies by BldgType) | ExAnte2017 | Disposition | 2020-11-24 16:30 | Res-Iltg-dWatt-CFL | NonDEER | Scaled | BaseRatio | 0 | 0 | None |  | 0 |  | 1 | Res | Any | Lighting | InGen-CFL | Ltg_Lamp | LED_lamp |  | ILtg-Res-LED-20000hr | LED PAR20 Basecase, Total Watts = 4.04 x Msr Watts | LED PAR20 Basecase, Total Watts = 4.04 x Msr Watts | LED Lamp: PAR20, 7 Watts, non-dimmable | LEDratio0404 | LEDratio0404 | LED-PAR20(7w) | Available |  |  |  | 2017ScrewInLampDisposition | ErRobNc |  |  |  | 2017Dispo-Res-InLtg | 2017-07-01 | 2018-06-30 | InEA_modVal |  |  |  |  | Standard | Revise expiry date to 60/30/2018 Commission Staff direction 2018ScrewInLampSavignsMethods-11Dec2017.pdf | 1 | 1 | 0 | Deemed Ex Ante Team |  | Revise expiry date to 60/30/2018 Commission Staff direction 2018ScrewInLampSavignsMethods-11Dec2017.pdf |  | Updated to indicate claim/filing status
1359 | R-In-LED-PAR20(8w)-dWP24 | Residential Indoor General Lighting: LED Lamp replaces pre-existing standard lighting Wattage. Measure includes Code case. Impacts: CFL-based HOU (varies by BldgType) | ExAnte2017 | Disposition | 2020-11-24 16:30 | Res-Iltg-dWatt-CFL | NonDEER | Scaled | BaseRatio | 0 | 0 | None |  | 0 |  | 1 | Res | Any | Lighting | InGen-CFL | Ltg_Lamp | LED_lamp |  | ILtg-Res-LED-20000hr | LED PAR20 Basecase, Total Watts = 4.04 x Msr Watts | LED PAR20 Basecase, Total Watts = 4.04 x Msr Watts | LED Lamp: PAR20, 8 Watts, non-dimmable | LEDratio0404 | LEDratio0404 | LED-PAR20(8w) | Available |  |  |  | 2017ScrewInLampDisposition | ErRobNc |  |  |  | 2017Dispo-Res-InLtg | 2017-07-01 | 2018-06-30 | InEA_modVal |  |  |  |  | Standard | Revise expiry date to 60/30/2018 Commission Staff direction 2018ScrewInLampSavignsMethods-11Dec2017.pdf | 1 | 1 | 0 | Deemed Ex Ante Team |  | Revise expiry date to 60/30/2018 Commission Staff direction 2018ScrewInLampSavignsMethods-11Dec2017.pdf |  | Updated to indicate claim/filing status
1360 | R-In-LED-PAR20(9w)-dWP27 | Residential Indoor General Lighting: LED Lamp replaces pre-existing standard lighting Wattage. Measure includes Code case. Impacts: CFL-based HOU (varies by BldgType) | ExAnte2017 | Disposition | 2020-11-24 16:30 | Res-Iltg-dWatt-CFL | NonDEER | Scaled | BaseRatio | 0 | 0 | None |  | 0 |  | 1 | Res | Any | Lighting | InGen-CFL | Ltg_Lamp | LED_lamp |  | ILtg-Res-LED-20000hr | LED PAR20 Basecase, Total Watts = 4.04 x Msr Watts | LED PAR20 Basecase, Total Watts = 4.04 x Msr Watts | LED Lamp: PAR20, 9 Watts, non-dimmable | LEDratio0404 | LEDratio0404 | LED-PAR20(9w) | Available |  |  |  | 2017ScrewInLampDisposition | ErRobNc |  |  |  | 2017Dispo-Res-InLtg | 2017-07-01 | 2018-06-30 | InEA_modVal |  |  |  |  | Standard | Revise expiry date to 60/30/2018 Commission Staff direction 2018ScrewInLampSavignsMethods-11Dec2017.pdf | 1 | 1 | 0 | Deemed Ex Ante Team |  | Revise expiry date to 60/30/2018 Commission Staff direction 2018ScrewInLampSavignsMethods-11Dec2017.pdf |  | Updated to indicate claim/filing status
1361 | R-In-LED-PAR30(10w)-dWP19 | Residential Indoor General Lighting: LED Lamp replaces pre-existing standard lighting Wattage. Measure includes Code case. Impacts: CFL-based HOU (varies by BldgType) | ExAnte2017 | Disposition | 2020-11-24 16:30 | Res-Iltg-dWatt-CFL | NonDEER | Scaled | BaseRatio | 0 | 0 | None |  | 0 |  | 1 | Res | Any | Lighting | InGen-CFL | Ltg_Lamp | LED_lamp |  | ILtg-Res-LED-20000hr | LED PAR30 Basecase, Total Watts = 2.94 x Msr Watts | LED PAR30 Basecase, Total Watts = 2.94 x Msr Watts | LED Lamp: PAR30, 10 Watts, non-dimmable | LEDratio0294 | LEDratio0294 | LED-PAR30(10w) | Available |  |  |  | 2017ScrewInLampDisposition | ErRobNc |  |  |  | 2017Dispo-Res-InLtg | 2017-07-01 | 2018-06-30 | InEA_modVal |  |  |  |  | Standard | Revise expiry date to 60/30/2018 Commission Staff direction 2018ScrewInLampSavignsMethods-11Dec2017.pdf | 1 | 1 | 0 | Deemed Ex Ante Team |  | Revise expiry date to 60/30/2018 Commission Staff direction 2018ScrewInLampSavignsMethods-11Dec2017.pdf |  | Updated to indicate claim/filing status
1362 | R-In-LED-PAR30(11w)-dWP21 | Residential Indoor General Lighting: LED Lamp replaces pre-existing standard lighting Wattage. Measure includes Code case. Impacts: CFL-based HOU (varies by BldgType) | ExAnte2017 | Disposition | 2020-11-24 16:30 | Res-Iltg-dWatt-CFL | NonDEER | Scaled | BaseRatio | 0 | 0 | None |  | 0 |  | 1 | Res | Any | Lighting | InGen-CFL | Ltg_Lamp | LED_lamp |  | ILtg-Res-LED-20000hr | LED PAR30 Basecase, Total Watts = 2.94 x Msr Watts | LED PAR30 Basecase, Total Watts = 2.94 x Msr Watts | LED Lamp: PAR30, 11 Watts, non-dimmable | LEDratio0294 | LEDratio0294 | LED-PAR30(11w) | Available |  |  |  | 2017ScrewInLampDisposition | ErRobNc |  |  |  | 2017Dispo-Res-InLtg | 2017-07-01 | 2018-06-30 | InEA_modVal |  |  |  |  | Standard | Revise expiry date to 60/30/2018 Commission Staff direction 2018ScrewInLampSavignsMethods-11Dec2017.pdf | 1 | 1 | 0 | Deemed Ex Ante Team |  | Revise expiry date to 60/30/2018 Commission Staff direction 2018ScrewInLampSavignsMethods-11Dec2017.pdf |  | Updated to indicate claim/filing status
1363 | R-In-LED-PAR30(12w)-dWP23 | Residential Indoor General Lighting: LED Lamp replaces pre-existing standard lighting Wattage. Measure includes Code case. Impacts: CFL-based HOU (varies by BldgType) | ExAnte2017 | Disposition | 2020-11-24 16:30 | Res-Iltg-dWatt-CFL | NonDEER | Scaled | BaseRatio | 0 | 0 | None |  | 0 |  | 1 | Res | Any | Lighting | InGen-CFL | Ltg_Lamp | LED_lamp |  | ILtg-Res-LED-20000hr | LED PAR30 Basecase, Total Watts = 2.94 x Msr Watts | LED PAR30 Basecase, Total Watts = 2.94 x Msr Watts | LED Lamp: PAR30, 12 Watts, non-dimmable | LEDratio0294 | LEDratio0294 | LED-PAR30(12w) | Available |  |  |  | 2017ScrewInLampDisposition | ErRobNc |  |  |  | 2017Dispo-Res-InLtg | 2017-07-01 | 2018-06-30 | InEA_modVal |  |  |  |  | Standard | Revise expiry date to 60/30/2018 Commission Staff direction 2018ScrewInLampSavignsMethods-11Dec2017.pdf | 1 | 1 | 0 | Deemed Ex Ante Team |  | Revise expiry date to 60/30/2018 Commission Staff direction 2018ScrewInLampSavignsMethods-11Dec2017.pdf |  | Updated to indicate claim/filing status
1364 | R-In-LED-PAR30(13w)-dWP25 | Residential Indoor General Lighting: LED Lamp replaces pre-existing standard lighting Wattage. Measure includes Code case. Impacts: CFL-based HOU (varies by BldgType) | ExAnte2017 | Disposition | 2020-11-24 16:30 | Res-Iltg-dWatt-CFL | NonDEER | Scaled | BaseRatio | 0 | 0 | None |  | 0 |  | 1 | Res | Any | Lighting | InGen-CFL | Ltg_Lamp | LED_lamp |  | ILtg-Res-LED-20000hr | LED PAR30 Basecase, Total Watts = 2.94 x Msr Watts | LED PAR30 Basecase, Total Watts = 2.94 x Msr Watts | LED Lamp: PAR30, 13 Watts, non-dimmable | LEDratio0294 | LEDratio0294 | LED-PAR30(13w) | Available |  |  |  | 2017ScrewInLampDisposition | ErRobNc |  |  |  | 2017Dispo-Res-InLtg | 2017-07-01 | 2018-06-30 | InEA_modVal |  |  |  |  | Standard | Revise expiry date to 60/30/2018 Commission Staff direction 2018ScrewInLampSavignsMethods-11Dec2017.pdf | 1 | 1 | 0 | Deemed Ex Ante Team |  | Revise expiry date to 60/30/2018 Commission Staff direction 2018ScrewInLampSavignsMethods-11Dec2017.pdf |  | Updated to indicate claim/filing status
1365 | R-In-LED-PAR30(14w)-dWP27 | Residential Indoor General Lighting: LED Lamp replaces pre-existing standard lighting Wattage. Measure includes Code case. Impacts: CFL-based HOU (varies by BldgType) | ExAnte2017 | Disposition | 2020-11-24 16:30 | Res-Iltg-dWatt-CFL | NonDEER | Scaled | BaseRatio | 0 | 0 | None |  | 0 |  | 1 | Res | Any | Lighting | InGen-CFL | Ltg_Lamp | LED_lamp |  | ILtg-Res-LED-20000hr | LED PAR30 Basecase, Total Watts = 2.94 x Msr Watts | LED PAR30 Basecase, Total Watts = 2.94 x Msr Watts | LED Lamp: PAR30, 14 Watts, non-dimmable | LEDratio0294 | LEDratio0294 | LED-PAR30(14w) | Available |  |  |  | 2017ScrewInLampDisposition | ErRobNc |  |  |  | 2017Dispo-Res-InLtg | 2017-07-01 | 2018-06-30 | InEA_modVal |  |  |  |  | Standard | Revise expiry date to 60/30/2018 Commission Staff direction 2018ScrewInLampSavignsMethods-11Dec2017.pdf | 1 | 1 | 0 | Deemed Ex Ante Team |  | Revise expiry date to 60/30/2018 Commission Staff direction 2018ScrewInLampSavignsMethods-11Dec2017.pdf |  | Updated to indicate claim/filing status
1366 | R-In-LED-PAR30(15w)-dWP29 | Residential Indoor General Lighting: LED Lamp replaces pre-existing standard lighting Wattage. Measure includes Code case. Impacts: CFL-based HOU (varies by BldgType) | ExAnte2017 | Disposition | 2020-11-24 16:30 | Res-Iltg-dWatt-CFL | NonDEER | Scaled | BaseRatio | 0 | 0 | None |  | 0 |  | 1 | Res | Any | Lighting | InGen-CFL | Ltg_Lamp | LED_lamp |  | ILtg-Res-LED-20000hr | LED PAR30 Basecase, Total Watts = 2.94 x Msr Watts | LED PAR30 Basecase, Total Watts = 2.94 x Msr Watts | LED Lamp: PAR30, 15 Watts, non-dimmable | LEDratio0294 | LEDratio0294 | LED-PAR30(15w) | Available |  |  |  | 2017ScrewInLampDisposition | ErRobNc |  |  |  | 2017Dispo-Res-InLtg | 2017-07-01 | 2018-06-30 | InEA_modVal |  |  |  |  | Standard | Revise expiry date to 60/30/2018 Commission Staff direction 2018ScrewInLampSavignsMethods-11Dec2017.pdf | 1 | 1 | 0 | Deemed Ex Ante Team |  | Revise expiry date to 60/30/2018 Commission Staff direction 2018ScrewInLampSavignsMethods-11Dec2017.pdf |  | Updated to indicate claim/filing status
1367 | R-In-LED-PAR30(16w)-dWP31 | Residential Indoor General Lighting: LED Lamp replaces pre-existing standard lighting Wattage. Measure includes Code case. Impacts: CFL-based HOU (varies by BldgType) | ExAnte2017 | Disposition | 2020-11-24 16:30 | Res-Iltg-dWatt-CFL | NonDEER | Scaled | BaseRatio | 0 | 0 | None |  | 0 |  | 1 | Res | Any | Lighting | InGen-CFL | Ltg_Lamp | LED_lamp |  | ILtg-Res-LED-20000hr | LED PAR30 Basecase, Total Watts = 2.94 x Msr Watts | LED PAR30 Basecase, Total Watts = 2.94 x Msr Watts | LED Lamp: PAR30, 16 Watts, non-dimmable | LEDratio0294 | LEDratio0294 | LED-PAR30(16w) | Available |  |  |  | 2017ScrewInLampDisposition | ErRobNc |  |  |  | 2017Dispo-Res-InLtg | 2017-07-01 | 2018-06-30 | InEA_modVal |  |  |  |  | Standard | Revise expiry date to 60/30/2018 Commission Staff direction 2018ScrewInLampSavignsMethods-11Dec2017.pdf | 1 | 1 | 0 | Deemed Ex Ante Team |  | Revise expiry date to 60/30/2018 Commission Staff direction 2018ScrewInLampSavignsMethods-11Dec2017.pdf |  | Updated to indicate claim/filing status
1368 | R-In-LED-PAR30(17w)-dWP33 | Residential Indoor General Lighting: LED Lamp replaces pre-existing standard lighting Wattage. Measure includes Code case. Impacts: CFL-based HOU (varies by BldgType) | ExAnte2017 | Disposition | 2020-11-24 16:30 | Res-Iltg-dWatt-CFL | NonDEER | Scaled | BaseRatio | 0 | 0 | None |  | 0 |  | 1 | Res | Any | Lighting | InGen-CFL | Ltg_Lamp | LED_lamp |  | ILtg-Res-LED-20000hr | LED PAR30 Basecase, Total Watts = 2.94 x Msr Watts | LED PAR30 Basecase, Total Watts = 2.94 x Msr Watts | LED Lamp: PAR30, 17 Watts, non-dimmable | LEDratio0294 | LEDratio0294 | LED-PAR30(17w) | Available |  |  |  | 2017ScrewInLampDisposition | ErRobNc |  |  |  | 2017Dispo-Res-InLtg | 2017-07-01 | 2018-06-30 | InEA_modVal |  |  |  |  | Standard | Revise expiry date to 60/30/2018 Commission Staff direction 2018ScrewInLampSavignsMethods-11Dec2017.pdf | 1 | 1 | 0 | Deemed Ex Ante Team |  | Revise expiry date to 60/30/2018 Commission Staff direction 2018ScrewInLampSavignsMethods-11Dec2017.pdf |  | Updated to indicate claim/filing status
1369 | R-In-LED-PAR30(18w)-dWP35 | Residential Indoor General Lighting: LED Lamp replaces pre-existing standard lighting Wattage. Measure includes Code case. Impacts: CFL-based HOU (varies by BldgType) | ExAnte2017 | Disposition | 2020-11-24 16:30 | Res-Iltg-dWatt-CFL | NonDEER | Scaled | BaseRatio | 0 | 0 | None |  | 0 |  | 1 | Res | Any | Lighting | InGen-CFL | Ltg_Lamp | LED_lamp |  | ILtg-Res-LED-20000hr | LED PAR30 Basecase, Total Watts = 2.94 x Msr Watts | LED PAR30 Basecase, Total Watts = 2.94 x Msr Watts | LED Lamp: PAR30, 18 Watts, non-dimmable | LEDratio0294 | LEDratio0294 | LED-PAR30(18w) | Available |  |  |  | 2017ScrewInLampDisposition | ErRobNc |  |  |  | 2017Dispo-Res-InLtg | 2017-07-01 | 2018-06-30 | InEA_modVal |  |  |  |  | Standard | Revise expiry date to 60/30/2018 Commission Staff direction 2018ScrewInLampSavignsMethods-11Dec2017.pdf | 1 | 1 | 0 | Deemed Ex Ante Team |  | Revise expiry date to 60/30/2018 Commission Staff direction 2018ScrewInLampSavignsMethods-11Dec2017.pdf |  | Updated to indicate claim/filing status
1370 | R-In-LED-PAR30(19w)-dWP37 | Residential Indoor General Lighting: LED Lamp replaces pre-existing standard lighting Wattage. Measure includes Code case. Impacts: CFL-based HOU (varies by BldgType) | ExAnte2017 | Disposition | 2020-11-24 16:30 | Res-Iltg-dWatt-CFL | NonDEER | Scaled | BaseRatio | 0 | 0 | None |  | 0 |  | 1 | Res | Any | Lighting | InGen-CFL | Ltg_Lamp | LED_lamp |  | ILtg-Res-LED-20000hr | LED PAR30 Basecase, Total Watts = 2.94 x Msr Watts | LED PAR30 Basecase, Total Watts = 2.94 x Msr Watts | LED Lamp: PAR30, 19 Watts, non-dimmable | LEDratio0294 | LEDratio0294 | LED-PAR30(19w) | Available |  |  |  | 2017ScrewInLampDisposition | ErRobNc |  |  |  | 2017Dispo-Res-InLtg | 2017-07-01 | 2018-06-30 | InEA_modVal |  |  |  |  | Standard | Revise expiry date to 60/30/2018 Commission Staff direction 2018ScrewInLampSavignsMethods-11Dec2017.pdf | 1 | 1 | 0 | Deemed Ex Ante Team |  | Revise expiry date to 60/30/2018 Commission Staff direction 2018ScrewInLampSavignsMethods-11Dec2017.pdf |  | Updated to indicate claim/filing status
1371 | R-In-LED-PAR30(20w)-dWP39 | Residential Indoor General Lighting: LED Lamp replaces pre-existing standard lighting Wattage. Measure includes Code case. Impacts: CFL-based HOU (varies by BldgType) | ExAnte2017 | Disposition | 2020-11-24 16:30 | Res-Iltg-dWatt-CFL | NonDEER | Scaled | BaseRatio | 0 | 0 | None |  | 0 |  | 1 | Res | Any | Lighting | InGen-CFL | Ltg_Lamp | LED_lamp |  | ILtg-Res-LED-20000hr | LED PAR30 Basecase, Total Watts = 2.94 x Msr Watts | LED PAR30 Basecase, Total Watts = 2.94 x Msr Watts | LED Lamp: PAR30, 20 Watts, non-dimmable | LEDratio0294 | LEDratio0294 | LED-PAR30(20w) | Available |  |  |  | 2017ScrewInLampDisposition | ErRobNc |  |  |  | 2017Dispo-Res-InLtg | 2017-07-01 | 2018-06-30 | InEA_modVal |  |  |  |  | Standard | Revise expiry date to 60/30/2018 Commission Staff direction 2018ScrewInLampSavignsMethods-11Dec2017.pdf | 1 | 1 | 0 | Deemed Ex Ante Team |  | Revise expiry date to 60/30/2018 Commission Staff direction 2018ScrewInLampSavignsMethods-11Dec2017.pdf |  | Updated to indicate claim/filing status
1372 | R-In-LED-PAR30(21w)-dWP41 | Residential Indoor General Lighting: LED Lamp replaces pre-existing standard lighting Wattage. Measure includes Code case. Impacts: CFL-based HOU (varies by BldgType) | ExAnte2017 | Disposition | 2020-11-24 16:30 | Res-Iltg-dWatt-CFL | NonDEER | Scaled | BaseRatio | 0 | 0 | None |  | 0 |  | 1 | Res | Any | Lighting | InGen-CFL | Ltg_Lamp | LED_lamp |  | ILtg-Res-LED-20000hr | LED PAR30 Basecase, Total Watts = 2.94 x Msr Watts | LED PAR30 Basecase, Total Watts = 2.94 x Msr Watts | LED Lamp: PAR30, 21 Watts, non-dimmable | LEDratio0294 | LEDratio0294 | LED-PAR30(21w) | Available |  |  |  | 2017ScrewInLampDisposition | ErRobNc |  |  |  | 2017Dispo-Res-InLtg | 2017-07-01 | 2018-06-30 | InEA_modVal |  |  |  |  | Standard | Revise expiry date to 60/30/2018 Commission Staff direction 2018ScrewInLampSavignsMethods-11Dec2017.pdf | 1 | 1 | 0 | Deemed Ex Ante Team |  | Revise expiry date to 60/30/2018 Commission Staff direction 2018ScrewInLampSavignsMethods-11Dec2017.pdf |  | Updated to indicate claim/filing status
1373 | R-In-LED-PAR30(6w)-dWP12 | Residential Indoor General Lighting: LED Lamp replaces pre-existing standard lighting Wattage. Measure includes Code case. Impacts: CFL-based HOU (varies by BldgType) | ExAnte2017 | Disposition | 2020-11-24 16:30 | Res-Iltg-dWatt-CFL | NonDEER | Scaled | BaseRatio | 0 | 0 | None |  | 0 |  | 1 | Res | Any | Lighting | InGen-CFL | Ltg_Lamp | LED_lamp |  | ILtg-Res-LED-20000hr | LED PAR30 Basecase, Total Watts = 2.94 x Msr Watts | LED PAR30 Basecase, Total Watts = 2.94 x Msr Watts | LED Lamp: PAR30, 6 Watts, non-dimmable | LEDratio0294 | LEDratio0294 | LED-PAR30(6w) | Available |  |  |  | 2017ScrewInLampDisposition | ErRobNc |  |  |  | 2017Dispo-Res-InLtg | 2017-07-01 | 2018-06-30 | InEA_modVal |  |  |  |  | Standard | Revise expiry date to 60/30/2018 Commission Staff direction 2018ScrewInLampSavignsMethods-11Dec2017.pdf | 1 | 1 | 0 | Deemed Ex Ante Team |  | Revise expiry date to 60/30/2018 Commission Staff direction 2018ScrewInLampSavignsMethods-11Dec2017.pdf |  | Updated to indicate claim/filing status
1374 | R-In-LED-PAR30(7w)-dWP14 | Residential Indoor General Lighting: LED Lamp replaces pre-existing standard lighting Wattage. Measure includes Code case. Impacts: CFL-based HOU (varies by BldgType) | ExAnte2017 | Disposition | 2020-11-24 16:30 | Res-Iltg-dWatt-CFL | NonDEER | Scaled | BaseRatio | 0 | 0 | None |  | 0 |  | 1 | Res | Any | Lighting | InGen-CFL | Ltg_Lamp | LED_lamp |  | ILtg-Res-LED-20000hr | LED PAR30 Basecase, Total Watts = 2.94 x Msr Watts | LED PAR30 Basecase, Total Watts = 2.94 x Msr Watts | LED Lamp: PAR30, 7 Watts, non-dimmable | LEDratio0294 | LEDratio0294 | LED-PAR30(7w) | Available |  |  |  | 2017ScrewInLampDisposition | ErRobNc |  |  |  | 2017Dispo-Res-InLtg | 2017-07-01 | 2018-06-30 | InEA_modVal |  |  |  |  | Standard | Revise expiry date to 60/30/2018 Commission Staff direction 2018ScrewInLampSavignsMethods-11Dec2017.pdf | 1 | 1 | 0 | Deemed Ex Ante Team |  | Revise expiry date to 60/30/2018 Commission Staff direction 2018ScrewInLampSavignsMethods-11Dec2017.pdf |  | Updated to indicate claim/filing status
1375 | R-In-LED-PAR30(8w)-dWP16 | Residential Indoor General Lighting: LED Lamp replaces pre-existing standard lighting Wattage. Measure includes Code case. Impacts: CFL-based HOU (varies by BldgType) | ExAnte2017 | Disposition | 2020-11-24 16:30 | Res-Iltg-dWatt-CFL | NonDEER | Scaled | BaseRatio | 0 | 0 | None |  | 0 |  | 1 | Res | Any | Lighting | InGen-CFL | Ltg_Lamp | LED_lamp |  | ILtg-Res-LED-20000hr | LED PAR30 Basecase, Total Watts = 2.94 x Msr Watts | LED PAR30 Basecase, Total Watts = 2.94 x Msr Watts | LED Lamp: PAR30, 8 Watts, non-dimmable | LEDratio0294 | LEDratio0294 | LED-PAR30(8w) | Available |  |  |  | 2017ScrewInLampDisposition | ErRobNc |  |  |  | 2017Dispo-Res-InLtg | 2017-07-01 | 2018-06-30 | InEA_modVal |  |  |  |  | Standard | Revise expiry date to 60/30/2018 Commission Staff direction 2018ScrewInLampSavignsMethods-11Dec2017.pdf | 1 | 1 | 0 | Deemed Ex Ante Team |  | Revise expiry date to 60/30/2018 Commission Staff direction 2018ScrewInLampSavignsMethods-11Dec2017.pdf |  | Updated to indicate claim/filing status
1376 | R-In-LED-PAR30(9w)-dWP17 | Residential Indoor General Lighting: LED Lamp replaces pre-existing standard lighting Wattage. Measure includes Code case. Impacts: CFL-based HOU (varies by BldgType) | ExAnte2017 | Disposition | 2020-11-24 16:30 | Res-Iltg-dWatt-CFL | NonDEER | Scaled | BaseRatio | 0 | 0 | None |  | 0 |  | 1 | Res | Any | Lighting | InGen-CFL | Ltg_Lamp | LED_lamp |  | ILtg-Res-LED-20000hr | LED PAR30 Basecase, Total Watts = 2.94 x Msr Watts | LED PAR30 Basecase, Total Watts = 2.94 x Msr Watts | LED Lamp: PAR30, 9 Watts, non-dimmable | LEDratio0294 | LEDratio0294 | LED-PAR30(9w) | Available |  |  |  | 2017ScrewInLampDisposition | ErRobNc |  |  |  | 2017Dispo-Res-InLtg | 2017-07-01 | 2018-06-30 | InEA_modVal |  |  |  |  | Standard | Revise expiry date to 60/30/2018 Commission Staff direction 2018ScrewInLampSavignsMethods-11Dec2017.pdf | 1 | 1 | 0 | Deemed Ex Ante Team |  | Revise expiry date to 60/30/2018 Commission Staff direction 2018ScrewInLampSavignsMethods-11Dec2017.pdf |  | Updated to indicate claim/filing status
1377 | R-In-LED-PAR38(10w)-dWP23 | Residential Indoor General Lighting: LED Lamp replaces pre-existing standard lighting Wattage. Measure includes Code case. Impacts: CFL-based HOU (varies by BldgType) | ExAnte2017 | Disposition | 2020-11-24 16:30 | Res-Iltg-dWatt-CFL | NonDEER | Scaled | BaseRatio | 0 | 0 | None |  | 0 |  | 1 | Res | Any | Lighting | InGen-CFL | Ltg_Lamp | LED_lamp |  | ILtg-Res-LED-20000hr | LED PAR38 Basecase, Total Watts = 3.28 x Msr Watts | LED PAR38 Basecase, Total Watts = 3.28 x Msr Watts | LED Lamp: PAR38, 10 Watts, non-dimmable | LEDratio0328 | LEDratio0328 | LED-PAR38(10w) | Available |  |  |  | 2017ScrewInLampDisposition | ErRobNc |  |  |  | 2017Dispo-Res-InLtg | 2017-07-01 | 2018-06-30 | InEA_modVal |  |  |  |  | Standard | Revise expiry date to 60/30/2018 Commission Staff direction 2018ScrewInLampSavignsMethods-11Dec2017.pdf | 1 | 1 | 0 | Deemed Ex Ante Team |  | Revise expiry date to 60/30/2018 Commission Staff direction 2018ScrewInLampSavignsMethods-11Dec2017.pdf |  | Updated to indicate claim/filing status
1378 | R-In-LED-PAR38(11w)-dWP25 | Residential Indoor General Lighting: LED Lamp replaces pre-existing standard lighting Wattage. Measure includes Code case. Impacts: CFL-based HOU (varies by BldgType) | ExAnte2017 | Disposition | 2020-11-24 16:30 | Res-Iltg-dWatt-CFL | NonDEER | Scaled | BaseRatio | 0 | 0 | None |  | 0 |  | 1 | Res | Any | Lighting | InGen-CFL | Ltg_Lamp | LED_lamp |  | ILtg-Res-LED-20000hr | LED PAR38 Basecase, Total Watts = 3.28 x Msr Watts | LED PAR38 Basecase, Total Watts = 3.28 x Msr Watts | LED Lamp: PAR38, 11 Watts, non-dimmable | LEDratio0328 | LEDratio0328 | LED-PAR38(11w) | Available |  |  |  | 2017ScrewInLampDisposition | ErRobNc |  |  |  | 2017Dispo-Res-InLtg | 2017-07-01 | 2018-06-30 | InEA_modVal |  |  |  |  | Standard | Revise expiry date to 60/30/2018 Commission Staff direction 2018ScrewInLampSavignsMethods-11Dec2017.pdf | 1 | 1 | 0 | Deemed Ex Ante Team |  | Revise expiry date to 60/30/2018 Commission Staff direction 2018ScrewInLampSavignsMethods-11Dec2017.pdf |  | Updated to indicate claim/filing status
1379 | R-In-LED-PAR38(12w)-dWP27 | Residential Indoor General Lighting: LED Lamp replaces pre-existing standard lighting Wattage. Measure includes Code case. Impacts: CFL-based HOU (varies by BldgType) | ExAnte2017 | Disposition | 2020-11-24 16:30 | Res-Iltg-dWatt-CFL | NonDEER | Scaled | BaseRatio | 0 | 0 | None |  | 0 |  | 1 | Res | Any | Lighting | InGen-CFL | Ltg_Lamp | LED_lamp |  | ILtg-Res-LED-20000hr | LED PAR38 Basecase, Total Watts = 3.28 x Msr Watts | LED PAR38 Basecase, Total Watts = 3.28 x Msr Watts | LED Lamp: PAR38, 12 Watts, non-dimmable | LEDratio0328 | LEDratio0328 | LED-PAR38(12w) | Available |  |  |  | 2017ScrewInLampDisposition | ErRobNc |  |  |  | 2017Dispo-Res-InLtg | 2017-07-01 | 2018-06-30 | InEA_modVal |  |  |  |  | Standard | Revise expiry date to 60/30/2018 Commission Staff direction 2018ScrewInLampSavignsMethods-11Dec2017.pdf | 1 | 1 | 0 | Deemed Ex Ante Team |  | Revise expiry date to 60/30/2018 Commission Staff direction 2018ScrewInLampSavignsMethods-11Dec2017.pdf |  | Updated to indicate claim/filing status
1380 | R-In-LED-PAR38(13w)-dWP30 | Residential Indoor General Lighting: LED Lamp replaces pre-existing standard lighting Wattage. Measure includes Code case. Impacts: CFL-based HOU (varies by BldgType) | ExAnte2017 | Disposition | 2020-11-24 16:30 | Res-Iltg-dWatt-CFL | NonDEER | Scaled | BaseRatio | 0 | 0 | None |  | 0 |  | 1 | Res | Any | Lighting | InGen-CFL | Ltg_Lamp | LED_lamp |  | ILtg-Res-LED-20000hr | LED PAR38 Basecase, Total Watts = 3.28 x Msr Watts | LED PAR38 Basecase, Total Watts = 3.28 x Msr Watts | LED Lamp: PAR38, 13 Watts, non-dimmable | LEDratio0328 | LEDratio0328 | LED-PAR38(13w) | Available |  |  |  | 2017ScrewInLampDisposition | ErRobNc |  |  |  | 2017Dispo-Res-InLtg | 2017-07-01 | 2018-06-30 | InEA_modVal |  |  |  |  | Standard | Revise expiry date to 60/30/2018 Commission Staff direction 2018ScrewInLampSavignsMethods-11Dec2017.pdf | 1 | 1 | 0 | Deemed Ex Ante Team |  | Revise expiry date to 60/30/2018 Commission Staff direction 2018ScrewInLampSavignsMethods-11Dec2017.pdf |  | Updated to indicate claim/filing status
1381 | R-In-LED-PAR38(14w)-dWP32 | Residential Indoor General Lighting: LED Lamp replaces pre-existing standard lighting Wattage. Measure includes Code case. Impacts: CFL-based HOU (varies by BldgType) | ExAnte2017 | Disposition | 2020-11-24 16:30 | Res-Iltg-dWatt-CFL | NonDEER | Scaled | BaseRatio | 0 | 0 | None |  | 0 |  | 1 | Res | Any | Lighting | InGen-CFL | Ltg_Lamp | LED_lamp |  | ILtg-Res-LED-20000hr | LED PAR38 Basecase, Total Watts = 3.28 x Msr Watts | LED PAR38 Basecase, Total Watts = 3.28 x Msr Watts | LED Lamp: PAR38, 14 Watts, non-dimmable | LEDratio0328 | LEDratio0328 | LED-PAR38(14w) | Available |  |  |  | 2017ScrewInLampDisposition | ErRobNc |  |  |  | 2017Dispo-Res-InLtg | 2017-07-01 | 2018-06-30 | InEA_modVal |  |  |  |  | Standard | Revise expiry date to 60/30/2018 Commission Staff direction 2018ScrewInLampSavignsMethods-11Dec2017.pdf | 1 | 1 | 0 | Deemed Ex Ante Team |  | Revise expiry date to 60/30/2018 Commission Staff direction 2018ScrewInLampSavignsMethods-11Dec2017.pdf |  | Updated to indicate claim/filing status
1382 | R-In-LED-PAR38(15w)-dWP34 | Residential Indoor General Lighting: LED Lamp replaces pre-existing standard lighting Wattage. Measure includes Code case. Impacts: CFL-based HOU (varies by BldgType) | ExAnte2017 | Disposition | 2020-11-24 16:30 | Res-Iltg-dWatt-CFL | NonDEER | Scaled | BaseRatio | 0 | 0 | None |  | 0 |  | 1 | Res | Any | Lighting | InGen-CFL | Ltg_Lamp | LED_lamp |  | ILtg-Res-LED-20000hr | LED PAR38 Basecase, Total Watts = 3.28 x Msr Watts | LED PAR38 Basecase, Total Watts = 3.28 x Msr Watts | LED Lamp: PAR38, 15 Watts, non-dimmable | LEDratio0328 | LEDratio0328 | LED-PAR38(15w) | Available |  |  |  | 2017ScrewInLampDisposition | ErRobNc |  |  |  | 2017Dispo-Res-InLtg | 2017-07-01 | 2018-06-30 | InEA_modVal |  |  |  |  | Standard | Revise expiry date to 60/30/2018 Commission Staff direction 2018ScrewInLampSavignsMethods-11Dec2017.pdf | 1 | 1 | 0 | Deemed Ex Ante Team |  | Revise expiry date to 60/30/2018 Commission Staff direction 2018ScrewInLampSavignsMethods-11Dec2017.pdf |  | Updated to indicate claim/filing status
1383 | R-In-LED-PAR38(16w)-dWP36 | Residential Indoor General Lighting: LED Lamp replaces pre-existing standard lighting Wattage. Measure includes Code case. Impacts: CFL-based HOU (varies by BldgType) | ExAnte2017 | Disposition | 2020-11-24 16:30 | Res-Iltg-dWatt-CFL | NonDEER | Scaled | BaseRatio | 0 | 0 | None |  | 0 |  | 1 | Res | Any | Lighting | InGen-CFL | Ltg_Lamp | LED_lamp |  | ILtg-Res-LED-20000hr | LED PAR38 Basecase, Total Watts = 3.28 x Msr Watts | LED PAR38 Basecase, Total Watts = 3.28 x Msr Watts | LED Lamp: PAR38, 16 Watts, non-dimmable | LEDratio0328 | LEDratio0328 | LED-PAR38(16w) | Available |  |  |  | 2017ScrewInLampDisposition | ErRobNc |  |  |  | 2017Dispo-Res-InLtg | 2017-07-01 | 2018-06-30 | InEA_modVal |  |  |  |  | Standard | Revise expiry date to 60/30/2018 Commission Staff direction 2018ScrewInLampSavignsMethods-11Dec2017.pdf | 1 | 1 | 0 | Deemed Ex Ante Team |  | Revise expiry date to 60/30/2018 Commission Staff direction 2018ScrewInLampSavignsMethods-11Dec2017.pdf |  | Updated to indicate claim/filing status
1384 | R-In-LED-PAR38(17w)-dWP39 | Residential Indoor General Lighting: LED Lamp replaces pre-existing standard lighting Wattage. Measure includes Code case. Impacts: CFL-based HOU (varies by BldgType) | ExAnte2017 | Disposition | 2020-11-24 16:30 | Res-Iltg-dWatt-CFL | NonDEER | Scaled | BaseRatio | 0 | 0 | None |  | 0 |  | 1 | Res | Any | Lighting | InGen-CFL | Ltg_Lamp | LED_lamp |  | ILtg-Res-LED-20000hr | LED PAR38 Basecase, Total Watts = 3.28 x Msr Watts | LED PAR38 Basecase, Total Watts = 3.28 x Msr Watts | LED Lamp: PAR38, 17 Watts, non-dimmable | LEDratio0328 | LEDratio0328 | LED-PAR38(17w) | Available |  |  |  | 2017ScrewInLampDisposition | ErRobNc |  |  |  | 2017Dispo-Res-InLtg | 2017-07-01 | 2018-06-30 | InEA_modVal |  |  |  |  | Standard | Revise expiry date to 60/30/2018 Commission Staff direction 2018ScrewInLampSavignsMethods-11Dec2017.pdf | 1 | 1 | 0 | Deemed Ex Ante Team |  | Revise expiry date to 60/30/2018 Commission Staff direction 2018ScrewInLampSavignsMethods-11Dec2017.pdf |  | Updated to indicate claim/filing status
1385 | R-In-LED-PAR38(18w)-dWP41 | Residential Indoor General Lighting: LED Lamp replaces pre-existing standard lighting Wattage. Measure includes Code case. Impacts: CFL-based HOU (varies by BldgType) | ExAnte2017 | Disposition | 2020-11-24 16:30 | Res-Iltg-dWatt-CFL | NonDEER | Scaled | BaseRatio | 0 | 0 | None |  | 0 |  | 1 | Res | Any | Lighting | InGen-CFL | Ltg_Lamp | LED_lamp |  | ILtg-Res-LED-20000hr | LED PAR38 Basecase, Total Watts = 3.28 x Msr Watts | LED PAR38 Basecase, Total Watts = 3.28 x Msr Watts | LED Lamp: PAR38, 18 Watts, non-dimmable | LEDratio0328 | LEDratio0328 | LED-PAR38(18w) | Available |  |  |  | 2017ScrewInLampDisposition | ErRobNc |  |  |  | 2017Dispo-Res-InLtg | 2017-07-01 | 2018-06-30 | InEA_modVal |  |  |  |  | Standard | Revise expiry date to 60/30/2018 Commission Staff direction 2018ScrewInLampSavignsMethods-11Dec2017.pdf | 1 | 1 | 0 | Deemed Ex Ante Team |  | Revise expiry date to 60/30/2018 Commission Staff direction 2018ScrewInLampSavignsMethods-11Dec2017.pdf |  | Updated to indicate claim/filing status
1386 | R-In-LED-PAR38(19w)-dWP43 | Residential Indoor General Lighting: LED Lamp replaces pre-existing standard lighting Wattage. Measure includes Code case. Impacts: CFL-based HOU (varies by BldgType) | ExAnte2017 | Disposition | 2020-11-24 16:30 | Res-Iltg-dWatt-CFL | NonDEER | Scaled | BaseRatio | 0 | 0 | None |  | 0 |  | 1 | Res | Any | Lighting | InGen-CFL | Ltg_Lamp | LED_lamp |  | ILtg-Res-LED-20000hr | LED PAR38 Basecase, Total Watts = 3.28 x Msr Watts | LED PAR38 Basecase, Total Watts = 3.28 x Msr Watts | LED Lamp: PAR38, 19 Watts, non-dimmable | LEDratio0328 | LEDratio0328 | LED-PAR38(19w) | Available |  |  |  | 2017ScrewInLampDisposition | ErRobNc |  |  |  | 2017Dispo-Res-InLtg | 2017-07-01 | 2018-06-30 | InEA_modVal |  |  |  |  | Standard | Revise expiry date to 60/30/2018 Commission Staff direction 2018ScrewInLampSavignsMethods-11Dec2017.pdf | 1 | 1 | 0 | Deemed Ex Ante Team |  | Revise expiry date to 60/30/2018 Commission Staff direction 2018ScrewInLampSavignsMethods-11Dec2017.pdf |  | Updated to indicate claim/filing status
1387 | R-In-LED-PAR38(20.1w)-dWP46 | Residential Indoor General Lighting: LED Lamp replaces pre-existing standard lighting Wattage. Measure includes Code case. Impacts: CFL-based HOU (varies by BldgType) | ExAnte2017 | Disposition | 2020-11-24 16:30 | Res-Iltg-dWatt-CFL | NonDEER | Scaled | BaseRatio | 0 | 0 | None |  | 0 |  | 1 | Res | Any | Lighting | InGen-CFL | Ltg_Lamp | LED_lamp |  | ILtg-Res-LED-20000hr | LED PAR38 Basecase, Total Watts = 3.28 x Msr Watts | LED PAR38 Basecase, Total Watts = 3.28 x Msr Watts | LED Lamp: PAR38, 20.1 Watts, non-dimmable | LEDratio0328 | LEDratio0328 | LED-PAR38(20.1w) | Available |  |  |  | 2017ScrewInLampDisposition | ErRobNc |  |  |  | 2017Dispo-Res-InLtg | 2017-07-01 | 2018-06-30 | InEA_modVal |  |  |  |  | Standard | Revise expiry date to 60/30/2018 Commission Staff direction 2018ScrewInLampSavignsMethods-11Dec2017.pdf | 1 | 1 | 0 | Deemed Ex Ante Team |  | Revise expiry date to 60/30/2018 Commission Staff direction 2018ScrewInLampSavignsMethods-11Dec2017.pdf |  | Updated to indicate claim/filing status
1388 | R-In-LED-PAR38(20w)-dWP46 | Residential Indoor General Lighting: LED Lamp replaces pre-existing standard lighting Wattage. Measure includes Code case. Impacts: CFL-based HOU (varies by BldgType) | ExAnte2017 | Disposition | 2020-11-24 16:30 | Res-Iltg-dWatt-CFL | NonDEER | Scaled | BaseRatio | 0 | 0 | None |  | 0 |  | 1 | Res | Any | Lighting | InGen-CFL | Ltg_Lamp | LED_lamp |  | ILtg-Res-LED-20000hr | LED PAR38 Basecase, Total Watts = 3.28 x Msr Watts | LED PAR38 Basecase, Total Watts = 3.28 x Msr Watts | LED Lamp: PAR38, 20 Watts, non-dimmable | LEDratio0328 | LEDratio0328 | LED-PAR38(20w) | Available |  |  |  | 2017ScrewInLampDisposition | ErRobNc |  |  |  | 2017Dispo-Res-InLtg | 2017-07-01 | 2018-06-30 | InEA_modVal |  |  |  |  | Standard | Revise expiry date to 60/30/2018 Commission Staff direction 2018ScrewInLampSavignsMethods-11Dec2017.pdf | 1 | 1 | 0 | Deemed Ex Ante Team |  | Revise expiry date to 60/30/2018 Commission Staff direction 2018ScrewInLampSavignsMethods-11Dec2017.pdf |  | Updated to indicate claim/filing status
1389 | R-In-LED-PAR38(21w)-dWP48 | Residential Indoor General Lighting: LED Lamp replaces pre-existing standard lighting Wattage. Measure includes Code case. Impacts: CFL-based HOU (varies by BldgType) | ExAnte2017 | Disposition | 2020-11-24 16:30 | Res-Iltg-dWatt-CFL | NonDEER | Scaled | BaseRatio | 0 | 0 | None |  | 0 |  | 1 | Res | Any | Lighting | InGen-CFL | Ltg_Lamp | LED_lamp |  | ILtg-Res-LED-20000hr | LED PAR38 Basecase, Total Watts = 3.28 x Msr Watts | LED PAR38 Basecase, Total Watts = 3.28 x Msr Watts | LED Lamp: PAR38, 21 Watts, non-dimmable | LEDratio0328 | LEDratio0328 | LED-PAR38(21w) | Available |  |  |  | 2017ScrewInLampDisposition | ErRobNc |  |  |  | 2017Dispo-Res-InLtg | 2017-07-01 | 2018-06-30 | InEA_modVal |  |  |  |  | Standard | Revise expiry date to 60/30/2018 Commission Staff direction 2018ScrewInLampSavignsMethods-11Dec2017.pdf | 1 | 1 | 0 | Deemed Ex Ante Team |  | Revise expiry date to 60/30/2018 Commission Staff direction 2018ScrewInLampSavignsMethods-11Dec2017.pdf |  | Updated to indicate claim/filing status
1390 | R-In-LED-PAR38(22w)-dWP50 | Residential Indoor General Lighting: LED Lamp replaces pre-existing standard lighting Wattage. Measure includes Code case. Impacts: CFL-based HOU (varies by BldgType) | ExAnte2017 | Disposition | 2020-11-24 16:30 | Res-Iltg-dWatt-CFL | NonDEER | Scaled | BaseRatio | 0 | 0 | None |  | 0 |  | 1 | Res | Any | Lighting | InGen-CFL | Ltg_Lamp | LED_lamp |  | ILtg-Res-LED-20000hr | LED PAR38 Basecase, Total Watts = 3.28 x Msr Watts | LED PAR38 Basecase, Total Watts = 3.28 x Msr Watts | LED Lamp: PAR38, 22 Watts, non-dimmable | LEDratio0328 | LEDratio0328 | LED-PAR38(22w) | Available |  |  |  | 2017ScrewInLampDisposition | ErRobNc |  |  |  | 2017Dispo-Res-InLtg | 2017-07-01 | 2018-06-30 | InEA_modVal |  |  |  |  | Standard | Revise expiry date to 60/30/2018 Commission Staff direction 2018ScrewInLampSavignsMethods-11Dec2017.pdf | 1 | 1 | 0 | Deemed Ex Ante Team |  | Revise expiry date to 60/30/2018 Commission Staff direction 2018ScrewInLampSavignsMethods-11Dec2017.pdf |  | Updated to indicate claim/filing status
1391 | R-In-LED-PAR38(23w)-dWP52 | Residential Indoor General Lighting: LED Lamp replaces pre-existing standard lighting Wattage. Measure includes Code case. Impacts: CFL-based HOU (varies by BldgType) | ExAnte2017 | Disposition | 2020-11-24 16:30 | Res-Iltg-dWatt-CFL | NonDEER | Scaled | BaseRatio | 0 | 0 | None |  | 0 |  | 1 | Res | Any | Lighting | InGen-CFL | Ltg_Lamp | LED_lamp |  | ILtg-Res-LED-20000hr | LED PAR38 Basecase, Total Watts = 3.28 x Msr Watts | LED PAR38 Basecase, Total Watts = 3.28 x Msr Watts | LED Lamp: PAR38, 23 Watts, non-dimmable | LEDratio0328 | LEDratio0328 | LED-PAR38(23w) | Available |  |  |  | 2017ScrewInLampDisposition | ErRobNc |  |  |  | 2017Dispo-Res-InLtg | 2017-07-01 | 2018-06-30 | InEA_modVal |  |  |  |  | Standard | Revise expiry date to 60/30/2018 Commission Staff direction 2018ScrewInLampSavignsMethods-11Dec2017.pdf | 1 | 1 | 0 | Deemed Ex Ante Team |  | Revise expiry date to 60/30/2018 Commission Staff direction 2018ScrewInLampSavignsMethods-11Dec2017.pdf |  | Updated to indicate claim/filing status
1392 | R-In-LED-PAR38(24w)-dWP55 | Residential Indoor General Lighting: LED Lamp replaces pre-existing standard lighting Wattage. Measure includes Code case. Impacts: CFL-based HOU (varies by BldgType) | ExAnte2017 | Disposition | 2020-11-24 16:30 | Res-Iltg-dWatt-CFL | NonDEER | Scaled | BaseRatio | 0 | 0 | None |  | 0 |  | 1 | Res | Any | Lighting | InGen-CFL | Ltg_Lamp | LED_lamp |  | ILtg-Res-LED-20000hr | LED PAR38 Basecase, Total Watts = 3.28 x Msr Watts | LED PAR38 Basecase, Total Watts = 3.28 x Msr Watts | LED Lamp: PAR38, 24 Watts, non-dimmable | LEDratio0328 | LEDratio0328 | LED-PAR38(24w) | Available |  |  |  | 2017ScrewInLampDisposition | ErRobNc |  |  |  | 2017Dispo-Res-InLtg | 2017-07-01 | 2018-06-30 | InEA_modVal |  |  |  |  | Standard | Revise expiry date to 60/30/2018 Commission Staff direction 2018ScrewInLampSavignsMethods-11Dec2017.pdf | 1 | 1 | 0 | Deemed Ex Ante Team |  | Revise expiry date to 60/30/2018 Commission Staff direction 2018ScrewInLampSavignsMethods-11Dec2017.pdf |  | Updated to indicate claim/filing status
1393 | R-In-LED-PAR38(25w)-dWP57 | Residential Indoor General Lighting: LED Lamp replaces pre-existing standard lighting Wattage. Measure includes Code case. Impacts: CFL-based HOU (varies by BldgType) | ExAnte2017 | Disposition | 2020-11-24 16:30 | Res-Iltg-dWatt-CFL | NonDEER | Scaled | BaseRatio | 0 | 0 | None |  | 0 |  | 1 | Res | Any | Lighting | InGen-CFL | Ltg_Lamp | LED_lamp |  | ILtg-Res-LED-20000hr | LED PAR38 Basecase, Total Watts = 3.28 x Msr Watts | LED PAR38 Basecase, Total Watts = 3.28 x Msr Watts | LED Lamp: PAR38, 25 Watts, non-dimmable | LEDratio0328 | LEDratio0328 | LED-PAR38(25w) | Available |  |  |  | 2017ScrewInLampDisposition | ErRobNc |  |  |  | 2017Dispo-Res-InLtg | 2017-07-01 | 2018-06-30 | InEA_modVal |  |  |  |  | Standard | Revise expiry date to 60/30/2018 Commission Staff direction 2018ScrewInLampSavignsMethods-11Dec2017.pdf | 1 | 1 | 0 | Deemed Ex Ante Team |  | Revise expiry date to 60/30/2018 Commission Staff direction 2018ScrewInLampSavignsMethods-11Dec2017.pdf |  | Updated to indicate claim/filing status
1394 | R-In-LED-PAR38(26w)-dWP59 | Residential Indoor General Lighting: LED Lamp replaces pre-existing standard lighting Wattage. Measure includes Code case. Impacts: CFL-based HOU (varies by BldgType) | ExAnte2017 | Disposition | 2020-11-24 16:30 | Res-Iltg-dWatt-CFL | NonDEER | Scaled | BaseRatio | 0 | 0 | None |  | 0 |  | 1 | Res | Any | Lighting | InGen-CFL | Ltg_Lamp | LED_lamp |  | ILtg-Res-LED-20000hr | LED PAR38 Basecase, Total Watts = 3.28 x Msr Watts | LED PAR38 Basecase, Total Watts = 3.28 x Msr Watts | LED Lamp: PAR38, 26 Watts, non-dimmable | LEDratio0328 | LEDratio0328 | LED-PAR38(26w) | Available |  |  |  | 2017ScrewInLampDisposition | ErRobNc |  |  |  | 2017Dispo-Res-InLtg | 2017-07-01 | 2018-06-30 | InEA_modVal |  |  |  |  | Standard | Revise expiry date to 60/30/2018 Commission Staff direction 2018ScrewInLampSavignsMethods-11Dec2017.pdf | 1 | 1 | 0 | Deemed Ex Ante Team |  | Revise expiry date to 60/30/2018 Commission Staff direction 2018ScrewInLampSavignsMethods-11Dec2017.pdf |  | Updated to indicate claim/filing status
1395 | R-In-LED-PAR38(27w)-dWP62 | Residential Indoor General Lighting: LED Lamp replaces pre-existing standard lighting Wattage. Measure includes Code case. Impacts: CFL-based HOU (varies by BldgType) | ExAnte2017 | Disposition | 2020-11-24 16:30 | Res-Iltg-dWatt-CFL | NonDEER | Scaled | BaseRatio | 0 | 0 | None |  | 0 |  | 1 | Res | Any | Lighting | InGen-CFL | Ltg_Lamp | LED_lamp |  | ILtg-Res-LED-20000hr | LED PAR38 Basecase, Total Watts = 3.28 x Msr Watts | LED PAR38 Basecase, Total Watts = 3.28 x Msr Watts | LED Lamp: PAR38, 27 Watts, non-dimmable | LEDratio0328 | LEDratio0328 | LED-PAR38(27w) | Available |  |  |  | 2017ScrewInLampDisposition | ErRobNc |  |  |  | 2017Dispo-Res-InLtg | 2017-07-01 | 2018-06-30 | InEA_modVal |  |  |  |  | Standard | Revise expiry date to 60/30/2018 Commission Staff direction 2018ScrewInLampSavignsMethods-11Dec2017.pdf | 1 | 1 | 0 | Deemed Ex Ante Team |  | Revise expiry date to 60/30/2018 Commission Staff direction 2018ScrewInLampSavignsMethods-11Dec2017.pdf |  | Updated to indicate claim/filing status
1396 | R-In-LED-PAR38(7w)-dWP16 | Residential Indoor General Lighting: LED Lamp replaces pre-existing standard lighting Wattage. Measure includes Code case. Impacts: CFL-based HOU (varies by BldgType) | ExAnte2017 | Disposition | 2020-11-24 16:30 | Res-Iltg-dWatt-CFL | NonDEER | Scaled | BaseRatio | 0 | 0 | None |  | 0 |  | 1 | Res | Any | Lighting | InGen-CFL | Ltg_Lamp | LED_lamp |  | ILtg-Res-LED-20000hr | LED PAR38 Basecase, Total Watts = 3.28 x Msr Watts | LED PAR38 Basecase, Total Watts = 3.28 x Msr Watts | LED Lamp: PAR38, 7 Watts, non-dimmable | LEDratio0328 | LEDratio0328 | LED-PAR38(7w) | Available |  |  |  | 2017ScrewInLampDisposition | ErRobNc |  |  |  | 2017Dispo-Res-InLtg | 2017-07-01 | 2018-06-30 | InEA_modVal |  |  |  |  | Standard | Revise expiry date to 60/30/2018 Commission Staff direction 2018ScrewInLampSavignsMethods-11Dec2017.pdf | 1 | 1 | 0 | Deemed Ex Ante Team |  | Revise expiry date to 60/30/2018 Commission Staff direction 2018ScrewInLampSavignsMethods-11Dec2017.pdf |  | Updated to indicate claim/filing status
1397 | R-In-LED-PAR38(8w)-dWP18 | Residential Indoor General Lighting: LED Lamp replaces pre-existing standard lighting Wattage. Measure includes Code case. Impacts: CFL-based HOU (varies by BldgType) | ExAnte2017 | Disposition | 2020-11-24 16:30 | Res-Iltg-dWatt-CFL | NonDEER | Scaled | BaseRatio | 0 | 0 | None |  | 0 |  | 1 | Res | Any | Lighting | InGen-CFL | Ltg_Lamp | LED_lamp |  | ILtg-Res-LED-20000hr | LED PAR38 Basecase, Total Watts = 3.28 x Msr Watts | LED PAR38 Basecase, Total Watts = 3.28 x Msr Watts | LED Lamp: PAR38, 8 Watts, non-dimmable | LEDratio0328 | LEDratio0328 | LED-PAR38(8w) | Available |  |  |  | 2017ScrewInLampDisposition | ErRobNc |  |  |  | 2017Dispo-Res-InLtg | 2017-07-01 | 2018-06-30 | InEA_modVal |  |  |  |  | Standard | Revise expiry date to 60/30/2018 Commission Staff direction 2018ScrewInLampSavignsMethods-11Dec2017.pdf | 1 | 1 | 0 | Deemed Ex Ante Team |  | Revise expiry date to 60/30/2018 Commission Staff direction 2018ScrewInLampSavignsMethods-11Dec2017.pdf |  | Updated to indicate claim/filing status
1398 | R-In-LED-PAR38(9w)-dWP21 | Residential Indoor General Lighting: LED Lamp replaces pre-existing standard lighting Wattage. Measure includes Code case. Impacts: CFL-based HOU (varies by BldgType) | ExAnte2017 | Disposition | 2020-11-24 16:30 | Res-Iltg-dWatt-CFL | NonDEER | Scaled | BaseRatio | 0 | 0 | None |  | 0 |  | 1 | Res | Any | Lighting | InGen-CFL | Ltg_Lamp | LED_lamp |  | ILtg-Res-LED-20000hr | LED PAR38 Basecase, Total Watts = 3.28 x Msr Watts | LED PAR38 Basecase, Total Watts = 3.28 x Msr Watts | LED Lamp: PAR38, 9 Watts, non-dimmable | LEDratio0328 | LEDratio0328 | LED-PAR38(9w) | Available |  |  |  | 2017ScrewInLampDisposition | ErRobNc |  |  |  | 2017Dispo-Res-InLtg | 2017-07-01 | 2018-06-30 | InEA_modVal |  |  |  |  | Standard | Revise expiry date to 60/30/2018 Commission Staff direction 2018ScrewInLampSavignsMethods-11Dec2017.pdf | 1 | 1 | 0 | Deemed Ex Ante Team |  | Revise expiry date to 60/30/2018 Commission Staff direction 2018ScrewInLampSavignsMethods-11Dec2017.pdf |  | Updated to indicate claim/filing status
1399 | R-In-LED-RefR(10w)-dWP42 | Residential Indoor General Lighting: LED Lamp replaces pre-existing standard lighting Wattage. Measure includes Code case. Impacts: CFL-based HOU (varies by BldgType) | ExAnte2017 | Disposition | 2020-11-24 16:30 | Res-Iltg-dWatt-CFL | NonDEER | Scaled | BaseRatio | 0 | 0 | None |  | 0 |  | 1 | Res | Any | Lighting | InGen-CFL | Ltg_Lamp | LED_lamp |  | ILtg-Res-LED-20000hr | LED R/BR Basecase, Total Watts = 5.24 x Msr Watts | LED R/BR Basecase, Total Watts = 5.24 x Msr Watts | LED Lamp: RefR, 10 Watts, non-dimmable | LEDratio0524 | LEDratio0524 | LED-RefR(10w) | Available |  |  |  | 2017ScrewInLampDisposition | ErRobNc |  |  |  | 2017Dispo-Res-InLtg | 2017-07-01 | 2018-06-30 | InEA_modVal |  |  |  |  | Standard | Revise expiry date to 60/30/2018 Commission Staff direction 2018ScrewInLampSavignsMethods-11Dec2017.pdf | 1 | 1 | 0 | Deemed Ex Ante Team |  | Revise expiry date to 60/30/2018 Commission Staff direction 2018ScrewInLampSavignsMethods-11Dec2017.pdf |  | Updated to indicate claim/filing status
1400 | R-In-LED-RefR(11w)-dWP34 | Residential Indoor General Lighting: LED Lamp replaces pre-existing standard lighting Wattage. Measure includes Code case. Impacts: CFL-based HOU (varies by BldgType) | ExAnte2017 | Disposition | 2020-11-24 16:30 | Res-Iltg-dWatt-CFL | NonDEER | Scaled | BaseRatio | 0 | 0 | None |  | 0 |  | 1 | Res | Any | Lighting | InGen-CFL | Ltg_Lamp | LED_lamp |  | ILtg-Res-LED-20000hr | LED R/BR Basecase, Total Watts = 4.13 x Msr Watts | LED R/BR Basecase, Total Watts = 4.13 x Msr Watts | LED Lamp: RefR, 11 Watts, non-dimmable | LEDratio0413 | LEDratio0413 | LED-RefR(11w) | Available |  |  |  | 2017ScrewInLampDisposition | ErRobNc |  |  |  | 2017Dispo-Res-InLtg | 2017-07-01 | 2018-06-30 | InEA_modVal |  |  |  |  | Standard | Revise expiry date to 60/30/2018 Commission Staff direction 2018ScrewInLampSavignsMethods-11Dec2017.pdf | 1 | 1 | 0 | Deemed Ex Ante Team |  | Revise expiry date to 60/30/2018 Commission Staff direction 2018ScrewInLampSavignsMethods-11Dec2017.pdf |  | Updated to indicate claim/filing status
1401 | R-In-LED-RefR(12w)-dWP38 | Residential Indoor General Lighting: LED Lamp replaces pre-existing standard lighting Wattage. Measure includes Code case. Impacts: CFL-based HOU (varies by BldgType) | ExAnte2017 | Disposition | 2020-11-24 16:30 | Res-Iltg-dWatt-CFL | NonDEER | Scaled | BaseRatio | 0 | 0 | None |  | 0 |  | 1 | Res | Any | Lighting | InGen-CFL | Ltg_Lamp | LED_lamp |  | ILtg-Res-LED-20000hr | LED R/BR Basecase, Total Watts = 4.13 x Msr Watts | LED R/BR Basecase, Total Watts = 4.13 x Msr Watts | LED Lamp: RefR, 12 Watts, non-dimmable | LEDratio0413 | LEDratio0413 | LED-RefR(12w) | Available |  |  |  | 2017ScrewInLampDisposition | ErRobNc |  |  |  | 2017Dispo-Res-InLtg | 2017-07-01 | 2018-06-30 | InEA_modVal |  |  |  |  | Standard | Revise expiry date to 60/30/2018 Commission Staff direction 2018ScrewInLampSavignsMethods-11Dec2017.pdf | 1 | 1 | 0 | Deemed Ex Ante Team |  | Revise expiry date to 60/30/2018 Commission Staff direction 2018ScrewInLampSavignsMethods-11Dec2017.pdf |  | Updated to indicate claim/filing status
1402 | R-In-LED-RefR(13w)-dWP41 | Residential Indoor General Lighting: LED Lamp replaces pre-existing standard lighting Wattage. Measure includes Code case. Impacts: CFL-based HOU (varies by BldgType) | ExAnte2017 | Disposition | 2020-11-24 16:30 | Res-Iltg-dWatt-CFL | NonDEER | Scaled | BaseRatio | 0 | 0 | None |  | 0 |  | 1 | Res | Any | Lighting | InGen-CFL | Ltg_Lamp | LED_lamp |  | ILtg-Res-LED-20000hr | LED R/BR Basecase, Total Watts = 4.13 x Msr Watts | LED R/BR Basecase, Total Watts = 4.13 x Msr Watts | LED Lamp: RefR, 13 Watts, non-dimmable | LEDratio0413 | LEDratio0413 | LED-RefR(13w) | Available |  |  |  | 2017ScrewInLampDisposition | ErRobNc |  |  |  | 2017Dispo-Res-InLtg | 2017-07-01 | 2018-06-30 | InEA_modVal |  |  |  |  | Standard | Revise expiry date to 60/30/2018 Commission Staff direction 2018ScrewInLampSavignsMethods-11Dec2017.pdf | 1 | 1 | 0 | Deemed Ex Ante Team |  | Revise expiry date to 60/30/2018 Commission Staff direction 2018ScrewInLampSavignsMethods-11Dec2017.pdf |  | Updated to indicate claim/filing status
1403 | R-In-LED-RefR(14w)-dWP38 | Residential Indoor General Lighting: LED Lamp replaces pre-existing standard lighting Wattage. Measure includes Code case. Impacts: CFL-based HOU (varies by BldgType) | ExAnte2017 | Disposition | 2020-11-24 16:30 | Res-Iltg-dWatt-CFL | NonDEER | Scaled | BaseRatio | 0 | 0 | None |  | 0 |  | 1 | Res | Any | Lighting | InGen-CFL | Ltg_Lamp | LED_lamp |  | ILtg-Res-LED-20000hr | LED R/BR Basecase, Total Watts = 3.73 x Msr Watts | LED R/BR Basecase, Total Watts = 3.73 x Msr Watts | LED Lamp: RefR, 14 Watts, non-dimmable | LEDratio0373 | LEDratio0373 | LED-RefR(14w) | Available |  |  |  | 2017ScrewInLampDisposition | ErRobNc |  |  |  | 2017Dispo-Res-InLtg | 2017-07-01 | 2018-06-30 | InEA_modVal |  |  |  |  | Standard | Revise expiry date to 60/30/2018 Commission Staff direction 2018ScrewInLampSavignsMethods-11Dec2017.pdf | 1 | 1 | 0 | Deemed Ex Ante Team |  | Revise expiry date to 60/30/2018 Commission Staff direction 2018ScrewInLampSavignsMethods-11Dec2017.pdf |  | Updated to indicate claim/filing status
1404 | R-In-LED-RefR(15w)-dWP41 | Residential Indoor General Lighting: LED Lamp replaces pre-existing standard lighting Wattage. Measure includes Code case. Impacts: CFL-based HOU (varies by BldgType) | ExAnte2017 | Disposition | 2020-11-24 16:30 | Res-Iltg-dWatt-CFL | NonDEER | Scaled | BaseRatio | 0 | 0 | None |  | 0 |  | 1 | Res | Any | Lighting | InGen-CFL | Ltg_Lamp | LED_lamp |  | ILtg-Res-LED-20000hr | LED R/BR Basecase, Total Watts = 3.73 x Msr Watts | LED R/BR Basecase, Total Watts = 3.73 x Msr Watts | LED Lamp: RefR, 15 Watts, non-dimmable | LEDratio0373 | LEDratio0373 | LED-RefR(15w) | Available |  |  |  | 2017ScrewInLampDisposition | ErRobNc |  |  |  | 2017Dispo-Res-InLtg | 2017-07-01 | 2018-06-30 | InEA_modVal |  |  |  |  | Standard | Revise expiry date to 60/30/2018 Commission Staff direction 2018ScrewInLampSavignsMethods-11Dec2017.pdf | 1 | 1 | 0 | Deemed Ex Ante Team |  | Revise expiry date to 60/30/2018 Commission Staff direction 2018ScrewInLampSavignsMethods-11Dec2017.pdf |  | Updated to indicate claim/filing status
1405 | R-In-LED-RefR(16w)-dWP44 | Residential Indoor General Lighting: LED Lamp replaces pre-existing standard lighting Wattage. Measure includes Code case. Impacts: CFL-based HOU (varies by BldgType) | ExAnte2017 | Disposition | 2020-11-24 16:30 | Res-Iltg-dWatt-CFL | NonDEER | Scaled | BaseRatio | 0 | 0 | None |  | 0 |  | 1 | Res | Any | Lighting | InGen-CFL | Ltg_Lamp | LED_lamp |  | ILtg-Res-LED-20000hr | LED R/BR Basecase, Total Watts = 3.73 x Msr Watts | LED R/BR Basecase, Total Watts = 3.73 x Msr Watts | LED Lamp: RefR, 16 Watts, non-dimmable | LEDratio0373 | LEDratio0373 | LED-RefR(16w) | Available |  |  |  | 2017ScrewInLampDisposition | ErRobNc |  |  |  | 2017Dispo-Res-InLtg | 2017-07-01 | 2018-06-30 | InEA_modVal |  |  |  |  | Standard | Revise expiry date to 60/30/2018 Commission Staff direction 2018ScrewInLampSavignsMethods-11Dec2017.pdf | 1 | 1 | 0 | Deemed Ex Ante Team |  | Revise expiry date to 60/30/2018 Commission Staff direction 2018ScrewInLampSavignsMethods-11Dec2017.pdf |  | Updated to indicate claim/filing status
1406 | R-In-LED-RefR(17w)-dWP46 | Residential Indoor General Lighting: LED Lamp replaces pre-existing standard lighting Wattage. Measure includes Code case. Impacts: CFL-based HOU (varies by BldgType) | ExAnte2017 | Disposition | 2020-11-24 16:30 | Res-Iltg-dWatt-CFL | NonDEER | Scaled | BaseRatio | 0 | 0 | None |  | 0 |  | 1 | Res | Any | Lighting | InGen-CFL | Ltg_Lamp | LED_lamp |  | ILtg-Res-LED-20000hr | LED R/BR Basecase, Total Watts = 3.73 x Msr Watts | LED R/BR Basecase, Total Watts = 3.73 x Msr Watts | LED Lamp: RefR, 17 Watts, non-dimmable | LEDratio0373 | LEDratio0373 | LED-RefR(17w) | Available |  |  |  | 2017ScrewInLampDisposition | ErRobNc |  |  |  | 2017Dispo-Res-InLtg | 2017-07-01 | 2018-06-30 | InEA_modVal |  |  |  |  | Standard | Revise expiry date to 60/30/2018 Commission Staff direction 2018ScrewInLampSavignsMethods-11Dec2017.pdf | 1 | 1 | 0 | Deemed Ex Ante Team |  | Revise expiry date to 60/30/2018 Commission Staff direction 2018ScrewInLampSavignsMethods-11Dec2017.pdf |  | Updated to indicate claim/filing status
1407 | R-In-LED-RefR(18w)-dWP49 | Residential Indoor General Lighting: LED Lamp replaces pre-existing standard lighting Wattage. Measure includes Code case. Impacts: CFL-based HOU (varies by BldgType) | ExAnte2017 | Disposition | 2020-11-24 16:30 | Res-Iltg-dWatt-CFL | NonDEER | Scaled | BaseRatio | 0 | 0 | None |  | 0 |  | 1 | Res | Any | Lighting | InGen-CFL | Ltg_Lamp | LED_lamp |  | ILtg-Res-LED-20000hr | LED R/BR Basecase, Total Watts = 3.73 x Msr Watts | LED R/BR Basecase, Total Watts = 3.73 x Msr Watts | LED Lamp: RefR, 18 Watts, non-dimmable | LEDratio0373 | LEDratio0373 | LED-RefR(18w) | Available |  |  |  | 2017ScrewInLampDisposition | ErRobNc |  |  |  | 2017Dispo-Res-InLtg | 2017-07-01 | 2018-06-30 | InEA_modVal |  |  |  |  | Standard | Revise expiry date to 60/30/2018 Commission Staff direction 2018ScrewInLampSavignsMethods-11Dec2017.pdf | 1 | 1 | 0 | Deemed Ex Ante Team |  | Revise expiry date to 60/30/2018 Commission Staff direction 2018ScrewInLampSavignsMethods-11Dec2017.pdf |  | Updated to indicate claim/filing status
1408 | R-In-LED-RefR(19w)-dWP52 | Residential Indoor General Lighting: LED Lamp replaces pre-existing standard lighting Wattage. Measure includes Code case. Impacts: CFL-based HOU (varies by BldgType) | ExAnte2017 | Disposition | 2020-11-24 16:30 | Res-Iltg-dWatt-CFL | NonDEER | Scaled | BaseRatio | 0 | 0 | None |  | 0 |  | 1 | Res | Any | Lighting | InGen-CFL | Ltg_Lamp | LED_lamp |  | ILtg-Res-LED-20000hr | LED R/BR Basecase, Total Watts = 3.73 x Msr Watts | LED R/BR Basecase, Total Watts = 3.73 x Msr Watts | LED Lamp: RefR, 19 Watts, non-dimmable | LEDratio0373 | LEDratio0373 | LED-RefR(19w) | Available |  |  |  | 2017ScrewInLampDisposition | ErRobNc |  |  |  | 2017Dispo-Res-InLtg | 2017-07-01 | 2018-06-30 | InEA_modVal |  |  |  |  | Standard | Revise expiry date to 60/30/2018 Commission Staff direction 2018ScrewInLampSavignsMethods-11Dec2017.pdf | 1 | 1 | 0 | Deemed Ex Ante Team |  | Revise expiry date to 60/30/2018 Commission Staff direction 2018ScrewInLampSavignsMethods-11Dec2017.pdf |  | Updated to indicate claim/filing status
1409 | R-In-LED-RefR(20w)-dWP55 | Residential Indoor General Lighting: LED Lamp replaces pre-existing standard lighting Wattage. Measure includes Code case. Impacts: CFL-based HOU (varies by BldgType) | ExAnte2017 | Disposition | 2020-11-24 16:30 | Res-Iltg-dWatt-CFL | NonDEER | Scaled | BaseRatio | 0 | 0 | None |  | 0 |  | 1 | Res | Any | Lighting | InGen-CFL | Ltg_Lamp | LED_lamp |  | ILtg-Res-LED-20000hr | LED R/BR Basecase, Total Watts = 3.73 x Msr Watts | LED R/BR Basecase, Total Watts = 3.73 x Msr Watts | LED Lamp: RefR, 20 Watts, non-dimmable | LEDratio0373 | LEDratio0373 | LED-RefR(20w) | Available |  |  |  | 2017ScrewInLampDisposition | ErRobNc |  |  |  | 2017Dispo-Res-InLtg | 2017-07-01 | 2018-06-30 | InEA_modVal |  |  |  |  | Standard | Revise expiry date to 60/30/2018 Commission Staff direction 2018ScrewInLampSavignsMethods-11Dec2017.pdf | 1 | 1 | 0 | Deemed Ex Ante Team |  | Revise expiry date to 60/30/2018 Commission Staff direction 2018ScrewInLampSavignsMethods-11Dec2017.pdf |  | Updated to indicate claim/filing status
1410 | R-In-LED-RefR(22w)-dWP60 | Residential Indoor General Lighting: LED Lamp replaces pre-existing standard lighting Wattage. Measure includes Code case. Impacts: CFL-based HOU (varies by BldgType) | ExAnte2017 | Disposition | 2020-11-24 16:30 | Res-Iltg-dWatt-CFL | NonDEER | Scaled | BaseRatio | 0 | 0 | None |  | 0 |  | 1 | Res | Any | Lighting | InGen-CFL | Ltg_Lamp | LED_lamp |  | ILtg-Res-LED-20000hr | LED R/BR Basecase, Total Watts = 3.73 x Msr Watts | LED R/BR Basecase, Total Watts = 3.73 x Msr Watts | LED Lamp: RefR, 22 Watts, non-dimmable | LEDratio0373 | LEDratio0373 | LED-RefR(22w) | Available |  |  |  | 2017ScrewInLampDisposition | ErRobNc |  |  |  | 2017Dispo-Res-InLtg | 2017-07-01 | 2018-06-30 | InEA_modVal |  |  |  |  | Standard | Revise expiry date to 60/30/2018 Commission Staff direction 2018ScrewInLampSavignsMethods-11Dec2017.pdf | 1 | 1 | 0 | Deemed Ex Ante Team |  | Revise expiry date to 60/30/2018 Commission Staff direction 2018ScrewInLampSavignsMethods-11Dec2017.pdf |  | Updated to indicate claim/filing status
1411 | R-In-LED-RefR(6w)-dWP25 | Residential Indoor General Lighting: LED Lamp replaces pre-existing standard lighting Wattage. Measure includes Code case. Impacts: CFL-based HOU (varies by BldgType) | ExAnte2017 | Disposition | 2020-11-24 16:30 | Res-Iltg-dWatt-CFL | NonDEER | Scaled | BaseRatio | 0 | 0 | None |  | 0 |  | 1 | Res | Any | Lighting | InGen-CFL | Ltg_Lamp | LED_lamp |  | ILtg-Res-LED-20000hr | LED R/BR Basecase, Total Watts = 5.24 x Msr Watts | LED R/BR Basecase, Total Watts = 5.24 x Msr Watts | LED Lamp: RefR, 6 Watts, non-dimmable | LEDratio0524 | LEDratio0524 | LED-RefR(6w) | Available |  |  |  | 2017ScrewInLampDisposition | ErRobNc |  |  |  | 2017Dispo-Res-InLtg | 2017-07-01 | 2018-06-30 | InEA_modVal |  |  |  |  | Standard | Revise expiry date to 60/30/2018 Commission Staff direction 2018ScrewInLampSavignsMethods-11Dec2017.pdf | 1 | 1 | 0 | Deemed Ex Ante Team |  | Revise expiry date to 60/30/2018 Commission Staff direction 2018ScrewInLampSavignsMethods-11Dec2017.pdf |  | Updated to indicate claim/filing status
1412 | R-OutCmn-LED-PAR30-Ext(15w)-dWP29 | Residential Outdoor Common-Area Lighting: LED Lamp replaces pre-existing standard lighting Wattage. Measure includes Code case. Impacts: HOU = 3390; CDF = 0.09 | ExAnte2017 | Disposition | 2020-11-24 16:30 | Res-Oltg-Cmn-dWatt-CFL | NonDEER | Scaled | BaseRatio | 0 | 0 | None |  | 0 |  | 1 | Res | Any | Lighting | OutCommon | Ltg_Lamp | LED_lamp |  | OLtg-Res-LED-50000hr-Cmn | LED PAR30 Basecase, Total Watts = 2.94 x Msr Watts | LED PAR30 Basecase, Total Watts = 2.94 x Msr Watts | LED Lamp: Exterior PAR30, 15 Watts, non-dimmable | LEDratio0294 | LEDratio0294 | LED-PAR30-Ext(15w) | Available |  |  |  | 2017ScrewInLampDisposition | ErRobNc |  |  |  | 2017Dispo-Res-OutLtg-Cmn | 2017-07-01 | 2018-06-30 | InEA_modVal |  |  |  |  | Standard | Revise expiry date to 60/30/2018 Commission Staff direction 2018ScrewInLampSavignsMethods-11Dec2017.pdf | 1 | 1 | 0 | Deemed Ex Ante Team |  | Revise expiry date to 60/30/2018 Commission Staff direction 2018ScrewInLampSavignsMethods-11Dec2017.pdf |  | Updated to indicate claim/filing status
1413 | R-OutCmn-LED-PAR30-Ext(6w)-dWP12 | Residential Outdoor Common-Area Lighting: LED Lamp replaces pre-existing standard lighting Wattage. Measure includes Code case. Impacts: HOU = 3390; CDF = 0.09 | ExAnte2017 | Disposition | 2020-11-24 16:30 | Res-Oltg-Cmn-dWatt-CFL | NonDEER | Scaled | BaseRatio | 0 | 0 | None |  | 0 |  | 1 | Res | Any | Lighting | OutCommon | Ltg_Lamp | LED_lamp |  | OLtg-Res-LED-50000hr-Cmn | LED PAR30 Basecase, Total Watts = 2.94 x Msr Watts | LED PAR30 Basecase, Total Watts = 2.94 x Msr Watts | LED Lamp: Exterior PAR30, 6 Watts, non-dimmable | LEDratio0294 | LEDratio0294 | LED-PAR30-Ext(6w) | Available |  |  |  | 2017ScrewInLampDisposition | ErRobNc |  |  |  | 2017Dispo-Res-OutLtg-Cmn | 2017-07-01 | 2018-06-30 | InEA_modVal |  |  |  |  | Standard | Revise expiry date to 60/30/2018 Commission Staff direction 2018ScrewInLampSavignsMethods-11Dec2017.pdf | 1 | 1 | 0 | Deemed Ex Ante Team |  | Revise expiry date to 60/30/2018 Commission Staff direction 2018ScrewInLampSavignsMethods-11Dec2017.pdf |  | Updated to indicate claim/filing status
1414 | R-OutCmn-LED-PAR38-Ext(17w)-dWP39 | Residential Outdoor Common-Area Lighting: LED Lamp replaces pre-existing standard lighting Wattage. Measure includes Code case. Impacts: HOU = 3390; CDF = 0.09 | ExAnte2017 | Disposition | 2020-11-24 16:30 | Res-Oltg-Cmn-dWatt-CFL | NonDEER | Scaled | BaseRatio | 0 | 0 | None |  | 0 |  | 1 | Res | Any | Lighting | OutCommon | Ltg_Lamp | LED_lamp |  | OLtg-Res-LED-50000hr-Cmn | LED PAR38 Basecase, Total Watts = 3.28 x Msr Watts | LED PAR38 Basecase, Total Watts = 3.28 x Msr Watts | LED Lamp: Exterior PAR38, 17 Watts, non-dimmable | LEDratio0328 | LEDratio0328 | LED-PAR38-Ext(17w) | Available |  |  |  | 2017ScrewInLampDisposition | ErRobNc |  |  |  | 2017Dispo-Res-OutLtg-Cmn | 2017-07-01 | 2018-06-30 | InEA_modVal |  |  |  |  | Standard | Revise expiry date to 60/30/2018 Commission Staff direction 2018ScrewInLampSavignsMethods-11Dec2017.pdf | 1 | 1 | 0 | Deemed Ex Ante Team |  | Revise expiry date to 60/30/2018 Commission Staff direction 2018ScrewInLampSavignsMethods-11Dec2017.pdf |  | Updated to indicate claim/filing status
1415 | R-OutCmn-LED-PAR38-Ext(7w)-dWP16 | Residential Outdoor Common-Area Lighting: LED Lamp replaces pre-existing standard lighting Wattage. Measure includes Code case. Impacts: HOU = 3390; CDF = 0.09 | ExAnte2017 | Disposition | 2020-11-24 16:30 | Res-Oltg-Cmn-dWatt-CFL | NonDEER | Scaled | BaseRatio | 0 | 0 | None |  | 0 |  | 1 | Res | Any | Lighting | OutCommon | Ltg_Lamp | LED_lamp |  | OLtg-Res-LED-50000hr-Cmn | LED PAR38 Basecase, Total Watts = 3.28 x Msr Watts | LED PAR38 Basecase, Total Watts = 3.28 x Msr Watts | LED Lamp: Exterior PAR38, 7 Watts, non-dimmable | LEDratio0328 | LEDratio0328 | LED-PAR38-Ext(7w) | Available |  |  |  | 2017ScrewInLampDisposition | ErRobNc |  |  |  | 2017Dispo-Res-OutLtg-Cmn | 2017-07-01 | 2018-06-30 | InEA_modVal |  |  |  |  | Standard | Revise expiry date to 60/30/2018 Commission Staff direction 2018ScrewInLampSavignsMethods-11Dec2017.pdf | 1 | 1 | 0 | Deemed Ex Ante Team |  | Revise expiry date to 60/30/2018 Commission Staff direction 2018ScrewInLampSavignsMethods-11Dec2017.pdf |  | Updated to indicate claim/filing status
1416 | C-Out-LED-PAR30-Ext(15w)-dWP29 | Commercial Outdoor General Lighting: LED Lamp replaces pre-existing standard lighting Wattage. Measure includes Code case. Impacts: HOU = 4100; CDF = 0 | ExAnte2017 | Disposition | 2020-11-24 16:30 | Com-Oltg-dWatt | NonDEER | Scaled | BaseRatio | 0 | 0 | None |  | 0 |  | 1 | Com | Any | Lighting | OutGen | Ltg_Lamp | LED_lamp |  | ILtg-Com-LED-20000hr | LED PAR30 Basecase, Total Watts = 2.94 x Msr Watts | LED PAR30 Basecase, Total Watts = 2.94 x Msr Watts | LED Lamp: Exterior PAR30, 15 Watts, non-dimmable | LEDratio0294 | LEDratio0294 | LED-PAR30-Ext(15w) | Available |  |  |  | 2017ScrewInLampDisposition | ErRobNc |  |  |  | 2017Dispo-Com-OutLtg | 2017-07-01 | 2018-06-30 | InEA_modVal |  |  |  |  | Standard | Revise expiry date to 60/30/2018 Commission Staff direction 2018ScrewInLampSavignsMethods-11Dec2017.pdf | 1 | 1 | 0 | Deemed Ex Ante Team |  | Revise expiry date to 60/30/2018 Commission Staff direction 2018ScrewInLampSavignsMethods-11Dec2017.pdf |  | Updated to indicate claim/filing status
1417 | C-Out-LED-PAR30-Ext(6w)-dWP12 | Commercial Outdoor General Lighting: LED Lamp replaces pre-existing standard lighting Wattage. Measure includes Code case. Impacts: HOU = 4100; CDF = 0 | ExAnte2017 | Disposition | 2020-11-24 16:30 | Com-Oltg-dWatt | NonDEER | Scaled | BaseRatio | 0 | 0 | None |  | 0 |  | 1 | Com | Any | Lighting | OutGen | Ltg_Lamp | LED_lamp |  | ILtg-Com-LED-20000hr | LED PAR30 Basecase, Total Watts = 2.94 x Msr Watts | LED PAR30 Basecase, Total Watts = 2.94 x Msr Watts | LED Lamp: Exterior PAR30, 6 Watts, non-dimmable | LEDratio0294 | LEDratio0294 | LED-PAR30-Ext(6w) | Available |  |  |  | 2017ScrewInLampDisposition | ErRobNc |  |  |  | 2017Dispo-Com-OutLtg | 2017-07-01 | 2018-06-30 | InEA_modVal |  |  |  |  | Standard | Revise expiry date to 60/30/2018 Commission Staff direction 2018ScrewInLampSavignsMethods-11Dec2017.pdf | 1 | 1 | 0 | Deemed Ex Ante Team |  | Revise expiry date to 60/30/2018 Commission Staff direction 2018ScrewInLampSavignsMethods-11Dec2017.pdf |  | Updated to indicate claim/filing status
1418 | C-Out-LED-PAR38-Ext(17w)-dWP39 | Commercial Outdoor General Lighting: LED Lamp replaces pre-existing standard lighting Wattage. Measure includes Code case. Impacts: HOU = 4100; CDF = 0 | ExAnte2017 | Disposition | 2020-11-24 16:30 | Com-Oltg-dWatt | NonDEER | Scaled | BaseRatio | 0 | 0 | None |  | 0 |  | 1 | Com | Any | Lighting | OutGen | Ltg_Lamp | LED_lamp |  | ILtg-Com-LED-20000hr | LED PAR38 Basecase, Total Watts = 3.28 x Msr Watts | LED PAR38 Basecase, Total Watts = 3.28 x Msr Watts | LED Lamp: Exterior PAR38, 17 Watts, non-dimmable | LEDratio0328 | LEDratio0328 | LED-PAR38-Ext(17w) | Available |  |  |  | 2017ScrewInLampDisposition | ErRobNc |  |  |  | 2017Dispo-Com-OutLtg | 2017-07-01 | 2018-06-30 | InEA_modVal |  |  |  |  | Standard | Revise expiry date to 60/30/2018 Commission Staff direction 2018ScrewInLampSavignsMethods-11Dec2017.pdf | 1 | 1 | 0 | Deemed Ex Ante Team |  | Revise expiry date to 60/30/2018 Commission Staff direction 2018ScrewInLampSavignsMethods-11Dec2017.pdf |  | Updated to indicate claim/filing status
1419 | C-Out-LED-PAR38-Ext(7w)-dWP16 | Commercial Outdoor General Lighting: LED Lamp replaces pre-existing standard lighting Wattage. Measure includes Code case. Impacts: HOU = 4100; CDF = 0 | ExAnte2017 | Disposition | 2020-11-24 16:30 | Com-Oltg-dWatt | NonDEER | Scaled | BaseRatio | 0 | 0 | None |  | 0 |  | 1 | Com | Any | Lighting | OutGen | Ltg_Lamp | LED_lamp |  | ILtg-Com-LED-20000hr | LED PAR38 Basecase, Total Watts = 3.28 x Msr Watts | LED PAR38 Basecase, Total Watts = 3.28 x Msr Watts | LED Lamp: Exterior PAR38, 7 Watts, non-dimmable | LEDratio0328 | LEDratio0328 | LED-PAR38-Ext(7w) | Available |  |  |  | 2017ScrewInLampDisposition | ErRobNc |  |  |  | 2017Dispo-Com-OutLtg | 2017-07-01 | 2018-06-30 | InEA_modVal |  |  |  |  | Standard | Revise expiry date to 60/30/2018 Commission Staff direction 2018ScrewInLampSavignsMethods-11Dec2017.pdf | 1 | 1 | 0 | Deemed Ex Ante Team |  | Revise expiry date to 60/30/2018 Commission Staff direction 2018ScrewInLampSavignsMethods-11Dec2017.pdf |  | Updated to indicate claim/filing status
1420 | R-Out-LED-PAR30-Ext(15w)-dWP29 | Residential Outdoor General Lighting: LED Lamp replaces pre-existing standard lighting Wattage. Measure includes Code case. Impacts: HOU = 1249; CDF = 0 | ExAnte2017 | Disposition | 2020-11-24 16:30 | Res-Oltg-dWatt | NonDEER | Scaled | BaseRatio | 0 | 0 | None |  | 0 |  | 1 | Res | Any | Lighting | OutGen | Ltg_Lamp | LED_lamp |  | OLtg-LFluor | LED PAR30 Basecase, Total Watts = 2.94 x Msr Watts | LED PAR30 Basecase, Total Watts = 2.94 x Msr Watts | LED Lamp: Exterior PAR30, 15 Watts, non-dimmable | LEDratio0294 | LEDratio0294 | LED-PAR30-Ext(15w) | Available |  |  |  | 2017ScrewInLampDisposition | ErRobNc |  |  |  | 2017Dispo-Res-OutLtg | 2017-07-01 | 2018-06-30 | InEA_modVal |  |  |  |  | Standard | Revise expiry date to 60/30/2018 Commission Staff direction 2018ScrewInLampSavignsMethods-11Dec2017.pdf | 1 | 1 | 0 | Deemed Ex Ante Team |  | Revise expiry date to 60/30/2018 Commission Staff direction 2018ScrewInLampSavignsMethods-11Dec2017.pdf |  | Updated to indicate claim/filing status
1421 | R-Out-LED-PAR30-Ext(6w)-dWP12 | Residential Outdoor General Lighting: LED Lamp replaces pre-existing standard lighting Wattage. Measure includes Code case. Impacts: HOU = 1249; CDF = 0 | ExAnte2017 | Disposition | 2020-11-24 16:30 | Res-Oltg-dWatt | NonDEER | Scaled | BaseRatio | 0 | 0 | None |  | 0 |  | 1 | Res | Any | Lighting | OutGen | Ltg_Lamp | LED_lamp |  | OLtg-LFluor | LED PAR30 Basecase, Total Watts = 2.94 x Msr Watts | LED PAR30 Basecase, Total Watts = 2.94 x Msr Watts | LED Lamp: Exterior PAR30, 6 Watts, non-dimmable | LEDratio0294 | LEDratio0294 | LED-PAR30-Ext(6w) | Available |  |  |  | 2017ScrewInLampDisposition | ErRobNc |  |  |  | 2017Dispo-Res-OutLtg | 2017-07-01 | 2018-06-30 | InEA_modVal |  |  |  |  | Standard | Revise expiry date to 60/30/2018 Commission Staff direction 2018ScrewInLampSavignsMethods-11Dec2017.pdf | 1 | 1 | 0 | Deemed Ex Ante Team |  | Revise expiry date to 60/30/2018 Commission Staff direction 2018ScrewInLampSavignsMethods-11Dec2017.pdf |  | Updated to indicate claim/filing status
1422 | R-Out-LED-PAR38-Ext(17w)-dWP39 | Residential Outdoor General Lighting: LED Lamp replaces pre-existing standard lighting Wattage. Measure includes Code case. Impacts: HOU = 1249; CDF = 0 | ExAnte2017 | Disposition | 2020-11-24 16:30 | Res-Oltg-dWatt | NonDEER | Scaled | BaseRatio | 0 | 0 | None |  | 0 |  | 1 | Res | Any | Lighting | OutGen | Ltg_Lamp | LED_lamp |  | OLtg-LFluor | LED PAR38 Basecase, Total Watts = 3.28 x Msr Watts | LED PAR38 Basecase, Total Watts = 3.28 x Msr Watts | LED Lamp: Exterior PAR38, 17 Watts, non-dimmable | LEDratio0328 | LEDratio0328 | LED-PAR38-Ext(17w) | Available |  |  |  | 2017ScrewInLampDisposition | ErRobNc |  |  |  | 2017Dispo-Res-OutLtg | 2017-07-01 | 2018-06-30 | InEA_modVal |  |  |  |  | Standard | Revise expiry date to 60/30/2018 Commission Staff direction 2018ScrewInLampSavignsMethods-11Dec2017.pdf | 1 | 1 | 0 | Deemed Ex Ante Team |  | Revise expiry date to 60/30/2018 Commission Staff direction 2018ScrewInLampSavignsMethods-11Dec2017.pdf |  | Updated to indicate claim/filing status
1423 | R-Out-LED-PAR38-Ext(7w)-dWP16 | Residential Outdoor General Lighting: LED Lamp replaces pre-existing standard lighting Wattage. Measure includes Code case. Impacts: HOU = 1249; CDF = 0 | ExAnte2017 | Disposition | 2020-11-24 16:30 | Res-Oltg-dWatt | NonDEER | Scaled | BaseRatio | 0 | 0 | None |  | 0 |  | 1 | Res | Any | Lighting | OutGen | Ltg_Lamp | LED_lamp |  | OLtg-LFluor | LED PAR38 Basecase, Total Watts = 3.28 x Msr Watts | LED PAR38 Basecase, Total Watts = 3.28 x Msr Watts | LED Lamp: Exterior PAR38, 7 Watts, non-dimmable | LEDratio0328 | LEDratio0328 | LED-PAR38-Ext(7w) | Available |  |  |  | 2017ScrewInLampDisposition | ErRobNc |  |  |  | 2017Dispo-Res-OutLtg | 2017-07-01 | 2018-06-30 | InEA_modVal |  |  |  |  | Standard | Revise expiry date to 60/30/2018 Commission Staff direction 2018ScrewInLampSavignsMethods-11Dec2017.pdf | 1 | 1 | 0 | Deemed Ex Ante Team |  | Revise expiry date to 60/30/2018 Commission Staff direction 2018ScrewInLampSavignsMethods-11Dec2017.pdf |  | Updated to indicate claim/filing status
1424 | C-In-LED-RefR(7w)-dWP30 | Commercial Indoor General Lighting: LED Lamp replaces pre-existing standard lighting Wattage. Measure includes Code case. Impacts: CFL-based HOU (varies by BldgType) | ExAnte2017 | Disposition | 2020-11-24 16:30 | Com-Iltg-dWatt-CFL | NonDEER | Scaled | BaseRatio | 0 | 0 | None |  | 0 |  | 1 | Com | Any | Lighting | InGen-CFL | Ltg_Lamp | LED_lamp |  | ILtg-Com-LED-20000hr | LED R/BR Basecase, Total Watts = 5.24 x Msr Watts | LED R/BR Basecase, Total Watts = 5.24 x Msr Watts | LED Lamp: RefR, 7 Watts, non-dimmable | LEDratio0524 | LEDratio0524 | LED-RefR(7w) | Available |  |  |  | 2017ScrewInLampDisposition | ErRobNc |  |  |  | 2017Dispo-Com-InLtg | 2017-07-01 | 2018-06-30 | InEA_modVal |  |  |  |  | Standard | Revise expiry date to 60/30/2018 Commission Staff direction 2018ScrewInLampSavignsMethods-11Dec2017.pdf | 1 | 1 | 0 | Deemed Ex Ante Team |  | Revise expiry date to 60/30/2018 Commission Staff direction 2018ScrewInLampSavignsMethods-11Dec2017.pdf |  | Updated to indicate claim/filing status
1425 | C-In-LED-RefR(8w)-dWP34 | Commercial Indoor General Lighting: LED Lamp replaces pre-existing standard lighting Wattage. Measure includes Code case. Impacts: CFL-based HOU (varies by BldgType) | ExAnte2017 | Disposition | 2020-11-24 16:30 | Com-Iltg-dWatt-CFL | NonDEER | Scaled | BaseRatio | 0 | 0 | None |  | 0 |  | 1 | Com | Any | Lighting | InGen-CFL | Ltg_Lamp | LED_lamp |  | ILtg-Com-LED-20000hr | LED R/BR Basecase, Total Watts = 5.24 x Msr Watts | LED R/BR Basecase, Total Watts = 5.24 x Msr Watts | LED Lamp: RefR, 8 Watts, non-dimmable | LEDratio0524 | LEDratio0524 | LED-RefR(8w) | Available |  |  |  | 2017ScrewInLampDisposition | ErRobNc |  |  |  | 2017Dispo-Com-InLtg | 2017-07-01 | 2018-06-30 | InEA_modVal |  |  |  |  | Standard | Revise expiry date to 60/30/2018 Commission Staff direction 2018ScrewInLampSavignsMethods-11Dec2017.pdf | 1 | 1 | 0 | Deemed Ex Ante Team |  | Revise expiry date to 60/30/2018 Commission Staff direction 2018ScrewInLampSavignsMethods-11Dec2017.pdf |  | Updated to indicate claim/filing status
1426 | C-In-LED-RefR(9w)-dWP38 | Commercial Indoor General Lighting: LED Lamp replaces pre-existing standard lighting Wattage. Measure includes Code case. Impacts: CFL-based HOU (varies by BldgType) | ExAnte2017 | Disposition | 2020-11-24 16:30 | Com-Iltg-dWatt-CFL | NonDEER | Scaled | BaseRatio | 0 | 0 | None |  | 0 |  | 1 | Com | Any | Lighting | InGen-CFL | Ltg_Lamp | LED_lamp |  | ILtg-Com-LED-20000hr | LED R/BR Basecase, Total Watts = 5.24 x Msr Watts | LED R/BR Basecase, Total Watts = 5.24 x Msr Watts | LED Lamp: RefR, 9 Watts, non-dimmable | LEDratio0524 | LEDratio0524 | LED-RefR(9w) | Available |  |  |  | 2017ScrewInLampDisposition | ErRobNc |  |  |  | 2017Dispo-Com-InLtg | 2017-07-01 | 2018-06-30 | InEA_modVal |  |  |  |  | Standard | Revise expiry date to 60/30/2018 Commission Staff direction 2018ScrewInLampSavignsMethods-11Dec2017.pdf | 1 | 1 | 0 | Deemed Ex Ante Team |  | Revise expiry date to 60/30/2018 Commission Staff direction 2018ScrewInLampSavignsMethods-11Dec2017.pdf |  | Updated to indicate claim/filing status
1427 | R-In-LED-RefR(7w)-dWP30 | Residential Indoor General Lighting: LED Lamp replaces pre-existing standard lighting Wattage. Measure includes Code case. Impacts: CFL-based HOU (varies by BldgType) | ExAnte2017 | Disposition | 2020-11-24 16:30 | Res-Iltg-dWatt-CFL | NonDEER | Scaled | BaseRatio | 0 | 0 | None |  | 0 |  | 1 | Res | Any | Lighting | InGen-CFL | Ltg_Lamp | LED_lamp |  | ILtg-Res-LED-20000hr | LED R/BR Basecase, Total Watts = 5.24 x Msr Watts | LED R/BR Basecase, Total Watts = 5.24 x Msr Watts | LED Lamp: RefR, 7 Watts, non-dimmable | LEDratio0524 | LEDratio0524 | LED-RefR(7w) | Available |  |  |  | 2017ScrewInLampDisposition | ErRobNc |  |  |  | 2017Dispo-Res-InLtg | 2017-07-01 | 2018-06-30 | InEA_modVal |  |  |  |  | Standard | Revise expiry date to 60/30/2018 Commission Staff direction 2018ScrewInLampSavignsMethods-11Dec2017.pdf | 1 | 1 | 0 | Deemed Ex Ante Team |  | Revise expiry date to 60/30/2018 Commission Staff direction 2018ScrewInLampSavignsMethods-11Dec2017.pdf |  | Updated to indicate claim/filing status
1428 | R-In-LED-RefR(8w)-dWP34 | Residential Indoor General Lighting: LED Lamp replaces pre-existing standard lighting Wattage. Measure includes Code case. Impacts: CFL-based HOU (varies by BldgType) | ExAnte2017 | Disposition | 2020-11-24 16:30 | Res-Iltg-dWatt-CFL | NonDEER | Scaled | BaseRatio | 0 | 0 | None |  | 0 |  | 1 | Res | Any | Lighting | InGen-CFL | Ltg_Lamp | LED_lamp |  | ILtg-Res-LED-20000hr | LED R/BR Basecase, Total Watts = 5.24 x Msr Watts | LED R/BR Basecase, Total Watts = 5.24 x Msr Watts | LED Lamp: RefR, 8 Watts, non-dimmable | LEDratio0524 | LEDratio0524 | LED-RefR(8w) | Available |  |  |  | 2017ScrewInLampDisposition | ErRobNc |  |  |  | 2017Dispo-Res-InLtg | 2017-07-01 | 2018-06-30 | InEA_modVal |  |  |  |  | Standard | Revise expiry date to 60/30/2018 Commission Staff direction 2018ScrewInLampSavignsMethods-11Dec2017.pdf | 1 | 1 | 0 | Deemed Ex Ante Team |  | Revise expiry date to 60/30/2018 Commission Staff direction 2018ScrewInLampSavignsMethods-11Dec2017.pdf |  | Updated to indicate claim/filing status
1429 | R-In-LED-RefR(9w)-dWP38 | Residential Indoor General Lighting: LED Lamp replaces pre-existing standard lighting Wattage. Measure includes Code case. Impacts: CFL-based HOU (varies by BldgType) | ExAnte2017 | Disposition | 2020-11-24 16:30 | Res-Iltg-dWatt-CFL | NonDEER | Scaled | BaseRatio | 0 | 0 | None |  | 0 |  | 1 | Res | Any | Lighting | InGen-CFL | Ltg_Lamp | LED_lamp |  | ILtg-Res-LED-20000hr | LED R/BR Basecase, Total Watts = 5.24 x Msr Watts | LED R/BR Basecase, Total Watts = 5.24 x Msr Watts | LED Lamp: RefR, 9 Watts, non-dimmable | LEDratio0524 | LEDratio0524 | LED-RefR(9w) | Available |  |  |  | 2017ScrewInLampDisposition | ErRobNc |  |  |  | 2017Dispo-Res-InLtg | 2017-07-01 | 2018-06-30 | InEA_modVal |  |  |  |  | Standard | Revise expiry date to 60/30/2018 Commission Staff direction 2018ScrewInLampSavignsMethods-11Dec2017.pdf | 1 | 1 | 0 | Deemed Ex Ante Team |  | Revise expiry date to 60/30/2018 Commission Staff direction 2018ScrewInLampSavignsMethods-11Dec2017.pdf |  | Updated to indicate claim/filing status
1430 | R-OutCmn-LED-PAR38-Ext(19w)-dWP43 | Residential Outdoor Common-Area Lighting: LED Lamp replaces pre-existing standard lighting Wattage. Measure includes Code case. Impacts: HOU = 3390; CDF = 0.09 | ExAnte2017 | Disposition | 2020-11-24 16:30 | Res-Oltg-Cmn-dWatt-CFL | NonDEER | Scaled | BaseRatio | 0 | 0 | None |  | 0 |  | 1 | Res | Any | Lighting | OutCommon | Ltg_Lamp | LED_lamp |  | OLtg-Res-LED-20000hr-Cmn | LED PAR38 Basecase, Total Watts = 3.28 x Msr Watts | LED PAR38 Basecase, Total Watts = 3.28 x Msr Watts | LED Lamp: Exterior PAR38, 19 Watts, non-dimmable | LEDratio0328 | LEDratio0328 | LED-PAR38-Ext(19w) | Available |  |  |  | 2017ScrewInLampDisposition | ErRobNc |  |  |  | 2017Dispo-Res-OutLtg-Cmn | 2017-07-01 | 2018-06-30 | InEA_modVal |  |  |  |  | Standard | Revise expiry date to 60/30/2018 Commission Staff direction 2018ScrewInLampSavignsMethods-11Dec2017.pdf | 1 | 1 | 0 | Deemed Ex Ante Team |  | Revise expiry date to 60/30/2018 Commission Staff direction 2018ScrewInLampSavignsMethods-11Dec2017.pdf |  | Updated to indicate claim/filing status
1431 | R-Out-LED-PAR38-Ext(19w)-dWP43 | Residential Outdoor General Lighting: LED Lamp replaces pre-existing standard lighting Wattage. Measure includes Code case. Impacts: HOU = 1249; CDF = 0 | ExAnte2017 | Disposition | 2020-11-24 16:30 | Res-Oltg-dWatt | NonDEER | Scaled | BaseRatio | 0 | 0 | None |  | 0 |  | 1 | Res | Any | Lighting | OutGen | Ltg_Lamp | LED_lamp |  | OLtg-Res-LED-20000hr | LED PAR38 Basecase, Total Watts = 3.28 x Msr Watts | LED PAR38 Basecase, Total Watts = 3.28 x Msr Watts | LED Lamp: Exterior PAR38, 19 Watts, non-dimmable | LEDratio0328 | LEDratio0328 | LED-PAR38-Ext(19w) | Available |  |  |  | 2017ScrewInLampDisposition | ErRobNc |  |  |  | 2017Dispo-Res-OutLtg | 2017-07-01 | 2018-06-30 | InEA_modVal |  |  |  |  | Standard | Revise expiry date to 60/30/2018 Commission Staff direction 2018ScrewInLampSavignsMethods-11Dec2017.pdf | 1 | 1 | 0 | Deemed Ex Ante Team |  | Revise expiry date to 60/30/2018 Commission Staff direction 2018ScrewInLampSavignsMethods-11Dec2017.pdf |  | Updated to indicate claim/filing status
1432 | R-OutCmn-LED-PAR30-Ext(12w)-dWP23 | Residential Outdoor Common-Area Lighting: LED Lamp replaces pre-existing standard lighting Wattage. Measure includes Code case. Impacts: HOU = 3390; CDF = 0.09 | ExAnte2017 | Disposition | 2020-11-24 16:30 | Res-Oltg-Cmn-dWatt-CFL | NonDEER | Scaled | BaseRatio | 0 | 0 | None |  | 0 |  | 1 | Res | Any | Lighting | OutCommon | Ltg_Lamp | LED_lamp |  | OLtg-Res-LED-20000hr-Cmn | LED PAR30 Basecase, Total Watts = 2.94 x Msr Watts | LED PAR30 Basecase, Total Watts = 2.94 x Msr Watts | LED Lamp: Exterior PAR30, 12 Watts, non-dimmable | LEDratio0294 | LEDratio0294 | LED-PAR30-Ext(12w) | Available |  | 0 | 0 | 2017ScrewInLampDisposition | ErRobNc |  |  |  | 2017Dispo-Res-OutLtg-Cmn | 2017-07-01 | 2018-06-30 | [5 empty] | Standard |  | 1 | 1 | 0 | Deemed Ex Ante Team |  |  |  | Updated to indicate claim/filing status
1433 | R-Out-LED-PAR30-Ext(12w)-dWP23 | Residential Outdoor General Lighting: LED Lamp replaces pre-existing standard lighting Wattage. Measure includes Code case. Impacts: HOU = 1249; CDF = 0 | ExAnte2017 | Disposition | 2020-11-24 16:30 | Res-Oltg-dWatt | NonDEER | Scaled | BaseRatio | 0 | 0 | None |  | 0 |  | 1 | Res | Any | Lighting | OutGen | Ltg_Lamp | LED_lamp |  | OLtg-Res-LED-20000hr | LED PAR30 Basecase, Total Watts = 2.94 x Msr Watts | LED PAR30 Basecase, Total Watts = 2.94 x Msr Watts | LED Lamp: Exterior PAR30, 12 Watts, non-dimmable | LEDratio0294 | LEDratio0294 | LED-PAR30-Ext(12w) | Available |  | 0 | 0 | 2017ScrewInLampDisposition | ErRobNc |  |  |  | 2017Dispo-Res-OutLtg | 2017-07-01 | 2018-06-30 | [5 empty] | Standard |  | 1 | 1 | 0 | Deemed Ex Ante Team |  |  |  | Updated to indicate claim/filing status
1435 | C-In-LED-A19(EISA-Bin-100w-100LPW)-dWP2p4 | LED A Lamp replaces pre-existing standard lighting Wattage based on EISA bin and LPW | DEER2016 | Disposition | 2020-11-24 16:30 | Com-Iltg-dWatt-CFL_OSbldg | NonDEER | Scaled | DeltaWatts | 2.4 | 2.4 | None |  | 0 |  | 0 | Com | Any | Lighting | InGen-CFL | Ltg_Lamp | LED_lamp |  | ILtg-Com-LED-20000hr | LED A19 Basecase, 75% LED, 25% CFL | LED A19 Basecase, 75% LED, 25% CFL | LED Lamp: A19, EISA Bin 100, 100 LPW |  |  |  | Available |  | 0 | 0 | 2018Phase1ScrewInLampDisposition | RobNc |  |  |  |  | 2018-07-01 | 2019-12-31 | NotInEA |  |  |  |  | Standard | Expires 12/31/2019 due to DEER2020 revised impacts and peak demand definition | 1 | 1 | 0 | Deemed Ex Ante Team |  | Expires 12/31/2019 due to DEER2020 revised impacts and peak demand definition |  | Updated to indicate claim/filing status
1436 | C-In-LED-A19(EISA-Bin-100w-110LPW)-dWP2p6 | LED A Lamp replaces pre-existing standard lighting Wattage based on EISA bin and LPW | DEER2016 | Disposition | 2020-11-24 16:30 | Com-Iltg-dWatt-CFL_OSbldg | NonDEER | Scaled | DeltaWatts | 2.6 | 2.6 | None |  | 0 |  | 0 | Com | Any | Lighting | InGen-CFL | Ltg_Lamp | LED_lamp |  | ILtg-Com-LED-20000hr | LED A19 Basecase, 75% LED, 25% CFL | LED A19 Basecase, 75% LED, 25% CFL | LED Lamp: A19, EISA Bin 100, 110 LPW |  |  |  | Available |  | 0 | 0 | 2018Phase1ScrewInLampDisposition | RobNc |  |  |  |  | 2018-07-01 | 2019-12-31 | NotInEA |  |  |  |  | Standard | Expires 12/31/2019 due to DEER2020 revised impacts and peak demand definition | 1 | 1 | 0 | Deemed Ex Ante Team |  | Expires 12/31/2019 due to DEER2020 revised impacts and peak demand definition |  | Updated to indicate claim/filing status
1437 | C-In-LED-A19(EISA-Bin-100w-90LPW)-dWP2p0 | LED A Lamp replaces pre-existing standard lighting Wattage based on EISA bin and LPW | DEER2016 | Disposition | 2020-11-24 16:30 | Com-Iltg-dWatt-CFL_OSbldg | NonDEER | Scaled | DeltaWatts | 2 | 2 | None |  | 0 |  | 0 | Com | Any | Lighting | InGen-CFL | Ltg_Lamp | LED_lamp |  | ILtg-Com-LED-20000hr | LED A19 Basecase, 75% LED, 25% CFL | LED A19 Basecase, 75% LED, 25% CFL | LED Lamp: A19, EISA Bin 100, 90 LPW |  |  |  | Available |  | 0 | 0 | 2018Phase1ScrewInLampDisposition | RobNc |  |  |  |  | 2018-07-01 | 2019-12-31 | NotInEA |  |  |  |  | Standard | Expires 12/31/2019 due to DEER2020 revised impacts and peak demand definition | 1 | 1 | 0 | Deemed Ex Ante Team |  | Expires 12/31/2019 due to DEER2020 revised impacts and peak demand definition |  | Updated to indicate claim/filing status
1438 | C-In-LED-A19(EISA-Bin-40w-100LPW)-dWP1p1 | LED A Lamp replaces pre-existing standard lighting Wattage based on EISA bin and LPW | DEER2016 | Disposition | 2020-11-24 16:30 | Com-Iltg-dWatt-CFL_OSbldg | NonDEER | Scaled | DeltaWatts | 1.1 | 1.1 | None |  | 0 |  | 0 | Com | Any | Lighting | InGen-CFL | Ltg_Lamp | LED_lamp |  | ILtg-Com-LED-20000hr | LED A19 Basecase, 75% LED, 25% CFL | LED A19 Basecase, 75% LED, 25% CFL | LED Lamp: A19, EISA Bin 40, 100 LPW |  |  |  | Available |  | 0 | 0 | 2018Phase1ScrewInLampDisposition | RobNc |  |  |  |  | 2018-07-01 | 2019-12-31 | NotInEA |  |  |  |  | Standard | Expires 12/31/2019 due to DEER2020 revised impacts and peak demand definition | 1 | 1 | 0 | Deemed Ex Ante Team |  | Expires 12/31/2019 due to DEER2020 revised impacts and peak demand definition |  | Updated to indicate claim/filing status
1439 | C-In-LED-A19(EISA-Bin-40w-80LPW)-dWP0p8 | LED A Lamp replaces pre-existing standard lighting Wattage based on EISA bin and LPW | DEER2016 | Disposition | 2020-11-24 16:30 | Com-Iltg-dWatt-CFL_OSbldg | NonDEER | Scaled | DeltaWatts | 0.8 | 0.8 | None |  | 0 |  | 0 | Com | Any | Lighting | InGen-CFL | Ltg_Lamp | LED_lamp |  | ILtg-Com-LED-20000hr | LED A19 Basecase, 75% LED, 25% CFL | LED A19 Basecase, 75% LED, 25% CFL | LED Lamp: A19, EISA Bin 40, 80 LPW |  |  |  | Available |  | 0 | 0 | 2018Phase1ScrewInLampDisposition | RobNc |  |  |  |  | 2018-07-01 | 2019-12-31 | NotInEA |  |  |  |  | Standard | Expires 12/31/2019 due to DEER2020 revised impacts and peak demand definition | 1 | 1 | 0 | Deemed Ex Ante Team |  | Expires 12/31/2019 due to DEER2020 revised impacts and peak demand definition |  | Updated to indicate claim/filing status
1440 | C-In-LED-A19(EISA-Bin-40w-90LPW)-dWP1p0 | LED A Lamp replaces pre-existing standard lighting Wattage based on EISA bin and LPW | DEER2016 | Disposition | 2020-11-24 16:30 | Com-Iltg-dWatt-CFL_OSbldg | NonDEER | Scaled | DeltaWatts | 1 | 1 | None |  | 0 |  | 0 | Com | Any | Lighting | InGen-CFL | Ltg_Lamp | LED_lamp |  | ILtg-Com-LED-20000hr | LED A19 Basecase, 75% LED, 25% CFL | LED A19 Basecase, 75% LED, 25% CFL | LED Lamp: A19, EISA Bin 40, 90 LPW |  |  |  | Available |  | 0 | 0 | 2018Phase1ScrewInLampDisposition | RobNc |  |  |  |  | 2018-07-01 | 2019-12-31 | NotInEA |  |  |  |  | Standard | Expires 12/31/2019 due to DEER2020 revised impacts and peak demand definition | 1 | 1 | 0 | Deemed Ex Ante Team |  | Expires 12/31/2019 due to DEER2020 revised impacts and peak demand definition |  | Updated to indicate claim/filing status
1442 | C-In-LED-A19(EISA-Bin-60w-110LPW)-dWP1p5 | LED A Lamp replaces pre-existing standard lighting Wattage based on EISA bin and LPW | DEER2016 | Disposition | 2020-11-24 16:30 | Com-Iltg-dWatt-CFL_OSbldg | NonDEER | Scaled | DeltaWatts | 1.5 | 1.5 | None |  | 0 |  | 0 | Com | Any | Lighting | InGen-CFL | Ltg_Lamp | LED_lamp |  | ILtg-Com-LED-20000hr | LED A19 Basecase, 75% LED, 25% CFL | LED A19 Basecase, 75% LED, 25% CFL | LED Lamp: A19, EISA Bin 60, 110 LPW |  |  |  | Available |  |  |  | 2018Phase1ScrewInLampDisposition | RobNc |  |  |  |  | 2018-07-01 | 2019-12-31 | NotInEA |  |  |  |  | Standard | Expires 12/31/2019 due to DEER2020 revised impacts and peak demand definition | 1 | 1 | 0 | Deemed Ex Ante Team |  | Expires 12/31/2019 due to DEER2020 revised impacts and peak demand definition |  | Updated to indicate claim/filing status
1443 | C-In-LED-A19(EISA-Bin-60w-90LPW)-dWP1p3 | LED A Lamp replaces pre-existing standard lighting Wattage based on EISA bin and LPW | DEER2016 | Disposition | 2020-11-24 16:30 | Com-Iltg-dWatt-CFL_OSbldg | NonDEER | Scaled | DeltaWatts | 1.3 | 1.3 | None |  | 0 |  | 0 | Com | Any | Lighting | InGen-CFL | Ltg_Lamp | LED_lamp |  | ILtg-Com-LED-20000hr | LED A19 Basecase, 75% LED, 25% CFL | LED A19 Basecase, 75% LED, 25% CFL | LED Lamp: A19, EISA Bin 60, 90 LPW |  |  |  | Available |  |  |  | 2018Phase1ScrewInLampDisposition | RobNc |  |  |  |  | 2018-07-01 | 2019-12-31 | NotInEA |  |  |  |  | Standard | Expires 12/31/2019 due to DEER2020 revised impacts and peak demand definition | 1 | 1 | 0 | Deemed Ex Ante Team |  | Expires 12/31/2019 due to DEER2020 revised impacts and peak demand definition |  | Updated to indicate claim/filing status
1444 | C-In-LED-A19(EISA-Bin-75w-100LPW)-dWP1p7 | LED A Lamp replaces pre-existing standard lighting Wattage based on EISA bin and LPW | DEER2016 | Disposition | 2020-11-24 16:30 | Com-Iltg-dWatt-CFL_OSbldg | NonDEER | Scaled | DeltaWatts | 1.7 | 1.7 | None |  | 0 |  | 0 | Com | Any | Lighting | InGen-CFL | Ltg_Lamp | LED_lamp |  | ILtg-Com-LED-20000hr | LED A19 Basecase, 75% LED, 25% CFL | LED A19 Basecase, 75% LED, 25% CFL | LED Lamp: A19, EISA Bin 75, 100 LPW |  |  |  | Available |  |  |  | 2018Phase1ScrewInLampDisposition | RobNc |  |  |  |  | 2018-07-01 | 2019-12-31 | NotInEA |  |  |  |  | Standard | Expires 12/31/2019 due to DEER2020 revised impacts and peak demand definition | 1 | 1 | 0 | Deemed Ex Ante Team |  | Expires 12/31/2019 due to DEER2020 revised impacts and peak demand definition |  | Updated to indicate claim/filing status
1445 | C-In-LED-A19(EISA-Bin-75w-110LPW)-dWP1p9 | LED A Lamp replaces pre-existing standard lighting Wattage based on EISA bin and LPW | DEER2016 | Disposition | 2020-11-24 16:30 | Com-Iltg-dWatt-CFL_OSbldg | NonDEER | Scaled | DeltaWatts | 1.9 | 1.9 | None |  | 0 |  | 0 | Com | Any | Lighting | InGen-CFL | Ltg_Lamp | LED_lamp |  | ILtg-Com-LED-20000hr | LED A19 Basecase, 75% LED, 25% CFL | LED A19 Basecase, 75% LED, 25% CFL | LED Lamp: A19, EISA Bin 75, 110 LPW |  |  |  | Available |  |  |  | 2018Phase1ScrewInLampDisposition | RobNc |  |  |  |  | 2018-07-01 | 2019-12-31 | NotInEA |  |  |  |  | Standard | Expires 12/31/2019 due to DEER2020 revised impacts and peak demand definition | 1 | 1 | 0 | Deemed Ex Ante Team |  | Expires 12/31/2019 due to DEER2020 revised impacts and peak demand definition |  | Updated to indicate claim/filing status
1446 | C-In-LED-A19(EISA-Bin-75w-120LPW)-dWP2p3 | LED A Lamp replaces pre-existing standard lighting Wattage based on EISA bin and LPW | DEER2016 | Disposition | 2020-11-24 16:30 | Com-Iltg-dWatt-CFL_OSbldg | NonDEER | Scaled | DeltaWatts | 2.3 | 2.3 | None |  | 0 |  | 0 | Com | Any | Lighting | InGen-CFL | Ltg_Lamp | LED_lamp |  | ILtg-Com-LED-20000hr | LED A19 Basecase, 75% LED, 25% CFL | LED A19 Basecase, 75% LED, 25% CFL | LED Lamp: A19, EISA Bin 75, 80 LPW |  |  |  | Available |  |  |  | 2018Phase1ScrewInLampDisposition | RobNc |  |  |  |  | 2018-07-01 | 2019-12-31 | NotInEA |  |  |  |  | Standard | Expires 12/31/2019 due to DEER2020 revised impacts and peak demand definition | 1 | 1 | 0 | Deemed Ex Ante Team |  | Expires 12/31/2019 due to DEER2020 revised impacts and peak demand definition |  | Updated to indicate claim/filing status
1447 | C-In-LED-A19(EISA-Bin-75w-90LPW)-dWP1p5 | LED A Lamp replaces pre-existing standard lighting Wattage based on EISA bin and LPW | DEER2016 | Disposition | 2020-11-24 16:30 | Com-Iltg-dWatt-CFL_OSbldg | NonDEER | Scaled | DeltaWatts | 1.5 | 1.5 | None |  | 0 |  | 0 | Com | Any | Lighting | InGen-CFL | Ltg_Lamp | LED_lamp |  | ILtg-Com-LED-20000hr | LED A19 Basecase, 75% LED, 25% CFL | LED A19 Basecase, 75% LED, 25% CFL | LED Lamp: A19, EISA Bin 75, 90 LPW |  |  |  | Available |  |  |  | 2018Phase1ScrewInLampDisposition | RobNc |  |  |  |  | 2018-07-01 | 2019-12-31 | NotInEA |  |  |  |  | Standard | Expires 12/31/2019 due to DEER2020 revised impacts and peak demand definition | 1 | 1 | 0 | Deemed Ex Ante Team |  | Expires 12/31/2019 due to DEER2020 revised impacts and peak demand definition |  | Updated to indicate claim/filing status
1448 | C-In-LED-BR(11w)-dWP25 | Commercial Indoor General Lighting: LED Lamp replaces pre-existing standard lighting Wattage. Measure includes Code case. Impacts: CFL-based HOU (varies by BldgType) | DEER2016 | Disposition | 2020-11-24 16:30 | Com-Iltg-dWatt-CFL_OSbldg | NonDEER | Scaled | BaseRatio |  |  | None |  | 0 |  | 1 | Com | Any | Lighting | InGen-CFL | Ltg_Lamp | LED_lamp |  | ILtg-Com-LED-20000hr | LED R/BR Basecase, Total Watts = 3.28 x Msr Watts | LED R/BR Basecase, Total Watts = 3.28 x Msr Watts | LED Lamp: BR, 11 Watts, non-dimmable | LEDratio0328 | LEDratio0328 | LED-BR(11w) | Available |  |  |  | 2018Phase1ScrewInLampDisposition | RobNc |  |  |  |  | 2018-07-01 | 2019-12-31 | NotInEA |  |  |  |  | Standard | Expires 12/31/2019 due to DEER2020 revised impacts and peak demand definition | 1 | 1 | 0 | Deemed Ex Ante Team |  | Expires 12/31/2019 due to DEER2020 revised impacts and peak demand definition |  | Updated to indicate claim/filing status
1449 | C-In-LED-BR(14w)-dWP28 | Commercial Indoor General Lighting: LED Lamp replaces pre-existing standard lighting Wattage. Measure includes Code case. Impacts: CFL-based HOU (varies by BldgType) | DEER2016 | Disposition | 2020-11-24 16:30 | Com-Iltg-dWatt-CFL_OSbldg | NonDEER | Scaled | BaseRatio |  |  | None |  | 0 |  | 1 | Com | Any | Lighting | InGen-CFL | Ltg_Lamp | LED_lamp |  | ILtg-Com-LED-20000hr | LED R/BR Basecase, Total Watts = 2.97 x Msr Watts | LED R/BR Basecase, Total Watts = 2.97 x Msr Watts | LED Lamp: BR, 14 Watts, non-dimmable | LEDratio0297 | LEDratio0297 | LED-BR(14w) | Available |  |  |  | 2018Phase1ScrewInLampDisposition | RobNc |  |  |  |  | 2018-07-01 | 2019-12-31 | NotInEA |  |  |  |  | Standard | Expires 12/31/2019 due to DEER2020 revised impacts and peak demand definition | 1 | 1 | 0 | Deemed Ex Ante Team |  | Expires 12/31/2019 due to DEER2020 revised impacts and peak demand definition |  | Updated to indicate claim/filing status
1450 | C-In-LED-BR(6w)-dWP19 | Commercial Indoor General Lighting: LED Lamp replaces pre-existing standard lighting Wattage. Measure includes Code case. Impacts: CFL-based HOU (varies by BldgType) | DEER2016 | Disposition | 2020-11-24 16:30 | Com-Iltg-dWatt-CFL_OSbldg | NonDEER | Scaled | BaseRatio |  |  | None |  | 0 |  | 1 | Com | Any | Lighting | InGen-CFL | Ltg_Lamp | LED_lamp |  | ILtg-Com-LED-20000hr | LED R/BR Basecase, Total Watts = 4.17 x Msr Watts | LED R/BR Basecase, Total Watts = 4.17 x Msr Watts | LED Lamp: BR, 6 Watts, non-dimmable | LEDratio0417 | LEDratio0417 | LED-BR(6w) | Available |  |  |  | 2018Phase1ScrewInLampDisposition | RobNc |  |  |  |  | 2018-07-01 | 2019-12-31 | NotInEA |  |  |  |  | Standard | Expires 12/31/2019 due to DEER2020 revised impacts and peak demand definition | 1 | 1 | 0 | Deemed Ex Ante Team |  | Expires 12/31/2019 due to DEER2020 revised impacts and peak demand definition |  | Updated to indicate claim/filing status
1451 | C-In-LED-Candle(1.8w)-dWP6 | Commercial Indoor General Lighting: LED Lamp replaces pre-existing standard lighting Wattage. Measure includes Code case. Impacts: CFL-based HOU (varies by BldgType) | DEER2016 | Disposition | 2020-11-24 16:30 | Com-Iltg-dWatt-CFL_OSbldg | NonDEER | Scaled | BaseRatio |  |  | None |  | 0 |  | 1 | Com | Any | Lighting | InGen-CFL | Ltg_Lamp | LED_lamp |  | ILtg-Com-LED-15000hr | LED Candelabra Basecase, Total Watts = 4.61 x Msr Watts | LED Candelabra Basecase, Total Watts = 4.61 x Msr Watts | LED Lamp: Candle, 1.8 Watts, non-dimmable | LEDratio0461 | LEDratio0461 | LED-Candle(1.8w) | Available |  |  |  | 2018Phase1ScrewInLampDisposition | RobNc |  |  |  |  | 2018-07-01 | 2019-12-31 | NotInEA |  |  |  |  | Standard | Expires 12/31/2019 due to DEER2020 revised impacts and peak demand definition | 1 | 1 | 0 | Deemed Ex Ante Team |  | Expires 12/31/2019 due to DEER2020 revised impacts and peak demand definition |  | Updated to indicate claim/filing status
1452 | C-In-LED-Candle(2w)-dWP7 | Commercial Indoor General Lighting: LED Lamp replaces pre-existing standard lighting Wattage. Measure includes Code case. Impacts: CFL-based HOU (varies by BldgType) | DEER2016 | Disposition | 2020-11-24 16:30 | Com-Iltg-dWatt-CFL_OSbldg | NonDEER | Scaled | BaseRatio |  |  | None |  | 0 |  | 1 | Com | Any | Lighting | InGen-CFL | Ltg_Lamp | LED_lamp |  | ILtg-Com-LED-15000hr | LED Candelabra Basecase, Total Watts = 4.61 x Msr Watts | LED Candelabra Basecase, Total Watts = 4.61 x Msr Watts | LED Lamp: Candle, 2 Watts, non-dimmable | LEDratio0461 | LEDratio0461 | LED-Candle(2w) | Available |  |  |  | 2018Phase1ScrewInLampDisposition | RobNc |  |  |  |  | 2018-07-01 | 2019-12-31 | NotInEA |  |  |  |  | Standard | Expires 12/31/2019 due to DEER2020 revised impacts and peak demand definition | 1 | 1 | 0 | Deemed Ex Ante Team |  | Expires 12/31/2019 due to DEER2020 revised impacts and peak demand definition |  | Updated to indicate claim/filing status
1453 | C-In-LED-Candle(3w)-dWP11 | Commercial Indoor General Lighting: LED Lamp replaces pre-existing standard lighting Wattage. Measure includes Code case. Impacts: CFL-based HOU (varies by BldgType) | DEER2016 | Disposition | 2020-11-24 16:30 | Com-Iltg-dWatt-CFL_OSbldg | NonDEER | Scaled | BaseRatio |  |  | None |  | 0 |  | 1 | Com | Any | Lighting | InGen-CFL | Ltg_Lamp | LED_lamp |  | ILtg-Com-LED-15000hr | LED Candelabra Basecase, Total Watts = 4.61 x Msr Watts | LED Candelabra Basecase, Total Watts = 4.61 x Msr Watts | LED Lamp: Candle, 3 Watts, non-dimmable | LEDratio0461 | LEDratio0461 | LED-Candle(3w) | Available |  |  |  | 2018Phase1ScrewInLampDisposition | RobNc |  |  |  |  | 2018-07-01 | 2019-12-31 | NotInEA |  |  |  |  | Standard | Expires 12/31/2019 due to DEER2020 revised impacts and peak demand definition | 1 | 1 | 0 | Deemed Ex Ante Team |  | Expires 12/31/2019 due to DEER2020 revised impacts and peak demand definition |  | Updated to indicate claim/filing status
1454 | C-In-LED-Candle(4w)-dWP14 | Commercial Indoor General Lighting: LED Lamp replaces pre-existing standard lighting Wattage. Measure includes Code case. | DEER2016 | Disposition | 2020-11-24 16:30 | Com-Iltg-dWatt-CFL_OSbldg | NonDEER | Scaled | BaseRatio |  |  | None |  | 0 |  | 1 | Com | Any | Lighting | InGen-CFL | Ltg_Lamp | LED_lamp |  | ILtg-Com-LED-15000hr | LED Candelabra Basecase, Total Watts = 4.61 x Msr Watts | LED Candelabra Basecase, Total Watts = 4.61 x Msr Watts | LED Lamp: Candle, 4 Watts, non-dimmable | LEDratio0461 | LEDratio0461 | LED-Candle(4w) | Available |  |  |  | 2018Phase1ScrewInLampDisposition | RobNc |  |  |  |  | 2018-07-01 | 2019-12-31 | NotInEA |  |  |  |  | Standard | Expires 12/31/2019 due to DEER2020 revised impacts and peak demand definition | 1 | 1 | 0 | Deemed Ex Ante Team |  | Expires 12/31/2019 due to DEER2020 revised impacts and peak demand definition |  | Updated to indicate claim/filing status
1455 | C-In-LED-Candle(5w)-dWP18 | Commercial Indoor General Lighting: LED Lamp replaces pre-existing standard lighting Wattage. Measure includes Code case. Impacts: CFL-based HOU (varies by BldgType) | DEER2016 | Disposition | 2020-11-24 16:30 | Com-Iltg-dWatt-CFL_OSbldg | NonDEER | Scaled | BaseRatio |  |  | None |  | 0 |  | 1 | Com | Any | Lighting | InGen-CFL | Ltg_Lamp | LED_lamp |  | ILtg-Com-LED-15000hr | LED Candelabra Basecase, Total Watts = 4.61 x Msr Watts | LED Candelabra Basecase, Total Watts = 4.61 x Msr Watts | LED Lamp: Candle, 5 Watts, non-dimmable | LEDratio0461 | LEDratio0461 | LED-Candle(5w) | Available |  |  |  | 2018Phase1ScrewInLampDisposition | RobNc |  |  |  |  | 2018-07-01 | 2019-12-31 | NotInEA |  |  |  |  | Standard | Expires 12/31/2019 due to DEER2020 revised impacts and peak demand definition | 1 | 1 | 0 | Deemed Ex Ante Team |  | Expires 12/31/2019 due to DEER2020 revised impacts and peak demand definition |  | Updated to indicate claim/filing status
1456 | C-In-LED-CanRet(10w)-dWP13 | Commercial Indoor General Lighting: LED Lamp replaces pre-existing standard lighting Wattage. Measure includes Code case. Impacts: CFL-based HOU (varies by BldgType) | DEER2016 | Disposition | 2020-11-24 16:30 | Com-Iltg-dWatt-CFL_OSbldg | NonDEER | Scaled | BaseRatio |  |  | None |  | 0 |  | 1 | Com | Any | Lighting | InGen-CFL | Ltg_Lamp | LED_lamp |  | ILtg-Com-LED-20000hr | LED PAR30 Basecase, Total Watts = 2.34 x Msr Watts | LED PAR30 Basecase, Total Watts = 2.34 x Msr Watts | LED Lamp: CanRet, 10 Watts, non-dimmable | LEDratio0234 | LEDratio0234 | LED-CanRet(10w) | Available |  |  |  | 2018Phase1ScrewInLampDisposition | RobNc |  |  |  |  | 2018-07-01 | 2019-12-31 | NotInEA |  |  |  |  | Standard | Expires 12/31/2019 due to DEER2020 revised impacts and peak demand definition | 1 | 1 | 0 | Deemed Ex Ante Team |  | Expires 12/31/2019 due to DEER2020 revised impacts and peak demand definition |  | Updated to indicate claim/filing status
1457 | C-In-LED-CanRet(11w)-dWP15 | Commercial Indoor General Lighting: LED Lamp replaces pre-existing standard lighting Wattage. Measure includes Code case. Impacts: CFL-based HOU (varies by BldgType) | DEER2016 | Disposition | 2020-11-24 16:30 | Com-Iltg-dWatt-CFL_OSbldg | NonDEER | Scaled | BaseRatio |  |  | None |  | 0 |  | 1 | Com | Any | Lighting | InGen-CFL | Ltg_Lamp | LED_lamp |  | ILtg-Com-LED-20000hr | LED PAR30 Basecase, Total Watts = 2.34 x Msr Watts | LED PAR30 Basecase, Total Watts = 2.34 x Msr Watts | LED Lamp: CanRet, 11 Watts, non-dimmable | LEDratio0234 | LEDratio0234 | LED-CanRet(11w) | Available |  |  |  | 2018Phase1ScrewInLampDisposition | RobNc |  |  |  |  | 2018-07-01 | 2019-12-31 | NotInEA |  |  |  |  | Standard | Expires 12/31/2019 due to DEER2020 revised impacts and peak demand definition | 1 | 1 | 0 | Deemed Ex Ante Team |  | Expires 12/31/2019 due to DEER2020 revised impacts and peak demand definition |  | Updated to indicate claim/filing status
1458 | C-In-LED-CanRet(13w)-dWP17 | Commercial Indoor General Lighting: LED Fixture replaces pre-existing standard lighting Wattage. Measure includes Code case. | DEER2016 | Disposition | 2020-11-24 16:30 | Com-Iltg-dWatt-CFL_OSbldg | NonDEER | Scaled | BaseRatio |  |  | None |  | 0 |  | 1 | Com | Any | Lighting | InGen-CFL | Ltg_Lamp | LED_lamp |  | ILtg-Com-LED-20000hr | LED PAR30 Basecase, Total Watts = 2.34 x Msr Watts | LED PAR30 Basecase, Total Watts = 2.34 x Msr Watts | LED Lamp: CanRet, 13 Watts, non-dimmable | LEDratio0234 | LEDratio0234 | LED-CanRet(13w) | Available |  |  |  | 2018Phase1ScrewInLampDisposition | RobNc |  |  |  |  | 2018-07-01 | 2019-12-31 | NotInEA |  |  |  |  | Standard | Expires 12/31/2019 due to DEER2020 revised impacts and peak demand definition | 1 | 1 | 0 | Deemed Ex Ante Team |  | Expires 12/31/2019 due to DEER2020 revised impacts and peak demand definition |  | Updated to indicate claim/filing status
1459 | C-In-LED-CanRet(15w)-dWP20 | Commercial Indoor General Lighting: LED Lamp replaces pre-existing standard lighting Wattage. Measure includes Code case. Impacts: CFL-based HOU (varies by BldgType) | DEER2016 | Disposition | 2020-11-24 16:30 | Com-Iltg-dWatt-CFL_OSbldg | NonDEER | Scaled | BaseRatio |  |  | None |  | 0 |  | 1 | Com | Any | Lighting | InGen-CFL | Ltg_Lamp | LED_lamp |  | ILtg-Com-LED-20000hr | LED PAR30 Basecase, Total Watts = 2.34 x Msr Watts | LED PAR30 Basecase, Total Watts = 2.34 x Msr Watts | LED Lamp: CanRet, 15 Watts, non-dimmable | LEDratio0234 | LEDratio0234 | LED-CanRet(15w) | Available |  |  |  | 2018Phase1ScrewInLampDisposition | RobNc |  |  |  |  | 2018-07-01 | 2019-12-31 | NotInEA |  |  |  |  | Standard | Expires 12/31/2019 due to DEER2020 revised impacts and peak demand definition | 1 | 1 | 0 | Deemed Ex Ante Team |  | Expires 12/31/2019 due to DEER2020 revised impacts and peak demand definition |  | Updated to indicate claim/filing status
1460 | C-In-LED-CanRet(8w)-dWP11 | Commercial Indoor General Lighting: LED Lamp replaces pre-existing standard lighting Wattage. Measure includes Code case. Impacts: CFL-based HOU (varies by BldgType) | DEER2016 | Disposition | 2020-11-24 16:30 | Com-Iltg-dWatt-CFL_OSbldg | NonDEER | Scaled | BaseRatio |  |  | None |  | 0 |  | 1 | Com | Any | Lighting | InGen-CFL | Ltg_Lamp | LED_lamp |  | ILtg-Com-LED-20000hr | LED PAR30 Basecase, Total Watts = 2.34 x Msr Watts | LED PAR30 Basecase, Total Watts = 2.34 x Msr Watts | LED Lamp: CanRet, 8 Watts, non-dimmable | LEDratio0234 | LEDratio0234 | LED-CanRet(8w) | Available |  |  |  | 2018Phase1ScrewInLampDisposition | RobNc |  |  |  |  | 2018-07-01 | 2019-12-31 | NotInEA |  |  |  |  | Standard | Expires 12/31/2019 due to DEER2020 revised impacts and peak demand definition | 1 | 1 | 0 | Deemed Ex Ante Team |  | Expires 12/31/2019 due to DEER2020 revised impacts and peak demand definition |  | Updated to indicate claim/filing status
1461 | C-In-LED-CanRet(9w)-dWP12 | Commercial Indoor General Lighting: LED Lamp replaces pre-existing standard lighting Wattage. Measure includes Code case. Impacts: CFL-based HOU (varies by BldgType) | DEER2016 | Disposition | 2020-11-24 16:30 | Com-Iltg-dWatt-CFL_OSbldg | NonDEER | Scaled | BaseRatio |  |  | None |  | 0 |  | 1 | Com | Any | Lighting | InGen-CFL | Ltg_Lamp | LED_lamp |  | ILtg-Com-LED-20000hr | LED PAR30 Basecase, Total Watts = 2.34 x Msr Watts | LED PAR30 Basecase, Total Watts = 2.34 x Msr Watts | LED Lamp: CanRet, 9 Watts, non-dimmable | LEDratio0234 | LEDratio0234 | LED-CanRet(9w) | Available |  |  |  | 2018Phase1ScrewInLampDisposition | RobNc |  |  |  |  | 2018-07-01 | 2019-12-31 | NotInEA |  |  |  |  | Standard | Expires 12/31/2019 due to DEER2020 revised impacts and peak demand definition | 1 | 1 | 0 | Deemed Ex Ante Team |  | Expires 12/31/2019 due to DEER2020 revised impacts and peak demand definition |  | Updated to indicate claim/filing status
1462 | C-In-LED-Glb(10w)-dWP21 | Commercial Indoor General Lighting: LED Lamp replaces pre-existing standard lighting Wattage. Measure includes Code case. | DEER2016 | Disposition | 2020-11-24 16:30 | Com-Iltg-dWatt-CFL_OSbldg | NonDEER | Scaled | BaseRatio |  |  | None |  | 0 |  | 1 | Com | Any | Lighting | InGen-CFL | Ltg_Lamp | LED_lamp |  | ILtg-Com-LED-20000hr | LED Globe greater than or equal to 3 Watts Basecase, Total Watts = 3.10 x Msr Watts | LED Globe greater than or equal to 3 Watts Basecase, Total Watts = 3.10 x Msr Watts | LED Lamp: Glb, 10 Watts, non-dimmable | LEDratio0310 | LEDratio0310 | LED-Glb(10w) | Available |  |  |  | 2018Phase1ScrewInLampDisposition | RobNc |  |  |  |  | 2018-07-01 | 2019-12-31 | NotInEA |  |  |  |  | Standard | Expires 12/31/2019 due to DEER2020 revised impacts and peak demand definition | 1 | 1 | 0 | Deemed Ex Ante Team |  | Expires 12/31/2019 due to DEER2020 revised impacts and peak demand definition |  | Updated to indicate claim/filing status
1463 | C-In-LED-Glb(1w)-dWP4 | Commercial Indoor General Lighting: LED Lamp replaces pre-existing standard lighting Wattage. Measure includes Code case. Impacts: CFL-based HOU (varies by BldgType) | DEER2016 | Disposition | 2020-11-24 16:30 | Com-Iltg-dWatt-CFL_OSbldg | NonDEER | Scaled | BaseRatio |  |  | None |  | 0 |  | 1 | Com | Any | Lighting | InGen-CFL | Ltg_Lamp | LED_lamp |  | ILtg-Com-LED-15000hr | LED Globe less than 3 Watts Basecase, Total Watts = 4.68 x Msr Watts | LED Globe less than 3 Watts Basecase, Total Watts = 4.68 x Msr Watts | LED Lamp: Glb, 1 Watts, non-dimmable | LEDratio0468 | LEDratio0468 | LED-Glb(1w) | Available |  |  |  | 2018Phase1ScrewInLampDisposition | RobNc |  |  |  |  | 2018-07-01 | 2019-12-31 | NotInEA |  |  |  |  | Standard | Expires 12/31/2019 due to DEER2020 revised impacts and peak demand definition | 1 | 1 | 0 | Deemed Ex Ante Team |  | Expires 12/31/2019 due to DEER2020 revised impacts and peak demand definition |  | Updated to indicate claim/filing status
1464 | C-In-LED-Glb(2w)-dWP7 | Commercial Indoor General Lighting: LED Lamp replaces pre-existing standard lighting Wattage. Measure includes Code case. Impacts: CFL-based HOU (varies by BldgType) | DEER2016 | Disposition | 2020-11-24 16:30 | Com-Iltg-dWatt-CFL_OSbldg | NonDEER | Scaled | BaseRatio |  |  | None |  | 0 |  | 1 | Com | Any | Lighting | InGen-CFL | Ltg_Lamp | LED_lamp |  | ILtg-Com-LED-15000hr | LED Globe less than 3 Watts Basecase, Total Watts = 4.68 x Msr Watts | LED Globe less than 3 Watts Basecase, Total Watts = 4.68 x Msr Watts | LED Lamp: Glb, 2 Watts, non-dimmable | LEDratio0468 | LEDratio0468 | LED-Glb(2w) | Available |  |  |  | 2018Phase1ScrewInLampDisposition | RobNc |  |  |  |  | 2018-07-01 | 2019-12-31 | NotInEA |  |  |  |  | Standard | Expires 12/31/2019 due to DEER2020 revised impacts and peak demand definition | 1 | 1 | 0 | Deemed Ex Ante Team |  | Expires 12/31/2019 due to DEER2020 revised impacts and peak demand definition |  | Updated to indicate claim/filing status
1465 | C-In-LED-Glb(3w)-dWP6 | Commercial Indoor General Lighting: LED Lamp replaces pre-existing standard lighting Wattage. Measure includes Code case. Impacts: CFL-based HOU (varies by BldgType) | DEER2016 | Disposition | 2020-11-24 16:30 | Com-Iltg-dWatt-CFL_OSbldg | NonDEER | Scaled | BaseRatio |  |  | None |  | 0 |  | 1 | Com | Any | Lighting | InGen-CFL | Ltg_Lamp | LED_lamp |  | ILtg-Com-LED-20000hr | LED Globe greater than or equal to 3 Watts Basecase, Total Watts = 3.10 x Msr Watts | LED Globe greater than or equal to 3 Watts Basecase, Total Watts = 3.10 x Msr Watts | LED Lamp: Glb, 3 Watts, non-dimmable | LEDratio0310 | LEDratio0310 | LED-Glb(3w) | Available |  |  |  | 2018Phase1ScrewInLampDisposition | RobNc |  |  |  |  | 2018-07-01 | 2019-12-31 | NotInEA |  |  |  |  | Standard | Expires 12/31/2019 due to DEER2020 revised impacts and peak demand definition | 1 | 1 | 0 | Deemed Ex Ante Team |  | Expires 12/31/2019 due to DEER2020 revised impacts and peak demand definition |  | Updated to indicate claim/filing status
1466 | C-In-LED-Glb(4w)-dWP8 | Commercial Indoor General Lighting: LED Lamp replaces pre-existing standard lighting Wattage. Measure includes Code case. | DEER2016 | Disposition | 2020-11-24 16:30 | Com-Iltg-dWatt-CFL_OSbldg | NonDEER | Scaled | BaseRatio |  |  | None |  | 0 |  | 1 | Com | Any | Lighting | InGen-CFL | Ltg_Lamp | LED_lamp |  | ILtg-Com-LED-20000hr | LED Globe greater than or equal to 3 Watts Basecase, Total Watts = 3.10 x Msr Watts | LED Globe greater than or equal to 3 Watts Basecase, Total Watts = 3.10 x Msr Watts | LED Lamp: Glb, 4 Watts, non-dimmable | LEDratio0310 | LEDratio0310 | LED-Glb(4w) | Available |  |  |  | 2018Phase1ScrewInLampDisposition | RobNc |  |  |  |  | 2018-07-01 | 2019-12-31 | NotInEA |  |  |  |  | Standard | Expires 12/31/2019 due to DEER2020 revised impacts and peak demand definition | 1 | 1 | 0 | Deemed Ex Ante Team |  | Expires 12/31/2019 due to DEER2020 revised impacts and peak demand definition |  | Updated to indicate claim/filing status
1467 | C-In-LED-Glb(5w)-dWP11 | Commercial Indoor General Lighting: LED Lamp replaces pre-existing standard lighting Wattage. Measure includes Code case. | DEER2016 | Disposition | 2020-11-24 16:30 | Com-Iltg-dWatt-CFL_OSbldg | NonDEER | Scaled | BaseRatio |  |  | None |  | 0 |  | 1 | Com | Any | Lighting | InGen-CFL | Ltg_Lamp | LED_lamp |  | ILtg-Com-LED-20000hr | LED Globe greater than or equal to 3 Watts Basecase, Total Watts = 3.10 x Msr Watts | LED Globe greater than or equal to 3 Watts Basecase, Total Watts = 3.10 x Msr Watts | LED Lamp: Glb, 5 Watts, non-dimmable | LEDratio0310 | LEDratio0310 | LED-Glb(5w) | Available |  |  |  | 2018Phase1ScrewInLampDisposition | RobNc |  |  |  |  | 2018-07-01 | 2019-12-31 | NotInEA |  |  |  |  | Standard | Expires 12/31/2019 due to DEER2020 revised impacts and peak demand definition | 1 | 1 | 0 | Deemed Ex Ante Team |  | Expires 12/31/2019 due to DEER2020 revised impacts and peak demand definition |  | Updated to indicate claim/filing status
1468 | C-In-LED-Glb(6w)-dWP13 | Commercial Indoor General Lighting: LED Lamp replaces pre-existing standard lighting Wattage. Measure includes Code case. | DEER2016 | Disposition | 2020-11-24 16:30 | Com-Iltg-dWatt-CFL_OSbldg | NonDEER | Scaled | BaseRatio |  |  | None |  | 0 |  | 1 | Com | Any | Lighting | InGen-CFL | Ltg_Lamp | LED_lamp |  | ILtg-Com-LED-20000hr | LED Globe greater than or equal to 3 Watts Basecase, Total Watts = 3.10 x Msr Watts | LED Globe greater than or equal to 3 Watts Basecase, Total Watts = 3.10 x Msr Watts | LED Lamp: Glb, 6 Watts, non-dimmable | LEDratio0310 | LEDratio0310 | LED-Glb(6w) | Available |  |  |  | 2018Phase1ScrewInLampDisposition | RobNc |  |  |  |  | 2018-07-01 | 2019-12-31 | NotInEA |  |  |  |  | Standard | Expires 12/31/2019 due to DEER2020 revised impacts and peak demand definition | 1 | 1 | 0 | Deemed Ex Ante Team |  | Expires 12/31/2019 due to DEER2020 revised impacts and peak demand definition |  | Updated to indicate claim/filing status
1469 | C-In-LED-Glb(7w)-dWP15 | Commercial Indoor General Lighting: LED Lamp replaces pre-existing standard lighting Wattage. Measure includes Code case. | DEER2016 | Disposition | 2020-11-24 16:30 | Com-Iltg-dWatt-CFL_OSbldg | NonDEER | Scaled | BaseRatio |  |  | None |  | 0 |  | 1 | Com | Any | Lighting | InGen-CFL | Ltg_Lamp | LED_lamp |  | ILtg-Com-LED-20000hr | LED Globe greater than or equal to 3 Watts Basecase, Total Watts = 3.10 x Msr Watts | LED Globe greater than or equal to 3 Watts Basecase, Total Watts = 3.10 x Msr Watts | LED Lamp: Glb, 7 Watts, non-dimmable | LEDratio0310 | LEDratio0310 | LED-Glb(7w) | Available |  |  |  | 2018Phase1ScrewInLampDisposition | RobNc |  |  |  |  | 2018-07-01 | 2019-12-31 | NotInEA |  |  |  |  | Standard | Expires 12/31/2019 due to DEER2020 revised impacts and peak demand definition | 1 | 1 | 0 | Deemed Ex Ante Team |  | Expires 12/31/2019 due to DEER2020 revised impacts and peak demand definition |  | Updated to indicate claim/filing status
1470 | C-In-LED-Glb(8w)-dWP17 | Commercial Indoor General Lighting: LED Lamp replaces pre-existing standard lighting Wattage. Measure includes Code case. Impacts: CFL-based HOU (varies by BldgType) | DEER2016 | Disposition | 2020-11-24 16:30 | Com-Iltg-dWatt-CFL_OSbldg | NonDEER | Scaled | BaseRatio |  |  | None |  | 0 |  | 1 | Com | Any | Lighting | InGen-CFL | Ltg_Lamp | LED_lamp |  | ILtg-Com-LED-20000hr | LED Globe greater than or equal to 3 Watts Basecase, Total Watts = 3.10 x Msr Watts | LED Globe greater than or equal to 3 Watts Basecase, Total Watts = 3.10 x Msr Watts | LED Lamp: Glb, 8 Watts, non-dimmable | LEDratio0310 | LEDratio0310 | LED-Glb(8w) | Available |  |  |  | 2018Phase1ScrewInLampDisposition | RobNc |  |  |  |  | 2018-07-01 | 2019-12-31 | NotInEA |  |  |  |  | Standard | Expires 12/31/2019 due to DEER2020 revised impacts and peak demand definition | 1 | 1 | 0 | Deemed Ex Ante Team |  | Expires 12/31/2019 due to DEER2020 revised impacts and peak demand definition |  | Updated to indicate claim/filing status
1471 | C-In-LED-Glb(9w)-dWP19 | Commercial Indoor General Lighting: LED Lamp replaces pre-existing standard lighting Wattage. Measure includes Code case. | DEER2016 | Disposition | 2020-11-24 16:30 | Com-Iltg-dWatt-CFL_OSbldg | NonDEER | Scaled | BaseRatio |  |  | None |  | 0 |  | 1 | Com | Any | Lighting | InGen-CFL | Ltg_Lamp | LED_lamp |  | ILtg-Com-LED-20000hr | LED Globe greater than or equal to 3 Watts Basecase, Total Watts = 3.10 x Msr Watts | LED Globe greater than or equal to 3 Watts Basecase, Total Watts = 3.10 x Msr Watts | LED Lamp: Glb, 9 Watts, non-dimmable | LEDratio0310 | LEDratio0310 | LED-Glb(9w) | Available |  |  |  | 2018Phase1ScrewInLampDisposition | RobNc |  |  |  |  | 2018-07-01 | 2019-12-31 | NotInEA |  |  |  |  | Standard | Expires 12/31/2019 due to DEER2020 revised impacts and peak demand definition | 1 | 1 | 0 | Deemed Ex Ante Team |  | Expires 12/31/2019 due to DEER2020 revised impacts and peak demand definition |  | Updated to indicate claim/filing status
1472 | C-In-LED-PAR20(10w)-dWP22 | Commercial Indoor General Lighting: LED Lamp replaces pre-existing standard lighting Wattage. Measure includes Code case. Impacts: CFL-based HOU (varies by BldgType) | DEER2016 | Disposition | 2020-11-24 16:30 | Com-Iltg-dWatt-CFL_OSbldg | NonDEER | Scaled | BaseRatio |  |  | None |  | 0 |  | 1 | Com | Any | Lighting | InGen-CFL | Ltg_Lamp | LED_lamp |  | ILtg-Com-LED-20000hr | LED PAR20 Basecase, Total Watts = 3.21 x Msr Watts | LED PAR20 Basecase, Total Watts = 3.21 x Msr Watts | LED Lamp: PAR20, 10 Watts, non-dimmable | LEDratio0321 | LEDratio0321 | LED-PAR20(10w) | Available |  |  |  | 2018Phase1ScrewInLampDisposition | RobNc |  |  |  |  | 2018-07-01 | 2019-12-31 | NotInEA |  |  |  |  | Standard | Expires 12/31/2019 due to DEER2020 revised impacts and peak demand definition | 1 | 1 | 0 | Deemed Ex Ante Team |  | Expires 12/31/2019 due to DEER2020 revised impacts and peak demand definition |  | Updated to indicate claim/filing status
1473 | C-In-LED-PAR20(13w)-dWP29 | Commercial Indoor General Lighting: LED Lamp replaces pre-existing standard lighting Wattage. Measure includes Code case. Impacts: CFL-based HOU (varies by BldgType) | DEER2016 | Disposition | 2020-11-24 16:30 | Com-Iltg-dWatt-CFL_OSbldg | NonDEER | Scaled | BaseRatio |  |  | None |  | 0 |  | 1 | Com | Any | Lighting | InGen-CFL | Ltg_Lamp | LED_lamp |  | ILtg-Com-LED-20000hr | LED PAR20 Basecase, Total Watts = 3.21 x Msr Watts | LED PAR20 Basecase, Total Watts = 3.21 x Msr Watts | LED Lamp: PAR20, 13 Watts | LEDratio0321 | LEDratio0321 | LED-PAR20(13w) | Available |  |  |  | 2018Phase1ScrewInLampDisposition | RobNc |  |  |  |  | 2018-07-01 | 2019-12-31 | NotInEA |  |  |  |  | Standard | Expires 12/31/2019 due to DEER2020 revised impacts and peak demand definition | 1 | 1 | 0 | Deemed Ex Ante Team |  | Expires 12/31/2019 due to DEER2020 revised impacts and peak demand definition |  | Updated to indicate claim/filing status
1474 | C-In-LED-PAR20(4w)-dWP9 | Commercial Indoor General Lighting: LED Lamp replaces pre-existing standard lighting Wattage. Measure includes Code case. Impacts: CFL-based HOU (varies by BldgType) | DEER2016 | Disposition | 2020-11-24 16:30 | Com-Iltg-dWatt-CFL_OSbldg | NonDEER | Scaled | BaseRatio |  |  | None |  | 0 |  | 1 | Com | Any | Lighting | InGen-CFL | Ltg_Lamp | LED_lamp |  | ILtg-Com-LED-20000hr | LED PAR20 Basecase, Total Watts = 3.21 x Msr Watts | LED PAR20 Basecase, Total Watts = 3.21 x Msr Watts | LED Lamp: PAR20, 4 Watts, non-dimmable | LEDratio0321 | LEDratio0321 | LED-PAR20(4w) | Available |  |  |  | 2018Phase1ScrewInLampDisposition | RobNc |  |  |  |  | 2018-07-01 | 2019-12-31 | NotInEA |  |  |  |  | Standard | Expires 12/31/2019 due to DEER2020 revised impacts and peak demand definition | 1 | 1 | 0 | Deemed Ex Ante Team |  | Expires 12/31/2019 due to DEER2020 revised impacts and peak demand definition |  | Updated to indicate claim/filing status
1475 | C-In-LED-PAR20(5.5w)-dWP12 | Commercial Indoor General Lighting: LED Lamp replaces pre-existing standard lighting Wattage. Measure includes Code case. Impacts: CFL-based HOU (varies by BldgType) | DEER2016 | Disposition | 2020-11-24 16:30 | Com-Iltg-dWatt-CFL_OSbldg | NonDEER | Scaled | BaseRatio |  |  | None |  | 0 |  | 1 | Com | Any | Lighting | InGen-CFL | Ltg_Lamp | LED_lamp |  | ILtg-Com-LED-20000hr | LED PAR20 Basecase, Total Watts = 3.21 x Msr Watts | LED PAR20 Basecase, Total Watts = 3.21 x Msr Watts | LED Lamp: PAR20, 5.5 Watts, non-dimmable | LEDratio0321 | LEDratio0321 | LED-PAR20(5.5w) | Available |  |  |  | 2018Phase1ScrewInLampDisposition | RobNc |  |  |  |  | 2018-07-01 | 2019-12-31 | NotInEA |  |  |  |  | Standard | Expires 12/31/2019 due to DEER2020 revised impacts and peak demand definition | 1 | 1 | 0 | Deemed Ex Ante Team |  | Expires 12/31/2019 due to DEER2020 revised impacts and peak demand definition |  | Updated to indicate claim/filing status
1476 | C-In-LED-PAR20(6w)-dWP13 | Commercial Indoor General Lighting: LED Lamp replaces pre-existing standard lighting Wattage. Measure includes Code case. Impacts: CFL-based HOU (varies by BldgType) | DEER2016 | Disposition | 2020-11-24 16:30 | Com-Iltg-dWatt-CFL_OSbldg | NonDEER | Scaled | BaseRatio |  |  | None |  | 0 |  | 1 | Com | Any | Lighting | InGen-CFL | Ltg_Lamp | LED_lamp |  | ILtg-Com-LED-20000hr | LED PAR20 Basecase, Total Watts = 3.21 x Msr Watts | LED PAR20 Basecase, Total Watts = 3.21 x Msr Watts | LED Lamp: PAR20, 6 Watts, non-dimmable | LEDratio0321 | LEDratio0321 | LED-PAR20(6w) | Available |  |  |  | 2018Phase1ScrewInLampDisposition | RobNc |  |  |  |  | 2018-07-01 | 2019-12-31 | NotInEA |  |  |  |  | Standard | Expires 12/31/2019 due to DEER2020 revised impacts and peak demand definition | 1 | 1 | 0 | Deemed Ex Ante Team |  | Expires 12/31/2019 due to DEER2020 revised impacts and peak demand definition |  | Updated to indicate claim/filing status
1477 | C-In-LED-PAR20(7w)-dWP15 | Commercial Indoor General Lighting: LED Lamp replaces pre-existing standard lighting Wattage. Measure includes Code case. Impacts: CFL-based HOU (varies by BldgType) | DEER2016 | Disposition | 2020-11-24 16:30 | Com-Iltg-dWatt-CFL_OSbldg | NonDEER | Scaled | BaseRatio |  |  | None |  | 0 |  | 1 | Com | Any | Lighting | InGen-CFL | Ltg_Lamp | LED_lamp |  | ILtg-Com-LED-20000hr | LED PAR20 Basecase, Total Watts = 3.21 x Msr Watts | LED PAR20 Basecase, Total Watts = 3.21 x Msr Watts | LED Lamp: PAR20, 7 Watts, non-dimmable | LEDratio0321 | LEDratio0321 | LED-PAR20(7w) | Available |  |  |  | 2018Phase1ScrewInLampDisposition | RobNc |  |  |  |  | 2018-07-01 | 2019-12-31 | NotInEA |  |  |  |  | Standard | Expires 12/31/2019 due to DEER2020 revised impacts and peak demand definition | 1 | 1 | 0 | Deemed Ex Ante Team |  | Expires 12/31/2019 due to DEER2020 revised impacts and peak demand definition |  | Updated to indicate claim/filing status
1478 | C-In-LED-PAR20(8w)-dWP18 | Commercial Indoor General Lighting: LED Lamp replaces pre-existing standard lighting Wattage. Measure includes Code case. Impacts: CFL-based HOU (varies by BldgType) | DEER2016 | Disposition | 2020-11-24 16:30 | Com-Iltg-dWatt-CFL_OSbldg | NonDEER | Scaled | BaseRatio |  |  | None |  | 0 |  | 1 | Com | Any | Lighting | InGen-CFL | Ltg_Lamp | LED_lamp |  | ILtg-Com-LED-20000hr | LED PAR20 Basecase, Total Watts = 3.21 x Msr Watts | LED PAR20 Basecase, Total Watts = 3.21 x Msr Watts | LED Lamp: PAR20, 8 Watts, non-dimmable | LEDratio0321 | LEDratio0321 | LED-PAR20(8w) | Available |  |  |  | 2018Phase1ScrewInLampDisposition | RobNc |  |  |  |  | 2018-07-01 | 2019-12-31 | NotInEA |  |  |  |  | Standard | Expires 12/31/2019 due to DEER2020 revised impacts and peak demand definition | 1 | 1 | 0 | Deemed Ex Ante Team |  | Expires 12/31/2019 due to DEER2020 revised impacts and peak demand definition |  | Updated to indicate claim/filing status
1479 | C-In-LED-PAR20(9w)-dWP20 | Commercial Indoor General Lighting: LED Lamp replaces pre-existing standard lighting Wattage. Measure includes Code case. Impacts: CFL-based HOU (varies by BldgType) | DEER2016 | Disposition | 2020-11-24 16:30 | Com-Iltg-dWatt-CFL_OSbldg | NonDEER | Scaled | BaseRatio |  |  | None |  | 0 |  | 1 | Com | Any | Lighting | InGen-CFL | Ltg_Lamp | LED_lamp |  | ILtg-Com-LED-20000hr | LED PAR20 Basecase, Total Watts = 3.21 x Msr Watts | LED PAR20 Basecase, Total Watts = 3.21 x Msr Watts | LED Lamp: PAR20, 9 Watts, non-dimmable | LEDratio0321 | LEDratio0321 | LED-PAR20(9w) | Available |  |  |  | 2018Phase1ScrewInLampDisposition | RobNc |  |  |  |  | 2018-07-01 | 2019-12-31 | NotInEA |  |  |  |  | Standard | Expires 12/31/2019 due to DEER2020 revised impacts and peak demand definition | 1 | 1 | 0 | Deemed Ex Ante Team |  | Expires 12/31/2019 due to DEER2020 revised impacts and peak demand definition |  | Updated to indicate claim/filing status
1480 | C-In-LED-PAR30(10w)-dWP13 | Commercial Indoor General Lighting: LED Lamp replaces pre-existing standard lighting Wattage. Measure includes Code case. Impacts: CFL-based HOU (varies by BldgType) | DEER2016 | Disposition | 2020-11-24 16:30 | Com-Iltg-dWatt-CFL_OSbldg | NonDEER | Scaled | BaseRatio |  |  | None |  | 0 |  | 1 | Com | Any | Lighting | InGen-CFL | Ltg_Lamp | LED_lamp |  | ILtg-Com-LED-20000hr | LED PAR30 Basecase, Total Watts = 2.34 x Msr Watts | LED PAR30 Basecase, Total Watts = 2.34 x Msr Watts | LED Lamp: PAR30, 10 Watts, non-dimmable | LEDratio0234 | LEDratio0234 | LED-PAR30(10w) | Available |  |  |  | 2018Phase1ScrewInLampDisposition | RobNc |  |  |  |  | 2018-07-01 | 2019-12-31 | NotInEA |  |  |  |  | Standard | Expires 12/31/2019 due to DEER2020 revised impacts and peak demand definition | 1 | 1 | 0 | Deemed Ex Ante Team |  | Expires 12/31/2019 due to DEER2020 revised impacts and peak demand definition |  | Updated to indicate claim/filing status
1481 | C-In-LED-PAR30(11w)-dWP15 | Commercial Indoor General Lighting: LED Lamp replaces pre-existing standard lighting Wattage. Measure includes Code case. Impacts: CFL-based HOU (varies by BldgType) | DEER2016 | Disposition | 2020-11-24 16:30 | Com-Iltg-dWatt-CFL_OSbldg | NonDEER | Scaled | BaseRatio |  |  | None |  | 0 |  | 1 | Com | Any | Lighting | InGen-CFL | Ltg_Lamp | LED_lamp |  | ILtg-Com-LED-20000hr | LED PAR30 Basecase, Total Watts = 2.34 x Msr Watts | LED PAR30 Basecase, Total Watts = 2.34 x Msr Watts | LED Lamp: PAR30, 11 Watts, non-dimmable | LEDratio0234 | LEDratio0234 | LED-PAR30(11w) | Available |  |  |  | 2018Phase1ScrewInLampDisposition | RobNc |  |  |  |  | 2018-07-01 | 2019-12-31 | NotInEA |  |  |  |  | Standard | Expires 12/31/2019 due to DEER2020 revised impacts and peak demand definition | 1 | 1 | 0 | Deemed Ex Ante Team |  | Expires 12/31/2019 due to DEER2020 revised impacts and peak demand definition |  | Updated to indicate claim/filing status
1482 | C-In-LED-PAR30(12w)-dWP16 | Commercial Indoor General Lighting: LED Lamp replaces pre-existing standard lighting Wattage. Measure includes Code case. Impacts: CFL-based HOU (varies by BldgType) | DEER2016 | Disposition | 2020-11-24 16:30 | Com-Iltg-dWatt-CFL_OSbldg | NonDEER | Scaled | BaseRatio |  |  | None |  | 0 |  | 1 | Com | Any | Lighting | InGen-CFL | Ltg_Lamp | LED_lamp |  | ILtg-Com-LED-20000hr | LED PAR30 Basecase, Total Watts = 2.34 x Msr Watts | LED PAR30 Basecase, Total Watts = 2.34 x Msr Watts | LED Lamp: PAR30, 12 Watts, non-dimmable | LEDratio0234 | LEDratio0234 | LED-PAR30(12w) | Available |  |  |  | 2018Phase1ScrewInLampDisposition | RobNc |  |  |  |  | 2018-07-01 | 2019-12-31 | NotInEA |  |  |  |  | Standard | Expires 12/31/2019 due to DEER2020 revised impacts and peak demand definition | 1 | 1 | 0 | Deemed Ex Ante Team |  | Expires 12/31/2019 due to DEER2020 revised impacts and peak demand definition |  | Updated to indicate claim/filing status
1483 | C-In-LED-PAR30(13w)-dWP17 | Commercial Indoor General Lighting: LED Lamp replaces pre-existing standard lighting Wattage. Measure includes Code case. Impacts: CFL-based HOU (varies by BldgType) | DEER2016 | Disposition | 2020-11-24 16:30 | Com-Iltg-dWatt-CFL_OSbldg | NonDEER | Scaled | BaseRatio |  |  | None |  | 0 |  | 1 | Com | Any | Lighting | InGen-CFL | Ltg_Lamp | LED_lamp |  | ILtg-Com-LED-20000hr | LED PAR30 Basecase, Total Watts = 2.34 x Msr Watts | LED PAR30 Basecase, Total Watts = 2.34 x Msr Watts | LED Lamp: PAR30, 13 Watts, non-dimmable | LEDratio0234 | LEDratio0234 | LED-PAR30(13w) | Available |  |  |  | 2018Phase1ScrewInLampDisposition | RobNc |  |  |  |  | 2018-07-01 | 2019-12-31 | NotInEA |  |  |  |  | Standard | Expires 12/31/2019 due to DEER2020 revised impacts and peak demand definition | 1 | 1 | 0 | Deemed Ex Ante Team |  | Expires 12/31/2019 due to DEER2020 revised impacts and peak demand definition |  | Updated to indicate claim/filing status
1484 | C-In-LED-PAR30(14w)-dWP19 | Commercial Indoor General Lighting: LED Lamp replaces pre-existing standard lighting Wattage. Measure includes Code case. Impacts: CFL-based HOU (varies by BldgType) | DEER2016 | Disposition | 2020-11-24 16:30 | Com-Iltg-dWatt-CFL_OSbldg | NonDEER | Scaled | BaseRatio |  |  | None |  | 0 |  | 1 | Com | Any | Lighting | InGen-CFL | Ltg_Lamp | LED_lamp |  | ILtg-Com-LED-20000hr | LED PAR30 Basecase, Total Watts = 2.34 x Msr Watts | LED PAR30 Basecase, Total Watts = 2.34 x Msr Watts | LED Lamp: PAR30, 14 Watts, non-dimmable | LEDratio0234 | LEDratio0234 | LED-PAR30(14w) | Available |  |  |  | 2018Phase1ScrewInLampDisposition | RobNc |  |  |  |  | 2018-07-01 | 2019-12-31 | NotInEA |  |  |  |  | Standard | Expires 12/31/2019 due to DEER2020 revised impacts and peak demand definition | 1 | 1 | 0 | Deemed Ex Ante Team |  | Expires 12/31/2019 due to DEER2020 revised impacts and peak demand definition |  | Updated to indicate claim/filing status
1485 | C-In-LED-PAR30(15w)-dWP20 | Commercial Indoor General Lighting: LED Lamp replaces pre-existing standard lighting Wattage. Measure includes Code case. Impacts: CFL-based HOU (varies by BldgType) | DEER2016 | Disposition | 2020-11-24 16:30 | Com-Iltg-dWatt-CFL_OSbldg | NonDEER | Scaled | BaseRatio |  |  | None |  | 0 |  | 1 | Com | Any | Lighting | InGen-CFL | Ltg_Lamp | LED_lamp |  | ILtg-Com-LED-20000hr | LED PAR30 Basecase, Total Watts = 2.34 x Msr Watts | LED PAR30 Basecase, Total Watts = 2.34 x Msr Watts | LED Lamp: PAR30, 15 Watts, non-dimmable | LEDratio0234 | LEDratio0234 | LED-PAR30(15w) | Available |  |  |  | 2018Phase1ScrewInLampDisposition | RobNc |  |  |  |  | 2018-07-01 | 2019-12-31 | NotInEA |  |  |  |  | Standard | Expires 12/31/2019 due to DEER2020 revised impacts and peak demand definition | 1 | 1 | 0 | Deemed Ex Ante Team |  | Expires 12/31/2019 due to DEER2020 revised impacts and peak demand definition |  | Updated to indicate claim/filing status
1486 | C-In-LED-PAR30(16w)-dWP21 | Commercial Indoor General Lighting: LED Lamp replaces pre-existing standard lighting Wattage. Measure includes Code case. Impacts: CFL-based HOU (varies by BldgType) | DEER2016 | Disposition | 2020-11-24 16:30 | Com-Iltg-dWatt-CFL_OSbldg | NonDEER | Scaled | BaseRatio |  |  | None |  | 0 |  | 1 | Com | Any | Lighting | InGen-CFL | Ltg_Lamp | LED_lamp |  | ILtg-Com-LED-20000hr | LED PAR30 Basecase, Total Watts = 2.34 x Msr Watts | LED PAR30 Basecase, Total Watts = 2.34 x Msr Watts | LED Lamp: PAR30, 16 Watts, non-dimmable | LEDratio0234 | LEDratio0234 | LED-PAR30(16w) | Available |  |  |  | 2018Phase1ScrewInLampDisposition | RobNc |  |  |  |  | 2018-07-01 | 2019-12-31 | NotInEA |  |  |  |  | Standard | Expires 12/31/2019 due to DEER2020 revised impacts and peak demand definition | 1 | 1 | 0 | Deemed Ex Ante Team |  | Expires 12/31/2019 due to DEER2020 revised impacts and peak demand definition |  | Updated to indicate claim/filing status
1487 | C-In-LED-PAR30(17w)-dWP23 | Commercial Indoor General Lighting: LED Lamp replaces pre-existing standard lighting Wattage. Measure includes Code case. Impacts: CFL-based HOU (varies by BldgType) | DEER2016 | Disposition | 2020-11-24 16:30 | Com-Iltg-dWatt-CFL_OSbldg | NonDEER | Scaled | BaseRatio |  |  | None |  | 0 |  | 1 | Com | Any | Lighting | InGen-CFL | Ltg_Lamp | LED_lamp |  | ILtg-Com-LED-20000hr | LED PAR30 Basecase, Total Watts = 2.34 x Msr Watts | LED PAR30 Basecase, Total Watts = 2.34 x Msr Watts | LED Lamp: PAR30, 17 Watts, non-dimmable | LEDratio0234 | LEDratio0234 | LED-PAR30(17w) | Available |  |  |  | 2018Phase1ScrewInLampDisposition | RobNc |  |  |  |  | 2018-07-01 | 2019-12-31 | NotInEA |  |  |  |  | Standard | Expires 12/31/2019 due to DEER2020 revised impacts and peak demand definition | 1 | 1 | 0 | Deemed Ex Ante Team |  | Expires 12/31/2019 due to DEER2020 revised impacts and peak demand definition |  | Updated to indicate claim/filing status
1488 | C-In-LED-PAR30(18w)-dWP24 | Commercial Indoor General Lighting: LED Lamp replaces pre-existing standard lighting Wattage. Measure includes Code case. Impacts: CFL-based HOU (varies by BldgType) | DEER2016 | Disposition | 2020-11-24 16:30 | Com-Iltg-dWatt-CFL_OSbldg | NonDEER | Scaled | BaseRatio |  |  | None |  | 0 |  | 1 | Com | Any | Lighting | InGen-CFL | Ltg_Lamp | LED_lamp |  | ILtg-Com-LED-20000hr | LED PAR30 Basecase, Total Watts = 2.34 x Msr Watts | LED PAR30 Basecase, Total Watts = 2.34 x Msr Watts | LED Lamp: PAR30, 18 Watts, non-dimmable | LEDratio0234 | LEDratio0234 | LED-PAR30(18w) | Available |  |  |  | 2018Phase1ScrewInLampDisposition | RobNc |  |  |  |  | 2018-07-01 | 2019-12-31 | NotInEA |  |  |  |  | Standard | Expires 12/31/2019 due to DEER2020 revised impacts and peak demand definition | 1 | 1 | 0 | Deemed Ex Ante Team |  | Expires 12/31/2019 due to DEER2020 revised impacts and peak demand definition |  | Updated to indicate claim/filing status
1489 | C-In-LED-PAR30(19w)-dWP25 | Commercial Indoor General Lighting: LED Lamp replaces pre-existing standard lighting Wattage. Measure includes Code case. Impacts: CFL-based HOU (varies by BldgType) | DEER2016 | Disposition | 2020-11-24 16:30 | Com-Iltg-dWatt-CFL_OSbldg | NonDEER | Scaled | BaseRatio |  |  | None |  | 0 |  | 1 | Com | Any | Lighting | InGen-CFL | Ltg_Lamp | LED_lamp |  | ILtg-Com-LED-20000hr | LED PAR30 Basecase, Total Watts = 2.34 x Msr Watts | LED PAR30 Basecase, Total Watts = 2.34 x Msr Watts | LED Lamp: PAR30, 19 Watts, non-dimmable | LEDratio0234 | LEDratio0234 | LED-PAR30(19w) | Available |  |  |  | 2018Phase1ScrewInLampDisposition | RobNc |  |  |  |  | 2018-07-01 | 2019-12-31 | NotInEA |  |  |  |  | Standard | Expires 12/31/2019 due to DEER2020 revised impacts and peak demand definition | 1 | 1 | 0 | Deemed Ex Ante Team |  | Expires 12/31/2019 due to DEER2020 revised impacts and peak demand definition |  | Updated to indicate claim/filing status
1490 | C-In-LED-PAR30(20w)-dWP27 | Commercial Indoor General Lighting: LED Lamp replaces pre-existing standard lighting Wattage. Measure includes Code case. Impacts: CFL-based HOU (varies by BldgType) | DEER2016 | Disposition | 2020-11-24 16:30 | Com-Iltg-dWatt-CFL_OSbldg | NonDEER | Scaled | BaseRatio |  |  | None |  | 0 |  | 1 | Com | Any | Lighting | InGen-CFL | Ltg_Lamp | LED_lamp |  | ILtg-Com-LED-20000hr | LED PAR30 Basecase, Total Watts = 2.34 x Msr Watts | LED PAR30 Basecase, Total Watts = 2.34 x Msr Watts | LED Lamp: PAR30, 20 Watts, non-dimmable | LEDratio0234 | LEDratio0234 | LED-PAR30(20w) | Available |  |  |  | 2018Phase1ScrewInLampDisposition | RobNc |  |  |  |  | 2018-07-01 | 2019-12-31 | NotInEA |  |  |  |  | Standard | Expires 12/31/2019 due to DEER2020 revised impacts and peak demand definition | 1 | 1 | 0 | Deemed Ex Ante Team |  | Expires 12/31/2019 due to DEER2020 revised impacts and peak demand definition |  | Updated to indicate claim/filing status
1491 | C-In-LED-PAR30(6w)-dWP8 | Commercial Indoor General Lighting: LED Lamp replaces pre-existing standard lighting Wattage. Measure includes Code case. Impacts: CFL-based HOU (varies by BldgType) | DEER2016 | Disposition | 2020-11-24 16:30 | Com-Iltg-dWatt-CFL_OSbldg | NonDEER | Scaled | BaseRatio |  |  | None |  | 0 |  | 1 | Com | Any | Lighting | InGen-CFL | Ltg_Lamp | LED_lamp |  | ILtg-Com-LED-20000hr | LED PAR30 Basecase, Total Watts = 2.34 x Msr Watts | LED PAR30 Basecase, Total Watts = 2.34 x Msr Watts | LED Lamp: PAR30, 6 Watts, non-dimmable | LEDratio0234 | LEDratio0234 | LED-PAR30(6w) | Available |  |  |  | 2018Phase1ScrewInLampDisposition | RobNc |  |  |  |  | 2018-07-01 | 2019-12-31 | NotInEA |  |  |  |  | Standard | Expires 12/31/2019 due to DEER2020 revised impacts and peak demand definition | 1 | 1 | 0 | Deemed Ex Ante Team |  | Expires 12/31/2019 due to DEER2020 revised impacts and peak demand definition |  | Updated to indicate claim/filing status
1492 | C-In-LED-PAR30(8w)-dWP11 | Commercial Indoor General Lighting: LED Lamp replaces pre-existing standard lighting Wattage. Measure includes Code case. Impacts: CFL-based HOU (varies by BldgType) | DEER2016 | Disposition | 2020-11-24 16:30 | Com-Iltg-dWatt-CFL_OSbldg | NonDEER | Scaled | BaseRatio |  |  | None |  | 0 |  | 1 | Com | Any | Lighting | InGen-CFL | Ltg_Lamp | LED_lamp |  | ILtg-Com-LED-20000hr | LED PAR30 Basecase, Total Watts = 2.34 x Msr Watts | LED PAR30 Basecase, Total Watts = 2.34 x Msr Watts | LED Lamp: PAR30, 8 Watts, non-dimmable | LEDratio0234 | LEDratio0234 | LED-PAR30(8w) | Available |  |  |  | 2018Phase1ScrewInLampDisposition | RobNc |  |  |  |  | 2018-07-01 | 2019-12-31 | NotInEA |  |  |  |  | Standard | Expires 12/31/2019 due to DEER2020 revised impacts and peak demand definition | 1 | 1 | 0 | Deemed Ex Ante Team |  | Expires 12/31/2019 due to DEER2020 revised impacts and peak demand definition |  | Updated to indicate claim/filing status
1493 | C-In-LED-PAR38(10w)-dWP16 | Commercial Indoor General Lighting: LED Lamp replaces pre-existing standard lighting Wattage. Measure includes Code case. Impacts: CFL-based HOU (varies by BldgType) | DEER2016 | Disposition | 2020-11-24 16:30 | Com-Iltg-dWatt-CFL_OSbldg | NonDEER | Scaled | BaseRatio |  |  | None |  | 0 |  | 1 | Com | Any | Lighting | InGen-CFL | Ltg_Lamp | LED_lamp |  | ILtg-Com-LED-20000hr | LED PAR38 Basecase, Total Watts = 2.60 x Msr Watts | LED PAR38 Basecase, Total Watts = 2.60 x Msr Watts | LED Lamp: PAR38, 10 Watts, non-dimmable | LEDratio0260 | LEDratio0260 | LED-PAR38(10w) | Available |  |  |  | 2018Phase1ScrewInLampDisposition | RobNc |  |  |  |  | 2018-07-01 | 2019-12-31 | NotInEA |  |  |  |  | Standard | Expires 12/31/2019 due to DEER2020 revised impacts and peak demand definition | 1 | 1 | 0 | Deemed Ex Ante Team |  | Expires 12/31/2019 due to DEER2020 revised impacts and peak demand definition |  | Updated to indicate claim/filing status
1494 | C-In-LED-PAR38(12w)-dWP19 | Commercial Indoor General Lighting: LED Lamp replaces pre-existing standard lighting Wattage. Measure includes Code case. Impacts: CFL-based HOU (varies by BldgType) | DEER2016 | Disposition | 2020-11-24 16:30 | Com-Iltg-dWatt-CFL_OSbldg | NonDEER | Scaled | BaseRatio |  |  | None |  | 0 |  | 1 | Com | Any | Lighting | InGen-CFL | Ltg_Lamp | LED_lamp |  | ILtg-Com-LED-20000hr | LED PAR38 Basecase, Total Watts = 2.60 x Msr Watts | LED PAR38 Basecase, Total Watts = 2.60 x Msr Watts | LED Lamp: PAR38, 12 Watts, non-dimmable | LEDratio0260 | LEDratio0260 | LED-PAR38(12w) | Available |  |  |  | 2018Phase1ScrewInLampDisposition | RobNc |  |  |  |  | 2018-07-01 | 2019-12-31 | NotInEA |  |  |  |  | Standard | Expires 12/31/2019 due to DEER2020 revised impacts and peak demand definition | 1 | 1 | 0 | Deemed Ex Ante Team |  | Expires 12/31/2019 due to DEER2020 revised impacts and peak demand definition |  | Updated to indicate claim/filing status
1495 | C-In-LED-PAR38(13w)-dWP21 | Commercial Indoor General Lighting: LED Lamp replaces pre-existing standard lighting Wattage. Measure includes Code case. Impacts: CFL-based HOU (varies by BldgType) | DEER2016 | Disposition | 2020-11-24 16:30 | Com-Iltg-dWatt-CFL_OSbldg | NonDEER | Scaled | BaseRatio |  |  | None |  | 0 |  | 1 | Com | Any | Lighting | InGen-CFL | Ltg_Lamp | LED_lamp |  | ILtg-Com-LED-20000hr | LED PAR38 Basecase, Total Watts = 2.60 x Msr Watts | LED PAR38 Basecase, Total Watts = 2.60 x Msr Watts | LED Lamp: PAR38, 13 Watts, non-dimmable | LEDratio0260 | LEDratio0260 | LED-PAR38(13w) | Available |  |  |  | 2018Phase1ScrewInLampDisposition | RobNc |  |  |  |  | 2018-07-01 | 2019-12-31 | NotInEA |  |  |  |  | Standard | Expires 12/31/2019 due to DEER2020 revised impacts and peak demand definition | 1 | 1 | 0 | Deemed Ex Ante Team |  | Expires 12/31/2019 due to DEER2020 revised impacts and peak demand definition |  | Updated to indicate claim/filing status
1496 | C-In-LED-PAR38(14w)-dWP22 | Commercial Indoor General Lighting: LED Lamp replaces pre-existing standard lighting Wattage. Measure includes Code case. Impacts: CFL-based HOU (varies by BldgType) | DEER2016 | Disposition | 2020-11-24 16:30 | Com-Iltg-dWatt-CFL_OSbldg | NonDEER | Scaled | BaseRatio |  |  | None |  | 0 |  | 1 | Com | Any | Lighting | InGen-CFL | Ltg_Lamp | LED_lamp |  | ILtg-Com-LED-20000hr | LED PAR38 Basecase, Total Watts = 2.60 x Msr Watts | LED PAR38 Basecase, Total Watts = 2.60 x Msr Watts | LED Lamp: PAR38, 14 Watts, non-dimmable | LEDratio0260 | LEDratio0260 | LED-PAR38(14w) | Available |  |  |  | 2018Phase1ScrewInLampDisposition | RobNc |  |  |  |  | 2018-07-01 | 2019-12-31 | NotInEA |  |  |  |  | Standard | Expires 12/31/2019 due to DEER2020 revised impacts and peak demand definition | 1 | 1 | 0 | Deemed Ex Ante Team |  | Expires 12/31/2019 due to DEER2020 revised impacts and peak demand definition |  | Updated to indicate claim/filing status
1497 | C-In-LED-PAR38(15w)-dWP24 | Commercial Indoor General Lighting: LED Lamp replaces pre-existing standard lighting Wattage. Measure includes Code case. Impacts: CFL-based HOU (varies by BldgType) | DEER2016 | Disposition | 2020-11-24 16:30 | Com-Iltg-dWatt-CFL_OSbldg | NonDEER | Scaled | BaseRatio |  |  | None |  | 0 |  | 1 | Com | Any | Lighting | InGen-CFL | Ltg_Lamp | LED_lamp |  | ILtg-Com-LED-20000hr | LED PAR38 Basecase, Total Watts = 2.60 x Msr Watts | LED PAR38 Basecase, Total Watts = 2.60 x Msr Watts | LED Lamp: PAR38, 15 Watts, non-dimmable | LEDratio0260 | LEDratio0260 | LED-PAR38(15w) | Available |  |  |  | 2018Phase1ScrewInLampDisposition | RobNc |  |  |  |  | 2018-07-01 | 2019-12-31 | NotInEA |  |  |  |  | Standard | Expires 12/31/2019 due to DEER2020 revised impacts and peak demand definition | 1 | 1 | 0 | Deemed Ex Ante Team |  | Expires 12/31/2019 due to DEER2020 revised impacts and peak demand definition |  | Updated to indicate claim/filing status
1498 | C-In-LED-PAR38(16w)-dWP26 | Commercial Indoor General Lighting: LED Lamp replaces pre-existing standard lighting Wattage. Measure includes Code case. Impacts: CFL-based HOU (varies by BldgType) | DEER2016 | Disposition | 2020-11-24 16:30 | Com-Iltg-dWatt-CFL_OSbldg | NonDEER | Scaled | BaseRatio |  |  | None |  | 0 |  | 1 | Com | Any | Lighting | InGen-CFL | Ltg_Lamp | LED_lamp |  | ILtg-Com-LED-20000hr | LED PAR38 Basecase, Total Watts = 2.60 x Msr Watts | LED PAR38 Basecase, Total Watts = 2.60 x Msr Watts | LED Lamp: PAR38, 16 Watts, non-dimmable | LEDratio0260 | LEDratio0260 | LED-PAR38(16w) | Available |  |  |  | 2018Phase1ScrewInLampDisposition | RobNc |  |  |  |  | 2018-07-01 | 2019-12-31 | NotInEA |  |  |  |  | Standard | Expires 12/31/2019 due to DEER2020 revised impacts and peak demand definition | 1 | 1 | 0 | Deemed Ex Ante Team |  | Expires 12/31/2019 due to DEER2020 revised impacts and peak demand definition |  | Updated to indicate claim/filing status
1499 | C-In-LED-PAR38(17w)-dWP27 | Commercial Indoor General Lighting: LED Lamp replaces pre-existing standard lighting Wattage. Measure includes Code case. Impacts: CFL-based HOU (varies by BldgType) | DEER2016 | Disposition | 2020-11-24 16:30 | Com-Iltg-dWatt-CFL_OSbldg | NonDEER | Scaled | BaseRatio |  |  | None |  | 0 |  | 1 | Com | Any | Lighting | InGen-CFL | Ltg_Lamp | LED_lamp |  | ILtg-Com-LED-20000hr | LED PAR38 Basecase, Total Watts = 2.60 x Msr Watts | LED PAR38 Basecase, Total Watts = 2.60 x Msr Watts | LED Lamp: PAR38, 17 Watts, non-dimmable | LEDratio0260 | LEDratio0260 | LED-PAR38(17w) | Available |  |  |  | 2018Phase1ScrewInLampDisposition | RobNc |  |  |  |  | 2018-07-01 | 2019-12-31 | NotInEA |  |  |  |  | Standard | Expires 12/31/2019 due to DEER2020 revised impacts and peak demand definition | 1 | 1 | 0 | Deemed Ex Ante Team |  | Expires 12/31/2019 due to DEER2020 revised impacts and peak demand definition |  | Updated to indicate claim/filing status
1500 | C-In-LED-PAR38(18w)-dWP29 | Commercial Indoor General Lighting: LED Lamp replaces pre-existing standard lighting Wattage. Measure includes Code case. Impacts: CFL-based HOU (varies by BldgType) | DEER2016 | Disposition | 2020-11-24 16:30 | Com-Iltg-dWatt-CFL_OSbldg | NonDEER | Scaled | BaseRatio |  |  | None |  | 0 |  | 1 | Com | Any | Lighting | InGen-CFL | Ltg_Lamp | LED_lamp |  | ILtg-Com-LED-20000hr | LED PAR38 Basecase, Total Watts = 2.60 x Msr Watts | LED PAR38 Basecase, Total Watts = 2.60 x Msr Watts | LED Lamp: PAR38, 18 Watts, non-dimmable | LEDratio0260 | LEDratio0260 | LED-PAR38(18w) | Available |  |  |  | 2018Phase1ScrewInLampDisposition | RobNc |  |  |  |  | 2018-07-01 | 2019-12-31 | NotInEA |  |  |  |  | Standard | Expires 12/31/2019 due to DEER2020 revised impacts and peak demand definition | 1 | 1 | 0 | Deemed Ex Ante Team |  | Expires 12/31/2019 due to DEER2020 revised impacts and peak demand definition |  | Updated to indicate claim/filing status
1501 | C-In-LED-PAR38(19w)-dWP30 | Commercial Indoor General Lighting: LED Lamp replaces pre-existing standard lighting Wattage. Measure includes Code case. Impacts: CFL-based HOU (varies by BldgType) | DEER2016 | Disposition | 2020-11-24 16:30 | Com-Iltg-dWatt-CFL_OSbldg | NonDEER | Scaled | BaseRatio |  |  | None |  | 0 |  | 1 | Com | Any | Lighting | InGen-CFL | Ltg_Lamp | LED_lamp |  | ILtg-Com-LED-20000hr | LED PAR38 Basecase, Total Watts = 2.60 x Msr Watts | LED PAR38 Basecase, Total Watts = 2.60 x Msr Watts | LED Lamp: PAR38, 19 Watts, non-dimmable | LEDratio0260 | LEDratio0260 | LED-PAR38(19w) | Available |  |  |  | 2018Phase1ScrewInLampDisposition | RobNc |  |  |  |  | 2018-07-01 | 2019-12-31 | NotInEA |  |  |  |  | Standard | Expires 12/31/2019 due to DEER2020 revised impacts and peak demand definition | 1 | 1 | 0 | Deemed Ex Ante Team |  | Expires 12/31/2019 due to DEER2020 revised impacts and peak demand definition |  | Updated to indicate claim/filing status
1502 | C-In-LED-PAR38(20.1w)-dWP32 | Commercial Indoor General Lighting: LED Lamp replaces pre-existing standard lighting Wattage. Measure includes Code case. Impacts: CFL-based HOU (varies by BldgType) | DEER2016 | Disposition | 2020-11-24 16:30 | Com-Iltg-dWatt-CFL_OSbldg | NonDEER | Scaled | BaseRatio |  |  | None |  | 0 |  | 1 | Com | Any | Lighting | InGen-CFL | Ltg_Lamp | LED_lamp |  | ILtg-Com-LED-20000hr | LED PAR38 Basecase, Total Watts = 2.60 x Msr Watts | LED PAR38 Basecase, Total Watts = 2.60 x Msr Watts | LED Lamp: PAR38, 20.1 Watts, non-dimmable | LEDratio0260 | LEDratio0260 | LED-PAR38(20.1w) | Available |  |  |  | 2018Phase1ScrewInLampDisposition | RobNc |  |  |  |  | 2018-07-01 | 2019-12-31 | NotInEA |  |  |  |  | Standard | Expires 12/31/2019 due to DEER2020 revised impacts and peak demand definition | 1 | 1 | 0 | Deemed Ex Ante Team |  | Expires 12/31/2019 due to DEER2020 revised impacts and peak demand definition |  | Updated to indicate claim/filing status
1503 | C-In-LED-PAR38(20w)-dWP32 | Commercial Indoor General Lighting: LED Lamp replaces pre-existing standard lighting Wattage. Measure includes Code case. Impacts: CFL-based HOU (varies by BldgType) | DEER2016 | Disposition | 2020-11-24 16:30 | Com-Iltg-dWatt-CFL_OSbldg | NonDEER | Scaled | BaseRatio |  |  | None |  | 0 |  | 1 | Com | Any | Lighting | InGen-CFL | Ltg_Lamp | LED_lamp |  | ILtg-Com-LED-20000hr | LED PAR38 Basecase, Total Watts = 2.60 x Msr Watts | LED PAR38 Basecase, Total Watts = 2.60 x Msr Watts | LED Lamp: PAR38, 20 Watts, non-dimmable | LEDratio0260 | LEDratio0260 | LED-PAR38(20w) | Available |  |  |  | 2018Phase1ScrewInLampDisposition | RobNc |  |  |  |  | 2018-07-01 | 2019-12-31 | NotInEA |  |  |  |  | Standard | Expires 12/31/2019 due to DEER2020 revised impacts and peak demand definition | 1 | 1 | 0 | Deemed Ex Ante Team |  | Expires 12/31/2019 due to DEER2020 revised impacts and peak demand definition |  | Updated to indicate claim/filing status
1504 | C-In-LED-PAR38(21w)-dWP34 | Commercial Indoor General Lighting: LED Lamp replaces pre-existing standard lighting Wattage. Measure includes Code case. Impacts: CFL-based HOU (varies by BldgType) | DEER2016 | Disposition | 2020-11-24 16:30 | Com-Iltg-dWatt-CFL_OSbldg | NonDEER | Scaled | BaseRatio |  |  | None |  | 0 |  | 1 | Com | Any | Lighting | InGen-CFL | Ltg_Lamp | LED_lamp |  | ILtg-Com-LED-20000hr | LED PAR38 Basecase, Total Watts = 2.60 x Msr Watts | LED PAR38 Basecase, Total Watts = 2.60 x Msr Watts | LED Lamp: PAR38, 21 Watts, non-dimmable | LEDratio0260 | LEDratio0260 | LED-PAR38(21w) | Available |  |  |  | 2018Phase1ScrewInLampDisposition | RobNc |  |  |  |  | 2018-07-01 | 2019-12-31 | NotInEA |  |  |  |  | Standard | Expires 12/31/2019 due to DEER2020 revised impacts and peak demand definition | 1 | 1 | 0 | Deemed Ex Ante Team |  | Expires 12/31/2019 due to DEER2020 revised impacts and peak demand definition |  | Updated to indicate claim/filing status
1505 | C-In-LED-PAR38(22w)-dWP35 | Commercial Indoor General Lighting: LED Lamp replaces pre-existing standard lighting Wattage. Measure includes Code case. Impacts: CFL-based HOU (varies by BldgType) | DEER2016 | Disposition | 2020-11-24 16:30 | Com-Iltg-dWatt-CFL_OSbldg | NonDEER | Scaled | BaseRatio |  |  | None |  | 0 |  | 1 | Com | Any | Lighting | InGen-CFL | Ltg_Lamp | LED_lamp |  | ILtg-Com-LED-20000hr | LED PAR38 Basecase, Total Watts = 2.60 x Msr Watts | LED PAR38 Basecase, Total Watts = 2.60 x Msr Watts | LED Lamp: PAR38, 22 Watts, non-dimmable | LEDratio0260 | LEDratio0260 | LED-PAR38(22w) | Available |  |  |  | 2018Phase1ScrewInLampDisposition | RobNc |  |  |  |  | 2018-07-01 | 2019-12-31 | NotInEA |  |  |  |  | Standard | Expires 12/31/2019 due to DEER2020 revised impacts and peak demand definition | 1 | 1 | 0 | Deemed Ex Ante Team |  | Expires 12/31/2019 due to DEER2020 revised impacts and peak demand definition |  | Updated to indicate claim/filing status
1506 | C-In-LED-PAR38(23w)-dWP37 | Commercial Indoor General Lighting: LED Lamp replaces pre-existing standard lighting Wattage. Measure includes Code case. Impacts: CFL-based HOU (varies by BldgType) | DEER2016 | Disposition | 2020-11-24 16:30 | Com-Iltg-dWatt-CFL_OSbldg | NonDEER | Scaled | BaseRatio |  |  | None |  | 0 |  | 1 | Com | Any | Lighting | InGen-CFL | Ltg_Lamp | LED_lamp |  | ILtg-Com-LED-20000hr | LED PAR38 Basecase, Total Watts = 2.60 x Msr Watts | LED PAR38 Basecase, Total Watts = 2.60 x Msr Watts | LED Lamp: PAR38, 23 Watts, non-dimmable | LEDratio0260 | LEDratio0260 | LED-PAR38(23w) | Available |  |  |  | 2018Phase1ScrewInLampDisposition | RobNc |  |  |  |  | 2018-07-01 | 2019-12-31 | NotInEA |  |  |  |  | Standard | Expires 12/31/2019 due to DEER2020 revised impacts and peak demand definition | 1 | 1 | 0 | Deemed Ex Ante Team |  | Expires 12/31/2019 due to DEER2020 revised impacts and peak demand definition |  | Updated to indicate claim/filing status
1507 | C-In-LED-PAR38(24w)-dWP38 | Commercial Indoor General Lighting: LED Lamp replaces pre-existing standard lighting Wattage. Measure includes Code case. Impacts: CFL-based HOU (varies by BldgType) | DEER2016 | Disposition | 2020-11-24 16:30 | Com-Iltg-dWatt-CFL_OSbldg | NonDEER | Scaled | BaseRatio |  |  | None |  | 0 |  | 1 | Com | Any | Lighting | InGen-CFL | Ltg_Lamp | LED_lamp |  | ILtg-Com-LED-20000hr | LED PAR38 Basecase, Total Watts = 2.60 x Msr Watts | LED PAR38 Basecase, Total Watts = 2.60 x Msr Watts | LED Lamp: PAR38, 24 Watts, non-dimmable | LEDratio0260 | LEDratio0260 | LED-PAR38(24w) | Available |  |  |  | 2018Phase1ScrewInLampDisposition | RobNc |  |  |  |  | 2018-07-01 | 2019-12-31 | NotInEA |  |  |  |  | Standard | Expires 12/31/2019 due to DEER2020 revised impacts and peak demand definition | 1 | 1 | 0 | Deemed Ex Ante Team |  | Expires 12/31/2019 due to DEER2020 revised impacts and peak demand definition |  | Updated to indicate claim/filing status
1508 | C-In-LED-PAR38(25w)-dWP40 | Commercial Indoor General Lighting: LED Lamp replaces pre-existing standard lighting Wattage. Measure includes Code case. Impacts: CFL-based HOU (varies by BldgType) | DEER2016 | Disposition | 2020-11-24 16:30 | Com-Iltg-dWatt-CFL_OSbldg | NonDEER | Scaled | BaseRatio |  |  | None |  | 0 |  | 1 | Com | Any | Lighting | InGen-CFL | Ltg_Lamp | LED_lamp |  | ILtg-Com-LED-20000hr | LED PAR38 Basecase, Total Watts = 2.60 x Msr Watts | LED PAR38 Basecase, Total Watts = 2.60 x Msr Watts | LED Lamp: PAR38, 25 Watts, non-dimmable | LEDratio0260 | LEDratio0260 | LED-PAR38(25w) | Available |  |  |  | 2018Phase1ScrewInLampDisposition | RobNc |  |  |  |  | 2018-07-01 | 2019-12-31 | NotInEA |  |  |  |  | Standard | Expires 12/31/2019 due to DEER2020 revised impacts and peak demand definition | 1 | 1 | 0 | Deemed Ex Ante Team |  | Expires 12/31/2019 due to DEER2020 revised impacts and peak demand definition |  | Updated to indicate claim/filing status
1509 | C-In-LED-PAR38(26w)-dWP42 | Commercial Indoor General Lighting: LED Lamp replaces pre-existing standard lighting Wattage. Measure includes Code case. Impacts: CFL-based HOU (varies by BldgType) | DEER2016 | Disposition | 2020-11-24 16:30 | Com-Iltg-dWatt-CFL_OSbldg | NonDEER | Scaled | BaseRatio |  |  | None |  | 0 |  | 1 | Com | Any | Lighting | InGen-CFL | Ltg_Lamp | LED_lamp |  | ILtg-Com-LED-20000hr | LED PAR38 Basecase, Total Watts = 2.60 x Msr Watts | LED PAR38 Basecase, Total Watts = 2.60 x Msr Watts | LED Lamp: PAR38, 26 Watts, non-dimmable | LEDratio0260 | LEDratio0260 | LED-PAR38(26w) | Available |  |  |  | 2018Phase1ScrewInLampDisposition | RobNc |  |  |  |  | 2018-07-01 | 2019-12-31 | NotInEA |  |  |  |  | Standard | Expires 12/31/2019 due to DEER2020 revised impacts and peak demand definition | 1 | 1 | 0 | Deemed Ex Ante Team |  | Expires 12/31/2019 due to DEER2020 revised impacts and peak demand definition |  | Updated to indicate claim/filing status
1510 | C-In-LED-PAR38(27w)-dWP43 | Commercial Indoor General Lighting: LED Lamp replaces pre-existing standard lighting Wattage. Measure includes Code case. Impacts: CFL-based HOU (varies by BldgType) | DEER2016 | Disposition | 2020-11-24 16:30 | Com-Iltg-dWatt-CFL_OSbldg | NonDEER | Scaled | BaseRatio |  |  | None |  | 0 |  | 1 | Com | Any | Lighting | InGen-CFL | Ltg_Lamp | LED_lamp |  | ILtg-Com-LED-20000hr | LED PAR38 Basecase, Total Watts = 2.60 x Msr Watts | LED PAR38 Basecase, Total Watts = 2.60 x Msr Watts | LED Lamp: PAR38, 27 Watts, non-dimmable | LEDratio0260 | LEDratio0260 | LED-PAR38(27w) | Available |  |  |  | 2018Phase1ScrewInLampDisposition | RobNc |  |  |  |  | 2018-07-01 | 2019-12-31 | NotInEA |  |  |  |  | Standard | Expires 12/31/2019 due to DEER2020 revised impacts and peak demand definition | 1 | 1 | 0 | Deemed Ex Ante Team |  | Expires 12/31/2019 due to DEER2020 revised impacts and peak demand definition |  | Updated to indicate claim/filing status
1511 | C-In-LED-PAR38(7w)-dWP11 | Commercial Indoor General Lighting: LED Lamp replaces pre-existing standard lighting Wattage. Measure includes Code case. Impacts: CFL-based HOU (varies by BldgType) | DEER2016 | Disposition | 2020-11-24 16:30 | Com-Iltg-dWatt-CFL_OSbldg | NonDEER | Scaled | BaseRatio |  |  | None |  | 0 |  | 1 | Com | Any | Lighting | InGen-CFL | Ltg_Lamp | LED_lamp |  | ILtg-Com-LED-20000hr | LED PAR38 Basecase, Total Watts = 2.60 x Msr Watts | LED PAR38 Basecase, Total Watts = 2.60 x Msr Watts | LED Lamp: PAR38, 7 Watts, non-dimmable | LEDratio0260 | LEDratio0260 | LED-PAR38(7w) | Available |  |  |  | 2018Phase1ScrewInLampDisposition | RobNc |  |  |  |  | 2018-07-01 | 2019-12-31 | NotInEA |  |  |  |  | Standard | Expires 12/31/2019 due to DEER2020 revised impacts and peak demand definition | 1 | 1 | 0 | Deemed Ex Ante Team |  | Expires 12/31/2019 due to DEER2020 revised impacts and peak demand definition |  | Updated to indicate claim/filing status
1512 | C-In-LED-PAR38(8w)-dWP13 | Commercial Indoor General Lighting: LED Lamp replaces pre-existing standard lighting Wattage. Measure includes Code case. Impacts: CFL-based HOU (varies by BldgType) | DEER2016 | Disposition | 2020-11-24 16:30 | Com-Iltg-dWatt-CFL_OSbldg | NonDEER | Scaled | BaseRatio |  |  | None |  | 0 |  | 1 | Com | Any | Lighting | InGen-CFL | Ltg_Lamp | LED_lamp |  | ILtg-Com-LED-20000hr | LED PAR38 Basecase, Total Watts = 2.60 x Msr Watts | LED PAR38 Basecase, Total Watts = 2.60 x Msr Watts | LED Lamp: PAR38, 8 Watts, non-dimmable | LEDratio0260 | LEDratio0260 | LED-PAR38(8w) | Available |  |  |  | 2018Phase1ScrewInLampDisposition | RobNc |  |  |  |  | 2018-07-01 | 2019-12-31 | NotInEA |  |  |  |  | Standard | Expires 12/31/2019 due to DEER2020 revised impacts and peak demand definition | 1 | 1 | 0 | Deemed Ex Ante Team |  | Expires 12/31/2019 due to DEER2020 revised impacts and peak demand definition |  | Updated to indicate claim/filing status
1513 | C-In-LED-RefR(10w)-dWP32 | Commercial Indoor General Lighting: LED Lamp replaces pre-existing standard lighting Wattage. Measure includes Code case. Impacts: CFL-based HOU (varies by BldgType) | DEER2016 | Disposition | 2020-11-24 16:30 | Com-Iltg-dWatt-CFL_OSbldg | NonDEER | Scaled | BaseRatio |  |  | None |  | 0 |  | 1 | Com | Any | Lighting | InGen-CFL | Ltg_Lamp | LED_lamp |  | ILtg-Com-LED-20000hr | LED R/BR Basecase, Total Watts = 4.17 x Msr Watts | LED R/BR Basecase, Total Watts = 4.17 x Msr Watts | LED Lamp: RefR, 10 Watts, non-dimmable | LEDratio0417 | LEDratio0417 | LED-RefR(10w) | Available |  |  |  | 2018Phase1ScrewInLampDisposition | RobNc |  |  |  |  | 2018-07-01 | 2019-12-31 | NotInEA |  |  |  |  | Standard | Expires 12/31/2019 due to DEER2020 revised impacts and peak demand definition | 1 | 1 | 0 | Deemed Ex Ante Team |  | Expires 12/31/2019 due to DEER2020 revised impacts and peak demand definition |  | Updated to indicate claim/filing status
1514 | C-In-LED-RefR(11w)-dWP25 | Commercial Indoor General Lighting: LED Lamp replaces pre-existing standard lighting Wattage. Measure includes Code case. Impacts: CFL-based HOU (varies by BldgType) | DEER2016 | Disposition | 2020-11-24 16:30 | Com-Iltg-dWatt-CFL_OSbldg | NonDEER | Scaled | BaseRatio |  |  | None |  | 0 |  | 1 | Com | Any | Lighting | InGen-CFL | Ltg_Lamp | LED_lamp |  | ILtg-Com-LED-20000hr | LED R/BR Basecase, Total Watts = 3.28 x Msr Watts | LED R/BR Basecase, Total Watts = 3.28 x Msr Watts | LED Lamp: RefR, 11 Watts, non-dimmable | LEDratio0328 | LEDratio0328 | LED-RefR(11w) | Available |  |  |  | 2018Phase1ScrewInLampDisposition | RobNc |  |  |  |  | 2018-07-01 | 2019-12-31 | NotInEA |  |  |  |  | Standard | Expires 12/31/2019 due to DEER2020 revised impacts and peak demand definition | 1 | 1 | 0 | Deemed Ex Ante Team |  | Expires 12/31/2019 due to DEER2020 revised impacts and peak demand definition |  | Updated to indicate claim/filing status
1515 | C-In-LED-RefR(12w)-dWP27 | Commercial Indoor General Lighting: LED Lamp replaces pre-existing standard lighting Wattage. Measure includes Code case. Impacts: CFL-based HOU (varies by BldgType) | DEER2016 | Disposition | 2020-11-24 16:30 | Com-Iltg-dWatt-CFL_OSbldg | NonDEER | Scaled | BaseRatio |  |  | None |  | 0 |  | 1 | Com | Any | Lighting | InGen-CFL | Ltg_Lamp | LED_lamp |  | ILtg-Com-LED-20000hr | LED R/BR Basecase, Total Watts = 3.28 x Msr Watts | LED R/BR Basecase, Total Watts = 3.28 x Msr Watts | LED Lamp: RefR, 12 Watts, non-dimmable | LEDratio0328 | LEDratio0328 | LED-RefR(12w) | Available |  |  |  | 2018Phase1ScrewInLampDisposition | RobNc |  |  |  |  | 2018-07-01 | 2019-12-31 | NotInEA |  |  |  |  | Standard | Expires 12/31/2019 due to DEER2020 revised impacts and peak demand definition | 1 | 1 | 0 | Deemed Ex Ante Team |  | Expires 12/31/2019 due to DEER2020 revised impacts and peak demand definition |  | Updated to indicate claim/filing status
1516 | C-In-LED-RefR(13w)-dWP30 | Commercial Indoor General Lighting: LED Lamp replaces pre-existing standard lighting Wattage. Measure includes Code case. Impacts: CFL-based HOU (varies by BldgType) | DEER2016 | Disposition | 2020-11-24 16:30 | Com-Iltg-dWatt-CFL_OSbldg | NonDEER | Scaled | BaseRatio |  |  | None |  | 0 |  | 1 | Com | Any | Lighting | InGen-CFL | Ltg_Lamp | LED_lamp |  | ILtg-Com-LED-20000hr | LED R/BR Basecase, Total Watts = 3.28 x Msr Watts | LED R/BR Basecase, Total Watts = 3.28 x Msr Watts | LED Lamp: RefR, 13 Watts, non-dimmable | LEDratio0328 | LEDratio0328 | LED-RefR(13w) | Available |  |  |  | 2018Phase1ScrewInLampDisposition | RobNc |  |  |  |  | 2018-07-01 | 2019-12-31 | NotInEA |  |  |  |  | Standard | Expires 12/31/2019 due to DEER2020 revised impacts and peak demand definition | 1 | 1 | 0 | Deemed Ex Ante Team |  | Expires 12/31/2019 due to DEER2020 revised impacts and peak demand definition |  | Updated to indicate claim/filing status
1517 | C-In-LED-RefR(14w)-dWP28 | Commercial Indoor General Lighting: LED Lamp replaces pre-existing standard lighting Wattage. Measure includes Code case. Impacts: CFL-based HOU (varies by BldgType) | DEER2016 | Disposition | 2020-11-24 16:30 | Com-Iltg-dWatt-CFL_OSbldg | NonDEER | Scaled | BaseRatio |  |  | None |  | 0 |  | 1 | Com | Any | Lighting | InGen-CFL | Ltg_Lamp | LED_lamp |  | ILtg-Com-LED-20000hr | LED R/BR Basecase, Total Watts = 2.97 x Msr Watts | LED R/BR Basecase, Total Watts = 2.97 x Msr Watts | LED Lamp: RefR, 14 Watts, non-dimmable | LEDratio0297 | LEDratio0297 | LED-RefR(14w) | Available |  |  |  | 2018Phase1ScrewInLampDisposition | RobNc |  |  |  |  | 2018-07-01 | 2019-12-31 | NotInEA |  |  |  |  | Standard | Expires 12/31/2019 due to DEER2020 revised impacts and peak demand definition | 1 | 1 | 0 | Deemed Ex Ante Team |  | Expires 12/31/2019 due to DEER2020 revised impacts and peak demand definition |  | Updated to indicate claim/filing status
1518 | C-In-LED-RefR(15w)-dWP30 | Commercial Indoor General Lighting: LED Lamp replaces pre-existing standard lighting Wattage. Measure includes Code case. Impacts: CFL-based HOU (varies by BldgType) | DEER2016 | Disposition | 2020-11-24 16:30 | Com-Iltg-dWatt-CFL_OSbldg | NonDEER | Scaled | BaseRatio |  |  | None |  | 0 |  | 1 | Com | Any | Lighting | InGen-CFL | Ltg_Lamp | LED_lamp |  | ILtg-Com-LED-20000hr | LED R/BR Basecase, Total Watts = 2.97 x Msr Watts | LED R/BR Basecase, Total Watts = 2.97 x Msr Watts | LED Lamp: RefR, 15 Watts, non-dimmable | LEDratio0297 | LEDratio0297 | LED-RefR(15w) | Available |  |  |  | 2018Phase1ScrewInLampDisposition | RobNc |  |  |  |  | 2018-07-01 | 2019-12-31 | NotInEA |  |  |  |  | Standard | Expires 12/31/2019 due to DEER2020 revised impacts and peak demand definition | 1 | 1 | 0 | Deemed Ex Ante Team |  | Expires 12/31/2019 due to DEER2020 revised impacts and peak demand definition |  | Updated to indicate claim/filing status
1519 | C-In-LED-RefR(16w)-dWP32 | Commercial Indoor General Lighting: LED Lamp replaces pre-existing standard lighting Wattage. Measure includes Code case. Impacts: CFL-based HOU (varies by BldgType) | DEER2016 | Disposition | 2020-11-24 16:30 | Com-Iltg-dWatt-CFL_OSbldg | NonDEER | Scaled | BaseRatio |  |  | None |  | 0 |  | 1 | Com | Any | Lighting | InGen-CFL | Ltg_Lamp | LED_lamp |  | ILtg-Com-LED-20000hr | LED R/BR Basecase, Total Watts = 2.97 x Msr Watts | LED R/BR Basecase, Total Watts = 2.97 x Msr Watts | LED Lamp: RefR, 16 Watts, non-dimmable | LEDratio0297 | LEDratio0297 | LED-RefR(16w) | Available |  |  |  | 2018Phase1ScrewInLampDisposition | RobNc |  |  |  |  | 2018-07-01 | 2019-12-31 | NotInEA |  |  |  |  | Standard | Expires 12/31/2019 due to DEER2020 revised impacts and peak demand definition | 1 | 1 | 0 | Deemed Ex Ante Team |  | Expires 12/31/2019 due to DEER2020 revised impacts and peak demand definition |  | Updated to indicate claim/filing status
1520 | C-In-LED-RefR(17w)-dWP33 | Commercial Indoor General Lighting: LED Lamp replaces pre-existing standard lighting Wattage. Measure includes Code case. Impacts: CFL-based HOU (varies by BldgType) | DEER2016 | Disposition | 2020-11-24 16:30 | Com-Iltg-dWatt-CFL_OSbldg | NonDEER | Scaled | BaseRatio |  |  | None |  | 0 |  | 1 | Com | Any | Lighting | InGen-CFL | Ltg_Lamp | LED_lamp |  | ILtg-Com-LED-20000hr | LED R/BR Basecase, Total Watts = 2.97 x Msr Watts | LED R/BR Basecase, Total Watts = 2.97 x Msr Watts | LED Lamp: RefR, 17 Watts, non-dimmable | LEDratio0297 | LEDratio0297 | LED-RefR(17w) | Available |  |  |  | 2018Phase1ScrewInLampDisposition | RobNc |  |  |  |  | 2018-07-01 | 2019-12-31 | NotInEA |  |  |  |  | Standard | Expires 12/31/2019 due to DEER2020 revised impacts and peak demand definition | 1 | 1 | 0 | Deemed Ex Ante Team |  | Expires 12/31/2019 due to DEER2020 revised impacts and peak demand definition |  | Updated to indicate claim/filing status
1521 | C-In-LED-RefR(18w)-dWP35 | Commercial Indoor General Lighting: LED Lamp replaces pre-existing standard lighting Wattage. Measure includes Code case. Impacts: CFL-based HOU (varies by BldgType) | DEER2016 | Disposition | 2020-11-24 16:30 | Com-Iltg-dWatt-CFL_OSbldg | NonDEER | Scaled | BaseRatio |  |  | None |  | 0 |  | 1 | Com | Any | Lighting | InGen-CFL | Ltg_Lamp | LED_lamp |  | ILtg-Com-LED-20000hr | LED R/BR Basecase, Total Watts = 2.97 x Msr Watts | LED R/BR Basecase, Total Watts = 2.97 x Msr Watts | LED Lamp: RefR, 18 Watts, non-dimmable | LEDratio0297 | LEDratio0297 | LED-RefR(18w) | Available |  |  |  | 2018Phase1ScrewInLampDisposition | RobNc |  |  |  |  | 2018-07-01 | 2019-12-31 | NotInEA |  |  |  |  | Standard | Expires 12/31/2019 due to DEER2020 revised impacts and peak demand definition | 1 | 1 | 0 | Deemed Ex Ante Team |  | Expires 12/31/2019 due to DEER2020 revised impacts and peak demand definition |  | Updated to indicate claim/filing status
1522 | C-In-LED-RefR(19w)-dWP37 | Commercial Indoor General Lighting: LED Lamp replaces pre-existing standard lighting Wattage. Measure includes Code case. Impacts: CFL-based HOU (varies by BldgType) | DEER2016 | Disposition | 2020-11-24 16:30 | Com-Iltg-dWatt-CFL_OSbldg | NonDEER | Scaled | BaseRatio |  |  | None |  | 0 |  | 1 | Com | Any | Lighting | InGen-CFL | Ltg_Lamp | LED_lamp |  | ILtg-Com-LED-20000hr | LED R/BR Basecase, Total Watts = 2.97 x Msr Watts | LED R/BR Basecase, Total Watts = 2.97 x Msr Watts | LED Lamp: RefR, 19 Watts, non-dimmable | LEDratio0297 | LEDratio0297 | LED-RefR(19w) | Available |  |  |  | 2018Phase1ScrewInLampDisposition | RobNc |  |  |  |  | 2018-07-01 | 2019-12-31 | NotInEA |  |  |  |  | Standard | Expires 12/31/2019 due to DEER2020 revised impacts and peak demand definition | 1 | 1 | 0 | Deemed Ex Ante Team |  | Expires 12/31/2019 due to DEER2020 revised impacts and peak demand definition |  | Updated to indicate claim/filing status
1523 | C-In-LED-RefR(20w)-dWP39 | Commercial Indoor General Lighting: LED Lamp replaces pre-existing standard lighting Wattage. Measure includes Code case. Impacts: CFL-based HOU (varies by BldgType) | DEER2016 | Disposition | 2020-11-24 16:30 | Com-Iltg-dWatt-CFL_OSbldg | NonDEER | Scaled | BaseRatio |  |  | None |  | 0 |  | 1 | Com | Any | Lighting | InGen-CFL | Ltg_Lamp | LED_lamp |  | ILtg-Com-LED-20000hr | LED R/BR Basecase, Total Watts = 2.97 x Msr Watts | LED R/BR Basecase, Total Watts = 2.97 x Msr Watts | LED Lamp: RefR, 20 Watts, non-dimmable | LEDratio0297 | LEDratio0297 | LED-RefR(20w) | Available |  |  |  | 2018Phase1ScrewInLampDisposition | RobNc |  |  |  |  | 2018-07-01 | 2019-12-31 | NotInEA |  |  |  |  | Standard | Expires 12/31/2019 due to DEER2020 revised impacts and peak demand definition | 1 | 1 | 0 | Deemed Ex Ante Team |  | Expires 12/31/2019 due to DEER2020 revised impacts and peak demand definition |  | Updated to indicate claim/filing status
1524 | C-In-LED-RefR(22w)-dWP43 | Commercial Indoor General Lighting: LED Lamp replaces pre-existing standard lighting Wattage. Measure includes Code case. Impacts: CFL-based HOU (varies by BldgType) | DEER2016 | Disposition | 2020-11-24 16:30 | Com-Iltg-dWatt-CFL_OSbldg | NonDEER | Scaled | BaseRatio |  |  | None |  | 0 |  | 1 | Com | Any | Lighting | InGen-CFL | Ltg_Lamp | LED_lamp |  | ILtg-Com-LED-20000hr | LED R/BR Basecase, Total Watts = 2.97 x Msr Watts | LED R/BR Basecase, Total Watts = 2.97 x Msr Watts | LED Lamp: RefR, 22 Watts, non-dimmable | LEDratio0297 | LEDratio0297 | LED-RefR(22w) | Available |  |  |  | 2018Phase1ScrewInLampDisposition | RobNc |  |  |  |  | 2018-07-01 | 2019-12-31 | NotInEA |  |  |  |  | Standard | Expires 12/31/2019 due to DEER2020 revised impacts and peak demand definition | 1 | 1 | 0 | Deemed Ex Ante Team |  | Expires 12/31/2019 due to DEER2020 revised impacts and peak demand definition |  | Updated to indicate claim/filing status
1525 | C-In-LED-RefR(6w)-dWP19 | Commercial Indoor General Lighting: LED Lamp replaces pre-existing standard lighting Wattage. Measure includes Code case. Impacts: CFL-based HOU (varies by BldgType) | DEER2016 | Disposition | 2020-11-24 16:30 | Com-Iltg-dWatt-CFL_OSbldg | NonDEER | Scaled | BaseRatio |  |  | None |  | 0 |  | 1 | Com | Any | Lighting | InGen-CFL | Ltg_Lamp | LED_lamp |  | ILtg-Com-LED-20000hr | LED R/BR Basecase, Total Watts = 4.17 x Msr Watts | LED R/BR Basecase, Total Watts = 4.17 x Msr Watts | LED Lamp: RefR, 6 Watts, non-dimmable | LEDratio0417 | LEDratio0417 | LED-RefR(6w) | Available |  |  |  | 2018Phase1ScrewInLampDisposition | RobNc |  |  |  |  | 2018-07-01 | 2019-12-31 | NotInEA |  |  |  |  | Standard | Expires 12/31/2019 due to DEER2020 revised impacts and peak demand definition | 1 | 1 | 0 | Deemed Ex Ante Team |  | Expires 12/31/2019 due to DEER2020 revised impacts and peak demand definition |  | Updated to indicate claim/filing status
1526 | C-In-LED-RefR(7w)-dWP22 | Commercial Indoor General Lighting: LED Lamp replaces pre-existing standard lighting Wattage. Measure includes Code case. Impacts: CFL-based HOU (varies by BldgType) | DEER2016 | Disposition | 2020-11-24 16:30 | Com-Iltg-dWatt-CFL_OSbldg | NonDEER | Scaled | BaseRatio |  |  | None |  | 0 |  | 1 | Com | Any | Lighting | InGen-CFL | Ltg_Lamp | LED_lamp |  | ILtg-Com-LED-20000hr | LED R/BR Basecase, Total Watts = 4.17 x Msr Watts | LED R/BR Basecase, Total Watts = 4.17 x Msr Watts | LED Lamp: RefR, 7 Watts, non-dimmable | LEDratio0417 | LEDratio0417 | LED-RefR(7w) | Available |  |  |  | 2018Phase1ScrewInLampDisposition | RobNc |  |  |  |  | 2018-07-01 | 2019-12-31 | NotInEA |  |  |  |  | Standard | Expires 12/31/2019 due to DEER2020 revised impacts and peak demand definition | 1 | 1 | 0 | Deemed Ex Ante Team |  | Expires 12/31/2019 due to DEER2020 revised impacts and peak demand definition |  | Updated to indicate claim/filing status
1527 | C-In-LED-RefR(8w)-dWP25 | Commercial Indoor General Lighting: LED Lamp replaces pre-existing standard lighting Wattage. Measure includes Code case. Impacts: CFL-based HOU (varies by BldgType) | DEER2016 | Disposition | 2020-11-24 16:30 | Com-Iltg-dWatt-CFL_OSbldg | NonDEER | Scaled | BaseRatio |  |  | None |  | 0 |  | 1 | Com | Any | Lighting | InGen-CFL | Ltg_Lamp | LED_lamp |  | ILtg-Com-LED-20000hr | LED R/BR Basecase, Total Watts = 4.17 x Msr Watts | LED R/BR Basecase, Total Watts = 4.17 x Msr Watts | LED Lamp: RefR, 8 Watts, non-dimmable | LEDratio0417 | LEDratio0417 | LED-RefR(8w) | Available |  |  |  | 2018Phase1ScrewInLampDisposition | RobNc |  |  |  |  | 2018-07-01 | 2019-12-31 | NotInEA |  |  |  |  | Standard | Expires 12/31/2019 due to DEER2020 revised impacts and peak demand definition | 1 | 1 | 0 | Deemed Ex Ante Team |  | Expires 12/31/2019 due to DEER2020 revised impacts and peak demand definition |  | Updated to indicate claim/filing status
1528 | C-In-LED-RefR(9w)-dWP29 | Commercial Indoor General Lighting: LED Lamp replaces pre-existing standard lighting Wattage. Measure includes Code case. Impacts: CFL-based HOU (varies by BldgType) | DEER2016 | Disposition | 2020-11-24 16:30 | Com-Iltg-dWatt-CFL_OSbldg | NonDEER | Scaled | BaseRatio |  |  | None |  | 0 |  | 1 | Com | Any | Lighting | InGen-CFL | Ltg_Lamp | LED_lamp |  | ILtg-Com-LED-20000hr | LED R/BR Basecase, Total Watts = 4.17 x Msr Watts | LED R/BR Basecase, Total Watts = 4.17 x Msr Watts | LED Lamp: RefR, 9 Watts, non-dimmable | LEDratio0417 | LEDratio0417 | LED-RefR(9w) | Available |  |  |  | 2018Phase1ScrewInLampDisposition | RobNc |  |  |  |  | 2018-07-01 | 2019-12-31 | NotInEA |  |  |  |  | Standard | Expires 12/31/2019 due to DEER2020 revised impacts and peak demand definition | 1 | 1 | 0 | Deemed Ex Ante Team |  | Expires 12/31/2019 due to DEER2020 revised impacts and peak demand definition |  | Updated to indicate claim/filing status
1529 | C-Out-LED-A19(EISA-Bin-100w-100LPW)-dWP2p4 | LED A Lamp replaces pre-existing standard lighting Wattage based on EISA bin and LPW | DEER1314 | Disposition | 2020-11-24 16:30 | Com-Oltg-dWatt | NonDEER | Scaled | DeltaWatts | 2.4 | 2.4 | None |  | 0 |  | 0 | Com | Any | Lighting | OutGen | Ltg_Lamp | LED_lamp |  | OLtg-Com-LED-20000hr | LED A19 Basecase, 75% LED, 25% CFL | LED A19 Basecase, 75% LED, 25% CFL | LED Lamp: A19, EISA Bin 100, 100 LPW |  |  |  | Available |  | 0 | 0 | 2018Phase1ScrewInLampDisposition | RobNc |  |  |  |  | 2018-07-01 | 2019-12-31 | NotInEA |  |  |  |  | Standard |  | 1 | 1 | 0 | Deemed Ex Ante Team |  |  |  | Updated to indicate claim/filing status
1530 | C-Out-LED-A19(EISA-Bin-100w-110LPW)-dWP2p6 | LED A Lamp replaces pre-existing standard lighting Wattage based on EISA bin and LPW | DEER1314 | Disposition | 2020-11-24 16:30 | Com-Oltg-dWatt | NonDEER | Scaled | DeltaWatts | 2.6 | 2.6 | None |  | 0 |  | 0 | Com | Any | Lighting | OutGen | Ltg_Lamp | LED_lamp |  | OLtg-Com-LED-20000hr | LED A19 Basecase, 75% LED, 25% CFL | LED A19 Basecase, 75% LED, 25% CFL | LED Lamp: A19, EISA Bin 100, 110 LPW |  |  |  | Available |  | 0 | 0 | 2018Phase1ScrewInLampDisposition | RobNc |  |  |  |  | 2018-07-01 | 2019-12-31 | NotInEA |  |  |  |  | Standard |  | 1 | 1 | 0 | Deemed Ex Ante Team |  |  |  | Updated to indicate claim/filing status
1531 | C-Out-LED-A19(EISA-Bin-100w-90LPW)-dWP2p0 | LED A Lamp replaces pre-existing standard lighting Wattage based on EISA bin and LPW | DEER1314 | Disposition | 2020-11-24 16:30 | Com-Oltg-dWatt | NonDEER | Scaled | DeltaWatts | 2 | 2 | None |  | 0 |  | 0 | Com | Any | Lighting | OutGen | Ltg_Lamp | LED_lamp |  | OLtg-Com-LED-20000hr | LED A19 Basecase, 75% LED, 25% CFL | LED A19 Basecase, 75% LED, 25% CFL | LED Lamp: A19, EISA Bin 100, 90 LPW |  |  |  | Available |  | 0 | 0 | 2018Phase1ScrewInLampDisposition | RobNc |  |  |  |  | 2018-07-01 | 2019-12-31 | NotInEA |  |  |  |  | Standard |  | 1 | 1 | 0 | Deemed Ex Ante Team |  |  |  | Updated to indicate claim/filing status
1532 | C-Out-LED-A19(EISA-Bin-40w-100LPW)-dWP1p1 | LED A Lamp replaces pre-existing standard lighting Wattage based on EISA bin and LPW | DEER1314 | Disposition | 2020-11-24 16:30 | Com-Oltg-dWatt | NonDEER | Scaled | DeltaWatts | 1.1 | 1.1 | None |  | 0 |  | 0 | Com | Any | Lighting | OutGen | Ltg_Lamp | LED_lamp |  | OLtg-Com-LED-20000hr | LED A19 Basecase, 75% LED, 25% CFL | LED A19 Basecase, 75% LED, 25% CFL | LED Lamp: A19, EISA Bin 40, 100 LPW |  |  |  | Available |  | 0 | 0 | 2018Phase1ScrewInLampDisposition | RobNc |  |  |  |  | 2018-07-01 | 2019-12-31 | NotInEA |  |  |  |  | Standard |  | 1 | 1 | 0 | Deemed Ex Ante Team |  |  |  | Updated to indicate claim/filing status
1533 | C-Out-LED-A19(EISA-Bin-40w-80LPW)-dWP0p8 | LED A Lamp replaces pre-existing standard lighting Wattage based on EISA bin and LPW | DEER1314 | Disposition | 2020-11-24 16:30 | Com-Oltg-dWatt | NonDEER | Scaled | DeltaWatts | 0.8 | 0.8 | None |  | 0 |  | 0 | Com | Any | Lighting | OutGen | Ltg_Lamp | LED_lamp |  | OLtg-Com-LED-20000hr | LED A19 Basecase, 75% LED, 25% CFL | LED A19 Basecase, 75% LED, 25% CFL | LED Lamp: A19, EISA Bin 40, 80 LPW |  |  |  | Available |  | 0 | 0 | 2018Phase1ScrewInLampDisposition | RobNc |  |  |  |  | 2018-07-01 | 2019-12-31 | NotInEA |  |  |  |  | Standard |  | 1 | 1 | 0 | Deemed Ex Ante Team |  |  |  | Updated to indicate claim/filing status
1534 | C-Out-LED-A19(EISA-Bin-40w-90LPW)-dWP1p0 | LED A Lamp replaces pre-existing standard lighting Wattage based on EISA bin and LPW | DEER1314 | Disposition | 2020-11-24 16:30 | Com-Oltg-dWatt | NonDEER | Scaled | DeltaWatts | 1 | 1 | None |  | 0 |  | 0 | Com | Any | Lighting | OutGen | Ltg_Lamp | LED_lamp |  | OLtg-Com-LED-20000hr | LED A19 Basecase, 75% LED, 25% CFL | LED A19 Basecase, 75% LED, 25% CFL | LED Lamp: A19, EISA Bin 40, 90 LPW |  |  |  | Available |  | 0 | 0 | 2018Phase1ScrewInLampDisposition | RobNc |  |  |  |  | 2018-07-01 | 2019-12-31 | NotInEA |  |  |  |  | Standard |  | 1 | 1 | 0 | Deemed Ex Ante Team |  |  |  | Updated to indicate claim/filing status
1536 | C-Out-LED-A19(EISA-Bin-60w-110LPW)-dWP1p5 | LED A Lamp replaces pre-existing standard lighting Wattage based on EISA bin and LPW | DEER1314 | Disposition | 2020-11-24 16:30 | Com-Oltg-dWatt | NonDEER | Scaled | DeltaWatts | 1.5 | 1.5 | None |  | 0 |  | 0 | Com | Any | Lighting | OutGen | Ltg_Lamp | LED_lamp |  | OLtg-Com-LED-20000hr | LED A19 Basecase, 75% LED, 25% CFL | LED A19 Basecase, 75% LED, 25% CFL | LED Lamp: A19, EISA Bin 60, 110 LPW |  |  |  | Available |  |  |  | 2018Phase1ScrewInLampDisposition | RobNc |  |  |  |  | 2018-07-01 | 2019-12-31 | NotInEA |  |  |  |  | Standard |  | 1 | 1 | 0 | Deemed Ex Ante Team |  |  |  | Updated to indicate claim/filing status
1537 | C-Out-LED-A19(EISA-Bin-60w-90LPW)-dWP1p3 | LED A Lamp replaces pre-existing standard lighting Wattage based on EISA bin and LPW | DEER1314 | Disposition | 2020-11-24 16:30 | Com-Oltg-dWatt | NonDEER | Scaled | DeltaWatts | 1.3 | 1.3 | None |  | 0 |  | 0 | Com | Any | Lighting | OutGen | Ltg_Lamp | LED_lamp |  | OLtg-Com-LED-20000hr | LED A19 Basecase, 75% LED, 25% CFL | LED A19 Basecase, 75% LED, 25% CFL | LED Lamp: A19, EISA Bin 60, 90 LPW |  |  |  | Available |  |  |  | 2018Phase1ScrewInLampDisposition | RobNc |  |  |  |  | 2018-07-01 | 2019-12-31 | NotInEA |  |  |  |  | Standard |  | 1 | 1 | 0 | Deemed Ex Ante Team |  |  |  | Updated to indicate claim/filing status
1538 | C-Out-LED-A19(EISA-Bin-75w-100LPW)-dWP1p7 | LED A Lamp replaces pre-existing standard lighting Wattage based on EISA bin and LPW | DEER1314 | Disposition | 2020-11-24 16:30 | Com-Oltg-dWatt | NonDEER | Scaled | DeltaWatts | 1.7 | 1.7 | None |  | 0 |  | 0 | Com | Any | Lighting | OutGen | Ltg_Lamp | LED_lamp |  | OLtg-Com-LED-20000hr | LED A19 Basecase, 75% LED, 25% CFL | LED A19 Basecase, 75% LED, 25% CFL | LED Lamp: A19, EISA Bin 75, 100 LPW |  |  |  | Available |  |  |  | 2018Phase1ScrewInLampDisposition | RobNc |  |  |  |  | 2018-07-01 | 2019-12-31 | NotInEA |  |  |  |  | Standard |  | 1 | 1 | 0 | Deemed Ex Ante Team |  |  |  | Updated to indicate claim/filing status
1539 | C-Out-LED-A19(EISA-Bin-75w-110LPW)-dWP1p9 | LED A Lamp replaces pre-existing standard lighting Wattage based on EISA bin and LPW | DEER1314 | Disposition | 2020-11-24 16:30 | Com-Oltg-dWatt | NonDEER | Scaled | DeltaWatts | 1.9 | 1.9 | None |  | 0 |  | 0 | Com | Any | Lighting | OutGen | Ltg_Lamp | LED_lamp |  | OLtg-Com-LED-20000hr | LED A19 Basecase, 75% LED, 25% CFL | LED A19 Basecase, 75% LED, 25% CFL | LED Lamp: A19, EISA Bin 75, 110 LPW |  |  |  | Available |  |  |  | 2018Phase1ScrewInLampDisposition | RobNc |  |  |  |  | 2018-07-01 | 2019-12-31 | NotInEA |  |  |  |  | Standard |  | 1 | 1 | 0 | Deemed Ex Ante Team |  |  |  | Updated to indicate claim/filing status
1540 | C-Out-LED-A19(EISA-Bin-75w-120LPW)-dWP2p3 | LED A Lamp replaces pre-existing standard lighting Wattage based on EISA bin and LPW | DEER1314 | Disposition | 2020-11-24 16:30 | Com-Oltg-dWatt | NonDEER | Scaled | DeltaWatts | 2.3 | 2.3 | None |  | 0 |  | 0 | Com | Any | Lighting | OutGen | Ltg_Lamp | LED_lamp |  | OLtg-Com-LED-20000hr | LED A19 Basecase, 75% LED, 25% CFL | LED A19 Basecase, 75% LED, 25% CFL | LED Lamp: A19, EISA Bin 75, 80 LPW |  |  |  | Available |  |  |  | 2018Phase1ScrewInLampDisposition | RobNc |  |  |  |  | 2018-07-01 | 2019-12-31 | NotInEA |  |  |  |  | Standard |  | 1 | 1 | 0 | Deemed Ex Ante Team |  |  |  | Updated to indicate claim/filing status
1541 | C-Out-LED-A19(EISA-Bin-75w-90LPW)-dWP1p5 | LED A Lamp replaces pre-existing standard lighting Wattage based on EISA bin and LPW | DEER1314 | Disposition | 2020-11-24 16:30 | Com-Oltg-dWatt | NonDEER | Scaled | DeltaWatts | 1.5 | 1.5 | None |  | 0 |  | 0 | Com | Any | Lighting | OutGen | Ltg_Lamp | LED_lamp |  | OLtg-Com-LED-20000hr | LED A19 Basecase, 75% LED, 25% CFL | LED A19 Basecase, 75% LED, 25% CFL | LED Lamp: A19, EISA Bin 75, 90 LPW |  |  |  | Available |  |  |  | 2018Phase1ScrewInLampDisposition | RobNc |  |  |  |  | 2018-07-01 | 2019-12-31 | NotInEA |  |  |  |  | Standard |  | 1 | 1 | 0 | Deemed Ex Ante Team |  |  |  | Updated to indicate claim/filing status
1542 | C-Out-LED-PAR30-Ext(15w)-dWP20 | Commercial Outdoor General Lighting: LED Lamp replaces pre-existing standard lighting Wattage. Measure includes Code case. Impacts: HOU = 4100; CDF = 0 | DEER1314 | Disposition | 2020-11-24 16:30 | Com-Oltg-dWatt | NonDEER | Scaled | BaseRatio |  |  | None |  | 0 |  | 1 | Com | Any | Lighting | OutGen | Ltg_Lamp | LED_lamp |  | ILtg-Com-LED-20000hr | LED PAR30 Basecase, Total Watts = 2.34 x Msr Watts | LED PAR30 Basecase, Total Watts = 2.34 x Msr Watts | LED Lamp: Exterior PAR30, 15 Watts, non-dimmable | LEDratio0234 | LEDratio0234 | LED-PAR30-Ext(15w) | Available |  |  |  | 2018Phase1ScrewInLampDisposition | RobNc |  |  |  |  | 2018-07-01 | 2019-12-31 | NotInEA |  |  |  |  | Standard |  | 1 | 1 | 0 | Deemed Ex Ante Team |  |  |  | Updated to indicate claim/filing status
1543 | C-Out-LED-PAR30-Ext(6w)-dWP8 | Commercial Outdoor General Lighting: LED Lamp replaces pre-existing standard lighting Wattage. Measure includes Code case. Impacts: HOU = 4100; CDF = 0 | DEER1314 | Disposition | 2020-11-24 16:30 | Com-Oltg-dWatt | NonDEER | Scaled | BaseRatio |  |  | None |  | 0 |  | 1 | Com | Any | Lighting | OutGen | Ltg_Lamp | LED_lamp |  | ILtg-Com-LED-20000hr | LED PAR30 Basecase, Total Watts = 2.34 x Msr Watts | LED PAR30 Basecase, Total Watts = 2.34 x Msr Watts | LED Lamp: Exterior PAR30, 6 Watts, non-dimmable | LEDratio0234 | LEDratio0234 | LED-PAR30-Ext(6w) | Available |  |  |  | 2018Phase1ScrewInLampDisposition | RobNc |  |  |  |  | 2018-07-01 | 2019-12-31 | NotInEA |  |  |  |  | Standard |  | 1 | 1 | 0 | Deemed Ex Ante Team |  |  |  | Updated to indicate claim/filing status
1544 | C-Out-LED-PAR38-Ext(17w)-dWP27 | Commercial Outdoor General Lighting: LED Lamp replaces pre-existing standard lighting Wattage. Measure includes Code case. Impacts: HOU = 4100; CDF = 0 | DEER1314 | Disposition | 2020-11-24 16:30 | Com-Oltg-dWatt | NonDEER | Scaled | BaseRatio |  |  | None |  | 0 |  | 1 | Com | Any | Lighting | OutGen | Ltg_Lamp | LED_lamp |  | ILtg-Com-LED-20000hr | LED PAR38 Basecase, Total Watts = 2.60 x Msr Watts | LED PAR38 Basecase, Total Watts = 2.60 x Msr Watts | LED Lamp: Exterior PAR38, 17 Watts, non-dimmable | LEDratio0260 | LEDratio0260 | LED-PAR38-Ext(17w) | Available |  |  |  | 2018Phase1ScrewInLampDisposition | RobNc |  |  |  |  | 2018-07-01 | 2019-12-31 | NotInEA |  |  |  |  | Standard |  | 1 | 1 | 0 | Deemed Ex Ante Team |  |  |  | Updated to indicate claim/filing status
1545 | C-Out-LED-PAR38-Ext(7w)-dWP11 | Commercial Outdoor General Lighting: LED Lamp replaces pre-existing standard lighting Wattage. Measure includes Code case. Impacts: HOU = 4100; CDF = 0 | DEER1314 | Disposition | 2020-11-24 16:30 | Com-Oltg-dWatt | NonDEER | Scaled | BaseRatio |  |  | None |  | 0 |  | 1 | Com | Any | Lighting | OutGen | Ltg_Lamp | LED_lamp |  | ILtg-Com-LED-20000hr | LED PAR38 Basecase, Total Watts = 2.60 x Msr Watts | LED PAR38 Basecase, Total Watts = 2.60 x Msr Watts | LED Lamp: Exterior PAR38, 7 Watts, non-dimmable | LEDratio0260 | LEDratio0260 | LED-PAR38-Ext(7w) | Available |  |  |  | 2018Phase1ScrewInLampDisposition | RobNc |  |  |  |  | 2018-07-01 | 2019-12-31 | NotInEA |  |  |  |  | Standard |  | 1 | 1 | 0 | Deemed Ex Ante Team |  |  |  | Updated to indicate claim/filing status
1546 | R-InCmn-LED-A19(EISA-Bin-100w-100LPW)-dWP2p4 | LED A Lamp replaces pre-existing standard lighting Wattage based on EISA bin and LPW | DEER2017 | Disposition | 2020-11-24 16:30 | Res-Iltg-Cmn-dWatt-CFL | NonDEER | Scaled | DeltaWatts | 2.4 | 2.4 | None |  | 0 |  | 0 | Res | Any | Lighting | InCommon | Ltg_Lamp | LED_lamp |  | ILtg-Res-LED-20000hr-Cmn | LED A19 Basecase, 75% LED, 25% CFL | LED A19 Basecase, 75% LED, 25% CFL | LED Lamp: A19, EISA Bin 100, 100 LPW |  |  |  | Available |  | 0 | 0 | DEER2020 Update: 2018Phase1ScrewInLampDisposition | RobNc |  |  |  | None | 2018-07-01 | 2019-12-31 | NotInEA |  |  |  |  | Standard | Measures expires 12/31/2019 with revision note: Measures expire 12/31/2019. Workpaper required for 1/1/2020 to consider: revises HOU to reflect most recent Title 24 and ISP control practices; DEER 2020 peak demand definition update | 1 | 1 | 0 | Deemed Ex Ante Team |  | Measures expires 12/31/2019 with revision note: Measures expire 12/31/2019. Workpaper required for 1/1/2020 to consider: revises HOU to reflect most recent Title 24 and ISP control practices; DEER 2020 peak demand definition update |  | Updated to indicate claim/filing status
1547 | R-InCmn-LED-A19(EISA-Bin-100w-110LPW)-dWP2p6 | LED A Lamp replaces pre-existing standard lighting Wattage based on EISA bin and LPW | DEER2017 | Disposition | 2020-11-24 16:30 | Res-Iltg-Cmn-dWatt-CFL | NonDEER | Scaled | DeltaWatts | 2.6 | 2.6 | None |  | 0 |  | 0 | Res | Any | Lighting | InCommon | Ltg_Lamp | LED_lamp |  | ILtg-Res-LED-20000hr-Cmn | LED A19 Basecase, 75% LED, 25% CFL | LED A19 Basecase, 75% LED, 25% CFL | LED Lamp: A19, EISA Bin 100, 110 LPW |  |  |  | Available |  | 0 | 0 | DEER2020 Update: 2018Phase1ScrewInLampDisposition | RobNc |  |  |  | None | 2018-07-01 | 2019-12-31 | NotInEA |  |  |  |  | Standard | Measures expires 12/31/2019 with revision note: Measures expire 12/31/2019. Workpaper required for 1/1/2020 to consider: revises HOU to reflect most recent Title 24 and ISP control practices; DEER 2020 peak demand definition update | 1 | 1 | 0 | Deemed Ex Ante Team |  | Measures expires 12/31/2019 with revision note: Measures expire 12/31/2019. Workpaper required for 1/1/2020 to consider: revises HOU to reflect most recent Title 24 and ISP control practices; DEER 2020 peak demand definition update |  | Updated to indicate claim/filing status
1548 | R-InCmn-LED-A19(EISA-Bin-100w-90LPW)-dWP2p0 | LED A Lamp replaces pre-existing standard lighting Wattage based on EISA bin and LPW | DEER2017 | Disposition | 2020-11-24 16:30 | Res-Iltg-Cmn-dWatt-CFL | NonDEER | Scaled | DeltaWatts | 2 | 2 | None |  | 0 |  | 0 | Res | Any | Lighting | InCommon | Ltg_Lamp | LED_lamp |  | ILtg-Res-LED-20000hr-Cmn | LED A19 Basecase, 75% LED, 25% CFL | LED A19 Basecase, 75% LED, 25% CFL | LED Lamp: A19, EISA Bin 100, 90 LPW |  |  |  | Available |  | 0 | 0 | DEER2020 Update: 2018Phase1ScrewInLampDisposition | RobNc |  |  |  | None | 2018-07-01 | 2019-12-31 | NotInEA |  |  |  |  | Standard | Measures expires 12/31/2019 with revision note: Measures expire 12/31/2019. Workpaper required for 1/1/2020 to consider: revises HOU to reflect most recent Title 24 and ISP control practices; DEER 2020 peak demand definition update | 1 | 1 | 0 | Deemed Ex Ante Team |  | Measures expires 12/31/2019 with revision note: Measures expire 12/31/2019. Workpaper required for 1/1/2020 to consider: revises HOU to reflect most recent Title 24 and ISP control practices; DEER 2020 peak demand definition update |  | Updated to indicate claim/filing status
1549 | R-InCmn-LED-A19(EISA-Bin-40w-100LPW)-dWP1p1 | LED A Lamp replaces pre-existing standard lighting Wattage based on EISA bin and LPW | DEER2017 | Disposition | 2020-11-24 16:30 | Res-Iltg-Cmn-dWatt-CFL | NonDEER | Scaled | DeltaWatts | 1.1 | 1.1 | None |  | 0 |  | 0 | Res | Any | Lighting | InCommon | Ltg_Lamp | LED_lamp |  | ILtg-Res-LED-20000hr-Cmn | LED A19 Basecase, 75% LED, 25% CFL | LED A19 Basecase, 75% LED, 25% CFL | LED Lamp: A19, EISA Bin 40, 100 LPW |  |  |  | Available |  | 0 | 0 | DEER2020 Update: 2018Phase1ScrewInLampDisposition | RobNc |  |  |  | None | 2018-07-01 | 2019-12-31 | NotInEA |  |  |  |  | Standard | Measures expires 12/31/2019 with revision note: Measures expire 12/31/2019. Workpaper required for 1/1/2020 to consider: revises HOU to reflect most recent Title 24 and ISP control practices; DEER 2020 peak demand definition update | 1 | 1 | 0 | Deemed Ex Ante Team |  | Measures expires 12/31/2019 with revision note: Measures expire 12/31/2019. Workpaper required for 1/1/2020 to consider: revises HOU to reflect most recent Title 24 and ISP control practices; DEER 2020 peak demand definition update |  | Updated to indicate claim/filing status
1550 | R-InCmn-LED-A19(EISA-Bin-40w-80LPW)-dWP0p8 | LED A Lamp replaces pre-existing standard lighting Wattage based on EISA bin and LPW | DEER2017 | Disposition | 2020-11-24 16:30 | Res-Iltg-Cmn-dWatt-CFL | NonDEER | Scaled | DeltaWatts | 0.8 | 0.8 | None |  | 0 |  | 0 | Res | Any | Lighting | InCommon | Ltg_Lamp | LED_lamp |  | ILtg-Res-LED-20000hr-Cmn | LED A19 Basecase, 75% LED, 25% CFL | LED A19 Basecase, 75% LED, 25% CFL | LED Lamp: A19, EISA Bin 40, 80 LPW |  |  |  | Available |  | 0 | 0 | DEER2020 Update: 2018Phase1ScrewInLampDisposition | RobNc |  |  |  | None | 2018-07-01 | 2019-12-31 | NotInEA |  |  |  |  | Standard | Measures expires 12/31/2019 with revision note: Measures expire 12/31/2019. Workpaper required for 1/1/2020 to consider: revises HOU to reflect most recent Title 24 and ISP control practices; DEER 2020 peak demand definition update | 1 | 1 | 0 | Deemed Ex Ante Team |  | Measures expires 12/31/2019 with revision note: Measures expire 12/31/2019. Workpaper required for 1/1/2020 to consider: revises HOU to reflect most recent Title 24 and ISP control practices; DEER 2020 peak demand definition update |  | Updated to indicate claim/filing status
1551 | R-InCmn-LED-A19(EISA-Bin-40w-90LPW)-dWP1p0 | LED A Lamp replaces pre-existing standard lighting Wattage based on EISA bin and LPW | DEER2017 | Disposition | 2020-11-24 16:30 | Res-Iltg-Cmn-dWatt-CFL | NonDEER | Scaled | DeltaWatts | 1 | 1 | None |  | 0 |  | 0 | Res | Any | Lighting | InCommon | Ltg_Lamp | LED_lamp |  | ILtg-Res-LED-20000hr-Cmn | LED A19 Basecase, 75% LED, 25% CFL | LED A19 Basecase, 75% LED, 25% CFL | LED Lamp: A19, EISA Bin 40, 90 LPW |  |  |  | Available |  | 0 | 0 | DEER2020 Update: 2018Phase1ScrewInLampDisposition | RobNc |  |  |  | None | 2018-07-01 | 2019-12-31 | NotInEA |  |  |  |  | Standard | Measures expires 12/31/2019 with revision note: Measures expire 12/31/2019. Workpaper required for 1/1/2020 to consider: revises HOU to reflect most recent Title 24 and ISP control practices; DEER 2020 peak demand definition update | 1 | 1 | 0 | Deemed Ex Ante Team |  | Measures expires 12/31/2019 with revision note: Measures expire 12/31/2019. Workpaper required for 1/1/2020 to consider: revises HOU to reflect most recent Title 24 and ISP control practices; DEER 2020 peak demand definition update |  | Updated to indicate claim/filing status
1553 | R-InCmn-LED-A19(EISA-Bin-60w-110LPW)-dWP1p5 | LED A Lamp replaces pre-existing standard lighting Wattage based on EISA bin and LPW | DEER2017 | Disposition | 2020-11-24 16:30 | Res-Iltg-Cmn-dWatt-CFL | NonDEER | Scaled | DeltaWatts | 1.5 | 1.5 | None |  | 0 |  | 0 | Res | Any | Lighting | InCommon | Ltg_Lamp | LED_lamp |  | ILtg-Res-LED-20000hr-Cmn | LED A19 Basecase, 75% LED, 25% CFL | LED A19 Basecase, 75% LED, 25% CFL | LED Lamp: A19, EISA Bin 60, 110 LPW |  |  |  | Available |  | 0 | 0 | DEER2020 Update: 2018Phase1ScrewInLampDisposition | RobNc |  |  |  | None | 2018-07-01 | 2019-12-31 | NotInEA |  |  |  |  | Standard | Measures expires 12/31/2019 with revision note: Measures expire 12/31/2019. Workpaper required for 1/1/2020 to consider: revises HOU to reflect most recent Title 24 and ISP control practices; DEER 2020 peak demand definition update | 1 | 1 | 0 | Deemed Ex Ante Team |  | Measures expires 12/31/2019 with revision note: Measures expire 12/31/2019. Workpaper required for 1/1/2020 to consider: revises HOU to reflect most recent Title 24 and ISP control practices; DEER 2020 peak demand definition update |  | Updated to indicate claim/filing status
1554 | R-InCmn-LED-A19(EISA-Bin-60w-90LPW)-dWP1p3 | LED A Lamp replaces pre-existing standard lighting Wattage based on EISA bin and LPW | DEER2017 | Disposition | 2020-11-24 16:30 | Res-Iltg-Cmn-dWatt-CFL | NonDEER | Scaled | DeltaWatts | 1.3 | 1.3 | None |  | 0 |  | 0 | Res | Any | Lighting | InCommon | Ltg_Lamp | LED_lamp |  | ILtg-Res-LED-20000hr-Cmn | LED A19 Basecase, 75% LED, 25% CFL | LED A19 Basecase, 75% LED, 25% CFL | LED Lamp: A19, EISA Bin 60, 90 LPW |  |  |  | Available |  | 0 | 0 | DEER2020 Update: 2018Phase1ScrewInLampDisposition | RobNc |  |  |  | None | 2018-07-01 | 2019-12-31 | NotInEA |  |  |  |  | Standard | Measures expires 12/31/2019 with revision note: Measures expire 12/31/2019. Workpaper required for 1/1/2020 to consider: revises HOU to reflect most recent Title 24 and ISP control practices; DEER 2020 peak demand definition update | 1 | 1 | 0 | Deemed Ex Ante Team |  | Measures expires 12/31/2019 with revision note: Measures expire 12/31/2019. Workpaper required for 1/1/2020 to consider: revises HOU to reflect most recent Title 24 and ISP control practices; DEER 2020 peak demand definition update |  | Updated to indicate claim/filing status
1555 | R-InCmn-LED-A19(EISA-Bin-75w-100LPW)-dWP1p7 | LED A Lamp replaces pre-existing standard lighting Wattage based on EISA bin and LPW | DEER2017 | Disposition | 2020-11-24 16:30 | Res-Iltg-Cmn-dWatt-CFL | NonDEER | Scaled | DeltaWatts | 1.7 | 1.7 | None |  | 0 |  | 0 | Res | Any | Lighting | InCommon | Ltg_Lamp | LED_lamp |  | ILtg-Res-LED-20000hr-Cmn | LED A19 Basecase, 75% LED, 25% CFL | LED A19 Basecase, 75% LED, 25% CFL | LED Lamp: A19, EISA Bin 75, 100 LPW |  |  |  | Available |  | 0 | 0 | DEER2020 Update: 2018Phase1ScrewInLampDisposition | RobNc |  |  |  | None | 2018-07-01 | 2019-12-31 | NotInEA |  |  |  |  | Standard | Measures expires 12/31/2019 with revision note: Measures expire 12/31/2019. Workpaper required for 1/1/2020 to consider: revises HOU to reflect most recent Title 24 and ISP control practices; DEER 2020 peak demand definition update | 1 | 1 | 0 | Deemed Ex Ante Team |  | Measures expires 12/31/2019 with revision note: Measures expire 12/31/2019. Workpaper required for 1/1/2020 to consider: revises HOU to reflect most recent Title 24 and ISP control practices; DEER 2020 peak demand definition update |  | Updated to indicate claim/filing status
1556 | R-InCmn-LED-A19(EISA-Bin-75w-110LPW)-dWP1p9 | LED A Lamp replaces pre-existing standard lighting Wattage based on EISA bin and LPW | DEER2017 | Disposition | 2020-11-24 16:30 | Res-Iltg-Cmn-dWatt-CFL | NonDEER | Scaled | DeltaWatts | 1.9 | 1.9 | None |  | 0 |  | 0 | Res | Any | Lighting | InCommon | Ltg_Lamp | LED_lamp |  | ILtg-Res-LED-20000hr-Cmn | LED A19 Basecase, 75% LED, 25% CFL | LED A19 Basecase, 75% LED, 25% CFL | LED Lamp: A19, EISA Bin 75, 110 LPW |  |  |  | Available |  | 0 | 0 | DEER2020 Update: 2018Phase1ScrewInLampDisposition | RobNc |  |  |  | None | 2018-07-01 | 2019-12-31 | NotInEA |  |  |  |  | Standard | Measures expires 12/31/2019 with revision note: Measures expire 12/31/2019. Workpaper required for 1/1/2020 to consider: revises HOU to reflect most recent Title 24 and ISP control practices; DEER 2020 peak demand definition update | 1 | 1 | 0 | Deemed Ex Ante Team |  | Measures expires 12/31/2019 with revision note: Measures expire 12/31/2019. Workpaper required for 1/1/2020 to consider: revises HOU to reflect most recent Title 24 and ISP control practices; DEER 2020 peak demand definition update |  | Updated to indicate claim/filing status
1557 | R-InCmn-LED-A19(EISA-Bin-75w-120LPW)-dWP2p3 | LED A Lamp replaces pre-existing standard lighting Wattage based on EISA bin and LPW | DEER2017 | Disposition | 2020-11-24 16:30 | Res-Iltg-Cmn-dWatt-CFL | NonDEER | Scaled | DeltaWatts | 2.3 | 2.3 | None |  | 0 |  | 0 | Res | Any | Lighting | InCommon | Ltg_Lamp | LED_lamp |  | ILtg-Res-LED-20000hr-Cmn | LED A19 Basecase, 75% LED, 25% CFL | LED A19 Basecase, 75% LED, 25% CFL | LED Lamp: A19, EISA Bin 75, 80 LPW |  |  |  | Available |  | 0 | 0 | DEER2020 Update: 2018Phase1ScrewInLampDisposition | RobNc |  |  |  | None | 2018-07-01 | 2019-12-31 | NotInEA |  |  |  |  | Standard | Measures expires 12/31/2019 with revision note: Measures expire 12/31/2019. Workpaper required for 1/1/2020 to consider: revises HOU to reflect most recent Title 24 and ISP control practices; DEER 2020 peak demand definition update | 1 | 1 | 0 | Deemed Ex Ante Team |  | Measures expires 12/31/2019 with revision note: Measures expire 12/31/2019. Workpaper required for 1/1/2020 to consider: revises HOU to reflect most recent Title 24 and ISP control practices; DEER 2020 peak demand definition update |  | Updated to indicate claim/filing status
1558 | R-InCmn-LED-A19(EISA-Bin-75w-90LPW)-dWP1p5 | LED A Lamp replaces pre-existing standard lighting Wattage based on EISA bin and LPW | DEER2017 | Disposition | 2020-11-24 16:30 | Res-Iltg-Cmn-dWatt-CFL | NonDEER | Scaled | DeltaWatts | 1.5 | 1.5 | None |  | 0 |  | 0 | Res | Any | Lighting | InCommon | Ltg_Lamp | LED_lamp |  | ILtg-Res-LED-20000hr-Cmn | LED A19 Basecase, 75% LED, 25% CFL | LED A19 Basecase, 75% LED, 25% CFL | LED Lamp: A19, EISA Bin 75, 90 LPW |  |  |  | Available |  | 0 | 0 | DEER2020 Update: 2018Phase1ScrewInLampDisposition | RobNc |  |  |  | None | 2018-07-01 | 2019-12-31 | NotInEA |  |  |  |  | Standard | Measures expires 12/31/2019 with revision note: Measures expire 12/31/2019. Workpaper required for 1/1/2020 to consider: revises HOU to reflect most recent Title 24 and ISP control practices; DEER 2020 peak demand definition update | 1 | 1 | 0 | Deemed Ex Ante Team |  | Measures expires 12/31/2019 with revision note: Measures expire 12/31/2019. Workpaper required for 1/1/2020 to consider: revises HOU to reflect most recent Title 24 and ISP control practices; DEER 2020 peak demand definition update |  | Updated to indicate claim/filing status
1559 | R-InCmn-LED-Candle(1.8w)-dWP6 | Residential Indoor Common-Area Lighting: LED Lamp replaces pre-existing standard lighting Wattage. Measure includes Code case. Impacts: HOU = 6142; CDF = 0.70 | DEER2017 | Disposition | 2020-11-24 16:30 | Res-Iltg-Cmn-dWatt-CFL | NonDEER | Scaled | BaseRatio | 0 | 0 | None |  | 0 |  | 1 | Res | Any | Lighting | InCommon | Ltg_Lamp | LED_lamp |  | ILtg-Res-LED-15000hr-Cmn | LED Candelabra Basecase, Total Watts = 4.61 x Msr Watts | LED Candelabra Basecase, Total Watts = 4.61 x Msr Watts | LED Lamp: Candle, 1.8 Watts, non-dimmable | LEDratio0461 | LEDratio0461 | LED-Candle(1.8w) | Available |  | 0 | 0 | DEER2020 Update: 2018Phase1ScrewInLampDisposition | RobNc |  |  |  | None | 2018-07-01 | 2019-12-31 | NotInEA |  |  |  |  | Standard | Measures expires 12/31/2019 with revision note: Measures expire 12/31/2019. Workpaper required for 1/1/2020 to consider: revises HOU to reflect most recent Title 24 and ISP control practices; DEER 2020 peak demand definition update | 1 | 1 | 0 | Deemed Ex Ante Team |  | Measures expires 12/31/2019 with revision note: Measures expire 12/31/2019. Workpaper required for 1/1/2020 to consider: revises HOU to reflect most recent Title 24 and ISP control practices; DEER 2020 peak demand definition update |  | Updated to indicate claim/filing status
1560 | R-InCmn-LED-Candle(1w)-dWP4 | Residential Indoor Common-Area Lighting: LED Lamp replaces pre-existing standard lighting Wattage. Measure includes Code case. Impacts: HOU = 6142; CDF = 0.70 | DEER2017 | Disposition | 2020-11-24 16:30 | Res-Iltg-Cmn-dWatt-CFL | NonDEER | Scaled | BaseRatio | 0 | 0 | None |  | 0 |  | 1 | Res | Any | Lighting | InCommon | Ltg_Lamp | LED_lamp |  | ILtg-Res-LED-15000hr-Cmn | LED Candelabra Basecase, Total Watts = 4.61 x Msr Watts | LED Candelabra Basecase, Total Watts = 4.61 x Msr Watts | LED Lamp: Candle, 1 Watts, non-dimmable | LEDratio0461 | LEDratio0461 | LED-Candle(1w) | Available |  | 0 | 0 | DEER2020 Update: 2018Phase1ScrewInLampDisposition | RobNc |  |  |  | None | 2018-07-01 | 2019-12-31 | NotInEA |  |  |  |  | Standard | Measures expires 12/31/2019 with revision note: Measures expire 12/31/2019. Workpaper required for 1/1/2020 to consider: revises HOU to reflect most recent Title 24 and ISP control practices; DEER 2020 peak demand definition update | 1 | 1 | 0 | Deemed Ex Ante Team |  | Measures expires 12/31/2019 with revision note: Measures expire 12/31/2019. Workpaper required for 1/1/2020 to consider: revises HOU to reflect most recent Title 24 and ISP control practices; DEER 2020 peak demand definition update |  | Updated to indicate claim/filing status
1561 | R-InCmn-LED-Candle(2w)-dWP7 | Residential Indoor Common-Area Lighting: LED Lamp replaces pre-existing standard lighting Wattage. Measure includes Code case. Impacts: HOU = 6142; CDF = 0.70 | DEER2017 | Disposition | 2020-11-24 16:30 | Res-Iltg-Cmn-dWatt-CFL | NonDEER | Scaled | BaseRatio | 0 | 0 | None |  | 0 |  | 1 | Res | Any | Lighting | InCommon | Ltg_Lamp | LED_lamp |  | ILtg-Res-LED-15000hr-Cmn | LED Candelabra Basecase, Total Watts = 4.61 x Msr Watts | LED Candelabra Basecase, Total Watts = 4.61 x Msr Watts | LED Lamp: Candle, 2 Watts, non-dimmable | LEDratio0461 | LEDratio0461 | LED-Candle(2w) | Available |  | 0 | 0 | DEER2020 Update: 2018Phase1ScrewInLampDisposition | RobNc |  |  |  | None | 2018-07-01 | 2019-12-31 | NotInEA |  |  |  |  | Standard | Measures expires 12/31/2019 with revision note: Measures expire 12/31/2019. Workpaper required for 1/1/2020 to consider: revises HOU to reflect most recent Title 24 and ISP control practices; DEER 2020 peak demand definition update | 1 | 1 | 0 | Deemed Ex Ante Team |  | Measures expires 12/31/2019 with revision note: Measures expire 12/31/2019. Workpaper required for 1/1/2020 to consider: revises HOU to reflect most recent Title 24 and ISP control practices; DEER 2020 peak demand definition update |  | Updated to indicate claim/filing status
1562 | R-InCmn-LED-Candle(3w)-dWP11 | Residential Indoor Common-Area Lighting: LED Lamp replaces pre-existing standard lighting Wattage. Measure includes Code case. Impacts: HOU = 6142; CDF = 0.70 | DEER2017 | Disposition | 2020-11-24 16:30 | Res-Iltg-Cmn-dWatt-CFL | NonDEER | Scaled | BaseRatio | 0 | 0 | None |  | 0 |  | 1 | Res | Any | Lighting | InCommon | Ltg_Lamp | LED_lamp |  | ILtg-Res-LED-15000hr-Cmn | LED Candelabra Basecase, Total Watts = 4.61 x Msr Watts | LED Candelabra Basecase, Total Watts = 4.61 x Msr Watts | LED Lamp: Candle, 3 Watts, non-dimmable | LEDratio0461 | LEDratio0461 | LED-Candle(3w) | Available |  | 0 | 0 | DEER2020 Update: 2018Phase1ScrewInLampDisposition | RobNc |  |  |  | None | 2018-07-01 | 2019-12-31 | NotInEA |  |  |  |  | Standard | Measures expires 12/31/2019 with revision note: Measures expire 12/31/2019. Workpaper required for 1/1/2020 to consider: revises HOU to reflect most recent Title 24 and ISP control practices; DEER 2020 peak demand definition update | 1 | 1 | 0 | Deemed Ex Ante Team |  | Measures expires 12/31/2019 with revision note: Measures expire 12/31/2019. Workpaper required for 1/1/2020 to consider: revises HOU to reflect most recent Title 24 and ISP control practices; DEER 2020 peak demand definition update |  | Updated to indicate claim/filing status
1563 | R-InCmn-LED-Candle(4w)-dWP14 | Residential Indoor Common-Area Lighting: LED Lamp replaces pre-existing standard lighting Wattage. Measure includes Code case. Impacts: HOU = 6142; CDF = 0.70 | DEER2017 | Disposition | 2020-11-24 16:30 | Res-Iltg-Cmn-dWatt-CFL | NonDEER | Scaled | BaseRatio | 0 | 0 | None |  | 0 |  | 1 | Res | Any | Lighting | InCommon | Ltg_Lamp | LED_lamp |  | ILtg-Res-LED-15000hr-Cmn | LED Candelabra Basecase, Total Watts = 4.61 x Msr Watts | LED Candelabra Basecase, Total Watts = 4.61 x Msr Watts | LED Lamp: Candle, 4 Watts, non-dimmable | LEDratio0461 | LEDratio0461 | LED-Candle(4w) | Available |  | 0 | 0 | DEER2020 Update: 2018Phase1ScrewInLampDisposition | RobNc |  |  |  | None | 2018-07-01 | 2019-12-31 | NotInEA |  |  |  |  | Standard | Measures expires 12/31/2019 with revision note: Measures expire 12/31/2019. Workpaper required for 1/1/2020 to consider: revises HOU to reflect most recent Title 24 and ISP control practices; DEER 2020 peak demand definition update | 1 | 1 | 0 | Deemed Ex Ante Team |  | Measures expires 12/31/2019 with revision note: Measures expire 12/31/2019. Workpaper required for 1/1/2020 to consider: revises HOU to reflect most recent Title 24 and ISP control practices; DEER 2020 peak demand definition update |  | Updated to indicate claim/filing status
1564 | R-InCmn-LED-Candle(5w)-dWP18 | Residential Indoor Common-Area Lighting: LED Lamp replaces pre-existing standard lighting Wattage. Measure includes Code case. Impacts: HOU = 6142; CDF = 0.70 | DEER2017 | Disposition | 2020-11-24 16:30 | Res-Iltg-Cmn-dWatt-CFL | NonDEER | Scaled | BaseRatio | 0 | 0 | None |  | 0 |  | 1 | Res | Any | Lighting | InCommon | Ltg_Lamp | LED_lamp |  | ILtg-Res-LED-15000hr-Cmn | LED Candelabra Basecase, Total Watts = 4.61 x Msr Watts | LED Candelabra Basecase, Total Watts = 4.61 x Msr Watts | LED Lamp: Candle, 5 Watts, non-dimmable | LEDratio0461 | LEDratio0461 | LED-Candle(5w) | Available |  | 0 | 0 | DEER2020 Update: 2018Phase1ScrewInLampDisposition | RobNc |  |  |  | None | 2018-07-01 | 2019-12-31 | NotInEA |  |  |  |  | Standard | Measures expires 12/31/2019 with revision note: Measures expire 12/31/2019. Workpaper required for 1/1/2020 to consider: revises HOU to reflect most recent Title 24 and ISP control practices; DEER 2020 peak demand definition update | 1 | 1 | 0 | Deemed Ex Ante Team |  | Measures expires 12/31/2019 with revision note: Measures expire 12/31/2019. Workpaper required for 1/1/2020 to consider: revises HOU to reflect most recent Title 24 and ISP control practices; DEER 2020 peak demand definition update |  | Updated to indicate claim/filing status
1565 | R-InCmn-LED-CanRet(10w)-dWP13 | Residential Indoor Common Area General Lighting: LED Lamp replaces pre-existing standard lighting Wattage. Measure includes Code case. Impacts: CFL-based HOU (varies by BldgType) | DEER2017 | Disposition | 2020-11-24 16:30 | Res-Iltg-Cmn-dWatt-CFL | NonDEER | Scaled | BaseRatio | 0 | 0 | None |  | 0 |  | 1 | Res | Any | Lighting | InCommon | Ltg_Lamp | LED_lamp |  | ILtg-Res-LED-20000hr-Cmn | LED PAR30 Basecase, Total Watts = 2.34 x Msr Watts | LED PAR30 Basecase, Total Watts = 2.34 x Msr Watts | LED Lamp: CanRet, 10 Watts, non-dimmable | LEDratio0234 | LEDratio0234 | LED-CanRet(10w) | Available |  | 0 | 0 | DEER2020 Update: 2018Phase1ScrewInLampDisposition | RobNc |  |  |  | None | 2018-07-01 | 2019-12-31 | NotInEA |  |  |  |  | Standard | Measures expires 12/31/2019 with revision note: Measures expire 12/31/2019. Workpaper required for 1/1/2020 to consider: revises HOU to reflect most recent Title 24 and ISP control practices; DEER 2020 peak demand definition update | 1 | 1 | 0 | Deemed Ex Ante Team |  | Measures expires 12/31/2019 with revision note: Measures expire 12/31/2019. Workpaper required for 1/1/2020 to consider: revises HOU to reflect most recent Title 24 and ISP control practices; DEER 2020 peak demand definition update |  | Updated to indicate claim/filing status
1566 | R-InCmn-LED-CanRet(8w)-dWP11 | Residential Indoor Common Area Lighting: LED Lamp replaces pre-existing standard lighting Wattage. Measure includes Code case. | DEER2017 | Disposition | 2020-11-24 16:30 | Res-Iltg-Cmn-dWatt-CFL | NonDEER | Scaled | BaseRatio | 0 | 0 | None |  | 0 |  | 1 | Res | Any | Lighting | InCommon | Ltg_Lamp | LED_lamp |  | ILtg-Res-LED-20000hr-Cmn | LED PAR30 Basecase, Total Watts = 2.34 x Msr Watts | LED PAR30 Basecase, Total Watts = 2.34 x Msr Watts | LED Lamp: CanRet, 8 Watts, non-dimmable | LEDratio0234 | LEDratio0234 | LED-CanRet(8w) | Available |  | 0 | 0 | DEER2020 Update: 2018Phase1ScrewInLampDisposition | RobNc |  |  |  | None | 2018-07-01 | 2019-12-31 | NotInEA |  |  |  |  | Standard | Measures expires 12/31/2019 with revision note: Measures expire 12/31/2019. Workpaper required for 1/1/2020 to consider: revises HOU to reflect most recent Title 24 and ISP control practices; DEER 2020 peak demand definition update | 1 | 1 | 0 | Deemed Ex Ante Team |  | Measures expires 12/31/2019 with revision note: Measures expire 12/31/2019. Workpaper required for 1/1/2020 to consider: revises HOU to reflect most recent Title 24 and ISP control practices; DEER 2020 peak demand definition update |  | Updated to indicate claim/filing status
1567 | R-InCmn-LED-Glb(10w)-dWP21 | Residential Indoor Common Area Lighting: LED Lamp replaces pre-existing standard lighting Wattage. Measure includes Code case. | DEER2017 | Disposition | 2020-11-24 16:30 | Res-Iltg-Cmn-dWatt-CFL | NonDEER | Scaled | BaseRatio | 0 | 0 | None |  | 0 |  | 1 | Res | Any | Lighting | InCommon | Ltg_Lamp | LED_lamp |  | ILtg-Res-LED-20000hr-Cmn | LED Globe greater than or equal to 3 Watts Basecase, Total Watts = 3.10 x Msr Watts | LED Globe greater than or equal to 3 Watts Basecase, Total Watts = 3.10 x Msr Watts | LED Lamp: Glb, 10 Watts, non-dimmable | LEDratio0310 | LEDratio0310 | LED-Glb(10w) | Available |  | 0 | 0 | DEER2020 Update: 2018Phase1ScrewInLampDisposition | RobNc |  |  |  | None | 2018-07-01 | 2019-12-31 | NotInEA |  |  |  |  | Standard | Measures expires 12/31/2019 with revision note: Measures expire 12/31/2019. Workpaper required for 1/1/2020 to consider: revises HOU to reflect most recent Title 24 and ISP control practices; DEER 2020 peak demand definition update | 1 | 1 | 0 | Deemed Ex Ante Team |  | Measures expires 12/31/2019 with revision note: Measures expire 12/31/2019. Workpaper required for 1/1/2020 to consider: revises HOU to reflect most recent Title 24 and ISP control practices; DEER 2020 peak demand definition update |  | Updated to indicate claim/filing status
1568 | R-InCmn-LED-Glb(1w)-dWP4 | Residential Indoor Common Area Lighting: LED Lamp replaces pre-existing standard lighting Wattage. Measure includes Code case. | DEER2017 | Disposition | 2020-11-24 16:30 | Res-Iltg-Cmn-dWatt-CFL | NonDEER | Scaled | BaseRatio | 0 | 0 | None |  | 0 |  | 1 | Res | Any | Lighting | InCommon | Ltg_Lamp | LED_lamp |  | ILtg-Res-LED-20000hr-Cmn | LED Globe less than 3 Watts Basecase, Total Watts = 4.68 x Msr Watts | LED Globe less than 3 Watts Basecase, Total Watts = 4.68 x Msr Watts | LED Lamp: Glb, 1 Watts, non-dimmable | LEDratio0468 | LEDratio0468 | LED-Glb(1w) | Available |  | 0 | 0 | DEER2020 Update: 2018Phase1ScrewInLampDisposition | RobNc |  |  |  | None | 2018-07-01 | 2019-12-31 | NotInEA |  |  |  |  | Standard | Measures expires 12/31/2019 with revision note: Measures expire 12/31/2019. Workpaper required for 1/1/2020 to consider: revises HOU to reflect most recent Title 24 and ISP control practices; DEER 2020 peak demand definition update | 1 | 1 | 0 | Deemed Ex Ante Team |  | Measures expires 12/31/2019 with revision note: Measures expire 12/31/2019. Workpaper required for 1/1/2020 to consider: revises HOU to reflect most recent Title 24 and ISP control practices; DEER 2020 peak demand definition update |  | Updated to indicate claim/filing status
1569 | R-InCmn-LED-Glb(2w)-dWP7 | Residential Indoor Common Area Lighting: LED Lamp replaces pre-existing standard lighting Wattage. Measure includes Code case. | DEER2017 | Disposition | 2020-11-24 16:30 | Res-Iltg-Cmn-dWatt-CFL | NonDEER | Scaled | BaseRatio | 0 | 0 | None |  | 0 |  | 1 | Res | Any | Lighting | InCommon | Ltg_Lamp | LED_lamp |  | ILtg-Res-LED-20000hr-Cmn | LED Globe less than 3 Watts Basecase, Total Watts = 4.68 x Msr Watts | LED Globe less than 3 Watts Basecase, Total Watts = 4.68 x Msr Watts | LED Lamp: Glb, 2 Watts, non-dimmable | LEDratio0468 | LEDratio0468 | LED-Glb(2w) | Available |  | 0 | 0 | DEER2020 Update: 2018Phase1ScrewInLampDisposition | RobNc |  |  |  | None | 2018-07-01 | 2019-12-31 | NotInEA |  |  |  |  | Standard | Measures expires 12/31/2019 with revision note: Measures expire 12/31/2019. Workpaper required for 1/1/2020 to consider: revises HOU to reflect most recent Title 24 and ISP control practices; DEER 2020 peak demand definition update | 1 | 1 | 0 | Deemed Ex Ante Team |  | Measures expires 12/31/2019 with revision note: Measures expire 12/31/2019. Workpaper required for 1/1/2020 to consider: revises HOU to reflect most recent Title 24 and ISP control practices; DEER 2020 peak demand definition update |  | Updated to indicate claim/filing status
1570 | R-InCmn-LED-Glb(3w)-dWP6 | Residential Indoor Common Area Lighting: LED Lamp replaces pre-existing standard lighting Wattage. Measure includes Code case. | DEER2017 | Disposition | 2020-11-24 16:30 | Res-Iltg-Cmn-dWatt-CFL | NonDEER | Scaled | BaseRatio | 0 | 0 | None |  | 0 |  | 1 | Res | Any | Lighting | InCommon | Ltg_Lamp | LED_lamp |  | ILtg-Res-LED-20000hr-Cmn | LED Globe greater than or equal to 3 Watts Basecase, Total Watts = 3.10 x Msr Watts | LED Globe greater than or equal to 3 Watts Basecase, Total Watts = 3.10 x Msr Watts | LED Lamp: Glb, 3 Watts, non-dimmable | LEDratio0310 | LEDratio0310 | LED-Glb(3w) | Available |  | 0 | 0 | DEER2020 Update: 2018Phase1ScrewInLampDisposition | RobNc |  |  |  | None | 2018-07-01 | 2019-12-31 | NotInEA |  |  |  |  | Standard | Measures expires 12/31/2019 with revision note: Measures expire 12/31/2019. Workpaper required for 1/1/2020 to consider: revises HOU to reflect most recent Title 24 and ISP control practices; DEER 2020 peak demand definition update | 1 | 1 | 0 | Deemed Ex Ante Team |  | Measures expires 12/31/2019 with revision note: Measures expire 12/31/2019. Workpaper required for 1/1/2020 to consider: revises HOU to reflect most recent Title 24 and ISP control practices; DEER 2020 peak demand definition update |  | Updated to indicate claim/filing status
1571 | R-InCmn-LED-Glb(4w)-dWP8 | Residential Indoor Common Area Lighting: LED Lamp replaces pre-existing standard lighting Wattage. Measure includes Code case. | DEER2017 | Disposition | 2020-11-24 16:30 | Res-Iltg-Cmn-dWatt-CFL | NonDEER | Scaled | BaseRatio | 0 | 0 | None |  | 0 |  | 1 | Res | Any | Lighting | InCommon | Ltg_Lamp | LED_lamp |  | ILtg-Res-LED-20000hr-Cmn | LED Globe greater than or equal to 3 Watts Basecase, Total Watts = 3.10 x Msr Watts | LED Globe greater than or equal to 3 Watts Basecase, Total Watts = 3.10 x Msr Watts | LED Lamp: Glb, 4 Watts, non-dimmable | LEDratio0310 | LEDratio0310 | LED-Glb(4w) | Available |  | 0 | 0 | DEER2020 Update: 2018Phase1ScrewInLampDisposition | RobNc |  |  |  | None | 2018-07-01 | 2019-12-31 | NotInEA |  |  |  |  | Standard | Measures expires 12/31/2019 with revision note: Measures expire 12/31/2019. Workpaper required for 1/1/2020 to consider: revises HOU to reflect most recent Title 24 and ISP control practices; DEER 2020 peak demand definition update | 1 | 1 | 0 | Deemed Ex Ante Team |  | Measures expires 12/31/2019 with revision note: Measures expire 12/31/2019. Workpaper required for 1/1/2020 to consider: revises HOU to reflect most recent Title 24 and ISP control practices; DEER 2020 peak demand definition update |  | Updated to indicate claim/filing status
1572 | R-InCmn-LED-Glb(5w)-dWP11 | Residential Indoor Common Area Lighting: LED Lamp replaces pre-existing standard lighting Wattage. Measure includes Code case. | DEER2017 | Disposition | 2020-11-24 16:30 | Res-Iltg-Cmn-dWatt-CFL | NonDEER | Scaled | BaseRatio | 0 | 0 | None |  | 0 |  | 1 | Res | Any | Lighting | InCommon | Ltg_Lamp | LED_lamp |  | ILtg-Res-LED-20000hr-Cmn | LED Globe greater than or equal to 3 Watts Basecase, Total Watts = 3.10 x Msr Watts | LED Globe greater than or equal to 3 Watts Basecase, Total Watts = 3.10 x Msr Watts | LED Lamp: Glb, 5 Watts, non-dimmable | LEDratio0310 | LEDratio0310 | LED-Glb(5w) | Available |  | 0 | 0 | DEER2020 Update: 2018Phase1ScrewInLampDisposition | RobNc |  |  |  | None | 2018-07-01 | 2019-12-31 | NotInEA |  |  |  |  | Standard | Measures expires 12/31/2019 with revision note: Measures expire 12/31/2019. Workpaper required for 1/1/2020 to consider: revises HOU to reflect most recent Title 24 and ISP control practices; DEER 2020 peak demand definition update | 1 | 1 | 0 | Deemed Ex Ante Team |  | Measures expires 12/31/2019 with revision note: Measures expire 12/31/2019. Workpaper required for 1/1/2020 to consider: revises HOU to reflect most recent Title 24 and ISP control practices; DEER 2020 peak demand definition update |  | Updated to indicate claim/filing status
1573 | R-InCmn-LED-Glb(6w)-dWP13 | Residential Indoor Common Area Lighting: LED Lamp replaces pre-existing standard lighting Wattage. Measure includes Code case. | DEER2017 | Disposition | 2020-11-24 16:30 | Res-Iltg-Cmn-dWatt-CFL | NonDEER | Scaled | BaseRatio | 0 | 0 | None |  | 0 |  | 1 | Res | Any | Lighting | InCommon | Ltg_Lamp | LED_lamp |  | ILtg-Res-LED-20000hr-Cmn | LED Globe greater than or equal to 3 Watts Basecase, Total Watts = 3.10 x Msr Watts | LED Globe greater than or equal to 3 Watts Basecase, Total Watts = 3.10 x Msr Watts | LED Lamp: Glb, 6 Watts, non-dimmable | LEDratio0310 | LEDratio0310 | LED-Glb(6w) | Available |  | 0 | 0 | DEER2020 Update: 2018Phase1ScrewInLampDisposition | RobNc |  |  |  | None | 2018-07-01 | 2019-12-31 | NotInEA |  |  |  |  | Standard | Measures expires 12/31/2019 with revision note: Measures expire 12/31/2019. Workpaper required for 1/1/2020 to consider: revises HOU to reflect most recent Title 24 and ISP control practices; DEER 2020 peak demand definition update | 1 | 1 | 0 | Deemed Ex Ante Team |  | Measures expires 12/31/2019 with revision note: Measures expire 12/31/2019. Workpaper required for 1/1/2020 to consider: revises HOU to reflect most recent Title 24 and ISP control practices; DEER 2020 peak demand definition update |  | Updated to indicate claim/filing status
1574 | R-InCmn-LED-Glb(7w)-dWP15 | Residential Indoor Common Area Lighting: LED Lamp replaces pre-existing standard lighting Wattage. Measure includes Code case. | DEER2017 | Disposition | 2020-11-24 16:30 | Res-Iltg-Cmn-dWatt-CFL | NonDEER | Scaled | BaseRatio | 0 | 0 | None |  | 0 |  | 1 | Res | Any | Lighting | InCommon | Ltg_Lamp | LED_lamp |  | ILtg-Res-LED-20000hr-Cmn | LED Globe greater than or equal to 3 Watts Basecase, Total Watts = 3.10 x Msr Watts | LED Globe greater than or equal to 3 Watts Basecase, Total Watts = 3.10 x Msr Watts | LED Lamp: Glb, 7 Watts, non-dimmable | LEDratio0310 | LEDratio0310 | LED-Glb(7w) | Available |  | 0 | 0 | DEER2020 Update: 2018Phase1ScrewInLampDisposition | RobNc |  |  |  | None | 2018-07-01 | 2019-12-31 | NotInEA |  |  |  |  | Standard | Measures expires 12/31/2019 with revision note: Measures expire 12/31/2019. Workpaper required for 1/1/2020 to consider: revises HOU to reflect most recent Title 24 and ISP control practices; DEER 2020 peak demand definition update | 1 | 1 | 0 | Deemed Ex Ante Team |  | Measures expires 12/31/2019 with revision note: Measures expire 12/31/2019. Workpaper required for 1/1/2020 to consider: revises HOU to reflect most recent Title 24 and ISP control practices; DEER 2020 peak demand definition update |  | Updated to indicate claim/filing status
1575 | R-InCmn-LED-Glb(8w)-dWP17 | Residential Indoor Common Area Lighting: LED Lamp replaces pre-existing standard lighting Wattage. Measure includes Code case. | DEER2017 | Disposition | 2020-11-24 16:30 | Res-Iltg-Cmn-dWatt-CFL | NonDEER | Scaled | BaseRatio | 0 | 0 | None |  | 0 |  | 1 | Res | Any | Lighting | InCommon | Ltg_Lamp | LED_lamp |  | ILtg-Res-LED-20000hr-Cmn | LED Globe greater than or equal to 3 Watts Basecase, Total Watts = 3.10 x Msr Watts | LED Globe greater than or equal to 3 Watts Basecase, Total Watts = 3.10 x Msr Watts | LED Lamp: Glb, 8 Watts, non-dimmable | LEDratio0310 | LEDratio0310 | LED-Glb(8w) | Available |  | 0 | 0 | DEER2020 Update: 2018Phase1ScrewInLampDisposition | RobNc |  |  |  | None | 2018-07-01 | 2019-12-31 | NotInEA |  |  |  |  | Standard | Measures expires 12/31/2019 with revision note: Measures expire 12/31/2019. Workpaper required for 1/1/2020 to consider: revises HOU to reflect most recent Title 24 and ISP control practices; DEER 2020 peak demand definition update | 1 | 1 | 0 | Deemed Ex Ante Team |  | Measures expires 12/31/2019 with revision note: Measures expire 12/31/2019. Workpaper required for 1/1/2020 to consider: revises HOU to reflect most recent Title 24 and ISP control practices; DEER 2020 peak demand definition update |  | Updated to indicate claim/filing status
1576 | R-InCmn-LED-Glb(9w)-dWP19 | Residential Indoor Common Area Lighting: LED Lamp replaces pre-existing standard lighting Wattage. Measure includes Code case. | DEER2017 | Disposition | 2020-11-24 16:30 | Res-Iltg-Cmn-dWatt-CFL | NonDEER | Scaled | BaseRatio | 0 | 0 | None |  | 0 |  | 1 | Res | Any | Lighting | InCommon | Ltg_Lamp | LED_lamp |  | ILtg-Res-LED-20000hr-Cmn | LED Globe greater than or equal to 3 Watts Basecase, Total Watts = 3.10 x Msr Watts | LED Globe greater than or equal to 3 Watts Basecase, Total Watts = 3.10 x Msr Watts | LED Lamp: Glb, 9 Watts, non-dimmable | LEDratio0310 | LEDratio0310 | LED-Glb(9w) | Available |  | 0 | 0 | DEER2020 Update: 2018Phase1ScrewInLampDisposition | RobNc |  |  |  | None | 2018-07-01 | 2019-12-31 | NotInEA |  |  |  |  | Standard | Measures expires 12/31/2019 with revision note: Measures expire 12/31/2019. Workpaper required for 1/1/2020 to consider: revises HOU to reflect most recent Title 24 and ISP control practices; DEER 2020 peak demand definition update | 1 | 1 | 0 | Deemed Ex Ante Team |  | Measures expires 12/31/2019 with revision note: Measures expire 12/31/2019. Workpaper required for 1/1/2020 to consider: revises HOU to reflect most recent Title 24 and ISP control practices; DEER 2020 peak demand definition update |  | Updated to indicate claim/filing status
1577 | R-InCmn-LED-PAR20(10w)-dWP22 | Residential Indoor Common-Area Lighting: LED Lamp replaces pre-existing standard lighting Wattage. Measure includes Code case. Impacts: HOU = 6142; CDF = 0.70 | DEER2017 | Disposition | 2020-11-24 16:30 | Res-Iltg-Cmn-dWatt-CFL | NonDEER | Scaled | BaseRatio | 0 | 0 | None |  | 0 |  | 1 | Res | Any | Lighting | InCommon | Ltg_Lamp | LED_lamp |  | ILtg-Res-LED-20000hr-Cmn | LED PAR20 Basecase, Total Watts = 3.21 x Msr Watts | LED PAR20 Basecase, Total Watts = 3.21 x Msr Watts | LED Lamp: PAR20, 10 Watts, non-dimmable | LEDratio0321 | LEDratio0321 | LED-PAR20(10w) | Available |  | 0 | 0 | DEER2020 Update: 2018Phase1ScrewInLampDisposition | RobNc |  |  |  | None | 2018-07-01 | 2019-12-31 | NotInEA |  |  |  |  | Standard | Measures expires 12/31/2019 with revision note: Measures expire 12/31/2019. Workpaper required for 1/1/2020 to consider: revises HOU to reflect most recent Title 24 and ISP control practices; DEER 2020 peak demand definition update | 1 | 1 | 0 | Deemed Ex Ante Team |  | Measures expires 12/31/2019 with revision note: Measures expire 12/31/2019. Workpaper required for 1/1/2020 to consider: revises HOU to reflect most recent Title 24 and ISP control practices; DEER 2020 peak demand definition update |  | Updated to indicate claim/filing status
1578 | R-InCmn-LED-PAR20(4w)-dWP9 | Residential Indoor Common-Area Lighting: LED Lamp replaces pre-existing standard lighting Wattage. Measure includes Code case. Impacts: HOU = 6142; CDF = 0.70 | DEER2017 | Disposition | 2020-11-24 16:30 | Res-Iltg-Cmn-dWatt-CFL | NonDEER | Scaled | BaseRatio | 0 | 0 | None |  | 0 |  | 1 | Res | Any | Lighting | InCommon | Ltg_Lamp | LED_lamp |  | ILtg-Res-LED-20000hr-Cmn | LED PAR20 Basecase, Total Watts = 3.21 x Msr Watts | LED PAR20 Basecase, Total Watts = 3.21 x Msr Watts | LED Lamp: PAR20, 4 Watts, non-dimmable | LEDratio0321 | LEDratio0321 | LED-PAR20(4w) | Available |  | 0 | 0 | DEER2020 Update: 2018Phase1ScrewInLampDisposition | RobNc |  |  |  | None | 2018-07-01 | 2019-12-31 | NotInEA |  |  |  |  | Standard | Measures expires 12/31/2019 with revision note: Measures expire 12/31/2019. Workpaper required for 1/1/2020 to consider: revises HOU to reflect most recent Title 24 and ISP control practices; DEER 2020 peak demand definition update | 1 | 1 | 0 | Deemed Ex Ante Team |  | Measures expires 12/31/2019 with revision note: Measures expire 12/31/2019. Workpaper required for 1/1/2020 to consider: revises HOU to reflect most recent Title 24 and ISP control practices; DEER 2020 peak demand definition update |  | Updated to indicate claim/filing status
1579 | R-InCmn-LED-PAR20(6w)-dWP13 | Residential Indoor Common-Area Lighting: LED Lamp replaces pre-existing standard lighting Wattage. Measure includes Code case. Impacts: HOU = 6142; CDF = 0.70 | DEER2017 | Disposition | 2020-11-24 16:30 | Res-Iltg-Cmn-dWatt-CFL | NonDEER | Scaled | BaseRatio | 0 | 0 | None |  | 0 |  | 1 | Res | Any | Lighting | InCommon | Ltg_Lamp | LED_lamp |  | ILtg-Res-LED-20000hr-Cmn | LED PAR20 Basecase, Total Watts = 3.21 x Msr Watts | LED PAR20 Basecase, Total Watts = 3.21 x Msr Watts | LED Lamp: PAR20, 6 Watts, non-dimmable | LEDratio0321 | LEDratio0321 | LED-PAR20(6w) | Available |  | 0 | 0 | DEER2020 Update: 2018Phase1ScrewInLampDisposition | RobNc |  |  |  | None | 2018-07-01 | 2019-12-31 | NotInEA |  |  |  |  | Standard | Measures expires 12/31/2019 with revision note: Measures expire 12/31/2019. Workpaper required for 1/1/2020 to consider: revises HOU to reflect most recent Title 24 and ISP control practices; DEER 2020 peak demand definition update | 1 | 1 | 0 | Deemed Ex Ante Team |  | Measures expires 12/31/2019 with revision note: Measures expire 12/31/2019. Workpaper required for 1/1/2020 to consider: revises HOU to reflect most recent Title 24 and ISP control practices; DEER 2020 peak demand definition update |  | Updated to indicate claim/filing status
1580 | R-InCmn-LED-PAR20(7w)-dWP15 | Residential Indoor Common-Area Lighting: LED Lamp replaces pre-existing standard lighting Wattage. Measure includes Code case. Impacts: HOU = 6142; CDF = 0.70 | DEER2017 | Disposition | 2020-11-24 16:30 | Res-Iltg-Cmn-dWatt-CFL | NonDEER | Scaled | BaseRatio | 0 | 0 | None |  | 0 |  | 1 | Res | Any | Lighting | InCommon | Ltg_Lamp | LED_lamp |  | ILtg-Res-LED-20000hr-Cmn | LED PAR20 Basecase, Total Watts = 3.21 x Msr Watts | LED PAR20 Basecase, Total Watts = 3.21 x Msr Watts | LED Lamp: PAR20, 7 Watts, non-dimmable | LEDratio0321 | LEDratio0321 | LED-PAR20(7w) | Available |  | 0 | 0 | DEER2020 Update: 2018Phase1ScrewInLampDisposition | RobNc |  |  |  | None | 2018-07-01 | 2019-12-31 | NotInEA |  |  |  |  | Standard | Measures expires 12/31/2019 with revision note: Measures expire 12/31/2019. Workpaper required for 1/1/2020 to consider: revises HOU to reflect most recent Title 24 and ISP control practices; DEER 2020 peak demand definition update | 1 | 1 | 0 | Deemed Ex Ante Team |  | Measures expires 12/31/2019 with revision note: Measures expire 12/31/2019. Workpaper required for 1/1/2020 to consider: revises HOU to reflect most recent Title 24 and ISP control practices; DEER 2020 peak demand definition update |  | Updated to indicate claim/filing status
1581 | R-InCmn-LED-PAR20(8w)-dWP18 | Residential Indoor Common-Area Lighting: LED Lamp replaces pre-existing standard lighting Wattage. Measure includes Code case. Impacts: HOU = 6142; CDF = 0.70 | DEER2017 | Disposition | 2020-11-24 16:30 | Res-Iltg-Cmn-dWatt-CFL | NonDEER | Scaled | BaseRatio | 0 | 0 | None |  | 0 |  | 1 | Res | Any | Lighting | InCommon | Ltg_Lamp | LED_lamp |  | ILtg-Res-LED-20000hr-Cmn | LED PAR20 Basecase, Total Watts = 3.21 x Msr Watts | LED PAR20 Basecase, Total Watts = 3.21 x Msr Watts | LED Lamp: PAR20, 8 Watts, non-dimmable | LEDratio0321 | LEDratio0321 | LED-PAR20(8w) | Available |  | 0 | 0 | DEER2020 Update: 2018Phase1ScrewInLampDisposition | RobNc |  |  |  | None | 2018-07-01 | 2019-12-31 | NotInEA |  |  |  |  | Standard | Measures expires 12/31/2019 with revision note: Measures expire 12/31/2019. Workpaper required for 1/1/2020 to consider: revises HOU to reflect most recent Title 24 and ISP control practices; DEER 2020 peak demand definition update | 1 | 1 | 0 | Deemed Ex Ante Team |  | Measures expires 12/31/2019 with revision note: Measures expire 12/31/2019. Workpaper required for 1/1/2020 to consider: revises HOU to reflect most recent Title 24 and ISP control practices; DEER 2020 peak demand definition update |  | Updated to indicate claim/filing status
1582 | R-InCmn-LED-PAR20(9w)-dWP20 | Residential Indoor Common-Area Lighting: LED Lamp replaces pre-existing standard lighting Wattage. Measure includes Code case. Impacts: HOU = 6142; CDF = 0.70 | DEER2017 | Disposition | 2020-11-24 16:30 | Res-Iltg-Cmn-dWatt-CFL | NonDEER | Scaled | BaseRatio | 0 | 0 | None |  | 0 |  | 1 | Res | Any | Lighting | InCommon | Ltg_Lamp | LED_lamp |  | ILtg-Res-LED-20000hr-Cmn | LED PAR20 Basecase, Total Watts = 3.21 x Msr Watts | LED PAR20 Basecase, Total Watts = 3.21 x Msr Watts | LED Lamp: PAR20, 9 Watts, non-dimmable | LEDratio0321 | LEDratio0321 | LED-PAR20(9w) | Available |  | 0 | 0 | DEER2020 Update: 2018Phase1ScrewInLampDisposition | RobNc |  |  |  | None | 2018-07-01 | 2019-12-31 | NotInEA |  |  |  |  | Standard | Measures expires 12/31/2019 with revision note: Measures expire 12/31/2019. Workpaper required for 1/1/2020 to consider: revises HOU to reflect most recent Title 24 and ISP control practices; DEER 2020 peak demand definition update | 1 | 1 | 0 | Deemed Ex Ante Team |  | Measures expires 12/31/2019 with revision note: Measures expire 12/31/2019. Workpaper required for 1/1/2020 to consider: revises HOU to reflect most recent Title 24 and ISP control practices; DEER 2020 peak demand definition update |  | Updated to indicate claim/filing status
1583 | R-InCmn-LED-PAR30(10w)-dWP13 | Residential Indoor Common-Area Lighting: LED Lamp replaces pre-existing standard lighting Wattage. Measure includes Code case. Impacts: HOU = 6142; CDF = 0.70 | DEER2017 | Disposition | 2020-11-24 16:30 | Res-Iltg-Cmn-dWatt-CFL | NonDEER | Scaled | BaseRatio | 0 | 0 | None |  | 0 |  | 1 | Res | Any | Lighting | InCommon | Ltg_Lamp | LED_lamp |  | ILtg-Res-LED-20000hr-Cmn | LED PAR30 Basecase, Total Watts = 2.34 x Msr Watts | LED PAR30 Basecase, Total Watts = 2.34 x Msr Watts | LED Lamp: PAR30, 10 Watts, non-dimmable | LEDratio0234 | LEDratio0234 | LED-PAR30(10w) | Available |  | 0 | 0 | DEER2020 Update: 2018Phase1ScrewInLampDisposition | RobNc |  |  |  | None | 2018-07-01 | 2019-12-31 | NotInEA |  |  |  |  | Standard | Measures expires 12/31/2019 with revision note: Measures expire 12/31/2019. Workpaper required for 1/1/2020 to consider: revises HOU to reflect most recent Title 24 and ISP control practices; DEER 2020 peak demand definition update | 1 | 1 | 0 | Deemed Ex Ante Team |  | Measures expires 12/31/2019 with revision note: Measures expire 12/31/2019. Workpaper required for 1/1/2020 to consider: revises HOU to reflect most recent Title 24 and ISP control practices; DEER 2020 peak demand definition update |  | Updated to indicate claim/filing status
1584 | R-InCmn-LED-PAR30(11w)-dWP15 | Residential Indoor Common-Area Lighting: LED Lamp replaces pre-existing standard lighting Wattage. Measure includes Code case. Impacts: HOU = 6142; CDF = 0.70 | DEER2017 | Disposition | 2020-11-24 16:30 | Res-Iltg-Cmn-dWatt-CFL | NonDEER | Scaled | BaseRatio | 0 | 0 | None |  | 0 |  | 1 | Res | Any | Lighting | InCommon | Ltg_Lamp | LED_lamp |  | ILtg-Res-LED-20000hr-Cmn | LED PAR30 Basecase, Total Watts = 2.34 x Msr Watts | LED PAR30 Basecase, Total Watts = 2.34 x Msr Watts | LED Lamp: PAR30, 11 Watts, non-dimmable | LEDratio0234 | LEDratio0234 | LED-PAR30(11w) | Available |  | 0 | 0 | DEER2020 Update: 2018Phase1ScrewInLampDisposition | RobNc |  |  |  | None | 2018-07-01 | 2019-12-31 | NotInEA |  |  |  |  | Standard | Measures expires 12/31/2019 with revision note: Measures expire 12/31/2019. Workpaper required for 1/1/2020 to consider: revises HOU to reflect most recent Title 24 and ISP control practices; DEER 2020 peak demand definition update | 1 | 1 | 0 | Deemed Ex Ante Team |  | Measures expires 12/31/2019 with revision note: Measures expire 12/31/2019. Workpaper required for 1/1/2020 to consider: revises HOU to reflect most recent Title 24 and ISP control practices; DEER 2020 peak demand definition update |  | Updated to indicate claim/filing status
1585 | R-InCmn-LED-PAR30(12w)-dWP16 | Residential Indoor Common-Area Lighting: LED Lamp replaces pre-existing standard lighting Wattage. Measure includes Code case. Impacts: HOU = 6142; CDF = 0.70 | DEER2017 | Disposition | 2020-11-24 16:30 | Res-Iltg-Cmn-dWatt-CFL | NonDEER | Scaled | BaseRatio | 0 | 0 | None |  | 0 |  | 1 | Res | Any | Lighting | InCommon | Ltg_Lamp | LED_lamp |  | ILtg-Res-LED-20000hr-Cmn | LED PAR30 Basecase, Total Watts = 2.34 x Msr Watts | LED PAR30 Basecase, Total Watts = 2.34 x Msr Watts | LED Lamp: PAR30, 12 Watts, non-dimmable | LEDratio0234 | LEDratio0234 | LED-PAR30(12w) | Available |  | 0 | 0 | DEER2020 Update: 2018Phase1ScrewInLampDisposition | RobNc |  |  |  | None | 2018-07-01 | 2019-12-31 | NotInEA |  |  |  |  | Standard | Measures expires 12/31/2019 with revision note: Measures expire 12/31/2019. Workpaper required for 1/1/2020 to consider: revises HOU to reflect most recent Title 24 and ISP control practices; DEER 2020 peak demand definition update | 1 | 1 | 0 | Deemed Ex Ante Team |  | Measures expires 12/31/2019 with revision note: Measures expire 12/31/2019. Workpaper required for 1/1/2020 to consider: revises HOU to reflect most recent Title 24 and ISP control practices; DEER 2020 peak demand definition update |  | Updated to indicate claim/filing status
1586 | R-InCmn-LED-PAR30(13w)-dWP17 | Residential Indoor Common-Area Lighting: LED Lamp replaces pre-existing standard lighting Wattage. Measure includes Code case. Impacts: HOU = 6142; CDF = 0.70 | DEER2017 | Disposition | 2020-11-24 16:30 | Res-Iltg-Cmn-dWatt-CFL | NonDEER | Scaled | BaseRatio | 0 | 0 | None |  | 0 |  | 1 | Res | Any | Lighting | InCommon | Ltg_Lamp | LED_lamp |  | ILtg-Res-LED-20000hr-Cmn | LED PAR30 Basecase, Total Watts = 2.34 x Msr Watts | LED PAR30 Basecase, Total Watts = 2.34 x Msr Watts | LED Lamp: PAR30, 13 Watts, non-dimmable | LEDratio0234 | LEDratio0234 | LED-PAR30(13w) | Available |  | 0 | 0 | DEER2020 Update: 2018Phase1ScrewInLampDisposition | RobNc |  |  |  | None | 2018-07-01 | 2019-12-31 | NotInEA |  |  |  |  | Standard | Measures expires 12/31/2019 with revision note: Measures expire 12/31/2019. Workpaper required for 1/1/2020 to consider: revises HOU to reflect most recent Title 24 and ISP control practices; DEER 2020 peak demand definition update | 1 | 1 | 0 | Deemed Ex Ante Team |  | Measures expires 12/31/2019 with revision note: Measures expire 12/31/2019. Workpaper required for 1/1/2020 to consider: revises HOU to reflect most recent Title 24 and ISP control practices; DEER 2020 peak demand definition update |  | Updated to indicate claim/filing status
1587 | R-InCmn-LED-PAR30(14w)-dWP19 | Residential Indoor Common-Area Lighting: LED Lamp replaces pre-existing standard lighting Wattage. Measure includes Code case. Impacts: HOU = 6142; CDF = 0.70 | DEER2017 | Disposition | 2020-11-24 16:30 | Res-Iltg-Cmn-dWatt-CFL | NonDEER | Scaled | BaseRatio | 0 | 0 | None |  | 0 |  | 1 | Res | Any | Lighting | InCommon | Ltg_Lamp | LED_lamp |  | ILtg-Res-LED-20000hr-Cmn | LED PAR30 Basecase, Total Watts = 2.34 x Msr Watts | LED PAR30 Basecase, Total Watts = 2.34 x Msr Watts | LED Lamp: PAR30, 14 Watts, non-dimmable | LEDratio0234 | LEDratio0234 | LED-PAR30(14w) | Available |  | 0 | 0 | DEER2020 Update: 2018Phase1ScrewInLampDisposition | RobNc |  |  |  | None | 2018-07-01 | 2019-12-31 | NotInEA |  |  |  |  | Standard | Measures expires 12/31/2019 with revision note: Measures expire 12/31/2019. Workpaper required for 1/1/2020 to consider: revises HOU to reflect most recent Title 24 and ISP control practices; DEER 2020 peak demand definition update | 1 | 1 | 0 | Deemed Ex Ante Team |  | Measures expires 12/31/2019 with revision note: Measures expire 12/31/2019. Workpaper required for 1/1/2020 to consider: revises HOU to reflect most recent Title 24 and ISP control practices; DEER 2020 peak demand definition update |  | Updated to indicate claim/filing status
1588 | R-InCmn-LED-PAR30(15w)-dWP20 | Residential Indoor Common-Area Lighting: LED Lamp replaces pre-existing standard lighting Wattage. Measure includes Code case. Impacts: HOU = 6142; CDF = 0.70 | DEER2017 | Disposition | 2020-11-24 16:30 | Res-Iltg-Cmn-dWatt-CFL | NonDEER | Scaled | BaseRatio | 0 | 0 | None |  | 0 |  | 1 | Res | Any | Lighting | InCommon | Ltg_Lamp | LED_lamp |  | ILtg-Res-LED-20000hr-Cmn | LED PAR30 Basecase, Total Watts = 2.34 x Msr Watts | LED PAR30 Basecase, Total Watts = 2.34 x Msr Watts | LED Lamp: PAR30, 15 Watts, non-dimmable | LEDratio0234 | LEDratio0234 | LED-PAR30(15w) | Available |  | 0 | 0 | DEER2020 Update: 2018Phase1ScrewInLampDisposition | RobNc |  |  |  | None | 2018-07-01 | 2019-12-31 | NotInEA |  |  |  |  | Standard | Measures expires 12/31/2019 with revision note: Measures expire 12/31/2019. Workpaper required for 1/1/2020 to consider: revises HOU to reflect most recent Title 24 and ISP control practices; DEER 2020 peak demand definition update | 1 | 1 | 0 | Deemed Ex Ante Team |  | Measures expires 12/31/2019 with revision note: Measures expire 12/31/2019. Workpaper required for 1/1/2020 to consider: revises HOU to reflect most recent Title 24 and ISP control practices; DEER 2020 peak demand definition update |  | Updated to indicate claim/filing status
1589 | R-InCmn-LED-PAR30(16w)-dWP21 | Residential Indoor Common-Area Lighting: LED Lamp replaces pre-existing standard lighting Wattage. Measure includes Code case. Impacts: HOU = 6142; CDF = 0.70 | DEER2017 | Disposition | 2020-11-24 16:30 | Res-Iltg-Cmn-dWatt-CFL | NonDEER | Scaled | BaseRatio | 0 | 0 | None |  | 0 |  | 1 | Res | Any | Lighting | InCommon | Ltg_Lamp | LED_lamp |  | ILtg-Res-LED-20000hr-Cmn | LED PAR30 Basecase, Total Watts = 2.34 x Msr Watts | LED PAR30 Basecase, Total Watts = 2.34 x Msr Watts | LED Lamp: PAR30, 16 Watts, non-dimmable | LEDratio0234 | LEDratio0234 | LED-PAR30(16w) | Available |  | 0 | 0 | DEER2020 Update: 2018Phase1ScrewInLampDisposition | RobNc |  |  |  | None | 2018-07-01 | 2019-12-31 | NotInEA |  |  |  |  | Standard | Measures expires 12/31/2019 with revision note: Measures expire 12/31/2019. Workpaper required for 1/1/2020 to consider: revises HOU to reflect most recent Title 24 and ISP control practices; DEER 2020 peak demand definition update | 1 | 1 | 0 | Deemed Ex Ante Team |  | Measures expires 12/31/2019 with revision note: Measures expire 12/31/2019. Workpaper required for 1/1/2020 to consider: revises HOU to reflect most recent Title 24 and ISP control practices; DEER 2020 peak demand definition update |  | Updated to indicate claim/filing status
1590 | R-InCmn-LED-PAR30(17w)-dWP23 | Residential Indoor Common-Area Lighting: LED Lamp replaces pre-existing standard lighting Wattage. Measure includes Code case. Impacts: HOU = 6142; CDF = 0.70 | DEER2017 | Disposition | 2020-11-24 16:30 | Res-Iltg-Cmn-dWatt-CFL | NonDEER | Scaled | BaseRatio | 0 | 0 | None |  | 0 |  | 1 | Res | Any | Lighting | InCommon | Ltg_Lamp | LED_lamp |  | ILtg-Res-LED-20000hr-Cmn | LED PAR30 Basecase, Total Watts = 2.34 x Msr Watts | LED PAR30 Basecase, Total Watts = 2.34 x Msr Watts | LED Lamp: PAR30, 17 Watts, non-dimmable | LEDratio0234 | LEDratio0234 | LED-PAR30(17w) | Available |  | 0 | 0 | DEER2020 Update: 2018Phase1ScrewInLampDisposition | RobNc |  |  |  | None | 2018-07-01 | 2019-12-31 | NotInEA |  |  |  |  | Standard | Measures expires 12/31/2019 with revision note: Measures expire 12/31/2019. Workpaper required for 1/1/2020 to consider: revises HOU to reflect most recent Title 24 and ISP control practices; DEER 2020 peak demand definition update | 1 | 1 | 0 | Deemed Ex Ante Team |  | Measures expires 12/31/2019 with revision note: Measures expire 12/31/2019. Workpaper required for 1/1/2020 to consider: revises HOU to reflect most recent Title 24 and ISP control practices; DEER 2020 peak demand definition update |  | Updated to indicate claim/filing status
1591 | R-InCmn-LED-PAR30(18w)-dWP24 | Residential Indoor Common-Area Lighting: LED Lamp replaces pre-existing standard lighting Wattage. Measure includes Code case. Impacts: HOU = 6142; CDF = 0.70 | DEER2017 | Disposition | 2020-11-24 16:30 | Res-Iltg-Cmn-dWatt-CFL | NonDEER | Scaled | BaseRatio | 0 | 0 | None |  | 0 |  | 1 | Res | Any | Lighting | InCommon | Ltg_Lamp | LED_lamp |  | ILtg-Res-LED-20000hr-Cmn | LED PAR30 Basecase, Total Watts = 2.34 x Msr Watts | LED PAR30 Basecase, Total Watts = 2.34 x Msr Watts | LED Lamp: PAR30, 18 Watts, non-dimmable | LEDratio0234 | LEDratio0234 | LED-PAR30(18w) | Available |  | 0 | 0 | DEER2020 Update: 2018Phase1ScrewInLampDisposition | RobNc |  |  |  | None | 2018-07-01 | 2019-12-31 | NotInEA |  |  |  |  | Standard | Measures expires 12/31/2019 with revision note: Measures expire 12/31/2019. Workpaper required for 1/1/2020 to consider: revises HOU to reflect most recent Title 24 and ISP control practices; DEER 2020 peak demand definition update | 1 | 1 | 0 | Deemed Ex Ante Team |  | Measures expires 12/31/2019 with revision note: Measures expire 12/31/2019. Workpaper required for 1/1/2020 to consider: revises HOU to reflect most recent Title 24 and ISP control practices; DEER 2020 peak demand definition update |  | Updated to indicate claim/filing status
1592 | R-InCmn-LED-PAR30(19w)-dWP25 | Residential Indoor Common-Area Lighting: LED Lamp replaces pre-existing standard lighting Wattage. Measure includes Code case. Impacts: HOU = 6142; CDF = 0.70 | DEER2017 | Disposition | 2020-11-24 16:30 | Res-Iltg-Cmn-dWatt-CFL | NonDEER | Scaled | BaseRatio | 0 | 0 | None |  | 0 |  | 1 | Res | Any | Lighting | InCommon | Ltg_Lamp | LED_lamp |  | ILtg-Res-LED-20000hr-Cmn | LED PAR30 Basecase, Total Watts = 2.34 x Msr Watts | LED PAR30 Basecase, Total Watts = 2.34 x Msr Watts | LED Lamp: PAR30, 19 Watts, non-dimmable | LEDratio0234 | LEDratio0234 | LED-PAR30(19w) | Available |  | 0 | 0 | DEER2020 Update: 2018Phase1ScrewInLampDisposition | RobNc |  |  |  | None | 2018-07-01 | 2019-12-31 | NotInEA |  |  |  |  | Standard | Measures expires 12/31/2019 with revision note: Measures expire 12/31/2019. Workpaper required for 1/1/2020 to consider: revises HOU to reflect most recent Title 24 and ISP control practices; DEER 2020 peak demand definition update | 1 | 1 | 0 | Deemed Ex Ante Team |  | Measures expires 12/31/2019 with revision note: Measures expire 12/31/2019. Workpaper required for 1/1/2020 to consider: revises HOU to reflect most recent Title 24 and ISP control practices; DEER 2020 peak demand definition update |  | Updated to indicate claim/filing status
1593 | R-InCmn-LED-PAR30(20w)-dWP27 | Residential Indoor Common-Area Lighting: LED Lamp replaces pre-existing standard lighting Wattage. Measure includes Code case. Impacts: HOU = 6142; CDF = 0.70 | DEER2017 | Disposition | 2020-11-24 16:30 | Res-Iltg-Cmn-dWatt-CFL | NonDEER | Scaled | BaseRatio | 0 | 0 | None |  | 0 |  | 1 | Res | Any | Lighting | InCommon | Ltg_Lamp | LED_lamp |  | ILtg-Res-LED-20000hr-Cmn | LED PAR30 Basecase, Total Watts = 2.34 x Msr Watts | LED PAR30 Basecase, Total Watts = 2.34 x Msr Watts | LED Lamp: PAR30, 20 Watts, non-dimmable | LEDratio0234 | LEDratio0234 | LED-PAR30(20w) | Available |  | 0 | 0 | DEER2020 Update: 2018Phase1ScrewInLampDisposition | RobNc |  |  |  | None | 2018-07-01 | 2019-12-31 | NotInEA |  |  |  |  | Standard | Measures expires 12/31/2019 with revision note: Measures expire 12/31/2019. Workpaper required for 1/1/2020 to consider: revises HOU to reflect most recent Title 24 and ISP control practices; DEER 2020 peak demand definition update | 1 | 1 | 0 | Deemed Ex Ante Team |  | Measures expires 12/31/2019 with revision note: Measures expire 12/31/2019. Workpaper required for 1/1/2020 to consider: revises HOU to reflect most recent Title 24 and ISP control practices; DEER 2020 peak demand definition update |  | Updated to indicate claim/filing status
1594 | R-InCmn-LED-PAR30(6w)-dWP8 | Residential Indoor Common-Area Lighting: LED Lamp replaces pre-existing standard lighting Wattage. Measure includes Code case. Impacts: HOU = 6142; CDF = 0.70 | DEER2017 | Disposition | 2020-11-24 16:30 | Res-Iltg-Cmn-dWatt-CFL | NonDEER | Scaled | BaseRatio | 0 | 0 | None |  | 0 |  | 1 | Res | Any | Lighting | InCommon | Ltg_Lamp | LED_lamp |  | ILtg-Res-LED-20000hr-Cmn | LED PAR30 Basecase, Total Watts = 2.34 x Msr Watts | LED PAR30 Basecase, Total Watts = 2.34 x Msr Watts | LED Lamp: PAR30, 6 Watts, non-dimmable | LEDratio0234 | LEDratio0234 | LED-PAR30(6w) | Available |  | 0 | 0 | DEER2020 Update: 2018Phase1ScrewInLampDisposition | RobNc |  |  |  | None | 2018-07-01 | 2019-12-31 | NotInEA |  |  |  |  | Standard | Measures expires 12/31/2019 with revision note: Measures expire 12/31/2019. Workpaper required for 1/1/2020 to consider: revises HOU to reflect most recent Title 24 and ISP control practices; DEER 2020 peak demand definition update | 1 | 1 | 0 | Deemed Ex Ante Team |  | Measures expires 12/31/2019 with revision note: Measures expire 12/31/2019. Workpaper required for 1/1/2020 to consider: revises HOU to reflect most recent Title 24 and ISP control practices; DEER 2020 peak demand definition update |  | Updated to indicate claim/filing status
1595 | R-InCmn-LED-PAR30(8w)-dWP11 | Residential Indoor Common-Area Lighting: LED Lamp replaces pre-existing standard lighting Wattage. Measure includes Code case. Impacts: HOU = 6142; CDF = 0.70 | DEER2017 | Disposition | 2020-11-24 16:30 | Res-Iltg-Cmn-dWatt-CFL | NonDEER | Scaled | BaseRatio | 0 | 0 | None |  | 0 |  | 1 | Res | Any | Lighting | InCommon | Ltg_Lamp | LED_lamp |  | ILtg-Res-LED-20000hr-Cmn | LED PAR30 Basecase, Total Watts = 2.34 x Msr Watts | LED PAR30 Basecase, Total Watts = 2.34 x Msr Watts | LED Lamp: PAR30, 8 Watts, non-dimmable | LEDratio0234 | LEDratio0234 | LED-PAR30(8w) | Available |  | 0 | 0 | DEER2020 Update: 2018Phase1ScrewInLampDisposition | RobNc |  |  |  | None | 2018-07-01 | 2019-12-31 | NotInEA |  |  |  |  | Standard | Measures expires 12/31/2019 with revision note: Measures expire 12/31/2019. Workpaper required for 1/1/2020 to consider: revises HOU to reflect most recent Title 24 and ISP control practices; DEER 2020 peak demand definition update | 1 | 1 | 0 | Deemed Ex Ante Team |  | Measures expires 12/31/2019 with revision note: Measures expire 12/31/2019. Workpaper required for 1/1/2020 to consider: revises HOU to reflect most recent Title 24 and ISP control practices; DEER 2020 peak demand definition update |  | Updated to indicate claim/filing status
1596 | R-InCmn-LED-PAR38(10w)-dWP16 | Residential Indoor Common-Area Lighting: LED Lamp replaces pre-existing standard lighting Wattage. Measure includes Code case. Impacts: HOU = 6142; CDF = 0.70 | DEER2017 | Disposition | 2020-11-24 16:30 | Res-Iltg-Cmn-dWatt-CFL | NonDEER | Scaled | BaseRatio | 0 | 0 | None |  | 0 |  | 1 | Res | Any | Lighting | InCommon | Ltg_Lamp | LED_lamp |  | ILtg-Res-LED-20000hr-Cmn | LED PAR38 Basecase, Total Watts = 2.60 x Msr Watts | LED PAR38 Basecase, Total Watts = 2.60 x Msr Watts | LED Lamp: PAR38, 10 Watts, non-dimmable | LEDratio0260 | LEDratio0260 | LED-PAR38(10w) | Available |  | 0 | 0 | DEER2020 Update: 2018Phase1ScrewInLampDisposition | RobNc |  |  |  | None | 2018-07-01 | 2019-12-31 | NotInEA |  |  |  |  | Standard | Measures expires 12/31/2019 with revision note: Measures expire 12/31/2019. Workpaper required for 1/1/2020 to consider: revises HOU to reflect most recent Title 24 and ISP control practices; DEER 2020 peak demand definition update | 1 | 1 | 0 | Deemed Ex Ante Team |  | Measures expires 12/31/2019 with revision note: Measures expire 12/31/2019. Workpaper required for 1/1/2020 to consider: revises HOU to reflect most recent Title 24 and ISP control practices; DEER 2020 peak demand definition update |  | Updated to indicate claim/filing status
1597 | R-InCmn-LED-PAR38(12w)-dWP19 | Residential Indoor Common-Area Lighting: LED Lamp replaces pre-existing standard lighting Wattage. Measure includes Code case. Impacts: HOU = 6142; CDF = 0.70 | DEER2017 | Disposition | 2020-11-24 16:30 | Res-Iltg-Cmn-dWatt-CFL | NonDEER | Scaled | BaseRatio | 0 | 0 | None |  | 0 |  | 1 | Res | Any | Lighting | InCommon | Ltg_Lamp | LED_lamp |  | ILtg-Res-LED-20000hr-Cmn | LED PAR38 Basecase, Total Watts = 2.60 x Msr Watts | LED PAR38 Basecase, Total Watts = 2.60 x Msr Watts | LED Lamp: PAR38, 12 Watts, non-dimmable | LEDratio0260 | LEDratio0260 | LED-PAR38(12w) | Available |  | 0 | 0 | DEER2020 Update: 2018Phase1ScrewInLampDisposition | RobNc |  |  |  | None | 2018-07-01 | 2019-12-31 | NotInEA |  |  |  |  | Standard | Measures expires 12/31/2019 with revision note: Measures expire 12/31/2019. Workpaper required for 1/1/2020 to consider: revises HOU to reflect most recent Title 24 and ISP control practices; DEER 2020 peak demand definition update | 1 | 1 | 0 | Deemed Ex Ante Team |  | Measures expires 12/31/2019 with revision note: Measures expire 12/31/2019. Workpaper required for 1/1/2020 to consider: revises HOU to reflect most recent Title 24 and ISP control practices; DEER 2020 peak demand definition update |  | Updated to indicate claim/filing status
1598 | R-InCmn-LED-PAR38(13w)-dWP21 | Residential Indoor Common-Area Lighting: LED Lamp replaces pre-existing standard lighting Wattage. Measure includes Code case. Impacts: HOU = 6142; CDF = 0.70 | DEER2017 | Disposition | 2020-11-24 16:30 | Res-Iltg-Cmn-dWatt-CFL | NonDEER | Scaled | BaseRatio | 0 | 0 | None |  | 0 |  | 1 | Res | Any | Lighting | InCommon | Ltg_Lamp | LED_lamp |  | ILtg-Res-LED-20000hr-Cmn | LED PAR38 Basecase, Total Watts = 2.60 x Msr Watts | LED PAR38 Basecase, Total Watts = 2.60 x Msr Watts | LED Lamp: PAR38, 13 Watts, non-dimmable | LEDratio0260 | LEDratio0260 | LED-PAR38(13w) | Available |  | 0 | 0 | DEER2020 Update: 2018Phase1ScrewInLampDisposition | RobNc |  |  |  | None | 2018-07-01 | 2019-12-31 | NotInEA |  |  |  |  | Standard | Measures expires 12/31/2019 with revision note: Measures expire 12/31/2019. Workpaper required for 1/1/2020 to consider: revises HOU to reflect most recent Title 24 and ISP control practices; DEER 2020 peak demand definition update | 1 | 1 | 0 | Deemed Ex Ante Team |  | Measures expires 12/31/2019 with revision note: Measures expire 12/31/2019. Workpaper required for 1/1/2020 to consider: revises HOU to reflect most recent Title 24 and ISP control practices; DEER 2020 peak demand definition update |  | Updated to indicate claim/filing status
1599 | R-InCmn-LED-PAR38(14w)-dWP22 | Residential Indoor Common-Area Lighting: LED Lamp replaces pre-existing standard lighting Wattage. Measure includes Code case. Impacts: HOU = 6142; CDF = 0.70 | DEER2017 | Disposition | 2020-11-24 16:30 | Res-Iltg-Cmn-dWatt-CFL | NonDEER | Scaled | BaseRatio | 0 | 0 | None |  | 0 |  | 1 | Res | Any | Lighting | InCommon | Ltg_Lamp | LED_lamp |  | ILtg-Res-LED-20000hr-Cmn | LED PAR38 Basecase, Total Watts = 2.60 x Msr Watts | LED PAR38 Basecase, Total Watts = 2.60 x Msr Watts | LED Lamp: PAR38, 14 Watts, non-dimmable | LEDratio0260 | LEDratio0260 | LED-PAR38(14w) | Available |  | 0 | 0 | DEER2020 Update: 2018Phase1ScrewInLampDisposition | RobNc |  |  |  | None | 2018-07-01 | 2019-12-31 | NotInEA |  |  |  |  | Standard | Measures expires 12/31/2019 with revision note: Measures expire 12/31/2019. Workpaper required for 1/1/2020 to consider: revises HOU to reflect most recent Title 24 and ISP control practices; DEER 2020 peak demand definition update | 1 | 1 | 0 | Deemed Ex Ante Team |  | Measures expires 12/31/2019 with revision note: Measures expire 12/31/2019. Workpaper required for 1/1/2020 to consider: revises HOU to reflect most recent Title 24 and ISP control practices; DEER 2020 peak demand definition update |  | Updated to indicate claim/filing status
1600 | R-InCmn-LED-PAR38(15w)-dWP24 | Residential Indoor Common-Area Lighting: LED Lamp replaces pre-existing standard lighting Wattage. Measure includes Code case. Impacts: HOU = 6142; CDF = 0.70 | DEER2017 | Disposition | 2020-11-24 16:30 | Res-Iltg-Cmn-dWatt-CFL | NonDEER | Scaled | BaseRatio | 0 | 0 | None |  | 0 |  | 1 | Res | Any | Lighting | InCommon | Ltg_Lamp | LED_lamp |  | ILtg-Res-LED-20000hr-Cmn | LED PAR38 Basecase, Total Watts = 2.60 x Msr Watts | LED PAR38 Basecase, Total Watts = 2.60 x Msr Watts | LED Lamp: PAR38, 15 Watts, non-dimmable | LEDratio0260 | LEDratio0260 | LED-PAR38(15w) | Available |  | 0 | 0 | DEER2020 Update: 2018Phase1ScrewInLampDisposition | RobNc |  |  |  | None | 2018-07-01 | 2019-12-31 | NotInEA |  |  |  |  | Standard | Measures expires 12/31/2019 with revision note: Measures expire 12/31/2019. Workpaper required for 1/1/2020 to consider: revises HOU to reflect most recent Title 24 and ISP control practices; DEER 2020 peak demand definition update | 1 | 1 | 0 | Deemed Ex Ante Team |  | Measures expires 12/31/2019 with revision note: Measures expire 12/31/2019. Workpaper required for 1/1/2020 to consider: revises HOU to reflect most recent Title 24 and ISP control practices; DEER 2020 peak demand definition update |  | Updated to indicate claim/filing status
1601 | R-InCmn-LED-PAR38(16w)-dWP26 | Residential Indoor Common-Area Lighting: LED Lamp replaces pre-existing standard lighting Wattage. Measure includes Code case. Impacts: HOU = 6142; CDF = 0.70 | DEER2017 | Disposition | 2020-11-24 16:30 | Res-Iltg-Cmn-dWatt-CFL | NonDEER | Scaled | BaseRatio | 0 | 0 | None |  | 0 |  | 1 | Res | Any | Lighting | InCommon | Ltg_Lamp | LED_lamp |  | ILtg-Res-LED-20000hr-Cmn | LED PAR38 Basecase, Total Watts = 2.60 x Msr Watts | LED PAR38 Basecase, Total Watts = 2.60 x Msr Watts | LED Lamp: PAR38, 16 Watts, non-dimmable | LEDratio0260 | LEDratio0260 | LED-PAR38(16w) | Available |  | 0 | 0 | DEER2020 Update: 2018Phase1ScrewInLampDisposition | RobNc |  |  |  | None | 2018-07-01 | 2019-12-31 | NotInEA |  |  |  |  | Standard | Measures expires 12/31/2019 with revision note: Measures expire 12/31/2019. Workpaper required for 1/1/2020 to consider: revises HOU to reflect most recent Title 24 and ISP control practices; DEER 2020 peak demand definition update | 1 | 1 | 0 | Deemed Ex Ante Team |  | Measures expires 12/31/2019 with revision note: Measures expire 12/31/2019. Workpaper required for 1/1/2020 to consider: revises HOU to reflect most recent Title 24 and ISP control practices; DEER 2020 peak demand definition update |  | Updated to indicate claim/filing status
1602 | R-InCmn-LED-PAR38(17w)-dWP27 | Residential Indoor Common-Area Lighting: LED Lamp replaces pre-existing standard lighting Wattage. Measure includes Code case. Impacts: HOU = 6142; CDF = 0.70 | DEER2017 | Disposition | 2020-11-24 16:30 | Res-Iltg-Cmn-dWatt-CFL | NonDEER | Scaled | BaseRatio | 0 | 0 | None |  | 0 |  | 1 | Res | Any | Lighting | InCommon | Ltg_Lamp | LED_lamp |  | ILtg-Res-LED-20000hr-Cmn | LED PAR38 Basecase, Total Watts = 2.60 x Msr Watts | LED PAR38 Basecase, Total Watts = 2.60 x Msr Watts | LED Lamp: PAR38, 17 Watts, non-dimmable | LEDratio0260 | LEDratio0260 | LED-PAR38(17w) | Available |  | 0 | 0 | DEER2020 Update: 2018Phase1ScrewInLampDisposition | RobNc |  |  |  | None | 2018-07-01 | 2019-12-31 | NotInEA |  |  |  |  | Standard | Measures expires 12/31/2019 with revision note: Measures expire 12/31/2019. Workpaper required for 1/1/2020 to consider: revises HOU to reflect most recent Title 24 and ISP control practices; DEER 2020 peak demand definition update | 1 | 1 | 0 | Deemed Ex Ante Team |  | Measures expires 12/31/2019 with revision note: Measures expire 12/31/2019. Workpaper required for 1/1/2020 to consider: revises HOU to reflect most recent Title 24 and ISP control practices; DEER 2020 peak demand definition update |  | Updated to indicate claim/filing status
1603 | R-InCmn-LED-PAR38(18w)-dWP29 | Residential Indoor Common-Area Lighting: LED Lamp replaces pre-existing standard lighting Wattage. Measure includes Code case. Impacts: HOU = 6142; CDF = 0.70 | DEER2017 | Disposition | 2020-11-24 16:30 | Res-Iltg-Cmn-dWatt-CFL | NonDEER | Scaled | BaseRatio | 0 | 0 | None |  | 0 |  | 1 | Res | Any | Lighting | InCommon | Ltg_Lamp | LED_lamp |  | ILtg-Res-LED-20000hr-Cmn | LED PAR38 Basecase, Total Watts = 2.60 x Msr Watts | LED PAR38 Basecase, Total Watts = 2.60 x Msr Watts | LED Lamp: PAR38, 18 Watts, non-dimmable | LEDratio0260 | LEDratio0260 | LED-PAR38(18w) | Available |  | 0 | 0 | DEER2020 Update: 2018Phase1ScrewInLampDisposition | RobNc |  |  |  | None | 2018-07-01 | 2019-12-31 | NotInEA |  |  |  |  | Standard | Measures expires 12/31/2019 with revision note: Measures expire 12/31/2019. Workpaper required for 1/1/2020 to consider: revises HOU to reflect most recent Title 24 and ISP control practices; DEER 2020 peak demand definition update | 1 | 1 | 0 | Deemed Ex Ante Team |  | Measures expires 12/31/2019 with revision note: Measures expire 12/31/2019. Workpaper required for 1/1/2020 to consider: revises HOU to reflect most recent Title 24 and ISP control practices; DEER 2020 peak demand definition update |  | Updated to indicate claim/filing status
1604 | R-InCmn-LED-PAR38(19w)-dWP30 | Residential Indoor Common-Area Lighting: LED Lamp replaces pre-existing standard lighting Wattage. Measure includes Code case. Impacts: HOU = 6142; CDF = 0.70 | DEER2017 | Disposition | 2020-11-24 16:30 | Res-Iltg-Cmn-dWatt-CFL | NonDEER | Scaled | BaseRatio | 0 | 0 | None |  | 0 |  | 1 | Res | Any | Lighting | InCommon | Ltg_Lamp | LED_lamp |  | ILtg-Res-LED-20000hr-Cmn | LED PAR38 Basecase, Total Watts = 2.60 x Msr Watts | LED PAR38 Basecase, Total Watts = 2.60 x Msr Watts | LED Lamp: PAR38, 19 Watts, non-dimmable | LEDratio0260 | LEDratio0260 | LED-PAR38(19w) | Available |  | 0 | 0 | DEER2020 Update: 2018Phase1ScrewInLampDisposition | RobNc |  |  |  | None | 2018-07-01 | 2019-12-31 | NotInEA |  |  |  |  | Standard | Measures expires 12/31/2019 with revision note: Measures expire 12/31/2019. Workpaper required for 1/1/2020 to consider: revises HOU to reflect most recent Title 24 and ISP control practices; DEER 2020 peak demand definition update | 1 | 1 | 0 | Deemed Ex Ante Team |  | Measures expires 12/31/2019 with revision note: Measures expire 12/31/2019. Workpaper required for 1/1/2020 to consider: revises HOU to reflect most recent Title 24 and ISP control practices; DEER 2020 peak demand definition update |  | Updated to indicate claim/filing status
1605 | R-InCmn-LED-PAR38(20w)-dWP32 | Residential Indoor Common-Area Lighting: LED Lamp replaces pre-existing standard lighting Wattage. Measure includes Code case. Impacts: HOU = 6142; CDF = 0.70 | DEER2017 | Disposition | 2020-11-24 16:30 | Res-Iltg-Cmn-dWatt-CFL | NonDEER | Scaled | BaseRatio | 0 | 0 | None |  | 0 |  | 1 | Res | Any | Lighting | InCommon | Ltg_Lamp | LED_lamp |  | ILtg-Res-LED-20000hr-Cmn | LED PAR38 Basecase, Total Watts = 2.60 x Msr Watts | LED PAR38 Basecase, Total Watts = 2.60 x Msr Watts | LED Lamp: PAR38, 20 Watts, non-dimmable | LEDratio0260 | LEDratio0260 | LED-PAR38(20w) | Available |  | 0 | 0 | DEER2020 Update: 2018Phase1ScrewInLampDisposition | RobNc |  |  |  | None | 2018-07-01 | 2019-12-31 | NotInEA |  |  |  |  | Standard | Measures expires 12/31/2019 with revision note: Measures expire 12/31/2019. Workpaper required for 1/1/2020 to consider: revises HOU to reflect most recent Title 24 and ISP control practices; DEER 2020 peak demand definition update | 1 | 1 | 0 | Deemed Ex Ante Team |  | Measures expires 12/31/2019 with revision note: Measures expire 12/31/2019. Workpaper required for 1/1/2020 to consider: revises HOU to reflect most recent Title 24 and ISP control practices; DEER 2020 peak demand definition update |  | Updated to indicate claim/filing status
1606 | R-InCmn-LED-PAR38(21w)-dWP34 | Residential Indoor Common-Area Lighting: LED Lamp replaces pre-existing standard lighting Wattage. Measure includes Code case. Impacts: HOU = 6142; CDF = 0.70 | DEER2017 | Disposition | 2020-11-24 16:30 | Res-Iltg-Cmn-dWatt-CFL | NonDEER | Scaled | BaseRatio | 0 | 0 | None |  | 0 |  | 1 | Res | Any | Lighting | InCommon | Ltg_Lamp | LED_lamp |  | ILtg-Res-LED-20000hr-Cmn | LED PAR38 Basecase, Total Watts = 2.60 x Msr Watts | LED PAR38 Basecase, Total Watts = 2.60 x Msr Watts | LED Lamp: PAR38, 21 Watts, non-dimmable | LEDratio0260 | LEDratio0260 | LED-PAR38(21w) | Available |  | 0 | 0 | DEER2020 Update: 2018Phase1ScrewInLampDisposition | RobNc |  |  |  | None | 2018-07-01 | 2019-12-31 | NotInEA |  |  |  |  | Standard | Measures expires 12/31/2019 with revision note: Measures expire 12/31/2019. Workpaper required for 1/1/2020 to consider: revises HOU to reflect most recent Title 24 and ISP control practices; DEER 2020 peak demand definition update | 1 | 1 | 0 | Deemed Ex Ante Team |  | Measures expires 12/31/2019 with revision note: Measures expire 12/31/2019. Workpaper required for 1/1/2020 to consider: revises HOU to reflect most recent Title 24 and ISP control practices; DEER 2020 peak demand definition update |  | Updated to indicate claim/filing status
1607 | R-InCmn-LED-PAR38(22w)-dWP35 | Residential Indoor Common-Area Lighting: LED Lamp replaces pre-existing standard lighting Wattage. Measure includes Code case. Impacts: HOU = 6142; CDF = 0.70 | DEER2017 | Disposition | 2020-11-24 16:30 | Res-Iltg-Cmn-dWatt-CFL | NonDEER | Scaled | BaseRatio | 0 | 0 | None |  | 0 |  | 1 | Res | Any | Lighting | InCommon | Ltg_Lamp | LED_lamp |  | ILtg-Res-LED-20000hr-Cmn | LED PAR38 Basecase, Total Watts = 2.60 x Msr Watts | LED PAR38 Basecase, Total Watts = 2.60 x Msr Watts | LED Lamp: PAR38, 22 Watts, non-dimmable | LEDratio0260 | LEDratio0260 | LED-PAR38(22w) | Available |  | 0 | 0 | DEER2020 Update: 2018Phase1ScrewInLampDisposition | RobNc |  |  |  | None | 2018-07-01 | 2019-12-31 | NotInEA |  |  |  |  | Standard | Measures expires 12/31/2019 with revision note: Measures expire 12/31/2019. Workpaper required for 1/1/2020 to consider: revises HOU to reflect most recent Title 24 and ISP control practices; DEER 2020 peak demand definition update | 1 | 1 | 0 | Deemed Ex Ante Team |  | Measures expires 12/31/2019 with revision note: Measures expire 12/31/2019. Workpaper required for 1/1/2020 to consider: revises HOU to reflect most recent Title 24 and ISP control practices; DEER 2020 peak demand definition update |  | Updated to indicate claim/filing status
1608 | R-InCmn-LED-PAR38(23w)-dWP37 | Residential Indoor Common-Area Lighting: LED Lamp replaces pre-existing standard lighting Wattage. Measure includes Code case. Impacts: HOU = 6142; CDF = 0.70 | DEER2017 | Disposition | 2020-11-24 16:30 | Res-Iltg-Cmn-dWatt-CFL | NonDEER | Scaled | BaseRatio | 0 | 0 | None |  | 0 |  | 1 | Res | Any | Lighting | InCommon | Ltg_Lamp | LED_lamp |  | ILtg-Res-LED-20000hr-Cmn | LED PAR38 Basecase, Total Watts = 2.60 x Msr Watts | LED PAR38 Basecase, Total Watts = 2.60 x Msr Watts | LED Lamp: PAR38, 23 Watts, non-dimmable | LEDratio0260 | LEDratio0260 | LED-PAR38(23w) | Available |  | 0 | 0 | DEER2020 Update: 2018Phase1ScrewInLampDisposition | RobNc |  |  |  | None | 2018-07-01 | 2019-12-31 | NotInEA |  |  |  |  | Standard | Measures expires 12/31/2019 with revision note: Measures expire 12/31/2019. Workpaper required for 1/1/2020 to consider: revises HOU to reflect most recent Title 24 and ISP control practices; DEER 2020 peak demand definition update | 1 | 1 | 0 | Deemed Ex Ante Team |  | Measures expires 12/31/2019 with revision note: Measures expire 12/31/2019. Workpaper required for 1/1/2020 to consider: revises HOU to reflect most recent Title 24 and ISP control practices; DEER 2020 peak demand definition update |  | Updated to indicate claim/filing status
1609 | R-InCmn-LED-PAR38(24w)-dWP38 | Residential Indoor Common-Area Lighting: LED Lamp replaces pre-existing standard lighting Wattage. Measure includes Code case. Impacts: HOU = 6142; CDF = 0.70 | DEER2017 | Disposition | 2020-11-24 16:30 | Res-Iltg-Cmn-dWatt-CFL | NonDEER | Scaled | BaseRatio | 0 | 0 | None |  | 0 |  | 1 | Res | Any | Lighting | InCommon | Ltg_Lamp | LED_lamp |  | ILtg-Res-LED-20000hr-Cmn | LED PAR38 Basecase, Total Watts = 2.60 x Msr Watts | LED PAR38 Basecase, Total Watts = 2.60 x Msr Watts | LED Lamp: PAR38, 24 Watts, non-dimmable | LEDratio0260 | LEDratio0260 | LED-PAR38(24w) | Available |  | 0 | 0 | DEER2020 Update: 2018Phase1ScrewInLampDisposition | RobNc |  |  |  | None | 2018-07-01 | 2019-12-31 | NotInEA |  |  |  |  | Standard | Measures expires 12/31/2019 with revision note: Measures expire 12/31/2019. Workpaper required for 1/1/2020 to consider: revises HOU to reflect most recent Title 24 and ISP control practices; DEER 2020 peak demand definition update | 1 | 1 | 0 | Deemed Ex Ante Team |  | Measures expires 12/31/2019 with revision note: Measures expire 12/31/2019. Workpaper required for 1/1/2020 to consider: revises HOU to reflect most recent Title 24 and ISP control practices; DEER 2020 peak demand definition update |  | Updated to indicate claim/filing status
1610 | R-InCmn-LED-PAR38(25w)-dWP40 | Residential Indoor Common-Area Lighting: LED Lamp replaces pre-existing standard lighting Wattage. Measure includes Code case. Impacts: HOU = 6142; CDF = 0.70 | DEER2017 | Disposition | 2020-11-24 16:30 | Res-Iltg-Cmn-dWatt-CFL | NonDEER | Scaled | BaseRatio | 0 | 0 | None |  | 0 |  | 1 | Res | Any | Lighting | InCommon | Ltg_Lamp | LED_lamp |  | ILtg-Res-LED-20000hr-Cmn | LED PAR38 Basecase, Total Watts = 2.60 x Msr Watts | LED PAR38 Basecase, Total Watts = 2.60 x Msr Watts | LED Lamp: PAR38, 25 Watts, non-dimmable | LEDratio0260 | LEDratio0260 | LED-PAR38(25w) | Available |  | 0 | 0 | DEER2020 Update: 2018Phase1ScrewInLampDisposition | RobNc |  |  |  | None | 2018-07-01 | 2019-12-31 | NotInEA |  |  |  |  | Standard | Measures expires 12/31/2019 with revision note: Measures expire 12/31/2019. Workpaper required for 1/1/2020 to consider: revises HOU to reflect most recent Title 24 and ISP control practices; DEER 2020 peak demand definition update | 1 | 1 | 0 | Deemed Ex Ante Team |  | Measures expires 12/31/2019 with revision note: Measures expire 12/31/2019. Workpaper required for 1/1/2020 to consider: revises HOU to reflect most recent Title 24 and ISP control practices; DEER 2020 peak demand definition update |  | Updated to indicate claim/filing status
1611 | R-InCmn-LED-PAR38(26w)-dWP42 | Residential Indoor Common-Area Lighting: LED Lamp replaces pre-existing standard lighting Wattage. Measure includes Code case. Impacts: HOU = 6142; CDF = 0.70 | DEER2017 | Disposition | 2020-11-24 16:30 | Res-Iltg-Cmn-dWatt-CFL | NonDEER | Scaled | BaseRatio | 0 | 0 | None |  | 0 |  | 1 | Res | Any | Lighting | InCommon | Ltg_Lamp | LED_lamp |  | ILtg-Res-LED-20000hr-Cmn | LED PAR38 Basecase, Total Watts = 2.60 x Msr Watts | LED PAR38 Basecase, Total Watts = 2.60 x Msr Watts | LED Lamp: PAR38, 26 Watts, non-dimmable | LEDratio0260 | LEDratio0260 | LED-PAR38(26w) | Available |  | 0 | 0 | DEER2020 Update: 2018Phase1ScrewInLampDisposition | RobNc |  |  |  | None | 2018-07-01 | 2019-12-31 | NotInEA |  |  |  |  | Standard | Measures expires 12/31/2019 with revision note: Measures expire 12/31/2019. Workpaper required for 1/1/2020 to consider: revises HOU to reflect most recent Title 24 and ISP control practices; DEER 2020 peak demand definition update | 1 | 1 | 0 | Deemed Ex Ante Team |  | Measures expires 12/31/2019 with revision note: Measures expire 12/31/2019. Workpaper required for 1/1/2020 to consider: revises HOU to reflect most recent Title 24 and ISP control practices; DEER 2020 peak demand definition update |  | Updated to indicate claim/filing status
1612 | R-InCmn-LED-PAR38(27w)-dWP43 | Residential Indoor Common-Area Lighting: LED Lamp replaces pre-existing standard lighting Wattage. Measure includes Code case. Impacts: HOU = 6142; CDF = 0.70 | DEER2017 | Disposition | 2020-11-24 16:30 | Res-Iltg-Cmn-dWatt-CFL | NonDEER | Scaled | BaseRatio | 0 | 0 | None |  | 0 |  | 1 | Res | Any | Lighting | InCommon | Ltg_Lamp | LED_lamp |  | ILtg-Res-LED-20000hr-Cmn | LED PAR38 Basecase, Total Watts = 2.60 x Msr Watts | LED PAR38 Basecase, Total Watts = 2.60 x Msr Watts | LED Lamp: PAR38, 27 Watts, non-dimmable | LEDratio0260 | LEDratio0260 | LED-PAR38(27w) | Available |  | 0 | 0 | DEER2020 Update: 2018Phase1ScrewInLampDisposition | RobNc |  |  |  | None | 2018-07-01 | 2019-12-31 | NotInEA |  |  |  |  | Standard | Measures expires 12/31/2019 with revision note: Measures expire 12/31/2019. Workpaper required for 1/1/2020 to consider: revises HOU to reflect most recent Title 24 and ISP control practices; DEER 2020 peak demand definition update | 1 | 1 | 0 | Deemed Ex Ante Team |  | Measures expires 12/31/2019 with revision note: Measures expire 12/31/2019. Workpaper required for 1/1/2020 to consider: revises HOU to reflect most recent Title 24 and ISP control practices; DEER 2020 peak demand definition update |  | Updated to indicate claim/filing status
1613 | R-InCmn-LED-PAR38(7w)-dWP11 | Residential Indoor Common-Area Lighting: LED Lamp replaces pre-existing standard lighting Wattage. Measure includes Code case. Impacts: HOU = 6142; CDF = 0.70 | DEER2017 | Disposition | 2020-11-24 16:30 | Res-Iltg-Cmn-dWatt-CFL | NonDEER | Scaled | BaseRatio | 0 | 0 | None |  | 0 |  | 1 | Res | Any | Lighting | InCommon | Ltg_Lamp | LED_lamp |  | ILtg-Res-LED-20000hr-Cmn | LED PAR38 Basecase, Total Watts = 2.60 x Msr Watts | LED PAR38 Basecase, Total Watts = 2.60 x Msr Watts | LED Lamp: PAR38, 7 Watts, non-dimmable | LEDratio0260 | LEDratio0260 | LED-PAR38(7w) | Available |  | 0 | 0 | DEER2020 Update: 2018Phase1ScrewInLampDisposition | RobNc |  |  |  | None | 2018-07-01 | 2019-12-31 | NotInEA |  |  |  |  | Standard | Measures expires 12/31/2019 with revision note: Measures expire 12/31/2019. Workpaper required for 1/1/2020 to consider: revises HOU to reflect most recent Title 24 and ISP control practices; DEER 2020 peak demand definition update | 1 | 1 | 0 | Deemed Ex Ante Team |  | Measures expires 12/31/2019 with revision note: Measures expire 12/31/2019. Workpaper required for 1/1/2020 to consider: revises HOU to reflect most recent Title 24 and ISP control practices; DEER 2020 peak demand definition update |  | Updated to indicate claim/filing status
1614 | R-In-LED-A19(EISA-Bin-100w-100LPW)-dWP2p4 | LED A Lamp replaces pre-existing standard lighting Wattage based on EISA bin and LPW | DEER2017 | Disposition | 2020-11-24 16:30 | Res-Iltg-dWatt-CFL | NonDEER | Scaled | DeltaWatts | 2.4 | 2.4 | None |  | 0 |  | 0 | Res | Any | Lighting | InGen-CFL | Ltg_Lamp | LED_lamp |  | ILtg-Res-LED-20000hr | LED A19 Basecase, 75% LED, 25% CFL | LED A19 Basecase, 75% LED, 25% CFL | LED Lamp: A19, EISA Bin 100, 100 LPW |  |  |  | Available |  | 0 | 0 | 2018Phase1ScrewInLampDisposition | RobNc |  |  |  |  | 2018-07-01 | 2019-12-31 | NotInEA |  |  |  |  | Standard | Expires 12/31/2019 due to DEER2020 revised impacts and peak demand definition | 1 | 1 | 0 | Deemed Ex Ante Team |  | Expires 12/31/2019 due to DEER2020 revised impacts and peak demand definition |  | Updated to indicate claim/filing status
1615 | R-In-LED-A19(EISA-Bin-100w-110LPW)-dWP2p6 | LED A Lamp replaces pre-existing standard lighting Wattage based on EISA bin and LPW | DEER2017 | Disposition | 2020-11-24 16:30 | Res-Iltg-dWatt-CFL | NonDEER | Scaled | DeltaWatts | 2.6 | 2.6 | None |  | 0 |  | 0 | Res | Any | Lighting | InGen-CFL | Ltg_Lamp | LED_lamp |  | ILtg-Res-LED-20000hr | LED A19 Basecase, 75% LED, 25% CFL | LED A19 Basecase, 75% LED, 25% CFL | LED Lamp: A19, EISA Bin 100, 110 LPW |  |  |  | Available |  | 0 | 0 | 2018Phase1ScrewInLampDisposition | RobNc |  |  |  |  | 2018-07-01 | 2019-12-31 | NotInEA |  |  |  |  | Standard | Expires 12/31/2019 due to DEER2020 revised impacts and peak demand definition | 1 | 1 | 0 | Deemed Ex Ante Team |  | Expires 12/31/2019 due to DEER2020 revised impacts and peak demand definition |  | Updated to indicate claim/filing status
1616 | R-In-LED-A19(EISA-Bin-100w-90LPW)-dWP2p0 | LED A Lamp replaces pre-existing standard lighting Wattage based on EISA bin and LPW | DEER2017 | Disposition | 2020-11-24 16:30 | Res-Iltg-dWatt-CFL | NonDEER | Scaled | DeltaWatts | 2 | 2 | None |  | 0 |  | 0 | Res | Any | Lighting | InGen-CFL | Ltg_Lamp | LED_lamp |  | ILtg-Res-LED-20000hr | LED A19 Basecase, 75% LED, 25% CFL | LED A19 Basecase, 75% LED, 25% CFL | LED Lamp: A19, EISA Bin 100, 90 LPW |  |  |  | Available |  | 0 | 0 | 2018Phase1ScrewInLampDisposition | RobNc |  |  |  |  | 2018-07-01 | 2019-12-31 | NotInEA |  |  |  |  | Standard | Expires 12/31/2019 due to DEER2020 revised impacts and peak demand definition | 1 | 1 | 0 | Deemed Ex Ante Team |  | Expires 12/31/2019 due to DEER2020 revised impacts and peak demand definition |  | Updated to indicate claim/filing status
1617 | R-In-LED-A19(EISA-Bin-40w-100LPW)-dWP1p1 | LED A Lamp replaces pre-existing standard lighting Wattage based on EISA bin and LPW | DEER2017 | Disposition | 2020-11-24 16:30 | Res-Iltg-dWatt-CFL | NonDEER | Scaled | DeltaWatts | 1.1 | 1.1 | None |  | 0 |  | 0 | Res | Any | Lighting | InGen-CFL | Ltg_Lamp | LED_lamp |  | ILtg-Res-LED-20000hr | LED A19 Basecase, 75% LED, 25% CFL | LED A19 Basecase, 75% LED, 25% CFL | LED Lamp: A19, EISA Bin 40, 100 LPW |  |  |  | Available |  | 0 | 0 | 2018Phase1ScrewInLampDisposition | RobNc |  |  |  |  | 2018-07-01 | 2019-12-31 | NotInEA |  |  |  |  | Standard | Expires 12/31/2019 due to DEER2020 revised impacts and peak demand definition | 1 | 1 | 0 | Deemed Ex Ante Team |  | Expires 12/31/2019 due to DEER2020 revised impacts and peak demand definition |  | Updated to indicate claim/filing status
1618 | R-In-LED-A19(EISA-Bin-40w-80LPW)-dWP0p8 | LED A Lamp replaces pre-existing standard lighting Wattage based on EISA bin and LPW | DEER2017 | Disposition | 2020-11-24 16:30 | Res-Iltg-dWatt-CFL | NonDEER | Scaled | DeltaWatts | 0.8 | 0.8 | None |  | 0 |  | 0 | Res | Any | Lighting | InGen-CFL | Ltg_Lamp | LED_lamp |  | ILtg-Res-LED-20000hr | LED A19 Basecase, 75% LED, 25% CFL | LED A19 Basecase, 75% LED, 25% CFL | LED Lamp: A19, EISA Bin 40, 80 LPW |  |  |  | Available |  | 0 | 0 | 2018Phase1ScrewInLampDisposition | RobNc |  |  |  |  | 2018-07-01 | 2019-12-31 | NotInEA |  |  |  |  | Standard | Expires 12/31/2019 due to DEER2020 revised impacts and peak demand definition | 1 | 1 | 0 | Deemed Ex Ante Team |  | Expires 12/31/2019 due to DEER2020 revised impacts and peak demand definition |  | Updated to indicate claim/filing status
1619 | R-In-LED-A19(EISA-Bin-40w-90LPW)-dWP1p0 | LED A Lamp replaces pre-existing standard lighting Wattage based on EISA bin and LPW | DEER2017 | Disposition | 2020-11-24 16:30 | Res-Iltg-dWatt-CFL | NonDEER | Scaled | DeltaWatts | 1 | 1 | None |  | 0 |  | 0 | Res | Any | Lighting | InGen-CFL | Ltg_Lamp | LED_lamp |  | ILtg-Res-LED-20000hr | LED A19 Basecase, 75% LED, 25% CFL | LED A19 Basecase, 75% LED, 25% CFL | LED Lamp: A19, EISA Bin 40, 90 LPW |  |  |  | Available |  | 0 | 0 | 2018Phase1ScrewInLampDisposition | RobNc |  |  |  |  | 2018-07-01 | 2019-12-31 | NotInEA |  |  |  |  | Standard | Expires 12/31/2019 due to DEER2020 revised impacts and peak demand definition | 1 | 1 | 0 | Deemed Ex Ante Team |  | Expires 12/31/2019 due to DEER2020 revised impacts and peak demand definition |  | Updated to indicate claim/filing status
1621 | R-In-LED-A19(EISA-Bin-60w-110LPW)-dWP1p5 | LED A Lamp replaces pre-existing standard lighting Wattage based on EISA bin and LPW | DEER2017 | Disposition | 2020-11-24 16:30 | Res-Iltg-dWatt-CFL | NonDEER | Scaled | DeltaWatts | 1.5 | 1.5 | None |  | 0 |  | 0 | Res | Any | Lighting | InGen-CFL | Ltg_Lamp | LED_lamp |  | ILtg-Res-LED-20000hr | LED A19 Basecase, 75% LED, 25% CFL | LED A19 Basecase, 75% LED, 25% CFL | LED Lamp: A19, EISA Bin 60, 110 LPW |  |  |  | Available |  |  |  | 2018Phase1ScrewInLampDisposition | RobNc |  |  |  |  | 2018-07-01 | 2019-12-31 | NotInEA |  |  |  |  | Standard | Expires 12/31/2019 due to DEER2020 revised impacts and peak demand definition | 1 | 1 | 0 | Deemed Ex Ante Team |  | Expires 12/31/2019 due to DEER2020 revised impacts and peak demand definition |  | Updated to indicate claim/filing status
1622 | R-In-LED-A19(EISA-Bin-60w-90LPW)-dWP1p3 | LED A Lamp replaces pre-existing standard lighting Wattage based on EISA bin and LPW | DEER2017 | Disposition | 2020-11-24 16:30 | Res-Iltg-dWatt-CFL | NonDEER | Scaled | DeltaWatts | 1.3 | 1.3 | None |  | 0 |  | 0 | Res | Any | Lighting | InGen-CFL | Ltg_Lamp | LED_lamp |  | ILtg-Res-LED-20000hr | LED A19 Basecase, 75% LED, 25% CFL | LED A19 Basecase, 75% LED, 25% CFL | LED Lamp: A19, EISA Bin 60, 90 LPW |  |  |  | Available |  |  |  | 2018Phase1ScrewInLampDisposition | RobNc |  |  |  |  | 2018-07-01 | 2019-12-31 | NotInEA |  |  |  |  | Standard | Expires 12/31/2019 due to DEER2020 revised impacts and peak demand definition | 1 | 1 | 0 | Deemed Ex Ante Team |  | Expires 12/31/2019 due to DEER2020 revised impacts and peak demand definition |  | Updated to indicate claim/filing status
1623 | R-In-LED-A19(EISA-Bin-75w-100LPW)-dWP1p7 | LED A Lamp replaces pre-existing standard lighting Wattage based on EISA bin and LPW | DEER2017 | Disposition | 2020-11-24 16:30 | Res-Iltg-dWatt-CFL | NonDEER | Scaled | DeltaWatts | 1.7 | 1.7 | None |  | 0 |  | 0 | Res | Any | Lighting | InGen-CFL | Ltg_Lamp | LED_lamp |  | ILtg-Res-LED-20000hr | LED A19 Basecase, 75% LED, 25% CFL | LED A19 Basecase, 75% LED, 25% CFL | LED Lamp: A19, EISA Bin 75, 100 LPW |  |  |  | Available |  |  |  | 2018Phase1ScrewInLampDisposition | RobNc |  |  |  |  | 2018-07-01 | 2019-12-31 | NotInEA |  |  |  |  | Standard | Expires 12/31/2019 due to DEER2020 revised impacts and peak demand definition | 1 | 1 | 0 | Deemed Ex Ante Team |  | Expires 12/31/2019 due to DEER2020 revised impacts and peak demand definition |  | Updated to indicate claim/filing status
1624 | R-In-LED-A19(EISA-Bin-75w-110LPW)-dWP1p9 | LED A Lamp replaces pre-existing standard lighting Wattage based on EISA bin and LPW | DEER2017 | Disposition | 2020-11-24 16:30 | Res-Iltg-dWatt-CFL | NonDEER | Scaled | DeltaWatts | 1.9 | 1.9 | None |  | 0 |  | 0 | Res | Any | Lighting | InGen-CFL | Ltg_Lamp | LED_lamp |  | ILtg-Res-LED-20000hr | LED A19 Basecase, 75% LED, 25% CFL | LED A19 Basecase, 75% LED, 25% CFL | LED Lamp: A19, EISA Bin 75, 110 LPW |  |  |  | Available |  |  |  | 2018Phase1ScrewInLampDisposition | RobNc |  |  |  |  | 2018-07-01 | 2019-12-31 | NotInEA |  |  |  |  | Standard | Expires 12/31/2019 due to DEER2020 revised impacts and peak demand definition | 1 | 1 | 0 | Deemed Ex Ante Team |  | Expires 12/31/2019 due to DEER2020 revised impacts and peak demand definition |  | Updated to indicate claim/filing status
1625 | R-In-LED-A19(EISA-Bin-75w-120LPW)-dWP2p3 | LED A Lamp replaces pre-existing standard lighting Wattage based on EISA bin and LPW | DEER2017 | Disposition | 2020-11-24 16:30 | Res-Iltg-dWatt-CFL | NonDEER | Scaled | DeltaWatts | 2.3 | 2.3 | None |  | 0 |  | 0 | Res | Any | Lighting | InGen-CFL | Ltg_Lamp | LED_lamp |  | ILtg-Res-LED-20000hr | LED A19 Basecase, 75% LED, 25% CFL | LED A19 Basecase, 75% LED, 25% CFL | LED Lamp: A19, EISA Bin 75, 80 LPW |  |  |  | Available |  |  |  | 2018Phase1ScrewInLampDisposition | RobNc |  |  |  |  | 2018-07-01 | 2019-12-31 | NotInEA |  |  |  |  | Standard | Expires 12/31/2019 due to DEER2020 revised impacts and peak demand definition | 1 | 1 | 0 | Deemed Ex Ante Team |  | Expires 12/31/2019 due to DEER2020 revised impacts and peak demand definition |  | Updated to indicate claim/filing status
1626 | R-In-LED-A19(EISA-Bin-75w-90LPW)-dWP1p5 | LED A Lamp replaces pre-existing standard lighting Wattage based on EISA bin and LPW | DEER2017 | Disposition | 2020-11-24 16:30 | Res-Iltg-dWatt-CFL | NonDEER | Scaled | DeltaWatts | 1.5 | 1.5 | None |  | 0 |  | 0 | Res | Any | Lighting | InGen-CFL | Ltg_Lamp | LED_lamp |  | ILtg-Res-LED-20000hr | LED A19 Basecase, 75% LED, 25% CFL | LED A19 Basecase, 75% LED, 25% CFL | LED Lamp: A19, EISA Bin 75, 90 LPW |  |  |  | Available |  |  |  | 2018Phase1ScrewInLampDisposition | RobNc |  |  |  |  | 2018-07-01 | 2019-12-31 | NotInEA |  |  |  |  | Standard | Expires 12/31/2019 due to DEER2020 revised impacts and peak demand definition | 1 | 1 | 0 | Deemed Ex Ante Team |  | Expires 12/31/2019 due to DEER2020 revised impacts and peak demand definition |  | Updated to indicate claim/filing status
1627 | R-In-LED-BR(11w)-dWP25 | Residential Indoor General Lighting: LED Lamp replaces pre-existing standard lighting Wattage. Measure includes Code case. Impacts: CFL-based HOU (varies by BldgType) | DEER2017 | Disposition | 2020-11-24 16:30 | Res-Iltg-dWatt-CFL | NonDEER | Scaled | BaseRatio |  |  | None |  | 0 |  | 1 | Res | Any | Lighting | InGen-CFL | Ltg_Lamp | LED_lamp |  | ILtg-Res-LED-20000hr | LED R/BR Basecase, Total Watts = 3.28 x Msr Watts | LED R/BR Basecase, Total Watts = 3.28 x Msr Watts | LED Lamp: BR, 11 Watts, non-dimmable | LEDratio0328 | LEDratio0328 | LED-BR(11w) | Available |  |  |  | 2018Phase1ScrewInLampDisposition | RobNc |  |  |  |  | 2018-07-01 | 2019-12-31 | NotInEA |  |  |  |  | Standard | Expires 12/31/2019 due to DEER2020 revised impacts and peak demand definition | 1 | 1 | 0 | Deemed Ex Ante Team |  | Expires 12/31/2019 due to DEER2020 revised impacts and peak demand definition |  | Updated to indicate claim/filing status
1628 | R-In-LED-BR(14w)-dWP28 | Residential Indoor General Lighting: LED Lamp replaces pre-existing standard lighting Wattage. Measure includes Code case. Impacts: CFL-based HOU (varies by BldgType) | DEER2017 | Disposition | 2020-11-24 16:30 | Res-Iltg-dWatt-CFL | NonDEER | Scaled | BaseRatio |  |  | None |  | 0 |  | 1 | Res | Any | Lighting | InGen-CFL | Ltg_Lamp | LED_lamp |  | ILtg-Res-LED-20000hr | LED R/BR Basecase, Total Watts = 2.97 x Msr Watts | LED R/BR Basecase, Total Watts = 2.97 x Msr Watts | LED Lamp: BR, 14 Watts, non-dimmable | LEDratio0297 | LEDratio0297 | LED-BR(14w) | Available |  |  |  | 2018Phase1ScrewInLampDisposition | RobNc |  |  |  |  | 2018-07-01 | 2019-12-31 | NotInEA |  |  |  |  | Standard | Expires 12/31/2019 due to DEER2020 revised impacts and peak demand definition | 1 | 1 | 0 | Deemed Ex Ante Team |  | Expires 12/31/2019 due to DEER2020 revised impacts and peak demand definition |  | Updated to indicate claim/filing status
1629 | R-In-LED-BR(6w)-dWP19 | Residential Indoor General Lighting: LED Lamp replaces pre-existing standard lighting Wattage. Measure includes Code case. Impacts: CFL-based HOU (varies by BldgType) | DEER2017 | Disposition | 2020-11-24 16:30 | Res-Iltg-dWatt-CFL | NonDEER | Scaled | BaseRatio |  |  | None |  | 0 |  | 1 | Res | Any | Lighting | InGen-CFL | Ltg_Lamp | LED_lamp |  | ILtg-Res-LED-20000hr | LED R/BR Basecase, Total Watts = 4.17 x Msr Watts | LED R/BR Basecase, Total Watts = 4.17 x Msr Watts | LED Lamp: BR, 6 Watts, non-dimmable | LEDratio0417 | LEDratio0417 | LED-BR(6w) | Available |  |  |  | 2018Phase1ScrewInLampDisposition | RobNc |  |  |  |  | 2018-07-01 | 2019-12-31 | NotInEA |  |  |  |  | Standard | Expires 12/31/2019 due to DEER2020 revised impacts and peak demand definition | 1 | 1 | 0 | Deemed Ex Ante Team |  | Expires 12/31/2019 due to DEER2020 revised impacts and peak demand definition |  | Updated to indicate claim/filing status
1630 | R-In-LED-Candle(1.8w)-dWP6 | Residential Indoor General Lighting: LED Lamp replaces pre-existing standard lighting Wattage. Measure includes Code case. Impacts: CFL-based HOU (varies by BldgType) | DEER2017 | Disposition | 2020-11-24 16:30 | Res-Iltg-dWatt-CFL | NonDEER | Scaled | BaseRatio |  |  | None |  | 0 |  | 1 | Res | Any | Lighting | InGen-CFL | Ltg_Lamp | LED_lamp |  | ILtg-Res-LED-15000hr | LED Candelabra Basecase, Total Watts = 4.61 x Msr Watts | LED Candelabra Basecase, Total Watts = 4.61 x Msr Watts | LED Lamp: Candle, 1.8 Watts, non-dimmable | LEDratio0461 | LEDratio0461 | LED-Candle(1.8w) | Available |  |  |  | 2018Phase1ScrewInLampDisposition | RobNc |  |  |  |  | 2018-07-01 | 2019-12-31 | NotInEA |  |  |  |  | Standard | Expires 12/31/2019 due to DEER2020 revised impacts and peak demand definition | 1 | 1 | 0 | Deemed Ex Ante Team |  | Expires 12/31/2019 due to DEER2020 revised impacts and peak demand definition |  | Updated to indicate claim/filing status
1631 | R-In-LED-Candle(1w)-dWP4 | Residential Indoor General Lighting: LED Lamp replaces pre-existing standard lighting Wattage. Measure includes Code case. Impacts: CFL-based HOU (varies by BldgType) | DEER2017 | Disposition | 2020-11-24 16:30 | Res-Iltg-dWatt-CFL | NonDEER | Scaled | BaseRatio |  |  | None |  | 0 |  | 1 | Res | Any | Lighting | InGen-CFL | Ltg_Lamp | LED_lamp |  | ILtg-Res-LED-15000hr | LED Candelabra Basecase, Total Watts = 4.61 x Msr Watts | LED Candelabra Basecase, Total Watts = 4.61 x Msr Watts | LED Lamp: Candle, 1 Watts, non-dimmable | LEDratio0461 | LEDratio0461 | LED-Candle(1w) | Available |  |  |  | 2018Phase1ScrewInLampDisposition | RobNc |  |  |  |  | 2018-07-01 | 2019-12-31 | NotInEA |  |  |  |  | Standard | Expires 12/31/2019 due to DEER2020 revised impacts and peak demand definition | 1 | 1 | 0 | Deemed Ex Ante Team |  | Expires 12/31/2019 due to DEER2020 revised impacts and peak demand definition |  | Updated to indicate claim/filing status
1632 | R-In-LED-Candle(2w)-dWP7 | Residential Indoor General Lighting: LED Lamp replaces pre-existing standard lighting Wattage. Measure includes Code case. Impacts: CFL-based HOU (varies by BldgType) | DEER2017 | Disposition | 2020-11-24 16:30 | Res-Iltg-dWatt-CFL | NonDEER | Scaled | BaseRatio |  |  | None |  | 0 |  | 1 | Res | Any | Lighting | InGen-CFL | Ltg_Lamp | LED_lamp |  | ILtg-Res-LED-15000hr | LED Candelabra Basecase, Total Watts = 4.61 x Msr Watts | LED Candelabra Basecase, Total Watts = 4.61 x Msr Watts | LED Lamp: Candle, 2 Watts, non-dimmable | LEDratio0461 | LEDratio0461 | LED-Candle(2w) | Available |  |  |  | 2018Phase1ScrewInLampDisposition | RobNc |  |  |  |  | 2018-07-01 | 2019-12-31 | NotInEA |  |  |  |  | Standard | Expires 12/31/2019 due to DEER2020 revised impacts and peak demand definition | 1 | 1 | 0 | Deemed Ex Ante Team |  | Expires 12/31/2019 due to DEER2020 revised impacts and peak demand definition |  | Updated to indicate claim/filing status
1633 | R-In-LED-Candle(3w)-dWP11 | Residential Indoor General Lighting: LED Lamp replaces pre-existing standard lighting Wattage. Measure includes Code case. Impacts: CFL-based HOU (varies by BldgType) | DEER2017 | Disposition | 2020-11-24 16:30 | Res-Iltg-dWatt-CFL | NonDEER | Scaled | BaseRatio |  |  | None |  | 0 |  | 1 | Res | Any | Lighting | InGen-CFL | Ltg_Lamp | LED_lamp |  | ILtg-Res-LED-15000hr | LED Candelabra Basecase, Total Watts = 4.61 x Msr Watts | LED Candelabra Basecase, Total Watts = 4.61 x Msr Watts | LED Lamp: Candle, 3 Watts, non-dimmable | LEDratio0461 | LEDratio0461 | LED-Candle(3w) | Available |  |  |  | 2018Phase1ScrewInLampDisposition | RobNc |  |  |  |  | 2018-07-01 | 2019-12-31 | NotInEA |  |  |  |  | Standard | Expires 12/31/2019 due to DEER2020 revised impacts and peak demand definition | 1 | 1 | 0 | Deemed Ex Ante Team |  | Expires 12/31/2019 due to DEER2020 revised impacts and peak demand definition |  | Updated to indicate claim/filing status
1634 | R-In-LED-Candle(4w)-dWP14 | Residential Indoor General Lighting: LED Lamp replaces pre-existing standard lighting Wattage. Measure includes Code case. Impacts: CFL-based HOU (varies by BldgType) | DEER2017 | Disposition | 2020-11-24 16:30 | Res-Iltg-dWatt-CFL | NonDEER | Scaled | BaseRatio |  |  | None |  | 0 |  | 1 | Res | Any | Lighting | InGen-CFL | Ltg_Lamp | LED_lamp |  | ILtg-Res-LED-15000hr | LED Candelabra Basecase, Total Watts = 4.61 x Msr Watts | LED Candelabra Basecase, Total Watts = 4.61 x Msr Watts | LED Lamp: Candle, 4 Watts, non-dimmable | LEDratio0461 | LEDratio0461 | LED-Candle(4w) | Available |  |  |  | 2018Phase1ScrewInLampDisposition | RobNc |  |  |  |  | 2018-07-01 | 2019-12-31 | NotInEA |  |  |  |  | Standard | Expires 12/31/2019 due to DEER2020 revised impacts and peak demand definition | 1 | 1 | 0 | Deemed Ex Ante Team |  | Expires 12/31/2019 due to DEER2020 revised impacts and peak demand definition |  | Updated to indicate claim/filing status
1635 | R-In-LED-Candle(5w)-dWP18 | Residential Indoor General Lighting: LED Lamp replaces pre-existing standard lighting Wattage. Measure includes Code case. Impacts: CFL-based HOU (varies by BldgType) | DEER2017 | Disposition | 2020-11-24 16:30 | Res-Iltg-dWatt-CFL | NonDEER | Scaled | BaseRatio |  |  | None |  | 0 |  | 1 | Res | Any | Lighting | InGen-CFL | Ltg_Lamp | LED_lamp |  | ILtg-Res-LED-15000hr | LED Candelabra Basecase, Total Watts = 4.61 x Msr Watts | LED Candelabra Basecase, Total Watts = 4.61 x Msr Watts | LED Lamp: Candle, 5 Watts, non-dimmable | LEDratio0461 | LEDratio0461 | LED-Candle(5w) | Available |  |  |  | 2018Phase1ScrewInLampDisposition | RobNc |  |  |  |  | 2018-07-01 | 2019-12-31 | NotInEA |  |  |  |  | Standard | Expires 12/31/2019 due to DEER2020 revised impacts and peak demand definition | 1 | 1 | 0 | Deemed Ex Ante Team |  | Expires 12/31/2019 due to DEER2020 revised impacts and peak demand definition |  | Updated to indicate claim/filing status
1636 | R-In-LED-CanRet(10w)-dWP13 | Residential Indoor General Lighting: LED Lamp replaces pre-existing standard lighting Wattage. Measure includes Code case. Impacts: CFL-based HOU (varies by BldgType) | DEER2017 | Disposition | 2020-11-24 16:30 | Res-Iltg-dWatt-CFL | NonDEER | Scaled | BaseRatio |  |  | None |  | 0 |  | 1 | Res | Any | Lighting | InGen-CFL | Ltg_Lamp | LED_lamp |  | ILtg-Res-LED-20000hr | LED PAR30 Basecase, Total Watts = 2.34 x Msr Watts | LED PAR30 Basecase, Total Watts = 2.34 x Msr Watts | LED Lamp: CanRet, 10 Watts, non-dimmable | LEDratio0234 | LEDratio0234 | LED-CanRet(10w) | Available |  |  |  | 2018Phase1ScrewInLampDisposition | RobNc |  |  |  |  | 2018-07-01 | 2019-12-31 | NotInEA |  |  |  |  | Standard | Expires 12/31/2019 due to DEER2020 revised impacts and peak demand definition | 1 | 1 | 0 | Deemed Ex Ante Team |  | Expires 12/31/2019 due to DEER2020 revised impacts and peak demand definition |  | Updated to indicate claim/filing status
1637 | R-In-LED-CanRet(11w)-dWP15 | Residential Indoor General Lighting: LED Lamp replaces pre-existing standard lighting Wattage. Measure includes Code case. Impacts: CFL-based HOU (varies by BldgType) | DEER2017 | Disposition | 2020-11-24 16:30 | Res-Iltg-dWatt-CFL | NonDEER | Scaled | BaseRatio |  |  | None |  | 0 |  | 1 | Res | Any | Lighting | InGen-CFL | Ltg_Lamp | LED_lamp |  | ILtg-Res-LED-20000hr | LED PAR30 Basecase, Total Watts = 2.34 x Msr Watts | LED PAR30 Basecase, Total Watts = 2.34 x Msr Watts | LED Lamp: CanRet, 11 Watts, non-dimmable | LEDratio0234 | LEDratio0234 | LED-CanRet(11w) | Available |  |  |  | 2018Phase1ScrewInLampDisposition | RobNc |  |  |  |  | 2018-07-01 | 2019-12-31 | NotInEA |  |  |  |  | Standard | Expires 12/31/2019 due to DEER2020 revised impacts and peak demand definition | 1 | 1 | 0 | Deemed Ex Ante Team |  | Expires 12/31/2019 due to DEER2020 revised impacts and peak demand definition |  | Updated to indicate claim/filing status
1638 | R-In-LED-CanRet(12w)-dWP16 | Residential Indoor General Lighting: LED Lamp replaces pre-existing standard lighting Wattage. Measure includes Code case. Impacts: CFL-based HOU (varies by BldgType) | DEER2017 | Disposition | 2020-11-24 16:30 | Res-Iltg-dWatt-CFL | NonDEER | Scaled | BaseRatio |  |  | None |  | 0 |  | 1 | Res | Any | Lighting | InGen-CFL | Ltg_Lamp | LED_lamp |  | ILtg-Res-LED-20000hr | LED PAR30 Basecase, Total Watts = 2.34 x Msr Watts | LED PAR30 Basecase, Total Watts = 2.34 x Msr Watts | LED Lamp: CanRet, 12 Watts, non-dimmable | LEDratio0234 | LEDratio0234 | LED-CanRet(12w) | Available |  |  |  | 2018Phase1ScrewInLampDisposition | RobNc |  |  |  |  | 2018-07-01 | 2019-12-31 | NotInEA |  |  |  |  | Standard | Expires 12/31/2019 due to DEER2020 revised impacts and peak demand definition | 1 | 1 | 0 | Deemed Ex Ante Team |  | Expires 12/31/2019 due to DEER2020 revised impacts and peak demand definition |  | Updated to indicate claim/filing status
1639 | R-In-LED-CanRet(13w)-dWP17 | Residential Indoor General Lighting: LED Lamp replaces pre-existing standard lighting Wattage. Measure includes Code case. Impacts: CFL-based HOU (varies by BldgType) | DEER2017 | Disposition | 2020-11-24 16:30 | Res-Iltg-dWatt-CFL | NonDEER | Scaled | BaseRatio |  |  | None |  | 0 |  | 1 | Res | Any | Lighting | InGen-CFL | Ltg_Lamp | LED_lamp |  | ILtg-Res-LED-20000hr | LED PAR30 Basecase, Total Watts = 2.34 x Msr Watts | LED PAR30 Basecase, Total Watts = 2.34 x Msr Watts | LED Lamp: CanRet, 13 Watts, non-dimmable | LEDratio0234 | LEDratio0234 | LED-CanRet(13w) | Available |  |  |  | 2018Phase1ScrewInLampDisposition | RobNc |  |  |  |  | 2018-07-01 | 2019-12-31 | NotInEA |  |  |  |  | Standard | Expires 12/31/2019 due to DEER2020 revised impacts and peak demand definition | 1 | 1 | 0 | Deemed Ex Ante Team |  | Expires 12/31/2019 due to DEER2020 revised impacts and peak demand definition |  | Updated to indicate claim/filing status
1640 | R-In-LED-CanRet(14w)-dWP19 | Residential Indoor General Lighting: LED Lamp replaces pre-existing standard lighting Wattage. Measure includes Code case. Impacts: CFL-based HOU (varies by BldgType) | DEER2017 | Disposition | 2020-11-24 16:30 | Res-Iltg-dWatt-CFL | NonDEER | Scaled | BaseRatio |  |  | None |  | 0 |  | 1 | Res | Any | Lighting | InGen-CFL | Ltg_Lamp | LED_lamp |  | ILtg-Res-LED-20000hr | LED PAR30 Basecase, Total Watts = 2.34 x Msr Watts | LED PAR30 Basecase, Total Watts = 2.34 x Msr Watts | LED Lamp: CanRet, 14 Watts, non-dimmable | LEDratio0234 | LEDratio0234 | LED-CanRet(14w) | Available |  |  |  | 2018Phase1ScrewInLampDisposition | RobNc |  |  |  |  | 2018-07-01 | 2019-12-31 | NotInEA |  |  |  |  | Standard | Expires 12/31/2019 due to DEER2020 revised impacts and peak demand definition | 1 | 1 | 0 | Deemed Ex Ante Team |  | Expires 12/31/2019 due to DEER2020 revised impacts and peak demand definition |  | Updated to indicate claim/filing status
1641 | R-In-LED-CanRet(15w)-dWP20 | Residential Indoor General Lighting: LED Lamp replaces pre-existing standard lighting Wattage. Measure includes Code case. Impacts: CFL-based HOU (varies by BldgType) | DEER2017 | Disposition | 2020-11-24 16:30 | Res-Iltg-dWatt-CFL | NonDEER | Scaled | BaseRatio |  |  | None |  | 0 |  | 1 | Res | Any | Lighting | InGen-CFL | Ltg_Lamp | LED_lamp |  | ILtg-Res-LED-20000hr | LED PAR30 Basecase, Total Watts = 2.34 x Msr Watts | LED PAR30 Basecase, Total Watts = 2.34 x Msr Watts | LED Lamp: CanRet, 15 Watts, non-dimmable | LEDratio0234 | LEDratio0234 | LED-CanRet(15w) | Available |  |  |  | 2018Phase1ScrewInLampDisposition | RobNc |  |  |  |  | 2018-07-01 | 2019-12-31 | NotInEA |  |  |  |  | Standard | Expires 12/31/2019 due to DEER2020 revised impacts and peak demand definition | 1 | 1 | 0 | Deemed Ex Ante Team |  | Expires 12/31/2019 due to DEER2020 revised impacts and peak demand definition |  | Updated to indicate claim/filing status
1642 | R-In-LED-CanRet(20w)-dWP27 | Residential Indoor General Lighting: LED Lamp replaces pre-existing standard lighting Wattage. Measure includes Code case. Impacts: CFL-based HOU (varies by BldgType) | DEER2017 | Disposition | 2020-11-24 16:30 | Res-Iltg-dWatt-CFL | NonDEER | Scaled | BaseRatio |  |  | None |  | 0 |  | 1 | Res | Any | Lighting | InGen-CFL | Ltg_Lamp | LED_lamp |  | ILtg-Res-LED-20000hr | LED PAR30 Basecase, Total Watts = 2.34 x Msr Watts | LED PAR30 Basecase, Total Watts = 2.34 x Msr Watts | LED Lamp: Can Retrofit, 20 Watts | LEDratio0234 | LEDratio0234 | LED-CanRet(20w) | Available |  |  |  | 2018Phase1ScrewInLampDisposition | RobNc |  |  |  |  | 2018-07-01 | 2019-12-31 | NotInEA |  |  |  |  | Standard | Expires 12/31/2019 due to DEER2020 revised impacts and peak demand definition | 1 | 1 | 0 | Deemed Ex Ante Team |  | Expires 12/31/2019 due to DEER2020 revised impacts and peak demand definition |  | Updated to indicate claim/filing status
1643 | R-In-LED-CanRet(21w)-dWP28 | Residential Indoor General Lighting: LED Lamp replaces pre-existing standard lighting Wattage. Measure includes Code case. Impacts: CFL-based HOU (varies by BldgType) | DEER2017 | Disposition | 2020-11-24 16:30 | Res-Iltg-dWatt-CFL | NonDEER | Scaled | BaseRatio |  |  | None |  | 0 |  | 1 | Res | Any | Lighting | InGen-CFL | Ltg_Lamp | LED_lamp |  | ILtg-Res-LED-20000hr | LED PAR30 Basecase, Total Watts = 2.34 x Msr Watts | LED PAR30 Basecase, Total Watts = 2.34 x Msr Watts | LED Lamp: CanRet, 21 Watts, non-dimmable | LEDratio0234 | LEDratio0234 | LED-CanRet(21w) | Available |  |  |  | 2018Phase1ScrewInLampDisposition | RobNc |  |  |  |  | 2018-07-01 | 2019-12-31 | NotInEA |  |  |  |  | Standard | Expires 12/31/2019 due to DEER2020 revised impacts and peak demand definition | 1 | 1 | 0 | Deemed Ex Ante Team |  | Expires 12/31/2019 due to DEER2020 revised impacts and peak demand definition |  | Updated to indicate claim/filing status
1644 | R-In-LED-CanRet(23w)-dWP31 | Residential Indoor General Lighting: LED Lamp replaces pre-existing standard lighting Wattage. Measure includes Code case. Impacts: CFL-based HOU (varies by BldgType) | DEER2017 | Disposition | 2020-11-24 16:30 | Res-Iltg-dWatt-CFL | NonDEER | Scaled | BaseRatio |  |  | None |  | 0 |  | 1 | Res | Any | Lighting | InGen-CFL | Ltg_Lamp | LED_lamp |  | ILtg-Res-LED-20000hr | LED PAR30 Basecase, Total Watts = 2.34 x Msr Watts | LED PAR30 Basecase, Total Watts = 2.34 x Msr Watts | LED Lamp: Can Retrofit, 23 Watts | LEDratio0234 | LEDratio0234 | LED-CanRet(23w) | Available |  |  |  | 2018Phase1ScrewInLampDisposition | RobNc |  |  |  |  | 2018-07-01 | 2019-12-31 | NotInEA |  |  |  |  | Standard | Expires 12/31/2019 due to DEER2020 revised impacts and peak demand definition | 1 | 1 | 0 | Deemed Ex Ante Team |  | Expires 12/31/2019 due to DEER2020 revised impacts and peak demand definition |  | Updated to indicate claim/filing status
1645 | R-In-LED-CanRet(8w)-dWP11 | Residential Indoor General Lighting: LED Lamp replaces pre-existing standard lighting Wattage. Measure includes Code case. Impacts: CFL-based HOU (varies by BldgType) | DEER2017 | Disposition | 2020-11-24 16:30 | Res-Iltg-dWatt-CFL | NonDEER | Scaled | BaseRatio |  |  | None |  | 0 |  | 1 | Res | Any | Lighting | InGen-CFL | Ltg_Lamp | LED_lamp |  | ILtg-Res-LED-20000hr | LED PAR30 Basecase, Total Watts = 2.34 x Msr Watts | LED PAR30 Basecase, Total Watts = 2.34 x Msr Watts | LED Lamp: CanRet, 8 Watts, non-dimmable | LEDratio0234 | LEDratio0234 | LED-CanRet(8w) | Available |  |  |  | 2018Phase1ScrewInLampDisposition | RobNc |  |  |  |  | 2018-07-01 | 2019-12-31 | NotInEA |  |  |  |  | Standard | Expires 12/31/2019 due to DEER2020 revised impacts and peak demand definition | 1 | 1 | 0 | Deemed Ex Ante Team |  | Expires 12/31/2019 due to DEER2020 revised impacts and peak demand definition |  | Updated to indicate claim/filing status
1646 | R-In-LED-CanRet(9w)-dWP12 | Residential Indoor General Lighting: LED Lamp replaces pre-existing standard lighting Wattage. Measure includes Code case. Impacts: CFL-based HOU (varies by BldgType) | DEER2017 | Disposition | 2020-11-24 16:30 | Res-Iltg-dWatt-CFL | NonDEER | Scaled | BaseRatio |  |  | None |  | 0 |  | 1 | Res | Any | Lighting | InGen-CFL | Ltg_Lamp | LED_lamp |  | ILtg-Res-LED-20000hr | LED PAR30 Basecase, Total Watts = 2.34 x Msr Watts | LED PAR30 Basecase, Total Watts = 2.34 x Msr Watts | LED Lamp: CanRet, 9 Watts, non-dimmable | LEDratio0234 | LEDratio0234 | LED-CanRet(9w) | Available |  |  |  | 2018Phase1ScrewInLampDisposition | RobNc |  |  |  |  | 2018-07-01 | 2019-12-31 | NotInEA |  |  |  |  | Standard | Expires 12/31/2019 due to DEER2020 revised impacts and peak demand definition | 1 | 1 | 0 | Deemed Ex Ante Team |  | Expires 12/31/2019 due to DEER2020 revised impacts and peak demand definition |  | Updated to indicate claim/filing status
1647 | R-In-LED-Glb(10w)-dWP21 | Residential Indoor General Lighting: LED Lamp replaces pre-existing standard lighting Wattage. Measure includes Code case. | DEER2017 | Disposition | 2020-11-24 16:30 | Res-Iltg-dWatt-CFL | NonDEER | Scaled | BaseRatio |  |  | None |  | 0 |  | 1 | Res | Any | Lighting | InGen-CFL | Ltg_Lamp | LED_lamp |  | ILtg-Res-LED-20000hr | LED Globe greater than or equal to 3 Watts Basecase, Total Watts = 3.10 x Msr Watts | LED Globe greater than or equal to 3 Watts Basecase, Total Watts = 3.10 x Msr Watts | LED Lamp: Glb, 10 Watts, non-dimmable | LEDratio0310 | LEDratio0310 | LED-Glb(10w) | Available |  |  |  | 2018Phase1ScrewInLampDisposition | RobNc |  |  |  |  | 2018-07-01 | 2019-12-31 | NotInEA |  |  |  |  | Standard | Expires 12/31/2019 due to DEER2020 revised impacts and peak demand definition | 1 | 1 | 0 | Deemed Ex Ante Team |  | Expires 12/31/2019 due to DEER2020 revised impacts and peak demand definition |  | Updated to indicate claim/filing status
1648 | R-In-LED-Glb(1w)-dWP4 | Residential Indoor General Lighting: LED Lamp replaces pre-existing standard lighting Wattage. Measure includes Code case. Impacts: CFL-based HOU (varies by BldgType) | DEER2017 | Disposition | 2020-11-24 16:30 | Res-Iltg-dWatt-CFL | NonDEER | Scaled | BaseRatio |  |  | None |  | 0 |  | 1 | Res | Any | Lighting | InGen-CFL | Ltg_Lamp | LED_lamp |  | ILtg-Res-LED-15000hr | LED Globe less than 3 Watts Basecase, Total Watts = 4.68 x Msr Watts | LED Globe less than 3 Watts Basecase, Total Watts = 4.68 x Msr Watts | LED Lamp: Glb, 1 Watts, non-dimmable | LEDratio0468 | LEDratio0468 | LED-Glb(1w) | Available |  |  |  | 2018Phase1ScrewInLampDisposition | RobNc |  |  |  |  | 2018-07-01 | 2019-12-31 | NotInEA |  |  |  |  | Standard | Expires 12/31/2019 due to DEER2020 revised impacts and peak demand definition | 1 | 1 | 0 | Deemed Ex Ante Team |  | Expires 12/31/2019 due to DEER2020 revised impacts and peak demand definition |  | Updated to indicate claim/filing status
1649 | R-In-LED-Glb(2w)-dWP7 | Residential Indoor General Lighting: LED Lamp replaces pre-existing standard lighting Wattage. Measure includes Code case. Impacts: CFL-based HOU (varies by BldgType) | DEER2017 | Disposition | 2020-11-24 16:30 | Res-Iltg-dWatt-CFL | NonDEER | Scaled | BaseRatio |  |  | None |  | 0 |  | 1 | Res | Any | Lighting | InGen-CFL | Ltg_Lamp | LED_lamp |  | ILtg-Res-LED-15000hr | LED Globe less than 3 Watts Basecase, Total Watts = 4.68 x Msr Watts | LED Globe less than 3 Watts Basecase, Total Watts = 4.68 x Msr Watts | LED Lamp: Glb, 2 Watts, non-dimmable | LEDratio0468 | LEDratio0468 | LED-Glb(2w) | Available |  |  |  | 2018Phase1ScrewInLampDisposition | RobNc |  |  |  |  | 2018-07-01 | 2019-12-31 | NotInEA |  |  |  |  | Standard | Expires 12/31/2019 due to DEER2020 revised impacts and peak demand definition | 1 | 1 | 0 | Deemed Ex Ante Team |  | Expires 12/31/2019 due to DEER2020 revised impacts and peak demand definition |  | Updated to indicate claim/filing status
1650 | R-In-LED-Glb(3w)-dWP6 | Residential Indoor General Lighting: LED Lamp replaces pre-existing standard lighting Wattage. Measure includes Code case. Impacts: CFL-based HOU (varies by BldgType) | DEER2017 | Disposition | 2020-11-24 16:30 | Res-Iltg-dWatt-CFL | NonDEER | Scaled | BaseRatio |  |  | None |  | 0 |  | 1 | Res | Any | Lighting | InGen-CFL | Ltg_Lamp | LED_lamp |  | ILtg-Res-LED-20000hr | LED Globe greater than or equal to 3 Watts Basecase, Total Watts = 3.10 x Msr Watts | LED Globe greater than or equal to 3 Watts Basecase, Total Watts = 3.10 x Msr Watts | LED Lamp: Glb, 3 Watts, non-dimmable | LEDratio0310 | LEDratio0310 | LED-Glb(3w) | Available |  |  |  | 2018Phase1ScrewInLampDisposition | RobNc |  |  |  |  | 2018-07-01 | 2019-12-31 | NotInEA |  |  |  |  | Standard | Expires 12/31/2019 due to DEER2020 revised impacts and peak demand definition | 1 | 1 | 0 | Deemed Ex Ante Team |  | Expires 12/31/2019 due to DEER2020 revised impacts and peak demand definition |  | Updated to indicate claim/filing status
1651 | R-In-LED-Glb(4w)-dWP8 | Residential Indoor General Lighting: LED Lamp replaces pre-existing standard lighting Wattage. Measure includes Code case. | DEER2017 | Disposition | 2020-11-24 16:30 | Res-Iltg-dWatt-CFL | NonDEER | Scaled | BaseRatio |  |  | None |  | 0 |  | 1 | Res | Any | Lighting | InGen-CFL | Ltg_Lamp | LED_lamp |  | ILtg-Res-LED-20000hr | LED Globe greater than or equal to 3 Watts Basecase, Total Watts = 3.10 x Msr Watts | LED Globe greater than or equal to 3 Watts Basecase, Total Watts = 3.10 x Msr Watts | LED Lamp: Glb, 4 Watts, non-dimmable | LEDratio0310 | LEDratio0310 | LED-Glb(4w) | Available |  |  |  | 2018Phase1ScrewInLampDisposition | RobNc |  |  |  |  | 2018-07-01 | 2019-12-31 | NotInEA |  |  |  |  | Standard | Expires 12/31/2019 due to DEER2020 revised impacts and peak demand definition | 1 | 1 | 0 | Deemed Ex Ante Team |  | Expires 12/31/2019 due to DEER2020 revised impacts and peak demand definition |  | Updated to indicate claim/filing status
1652 | R-In-LED-Glb(5w)-dWP11 | Residential Indoor General Lighting: LED Lamp replaces pre-existing standard lighting Wattage. Measure includes Code case. | DEER2017 | Disposition | 2020-11-24 16:30 | Res-Iltg-dWatt-CFL | NonDEER | Scaled | BaseRatio |  |  | None |  | 0 |  | 1 | Res | Any | Lighting | InGen-CFL | Ltg_Lamp | LED_lamp |  | ILtg-Res-LED-20000hr | LED Globe greater than or equal to 3 Watts Basecase, Total Watts = 3.10 x Msr Watts | LED Globe greater than or equal to 3 Watts Basecase, Total Watts = 3.10 x Msr Watts | LED Lamp: Glb, 5 Watts, non-dimmable | LEDratio0310 | LEDratio0310 | LED-Glb(5w) | Available |  |  |  | 2018Phase1ScrewInLampDisposition | RobNc |  |  |  |  | 2018-07-01 | 2019-12-31 | NotInEA |  |  |  |  | Standard | Expires 12/31/2019 due to DEER2020 revised impacts and peak demand definition | 1 | 1 | 0 | Deemed Ex Ante Team |  | Expires 12/31/2019 due to DEER2020 revised impacts and peak demand definition |  | Updated to indicate claim/filing status
1653 | R-In-LED-Glb(6w)-dWP13 | Residential Indoor General Lighting: LED Lamp replaces pre-existing standard lighting Wattage. Measure includes Code case. | DEER2017 | Disposition | 2020-11-24 16:30 | Res-Iltg-dWatt-CFL | NonDEER | Scaled | BaseRatio |  |  | None |  | 0 |  | 1 | Res | Any | Lighting | InGen-CFL | Ltg_Lamp | LED_lamp |  | ILtg-Res-LED-20000hr | LED Globe greater than or equal to 3 Watts Basecase, Total Watts = 3.10 x Msr Watts | LED Globe greater than or equal to 3 Watts Basecase, Total Watts = 3.10 x Msr Watts | LED Lamp: Glb, 6 Watts, non-dimmable | LEDratio0310 | LEDratio0310 | LED-Glb(6w) | Available |  |  |  | 2018Phase1ScrewInLampDisposition | RobNc |  |  |  |  | 2018-07-01 | 2019-12-31 | NotInEA |  |  |  |  | Standard | Expires 12/31/2019 due to DEER2020 revised impacts and peak demand definition | 1 | 1 | 0 | Deemed Ex Ante Team |  | Expires 12/31/2019 due to DEER2020 revised impacts and peak demand definition |  | Updated to indicate claim/filing status
1654 | R-In-LED-Glb(7w)-dWP15 | Residential Indoor General Lighting: LED Lamp replaces pre-existing standard lighting Wattage. Measure includes Code case. | DEER2017 | Disposition | 2020-11-24 16:30 | Res-Iltg-dWatt-CFL | NonDEER | Scaled | BaseRatio |  |  | None |  | 0 |  | 1 | Res | Any | Lighting | InGen-CFL | Ltg_Lamp | LED_lamp |  | ILtg-Res-LED-20000hr | LED Globe greater than or equal to 3 Watts Basecase, Total Watts = 3.10 x Msr Watts | LED Globe greater than or equal to 3 Watts Basecase, Total Watts = 3.10 x Msr Watts | LED Lamp: Glb, 7 Watts, non-dimmable | LEDratio0310 | LEDratio0310 | LED-Glb(7w) | Available |  |  |  | 2018Phase1ScrewInLampDisposition | RobNc |  |  |  |  | 2018-07-01 | 2019-12-31 | NotInEA |  |  |  |  | Standard | Expires 12/31/2019 due to DEER2020 revised impacts and peak demand definition | 1 | 1 | 0 | Deemed Ex Ante Team |  | Expires 12/31/2019 due to DEER2020 revised impacts and peak demand definition |  | Updated to indicate claim/filing status
1655 | R-In-LED-Glb(8w)-dWP17 | Residential Indoor General Lighting: LED Lamp replaces pre-existing standard lighting Wattage. Measure includes Code case. Impacts: CFL-based HOU (varies by BldgType) | DEER2017 | Disposition | 2020-11-24 16:30 | Res-Iltg-dWatt-CFL | NonDEER | Scaled | BaseRatio |  |  | None |  | 0 |  | 1 | Res | Any | Lighting | InGen-CFL | Ltg_Lamp | LED_lamp |  | ILtg-Res-LED-20000hr | LED Globe greater than or equal to 3 Watts Basecase, Total Watts = 3.10 x Msr Watts | LED Globe greater than or equal to 3 Watts Basecase, Total Watts = 3.10 x Msr Watts | LED Lamp: Glb, 8 Watts, non-dimmable | LEDratio0310 | LEDratio0310 | LED-Glb(8w) | Available |  |  |  | 2018Phase1ScrewInLampDisposition | RobNc |  |  |  |  | 2018-07-01 | 2019-12-31 | NotInEA |  |  |  |  | Standard | Expires 12/31/2019 due to DEER2020 revised impacts and peak demand definition | 1 | 1 | 0 | Deemed Ex Ante Team |  | Expires 12/31/2019 due to DEER2020 revised impacts and peak demand definition |  | Updated to indicate claim/filing status
1656 | R-In-LED-Glb(9w)-dWP19 | Residential Indoor General Lighting: LED Lamp replaces pre-existing standard lighting Wattage. Measure includes Code case. | DEER2017 | Disposition | 2020-11-24 16:30 | Res-Iltg-dWatt-CFL | NonDEER | Scaled | BaseRatio |  |  | None |  | 0 |  | 1 | Res | Any | Lighting | InGen-CFL | Ltg_Lamp | LED_lamp |  | ILtg-Res-LED-20000hr | LED Globe greater than or equal to 3 Watts Basecase, Total Watts = 3.10 x Msr Watts | LED Globe greater than or equal to 3 Watts Basecase, Total Watts = 3.10 x Msr Watts | LED Lamp: Glb, 9 Watts, non-dimmable | LEDratio0310 | LEDratio0310 | LED-Glb(9w) | Available |  |  |  | 2018Phase1ScrewInLampDisposition | RobNc |  |  |  |  | 2018-07-01 | 2019-12-31 | NotInEA |  |  |  |  | Standard | Expires 12/31/2019 due to DEER2020 revised impacts and peak demand definition | 1 | 1 | 0 | Deemed Ex Ante Team |  | Expires 12/31/2019 due to DEER2020 revised impacts and peak demand definition |  | Updated to indicate claim/filing status
1657 | R-In-LED-PAR20(10w)-dWP22 | Residential Indoor General Lighting: LED Lamp replaces pre-existing standard lighting Wattage. Measure includes Code case. Impacts: CFL-based HOU (varies by BldgType) | DEER2017 | Disposition | 2020-11-24 16:30 | Res-Iltg-dWatt-CFL | NonDEER | Scaled | BaseRatio |  |  | None |  | 0 |  | 1 | Res | Any | Lighting | InGen-CFL | Ltg_Lamp | LED_lamp |  | ILtg-Res-LED-20000hr | LED PAR20 Basecase, Total Watts = 3.21 x Msr Watts | LED PAR20 Basecase, Total Watts = 3.21 x Msr Watts | LED Lamp: PAR20, 10 Watts, non-dimmable | LEDratio0321 | LEDratio0321 | LED-PAR20(10w) | Available |  |  |  | 2018Phase1ScrewInLampDisposition | RobNc |  |  |  |  | 2018-07-01 | 2019-12-31 | NotInEA |  |  |  |  | Standard | Expires 12/31/2019 due to DEER2020 revised impacts and peak demand definition | 1 | 1 | 0 | Deemed Ex Ante Team |  | Expires 12/31/2019 due to DEER2020 revised impacts and peak demand definition |  | Updated to indicate claim/filing status
1658 | R-In-LED-PAR20(13w)-dWP29 | Residential Indoor General Lighting: LED Lamp replaces pre-existing standard lighting Wattage. Measure includes Code case. Impacts: CFL-based HOU (varies by BldgType) | DEER2017 | Disposition | 2020-11-24 16:30 | Res-Iltg-dWatt-CFL | NonDEER | Scaled | BaseRatio |  |  | None |  | 0 |  | 1 | Res | Any | Lighting | InGen-CFL | Ltg_Lamp | LED_lamp |  | ILtg-Res-LED-20000hr | LED PAR20 Basecase, Total Watts = 3.21 x Msr Watts | LED PAR20 Basecase, Total Watts = 3.21 x Msr Watts | LED Lamp: PAR20, 13 Watts | LEDratio0321 | LEDratio0321 | LED-PAR20(13w) | Available |  |  |  | 2018Phase1ScrewInLampDisposition | RobNc |  |  |  |  | 2018-07-01 | 2019-12-31 | NotInEA |  |  |  |  | Standard | Expires 12/31/2019 due to DEER2020 revised impacts and peak demand definition | 1 | 1 | 0 | Deemed Ex Ante Team |  | Expires 12/31/2019 due to DEER2020 revised impacts and peak demand definition |  | Updated to indicate claim/filing status
1659 | R-In-LED-PAR20(4w)-dWP9 | Residential Indoor General Lighting: LED Lamp replaces pre-existing standard lighting Wattage. Measure includes Code case. Impacts: CFL-based HOU (varies by BldgType) | DEER2017 | Disposition | 2020-11-24 16:30 | Res-Iltg-dWatt-CFL | NonDEER | Scaled | BaseRatio |  |  | None |  | 0 |  | 1 | Res | Any | Lighting | InGen-CFL | Ltg_Lamp | LED_lamp |  | ILtg-Res-LED-20000hr | LED PAR20 Basecase, Total Watts = 3.21 x Msr Watts | LED PAR20 Basecase, Total Watts = 3.21 x Msr Watts | LED Lamp: PAR20, 4 Watts, non-dimmable | LEDratio0321 | LEDratio0321 | LED-PAR20(4w) | Available |  |  |  | 2018Phase1ScrewInLampDisposition | RobNc |  |  |  |  | 2018-07-01 | 2019-12-31 | NotInEA |  |  |  |  | Standard | Expires 12/31/2019 due to DEER2020 revised impacts and peak demand definition | 1 | 1 | 0 | Deemed Ex Ante Team |  | Expires 12/31/2019 due to DEER2020 revised impacts and peak demand definition |  | Updated to indicate claim/filing status
1660 | R-In-LED-PAR20(5.5w)-dWP12 | Residential Indoor General Lighting: LED Lamp replaces pre-existing standard lighting Wattage. Measure includes Code case. Impacts: CFL-based HOU (varies by BldgType) | DEER2017 | Disposition | 2020-11-24 16:30 | Res-Iltg-dWatt-CFL | NonDEER | Scaled | BaseRatio |  |  | None |  | 0 |  | 1 | Res | Any | Lighting | InGen-CFL | Ltg_Lamp | LED_lamp |  | ILtg-Res-LED-20000hr | LED PAR20 Basecase, Total Watts = 3.21 x Msr Watts | LED PAR20 Basecase, Total Watts = 3.21 x Msr Watts | LED Lamp: PAR20, 5.5 Watts, non-dimmable | LEDratio0321 | LEDratio0321 | LED-PAR20(5.5w) | Available |  |  |  | 2018Phase1ScrewInLampDisposition | RobNc |  |  |  |  | 2018-07-01 | 2019-12-31 | NotInEA |  |  |  |  | Standard | Expires 12/31/2019 due to DEER2020 revised impacts and peak demand definition | 1 | 1 | 0 | Deemed Ex Ante Team |  | Expires 12/31/2019 due to DEER2020 revised impacts and peak demand definition |  | Updated to indicate claim/filing status
1661 | R-In-LED-PAR20(6w)-dWP13 | Residential Indoor General Lighting: LED Lamp replaces pre-existing standard lighting Wattage. Measure includes Code case. Impacts: CFL-based HOU (varies by BldgType) | DEER2017 | Disposition | 2020-11-24 16:30 | Res-Iltg-dWatt-CFL | NonDEER | Scaled | BaseRatio |  |  | None |  | 0 |  | 1 | Res | Any | Lighting | InGen-CFL | Ltg_Lamp | LED_lamp |  | ILtg-Res-LED-20000hr | LED PAR20 Basecase, Total Watts = 3.21 x Msr Watts | LED PAR20 Basecase, Total Watts = 3.21 x Msr Watts | LED Lamp: PAR20, 6 Watts, non-dimmable | LEDratio0321 | LEDratio0321 | LED-PAR20(6w) | Available |  |  |  | 2018Phase1ScrewInLampDisposition | RobNc |  |  |  |  | 2018-07-01 | 2019-12-31 | NotInEA |  |  |  |  | Standard | Expires 12/31/2019 due to DEER2020 revised impacts and peak demand definition | 1 | 1 | 0 | Deemed Ex Ante Team |  | Expires 12/31/2019 due to DEER2020 revised impacts and peak demand definition |  | Updated to indicate claim/filing status
1662 | R-In-LED-PAR20(7w)-dWP15 | Residential Indoor General Lighting: LED Lamp replaces pre-existing standard lighting Wattage. Measure includes Code case. Impacts: CFL-based HOU (varies by BldgType) | DEER2017 | Disposition | 2020-11-24 16:30 | Res-Iltg-dWatt-CFL | NonDEER | Scaled | BaseRatio |  |  | None |  | 0 |  | 1 | Res | Any | Lighting | InGen-CFL | Ltg_Lamp | LED_lamp |  | ILtg-Res-LED-20000hr | LED PAR20 Basecase, Total Watts = 3.21 x Msr Watts | LED PAR20 Basecase, Total Watts = 3.21 x Msr Watts | LED Lamp: PAR20, 7 Watts, non-dimmable | LEDratio0321 | LEDratio0321 | LED-PAR20(7w) | Available |  |  |  | 2018Phase1ScrewInLampDisposition | RobNc |  |  |  |  | 2018-07-01 | 2019-12-31 | NotInEA |  |  |  |  | Standard | Expires 12/31/2019 due to DEER2020 revised impacts and peak demand definition | 1 | 1 | 0 | Deemed Ex Ante Team |  | Expires 12/31/2019 due to DEER2020 revised impacts and peak demand definition |  | Updated to indicate claim/filing status
1663 | R-In-LED-PAR20(8w)-dWP18 | Residential Indoor General Lighting: LED Lamp replaces pre-existing standard lighting Wattage. Measure includes Code case. Impacts: CFL-based HOU (varies by BldgType) | DEER2017 | Disposition | 2020-11-24 16:30 | Res-Iltg-dWatt-CFL | NonDEER | Scaled | BaseRatio |  |  | None |  | 0 |  | 1 | Res | Any | Lighting | InGen-CFL | Ltg_Lamp | LED_lamp |  | ILtg-Res-LED-20000hr | LED PAR20 Basecase, Total Watts = 3.21 x Msr Watts | LED PAR20 Basecase, Total Watts = 3.21 x Msr Watts | LED Lamp: PAR20, 8 Watts, non-dimmable | LEDratio0321 | LEDratio0321 | LED-PAR20(8w) | Available |  |  |  | 2018Phase1ScrewInLampDisposition | RobNc |  |  |  |  | 2018-07-01 | 2019-12-31 | NotInEA |  |  |  |  | Standard | Expires 12/31/2019 due to DEER2020 revised impacts and peak demand definition | 1 | 1 | 0 | Deemed Ex Ante Team |  | Expires 12/31/2019 due to DEER2020 revised impacts and peak demand definition |  | Updated to indicate claim/filing status
1664 | R-In-LED-PAR20(9w)-dWP20 | Residential Indoor General Lighting: LED Lamp replaces pre-existing standard lighting Wattage. Measure includes Code case. Impacts: CFL-based HOU (varies by BldgType) | DEER2017 | Disposition | 2020-11-24 16:30 | Res-Iltg-dWatt-CFL | NonDEER | Scaled | BaseRatio |  |  | None |  | 0 |  | 1 | Res | Any | Lighting | InGen-CFL | Ltg_Lamp | LED_lamp |  | ILtg-Res-LED-20000hr | LED PAR20 Basecase, Total Watts = 3.21 x Msr Watts | LED PAR20 Basecase, Total Watts = 3.21 x Msr Watts | LED Lamp: PAR20, 9 Watts, non-dimmable | LEDratio0321 | LEDratio0321 | LED-PAR20(9w) | Available |  |  |  | 2018Phase1ScrewInLampDisposition | RobNc |  |  |  |  | 2018-07-01 | 2019-12-31 | NotInEA |  |  |  |  | Standard | Expires 12/31/2019 due to DEER2020 revised impacts and peak demand definition | 1 | 1 | 0 | Deemed Ex Ante Team |  | Expires 12/31/2019 due to DEER2020 revised impacts and peak demand definition |  | Updated to indicate claim/filing status
1665 | R-In-LED-PAR30(10w)-dWP13 | Residential Indoor General Lighting: LED Lamp replaces pre-existing standard lighting Wattage. Measure includes Code case. Impacts: CFL-based HOU (varies by BldgType) | DEER2017 | Disposition | 2020-11-24 16:30 | Res-Iltg-dWatt-CFL | NonDEER | Scaled | BaseRatio |  |  | None |  | 0 |  | 1 | Res | Any | Lighting | InGen-CFL | Ltg_Lamp | LED_lamp |  | ILtg-Res-LED-20000hr | LED PAR30 Basecase, Total Watts = 2.34 x Msr Watts | LED PAR30 Basecase, Total Watts = 2.34 x Msr Watts | LED Lamp: PAR30, 10 Watts, non-dimmable | LEDratio0234 | LEDratio0234 | LED-PAR30(10w) | Available |  |  |  | 2018Phase1ScrewInLampDisposition | RobNc |  |  |  |  | 2018-07-01 | 2019-12-31 | NotInEA |  |  |  |  | Standard | Expires 12/31/2019 due to DEER2020 revised impacts and peak demand definition | 1 | 1 | 0 | Deemed Ex Ante Team |  | Expires 12/31/2019 due to DEER2020 revised impacts and peak demand definition |  | Updated to indicate claim/filing status
1666 | R-In-LED-PAR30(11w)-dWP15 | Residential Indoor General Lighting: LED Lamp replaces pre-existing standard lighting Wattage. Measure includes Code case. Impacts: CFL-based HOU (varies by BldgType) | DEER2017 | Disposition | 2020-11-24 16:30 | Res-Iltg-dWatt-CFL | NonDEER | Scaled | BaseRatio |  |  | None |  | 0 |  | 1 | Res | Any | Lighting | InGen-CFL | Ltg_Lamp | LED_lamp |  | ILtg-Res-LED-20000hr | LED PAR30 Basecase, Total Watts = 2.34 x Msr Watts | LED PAR30 Basecase, Total Watts = 2.34 x Msr Watts | LED Lamp: PAR30, 11 Watts, non-dimmable | LEDratio0234 | LEDratio0234 | LED-PAR30(11w) | Available |  |  |  | 2018Phase1ScrewInLampDisposition | RobNc |  |  |  |  | 2018-07-01 | 2019-12-31 | NotInEA |  |  |  |  | Standard | Expires 12/31/2019 due to DEER2020 revised impacts and peak demand definition | 1 | 1 | 0 | Deemed Ex Ante Team |  | Expires 12/31/2019 due to DEER2020 revised impacts and peak demand definition |  | Updated to indicate claim/filing status
1667 | R-In-LED-PAR30(12w)-dWP16 | Residential Indoor General Lighting: LED Lamp replaces pre-existing standard lighting Wattage. Measure includes Code case. Impacts: CFL-based HOU (varies by BldgType) | DEER2017 | Disposition | 2020-11-24 16:30 | Res-Iltg-dWatt-CFL | NonDEER | Scaled | BaseRatio |  |  | None |  | 0 |  | 1 | Res | Any | Lighting | InGen-CFL | Ltg_Lamp | LED_lamp |  | ILtg-Res-LED-20000hr | LED PAR30 Basecase, Total Watts = 2.34 x Msr Watts | LED PAR30 Basecase, Total Watts = 2.34 x Msr Watts | LED Lamp: PAR30, 12 Watts, non-dimmable | LEDratio0234 | LEDratio0234 | LED-PAR30(12w) | Available |  |  |  | 2018Phase1ScrewInLampDisposition | RobNc |  |  |  |  | 2018-07-01 | 2019-12-31 | NotInEA |  |  |  |  | Standard | Expires 12/31/2019 due to DEER2020 revised impacts and peak demand definition | 1 | 1 | 0 | Deemed Ex Ante Team |  | Expires 12/31/2019 due to DEER2020 revised impacts and peak demand definition |  | Updated to indicate claim/filing status
1668 | R-In-LED-PAR30(13w)-dWP17 | Residential Indoor General Lighting: LED Lamp replaces pre-existing standard lighting Wattage. Measure includes Code case. Impacts: CFL-based HOU (varies by BldgType) | DEER2017 | Disposition | 2020-11-24 16:30 | Res-Iltg-dWatt-CFL | NonDEER | Scaled | BaseRatio |  |  | None |  | 0 |  | 1 | Res | Any | Lighting | InGen-CFL | Ltg_Lamp | LED_lamp |  | ILtg-Res-LED-20000hr | LED PAR30 Basecase, Total Watts = 2.34 x Msr Watts | LED PAR30 Basecase, Total Watts = 2.34 x Msr Watts | LED Lamp: PAR30, 13 Watts, non-dimmable | LEDratio0234 | LEDratio0234 | LED-PAR30(13w) | Available |  |  |  | 2018Phase1ScrewInLampDisposition | RobNc |  |  |  |  | 2018-07-01 | 2019-12-31 | NotInEA |  |  |  |  | Standard | Expires 12/31/2019 due to DEER2020 revised impacts and peak demand definition | 1 | 1 | 0 | Deemed Ex Ante Team |  | Expires 12/31/2019 due to DEER2020 revised impacts and peak demand definition |  | Updated to indicate claim/filing status
1669 | R-In-LED-PAR30(14w)-dWP19 | Residential Indoor General Lighting: LED Lamp replaces pre-existing standard lighting Wattage. Measure includes Code case. Impacts: CFL-based HOU (varies by BldgType) | DEER2017 | Disposition | 2020-11-24 16:30 | Res-Iltg-dWatt-CFL | NonDEER | Scaled | BaseRatio |  |  | None |  | 0 |  | 1 | Res | Any | Lighting | InGen-CFL | Ltg_Lamp | LED_lamp |  | ILtg-Res-LED-20000hr | LED PAR30 Basecase, Total Watts = 2.34 x Msr Watts | LED PAR30 Basecase, Total Watts = 2.34 x Msr Watts | LED Lamp: PAR30, 14 Watts, non-dimmable | LEDratio0234 | LEDratio0234 | LED-PAR30(14w) | Available |  |  |  | 2018Phase1ScrewInLampDisposition | RobNc |  |  |  |  | 2018-07-01 | 2019-12-31 | NotInEA |  |  |  |  | Standard | Expires 12/31/2019 due to DEER2020 revised impacts and peak demand definition | 1 | 1 | 0 | Deemed Ex Ante Team |  | Expires 12/31/2019 due to DEER2020 revised impacts and peak demand definition |  | Updated to indicate claim/filing status
1670 | R-In-LED-PAR30(15w)-dWP20 | Residential Indoor General Lighting: LED Lamp replaces pre-existing standard lighting Wattage. Measure includes Code case. Impacts: CFL-based HOU (varies by BldgType) | DEER2017 | Disposition | 2020-11-24 16:30 | Res-Iltg-dWatt-CFL | NonDEER | Scaled | BaseRatio |  |  | None |  | 0 |  | 1 | Res | Any | Lighting | InGen-CFL | Ltg_Lamp | LED_lamp |  | ILtg-Res-LED-20000hr | LED PAR30 Basecase, Total Watts = 2.34 x Msr Watts | LED PAR30 Basecase, Total Watts = 2.34 x Msr Watts | LED Lamp: PAR30, 15 Watts, non-dimmable | LEDratio0234 | LEDratio0234 | LED-PAR30(15w) | Available |  |  |  | 2018Phase1ScrewInLampDisposition | RobNc |  |  |  |  | 2018-07-01 | 2019-12-31 | NotInEA |  |  |  |  | Standard | Expires 12/31/2019 due to DEER2020 revised impacts and peak demand definition | 1 | 1 | 0 | Deemed Ex Ante Team |  | Expires 12/31/2019 due to DEER2020 revised impacts and peak demand definition |  | Updated to indicate claim/filing status
1671 | R-In-LED-PAR30(16w)-dWP21 | Residential Indoor General Lighting: LED Lamp replaces pre-existing standard lighting Wattage. Measure includes Code case. Impacts: CFL-based HOU (varies by BldgType) | DEER2017 | Disposition | 2020-11-24 16:30 | Res-Iltg-dWatt-CFL | NonDEER | Scaled | BaseRatio |  |  | None |  | 0 |  | 1 | Res | Any | Lighting | InGen-CFL | Ltg_Lamp | LED_lamp |  | ILtg-Res-LED-20000hr | LED PAR30 Basecase, Total Watts = 2.34 x Msr Watts | LED PAR30 Basecase, Total Watts = 2.34 x Msr Watts | LED Lamp: PAR30, 16 Watts, non-dimmable | LEDratio0234 | LEDratio0234 | LED-PAR30(16w) | Available |  |  |  | 2018Phase1ScrewInLampDisposition | RobNc |  |  |  |  | 2018-07-01 | 2019-12-31 | NotInEA |  |  |  |  | Standard | Expires 12/31/2019 due to DEER2020 revised impacts and peak demand definition | 1 | 1 | 0 | Deemed Ex Ante Team |  | Expires 12/31/2019 due to DEER2020 revised impacts and peak demand definition |  | Updated to indicate claim/filing status
1672 | R-In-LED-PAR30(17w)-dWP23 | Residential Indoor General Lighting: LED Lamp replaces pre-existing standard lighting Wattage. Measure includes Code case. Impacts: CFL-based HOU (varies by BldgType) | DEER2017 | Disposition | 2020-11-24 16:30 | Res-Iltg-dWatt-CFL | NonDEER | Scaled | BaseRatio |  |  | None |  | 0 |  | 1 | Res | Any | Lighting | InGen-CFL | Ltg_Lamp | LED_lamp |  | ILtg-Res-LED-20000hr | LED PAR30 Basecase, Total Watts = 2.34 x Msr Watts | LED PAR30 Basecase, Total Watts = 2.34 x Msr Watts | LED Lamp: PAR30, 17 Watts, non-dimmable | LEDratio0234 | LEDratio0234 | LED-PAR30(17w) | Available |  |  |  | 2018Phase1ScrewInLampDisposition | RobNc |  |  |  |  | 2018-07-01 | 2019-12-31 | NotInEA |  |  |  |  | Standard | Expires 12/31/2019 due to DEER2020 revised impacts and peak demand definition | 1 | 1 | 0 | Deemed Ex Ante Team |  | Expires 12/31/2019 due to DEER2020 revised impacts and peak demand definition |  | Updated to indicate claim/filing status
1673 | R-In-LED-PAR30(18w)-dWP24 | Residential Indoor General Lighting: LED Lamp replaces pre-existing standard lighting Wattage. Measure includes Code case. Impacts: CFL-based HOU (varies by BldgType) | DEER2017 | Disposition | 2020-11-24 16:30 | Res-Iltg-dWatt-CFL | NonDEER | Scaled | BaseRatio |  |  | None |  | 0 |  | 1 | Res | Any | Lighting | InGen-CFL | Ltg_Lamp | LED_lamp |  | ILtg-Res-LED-20000hr | LED PAR30 Basecase, Total Watts = 2.34 x Msr Watts | LED PAR30 Basecase, Total Watts = 2.34 x Msr Watts | LED Lamp: PAR30, 18 Watts, non-dimmable | LEDratio0234 | LEDratio0234 | LED-PAR30(18w) | Available |  |  |  | 2018Phase1ScrewInLampDisposition | RobNc |  |  |  |  | 2018-07-01 | 2019-12-31 | NotInEA |  |  |  |  | Standard | Expires 12/31/2019 due to DEER2020 revised impacts and peak demand definition | 1 | 1 | 0 | Deemed Ex Ante Team |  | Expires 12/31/2019 due to DEER2020 revised impacts and peak demand definition |  | Updated to indicate claim/filing status
1674 | R-In-LED-PAR30(19w)-dWP25 | Residential Indoor General Lighting: LED Lamp replaces pre-existing standard lighting Wattage. Measure includes Code case. Impacts: CFL-based HOU (varies by BldgType) | DEER2017 | Disposition | 2020-11-24 16:30 | Res-Iltg-dWatt-CFL | NonDEER | Scaled | BaseRatio |  |  | None |  | 0 |  | 1 | Res | Any | Lighting | InGen-CFL | Ltg_Lamp | LED_lamp |  | ILtg-Res-LED-20000hr | LED PAR30 Basecase, Total Watts = 2.34 x Msr Watts | LED PAR30 Basecase, Total Watts = 2.34 x Msr Watts | LED Lamp: PAR30, 19 Watts, non-dimmable | LEDratio0234 | LEDratio0234 | LED-PAR30(19w) | Available |  |  |  | 2018Phase1ScrewInLampDisposition | RobNc |  |  |  |  | 2018-07-01 | 2019-12-31 | NotInEA |  |  |  |  | Standard | Expires 12/31/2019 due to DEER2020 revised impacts and peak demand definition | 1 | 1 | 0 | Deemed Ex Ante Team |  | Expires 12/31/2019 due to DEER2020 revised impacts and peak demand definition |  | Updated to indicate claim/filing status
1675 | R-In-LED-PAR30(20w)-dWP27 | Residential Indoor General Lighting: LED Lamp replaces pre-existing standard lighting Wattage. Measure includes Code case. Impacts: CFL-based HOU (varies by BldgType) | DEER2017 | Disposition | 2020-11-24 16:30 | Res-Iltg-dWatt-CFL | NonDEER | Scaled | BaseRatio |  |  | None |  | 0 |  | 1 | Res | Any | Lighting | InGen-CFL | Ltg_Lamp | LED_lamp |  | ILtg-Res-LED-20000hr | LED PAR30 Basecase, Total Watts = 2.34 x Msr Watts | LED PAR30 Basecase, Total Watts = 2.34 x Msr Watts | LED Lamp: PAR30, 20 Watts, non-dimmable | LEDratio0234 | LEDratio0234 | LED-PAR30(20w) | Available |  |  |  | 2018Phase1ScrewInLampDisposition | RobNc |  |  |  |  | 2018-07-01 | 2019-12-31 | NotInEA |  |  |  |  | Standard | Expires 12/31/2019 due to DEER2020 revised impacts and peak demand definition | 1 | 1 | 0 | Deemed Ex Ante Team |  | Expires 12/31/2019 due to DEER2020 revised impacts and peak demand definition |  | Updated to indicate claim/filing status
1676 | R-In-LED-PAR30(21w)-dWP28 | Residential Indoor General Lighting: LED Lamp replaces pre-existing standard lighting Wattage. Measure includes Code case. Impacts: CFL-based HOU (varies by BldgType) | DEER2017 | Disposition | 2020-11-24 16:30 | Res-Iltg-dWatt-CFL | NonDEER | Scaled | BaseRatio |  |  | None |  | 0 |  | 1 | Res | Any | Lighting | InGen-CFL | Ltg_Lamp | LED_lamp |  | ILtg-Res-LED-20000hr | LED PAR30 Basecase, Total Watts = 2.34 x Msr Watts | LED PAR30 Basecase, Total Watts = 2.34 x Msr Watts | LED Lamp: PAR30, 21 Watts, non-dimmable | LEDratio0234 | LEDratio0234 | LED-PAR30(21w) | Available |  |  |  | 2018Phase1ScrewInLampDisposition | RobNc |  |  |  |  | 2018-07-01 | 2019-12-31 | NotInEA |  |  |  |  | Standard | Expires 12/31/2019 due to DEER2020 revised impacts and peak demand definition | 1 | 1 | 0 | Deemed Ex Ante Team |  | Expires 12/31/2019 due to DEER2020 revised impacts and peak demand definition |  | Updated to indicate claim/filing status
1677 | R-In-LED-PAR30(6w)-dWP8 | Residential Indoor General Lighting: LED Lamp replaces pre-existing standard lighting Wattage. Measure includes Code case. Impacts: CFL-based HOU (varies by BldgType) | DEER2017 | Disposition | 2020-11-24 16:30 | Res-Iltg-dWatt-CFL | NonDEER | Scaled | BaseRatio |  |  | None |  | 0 |  | 1 | Res | Any | Lighting | InGen-CFL | Ltg_Lamp | LED_lamp |  | ILtg-Res-LED-20000hr | LED PAR30 Basecase, Total Watts = 2.34 x Msr Watts | LED PAR30 Basecase, Total Watts = 2.34 x Msr Watts | LED Lamp: PAR30, 6 Watts, non-dimmable | LEDratio0234 | LEDratio0234 | LED-PAR30(6w) | Available |  |  |  | 2018Phase1ScrewInLampDisposition | RobNc |  |  |  |  | 2018-07-01 | 2019-12-31 | NotInEA |  |  |  |  | Standard | Expires 12/31/2019 due to DEER2020 revised impacts and peak demand definition | 1 | 1 | 0 | Deemed Ex Ante Team |  | Expires 12/31/2019 due to DEER2020 revised impacts and peak demand definition |  | Updated to indicate claim/filing status
1678 | R-In-LED-PAR30(7w)-dWP9 | Residential Indoor General Lighting: LED Lamp replaces pre-existing standard lighting Wattage. Measure includes Code case. Impacts: CFL-based HOU (varies by BldgType) | DEER2017 | Disposition | 2020-11-24 16:30 | Res-Iltg-dWatt-CFL | NonDEER | Scaled | BaseRatio |  |  | None |  | 0 |  | 1 | Res | Any | Lighting | InGen-CFL | Ltg_Lamp | LED_lamp |  | ILtg-Res-LED-20000hr | LED PAR30 Basecase, Total Watts = 2.34 x Msr Watts | LED PAR30 Basecase, Total Watts = 2.34 x Msr Watts | LED Lamp: PAR30, 7 Watts, non-dimmable | LEDratio0234 | LEDratio0234 | LED-PAR30(7w) | Available |  |  |  | 2018Phase1ScrewInLampDisposition | RobNc |  |  |  |  | 2018-07-01 | 2019-12-31 | NotInEA |  |  |  |  | Standard | Expires 12/31/2019 due to DEER2020 revised impacts and peak demand definition | 1 | 1 | 0 | Deemed Ex Ante Team |  | Expires 12/31/2019 due to DEER2020 revised impacts and peak demand definition |  | Updated to indicate claim/filing status
1679 | R-In-LED-PAR30(8w)-dWP11 | Residential Indoor General Lighting: LED Lamp replaces pre-existing standard lighting Wattage. Measure includes Code case. Impacts: CFL-based HOU (varies by BldgType) | DEER2017 | Disposition | 2020-11-24 16:30 | Res-Iltg-dWatt-CFL | NonDEER | Scaled | BaseRatio |  |  | None |  | 0 |  | 1 | Res | Any | Lighting | InGen-CFL | Ltg_Lamp | LED_lamp |  | ILtg-Res-LED-20000hr | LED PAR30 Basecase, Total Watts = 2.34 x Msr Watts | LED PAR30 Basecase, Total Watts = 2.34 x Msr Watts | LED Lamp: PAR30, 8 Watts, non-dimmable | LEDratio0234 | LEDratio0234 | LED-PAR30(8w) | Available |  |  |  | 2018Phase1ScrewInLampDisposition | RobNc |  |  |  |  | 2018-07-01 | 2019-12-31 | NotInEA |  |  |  |  | Standard | Expires 12/31/2019 due to DEER2020 revised impacts and peak demand definition | 1 | 1 | 0 | Deemed Ex Ante Team |  | Expires 12/31/2019 due to DEER2020 revised impacts and peak demand definition |  | Updated to indicate claim/filing status
1680 | R-In-LED-PAR30(9w)-dWP12 | Residential Indoor General Lighting: LED Lamp replaces pre-existing standard lighting Wattage. Measure includes Code case. Impacts: CFL-based HOU (varies by BldgType) | DEER2017 | Disposition | 2020-11-24 16:30 | Res-Iltg-dWatt-CFL | NonDEER | Scaled | BaseRatio |  |  | None |  | 0 |  | 1 | Res | Any | Lighting | InGen-CFL | Ltg_Lamp | LED_lamp |  | ILtg-Res-LED-20000hr | LED PAR30 Basecase, Total Watts = 2.34 x Msr Watts | LED PAR30 Basecase, Total Watts = 2.34 x Msr Watts | LED Lamp: PAR30, 9 Watts, non-dimmable | LEDratio0234 | LEDratio0234 | LED-PAR30(9w) | Available |  |  |  | 2018Phase1ScrewInLampDisposition | RobNc |  |  |  |  | 2018-07-01 | 2019-12-31 | NotInEA |  |  |  |  | Standard | Expires 12/31/2019 due to DEER2020 revised impacts and peak demand definition | 1 | 1 | 0 | Deemed Ex Ante Team |  | Expires 12/31/2019 due to DEER2020 revised impacts and peak demand definition |  | Updated to indicate claim/filing status
1681 | R-In-LED-PAR38(10w)-dWP16 | Residential Indoor General Lighting: LED Lamp replaces pre-existing standard lighting Wattage. Measure includes Code case. Impacts: CFL-based HOU (varies by BldgType) | DEER2017 | Disposition | 2020-11-24 16:30 | Res-Iltg-dWatt-CFL | NonDEER | Scaled | BaseRatio |  |  | None |  | 0 |  | 1 | Res | Any | Lighting | InGen-CFL | Ltg_Lamp | LED_lamp |  | ILtg-Res-LED-20000hr | LED PAR38 Basecase, Total Watts = 2.60 x Msr Watts | LED PAR38 Basecase, Total Watts = 2.60 x Msr Watts | LED Lamp: PAR38, 10 Watts, non-dimmable | LEDratio0260 | LEDratio0260 | LED-PAR38(10w) | Available |  |  |  | 2018Phase1ScrewInLampDisposition | RobNc |  |  |  |  | 2018-07-01 | 2019-12-31 | NotInEA |  |  |  |  | Standard | Expires 12/31/2019 due to DEER2020 revised impacts and peak demand definition | 1 | 1 | 0 | Deemed Ex Ante Team |  | Expires 12/31/2019 due to DEER2020 revised impacts and peak demand definition |  | Updated to indicate claim/filing status
1682 | R-In-LED-PAR38(11w)-dWP18 | Residential Indoor General Lighting: LED Lamp replaces pre-existing standard lighting Wattage. Measure includes Code case. Impacts: CFL-based HOU (varies by BldgType) | DEER2017 | Disposition | 2020-11-24 16:30 | Res-Iltg-dWatt-CFL | NonDEER | Scaled | BaseRatio |  |  | None |  | 0 |  | 1 | Res | Any | Lighting | InGen-CFL | Ltg_Lamp | LED_lamp |  | ILtg-Res-LED-20000hr | LED PAR38 Basecase, Total Watts = 2.60 x Msr Watts | LED PAR38 Basecase, Total Watts = 2.60 x Msr Watts | LED Lamp: PAR38, 11 Watts, non-dimmable | LEDratio0260 | LEDratio0260 | LED-PAR38(11w) | Available |  |  |  | 2018Phase1ScrewInLampDisposition | RobNc |  |  |  |  | 2018-07-01 | 2019-12-31 | NotInEA |  |  |  |  | Standard | Expires 12/31/2019 due to DEER2020 revised impacts and peak demand definition | 1 | 1 | 0 | Deemed Ex Ante Team |  | Expires 12/31/2019 due to DEER2020 revised impacts and peak demand definition |  | Updated to indicate claim/filing status
1683 | R-In-LED-PAR38(12w)-dWP19 | Residential Indoor General Lighting: LED Lamp replaces pre-existing standard lighting Wattage. Measure includes Code case. Impacts: CFL-based HOU (varies by BldgType) | DEER2017 | Disposition | 2020-11-24 16:30 | Res-Iltg-dWatt-CFL | NonDEER | Scaled | BaseRatio |  |  | None |  | 0 |  | 1 | Res | Any | Lighting | InGen-CFL | Ltg_Lamp | LED_lamp |  | ILtg-Res-LED-20000hr | LED PAR38 Basecase, Total Watts = 2.60 x Msr Watts | LED PAR38 Basecase, Total Watts = 2.60 x Msr Watts | LED Lamp: PAR38, 12 Watts, non-dimmable | LEDratio0260 | LEDratio0260 | LED-PAR38(12w) | Available |  |  |  | 2018Phase1ScrewInLampDisposition | RobNc |  |  |  |  | 2018-07-01 | 2019-12-31 | NotInEA |  |  |  |  | Standard | Expires 12/31/2019 due to DEER2020 revised impacts and peak demand definition | 1 | 1 | 0 | Deemed Ex Ante Team |  | Expires 12/31/2019 due to DEER2020 revised impacts and peak demand definition |  | Updated to indicate claim/filing status
1684 | R-In-LED-PAR38(13w)-dWP21 | Residential Indoor General Lighting: LED Lamp replaces pre-existing standard lighting Wattage. Measure includes Code case. Impacts: CFL-based HOU (varies by BldgType) | DEER2017 | Disposition | 2020-11-24 16:30 | Res-Iltg-dWatt-CFL | NonDEER | Scaled | BaseRatio |  |  | None |  | 0 |  | 1 | Res | Any | Lighting | InGen-CFL | Ltg_Lamp | LED_lamp |  | ILtg-Res-LED-20000hr | LED PAR38 Basecase, Total Watts = 2.60 x Msr Watts | LED PAR38 Basecase, Total Watts = 2.60 x Msr Watts | LED Lamp: PAR38, 13 Watts, non-dimmable | LEDratio0260 | LEDratio0260 | LED-PAR38(13w) | Available |  |  |  | 2018Phase1ScrewInLampDisposition | RobNc |  |  |  |  | 2018-07-01 | 2019-12-31 | NotInEA |  |  |  |  | Standard | Expires 12/31/2019 due to DEER2020 revised impacts and peak demand definition | 1 | 1 | 0 | Deemed Ex Ante Team |  | Expires 12/31/2019 due to DEER2020 revised impacts and peak demand definition |  | Updated to indicate claim/filing status
1685 | R-In-LED-PAR38(14w)-dWP22 | Residential Indoor General Lighting: LED Lamp replaces pre-existing standard lighting Wattage. Measure includes Code case. Impacts: CFL-based HOU (varies by BldgType) | DEER2017 | Disposition | 2020-11-24 16:30 | Res-Iltg-dWatt-CFL | NonDEER | Scaled | BaseRatio |  |  | None |  | 0 |  | 1 | Res | Any | Lighting | InGen-CFL | Ltg_Lamp | LED_lamp |  | ILtg-Res-LED-20000hr | LED PAR38 Basecase, Total Watts = 2.60 x Msr Watts | LED PAR38 Basecase, Total Watts = 2.60 x Msr Watts | LED Lamp: PAR38, 14 Watts, non-dimmable | LEDratio0260 | LEDratio0260 | LED-PAR38(14w) | Available |  |  |  | 2018Phase1ScrewInLampDisposition | RobNc |  |  |  |  | 2018-07-01 | 2019-12-31 | NotInEA |  |  |  |  | Standard | Expires 12/31/2019 due to DEER2020 revised impacts and peak demand definition | 1 | 1 | 0 | Deemed Ex Ante Team |  | Expires 12/31/2019 due to DEER2020 revised impacts and peak demand definition |  | Updated to indicate claim/filing status
1686 | R-In-LED-PAR38(15w)-dWP24 | Residential Indoor General Lighting: LED Lamp replaces pre-existing standard lighting Wattage. Measure includes Code case. Impacts: CFL-based HOU (varies by BldgType) | DEER2017 | Disposition | 2020-11-24 16:30 | Res-Iltg-dWatt-CFL | NonDEER | Scaled | BaseRatio |  |  | None |  | 0 |  | 1 | Res | Any | Lighting | InGen-CFL | Ltg_Lamp | LED_lamp |  | ILtg-Res-LED-20000hr | LED PAR38 Basecase, Total Watts = 2.60 x Msr Watts | LED PAR38 Basecase, Total Watts = 2.60 x Msr Watts | LED Lamp: PAR38, 15 Watts, non-dimmable | LEDratio0260 | LEDratio0260 | LED-PAR38(15w) | Available |  |  |  | 2018Phase1ScrewInLampDisposition | RobNc |  |  |  |  | 2018-07-01 | 2019-12-31 | NotInEA |  |  |  |  | Standard | Expires 12/31/2019 due to DEER2020 revised impacts and peak demand definition | 1 | 1 | 0 | Deemed Ex Ante Team |  | Expires 12/31/2019 due to DEER2020 revised impacts and peak demand definition |  | Updated to indicate claim/filing status
1687 | R-In-LED-PAR38(16w)-dWP26 | Residential Indoor General Lighting: LED Lamp replaces pre-existing standard lighting Wattage. Measure includes Code case. Impacts: CFL-based HOU (varies by BldgType) | DEER2017 | Disposition | 2020-11-24 16:30 | Res-Iltg-dWatt-CFL | NonDEER | Scaled | BaseRatio |  |  | None |  | 0 |  | 1 | Res | Any | Lighting | InGen-CFL | Ltg_Lamp | LED_lamp |  | ILtg-Res-LED-20000hr | LED PAR38 Basecase, Total Watts = 2.60 x Msr Watts | LED PAR38 Basecase, Total Watts = 2.60 x Msr Watts | LED Lamp: PAR38, 16 Watts, non-dimmable | LEDratio0260 | LEDratio0260 | LED-PAR38(16w) | Available |  |  |  | 2018Phase1ScrewInLampDisposition | RobNc |  |  |  |  | 2018-07-01 | 2019-12-31 | NotInEA |  |  |  |  | Standard | Expires 12/31/2019 due to DEER2020 revised impacts and peak demand definition | 1 | 1 | 0 | Deemed Ex Ante Team |  | Expires 12/31/2019 due to DEER2020 revised impacts and peak demand definition |  | Updated to indicate claim/filing status
1688 | R-In-LED-PAR38(17w)-dWP27 | Residential Indoor General Lighting: LED Lamp replaces pre-existing standard lighting Wattage. Measure includes Code case. Impacts: CFL-based HOU (varies by BldgType) | DEER2017 | Disposition | 2020-11-24 16:30 | Res-Iltg-dWatt-CFL | NonDEER | Scaled | BaseRatio |  |  | None |  | 0 |  | 1 | Res | Any | Lighting | InGen-CFL | Ltg_Lamp | LED_lamp |  | ILtg-Res-LED-20000hr | LED PAR38 Basecase, Total Watts = 2.60 x Msr Watts | LED PAR38 Basecase, Total Watts = 2.60 x Msr Watts | LED Lamp: PAR38, 17 Watts, non-dimmable | LEDratio0260 | LEDratio0260 | LED-PAR38(17w) | Available |  |  |  | 2018Phase1ScrewInLampDisposition | RobNc |  |  |  |  | 2018-07-01 | 2019-12-31 | NotInEA |  |  |  |  | Standard | Expires 12/31/2019 due to DEER2020 revised impacts and peak demand definition | 1 | 1 | 0 | Deemed Ex Ante Team |  | Expires 12/31/2019 due to DEER2020 revised impacts and peak demand definition |  | Updated to indicate claim/filing status
1689 | R-In-LED-PAR38(18w)-dWP29 | Residential Indoor General Lighting: LED Lamp replaces pre-existing standard lighting Wattage. Measure includes Code case. Impacts: CFL-based HOU (varies by BldgType) | DEER2017 | Disposition | 2020-11-24 16:30 | Res-Iltg-dWatt-CFL | NonDEER | Scaled | BaseRatio |  |  | None |  | 0 |  | 1 | Res | Any | Lighting | InGen-CFL | Ltg_Lamp | LED_lamp |  | ILtg-Res-LED-20000hr | LED PAR38 Basecase, Total Watts = 2.60 x Msr Watts | LED PAR38 Basecase, Total Watts = 2.60 x Msr Watts | LED Lamp: PAR38, 18 Watts, non-dimmable | LEDratio0260 | LEDratio0260 | LED-PAR38(18w) | Available |  |  |  | 2018Phase1ScrewInLampDisposition | RobNc |  |  |  |  | 2018-07-01 | 2019-12-31 | NotInEA |  |  |  |  | Standard | Expires 12/31/2019 due to DEER2020 revised impacts and peak demand definition | 1 | 1 | 0 | Deemed Ex Ante Team |  | Expires 12/31/2019 due to DEER2020 revised impacts and peak demand definition |  | Updated to indicate claim/filing status
1690 | R-In-LED-PAR38(19w)-dWP30 | Residential Indoor General Lighting: LED Lamp replaces pre-existing standard lighting Wattage. Measure includes Code case. Impacts: CFL-based HOU (varies by BldgType) | DEER2017 | Disposition | 2020-11-24 16:30 | Res-Iltg-dWatt-CFL | NonDEER | Scaled | BaseRatio |  |  | None |  | 0 |  | 1 | Res | Any | Lighting | InGen-CFL | Ltg_Lamp | LED_lamp |  | ILtg-Res-LED-20000hr | LED PAR38 Basecase, Total Watts = 2.60 x Msr Watts | LED PAR38 Basecase, Total Watts = 2.60 x Msr Watts | LED Lamp: PAR38, 19 Watts, non-dimmable | LEDratio0260 | LEDratio0260 | LED-PAR38(19w) | Available |  |  |  | 2018Phase1ScrewInLampDisposition | RobNc |  |  |  |  | 2018-07-01 | 2019-12-31 | NotInEA |  |  |  |  | Standard | Expires 12/31/2019 due to DEER2020 revised impacts and peak demand definition | 1 | 1 | 0 | Deemed Ex Ante Team |  | Expires 12/31/2019 due to DEER2020 revised impacts and peak demand definition |  | Updated to indicate claim/filing status
1691 | R-In-LED-PAR38(20.1w)-dWP32 | Residential Indoor General Lighting: LED Lamp replaces pre-existing standard lighting Wattage. Measure includes Code case. Impacts: CFL-based HOU (varies by BldgType) | DEER2017 | Disposition | 2020-11-24 16:30 | Res-Iltg-dWatt-CFL | NonDEER | Scaled | BaseRatio |  |  | None |  | 0 |  | 1 | Res | Any | Lighting | InGen-CFL | Ltg_Lamp | LED_lamp |  | ILtg-Res-LED-20000hr | LED PAR38 Basecase, Total Watts = 2.60 x Msr Watts | LED PAR38 Basecase, Total Watts = 2.60 x Msr Watts | LED Lamp: PAR38, 20.1 Watts, non-dimmable | LEDratio0260 | LEDratio0260 | LED-PAR38(20.1w) | Available |  |  |  | 2018Phase1ScrewInLampDisposition | RobNc |  |  |  |  | 2018-07-01 | 2019-12-31 | NotInEA |  |  |  |  | Standard | Expires 12/31/2019 due to DEER2020 revised impacts and peak demand definition | 1 | 1 | 0 | Deemed Ex Ante Team |  | Expires 12/31/2019 due to DEER2020 revised impacts and peak demand definition |  | Updated to indicate claim/filing status
1692 | R-In-LED-PAR38(20w)-dWP32 | Residential Indoor General Lighting: LED Lamp replaces pre-existing standard lighting Wattage. Measure includes Code case. Impacts: CFL-based HOU (varies by BldgType) | DEER2017 | Disposition | 2020-11-24 16:30 | Res-Iltg-dWatt-CFL | NonDEER | Scaled | BaseRatio |  |  | None |  | 0 |  | 1 | Res | Any | Lighting | InGen-CFL | Ltg_Lamp | LED_lamp |  | ILtg-Res-LED-20000hr | LED PAR38 Basecase, Total Watts = 2.60 x Msr Watts | LED PAR38 Basecase, Total Watts = 2.60 x Msr Watts | LED Lamp: PAR38, 20 Watts, non-dimmable | LEDratio0260 | LEDratio0260 | LED-PAR38(20w) | Available |  |  |  | 2018Phase1ScrewInLampDisposition | RobNc |  |  |  |  | 2018-07-01 | 2019-12-31 | NotInEA |  |  |  |  | Standard | Expires 12/31/2019 due to DEER2020 revised impacts and peak demand definition | 1 | 1 | 0 | Deemed Ex Ante Team |  | Expires 12/31/2019 due to DEER2020 revised impacts and peak demand definition |  | Updated to indicate claim/filing status
1693 | R-In-LED-PAR38(21w)-dWP34 | Residential Indoor General Lighting: LED Lamp replaces pre-existing standard lighting Wattage. Measure includes Code case. Impacts: CFL-based HOU (varies by BldgType) | DEER2017 | Disposition | 2020-11-24 16:30 | Res-Iltg-dWatt-CFL | NonDEER | Scaled | BaseRatio |  |  | None |  | 0 |  | 1 | Res | Any | Lighting | InGen-CFL | Ltg_Lamp | LED_lamp |  | ILtg-Res-LED-20000hr | LED PAR38 Basecase, Total Watts = 2.60 x Msr Watts | LED PAR38 Basecase, Total Watts = 2.60 x Msr Watts | LED Lamp: PAR38, 21 Watts, non-dimmable | LEDratio0260 | LEDratio0260 | LED-PAR38(21w) | Available |  |  |  | 2018Phase1ScrewInLampDisposition | RobNc |  |  |  |  | 2018-07-01 | 2019-12-31 | NotInEA |  |  |  |  | Standard | Expires 12/31/2019 due to DEER2020 revised impacts and peak demand definition | 1 | 1 | 0 | Deemed Ex Ante Team |  | Expires 12/31/2019 due to DEER2020 revised impacts and peak demand definition |  | Updated to indicate claim/filing status
1694 | R-In-LED-PAR38(22w)-dWP35 | Residential Indoor General Lighting: LED Lamp replaces pre-existing standard lighting Wattage. Measure includes Code case. Impacts: CFL-based HOU (varies by BldgType) | DEER2017 | Disposition | 2020-11-24 16:30 | Res-Iltg-dWatt-CFL | NonDEER | Scaled | BaseRatio |  |  | None |  | 0 |  | 1 | Res | Any | Lighting | InGen-CFL | Ltg_Lamp | LED_lamp |  | ILtg-Res-LED-20000hr | LED PAR38 Basecase, Total Watts = 2.60 x Msr Watts | LED PAR38 Basecase, Total Watts = 2.60 x Msr Watts | LED Lamp: PAR38, 22 Watts, non-dimmable | LEDratio0260 | LEDratio0260 | LED-PAR38(22w) | Available |  |  |  | 2018Phase1ScrewInLampDisposition | RobNc |  |  |  |  | 2018-07-01 | 2019-12-31 | NotInEA |  |  |  |  | Standard | Expires 12/31/2019 due to DEER2020 revised impacts and peak demand definition | 1 | 1 | 0 | Deemed Ex Ante Team |  | Expires 12/31/2019 due to DEER2020 revised impacts and peak demand definition |  | Updated to indicate claim/filing status
1695 | R-In-LED-PAR38(23w)-dWP37 | Residential Indoor General Lighting: LED Lamp replaces pre-existing standard lighting Wattage. Measure includes Code case. Impacts: CFL-based HOU (varies by BldgType) | DEER2017 | Disposition | 2020-11-24 16:30 | Res-Iltg-dWatt-CFL | NonDEER | Scaled | BaseRatio |  |  | None |  | 0 |  | 1 | Res | Any | Lighting | InGen-CFL | Ltg_Lamp | LED_lamp |  | ILtg-Res-LED-20000hr | LED PAR38 Basecase, Total Watts = 2.60 x Msr Watts | LED PAR38 Basecase, Total Watts = 2.60 x Msr Watts | LED Lamp: PAR38, 23 Watts, non-dimmable | LEDratio0260 | LEDratio0260 | LED-PAR38(23w) | Available |  |  |  | 2018Phase1ScrewInLampDisposition | RobNc |  |  |  |  | 2018-07-01 | 2019-12-31 | NotInEA |  |  |  |  | Standard | Expires 12/31/2019 due to DEER2020 revised impacts and peak demand definition | 1 | 1 | 0 | Deemed Ex Ante Team |  | Expires 12/31/2019 due to DEER2020 revised impacts and peak demand definition |  | Updated to indicate claim/filing status
1696 | R-In-LED-PAR38(24w)-dWP38 | Residential Indoor General Lighting: LED Lamp replaces pre-existing standard lighting Wattage. Measure includes Code case. Impacts: CFL-based HOU (varies by BldgType) | DEER2017 | Disposition | 2020-11-24 16:30 | Res-Iltg-dWatt-CFL | NonDEER | Scaled | BaseRatio |  |  | None |  | 0 |  | 1 | Res | Any | Lighting | InGen-CFL | Ltg_Lamp | LED_lamp |  | ILtg-Res-LED-20000hr | LED PAR38 Basecase, Total Watts = 2.60 x Msr Watts | LED PAR38 Basecase, Total Watts = 2.60 x Msr Watts | LED Lamp: PAR38, 24 Watts, non-dimmable | LEDratio0260 | LEDratio0260 | LED-PAR38(24w) | Available |  |  |  | 2018Phase1ScrewInLampDisposition | RobNc |  |  |  |  | 2018-07-01 | 2019-12-31 | NotInEA |  |  |  |  | Standard | Expires 12/31/2019 due to DEER2020 revised impacts and peak demand definition | 1 | 1 | 0 | Deemed Ex Ante Team |  | Expires 12/31/2019 due to DEER2020 revised impacts and peak demand definition |  | Updated to indicate claim/filing status
1697 | R-In-LED-PAR38(25w)-dWP40 | Residential Indoor General Lighting: LED Lamp replaces pre-existing standard lighting Wattage. Measure includes Code case. Impacts: CFL-based HOU (varies by BldgType) | DEER2017 | Disposition | 2020-11-24 16:30 | Res-Iltg-dWatt-CFL | NonDEER | Scaled | BaseRatio |  |  | None |  | 0 |  | 1 | Res | Any | Lighting | InGen-CFL | Ltg_Lamp | LED_lamp |  | ILtg-Res-LED-20000hr | LED PAR38 Basecase, Total Watts = 2.60 x Msr Watts | LED PAR38 Basecase, Total Watts = 2.60 x Msr Watts | LED Lamp: PAR38, 25 Watts, non-dimmable | LEDratio0260 | LEDratio0260 | LED-PAR38(25w) | Available |  |  |  | 2018Phase1ScrewInLampDisposition | RobNc |  |  |  |  | 2018-07-01 | 2019-12-31 | NotInEA |  |  |  |  | Standard | Expires 12/31/2019 due to DEER2020 revised impacts and peak demand definition | 1 | 1 | 0 | Deemed Ex Ante Team |  | Expires 12/31/2019 due to DEER2020 revised impacts and peak demand definition |  | Updated to indicate claim/filing status
1698 | R-In-LED-PAR38(26w)-dWP42 | Residential Indoor General Lighting: LED Lamp replaces pre-existing standard lighting Wattage. Measure includes Code case. Impacts: CFL-based HOU (varies by BldgType) | DEER2017 | Disposition | 2020-11-24 16:30 | Res-Iltg-dWatt-CFL | NonDEER | Scaled | BaseRatio |  |  | None |  | 0 |  | 1 | Res | Any | Lighting | InGen-CFL | Ltg_Lamp | LED_lamp |  | ILtg-Res-LED-20000hr | LED PAR38 Basecase, Total Watts = 2.60 x Msr Watts | LED PAR38 Basecase, Total Watts = 2.60 x Msr Watts | LED Lamp: PAR38, 26 Watts, non-dimmable | LEDratio0260 | LEDratio0260 | LED-PAR38(26w) | Available |  |  |  | 2018Phase1ScrewInLampDisposition | RobNc |  |  |  |  | 2018-07-01 | 2019-12-31 | NotInEA |  |  |  |  | Standard | Expires 12/31/2019 due to DEER2020 revised impacts and peak demand definition | 1 | 1 | 0 | Deemed Ex Ante Team |  | Expires 12/31/2019 due to DEER2020 revised impacts and peak demand definition |  | Updated to indicate claim/filing status
1699 | R-In-LED-PAR38(27w)-dWP43 | Residential Indoor General Lighting: LED Lamp replaces pre-existing standard lighting Wattage. Measure includes Code case. Impacts: CFL-based HOU (varies by BldgType) | DEER2017 | Disposition | 2020-11-24 16:30 | Res-Iltg-dWatt-CFL | NonDEER | Scaled | BaseRatio |  |  | None |  | 0 |  | 1 | Res | Any | Lighting | InGen-CFL | Ltg_Lamp | LED_lamp |  | ILtg-Res-LED-20000hr | LED PAR38 Basecase, Total Watts = 2.60 x Msr Watts | LED PAR38 Basecase, Total Watts = 2.60 x Msr Watts | LED Lamp: PAR38, 27 Watts, non-dimmable | LEDratio0260 | LEDratio0260 | LED-PAR38(27w) | Available |  |  |  | 2018Phase1ScrewInLampDisposition | RobNc |  |  |  |  | 2018-07-01 | 2019-12-31 | NotInEA |  |  |  |  | Standard | Expires 12/31/2019 due to DEER2020 revised impacts and peak demand definition | 1 | 1 | 0 | Deemed Ex Ante Team |  | Expires 12/31/2019 due to DEER2020 revised impacts and peak demand definition |  | Updated to indicate claim/filing status
1700 | R-In-LED-PAR38(7w)-dWP11 | Residential Indoor General Lighting: LED Lamp replaces pre-existing standard lighting Wattage. Measure includes Code case. Impacts: CFL-based HOU (varies by BldgType) | DEER2017 | Disposition | 2020-11-24 16:30 | Res-Iltg-dWatt-CFL | NonDEER | Scaled | BaseRatio |  |  | None |  | 0 |  | 1 | Res | Any | Lighting | InGen-CFL | Ltg_Lamp | LED_lamp |  | ILtg-Res-LED-20000hr | LED PAR38 Basecase, Total Watts = 2.60 x Msr Watts | LED PAR38 Basecase, Total Watts = 2.60 x Msr Watts | LED Lamp: PAR38, 7 Watts, non-dimmable | LEDratio0260 | LEDratio0260 | LED-PAR38(7w) | Available |  |  |  | 2018Phase1ScrewInLampDisposition | RobNc |  |  |  |  | 2018-07-01 | 2019-12-31 | NotInEA |  |  |  |  | Standard | Expires 12/31/2019 due to DEER2020 revised impacts and peak demand definition | 1 | 1 | 0 | Deemed Ex Ante Team |  | Expires 12/31/2019 due to DEER2020 revised impacts and peak demand definition |  | Updated to indicate claim/filing status
1701 | R-In-LED-PAR38(8w)-dWP13 | Residential Indoor General Lighting: LED Lamp replaces pre-existing standard lighting Wattage. Measure includes Code case. Impacts: CFL-based HOU (varies by BldgType) | DEER2017 | Disposition | 2020-11-24 16:30 | Res-Iltg-dWatt-CFL | NonDEER | Scaled | BaseRatio |  |  | None |  | 0 |  | 1 | Res | Any | Lighting | InGen-CFL | Ltg_Lamp | LED_lamp |  | ILtg-Res-LED-20000hr | LED PAR38 Basecase, Total Watts = 2.60 x Msr Watts | LED PAR38 Basecase, Total Watts = 2.60 x Msr Watts | LED Lamp: PAR38, 8 Watts, non-dimmable | LEDratio0260 | LEDratio0260 | LED-PAR38(8w) | Available |  |  |  | 2018Phase1ScrewInLampDisposition | RobNc |  |  |  |  | 2018-07-01 | 2019-12-31 | NotInEA |  |  |  |  | Standard | Expires 12/31/2019 due to DEER2020 revised impacts and peak demand definition | 1 | 1 | 0 | Deemed Ex Ante Team |  | Expires 12/31/2019 due to DEER2020 revised impacts and peak demand definition |  | Updated to indicate claim/filing status
1702 | R-In-LED-PAR38(9w)-dWP14 | Residential Indoor General Lighting: LED Lamp replaces pre-existing standard lighting Wattage. Measure includes Code case. Impacts: CFL-based HOU (varies by BldgType) | DEER2017 | Disposition | 2020-11-24 16:30 | Res-Iltg-dWatt-CFL | NonDEER | Scaled | BaseRatio |  |  | None |  | 0 |  | 1 | Res | Any | Lighting | InGen-CFL | Ltg_Lamp | LED_lamp |  | ILtg-Res-LED-20000hr | LED PAR38 Basecase, Total Watts = 2.60 x Msr Watts | LED PAR38 Basecase, Total Watts = 2.60 x Msr Watts | LED Lamp: PAR38, 9 Watts, non-dimmable | LEDratio0260 | LEDratio0260 | LED-PAR38(9w) | Available |  |  |  | 2018Phase1ScrewInLampDisposition | RobNc |  |  |  |  | 2018-07-01 | 2019-12-31 | NotInEA |  |  |  |  | Standard | Expires 12/31/2019 due to DEER2020 revised impacts and peak demand definition | 1 | 1 | 0 | Deemed Ex Ante Team |  | Expires 12/31/2019 due to DEER2020 revised impacts and peak demand definition |  | Updated to indicate claim/filing status
1703 | R-In-LED-RefR(10w)-dWP32 | Residential Indoor General Lighting: LED Lamp replaces pre-existing standard lighting Wattage. Measure includes Code case. Impacts: CFL-based HOU (varies by BldgType) | DEER2017 | Disposition | 2020-11-24 16:30 | Res-Iltg-dWatt-CFL | NonDEER | Scaled | BaseRatio |  |  | None |  | 0 |  | 1 | Res | Any | Lighting | InGen-CFL | Ltg_Lamp | LED_lamp |  | ILtg-Res-LED-20000hr | LED R/BR Basecase, Total Watts = 4.17 x Msr Watts | LED R/BR Basecase, Total Watts = 4.17 x Msr Watts | LED Lamp: RefR, 10 Watts, non-dimmable | LEDratio0417 | LEDratio0417 | LED-RefR(10w) | Available |  |  |  | 2018Phase1ScrewInLampDisposition | RobNc |  |  |  |  | 2018-07-01 | 2019-12-31 | NotInEA |  |  |  |  | Standard | Expires 12/31/2019 due to DEER2020 revised impacts and peak demand definition | 1 | 1 | 0 | Deemed Ex Ante Team |  | Expires 12/31/2019 due to DEER2020 revised impacts and peak demand definition |  | Updated to indicate claim/filing status
1704 | R-In-LED-RefR(11w)-dWP25 | Residential Indoor General Lighting: LED Lamp replaces pre-existing standard lighting Wattage. Measure includes Code case. Impacts: CFL-based HOU (varies by BldgType) | DEER2017 | Disposition | 2020-11-24 16:30 | Res-Iltg-dWatt-CFL | NonDEER | Scaled | BaseRatio |  |  | None |  | 0 |  | 1 | Res | Any | Lighting | InGen-CFL | Ltg_Lamp | LED_lamp |  | ILtg-Res-LED-20000hr | LED R/BR Basecase, Total Watts = 3.28 x Msr Watts | LED R/BR Basecase, Total Watts = 3.28 x Msr Watts | LED Lamp: RefR, 11 Watts, non-dimmable | LEDratio0328 | LEDratio0328 | LED-RefR(11w) | Available |  |  |  | 2018Phase1ScrewInLampDisposition | RobNc |  |  |  |  | 2018-07-01 | 2019-12-31 | NotInEA |  |  |  |  | Standard | Expires 12/31/2019 due to DEER2020 revised impacts and peak demand definition | 1 | 1 | 0 | Deemed Ex Ante Team |  | Expires 12/31/2019 due to DEER2020 revised impacts and peak demand definition |  | Updated to indicate claim/filing status
1705 | R-In-LED-RefR(12w)-dWP27 | Residential Indoor General Lighting: LED Lamp replaces pre-existing standard lighting Wattage. Measure includes Code case. Impacts: CFL-based HOU (varies by BldgType) | DEER2017 | Disposition | 2020-11-24 16:30 | Res-Iltg-dWatt-CFL | NonDEER | Scaled | BaseRatio |  |  | None |  | 0 |  | 1 | Res | Any | Lighting | InGen-CFL | Ltg_Lamp | LED_lamp |  | ILtg-Res-LED-20000hr | LED R/BR Basecase, Total Watts = 3.28 x Msr Watts | LED R/BR Basecase, Total Watts = 3.28 x Msr Watts | LED Lamp: RefR, 12 Watts, non-dimmable | LEDratio0328 | LEDratio0328 | LED-RefR(12w) | Available |  |  |  | 2018Phase1ScrewInLampDisposition | RobNc |  |  |  |  | 2018-07-01 | 2019-12-31 | NotInEA |  |  |  |  | Standard | Expires 12/31/2019 due to DEER2020 revised impacts and peak demand definition | 1 | 1 | 0 | Deemed Ex Ante Team |  | Expires 12/31/2019 due to DEER2020 revised impacts and peak demand definition |  | Updated to indicate claim/filing status
1706 | R-In-LED-RefR(13w)-dWP30 | Residential Indoor General Lighting: LED Lamp replaces pre-existing standard lighting Wattage. Measure includes Code case. Impacts: CFL-based HOU (varies by BldgType) | DEER2017 | Disposition | 2020-11-24 16:30 | Res-Iltg-dWatt-CFL | NonDEER | Scaled | BaseRatio |  |  | None |  | 0 |  | 1 | Res | Any | Lighting | InGen-CFL | Ltg_Lamp | LED_lamp |  | ILtg-Res-LED-20000hr | LED R/BR Basecase, Total Watts = 3.28 x Msr Watts | LED R/BR Basecase, Total Watts = 3.28 x Msr Watts | LED Lamp: RefR, 13 Watts, non-dimmable | LEDratio0328 | LEDratio0328 | LED-RefR(13w) | Available |  |  |  | 2018Phase1ScrewInLampDisposition | RobNc |  |  |  |  | 2018-07-01 | 2019-12-31 | NotInEA |  |  |  |  | Standard | Expires 12/31/2019 due to DEER2020 revised impacts and peak demand definition | 1 | 1 | 0 | Deemed Ex Ante Team |  | Expires 12/31/2019 due to DEER2020 revised impacts and peak demand definition |  | Updated to indicate claim/filing status
1707 | R-In-LED-RefR(14w)-dWP28 | Residential Indoor General Lighting: LED Lamp replaces pre-existing standard lighting Wattage. Measure includes Code case. Impacts: CFL-based HOU (varies by BldgType) | DEER2017 | Disposition | 2020-11-24 16:30 | Res-Iltg-dWatt-CFL | NonDEER | Scaled | BaseRatio |  |  | None |  | 0 |  | 1 | Res | Any | Lighting | InGen-CFL | Ltg_Lamp | LED_lamp |  | ILtg-Res-LED-20000hr | LED R/BR Basecase, Total Watts = 2.97 x Msr Watts | LED R/BR Basecase, Total Watts = 2.97 x Msr Watts | LED Lamp: RefR, 14 Watts, non-dimmable | LEDratio0297 | LEDratio0297 | LED-RefR(14w) | Available |  |  |  | 2018Phase1ScrewInLampDisposition | RobNc |  |  |  |  | 2018-07-01 | 2019-12-31 | NotInEA |  |  |  |  | Standard | Expires 12/31/2019 due to DEER2020 revised impacts and peak demand definition | 1 | 1 | 0 | Deemed Ex Ante Team |  | Expires 12/31/2019 due to DEER2020 revised impacts and peak demand definition |  | Updated to indicate claim/filing status
1708 | R-In-LED-RefR(15w)-dWP30 | Residential Indoor General Lighting: LED Lamp replaces pre-existing standard lighting Wattage. Measure includes Code case. Impacts: CFL-based HOU (varies by BldgType) | DEER2017 | Disposition | 2020-11-24 16:30 | Res-Iltg-dWatt-CFL | NonDEER | Scaled | BaseRatio |  |  | None |  | 0 |  | 1 | Res | Any | Lighting | InGen-CFL | Ltg_Lamp | LED_lamp |  | ILtg-Res-LED-20000hr | LED R/BR Basecase, Total Watts = 2.97 x Msr Watts | LED R/BR Basecase, Total Watts = 2.97 x Msr Watts | LED Lamp: RefR, 15 Watts, non-dimmable | LEDratio0297 | LEDratio0297 | LED-RefR(15w) | Available |  |  |  | 2018Phase1ScrewInLampDisposition | RobNc |  |  |  |  | 2018-07-01 | 2019-12-31 | NotInEA |  |  |  |  | Standard | Expires 12/31/2019 due to DEER2020 revised impacts and peak demand definition | 1 | 1 | 0 | Deemed Ex Ante Team |  | Expires 12/31/2019 due to DEER2020 revised impacts and peak demand definition |  | Updated to indicate claim/filing status
1709 | R-In-LED-RefR(16w)-dWP32 | Residential Indoor General Lighting: LED Lamp replaces pre-existing standard lighting Wattage. Measure includes Code case. Impacts: CFL-based HOU (varies by BldgType) | DEER2017 | Disposition | 2020-11-24 16:30 | Res-Iltg-dWatt-CFL | NonDEER | Scaled | BaseRatio |  |  | None |  | 0 |  | 1 | Res | Any | Lighting | InGen-CFL | Ltg_Lamp | LED_lamp |  | ILtg-Res-LED-20000hr | LED R/BR Basecase, Total Watts = 2.97 x Msr Watts | LED R/BR Basecase, Total Watts = 2.97 x Msr Watts | LED Lamp: RefR, 16 Watts, non-dimmable | LEDratio0297 | LEDratio0297 | LED-RefR(16w) | Available |  |  |  | 2018Phase1ScrewInLampDisposition | RobNc |  |  |  |  | 2018-07-01 | 2019-12-31 | NotInEA |  |  |  |  | Standard | Expires 12/31/2019 due to DEER2020 revised impacts and peak demand definition | 1 | 1 | 0 | Deemed Ex Ante Team |  | Expires 12/31/2019 due to DEER2020 revised impacts and peak demand definition |  | Updated to indicate claim/filing status
1710 | R-In-LED-RefR(17w)-dWP33 | Residential Indoor General Lighting: LED Lamp replaces pre-existing standard lighting Wattage. Measure includes Code case. Impacts: CFL-based HOU (varies by BldgType) | DEER2017 | Disposition | 2020-11-24 16:30 | Res-Iltg-dWatt-CFL | NonDEER | Scaled | BaseRatio |  |  | None |  | 0 |  | 1 | Res | Any | Lighting | InGen-CFL | Ltg_Lamp | LED_lamp |  | ILtg-Res-LED-20000hr | LED R/BR Basecase, Total Watts = 2.97 x Msr Watts | LED R/BR Basecase, Total Watts = 2.97 x Msr Watts | LED Lamp: RefR, 17 Watts, non-dimmable | LEDratio0297 | LEDratio0297 | LED-RefR(17w) | Available |  |  |  | 2018Phase1ScrewInLampDisposition | RobNc |  |  |  |  | 2018-07-01 | 2019-12-31 | NotInEA |  |  |  |  | Standard | Expires 12/31/2019 due to DEER2020 revised impacts and peak demand definition | 1 | 1 | 0 | Deemed Ex Ante Team |  | Expires 12/31/2019 due to DEER2020 revised impacts and peak demand definition |  | Updated to indicate claim/filing status
1711 | R-In-LED-RefR(18w)-dWP35 | Residential Indoor General Lighting: LED Lamp replaces pre-existing standard lighting Wattage. Measure includes Code case. Impacts: CFL-based HOU (varies by BldgType) | DEER2017 | Disposition | 2020-11-24 16:30 | Res-Iltg-dWatt-CFL | NonDEER | Scaled | BaseRatio |  |  | None |  | 0 |  | 1 | Res | Any | Lighting | InGen-CFL | Ltg_Lamp | LED_lamp |  | ILtg-Res-LED-20000hr | LED R/BR Basecase, Total Watts = 2.97 x Msr Watts | LED R/BR Basecase, Total Watts = 2.97 x Msr Watts | LED Lamp: RefR, 18 Watts, non-dimmable | LEDratio0297 | LEDratio0297 | LED-RefR(18w) | Available |  |  |  | 2018Phase1ScrewInLampDisposition | RobNc |  |  |  |  | 2018-07-01 | 2019-12-31 | NotInEA |  |  |  |  | Standard | Expires 12/31/2019 due to DEER2020 revised impacts and peak demand definition | 1 | 1 | 0 | Deemed Ex Ante Team |  | Expires 12/31/2019 due to DEER2020 revised impacts and peak demand definition |  | Updated to indicate claim/filing status
1712 | R-In-LED-RefR(19w)-dWP37 | Residential Indoor General Lighting: LED Lamp replaces pre-existing standard lighting Wattage. Measure includes Code case. Impacts: CFL-based HOU (varies by BldgType) | DEER2017 | Disposition | 2020-11-24 16:30 | Res-Iltg-dWatt-CFL | NonDEER | Scaled | BaseRatio |  |  | None |  | 0 |  | 1 | Res | Any | Lighting | InGen-CFL | Ltg_Lamp | LED_lamp |  | ILtg-Res-LED-20000hr | LED R/BR Basecase, Total Watts = 2.97 x Msr Watts | LED R/BR Basecase, Total Watts = 2.97 x Msr Watts | LED Lamp: RefR, 19 Watts, non-dimmable | LEDratio0297 | LEDratio0297 | LED-RefR(19w) | Available |  |  |  | 2018Phase1ScrewInLampDisposition | RobNc |  |  |  |  | 2018-07-01 | 2019-12-31 | NotInEA |  |  |  |  | Standard | Expires 12/31/2019 due to DEER2020 revised impacts and peak demand definition | 1 | 1 | 0 | Deemed Ex Ante Team |  | Expires 12/31/2019 due to DEER2020 revised impacts and peak demand definition |  | Updated to indicate claim/filing status
1713 | R-In-LED-RefR(20w)-dWP39 | Residential Indoor General Lighting: LED Lamp replaces pre-existing standard lighting Wattage. Measure includes Code case. Impacts: CFL-based HOU (varies by BldgType) | DEER2017 | Disposition | 2020-11-24 16:30 | Res-Iltg-dWatt-CFL | NonDEER | Scaled | BaseRatio |  |  | None |  | 0 |  | 1 | Res | Any | Lighting | InGen-CFL | Ltg_Lamp | LED_lamp |  | ILtg-Res-LED-20000hr | LED R/BR Basecase, Total Watts = 2.97 x Msr Watts | LED R/BR Basecase, Total Watts = 2.97 x Msr Watts | LED Lamp: RefR, 20 Watts, non-dimmable | LEDratio0297 | LEDratio0297 | LED-RefR(20w) | Available |  |  |  | 2018Phase1ScrewInLampDisposition | RobNc |  |  |  |  | 2018-07-01 | 2019-12-31 | NotInEA |  |  |  |  | Standard | Expires 12/31/2019 due to DEER2020 revised impacts and peak demand definition | 1 | 1 | 0 | Deemed Ex Ante Team |  | Expires 12/31/2019 due to DEER2020 revised impacts and peak demand definition |  | Updated to indicate claim/filing status
1714 | R-In-LED-RefR(22w)-dWP43 | Residential Indoor General Lighting: LED Lamp replaces pre-existing standard lighting Wattage. Measure includes Code case. Impacts: CFL-based HOU (varies by BldgType) | DEER2017 | Disposition | 2020-11-24 16:30 | Res-Iltg-dWatt-CFL | NonDEER | Scaled | BaseRatio |  |  | None |  | 0 |  | 1 | Res | Any | Lighting | InGen-CFL | Ltg_Lamp | LED_lamp |  | ILtg-Res-LED-20000hr | LED R/BR Basecase, Total Watts = 2.97 x Msr Watts | LED R/BR Basecase, Total Watts = 2.97 x Msr Watts | LED Lamp: RefR, 22 Watts, non-dimmable | LEDratio0297 | LEDratio0297 | LED-RefR(22w) | Available |  |  |  | 2018Phase1ScrewInLampDisposition | RobNc |  |  |  |  | 2018-07-01 | 2019-12-31 | NotInEA |  |  |  |  | Standard | Expires 12/31/2019 due to DEER2020 revised impacts and peak demand definition | 1 | 1 | 0 | Deemed Ex Ante Team |  | Expires 12/31/2019 due to DEER2020 revised impacts and peak demand definition |  | Updated to indicate claim/filing status
1715 | R-In-LED-RefR(6w)-dWP19 | Residential Indoor General Lighting: LED Lamp replaces pre-existing standard lighting Wattage. Measure includes Code case. Impacts: CFL-based HOU (varies by BldgType) | DEER2017 | Disposition | 2020-11-24 16:30 | Res-Iltg-dWatt-CFL | NonDEER | Scaled | BaseRatio |  |  | None |  | 0 |  | 1 | Res | Any | Lighting | InGen-CFL | Ltg_Lamp | LED_lamp |  | ILtg-Res-LED-20000hr | LED R/BR Basecase, Total Watts = 4.17 x Msr Watts | LED R/BR Basecase, Total Watts = 4.17 x Msr Watts | LED Lamp: RefR, 6 Watts, non-dimmable | LEDratio0417 | LEDratio0417 | LED-RefR(6w) | Available |  |  |  | 2018Phase1ScrewInLampDisposition | RobNc |  |  |  |  | 2018-07-01 | 2019-12-31 | NotInEA |  |  |  |  | Standard | Expires 12/31/2019 due to DEER2020 revised impacts and peak demand definition | 1 | 1 | 0 | Deemed Ex Ante Team |  | Expires 12/31/2019 due to DEER2020 revised impacts and peak demand definition |  | Updated to indicate claim/filing status
1716 | R-In-LED-RefR(7w)-dWP22 | Residential Indoor General Lighting: LED Lamp replaces pre-existing standard lighting Wattage. Measure includes Code case. Impacts: CFL-based HOU (varies by BldgType) | DEER2017 | Disposition | 2020-11-24 16:30 | Res-Iltg-dWatt-CFL | NonDEER | Scaled | BaseRatio |  |  | None |  | 0 |  | 1 | Res | Any | Lighting | InGen-CFL | Ltg_Lamp | LED_lamp |  | ILtg-Res-LED-20000hr | LED R/BR Basecase, Total Watts = 4.17 x Msr Watts | LED R/BR Basecase, Total Watts = 4.17 x Msr Watts | LED Lamp: RefR, 7 Watts, non-dimmable | LEDratio0417 | LEDratio0417 | LED-RefR(7w) | Available |  |  |  | 2018Phase1ScrewInLampDisposition | RobNc |  |  |  |  | 2018-07-01 | 2019-12-31 | NotInEA |  |  |  |  | Standard | Expires 12/31/2019 due to DEER2020 revised impacts and peak demand definition | 1 | 1 | 0 | Deemed Ex Ante Team |  | Expires 12/31/2019 due to DEER2020 revised impacts and peak demand definition |  | Updated to indicate claim/filing status
1717 | R-In-LED-RefR(8w)-dWP25 | Residential Indoor General Lighting: LED Lamp replaces pre-existing standard lighting Wattage. Measure includes Code case. Impacts: CFL-based HOU (varies by BldgType) | DEER2017 | Disposition | 2020-11-24 16:30 | Res-Iltg-dWatt-CFL | NonDEER | Scaled | BaseRatio |  |  | None |  | 0 |  | 1 | Res | Any | Lighting | InGen-CFL | Ltg_Lamp | LED_lamp |  | ILtg-Res-LED-20000hr | LED R/BR Basecase, Total Watts = 4.17 x Msr Watts | LED R/BR Basecase, Total Watts = 4.17 x Msr Watts | LED Lamp: RefR, 8 Watts, non-dimmable | LEDratio0417 | LEDratio0417 | LED-RefR(8w) | Available |  |  |  | 2018Phase1ScrewInLampDisposition | RobNc |  |  |  |  | 2018-07-01 | 2019-12-31 | NotInEA |  |  |  |  | Standard | Expires 12/31/2019 due to DEER2020 revised impacts and peak demand definition | 1 | 1 | 0 | Deemed Ex Ante Team |  | Expires 12/31/2019 due to DEER2020 revised impacts and peak demand definition |  | Updated to indicate claim/filing status
1718 | RE-HV-RefChrg-Dec-NoTXV-typ | Decrease Refrigerant Charge - System with No thermal expansion valve (TXV) - Typical (8% rated charge) | DEER2018 | D17 v2 | 2020-11-24 16:30 | RE-HV-RefChrg-Dec-NTXV-typ | DEER | Standard | None | 0 | 0 | None |  | 0 |  | 0 | Res | Any | HVAC | SpaceCool | dxAC_equip | spltSEER |  | HV-RefChrg | Typical refrigerant overcharged state for a system with No TXV | rated refrigerant charge | rated refrigerant charge, system has no TXV |  |  |  | Available |  | 0 | 0 | June 2017 DEER Update | Retro |  | HV-RefChrg |  | None | 2018-01-01 | 2019-12-31 | NotInEA |  |  |  |  | Standard | New measure definition for DEER2018 separates TXV from Non-TXV systems | 1 | 1 | 0 | Deemed Ex Ante Team |  | New measure definition for DEER2018 separates TXV from Non-TXV systems |  | Updated to indicate claim/filing status
1718 | RE-HV-RefChrg-Dec-TXV-typ | Decrease Refrigerant Charge - System with thermal expansion valve (TXV) - Typical (8% rated charge) | DEER2018 | D17 v2 | 2020-11-24 16:30 | RE-HV-RefChrg-Dec-TXV-typ | DEER | Standard | None | 0 | 0 | None |  | 0 |  | 0 | Res | Any | HVAC | SpaceCool | dxAC_equip | spltSEER |  | HV-RefChrg | Typical refrigerant overcharged state for a system with TXV | rated refrigerant charge | rated refrigerant charge, system has TXV |  |  |  | Available |  | 0 | 0 | June 2017 DEER Update | Retro |  | HV-RefChrg |  | None | 2018-01-01 | 2019-12-31 | NotInEA |  |  |  |  | Standard | New measure definition for DEER2018 separates TXV from Non-TXV systems | 1 | 1 | 0 | Deemed Ex Ante Team |  | New measure definition for DEER2018 separates TXV from Non-TXV systems |  | Updated to indicate claim/filing status
1718 | RE-HV-RefChrg-Inc-NoTXV-16pct | Increase Refrigerant Charge - System with No thermal expansion valve (TXV) - (16% rated charge) | DEER2018 | D17 v2 | 2020-11-24 16:30 | RE-HV-RefChrg-Inc-NTXV-16pct | DEER | Standard | None | 0 | 0 | None |  | 0 |  | 0 | Res | Any | HVAC | SpaceCool | dxAC_equip | spltSEER |  | HV-RefChrg | refrigerant undercharged state (16% uindercharged) for a system with No TXV | rated refrigerant charge | rated refrigerant charge, system has no TXV |  |  |  | Available |  | 0 | 0 | June 2017 DEER Update | Retro |  | HV-RefChrg |  | None | 2018-01-01 | 2019-12-31 | NotInEA |  |  |  |  | Standard | New measure definition for DEER2018 separates TXV from Non-TXV systems | 1 | 1 | 0 | Deemed Ex Ante Team |  | New measure definition for DEER2018 separates TXV from Non-TXV systems |  | Updated to indicate claim/filing status
1718 | RE-HV-RefChrg-Inc-NoTXV-4pct | Increase Refrigerant Charge - System with No thermal expansion valve (TXV) - (4% rated charge) | DEER2018 | D17 v2 | 2020-11-24 16:30 | RE-HV-RefChrg-Inc-NTXV-4pct | DEER | Standard | None | 0 | 0 | None |  | 0 |  | 0 | Res | Any | HVAC | SpaceCool | dxAC_equip | spltSEER |  | HV-RefChrg | refrigerant undercharged state (4% uindercharged) for a system with No TXV | rated refrigerant charge | rated refrigerant charge, system has no TXV |  |  |  | Available |  | 0 | 0 | June 2017 DEER Update | Retro |  | HV-RefChrg |  | None | 2018-01-01 | 2019-12-31 | NotInEA |  |  |  |  | Standard | New measure definition for DEER2018 separates TXV from Non-TXV systems | 1 | 1 | 0 | Deemed Ex Ante Team |  | New measure definition for DEER2018 separates TXV from Non-TXV systems |  | Updated to indicate claim/filing status
1718 | RE-HV-RefChrg-Inc-NoTXV-typ | Increase Refrigerant Charge - System with No thermal expansion valve (TXV) - Typical (8% rated charge) | DEER2018 | D17 v2 | 2020-11-24 16:30 | RE-HV-RefChrg-Inc-NTXV-typ | DEER | Standard | None | 0 | 0 | None |  | 0 |  | 0 | Res | Any | HVAC | SpaceCool | dxAC_equip | spltSEER |  | HV-RefChrg | Typical refrigerant undercharged state for a system with No TXV | rated refrigerant charge | rated refrigerant charge, system has no TXV |  |  |  | Available |  | 0 | 0 | June 2017 DEER Update | Retro |  | HV-RefChrg |  | None | 2018-01-01 | 2019-12-31 | NotInEA |  |  |  |  | Standard | New measure definition for DEER2018 separates TXV from Non-TXV systems; Measure expired due to DEER2020 update | 1 | 1 | 0 | Deemed Ex Ante Team |  | New measure definition for DEER2018 separates TXV from Non-TXV systems; Measure expired due to DEER2020 update |  | Updated to indicate claim/filing status
1718 | RE-HV-RefChrg-Inc-TXV-16pct | Increase Refrigerant Charge - System with thermal expansion valve (TXV) - (16% rated charge) | DEER2018 | D17 v2 | 2020-11-24 16:30 | RE-HV-RefChrg-Inc-TXV-16pct | DEER | Standard | None | 0 | 0 | None |  | 0 |  | 0 | Res | Any | HVAC | SpaceCool | dxAC_equip | spltSEER |  | HV-RefChrg | refrigerant undercharged state (16% uindercharged) for a system with TXV | rated refrigerant charge | rated refrigerant charge, system has TXV |  |  |  | Available |  | 0 | 0 | June 2017 DEER Update | Retro |  | HV-RefChrg |  | None | 2018-01-01 | 2019-12-31 | NotInEA |  |  |  |  | Standard | New measure definition for DEER2018 separates TXV from Non-TXV systems | 1 | 1 | 0 | Deemed Ex Ante Team |  | New measure definition for DEER2018 separates TXV from Non-TXV systems |  | Updated to indicate claim/filing status
1718 | RE-HV-RefChrg-Inc-TXV-4pct | Increase Refrigerant Charge - System with thermal expansion valve (TXV) - (4% rated charge) | DEER2018 | D17 v2 | 2020-11-24 16:30 | RE-HV-RefChrg-Inc-TXV-4pct | DEER | Standard | None | 0 | 0 | None |  | 0 |  | 0 | Res | Any | HVAC | SpaceCool | dxAC_equip | spltSEER |  | HV-RefChrg | refrigerant undercharged state (4% uindercharged) for a system with TXV | rated refrigerant charge | rated refrigerant charge, system has TXV |  |  |  | Available |  | 0 | 0 | June 2017 DEER Update | Retro |  | HV-RefChrg |  | None | 2018-01-01 | 2019-12-31 | NotInEA |  |  |  |  | Standard | New measure definition for DEER2018 separates TXV from Non-TXV systems | 1 | 1 | 0 | Deemed Ex Ante Team |  | New measure definition for DEER2018 separates TXV from Non-TXV systems |  | Updated to indicate claim/filing status
1718 | RE-HV-RefChrg-Inc-TXV-typ | Increase Refrigerant Charge - System with thermal expansion valve (TXV) - Typical (8% rated charge) | DEER2018 | D17 v2 | 2020-11-24 16:30 | RE-HV-RefChrg-Inc-TXV-typ | DEER | Standard | None | 0 | 0 | None |  | 0 |  | 0 | Res | Any | HVAC | SpaceCool | dxAC_equip | spltSEER |  | HV-RefChrg | Typical refrigerant undercharged state for a system with TXV | rated refrigerant charge | rated refrigerant charge, system has TXV |  |  |  | Available |  | 0 | 0 | June 2017 DEER Update | Retro |  | HV-RefChrg |  | None | 2018-01-01 | 2019-12-31 | NotInEA |  |  |  |  | Standard | New measure definition for DEER2018 separates TXV from Non-TXV systems | 1 | 1 | 0 | Deemed Ex Ante Team |  | New measure definition for DEER2018 separates TXV from Non-TXV systems |  | Updated to indicate claim/filing status
1718 | R-In-LED-RefR(9w)-dWP29 | Residential Indoor General Lighting: LED Lamp replaces pre-existing standard lighting Wattage. Measure includes Code case. Impacts: CFL-based HOU (varies by BldgType) | DEER2017 | Disposition | 2020-11-24 16:30 | Res-Iltg-dWatt-CFL | NonDEER | Scaled | BaseRatio |  |  | None |  | 0 |  | 1 | Res | Any | Lighting | InGen-CFL | Ltg_Lamp | LED_lamp |  | ILtg-Res-LED-20000hr | LED R/BR Basecase, Total Watts = 4.17 x Msr Watts | LED R/BR Basecase, Total Watts = 4.17 x Msr Watts | LED Lamp: RefR, 9 Watts, non-dimmable | LEDratio0417 | LEDratio0417 | LED-RefR(9w) | Available |  |  |  | 2018Phase1ScrewInLampDisposition | RobNc |  |  |  |  | 2018-07-01 | 2019-12-31 | NotInEA |  |  |  |  | Standard | Expires 12/31/2019 due to DEER2020 revised impacts and peak demand definition | 1 | 1 | 0 | Deemed Ex Ante Team |  | Expires 12/31/2019 due to DEER2020 revised impacts and peak demand definition |  | Updated to indicate claim/filing status
1719 | C-In-LED-RefR(7w)-dWP42 | Commercial Indoor General Lighting: LED Lamp replaces pre-existing standard lighting Wattage. Measure includes Code case. Impacts: CFL-based HOU (varies by BldgType) | DEER2016 | Disposition | 2020-11-24 16:30 | Com-Iltg-dWatt-CFL | NonDEER | Scaled | BaseRatio | 0 | 0 | None |  | 0 |  | 1 | Com | Any | Lighting | InGen-CFL | Ltg_Lamp | LED_lamp |  | ILtg-Com-LED-20000hr | LED R/BR Basecase less than 11 Watts, Total Watts = 6.09 x Msr Watts | LED R/BR Basecase less than 11 Watts, Total Watts = 6.09 x Msr Watts | LED Lamp: RefR, 7 Watts, non-dimmable | LEDratio0609 | LEDratio0609 | LED-RefR(7w) | Available |  | 0 | 0 | 2017ScrewInLampDisposition | ErRobNc |  |  |  | DEER1316-Ltg-Com-CFL | 2017-01-01 | 2017-06-30 | [5 empty] | Standard |  | 1 | 1 | 0 | Deemed Ex Ante Team |  |  |  | Updated to indicate claim/filing status
1719 | C-In-LED-RefR(8w)-dWP48 | Commercial Indoor General Lighting: LED Lamp replaces pre-existing standard lighting Wattage. Measure includes Code case. Impacts: CFL-based HOU (varies by BldgType) | DEER2016 | Disposition | 2020-11-24 16:30 | Com-Iltg-dWatt-CFL | NonDEER | Scaled | BaseRatio | 0 | 0 | None |  | 0 |  | 1 | Com | Any | Lighting | InGen-CFL | Ltg_Lamp | LED_lamp |  | ILtg-Com-LED-20000hr | LED R/BR Basecase less than 11 Watts, Total Watts = 6.09 x Msr Watts | LED R/BR Basecase less than 11 Watts, Total Watts = 6.09 x Msr Watts | LED Lamp: RefR, 8 Watts, non-dimmable | LEDratio0609 | LEDratio0609 | LED-RefR(8w) | Available |  | 0 | 0 | 2017ScrewInLampDisposition | ErRobNc |  |  |  | DEER1316-Ltg-Com-CFL | 2017-01-01 | 2017-06-30 | [5 empty] | Standard |  | 1 | 1 | 0 | Deemed Ex Ante Team |  |  |  | Updated to indicate claim/filing status
1719 | C-In-LED-RefR(9w)-dWP54 | Commercial Indoor General Lighting: LED Lamp replaces pre-existing standard lighting Wattage. Measure includes Code case. Impacts: CFL-based HOU (varies by BldgType) | DEER2016 | Disposition | 2020-11-24 16:30 | Com-Iltg-dWatt-CFL | NonDEER | Scaled | BaseRatio | 0 | 0 | None |  | 0 |  | 1 | Com | Any | Lighting | InGen-CFL | Ltg_Lamp | LED_lamp |  | ILtg-Com-LED-20000hr | LED R/BR Basecase less than 11 Watts, Total Watts = 6.09 x Msr Watts | LED R/BR Basecase less than 11 Watts, Total Watts = 6.09 x Msr Watts | LED Lamp: RefR, 9 Watts, non-dimmable | LEDratio0609 | LEDratio0609 | LED-RefR(9w) | Available |  | 0 | 0 | 2017ScrewInLampDisposition | ErRobNc |  |  |  | DEER1316-Ltg-Com-CFL | 2017-01-01 | 2017-06-30 | [5 empty] | Standard |  | 1 | 1 | 0 | Deemed Ex Ante Team |  |  |  | Updated to indicate claim/filing status
1719 | NE-HVAC-airAC-SpltPkg-240to759kBtuh-10p8eer | EER-rated packaged Air Conditioner, Size Range: 240 - 760 kBTU/h, EER = 10.8, min IEER = 12.2, EIR = 0.255, Fan W/CFM = 0.61, two-speed fan, with Econo | DEER2017 | D17 v2 | 2020-11-24 16:30 | NE-HVAC-airAC-SpltPkg-240to759kBtuh-10p8eer | DEER | Standard | None |  |  | None |  | 0 |  | 0 | Com | Any | HVAC | SpaceCool | dxAC_equip | pkgEER | dxAC-Com-Pkg-240to760kBTUh-EER10.8-2Spd | HVAC-airAC | EER-Rated Pkg AC, 240-760 kBTU/h; Mix of Single-zone 9.8 EER (20%) and Multi-zone 10.0 EER (80%) system configurations where applicable | EER-rated packaged Air Conditioner, Size Range: 240 - 760 kBTU/h, Mix of Single-zone 9.8 EER (20%) and Multi-zone 10.0 EER (80%) system configurations where applicable | EER-rated packaged Air Conditioner, Size Range: 240 - 760 kBTU/h, EER = 10.8, Mix of Single-zone (20%) and Multi-zone (80%) system configurations where applicable |  |  |  | Available |  | 0 | 0 | June 2017 DEER Update | ErRobNc | dxAC-Com-Pkg-240to760kBTUh-EER9.8-2Spd | HVAC-airAC |  | None | 2017-07-01 | 2019-12-31 | InEA_mod |  |  |  |  | Standard | Measure updated for DEER June 2017 Update including Baseline Adjustment; Measure expired due to DEER2020 update | 1 | 1 | 0 | Deemed Ex Ante Team |  | Measure updated for DEER June 2017 Update including Baseline Adjustment; Measure expired due to DEER2020 update |  | Updated to indicate claim/filing status
1719 | NE-HVAC-airAC-SpltPkg-240to759kBtuh-10p8eer_MZ | Multi-Zone EER-rated packaged Air Conditioner, Size Range: 240 - 760 kBTU/h, EER = 10.8, min IEER = 12.2, EIR = 0.255, Fan W/CFM = 0.61, two-speed fan, with Econo | DEER2017 | D17 v2 | 2020-11-24 16:30 | NE-HVAC-airAC-SpltPkg-240to759kBtuh-10p8eer_MZ | DEER | Standard | None |  |  | None |  | 0 |  | 0 | Com | Any | HVAC | SpaceCool | dxAC_equip | pkgEER | dxAC-Com-Pkg-135to240kBTUh-EER12.5-2Spd | HVAC-airAC | EER-Rated Pkg AC, 240-760 kBTU/h; Pre-2005: EER = 10.0 (IEER = 11.3), var-speed fan, w/Econo; 2006 - 2009: EER = 10.0, var-speed fan, w/Econo; 2010 - 2013: EER = 10.0, var-speed fan, w/Econo; 2014 - 2015: EER = 10.0, IEER 11.6, varspeed fan, w/Econo | EER-rated packaged Air Conditioner, Size Range: 240 - 760 kBTU/h, EER = 10.0 IEER = 11.4, EIR = 0.282, Fan W/CFM = 0.72, var-speed fan, with Econo | EER-rated packaged Air Conditioner, Size Range: 240 - 760 kBTU/h, EER = 10.8, min IEER 12.2, EIR = 0.255, Fan W/CFM = 0.61, var-speed fan, with Econo |  |  |  | Available |  | 0 | 0 | June 2017 DEER Update | ErRobNc | dxAC-Com-Pkg-135to240kBTUh-EER10.8-2Spd | HVAC-airAC |  | None | 2017-07-01 | 2019-12-31 | InEA_mod |  |  |  |  | Component | Measure updated for DEER June 2017 Update including Baseline Adjustment; Measure expired due to DEER2020 update | 1 | 1 | 0 | Deemed Ex Ante Team |  | Measure updated for DEER June 2017 Update including Baseline Adjustment; Measure expired due to DEER2020 update |  | Updated to indicate claim/filing status
1719 | NE-HVAC-airAC-SpltPkg-240to759kBtuh-10p8eer_SZ | Single-Zone EER-rated packaged Air Conditioner, Size Range: 240 - 760 kBTU/h, EER = 10.8, min IEER = 12.2, EIR = 0.255, Fan W/CFM = 0.61, two-speed fan, with Econo | DEER2017 | D17 v2 | 2020-11-24 16:30 | NE-HVAC-airAC-SpltPkg-240to759kBtuh-10p8eer_SZ | DEER | Standard | None |  |  | None |  | 0 |  | 0 | Com | Any | HVAC | SpaceCool | dxAC_equip | pkgEER | dxAC-Com-Pkg-135to240kBTUh-EER12.5-2Spd | HVAC-airAC | EER-Rated Pkg AC, 240-760 kBTU/h; Pre-2005: EER = 9.8 (1 spd IEER = 9.8, 2 spd IEER = 11.1), one-speed fan, w/Econo; 2006 - 2009: EER = 9.8, one-speed fan, w/Econo; 2010 - 2013: EER = 9.8, one-speed fan, w/Econo; 2014 - 2015: EER = 9.8, IEER 11.4, two-speed fan, w/Econo | EER-rated packaged Air Conditioner, Size Range: 240 - 760 kBTU/h, EER = 9.8, IEER = 11.4, EIR = 0.286, Fan W/CFM = 0.61, two-speed fan, with Econo | EER-rated packaged Air Conditioner, Size Range: 240 - 760 kBTU/h, EER = 10.8, min IEER 12.2, EIR = 0.255, Fan W/CFM = 0.61, two-speed fan, with Econo |  |  |  | Available |  | 0 | 0 | June 2017 DEER Update | ErRobNc | dxAC-Com-Pkg-135to240kBTUh-EER10.8-2Spd | HVAC-airAC |  | None | 2017-07-01 | 2019-12-31 | InEA_mod |  |  |  |  | Component | Measure updated for DEER June 2017 Update including Baseline Adjustment; Measure expired due to DEER2020 update | 1 | 1 | 0 | Deemed Ex Ante Team |  | Measure updated for DEER June 2017 Update including Baseline Adjustment; Measure expired due to DEER2020 update |  | Updated to indicate claim/filing status
1719 | NE-HVAC-airAC-SpltPkg-240to759kBtuh-11p5eer | EER-rated packaged Air Conditioner, Size Range: 240 - 760 kBTU/h, EER = 11.5, min IEER = 12.7, EIR = 0.236, Fan W/CFM = 0.61, two-speed fan, with Econo | DEER2017 | D17 v2 | 2020-11-24 16:30 | NE-HVAC-airAC-SpltPkg-240to759kBtuh-11p5eer | DEER | Standard | None |  |  | None |  | 0 |  | 0 | Com | Any | HVAC | SpaceCool | dxAC_equip | pkgEER | dxAC-Com-Pkg-240to760kBTUh-EER11.5-2Spd | HVAC-airAC | EER-Rated Pkg AC, 240-760 kBTU/h; Mix of Single-zone 9.8 EER (20%) and Multi-zone 10.0 EER (80%) system configurations where applicable | EER-rated packaged Air Conditioner, Size Range: 240 - 760 kBTU/h, Mix of Single-zone 9.8 EER (20%) and Multi-zone 10.0 EER (80%) system configurations where applicable | EER-rated packaged Air Conditioner, Size Range: 240 - 760 kBTU/h, EER = 11.5, Mix of Single-zone (20%) and Multi-zone (80%) system configurations where applicable |  |  |  | Available |  | 0 | 0 | June 2017 DEER Update | ErRobNc | dxAC-Com-Pkg-240to760kBTUh-EER9.8-2Spd | HVAC-airAC |  | None | 2017-07-01 | 2019-12-31 | InEA_mod |  |  |  |  | Standard | Measure updated for DEER June 2017 Update including Baseline Adjustment; Measure expired due to DEER2020 update | 1 | 1 | 0 | Deemed Ex Ante Team |  | Measure updated for DEER June 2017 Update including Baseline Adjustment; Measure expired due to DEER2020 update |  | Updated to indicate claim/filing status
1719 | NE-HVAC-airAC-SpltPkg-240to759kBtuh-11p5eer_MZ | Multi-Zone EER-rated packaged Air Conditioner, Size Range: 240 - 760 kBTU/h, EER = 11.5, min IEER = 12.7, EIR = 0.236, Fan W/CFM = 0.61, two-speed fan, with Econo | DEER2017 | D17 v2 | 2020-11-24 16:30 | NE-HVAC-airAC-SpltPkg-240to759kBtuh-11p5eer_MZ | DEER | Standard | None |  |  | None |  | 0 |  | 0 | Com | Any | HVAC | SpaceCool | dxAC_equip | pkgEER | dxAC-Com-Pkg-135to240kBTUh-EER12.5-2Spd | HVAC-airAC | EER-Rated Pkg AC, 240-760 kBTU/h; Pre-2005: EER = 10.0 (IEER = 11.3), var-speed fan, w/Econo; 2006 - 2009: EER = 10.0, var-speed fan, w/Econo; 2010 - 2013: EER = 10.0, var-speed fan, w/Econo; 2014 - 2015: EER = 10.0, IEER 11.6, varspeed fan, w/Econo | EER-rated packaged Air Conditioner, Size Range: 240 - 760 kBTU/h, EER = 10.0 IEER = 11.4, EIR = 0.282, Fan W/CFM = 0.72, var-speed fan, with Econo | EER-rated packaged Air Conditioner, Size Range: 240 - 760 kBTU/h, EER = 11.5, min IEER = 12.7, EIR = 0.236, Fan W/CFM = 0.61, var-speed fan, with Econo |  |  |  | Available |  | 0 | 0 | June 2017 DEER Update | ErRobNc | dxAC-Com-Pkg-135to240kBTUh-EER10.8-2Spd | HVAC-airAC |  | None | 2017-07-01 | 2019-12-31 | InEA_mod |  |  |  |  | Component | Measure updated for DEER June 2017 Update including Baseline Adjustment; Measure expired due to DEER2020 update | 1 | 1 | 0 | Deemed Ex Ante Team |  | Measure updated for DEER June 2017 Update including Baseline Adjustment; Measure expired due to DEER2020 update |  | Updated to indicate claim/filing status
1719 | NE-HVAC-airAC-SpltPkg-240to759kBtuh-11p5eer_SZ | Single-Zone EER-rated packaged Air Conditioner, Size Range: 240 - 760 kBTU/h, EER = 11.5, min IEER = 12.7, EIR = 0.236, Fan W/CFM = 0.61, two-speed fan, with Econo | DEER2017 | D17 v2 | 2020-11-24 16:30 | NE-HVAC-airAC-SpltPkg-240to759kBtuh-11p5eer_SZ | DEER | Standard | None |  |  | None |  | 0 |  | 0 | Com | Any | HVAC | SpaceCool | dxAC_equip | pkgEER | dxAC-Com-Pkg-135to240kBTUh-EER12.5-2Spd | HVAC-airAC | EER-Rated Pkg AC, 240-760 kBTU/h; Pre-2005: EER = 9.8 (1 spd IEER = 9.8, 2 spd IEER = 11.1), one-speed fan, w/Econo; 2006 - 2009: EER = 9.8, one-speed fan, w/Econo; 2010 - 2013: EER = 9.8, one-speed fan, w/Econo; 2014 - 2015: EER = 9.8, IEER 11.4, two-speed fan, w/Econo | EER-rated packaged Air Conditioner, Size Range: 240 - 760 kBTU/h, EER = 9.8, IEER = 11.4, EIR = 0.286, Fan W/CFM = 0.61, two-speed fan, with Econo | EER-rated packaged Air Conditioner, Size Range: 240 - 760 kBTU/h, EER = 11.5, min IEER = 12.7, EIR = 0.236, Fan W/CFM = 0.61, two-speed fan, with Econo |  |  |  | Available |  | 0 | 0 | June 2017 DEER Update | ErRobNc | dxAC-Com-Pkg-135to240kBTUh-EER10.8-2Spd | HVAC-airAC |  | None | 2017-07-01 | 2019-12-31 | InEA_mod |  |  |  |  | Component | Measure updated for DEER June 2017 Update including Baseline Adjustment; Measure expired due to DEER2020 update | 1 | 1 | 0 | Deemed Ex Ante Team |  | Measure updated for DEER June 2017 Update including Baseline Adjustment; Measure expired due to DEER2020 update |  | Updated to indicate claim/filing status
1719 | NE-HVAC-airAC-SpltPkg-240to759kBtuh-12p5eer | EER-rated packaged Air Conditioner, Size Range: 240 - 760 kBTU/h, EER = 12.5, min IEER = 15.5, EIR = 0.213, Fan W/CFM = 0.61, two-speed fan, with Econo | DEER2017 | D17 v2 | 2020-11-24 16:30 | NE-HVAC-airAC-SpltPkg-240to759kBtuh-12p5eer | DEER | Standard | None |  |  | None |  | 0 |  | 0 | Com | Any | HVAC | SpaceCool | dxAC_equip | pkgEER | dxAC-Com-Pkg-240to760kBTUh-EER12.5-2Spd | HVAC-airAC | EER-Rated Pkg AC, 240-760 kBTU/h; Mix of Single-zone 9.8 EER (20%) and Multi-zone 10.0 EER (80%) system configurations where applicable | EER-rated packaged Air Conditioner, Size Range: 240 - 760 kBTU/h, Mix of Single-zone 9.8 EER (20%) and Multi-zone 10.0 EER (80%) system configurations where applicable | EER-rated packaged Air Conditioner, Size Range: 240 - 760 kBTU/h, EER = 12.5, Mix of Single-zone (20%) and Multi-zone (80%) system configurations where applicable |  |  |  | Available |  | 0 | 0 | June 2017 DEER Update | ErRobNc | dxAC-Com-Pkg-240to760kBTUh-EER9.8-2Spd | HVAC-airAC |  | None | 2017-07-01 | 2019-12-31 | InEA_mod |  |  |  |  | Standard | Measure updated for DEER June 2017 Update including Baseline Adjustment; Measure expired due to DEER2020 update | 1 | 1 | 0 | Deemed Ex Ante Team |  | Measure updated for DEER June 2017 Update including Baseline Adjustment; Measure expired due to DEER2020 update |  | Updated to indicate claim/filing status
1719 | NE-HVAC-airAC-SpltPkg-240to759kBtuh-12p5eer_MZ | Multi-Zone EER-rated packaged Air Conditioner, Size Range: 240 - 760 kBTU/h, EER = 12.5, min IEER = 15.5, EIR = 0.213, Fan W/CFM = 0.61, two-speed fan, with Econo | DEER2017 | D17 v2 | 2020-11-24 16:30 | NE-HVAC-airAC-SpltPkg-240to759kBtuh-12p5eer_MZ | DEER | Standard | None |  |  | None |  | 0 |  | 0 | Com | Any | HVAC | SpaceCool | dxAC_equip | pkgEER | dxAC-Com-Pkg-135to240kBTUh-EER12.5-2Spd | HVAC-airAC | EER-Rated Pkg AC, 240-760 kBTU/h; Pre-2005: EER = 10.0 (IEER = 11.3), var-speed fan, w/Econo; 2006 - 2009: EER = 10.0, var-speed fan, w/Econo; 2010 - 2013: EER = 10.0, var-speed fan, w/Econo; 2014 - 2015: EER = 10.0, IEER 11.6, varspeed fan, w/Econo | EER-rated packaged Air Conditioner, Size Range: 240 - 760 kBTU/h, EER = 10.0 IEER = 11.4, EIR = 0.282, Fan W/CFM = 0.72, var-speed fan, with Econo | EER-rated packaged Air Conditioner, Size Range: 240 - 760 kBTU/h, EER = 12.5, min IEER = 15.5, EIR = 0.213, Fan W/CFM = 0.61, var-speed fan, with Econo |  |  |  | Available |  | 0 | 0 | June 2017 DEER Update | ErRobNc | dxAC-Com-Pkg-135to240kBTUh-EER10.8-2Spd | HVAC-airAC |  | None | 2017-07-01 | 2019-12-31 | InEA_mod |  |  |  |  | Component | Measure updated for DEER June 2017 Update including Baseline Adjustment; Measure expired due to DEER2020 update | 1 | 1 | 0 | Deemed Ex Ante Team |  | Measure updated for DEER June 2017 Update including Baseline Adjustment; Measure expired due to DEER2020 update |  | Updated to indicate claim/filing status
1719 | NE-HVAC-airAC-SpltPkg-240to759kBtuh-12p5eer_SZ | Single-Zone EER-rated packaged Air Conditioner, Size Range: 240 - 760 kBTU/h, EER = 12.5, min IEER = 15.5, EIR = 0.213, Fan W/CFM = 0.61, two-speed fan, with Econo | DEER2017 | D17 v2 | 2020-11-24 16:30 | NE-HVAC-airAC-SpltPkg-240to759kBtuh-12p5eer_SZ | DEER | Standard | None |  |  | None |  | 0 |  | 0 | Com | Any | HVAC | SpaceCool | dxAC_equip | pkgEER | dxAC-Com-Pkg-135to240kBTUh-EER12.5-2Spd | HVAC-airAC | EER-Rated Pkg AC, 240-760 kBTU/h; Pre-2005: EER = 9.8 (1 spd IEER = 9.8, 2 spd IEER = 11.1), one-speed fan, w/Econo; 2006 - 2009: EER = 9.8, one-speed fan, w/Econo; 2010 - 2013: EER = 9.8, one-speed fan, w/Econo; 2014 - 2015: EER = 9.8, IEER 11.4, two-speed fan, w/Econo | EER-rated packaged Air Conditioner, Size Range: 240 - 760 kBTU/h, EER = 9.8, IEER = 11.4, EIR = 0.286, Fan W/CFM = 0.61, two-speed fan, with Econo | EER-rated packaged Air Conditioner, Size Range: 240 - 760 kBTU/h, EER = 12.5, min IEER = 15.5, EIR = 0.213, Fan W/CFM = 0.61, two-speed fan, with Econo |  |  |  | Available |  | 0 | 0 | June 2017 DEER Update | ErRobNc | dxAC-Com-Pkg-135to240kBTUh-EER10.8-2Spd | HVAC-airAC |  | None | 2017-07-01 | 2019-12-31 | InEA_mod |  |  |  |  | Component | Measure updated for DEER June 2017 Update including Baseline Adjustment; Measure expired due to DEER2020 update | 1 | 1 | 0 | Deemed Ex Ante Team |  | Measure updated for DEER June 2017 Update including Baseline Adjustment; Measure expired due to DEER2020 update |  | Updated to indicate claim/filing status
1719 | NE-HVAC-RefChg-Dec-Typ-ntxv | Small Pkg AC system with No TXV, decrease refrigerant charge from Typical over-charge (4 - 50%) to factory specified level | DEER2019 | D17 v2 | 2020-11-24 16:30 | NE-HVAC-RefChg-Dec-Typ-ntxv | DEER | Standard | None | 0 | 0 | None |  | 0 |  | 0 | Com | Any | HVAC | SpaceCool | dxAC_equip | pkgSEER |  | HVAC-RefChg | Small Pkg AC with No thermal expansion valve (TXV), refrigerant over-charged from 4 - 50% of factory specified level |  | Small Pkg AC with No thermal expansion valve (TXV), refrigerant charge at factory specified level |  |  |  | Available |  | 0 | 0 | June 2017 DEER Update | Retro |  | HVAC-RefChg |  | None | 2019-01-01 | 2019-12-31 | [5 empty] | Standard |  | 1 | 1 | 0 | Deemed Ex Ante Team |  |  |  | Updated to indicate claim/filing status
1719 | NE-HVAC-RefChg-Dec-Typ-txv | Small Pkg AC system with TXV, decrease refrigerant charge from Typical over-charge (4 - 50%) to factory specified level | DEER2019 | D17 v2 | 2020-11-24 16:30 | NE-HVAC-RefChg-Dec-Typ-txv | DEER | Standard | None | 0 | 0 | None |  | 0 |  | 0 | Com | Any | HVAC | SpaceCool | dxAC_equip | pkgSEER |  | HVAC-RefChg | Small Pkg AC with thermal expansion valve (TXV), refrigerant over-charged from 4 - 50% of factory specified level |  | Small Pkg AC with thermal expansion valve (TXV), refrigerant charge at factory specified level |  |  |  | Available |  | 0 | 0 | June 2017 DEER Update | Retro |  | HVAC-RefChg |  | None | 2019-01-01 | 2019-12-31 | [5 empty] | Standard |  | 1 | 1 | 0 | Deemed Ex Ante Team |  |  |  | Updated to indicate claim/filing status
1719 | NE-HVAC-RefChg-Inc-High-ntxv | Small Pkg AC system with No TXV, increase refrigerant charge from High under-charge (10 - 50%) to factory specified level | DEER2019 | D17 v2 | 2021-07-19 16:33 | NE-HVAC-RefChg-Inc-High-ntxv | DEER | Standard | None | 0 | 0 | None |  | 0 |  | 0 | Com | Any | HVAC | SpaceCool | dxAC_equip | pkgSEER |  | HVAC-RefChg | Small Pkg AC with No thermal expansion valve (TXV), refrigerant under-charged from 10 - 50% of factory specified level |  | Small Pkg AC with No thermal expansion valve (TXV), refrigerant charge at factory specified level |  |  |  | Available |  | 0 | 0 | June 2017 DEER Update | Retro |  | HVAC-RefChg |  | None | 2019-01-01 | 2019-12-31 | [5 empty] | Component | Measure type set to Component so as to not appear in standard measure list | 1 | 1 | 0 | Deemed Ex Ante Team |  | Measure type set to Component so as to not appear in standard measure list |  | Updated to indicate claim/filing status
1719 | NE-HVAC-RefChg-Inc-High-txv | Small Pkg AC system with TXV, increase refrigerant charge from High under-charge (10 - 50%) to factory specified level | DEER2019 | D17 v2 | 2021-07-19 16:33 | NE-HVAC-RefChg-Inc-High-txv | DEER | Standard | None | 0 | 0 | None |  | 0 |  | 0 | Com | Any | HVAC | SpaceCool | dxAC_equip | pkgSEER |  | HVAC-RefChg | Small Pkg AC with thermal expansion valve (TXV), refrigerant under-charged from 10 - 50% of factory specified level |  | Small Pkg AC with thermal expansion valve (TXV), refrigerant charge at factory specified level |  |  |  | Available |  | 0 | 0 | June 2017 DEER Update | Retro |  | HVAC-RefChg |  | None | 2019-01-01 | 2019-12-31 | [5 empty] | Component | Measure type set to Component so as to not appear in standard measure list | 1 | 1 | 0 | Deemed Ex Ante Team |  | Measure type set to Component so as to not appear in standard measure list |  | Updated to indicate claim/filing status
1719 | NE-HVAC-RefChg-Inc-Low-ntxv | Small Pkg AC system with No TXV, increase refrigerant charge from Low under-charge (4 - 5%) to factory specified level | DEER2019 | D17 v2 | 2021-07-19 16:33 | NE-HVAC-RefChg-Inc-Low-ntxv | DEER | Standard | None | 0 | 0 | None |  | 0 |  | 0 | Com | Any | HVAC | SpaceCool | dxAC_equip | pkgSEER |  | HVAC-RefChg | Small Pkg AC with No thermal expansion valve (TXV), refrigerant under-charged from 4 - 5% of factory specified level |  | Small Pkg AC with No thermal expansion valve (TXV), refrigerant charge at factory specified level |  |  |  | Available |  | 0 | 0 | June 2017 DEER Update | Retro |  | HVAC-RefChg |  | None | 2019-01-01 | 2019-12-31 | [5 empty] | Component | Measure type set to Component so as to not appear in standard measure list | 1 | 1 | 0 | Deemed Ex Ante Team |  | Measure type set to Component so as to not appear in standard measure list |  | Updated to indicate claim/filing status
1719 | NE-HVAC-RefChg-Inc-Low-txv | Small Pkg AC system with TXV, increase refrigerant charge from Low under-charge (4 - 5%) to factory specified level | DEER2019 | D17 v2 | 2021-07-19 16:33 | NE-HVAC-RefChg-Inc-Low-txv | DEER | Standard | None | 0 | 0 | None |  | 0 |  | 0 | Com | Any | HVAC | SpaceCool | dxAC_equip | pkgSEER |  | HVAC-RefChg | Small Pkg AC with thermal expansion valve (TXV), refrigerant under-charged from 4 - 5% of factory specified level |  | Small Pkg AC with thermal expansion valve (TXV), refrigerant charge at factory specified level |  |  |  | Available |  | 0 | 0 | June 2017 DEER Update | Retro |  | HVAC-RefChg |  | None | 2019-01-01 | 2019-12-31 | [5 empty] | Component | Measure type set to Component so as to not appear in standard measure list | 1 | 1 | 0 | Deemed Ex Ante Team |  | Measure type set to Component so as to not appear in standard measure list |  | Updated to indicate claim/filing status
1719 | NE-HVAC-RefChg-Inc-Typ-ntxv | Small Pkg AC system with No TXV, increase refrigerant charge from Typical under-charge (4 - 50%) to factory specified level | DEER2019 | D17 v2 | 2020-11-24 16:30 | NE-HVAC-RefChg-Inc-Typ-ntxv | DEER | Standard | None | 0 | 0 | None |  | 0 |  | 0 | Com | Any | HVAC | SpaceCool | dxAC_equip | pkgSEER |  | HVAC-RefChg | Small Pkg AC with No thermal expansion valve (TXV), refrigerant under-charged from 4 - 50% of factory specified level |  | Small Pkg AC with No thermal expansion valve (TXV), refrigerant charge at factory specified level |  |  |  | Available |  | 0 | 0 | June 2017 DEER Update | Retro |  | HVAC-RefChg |  | None | 2019-01-01 | 2019-12-31 | [5 empty] | Standard | Measure expired due to DEER2020 update | 1 | 1 | 0 | Deemed Ex Ante Team |  | Measure expired due to DEER2020 update |  | Updated to indicate claim/filing status
1719 | NE-HVAC-RefChg-Inc-Typ-txv | Small Pkg AC system with TXV, increase refrigerant charge from Typical under-charge (4 - 50%) to factory specified level | DEER2019 | D17 v2 | 2020-11-24 16:30 | NE-HVAC-RefChg-Inc-Typ-txv | DEER | Standard | None | 0 | 0 | None |  | 0 |  | 0 | Com | Any | HVAC | SpaceCool | dxAC_equip | pkgSEER |  | HVAC-RefChg | Small Pkg AC with thermal expansion valve (TXV), refrigerant under-charged from 4 - 50% of factory specified level |  | Small Pkg AC with thermal expansion valve (TXV), refrigerant charge at factory specified level |  |  |  | Available |  | 0 | 0 | June 2017 DEER Update | Retro |  | HVAC-RefChg |  | None | 2019-01-01 | 2019-12-31 | [5 empty] | Standard |  | 1 | 1 | 0 | Deemed Ex Ante Team |  |  |  | Updated to indicate claim/filing status
1719 | NE-HVAC-VarRefgHP-11.25to14ton-13.2EER | Heat pump VRF system, 11.25to14ton Tier 1, 13.2 EER | DEER2017 | D17 v2 | 2020-11-24 16:30 | NE-HVAC-VarRefgHP-11.25to14ton-13.2EER | ExAnte | Standard | None |  |  | N |  | 0 |  | 0 | Com | Any | HVAC | HeatCool | dxHP_equip | VarRefgHP |  | HVAC-airHP |  | Heat pump VRF system, 11.25to14ton Tier 0, 10.6 EER | Heat pump VRF system, 11.25to14ton Tier 1, 13.2 EER |  | VarRefgHP-11.25to14ton-10.6EER | VarRefgHP-11.25to14ton-13.2EER | Available |  | 0 | 0 | June 2017 DEER Update | Rob |  |  |  | None | 2017-01-01 | 2019-12-31 | NotInEA |  |  |  |  | Standard | Measure expired due to DEER2020 update | 1 | 1 | 0 | Deemed Ex Ante Team |  | Measure expired due to DEER2020 update |  | Updated to indicate claim/filing status
1719 | NE-HVAC-VarRefgHP-11.25to14ton-15.7EER | Heat pump VRF system, 11.25to14ton Tier 2, 15.7 EER | DEER2017 | D17 v2 | 2020-11-24 16:30 | NE-HVAC-VarRefgHP-11.25to14ton-15.7EER | ExAnte | Standard | None |  |  | N |  | 0 |  | 0 | Com | Any | HVAC | HeatCool | dxHP_equip | VarRefgHP |  | HVAC-airHP |  | Heat pump VRF system, 11.25to14ton Tier 0, 10.6 EER | Heat pump VRF system, 11.25to14ton Tier 2, 15.7 EER |  | VarRefgHP-11.25to14ton-10.6EER | VarRefgHP-11.25to14ton-15.7EER | Available |  | 0 | 0 | June 2017 DEER Update | Rob |  |  |  | None | 2017-01-01 | 2019-12-31 | NotInEA |  |  |  |  | Standard | Measure expired due to DEER2020 update | 1 | 1 | 0 | Deemed Ex Ante Team |  | Measure expired due to DEER2020 update |  | Updated to indicate claim/filing status
1719 | NE-HVAC-VarRefgHP-14to20ton-12.7EER | Heat pump VRF system, 14to20ton Tier 1, 12.7 EER | DEER2017 | D17 v2 | 2020-11-24 16:30 | NE-HVAC-VarRefgHP-14to20ton-12.7EER | ExAnte | Standard | None |  |  | N |  | 0 |  | 0 | Com | Any | HVAC | HeatCool | dxHP_equip | VarRefgHP |  | HVAC-airHP |  | Heat pump VRF system, 14to20ton Tier 0, 10.6 EER | Heat pump VRF system, 14to20ton Tier 1, 12.7 EER |  | VarRefgHP-14to20ton-10.6EER | VarRefgHP-14to20ton-12.7EER | Available |  | 0 | 0 | June 2017 DEER Update | Rob |  |  |  | None | 2017-01-01 | 2019-12-31 | NotInEA |  |  |  |  | Standard | Measure expired due to DEER2020 update | 1 | 1 | 0 | Deemed Ex Ante Team |  | Measure expired due to DEER2020 update |  | Updated to indicate claim/filing status
1719 | NE-HVAC-VarRefgHP-14to20ton-14.2EER | Heat pump VRF system, 14to20ton Tier 2, 14.2 EER | DEER2017 | D17 v2 | 2020-11-24 16:30 | NE-HVAC-VarRefgHP-14to20ton-14.2EER | ExAnte | Standard | None |  |  | N |  | 0 |  | 0 | Com | Any | HVAC | HeatCool | dxHP_equip | VarRefgHP |  | HVAC-airHP |  | Heat pump VRF system, 14to20ton Tier 0, 10.6 EER | Heat pump VRF system, 14to20ton Tier 2, 14.2 EER |  | VarRefgHP-14to20ton-10.6EER | VarRefgHP-14to20ton-14.2EER | Available |  | 0 | 0 | June 2017 DEER Update | Rob |  |  |  | None | 2017-01-01 | 2019-12-31 | NotInEA |  |  |  |  | Standard | Measure expired due to DEER2020 update | 1 | 1 | 0 | Deemed Ex Ante Team |  | Measure expired due to DEER2020 update |  | Updated to indicate claim/filing status
1719 | NE-HVAC-VarRefgHP-20to24ton-11.7EER | Heat pump VRF system, 20to24ton Tier 1, 11.7 EER | DEER2017 | D17 v2 | 2020-11-24 16:30 | NE-HVAC-VarRefgHP-20to24ton-11.7EER | ExAnte | Standard | None |  |  | N |  | 0 |  | 0 | Com | Any | HVAC | HeatCool | dxHP_equip | VarRefgHP |  | HVAC-airHP |  | Heat pump VRF system, 20to24ton Tier 0, 9.5 EER | Heat pump VRF system, 20to24ton Tier 1, 11.7 EER |  | VarRefgHP-20to24ton-9.5EER | VarRefgHP-20to24ton-11.7EER | Available |  | 0 | 0 | June 2017 DEER Update | Rob |  |  |  | None | 2017-01-01 | 2019-12-31 | NotInEA |  |  |  |  | Standard | Measure expired due to DEER2020 update | 1 | 1 | 0 | Deemed Ex Ante Team |  | Measure expired due to DEER2020 update |  | Updated to indicate claim/filing status
1719 | NE-HVAC-VarRefgHP-20to24ton-13.7EER | Heat pump VRF system, 20to24ton Tier 2, 13.7 EER | DEER2017 | D17 v2 | 2020-11-24 16:30 | NE-HVAC-VarRefgHP-20to24ton-13.7EER | ExAnte | Standard | None |  |  | N |  | 0 |  | 0 | Com | Any | HVAC | HeatCool | dxHP_equip | VarRefgHP |  | HVAC-airHP |  | Heat pump VRF system, 20to24ton Tier 0, 9.5 EER | Heat pump VRF system, 20to24ton Tier 2, 13.7 EER |  | VarRefgHP-20to24ton-9.5EER | VarRefgHP-20to24ton-13.7EER | Available |  | 0 | 0 | June 2017 DEER Update | Rob |  |  |  | None | 2017-01-01 | 2019-12-31 | NotInEA |  |  |  |  | Standard | Measure expired due to DEER2020 update | 1 | 1 | 0 | Deemed Ex Ante Team |  | Measure expired due to DEER2020 update |  | Updated to indicate claim/filing status
1719 | NE-HVAC-VarRefgHP-24to35ton-10.9EER | Heat pump VRF system, 24to35ton Tier 1, 10.9 EER | DEER2017 | D17 v2 | 2020-11-24 16:30 | NE-HVAC-VarRefgHP-24to35ton-10.9EER | ExAnte | Standard | None |  |  | N |  | 0 |  | 0 | Com | Any | HVAC | HeatCool | dxHP_equip | VarRefgHP |  | HVAC-airHP |  | Heat pump VRF system, 24to35ton Tier 0, 9.5 EER | Heat pump VRF system, 24to35ton Tier 1, 10.9 EER |  | VarRefgHP-24to35ton-9.5EER | VarRefgHP-24to35ton-10.9EER | Available |  | 0 | 0 | June 2017 DEER Update | Rob |  |  |  | None | 2017-01-01 | 2019-12-31 | NotInEA |  |  |  |  | Standard | Measure expired due to DEER2020 update | 1 | 1 | 0 | Deemed Ex Ante Team |  | Measure expired due to DEER2020 update |  | Updated to indicate claim/filing status
1719 | NE-HVAC-VarRefgHP-24to35ton-11.4EER | Heat pump VRF system, 24to35ton Tier 2, 11.4 EER | DEER2017 | D17 v2 | 2020-11-24 16:30 | NE-HVAC-VarRefgHP-24to35ton-11.4EER | ExAnte | Standard | None |  |  | N |  | 0 |  | 0 | Com | Any | HVAC | HeatCool | dxHP_equip | VarRefgHP |  | HVAC-airHP |  | Heat pump VRF system, 24to35ton Tier 0, 9.5 EER | Heat pump VRF system, 24to35ton Tier 2, 11.4 EER |  | VarRefgHP-24to35ton-9.5EER | VarRefgHP-24to35ton-11.4EER | Available |  | 0 | 0 | June 2017 DEER Update | Rob |  |  |  | None | 2017-01-01 | 2019-12-31 | NotInEA |  |  |  |  | Standard | Measure expired due to DEER2020 update | 1 | 1 | 0 | Deemed Ex Ante Team |  | Measure expired due to DEER2020 update |  | Updated to indicate claim/filing status
1719 | NE-HVAC-VarRefgHP-6to11.25ton-13.2EER | Heat pump VRF system, 6to11.25ton Tier 1, 13.2 EER | DEER2017 | D17 v2 | 2020-11-24 16:30 | NE-HVAC-VarRefgHP-6to11.25ton-13.2EER | ExAnte | Standard | None |  |  | N |  | 0 |  | 0 | Com | Any | HVAC | HeatCool | dxHP_equip | VarRefgHP |  | HVAC-airHP |  | Heat pump VRF system, 6to11.25ton Tier 0, 11 EER | Heat pump VRF system, 6to11.25ton Tier 1, 13.2 EER |  | VarRefgHP-6to11.25ton-11EER | VarRefgHP-6to11.25ton-13.2EER | Available |  | 0 | 0 | June 2017 DEER Update | Rob |  |  |  | None | 2017-01-01 | 2019-12-31 | NotInEA |  |  |  |  | Standard | Measure expired due to DEER2020 update | 1 | 1 | 0 | Deemed Ex Ante Team |  | Measure expired due to DEER2020 update |  | Updated to indicate claim/filing status
1719 | NE-HVAC-VarRefgHP-6to11.25ton-15.7EER | Heat pump VRF system, 6to11.25ton Tier 2, 15.7 EER | DEER2017 | D17 v2 | 2020-11-24 16:30 | NE-HVAC-VarRefgHP-6to11.25ton-15.7EER | ExAnte | Standard | None |  |  | N |  | 0 |  | 0 | Com | Any | HVAC | HeatCool | dxHP_equip | VarRefgHP |  | HVAC-airHP |  | Heat pump VRF system, 6to11.25ton Tier 0, 11 EER | Heat pump VRF system, 6to11.25ton Tier 2, 15.7 EER |  | VarRefgHP-6to11.25ton-11EER | VarRefgHP-6to11.25ton-15.7EER | Available |  | 0 | 0 | June 2017 DEER Update | Rob |  |  |  | None | 2017-01-01 | 2019-12-31 | NotInEA |  |  |  |  | Standard | Measure expired due to DEER2020 update | 1 | 1 | 0 | Deemed Ex Ante Team |  | Measure expired due to DEER2020 update |  | Updated to indicate claim/filing status
1719 | NE-HVAC-VarRefgHP-gt35ton-10.9EER | Heat pump VRF system, gt35ton Tier 1, 10.9 EER | DEER2017 | D17 v2 | 2020-11-24 16:30 | NE-HVAC-VarRefgHP-gt35ton-10.9EER | ExAnte | Standard | None |  |  | N |  | 0 |  | 0 | Com | Any | HVAC | HeatCool | dxHP_equip | VarRefgHP |  | HVAC-airHP |  | Heat pump VRF system, gt35ton Tier 0, 9.5 EER | Heat pump VRF system, gt35ton Tier 1, 10.9 EER |  | VarRefgHP-gt35ton-9.5EER | VarRefgHP-gt35ton-10.9EER | Available |  | 0 | 0 | June 2017 DEER Update | Rob |  |  |  | None | 2017-01-01 | 2019-12-31 | NotInEA |  |  |  |  | Standard | Measure expired due to DEER2020 update | 1 | 1 | 0 | Deemed Ex Ante Team |  | Measure expired due to DEER2020 update |  | Updated to indicate claim/filing status
1719 | NE-HVAC-VarRefgHP-gt35ton-11.4EER | Heat pump VRF system, gt35ton Tier 2, 11.4 EER | DEER2017 | D17 v2 | 2020-11-24 16:30 | NE-HVAC-VarRefgHP-gt35ton-11.4EER | ExAnte | Standard | None |  |  | N |  | 0 |  | 0 | Com | Any | HVAC | HeatCool | dxHP_equip | VarRefgHP |  | HVAC-airHP |  | Heat pump VRF system, gt35ton Tier 0, 9.5 EER | Heat pump VRF system, gt35ton Tier 2, 11.4 EER |  | VarRefgHP-gt35ton-9.5EER | VarRefgHP-gt35ton-11.4EER | Available |  | 0 | 0 | June 2017 DEER Update | Rob |  |  |  | None | 2017-01-01 | 2019-12-31 | NotInEA |  |  |  |  | Standard | Measure expired due to DEER2020 update | 1 | 1 | 0 | Deemed Ex Ante Team |  | Measure expired due to DEER2020 update |  | Updated to indicate claim/filing status
1719 | NE-HVAC-VarRefgHR-11.25to14ton-13EER | Heat recovery VRF system, 11.25to14ton Tier 1, 13 EER | DEER2017 | D17 v2 | 2020-11-24 16:30 | NE-HVAC-VarRefgHR-11.25to14ton-13EER | ExAnte | Standard | None |  |  | N |  | 0 |  | 0 | Com | Any | HVAC | HeatCool | dxHP_equip | VarRefgHR |  | HVAC-airHP |  | Heat recovery VRF system, 11.25to14ton Tier 0, 10.4 EER | Heat recovery VRF system, 11.25to14ton Tier 1, 13 EER |  | VarRefgHR-11.25to14ton-10.4EER | VarRefgHR-11.25to14ton-13EER | Available |  | 0 | 0 | June 2017 DEER Update | Rob |  |  |  | None | 2017-01-01 | 2019-12-31 | NotInEA |  |  |  |  | Standard | Measure expired due to DEER2020 update | 1 | 1 | 0 | Deemed Ex Ante Team |  | Measure expired due to DEER2020 update |  | Updated to indicate claim/filing status
1719 | NE-HVAC-VarRefgHR-11.25to14ton-15.5EER | Heat recovery VRF system, 11.25to14ton Tier 2, 15.5 EER | DEER2017 | D17 v2 | 2020-11-24 16:30 | NE-HVAC-VarRefgHR-11.25to14ton-15.5EER | ExAnte | Standard | None |  |  | N |  | 0 |  | 0 | Com | Any | HVAC | HeatCool | dxHP_equip | VarRefgHR |  | HVAC-airHP |  | Heat recovery VRF system, 11.25to14ton Tier 0, 10.4 EER | Heat recovery VRF system, 11.25to14ton Tier 2, 15.5 EER |  | VarRefgHR-11.25to14ton-10.4EER | VarRefgHR-11.25to14ton-15.5EER | Available |  | 0 | 0 | June 2017 DEER Update | Rob |  |  |  | None | 2017-01-01 | 2019-12-31 | NotInEA |  |  |  |  | Standard | Measure expired due to DEER2020 update | 1 | 1 | 0 | Deemed Ex Ante Team |  | Measure expired due to DEER2020 update |  | Updated to indicate claim/filing status
1719 | NE-HVAC-VarRefgHR-14to20ton-12.5EER | Heat recovery VRF system, 14to20ton Tier 1, 12.5 EER | DEER2017 | D17 v2 | 2020-11-24 16:30 | NE-HVAC-VarRefgHR-14to20ton-12.5EER | ExAnte | Standard | None |  |  | N |  | 0 |  | 0 | Com | Any | HVAC | HeatCool | dxHP_equip | VarRefgHR |  | HVAC-airHP |  | Heat recovery VRF system, 14to20ton Tier 0, 10.4 EER | Heat recovery VRF system, 14to20ton Tier 1, 12.5 EER |  | VarRefgHR-14to20ton-10.4EER | VarRefgHR-14to20ton-12.5EER | Available |  | 0 | 0 | June 2017 DEER Update | Rob |  |  |  | None | 2017-01-01 | 2019-12-31 | NotInEA |  |  |  |  | Standard | Measure expired due to DEER2020 update | 1 | 1 | 0 | Deemed Ex Ante Team |  | Measure expired due to DEER2020 update |  | Updated to indicate claim/filing status
1719 | NE-HVAC-VarRefgHR-14to20ton-14EER | Heat recovery VRF system, 14to20ton Tier 2, 14 EER | DEER2017 | D17 v2 | 2020-11-24 16:30 | NE-HVAC-VarRefgHR-14to20ton-14EER | ExAnte | Standard | None |  |  | N |  | 0 |  | 0 | Com | Any | HVAC | HeatCool | dxHP_equip | VarRefgHR |  | HVAC-airHP |  | Heat recovery VRF system, 14to20ton Tier 0, 10.4 EER | Heat recovery VRF system, 14to20ton Tier 2, 14 EER |  | VarRefgHR-14to20ton-10.4EER | VarRefgHR-14to20ton-14EER | Available |  | 0 | 0 | June 2017 DEER Update | Rob |  |  |  | None | 2017-01-01 | 2019-12-31 | NotInEA |  |  |  |  | Standard | Measure expired due to DEER2020 update | 1 | 1 | 0 | Deemed Ex Ante Team |  | Measure expired due to DEER2020 update |  | Updated to indicate claim/filing status
1719 | NE-HVAC-VarRefgHR-20to24ton-11.5EER | Heat recovery VRF system, 20to24ton Tier 1, 11.5 EER | DEER2017 | D17 v2 | 2020-11-24 16:30 | NE-HVAC-VarRefgHR-20to24ton-11.5EER | ExAnte | Standard | None |  |  | N |  | 0 |  | 0 | Com | Any | HVAC | HeatCool | dxHP_equip | VarRefgHR |  | HVAC-airHP |  | Heat recovery VRF system, 20to24ton Tier 0, 9.3 EER | Heat recovery VRF system, 20to24ton Tier 1, 11.5 EER |  | VarRefgHR-20to24ton-9.3EER | VarRefgHR-20to24ton-11.5EER | Available |  | 0 | 0 | June 2017 DEER Update | Rob |  |  |  | None | 2017-01-01 | 2019-12-31 | NotInEA |  |  |  |  | Standard | Measure expired due to DEER2020 update | 1 | 1 | 0 | Deemed Ex Ante Team |  | Measure expired due to DEER2020 update |  | Updated to indicate claim/filing status
1719 | NE-HVAC-VarRefgHR-20to24ton-13.5EER | Heat recovery VRF system, 20to24ton Tier 2, 13.5 EER | DEER2017 | D17 v2 | 2020-11-24 16:30 | NE-HVAC-VarRefgHR-20to24ton-13.5EER | ExAnte | Standard | None |  |  | N |  | 0 |  | 0 | Com | Any | HVAC | HeatCool | dxHP_equip | VarRefgHR |  | HVAC-airHP |  | Heat recovery VRF system, 20to24ton Tier 0, 9.3 EER | Heat recovery VRF system, 20to24ton Tier 2, 13.5 EER |  | VarRefgHR-20to24ton-9.3EER | VarRefgHR-20to24ton-13.5EER | Available |  | 0 | 0 | June 2017 DEER Update | Rob |  |  |  | None | 2017-01-01 | 2019-12-31 | NotInEA |  |  |  |  | Standard | Measure expired due to DEER2020 update | 1 | 1 | 0 | Deemed Ex Ante Team |  | Measure expired due to DEER2020 update |  | Updated to indicate claim/filing status
1719 | NE-HVAC-VarRefgHR-24to35ton-10.7EER | Heat recovery VRF system, 24to35ton Tier 1, 10.7 EER | DEER2017 | D17 v2 | 2020-11-24 16:30 | NE-HVAC-VarRefgHR-24to35ton-10.7EER | ExAnte | Standard | None |  |  | N |  | 0 |  | 0 | Com | Any | HVAC | HeatCool | dxHP_equip | VarRefgHR |  | HVAC-airHP |  | Heat recovery VRF system, 24to35ton Tier 0, 9.3 EER | Heat recovery VRF system, 24to35ton Tier 1, 10.7 EER |  | VarRefgHR-24to35ton-9.3EER | VarRefgHR-24to35ton-10.7EER | Available |  | 0 | 0 | June 2017 DEER Update | Rob |  |  |  | None | 2017-01-01 | 2019-12-31 | NotInEA |  |  |  |  | Standard | Measure expired due to DEER2020 update | 1 | 1 | 0 | Deemed Ex Ante Team |  | Measure expired due to DEER2020 update |  | Updated to indicate claim/filing status
1719 | NE-HVAC-VarRefgHR-24to35ton-11.2EER | Heat recovery VRF system, 24to35ton Tier 2, 11.2 EER | DEER2017 | D17 v2 | 2020-11-24 16:30 | NE-HVAC-VarRefgHR-24to35ton-11.2EER | ExAnte | Standard | None |  |  | N |  | 0 |  | 0 | Com | Any | HVAC | HeatCool | dxHP_equip | VarRefgHR |  | HVAC-airHP |  | Heat recovery VRF system, 24to35ton Tier 0, 9.3 EER | Heat recovery VRF system, 24to35ton Tier 2, 11.2 EER |  | VarRefgHR-24to35ton-9.3EER | VarRefgHR-24to35ton-11.2EER | Available |  | 0 | 0 | June 2017 DEER Update | Rob |  |  |  | None | 2017-01-01 | 2019-12-31 | NotInEA |  |  |  |  | Standard | Measure expired due to DEER2020 update | 1 | 1 | 0 | Deemed Ex Ante Team |  | Measure expired due to DEER2020 update |  | Updated to indicate claim/filing status
1719 | NE-HVAC-VarRefgHR-5.4to11.25ton-13EER | Heat recovery VRF system, 5.4to11.25ton Tier 1, 13 EER | DEER2017 | D17 v2 | 2020-11-24 16:30 | NE-HVAC-VarRefgHR-5.4to11.25ton-13EER | ExAnte | Standard | None |  |  | N |  | 0 |  | 0 | Com | Any | HVAC | HeatCool | dxHP_equip | VarRefgHR |  | HVAC-airHP |  | Heat recovery VRF system, 5.4to11.25ton Tier 0, 10.8 EER | Heat recovery VRF system, 5.4to11.25ton Tier 1, 13 EER |  | VarRefgHR-5.4to11.25ton-10.8EER | VarRefgHR-5.4to11.25ton-13EER | Available |  | 0 | 0 | June 2017 DEER Update | Rob |  |  |  | None | 2017-01-01 | 2019-12-31 | NotInEA |  |  |  |  | Standard | Measure expired due to DEER2020 update | 1 | 1 | 0 | Deemed Ex Ante Team |  | Measure expired due to DEER2020 update |  | Updated to indicate claim/filing status
1719 | NE-HVAC-VarRefgHR-5.4to11.25ton-15.5EER | Heat recovery VRF system, 5.4to11.25ton Tier 2, 15.5 EER | DEER2017 | D17 v2 | 2020-11-24 16:30 | NE-HVAC-VarRefgHR-5.4to11.25ton-15.5EER | ExAnte | Standard | None |  |  | N |  | 0 |  | 0 | Com | Any | HVAC | HeatCool | dxHP_equip | VarRefgHR |  | HVAC-airHP |  | Heat recovery VRF system, 5.4to11.25ton Tier 0, 10.8 EER | Heat recovery VRF system, 5.4to11.25ton Tier 2, 15.5 EER |  | VarRefgHR-5.4to11.25ton-10.8EER | VarRefgHR-5.4to11.25ton-15.5EER | Available |  | 0 | 0 | June 2017 DEER Update | Rob |  |  |  | None | 2017-01-01 | 2019-12-31 | NotInEA |  |  |  |  | Standard | Measure expired due to DEER2020 update | 1 | 1 | 0 | Deemed Ex Ante Team |  | Measure expired due to DEER2020 update |  | Updated to indicate claim/filing status
1719 | NE-HVAC-VarRefgHR-gt35ton-10.7EER | Heat recovery VRF system, gt35ton Tier 1, 10.7 EER | DEER2017 | D17 v2 | 2020-11-24 16:30 | NE-HVAC-VarRefgHR-gt35ton-10.7EER | ExAnte | Standard | None |  |  | N |  | 0 |  | 0 | Com | Any | HVAC | HeatCool | dxHP_equip | VarRefgHR |  | HVAC-airHP |  | Heat recovery VRF system, gt35ton Tier 0, 9.3 EER | Heat recovery VRF system, gt35ton Tier 1, 10.7 EER |  | VarRefgHR-gt35ton-9.3EER | VarRefgHR-gt35ton-10.7EER | Available |  | 0 | 0 | June 2017 DEER Update | Rob |  |  |  | None | 2017-01-01 | 2019-12-31 | NotInEA |  |  |  |  | Standard | Measure expired due to DEER2020 update | 1 | 1 | 0 | Deemed Ex Ante Team |  | Measure expired due to DEER2020 update |  | Updated to indicate claim/filing status
1719 | NE-HVAC-VarRefgHR-gt35ton-11.2EER | Heat recovery VRF system, gt35ton Tier 2, 11.2 EER | DEER2017 | D17 v2 | 2020-11-24 16:30 | NE-HVAC-VarRefgHR-gt35ton-11.2EER | ExAnte | Standard | None |  |  | N |  | 0 |  | 0 | Com | Any | HVAC | HeatCool | dxHP_equip | VarRefgHR |  | HVAC-airHP |  | Heat recovery VRF system, gt35ton Tier 0, 9.3 EER | Heat recovery VRF system, gt35ton Tier 2, 11.2 EER |  | VarRefgHR-gt35ton-9.3EER | VarRefgHR-gt35ton-11.2EER | Available |  | 0 | 0 | June 2017 DEER Update | Rob |  |  |  | None | 2017-01-01 | 2019-12-31 | NotInEA |  |  |  |  | Standard | Measure expired due to DEER2020 update | 1 | 1 | 0 | Deemed Ex Ante Team |  | Measure expired due to DEER2020 update |  | Updated to indicate claim/filing status
1719 | R-In-LED-RefR(7w)-dWP42 | Residential Indoor General Lighting: LED Lamp replaces pre-existing standard lighting Wattage. Measure includes Code case. Impacts: CFL-based HOU (varies by BldgType) | DEER2017 | Disposition | 2020-11-24 16:30 | Res-Iltg-dWatt-CFL | NonDEER | Scaled | BaseRatio | 0 | 0 | None |  | 0 |  | 1 | Res | Any | Lighting | InGen-CFL | Ltg_Lamp | LED_lamp |  | ILtg-Res-LED-20000hr | LED R/BR Basecase less than 11 Watts, Total Watts = 6.09 x Msr Watts | LED R/BR Basecase less than 11 Watts, Total Watts = 6.09 x Msr Watts | LED Lamp: RefR, 7 Watts, non-dimmable | LEDratio0609 | LEDratio0609 | LED-RefR(7w) | Available |  | 0 | 0 | 2017ScrewInLampDisposition | ErRobNc |  |  |  | DEER131417 | 2017-01-01 | 2017-06-30 | [5 empty] | Standard |  | 1 | 1 | 0 | Deemed Ex Ante Team |  |  |  | Updated to indicate claim/filing status
1719 | R-In-LED-RefR(8w)-dWP48 | Residential Indoor General Lighting: LED Lamp replaces pre-existing standard lighting Wattage. Measure includes Code case. Impacts: CFL-based HOU (varies by BldgType) | DEER2017 | Disposition | 2020-11-24 16:30 | Res-Iltg-dWatt-CFL | NonDEER | Scaled | BaseRatio | 0 | 0 | None |  | 0 |  | 1 | Res | Any | Lighting | InGen-CFL | Ltg_Lamp | LED_lamp |  | ILtg-Res-LED-20000hr | LED R/BR Basecase less than 11 Watts, Total Watts = 6.09 x Msr Watts | LED R/BR Basecase less than 11 Watts, Total Watts = 6.09 x Msr Watts | LED Lamp: RefR, 8 Watts, non-dimmable | LEDratio0609 | LEDratio0609 | LED-RefR(8w) | Available |  | 0 | 0 | 2017ScrewInLampDisposition | ErRobNc |  |  |  | DEER131417 | 2017-01-01 | 2017-06-30 | [5 empty] | Standard |  | 1 | 1 | 0 | Deemed Ex Ante Team |  |  |  | Updated to indicate claim/filing status
1719 | R-In-LED-RefR(9w)-dWP54 | Residential Indoor General Lighting: LED Lamp replaces pre-existing standard lighting Wattage. Measure includes Code case. Impacts: CFL-based HOU (varies by BldgType) | DEER2017 | Disposition | 2020-11-24 16:30 | Res-Iltg-dWatt-CFL | NonDEER | Scaled | BaseRatio | 0 | 0 | None |  | 0 |  | 1 | Res | Any | Lighting | InGen-CFL | Ltg_Lamp | LED_lamp |  | ILtg-Res-LED-20000hr | LED R/BR Basecase less than 11 Watts, Total Watts = 6.09 x Msr Watts | LED R/BR Basecase less than 11 Watts, Total Watts = 6.09 x Msr Watts | LED Lamp: RefR, 9 Watts, non-dimmable | LEDratio0609 | LEDratio0609 | LED-RefR(9w) | Available |  | 0 | 0 | 2017ScrewInLampDisposition | ErRobNc |  |  |  | DEER131417 | 2017-01-01 | 2017-06-30 | [5 empty] | Standard |  | 1 | 1 | 0 | Deemed Ex Ante Team |  |  |  | Updated to indicate claim/filing status
1719 | R-OutCmn-LED-A19(EISA-Bin-100w-100LPW)-dWP2p4 | LED A Lamp replaces pre-existing standard lighting Wattage based on EISA bin and LPW | DEER2017 | Disposition | 2020-11-24 16:30 | Res-Oltg-Cmn-dWatt-CFL | NonDEER | Scaled | DeltaWatts | 2.4 | 2.4 | None |  | 0 |  | 0 | Res | Any | Lighting | OutCommon | Ltg_Lamp | LED_lamp |  | OLtg-Res-LED-20000hr-Cmn | LED A19 Basecase, 75% LED, 25% CFL | LED A19 Basecase, 75% LED, 25% CFL | LED Lamp: A19, EISA Bin 100, 100 LPW |  |  |  | Available |  | 0 | 0 | DEER2020 Update: 2018Phase1ScrewInLampDisposition | RobNc |  |  |  |  | 2018-07-01 | 2018-12-31 | NotInEA |  |  |  |  | Standard | Measures expire 12/31/2018. HOU revised based on DEER revision for NRes outdoor lighting with motion sensors | 1 | 1 | 0 | Deemed Ex Ante Team |  | Measures expire 12/31/2018. HOU revised based on DEER revision for NRes outdoor lighting with motion sensors |  | Updated to indicate claim/filing status
1720 | R-OutCmn-LED-A19(EISA-Bin-100w-110LPW)-dWP2p6 | LED A Lamp replaces pre-existing standard lighting Wattage based on EISA bin and LPW | DEER2017 | Disposition | 2020-11-24 16:30 | Res-Oltg-Cmn-dWatt-CFL | NonDEER | Scaled | DeltaWatts | 2.6 | 2.6 | None |  | 0 |  | 0 | Res | Any | Lighting | OutCommon | Ltg_Lamp | LED_lamp |  | OLtg-Res-LED-20000hr-Cmn | LED A19 Basecase, 75% LED, 25% CFL | LED A19 Basecase, 75% LED, 25% CFL | LED Lamp: A19, EISA Bin 100, 110 LPW |  |  |  | Available |  | 0 | 0 | DEER2020 Update: 2018Phase1ScrewInLampDisposition | RobNc |  |  |  |  | 2018-07-01 | 2018-12-31 | NotInEA |  |  |  |  | Standard | Measures expire 12/31/2018. HOU revised based on DEER revision for NRes outdoor lighting with motion sensors | 1 | 1 | 0 | Deemed Ex Ante Team |  | Measures expire 12/31/2018. HOU revised based on DEER revision for NRes outdoor lighting with motion sensors |  | Updated to indicate claim/filing status
1721 | RB-Appl-EffCW-med-ElecDHW-GasCDryer-Tier1-Front | Clothes washer, Front loading, Elec DHW, GasDryer, Tier1, IMEF = 2.38 to < 2.74, IWF <= 3.7 | DEER2017 | D17 v3 | 2020-11-24 16:30 | Appl-CW-Front-ElecDHW-GasDry-Tier1 | DEER | Standard | None | 0 | 0 | None |  | 0 |  | 0 | Res | Any | AppPlug | Laundry | Clean_equip | ClothesWash |  | Appl-EffCW | Clothes washer, Front loading, Elec DHW, GasDryer, Standard, IMEF =1.79, IWF < 4.8 | Clothes washer, Front loading, Elec DHW, GasDryer, Standard, IMEF =1.84, IWF < 4.7 | Clothes washer, Front loading, Elec DHW, GasDryer, Tier1, IMEF = 2.38, IWF <= 3.7 |  |  |  | Available |  | 0 | 0 | June 2017 DEER Update | RobNc |  | Appl-EffCW |  | None | 2016-01-01 | 2019-12-31 | InEA_mod |  |  |  |  | Component | Measure updated for DEER June 2017 Update including Baseline Adjustment; Measure expired due to DEER2020 update | 1 | 1 | 0 | Deemed Ex Ante Team |  | Measure updated for DEER June 2017 Update including Baseline Adjustment; Measure expired due to DEER2020 update |  | Updated to indicate claim/filing status
1721 | R-OutCmn-LED-A19(EISA-Bin-100w-90LPW)-dWP2p0 | LED A Lamp replaces pre-existing standard lighting Wattage based on EISA bin and LPW | DEER2017 | Disposition | 2020-11-24 16:30 | Res-Oltg-Cmn-dWatt-CFL | NonDEER | Scaled | DeltaWatts | 2 | 2 | None |  | 0 |  | 0 | Res | Any | Lighting | OutCommon | Ltg_Lamp | LED_lamp |  | OLtg-Res-LED-20000hr-Cmn | LED A19 Basecase, 75% LED, 25% CFL | LED A19 Basecase, 75% LED, 25% CFL | LED Lamp: A19, EISA Bin 100, 90 LPW |  |  |  | Available |  | 0 | 0 | DEER2020 Update: 2018Phase1ScrewInLampDisposition | RobNc |  |  |  |  | 2018-07-01 | 2018-12-31 | NotInEA |  |  |  |  | Standard | Measures expire 12/31/2018. HOU revised based on DEER revision for NRes outdoor lighting with motion sensors | 1 | 1 | 0 | Deemed Ex Ante Team |  | Measures expire 12/31/2018. HOU revised based on DEER revision for NRes outdoor lighting with motion sensors |  | Updated to indicate claim/filing status
1722 | NE-HVAC-Chlr-AirCldScrewChlr-gte150tons-11.1EER-15.4IPLV | Air Cooled Constant Speed Screw Chiller (>= 150 tons, 11.1 Min EER, 15.4 Min IPLV) | DEER2017 | D17 v2 | 2020-11-24 16:30 | NE-HVAC-Chlr-AirCldScrewChlr-1Cmp-gte150tons-11.1EER | DEER | Standard | None | 0 | 0 | None |  | 0 |  | 0 | Com | Any | HVAC | SpaceCool | Chiller | AirCldScrewChlr |  | HVAC-Chlr | Air cooled constant speed screw chillers, efficiency based on vintage | Air Cooled Constant Speed Screw Chiller (>= 150 tons, 10.1 EER, 14 IPLV) | Air Cooled Constant Speed Screw Chiller (>= 150 tons, 11.1 EER, 15.4 IPLV) |  | AirCldScrewChlr-gte150tons-10.1EER-14IPLV | AirCldScrewChlr-gte150tons-11.1EER-15.4IPLV | Available |  | 0 | 0 | June 2017 DEER Update | ErRobNc |  | HVAC-Chlr |  | None | 2017-01-01 | 2019-12-31 | NotInEA |  |  |  |  | Standard |  | 1 | 1 | 0 | Deemed Ex Ante Team |  |  |  | Updated to indicate claim/filing status
1722 | NE-HVAC-Chlr-AirCldScrewChlr-gte150tons-12.1EER-16.9IPLV | Air Cooled Constant Speed Screw Chiller (>= 150 tons, 12.1 Min EER, 16.9 Min IPLV) | DEER2017 | D17 v2 | 2020-11-24 16:30 | NE-HVAC-Chlr-AirCldScrewChlr-1Cmp-gte150tons-12.1EER | DEER | Standard | None | 0 | 0 | None |  | 0 |  | 0 | Com | Any | HVAC | SpaceCool | Chiller | AirCldScrewChlr |  | HVAC-Chlr | Air cooled constant speed screw chillers, efficiency based on vintage | Air Cooled Constant Speed Screw Chiller (>= 150 tons, 10.1 EER, 14 IPLV) | Air Cooled Constant Speed Screw Chiller (>= 150 tons, 12.1 EER, 16.9 IPLV) |  | AirCldScrewChlr-gte150tons-10.1EER-14IPLV | AirCldScrewChlr-gte150tons-12.1EER-16.9IPLV | Available |  | 0 | 0 | June 2017 DEER Update | ErRobNc |  | HVAC-Chlr |  | None | 2017-01-01 | 2019-12-31 | NotInEA |  |  |  |  | Standard |  | 1 | 1 | 0 | Deemed Ex Ante Team |  |  |  | Updated to indicate claim/filing status
1722 | NE-HVAC-Chlr-AirCldScrewChlr-lt150tons-11.1EER-15.1IPLV | Air Cooled Constant Speed Screw Chiller (< 150 tons, 11.1 Min EER, 15.1 Min IPLV) | DEER2017 | D17 v2 | 2020-11-24 16:30 | NE-HVAC-Chlr-AirCldScrewChlr-1Cmp-lt150tons-11.1EER | DEER | Standard | None | 0 | 0 | None |  | 0 |  | 0 | Com | Any | HVAC | SpaceCool | Chiller | AirCldScrewChlr |  | HVAC-Chlr | Air cooled constant speed screw chillers, efficiency based on vintage | Air Cooled Constant Speed Screw Chiller (< 150 tons, 10.1 EER, 13.7 IPLV) | Air Cooled Constant Speed Screw Chiller (< 150 tons, 11.1 EER, 15.1 IPLV) |  | AirCldScrewChlr-lt150tons-10.1EER-13.7IPLV | AirCldScrewChlr-lt150tons-11.1EER-15.1IPLV | Available |  | 0 | 0 | June 2017 DEER Update | ErRobNc |  | HVAC-Chlr |  | None | 2017-01-01 | 2019-12-31 | NotInEA |  |  |  |  | Standard |  | 1 | 1 | 0 | Deemed Ex Ante Team |  |  |  | Updated to indicate claim/filing status
1722 | NE-HVAC-Chlr-AirCldScrewChlr-lt150tons-12.1EER-16.6IPLV | Air Cooled Constant Speed Screw Chiller (< 150 tons, 12.1 Min EER, 16.6 Min IPLV) | DEER2017 | D17 v2 | 2020-11-24 16:30 | NE-HVAC-Chlr-AirCldScrewChlr-1Cmp-lt150tons-12.1EER | DEER | Standard | None | 0 | 0 | None |  | 0 |  | 0 | Com | Any | HVAC | SpaceCool | Chiller | AirCldScrewChlr |  | HVAC-Chlr | Air cooled constant speed screw chillers, efficiency based on vintage | Air Cooled Constant Speed Screw Chiller (< 150 tons, 10.1 EER, 13.7 IPLV) | Air Cooled Constant Speed Screw Chiller (< 150 tons, 12.1 EER, 16.6 IPLV) |  | AirCldScrewChlr-lt150tons-10.1EER-13.7IPLV | AirCldScrewChlr-lt150tons-12.1EER-16.6IPLV | Available |  | 0 | 0 | June 2017 DEER Update | ErRobNc |  | HVAC-Chlr |  | None | 2017-01-01 | 2019-12-31 | NotInEA |  |  |  |  | Standard |  | 1 | 1 | 0 | Deemed Ex Ante Team |  |  |  | Updated to indicate claim/filing status
1722 | NE-HVAC-Chlr-WtrCldCentChlr-Conv-150to299tons-0.519kwpton-0.468IPLV | Water Cooled Constant Speed Centrifugal Chiller (150 to 299 tons, 0.519 Max kW/ton, 0.468 Max IPLV) | DEER2017 | D17 v2 | 2020-11-24 16:30 | NE-HVAC-Chlr-WtrCldCentChlr-Conv-1Cmp-150to299tons-0.519kwpton | DEER | Standard | None | 0 | 0 | None |  | 0 |  | 0 | Com | Any | HVAC | SpaceCool | Chiller | WtrCldCentChlr |  | HVAC-Chlr | Water cooled constant speed centrifugal chiller, efficiency based on vintage | Water Cooled Constant Speed Centrifugal Chiller (150 to 299 tons, 0.61 kW/ton, 0.55 IPLV) | Water Cooled Constant Speed Centrifugal Chiller (150 to 299 tons, 0.519 kW/ton, 0.468 IPLV) |  | WtrCldCentChlr-Conv-150to299tons-0.61kwpton-0.55IPLV | WtrCldCentChlr-Conv-150to299tons-0.519kwpton-0.468IPLV | Available |  | 0 | 0 | June 2017 DEER Update | ErRobNc |  | HVAC-Chlr |  | None | 2017-01-01 | 2019-12-31 | NotInEA |  |  |  |  | Standard |  | 1 | 1 | 0 | Deemed Ex Ante Team |  |  |  | Updated to indicate claim/filing status
1722 | NE-HVAC-Chlr-WtrCldCentChlr-Conv-150to299tons-0.549kwpton-0.495IPLV | Water Cooled Constant Speed Centrifugal Chiller (150 to 299 tons, 0.549 Max kW/ton, 0.495 Max IPLV) | DEER2017 | D17 v2 | 2020-11-24 16:30 | NE-HVAC-Chlr-WtrCldCentChlr-Conv-1Cmp-150to299tons-0.549kwpton | DEER | Standard | None | 0 | 0 | None |  | 0 |  | 0 | Com | Any | HVAC | SpaceCool | Chiller | WtrCldCentChlr |  | HVAC-Chlr | Water cooled constant speed centrifugal chiller, efficiency based on vintage | Water Cooled Constant Speed Centrifugal Chiller (150 to 299 tons, 0.61 kW/ton, 0.55 IPLV) | Water Cooled Constant Speed Centrifugal Chiller (150 to 299 tons, 0.549 kW/ton, 0.495 IPLV) |  | WtrCldCentChlr-Conv-150to299tons-0.61kwpton-0.55IPLV | WtrCldCentChlr-Conv-150to299tons-0.549kwpton-0.495IPLV | Available |  | 0 | 0 | June 2017 DEER Update | ErRobNc |  | HVAC-Chlr |  | None | 2017-01-01 | 2019-12-31 | NotInEA |  |  |  |  | Standard |  | 1 | 1 | 0 | Deemed Ex Ante Team |  |  |  | Updated to indicate claim/filing status
1722 | NE-HVAC-Chlr-WtrCldCentChlr-Conv-1Cmp-150to299tons-0.54kwpton-0.34IPLV-VarSpd-CndRlf | Water Cooled Centrifugal Chiller w/1 conventional VSD compressor and condenser relief (150 to 299 tons, 0.54 Max kW/ton, 0.34 Max IPLV) | DEER2017 | D17 v2 | 2020-11-24 16:30 | NE-HVAC-Chlr-WtrCldCentChlr-Conv-1Cmp-AllSizes-VarSpd-dkWton | DEER | Scaled | Delta | 0.09525 | 0.09525 | None |  | 0 |  | 0 | Com | Any | HVAC | SpaceCool | Chiller | WtrCldCentChlr |  | HVAC-Chlr | Water Cooled Centrifugal Chiller w/1 conventional VSD compressor and condenser relief (150 to 299 tons, 0.635 kW/ton, 0.4 IPLV) | Water Cooled Centrifugal Chiller w/1 conventional VSD compressor and condenser relief (150 to 299 tons, 0.635 kW/ton, 0.4 IPLV) | Water Cooled Centrifugal Chiller w/1 conventional VSD compressor and condenser relief (150 to 299 tons, 0.54 kW/ton, 0.34 IPLV) | WtrCldCentChlr-Conv-1Cmp-150to299tons-0.635kwpton-0.4IPLV-VarSpd-CndRlf | WtrCldCentChlr-Conv-1Cmp-150to299tons-0.635kwpton-0.4IPLV-VarSpd-CndRlf | WtrCldCentChlr-Conv-1Cmp-150to299tons-0.54kwpton-0.34IPLV-VarSpd-CndRlf | Available |  | 0 | 0 | June 2017 DEER Update | ErRobNc |  | HVAC-Chlr |  | None | 2017-01-01 | 2019-12-31 | NotInEA |  |  |  |  | Standard |  | 1 | 1 | 0 | Deemed Ex Ante Team |  |  |  | Updated to indicate claim/filing status
1722 | NE-HVAC-Chlr-WtrCldCentChlr-Conv-1Cmp-150to299tons-0.572kwpton-0.36IPLV-VarSpd-CndRlf | Water Cooled Centrifugal Chiller w/1 conventional VSD compressor and condenser relief (150 to 299 tons, 0.572 Max kW/ton, 0.36 Max IPLV) | DEER2017 | D17 v2 | 2020-11-24 16:30 | NE-HVAC-Chlr-WtrCldCentChlr-Conv-1Cmp-AllSizes-VarSpd-dkWton | DEER | Scaled | Delta | 0.0635 | 0.0635 | None |  | 0 |  | 0 | Com | Any | HVAC | SpaceCool | Chiller | WtrCldCentChlr |  | HVAC-Chlr | Water Cooled Centrifugal Chiller w/1 conventional VSD compressor and condenser relief (150 to 299 tons, 0.635 kW/ton, 0.4 IPLV) | Water Cooled Centrifugal Chiller w/1 conventional VSD compressor and condenser relief (150 to 299 tons, 0.635 kW/ton, 0.4 IPLV) | Water Cooled Centrifugal Chiller w/1 conventional VSD compressor and condenser relief (150 to 299 tons, 0.572 kW/ton, 0.36 IPLV) | WtrCldCentChlr-Conv-1Cmp-150to299tons-0.635kwpton-0.4IPLV-VarSpd-CndRlf | WtrCldCentChlr-Conv-1Cmp-150to299tons-0.635kwpton-0.4IPLV-VarSpd-CndRlf | WtrCldCentChlr-Conv-1Cmp-150to299tons-0.572kwpton-0.36IPLV-VarSpd-CndRlf | Available |  | 0 | 0 | June 2017 DEER Update | ErRobNc |  | HVAC-Chlr |  | None | 2017-01-01 | 2019-12-31 | NotInEA |  |  |  |  | Standard |  | 1 | 1 | 0 | Deemed Ex Ante Team |  |  |  | Updated to indicate claim/filing status
1722 | NE-HVAC-Chlr-WtrCldCentChlr-Conv-1Cmp-300to399tons-0.506kwpton-0.332IPLV-VarSpd-CndRlf | Water Cooled Centrifugal Chiller w/1 conventional VSD compressor and condenser relief (300 to 399 tons, 0.506 Max kW/ton, 0.332 Max IPLV) | DEER2017 | D17 v2 | 2020-11-24 16:30 | NE-HVAC-Chlr-WtrCldCentChlr-Conv-1Cmp-AllSizes-VarSpd-dkWton | DEER | Scaled | Delta | 0.08925 | 0.08925 | None |  | 0 |  | 0 | Com | Any | HVAC | SpaceCool | Chiller | WtrCldCentChlr |  | HVAC-Chlr | Water Cooled Centrifugal Chiller w/1 conventional VSD compressor and condenser relief (300 to 399 tons, 0.595 kW/ton, 0.39 IPLV) | Water Cooled Centrifugal Chiller w/1 conventional VSD compressor and condenser relief (300 to 399 tons, 0.595 kW/ton, 0.39 IPLV) | Water Cooled Centrifugal Chiller w/1 conventional VSD compressor and condenser relief (300 to 399 tons, 0.506 kW/ton, 0.332 IPLV) | WtrCldCentChlr-Conv-1Cmp-300to399tons-0.595kwpton-0.39IPLV-VarSpd-CndRlf | WtrCldCentChlr-Conv-1Cmp-300to399tons-0.595kwpton-0.39IPLV-VarSpd-CndRlf | WtrCldCentChlr-Conv-1Cmp-300to399tons-0.506kwpton-0.332IPLV-VarSpd-CndRlf | Available |  | 0 | 0 | June 2017 DEER Update | ErRobNc |  | HVAC-Chlr |  | None | 2017-01-01 | 2019-12-31 | NotInEA |  |  |  |  | Standard |  | 1 | 1 | 0 | Deemed Ex Ante Team |  |  |  | Updated to indicate claim/filing status
1722 | NE-HVAC-Chlr-WtrCldCentChlr-Conv-1Cmp-300to399tons-0.536kwpton-0.351IPLV-VarSpd-CndRlf | Water Cooled Centrifugal Chiller w/1 conventional VSD compressor and condenser relief (300 to 399 tons, 0.536 Max kW/ton, 0.351 Max IPLV) | DEER2017 | D17 v2 | 2020-11-24 16:30 | NE-HVAC-Chlr-WtrCldCentChlr-Conv-1Cmp-AllSizes-VarSpd-dkWton | DEER | Scaled | Delta | 0.0595 | 0.0595 | None |  | 0 |  | 0 | Com | Any | HVAC | SpaceCool | Chiller | WtrCldCentChlr |  | HVAC-Chlr | Water Cooled Centrifugal Chiller w/1 conventional VSD compressor and condenser relief (300 to 399 tons, 0.595 kW/ton, 0.39 IPLV) | Water Cooled Centrifugal Chiller w/1 conventional VSD compressor and condenser relief (300 to 399 tons, 0.595 kW/ton, 0.39 IPLV) | Water Cooled Centrifugal Chiller w/1 conventional VSD compressor and condenser relief (300 to 399 tons, 0.536 kW/ton, 0.351 IPLV) | WtrCldCentChlr-Conv-1Cmp-300to399tons-0.595kwpton-0.39IPLV-VarSpd-CndRlf | WtrCldCentChlr-Conv-1Cmp-300to399tons-0.595kwpton-0.39IPLV-VarSpd-CndRlf | WtrCldCentChlr-Conv-1Cmp-300to399tons-0.536kwpton-0.351IPLV-VarSpd-CndRlf | Available |  | 0 | 0 | June 2017 DEER Update | ErRobNc |  | HVAC-Chlr |  | None | 2017-01-01 | 2019-12-31 | NotInEA |  |  |  |  | Standard |  | 1 | 1 | 0 | Deemed Ex Ante Team |  |  |  | Updated to indicate claim/filing status
1722 | NE-HVAC-Chlr-WtrCldCentChlr-Conv-1Cmp-400to599tons-0.497kwpton-0.323IPLV-VarSpd-CndRlf | Water Cooled Centrifugal Chiller w/1 conventional VSD compressor and condenser relief (400 to 599 tons, 0.497 Max kW/ton, 0.323 Max IPLV) | DEER2017 | D17 v2 | 2020-11-24 16:30 | NE-HVAC-Chlr-WtrCldCentChlr-Conv-1Cmp-AllSizes-VarSpd-dkWton | DEER | Scaled | Delta | 0.08775 | 0.08775 | None |  | 0 |  | 0 | Com | Any | HVAC | SpaceCool | Chiller | WtrCldCentChlr |  | HVAC-Chlr | Water Cooled Centrifugal Chiller w/1 conventional VSD compressor and condenser relief (400 to 599 tons, 0.585 kW/ton, 0.38 IPLV) | Water Cooled Centrifugal Chiller w/1 conventional VSD compressor and condenser relief (400 to 599 tons, 0.585 kW/ton, 0.38 IPLV) | Water Cooled Centrifugal Chiller w/1 conventional VSD compressor and condenser relief (400 to 599 tons, 0.497 kW/ton, 0.323 IPLV) | WtrCldCentChlr-Conv-1Cmp-400to599tons-0.585kwpton-0.38IPLV-VarSpd-CndRlf | WtrCldCentChlr-Conv-1Cmp-400to599tons-0.585kwpton-0.38IPLV-VarSpd-CndRlf | WtrCldCentChlr-Conv-1Cmp-400to599tons-0.497kwpton-0.323IPLV-VarSpd-CndRlf | Available |  | 0 | 0 | June 2017 DEER Update | ErRobNc |  | HVAC-Chlr |  | None | 2017-01-01 | 2019-12-31 | NotInEA |  |  |  |  | Standard |  | 1 | 1 | 0 | Deemed Ex Ante Team |  |  |  | Updated to indicate claim/filing status
1722 | NE-HVAC-Chlr-WtrCldCentChlr-Conv-1Cmp-400to599tons-0.527kwpton-0.342IPLV-VarSpd-CndRlf | Water Cooled Centrifugal Chiller w/1 conventional VSD compressor and condenser relief (400 to 599 tons, 0.527 Max kW/ton, 0.342 Max IPLV) | DEER2017 | D17 v2 | 2020-11-24 16:30 | NE-HVAC-Chlr-WtrCldCentChlr-Conv-1Cmp-AllSizes-VarSpd-dkWton | DEER | Scaled | Delta | 0.0585 | 0.0585 | None |  | 0 |  | 0 | Com | Any | HVAC | SpaceCool | Chiller | WtrCldCentChlr |  | HVAC-Chlr | Water Cooled Centrifugal Chiller w/1 conventional VSD compressor and condenser relief (400 to 599 tons, 0.585 kW/ton, 0.38 IPLV) | Water Cooled Centrifugal Chiller w/1 conventional VSD compressor and condenser relief (400 to 599 tons, 0.585 kW/ton, 0.38 IPLV) | Water Cooled Centrifugal Chiller w/1 conventional VSD compressor and condenser relief (400 to 599 tons, 0.527 kW/ton, 0.342 IPLV) | WtrCldCentChlr-Conv-1Cmp-400to599tons-0.585kwpton-0.38IPLV-VarSpd-CndRlf | WtrCldCentChlr-Conv-1Cmp-400to599tons-0.585kwpton-0.38IPLV-VarSpd-CndRlf | WtrCldCentChlr-Conv-1Cmp-400to599tons-0.527kwpton-0.342IPLV-VarSpd-CndRlf | Available |  | 0 | 0 | June 2017 DEER Update | ErRobNc |  | HVAC-Chlr |  | None | 2017-01-01 | 2019-12-31 | NotInEA |  |  |  |  | Standard |  | 1 | 1 | 0 | Deemed Ex Ante Team |  |  |  | Updated to indicate claim/filing status
1722 | NE-HVAC-Chlr-WtrCldCentChlr-Conv-1Cmp-AllSizes-0.439kwpton-0.249IPLV-VarSpd-CndRlf | Water Cooled Centrifugal Chiller w/1 conventional VSD compressor and condenser relief (All Capacities, scaled measure based on d-kW/ton) | DEER2017 | D17 v2 | 2020-11-24 16:30 | NE-HVAC-Chlr-WtrCldCentChlr-Conv-1Cmp-AllSizes-VarSpd-dkWton | DEER | Standard | None | 0 | 0 | None |  | 0 |  | 0 | Com | Any | HVAC | SpaceCool | Chiller | WtrCldCentChlr |  | HVAC-Chlr | Water Cooled Centrifugal Chiller w/1 conventional VSD compressor and condenser relief (All Capacities, 0.695 kW/ton, 0.395 IPLV) | Water Cooled Centrifugal Chiller w/1 conventional VSD compressor and condenser relief (All Capacities, 0.695 kW/ton, 0.395 IPLV) | Water Cooled Centrifugal Chiller w/1 conventional VSD compressor and condenser relief (All Capacities, 0.439 kW/ton, 0.249 IPLV) | WtrCldCentChlr-Conv-1Cmp-AllSizes-0.695kwpton-0.395IPLV-VarSpd-CndRlf | WtrCldCentChlr-Conv-1Cmp-AllSizes-0.695kwpton-0.395IPLV-VarSpd-CndRlf | WtrCldCentChlr-Conv-1Cmp-AllSizes-0.439kwpton-0.249IPLV-VarSpd-CndRlf | Available |  | 0 | 0 | June 2017 DEER Update | ErRobNc |  | HVAC-Chlr |  | None | 2017-01-01 | 2019-12-31 | NotInEA |  |  |  |  | Basis |  | 1 | 1 | 0 | Deemed Ex Ante Team |  |  |  | Updated to indicate claim/filing status
1722 | NE-HVAC-Chlr-WtrCldCentChlr-Conv-1Cmp-gte600tons-0.497kwpton-0.323IPLV-VarSpd-CndRlf | Water Cooled Centrifugal Chiller w/1 conventional VSD compressor and condenser relief (>= 600 tons, 0.497 Max kW/ton, 0.323 Max IPLV) | DEER2017 | D17 v2 | 2020-11-24 16:30 | NE-HVAC-Chlr-WtrCldCentChlr-Conv-1Cmp-AllSizes-VarSpd-dkWton | DEER | Scaled | Delta | 0.08775 | 0.08775 | None |  | 0 |  | 0 | Com | Any | HVAC | SpaceCool | Chiller | WtrCldCentChlr |  | HVAC-Chlr | Water Cooled Centrifugal Chiller w/1 conventional VSD compressor and condenser relief (>= 600 tons, 0.585 kW/ton, 0.38 IPLV) | Water Cooled Centrifugal Chiller w/1 conventional VSD compressor and condenser relief (>= 600 tons, 0.585 kW/ton, 0.38 IPLV) | Water Cooled Centrifugal Chiller w/1 conventional VSD compressor and condenser relief (>= 600 tons, 0.497 kW/ton, 0.323 IPLV) | WtrCldCentChlr-Conv-1Cmp-gte600tons-0.585kwpton-0.38IPLV-VarSpd-CndRlf | WtrCldCentChlr-Conv-1Cmp-gte600tons-0.585kwpton-0.38IPLV-VarSpd-CndRlf | WtrCldCentChlr-Conv-1Cmp-gte600tons-0.497kwpton-0.323IPLV-VarSpd-CndRlf | Available |  | 0 | 0 | June 2017 DEER Update | ErRobNc |  | HVAC-Chlr |  | None | 2017-01-01 | 2019-12-31 | NotInEA |  |  |  |  | Standard |  | 1 | 1 | 0 | Deemed Ex Ante Team |  |  |  | Updated to indicate claim/filing status
1722 | NE-HVAC-Chlr-WtrCldCentChlr-Conv-1Cmp-gte600tons-0.527kwpton-0.342IPLV-VarSpd-CndRlf | Water Cooled Centrifugal Chiller w/1 conventional VSD compressor and condenser relief (>= 600 tons, 0.527 Max kW/ton, 0.342 Max IPLV) | DEER2017 | D17 v2 | 2020-11-24 16:30 | NE-HVAC-Chlr-WtrCldCentChlr-Conv-1Cmp-AllSizes-VarSpd-dkWton | DEER | Scaled | Delta | 0.0585 | 0.0585 | None |  | 0 |  | 0 | Com | Any | HVAC | SpaceCool | Chiller | WtrCldCentChlr |  | HVAC-Chlr | Water Cooled Centrifugal Chiller w/1 conventional VSD compressor and condenser relief (>= 600 tons, 0.585 kW/ton, 0.38 IPLV) | Water Cooled Centrifugal Chiller w/1 conventional VSD compressor and condenser relief (>= 600 tons, 0.585 kW/ton, 0.38 IPLV) | Water Cooled Centrifugal Chiller w/1 conventional VSD compressor and condenser relief (>= 600 tons, 0.527 kW/ton, 0.342 IPLV) | WtrCldCentChlr-Conv-1Cmp-gte600tons-0.585kwpton-0.38IPLV-VarSpd-CndRlf | WtrCldCentChlr-Conv-1Cmp-gte600tons-0.585kwpton-0.38IPLV-VarSpd-CndRlf | WtrCldCentChlr-Conv-1Cmp-gte600tons-0.527kwpton-0.342IPLV-VarSpd-CndRlf | Available |  | 0 | 0 | June 2017 DEER Update | ErRobNc |  | HVAC-Chlr |  | None | 2017-01-01 | 2019-12-31 | NotInEA |  |  |  |  | Standard |  | 1 | 1 | 0 | Deemed Ex Ante Team |  |  |  | Updated to indicate claim/filing status
1722 | NE-HVAC-Chlr-WtrCldCentChlr-Conv-1Cmp-lt150tons-0.591kwpton-0.374IPLV-VarSpd-CndRlf | Water Cooled Centrifugal Chiller w/1 conventional VSD compressor and condenser relief (< 150 tons, 0.591 Max kW/ton, 0.374 Max IPLV) | DEER2017 | D17 v2 | 2020-11-24 16:30 | NE-HVAC-Chlr-WtrCldCentChlr-Conv-1Cmp-AllSizes-VarSpd-dkWton | DEER | Scaled | Delta | 0.10425 | 0.10425 | None |  | 0 |  | 0 | Com | Any | HVAC | SpaceCool | Chiller | WtrCldCentChlr |  | HVAC-Chlr | Water Cooled Centrifugal Chiller w/1 conventional VSD compressor and condenser relief (< 150 tons, 0.695 kW/ton, 0.44 IPLV) | Water Cooled Centrifugal Chiller w/1 conventional VSD compressor and condenser relief (< 150 tons, 0.695 kW/ton, 0.44 IPLV) | Water Cooled Centrifugal Chiller w/1 conventional VSD compressor and condenser relief (< 150 tons, 0.591 kW/ton, 0.374 IPLV) | WtrCldCentChlr-Conv-1Cmp-lt150tons-0.695kwpton-0.44IPLV-VarSpd-CndRlf | WtrCldCentChlr-Conv-1Cmp-lt150tons-0.695kwpton-0.44IPLV-VarSpd-CndRlf | WtrCldCentChlr-Conv-1Cmp-lt150tons-0.591kwpton-0.374IPLV-VarSpd-CndRlf | Available |  | 0 | 0 | June 2017 DEER Update | ErRobNc |  | HVAC-Chlr |  | None | 2017-01-01 | 2019-12-31 | NotInEA |  |  |  |  | Standard |  | 1 | 1 | 0 | Deemed Ex Ante Team |  |  |  | Updated to indicate claim/filing status
1722 | NE-HVAC-Chlr-WtrCldCentChlr-Conv-1Cmp-lt150tons-0.626kwpton-0.396IPLV-VarSpd-CndRlf | Water Cooled Centrifugal Chiller w/1 conventional VSD compressor and condenser relief (< 150 tons, 0.626 Max kW/ton, 0.396 Max IPLV) | DEER2017 | D17 v2 | 2020-11-24 16:30 | NE-HVAC-Chlr-WtrCldCentChlr-Conv-1Cmp-AllSizes-VarSpd-dkWton | DEER | Scaled | Delta | 0.0695 | 0.0695 | None |  | 0 |  | 0 | Com | Any | HVAC | SpaceCool | Chiller | WtrCldCentChlr |  | HVAC-Chlr | Water Cooled Centrifugal Chiller w/1 conventional VSD compressor and condenser relief (< 150 tons, 0.695 kW/ton, 0.44 IPLV) | Water Cooled Centrifugal Chiller w/1 conventional VSD compressor and condenser relief (< 150 tons, 0.695 kW/ton, 0.44 IPLV) | Water Cooled Centrifugal Chiller w/1 conventional VSD compressor and condenser relief (< 150 tons, 0.626 kW/ton, 0.396 IPLV) | WtrCldCentChlr-Conv-1Cmp-lt150tons-0.695kwpton-0.44IPLV-VarSpd-CndRlf | WtrCldCentChlr-Conv-1Cmp-lt150tons-0.695kwpton-0.44IPLV-VarSpd-CndRlf | WtrCldCentChlr-Conv-1Cmp-lt150tons-0.626kwpton-0.396IPLV-VarSpd-CndRlf | Available |  | 0 | 0 | June 2017 DEER Update | ErRobNc |  | HVAC-Chlr |  | None | 2017-01-01 | 2019-12-31 | NotInEA |  |  |  |  | Standard |  | 1 | 1 | 0 | Deemed Ex Ante Team |  |  |  | Updated to indicate claim/filing status
1722 | NE-HVAC-Chlr-WtrCldCentChlr-Conv-300to399tons-0.476kwpton-0.442IPLV | Water Cooled Constant Speed Centrifugal Chiller (300 to 399 tons, 0.476 Max kW/ton, 0.442 Max IPLV) | DEER2017 | D17 v2 | 2020-11-24 16:30 | NE-HVAC-Chlr-WtrCldCentChlr-Conv-1Cmp-300to399tons-0.476kwpton | DEER | Standard | None | 0 | 0 | None |  | 0 |  | 0 | Com | Any | HVAC | SpaceCool | Chiller | WtrCldCentChlr |  | HVAC-Chlr | Water cooled constant speed centrifugal chiller, efficiency based on vintage | Water Cooled Constant Speed Centrifugal Chiller (300 to 399 tons, 0.56 kW/ton, 0.52 IPLV) | Water Cooled Constant Speed Centrifugal Chiller (300 to 399 tons, 0.476 kW/ton, 0.442 IPLV) |  | WtrCldCentChlr-Conv-300to399tons-0.56kwpton-0.52IPLV | WtrCldCentChlr-Conv-300to399tons-0.476kwpton-0.442IPLV | Available |  | 0 | 0 | June 2017 DEER Update | ErRobNc |  | HVAC-Chlr |  | None | 2017-01-01 | 2019-12-31 | NotInEA |  |  |  |  | Standard |  | 1 | 1 | 0 | Deemed Ex Ante Team |  |  |  | Updated to indicate claim/filing status
1722 | NE-HVAC-Chlr-WtrCldCentChlr-Conv-300to399tons-0.504kwpton-0.468IPLV | Water Cooled Constant Speed Centrifugal Chiller (300 to 399 tons, 0.504 Max kW/ton, 0.468 Max IPLV) | DEER2017 | D17 v2 | 2020-11-24 16:30 | NE-HVAC-Chlr-WtrCldCentChlr-Conv-1Cmp-300to399tons-0.504kwpton | DEER | Standard | None | 0 | 0 | None |  | 0 |  | 0 | Com | Any | HVAC | SpaceCool | Chiller | WtrCldCentChlr |  | HVAC-Chlr | Water cooled constant speed centrifugal chiller, efficiency based on vintage | Water Cooled Constant Speed Centrifugal Chiller (300 to 399 tons, 0.56 kW/ton, 0.52 IPLV) | Water Cooled Constant Speed Centrifugal Chiller (300 to 399 tons, 0.504 kW/ton, 0.468 IPLV) |  | WtrCldCentChlr-Conv-300to399tons-0.56kwpton-0.52IPLV | WtrCldCentChlr-Conv-300to399tons-0.504kwpton-0.468IPLV | Available |  | 0 | 0 | June 2017 DEER Update | ErRobNc |  | HVAC-Chlr |  | None | 2017-01-01 | 2019-12-31 | NotInEA |  |  |  |  | Standard |  | 1 | 1 | 0 | Deemed Ex Ante Team |  |  |  | Updated to indicate claim/filing status
1722 | NE-HVAC-Chlr-WtrCldCentChlr-Conv-400to599tons-0.476kwpton-0.425IPLV | Water Cooled Constant Speed Centrifugal Chiller (400 to 599 tons, 0.476 Max kW/ton, 0.425 Max IPLV) | DEER2017 | D17 v2 | 2020-11-24 16:30 | NE-HVAC-Chlr-WtrCldCentChlr-Conv-1Cmp-400to599tons-0.476kwpton | DEER | Standard | None | 0 | 0 | None |  | 0 |  | 0 | Com | Any | HVAC | SpaceCool | Chiller | WtrCldCentChlr |  | HVAC-Chlr | Water cooled constant speed centrifugal chiller, efficiency based on vintage | Water Cooled Constant Speed Centrifugal Chiller (400 to 599 tons, 0.56 kW/ton, 0.5 IPLV) | Water Cooled Constant Speed Centrifugal Chiller (400 to 599 tons, 0.476 kW/ton, 0.425 IPLV) |  | WtrCldCentChlr-Conv-400to599tons-0.56kwpton-0.5IPLV | WtrCldCentChlr-Conv-400to599tons-0.476kwpton-0.425IPLV | Available |  | 0 | 0 | June 2017 DEER Update | ErRobNc |  | HVAC-Chlr |  | None | 2017-01-01 | 2019-12-31 | NotInEA |  |  |  |  | Standard |  | 1 | 1 | 0 | Deemed Ex Ante Team |  |  |  | Updated to indicate claim/filing status
1722 | NE-HVAC-Chlr-WtrCldCentChlr-Conv-400to599tons-0.504kwpton-0.5IPLV | Water Cooled Constant Speed Centrifugal Chiller (400 to 599 tons, 0.504 Max kW/ton, 0.5 Max IPLV) | DEER2017 | D17 v2 | 2020-11-24 16:30 | NE-HVAC-Chlr-WtrCldCentChlr-Conv-1Cmp-400to599tons-0.504kwpton | DEER | Standard | None | 0 | 0 | None |  | 0 |  | 0 | Com | Any | HVAC | SpaceCool | Chiller | WtrCldCentChlr |  | HVAC-Chlr | Water cooled constant speed centrifugal chiller, efficiency based on vintage | Water Cooled Constant Speed Centrifugal Chiller (400 to 599 tons, 0.56 kW/ton, 0.5 IPLV) | Water Cooled Constant Speed Centrifugal Chiller (400 to 599 tons, 0.504 kW/ton, 0.5 IPLV) |  | WtrCldCentChlr-Conv-400to599tons-0.56kwpton-0.5IPLV | WtrCldCentChlr-Conv-400to599tons-0.504kwpton-0.5IPLV | Available |  | 0 | 0 | June 2017 DEER Update | ErRobNc |  | HVAC-Chlr |  | None | 2017-01-01 | 2019-12-31 | NotInEA |  |  |  |  | Standard |  | 1 | 1 | 0 | Deemed Ex Ante Team |  |  |  | Updated to indicate claim/filing status
1722 | NE-HVAC-Chlr-WtrCldCentChlr-Conv-gte600tons-0.476kwpton-0.425IPLV | Water Cooled Constant Speed Centrifugal Chiller (>= 600 tons, 0.476 Max kW/ton, 0.425 Max IPLV) | DEER2017 | D17 v2 | 2020-11-24 16:30 | NE-HVAC-Chlr-WtrCldCentChlr-Conv-1Cmp-gte600tons-0.476kwpton | DEER | Standard | None | 0 | 0 | None |  | 0 |  | 0 | Com | Any | HVAC | SpaceCool | Chiller | WtrCldCentChlr |  | HVAC-Chlr | Water cooled constant speed centrifugal chiller, efficiency based on vintage | Water Cooled Constant Speed Centrifugal Chiller (>= 600 tons, 0.56 kW/ton, 0.5 IPLV) | Water Cooled Constant Speed Centrifugal Chiller (>= 600 tons, 0.476 kW/ton, 0.425 IPLV) |  | WtrCldCentChlr-Conv-gte600tons-0.56kwpton-0.5IPLV | WtrCldCentChlr-Conv-gte600tons-0.476kwpton-0.425IPLV | Available |  | 0 | 0 | June 2017 DEER Update | ErRobNc |  | HVAC-Chlr |  | None | 2017-01-01 | 2019-12-31 | NotInEA |  |  |  |  | Standard |  | 1 | 1 | 0 | Deemed Ex Ante Team |  |  |  | Updated to indicate claim/filing status
1722 | NE-HVAC-Chlr-WtrCldCentChlr-Conv-gte600tons-0.504kwpton-0.45IPLV | Water Cooled Constant Speed Centrifugal Chiller (>= 600 tons, 0.504 Max kW/ton, 0.45 Max IPLV) | DEER2017 | D17 v2 | 2020-11-24 16:30 | NE-HVAC-Chlr-WtrCldCentChlr-Conv-1Cmp-gte600tons-0.504kwpton | DEER | Standard | None | 0 | 0 | None |  | 0 |  | 0 | Com | Any | HVAC | SpaceCool | Chiller | WtrCldCentChlr |  | HVAC-Chlr | Water cooled constant speed centrifugal chiller, efficiency based on vintage | Water Cooled Constant Speed Centrifugal Chiller (>= 600 tons, 0.56 kW/ton, 0.5 IPLV) | Water Cooled Constant Speed Centrifugal Chiller (>= 600 tons, 0.504 kW/ton, 0.45 IPLV) |  | WtrCldCentChlr-Conv-gte600tons-0.56kwpton-0.5IPLV | WtrCldCentChlr-Conv-gte600tons-0.504kwpton-0.45IPLV | Available |  | 0 | 0 | June 2017 DEER Update | ErRobNc |  | HVAC-Chlr |  | None | 2017-01-01 | 2019-12-31 | NotInEA |  |  |  |  | Standard |  | 1 | 1 | 0 | Deemed Ex Ante Team |  |  |  | Updated to indicate claim/filing status
1722 | NE-HVAC-Chlr-WtrCldCentChlr-Conv-lt150tons-0.519kwpton-0.468IPLV | Water Cooled Constant Speed Centrifugal Chiller (< 150 tons, 0.519 Max kW/ton, 0.468 Max IPLV) | DEER2017 | D17 v2 | 2020-11-24 16:30 | NE-HVAC-Chlr-WtrCldCentChlr-Conv-1Cmp-lt150tons-0.519kwpton | DEER | Standard | None | 0 | 0 | None |  | 0 |  | 0 | Com | Any | HVAC | SpaceCool | Chiller | WtrCldCentChlr |  | HVAC-Chlr | Water cooled constant speed centrifugal chiller, efficiency based on vintage | Water Cooled Constant Speed Centrifugal Chiller (< 150 tons, 0.61 kW/ton, 0.55 IPLV) | Water Cooled Constant Speed Centrifugal Chiller (< 150 tons, 0.519 kW/ton, 0.468 IPLV) |  | WtrCldCentChlr-Conv-lt150tons-0.61kwpton-0.55IPLV | WtrCldCentChlr-Conv-lt150tons-0.519kwpton-0.468IPLV | Available |  | 0 | 0 | June 2017 DEER Update | ErRobNc |  | HVAC-Chlr |  | None | 2017-01-01 | 2019-12-31 | NotInEA |  |  |  |  | Standard |  | 1 | 1 | 0 | Deemed Ex Ante Team |  |  |  | Updated to indicate claim/filing status
1722 | NE-HVAC-Chlr-WtrCldCentChlr-Conv-lt150tons-0.549kwpton-0.495IPLV | Water Cooled Constant Speed Centrifugal Chiller (< 150 tons, 0.549 Max kW/ton, 0.495 Max IPLV) | DEER2017 | D17 v2 | 2020-11-24 16:30 | NE-HVAC-Chlr-WtrCldCentChlr-Conv-1Cmp-lt150tons-0.549kwpton | DEER | Standard | None | 0 | 0 | None |  | 0 |  | 0 | Com | Any | HVAC | SpaceCool | Chiller | WtrCldCentChlr |  | HVAC-Chlr | Water cooled constant speed centrifugal chiller, efficiency based on vintage | Water Cooled Constant Speed Centrifugal Chiller (< 150 tons, 0.61 kW/ton, 0.55 IPLV) | Water Cooled Constant Speed Centrifugal Chiller (< 150 tons, 0.549 kW/ton, 0.495 IPLV) |  | WtrCldCentChlr-Conv-lt150tons-0.61kwpton-0.55IPLV | WtrCldCentChlr-Conv-lt150tons-0.549kwpton-0.495IPLV | Available |  | 0 | 0 | June 2017 DEER Update | ErRobNc |  | HVAC-Chlr |  | None | 2017-01-01 | 2019-12-31 | NotInEA |  |  |  |  | Standard |  | 1 | 1 | 0 | Deemed Ex Ante Team |  |  |  | Updated to indicate claim/filing status
1722 | NE-HVAC-Chlr-WtrCldCentChlr-NoFric-1Cmp-150to299tons-0.54kwpton-0.34IPLV-VarSpd-CndRlf | Water Cooled Centrifugal Chiller w/1 frictionless VSD compressor and condenser relief (150 to 299 tons, 0.54 Max kW/ton, 0.34 Max IPLV) | DEER2017 | D17 v2 | 2020-11-24 16:30 | NE-HVAC-Chlr-WtrCldCentChlr-NoFric-1Cmp-AllSizes-VarSpd-dkWton | DEER | Scaled | Delta | 0.09525 | 0.09525 | None |  | 0 |  | 0 | Com | Any | HVAC | SpaceCool | Chiller | WtrCldCentChlr |  | HVAC-Chlr | Water Cooled Centrifugal Chiller w/1 frictionless VSD compressor and condenser relief (150 to 299 tons, 0.635 kW/ton, 0.4 IPLV) | Water Cooled Centrifugal Chiller w/1 frictionless VSD compressor and condenser relief (150 to 299 tons, 0.635 kW/ton, 0.4 IPLV) | Water Cooled Centrifugal Chiller w/1 frictionless VSD compressor and condenser relief (150 to 299 tons, 0.54 kW/ton, 0.34 IPLV) | WtrCldCentChlr-NoFric-1Cmp-150to299tons-0.635kwpton-0.4IPLV-VarSpd-CndRlf | WtrCldCentChlr-NoFric-1Cmp-150to299tons-0.635kwpton-0.4IPLV-VarSpd-CndRlf | WtrCldCentChlr-NoFric-1Cmp-150to299tons-0.54kwpton-0.34IPLV-VarSpd-CndRlf | Available |  | 0 | 0 | June 2017 DEER Update | ErRobNc |  | HVAC-Chlr |  | None | 2017-01-01 | 2019-12-31 | NotInEA |  |  |  |  | Standard |  | 1 | 1 | 0 | Deemed Ex Ante Team |  |  |  | Updated to indicate claim/filing status
1722 | NE-HVAC-Chlr-WtrCldCentChlr-NoFric-1Cmp-150to299tons-0.572kwpton-0.36IPLV-VarSpd-CndRlf | Water Cooled Centrifugal Chiller w/1 frictionless VSD compressor and condenser relief (150 to 299 tons, 0.572 Max kW/ton, 0.36 Max IPLV) | DEER2017 | D17 v2 | 2020-11-24 16:30 | NE-HVAC-Chlr-WtrCldCentChlr-NoFric-1Cmp-AllSizes-VarSpd-dkWton | DEER | Scaled | Delta | 0.0635 | 0.0635 | None |  | 0 |  | 0 | Com | Any | HVAC | SpaceCool | Chiller | WtrCldCentChlr |  | HVAC-Chlr | Water Cooled Centrifugal Chiller w/1 frictionless VSD compressor and condenser relief (150 to 299 tons, 0.635 kW/ton, 0.4 IPLV) | Water Cooled Centrifugal Chiller w/1 frictionless VSD compressor and condenser relief (150 to 299 tons, 0.635 kW/ton, 0.4 IPLV) | Water Cooled Centrifugal Chiller w/1 frictionless VSD compressor and condenser relief (150 to 299 tons, 0.572 kW/ton, 0.36 IPLV) | WtrCldCentChlr-NoFric-1Cmp-150to299tons-0.635kwpton-0.4IPLV-VarSpd-CndRlf | WtrCldCentChlr-NoFric-1Cmp-150to299tons-0.635kwpton-0.4IPLV-VarSpd-CndRlf | WtrCldCentChlr-NoFric-1Cmp-150to299tons-0.572kwpton-0.36IPLV-VarSpd-CndRlf | Available |  | 0 | 0 | June 2017 DEER Update | ErRobNc |  | HVAC-Chlr |  | None | 2017-01-01 | 2019-12-31 | NotInEA |  |  |  |  | Standard |  | 1 | 1 | 0 | Deemed Ex Ante Team |  |  |  | Updated to indicate claim/filing status
1722 | NE-HVAC-Chlr-WtrCldCentChlr-NoFric-1Cmp-300to399tons-0.506kwpton-0.332IPLV-VarSpd-CndRlf | Water Cooled Centrifugal Chiller w/1 frictionless VSD compressor and condenser relief (300 to 399 tons, 0.506 Max kW/ton, 0.332 Max IPLV) | DEER2017 | D17 v2 | 2020-11-24 16:30 | NE-HVAC-Chlr-WtrCldCentChlr-NoFric-1Cmp-AllSizes-VarSpd-dkWton | DEER | Scaled | Delta | 0.08925 | 0.08925 | None |  | 0 |  | 0 | Com | Any | HVAC | SpaceCool | Chiller | WtrCldCentChlr |  | HVAC-Chlr | Water Cooled Centrifugal Chiller w/1 frictionless VSD compressor and condenser relief (300 to 399 tons, 0.595 kW/ton, 0.39 IPLV) | Water Cooled Centrifugal Chiller w/1 frictionless VSD compressor and condenser relief (300 to 399 tons, 0.595 kW/ton, 0.39 IPLV) | Water Cooled Centrifugal Chiller w/1 frictionless VSD compressor and condenser relief (300 to 399 tons, 0.506 kW/ton, 0.332 IPLV) | WtrCldCentChlr-NoFric-1Cmp-300to399tons-0.595kwpton-0.39IPLV-VarSpd-CndRlf | WtrCldCentChlr-NoFric-1Cmp-300to399tons-0.595kwpton-0.39IPLV-VarSpd-CndRlf | WtrCldCentChlr-NoFric-1Cmp-300to399tons-0.506kwpton-0.332IPLV-VarSpd-CndRlf | Available |  | 0 | 0 | June 2017 DEER Update | ErRobNc |  | HVAC-Chlr |  | None | 2017-01-01 | 2019-12-31 | NotInEA |  |  |  |  | Standard |  | 1 | 1 | 0 | Deemed Ex Ante Team |  |  |  | Updated to indicate claim/filing status
1722 | NE-HVAC-Chlr-WtrCldCentChlr-NoFric-1Cmp-300to399tons-0.536kwpton-0.351IPLV-VarSpd-CndRlf | Water Cooled Centrifugal Chiller w/1 frictionless VSD compressor and condenser relief (300 to 399 tons, 0.536 Max kW/ton, 0.351 Max IPLV) | DEER2017 | D17 v2 | 2020-11-24 16:30 | NE-HVAC-Chlr-WtrCldCentChlr-NoFric-1Cmp-AllSizes-VarSpd-dkWton | DEER | Scaled | Delta | 0.0595 | 0.0595 | None |  | 0 |  | 0 | Com | Any | HVAC | SpaceCool | Chiller | WtrCldCentChlr |  | HVAC-Chlr | Water Cooled Centrifugal Chiller w/1 frictionless VSD compressor and condenser relief (300 to 399 tons, 0.595 kW/ton, 0.39 IPLV) | Water Cooled Centrifugal Chiller w/1 frictionless VSD compressor and condenser relief (300 to 399 tons, 0.595 kW/ton, 0.39 IPLV) | Water Cooled Centrifugal Chiller w/1 frictionless VSD compressor and condenser relief (300 to 399 tons, 0.536 kW/ton, 0.351 IPLV) | WtrCldCentChlr-NoFric-1Cmp-300to399tons-0.595kwpton-0.39IPLV-VarSpd-CndRlf | WtrCldCentChlr-NoFric-1Cmp-300to399tons-0.595kwpton-0.39IPLV-VarSpd-CndRlf | WtrCldCentChlr-NoFric-1Cmp-300to399tons-0.536kwpton-0.351IPLV-VarSpd-CndRlf | Available |  | 0 | 0 | June 2017 DEER Update | ErRobNc |  | HVAC-Chlr |  | None | 2017-01-01 | 2019-12-31 | NotInEA |  |  |  |  | Standard |  | 1 | 1 | 0 | Deemed Ex Ante Team |  |  |  | Updated to indicate claim/filing status
1722 | NE-HVAC-Chlr-WtrCldCentChlr-NoFric-1Cmp-400to599tons-0.497kwpton-0.323IPLV-VarSpd-CndRlf | Water Cooled Centrifugal Chiller w/1 frictionless VSD compressor and condenser relief (400 to 599 tons, 0.497 Max kW/ton, 0.323 Max IPLV) | DEER2017 | D17 v2 | 2020-11-24 16:30 | NE-HVAC-Chlr-WtrCldCentChlr-NoFric-1Cmp-AllSizes-VarSpd-dkWton | DEER | Scaled | Delta | 0.08775 | 0.08775 | None |  | 0 |  | 0 | Com | Any | HVAC | SpaceCool | Chiller | WtrCldCentChlr |  | HVAC-Chlr | Water Cooled Centrifugal Chiller w/1 frictionless VSD compressor and condenser relief (400 to 599 tons, 0.585 kW/ton, 0.38 IPLV) | Water Cooled Centrifugal Chiller w/1 frictionless VSD compressor and condenser relief (400 to 599 tons, 0.585 kW/ton, 0.38 IPLV) | Water Cooled Centrifugal Chiller w/1 frictionless VSD compressor and condenser relief (400 to 599 tons, 0.497 kW/ton, 0.323 IPLV) | WtrCldCentChlr-NoFric-1Cmp-400to599tons-0.585kwpton-0.38IPLV-VarSpd-CndRlf | WtrCldCentChlr-NoFric-1Cmp-400to599tons-0.585kwpton-0.38IPLV-VarSpd-CndRlf | WtrCldCentChlr-NoFric-1Cmp-400to599tons-0.497kwpton-0.323IPLV-VarSpd-CndRlf | Available |  | 0 | 0 | June 2017 DEER Update | ErRobNc |  | HVAC-Chlr |  | None | 2017-01-01 | 2019-12-31 | NotInEA |  |  |  |  | Standard |  | 1 | 1 | 0 | Deemed Ex Ante Team |  |  |  | Updated to indicate claim/filing status
1722 | NE-HVAC-Chlr-WtrCldCentChlr-NoFric-1Cmp-400to599tons-0.527kwpton-0.342IPLV-VarSpd-CndRlf | Water Cooled Centrifugal Chiller w/1 frictionless VSD compressor and condenser relief (400 to 599 tons, 0.527 Max kW/ton, 0.342 Max IPLV) | DEER2017 | D17 v2 | 2020-11-24 16:30 | NE-HVAC-Chlr-WtrCldCentChlr-NoFric-1Cmp-AllSizes-VarSpd-dkWton | DEER | Scaled | Delta | 0.0585 | 0.0585 | None |  | 0 |  | 0 | Com | Any | HVAC | SpaceCool | Chiller | WtrCldCentChlr |  | HVAC-Chlr | Water Cooled Centrifugal Chiller w/1 frictionless VSD compressor and condenser relief (400 to 599 tons, 0.585 kW/ton, 0.38 IPLV) | Water Cooled Centrifugal Chiller w/1 frictionless VSD compressor and condenser relief (400 to 599 tons, 0.585 kW/ton, 0.38 IPLV) | Water Cooled Centrifugal Chiller w/1 frictionless VSD compressor and condenser relief (400 to 599 tons, 0.527 kW/ton, 0.342 IPLV) | WtrCldCentChlr-NoFric-1Cmp-400to599tons-0.585kwpton-0.38IPLV-VarSpd-CndRlf | WtrCldCentChlr-NoFric-1Cmp-400to599tons-0.585kwpton-0.38IPLV-VarSpd-CndRlf | WtrCldCentChlr-NoFric-1Cmp-400to599tons-0.527kwpton-0.342IPLV-VarSpd-CndRlf | Available |  | 0 | 0 | June 2017 DEER Update | ErRobNc |  | HVAC-Chlr |  | None | 2017-01-01 | 2019-12-31 | NotInEA |  |  |  |  | Standard |  | 1 | 1 | 0 | Deemed Ex Ante Team |  |  |  | Updated to indicate claim/filing status
1722 | NE-HVAC-Chlr-WtrCldCentChlr-NoFric-1Cmp-AllSizes-0.439kwpton-0.225IPLV-VarSpd-CndRlf | Water Cooled Centrifugal Chiller w/1 frictionless VSD compressor and condenser relief (All Capacities, scaled measure based on d-kW/ton) | DEER2017 | D17 v2 | 2020-11-24 16:30 | NE-HVAC-Chlr-WtrCldCentChlr-NoFric-1Cmp-AllSizes-VarSpd-dkWton | DEER | Standard | None | 0 | 0 | None |  | 0 |  | 0 | Com | Any | HVAC | SpaceCool | Chiller | WtrCldCentChlr |  | HVAC-Chlr | Water Cooled Centrifugal Chiller w/1 frictionless VSD compressor and condenser relief (All Capacities, 0.695 kW/ton, 0.356 IPLV) | Water Cooled Centrifugal Chiller w/1 frictionless VSD compressor and condenser relief (All Capacities, 0.695 kW/ton, 0.356 IPLV) | Water Cooled Centrifugal Chiller w/1 frictionless VSD compressor and condenser relief (All Capacities, 0.439 kW/ton, 0.225 IPLV) | WtrCldCentChlr-NoFric-1Cmp-AllSizes-0.695kwpton-0.356IPLV-VarSpd-CndRlf | WtrCldCentChlr-NoFric-1Cmp-AllSizes-0.695kwpton-0.356IPLV-VarSpd-CndRlf | WtrCldCentChlr-NoFric-1Cmp-AllSizes-0.439kwpton-0.225IPLV-VarSpd-CndRlf | Available |  | 0 | 0 | June 2017 DEER Update | ErRobNc |  | HVAC-Chlr |  | None | 2017-01-01 | 2019-12-31 | NotInEA |  |  |  |  | Basis |  | 1 | 1 | 0 | Deemed Ex Ante Team |  |  |  | Updated to indicate claim/filing status
1722 | NE-HVAC-Chlr-WtrCldCentChlr-NoFric-1Cmp-gte600tons-0.497kwpton-0.323IPLV-VarSpd-CndRlf | Water Cooled Centrifugal Chiller w/1 frictionless VSD compressor and condenser relief (>= 600 tons, 0.497 Max kW/ton, 0.323 Max IPLV) | DEER2017 | D17 v2 | 2020-11-24 16:30 | NE-HVAC-Chlr-WtrCldCentChlr-NoFric-1Cmp-AllSizes-VarSpd-dkWton | DEER | Scaled | Delta | 0.08775 | 0.08775 | None |  | 0 |  | 0 | Com | Any | HVAC | SpaceCool | Chiller | WtrCldCentChlr |  | HVAC-Chlr | Water Cooled Centrifugal Chiller w/1 frictionless VSD compressor and condenser relief (>= 600 tons, 0.585 kW/ton, 0.38 IPLV) | Water Cooled Centrifugal Chiller w/1 frictionless VSD compressor and condenser relief (>= 600 tons, 0.585 kW/ton, 0.38 IPLV) | Water Cooled Centrifugal Chiller w/1 frictionless VSD compressor and condenser relief (>= 600 tons, 0.497 kW/ton, 0.323 IPLV) | WtrCldCentChlr-NoFric-1Cmp-gte600tons-0.585kwpton-0.38IPLV-VarSpd-CndRlf | WtrCldCentChlr-NoFric-1Cmp-gte600tons-0.585kwpton-0.38IPLV-VarSpd-CndRlf | WtrCldCentChlr-NoFric-1Cmp-gte600tons-0.497kwpton-0.323IPLV-VarSpd-CndRlf | Available |  | 0 | 0 | June 2017 DEER Update | ErRobNc |  | HVAC-Chlr |  | None | 2017-01-01 | 2019-12-31 | NotInEA |  |  |  |  | Standard |  | 1 | 1 | 0 | Deemed Ex Ante Team |  |  |  | Updated to indicate claim/filing status
1722 | NE-HVAC-Chlr-WtrCldCentChlr-NoFric-1Cmp-gte600tons-0.527kwpton-0.342IPLV-VarSpd-CndRlf | Water Cooled Centrifugal Chiller w/1 frictionless VSD compressor and condenser relief (>= 600 tons, 0.527 Max kW/ton, 0.342 Max IPLV) | DEER2017 | D17 v2 | 2020-11-24 16:30 | NE-HVAC-Chlr-WtrCldCentChlr-NoFric-1Cmp-AllSizes-VarSpd-dkWton | DEER | Scaled | Delta | 0.0585 | 0.0585 | None |  | 0 |  | 0 | Com | Any | HVAC | SpaceCool | Chiller | WtrCldCentChlr |  | HVAC-Chlr | Water Cooled Centrifugal Chiller w/1 frictionless VSD compressor and condenser relief (>= 600 tons, 0.585 kW/ton, 0.38 IPLV) | Water Cooled Centrifugal Chiller w/1 frictionless VSD compressor and condenser relief (>= 600 tons, 0.585 kW/ton, 0.38 IPLV) | Water Cooled Centrifugal Chiller w/1 frictionless VSD compressor and condenser relief (>= 600 tons, 0.527 kW/ton, 0.342 IPLV) | WtrCldCentChlr-NoFric-1Cmp-gte600tons-0.585kwpton-0.38IPLV-VarSpd-CndRlf | WtrCldCentChlr-NoFric-1Cmp-gte600tons-0.585kwpton-0.38IPLV-VarSpd-CndRlf | WtrCldCentChlr-NoFric-1Cmp-gte600tons-0.527kwpton-0.342IPLV-VarSpd-CndRlf | Available |  | 0 | 0 | June 2017 DEER Update | ErRobNc |  | HVAC-Chlr |  | None | 2017-01-01 | 2019-12-31 | NotInEA |  |  |  |  | Standard |  | 1 | 1 | 0 | Deemed Ex Ante Team |  |  |  | Updated to indicate claim/filing status
1722 | NE-HVAC-Chlr-WtrCldCentChlr-NoFric-1Cmp-lt150tons-0.591kwpton-0.374IPLV-VarSpd-CndRlf | Water Cooled Centrifugal Chiller w/1 frictionless VSD compressor and condenser relief (< 150 tons, 0.591 Max kW/ton, 0.374 Max IPLV) | DEER2017 | D17 v2 | 2020-11-24 16:30 | NE-HVAC-Chlr-WtrCldCentChlr-NoFric-1Cmp-AllSizes-VarSpd-dkWton | DEER | Scaled | Delta | 0.10425 | 0.10425 | None |  | 0 |  | 0 | Com | Any | HVAC | SpaceCool | Chiller | WtrCldCentChlr |  | HVAC-Chlr | Water Cooled Centrifugal Chiller w/1 frictionless VSD compressor and condenser relief (< 150 tons, 0.695 kW/ton, 0.44 IPLV) | Water Cooled Centrifugal Chiller w/1 frictionless VSD compressor and condenser relief (< 150 tons, 0.695 kW/ton, 0.44 IPLV) | Water Cooled Centrifugal Chiller w/1 frictionless VSD compressor and condenser relief (< 150 tons, 0.591 kW/ton, 0.374 IPLV) | WtrCldCentChlr-NoFric-1Cmp-lt150tons-0.695kwpton-0.44IPLV-VarSpd-CndRlf | WtrCldCentChlr-NoFric-1Cmp-lt150tons-0.695kwpton-0.44IPLV-VarSpd-CndRlf | WtrCldCentChlr-NoFric-1Cmp-lt150tons-0.591kwpton-0.374IPLV-VarSpd-CndRlf | Available |  | 0 | 0 | June 2017 DEER Update | ErRobNc |  | HVAC-Chlr |  | None | 2017-01-01 | 2019-12-31 | NotInEA |  |  |  |  | Standard |  | 1 | 1 | 0 | Deemed Ex Ante Team |  |  |  | Updated to indicate claim/filing status
1722 | NE-HVAC-Chlr-WtrCldCentChlr-NoFric-1Cmp-lt150tons-0.626kwpton-0.396IPLV-VarSpd-CndRlf | Water Cooled Centrifugal Chiller w/1 frictionless VSD compressor and condenser relief (< 150 tons, 0.626 Max kW/ton, 0.396 Max IPLV) | DEER2017 | D17 v2 | 2020-11-24 16:30 | NE-HVAC-Chlr-WtrCldCentChlr-NoFric-1Cmp-AllSizes-VarSpd-dkWton | DEER | Scaled | Delta | 0.0695 | 0.0695 | None |  | 0 |  | 0 | Com | Any | HVAC | SpaceCool | Chiller | WtrCldCentChlr |  | HVAC-Chlr | Water Cooled Centrifugal Chiller w/1 frictionless VSD compressor and condenser relief (< 150 tons, 0.695 kW/ton, 0.44 IPLV) | Water Cooled Centrifugal Chiller w/1 frictionless VSD compressor and condenser relief (< 150 tons, 0.695 kW/ton, 0.44 IPLV) | Water Cooled Centrifugal Chiller w/1 frictionless VSD compressor and condenser relief (< 150 tons, 0.626 kW/ton, 0.396 IPLV) | WtrCldCentChlr-NoFric-1Cmp-lt150tons-0.695kwpton-0.44IPLV-VarSpd-CndRlf | WtrCldCentChlr-NoFric-1Cmp-lt150tons-0.695kwpton-0.44IPLV-VarSpd-CndRlf | WtrCldCentChlr-NoFric-1Cmp-lt150tons-0.626kwpton-0.396IPLV-VarSpd-CndRlf | Available |  | 0 | 0 | June 2017 DEER Update | ErRobNc |  | HVAC-Chlr |  | None | 2017-01-01 | 2019-12-31 | NotInEA |  |  |  |  | Standard |  | 1 | 1 | 0 | Deemed Ex Ante Team |  |  |  | Updated to indicate claim/filing status
1722 | NE-HVAC-Chlr-WtrCldCentChlr-NoFric-2Cmp-150to299tons-0.54kwpton-0.34IPLV-VarSpd-CndRlf | Water Cooled Centrifugal Chiller w/2 frictionless VSD compressors and condenser relief (150 to 299 tons, 0.54 Max kW/ton, 0.34 Max IPLV) | DEER2017 | D17 v2 | 2020-11-24 16:30 | NE-HVAC-Chlr-WtrCldCentChlr-NoFric-2Cmp-AllSizes-VarSpd-dkWton | DEER | Scaled | Delta | 0.09525 | 0.09525 | None |  | 0 |  | 0 | Com | Any | HVAC | SpaceCool | Chiller | WtrCldCentChlr |  | HVAC-Chlr | Water Cooled Centrifugal Chiller w/2 frictionless VSD compressors and condenser relief (150 to 299 tons, 0.635 kW/ton, 0.4 IPLV) | Water Cooled Centrifugal Chiller w/2 frictionless VSD compressors and condenser relief (150 to 299 tons, 0.635 kW/ton, 0.4 IPLV) | Water Cooled Centrifugal Chiller w/2 frictionless VSD compressors and condenser relief (150 to 299 tons, 0.54 kW/ton, 0.34 IPLV) | WtrCldCentChlr-NoFric-2Cmp-150to299tons-0.635kwpton-0.4IPLV-VarSpd-CndRlf | WtrCldCentChlr-NoFric-2Cmp-150to299tons-0.635kwpton-0.4IPLV-VarSpd-CndRlf | WtrCldCentChlr-NoFric-2Cmp-150to299tons-0.54kwpton-0.34IPLV-VarSpd-CndRlf | Available |  | 0 | 0 | June 2017 DEER Update | ErRobNc |  | HVAC-Chlr |  | None | 2017-01-01 | 2019-12-31 | NotInEA |  |  |  |  | Standard |  | 1 | 1 | 0 | Deemed Ex Ante Team |  |  |  | Updated to indicate claim/filing status
1722 | NE-HVAC-Chlr-WtrCldCentChlr-NoFric-2Cmp-150to299tons-0.572kwpton-0.36IPLV-VarSpd-CndRlf | Water Cooled Centrifugal Chiller w/2 frictionless VSD compressors and condenser relief (150 to 299 tons, 0.572 Max kW/ton, 0.36 Max IPLV) | DEER2017 | D17 v2 | 2020-11-24 16:30 | NE-HVAC-Chlr-WtrCldCentChlr-NoFric-2Cmp-AllSizes-VarSpd-dkWton | DEER | Scaled | Delta | 0.0635 | 0.0635 | None |  | 0 |  | 0 | Com | Any | HVAC | SpaceCool | Chiller | WtrCldCentChlr |  | HVAC-Chlr | Water Cooled Centrifugal Chiller w/2 frictionless VSD compressors and condenser relief (150 to 299 tons, 0.635 kW/ton, 0.4 IPLV) | Water Cooled Centrifugal Chiller w/2 frictionless VSD compressors and condenser relief (150 to 299 tons, 0.635 kW/ton, 0.4 IPLV) | Water Cooled Centrifugal Chiller w/2 frictionless VSD compressors and condenser relief (150 to 299 tons, 0.572 kW/ton, 0.36 IPLV) | WtrCldCentChlr-NoFric-2Cmp-150to299tons-0.635kwpton-0.4IPLV-VarSpd-CndRlf | WtrCldCentChlr-NoFric-2Cmp-150to299tons-0.635kwpton-0.4IPLV-VarSpd-CndRlf | WtrCldCentChlr-NoFric-2Cmp-150to299tons-0.572kwpton-0.36IPLV-VarSpd-CndRlf | Available |  | 0 | 0 | June 2017 DEER Update | ErRobNc |  | HVAC-Chlr |  | None | 2017-01-01 | 2019-12-31 | NotInEA |  |  |  |  | Standard |  | 1 | 1 | 0 | Deemed Ex Ante Team |  |  |  | Updated to indicate claim/filing status
1722 | NE-HVAC-Chlr-WtrCldCentChlr-NoFric-2Cmp-300to399tons-0.506kwpton-0.332IPLV-VarSpd-CndRlf | Water Cooled Centrifugal Chiller w/2 frictionless VSD compressors and condenser relief (300 to 399 tons, 0.506 Max kW/ton, 0.332 Max IPLV) | DEER2017 | D17 v2 | 2020-11-24 16:30 | NE-HVAC-Chlr-WtrCldCentChlr-NoFric-2Cmp-AllSizes-VarSpd-dkWton | DEER | Scaled | Delta | 0.08925 | 0.08925 | None |  | 0 |  | 0 | Com | Any | HVAC | SpaceCool | Chiller | WtrCldCentChlr |  | HVAC-Chlr | Water Cooled Centrifugal Chiller w/2 frictionless VSD compressors and condenser relief (300 to 399 tons, 0.595 kW/ton, 0.39 IPLV) | Water Cooled Centrifugal Chiller w/2 frictionless VSD compressors and condenser relief (300 to 399 tons, 0.595 kW/ton, 0.39 IPLV) | Water Cooled Centrifugal Chiller w/2 frictionless VSD compressors and condenser relief (300 to 399 tons, 0.506 kW/ton, 0.332 IPLV) | WtrCldCentChlr-NoFric-2Cmp-300to399tons-0.595kwpton-0.39IPLV-VarSpd-CndRlf | WtrCldCentChlr-NoFric-2Cmp-300to399tons-0.595kwpton-0.39IPLV-VarSpd-CndRlf | WtrCldCentChlr-NoFric-2Cmp-300to399tons-0.506kwpton-0.332IPLV-VarSpd-CndRlf | Available |  | 0 | 0 | June 2017 DEER Update | ErRobNc |  | HVAC-Chlr |  | None | 2017-01-01 | 2019-12-31 | NotInEA |  |  |  |  | Standard |  | 1 | 1 | 0 | Deemed Ex Ante Team |  |  |  | Updated to indicate claim/filing status
1722 | NE-HVAC-Chlr-WtrCldCentChlr-NoFric-2Cmp-300to399tons-0.536kwpton-0.351IPLV-VarSpd-CndRlf | Water Cooled Centrifugal Chiller w/2 frictionless VSD compressors and condenser relief (300 to 399 tons, 0.536 Max kW/ton, 0.351 Max IPLV) | DEER2017 | D17 v2 | 2020-11-24 16:30 | NE-HVAC-Chlr-WtrCldCentChlr-NoFric-2Cmp-AllSizes-VarSpd-dkWton | DEER | Scaled | Delta | 0.0595 | 0.0595 | None |  | 0 |  | 0 | Com | Any | HVAC | SpaceCool | Chiller | WtrCldCentChlr |  | HVAC-Chlr | Water Cooled Centrifugal Chiller w/2 frictionless VSD compressors and condenser relief (300 to 399 tons, 0.595 kW/ton, 0.39 IPLV) | Water Cooled Centrifugal Chiller w/2 frictionless VSD compressors and condenser relief (300 to 399 tons, 0.595 kW/ton, 0.39 IPLV) | Water Cooled Centrifugal Chiller w/2 frictionless VSD compressors and condenser relief (300 to 399 tons, 0.536 kW/ton, 0.351 IPLV) | WtrCldCentChlr-NoFric-2Cmp-300to399tons-0.595kwpton-0.39IPLV-VarSpd-CndRlf | WtrCldCentChlr-NoFric-2Cmp-300to399tons-0.595kwpton-0.39IPLV-VarSpd-CndRlf | WtrCldCentChlr-NoFric-2Cmp-300to399tons-0.536kwpton-0.351IPLV-VarSpd-CndRlf | Available |  | 0 | 0 | June 2017 DEER Update | ErRobNc |  | HVAC-Chlr |  | None | 2017-01-01 | 2019-12-31 | NotInEA |  |  |  |  | Standard |  | 1 | 1 | 0 | Deemed Ex Ante Team |  |  |  | Updated to indicate claim/filing status
1722 | NE-HVAC-Chlr-WtrCldCentChlr-NoFric-2Cmp-400to599tons-0.497kwpton-0.323IPLV-VarSpd-CndRlf | Water Cooled Centrifugal Chiller w/2 frictionless VSD compressors and condenser relief (400 to 599 tons, 0.497 Max kW/ton, 0.323 Max IPLV) | DEER2017 | D17 v2 | 2020-11-24 16:30 | NE-HVAC-Chlr-WtrCldCentChlr-NoFric-2Cmp-AllSizes-VarSpd-dkWton | DEER | Scaled | Delta | 0.08775 | 0.08775 | None |  | 0 |  | 0 | Com | Any | HVAC | SpaceCool | Chiller | WtrCldCentChlr |  | HVAC-Chlr | Water Cooled Centrifugal Chiller w/2 frictionless VSD compressors and condenser relief (400 to 599 tons, 0.585 kW/ton, 0.38 IPLV) | Water Cooled Centrifugal Chiller w/2 frictionless VSD compressors and condenser relief (400 to 599 tons, 0.585 kW/ton, 0.38 IPLV) | Water Cooled Centrifugal Chiller w/2 frictionless VSD compressors and condenser relief (400 to 599 tons, 0.497 kW/ton, 0.323 IPLV) | WtrCldCentChlr-NoFric-2Cmp-400to599tons-0.585kwpton-0.38IPLV-VarSpd-CndRlf | WtrCldCentChlr-NoFric-2Cmp-400to599tons-0.585kwpton-0.38IPLV-VarSpd-CndRlf | WtrCldCentChlr-NoFric-2Cmp-400to599tons-0.497kwpton-0.323IPLV-VarSpd-CndRlf | Available |  | 0 | 0 | June 2017 DEER Update | ErRobNc |  | HVAC-Chlr |  | None | 2017-01-01 | 2019-12-31 | NotInEA |  |  |  |  | Standard |  | 1 | 1 | 0 | Deemed Ex Ante Team |  |  |  | Updated to indicate claim/filing status
1722 | NE-HVAC-Chlr-WtrCldCentChlr-NoFric-2Cmp-400to599tons-0.527kwpton-0.342IPLV-VarSpd-CndRlf | Water Cooled Centrifugal Chiller w/2 frictionless VSD compressors and condenser relief (400 to 599 tons, 0.527 Max kW/ton, 0.342 Max IPLV) | DEER2017 | D17 v2 | 2020-11-24 16:30 | NE-HVAC-Chlr-WtrCldCentChlr-NoFric-2Cmp-AllSizes-VarSpd-dkWton | DEER | Scaled | Delta | 0.0585 | 0.0585 | None |  | 0 |  | 0 | Com | Any | HVAC | SpaceCool | Chiller | WtrCldCentChlr |  | HVAC-Chlr | Water Cooled Centrifugal Chiller w/2 frictionless VSD compressors and condenser relief (400 to 599 tons, 0.585 kW/ton, 0.38 IPLV) | Water Cooled Centrifugal Chiller w/2 frictionless VSD compressors and condenser relief (400 to 599 tons, 0.585 kW/ton, 0.38 IPLV) | Water Cooled Centrifugal Chiller w/2 frictionless VSD compressors and condenser relief (400 to 599 tons, 0.527 kW/ton, 0.342 IPLV) | WtrCldCentChlr-NoFric-2Cmp-400to599tons-0.585kwpton-0.38IPLV-VarSpd-CndRlf | WtrCldCentChlr-NoFric-2Cmp-400to599tons-0.585kwpton-0.38IPLV-VarSpd-CndRlf | WtrCldCentChlr-NoFric-2Cmp-400to599tons-0.527kwpton-0.342IPLV-VarSpd-CndRlf | Available |  | 0 | 0 | June 2017 DEER Update | ErRobNc |  | HVAC-Chlr |  | None | 2017-01-01 | 2019-12-31 | NotInEA |  |  |  |  | Standard |  | 1 | 1 | 0 | Deemed Ex Ante Team |  |  |  | Updated to indicate claim/filing status
1722 | NE-HVAC-Chlr-WtrCldCentChlr-NoFric-2Cmp-AllSizes-0.439kwpton-0.229IPLV-VarSpd-CndRlf | Water Cooled Centrifugal Chiller w/2 frictionless VSD compressors and condenser relief (All Capacities, scaled measure based on d-kW/ton) | DEER2017 | D17 v2 | 2020-11-24 16:30 | NE-HVAC-Chlr-WtrCldCentChlr-NoFric-2Cmp-AllSizes-VarSpd-dkWton | DEER | Standard | None | 0 | 0 | None |  | 0 |  | 0 | Com | Any | HVAC | SpaceCool | Chiller | WtrCldCentChlr |  | HVAC-Chlr | Water Cooled Centrifugal Chiller w/2 frictionless VSD compressors and condenser relief (All Capacities, 0.695 kW/ton, 0.362 IPLV) | Water Cooled Centrifugal Chiller w/2 frictionless VSD compressors and condenser relief (All Capacities, 0.695 kW/ton, 0.362 IPLV) | Water Cooled Centrifugal Chiller w/2 frictionless VSD compressors and condenser relief (All Capacities, 0.439 kW/ton, 0.229 IPLV) | WtrCldCentChlr-NoFric-2Cmp-AllSizes-0.695kwpton-0.362IPLV-VarSpd-CndRlf | WtrCldCentChlr-NoFric-2Cmp-AllSizes-0.695kwpton-0.362IPLV-VarSpd-CndRlf | WtrCldCentChlr-NoFric-2Cmp-AllSizes-0.439kwpton-0.229IPLV-VarSpd-CndRlf | Available |  | 0 | 0 | June 2017 DEER Update | ErRobNc |  | HVAC-Chlr |  | None | 2017-01-01 | 2019-12-31 | NotInEA |  |  |  |  | Basis |  | 1 | 1 | 0 | Deemed Ex Ante Team |  |  |  | Updated to indicate claim/filing status
1722 | NE-HVAC-Chlr-WtrCldCentChlr-NoFric-2Cmp-gte600tons-0.497kwpton-0.323IPLV-VarSpd-CndRlf | Water Cooled Centrifugal Chiller w/2 frictionless VSD compressors and condenser relief (>= 600 tons, 0.497 Max kW/ton, 0.323 Max IPLV) | DEER2017 | D17 v2 | 2020-11-24 16:30 | NE-HVAC-Chlr-WtrCldCentChlr-NoFric-2Cmp-AllSizes-VarSpd-dkWton | DEER | Scaled | Delta | 0.08775 | 0.08775 | None |  | 0 |  | 0 | Com | Any | HVAC | SpaceCool | Chiller | WtrCldCentChlr |  | HVAC-Chlr | Water Cooled Centrifugal Chiller w/2 frictionless VSD compressors and condenser relief (>= 600 tons, 0.585 kW/ton, 0.38 IPLV) | Water Cooled Centrifugal Chiller w/2 frictionless VSD compressors and condenser relief (>= 600 tons, 0.585 kW/ton, 0.38 IPLV) | Water Cooled Centrifugal Chiller w/2 frictionless VSD compressors and condenser relief (>= 600 tons, 0.497 kW/ton, 0.323 IPLV) | WtrCldCentChlr-NoFric-2Cmp-gte600tons-0.585kwpton-0.38IPLV-VarSpd-CndRlf | WtrCldCentChlr-NoFric-2Cmp-gte600tons-0.585kwpton-0.38IPLV-VarSpd-CndRlf | WtrCldCentChlr-NoFric-2Cmp-gte600tons-0.497kwpton-0.323IPLV-VarSpd-CndRlf | Available |  | 0 | 0 | June 2017 DEER Update | ErRobNc |  | HVAC-Chlr |  | None | 2017-01-01 | 2019-12-31 | NotInEA |  |  |  |  | Standard |  | 1 | 1 | 0 | Deemed Ex Ante Team |  |  |  | Updated to indicate claim/filing status
1722 | NE-HVAC-Chlr-WtrCldCentChlr-NoFric-2Cmp-gte600tons-0.527kwpton-0.342IPLV-VarSpd-CndRlf | Water Cooled Centrifugal Chiller w/2 frictionless VSD compressors and condenser relief (>= 600 tons, 0.527 Max kW/ton, 0.342 Max IPLV) | DEER2017 | D17 v2 | 2020-11-24 16:30 | NE-HVAC-Chlr-WtrCldCentChlr-NoFric-2Cmp-AllSizes-VarSpd-dkWton | DEER | Scaled | Delta | 0.0585 | 0.0585 | None |  | 0 |  | 0 | Com | Any | HVAC | SpaceCool | Chiller | WtrCldCentChlr |  | HVAC-Chlr | Water Cooled Centrifugal Chiller w/2 frictionless VSD compressors and condenser relief (>= 600 tons, 0.585 kW/ton, 0.38 IPLV) | Water Cooled Centrifugal Chiller w/2 frictionless VSD compressors and condenser relief (>= 600 tons, 0.585 kW/ton, 0.38 IPLV) | Water Cooled Centrifugal Chiller w/2 frictionless VSD compressors and condenser relief (>= 600 tons, 0.527 kW/ton, 0.342 IPLV) | WtrCldCentChlr-NoFric-2Cmp-gte600tons-0.585kwpton-0.38IPLV-VarSpd-CndRlf | WtrCldCentChlr-NoFric-2Cmp-gte600tons-0.585kwpton-0.38IPLV-VarSpd-CndRlf | WtrCldCentChlr-NoFric-2Cmp-gte600tons-0.527kwpton-0.342IPLV-VarSpd-CndRlf | Available |  | 0 | 0 | June 2017 DEER Update | ErRobNc |  | HVAC-Chlr |  | None | 2017-01-01 | 2019-12-31 | NotInEA |  |  |  |  | Standard |  | 1 | 1 | 0 | Deemed Ex Ante Team |  |  |  | Updated to indicate claim/filing status
1722 | NE-HVAC-Chlr-WtrCldCentChlr-NoFric-2Cmp-lt150tons-0.591kwpton-0.374IPLV-VarSpd-CndRlf | Water Cooled Centrifugal Chiller w/2 frictionless VSD compressors and condenser relief (< 150 tons, 0.591 Max kW/ton, 0.374 Max IPLV) | DEER2017 | D17 v2 | 2020-11-24 16:30 | NE-HVAC-Chlr-WtrCldCentChlr-NoFric-2Cmp-AllSizes-VarSpd-dkWton | DEER | Scaled | Delta | 0.10425 | 0.10425 | None |  | 0 |  | 0 | Com | Any | HVAC | SpaceCool | Chiller | WtrCldCentChlr |  | HVAC-Chlr | Water Cooled Centrifugal Chiller w/2 frictionless VSD compressors and condenser relief (< 150 tons, 0.695 kW/ton, 0.44 IPLV) | Water Cooled Centrifugal Chiller w/2 frictionless VSD compressors and condenser relief (< 150 tons, 0.695 kW/ton, 0.44 IPLV) | Water Cooled Centrifugal Chiller w/2 frictionless VSD compressors and condenser relief (< 150 tons, 0.591 kW/ton, 0.374 IPLV) | WtrCldCentChlr-NoFric-2Cmp-lt150tons-0.695kwpton-0.44IPLV-VarSpd-CndRlf | WtrCldCentChlr-NoFric-2Cmp-lt150tons-0.695kwpton-0.44IPLV-VarSpd-CndRlf | WtrCldCentChlr-NoFric-2Cmp-lt150tons-0.591kwpton-0.374IPLV-VarSpd-CndRlf | Available |  | 0 | 0 | June 2017 DEER Update | ErRobNc |  | HVAC-Chlr |  | None | 2017-01-01 | 2019-12-31 | NotInEA |  |  |  |  | Standard |  | 1 | 1 | 0 | Deemed Ex Ante Team |  |  |  | Updated to indicate claim/filing status
1722 | NE-HVAC-Chlr-WtrCldCentChlr-NoFric-2Cmp-lt150tons-0.626kwpton-0.396IPLV-VarSpd-CndRlf | Water Cooled Centrifugal Chiller w/2 frictionless VSD compressors and condenser relief (< 150 tons, 0.626 Max kW/ton, 0.396 Max IPLV) | DEER2017 | D17 v2 | 2020-11-24 16:30 | NE-HVAC-Chlr-WtrCldCentChlr-NoFric-2Cmp-AllSizes-VarSpd-dkWton | DEER | Scaled | Delta | 0.0695 | 0.0695 | None |  | 0 |  | 0 | Com | Any | HVAC | SpaceCool | Chiller | WtrCldCentChlr |  | HVAC-Chlr | Water Cooled Centrifugal Chiller w/2 frictionless VSD compressors and condenser relief (< 150 tons, 0.695 kW/ton, 0.44 IPLV) | Water Cooled Centrifugal Chiller w/2 frictionless VSD compressors and condenser relief (< 150 tons, 0.695 kW/ton, 0.44 IPLV) | Water Cooled Centrifugal Chiller w/2 frictionless VSD compressors and condenser relief (< 150 tons, 0.626 kW/ton, 0.396 IPLV) | WtrCldCentChlr-NoFric-2Cmp-lt150tons-0.695kwpton-0.44IPLV-VarSpd-CndRlf | WtrCldCentChlr-NoFric-2Cmp-lt150tons-0.695kwpton-0.44IPLV-VarSpd-CndRlf | WtrCldCentChlr-NoFric-2Cmp-lt150tons-0.626kwpton-0.396IPLV-VarSpd-CndRlf | Available |  | 0 | 0 | June 2017 DEER Update | ErRobNc |  | HVAC-Chlr |  | None | 2017-01-01 | 2019-12-31 | NotInEA |  |  |  |  | Standard |  | 1 | 1 | 0 | Deemed Ex Ante Team |  |  |  | Updated to indicate claim/filing status
1722 | NE-HVAC-Chlr-WtrCldScrewChlr-150to299tons-0.561kwpton-0.459IPLV | Water Cooled Constant Speed Screw Chiller (150 to 299 tons, 0.561 Max kW/ton, 0.459 Max IPLV) | DEER2017 | D17 v2 | 2020-11-24 16:30 | NE-HVAC-Chlr-WtrCldScrewChlr-1Cmp-150to299tons-0.561kwpton | DEER | Standard | None | 0 | 0 | None |  | 0 |  | 0 | Com | Any | HVAC | SpaceCool | Chiller | WtrCldScrewChlr |  | HVAC-Chlr | Water cooled constant speed screw chillers, efficiency based on vintage | Water Cooled Constant Speed Screw Chiller (150 to 299 tons, 0.66 kW/ton, 0.54 IPLV) | Water Cooled Constant Speed Screw Chiller (150 to 299 tons, 0.561 kW/ton, 0.459 IPLV) |  | WtrCldScrewChlr-150to299tons-0.66kwpton-0.54IPLV | WtrCldScrewChlr-150to299tons-0.561kwpton-0.459IPLV | Available |  | 0 | 0 | June 2017 DEER Update | ErRobNc |  | HVAC-Chlr |  | None | 2017-01-01 | 2019-12-31 | NotInEA |  |  |  |  | Standard |  | 1 | 1 | 0 | Deemed Ex Ante Team |  |  |  | Updated to indicate claim/filing status
1722 | NE-HVAC-Chlr-WtrCldScrewChlr-150to299tons-0.578kwpton-0.374IPLV-VarSpd | Water Cooled Variable Speed Screw Chiller (150 to 299 tons, 0.578 Max kW/ton, 0.374 Max IPLV) | DEER2017 | D17 v2 | 2020-11-24 16:30 | NE-HVAC-Chlr-WtrCldScrewChlr-1Cmp-AllSizes-VarSpd-dkWton | DEER | Scaled | Delta | 0.102 | 0.102 | None |  | 0 |  | 0 | Com | Any | HVAC | SpaceCool | Chiller | WtrCldScrewChlr |  | HVAC-Chlr | Water Cooled Variable Speed Screw Chiller (150 to 299 tons, 0.68 kW/ton, 0.44 IPLV) | Water Cooled Variable Speed Screw Chiller (150 to 299 tons, 0.68 kW/ton, 0.44 IPLV) | Water Cooled Variable Speed Screw Chiller (150 to 299 tons, 0.578 kW/ton, 0.374 IPLV) | WtrCldScrewChlr-150to299tons-0.68kwpton-0.44IPLV-VarSpd | WtrCldScrewChlr-150to299tons-0.68kwpton-0.44IPLV-VarSpd | WtrCldScrewChlr-150to299tons-0.578kwpton-0.374IPLV-VarSpd | Available |  | 0 | 0 | June 2017 DEER Update | ErRobNc |  | HVAC-Chlr |  | None | 2017-01-01 | 2019-12-31 | NotInEA |  |  |  |  | Standard |  | 1 | 1 | 0 | Deemed Ex Ante Team |  |  |  | Updated to indicate claim/filing status
1722 | NE-HVAC-Chlr-WtrCldScrewChlr-150to299tons-0.594kwpton-0.486IPLV | Water Cooled Constant Speed Screw Chiller (150 to 299 tons, 0.594 Max kW/ton, 0.486 Max IPLV) | DEER2017 | D17 v2 | 2020-11-24 16:30 | NE-HVAC-Chlr-WtrCldScrewChlr-1Cmp-150to299tons-0.594kwpton | DEER | Standard | None | 0 | 0 | None |  | 0 |  | 0 | Com | Any | HVAC | SpaceCool | Chiller | WtrCldScrewChlr |  | HVAC-Chlr | Water cooled constant speed screw chillers, efficiency based on vintage | Water Cooled Constant Speed Screw Chiller (150 to 299 tons, 0.66 kW/ton, 0.54 IPLV) | Water Cooled Constant Speed Screw Chiller (150 to 299 tons, 0.594 kW/ton, 0.486 IPLV) |  | WtrCldScrewChlr-150to299tons-0.66kwpton-0.54IPLV | WtrCldScrewChlr-150to299tons-0.594kwpton-0.486IPLV | Available |  | 0 | 0 | June 2017 DEER Update | ErRobNc |  | HVAC-Chlr |  | None | 2017-01-01 | 2019-12-31 | NotInEA |  |  |  |  | Standard |  | 1 | 1 | 0 | Deemed Ex Ante Team |  |  |  | Updated to indicate claim/filing status
1722 | NE-HVAC-Chlr-WtrCldScrewChlr-150to299tons-0.612kwpton-0.396IPLV-VarSpd | Water Cooled Variable Speed Screw Chiller (150 to 299 tons, 0.612 Max kW/ton, 0.396 Max IPLV) | DEER2017 | D17 v2 | 2020-11-24 16:30 | NE-HVAC-Chlr-WtrCldScrewChlr-1Cmp-AllSizes-VarSpd-dkWton | DEER | Scaled | Delta | 0.068 | 0.068 | None |  | 0 |  | 0 | Com | Any | HVAC | SpaceCool | Chiller | WtrCldScrewChlr |  | HVAC-Chlr | Water Cooled Variable Speed Screw Chiller (150 to 299 tons, 0.68 kW/ton, 0.44 IPLV) | Water Cooled Variable Speed Screw Chiller (150 to 299 tons, 0.68 kW/ton, 0.44 IPLV) | Water Cooled Variable Speed Screw Chiller (150 to 299 tons, 0.612 kW/ton, 0.396 IPLV) | WtrCldScrewChlr-150to299tons-0.68kwpton-0.44IPLV-VarSpd | WtrCldScrewChlr-150to299tons-0.68kwpton-0.44IPLV-VarSpd | WtrCldScrewChlr-150to299tons-0.612kwpton-0.396IPLV-VarSpd | Available |  | 0 | 0 | June 2017 DEER Update | ErRobNc |  | HVAC-Chlr |  | None | 2017-01-01 | 2019-12-31 | NotInEA |  |  |  |  | Standard |  | 1 | 1 | 0 | Deemed Ex Ante Team |  |  |  | Updated to indicate claim/filing status
1722 | NE-HVAC-Chlr-WtrCldScrewChlr-300to599tons-0.519kwpton-0.442IPLV | Water Cooled Constant Speed Screw Chiller (300 to 599 tons, 0.519 Max kW/ton, 0.442 Max IPLV) | DEER2017 | D17 v2 | 2020-11-24 16:30 | NE-HVAC-Chlr-WtrCldScrewChlr-1Cmp-300to599tons-0.519kwpton | DEER | Standard | None | 0 | 0 | None |  | 0 |  | 0 | Com | Any | HVAC | SpaceCool | Chiller | WtrCldScrewChlr |  | HVAC-Chlr | Water cooled constant speed screw chillers, efficiency based on vintage | Water Cooled Constant Speed Screw Chiller (300 to 599 tons, 0.61 kW/ton, 0.52 IPLV) | Water Cooled Constant Speed Screw Chiller (300 to 599 tons, 0.519 kW/ton, 0.442 IPLV) |  | WtrCldScrewChlr-300to599tons-0.61kwpton-0.52IPLV | WtrCldScrewChlr-300to599tons-0.519kwpton-0.442IPLV | Available |  | 0 | 0 | June 2017 DEER Update | ErRobNc |  | HVAC-Chlr |  | None | 2017-01-01 | 2019-12-31 | NotInEA |  |  |  |  | Standard |  | 1 | 1 | 0 | Deemed Ex Ante Team |  |  |  | Updated to indicate claim/filing status
1722 | NE-HVAC-Chlr-WtrCldScrewChlr-300to599tons-0.531kwpton-0.349IPLV-VarSpd | Water Cooled Variable Speed Screw Chiller (300 to 599 tons, 0.531 Max kW/ton, 0.349 Max IPLV) | DEER2017 | D17 v2 | 2020-11-24 16:30 | NE-HVAC-Chlr-WtrCldScrewChlr-1Cmp-AllSizes-VarSpd-dkWton | DEER | Scaled | Delta | 0.09375 | 0.09375 | None |  | 0 |  | 0 | Com | Any | HVAC | SpaceCool | Chiller | WtrCldScrewChlr |  | HVAC-Chlr | Water Cooled Variable Speed Screw Chiller (300 to 599 tons, 0.625 kW/ton, 0.41 IPLV) | Water Cooled Variable Speed Screw Chiller (300 to 599 tons, 0.625 kW/ton, 0.41 IPLV) | Water Cooled Variable Speed Screw Chiller (300 to 599 tons, 0.531 kW/ton, 0.349 IPLV) | WtrCldScrewChlr-300to599tons-0.625kwpton-0.41IPLV-VarSpd | WtrCldScrewChlr-300to599tons-0.625kwpton-0.41IPLV-VarSpd | WtrCldScrewChlr-300to599tons-0.531kwpton-0.349IPLV-VarSpd | Available |  | 0 | 0 | June 2017 DEER Update | ErRobNc |  | HVAC-Chlr |  | None | 2017-01-01 | 2019-12-31 | NotInEA |  |  |  |  | Standard |  | 1 | 1 | 0 | Deemed Ex Ante Team |  |  |  | Updated to indicate claim/filing status
1722 | NE-HVAC-Chlr-WtrCldScrewChlr-300to599tons-0.549kwpton-0.468IPLV | Water Cooled Constant Speed Screw Chiller (300 to 599 tons, 0.549 Max kW/ton, 0.468 Max IPLV) | DEER2017 | D17 v2 | 2020-11-24 16:30 | NE-HVAC-Chlr-WtrCldScrewChlr-1Cmp-300to599tons-0.549kwpton | DEER | Standard | None | 0 | 0 | None |  | 0 |  | 0 | Com | Any | HVAC | SpaceCool | Chiller | WtrCldScrewChlr |  | HVAC-Chlr | Water cooled constant speed screw chillers, efficiency based on vintage | Water Cooled Constant Speed Screw Chiller (300 to 599 tons, 0.61 kW/ton, 0.52 IPLV) | Water Cooled Constant Speed Screw Chiller (300 to 599 tons, 0.549 kW/ton, 0.468 IPLV) |  | WtrCldScrewChlr-300to599tons-0.61kwpton-0.52IPLV | WtrCldScrewChlr-300to599tons-0.549kwpton-0.468IPLV | Available |  | 0 | 0 | June 2017 DEER Update | ErRobNc |  | HVAC-Chlr |  | None | 2017-01-01 | 2019-12-31 | NotInEA |  |  |  |  | Standard |  | 1 | 1 | 0 | Deemed Ex Ante Team |  |  |  | Updated to indicate claim/filing status
1722 | NE-HVAC-Chlr-WtrCldScrewChlr-300to599tons-0.563kwpton-0.369IPLV-VarSpd | Water Cooled Variable Speed Screw Chiller (300 to 599 tons, 0.563 Max kW/ton, 0.369 Max IPLV) | DEER2017 | D17 v2 | 2020-11-24 16:30 | NE-HVAC-Chlr-WtrCldScrewChlr-1Cmp-AllSizes-VarSpd-dkWton | DEER | Scaled | Delta | 0.0625 | 0.0625 | None |  | 0 |  | 0 | Com | Any | HVAC | SpaceCool | Chiller | WtrCldScrewChlr |  | HVAC-Chlr | Water Cooled Variable Speed Screw Chiller (300 to 599 tons, 0.625 kW/ton, 0.41 IPLV) | Water Cooled Variable Speed Screw Chiller (300 to 599 tons, 0.625 kW/ton, 0.41 IPLV) | Water Cooled Variable Speed Screw Chiller (300 to 599 tons, 0.563 kW/ton, 0.369 IPLV) | WtrCldScrewChlr-300to599tons-0.625kwpton-0.41IPLV-VarSpd | WtrCldScrewChlr-300to599tons-0.625kwpton-0.41IPLV-VarSpd | WtrCldScrewChlr-300to599tons-0.563kwpton-0.369IPLV-VarSpd | Available |  | 0 | 0 | June 2017 DEER Update | ErRobNc |  | HVAC-Chlr |  | None | 2017-01-01 | 2019-12-31 | NotInEA |  |  |  |  | Standard |  | 1 | 1 | 0 | Deemed Ex Ante Team |  |  |  | Updated to indicate claim/filing status
1722 | NE-HVAC-Chlr-WtrCldScrewChlr-75to149tons-0.612kwpton-0.476IPLV | Water Cooled Constant Speed Screw Chiller (75 to 149 tons, 0.612 Max kW/ton, 0.476 Max IPLV) | DEER2017 | D17 v2 | 2020-11-24 16:30 | NE-HVAC-Chlr-WtrCldScrewChlr-1Cmp-75to149tons-0.612kwpton | DEER | Standard | None | 0 | 0 | None |  | 0 |  | 0 | Com | Any | HVAC | SpaceCool | Chiller | WtrCldScrewChlr |  | HVAC-Chlr | Water cooled constant speed screw chillers, efficiency based on vintage | Water Cooled Constant Speed Screw Chiller (75 to 149 tons, 0.72 kW/ton, 0.56 IPLV) | Water Cooled Constant Speed Screw Chiller (75 to 149 tons, 0.612 kW/ton, 0.476 IPLV) |  | WtrCldScrewChlr-75to149tons-0.72kwpton-0.56IPLV | WtrCldScrewChlr-75to149tons-0.612kwpton-0.476IPLV | Available |  | 0 | 0 | June 2017 DEER Update | ErRobNc |  | HVAC-Chlr |  | None | 2017-01-01 | 2019-12-31 | NotInEA |  |  |  |  | Standard |  | 1 | 1 | 0 | Deemed Ex Ante Team |  |  |  | Updated to indicate claim/filing status
1722 | NE-HVAC-Chlr-WtrCldScrewChlr-75to149tons-0.638kwpton-0.417IPLV-VarSpd | Water Cooled Variable Speed Screw Chiller (75 to 149 tons, 0.638 Max kW/ton, 0.417 Max IPLV) | DEER2017 | D17 v2 | 2020-11-24 16:30 | NE-HVAC-Chlr-WtrCldScrewChlr-1Cmp-AllSizes-VarSpd-dkWton | DEER | Scaled | Delta | 0.1125 | 0.1125 | None |  | 0 |  | 0 | Com | Any | HVAC | SpaceCool | Chiller | WtrCldScrewChlr |  | HVAC-Chlr | Water Cooled Variable Speed Screw Chiller (75 to 149 tons, 0.75 kW/ton, 0.49 IPLV) | Water Cooled Variable Speed Screw Chiller (75 to 149 tons, 0.75 kW/ton, 0.49 IPLV) | Water Cooled Variable Speed Screw Chiller (75 to 149 tons, 0.638 kW/ton, 0.417 IPLV) | WtrCldScrewChlr-75to149tons-0.75kwpton-0.49IPLV-VarSpd | WtrCldScrewChlr-75to149tons-0.75kwpton-0.49IPLV-VarSpd | WtrCldScrewChlr-75to149tons-0.638kwpton-0.417IPLV-VarSpd | Available |  | 0 | 0 | June 2017 DEER Update | ErRobNc |  | HVAC-Chlr |  | None | 2017-01-01 | 2019-12-31 | NotInEA |  |  |  |  | Standard |  | 1 | 1 | 0 | Deemed Ex Ante Team |  |  |  | Updated to indicate claim/filing status
1722 | NE-HVAC-Chlr-WtrCldScrewChlr-75to149tons-0.648kwpton-0.504IPLV | Water Cooled Constant Speed Screw Chiller (75 to 149 tons, 0.648 Max kW/ton, 0.504 Max IPLV) | DEER2017 | D17 v2 | 2020-11-24 16:30 | NE-HVAC-Chlr-WtrCldScrewChlr-1Cmp-75to149tons-0.648kwpton | DEER | Standard | None | 0 | 0 | None |  | 0 |  | 0 | Com | Any | HVAC | SpaceCool | Chiller | WtrCldScrewChlr |  | HVAC-Chlr | Water cooled constant speed screw chillers, efficiency based on vintage | Water Cooled Constant Speed Screw Chiller (75 to 149 tons, 0.72 kW/ton, 0.56 IPLV) | Water Cooled Constant Speed Screw Chiller (75 to 149 tons, 0.648 kW/ton, 0.504 IPLV) |  | WtrCldScrewChlr-75to149tons-0.72kwpton-0.56IPLV | WtrCldScrewChlr-75to149tons-0.648kwpton-0.504IPLV | Available |  | 0 | 0 | June 2017 DEER Update | ErRobNc |  | HVAC-Chlr |  | None | 2017-01-01 | 2019-12-31 | NotInEA |  |  |  |  | Standard |  | 1 | 1 | 0 | Deemed Ex Ante Team |  |  |  | Updated to indicate claim/filing status
1722 | NE-HVAC-Chlr-WtrCldScrewChlr-75to149tons-0.675kwpton-0.441IPLV-VarSpd | Water Cooled Variable Speed Screw Chiller (75 to 149 tons, 0.675 Max kW/ton, 0.441 Max IPLV) | DEER2017 | D17 v2 | 2020-11-24 16:30 | NE-HVAC-Chlr-WtrCldScrewChlr-1Cmp-AllSizes-VarSpd-dkWton | DEER | Scaled | Delta | 0.075 | 0.075 | None |  | 0 |  | 0 | Com | Any | HVAC | SpaceCool | Chiller | WtrCldScrewChlr |  | HVAC-Chlr | Water Cooled Variable Speed Screw Chiller (75 to 149 tons, 0.75 kW/ton, 0.49 IPLV) | Water Cooled Variable Speed Screw Chiller (75 to 149 tons, 0.75 kW/ton, 0.49 IPLV) | Water Cooled Variable Speed Screw Chiller (75 to 149 tons, 0.675 kW/ton, 0.441 IPLV) | WtrCldScrewChlr-75to149tons-0.75kwpton-0.49IPLV-VarSpd | WtrCldScrewChlr-75to149tons-0.75kwpton-0.49IPLV-VarSpd | WtrCldScrewChlr-75to149tons-0.675kwpton-0.441IPLV-VarSpd | Available |  | 0 | 0 | June 2017 DEER Update | ErRobNc |  | HVAC-Chlr |  | None | 2017-01-01 | 2019-12-31 | NotInEA |  |  |  |  | Standard |  | 1 | 1 | 0 | Deemed Ex Ante Team |  |  |  | Updated to indicate claim/filing status
1722 | NE-HVAC-Chlr-WtrCldScrewChlr-AllSizes-0.42kwpton-0.279IPLV-VarSpd | Water Cooled Variable Speed Screw Chiller w/1 Compressor (All Capacities, scaled measure based on d-kW/ton) | DEER2017 | D17 v2 | 2020-11-24 16:30 | NE-HVAC-Chlr-WtrCldScrewChlr-1Cmp-AllSizes-VarSpd-dkWton | DEER | Standard | None | 0 | 0 | None |  | 0 |  | 0 | Com | Any | HVAC | SpaceCool | Chiller | WtrCldScrewChlr |  | HVAC-Chlr | Water Cooled Variable Speed Screw Chiller (All Capacities, 0.695 kW/ton, 0.462 IPLV) | Water Cooled Variable Speed Screw Chiller (All Capacities, 0.695 kW/ton, 0.462 IPLV) | Water Cooled Variable Speed Screw Chiller (All Capacities, 0.42 kW/ton, 0.279 IPLV) | WtrCldScrewChlr-AllSizes-0.695kwpton-0.462IPLV-VarSpd | WtrCldScrewChlr-AllSizes-0.695kwpton-0.462IPLV-VarSpd | WtrCldScrewChlr-AllSizes-0.42kwpton-0.279IPLV-VarSpd | Available |  | 0 | 0 | June 2017 DEER Update | ErRobNc |  | HVAC-Chlr |  | None | 2017-01-01 | 2019-12-31 | NotInEA |  |  |  |  | Basis |  | 1 | 1 | 0 | Deemed Ex Ante Team |  |  |  | Updated to indicate claim/filing status
1722 | NE-HVAC-Chlr-WtrCldScrewChlr-gte600tons-0.476kwpton-0.425IPLV | Water Cooled Constant Speed Screw Chiller (>= 600 tons, 0.476 Max kW/ton, 0.425 Max IPLV) | DEER2017 | D17 v2 | 2020-11-24 16:30 | NE-HVAC-Chlr-WtrCldScrewChlr-1Cmp-gte600tons-0.476kwpton | DEER | Standard | None | 0 | 0 | None |  | 0 |  | 0 | Com | Any | HVAC | SpaceCool | Chiller | WtrCldScrewChlr |  | HVAC-Chlr | Water cooled constant speed screw chillers, efficiency based on vintage | Water Cooled Constant Speed Screw Chiller (>= 600 tons, 0.56 kW/ton, 0.5 IPLV) | Water Cooled Constant Speed Screw Chiller (>= 600 tons, 0.476 kW/ton, 0.425 IPLV) |  | WtrCldScrewChlr-gte600tons-0.56kwpton-0.5IPLV | WtrCldScrewChlr-gte600tons-0.476kwpton-0.425IPLV | Available |  | 0 | 0 | June 2017 DEER Update | ErRobNc |  | HVAC-Chlr |  | None | 2017-01-01 | 2019-12-31 | NotInEA |  |  |  |  | Standard |  | 1 | 1 | 0 | Deemed Ex Ante Team |  |  |  | Updated to indicate claim/filing status
1722 | NE-HVAC-Chlr-WtrCldScrewChlr-gte600tons-0.497kwpton-0.323IPLV-VarSpd | Water Cooled Variable Speed Screw Chiller (>= 600 tons, 0.497 Max kW/ton, 0.323 Max IPLV) | DEER2017 | D17 v2 | 2020-11-24 16:30 | NE-HVAC-Chlr-WtrCldScrewChlr-1Cmp-AllSizes-VarSpd-dkWton | DEER | Scaled | Delta | 0.08775 | 0.08775 | None |  | 0 |  | 0 | Com | Any | HVAC | SpaceCool | Chiller | WtrCldScrewChlr |  | HVAC-Chlr | Water Cooled Variable Speed Screw Chiller (>= 600 tons, 0.585 kW/ton, 0.38 IPLV) | Water Cooled Variable Speed Screw Chiller (>= 600 tons, 0.585 kW/ton, 0.38 IPLV) | Water Cooled Variable Speed Screw Chiller (>= 600 tons, 0.497 kW/ton, 0.323 IPLV) | WtrCldScrewChlr-gte600tons-0.585kwpton-0.38IPLV-VarSpd | WtrCldScrewChlr-gte600tons-0.585kwpton-0.38IPLV-VarSpd | WtrCldScrewChlr-gte600tons-0.497kwpton-0.323IPLV-VarSpd | Available |  | 0 | 0 | June 2017 DEER Update | ErRobNc |  | HVAC-Chlr |  | None | 2017-01-01 | 2019-12-31 | NotInEA |  |  |  |  | Standard |  | 1 | 1 | 0 | Deemed Ex Ante Team |  |  |  | Updated to indicate claim/filing status
1722 | NE-HVAC-Chlr-WtrCldScrewChlr-gte600tons-0.504kwpton-0.45IPLV | Water Cooled Constant Speed Screw Chiller (>= 600 tons, 0.504 Max kW/ton, 0.45 Max IPLV) | DEER2017 | D17 v2 | 2020-11-24 16:30 | NE-HVAC-Chlr-WtrCldScrewChlr-1Cmp-gte600tons-0.504kwpton | DEER | Standard | None | 0 | 0 | None |  | 0 |  | 0 | Com | Any | HVAC | SpaceCool | Chiller | WtrCldScrewChlr |  | HVAC-Chlr | Water cooled constant speed screw chillers, efficiency based on vintage | Water Cooled Constant Speed Screw Chiller (>= 600 tons, 0.56 kW/ton, 0.5 IPLV) | Water Cooled Constant Speed Screw Chiller (>= 600 tons, 0.504 kW/ton, 0.45 IPLV) |  | WtrCldScrewChlr-gte600tons-0.56kwpton-0.5IPLV | WtrCldScrewChlr-gte600tons-0.504kwpton-0.45IPLV | Available |  | 0 | 0 | June 2017 DEER Update | ErRobNc |  | HVAC-Chlr |  | None | 2017-01-01 | 2019-12-31 | NotInEA |  |  |  |  | Standard |  | 1 | 1 | 0 | Deemed Ex Ante Team |  |  |  | Updated to indicate claim/filing status
1722 | NE-HVAC-Chlr-WtrCldScrewChlr-gte600tons-0.527kwpton-0.342IPLV-VarSpd | Water Cooled Variable Speed Screw Chiller (>= 600 tons, 0.527 Max kW/ton, 0.342 Max IPLV) | DEER2017 | D17 v2 | 2020-11-24 16:30 | NE-HVAC-Chlr-WtrCldScrewChlr-1Cmp-AllSizes-VarSpd-dkWton | DEER | Scaled | Delta | 0.0585 | 0.0585 | None |  | 0 |  | 0 | Com | Any | HVAC | SpaceCool | Chiller | WtrCldScrewChlr |  | HVAC-Chlr | Water Cooled Variable Speed Screw Chiller (>= 600 tons, 0.585 kW/ton, 0.38 IPLV) | Water Cooled Variable Speed Screw Chiller (>= 600 tons, 0.585 kW/ton, 0.38 IPLV) | Water Cooled Variable Speed Screw Chiller (>= 600 tons, 0.527 kW/ton, 0.342 IPLV) | WtrCldScrewChlr-gte600tons-0.585kwpton-0.38IPLV-VarSpd | WtrCldScrewChlr-gte600tons-0.585kwpton-0.38IPLV-VarSpd | WtrCldScrewChlr-gte600tons-0.527kwpton-0.342IPLV-VarSpd | Available |  | 0 | 0 | June 2017 DEER Update | ErRobNc |  | HVAC-Chlr |  | None | 2017-01-01 | 2019-12-31 | NotInEA |  |  |  |  | Standard |  | 1 | 1 | 0 | Deemed Ex Ante Team |  |  |  | Updated to indicate claim/filing status
1722 | NE-HVAC-Chlr-WtrCldScrewChlr-lt75tons-0.638kwpton-0.51IPLV | Water Cooled Constant Speed Screw Chiller (< 75 tons, 0.638 Max kW/ton, 0.51 Max IPLV) | DEER2017 | D17 v2 | 2020-11-24 16:30 | NE-HVAC-Chlr-WtrCldScrewChlr-1Cmp-lt75tons-0.638kwpton | DEER | Standard | None | 0 | 0 | None |  | 0 |  | 0 | Com | Any | HVAC | SpaceCool | Chiller | WtrCldScrewChlr |  | HVAC-Chlr | Water cooled constant speed screw chillers, efficiency based on vintage | Water Cooled Constant Speed Screw Chiller (< 75 tons, 0.75 kW/ton, 0.6 IPLV) | Water Cooled Constant Speed Screw Chiller (< 75 tons, 0.638 kW/ton, 0.51 IPLV) |  | WtrCldScrewChlr-lt75tons-0.75kwpton-0.6IPLV | WtrCldScrewChlr-lt75tons-0.638kwpton-0.51IPLV | Available |  | 0 | 0 | June 2017 DEER Update | ErRobNc |  | HVAC-Chlr |  | None | 2017-01-01 | 2019-12-31 | NotInEA |  |  |  |  | Standard |  | 1 | 1 | 0 | Deemed Ex Ante Team |  |  |  | Updated to indicate claim/filing status
1722 | NE-HVAC-Chlr-WtrCldScrewChlr-lt75tons-0.663kwpton-0.425IPLV-VarSpd | Water Cooled Variable Speed Screw Chiller (< 75 tons, 0.663 Max kW/ton, 0.425 Max IPLV) | DEER2017 | D17 v2 | 2020-11-24 16:30 | NE-HVAC-Chlr-WtrCldScrewChlr-1Cmp-AllSizes-VarSpd-dkWton | DEER | Scaled | Delta | 0.117 | 0.117 | None |  | 0 |  | 0 | Com | Any | HVAC | SpaceCool | Chiller | WtrCldScrewChlr |  | HVAC-Chlr | Water Cooled Variable Speed Screw Chiller (< 75 tons, 0.78 kW/ton, 0.5 IPLV) | Water Cooled Variable Speed Screw Chiller (< 75 tons, 0.78 kW/ton, 0.5 IPLV) | Water Cooled Variable Speed Screw Chiller (< 75 tons, 0.663 kW/ton, 0.425 IPLV) | WtrCldScrewChlr-lt75tons-0.78kwpton-0.5IPLV-VarSpd | WtrCldScrewChlr-lt75tons-0.78kwpton-0.5IPLV-VarSpd | WtrCldScrewChlr-lt75tons-0.663kwpton-0.425IPLV-VarSpd | Available |  | 0 | 0 | June 2017 DEER Update | ErRobNc |  | HVAC-Chlr |  | None | 2017-01-01 | 2019-12-31 | NotInEA |  |  |  |  | Standard |  | 1 | 1 | 0 | Deemed Ex Ante Team |  |  |  | Updated to indicate claim/filing status
1722 | NE-HVAC-Chlr-WtrCldScrewChlr-lt75tons-0.675kwpton-0.54IPLV | Water Cooled Constant Speed Screw Chiller (< 75 tons, 0.675 Max kW/ton, 0.54 Max IPLV) | DEER2017 | D17 v2 | 2020-11-24 16:30 | NE-HVAC-Chlr-WtrCldScrewChlr-1Cmp-lt75tons-0.675kwpton | DEER | Standard | None | 0 | 0 | None |  | 0 |  | 0 | Com | Any | HVAC | SpaceCool | Chiller | WtrCldScrewChlr |  | HVAC-Chlr | Water cooled constant speed screw chillers, efficiency based on vintage | Water Cooled Constant Speed Screw Chiller (< 75 tons, 0.75 kW/ton, 0.6 IPLV) | Water Cooled Constant Speed Screw Chiller (< 75 tons, 0.675 kW/ton, 0.54 IPLV) |  | WtrCldScrewChlr-lt75tons-0.75kwpton-0.6IPLV | WtrCldScrewChlr-lt75tons-0.675kwpton-0.54IPLV | Available |  | 0 | 0 | June 2017 DEER Update | ErRobNc |  | HVAC-Chlr |  | None | 2017-01-01 | 2019-12-31 | NotInEA |  |  |  |  | Standard |  | 1 | 1 | 0 | Deemed Ex Ante Team |  |  |  | Updated to indicate claim/filing status
1722 | NE-HVAC-Chlr-WtrCldScrewChlr-lt75tons-0.702kwpton-0.45IPLV-VarSpd | Water Cooled Variable Speed Screw Chiller (< 75 tons, 0.702 Max kW/ton, 0.45 Max IPLV) | DEER2017 | D17 v2 | 2020-11-24 16:30 | NE-HVAC-Chlr-WtrCldScrewChlr-1Cmp-AllSizes-VarSpd-dkWton | DEER | Scaled | Delta | 0.078 | 0.078 | None |  | 0 |  | 0 | Com | Any | HVAC | SpaceCool | Chiller | WtrCldScrewChlr |  | HVAC-Chlr | Water Cooled Variable Speed Screw Chiller (< 75 tons, 0.78 kW/ton, 0.5 IPLV) | Water Cooled Variable Speed Screw Chiller (< 75 tons, 0.78 kW/ton, 0.5 IPLV) | Water Cooled Variable Speed Screw Chiller (< 75 tons, 0.702 kW/ton, 0.45 IPLV) | WtrCldScrewChlr-lt75tons-0.78kwpton-0.5IPLV-VarSpd | WtrCldScrewChlr-lt75tons-0.78kwpton-0.5IPLV-VarSpd | WtrCldScrewChlr-lt75tons-0.702kwpton-0.45IPLV-VarSpd | Available |  | 0 | 0 | June 2017 DEER Update | ErRobNc |  | HVAC-Chlr |  | None | 2017-01-01 | 2019-12-31 | NotInEA |  |  |  |  | Standard |  | 1 | 1 | 0 | Deemed Ex Ante Team |  |  |  | Updated to indicate claim/filing status
1722 | RB-Appl-EffCW-med-ElecDHW-GasCDryer-Tier2-Front | Clothes washer, Front loading, Elec DHW, GasDryer, Tier2, IMEF = 2.74 to < 2.92, IWF <= 3.2 | DEER2017 | D17 v3 | 2020-11-24 16:30 | Appl-CW-Front-ElecDHW-GasDry-Tier2 | DEER | Standard | None | 0 | 0 | None |  | 0 |  | 0 | Res | Any | AppPlug | Laundry | Clean_equip | ClothesWash |  | Appl-EffCW | Clothes washer, Front loading, Elec DHW, GasDryer, Standard, IMEF =1.79, IWF < 4.8 | Clothes washer, Front loading, Elec DHW, GasDryer, Standard, IMEF =1.84, IWF < 4.7 | Clothes washer, Front loading, Elec DHW, GasDryer, Tier2, IMEF = 2.74, IWF <= 3.2 |  |  |  | Available |  | 0 | 0 | June 2017 DEER Update | RobNc |  | Appl-EffCW |  | None | 2016-01-01 | 2019-12-31 | InEA_mod |  |  |  |  | Component | Measure updated for DEER June 2017 Update including Baseline Adjustment; Measure expired due to DEER2020 update | 1 | 1 | 0 | Deemed Ex Ante Team |  | Measure updated for DEER June 2017 Update including Baseline Adjustment; Measure expired due to DEER2020 update |  | Updated to indicate claim/filing status
1722 | R-OutCmn-LED-A19(EISA-Bin-40w-100LPW)-dWP1p1 | LED A Lamp replaces pre-existing standard lighting Wattage based on EISA bin and LPW | DEER2017 | Disposition | 2020-11-24 16:30 | Res-Oltg-Cmn-dWatt-CFL | NonDEER | Scaled | DeltaWatts | 1.1 | 1.1 | None |  | 0 |  | 0 | Res | Any | Lighting | OutCommon | Ltg_Lamp | LED_lamp |  | OLtg-Res-LED-20000hr-Cmn | LED A19 Basecase, 75% LED, 25% CFL | LED A19 Basecase, 75% LED, 25% CFL | LED Lamp: A19, EISA Bin 40, 100 LPW |  |  |  | Available |  | 0 | 0 | DEER2020 Update: 2018Phase1ScrewInLampDisposition | RobNc |  |  |  |  | 2018-07-01 | 2018-12-31 | NotInEA |  |  |  |  | Standard | Measures expire 12/31/2018. HOU revised based on DEER revision for NRes outdoor lighting with motion sensors | 1 | 1 | 0 | Deemed Ex Ante Team |  | Measures expire 12/31/2018. HOU revised based on DEER revision for NRes outdoor lighting with motion sensors |  | Updated to indicate claim/filing status
1723 | RB-Appl-EffCW-med-ElecDHW-GasCDryer-Tier3-Front | Clothes washer, Front loading, Elec DHW, GasDryer, Tier3, IMEF >= 2.92, IWF <= 3.2 | DEER2017 | D17 v3 | 2020-11-24 16:30 | Appl-CW-Front-ElecDHW-GasDry-Tier3 | DEER | Standard | None | 0 | 0 | None |  | 0 |  | 0 | Res | Any | AppPlug | Laundry | Clean_equip | ClothesWash |  | Appl-EffCW | Clothes washer, Front loading, Elec DHW, GasDryer, Standard, IMEF =1.79, IWF < 4.8 | Clothes washer, Front loading, Elec DHW, GasDryer, Standard, IMEF =1.84, IWF < 4.7 | Clothes washer, Front loading, Elec DHW, GasDryer, Tier3, IMEF = 2.92, IWF <= 3.2 |  |  |  | Available |  | 0 | 0 | June 2017 DEER Update | RobNc |  | Appl-EffCW |  | None | 2016-01-01 | 2019-12-31 | InEA_mod |  |  |  |  | Component | Measure updated for DEER June 2017 Update including Baseline Adjustment; Measure expired due to DEER2020 update | 1 | 1 | 0 | Deemed Ex Ante Team |  | Measure updated for DEER June 2017 Update including Baseline Adjustment; Measure expired due to DEER2020 update |  | Updated to indicate claim/filing status
1723 | R-OutCmn-LED-A19(EISA-Bin-40w-80LPW)-dWP0p8 | LED A Lamp replaces pre-existing standard lighting Wattage based on EISA bin and LPW | DEER2017 | Disposition | 2020-11-24 16:30 | Res-Oltg-Cmn-dWatt-CFL | NonDEER | Scaled | DeltaWatts | 0.8 | 0.8 | None |  | 0 |  | 0 | Res | Any | Lighting | OutCommon | Ltg_Lamp | LED_lamp |  | OLtg-Res-LED-20000hr-Cmn | LED A19 Basecase, 75% LED, 25% CFL | LED A19 Basecase, 75% LED, 25% CFL | LED Lamp: A19, EISA Bin 40, 80 LPW |  |  |  | Available |  | 0 | 0 | DEER2020 Update: 2018Phase1ScrewInLampDisposition | RobNc |  |  |  |  | 2018-07-01 | 2018-12-31 | NotInEA |  |  |  |  | Standard | Measures expire 12/31/2018. HOU revised based on DEER revision for NRes outdoor lighting with motion sensors | 1 | 1 | 0 | Deemed Ex Ante Team |  | Measures expire 12/31/2018. HOU revised based on DEER revision for NRes outdoor lighting with motion sensors |  | Updated to indicate claim/filing status
1724 | RB-Appl-EffCW-med-GasDHW-ElecCDryer-Tier1-Front | Clothes washer, Front loading, Gas DHW, ElecDryer, Tier1, IMEF = 2.38 to < 2.74, IWF <= 3.7 | DEER2017 | D17 v3 | 2020-11-24 16:30 | Appl-CW-Front-GasDHW-ElecDry-Tier1 | DEER | Standard | None | 0 | 0 | None |  | 0 |  | 0 | Res | Any | AppPlug | Laundry | Clean_equip | ClothesWash |  | Appl-EffCW | Clothes washer, Front loading, Gas DHW, ElecDryer, Standard, IMEF =1.79, IWF < 4.8 | Clothes washer, Front loading, Gas DHW, ElecDryer, Standard, IMEF =1.84, IWF < 4.7 | Clothes washer, Front loading, Gas DHW, ElecDryer, Tier1, IMEF = 2.38, IWF <= 3.7 |  |  |  | Available |  | 0 | 0 | June 2017 DEER Update | RobNc |  | Appl-EffCW |  | None | 2016-01-01 | 2019-12-31 | InEA_mod |  |  |  |  | Component | Measure updated for DEER June 2017 Update including Baseline Adjustment; Measure expired due to DEER2020 update | 1 | 1 | 0 | Deemed Ex Ante Team |  | Measure updated for DEER June 2017 Update including Baseline Adjustment; Measure expired due to DEER2020 update |  | Updated to indicate claim/filing status
1724 | R-OutCmn-LED-A19(EISA-Bin-40w-90LPW)-dWP1p0 | LED A Lamp replaces pre-existing standard lighting Wattage based on EISA bin and LPW | DEER2017 | Disposition | 2020-11-24 16:30 | Res-Oltg-Cmn-dWatt-CFL | NonDEER | Scaled | DeltaWatts | 1 | 1 | None |  | 0 |  | 0 | Res | Any | Lighting | OutCommon | Ltg_Lamp | LED_lamp |  | OLtg-Res-LED-20000hr-Cmn | LED A19 Basecase, 75% LED, 25% CFL | LED A19 Basecase, 75% LED, 25% CFL | LED Lamp: A19, EISA Bin 40, 90 LPW |  |  |  | Available |  | 0 | 0 | DEER2020 Update: 2018Phase1ScrewInLampDisposition | RobNc |  |  |  |  | 2018-07-01 | 2018-12-31 | NotInEA |  |  |  |  | Standard | Measures expire 12/31/2018. HOU revised based on DEER revision for NRes outdoor lighting with motion sensors | 1 | 1 | 0 | Deemed Ex Ante Team |  | Measures expire 12/31/2018. HOU revised based on DEER revision for NRes outdoor lighting with motion sensors |  | Updated to indicate claim/filing status
1725 | RB-Appl-EffCW-med-GasDHW-ElecCDryer-Tier2-Front | Clothes washer, Front loading, Gas DHW, ElecDryer, Tier2, IMEF = 2.74 to < 2.92, IWF <= 3.2 | DEER2017 | D17 v3 | 2020-11-24 16:30 | Appl-CW-Front-GasDHW-ElecDry-Tier2 | DEER | Standard | None | 0 | 0 | None |  | 0 |  | 0 | Res | Any | AppPlug | Laundry | Clean_equip | ClothesWash |  | Appl-EffCW | Clothes washer, Front loading, Gas DHW, ElecDryer, Standard, IMEF =1.79, IWF < 4.8 | Clothes washer, Front loading, Gas DHW, ElecDryer, Standard, IMEF =1.84, IWF < 4.7 | Clothes washer, Front loading, Gas DHW, ElecDryer, Tier2, IMEF = 2.74, IWF <= 3.2 |  |  |  | Available |  | 0 | 0 | June 2017 DEER Update | RobNc |  | Appl-EffCW |  | None | 2016-01-01 | 2019-12-31 | InEA_mod |  |  |  |  | Component | Measure updated for DEER June 2017 Update including Baseline Adjustment; Measure expired due to DEER2020 update | 1 | 1 | 0 | Deemed Ex Ante Team |  | Measure updated for DEER June 2017 Update including Baseline Adjustment; Measure expired due to DEER2020 update |  | Updated to indicate claim/filing status
1726 | RB-Appl-EffCW-med-GasDHW-ElecCDryer-Tier3-Front | Clothes washer, Front loading, Gas DHW, ElecDryer, Tier3, IMEF >= 2.92, IWF <= 3.2 | DEER2017 | D17 v3 | 2020-11-24 16:30 | Appl-CW-Front-GasDHW-ElecDry-Tier3 | DEER | Standard | None | 0 | 0 | None |  | 0 |  | 0 | Res | Any | AppPlug | Laundry | Clean_equip | ClothesWash |  | Appl-EffCW | Clothes washer, Front loading, Gas DHW, ElecDryer, Standard, IMEF =1.79, IWF < 4.8 | Clothes washer, Front loading, Gas DHW, ElecDryer, Standard, IMEF =1.84, IWF < 4.7 | Clothes washer, Front loading, Gas DHW, ElecDryer, Tier3, IMEF = 2.92, IWF <= 3.2 |  |  |  | Available |  | 0 | 0 | June 2017 DEER Update | RobNc |  | Appl-EffCW |  | None | 2016-01-01 | 2019-12-31 | InEA_mod |  |  |  |  | Component | Measure updated for DEER June 2017 Update including Baseline Adjustment; Measure expired due to DEER2020 update | 1 | 1 | 0 | Deemed Ex Ante Team |  | Measure updated for DEER June 2017 Update including Baseline Adjustment; Measure expired due to DEER2020 update |  | Updated to indicate claim/filing status
1726 | R-OutCmn-LED-A19(EISA-Bin-60w-110LPW)-dWP1p5 | LED A Lamp replaces pre-existing standard lighting Wattage based on EISA bin and LPW | DEER2017 | Disposition | 2020-11-24 16:30 | Res-Oltg-Cmn-dWatt-CFL | NonDEER | Scaled | DeltaWatts | 1.5 | 1.5 | None |  | 0 |  | 0 | Res | Any | Lighting | OutCommon | Ltg_Lamp | LED_lamp |  | OLtg-Res-LED-20000hr-Cmn | LED A19 Basecase, 75% LED, 25% CFL | LED A19 Basecase, 75% LED, 25% CFL | LED Lamp: A19, EISA Bin 60, 110 LPW |  |  |  | Available |  | 0 | 0 | DEER2020 Update: 2018Phase1ScrewInLampDisposition | RobNc |  |  |  |  | 2018-07-01 | 2018-12-31 | NotInEA |  |  |  |  | Standard | Measures expire 12/31/2018. HOU revised based on DEER revision for NRes outdoor lighting with motion sensors | 1 | 1 | 0 | Deemed Ex Ante Team |  | Measures expire 12/31/2018. HOU revised based on DEER revision for NRes outdoor lighting with motion sensors |  | Updated to indicate claim/filing status
1727 | RE-Appl-EffCW-med-ElecDHW-ElecCDryer-Tier1-Front | Clothes washer, Front loading, Elec DHW, ElecDryer, Tier1, IMEF = 2.38 to < 2.74, IWF <= 3.7 | DEER2017 | D17 v3 | 2020-11-24 16:30 | Appl-CW-Front-ElecDHW-ElecDry-Tier1 | DEER | Standard | None | 0 | 0 | None |  | 0 |  | 0 | Res | Any | AppPlug | Laundry | Clean_equip | ClothesWash |  | Appl-EffCW | Clothes washer, Front loading, Elec DHW, ElecDryer, Standard, IMEF =1.79, IWF < 4.8 | Clothes washer, Front loading, Elec DHW, ElecDryer, Standard, IMEF =1.84, IWF < 4.7 | Clothes washer, Front loading, Elec DHW, ElecDryer, Tier1, IMEF = 2.38, IWF <= 3.7 |  |  |  | Available |  | 0 | 0 | June 2017 DEER Update | RobNc |  | Appl-EffCW |  | None | 2016-01-01 | 2019-12-31 | InEA_mod |  |  |  |  | Component | Measure updated for DEER June 2017 Update including Baseline Adjustment; Measure expired due to DEER2020 update | 1 | 1 | 0 | Deemed Ex Ante Team |  | Measure updated for DEER June 2017 Update including Baseline Adjustment; Measure expired due to DEER2020 update |  | Updated to indicate claim/filing status
1727 | R-OutCmn-LED-A19(EISA-Bin-60w-90LPW)-dWP1p3 | LED A Lamp replaces pre-existing standard lighting Wattage based on EISA bin and LPW | DEER2017 | Disposition | 2020-11-24 16:30 | Res-Oltg-Cmn-dWatt-CFL | NonDEER | Scaled | DeltaWatts | 1.3 | 1.3 | None |  | 0 |  | 0 | Res | Any | Lighting | OutCommon | Ltg_Lamp | LED_lamp |  | OLtg-Res-LED-20000hr-Cmn | LED A19 Basecase, 75% LED, 25% CFL | LED A19 Basecase, 75% LED, 25% CFL | LED Lamp: A19, EISA Bin 60, 90 LPW |  |  |  | Available |  | 0 | 0 | DEER2020 Update: 2018Phase1ScrewInLampDisposition | RobNc |  |  |  |  | 2018-07-01 | 2018-12-31 | NotInEA |  |  |  |  | Standard | Measures expire 12/31/2018. HOU revised based on DEER revision for NRes outdoor lighting with motion sensors | 1 | 1 | 0 | Deemed Ex Ante Team |  | Measures expire 12/31/2018. HOU revised based on DEER revision for NRes outdoor lighting with motion sensors |  | Updated to indicate claim/filing status
1728 | RE-Appl-EffCW-med-ElecDHW-ElecCDryer-Tier2-Front | Clothes washer, Front loading, Elec DHW, ElecDryer, Tier2, IMEF = 2.74 to < 2.92, IWF <= 3.2 | DEER2017 | D17 v3 | 2020-11-24 16:30 | Appl-CW-Front-ElecDHW-ElecDry-Tier2 | DEER | Standard | None | 0 | 0 | None |  | 0 |  | 0 | Res | Any | AppPlug | Laundry | Clean_equip | ClothesWash |  | Appl-EffCW | Clothes washer, Front loading, Elec DHW, ElecDryer, Standard, IMEF =1.79, IWF < 4.8 | Clothes washer, Front loading, Elec DHW, ElecDryer, Standard, IMEF =1.84, IWF < 4.7 | Clothes washer, Front loading, Elec DHW, ElecDryer, Tier2, IMEF = 2.74, IWF <= 3.2 |  |  |  | Available |  | 0 | 0 | June 2017 DEER Update | RobNc |  | Appl-EffCW |  | None | 2016-01-01 | 2019-12-31 | InEA_mod |  |  |  |  | Component | Measure updated for DEER June 2017 Update including Baseline Adjustment; Measure expired due to DEER2020 update | 1 | 1 | 0 | Deemed Ex Ante Team |  | Measure updated for DEER June 2017 Update including Baseline Adjustment; Measure expired due to DEER2020 update |  | Updated to indicate claim/filing status
1728 | R-OutCmn-LED-A19(EISA-Bin-75w-100LPW)-dWP1p7 | LED A Lamp replaces pre-existing standard lighting Wattage based on EISA bin and LPW | DEER2017 | Disposition | 2020-11-24 16:30 | Res-Oltg-Cmn-dWatt-CFL | NonDEER | Scaled | DeltaWatts | 1.7 | 1.7 | None |  | 0 |  | 0 | Res | Any | Lighting | OutCommon | Ltg_Lamp | LED_lamp |  | OLtg-Res-LED-20000hr-Cmn | LED A19 Basecase, 75% LED, 25% CFL | LED A19 Basecase, 75% LED, 25% CFL | LED Lamp: A19, EISA Bin 75, 100 LPW |  |  |  | Available |  | 0 | 0 | DEER2020 Update: 2018Phase1ScrewInLampDisposition | RobNc |  |  |  |  | 2018-07-01 | 2018-12-31 | NotInEA |  |  |  |  | Standard | Measures expire 12/31/2018. HOU revised based on DEER revision for NRes outdoor lighting with motion sensors | 1 | 1 | 0 | Deemed Ex Ante Team |  | Measures expire 12/31/2018. HOU revised based on DEER revision for NRes outdoor lighting with motion sensors |  | Updated to indicate claim/filing status
1729 | RE-Appl-EffCW-med-ElecDHW-ElecCDryer-Tier3-Front | Clothes washer, Front loading, Elec DHW, ElecDryer, Tier3, IMEF >= 2.92, IWF <= 3.2 | DEER2017 | D17 v3 | 2020-11-24 16:30 | Appl-CW-Front-ElecDHW-ElecDry-Tier3 | DEER | Standard | None | 0 | 0 | None |  | 0 |  | 0 | Res | Any | AppPlug | Laundry | Clean_equip | ClothesWash |  | Appl-EffCW | Clothes washer, Front loading, Elec DHW, ElecDryer, Standard, IMEF =1.79, IWF < 4.8 | Clothes washer, Front loading, Elec DHW, ElecDryer, Standard, IMEF =1.84, IWF < 4.7 | Clothes washer, Front loading, Elec DHW, ElecDryer, Tier3, IMEF = 2.92, IWF <= 3.2 |  |  |  | Available |  | 0 | 0 | June 2017 DEER Update | RobNc |  | Appl-EffCW |  | None | 2016-01-01 | 2019-12-31 | InEA_mod |  |  |  |  | Component | Measure updated for DEER June 2017 Update including Baseline Adjustment; Measure expired due to DEER2020 update | 1 | 1 | 0 | Deemed Ex Ante Team |  | Measure updated for DEER June 2017 Update including Baseline Adjustment; Measure expired due to DEER2020 update |  | Updated to indicate claim/filing status
1729 | R-OutCmn-LED-A19(EISA-Bin-75w-110LPW)-dWP1p9 | LED A Lamp replaces pre-existing standard lighting Wattage based on EISA bin and LPW | DEER2017 | Disposition | 2020-11-24 16:30 | Res-Oltg-Cmn-dWatt-CFL | NonDEER | Scaled | DeltaWatts | 1.9 | 1.9 | None |  | 0 |  | 0 | Res | Any | Lighting | OutCommon | Ltg_Lamp | LED_lamp |  | OLtg-Res-LED-20000hr-Cmn | LED A19 Basecase, 75% LED, 25% CFL | LED A19 Basecase, 75% LED, 25% CFL | LED Lamp: A19, EISA Bin 75, 110 LPW |  |  |  | Available |  | 0 | 0 | DEER2020 Update: 2018Phase1ScrewInLampDisposition | RobNc |  |  |  |  | 2018-07-01 | 2018-12-31 | NotInEA |  |  |  |  | Standard | Measures expire 12/31/2018. HOU revised based on DEER revision for NRes outdoor lighting with motion sensors | 1 | 1 | 0 | Deemed Ex Ante Team |  | Measures expire 12/31/2018. HOU revised based on DEER revision for NRes outdoor lighting with motion sensors |  | Updated to indicate claim/filing status
1730 | RB-Appl-EffCW-med-GasDHW-GasCDryer-Tier1-Front | Clothes washer, Front loading, Gas DHW, GasDryer, Tier1, IMEF = 2.38 to < 2.74, IWF <= 3.7 | DEER2017 | D17 v3 | 2020-11-24 16:30 | Appl-CW-Front-GasDHW-GasDry-Tier1 | DEER | Standard | None | 0 | 0 | None |  | 0 |  | 0 | Res | Any | AppPlug | Laundry | Clean_equip | ClothesWash |  | Appl-EffCW | Clothes washer, Front loading, Gas DHW, GasDryer, Standard, IMEF =1.79, IWF < 4.8 | Clothes washer, Front loading, Gas DHW, GasDryer, Standard, IMEF =1.84, IWF < 4.7 | Clothes washer, Front loading, Gas DHW, GasDryer, Tier1, IMEF = 2.38, IWF <= 3.7 |  |  |  | Available |  | 0 | 0 | June 2017 DEER Update | RobNc |  | Appl-EffCW |  | None | 2016-01-01 | 2019-12-31 | InEA_mod |  |  |  |  | Component | Measure updated for DEER June 2017 Update including Baseline Adjustment; Measure expired due to DEER2020 update | 1 | 1 | 0 | Deemed Ex Ante Team |  | Measure updated for DEER June 2017 Update including Baseline Adjustment; Measure expired due to DEER2020 update |  | Updated to indicate claim/filing status
1730 | R-OutCmn-LED-A19(EISA-Bin-75w-120LPW)-dWP2p3 | LED A Lamp replaces pre-existing standard lighting Wattage based on EISA bin and LPW | DEER2017 | Disposition | 2020-11-24 16:30 | Res-Oltg-Cmn-dWatt-CFL | NonDEER | Scaled | DeltaWatts | 2.3 | 2.3 | None |  | 0 |  | 0 | Res | Any | Lighting | OutCommon | Ltg_Lamp | LED_lamp |  | OLtg-Res-LED-20000hr-Cmn | LED A19 Basecase, 75% LED, 25% CFL | LED A19 Basecase, 75% LED, 25% CFL | LED Lamp: A19, EISA Bin 75, 80 LPW |  |  |  | Available |  | 0 | 0 | DEER2020 Update: 2018Phase1ScrewInLampDisposition | RobNc |  |  |  |  | 2018-07-01 | 2018-12-31 | NotInEA |  |  |  |  | Standard | Measures expire 12/31/2018. HOU revised based on DEER revision for NRes outdoor lighting with motion sensors | 1 | 1 | 0 | Deemed Ex Ante Team |  | Measures expire 12/31/2018. HOU revised based on DEER revision for NRes outdoor lighting with motion sensors |  | Updated to indicate claim/filing status
1731 | RB-Appl-EffCW-med-GasDHW-GasCDryer-Tier2-Front | Clothes washer, Front loading, Gas DHW, GasDryer, Tier2, IMEF = 2.74 to < 2.92, IWF <= 3.2 | DEER2017 | D17 v3 | 2020-11-24 16:30 | Appl-CW-Front-GasDHW-GasDry-Tier2 | DEER | Standard | None | 0 | 0 | None |  | 0 |  | 0 | Res | Any | AppPlug | Laundry | Clean_equip | ClothesWash |  | Appl-EffCW | Clothes washer, Front loading, Gas DHW, GasDryer, Standard, IMEF =1.79, IWF < 4.8 | Clothes washer, Front loading, Gas DHW, GasDryer, Standard, IMEF =1.84, IWF < 4.7 | Clothes washer, Front loading, Gas DHW, GasDryer, Tier2, IMEF = 2.74, IWF <= 3.2 |  |  |  | Available |  | 0 | 0 | June 2017 DEER Update | RobNc |  | Appl-EffCW |  | None | 2016-01-01 | 2019-12-31 | InEA_mod |  |  |  |  | Component | Measure updated for DEER June 2017 Update including Baseline Adjustment; Measure expired due to DEER2020 update | 1 | 1 | 0 | Deemed Ex Ante Team |  | Measure updated for DEER June 2017 Update including Baseline Adjustment; Measure expired due to DEER2020 update |  | Updated to indicate claim/filing status
1731 | R-OutCmn-LED-A19(EISA-Bin-75w-90LPW)-dWP1p5 | LED A Lamp replaces pre-existing standard lighting Wattage based on EISA bin and LPW | DEER2017 | Disposition | 2020-11-24 16:30 | Res-Oltg-Cmn-dWatt-CFL | NonDEER | Scaled | DeltaWatts | 1.5 | 1.5 | None |  | 0 |  | 0 | Res | Any | Lighting | OutCommon | Ltg_Lamp | LED_lamp |  | OLtg-Res-LED-20000hr-Cmn | LED A19 Basecase, 75% LED, 25% CFL | LED A19 Basecase, 75% LED, 25% CFL | LED Lamp: A19, EISA Bin 75, 90 LPW |  |  |  | Available |  | 0 | 0 | DEER2020 Update: 2018Phase1ScrewInLampDisposition | RobNc |  |  |  |  | 2018-07-01 | 2018-12-31 | NotInEA |  |  |  |  | Standard | Measures expire 12/31/2018. HOU revised based on DEER revision for NRes outdoor lighting with motion sensors | 1 | 1 | 0 | Deemed Ex Ante Team |  | Measures expire 12/31/2018. HOU revised based on DEER revision for NRes outdoor lighting with motion sensors |  | Updated to indicate claim/filing status
1732 | RB-Appl-EffCW-med-GasDHW-GasCDryer-Tier3-Front | Clothes washer, Front loading, Gas DHW, GasDryer, Tier3, IMEF >= 2.92, IWF <= 3.2 | DEER2017 | D17 v3 | 2020-11-24 16:30 | Appl-CW-Front-GasDHW-GasDry-Tier3 | DEER | Standard | None | 0 | 0 | None |  | 0 |  | 0 | Res | Any | AppPlug | Laundry | Clean_equip | ClothesWash |  | Appl-EffCW | Clothes washer, Front loading, Gas DHW, GasDryer, Standard, IMEF =1.79, IWF < 4.8 | Clothes washer, Front loading, Gas DHW, GasDryer, Standard, IMEF =1.84, IWF < 4.7 | Clothes washer, Front loading, Gas DHW, GasDryer, Tier3, IMEF = 2.92, IWF <= 3.2 |  |  |  | Available |  | 0 | 0 | June 2017 DEER Update | RobNc |  | Appl-EffCW |  | None | 2016-01-01 | 2019-12-31 | InEA_mod |  |  |  |  | Component | Measure updated for DEER June 2017 Update including Baseline Adjustment; Measure expired due to DEER2020 update | 1 | 1 | 0 | Deemed Ex Ante Team |  | Measure updated for DEER June 2017 Update including Baseline Adjustment; Measure expired due to DEER2020 update |  | Updated to indicate claim/filing status
1732 | R-OutCmn-LED-PAR30-Ext(15w)-dWP20 | Residential Outdoor Common-Area Lighting: LED Lamp replaces pre-existing standard lighting Wattage. Measure includes Code case. Impacts: HOU = 3390; CDF = 0.09 | DEER2017 | Disposition | 2020-11-24 16:30 | Res-Oltg-Cmn-dWatt-CFL | NonDEER | Scaled | BaseRatio | 0 | 0 | None |  | 0 |  | 1 | Res | Any | Lighting | OutCommon | Ltg_Lamp | LED_lamp |  | OLtg-Res-LED-20000hr-Cmn | LED PAR30 Basecase, Total Watts = 2.34 x Msr Watts | LED PAR30 Basecase, Total Watts = 2.34 x Msr Watts | LED Lamp: Exterior PAR30, 15 Watts, non-dimmable | LEDratio0234 | LEDratio0234 | LED-PAR30-Ext(15w) | Available |  | 0 | 0 | DEER2020 Update: 2018Phase1ScrewInLampDisposition | RobNc |  |  |  |  | 2018-07-01 | 2018-12-31 | NotInEA |  |  |  |  | Standard | Measures expire 12/31/2018. HOU revised based on DEER revision for NRes outdoor lighting with motion sensors | 1 | 1 | 0 | Deemed Ex Ante Team |  | Measures expire 12/31/2018. HOU revised based on DEER revision for NRes outdoor lighting with motion sensors |  | Updated to indicate claim/filing status
1733 | RB-Appl-EffCW-med-ElecDHW-GasCDryer-Tier1-Top | Clothes washer, Top loading, Elec DHW, GasDryer, Tier1, IMEF = 2.06 to < 2.32, IWF <= 4.3 | DEER2017 | D17 v3 | 2020-11-24 16:30 | Appl-CW-Top-ElecDHW-GasDry-Tier1 | DEER | Standard | None | 0 | 0 | None |  | 0 |  | 0 | Res | Any | AppPlug | Laundry | Clean_equip | ClothesWash |  | Appl-EffCW | Clothes washer, Top loading, Elec DHW, GasDryer, Standard, IMEF = 1.08, IWF <= 9.4 | Clothes washer, Top loading, Elec DHW, GasDryer, Standard, IMEF = 1.29, IWF <= 8.4 | Clothes washer, Top loading, Elec DHW, GasDryer, Tier1, IMEF = 2.06, IWF <= 4.3 |  |  |  | Available |  | 0 | 0 | June 2017 DEER Update | RobNc |  | Appl-EffCW |  | None | 2016-01-01 | 2017-12-31 | InEA_mod |  |  |  |  | Component | Measure updated for DEER June 2017 Update including Baseline Adjustment | 1 | 1 | 0 | Deemed Ex Ante Team |  | Measure updated for DEER June 2017 Update including Baseline Adjustment |  | Updated to indicate claim/filing status
1733 | R-OutCmn-LED-PAR30-Ext(6w)-dWP8 | Residential Outdoor Common-Area Lighting: LED Lamp replaces pre-existing standard lighting Wattage. Measure includes Code case. Impacts: HOU = 3390; CDF = 0.09 | DEER2017 | Disposition | 2020-11-24 16:30 | Res-Oltg-Cmn-dWatt-CFL | NonDEER | Scaled | BaseRatio | 0 | 0 | None |  | 0 |  | 1 | Res | Any | Lighting | OutCommon | Ltg_Lamp | LED_lamp |  | OLtg-Res-LED-20000hr-Cmn | LED PAR30 Basecase, Total Watts = 2.34 x Msr Watts | LED PAR30 Basecase, Total Watts = 2.34 x Msr Watts | LED Lamp: Exterior PAR30, 6 Watts, non-dimmable | LEDratio0234 | LEDratio0234 | LED-PAR30-Ext(6w) | Available |  | 0 | 0 | DEER2020 Update: 2018Phase1ScrewInLampDisposition | RobNc |  |  |  |  | 2018-07-01 | 2018-12-31 | NotInEA |  |  |  |  | Standard | Measures expire 12/31/2018. HOU revised based on DEER revision for NRes outdoor lighting with motion sensors | 1 | 1 | 0 | Deemed Ex Ante Team |  | Measures expire 12/31/2018. HOU revised based on DEER revision for NRes outdoor lighting with motion sensors |  | Updated to indicate claim/filing status
1734 | RB-Appl-EffCW-med-ElecDHW-GasCDryer-Tier2-Top | Clothes washer, Top loading, Elec DHW, GasDryer, Tier2, IMEF = 2.32 to < 2.76, IWF <= 4.0 | DEER2017 | D17 v3 | 2020-11-24 16:30 | Appl-CW-Top-ElecDHW-GasDry-Tier2 | DEER | Standard | None | 0 | 0 | None |  | 0 |  | 0 | Res | Any | AppPlug | Laundry | Clean_equip | ClothesWash |  | Appl-EffCW | Clothes washer, Top loading, Elec DHW, GasDryer, Standard, IMEF = 1.08, IWF <= 9.4 | Clothes washer, Top loading, Elec DHW, GasDryer, Standard, IMEF = 1.29, IWF <= 8.4 | Clothes washer, Top loading, Elec DHW, GasDryer, Tier2, IMEF = 2.32, IWF <= 4.0 |  |  |  | Available |  | 0 | 0 | June 2017 DEER Update | RobNc |  | Appl-EffCW |  | None | 2016-01-01 | 2017-12-31 | InEA_mod |  |  |  |  | Component | Measure updated for DEER June 2017 Update including Baseline Adjustment | 1 | 1 | 0 | Deemed Ex Ante Team |  | Measure updated for DEER June 2017 Update including Baseline Adjustment |  | Updated to indicate claim/filing status
1734 | R-OutCmn-LED-PAR38-Ext(17w)-dWP27 | Residential Outdoor Common-Area Lighting: LED Lamp replaces pre-existing standard lighting Wattage. Measure includes Code case. Impacts: HOU = 3390; CDF = 0.09 | DEER2017 | Disposition | 2020-11-24 16:30 | Res-Oltg-Cmn-dWatt-CFL | NonDEER | Scaled | BaseRatio | 0 | 0 | None |  | 0 |  | 1 | Res | Any | Lighting | OutCommon | Ltg_Lamp | LED_lamp |  | OLtg-Res-LED-20000hr-Cmn | LED PAR38 Basecase, Total Watts = 2.60 x Msr Watts | LED PAR38 Basecase, Total Watts = 2.60 x Msr Watts | LED Lamp: Exterior PAR38, 17 Watts, non-dimmable | LEDratio0260 | LEDratio0260 | LED-PAR38-Ext(17w) | Available |  | 0 | 0 | DEER2020 Update: 2018Phase1ScrewInLampDisposition | RobNc |  |  |  |  | 2018-07-01 | 2018-12-31 | NotInEA |  |  |  |  | Standard | Measures expire 12/31/2018. HOU revised based on DEER revision for NRes outdoor lighting with motion sensors | 1 | 1 | 0 | Deemed Ex Ante Team |  | Measures expire 12/31/2018. HOU revised based on DEER revision for NRes outdoor lighting with motion sensors |  | Updated to indicate claim/filing status
1735 | RB-Appl-EffCW-med-GasDHW-ElecCDryer-Tier1-Top | Clothes washer, Top loading, Gas DHW, ElecDryer, Tier1, IMEF = 2.06 to < 2.32, IWF <= 4.3 | DEER2017 | D17 v3 | 2020-11-24 16:30 | Appl-CW-Top-GasDHW-ElecDry-Tier1 | DEER | Standard | None | 0 | 0 | None |  | 0 |  | 0 | Res | Any | AppPlug | Laundry | Clean_equip | ClothesWash |  | Appl-EffCW | Clothes washer, Top loading, Gas DHW, ElecDryer, Standard, IMEF = 1.08, IWF <= 9.4 | Clothes washer, Top loading, Gas DHW, ElecDryer, Standard, IMEF = 1.29, IWF <= 8.4 | Clothes washer, Top loading, Gas DHW, ElecDryer, Tier1, IMEF = 2.06, IWF <= 4.3 |  |  |  | Available |  | 0 | 0 | June 2017 DEER Update | RobNc |  | Appl-EffCW |  | None | 2016-01-01 | 2017-12-31 | InEA_mod |  |  |  |  | Component | Measure updated for DEER June 2017 Update including Baseline Adjustment | 1 | 1 | 0 | Deemed Ex Ante Team |  | Measure updated for DEER June 2017 Update including Baseline Adjustment |  | Updated to indicate claim/filing status
1735 | R-OutCmn-LED-PAR38-Ext(19w)-dWP30 | Residential Outdoor Common-Area Lighting: LED Lamp replaces pre-existing standard lighting Wattage. Measure includes Code case. Impacts: HOU = 3390; CDF = 0.09 | DEER2017 | Disposition | 2020-11-24 16:30 | Res-Oltg-Cmn-dWatt-CFL | NonDEER | Scaled | BaseRatio | 0 | 0 | None |  | 0 |  | 1 | Res | Any | Lighting | OutCommon | Ltg_Lamp | LED_lamp |  | OLtg-Res-LED-20000hr-Cmn | LED PAR38 Basecase, Total Watts = 2.60 x Msr Watts | LED PAR38 Basecase, Total Watts = 2.60 x Msr Watts | LED Lamp: Exterior PAR38, 19 Watts, non-dimmable | LEDratio0260 | LEDratio0260 | LED-PAR38-Ext(19w) | Available |  | 0 | 0 | DEER2020 Update: 2018Phase1ScrewInLampDisposition | RobNc |  |  |  |  | 2018-07-01 | 2018-12-31 | NotInEA |  |  |  |  | Standard | Measures expire 12/31/2018. HOU revised based on DEER revision for NRes outdoor lighting with motion sensors | 1 | 1 | 0 | Deemed Ex Ante Team |  | Measures expire 12/31/2018. HOU revised based on DEER revision for NRes outdoor lighting with motion sensors |  | Updated to indicate claim/filing status
1736 | RB-Appl-EffCW-med-GasDHW-ElecCDryer-Tier2-Top | Clothes washer, Top loading, Gas DHW, ElecDryer, Tier2, IMEF = 2.32 to < 2.76, IWF <= 4.0 | DEER2017 | D17 v3 | 2020-11-24 16:30 | Appl-CW-Top-GasDHW-ElecDry-Tier2 | DEER | Standard | None | 0 | 0 | None |  | 0 |  | 0 | Res | Any | AppPlug | Laundry | Clean_equip | ClothesWash |  | Appl-EffCW | Clothes washer, Top loading, Gas DHW, ElecDryer, Standard, IMEF = 1.08, IWF <= 9.4 | Clothes washer, Top loading, Gas DHW, ElecDryer, Standard, IMEF = 1.29, IWF <= 8.4 | Clothes washer, Top loading, Gas DHW, ElecDryer, Tier2, IMEF = 2.32, IWF <= 4.0 |  |  |  | Available |  | 0 | 0 | June 2017 DEER Update | RobNc |  | Appl-EffCW |  | None | 2016-01-01 | 2017-12-31 | InEA_mod |  |  |  |  | Component | Measure updated for DEER June 2017 Update including Baseline Adjustment | 1 | 1 | 0 | Deemed Ex Ante Team |  | Measure updated for DEER June 2017 Update including Baseline Adjustment |  | Updated to indicate claim/filing status
1736 | R-OutCmn-LED-PAR38-Ext(7w)-dWP11 | Residential Outdoor Common-Area Lighting: LED Lamp replaces pre-existing standard lighting Wattage. Measure includes Code case. Impacts: HOU = 3390; CDF = 0.09 | DEER2017 | Disposition | 2020-11-24 16:30 | Res-Oltg-Cmn-dWatt-CFL | NonDEER | Scaled | BaseRatio | 0 | 0 | None |  | 0 |  | 1 | Res | Any | Lighting | OutCommon | Ltg_Lamp | LED_lamp |  | OLtg-Res-LED-20000hr-Cmn | LED PAR38 Basecase, Total Watts = 2.60 x Msr Watts | LED PAR38 Basecase, Total Watts = 2.60 x Msr Watts | LED Lamp: Exterior PAR38, 7 Watts, non-dimmable | LEDratio0260 | LEDratio0260 | LED-PAR38-Ext(7w) | Available |  | 0 | 0 | DEER2020 Update: 2018Phase1ScrewInLampDisposition | RobNc |  |  |  |  | 2018-07-01 | 2018-12-31 | NotInEA |  |  |  |  | Standard | Measures expire 12/31/2018. HOU revised based on DEER revision for NRes outdoor lighting with motion sensors | 1 | 1 | 0 | Deemed Ex Ante Team |  | Measures expire 12/31/2018. HOU revised based on DEER revision for NRes outdoor lighting with motion sensors |  | Updated to indicate claim/filing status
1737 | RE-Appl-EffCW-med-ElecDHW-ElecCDryer-Tier1-Top | Clothes washer, Top loading, Elec DHW, ElecDryer, Tier1, IMEF = 2.06 to < 2.32, IWF <= 4.3 | DEER2017 | D17 v3 | 2020-11-24 16:30 | Appl-CW-Top-ElecDHW-ElecDry-Tier1 | DEER | Standard | None | 0 | 0 | None |  | 0 |  | 0 | Res | Any | AppPlug | Laundry | Clean_equip | ClothesWash |  | Appl-EffCW | Clothes washer, Top loading, Elec DHW, ElecDryer, Standard, IMEF = 1.08, IWF <= 9.4 | Clothes washer, Top loading, Elec DHW, ElecDryer, Standard, IMEF = 1.29, IWF <= 8.4 | Clothes washer, Top loading, Elec DHW, ElecDryer, Tier1, IMEF = 2.06, IWF <= 4.3 |  |  |  | Available |  | 0 | 0 | June 2017 DEER Update | RobNc |  | Appl-EffCW |  | None | 2016-01-01 | 2017-12-31 | InEA_mod |  |  |  |  | Component | Measure updated for DEER June 2017 Update including Baseline Adjustment | 1 | 1 | 0 | Deemed Ex Ante Team |  | Measure updated for DEER June 2017 Update including Baseline Adjustment |  | Updated to indicate claim/filing status
1737 | R-Out-LED-A19(EISA-Bin-100w-100LPW)-dWP2p4 | LED A Lamp replaces pre-existing standard lighting Wattage based on EISA bin and LPW | DEER2016 | Disposition | 2020-11-24 16:30 | Res-Oltg-dWatt | NonDEER | Scaled | DeltaWatts | 2.4 | 2.4 | None |  | 0 |  | 0 | Res | Any | Lighting | OutGen | Ltg_Lamp | LED_lamp |  | OLtg-Res-LED-20000hr | LED A19 Basecase, 75% LED, 25% CFL | LED A19 Basecase, 75% LED, 25% CFL | LED Lamp: A19, EISA Bin 100, 100 LPW |  |  |  | Available |  | 0 | 0 | 2018Phase1ScrewInLampDisposition | RobNc |  |  |  |  | 2018-07-01 | 2019-12-31 | NotInEA |  |  |  |  | Standard | Measure expired due to DEER2020 update | 1 | 1 | 0 | Deemed Ex Ante Team |  | Measure expired due to DEER2020 update |  | Updated to indicate claim/filing status
1738 | RE-Appl-EffCW-med-ElecDHW-ElecCDryer-Tier2-Top | Clothes washer, Top loading, Elec DHW, ElecDryer, Tier2, IMEF = 2.32 to < 2.76, IWF <= 4.0 | DEER2017 | D17 v3 | 2020-11-24 16:30 | Appl-CW-Top-ElecDHW-ElecDry-Tier2 | DEER | Standard | None | 0 | 0 | None |  | 0 |  | 0 | Res | Any | AppPlug | Laundry | Clean_equip | ClothesWash |  | Appl-EffCW | Clothes washer, Top loading, Elec DHW, ElecDryer, Standard, IMEF = 1.08, IWF <= 9.4 | Clothes washer, Top loading, Elec DHW, ElecDryer, Standard, IMEF = 1.29, IWF <= 8.4 | Clothes washer, Top loading, Elec DHW, ElecDryer, Tier2, IMEF = 2.32, IWF <= 4.0 |  |  |  | Available |  | 0 | 0 | June 2017 DEER Update | RobNc |  | Appl-EffCW |  | None | 2016-01-01 | 2017-12-31 | InEA_mod |  |  |  |  | Component | Measure updated for DEER June 2017 Update including Baseline Adjustment | 1 | 1 | 0 | Deemed Ex Ante Team |  | Measure updated for DEER June 2017 Update including Baseline Adjustment |  | Updated to indicate claim/filing status
1738 | R-Out-LED-A19(EISA-Bin-100w-110LPW)-dWP2p6 | LED A Lamp replaces pre-existing standard lighting Wattage based on EISA bin and LPW | DEER2016 | Disposition | 2020-11-24 16:30 | Res-Oltg-dWatt | NonDEER | Scaled | DeltaWatts | 2.6 | 2.6 | None |  | 0 |  | 0 | Res | Any | Lighting | OutGen | Ltg_Lamp | LED_lamp |  | OLtg-Res-LED-20000hr | LED A19 Basecase, 75% LED, 25% CFL | LED A19 Basecase, 75% LED, 25% CFL | LED Lamp: A19, EISA Bin 100, 110 LPW |  |  |  | Available |  | 0 | 0 | 2018Phase1ScrewInLampDisposition | RobNc |  |  |  |  | 2018-07-01 | 2019-12-31 | NotInEA |  |  |  |  | Standard | Measure expired due to DEER2020 update | 1 | 1 | 0 | Deemed Ex Ante Team |  | Measure expired due to DEER2020 update |  | Updated to indicate claim/filing status
1739 | RB-Appl-EffCW-med-GasDHW-GasCDryer-Tier1-Top | Clothes washer, Top loading, Gas DHW, GasDryer, Tier1, IMEF = 2.06 to < 2.32, IWF <= 4.3 | DEER2017 | D17 v3 | 2020-11-24 16:30 | Appl-CW-Top-GasDHW-GasDry-Tier1 | DEER | Standard | None | 0 | 0 | None |  | 0 |  | 0 | Res | Any | AppPlug | Laundry | Clean_equip | ClothesWash |  | Appl-EffCW | Clothes washer, Top loading, Gas DHW, GasDryer, Standard, IMEF = 1.08, IWF <= 9.4 | Clothes washer, Top loading, Gas DHW, GasDryer, Standard, IMEF = 1.29, IWF <= 8.4 | Clothes washer, Top loading, Gas DHW, GasDryer, Tier1, IMEF = 2.06, IWF <= 4.3 |  |  |  | Available |  | 0 | 0 | June 2017 DEER Update | RobNc |  | Appl-EffCW |  | None | 2016-01-01 | 2017-12-31 | InEA_mod |  |  |  |  | Component | Measure updated for DEER June 2017 Update including Baseline Adjustment | 1 | 1 | 0 | Deemed Ex Ante Team |  | Measure updated for DEER June 2017 Update including Baseline Adjustment |  | Updated to indicate claim/filing status
1739 | R-Out-LED-A19(EISA-Bin-100w-90LPW)-dWP2p0 | LED A Lamp replaces pre-existing standard lighting Wattage based on EISA bin and LPW | DEER2016 | Disposition | 2020-11-24 16:30 | Res-Oltg-dWatt | NonDEER | Scaled | DeltaWatts | 2 | 2 | None |  | 0 |  | 0 | Res | Any | Lighting | OutGen | Ltg_Lamp | LED_lamp |  | OLtg-Res-LED-20000hr | LED A19 Basecase, 75% LED, 25% CFL | LED A19 Basecase, 75% LED, 25% CFL | LED Lamp: A19, EISA Bin 100, 90 LPW |  |  |  | Available |  | 0 | 0 | 2018Phase1ScrewInLampDisposition | RobNc |  |  |  |  | 2018-07-01 | 2019-12-31 | NotInEA |  |  |  |  | Standard | Measure expired due to DEER2020 update | 1 | 1 | 0 | Deemed Ex Ante Team |  | Measure expired due to DEER2020 update |  | Updated to indicate claim/filing status
1740 | RB-Appl-EffCW-med-GasDHW-GasCDryer-Tier2-Top | Clothes washer, Top loading, Gas DHW, GasDryer, Tier2, IMEF = 2.32 to < 2.76, IWF <= 4.0 | DEER2017 | D17 v3 | 2020-11-24 16:30 | Appl-CW-Top-GasDHW-GasDry-Tier2 | DEER | Standard | None | 0 | 0 | None |  | 0 |  | 0 | Res | Any | AppPlug | Laundry | Clean_equip | ClothesWash |  | Appl-EffCW | Clothes washer, Top loading, Gas DHW, GasDryer, Standard, IMEF = 1.08, IWF <= 9.4 | Clothes washer, Top loading, Gas DHW, GasDryer, Standard, IMEF = 1.29, IWF <= 8.4 | Clothes washer, Top loading, Gas DHW, GasDryer, Tier2, IMEF = 2.32, IWF <= 4.0 |  |  |  | Available |  | 0 | 0 | June 2017 DEER Update | RobNc |  | Appl-EffCW |  | None | 2016-01-01 | 2017-12-31 | InEA_mod |  |  |  |  | Component | Measure updated for DEER June 2017 Update including Baseline Adjustment | 1 | 1 | 0 | Deemed Ex Ante Team |  | Measure updated for DEER June 2017 Update including Baseline Adjustment |  | Updated to indicate claim/filing status
1740 | R-Out-LED-A19(EISA-Bin-40w-100LPW)-dWP1p1 | LED A Lamp replaces pre-existing standard lighting Wattage based on EISA bin and LPW | DEER2016 | Disposition | 2020-11-24 16:30 | Res-Oltg-dWatt | NonDEER | Scaled | DeltaWatts | 1.1 | 1.1 | None |  | 0 |  | 0 | Res | Any | Lighting | OutGen | Ltg_Lamp | LED_lamp |  | OLtg-Res-LED-20000hr | LED A19 Basecase, 75% LED, 25% CFL | LED A19 Basecase, 75% LED, 25% CFL | LED Lamp: A19, EISA Bin 40, 100 LPW |  |  |  | Available |  | 0 | 0 | 2018Phase1ScrewInLampDisposition | RobNc |  |  |  |  | 2018-07-01 | 2019-12-31 | NotInEA |  |  |  |  | Standard | Measure expired due to DEER2020 update | 1 | 1 | 0 | Deemed Ex Ante Team |  | Measure expired due to DEER2020 update |  | Updated to indicate claim/filing status
1741 | RB-Appl-EffCW-med-Tier1-Front | Clothes washer, Front loading, Weighted Fuel Type, Tier1, IMEF = 2.38 to < 2.74, IWF <= 3.7 | DEER2017 | D17 v3 | 2020-11-24 16:30 | RB-Appl-EffCW-med-Tier1-Front | DEER | CrossMeasWtd | None | 0 | 0 | None | ClothesWasher-Front-Tier1 | 0 |  | 0 | Res | Any | AppPlug | Laundry | Clean_equip | ClothesWash |  | Appl-EffCW | Clothes washer, Front loading, Weighted Fuel Types, Standard, IMEF =1.79, IWF < 4.8 | Clothes washer, Front loading, Weighted Fuel Types, Standard, IMEF =1.84, IWF < 4.7 | Clothes washer, Front loading, Weighted Fuel Types, Tier1, IMEF = 2.38, IWF <= 3.7 |  |  |  | Available |  | 0 | 0 | June 2017 DEER Update | RobNc |  | Appl-EffCW |  | None | 2016-01-01 | 2019-12-31 | InEA_mod |  |  |  |  | Standard | Measure updated for DEER June 2017 Update including Baseline Adjustment; Measure expired due to DEER2020 update | 1 | 1 | 0 | Deemed Ex Ante Team |  | Measure updated for DEER June 2017 Update including Baseline Adjustment; Measure expired due to DEER2020 update |  | Updated to indicate claim/filing status
1741 | R-Out-LED-A19(EISA-Bin-40w-80LPW)-dWP0p8 | LED A Lamp replaces pre-existing standard lighting Wattage based on EISA bin and LPW | DEER2016 | Disposition | 2020-11-24 16:30 | Res-Oltg-dWatt | NonDEER | Scaled | DeltaWatts | 0.8 | 0.8 | None |  | 0 |  | 0 | Res | Any | Lighting | OutGen | Ltg_Lamp | LED_lamp |  | OLtg-Res-LED-20000hr | LED A19 Basecase, 75% LED, 25% CFL | LED A19 Basecase, 75% LED, 25% CFL | LED Lamp: A19, EISA Bin 40, 80 LPW |  |  |  | Available |  | 0 | 0 | 2018Phase1ScrewInLampDisposition | RobNc |  |  |  |  | 2018-07-01 | 2019-12-31 | NotInEA |  |  |  |  | Standard | Measure expired due to DEER2020 update | 1 | 1 | 0 | Deemed Ex Ante Team |  | Measure expired due to DEER2020 update |  | Updated to indicate claim/filing status
1742 | RB-Appl-EffCW-med-Tier2-Front | Clothes washer, Front loading, Weighted Fuel Type, Tier2, IMEF = 2.74 to < 2.92, IWF <= 3.2 | DEER2017 | D17 v3 | 2020-11-24 16:30 | RB-Appl-EffCW-med-Tier2-Front | DEER | CrossMeasWtd | None | 0 | 0 | None | ClothesWasher-Front-Tier2 | 0 |  | 0 | Res | Any | AppPlug | Laundry | Clean_equip | ClothesWash |  | Appl-EffCW | Clothes washer, Front loading, Weighted Fuel Types, Standard, IMEF =1.79, IWF < 4.8 | Clothes washer, Front loading, Weighted Fuel Types, Standard, IMEF =1.84, IWF < 4.7 | Clothes washer, Front loading, Weighted Fuel Types, Tier2, IMEF = 2.74, IWF <= 3.2 |  |  |  | Available |  | 0 | 0 | June 2017 DEER Update | RobNc |  | Appl-EffCW |  | None | 2016-01-01 | 2019-12-31 | InEA_mod |  |  |  |  | Standard | Measure updated for DEER June 2017 Update including Baseline Adjustment; Measure expired due to DEER2020 update | 1 | 1 | 0 | Deemed Ex Ante Team |  | Measure updated for DEER June 2017 Update including Baseline Adjustment; Measure expired due to DEER2020 update |  | Updated to indicate claim/filing status
1742 | R-Out-LED-A19(EISA-Bin-40w-90LPW)-dWP1p0 | LED A Lamp replaces pre-existing standard lighting Wattage based on EISA bin and LPW | DEER2016 | Disposition | 2020-11-24 16:30 | Res-Oltg-dWatt | NonDEER | Scaled | DeltaWatts | 1 | 1 | None |  | 0 |  | 0 | Res | Any | Lighting | OutGen | Ltg_Lamp | LED_lamp |  | OLtg-Res-LED-20000hr | LED A19 Basecase, 75% LED, 25% CFL | LED A19 Basecase, 75% LED, 25% CFL | LED Lamp: A19, EISA Bin 40, 90 LPW |  |  |  | Available |  | 0 | 0 | 2018Phase1ScrewInLampDisposition | RobNc |  |  |  |  | 2018-07-01 | 2019-12-31 | NotInEA |  |  |  |  | Standard | Measure expired due to DEER2020 update | 1 | 1 | 0 | Deemed Ex Ante Team |  | Measure expired due to DEER2020 update |  | Updated to indicate claim/filing status
1743 | RB-Appl-EffCW-med-Tier3-Front | Clothes washer, Front loading, Weighted Fuel Type, Tier3, IMEF >= 2.92, IWF <= 3.2 | DEER2017 | D17 v3 | 2020-11-24 16:30 | RB-Appl-EffCW-med-Tier3-Front | DEER | CrossMeasWtd | None | 0 | 0 | None | ClothesWasher-Front-Tier3 | 0 |  | 0 | Res | Any | AppPlug | Laundry | Clean_equip | ClothesWash |  | Appl-EffCW | Clothes washer, Front loading, Weighted Fuel Types, Standard, IMEF =1.79, IWF < 4.8 | Clothes washer, Front loading, Weighted Fuel Types, Standard, IMEF =1.84, IWF < 4.7 | Clothes washer, Front loading, Weighted Fuel Types, Tier3, IMEF = 2.92, IWF <= 3.2 |  |  |  | Available |  | 0 | 0 | June 2017 DEER Update | RobNc |  | Appl-EffCW |  | None | 2016-01-01 | 2019-12-31 | InEA_mod |  |  |  |  | Standard | Measure updated for DEER June 2017 Update including Baseline Adjustment; Measure expired due to DEER2020 update | 1 | 1 | 0 | Deemed Ex Ante Team |  | Measure updated for DEER June 2017 Update including Baseline Adjustment; Measure expired due to DEER2020 update |  | Updated to indicate claim/filing status
1744 | RB-Appl-EffCW-med-Tier1-Top | Clothes washer, Top loading, Weighted Fuel Type, Tier1, IMEF = 2.06 to < 2.32, IWF <= 4.3 | DEER2017 | D17 v3 | 2020-11-24 16:30 | RB-Appl-EffCW-med-Tier1-Top | DEER | CrossMeasWtd | None | 0 | 0 | None | ClothesWasher-Top-Tier1 | 0 |  | 0 | Res | Any | AppPlug | Laundry | Clean_equip | ClothesWash |  | Appl-EffCW | Clothes washer, Top loading, Weighted Fuel Types, Standard, IMEF = 1.08, IWF <= 9.4 | Clothes washer, Top loading, Weighted Fuel Types, Standard, IMEF = 1.29, IWF <= 8.4 | Clothes washer, Top loading, Weighted Fuel Types, Tier1, IMEF = 2.06, IWF <= 4.3 |  |  |  | Available |  | 0 | 0 | June 2017 DEER Update | RobNc |  | Appl-EffCW |  | None | 2016-01-01 | 2017-12-31 | InEA_mod |  |  |  |  | Standard | Measure updated for DEER June 2017 Update including Baseline Adjustment | 1 | 1 | 0 | Deemed Ex Ante Team |  | Measure updated for DEER June 2017 Update including Baseline Adjustment |  | Updated to indicate claim/filing status
1744 | R-Out-LED-A19(EISA-Bin-60w-110LPW)-dWP1p5 | LED A Lamp replaces pre-existing standard lighting Wattage based on EISA bin and LPW | DEER2016 | Disposition | 2020-11-24 16:30 | Res-Oltg-dWatt | NonDEER | Scaled | DeltaWatts | 1.5 | 1.5 | None |  | 0 |  | 0 | Res | Any | Lighting | OutGen | Ltg_Lamp | LED_lamp |  | OLtg-Res-LED-20000hr | LED A19 Basecase, 75% LED, 25% CFL | LED A19 Basecase, 75% LED, 25% CFL | LED Lamp: A19, EISA Bin 60, 110 LPW |  |  |  | Available |  |  |  | 2018Phase1ScrewInLampDisposition | RobNc |  |  |  |  | 2018-07-01 | 2019-12-31 | NotInEA |  |  |  |  | Standard | Measure expired due to DEER2020 update | 1 | 1 | 0 | Deemed Ex Ante Team |  | Measure expired due to DEER2020 update |  | Updated to indicate claim/filing status
1745 | RB-Appl-EffCW-med-ElecDHW-GasCDryer-Tier3-Top | Clothes washer, Top loading, Elec DHW, GasDryer, Tier3, IMEF >= 2.76, IWF <= 3.2 | DEER2017 | D17 v3 | 2020-11-24 16:30 | Appl-CW-Top-ElecDHW-GasDry-Tier3 | DEER | Standard | None | 0 | 0 | None |  | 0 |  | 0 | Res | Any | AppPlug | Laundry | Clean_equip | ClothesWash |  | Appl-EffCW | Clothes washer, Top loading, Elec DHW, GasDryer, Standard, IMEF = 1.08, IWF <= 9.4 | Clothes washer, Top loading, Elec DHW, GasDryer, Standard, IMEF = 1.29, IWF <= 8.4 | Clothes washer, Top loading, Elec DHW, GasDryer, Tier3, IMEF = 2.76, IWF <= 3.2 |  |  |  | Available |  | 0 | 0 | June 2017 DEER Update | RobNc |  | Appl-EffCW |  | None | 2017-01-01 | 2017-12-31 | NotInEA |  |  |  |  | Component | New higher tier measure added for DEER June 2017 Update | 1 | 1 | 0 | Deemed Ex Ante Team |  | New higher tier measure added for DEER June 2017 Update |  | Updated to indicate claim/filing status
1745 | RB-Appl-EffCW-med-Tier2-Top | Clothes washer, Top loading, Weighted Fuel Type, Tier2, IMEF = 2.32 to < 2.76, IWF <= 4.0 | DEER2017 | D17 v3 | 2020-11-24 16:30 | RB-Appl-EffCW-med-Tier2-Top | DEER | CrossMeasWtd | None | 0 | 0 | None | ClothesWasher-Top-Tier2 | 0 |  | 0 | Res | Any | AppPlug | Laundry | Clean_equip | ClothesWash |  | Appl-EffCW | Clothes washer, Top loading, Weighted Fuel Types, Standard, IMEF = 1.08, IWF <= 9.4 | Clothes washer, Top loading, Weighted Fuel Types, Standard, IMEF = 1.29, IWF <= 8.4 | Clothes washer, Top loading, Weighted Fuel Types, Tier2, IMEF = 2.32, IWF <= 4.0 |  |  |  | Available |  | 0 | 0 | June 2017 DEER Update | RobNc |  | Appl-EffCW |  | None | 2016-01-01 | 2017-12-31 | InEA_mod |  |  |  |  | Standard | Measure updated for DEER June 2017 Update including Baseline Adjustment | 1 | 1 | 0 | Deemed Ex Ante Team |  | Measure updated for DEER June 2017 Update including Baseline Adjustment |  | Updated to indicate claim/filing status
1745 | R-Out-LED-A19(EISA-Bin-60w-90LPW)-dWP1p3 | LED A Lamp replaces pre-existing standard lighting Wattage based on EISA bin and LPW | DEER2016 | Disposition | 2020-11-24 16:30 | Res-Oltg-dWatt | NonDEER | Scaled | DeltaWatts | 1.3 | 1.3 | None |  | 0 |  | 0 | Res | Any | Lighting | OutGen | Ltg_Lamp | LED_lamp |  | OLtg-Res-LED-20000hr | LED A19 Basecase, 75% LED, 25% CFL | LED A19 Basecase, 75% LED, 25% CFL | LED Lamp: A19, EISA Bin 60, 90 LPW |  |  |  | Available |  |  |  | 2018Phase1ScrewInLampDisposition | RobNc |  |  |  |  | 2018-07-01 | 2019-12-31 | NotInEA |  |  |  |  | Standard | Measure expired due to DEER2020 update | 1 | 1 | 0 | Deemed Ex Ante Team |  | Measure expired due to DEER2020 update |  | Updated to indicate claim/filing status
1746 | RB-Appl-EffCW-med-GasDHW-ElecCDryer-Tier3-Top | Clothes washer, Top loading, Gas DHW, ElecDryer, Tier3, IMEF >= 2.76, IWF <= 3.2 | DEER2017 | D17 v3 | 2020-11-24 16:30 | Appl-CW-Top-GasDHW-ElecDry-Tier3 | DEER | Standard | None | 0 | 0 | None |  | 0 |  | 0 | Res | Any | AppPlug | Laundry | Clean_equip | ClothesWash |  | Appl-EffCW | Clothes washer, Top loading, Gas DHW, ElecDryer, Standard, IMEF = 1.08, IWF <= 9.4 | Clothes washer, Top loading, Gas DHW, ElecDryer, Standard, IMEF = 1.29, IWF <= 8.4 | Clothes washer, Top loading, Gas DHW, ElecDryer, Tier3, IMEF = 2.76, IWF <= 3.2 |  |  |  | Available |  | 0 | 0 | June 2017 DEER Update | RobNc |  | Appl-EffCW |  | None | 2017-01-01 | 2017-12-31 | NotInEA |  |  |  |  | Component | New higher tier measure added for DEER June 2017 Update | 1 | 1 | 0 | Deemed Ex Ante Team |  | New higher tier measure added for DEER June 2017 Update |  | Updated to indicate claim/filing status
1746 | R-Out-LED-A19(EISA-Bin-75w-100LPW)-dWP1p7 | LED A Lamp replaces pre-existing standard lighting Wattage based on EISA bin and LPW | DEER2016 | Disposition | 2020-11-24 16:30 | Res-Oltg-dWatt | NonDEER | Scaled | DeltaWatts | 1.7 | 1.7 | None |  | 0 |  | 0 | Res | Any | Lighting | OutGen | Ltg_Lamp | LED_lamp |  | OLtg-Res-LED-20000hr | LED A19 Basecase, 75% LED, 25% CFL | LED A19 Basecase, 75% LED, 25% CFL | LED Lamp: A19, EISA Bin 75, 100 LPW |  |  |  | Available |  |  |  | 2018Phase1ScrewInLampDisposition | RobNc |  |  |  |  | 2018-07-01 | 2019-12-31 | NotInEA |  |  |  |  | Standard | Measure expired due to DEER2020 update | 1 | 1 | 0 | Deemed Ex Ante Team |  | Measure expired due to DEER2020 update |  | Updated to indicate claim/filing status
1747 | RE-Appl-EffCW-med-ElecDHW-ElecCDryer-Tier3-Top | Clothes washer, Top loading, Elec DHW, ElecDryer, Tier3, IMEF >= 2.76, IWF <= 3.2 | DEER2017 | D17 v3 | 2020-11-24 16:30 | Appl-CW-Top-ElecDHW-ElecDry-Tier3 | DEER | Standard | None | 0 | 0 | None |  | 0 |  | 0 | Res | Any | AppPlug | Laundry | Clean_equip | ClothesWash |  | Appl-EffCW | Clothes washer, Top loading, Elec DHW, ElecDryer, Standard, IMEF = 1.08, IWF <= 9.4 | Clothes washer, Top loading, Elec DHW, ElecDryer, Standard, IMEF = 1.29, IWF <= 8.4 | Clothes washer, Top loading, Elec DHW, ElecDryer, Tier3, IMEF = 2.76, IWF <= 3.2 |  |  |  | Available |  | 0 | 0 | June 2017 DEER Update | RobNc |  | Appl-EffCW |  | None | 2017-01-01 | 2017-12-31 | NotInEA |  |  |  |  | Component | New higher tier measure added for DEER June 2017 Update | 1 | 1 | 0 | Deemed Ex Ante Team |  | New higher tier measure added for DEER June 2017 Update |  | Updated to indicate claim/filing status
1747 | R-Out-LED-A19(EISA-Bin-75w-110LPW)-dWP1p9 | LED A Lamp replaces pre-existing standard lighting Wattage based on EISA bin and LPW | DEER2016 | Disposition | 2020-11-24 16:30 | Res-Oltg-dWatt | NonDEER | Scaled | DeltaWatts | 1.9 | 1.9 | None |  | 0 |  | 0 | Res | Any | Lighting | OutGen | Ltg_Lamp | LED_lamp |  | OLtg-Res-LED-20000hr | LED A19 Basecase, 75% LED, 25% CFL | LED A19 Basecase, 75% LED, 25% CFL | LED Lamp: A19, EISA Bin 75, 110 LPW |  |  |  | Available |  |  |  | 2018Phase1ScrewInLampDisposition | RobNc |  |  |  |  | 2018-07-01 | 2019-12-31 | NotInEA |  |  |  |  | Standard | Measure expired due to DEER2020 update | 1 | 1 | 0 | Deemed Ex Ante Team |  | Measure expired due to DEER2020 update |  | Updated to indicate claim/filing status
1748 | RB-Appl-EffCW-med-GasDHW-GasCDryer-Tier3-Top | Clothes washer, Top loading, Gas DHW, GasDryer, Tier3, IMEF >= 2.76, IWF <= 3.2 | DEER2017 | D17 v3 | 2020-11-24 16:30 | Appl-CW-Top-GasDHW-GasDry-Tier3 | DEER | Standard | None | 0 | 0 | None |  | 0 |  | 0 | Res | Any | AppPlug | Laundry | Clean_equip | ClothesWash |  | Appl-EffCW | Clothes washer, Top loading, Gas DHW, GasDryer, Standard, IMEF = 1.08, IWF <= 9.4 | Clothes washer, Top loading, Gas DHW, GasDryer, Standard, IMEF = 1.29, IWF <= 8.4 | Clothes washer, Top loading, Gas DHW, GasDryer, Tier3, IMEF = 2.76, IWF <= 3.2 |  |  |  | Available |  | 0 | 0 | June 2017 DEER Update | RobNc |  | Appl-EffCW |  | None | 2017-01-01 | 2017-12-31 | NotInEA |  |  |  |  | Component | New higher tier measure added for DEER June 2017 Update | 1 | 1 | 0 | Deemed Ex Ante Team |  | New higher tier measure added for DEER June 2017 Update |  | Updated to indicate claim/filing status
1748 | R-Out-LED-A19(EISA-Bin-75w-120LPW)-dWP2p3 | LED A Lamp replaces pre-existing standard lighting Wattage based on EISA bin and LPW | DEER2016 | Disposition | 2020-11-24 16:30 | Res-Oltg-dWatt | NonDEER | Scaled | DeltaWatts | 2.3 | 2.3 | None |  | 0 |  | 0 | Res | Any | Lighting | OutGen | Ltg_Lamp | LED_lamp |  | OLtg-Res-LED-20000hr | LED A19 Basecase, 75% LED, 25% CFL | LED A19 Basecase, 75% LED, 25% CFL | LED Lamp: A19, EISA Bin 75, 80 LPW |  |  |  | Available |  |  |  | 2018Phase1ScrewInLampDisposition | RobNc |  |  |  |  | 2018-07-01 | 2019-12-31 | NotInEA |  |  |  |  | Standard | Measure expired due to DEER2020 update | 1 | 1 | 0 | Deemed Ex Ante Team |  | Measure expired due to DEER2020 update |  | Updated to indicate claim/filing status
1749 | RB-Appl-EffCW-med-Tier3-Top | Clothes washer, Top loading, Weighted Fuel Type, Tier3, IMEF >= 2.76, IWF <= 3.2 | DEER2017 | D17 v3 | 2020-11-24 16:30 | RB-Appl-EffCW-med-Tier3-Top | DEER | CrossMeasWtd | None | 0 | 0 | None | ClothesWasher-Top-Tier3 | 0 |  | 0 | Res | Any | AppPlug | Laundry | Clean_equip | ClothesWash |  | Appl-EffCW | Clothes washer, Top loading, Weighted Fuel Types, Standard, IMEF = 1.08, IWF <= 9.4 | Clothes washer, Top loading, Weighted Fuel Types, Standard, IMEF =1.29, IWF <= 8.4 | Clothes washer, Top loading, Weighted Fuel Type, Tier3, IMEF = 2.76, IWF <= 3.2 |  |  |  | Available |  | 0 | 0 | June 2017 DEER Update | RobNc |  | Appl-EffCW |  | None | 2017-01-01 | 2017-12-31 | NotInEA |  |  |  |  | Standard | New higher tier measure added for DEER June 2017 Update | 1 | 1 | 0 | Deemed Ex Ante Team |  | New higher tier measure added for DEER June 2017 Update |  | Updated to indicate claim/filing status
1749 | R-Out-LED-A19(EISA-Bin-75w-90LPW)-dWP1p5 | LED A Lamp replaces pre-existing standard lighting Wattage based on EISA bin and LPW | DEER2016 | Disposition | 2020-11-24 16:30 | Res-Oltg-dWatt | NonDEER | Scaled | DeltaWatts | 1.5 | 1.5 | None |  | 0 |  | 0 | Res | Any | Lighting | OutGen | Ltg_Lamp | LED_lamp |  | OLtg-Res-LED-20000hr | LED A19 Basecase, 75% LED, 25% CFL | LED A19 Basecase, 75% LED, 25% CFL | LED Lamp: A19, EISA Bin 75, 90 LPW |  |  |  | Available |  |  |  | 2018Phase1ScrewInLampDisposition | RobNc |  |  |  |  | 2018-07-01 | 2019-12-31 | NotInEA |  |  |  |  | Standard | Measure expired due to DEER2020 update | 1 | 1 | 0 | Deemed Ex Ante Team |  | Measure expired due to DEER2020 update |  | Updated to indicate claim/filing status
1750 | RB-Appl-EffCW-med-ElecDHW-GasCDryer-Tier1-Top | Clothes washer, Top loading, Elec DHW, GasDryer, Tier1, IMEF = 2.06 to < 2.32, IWF <= 4.3 | DEER2018 | D17 v3 | 2020-11-24 16:30 | Appl-CW-Top-ElecDHW-GasDry-Tier1 | DEER | Standard | None | 0 | 0 | None |  | 0 |  | 0 | Res | Any | AppPlug | Laundry | Clean_equip | ClothesWash |  | Appl-EffCW | Clothes washer, Top loading, Elec DHW, GasDryer, Standard, IMEF = 1.08, IWF <= 9.4 | Clothes washer, Top loading, Elec DHW, GasDryer, Standard, IMEF = 1.57, IWF <= 6.5 | Clothes washer, Top loading, Elec DHW, GasDryer, Tier1, IMEF = 2.06, IWF <= 4.3 |  |  |  | Available |  | 0 | 0 | June 2017 DEER Update | RobNc |  | Appl-EffCW |  | None | 2018-01-01 | 2019-12-31 | NotInEA |  |  |  |  | Component | Measure updated for DEER June 2017 Update including Baseline Adjustment and Federal Code update; Measure expired due to DEER2020 update | 1 | 1 | 0 | Deemed Ex Ante Team |  | Measure updated for DEER June 2017 Update including Baseline Adjustment and Federal Code update; Measure expired due to DEER2020 update |  | Updated to indicate claim/filing status
1750 | R-Out-LED-PAR30-Ext(15w)-dWP20 | Residential Outdoor General Lighting: LED Lamp replaces pre-existing standard lighting Wattage. Measure includes Code case. Impacts: HOU = 1249; CDF = 0 | DEER2016 | Disposition | 2020-11-24 16:30 | Res-Oltg-dWatt | NonDEER | Scaled | BaseRatio |  |  | None |  | 0 |  | 1 | Res | Any | Lighting | OutGen | Ltg_Lamp | LED_lamp |  | OLtg-Res-LED-20000hr | LED PAR30 Basecase, Total Watts = 2.34 x Msr Watts | LED PAR30 Basecase, Total Watts = 2.34 x Msr Watts | LED Lamp: Exterior PAR30, 15 Watts, non-dimmable | LEDratio0234 | LEDratio0234 | LED-PAR30-Ext(15w) | Available |  |  |  | 2018Phase1ScrewInLampDisposition | RobNc |  |  |  |  | 2018-07-01 | 2019-12-31 | NotInEA |  |  |  |  | Standard | Measure expired due to DEER2020 update | 1 | 1 | 0 | Deemed Ex Ante Team |  | Measure expired due to DEER2020 update |  | Updated to indicate claim/filing status
1751 | RB-Appl-EffCW-med-ElecDHW-GasCDryer-Tier2-Top | Clothes washer, Top loading, Elec DHW, GasDryer, Tier2, IMEF = 2.32 to < 2.76, IWF <= 4.0 | DEER2018 | D17 v3 | 2020-11-24 16:30 | Appl-CW-Top-ElecDHW-GasDry-Tier2 | DEER | Standard | None | 0 | 0 | None |  | 0 |  | 0 | Res | Any | AppPlug | Laundry | Clean_equip | ClothesWash |  | Appl-EffCW | Clothes washer, Top loading, Elec DHW, GasDryer, Standard, IMEF = 1.08, IWF <= 9.4 | Clothes washer, Top loading, Elec DHW, GasDryer, Standard, IMEF = 1.57, IWF <= 6.5 | Clothes washer, Top loading, Elec DHW, GasDryer, Tier2, IMEF = 2.32, IWF <= 4.0 |  |  |  | Available |  | 0 | 0 | June 2017 DEER Update | RobNc |  | Appl-EffCW |  | None | 2018-01-01 | 2019-12-31 | NotInEA |  |  |  |  | Component | Measure updated for DEER June 2017 Update including Baseline Adjustment and Federal Code update; Measure expired due to DEER2020 update | 1 | 1 | 0 | Deemed Ex Ante Team |  | Measure updated for DEER June 2017 Update including Baseline Adjustment and Federal Code update; Measure expired due to DEER2020 update |  | Updated to indicate claim/filing status
1751 | R-Out-LED-PAR30-Ext(6w)-dWP8 | Residential Outdoor General Lighting: LED Lamp replaces pre-existing standard lighting Wattage. Measure includes Code case. Impacts: HOU = 1249; CDF = 0 | DEER2016 | Disposition | 2020-11-24 16:30 | Res-Oltg-dWatt | NonDEER | Scaled | BaseRatio |  |  | None |  | 0 |  | 1 | Res | Any | Lighting | OutGen | Ltg_Lamp | LED_lamp |  | OLtg-Res-LED-20000hr | LED PAR30 Basecase, Total Watts = 2.34 x Msr Watts | LED PAR30 Basecase, Total Watts = 2.34 x Msr Watts | LED Lamp: Exterior PAR30, 6 Watts, non-dimmable | LEDratio0234 | LEDratio0234 | LED-PAR30-Ext(6w) | Available |  |  |  | 2018Phase1ScrewInLampDisposition | RobNc |  |  |  |  | 2018-07-01 | 2019-12-31 | NotInEA |  |  |  |  | Standard | Measure expired due to DEER2020 update | 1 | 1 | 0 | Deemed Ex Ante Team |  | Measure expired due to DEER2020 update |  | Updated to indicate claim/filing status
1752 | RB-Appl-EffCW-med-GasDHW-ElecCDryer-Tier1-Top | Clothes washer, Top loading, Gas DHW, ElecDryer, Tier1, IMEF = 2.06 to < 2.32, IWF <= 4.3 | DEER2018 | D17 v3 | 2020-11-24 16:30 | Appl-CW-Top-GasDHW-ElecDry-Tier1 | DEER | Standard | None | 0 | 0 | None |  | 0 |  | 0 | Res | Any | AppPlug | Laundry | Clean_equip | ClothesWash |  | Appl-EffCW | Clothes washer, Top loading, Gas DHW, ElecDryer, Standard, IMEF = 1.08, IWF <= 9.4 | Clothes washer, Top loading, Gas DHW, ElecDryer, Standard, IMEF = 1.57, IWF <= 6.5 | Clothes washer, Top loading, Gas DHW, ElecDryer, Tier1, IMEF = 2.06, IWF <= 4.3 |  |  |  | Available |  | 0 | 0 | June 2017 DEER Update | RobNc |  | Appl-EffCW |  | None | 2018-01-01 | 2019-12-31 | NotInEA |  |  |  |  | Component | Measure updated for DEER June 2017 Update including Baseline Adjustment and Federal Code update; Measure expired due to DEER2020 update | 1 | 1 | 0 | Deemed Ex Ante Team |  | Measure updated for DEER June 2017 Update including Baseline Adjustment and Federal Code update; Measure expired due to DEER2020 update |  | Updated to indicate claim/filing status
1752 | R-Out-LED-PAR38-Ext(17w)-dWP27 | Residential Outdoor General Lighting: LED Lamp replaces pre-existing standard lighting Wattage. Measure includes Code case. Impacts: HOU = 1249; CDF = 0 | DEER2016 | Disposition | 2020-11-24 16:30 | Res-Oltg-dWatt | NonDEER | Scaled | BaseRatio |  |  | None |  | 0 |  | 1 | Res | Any | Lighting | OutGen | Ltg_Lamp | LED_lamp |  | OLtg-Res-LED-20000hr | LED PAR38 Basecase, Total Watts = 2.60 x Msr Watts | LED PAR38 Basecase, Total Watts = 2.60 x Msr Watts | LED Lamp: Exterior PAR38, 17 Watts, non-dimmable | LEDratio0260 | LEDratio0260 | LED-PAR38-Ext(17w) | Available |  |  |  | 2018Phase1ScrewInLampDisposition | RobNc |  |  |  |  | 2018-07-01 | 2019-12-31 | NotInEA |  |  |  |  | Standard | Measure expired due to DEER2020 update | 1 | 1 | 0 | Deemed Ex Ante Team |  | Measure expired due to DEER2020 update |  | Updated to indicate claim/filing status
1753 | RB-Appl-EffCW-med-GasDHW-ElecCDryer-Tier2-Top | Clothes washer, Top loading, Gas DHW, ElecDryer, Tier2, IMEF = 2.32 to < 2.76, IWF <= 4.0 | DEER2018 | D17 v3 | 2020-11-24 16:30 | Appl-CW-Top-GasDHW-ElecDry-Tier2 | DEER | Standard | None | 0 | 0 | None |  | 0 |  | 0 | Res | Any | AppPlug | Laundry | Clean_equip | ClothesWash |  | Appl-EffCW | Clothes washer, Top loading, Gas DHW, ElecDryer, Standard, IMEF = 1.08, IWF <= 9.4 | Clothes washer, Top loading, Gas DHW, ElecDryer, Standard, IMEF = 1.57, IWF <= 6.5 | Clothes washer, Top loading, Gas DHW, ElecDryer, Tier2, IMEF = 2.32, IWF <= 4.0 |  |  |  | Available |  | 0 | 0 | June 2017 DEER Update | RobNc |  | Appl-EffCW |  | None | 2018-01-01 | 2019-12-31 | NotInEA |  |  |  |  | Component | Measure updated for DEER June 2017 Update including Baseline Adjustment and Federal Code update; Measure expired due to DEER2020 update | 1 | 1 | 0 | Deemed Ex Ante Team |  | Measure updated for DEER June 2017 Update including Baseline Adjustment and Federal Code update; Measure expired due to DEER2020 update |  | Updated to indicate claim/filing status
1753 | R-Out-LED-PAR38-Ext(19w)-dWP30 | Residential Outdoor General Lighting: LED Lamp replaces pre-existing standard lighting Wattage. Measure includes Code case. Impacts: HOU = 1249; CDF = 0 | DEER2016 | Disposition | 2020-11-24 16:30 | Res-Oltg-dWatt | NonDEER | Scaled | BaseRatio |  |  | None |  | 0 |  | 1 | Res | Any | Lighting | OutGen | Ltg_Lamp | LED_lamp |  | OLtg-Res-LED-20000hr | LED PAR38 Basecase, Total Watts = 2.60 x Msr Watts | LED PAR38 Basecase, Total Watts = 2.60 x Msr Watts | LED Lamp: Exterior PAR38, 19 Watts, non-dimmable | LEDratio0260 | LEDratio0260 | LED-PAR38-Ext(19w) | Available |  |  |  | 2018Phase1ScrewInLampDisposition | RobNc |  |  |  |  | 2018-07-01 | 2019-12-31 | NotInEA |  |  |  |  | Standard | Measure expired due to DEER2020 update | 1 | 1 | 0 | Deemed Ex Ante Team |  | Measure expired due to DEER2020 update |  | Updated to indicate claim/filing status
1754 | RE-Appl-EffCW-med-ElecDHW-ElecCDryer-Tier1-Top | Clothes washer, Top loading, Elec DHW, ElecDryer, Tier1, IMEF = 2.06 to < 2.32, IWF <= 4.3 | DEER2018 | D17 v3 | 2020-11-24 16:30 | Appl-CW-Top-ElecDHW-ElecDry-Tier1 | DEER | Standard | None | 0 | 0 | None |  | 0 |  | 0 | Res | Any | AppPlug | Laundry | Clean_equip | ClothesWash |  | Appl-EffCW | Clothes washer, Top loading, Elec DHW, ElecDryer, Standard, IMEF = 1.08, IWF <= 9.4 | Clothes washer, Top loading, Elec DHW, ElecDryer, Standard, IMEF = 1.57, IWF <= 6.5 | Clothes washer, Top loading, Elec DHW, ElecDryer, Tier1, IMEF = 2.06, IWF <= 4.3 |  |  |  | Available |  | 0 | 0 | June 2017 DEER Update | RobNc |  | Appl-EffCW |  | None | 2018-01-01 | 2019-12-31 | NotInEA |  |  |  |  | Component | Measure updated for DEER June 2017 Update including Baseline Adjustment and Federal Code update; Measure expired due to DEER2020 update | 1 | 1 | 0 | Deemed Ex Ante Team |  | Measure updated for DEER June 2017 Update including Baseline Adjustment and Federal Code update; Measure expired due to DEER2020 update |  | Updated to indicate claim/filing status
1754 | R-Out-LED-PAR38-Ext(7w)-dWP11 | Residential Outdoor General Lighting: LED Lamp replaces pre-existing standard lighting Wattage. Measure includes Code case. Impacts: HOU = 1249; CDF = 0 | DEER2016 | Disposition | 2020-11-24 16:30 | Res-Oltg-dWatt | NonDEER | Scaled | BaseRatio |  |  | None |  | 0 |  | 1 | Res | Any | Lighting | OutGen | Ltg_Lamp | LED_lamp |  | OLtg-Res-LED-20000hr | LED PAR38 Basecase, Total Watts = 2.60 x Msr Watts | LED PAR38 Basecase, Total Watts = 2.60 x Msr Watts | LED Lamp: Exterior PAR38, 7 Watts, non-dimmable | LEDratio0260 | LEDratio0260 | LED-PAR38-Ext(7w) | Available |  |  |  | 2018Phase1ScrewInLampDisposition | RobNc |  |  |  |  | 2018-07-01 | 2019-12-31 | NotInEA |  |  |  |  | Standard | Measure expired due to DEER2020 update | 1 | 1 | 0 | Deemed Ex Ante Team |  | Measure expired due to DEER2020 update |  | Updated to indicate claim/filing status
1755 | C-In-LED-A19(EISA-Bin-100w-120LPW)-dWP3p3 | LED A Lamp replaces pre-existing standard lighting Wattage based on EISA bin and LPW | DEER2016 | Disposition | 2020-11-24 16:30 | Com-Iltg-dWatt-CFL_OSbldg | NonDEER | Scaled | DeltaWatts | 3.3 | 3.3 | None |  | 0 |  | 0 | Com | Any | Lighting | InGen-CFL | Ltg_Lamp | LED_lamp |  | ILtg-Com-LED-20000hr | LED A19 Basecase, 75% LED, 25% CFL | LED A19 Basecase, 75% LED, 25% CFL | LED Lamp: A19, EISA Bin 100, 120 LPW |  |  |  | Available |  | 0 | 0 | 2018Phase1ScrewInLampDisposition | RobNc |  |  |  |  | 2018-07-01 | 2019-12-31 | NotInEA |  |  |  |  | Standard | Expires 12/31/2019 due to DEER2020 revised impacts and peak demand definition | 1 | 1 | 0 | Deemed Ex Ante Team |  | Expires 12/31/2019 due to DEER2020 revised impacts and peak demand definition |  | Updated to indicate claim/filing status
1755 | RE-Appl-EffCW-med-ElecDHW-ElecCDryer-Tier2-Top | Clothes washer, Top loading, Elec DHW, ElecDryer, Tier2, IMEF = 2.32 to < 2.76, IWF <= 4.0 | DEER2018 | D17 v3 | 2020-11-24 16:30 | Appl-CW-Top-ElecDHW-ElecDry-Tier2 | DEER | Standard | None | 0 | 0 | None |  | 0 |  | 0 | Res | Any | AppPlug | Laundry | Clean_equip | ClothesWash |  | Appl-EffCW | Clothes washer, Top loading, Elec DHW, ElecDryer, Standard, IMEF = 1.08, IWF <= 9.4 | Clothes washer, Top loading, Elec DHW, ElecDryer, Standard, IMEF = 1.57, IWF <= 6.5 | Clothes washer, Top loading, Elec DHW, ElecDryer, Tier2, IMEF = 2.32, IWF <= 4.0 |  |  |  | Available |  | 0 | 0 | June 2017 DEER Update | RobNc |  | Appl-EffCW |  | None | 2018-01-01 | 2019-12-31 | NotInEA |  |  |  |  | Component | Measure updated for DEER June 2017 Update including Baseline Adjustment and Federal Code update; Measure expired due to DEER2020 update | 1 | 1 | 0 | Deemed Ex Ante Team |  | Measure updated for DEER June 2017 Update including Baseline Adjustment and Federal Code update; Measure expired due to DEER2020 update |  | Updated to indicate claim/filing status
1756 | C-In-LED-A19(EISA-Bin-40w-110LPW)-dWP1p2 | LED A Lamp replaces pre-existing standard lighting Wattage based on EISA bin and LPW | DEER2016 | Disposition | 2020-11-24 16:30 | Com-Iltg-dWatt-CFL_OSbldg | NonDEER | Scaled | DeltaWatts | 1.2 | 1.2 | None |  | 0 |  | 0 | Com | Any | Lighting | InGen-CFL | Ltg_Lamp | LED_lamp |  | ILtg-Com-LED-20000hr | LED A19 Basecase, 75% LED, 25% CFL | LED A19 Basecase, 75% LED, 25% CFL | LED Lamp: A19, EISA Bin 40, 110 LPW |  |  |  | Available |  | 0 | 0 | 2018Phase1ScrewInLampDisposition | RobNc |  |  |  |  | 2018-07-01 | 2019-12-31 | NotInEA |  |  |  |  | Standard | Expires 12/31/2019 due to DEER2020 revised impacts and peak demand definition | 1 | 1 | 0 | Deemed Ex Ante Team |  | Expires 12/31/2019 due to DEER2020 revised impacts and peak demand definition |  | Updated to indicate claim/filing status
1756 | RB-Appl-EffCW-med-GasDHW-GasCDryer-Tier1-Top | Clothes washer, Top loading, Gas DHW, GasDryer, Tier1, IMEF = 2.06 to < 2.32, IWF <= 4.3 | DEER2018 | D17 v3 | 2020-11-24 16:30 | Appl-CW-Top-GasDHW-GasDry-Tier1 | DEER | Standard | None | 0 | 0 | None |  | 0 |  | 0 | Res | Any | AppPlug | Laundry | Clean_equip | ClothesWash |  | Appl-EffCW | Clothes washer, Top loading, Gas DHW, GasDryer, Standard, IMEF = 1.08, IWF <= 9.4 | Clothes washer, Top loading, Gas DHW, GasDryer, Standard, IMEF = 1.57, IWF <= 6.5 | Clothes washer, Top loading, Gas DHW, GasDryer, Tier1, IMEF = 2.06, IWF <= 4.3 |  |  |  | Available |  | 0 | 0 | June 2017 DEER Update | RobNc |  | Appl-EffCW |  | None | 2018-01-01 | 2019-12-31 | NotInEA |  |  |  |  | Component | Measure updated for DEER June 2017 Update including Baseline Adjustment and Federal Code update; Measure expired due to DEER2020 update | 1 | 1 | 0 | Deemed Ex Ante Team |  | Measure updated for DEER June 2017 Update including Baseline Adjustment and Federal Code update; Measure expired due to DEER2020 update |  | Updated to indicate claim/filing status
1757 | C-In-LED-A19(EISA-Bin-40w-120LPW)-dWP1p5 | LED A Lamp replaces pre-existing standard lighting Wattage based on EISA bin and LPW | DEER2016 | Disposition | 2020-11-24 16:30 | Com-Iltg-dWatt-CFL_OSbldg | NonDEER | Scaled | DeltaWatts | 1.5 | 1.5 | None |  | 0 |  | 0 | Com | Any | Lighting | InGen-CFL | Ltg_Lamp | LED_lamp |  | ILtg-Com-LED-20000hr | LED A19 Basecase, 75% LED, 25% CFL | LED A19 Basecase, 75% LED, 25% CFL | LED Lamp: A19, EISA Bin 40, 120 LPW |  |  |  | Available |  |  |  | 2018Phase1ScrewInLampDisposition | RobNc |  |  |  |  | 2018-07-01 | 2019-12-31 | NotInEA |  |  |  |  | Standard | Expires 12/31/2019 due to DEER2020 revised impacts and peak demand definition | 1 | 1 | 0 | Deemed Ex Ante Team |  | Expires 12/31/2019 due to DEER2020 revised impacts and peak demand definition |  | Updated to indicate claim/filing status
1757 | RB-Appl-EffCW-med-GasDHW-GasCDryer-Tier2-Top | Clothes washer, Top loading, Gas DHW, GasDryer, Tier2, IMEF = 2.32 to < 2.76, IWF <= 4.0 | DEER2018 | D17 v3 | 2020-11-24 16:30 | Appl-CW-Top-GasDHW-GasDry-Tier2 | DEER | Standard | None | 0 | 0 | None |  | 0 |  | 0 | Res | Any | AppPlug | Laundry | Clean_equip | ClothesWash |  | Appl-EffCW | Clothes washer, Top loading, Gas DHW, GasDryer, Standard, IMEF = 1.08, IWF <= 9.4 | Clothes washer, Top loading, Gas DHW, GasDryer, Standard, IMEF = 1.57, IWF <= 6.5 | Clothes washer, Top loading, Gas DHW, GasDryer, Tier2, IMEF = 2.32, IWF <= 4.0 |  |  |  | Available |  | 0 | 0 | June 2017 DEER Update | RobNc |  | Appl-EffCW |  | None | 2018-01-01 | 2019-12-31 | NotInEA |  |  |  |  | Component | Measure updated for DEER June 2017 Update including Baseline Adjustment and Federal Code update; Measure expired due to DEER2020 update | 1 | 1 | 0 | Deemed Ex Ante Team |  | Measure updated for DEER June 2017 Update including Baseline Adjustment and Federal Code update; Measure expired due to DEER2020 update |  | Updated to indicate claim/filing status
1758 | C-In-LED-A19(EISA-Bin-60w-120LPW)-dWP1p8 | LED A Lamp replaces pre-existing standard lighting Wattage based on EISA bin and LPW | DEER2016 | Disposition | 2020-11-24 16:30 | Com-Iltg-dWatt-CFL_OSbldg | NonDEER | Scaled | DeltaWatts | 1.8 | 1.8 | None |  | 0 |  | 0 | Com | Any | Lighting | InGen-CFL | Ltg_Lamp | LED_lamp |  | ILtg-Com-LED-20000hr | LED A19 Basecase, 75% LED, 25% CFL | LED A19 Basecase, 75% LED, 25% CFL | LED Lamp: A19, EISA Bin 60, 120 LPW |  |  |  | Available |  |  |  | 2018Phase1ScrewInLampDisposition | RobNc |  |  |  |  | 2018-07-01 | 2019-12-31 | NotInEA |  |  |  |  | Standard | Expires 12/31/2019 due to DEER2020 revised impacts and peak demand definition | 1 | 1 | 0 | Deemed Ex Ante Team |  | Expires 12/31/2019 due to DEER2020 revised impacts and peak demand definition |  | Updated to indicate claim/filing status
1758 | RB-Appl-EffCW-med-Tier1-Top | Clothes washer, Top loading, Weighted Fuel Type, Tier1, IMEF = 2.06 to < 2.32, IWF <= 4.3 | DEER2018 | D17 v3 | 2020-11-24 16:30 | RB-Appl-EffCW-med-Tier1-Top | DEER | CrossMeasWtd | None | 0 | 0 | None | ClothesWasher-Top-Tier1 | 0 |  | 0 | Res | Any | AppPlug | Laundry | Clean_equip | ClothesWash |  | Appl-EffCW | Clothes washer, Top loading, Weighted Fuel Types, Standard, IMEF = 1.08, IWF <= 9.4 | Clothes washer, Top loading, Weighted Fuel Types, Standard, IMEF = 1.57, IWF <= 6.5 | Clothes washer, Top loading, Weighted Fuel Types, Tier1, IMEF = 2.06, IWF <= 4.3 |  |  |  | Available |  | 0 | 0 | June 2017 DEER Update | RobNc |  | Appl-EffCW |  | None | 2018-01-01 | 2019-12-31 | NotInEA |  |  |  |  | Standard | Measure updated for DEER June 2017 Update including Baseline Adjustment and Federal Code update; Measure expired due to DEER2020 update | 1 | 1 | 0 | Deemed Ex Ante Team |  | Measure updated for DEER June 2017 Update including Baseline Adjustment and Federal Code update; Measure expired due to DEER2020 update |  | Updated to indicate claim/filing status
1759 | C-Out-LED-A19(EISA-Bin-100w-120LPW)-dWP3p3 | LED A Lamp replaces pre-existing standard lighting Wattage based on EISA bin and LPW | DEER1314 | Disposition | 2020-11-24 16:30 | Com-Oltg-dWatt | NonDEER | Scaled | DeltaWatts | 3.3 | 3.3 | None |  | 0 |  | 0 | Com | Any | Lighting | OutGen | Ltg_Lamp | LED_lamp |  | OLtg-Com-LED-20000hr | LED A19 Basecase, 75% LED, 25% CFL | LED A19 Basecase, 75% LED, 25% CFL | LED Lamp: A19, EISA Bin 100, 120 LPW |  |  |  | Available |  | 0 | 0 | 2018Phase1ScrewInLampDisposition | RobNc |  |  |  |  | 2018-07-01 | 2019-12-31 | NotInEA |  |  |  |  | Standard |  | 1 | 1 | 0 | Deemed Ex Ante Team |  |  |  | Updated to indicate claim/filing status
1759 | RB-Appl-EffCW-med-Tier2-Top | Clothes washer, Top loading, Weighted Fuel Type, Tier2, IMEF = 2.32 to < 2.76, IWF <= 4.0 | DEER2018 | D17 v3 | 2020-11-24 16:30 | RB-Appl-EffCW-med-Tier2-Top | DEER | CrossMeasWtd | None | 0 | 0 | None | ClothesWasher-Top-Tier2 | 0 |  | 0 | Res | Any | AppPlug | Laundry | Clean_equip | ClothesWash |  | Appl-EffCW | Clothes washer, Top loading, Weighted Fuel Types, Standard, IMEF = 1.08, IWF <= 9.4 | Clothes washer, Top loading, Weighted Fuel Types, Standard, IMEF = 1.57, IWF <= 6.5 | Clothes washer, Top loading, Weighted Fuel Types, Tier2, IMEF = 2.32, IWF <= 4.0 |  |  |  | Available |  | 0 | 0 | June 2017 DEER Update | RobNc |  | Appl-EffCW |  | None | 2018-01-01 | 2019-12-31 | NotInEA |  |  |  |  | Standard | Measure updated for DEER June 2017 Update including Baseline Adjustment and Federal Code update; Measure expired due to DEER2020 update | 1 | 1 | 0 | Deemed Ex Ante Team |  | Measure updated for DEER June 2017 Update including Baseline Adjustment and Federal Code update; Measure expired due to DEER2020 update |  | Updated to indicate claim/filing status
1760 | C-Out-LED-A19(EISA-Bin-40w-110LPW)-dWP1p2 | LED A Lamp replaces pre-existing standard lighting Wattage based on EISA bin and LPW | DEER1314 | Disposition | 2020-11-24 16:30 | Com-Oltg-dWatt | NonDEER | Scaled | DeltaWatts | 1.2 | 1.2 | None |  | 0 |  | 0 | Com | Any | Lighting | OutGen | Ltg_Lamp | LED_lamp |  | OLtg-Com-LED-20000hr | LED A19 Basecase, 75% LED, 25% CFL | LED A19 Basecase, 75% LED, 25% CFL | LED Lamp: A19, EISA Bin 40, 110 LPW |  |  |  | Available |  | 0 | 0 | 2018Phase1ScrewInLampDisposition | RobNc |  |  |  |  | 2018-07-01 | 2019-12-31 | NotInEA |  |  |  |  | Standard |  | 1 | 1 | 0 | Deemed Ex Ante Team |  |  |  | Updated to indicate claim/filing status
1760 | RB-Appl-EffCW-med-ElecDHW-GasCDryer-Tier3-Top | Clothes washer, Top loading, Elec DHW, GasDryer, Tier3, IMEF >= 2.76, IWF <= 3.2 | DEER2018 | D17 v3 | 2020-11-24 16:30 | Appl-CW-Top-ElecDHW-GasDry-Tier3 | DEER | Standard | None | 0 | 0 | None |  | 0 |  | 0 | Res | Any | AppPlug | Laundry | Clean_equip | ClothesWash |  | Appl-EffCW | Clothes washer, Top loading, Elec DHW, GasDryer, Standard, IMEF = 1.08, IWF <= 9.4 | Clothes washer, Top loading, Elec DHW, GasDryer, Standard, IMEF = 1.57, IWF <= 6.5 | Clothes washer, Top loading, Elec DHW, GasDryer, Tier3, IMEF = 2.76, IWF <= 3.2 |  |  |  | Available |  | 0 | 0 | June 2017 DEER Update | RobNc |  | Appl-EffCW |  | None | 2019-01-01 | 2018-01-01 | NotInEA |  |  |  |  | Component | New higher tier measure added for DEER June 2017 Update, including Baseline Adjustment and Federal Code update | 1 | 1 | 0 | Deemed Ex Ante Team |  | New higher tier measure added for DEER June 2017 Update, including Baseline Adjustment and Federal Code update |  | Updated to indicate claim/filing status
1761 | C-Out-LED-A19(EISA-Bin-40w-120LPW)-dWP1p5 | LED A Lamp replaces pre-existing standard lighting Wattage based on EISA bin and LPW | DEER1314 | Disposition | 2020-11-24 16:30 | Com-Oltg-dWatt | NonDEER | Scaled | DeltaWatts | 1.5 | 1.5 | None |  | 0 |  | 0 | Com | Any | Lighting | OutGen | Ltg_Lamp | LED_lamp |  | OLtg-Com-LED-20000hr | LED A19 Basecase, 75% LED, 25% CFL | LED A19 Basecase, 75% LED, 25% CFL | LED Lamp: A19, EISA Bin 40, 120 LPW |  |  |  | Available |  |  |  | 2018Phase1ScrewInLampDisposition | RobNc |  |  |  |  | 2018-07-01 | 2019-12-31 | NotInEA |  |  |  |  | Standard |  | 1 | 1 | 0 | Deemed Ex Ante Team |  |  |  | Updated to indicate claim/filing status
1761 | RB-Appl-EffCW-med-GasDHW-ElecCDryer-Tier3-Top | Clothes washer, Top loading, Gas DHW, ElecDryer, Tier3, IMEF > 2.76, IWF <= 3.2 | DEER2018 | D17 v3 | 2020-11-24 16:30 | Appl-CW-Top-GasDHW-ElecDry-Tier3 | DEER | Standard | None | 0 | 0 | None |  | 0 |  | 0 | Res | Any | AppPlug | Laundry | Clean_equip | ClothesWash |  | Appl-EffCW | Clothes washer, Top loading, Gas DHW, ElecDryer, Standard, IMEF = 1.08, IWF <= 9.4 | Clothes washer, Top loading, Gas DHW, ElecDryer, Standard, IMEF = 1.57, IWF <= 6.5 | Clothes washer, Top loading, Gas DHW, ElecDryer, Tier3, IMEF = 2.76, IWF <= 3.2 |  |  |  | Available |  | 0 | 0 | June 2017 DEER Update | RobNc |  | Appl-EffCW |  | None | 2019-01-01 | 2018-01-01 | NotInEA |  |  |  |  | Component | New higher tier measure added for DEER June 2017 Update, including Baseline Adjustment and Federal Code update | 1 | 1 | 0 | Deemed Ex Ante Team |  | New higher tier measure added for DEER June 2017 Update, including Baseline Adjustment and Federal Code update |  | Updated to indicate claim/filing status
1762 | C-Out-LED-A19(EISA-Bin-60w-120LPW)-dWP1p8 | LED A Lamp replaces pre-existing standard lighting Wattage based on EISA bin and LPW | DEER1314 | Disposition | 2020-11-24 16:30 | Com-Oltg-dWatt | NonDEER | Scaled | DeltaWatts | 1.8 | 1.8 | None |  | 0 |  | 0 | Com | Any | Lighting | OutGen | Ltg_Lamp | LED_lamp |  | OLtg-Com-LED-20000hr | LED A19 Basecase, 75% LED, 25% CFL | LED A19 Basecase, 75% LED, 25% CFL | LED Lamp: A19, EISA Bin 60, 120 LPW |  |  |  | Available |  |  |  | 2018Phase1ScrewInLampDisposition | RobNc |  |  |  |  | 2018-07-01 | 2019-12-31 | NotInEA |  |  |  |  | Standard |  | 1 | 1 | 0 | Deemed Ex Ante Team |  |  |  | Updated to indicate claim/filing status
1762 | RE-Appl-EffCW-med-ElecDHW-ElecCDryer-Tier3-Top | Clothes washer, Top loading, Elec DHW, ElecDryer, Tier3, IMEF > 2.76, IWF <= 3.2 | DEER2018 | D17 v3 | 2020-11-24 16:30 | Appl-CW-Top-ElecDHW-ElecDry-Tier3 | DEER | Standard | None | 0 | 0 | None |  | 0 |  | 0 | Res | Any | AppPlug | Laundry | Clean_equip | ClothesWash |  | Appl-EffCW | Clothes washer, Top loading, Elec DHW, ElecDryer, Standard, IMEF = 1.08, IWF <= 9.4 | Clothes washer, Top loading, Elec DHW, ElecDryer, Standard, IMEF = 1.57, IWF <= 6.5 | Clothes washer, Top loading, Elec DHW, ElecDryer, Tier3, IMEF = 2.76, IWF <= 3.2 |  |  |  | Available |  | 0 | 0 | June 2017 DEER Update | RobNc |  | Appl-EffCW |  | None | 2019-01-01 | 2018-01-01 | NotInEA |  |  |  |  | Component | New higher tier measure added for DEER June 2017 Update, including Baseline Adjustment and Federal Code update | 1 | 1 | 0 | Deemed Ex Ante Team |  | New higher tier measure added for DEER June 2017 Update, including Baseline Adjustment and Federal Code update |  | Updated to indicate claim/filing status
1763 | RB-Appl-EffCW-med-GasDHW-GasCDryer-Tier3-Top | Clothes washer, Top loading, Gas DHW, GasDryer, Tier3, IMEF > 2.76, IWF <= 3.2 | DEER2018 | D17 v3 | 2020-11-24 16:30 | Appl-CW-Top-GasDHW-GasDry-Tier3 | DEER | Standard | None | 0 | 0 | None |  | 0 |  | 0 | Res | Any | AppPlug | Laundry | Clean_equip | ClothesWash |  | Appl-EffCW | Clothes washer, Top loading, Gas DHW, GasDryer, Standard, IMEF = 1.08, IWF <= 9.4 | Clothes washer, Top loading, Gas DHW, GasDryer, Standard, IMEF = 1.57, IWF <= 6.5 | Clothes washer, Top loading, Gas DHW, GasDryer, Tier3, IMEF = 2.76, IWF <= 3.2 |  |  |  | Available |  | 0 | 0 | June 2017 DEER Update | RobNc |  | Appl-EffCW |  | None | 2019-01-01 | 2018-01-01 | NotInEA |  |  |  |  | Component | New higher tier measure added for DEER June 2017 Update, including Baseline Adjustment and Federal Code update | 1 | 1 | 0 | Deemed Ex Ante Team |  | New higher tier measure added for DEER June 2017 Update, including Baseline Adjustment and Federal Code update |  | Updated to indicate claim/filing status
1763 | R-InCmn-LED-A19(EISA-Bin-100w-120LPW)-dWP3p3 | LED A Lamp replaces pre-existing standard lighting Wattage based on EISA bin and LPW | DEER2017 | Disposition | 2020-11-24 16:30 | Res-Iltg-Cmn-dWatt-CFL | NonDEER | Scaled | DeltaWatts | 3.3 | 3.3 | None |  | 0 |  | 0 | Res | Any | Lighting | InCommon | Ltg_Lamp | LED_lamp |  | ILtg-Res-LED-20000hr-Cmn | LED A19 Basecase, 75% LED, 25% CFL | LED A19 Basecase, 75% LED, 25% CFL | LED Lamp: A19, EISA Bin 100, 120 LPW |  |  |  | Available |  | 0 | 0 | DEER2020 Update: 2018Phase1ScrewInLampDisposition | RobNc |  |  |  | None | 2018-07-01 | 2019-12-31 | NotInEA |  |  |  |  | Standard | Measures expires 12/31/2019 with revision note: Measures expire 12/31/2019. Workpaper required for 1/1/2020 to consider: revises HOU to reflect most recent Title 24 and ISP control practices; DEER 2020 peak demand definition update | 1 | 1 | 0 | Deemed Ex Ante Team |  | Measures expires 12/31/2019 with revision note: Measures expire 12/31/2019. Workpaper required for 1/1/2020 to consider: revises HOU to reflect most recent Title 24 and ISP control practices; DEER 2020 peak demand definition update |  | Updated to indicate claim/filing status
1764 | RB-Appl-EffCW-med-Tier3-Top | Clothes washer, Top loading, Weighted Fuel Type, Tier3, IMEF > 2.76, IWF <= 3.2 | DEER2018 | D17 v3 | 2020-11-24 16:30 | RB-Appl-EffCW-med-Tier3-Top | DEER | CrossMeasWtd | None | 0 | 0 | None | ClothesWasher-Top-Tier3 | 0 |  | 0 | Res | Any | AppPlug | Laundry | Clean_equip | ClothesWash |  | Appl-EffCW | Clothes washer, Top loading, Weighted Fuel Types, Standard, IMEF = 1.08, IWF <= 9.4 | Clothes washer, Top loading, Weighted Fuel Types, Standard, IMEF = 1.57, IWF <= 6.5 | Clothes washer, Top loading, Weighted Fuel Type, Tier3, IMEF = 2.76, IWF <= 3.2 |  |  |  | Available |  | 0 | 0 | June 2017 DEER Update | RobNc |  | Appl-EffCW |  | None | 2019-01-01 | 2018-01-01 | NotInEA |  |  |  |  | Standard | New higher tier measure added for DEER June 2017 Update, including Baseline Adjustment and Federal Code update | 1 | 1 | 0 | Deemed Ex Ante Team |  | New higher tier measure added for DEER June 2017 Update, including Baseline Adjustment and Federal Code update |  | Updated to indicate claim/filing status
1764 | R-InCmn-LED-A19(EISA-Bin-40w-110LPW)-dWP1p2 | LED A Lamp replaces pre-existing standard lighting Wattage based on EISA bin and LPW | DEER2017 | Disposition | 2020-11-24 16:30 | Res-Iltg-Cmn-dWatt-CFL | NonDEER | Scaled | DeltaWatts | 1.2 | 1.2 | None |  | 0 |  | 0 | Res | Any | Lighting | InCommon | Ltg_Lamp | LED_lamp |  | ILtg-Res-LED-20000hr-Cmn | LED A19 Basecase, 75% LED, 25% CFL | LED A19 Basecase, 75% LED, 25% CFL | LED Lamp: A19, EISA Bin 40, 110 LPW |  |  |  | Available |  | 0 | 0 | DEER2020 Update: 2018Phase1ScrewInLampDisposition | RobNc |  |  |  | None | 2018-07-01 | 2019-12-31 | NotInEA |  |  |  |  | Standard | Measures expires 12/31/2019 with revision note: Measures expire 12/31/2019. Workpaper required for 1/1/2020 to consider: revises HOU to reflect most recent Title 24 and ISP control practices; DEER 2020 peak demand definition update | 1 | 1 | 0 | Deemed Ex Ante Team |  | Measures expires 12/31/2019 with revision note: Measures expire 12/31/2019. Workpaper required for 1/1/2020 to consider: revises HOU to reflect most recent Title 24 and ISP control practices; DEER 2020 peak demand definition update |  | Updated to indicate claim/filing status
1765 | R-InCmn-LED-A19(EISA-Bin-40w-120LPW)-dWP1p5 | LED A Lamp replaces pre-existing standard lighting Wattage based on EISA bin and LPW | DEER2017 | Disposition | 2020-11-24 16:30 | Res-Iltg-Cmn-dWatt-CFL | NonDEER | Scaled | DeltaWatts | 1.5 | 1.5 | None |  | 0 |  | 0 | Res | Any | Lighting | InCommon | Ltg_Lamp | LED_lamp |  | ILtg-Res-LED-20000hr-Cmn | LED A19 Basecase, 75% LED, 25% CFL | LED A19 Basecase, 75% LED, 25% CFL | LED Lamp: A19, EISA Bin 40, 120 LPW |  |  |  | Available |  | 0 | 0 | DEER2020 Update: 2018Phase1ScrewInLampDisposition | RobNc |  |  |  | None | 2018-07-01 | 2019-12-31 | NotInEA |  |  |  |  | Standard | Measures expires 12/31/2019 with revision note: Measures expire 12/31/2019. Workpaper required for 1/1/2020 to consider: revises HOU to reflect most recent Title 24 and ISP control practices; DEER 2020 peak demand definition update | 1 | 1 | 0 | Deemed Ex Ante Team |  | Measures expires 12/31/2019 with revision note: Measures expire 12/31/2019. Workpaper required for 1/1/2020 to consider: revises HOU to reflect most recent Title 24 and ISP control practices; DEER 2020 peak demand definition update |  | Updated to indicate claim/filing status
1766 | R-InCmn-LED-A19(EISA-Bin-60w-120LPW)-dWP1p8 | LED A Lamp replaces pre-existing standard lighting Wattage based on EISA bin and LPW | DEER2017 | Disposition | 2020-11-24 16:30 | Res-Iltg-Cmn-dWatt-CFL | NonDEER | Scaled | DeltaWatts | 1.8 | 1.8 | None |  | 0 |  | 0 | Res | Any | Lighting | InCommon | Ltg_Lamp | LED_lamp |  | ILtg-Res-LED-20000hr-Cmn | LED A19 Basecase, 75% LED, 25% CFL | LED A19 Basecase, 75% LED, 25% CFL | LED Lamp: A19, EISA Bin 60, 120 LPW |  |  |  | Available |  | 0 | 0 | DEER2020 Update: 2018Phase1ScrewInLampDisposition | RobNc |  |  |  | None | 2018-07-01 | 2019-12-31 | NotInEA |  |  |  |  | Standard | Measures expires 12/31/2019 with revision note: Measures expire 12/31/2019. Workpaper required for 1/1/2020 to consider: revises HOU to reflect most recent Title 24 and ISP control practices; DEER 2020 peak demand definition update | 1 | 1 | 0 | Deemed Ex Ante Team |  | Measures expires 12/31/2019 with revision note: Measures expire 12/31/2019. Workpaper required for 1/1/2020 to consider: revises HOU to reflect most recent Title 24 and ISP control practices; DEER 2020 peak demand definition update |  | Updated to indicate claim/filing status
1767 | R-In-LED-A19(EISA-Bin-100w-120LPW)-dWP3p3 | LED A Lamp replaces pre-existing standard lighting Wattage based on EISA bin and LPW | DEER2017 | Disposition | 2020-11-24 16:30 | Res-Iltg-dWatt-CFL | NonDEER | Scaled | DeltaWatts | 3.3 | 3.3 | None |  | 0 |  | 0 | Res | Any | Lighting | InGen-CFL | Ltg_Lamp | LED_lamp |  | ILtg-Res-LED-20000hr | LED A19 Basecase, 75% LED, 25% CFL | LED A19 Basecase, 75% LED, 25% CFL | LED Lamp: A19, EISA Bin 100, 120 LPW |  |  |  | Available |  | 0 | 0 | 2018Phase1ScrewInLampDisposition | RobNc |  |  |  |  | 2018-07-01 | 2019-12-31 | NotInEA |  |  |  |  | Standard | Expires 12/31/2019 due to DEER2020 revised impacts and peak demand definition | 1 | 1 | 0 | Deemed Ex Ante Team |  | Expires 12/31/2019 due to DEER2020 revised impacts and peak demand definition |  | Updated to indicate claim/filing status
1768 | R-In-LED-A19(EISA-Bin-40w-110LPW)-dWP1p2 | LED A Lamp replaces pre-existing standard lighting Wattage based on EISA bin and LPW | DEER2017 | Disposition | 2020-11-24 16:30 | Res-Iltg-dWatt-CFL | NonDEER | Scaled | DeltaWatts | 1.2 | 1.2 | None |  | 0 |  | 0 | Res | Any | Lighting | InGen-CFL | Ltg_Lamp | LED_lamp |  | ILtg-Res-LED-20000hr | LED A19 Basecase, 75% LED, 25% CFL | LED A19 Basecase, 75% LED, 25% CFL | LED Lamp: A19, EISA Bin 40, 110 LPW |  |  |  | Available |  | 0 | 0 | 2018Phase1ScrewInLampDisposition | RobNc |  |  |  |  | 2018-07-01 | 2019-12-31 | NotInEA |  |  |  |  | Standard | Expires 12/31/2019 due to DEER2020 revised impacts and peak demand definition | 1 | 1 | 0 | Deemed Ex Ante Team |  | Expires 12/31/2019 due to DEER2020 revised impacts and peak demand definition |  | Updated to indicate claim/filing status
1769 | R-In-LED-A19(EISA-Bin-40w-120LPW)-dWP1p5 | LED A Lamp replaces pre-existing standard lighting Wattage based on EISA bin and LPW | DEER2017 | Disposition | 2020-11-24 16:30 | Res-Iltg-dWatt-CFL | NonDEER | Scaled | DeltaWatts | 1.5 | 1.5 | None |  | 0 |  | 0 | Res | Any | Lighting | InGen-CFL | Ltg_Lamp | LED_lamp |  | ILtg-Res-LED-20000hr | LED A19 Basecase, 75% LED, 25% CFL | LED A19 Basecase, 75% LED, 25% CFL | LED Lamp: A19, EISA Bin 40, 120 LPW |  |  |  | Available |  |  |  | 2018Phase1ScrewInLampDisposition | RobNc |  |  |  |  | 2018-07-01 | 2019-12-31 | NotInEA |  |  |  |  | Standard | Expires 12/31/2019 due to DEER2020 revised impacts and peak demand definition | 1 | 1 | 0 | Deemed Ex Ante Team |  | Expires 12/31/2019 due to DEER2020 revised impacts and peak demand definition |  | Updated to indicate claim/filing status
1770 | R-In-LED-A19(EISA-Bin-60w-120LPW)-dWP1p8 | LED A Lamp replaces pre-existing standard lighting Wattage based on EISA bin and LPW | DEER2017 | Disposition | 2020-11-24 16:30 | Res-Iltg-dWatt-CFL | NonDEER | Scaled | DeltaWatts | 1.8 | 1.8 | None |  | 0 |  | 0 | Res | Any | Lighting | InGen-CFL | Ltg_Lamp | LED_lamp |  | ILtg-Res-LED-20000hr | LED A19 Basecase, 75% LED, 25% CFL | LED A19 Basecase, 75% LED, 25% CFL | LED Lamp: A19, EISA Bin 60, 120 LPW |  |  |  | Available |  |  |  | 2018Phase1ScrewInLampDisposition | RobNc |  |  |  |  | 2018-07-01 | 2019-12-31 | NotInEA |  |  |  |  | Standard | Expires 12/31/2019 due to DEER2020 revised impacts and peak demand definition | 1 | 1 | 0 | Deemed Ex Ante Team |  | Expires 12/31/2019 due to DEER2020 revised impacts and peak demand definition |  | Updated to indicate claim/filing status
1771 | R-OutCmn-LED-A19(EISA-Bin-100w-120LPW)-dWP3p3 | LED A Lamp replaces pre-existing standard lighting Wattage based on EISA bin and LPW | DEER2017 | Disposition | 2020-11-24 16:30 | Res-Oltg-Cmn-dWatt-CFL | NonDEER | Scaled | DeltaWatts | 3.3 | 3.3 | None |  | 0 |  | 0 | Res | Any | Lighting | OutCommon | Ltg_Lamp | LED_lamp |  | OLtg-Res-LED-20000hr-Cmn | LED A19 Basecase, 75% LED, 25% CFL | LED A19 Basecase, 75% LED, 25% CFL | LED Lamp: A19, EISA Bin 100, 120 LPW |  |  |  | Available |  | 0 | 0 | DEER2020 Update: 2018Phase1ScrewInLampDisposition | RobNc |  |  |  |  | 2018-07-01 | 2018-12-31 | NotInEA |  |  |  |  | Standard | Measures expire 12/31/2018. HOU revised based on DEER revision for NRes outdoor lighting with motion sensors | 1 | 1 | 0 | Deemed Ex Ante Team |  | Measures expire 12/31/2018. HOU revised based on DEER revision for NRes outdoor lighting with motion sensors |  | Updated to indicate claim/filing status
1772 | R-OutCmn-LED-A19(EISA-Bin-40w-110LPW)-dWP1p2 | LED A Lamp replaces pre-existing standard lighting Wattage based on EISA bin and LPW | DEER2017 | Disposition | 2020-11-24 16:30 | Res-Oltg-Cmn-dWatt-CFL | NonDEER | Scaled | DeltaWatts | 1.2 | 1.2 | None |  | 0 |  | 0 | Res | Any | Lighting | OutCommon | Ltg_Lamp | LED_lamp |  | OLtg-Res-LED-20000hr-Cmn | LED A19 Basecase, 75% LED, 25% CFL | LED A19 Basecase, 75% LED, 25% CFL | LED Lamp: A19, EISA Bin 40, 110 LPW |  |  |  | Available |  | 0 | 0 | DEER2020 Update: 2018Phase1ScrewInLampDisposition | RobNc |  |  |  |  | 2018-07-01 | 2018-12-31 | NotInEA |  |  |  |  | Standard | Measures expire 12/31/2018. HOU revised based on DEER revision for NRes outdoor lighting with motion sensors | 1 | 1 | 0 | Deemed Ex Ante Team |  | Measures expire 12/31/2018. HOU revised based on DEER revision for NRes outdoor lighting with motion sensors |  | Updated to indicate claim/filing status
1773 | R-OutCmn-LED-A19(EISA-Bin-40w-120LPW)-dWP1p5 | LED A Lamp replaces pre-existing standard lighting Wattage based on EISA bin and LPW | DEER2017 | Disposition | 2020-11-24 16:30 | Res-Oltg-Cmn-dWatt-CFL | NonDEER | Scaled | DeltaWatts | 1.5 | 1.5 | None |  | 0 |  | 0 | Res | Any | Lighting | OutCommon | Ltg_Lamp | LED_lamp |  | OLtg-Res-LED-20000hr-Cmn | LED A19 Basecase, 75% LED, 25% CFL | LED A19 Basecase, 75% LED, 25% CFL | LED Lamp: A19, EISA Bin 40, 120 LPW |  |  |  | Available |  | 0 | 0 | DEER2020 Update: 2018Phase1ScrewInLampDisposition | RobNc |  |  |  |  | 2018-07-01 | 2018-12-31 | NotInEA |  |  |  |  | Standard | Measures expire 12/31/2018. HOU revised based on DEER revision for NRes outdoor lighting with motion sensors | 1 | 1 | 0 | Deemed Ex Ante Team |  | Measures expire 12/31/2018. HOU revised based on DEER revision for NRes outdoor lighting with motion sensors |  | Updated to indicate claim/filing status
1774 | R-OutCmn-LED-A19(EISA-Bin-60w-120LPW)-dWP1p8 | LED A Lamp replaces pre-existing standard lighting Wattage based on EISA bin and LPW | DEER2017 | Disposition | 2020-11-24 16:30 | Res-Oltg-Cmn-dWatt-CFL | NonDEER | Scaled | DeltaWatts | 1.8 | 1.8 | None |  | 0 |  | 0 | Res | Any | Lighting | OutCommon | Ltg_Lamp | LED_lamp |  | OLtg-Res-LED-20000hr-Cmn | LED A19 Basecase, 75% LED, 25% CFL | LED A19 Basecase, 75% LED, 25% CFL | LED Lamp: A19, EISA Bin 60, 120 LPW |  |  |  | Available |  | 0 | 0 | DEER2020 Update: 2018Phase1ScrewInLampDisposition | RobNc |  |  |  |  | 2018-07-01 | 2018-12-31 | NotInEA |  |  |  |  | Standard | Measures expire 12/31/2018. HOU revised based on DEER revision for NRes outdoor lighting with motion sensors | 1 | 1 | 0 | Deemed Ex Ante Team |  | Measures expire 12/31/2018. HOU revised based on DEER revision for NRes outdoor lighting with motion sensors |  | Updated to indicate claim/filing status
1775 | R-Out-LED-A19(EISA-Bin-100w-120LPW)-dWP3p3 | LED A Lamp replaces pre-existing standard lighting Wattage based on EISA bin and LPW | DEER2016 | Disposition | 2020-11-24 16:30 | Res-Oltg-dWatt | NonDEER | Scaled | DeltaWatts | 3.3 | 3.3 | None |  | 0 |  | 0 | Res | Any | Lighting | OutGen | Ltg_Lamp | LED_lamp |  | OLtg-Res-LED-20000hr | LED A19 Basecase, 75% LED, 25% CFL | LED A19 Basecase, 75% LED, 25% CFL | LED Lamp: A19, EISA Bin 100, 120 LPW |  |  |  | Available |  | 0 | 0 | 2018Phase1ScrewInLampDisposition | RobNc |  |  |  |  | 2018-07-01 | 2019-12-31 | NotInEA |  |  |  |  | Standard | Measure expired due to DEER2020 update | 1 | 1 | 0 | Deemed Ex Ante Team |  | Measure expired due to DEER2020 update |  | Updated to indicate claim/filing status
1776 | R-Out-LED-A19(EISA-Bin-40w-110LPW)-dWP1p2 | LED A Lamp replaces pre-existing standard lighting Wattage based on EISA bin and LPW | DEER2016 | Disposition | 2020-11-24 16:30 | Res-Oltg-dWatt | NonDEER | Scaled | DeltaWatts | 1.2 | 1.2 | None |  | 0 |  | 0 | Res | Any | Lighting | OutGen | Ltg_Lamp | LED_lamp |  | OLtg-Res-LED-20000hr | LED A19 Basecase, 75% LED, 25% CFL | LED A19 Basecase, 75% LED, 25% CFL | LED Lamp: A19, EISA Bin 40, 110 LPW |  |  |  | Available |  | 0 | 0 | 2018Phase1ScrewInLampDisposition | RobNc |  |  |  |  | 2018-07-01 | 2019-12-31 | NotInEA |  |  |  |  | Standard | Measure expired due to DEER2020 update | 1 | 1 | 0 | Deemed Ex Ante Team |  | Measure expired due to DEER2020 update |  | Updated to indicate claim/filing status
1777 | R-Out-LED-A19(EISA-Bin-40w-120LPW)-dWP1p5 | LED A Lamp replaces pre-existing standard lighting Wattage based on EISA bin and LPW | DEER2016 | Disposition | 2020-11-24 16:30 | Res-Oltg-dWatt | NonDEER | Scaled | DeltaWatts | 1.5 | 1.5 | None |  | 0 |  | 0 | Res | Any | Lighting | OutGen | Ltg_Lamp | LED_lamp |  | OLtg-Res-LED-20000hr | LED A19 Basecase, 75% LED, 25% CFL | LED A19 Basecase, 75% LED, 25% CFL | LED Lamp: A19, EISA Bin 40, 120 LPW |  |  |  | Available |  |  |  | 2018Phase1ScrewInLampDisposition | RobNc |  |  |  |  | 2018-07-01 | 2019-12-31 | NotInEA |  |  |  |  | Standard | Measure expired due to DEER2020 update | 1 | 1 | 0 | Deemed Ex Ante Team |  | Measure expired due to DEER2020 update |  | Updated to indicate claim/filing status
1778 | R-Out-LED-A19(EISA-Bin-60w-120LPW)-dWP1p8 | LED A Lamp replaces pre-existing standard lighting Wattage based on EISA bin and LPW | DEER2016 | Disposition | 2020-11-24 16:30 | Res-Oltg-dWatt | NonDEER | Scaled | DeltaWatts | 1.8 | 1.8 | None |  | 0 |  | 0 | Res | Any | Lighting | OutGen | Ltg_Lamp | LED_lamp |  | OLtg-Res-LED-20000hr | LED A19 Basecase, 75% LED, 25% CFL | LED A19 Basecase, 75% LED, 25% CFL | LED Lamp: A19, EISA Bin 60, 120 LPW |  |  |  | Available |  |  |  | 2018Phase1ScrewInLampDisposition | RobNc |  |  |  |  | 2018-07-01 | 2019-12-31 | NotInEA |  |  |  |  | Standard | Measure expired due to DEER2020 update | 1 | 1 | 0 | Deemed Ex Ante Team |  | Measure expired due to DEER2020 update |  | Updated to indicate claim/filing status
1779 | C-Out-LED-PAR30-Ext(12w)-dWP16 | Commercial Outdoor General Lighting: LED Lamp replaces pre-existing standard lighting Wattage. Measure includes Code case. Impacts: HOU = 4100; CDF = 0 | DEER1314 | Disposition | 2020-11-24 16:30 | Com-Oltg-dWatt | NonDEER | Scaled | BaseRatio |  |  | None |  | 0 |  | 1 | Com | Any | Lighting | OutGen | Ltg_Lamp | LED_lamp |  | ILtg-Com-LED-20000hr | LED PAR30 Basecase, Total Watts = 2.34 x Msr Watts | LED PAR30 Basecase, Total Watts = 2.34 x Msr Watts | LED Lamp: Exterior PAR30, 12 Watts, non-dimmable | LEDratio0234 | LEDratio0234 | LED-PAR30-Ext(12w) | Available |  |  |  | 2018Phase1ScrewInLampDisposition | RobNc |  |  |  |  | 2018-07-01 | 2019-12-31 | NotInEA |  |  |  |  | Standard |  | 1 | 1 | 0 | Deemed Ex Ante Team |  |  |  | Updated to indicate claim/filing status
1780 | R-OutCmn-LED-PAR30-Ext(12w)-dWP16 | Residential Outdoor Common-Area Lighting: LED Lamp replaces pre-existing standard lighting Wattage. Measure includes Code case. Impacts: HOU = 3390; CDF = 0.09 | DEER2017 | Disposition | 2020-11-24 16:30 | Res-Oltg-Cmn-dWatt-CFL | NonDEER | Scaled | BaseRatio | 0 | 0 | None |  | 0 |  | 1 | Res | Any | Lighting | OutCommon | Ltg_Lamp | LED_lamp |  | OLtg-Res-LED-20000hr-Cmn | LED PAR30 Basecase, Total Watts = 2.34 x Msr Watts | LED PAR30 Basecase, Total Watts = 2.34 x Msr Watts | LED Lamp: Exterior PAR30, 12 Watts, non-dimmable | LEDratio0234 | LEDratio0234 | LED-PAR30-Ext(12w) | Available |  | 0 | 0 | DEER2020 Update: 2018Phase1ScrewInLampDisposition | RobNc |  |  |  |  | 2018-07-01 | 2018-12-31 | NotInEA |  |  |  |  | Standard | Measures expire 12/31/2018. HOU revised based on DEER revision for NRes outdoor lighting with motion sensors | 1 | 1 | 0 | Deemed Ex Ante Team |  | Measures expire 12/31/2018. HOU revised based on DEER revision for NRes outdoor lighting with motion sensors |  | Updated to indicate claim/filing status
1781 | R-Out-LED-PAR30-Ext(12w)-dWP16 | Residential Outdoor General Lighting: LED Lamp replaces pre-existing standard lighting Wattage. Measure includes Code case. Impacts: HOU = 1249; CDF = 0 | DEER2016 | Disposition | 2020-11-24 16:30 | Res-Oltg-dWatt | NonDEER | Scaled | BaseRatio |  |  | None |  | 0 |  | 1 | Res | Any | Lighting | OutGen | Ltg_Lamp | LED_lamp |  | OLtg-Res-LED-20000hr | LED PAR30 Basecase, Total Watts = 2.34 x Msr Watts | LED PAR30 Basecase, Total Watts = 2.34 x Msr Watts | LED Lamp: Exterior PAR30, 12 Watts, non-dimmable | LEDratio0234 | LEDratio0234 | LED-PAR30-Ext(12w) | Available |  |  |  | 2018Phase1ScrewInLampDisposition | RobNc |  |  |  |  | 2018-07-01 | 2019-12-31 | NotInEA |  |  |  |  | Standard | Measure expired due to DEER2020 update | 1 | 1 | 0 | Deemed Ex Ante Team |  | Measure expired due to DEER2020 update |  | Updated to indicate claim/filing status
2001 | Res-Lighting-InGen_CFLratio0353_CFLfixt-110w | Residential Indoor General Lighting: CFL Fixture replaces pre-existing standard lighting Wattage. Measure includes Code case. Impacts: CFL-based HOU (varies by BldgType) | DEER2017 | D13 v1.0 | 2020-11-24 16:30 | Res-Iltg-dWatt-CFL | DEER | Scaled | BaseRatio | 278 | 278 | None |  | 0 |  | 1 | Res | Any | Lighting | InGen-CFL | Ltg_Fixture | CFL_fixt |  | ILtg-CFL-Res | CFL fixture based on: Ballast; Total Watts = 3.53 | CFL fixture based on: Ballast; Total Watts = 3.53 | CFL fixture based on: CFLpin(110w); Total Watts = 110 | CFLratio0353 | CFLratio0353 | CFLfixt-110w(110w) | Available |  | 0 | 0 | DEER Lighting measure | ErRobNc |  | ILtg-Incand-Res |  | DEER131417 | 2013-01-01 | 2018-06-30 | InEA_modVal |  |  |  |  | Standard | Remove expiry date per Commission Staff direction 2018ScrewInLampSavignsMethods-11Dec2017.pdf | 1 | 1 | 0 | Deemed Ex Ante Team |  | Remove expiry date per Commission Staff direction 2018ScrewInLampSavignsMethods-11Dec2017.pdf |  | Updated to indicate claim/filing status
2002 | Res-Lighting-InGen_CFLratio0353_CFLfixt-120w | Residential Indoor General Lighting: CFL Fixture replaces pre-existing standard lighting Wattage. Measure includes Code case. Impacts: CFL-based HOU (varies by BldgType) | DEER2017 | D13 v1.0 | 2020-11-24 16:30 | Res-Iltg-dWatt-CFL | DEER | Scaled | BaseRatio | 304 | 304 | None |  | 0 |  | 1 | Res | Any | Lighting | InGen-CFL | Ltg_Fixture | CFL_fixt |  | ILtg-CFL-Res | CFL fixture based on: Ballast; Total Watts = 3.53 | CFL fixture based on: Ballast; Total Watts = 3.53 | CFL fixture based on: CFLpin(120w); Total Watts = 120 | CFLratio0353 | CFLratio0353 | CFLfixt-120w(120w) | Available |  | 0 | 0 | DEER Lighting measure | ErRobNc |  | ILtg-Incand-Res |  | DEER131417 | 2013-01-01 | 2018-06-30 | InEA_modVal |  |  |  |  | Standard | Remove expiry date per Commission Staff direction 2018ScrewInLampSavignsMethods-11Dec2017.pdf | 1 | 1 | 0 | Deemed Ex Ante Team |  | Remove expiry date per Commission Staff direction 2018ScrewInLampSavignsMethods-11Dec2017.pdf |  | Updated to indicate claim/filing status
2003 | Res-Lighting-InGen_CFLratio0353_CFLfixt-13w | Residential Indoor General Lighting: CFL Fixture replaces pre-existing standard lighting Wattage. Measure includes Code case. Impacts: CFL-based HOU (varies by BldgType) | DEER2017 | D13 v1.0 | 2020-11-24 16:30 | Res-Iltg-dWatt-CFL | DEER | Scaled | BaseRatio | 33 | 33 | None |  | 0 |  | 1 | Res | Any | Lighting | InGen-CFL | Ltg_Fixture | CFL_fixt |  | ILtg-CFL-Res | CFL fixture based on: Ballast; Total Watts = 3.53 | CFL fixture based on: Ballast; Total Watts = 3.53 | CFL fixture based on: CFLpin(13w); Total Watts = 13 | CFLratio0353 | CFLratio0353 | CFLfixt-13w(13w) | Available |  | 0 | 0 | DEER Lighting measure | ErRobNc |  | ILtg-Incand-Res |  | DEER131417 | 2013-01-01 | 2018-06-30 | InEA_modVal |  |  |  |  | Standard | Remove expiry date per Commission Staff direction 2018ScrewInLampSavignsMethods-11Dec2017.pdf | 1 | 1 | 0 | Deemed Ex Ante Team |  | Remove expiry date per Commission Staff direction 2018ScrewInLampSavignsMethods-11Dec2017.pdf |  | Updated to indicate claim/filing status
2004 | Res-Lighting-InGen_CFLratio0353_CFLfixt-15w | Residential Indoor General Lighting: CFL Fixture replaces pre-existing standard lighting Wattage. Measure includes Code case. Impacts: CFL-based HOU (varies by BldgType) | DEER2017 | D13 v1.0 | 2020-11-24 16:30 | Res-Iltg-dWatt-CFL | DEER | Scaled | BaseRatio | 38 | 38 | None |  | 0 |  | 1 | Res | Any | Lighting | InGen-CFL | Ltg_Fixture | CFL_fixt |  | ILtg-CFL-Res | CFL fixture based on: Ballast; Total Watts = 3.53 | CFL fixture based on: Ballast; Total Watts = 3.53 | CFL fixture based on: CFLpin(15w); Total Watts = 15 | CFLratio0353 | CFLratio0353 | CFLfixt-15w(15w) | Available |  | 0 | 0 | DEER Lighting measure | ErRobNc |  | ILtg-Incand-Res |  | DEER131417 | 2013-01-01 | 2018-06-30 | InEA_modVal |  |  |  |  | Standard | Remove expiry date per Commission Staff direction 2018ScrewInLampSavignsMethods-11Dec2017.pdf | 1 | 1 | 0 | Deemed Ex Ante Team |  | Remove expiry date per Commission Staff direction 2018ScrewInLampSavignsMethods-11Dec2017.pdf |  | Updated to indicate claim/filing status
2005 | Res-Lighting-InGen_CFLratio0353_CFLfixt-18w | Residential Indoor General Lighting: CFL Fixture replaces pre-existing standard lighting Wattage. Measure includes Code case. Impacts: CFL-based HOU (varies by BldgType) | DEER2017 | D13 v1.0 | 2020-11-24 16:30 | Res-Iltg-dWatt-CFL | DEER | Scaled | BaseRatio | 46 | 46 | None |  | 0 |  | 1 | Res | Any | Lighting | InGen-CFL | Ltg_Fixture | CFL_fixt |  | ILtg-CFL-Res | CFL fixture based on: Ballast; Total Watts = 3.53 | CFL fixture based on: Ballast; Total Watts = 3.53 | CFL fixture based on: CFLpin(18w); Total Watts = 18 | CFLratio0353 | CFLratio0353 | CFLfixt-18w(18w) | Available |  | 0 | 0 | DEER Lighting measure | ErRobNc |  | ILtg-Incand-Res |  | DEER131417 | 2013-01-01 | 2018-06-30 | InEA_modVal |  |  |  |  | Standard | Remove expiry date per Commission Staff direction 2018ScrewInLampSavignsMethods-11Dec2017.pdf | 1 | 1 | 0 | Deemed Ex Ante Team |  | Remove expiry date per Commission Staff direction 2018ScrewInLampSavignsMethods-11Dec2017.pdf |  | Updated to indicate claim/filing status
2006 | Res-Lighting-InGen_CFLratio0353_CFLfixt-20w | Residential Indoor General Lighting: CFL Fixture replaces pre-existing standard lighting Wattage. Measure includes Code case. Impacts: CFL-based HOU (varies by BldgType) | DEER2017 | D13 v1.0 | 2020-11-24 16:30 | Res-Iltg-dWatt-CFL | DEER | Scaled | BaseRatio | 51 | 51 | None |  | 0 |  | 1 | Res | Any | Lighting | InGen-CFL | Ltg_Fixture | CFL_fixt |  | ILtg-CFL-Res | CFL fixture based on: Ballast; Total Watts = 3.53 | CFL fixture based on: Ballast; Total Watts = 3.53 | CFL fixture based on: CFLpin(20w); Total Watts = 20 | CFLratio0353 | CFLratio0353 | CFLfixt-20w(20w) | Available |  | 0 | 0 | DEER Lighting measure | ErRobNc |  | ILtg-Incand-Res |  | DEER131417 | 2013-01-01 | 2018-06-30 | InEA_modVal |  |  |  |  | Standard | Remove expiry date per Commission Staff direction 2018ScrewInLampSavignsMethods-11Dec2017.pdf | 1 | 1 | 0 | Deemed Ex Ante Team |  | Remove expiry date per Commission Staff direction 2018ScrewInLampSavignsMethods-11Dec2017.pdf |  | Updated to indicate claim/filing status
2007 | Res-Lighting-InGen_CFLratio0353_CFLfixt-24w | Residential Indoor General Lighting: CFL Fixture replaces pre-existing standard lighting Wattage. Measure includes Code case. Impacts: CFL-based HOU (varies by BldgType) | DEER2017 | D13 v1.0 | 2020-11-24 16:30 | Res-Iltg-dWatt-CFL | DEER | Scaled | BaseRatio | 61 | 61 | None |  | 0 |  | 1 | Res | Any | Lighting | InGen-CFL | Ltg_Fixture | CFL_fixt |  | ILtg-CFL-Res | CFL fixture based on: Ballast; Total Watts = 3.53 | CFL fixture based on: Ballast; Total Watts = 3.53 | CFL fixture based on: CFLpin(24w); Total Watts = 24 | CFLratio0353 | CFLratio0353 | CFLfixt-24w(24w) | Available |  | 0 | 0 | DEER Lighting measure | ErRobNc |  | ILtg-Incand-Res |  | DEER131417 | 2013-01-01 | 2018-06-30 | InEA_modVal |  |  |  |  | Standard | Remove expiry date per Commission Staff direction 2018ScrewInLampSavignsMethods-11Dec2017.pdf | 1 | 1 | 0 | Deemed Ex Ante Team |  | Remove expiry date per Commission Staff direction 2018ScrewInLampSavignsMethods-11Dec2017.pdf |  | Updated to indicate claim/filing status
2008 | Res-Lighting-InGen_CFLratio0353_CFLfixt-25w | Residential Indoor General Lighting: CFL Fixture replaces pre-existing standard lighting Wattage. Measure includes Code case. Impacts: CFL-based HOU (varies by BldgType) | DEER2017 | D13 v1.0 | 2020-11-24 16:30 | Res-Iltg-dWatt-CFL | DEER | Scaled | BaseRatio | 63 | 63 | None |  | 0 |  | 1 | Res | Any | Lighting | InGen-CFL | Ltg_Fixture | CFL_fixt |  | ILtg-CFL-Res | CFL fixture based on: Ballast; Total Watts = 3.53 | CFL fixture based on: Ballast; Total Watts = 3.53 | CFL fixture based on: CFLpin(25w); Total Watts = 25 | CFLratio0353 | CFLratio0353 | CFLfixt-25w(25w) | Available |  | 0 | 0 | DEER Lighting measure | ErRobNc |  | ILtg-Incand-Res |  | DEER131417 | 2013-01-01 | 2018-06-30 | InEA_modVal |  |  |  |  | Standard | Remove expiry date per Commission Staff direction 2018ScrewInLampSavignsMethods-11Dec2017.pdf | 1 | 1 | 0 | Deemed Ex Ante Team |  | Remove expiry date per Commission Staff direction 2018ScrewInLampSavignsMethods-11Dec2017.pdf |  | Updated to indicate claim/filing status
2009 | Res-Lighting-InGen_CFLratio0353_CFLfixt-26w | Residential Indoor General Lighting: CFL Fixture replaces pre-existing standard lighting Wattage. Measure includes Code case. Impacts: CFL-based HOU (varies by BldgType) | DEER2017 | D13 v1.0 | 2020-11-24 16:30 | Res-Iltg-dWatt-CFL | DEER | Scaled | BaseRatio | 66 | 66 | None |  | 0 |  | 1 | Res | Any | Lighting | InGen-CFL | Ltg_Fixture | CFL_fixt |  | ILtg-CFL-Res | CFL fixture based on: Ballast; Total Watts = 3.53 | CFL fixture based on: Ballast; Total Watts = 3.53 | CFL fixture based on: CFLpin(26w); Total Watts = 26 | CFLratio0353 | CFLratio0353 | CFLfixt-26w(26w) | Available |  | 0 | 0 | DEER Lighting measure | ErRobNc |  | ILtg-Incand-Res |  | DEER131417 | 2013-01-01 | 2018-06-30 | InEA_modVal |  |  |  |  | Standard | Remove expiry date per Commission Staff direction 2018ScrewInLampSavignsMethods-11Dec2017.pdf | 1 | 1 | 0 | Deemed Ex Ante Team |  | Remove expiry date per Commission Staff direction 2018ScrewInLampSavignsMethods-11Dec2017.pdf |  | Updated to indicate claim/filing status
2010 | Res-Lighting-InGen_CFLratio0353_CFLfixt-27w | Residential Indoor General Lighting: CFL Fixture replaces pre-existing standard lighting Wattage. Measure includes Code case. Impacts: CFL-based HOU (varies by BldgType) | DEER2017 | D13 v1.0 | 2020-11-24 16:30 | Res-Iltg-dWatt-CFL | DEER | Scaled | BaseRatio | 68 | 68 | None |  | 0 |  | 1 | Res | Any | Lighting | InGen-CFL | Ltg_Fixture | CFL_fixt |  | ILtg-CFL-Res | CFL fixture based on: Ballast; Total Watts = 3.53 | CFL fixture based on: Ballast; Total Watts = 3.53 | CFL fixture based on: CFLpin(27w); Total Watts = 27 | CFLratio0353 | CFLratio0353 | CFLfixt-27w(27w) | Available |  | 0 | 0 | DEER Lighting measure | ErRobNc |  | ILtg-Incand-Res |  | DEER131417 | 2013-01-01 | 2018-06-30 | InEA_modVal |  |  |  |  | Standard | Remove expiry date per Commission Staff direction 2018ScrewInLampSavignsMethods-11Dec2017.pdf | 1 | 1 | 0 | Deemed Ex Ante Team |  | Remove expiry date per Commission Staff direction 2018ScrewInLampSavignsMethods-11Dec2017.pdf |  | Updated to indicate claim/filing status
2011 | Res-Lighting-InGen_CFLratio0353_CFLfixt-28w | Residential Indoor General Lighting: CFL Fixture replaces pre-existing standard lighting Wattage. Measure includes Code case. Impacts: CFL-based HOU (varies by BldgType) | DEER2017 | D13 v1.0 | 2020-11-24 16:30 | Res-Iltg-dWatt-CFL | DEER | Scaled | BaseRatio | 71 | 71 | None |  | 0 |  | 1 | Res | Any | Lighting | InGen-CFL | Ltg_Fixture | CFL_fixt |  | ILtg-CFL-Res | CFL fixture based on: Ballast; Total Watts = 3.53 | CFL fixture based on: Ballast; Total Watts = 3.53 | CFL fixture based on: CFLpin(28w); Total Watts = 28 | CFLratio0353 | CFLratio0353 | CFLfixt-28w(28w) | Available |  | 0 | 0 | DEER Lighting measure | ErRobNc |  | ILtg-Incand-Res |  | DEER131417 | 2013-01-01 | 2018-06-30 | InEA_modVal |  |  |  |  | Standard | Remove expiry date per Commission Staff direction 2018ScrewInLampSavignsMethods-11Dec2017.pdf | 1 | 1 | 0 | Deemed Ex Ante Team |  | Remove expiry date per Commission Staff direction 2018ScrewInLampSavignsMethods-11Dec2017.pdf |  | Updated to indicate claim/filing status
2012 | Res-Lighting-InGen_CFLratio0353_CFLfixt-32w | Residential Indoor General Lighting: CFL Fixture replaces pre-existing standard lighting Wattage. Measure includes Code case. Impacts: CFL-based HOU (varies by BldgType) | DEER2017 | D13 v1.0 | 2020-11-24 16:30 | Res-Iltg-dWatt-CFL | DEER | Scaled | BaseRatio | 81 | 81 | None |  | 0 |  | 1 | Res | Any | Lighting | InGen-CFL | Ltg_Fixture | CFL_fixt |  | ILtg-CFL-Res | CFL fixture based on: Ballast; Total Watts = 3.53 | CFL fixture based on: Ballast; Total Watts = 3.53 | CFL fixture based on: CFLpin(32w); Total Watts = 32 | CFLratio0353 | CFLratio0353 | CFLfixt-32w(32w) | Available |  | 0 | 0 | DEER Lighting measure | ErRobNc |  | ILtg-Incand-Res | D08-RE-ILtg-CFL-Tbl-32W-Rpl-Prim | DEER131417 | 2013-01-01 | 2018-06-30 | InEA_modVal |  |  |  |  | Standard | Remove expiry date per Commission Staff direction 2018ScrewInLampSavignsMethods-11Dec2017.pdf | 1 | 1 | 0 | Deemed Ex Ante Team |  | Remove expiry date per Commission Staff direction 2018ScrewInLampSavignsMethods-11Dec2017.pdf |  | Updated to indicate claim/filing status
2013 | Res-Lighting-InGen_CFLratio0353_CFLfixt-34w | Residential Indoor General Lighting: CFL Fixture replaces pre-existing standard lighting Wattage. Measure includes Code case. Impacts: CFL-based HOU (varies by BldgType) | DEER2017 | D13 v1.0 | 2020-11-24 16:30 | Res-Iltg-dWatt-CFL | DEER | Scaled | BaseRatio | 86 | 86 | None |  | 0 |  | 1 | Res | Any | Lighting | InGen-CFL | Ltg_Fixture | CFL_fixt |  | ILtg-CFL-Res | CFL fixture based on: Ballast; Total Watts = 3.53 | CFL fixture based on: Ballast; Total Watts = 3.53 | CFL fixture based on: CFLpin(34w); Total Watts = 34 | CFLratio0353 | CFLratio0353 | CFLfixt-34w(34w) | Available |  | 0 | 0 | DEER Lighting measure | ErRobNc |  | ILtg-Incand-Res |  | DEER131417 | 2013-01-01 | 2018-06-30 | InEA_modVal |  |  |  |  | Standard | Remove expiry date per Commission Staff direction 2018ScrewInLampSavignsMethods-11Dec2017.pdf | 1 | 1 | 0 | Deemed Ex Ante Team |  | Remove expiry date per Commission Staff direction 2018ScrewInLampSavignsMethods-11Dec2017.pdf |  | Updated to indicate claim/filing status
2014 | Res-Lighting-InGen_CFLratio0353_CFLfixt-35w | Residential Indoor General Lighting: CFL Fixture replaces pre-existing standard lighting Wattage. Measure includes Code case. Impacts: CFL-based HOU (varies by BldgType) | DEER2017 | D13 v1.0 | 2020-11-24 16:30 | Res-Iltg-dWatt-CFL | DEER | Scaled | BaseRatio | 89 | 89 | None |  | 0 |  | 1 | Res | Any | Lighting | InGen-CFL | Ltg_Fixture | CFL_fixt |  | ILtg-CFL-Res | CFL fixture based on: Ballast; Total Watts = 3.53 | CFL fixture based on: Ballast; Total Watts = 3.53 | CFL fixture based on: CFLpin(35w); Total Watts = 35 | CFLratio0353 | CFLratio0353 | CFLfixt-35w(35w) | Available |  | 0 | 0 | DEER Lighting measure | ErRobNc |  | ILtg-Incand-Res |  | DEER131417 | 2013-01-01 | 2018-06-30 | InEA_modVal |  |  |  |  | Standard | Remove expiry date per Commission Staff direction 2018ScrewInLampSavignsMethods-11Dec2017.pdf | 1 | 1 | 0 | Deemed Ex Ante Team |  | Remove expiry date per Commission Staff direction 2018ScrewInLampSavignsMethods-11Dec2017.pdf |  | Updated to indicate claim/filing status
2015 | Res-Lighting-InGen_CFLratio0353_CFLfixt-36w | Residential Indoor General Lighting: CFL Fixture replaces pre-existing standard lighting Wattage. Measure includes Code case. Impacts: CFL-based HOU (varies by BldgType) | DEER2017 | D13 v1.0 | 2020-11-24 16:30 | Res-Iltg-dWatt-CFL | DEER | Scaled | BaseRatio | 91 | 91 | None |  | 0 |  | 1 | Res | Any | Lighting | InGen-CFL | Ltg_Fixture | CFL_fixt |  | ILtg-CFL-Res | CFL fixture based on: Ballast; Total Watts = 3.53 | CFL fixture based on: Ballast; Total Watts = 3.53 | CFL fixture based on: CFLpin(36w); Total Watts = 36 | CFLratio0353 | CFLratio0353 | CFLfixt-36w(36w) | Available |  | 0 | 0 | DEER Lighting measure | ErRobNc |  | ILtg-Incand-Res |  | DEER131417 | 2013-01-01 | 2018-06-30 | InEA_modVal |  |  |  |  | Standard | Remove expiry date per Commission Staff direction 2018ScrewInLampSavignsMethods-11Dec2017.pdf | 1 | 1 | 0 | Deemed Ex Ante Team |  | Remove expiry date per Commission Staff direction 2018ScrewInLampSavignsMethods-11Dec2017.pdf |  | Updated to indicate claim/filing status
2016 | Res-Lighting-InGen_CFLratio0353_CFLfixt-40w | Residential Indoor General Lighting: CFL Fixture replaces pre-existing standard lighting Wattage. Measure includes Code case. Impacts: CFL-based HOU (varies by BldgType) | DEER2017 | D13 v1.0 | 2020-11-24 16:30 | Res-Iltg-dWatt-CFL | DEER | Scaled | BaseRatio | 101 | 101 | None |  | 0 |  | 1 | Res | Any | Lighting | InGen-CFL | Ltg_Fixture | CFL_fixt |  | ILtg-CFL-Res | CFL fixture based on: Ballast; Total Watts = 3.53 | CFL fixture based on: Ballast; Total Watts = 3.53 | CFL fixture based on: CFLpin(40w); Total Watts = 40 | CFLratio0353 | CFLratio0353 | CFLfixt-40w(40w) | Available |  | 0 | 0 | DEER Lighting measure | ErRobNc |  | ILtg-Incand-Res |  | DEER131417 | 2013-01-01 | 2018-06-30 | InEA_modVal |  |  |  |  | Standard | Remove expiry date per Commission Staff direction 2018ScrewInLampSavignsMethods-11Dec2017.pdf | 1 | 1 | 0 | Deemed Ex Ante Team |  | Remove expiry date per Commission Staff direction 2018ScrewInLampSavignsMethods-11Dec2017.pdf |  | Updated to indicate claim/filing status
2017 | Res-Lighting-InGen_CFLratio0353_CFLfixt-42w | Residential Indoor General Lighting: CFL Fixture replaces pre-existing standard lighting Wattage. Measure includes Code case. Impacts: CFL-based HOU (varies by BldgType) | DEER2017 | D13 v1.0 | 2020-11-24 16:30 | Res-Iltg-dWatt-CFL | DEER | Scaled | BaseRatio | 106 | 106 | None |  | 0 |  | 1 | Res | Any | Lighting | InGen-CFL | Ltg_Fixture | CFL_fixt |  | ILtg-CFL-Res | CFL fixture based on: Ballast; Total Watts = 3.53 | CFL fixture based on: Ballast; Total Watts = 3.53 | CFL fixture based on: CFLpin(42w); Total Watts = 42 | CFLratio0353 | CFLratio0353 | CFLfixt-42w(42w) | Available |  | 0 | 0 | DEER Lighting measure | ErRobNc |  | ILtg-Incand-Res |  | DEER131417 | 2013-01-01 | 2018-06-30 | InEA_modVal |  |  |  |  | Standard | Remove expiry date per Commission Staff direction 2018ScrewInLampSavignsMethods-11Dec2017.pdf | 1 | 1 | 0 | Deemed Ex Ante Team |  | Remove expiry date per Commission Staff direction 2018ScrewInLampSavignsMethods-11Dec2017.pdf |  | Updated to indicate claim/filing status
2018 | Res-Lighting-InGen_CFLratio0353_CFLfixt-50w | Residential Indoor General Lighting: CFL Fixture replaces pre-existing standard lighting Wattage. Measure includes Code case. Impacts: CFL-based HOU (varies by BldgType) | DEER2017 | D13 v1.0 | 2020-11-24 16:30 | Res-Iltg-dWatt-CFL | DEER | Scaled | BaseRatio | 127 | 127 | None |  | 0 |  | 1 | Res | Any | Lighting | InGen-CFL | Ltg_Fixture | CFL_fixt |  | ILtg-CFL-Res | CFL fixture based on: Ballast; Total Watts = 3.53 | CFL fixture based on: Ballast; Total Watts = 3.53 | CFL fixture based on: CFLpin(50w); Total Watts = 50 | CFLratio0353 | CFLratio0353 | CFLfixt-50w(50w) | Available |  | 0 | 0 | DEER Lighting measure | ErRobNc |  | ILtg-Incand-Res | D08-RE-ILtg-CFL-Tbl-50W-Rpl-Prim | DEER131417 | 2013-01-01 | 2018-06-30 | InEA_modVal |  |  |  |  | Standard | Remove expiry date per Commission Staff direction 2018ScrewInLampSavignsMethods-11Dec2017.pdf | 1 | 1 | 0 | Deemed Ex Ante Team |  | Remove expiry date per Commission Staff direction 2018ScrewInLampSavignsMethods-11Dec2017.pdf |  | Updated to indicate claim/filing status
2019 | Res-Lighting-InGen_CFLratio0353_CFLfixt-55w | Residential Indoor General Lighting: CFL Fixture replaces pre-existing standard lighting Wattage. Measure includes Code case. Impacts: CFL-based HOU (varies by BldgType) | DEER2017 | D13 v1.0 | 2020-11-24 16:30 | Res-Iltg-dWatt-CFL | DEER | Scaled | BaseRatio | 139 | 139 | None |  | 0 |  | 1 | Res | Any | Lighting | InGen-CFL | Ltg_Fixture | CFL_fixt |  | ILtg-CFL-Res | CFL fixture based on: Ballast; Total Watts = 3.53 | CFL fixture based on: Ballast; Total Watts = 3.53 | CFL fixture based on: CFLpin(55w); Total Watts = 55 | CFLratio0353 | CFLratio0353 | CFLfixt-55w(55w) | Available |  | 0 | 0 | DEER Lighting measure | ErRobNc |  | ILtg-Incand-Res | D08-RE-ILtg-CFL-Mod-55W-Rpl-Prim | DEER131417 | 2013-01-01 | 2018-06-30 | InEA_modVal |  |  |  |  | Standard | Remove expiry date per Commission Staff direction 2018ScrewInLampSavignsMethods-11Dec2017.pdf | 1 | 1 | 0 | Deemed Ex Ante Team |  | Remove expiry date per Commission Staff direction 2018ScrewInLampSavignsMethods-11Dec2017.pdf |  | Updated to indicate claim/filing status
2020 | Appl-Dishwash-StdSize-ElecDHW-Tier1 | Dishwasher, Standard Capacity, Electric DHW, EAEU = 260 (Tier 1) | DEER2020 | D20v1 | 2022-04-07 14:16 | Appl-Dishwash-StdSize-ElecDHW-Tier1 | DEER | Standard | None |  |  | None |  | 0 |  | 0 | Res | Any | AppPlug | KitchenApp | Clean_equip | DishWash |  | Appl-EffDW |  | Dishwasher, Standard capacity, in a house with Electric DHW, EAEU = 307 | Dishwasher, Standard capacity, in a house with Electric DHW, EAEU = 260 |  |  |  | Available |  | 0 | 0 |  | RobNc |  | Appl-EffDW |  | None | 2020-01-01 | 2022-12-31 | [5 empty] | Component |  | 1 | 1 | 0 | Deemed Ex Ante Team |  |  |  | Updated to indicate claim/filing status
2020 | Appl-Dishwash-StdSize-ElecDHW-Tier2 | Dishwasher, Standard Capacity, Electric DHW, EAEU = 220 (Tier 2) | DEER2020 | D20v1 | 2022-04-07 14:16 | Appl-Dishwash-StdSize-ElecDHW-Tier2 | DEER | Standard | None |  |  | None |  | 0 |  | 0 | Res | Any | AppPlug | KitchenApp | Clean_equip | DishWash |  | Appl-EffDW |  | Dishwasher, Standard capacity, in a house with Electric DHW, EAEU = 307 | Dishwasher, Standard capacity, in a house with Electric DHW, EAEU = 220 |  |  |  | Available |  | 0 | 0 |  | RobNc |  | Appl-EffDW |  | None | 2020-01-01 | 2022-12-31 | [5 empty] | Component |  | 1 | 1 | 0 | Deemed Ex Ante Team |  |  |  | Updated to indicate claim/filing status
2020 | Appl-Dishwash-StdSize-ElecDHW-Tier3 | Dishwasher, Standard Capacity, Electric DHW, EAEU = 180 (Tier 3) | DEER2020 | D20v1 | 2022-04-07 14:16 | Appl-Dishwash-StdSize-ElecDHW-Tier3 | DEER | Standard | None |  |  | None |  | 0 |  | 0 | Res | Any | AppPlug | KitchenApp | Clean_equip | DishWash |  | Appl-EffDW |  | Dishwasher, Standard capacity, in a house with Electric DHW, EAEU = 307 | Dishwasher, Standard capacity, in a house with Electric DHW, EAEU = 180 |  |  |  | Available |  | 0 | 0 |  | RobNc |  | Appl-EffDW |  | None | 2020-01-01 | 2022-12-31 | [5 empty] | Component |  | 1 | 1 | 0 | Deemed Ex Ante Team |  |  |  | Updated to indicate claim/filing status
2020 | Appl-Dishwash-StdSize-GasDHW-Tier1 | Dishwasher, Standard Capacity, Gas DHW, EAEU = 260 (Tier 1) | DEER2020 | D20v1 | 2022-04-07 14:16 | Appl-Dishwash-StdSize-GasDHW-Tier1 | DEER | Standard | None |  |  | None |  | 0 |  | 0 | Res | Any | AppPlug | KitchenApp | Clean_equip | DishWash |  | Appl-EffDW |  | Dishwasher, Standard capacity, in a house with Gas DHW, EAEU = 307 | Dishwasher, Standard capacity, in a house with Gas DHW, EAEU = 260 |  |  |  | Available |  | 0 | 0 |  | RobNc |  | Appl-EffDW |  | None | 2020-01-01 | 2022-12-31 | [5 empty] | Component |  | 1 | 1 | 0 | Deemed Ex Ante Team |  |  |  | Updated to indicate claim/filing status
2020 | Appl-Dishwash-StdSize-GasDHW-Tier2 | Dishwasher, Standard Capacity, Gas DHW, EAEU = 220 (Tier 2) | DEER2020 | D20v1 | 2022-04-07 14:16 | Appl-Dishwash-StdSize-GasDHW-Tier2 | DEER | Standard | None |  |  | None |  | 0 |  | 0 | Res | Any | AppPlug | KitchenApp | Clean_equip | DishWash |  | Appl-EffDW |  | Dishwasher, Standard capacity, in a house with Gas DHW, EAEU = 307 | Dishwasher, Standard capacity, in a house with Gas DHW, EAEU = 220 |  |  |  | Available |  | 0 | 0 |  | RobNc |  | Appl-EffDW |  | None | 2020-01-01 | 2022-12-31 | [5 empty] | Component |  | 1 | 1 | 0 | Deemed Ex Ante Team |  |  |  | Updated to indicate claim/filing status
2020 | Appl-Dishwash-StdSize-GasDHW-Tier3 | Dishwasher, Standard Capacity, Gas DHW, EAEU = 180 (Tier 3) | DEER2020 | D20v1 | 2022-04-07 14:16 | Appl-Dishwash-StdSize-GasDHW-Tier3 | DEER | Standard | None |  |  | None |  | 0 |  | 0 | Res | Any | AppPlug | KitchenApp | Clean_equip | DishWash |  | Appl-EffDW |  | Dishwasher, Standard capacity, in a house with Gas DHW, EAEU = 307 | Dishwasher, Standard capacity, in a house with Gas DHW, EAEU = 180 |  |  |  | Available |  | 0 | 0 |  | RobNc |  | Appl-EffDW |  | None | 2020-01-01 | 2022-12-31 | [5 empty] | Component |  | 1 | 1 | 0 | Deemed Ex Ante Team |  |  |  | Updated to indicate claim/filing status
2020 | Appl-Dishwash-StdSize-Tier1 | Dishwasher, Standard Capacity, EAEU = 260 (Tier 1) | DEER2020 | D20v1 | 2020-11-24 16:30 | Appl-Dishwash-StdSize-Tier1 | DEER | Standard | None |  |  | None |  | 0 |  | 0 | Res | Any | AppPlug | KitchenApp | Clean_equip | DishWash |  | Appl-EffDW |  | Dishwasher, Standard capacity, EAEU = 307 | Dishwasher, Standard capacity, EAEU = 260 |  |  |  | Available |  | 0 | 0 |  | RobNc |  | Appl-EffDW |  | None | 2020-01-01 | [6 empty] | Standard |  | 1 | 1 | 0 | Deemed Ex Ante Team |  |  |  | Updated to indicate claim/filing status
2020 | Appl-Dishwash-StdSize-Tier2 | Dishwasher, Standard Capacity, EAEU = 220 (Tier 2) | DEER2020 | D20v1 | 2020-11-24 16:30 | Appl-Dishwash-StdSize-Tier2 | DEER | Standard | None |  |  | None |  | 0 |  | 0 | Res | Any | AppPlug | KitchenApp | Clean_equip | DishWash |  | Appl-EffDW |  | Dishwasher, Standard capacity, EAEU = 307 | Dishwasher, Standard capacity, EAEU = 220 |  |  |  | Available |  | 0 | 0 |  | RobNc |  | Appl-EffDW |  | None | 2020-01-01 | [6 empty] | Standard |  | 1 | 1 | 0 | Deemed Ex Ante Team |  |  |  | Updated to indicate claim/filing status
2020 | Appl-Dishwash-StdSize-Tier3 | Dishwasher, Standard Capacity, EAEU = 180 (Tier 3) | DEER2020 | D20v1 | 2020-11-24 16:30 | Appl-Dishwash-StdSize-Tier3 | DEER | Standard | None |  |  | None |  | 0 |  | 0 | Res | Any | AppPlug | KitchenApp | Clean_equip | DishWash |  | Appl-EffDW |  | Dishwasher, Standard capacity, EAEU = 307 | Dishwasher, Standard capacity, EAEU = 180 |  |  |  | Available |  | 0 | 0 |  | RobNc |  | Appl-EffDW |  | None | 2020-01-01 | [6 empty] | Standard |  | 1 | 1 | 0 | Deemed Ex Ante Team |  |  |  | Updated to indicate claim/filing status
2020 | C-In-LED-A19(EISA-Bin-100w-100LPW)-dWP2p4 | LED A Lamp replaces pre-existing standard lighting Wattage based on EISA bin and LPW | DEER2020 | D20v1 | 2020-11-24 16:30 | Com-ILtg-SI-dWatt | NonDEER | Scaled | DeltaWatts | 2.4 | 2.4 | None |  | 0 |  | 0 | Com | Any | Lighting | InGen-CFL | Ltg_Lamp | LED_lamp |  | ILtg-Com-LED-10000hr | LED A19 Basecase, 75% LED, 25% CFL | LED A19 Basecase, 75% LED, 25% CFL | LED Lamp: A19, EISA Bin 100, 100 LPW |  |  |  | Available |  | 0 | 0 |  | NrNc |  |  |  | None | 2020-01-01 | 2020-03-18 | [5 empty] | Standard | DEER2020 update for: revised EUL; revised impacts, IEFs and peak demand | 1 | 1 | 0 | Deemed Ex Ante Team |  | DEER2020 update for: revised EUL; revised impacts, IEFs and peak demand |  | Updated to indicate claim/filing status
2020 | C-In-LED-A19(EISA-Bin-100w-110LPW)-dWP2p6 | LED A Lamp replaces pre-existing standard lighting Wattage based on EISA bin and LPW | DEER2020 | D20v1 | 2020-11-24 16:30 | Com-ILtg-SI-dWatt | NonDEER | Scaled | DeltaWatts | 2.6 | 2.6 | None |  | 0 |  | 0 | Com | Any | Lighting | InGen-CFL | Ltg_Lamp | LED_lamp |  | ILtg-Com-LED-10000hr | LED A19 Basecase, 75% LED, 25% CFL | LED A19 Basecase, 75% LED, 25% CFL | LED Lamp: A19, EISA Bin 100, 110 LPW |  |  |  | Available |  | 0 | 0 |  | NrNc |  |  |  | None | 2020-01-01 | 2020-03-18 | [5 empty] | Standard | DEER2020 update for: revised EUL; revised impacts, IEFs and peak demand | 1 | 1 | 0 | Deemed Ex Ante Team |  | DEER2020 update for: revised EUL; revised impacts, IEFs and peak demand |  | Updated to indicate claim/filing status
2020 | C-In-LED-A19(EISA-Bin-100w-120LPW)-dWP3p3 | LED A Lamp replaces pre-existing standard lighting Wattage based on EISA bin and LPW | DEER2020 | D20v1 | 2020-11-24 16:30 | Com-ILtg-SI-dWatt | NonDEER | Scaled | DeltaWatts | 3.3 | 3.3 | None |  | 0 |  | 0 | Com | Any | Lighting | InGen-CFL | Ltg_Lamp | LED_lamp |  | ILtg-Com-LED-10000hr | LED A19 Basecase, 75% LED, 25% CFL | LED A19 Basecase, 75% LED, 25% CFL | LED Lamp: A19, EISA Bin 100, 120 LPW |  |  |  | Available |  | 0 | 0 |  | NrNc |  |  |  | None | 2020-01-01 | 2020-03-18 | [5 empty] | Standard | DEER2020 update for: revised EUL; revised impacts, IEFs and peak demand | 1 | 1 | 0 | Deemed Ex Ante Team |  | DEER2020 update for: revised EUL; revised impacts, IEFs and peak demand |  | Updated to indicate claim/filing status
2020 | C-In-LED-A19(EISA-Bin-100w-90LPW)-dWP2p0 | LED A Lamp replaces pre-existing standard lighting Wattage based on EISA bin and LPW | DEER2020 | D20v1 | 2020-11-24 16:30 | Com-ILtg-SI-dWatt | NonDEER | Scaled | DeltaWatts | 2 | 2 | None |  | 0 |  | 0 | Com | Any | Lighting | InGen-CFL | Ltg_Lamp | LED_lamp |  | ILtg-Com-LED-10000hr | LED A19 Basecase, 75% LED, 25% CFL | LED A19 Basecase, 75% LED, 25% CFL | LED Lamp: A19, EISA Bin 100, 90 LPW |  |  |  | Available |  | 0 | 0 |  | NrNc |  |  |  | None | 2020-01-01 | 2020-03-18 | [5 empty] | Standard | DEER2020 update for: revised EUL; revised impacts, IEFs and peak demand | 1 | 1 | 0 | Deemed Ex Ante Team |  | DEER2020 update for: revised EUL; revised impacts, IEFs and peak demand |  | Updated to indicate claim/filing status
2020 | C-In-LED-A19(EISA-Bin-40w-100LPW)-dWP1p1 | LED A Lamp replaces pre-existing standard lighting Wattage based on EISA bin and LPW | DEER2020 | D20v1 | 2020-11-24 16:30 | Com-ILtg-SI-dWatt | NonDEER | Scaled | DeltaWatts | 1.1 | 1.1 | None |  | 0 |  | 0 | Com | Any | Lighting | InGen-CFL | Ltg_Lamp | LED_lamp |  | ILtg-Com-LED-10000hr | LED A19 Basecase, 75% LED, 25% CFL | LED A19 Basecase, 75% LED, 25% CFL | LED Lamp: A19, EISA Bin 40, 100 LPW |  |  |  | Available |  | 0 | 0 |  | NrNc |  |  |  | None | 2020-01-01 | 2020-03-18 | [5 empty] | Standard | DEER2020 update for: revised EUL; revised impacts, IEFs and peak demand | 1 | 1 | 0 | Deemed Ex Ante Team |  | DEER2020 update for: revised EUL; revised impacts, IEFs and peak demand |  | Updated to indicate claim/filing status
2020 | C-In-LED-A19(EISA-Bin-40w-110LPW)-dWP1p2 | LED A Lamp replaces pre-existing standard lighting Wattage based on EISA bin and LPW | DEER2020 | D20v1 | 2020-11-24 16:30 | Com-ILtg-SI-dWatt | NonDEER | Scaled | DeltaWatts | 1.2 | 1.2 | None |  | 0 |  | 0 | Com | Any | Lighting | InGen-CFL | Ltg_Lamp | LED_lamp |  | ILtg-Com-LED-10000hr | LED A19 Basecase, 75% LED, 25% CFL | LED A19 Basecase, 75% LED, 25% CFL | LED Lamp: A19, EISA Bin 40, 110 LPW |  |  |  | Available |  | 0 | 0 |  | NrNc |  |  |  | None | 2020-01-01 | 2020-03-18 | [5 empty] | Standard | DEER2020 update for: revised EUL; revised impacts, IEFs and peak demand | 1 | 1 | 0 | Deemed Ex Ante Team |  | DEER2020 update for: revised EUL; revised impacts, IEFs and peak demand |  | Updated to indicate claim/filing status
2020 | C-In-LED-A19(EISA-Bin-40w-120LPW)-dWP1p5 | LED A Lamp replaces pre-existing standard lighting Wattage based on EISA bin and LPW | DEER2020 | D20v1 | 2020-11-24 16:30 | Com-ILtg-SI-dWatt | NonDEER | Scaled | DeltaWatts | 1.5 | 1.5 | None |  | 0 |  | 0 | Com | Any | Lighting | InGen-CFL | Ltg_Lamp | LED_lamp |  | ILtg-Com-LED-10000hr | LED A19 Basecase, 75% LED, 25% CFL | LED A19 Basecase, 75% LED, 25% CFL | LED Lamp: A19, EISA Bin 40, 120 LPW |  |  |  | Available |  | 0 | 0 |  | NrNc |  |  |  | None | 2020-01-01 | 2020-03-18 | [5 empty] | Standard | DEER2020 update for: revised EUL; revised impacts, IEFs and peak demand | 1 | 1 | 0 | Deemed Ex Ante Team |  | DEER2020 update for: revised EUL; revised impacts, IEFs and peak demand |  | Updated to indicate claim/filing status
2020 | C-In-LED-A19(EISA-Bin-40w-80LPW)-dWP0p8 | LED A Lamp replaces pre-existing standard lighting Wattage based on EISA bin and LPW | DEER2020 | D20v1 | 2020-11-24 16:30 | Com-ILtg-SI-dWatt | NonDEER | Scaled | DeltaWatts | 0.8 | 0.8 | None |  | 0 |  | 0 | Com | Any | Lighting | InGen-CFL | Ltg_Lamp | LED_lamp |  | ILtg-Com-LED-10000hr | LED A19 Basecase, 75% LED, 25% CFL | LED A19 Basecase, 75% LED, 25% CFL | LED Lamp: A19, EISA Bin 40, 80 LPW |  |  |  | Available |  | 0 | 0 |  | NrNc |  |  |  | None | 2020-01-01 | 2020-03-18 | [5 empty] | Standard | DEER2020 update for: revised EUL; revised impacts, IEFs and peak demand | 1 | 1 | 0 | Deemed Ex Ante Team |  | DEER2020 update for: revised EUL; revised impacts, IEFs and peak demand |  | Updated to indicate claim/filing status
2020 | C-In-LED-A19(EISA-Bin-40w-90LPW)-dWP1p0 | LED A Lamp replaces pre-existing standard lighting Wattage based on EISA bin and LPW | DEER2020 | D20v1 | 2020-11-24 16:30 | Com-ILtg-SI-dWatt | NonDEER | Scaled | DeltaWatts | 1 | 1 | None |  | 0 |  | 0 | Com | Any | Lighting | InGen-CFL | Ltg_Lamp | LED_lamp |  | ILtg-Com-LED-10000hr | LED A19 Basecase, 75% LED, 25% CFL | LED A19 Basecase, 75% LED, 25% CFL | LED Lamp: A19, EISA Bin 40, 90 LPW |  |  |  | Available |  | 0 | 0 |  | NrNc |  |  |  | None | 2020-01-01 | 2020-03-18 | [5 empty] | Standard | DEER2020 update for: revised EUL; revised impacts, IEFs and peak demand | 1 | 1 | 0 | Deemed Ex Ante Team |  | DEER2020 update for: revised EUL; revised impacts, IEFs and peak demand |  | Updated to indicate claim/filing status
2020 | C-In-LED-A19(EISA-Bin-60w-100LPW)-dWP1p4 | LED A Lamp replaces pre-existing standard lighting Wattage based on EISA bin and LPW | DEER2020 | D20v1 | 2020-11-24 16:30 | Com-ILtg-SI-dWatt | NonDEER | Scaled | DeltaWatts | 1.4 | 1.4 | None |  | 0 |  | 0 | Com | Any | Lighting | InGen-CFL | Ltg_Lamp | LED_lamp |  | ILtg-Com-LED-10000hr | LED A19 Basecase, 75% LED, 25% CFL | LED A19 Basecase, 75% LED, 25% CFL | LED Lamp: A19, EISA Bin 60, 100 LPW |  |  |  | Available |  | 0 | 0 |  | NrNc |  |  |  | None | 2020-01-01 | 2020-03-18 | [5 empty] | Standard | DEER2020 update for: revised EUL; revised impacts, IEFs and peak demand | 1 | 1 | 0 | Deemed Ex Ante Team |  | DEER2020 update for: revised EUL; revised impacts, IEFs and peak demand |  | Updated to indicate claim/filing status
2020 | C-In-LED-A19(EISA-Bin-60w-110LPW)-dWP1p5 | LED A Lamp replaces pre-existing standard lighting Wattage based on EISA bin and LPW | DEER2020 | D20v1 | 2020-11-24 16:30 | Com-ILtg-SI-dWatt | NonDEER | Scaled | DeltaWatts | 1.5 | 1.5 | None |  | 0 |  | 0 | Com | Any | Lighting | InGen-CFL | Ltg_Lamp | LED_lamp |  | ILtg-Com-LED-10000hr | LED A19 Basecase, 75% LED, 25% CFL | LED A19 Basecase, 75% LED, 25% CFL | LED Lamp: A19, EISA Bin 60, 110 LPW |  |  |  | Available |  | 0 | 0 |  | NrNc |  |  |  | None | 2020-01-01 | 2020-03-18 | [5 empty] | Standard | DEER2020 update for: revised EUL; revised impacts, IEFs and peak demand | 1 | 1 | 0 | Deemed Ex Ante Team |  | DEER2020 update for: revised EUL; revised impacts, IEFs and peak demand |  | Updated to indicate claim/filing status
2020 | C-In-LED-A19(EISA-Bin-60w-120LPW)-dWP1p8 | LED A Lamp replaces pre-existing standard lighting Wattage based on EISA bin and LPW | DEER2020 | D20v1 | 2020-11-24 16:30 | Com-ILtg-SI-dWatt | NonDEER | Scaled | DeltaWatts | 1.8 | 1.8 | None |  | 0 |  | 0 | Com | Any | Lighting | InGen-CFL | Ltg_Lamp | LED_lamp |  | ILtg-Com-LED-10000hr | LED A19 Basecase, 75% LED, 25% CFL | LED A19 Basecase, 75% LED, 25% CFL | LED Lamp: A19, EISA Bin 60, 120 LPW |  |  |  | Available |  | 0 | 0 |  | NrNc |  |  |  | None | 2020-01-01 | 2020-03-18 | [5 empty] | Standard | DEER2020 update for: revised EUL; revised impacts, IEFs and peak demand | 1 | 1 | 0 | Deemed Ex Ante Team |  | DEER2020 update for: revised EUL; revised impacts, IEFs and peak demand |  | Updated to indicate claim/filing status
2020 | C-In-LED-A19(EISA-Bin-60w-90LPW)-dWP1p3 | LED A Lamp replaces pre-existing standard lighting Wattage based on EISA bin and LPW | DEER2020 | D20v1 | 2020-11-24 16:30 | Com-ILtg-SI-dWatt | NonDEER | Scaled | DeltaWatts | 1.3 | 1.3 | None |  | 0 |  | 0 | Com | Any | Lighting | InGen-CFL | Ltg_Lamp | LED_lamp |  | ILtg-Com-LED-10000hr | LED A19 Basecase, 75% LED, 25% CFL | LED A19 Basecase, 75% LED, 25% CFL | LED Lamp: A19, EISA Bin 60, 90 LPW |  |  |  | Available |  | 0 | 0 |  | NrNc |  |  |  | None | 2020-01-01 | 2020-03-18 | [5 empty] | Standard | DEER2020 update for: revised EUL; revised impacts, IEFs and peak demand | 1 | 1 | 0 | Deemed Ex Ante Team |  | DEER2020 update for: revised EUL; revised impacts, IEFs and peak demand |  | Updated to indicate claim/filing status
2020 | C-In-LED-A19(EISA-Bin-75w-100LPW)-dWP1p7 | LED A Lamp replaces pre-existing standard lighting Wattage based on EISA bin and LPW | DEER2020 | D20v1 | 2020-11-24 16:30 | Com-ILtg-SI-dWatt | NonDEER | Scaled | DeltaWatts | 1.7 | 1.7 | None |  | 0 |  | 0 | Com | Any | Lighting | InGen-CFL | Ltg_Lamp | LED_lamp |  | ILtg-Com-LED-10000hr | LED A19 Basecase, 75% LED, 25% CFL | LED A19 Basecase, 75% LED, 25% CFL | LED Lamp: A19, EISA Bin 75, 100 LPW |  |  |  | Available |  | 0 | 0 |  | NrNc |  |  |  | None | 2020-01-01 | 2020-03-18 | [5 empty] | Standard | DEER2020 update for: revised EUL; revised impacts, IEFs and peak demand | 1 | 1 | 0 | Deemed Ex Ante Team |  | DEER2020 update for: revised EUL; revised impacts, IEFs and peak demand |  | Updated to indicate claim/filing status
2020 | C-In-LED-A19(EISA-Bin-75w-110LPW)-dWP1p9 | LED A Lamp replaces pre-existing standard lighting Wattage based on EISA bin and LPW | DEER2020 | D20v1 | 2020-11-24 16:30 | Com-ILtg-SI-dWatt | NonDEER | Scaled | DeltaWatts | 1.9 | 1.9 | None |  | 0 |  | 0 | Com | Any | Lighting | InGen-CFL | Ltg_Lamp | LED_lamp |  | ILtg-Com-LED-10000hr | LED A19 Basecase, 75% LED, 25% CFL | LED A19 Basecase, 75% LED, 25% CFL | LED Lamp: A19, EISA Bin 75, 110 LPW |  |  |  | Available |  | 0 | 0 |  | NrNc |  |  |  | None | 2020-01-01 | 2020-03-18 | [5 empty] | Standard | DEER2020 update for: revised EUL; revised impacts, IEFs and peak demand | 1 | 1 | 0 | Deemed Ex Ante Team |  | DEER2020 update for: revised EUL; revised impacts, IEFs and peak demand |  | Updated to indicate claim/filing status
2020 | C-In-LED-A19(EISA-Bin-75w-120LPW)-dWP2p3 | LED A Lamp replaces pre-existing standard lighting Wattage based on EISA bin and LPW | DEER2020 | D20v1 | 2020-11-24 16:30 | Com-ILtg-SI-dWatt | NonDEER | Scaled | DeltaWatts | 2.3 | 2.3 | None |  | 0 |  | 0 | Com | Any | Lighting | InGen-CFL | Ltg_Lamp | LED_lamp |  | ILtg-Com-LED-10000hr | LED A19 Basecase, 75% LED, 25% CFL | LED A19 Basecase, 75% LED, 25% CFL | LED Lamp: A19, EISA Bin 75, 80 LPW |  |  |  | Available |  | 0 | 0 |  | NrNc |  |  |  | None | 2020-01-01 | 2020-03-18 | [5 empty] | Standard | DEER2020 update for: revised EUL; revised impacts, IEFs and peak demand | 1 | 1 | 0 | Deemed Ex Ante Team |  | DEER2020 update for: revised EUL; revised impacts, IEFs and peak demand |  | Updated to indicate claim/filing status
2020 | C-In-LED-A19(EISA-Bin-75w-90LPW)-dWP1p5 | LED A Lamp replaces pre-existing standard lighting Wattage based on EISA bin and LPW | DEER2020 | D20v1 | 2020-11-24 16:30 | Com-ILtg-SI-dWatt | NonDEER | Scaled | DeltaWatts | 1.5 | 1.5 | None |  | 0 |  | 0 | Com | Any | Lighting | InGen-CFL | Ltg_Lamp | LED_lamp |  | ILtg-Com-LED-10000hr | LED A19 Basecase, 75% LED, 25% CFL | LED A19 Basecase, 75% LED, 25% CFL | LED Lamp: A19, EISA Bin 75, 90 LPW |  |  |  | Available |  | 0 | 0 |  | NrNc |  |  |  | None | 2020-01-01 | 2020-03-18 | [5 empty] | Standard | DEER2020 update for: revised EUL; revised impacts, IEFs and peak demand | 1 | 1 | 0 | Deemed Ex Ante Team |  | DEER2020 update for: revised EUL; revised impacts, IEFs and peak demand |  | Updated to indicate claim/filing status
2020 | C-In-LED-BR(11w)-dWP25 | Commercial Indoor General Lighting: LED Lamp replaces pre-existing standard lighting Wattage. Measure includes Code case. Impacts: CFL-based HOU (varies by BldgType) | DEER2020 | D20v1 | 2020-11-24 16:30 | Com-ILtg-SI-dWatt | DEER | Scaled | BaseRatio |  |  | None |  | 0 |  | 1 | Com | Any | Lighting | InGen-ScrewIn | Ltg_Lamp | LED_lamp |  | ILtg-Com-LED-20000hr |  |  |  | LEDratio0328 | LEDratio0328 | LED-BR(11w) | Available |  | 0 | 0 |  | NrNc |  |  |  | None | 2020-01-01 | 2020-03-18 | [5 empty] | Standard | DEER2020 update for: revised impacts, IEFs and peak demand | 1 | 1 | 0 | Deemed Ex Ante Team |  | DEER2020 update for: revised impacts, IEFs and peak demand |  | Updated to indicate claim/filing status
2020 | C-In-LED-BR(14w)-dWP28 | Commercial Indoor General Lighting: LED Lamp replaces pre-existing standard lighting Wattage. Measure includes Code case. Impacts: CFL-based HOU (varies by BldgType) | DEER2020 | D20v1 | 2020-11-24 16:30 | Com-ILtg-SI-dWatt | DEER | Scaled | BaseRatio |  |  | None |  | 0 |  | 1 | Com | Any | Lighting | InGen-ScrewIn | Ltg_Lamp | LED_lamp |  | ILtg-Com-LED-20000hr |  |  |  | LEDratio0297 | LEDratio0297 | LED-BR(14w) | Available |  | 0 | 0 |  | NrNc |  |  |  | None | 2020-01-01 | 2020-03-18 | [5 empty] | Standard | DEER2020 update for: revised impacts, IEFs and peak demand | 1 | 1 | 0 | Deemed Ex Ante Team |  | DEER2020 update for: revised impacts, IEFs and peak demand |  | Updated to indicate claim/filing status
2020 | C-In-LED-BR(6w)-dWP19 | Commercial Indoor General Lighting: LED Lamp replaces pre-existing standard lighting Wattage. Measure includes Code case. Impacts: CFL-based HOU (varies by BldgType) | DEER2020 | D20v1 | 2020-11-24 16:30 | Com-ILtg-SI-dWatt | DEER | Scaled | BaseRatio |  |  | None |  | 0 |  | 1 | Com | Any | Lighting | InGen-ScrewIn | Ltg_Lamp | LED_lamp |  | ILtg-Com-LED-20000hr |  |  |  | LEDratio0417 | LEDratio0417 | LED-BR(6w) | Available |  | 0 | 0 |  | NrNc |  |  |  | None | 2020-01-01 | 2020-03-18 | [5 empty] | Standard | DEER2020 update for: revised impacts, IEFs and peak demand | 1 | 1 | 0 | Deemed Ex Ante Team |  | DEER2020 update for: revised impacts, IEFs and peak demand |  | Updated to indicate claim/filing status
2020 | C-In-LED-Candle(1.8w)-dWP6 | Commercial Indoor General Lighting: LED Lamp replaces pre-existing standard lighting Wattage. Measure includes Code case. Impacts: CFL-based HOU (varies by BldgType) | DEER2020 | D20v1 | 2020-11-24 16:30 | Com-ILtg-SI-dWatt | DEER | Scaled | BaseRatio |  |  | None |  | 0 |  | 1 | Com | Any | Lighting | InGen-ScrewIn | Ltg_Lamp | LED_lamp |  | ILtg-Com-LED-15000hr |  |  |  | LEDratio0461 | LEDratio0461 | LED-Candle(1.8w) | Available |  | 0 | 0 |  | NrNc |  |  |  | None | 2020-01-01 | 2020-03-18 | [5 empty] | Standard | DEER2020 update for: revised impacts, IEFs and peak demand | 1 | 1 | 0 | Deemed Ex Ante Team |  | DEER2020 update for: revised impacts, IEFs and peak demand |  | Updated to indicate claim/filing status
2020 | C-In-LED-Candle(2w)-dWP7 | Commercial Indoor General Lighting: LED Lamp replaces pre-existing standard lighting Wattage. Measure includes Code case. Impacts: CFL-based HOU (varies by BldgType) | DEER2020 | D20v1 | 2020-11-24 16:30 | Com-ILtg-SI-dWatt | DEER | Scaled | BaseRatio |  |  | None |  | 0 |  | 1 | Com | Any | Lighting | InGen-ScrewIn | Ltg_Lamp | LED_lamp |  | ILtg-Com-LED-15000hr |  |  |  | LEDratio0461 | LEDratio0461 | LED-Candle(2w) | Available |  | 0 | 0 |  | NrNc |  |  |  | None | 2020-01-01 | 2020-03-18 | [5 empty] | Standard | DEER2020 update for: revised impacts, IEFs and peak demand | 1 | 1 | 0 | Deemed Ex Ante Team |  | DEER2020 update for: revised impacts, IEFs and peak demand |  | Updated to indicate claim/filing status
2020 | C-In-LED-Candle(3w)-dWP11 | Commercial Indoor General Lighting: LED Lamp replaces pre-existing standard lighting Wattage. Measure includes Code case. Impacts: CFL-based HOU (varies by BldgType) | DEER2020 | D20v1 | 2020-11-24 16:30 | Com-ILtg-SI-dWatt | DEER | Scaled | BaseRatio |  |  | None |  | 0 |  | 1 | Com | Any | Lighting | InGen-ScrewIn | Ltg_Lamp | LED_lamp |  | ILtg-Com-LED-15000hr |  |  |  | LEDratio0461 | LEDratio0461 | LED-Candle(3w) | Available |  | 0 | 0 |  | NrNc |  |  |  | None | 2020-01-01 | 2020-03-18 | [5 empty] | Standard | DEER2020 update for: revised impacts, IEFs and peak demand | 1 | 1 | 0 | Deemed Ex Ante Team |  | DEER2020 update for: revised impacts, IEFs and peak demand |  | Updated to indicate claim/filing status
2020 | C-In-LED-Candle(4w)-dWP14 | Commercial Indoor General Lighting: LED Lamp replaces pre-existing standard lighting Wattage. Measure includes Code case. | DEER2020 | D20v1 | 2020-11-24 16:30 | Com-ILtg-SI-dWatt | DEER | Scaled | BaseRatio |  |  | None |  | 0 |  | 1 | Com | Any | Lighting | InGen-ScrewIn | Ltg_Lamp | LED_lamp |  | ILtg-Com-LED-15000hr |  |  |  | LEDratio0461 | LEDratio0461 | LED-Candle(4w) | Available |  | 0 | 0 |  | NrNc |  |  |  | None | 2020-01-01 | 2020-03-18 | [5 empty] | Standard | DEER2020 update for: revised impacts, IEFs and peak demand | 1 | 1 | 0 | Deemed Ex Ante Team |  | DEER2020 update for: revised impacts, IEFs and peak demand |  | Updated to indicate claim/filing status
2020 | C-In-LED-Candle(5w)-dWP18 | Commercial Indoor General Lighting: LED Lamp replaces pre-existing standard lighting Wattage. Measure includes Code case. Impacts: CFL-based HOU (varies by BldgType) | DEER2020 | D20v1 | 2020-11-24 16:30 | Com-ILtg-SI-dWatt | DEER | Scaled | BaseRatio |  |  | None |  | 0 |  | 1 | Com | Any | Lighting | InGen-ScrewIn | Ltg_Lamp | LED_lamp |  | ILtg-Com-LED-15000hr |  |  |  | LEDratio0461 | LEDratio0461 | LED-Candle(5w) | Available |  | 0 | 0 |  | NrNc |  |  |  | None | 2020-01-01 | 2020-03-18 | [5 empty] | Standard | DEER2020 update for: revised impacts, IEFs and peak demand | 1 | 1 | 0 | Deemed Ex Ante Team |  | DEER2020 update for: revised impacts, IEFs and peak demand |  | Updated to indicate claim/filing status
2020 | C-In-LED-CanRet(10w)-dWP13 | Commercial Indoor General Lighting: LED Lamp replaces pre-existing standard lighting Wattage. Measure includes Code case. Impacts: CFL-based HOU (varies by BldgType) | DEER2020 | D20v1 | 2020-11-24 16:30 | Com-ILtg-SI-dWatt | DEER | Scaled | BaseRatio |  |  | None |  | 0 |  | 1 | Com | Any | Lighting | InGen-ScrewIn | Ltg_Lamp | LED_lamp |  | ILtg-Com-LED-20000hr |  |  |  | LEDratio0234 | LEDratio0234 | LED-CanRet(10w) | Available |  | 0 | 0 |  | NrNc |  |  |  | None | 2020-01-01 | 2020-03-18 | [5 empty] | Standard | DEER2020 update for: revised impacts, IEFs and peak demand | 1 | 1 | 0 | Deemed Ex Ante Team |  | DEER2020 update for: revised impacts, IEFs and peak demand |  | Updated to indicate claim/filing status
2020 | C-In-LED-CanRet(11w)-dWP15 | Commercial Indoor General Lighting: LED Lamp replaces pre-existing standard lighting Wattage. Measure includes Code case. Impacts: CFL-based HOU (varies by BldgType) | DEER2020 | D20v1 | 2020-11-24 16:30 | Com-ILtg-SI-dWatt | DEER | Scaled | BaseRatio |  |  | None |  | 0 |  | 1 | Com | Any | Lighting | InGen-ScrewIn | Ltg_Lamp | LED_lamp |  | ILtg-Com-LED-20000hr |  |  |  | LEDratio0234 | LEDratio0234 | LED-CanRet(11w) | Available |  | 0 | 0 |  | NrNc |  |  |  | None | 2020-01-01 | 2020-03-18 | [5 empty] | Standard | DEER2020 update for: revised impacts, IEFs and peak demand | 1 | 1 | 0 | Deemed Ex Ante Team |  | DEER2020 update for: revised impacts, IEFs and peak demand |  | Updated to indicate claim/filing status
2020 | C-In-LED-CanRet(12w)-dWP16 | Commercial Indoor General Lighting: LED Lamp replaces pre-existing standard lighting Wattage. Measure includes Code case. Impacts: CFL-based HOU (varies by BldgType) | DEER2020 | D20v1 | 2020-11-24 16:30 | Com-ILtg-SI-dWatt | DEER | Scaled | BaseRatio |  |  | None |  | 0 |  | 1 | Com | Any | Lighting | InGen-ScrewIn | Ltg_Lamp | LED_lamp |  | ILtg-Com-LED-20000hr |  |  |  | LEDratio0234 | LEDratio0234 | LED-CanRet(12w) | Available |  | 0 | 0 |  | NrNc |  |  |  | None | 2020-01-01 | 2020-03-18 | [5 empty] | Standard | DEER2020 update for: revised impacts, IEFs and peak demand | 1 | 1 | 0 | Deemed Ex Ante Team |  | DEER2020 update for: revised impacts, IEFs and peak demand |  | Updated to indicate claim/filing status
2020 | C-In-LED-CanRet(13w)-dWP17 | Commercial Indoor General Lighting: LED Fixture replaces pre-existing standard lighting Wattage. Measure includes Code case. | DEER2020 | D20v1 | 2020-11-24 16:30 | Com-ILtg-SI-dWatt | DEER | Scaled | BaseRatio |  |  | None |  | 0 |  | 1 | Com | Any | Lighting | InGen-ScrewIn | Ltg_Lamp | LED_lamp |  | ILtg-Com-LED-20000hr |  |  |  | LEDratio0234 | LEDratio0234 | LED-CanRet(13w) | Available |  | 0 | 0 |  | NrNc |  |  |  | None | 2020-01-01 | 2020-03-18 | [5 empty] | Standard | DEER2020 update for: revised impacts, IEFs and peak demand | 1 | 1 | 0 | Deemed Ex Ante Team |  | DEER2020 update for: revised impacts, IEFs and peak demand |  | Updated to indicate claim/filing status
2020 | C-In-LED-CanRet(14w)-dWP19 | Commercial Indoor General Lighting: LED Lamp replaces pre-existing standard lighting Wattage. Measure includes Code case. Impacts: CFL-based HOU (varies by BldgType) | DEER2020 | D20v1 | 2020-11-24 16:30 | Com-ILtg-SI-dWatt | DEER | Scaled | BaseRatio |  |  | None |  | 0 |  | 1 | Com | Any | Lighting | InGen-ScrewIn | Ltg_Lamp | LED_lamp |  | ILtg-Com-LED-20000hr |  |  |  | LEDratio0234 | LEDratio0234 | LED-CanRet(14w) | Available |  | 0 | 0 |  | NrNc |  |  |  | None | 2020-01-01 | 2020-03-18 | [5 empty] | Standard | DEER2020 update for: revised impacts, IEFs and peak demand | 1 | 1 | 0 | Deemed Ex Ante Team |  | DEER2020 update for: revised impacts, IEFs and peak demand |  | Updated to indicate claim/filing status
2020 | C-In-LED-CanRet(15w)-dWP20 | Commercial Indoor General Lighting: LED Lamp replaces pre-existing standard lighting Wattage. Measure includes Code case. Impacts: CFL-based HOU (varies by BldgType) | DEER2020 | D20v1 | 2020-11-24 16:30 | Com-ILtg-SI-dWatt | DEER | Scaled | BaseRatio |  |  | None |  | 0 |  | 1 | Com | Any | Lighting | InGen-ScrewIn | Ltg_Lamp | LED_lamp |  | ILtg-Com-LED-20000hr |  |  |  | LEDratio0234 | LEDratio0234 | LED-CanRet(15w) | Available |  | 0 | 0 |  | NrNc |  |  |  | None | 2020-01-01 | 2020-03-18 | [5 empty] | Standard | DEER2020 update for: revised impacts, IEFs and peak demand | 1 | 1 | 0 | Deemed Ex Ante Team |  | DEER2020 update for: revised impacts, IEFs and peak demand |  | Updated to indicate claim/filing status
2020 | C-In-LED-CanRet(20w)-dWP27 | Commercial Indoor General Lighting: LED Lamp replaces pre-existing standard lighting Wattage. Measure includes Code case. Impacts: CFL-based HOU (varies by BldgType) | DEER2020 | D20v1 | 2020-11-24 16:30 | Com-ILtg-SI-dWatt | DEER | Scaled | BaseRatio |  |  | None |  | 0 |  | 1 | Com | Any | Lighting | InGen-ScrewIn | Ltg_Lamp | LED_lamp |  | ILtg-Com-LED-20000hr |  |  |  | LEDratio0234 | LEDratio0234 | LED-CanRet(20w) | Available |  | 0 | 0 |  | NrNc |  |  |  | None | 2020-01-01 | 2020-03-18 | [5 empty] | Standard | DEER2020 update for: revised impacts, IEFs and peak demand | 1 | 1 | 0 | Deemed Ex Ante Team |  | DEER2020 update for: revised impacts, IEFs and peak demand |  | Updated to indicate claim/filing status
2020 | C-In-LED-CanRet(21w)-dWP28 | Commercial Indoor General Lighting: LED Lamp replaces pre-existing standard lighting Wattage. Measure includes Code case. Impacts: CFL-based HOU (varies by BldgType) | DEER2020 | D20v1 | 2020-11-24 16:30 | Com-ILtg-SI-dWatt | DEER | Scaled | BaseRatio |  |  | None |  | 0 |  | 1 | Com | Any | Lighting | InGen-ScrewIn | Ltg_Lamp | LED_lamp |  | ILtg-Com-LED-20000hr |  |  |  | LEDratio0234 | LEDratio0234 | LED-CanRet(21w) | Available |  | 0 | 0 |  | NrNc |  |  |  | None | 2020-01-01 | 2020-03-18 | [5 empty] | Standard | DEER2020 update for: revised impacts, IEFs and peak demand | 1 | 1 | 0 | Deemed Ex Ante Team |  | DEER2020 update for: revised impacts, IEFs and peak demand |  | Updated to indicate claim/filing status
2020 | C-In-LED-CanRet(23w)-dWP31 | Commercial Indoor General Lighting: LED Lamp replaces pre-existing standard lighting Wattage. Measure includes Code case. Impacts: CFL-based HOU (varies by BldgType) | DEER2020 | D20v1 | 2020-11-24 16:30 | Com-ILtg-SI-dWatt | DEER | Scaled | BaseRatio |  |  | None |  | 0 |  | 1 | Com | Any | Lighting | InGen-ScrewIn | Ltg_Lamp | LED_lamp |  | ILtg-Com-LED-20000hr |  |  |  | LEDratio0234 | LEDratio0234 | LED-CanRet(23w) | Available |  | 0 | 0 |  | NrNc |  |  |  | None | 2020-01-01 | 2020-03-18 | [5 empty] | Standard | DEER2020 update for: revised impacts, IEFs and peak demand | 1 | 1 | 0 | Deemed Ex Ante Team |  | DEER2020 update for: revised impacts, IEFs and peak demand |  | Updated to indicate claim/filing status
2020 | C-In-LED-CanRet(8w)-dWP11 | Commercial Indoor General Lighting: LED Lamp replaces pre-existing standard lighting Wattage. Measure includes Code case. Impacts: CFL-based HOU (varies by BldgType) | DEER2020 | D20v1 | 2020-11-24 16:30 | Com-ILtg-SI-dWatt | DEER | Scaled | BaseRatio |  |  | None |  | 0 |  | 1 | Com | Any | Lighting | InGen-ScrewIn | Ltg_Lamp | LED_lamp |  | ILtg-Com-LED-20000hr |  |  |  | LEDratio0234 | LEDratio0234 | LED-CanRet(8w) | Available |  | 0 | 0 |  | NrNc |  |  |  | None | 2020-01-01 | 2020-03-18 | [5 empty] | Standard | DEER2020 update for: revised impacts, IEFs and peak demand | 1 | 1 | 0 | Deemed Ex Ante Team |  | DEER2020 update for: revised impacts, IEFs and peak demand |  | Updated to indicate claim/filing status
2020 | C-In-LED-CanRet(9w)-dWP12 | Commercial Indoor General Lighting: LED Lamp replaces pre-existing standard lighting Wattage. Measure includes Code case. Impacts: CFL-based HOU (varies by BldgType) | DEER2020 | D20v1 | 2020-11-24 16:30 | Com-ILtg-SI-dWatt | DEER | Scaled | BaseRatio |  |  | None |  | 0 |  | 1 | Com | Any | Lighting | InGen-ScrewIn | Ltg_Lamp | LED_lamp |  | ILtg-Com-LED-20000hr |  |  |  | LEDratio0234 | LEDratio0234 | LED-CanRet(9w) | Available |  | 0 | 0 |  | NrNc |  |  |  | None | 2020-01-01 | 2020-03-18 | [5 empty] | Standard | DEER2020 update for: revised impacts, IEFs and peak demand | 1 | 1 | 0 | Deemed Ex Ante Team |  | DEER2020 update for: revised impacts, IEFs and peak demand |  | Updated to indicate claim/filing status
2020 | C-In-LEDFixt-1(11w)-dWP21-dWC15 | Commercial Indoor General Lighting: LED Fixture replaces pre-existing standard lighting Wattage. Measure includes Code case. | DEER2020 | D20v1 | 2020-11-24 16:30 | Com-ILtg-SI-dWatt | DEER | Scaled | BaseRatio |  |  | None |  | 0 |  | 1 | Com | Any | Lighting | InGen-ScrewIn | Ltg_Fixture | LED_fixt |  | ILtg-Com-LED-50000hr+16yr |  |  |  | LEDratio0296 | LEDratio0242 | LEDFixt-1(11w) | Available |  | 0 | 0 |  | ArNrNc |  | LtgFixture-Default |  | None | 2020-01-01 | 2020-03-18 | [5 empty] | Standard | DEER2020 update for: ISP/Title 24 wattage baseline; revised impacts, IEFs and peak demand | 1 | 1 | 0 | Deemed Ex Ante Team |  | DEER2020 update for: ISP/Title 24 wattage baseline; revised impacts, IEFs and peak demand |  | Updated to indicate claim/filing status
2020 | C-In-LEDFixt-1(14w)-dWP27-dWC19 | Commercial Indoor General Lighting: LED Fixture replaces pre-existing standard lighting Wattage. Measure includes Code case. | DEER2020 | D20v1 | 2020-11-24 16:30 | Com-ILtg-SI-dWatt | DEER | Scaled | BaseRatio |  |  | None |  | 0 |  | 1 | Com | Any | Lighting | InGen-ScrewIn | Ltg_Fixture | LED_fixt |  | ILtg-Com-LED-50000hr+16yr |  |  |  | LEDratio0296 | LEDratio0242 | LEDFixt-1(14w) | Available |  | 0 | 0 |  | ArNrNc |  | LtgFixture-Default |  | None | 2020-01-01 | 2020-03-18 | [5 empty] | Standard | DEER2020 update for: ISP/Title 24 wattage baseline; revised impacts, IEFs and peak demand | 1 | 1 | 0 | Deemed Ex Ante Team |  | DEER2020 update for: ISP/Title 24 wattage baseline; revised impacts, IEFs and peak demand |  | Updated to indicate claim/filing status
2020 | C-In-LEDFixt-1(16w)-dWP31-dWC22 | Commercial Indoor General Lighting: LED Fixture replaces pre-existing standard lighting Wattage. Measure includes Code case. | DEER2020 | D20v1 | 2020-11-24 16:30 | Com-ILtg-SI-dWatt | DEER | Scaled | BaseRatio |  |  | None |  | 0 |  | 1 | Com | Any | Lighting | InGen-ScrewIn | Ltg_Fixture | LED_fixt |  | ILtg-Com-LED-50000hr+16yr |  |  |  | LEDratio0296 | LEDratio0242 | LEDFixt-1(16w) | Available |  | 0 | 0 |  | ArNrNc |  | LtgFixture-Default |  | None | 2020-01-01 | 2020-03-18 | [5 empty] | Standard | DEER2020 update for: ISP/Title 24 wattage baseline; revised impacts, IEFs and peak demand | 1 | 1 | 0 | Deemed Ex Ante Team |  | DEER2020 update for: ISP/Title 24 wattage baseline; revised impacts, IEFs and peak demand |  | Updated to indicate claim/filing status
2020 | C-In-LEDFixt(17w)-dWP33-dWC24 | Commercial Indoor General Lighting: LED Fixture replaces pre-existing standard lighting Wattage. Measure includes Code case. | DEER2020 | D20v1 | 2020-11-24 16:30 | Com-ILtg-SI-dWatt | DEER | Scaled | BaseRatio |  |  | None |  | 0 |  | 1 | Com | Any | Lighting | InGen-ScrewIn | Ltg_Fixture | LED_fixt |  | ILtg-Com-LED-50000hr+16yr |  |  |  | LEDratio0296 | LEDratio0242 | LEDFixt(17w) | Available |  | 0 | 0 |  | ArNrNc |  | LtgFixture-Default |  | None | 2020-01-01 | 2020-03-18 | [5 empty] | Standard | DEER2020 update for: ISP/Title 24 wattage baseline; revised impacts, IEFs and peak demand | 1 | 1 | 0 | Deemed Ex Ante Team |  | DEER2020 update for: ISP/Title 24 wattage baseline; revised impacts, IEFs and peak demand |  | Updated to indicate claim/filing status
2020 | C-In-LEDFixt-1x4(7.1w) | LED Fixture (1'x4') with min. 140 LPW; standard technology is an equivalent performance linear fluorescent fixture - Com | DEER2019 | D20 v1 | 2020-11-24 16:30 | Com-Iltg-dWatt-LF_OSbldg-kL | DEER | Scaled | DeltaWatts | 2.86 | 0 | None |  | 0 |  | 0 | Com | Any | Lighting | InGen | Ltg_Fixture | LED_fixt |  | ILtg-Com-LED-50000hr+16yr |  | LED fixture with 100 LPW 1'x4' | LED fixture with 140 LPW 1'x4' |  |  | LEDFixt-1x4(8w) | Available |  | 0 | 0 | DEER2019 | NrNc |  |  |  | None | 2019-01-01 | 2019-12-31 | [5 empty] | Standard | Workpaper values updated 1/1/2019 to reflect 100% LED baseline; Expires 12/31/2019 due to DEER peak demand revision | 1 | 1 | 0 | Deemed Ex Ante Team |  | Workpaper values updated 1/1/2019 to reflect 100% LED baseline; Expires 12/31/2019 due to DEER peak demand revision |  | Updated to indicate claim/filing status
2020 | C-In-LEDFixt-1x4(7.1w) | LED Fixture (1'x4') with min. 140 LPW; standard technology is an equivalent performance linear fluorescent fixture - Com | DEER2020 | D20v1 | 2020-11-24 16:30 | Com-ILtg-HW-dWatt-kL | DEER | Scaled | DeltaWatts | 2.86 | 0 | None |  | 0 |  | 0 | Com | Any | Lighting | InGen | Ltg_Fixture | LED_fixt |  | ILtg-Com-LED-50000hr+16yr |  | LED fixture with 100 LPW 1'x4' | LED fixture with 140 LPW 1'x4' |  |  | LEDFixt-1x4(8w) | Available |  | 0 | 0 |  | NrNc |  |  |  | None | 2020-01-01 | 2020-03-18 | [5 empty] | Standard | DEER2020 update for revised impacts, IEFs and peak demand | 1 | 1 | 0 | Deemed Ex Ante Team |  | DEER2020 update for revised impacts, IEFs and peak demand |  | Updated to indicate claim/filing status
2020 | C-In-LEDFixt-1x4(8w) | LED Fixture (1'x4') with min. 125 LPW; standard technology is an equivalent performance linear fluorescent fixture - Com | DEER2020 | D20v1 | 2020-11-24 16:30 | Com-ILtg-HW-dWatt-kL | DEER | Scaled | DeltaWatts | 2 | 0 | None |  | 0 |  | 0 | Com | Any | Lighting | InGen | Ltg_Fixture | LED_fixt |  | ILtg-Com-LED-50000hr+16yr |  | LED fixture with 100 LPW 1'x4' | LED fixture with 125 LPW 1'x4' |  |  | LEDFixt-1x4(8w) | Available |  | 0 | 0 |  | NrNc |  |  |  | None | 2020-01-01 | 2020-03-18 | [5 empty] | Standard | DEER2020 update for revised impacts, IEFs and peak demand | 1 | 1 | 0 | Deemed Ex Ante Team |  | DEER2020 update for revised impacts, IEFs and peak demand |  | Updated to indicate claim/filing status
2020 | C-In-LEDFixt-1x4(8w) | LED Fixture (1'x4') with min. 125 LPW; standard technology is an equivalent performance linear fluorescent fixture - Com | DEER2019 | D20 v1 | 2020-11-24 16:30 | Com-Iltg-dWatt-LF_OSbldg-kL | DEER | Scaled | DeltaWatts | 2 | 0 | None |  | 0 |  | 0 | Com | Any | Lighting | InGen | Ltg_Fixture | LED_fixt |  | ILtg-Com-LED-50000hr+16yr |  | LED fixture with 100 LPW 1'x4' | LED fixture with 125 LPW 1'x4' |  |  | LEDFixt-1x4(8w) | Available |  | 0 | 0 | DEER2019 | NrNc |  |  |  | None | 2019-01-01 | 2019-12-31 | [5 empty] | Standard | Workpaper values updated 1/1/2019 to reflect 100% LED baseline; Expires 12/31/2019 due to DEER peak demand revision | 1 | 1 | 0 | Deemed Ex Ante Team |  | Workpaper values updated 1/1/2019 to reflect 100% LED baseline; Expires 12/31/2019 due to DEER peak demand revision |  | Updated to indicate claim/filing status
2020 | C-In-LEDFixt(20w)-dWP39-dWC28 | Commercial Indoor General Lighting: LED Fixture replaces pre-existing standard lighting Wattage. Measure includes Code case. | DEER2020 | D20v1 | 2020-11-24 16:30 | Com-ILtg-SI-dWatt | DEER | Scaled | BaseRatio |  |  | None |  | 0 |  | 1 | Com | Any | Lighting | InGen-ScrewIn | Ltg_Fixture | LED_fixt |  | ILtg-Com-LED-50000hr+16yr |  |  |  | LEDratio0296 | LEDratio0242 | LEDFixt(20w) | Available |  | 0 | 0 |  | ArNrNc |  | LtgFixture-Default |  | None | 2020-01-01 | 2020-03-18 | [5 empty] | Standard | DEER2020 update for: ISP/Title 24 wattage baseline; revised impacts, IEFs and peak demand | 1 | 1 | 0 | Deemed Ex Ante Team |  | DEER2020 update for: ISP/Title 24 wattage baseline; revised impacts, IEFs and peak demand |  | Updated to indicate claim/filing status
2020 | C-In-LEDFixt-2(13w)-dWP25-dWC18 | Commercial Indoor General Lighting: LED Fixture replaces pre-existing standard lighting Wattage. Measure includes Code case. | DEER2020 | D20v1 | 2020-11-24 16:30 | Com-ILtg-SI-dWatt | DEER | Scaled | BaseRatio |  |  | None |  | 0 |  | 1 | Com | Any | Lighting | InGen-ScrewIn | Ltg_Fixture | LED_fixt |  | ILtg-Com-LED-50000hr+16yr |  |  |  | LEDratio0296 | LEDratio0242 | LEDFixt-2(13w) | Available |  | 0 | 0 |  | ArNrNc |  | LtgFixture-Default |  | None | 2020-01-01 | 2020-03-18 | [5 empty] | Standard | DEER2020 update for: ISP/Title 24 wattage baseline; revised impacts, IEFs and peak demand | 1 | 1 | 0 | Deemed Ex Ante Team |  | DEER2020 update for: ISP/Title 24 wattage baseline; revised impacts, IEFs and peak demand |  | Updated to indicate claim/filing status
2020 | C-In-LEDFixt-2(24w)-dWP47-dWC34 | Commercial Indoor General Lighting: LED Fixture replaces pre-existing standard lighting Wattage. Measure includes Code case. | DEER2020 | D20v1 | 2020-11-24 16:30 | Com-ILtg-SI-dWatt | DEER | Scaled | BaseRatio |  |  | None |  | 0 |  | 1 | Com | Any | Lighting | InGen-ScrewIn | Ltg_Fixture | LED_fixt |  | ILtg-Com-LED-50000hr+16yr |  |  |  | LEDratio0296 | LEDratio0242 | LEDFixt-2(24w) | Available |  | 0 | 0 |  | ArNrNc |  | LtgFixture-Default |  | None | 2020-01-01 | 2020-03-18 | [5 empty] | Standard | DEER2020 update for: ISP/Title 24 wattage baseline; revised impacts, IEFs and peak demand | 1 | 1 | 0 | Deemed Ex Ante Team |  | DEER2020 update for: ISP/Title 24 wattage baseline; revised impacts, IEFs and peak demand |  | Updated to indicate claim/filing status
2020 | C-In-LEDFixt-2(25w)-dWP49-dWC35 | Commercial Indoor General Lighting: LED Fixture replaces pre-existing standard lighting Wattage. Measure includes Code case. | DEER2020 | D20v1 | 2020-11-24 16:30 | Com-ILtg-SI-dWatt | DEER | Scaled | BaseRatio |  |  | None |  | 0 |  | 1 | Com | Any | Lighting | InGen-ScrewIn | Ltg_Fixture | LED_fixt |  | ILtg-Com-LED-50000hr+16yr |  |  |  | LEDratio0296 | LEDratio0242 | LEDFixt-2(25w) | Available |  | 0 | 0 |  | ArNrNc |  | LtgFixture-Default |  | None | 2020-01-01 | 2020-03-18 | [5 empty] | Standard | DEER2020 update for: ISP/Title 24 wattage baseline; revised impacts, IEFs and peak demand | 1 | 1 | 0 | Deemed Ex Ante Team |  | DEER2020 update for: ISP/Title 24 wattage baseline; revised impacts, IEFs and peak demand |  | Updated to indicate claim/filing status
2020 | C-In-LEDFixt(22w)-dWP43-dWC31 | Commercial Indoor General Lighting: LED Fixture replaces pre-existing standard lighting Wattage. Measure includes Code case. | DEER2020 | D20v1 | 2020-11-24 16:30 | Com-ILtg-SI-dWatt | DEER | Scaled | BaseRatio |  |  | None |  | 0 |  | 1 | Com | Any | Lighting | InGen-ScrewIn | Ltg_Fixture | LED_fixt |  | ILtg-Com-LED-50000hr+16yr |  |  |  | LEDratio0296 | LEDratio0242 | LEDFixt(22w) | Available |  | 0 | 0 |  | ArNrNc |  | LtgFixture-Default |  | None | 2020-01-01 | 2020-03-18 | [5 empty] | Standard | DEER2020 update for: ISP/Title 24 wattage baseline; revised impacts, IEFs and peak demand | 1 | 1 | 0 | Deemed Ex Ante Team |  | DEER2020 update for: ISP/Title 24 wattage baseline; revised impacts, IEFs and peak demand |  | Updated to indicate claim/filing status
2020 | C-In-LEDFixt-2(3w)-dWP5-dWC4 | Commercial Indoor General Lighting: LED Fixture replaces pre-existing standard lighting Wattage. Measure includes Code case. | DEER2020 | D20v1 | 2020-11-24 16:30 | Com-ILtg-SI-dWatt | DEER | Scaled | BaseRatio |  |  | None |  | 0 |  | 1 | Com | Any | Lighting | InGen-ScrewIn | Ltg_Fixture | LED_fixt |  | ILtg-Com-LED-50000hr+16yr |  |  |  | LEDratio0296 | LEDratio0242 | LEDFixt-2(3w) | Available |  | 0 | 0 |  | ArNrNc |  | LtgFixture-Default |  | None | 2020-01-01 | 2020-03-18 | [5 empty] | Standard | DEER2020 update for: ISP/Title 24 wattage baseline; revised impacts, IEFs and peak demand | 1 | 1 | 0 | Deemed Ex Ante Team |  | DEER2020 update for: ISP/Title 24 wattage baseline; revised impacts, IEFs and peak demand |  | Updated to indicate claim/filing status
2020 | C-In-LEDFixt-2x2(7.1w) | LED Fixture (2'x2') with min. 140 LPW; standard technology is an equivalent performance linear fluorescent fixture - Com | DEER2019 | D20 v1 | 2020-11-24 16:30 | Com-Iltg-dWatt-LF_OSbldg-kL | DEER | Scaled | DeltaWatts | 2.86 | 0 | None |  | 0 |  | 0 | Com | Any | Lighting | InGen | Ltg_Fixture | LED_fixt |  | ILtg-Com-LED-50000hr+16yr |  | LED fixture with 100 LPW 2'x2' | LED fixture with 140 LPW 2'x2' |  |  | LEDFixt-2x2(8w) | Available |  | 0 | 0 | DEER2019 | NrNc |  |  |  | None | 2019-01-01 | 2019-12-31 | [5 empty] | Standard | Workpaper values updated 1/1/2019 to reflect 100% LED baseline; Expires 12/31/2019 due to DEER peak demand revision | 1 | 1 | 0 | Deemed Ex Ante Team |  | Workpaper values updated 1/1/2019 to reflect 100% LED baseline; Expires 12/31/2019 due to DEER peak demand revision |  | Updated to indicate claim/filing status
2020 | C-In-LEDFixt-2x2(7.1w) | LED Fixture (2'x2') with min. 140 LPW; standard technology is an equivalent performance linear fluorescent fixture - Com | DEER2020 | D20v1 | 2020-11-24 16:30 | Com-ILtg-HW-dWatt-kL | DEER | Scaled | DeltaWatts | 2.86 | 0 | None |  | 0 |  | 0 | Com | Any | Lighting | InGen | Ltg_Fixture | LED_fixt |  | ILtg-Com-LED-50000hr+16yr |  | LED fixture with 100 LPW 2'x2' | LED fixture with 140 LPW 2'x2' |  |  | LEDFixt-2x2(8w) | Available |  | 0 | 0 |  | NrNc |  |  |  | None | 2020-01-01 | 2020-03-18 | [5 empty] | Standard | DEER2020 update for revised impacts, IEFs and peak demand | 1 | 1 | 0 | Deemed Ex Ante Team |  | DEER2020 update for revised impacts, IEFs and peak demand |  | Updated to indicate claim/filing status
2020 | C-In-LEDFixt-2x2(8w) | LED Fixture (2'x2') with min. 125 LPW; standard technology is an equivalent performance linear fluorescent fixture - Com | DEER2020 | D20v1 | 2020-11-24 16:30 | Com-ILtg-HW-dWatt-kL | DEER | Scaled | DeltaWatts | 2 | 0 | None |  | 0 |  | 0 | Com | Any | Lighting | InGen | Ltg_Fixture | LED_fixt |  | ILtg-Com-LED-50000hr+16yr |  | LED fixture with 100 LPW 2'x2' | LED fixture with 125 LPW 2'x2' |  |  | LEDFixt-2x2(8w) | Available |  | 0 | 0 |  | NrNc |  |  |  | None | 2020-01-01 | 2020-03-18 | [5 empty] | Standard | DEER2020 update for revised impacts, IEFs and peak demand | 1 | 1 | 0 | Deemed Ex Ante Team |  | DEER2020 update for revised impacts, IEFs and peak demand |  | Updated to indicate claim/filing status
2020 | C-In-LEDFixt-2x2(8w) | LED Fixture (2'x2') with min. 125 LPW; standard technology is an equivalent performance linear fluorescent fixture - Com | DEER2019 | D20 v1 | 2020-11-24 16:30 | Com-Iltg-dWatt-LF_OSbldg-kL | DEER | Scaled | DeltaWatts | 2 | 0 | None |  | 0 |  | 0 | Com | Any | Lighting | InGen | Ltg_Fixture | LED_fixt |  | ILtg-Com-LED-50000hr+16yr |  | LED fixture with 100 LPW 2'x2' | LED fixture with 125 LPW 2'x2' |  |  | LEDFixt-2x2(8w) | Available |  | 0 | 0 | DEER2019 | NrNc |  |  |  | None | 2019-01-01 | 2019-12-31 | [5 empty] | Standard | Workpaper values updated 1/1/2019 to reflect 100% LED baseline; Expires 12/31/2019 due to DEER peak demand revision | 1 | 1 | 0 | Deemed Ex Ante Team |  | Workpaper values updated 1/1/2019 to reflect 100% LED baseline; Expires 12/31/2019 due to DEER peak demand revision |  | Updated to indicate claim/filing status
2020 | C-In-LEDFixt-2x4(7.1w) | LED Fixture (2'x4') with min. 140 LPW; standard technology is an equivalent performance linear fluorescent fixture - Com | DEER2020 | D20v1 | 2020-11-24 16:30 | Com-ILtg-HW-dWatt-kL | DEER | Scaled | DeltaWatts | 2.86 | 0 | None |  | 0 |  | 0 | Com | Any | Lighting | InGen | Ltg_Fixture | LED_fixt |  | ILtg-Com-LED-50000hr+16yr |  | LED fixture with 100 LPW 2'x4' | LED fixture with 140 LPW 2'x4' |  |  | LEDFixt-2x4(8w) | Available |  | 0 | 0 |  | NrNc |  |  |  | None | 2020-01-01 | 2020-03-18 | [5 empty] | Standard | DEER2020 update for revised impacts, IEFs and peak demand | 1 | 1 | 0 | Deemed Ex Ante Team |  | DEER2020 update for revised impacts, IEFs and peak demand |  | Updated to indicate claim/filing status
2020 | C-In-LEDFixt-2x4(7.1w) | LED Fixture (2'x4') with min. 140 LPW; standard technology is an equivalent performance linear fluorescent fixture - Com | DEER2019 | D20 v1 | 2020-11-24 16:30 | Com-Iltg-dWatt-LF_OSbldg-kL | DEER | Scaled | DeltaWatts | 2.86 | 0 | None |  | 0 |  | 0 | Com | Any | Lighting | InGen | Ltg_Fixture | LED_fixt |  | ILtg-Com-LED-50000hr+16yr |  | LED fixture with 100 LPW 2'x4' | LED fixture with 140 LPW 2'x4' |  |  | LEDFixt-2x4(8w) | Available |  | 0 | 0 | DEER2019 | NrNc |  |  |  | None | 2019-01-01 | 2019-12-31 | [5 empty] | Standard | Workpaper values updated 1/1/2019 to reflect 100% LED baseline; Expires 12/31/2019 due to DEER peak demand revision | 1 | 1 | 0 | Deemed Ex Ante Team |  | Workpaper values updated 1/1/2019 to reflect 100% LED baseline; Expires 12/31/2019 due to DEER peak demand revision |  | Updated to indicate claim/filing status
2020 | C-In-LEDFixt-2x4(8w) | LED Fixture (2'x4') with min. 125 LPW; standard technology is an equivalent performance linear fluorescent fixture - Com | DEER2020 | D20v1 | 2020-11-24 16:30 | Com-ILtg-HW-dWatt-kL | DEER | Scaled | DeltaWatts | 2 | 0 | None |  | 0 |  | 0 | Com | Any | Lighting | InGen | Ltg_Fixture | LED_fixt |  | ILtg-Com-LED-50000hr+16yr |  | LED fixture with 100 LPW 2'x4' | LED fixture with 125 LPW 2'x4' |  |  | LEDFixt-2x4(8w) | Available |  | 0 | 0 |  | NrNc |  |  |  | None | 2020-01-01 | 2020-03-18 | [5 empty] | Standard | DEER2020 update for revised impacts, IEFs and peak demand | 1 | 1 | 0 | Deemed Ex Ante Team |  | DEER2020 update for revised impacts, IEFs and peak demand |  | Updated to indicate claim/filing status
2020 | C-In-LEDFixt-2x4(8w) | LED Fixture (2'x4') with min. 125 LPW; standard technology is an equivalent performance linear fluorescent fixture - Com | DEER2019 | D20 v1 | 2020-11-24 16:30 | Com-Iltg-dWatt-LF_OSbldg-kL | DEER | Scaled | DeltaWatts | 2 | 0 | None |  | 0 |  | 0 | Com | Any | Lighting | InGen | Ltg_Fixture | LED_fixt |  | ILtg-Com-LED-50000hr+16yr |  | LED fixture with 100 LPW 2'x4' | LED fixture with 125 LPW 2'x4' |  |  | LEDFixt-2x4(8w) | Available |  | 0 | 0 | DEER2019 | NrNc |  |  |  | None | 2019-01-01 | 2019-12-31 | [5 empty] | Standard | Workpaper values updated 1/1/2019 to reflect 100% LED baseline; Expires 12/31/2019 due to DEER peak demand revision | 1 | 1 | 0 | Deemed Ex Ante Team |  | Workpaper values updated 1/1/2019 to reflect 100% LED baseline; Expires 12/31/2019 due to DEER peak demand revision |  | Updated to indicate claim/filing status
2020 | C-In-LEDFixt-3(15w)-dWP29-dWC21 | Commercial Indoor General Lighting: LED Fixture replaces pre-existing standard lighting Wattage. Measure includes Code case. | DEER2020 | D20v1 | 2020-11-24 16:30 | Com-ILtg-SI-dWatt | DEER | Scaled | BaseRatio |  |  | None |  | 0 |  | 1 | Com | Any | Lighting | InGen-ScrewIn | Ltg_Fixture | LED_fixt |  | ILtg-Com-LED-50000hr+16yr |  |  |  | LEDratio0296 | LEDratio0242 | LEDFixt-3(15w) | Available |  | 0 | 0 |  | ArNrNc |  | LtgFixture-Default |  | None | 2020-01-01 | 2020-03-18 | [5 empty] | Standard | DEER2020 update for: ISP/Title 24 wattage baseline; revised impacts, IEFs and peak demand | 1 | 1 | 0 | Deemed Ex Ante Team |  | DEER2020 update for: ISP/Title 24 wattage baseline; revised impacts, IEFs and peak demand |  | Updated to indicate claim/filing status
2020 | C-In-LEDFixt-3(18w)-dWP35-dWC25 | Commercial Indoor General Lighting: LED Fixture replaces pre-existing standard lighting Wattage. Measure includes Code case. | DEER2020 | D20v1 | 2020-11-24 16:30 | Com-ILtg-SI-dWatt | DEER | Scaled | BaseRatio |  |  | None |  | 0 |  | 1 | Com | Any | Lighting | InGen-ScrewIn | Ltg_Fixture | LED_fixt |  | ILtg-Com-LED-50000hr+16yr |  |  |  | LEDratio0296 | LEDratio0242 | LEDFixt-3(18w) | Available |  | 0 | 0 |  | ArNrNc |  | LtgFixture-Default |  | None | 2020-01-01 | 2020-03-18 | [5 empty] | Standard | DEER2020 update for: ISP/Title 24 wattage baseline; revised impacts, IEFs and peak demand | 1 | 1 | 0 | Deemed Ex Ante Team |  | DEER2020 update for: ISP/Title 24 wattage baseline; revised impacts, IEFs and peak demand |  | Updated to indicate claim/filing status
2020 | C-In-LEDFixt-3(19w)-dWP37-dWC26 | Commercial Indoor General Lighting: LED Fixture replaces pre-existing standard lighting Wattage. Measure includes Code case. | DEER2020 | D20v1 | 2020-11-24 16:30 | Com-ILtg-SI-dWatt | DEER | Scaled | BaseRatio |  |  | None |  | 0 |  | 1 | Com | Any | Lighting | InGen-ScrewIn | Ltg_Fixture | LED_fixt |  | ILtg-Com-LED-50000hr+16yr |  |  |  | LEDratio0296 | LEDratio0242 | LEDFixt-3(19w) | Available |  | 0 | 0 |  | ArNrNc |  | LtgFixture-Default |  | None | 2020-01-01 | 2020-03-18 | [5 empty] | Standard | DEER2020 update for: ISP/Title 24 wattage baseline; revised impacts, IEFs and peak demand | 1 | 1 | 0 | Deemed Ex Ante Team |  | DEER2020 update for: ISP/Title 24 wattage baseline; revised impacts, IEFs and peak demand |  | Updated to indicate claim/filing status
2020 | C-In-LEDFixt-3(21w)-dWP41-dWC29 | Commercial Indoor General Lighting: LED Fixture replaces pre-existing standard lighting Wattage. Measure includes Code case. | DEER2020 | D20v1 | 2020-11-24 16:30 | Com-ILtg-SI-dWatt | DEER | Scaled | BaseRatio |  |  | None |  | 0 |  | 1 | Com | Any | Lighting | InGen-ScrewIn | Ltg_Fixture | LED_fixt |  | ILtg-Com-LED-50000hr+16yr |  |  |  | LEDratio0296 | LEDratio0242 | LEDFixt-3(21w) | Available |  | 0 | 0 |  | ArNrNc |  | LtgFixture-Default |  | None | 2020-01-01 | 2020-03-18 | [5 empty] | Standard | DEER2020 update for: ISP/Title 24 wattage baseline; revised impacts, IEFs and peak demand | 1 | 1 | 0 | Deemed Ex Ante Team |  | DEER2020 update for: ISP/Title 24 wattage baseline; revised impacts, IEFs and peak demand |  | Updated to indicate claim/filing status
2020 | C-In-LEDFixt-3(8w)-dWP15-dWC11 | Commercial Indoor General Lighting: LED Fixture replaces pre-existing standard lighting Wattage. Measure includes Code case. | DEER2020 | D20v1 | 2020-11-24 16:30 | Com-ILtg-SI-dWatt | DEER | Scaled | BaseRatio |  |  | None |  | 0 |  | 1 | Com | Any | Lighting | InGen-ScrewIn | Ltg_Fixture | LED_fixt |  | ILtg-Com-LED-50000hr+16yr |  |  |  | LEDratio0296 | LEDratio0242 | LEDFixt-3(8w) | Available |  | 0 | 0 |  | ArNrNc |  | LtgFixture-Default |  | None | 2020-01-01 | 2020-03-18 | [5 empty] | Standard | DEER2020 update for: ISP/Title 24 wattage baseline; revised impacts, IEFs and peak demand | 1 | 1 | 0 | Deemed Ex Ante Team |  | DEER2020 update for: ISP/Title 24 wattage baseline; revised impacts, IEFs and peak demand |  | Updated to indicate claim/filing status
2020 | C-In-LEDFixt-3(9w)-dWP17-dWC12 | Commercial Indoor General Lighting: LED Fixture replaces pre-existing standard lighting Wattage. Measure includes Code case. | DEER2020 | D20v1 | 2020-11-24 16:30 | Com-ILtg-SI-dWatt | DEER | Scaled | BaseRatio |  |  | None |  | 0 |  | 1 | Com | Any | Lighting | InGen-ScrewIn | Ltg_Fixture | LED_fixt |  | ILtg-Com-LED-50000hr+16yr |  |  |  | LEDratio0296 | LEDratio0242 | LEDFixt-3(9w) | Available |  | 0 | 0 |  | ArNrNc |  | LtgFixture-Default |  | None | 2020-01-01 | 2020-03-18 | [5 empty] | Standard | DEER2020 update for: ISP/Title 24 wattage baseline; revised impacts, IEFs and peak demand | 1 | 1 | 0 | Deemed Ex Ante Team |  | DEER2020 update for: ISP/Title 24 wattage baseline; revised impacts, IEFs and peak demand |  | Updated to indicate claim/filing status
2020 | C-In-LEDFixt-4(23w)-dWP45-dWC32 | Commercial Indoor General Lighting: LED Fixture replaces pre-existing standard lighting Wattage. Measure includes Code case. | DEER2020 | D20v1 | 2020-11-24 16:30 | Com-ILtg-SI-dWatt | DEER | Scaled | BaseRatio |  |  | None |  | 0 |  | 1 | Com | Any | Lighting | InGen-ScrewIn | Ltg_Fixture | LED_fixt |  | ILtg-Com-LED-50000hr+16yr |  |  |  | LEDratio0296 | LEDratio0242 | LEDFixt-4(23w) | Available |  | 0 | 0 |  | ArNrNc |  | LtgFixture-Default |  | None | 2020-01-01 | 2020-03-18 | [5 empty] | Standard | DEER2020 update for: ISP/Title 24 wattage baseline; revised impacts, IEFs and peak demand | 1 | 1 | 0 | Deemed Ex Ante Team |  | DEER2020 update for: ISP/Title 24 wattage baseline; revised impacts, IEFs and peak demand |  | Updated to indicate claim/filing status
2020 | C-In-LEDFixt-6(12w)-dWP23-dWC17 | Commercial Indoor General Lighting: LED Fixture replaces pre-existing standard lighting Wattage. Measure includes Code case. | DEER2020 | D20v1 | 2020-11-24 16:30 | Com-ILtg-SI-dWatt | DEER | Scaled | BaseRatio |  |  | None |  | 0 |  | 1 | Com | Any | Lighting | InGen-ScrewIn | Ltg_Fixture | LED_fixt |  | ILtg-Com-LED-50000hr+16yr |  |  |  | LEDratio0296 | LEDratio0242 | LEDFixt-6(12w) | Available |  | 0 | 0 |  | ArNrNc |  | LtgFixture-Default |  | None | 2020-01-01 | 2020-03-18 | [5 empty] | Standard | DEER2020 update for: ISP/Title 24 wattage baseline; revised impacts, IEFs and peak demand | 1 | 1 | 0 | Deemed Ex Ante Team |  | DEER2020 update for: ISP/Title 24 wattage baseline; revised impacts, IEFs and peak demand |  | Updated to indicate claim/filing status
2020 | C-In-LEDFixt-7(10w)-dWP19-dWC14 | Commercial Indoor General Lighting: LED Fixture replaces pre-existing standard lighting Wattage. Measure includes Code case. | DEER2020 | D20v1 | 2020-11-24 16:30 | Com-ILtg-SI-dWatt | DEER | Scaled | BaseRatio |  |  | None |  | 0 |  | 1 | Com | Any | Lighting | InGen-ScrewIn | Ltg_Fixture | LED_fixt |  | ILtg-Com-LED-50000hr+16yr |  |  |  | LEDratio0296 | LEDratio0242 | LEDFixt-7(10w) | Available |  | 0 | 0 |  | ArNrNc |  | LtgFixture-Default |  | None | 2020-01-01 | 2020-03-18 | [5 empty] | Standard | DEER2020 update for: ISP/Title 24 wattage baseline; revised impacts, IEFs and peak demand | 1 | 1 | 0 | Deemed Ex Ante Team |  | DEER2020 update for: ISP/Title 24 wattage baseline; revised impacts, IEFs and peak demand |  | Updated to indicate claim/filing status
2020 | C-In-LEDFixt(7w)-dWP13-dWC9 | Commercial Indoor General Lighting: LED Fixture replaces pre-existing standard lighting Wattage. Measure includes Code case. | DEER2020 | D20v1 | 2020-11-24 16:30 | Com-ILtg-SI-dWatt | DEER | Scaled | BaseRatio |  |  | None |  | 0 |  | 1 | Com | Any | Lighting | InGen-ScrewIn | Ltg_Fixture | LED_fixt |  | ILtg-Com-LED-50000hr+16yr |  |  |  | LEDratio0296 | LEDratio0242 | LEDFixt(7w) | Available |  | 0 | 0 |  | ArNrNc |  | LtgFixture-Default |  | None | 2020-01-01 | 2020-03-18 | [5 empty] | Standard | DEER2020 update for: ISP/Title 24 wattage baseline; revised impacts, IEFs and peak demand | 1 | 1 | 0 | Deemed Ex Ante Team |  | DEER2020 update for: ISP/Title 24 wattage baseline; revised impacts, IEFs and peak demand |  | Updated to indicate claim/filing status
2020 | C-In-LEDFixtHB(112.99w)-dwP20.3 | Commercial Indoor High Bay Lighting: LED Fixture. Normal Replacement (NR) and New Construction (NC) applications. Savings calculated above a standard practice baseline. | DEER2020 | D20v1 | 2020-11-24 16:30 | Com-ILtg-HB-dWatt | DEER | Scaled | DeltaWatts | 20.3 | 0 | None |  | 0 |  | 0 | Com | Any | Lighting | InGen-HB | Ltg_Fixture | LED_fixt |  | ILtg-Com-LED-50000hr+16yr |  | 100% LED 25th percentile Efficacy | LED Fixture: High Bay, >=130 LPW, 82 to <113 W |  |  |  | Available |  | 0 | 0 |  | NrNc |  |  |  | None | 2020-01-01 | 2020-03-18 | [5 empty] | Standard | DEER2020 update for: 100% ISP/Title 24 baseline; revised impacts, IEFs and peak demand | 1 | 1 | 0 | Deemed Ex Ante Team |  | DEER2020 update for: 100% ISP/Title 24 baseline; revised impacts, IEFs and peak demand |  | Updated to indicate claim/filing status
2020 | C-In-LEDFixtHB(124.99w)-dwP8.3 | Commercial Indoor High Bay Lighting: LED Fixture. Normal Replacement (NR) and New Construction (NC) applications. Savings calculated above a standard practice baseline. | DEER2020 | D20v1 | 2020-11-24 16:30 | Com-ILtg-HB-dWatt | DEER | Scaled | DeltaWatts | 8.3 | 0 | None |  | 0 |  | 0 | Com | Any | Lighting | InGen-HB | Ltg_Fixture | LED_fixt |  | ILtg-Com-LED-50000hr+16yr |  | 100% LED 25th percentile Efficacy | LED Fixture: High Bay, 120 LPW to <130 LPW, 90 to <125 W |  |  |  | Available |  | 0 | 0 |  | NrNc |  |  |  | None | 2020-01-01 | 2020-03-18 | [5 empty] | Standard | DEER2020 update for: 100% ISP/Title 24 baseline; revised impacts, IEFs and peak demand | 1 | 1 | 0 | Deemed Ex Ante Team |  | DEER2020 update for: 100% ISP/Title 24 baseline; revised impacts, IEFs and peak demand |  | Updated to indicate claim/filing status
2020 | C-In-LEDFixtHB(139.99w)-dwP22.8 | Commercial Indoor High Bay Lighting: LED Fixture. Normal Replacement (NR) and New Construction (NC) applications. Savings calculated above a standard practice baseline. | DEER2020 | D20v1 | 2020-11-24 16:30 | Com-ILtg-HB-dWatt | DEER | Scaled | DeltaWatts | 22.8 | 0 | None |  | 0 |  | 0 | Com | Any | Lighting | InGen-HB | Ltg_Fixture | LED_fixt |  | ILtg-Com-LED-50000hr+16yr |  | 100% LED 25th percentile Efficacy | LED Fixture: High Bay, >=130 LPW, 113 to <140 W |  |  |  | Available |  | 0 | 0 |  | NrNc |  |  |  | None | 2020-01-01 | 2020-03-18 | [5 empty] | Standard | DEER2020 update for: 100% ISP/Title 24 baseline; revised impacts, IEFs and peak demand | 1 | 1 | 0 | Deemed Ex Ante Team |  | DEER2020 update for: 100% ISP/Title 24 baseline; revised impacts, IEFs and peak demand |  | Updated to indicate claim/filing status
2020 | C-In-LEDFixtHB(152.99w)-dwP9.8 | Commercial Indoor High Bay Lighting: LED Fixture. Normal Replacement (NR) and New Construction (NC) applications. Savings calculated above a standard practice baseline. | DEER2020 | D20v1 | 2020-11-24 16:30 | Com-ILtg-HB-dWatt | DEER | Scaled | DeltaWatts | 9.8 | 0 | None |  | 0 |  | 0 | Com | Any | Lighting | InGen-HB | Ltg_Fixture | LED_fixt |  | ILtg-Com-LED-50000hr+16yr |  | 100% LED 25th percentile Efficacy | LED Fixture: High Bay, 120 LPW to <130 LPW, 125 to <153 W |  |  |  | Available |  | 0 | 0 |  | NrNc |  |  |  | None | 2020-01-01 | 2020-03-18 | [5 empty] | Standard | DEER2020 update for: 100% ISP/Title 24 baseline; revised impacts, IEFs and peak demand | 1 | 1 | 0 | Deemed Ex Ante Team |  | DEER2020 update for: 100% ISP/Title 24 baseline; revised impacts, IEFs and peak demand |  | Updated to indicate claim/filing status
2020 | C-In-LEDFixtHB(173.99w)-dwP32.9 | Commercial Indoor High Bay Lighting: LED Fixture. Normal Replacement (NR) and New Construction (NC) applications. Savings calculated above a standard practice baseline. | DEER2020 | D20v1 | 2020-11-24 16:30 | Com-ILtg-HB-dWatt | DEER | Scaled | DeltaWatts | 32.9 | 0 | None |  | 0 |  | 0 | Com | Any | Lighting | InGen-HB | Ltg_Fixture | LED_fixt |  | ILtg-Com-LED-50000hr+16yr |  | 100% LED 25th percentile Efficacy | LED Fixture: High Bay, >=135 LPW, 140 to <174 W |  |  |  | Available |  | 0 | 0 |  | NrNc |  |  |  | None | 2020-01-01 | 2020-03-18 | [5 empty] | Standard | DEER2020 update for: 100% ISP/Title 24 baseline; revised impacts, IEFs and peak demand | 1 | 1 | 0 | Deemed Ex Ante Team |  | DEER2020 update for: 100% ISP/Title 24 baseline; revised impacts, IEFs and peak demand |  | Updated to indicate claim/filing status
2020 | C-In-LEDFixtHB(186.99w)-dwP19.9 | Commercial Indoor High Bay Lighting: LED Fixture. Normal Replacement (NR) and New Construction (NC) applications. Savings calculated above a standard practice baseline. | DEER2020 | D20v1 | 2020-11-24 16:30 | Com-ILtg-HB-dWatt | DEER | Scaled | DeltaWatts | 19.9 | 0 | None |  | 0 |  | 0 | Com | Any | Lighting | InGen-HB | Ltg_Fixture | LED_fixt |  | ILtg-Com-LED-50000hr+16yr |  | 100% LED 25th percentile Efficacy | LED Fixture: High Bay, 125 LPW to <135 LPW, 153 to <187 W |  |  |  | Available |  | 0 | 0 |  | NrNc |  |  |  | None | 2020-01-01 | 2020-03-18 | [5 empty] | Standard | DEER2020 update for: 100% ISP/Title 24 baseline; revised impacts, IEFs and peak demand | 1 | 1 | 0 | Deemed Ex Ante Team |  | DEER2020 update for: 100% ISP/Title 24 baseline; revised impacts, IEFs and peak demand |  | Updated to indicate claim/filing status
2020 | C-In-LEDFixtHB(193.99w)-dwP26.3 | Commercial Indoor High Bay Lighting: LED Fixture. Normal Replacement (NR) and New Construction (NC) applications. Savings calculated above a standard practice baseline. | DEER2020 | D20v1 | 2020-11-24 16:30 | Com-ILtg-HB-dWatt | DEER | Scaled | DeltaWatts | 26.3 | 0 | None |  | 0 |  | 0 | Com | Any | Lighting | InGen-HB | Ltg_Fixture | LED_fixt |  | ILtg-Com-LED-50000hr+16yr |  | 100% LED 25th percentile Efficacy | LED Fixture: High Bay, >=135 LPW, 174 to <194 W |  |  |  | Available |  | 0 | 0 |  | NrNc |  |  |  | None | 2020-01-01 | 2020-03-18 | [5 empty] | Standard | DEER2020 update for revised impacts, IEFs and peak demand | 1 | 1 | 0 | Deemed Ex Ante Team |  | DEER2020 update for revised impacts, IEFs and peak demand |  | Updated to indicate claim/filing status
2020 | C-In-LEDFixtHB(211.99w)-dwP8.3 | Commercial Indoor High Bay Lighting: LED Fixture. Normal Replacement (NR) and New Construction (NC) applications. Savings calculated above a standard practice baseline. | DEER2020 | D20v1 | 2020-11-24 16:30 | Com-ILtg-HB-dWatt | DEER | Scaled | DeltaWatts | 8.3 | 0 | None |  | 0 |  | 0 | Com | Any | Lighting | InGen-HB | Ltg_Fixture | LED_fixt |  | ILtg-Com-LED-50000hr+16yr |  | 100% LED 25th percentile Efficacy | LED Fixture: High Bay, 125 LPW to <135 LPW, 187 to <212 W |  |  |  | Available |  | 0 | 0 |  | NrNc |  |  |  | None | 2020-01-01 | 2020-03-18 | [5 empty] | Standard | DEER2020 update for revised impacts, IEFs and peak demand | 1 | 1 | 0 | Deemed Ex Ante Team |  | DEER2020 update for revised impacts, IEFs and peak demand |  | Updated to indicate claim/filing status
2020 | C-In-LEDFixtHB(226.99w)-dwP35.1 | Commercial Indoor High Bay Lighting: LED Fixture. Normal Replacement (NR) and New Construction (NC) applications. Savings calculated above a standard practice baseline. | DEER2020 | D20v1 | 2020-11-24 16:30 | Com-ILtg-HB-dWatt | DEER | Scaled | DeltaWatts | 35.1 | 0 | None |  | 0 |  | 0 | Com | Any | Lighting | InGen-HB | Ltg_Fixture | LED_fixt |  | ILtg-Com-LED-50000hr+16yr |  | 100% LED 25th percentile Efficacy | LED Fixture: High Bay, >=135 LPW, 194 to <227 W |  |  |  | Available |  | 0 | 0 |  | NrNc |  |  |  | None | 2020-01-01 | 2020-03-18 | [5 empty] | Standard | DEER2020 update for revised impacts, IEFs and peak demand | 1 | 1 | 0 | Deemed Ex Ante Team |  | DEER2020 update for revised impacts, IEFs and peak demand |  | Updated to indicate claim/filing status
2020 | C-In-LEDFixtHB(245.99w)-dwP16.1 | Commercial Indoor High Bay Lighting: LED Fixture. Normal Replacement (NR) and New Construction (NC) applications. Savings calculated above a standard practice baseline. | DEER2020 | D20v1 | 2020-11-24 16:30 | Com-ILtg-HB-dWatt | DEER | Scaled | DeltaWatts | 16.1 | 0 | None |  | 0 |  | 0 | Com | Any | Lighting | InGen-HB | Ltg_Fixture | LED_fixt |  | ILtg-Com-LED-50000hr+16yr |  | 100% LED 25th percentile Efficacy | LED Fixture: High Bay, 125 LPW to <135 LPW, 212 to <246 W |  |  |  | Available |  | 0 | 0 |  | NrNc |  |  |  | None | 2020-01-01 | 2020-03-18 | [5 empty] | Standard | DEER2020 update for revised impacts, IEFs and peak demand | 1 | 1 | 0 | Deemed Ex Ante Team |  | DEER2020 update for revised impacts, IEFs and peak demand |  | Updated to indicate claim/filing status
2020 | C-In-LEDFixtHB(261.99w)-dwP41.4 | Commercial Indoor High Bay Lighting: LED Fixture. Normal Replacement (NR) and New Construction (NC) applications. Savings calculated above a standard practice baseline. | DEER2020 | D20v1 | 2020-11-24 16:30 | Com-ILtg-HB-dWatt | DEER | Scaled | DeltaWatts | 41.4 | 0 | None |  | 0 |  | 0 | Com | Any | Lighting | InGen-HB | Ltg_Fixture | LED_fixt |  | ILtg-Com-LED-50000hr+16yr |  | 100% LED 25th percentile Efficacy | LED Fixture: High Bay, >=135 LPW, 227 to <262 W |  |  |  | Available |  | 0 | 0 |  | NrNc |  |  |  | None | 2020-01-01 | 2020-03-18 | [5 empty] | Standard | DEER2020 update for revised impacts, IEFs and peak demand | 1 | 1 | 0 | Deemed Ex Ante Team |  | DEER2020 update for revised impacts, IEFs and peak demand |  | Updated to indicate claim/filing status
2020 | C-In-LEDFixtHB(282.99w)-dwP20.4 | Commercial Indoor High Bay Lighting: LED Fixture. Normal Replacement (NR) and New Construction (NC) applications. Savings calculated above a standard practice baseline. | DEER2020 | D20v1 | 2020-11-24 16:30 | Com-ILtg-HB-dWatt | DEER | Scaled | DeltaWatts | 20.4 | 0 | None |  | 0 |  | 0 | Com | Any | Lighting | InGen-HB | Ltg_Fixture | LED_fixt |  | ILtg-Com-LED-50000hr+16yr |  | 100% LED 25th percentile Efficacy | LED Fixture: High Bay, 125 LPW to <135 LPW, 246 to <283 W |  |  |  | Available |  | 0 | 0 |  | NrNc |  |  |  | None | 2020-01-01 | 2020-03-18 | [5 empty] | Standard | DEER2020 update for revised impacts, IEFs and peak demand | 1 | 1 | 0 | Deemed Ex Ante Team |  | DEER2020 update for revised impacts, IEFs and peak demand |  | Updated to indicate claim/filing status
2020 | C-In-LEDFixtHB(41.99w)-dwP4.3 | Commercial Indoor High Bay Lighting: LED Fixture. Normal Replacement (NR) and New Construction (NC) applications. Savings calculated above a standard practice baseline. | DEER2020 | D20v1 | 2020-11-24 16:30 | Com-ILtg-HB-dWatt | DEER | Scaled | DeltaWatts | 4.3 | 0 | None |  | 0 |  | 0 | Com | Any | Lighting | InGen-HB | Ltg_Fixture | LED_fixt |  | ILtg-Com-LED-50000hr+16yr |  | 100% LED 25th percentile Efficacy | LED Fixture: High Bay, >=130 LPW, 0 to <42 W |  |  |  | Available |  | 0 | 0 |  | NrNc |  |  |  | None | 2020-01-01 | 2020-03-18 | [5 empty] | Standard | DEER2020 update for: 100% ISP/Title 24 baseline; revised impacts, IEFs and peak demand | 1 | 1 | 0 | Deemed Ex Ante Team |  | DEER2020 update for: 100% ISP/Title 24 baseline; revised impacts, IEFs and peak demand |  | Updated to indicate claim/filing status
2020 | C-In-LEDFixtHB(59.99w)-dwP13.3 | Commercial Indoor High Bay Lighting: LED Fixture. Normal Replacement (NR) and New Construction (NC) applications. Savings calculated above a standard practice baseline. | DEER2020 | D20v1 | 2020-11-24 16:30 | Com-ILtg-HB-dWatt | DEER | Scaled | DeltaWatts | 13.3 | 0 | None |  | 0 |  | 0 | Com | Any | Lighting | InGen-HB | Ltg_Fixture | LED_fixt |  | ILtg-Com-LED-50000hr+16yr |  | 100% LED 25th percentile Efficacy | LED Fixture: High Bay, >=130 LPW, 42 to <60 W |  |  |  | Available |  | 0 | 0 |  | NrNc |  |  |  | None | 2020-01-01 | 2020-03-18 | [5 empty] | Standard | DEER2020 update for: 100% ISP/Title 24 baseline; revised impacts, IEFs and peak demand | 1 | 1 | 0 | Deemed Ex Ante Team |  | DEER2020 update for: 100% ISP/Title 24 baseline; revised impacts, IEFs and peak demand |  | Updated to indicate claim/filing status
2020 | C-In-LEDFixtHB(70.99w)-dwP2.3 | Commercial Indoor High Bay Lighting: LED Fixture. Normal Replacement (NR) and New Construction (NC) applications. Savings calculated above a standard practice baseline. | DEER2020 | D20v1 | 2020-11-24 16:30 | Com-ILtg-HB-dWatt | DEER | Scaled | DeltaWatts | 2.3 | 0 | None |  | 0 |  | 0 | Com | Any | Lighting | InGen-HB | Ltg_Fixture | LED_fixt |  | ILtg-Com-LED-50000hr+16yr |  | 100% LED 25th percentile Efficacy | LED Fixture: High Bay, 110 LPW to <130 LPW, 48 to <71 W |  |  |  | Available |  | 0 | 0 |  | NrNc |  |  |  | None | 2020-01-01 | 2020-03-18 | [5 empty] | Standard | DEER2020 update for: 100% ISP/Title 24 baseline; revised impacts, IEFs and peak demand | 1 | 1 | 0 | Deemed Ex Ante Team |  | DEER2020 update for: 100% ISP/Title 24 baseline; revised impacts, IEFs and peak demand |  | Updated to indicate claim/filing status
2020 | C-In-LEDFixtHB(81.99w)-dwP12.1 | Commercial Indoor High Bay Lighting: LED Fixture. Normal Replacement (NR) and New Construction (NC) applications. Savings calculated above a standard practice baseline. | DEER2020 | D20v1 | 2020-11-24 16:30 | Com-ILtg-HB-dWatt | DEER | Scaled | DeltaWatts | 12.1 | 0 | None |  | 0 |  | 0 | Com | Any | Lighting | InGen-HB | Ltg_Fixture | LED_fixt |  | ILtg-Com-LED-50000hr+16yr |  | 100% LED 25th percentile Efficacy | LED Fixture: High Bay, >=130 LPW, 60 to <82 W |  |  |  | Available |  | 0 | 0 |  | NrNc |  |  |  | None | 2020-01-01 | 2020-03-18 | [5 empty] | Standard | DEER2020 update for: 100% ISP/Title 24 baseline; revised impacts, IEFs and peak demand | 1 | 1 | 0 | Deemed Ex Ante Team |  | DEER2020 update for: 100% ISP/Title 24 baseline; revised impacts, IEFs and peak demand |  | Updated to indicate claim/filing status
2020 | C-In-LEDFixtHB(89.99w)-dwP4.1 | Commercial Indoor High Bay Lighting: LED Fixture. Normal Replacement (NR) and New Construction (NC) applications. Savings calculated above a standard practice baseline. | DEER2020 | D20v1 | 2020-11-24 16:30 | Com-ILtg-HB-dWatt | DEER | Scaled | DeltaWatts | 4.1 | 0 | None |  | 0 |  | 0 | Com | Any | Lighting | InGen-HB | Ltg_Fixture | LED_fixt |  | ILtg-Com-LED-50000hr+16yr |  | 100% LED 25th percentile Efficacy | LED Fixture: High Bay, 110 LPW to <130 LPW, 71 to <90 W |  |  |  | Available |  | 0 | 0 |  | NrNc |  |  |  | None | 2020-01-01 | 2020-03-18 | [5 empty] | Standard | DEER2020 update for: 100% ISP/Title 24 baseline; revised impacts, IEFs and peak demand | 1 | 1 | 0 | Deemed Ex Ante Team |  | DEER2020 update for: 100% ISP/Title 24 baseline; revised impacts, IEFs and peak demand |  | Updated to indicate claim/filing status
2020 | C-In-LEDFixtLB(112.99w)-dwP20.3 | Commercial Indoor Low Bay Lighting: LED Fixture. Normal Replacement (NR) and New Construction (NC) applications. Savings calculated above a standard practice baseline. | DEER2020 | D20v1 | 2020-11-24 16:30 | Com-ILtg-HW-dWatt | DEER | Scaled | DeltaWatts | 20.3 | 0 | None |  | 0 |  | 0 | Com | Any | Lighting | InGen | Ltg_Fixture | LED_fixt |  | ILtg-Com-LED-50000hr+16yr |  | 100% LED 25th percentile Efficacy | LED Fixture: Low Bay, >=130 LPW, 82 to <113 W |  |  |  | Available |  | 0 | 0 |  | NrNc |  |  |  | None | 2020-01-01 | 2020-03-18 | [5 empty] | Standard | DEER2020 update for: 100% ISP/Title 24 baseline; revised impacts, IEFs and peak demand | 1 | 1 | 0 | Deemed Ex Ante Team |  | DEER2020 update for: 100% ISP/Title 24 baseline; revised impacts, IEFs and peak demand |  | Updated to indicate claim/filing status
2020 | C-In-LEDFixtLB(124.99w)-dwP8.3 | Commercial Indoor Low Bay Lighting: LED Fixture. Normal Replacement (NR) and New Construction (NC) applications. Savings calculated above a standard practice baseline. | DEER2020 | D20v1 | 2020-11-24 16:30 | Com-ILtg-HW-dWatt | DEER | Scaled | DeltaWatts | 8.3 | 0 | None |  | 0 |  | 0 | Com | Any | Lighting | InGen | Ltg_Fixture | LED_fixt |  | ILtg-Com-LED-50000hr+16yr |  | 100% LED 25th percentile Efficacy | LED Fixture: Low Bay, 120 LPW to <130 LPW, 90 to <125 W |  |  |  | Available |  | 0 | 0 |  | NrNc |  |  |  | None | 2020-01-01 | 2020-03-18 | [5 empty] | Standard | DEER2020 update for: 100% ISP/Title 24 baseline; revised impacts, IEFs and peak demand | 1 | 1 | 0 | Deemed Ex Ante Team |  | DEER2020 update for: 100% ISP/Title 24 baseline; revised impacts, IEFs and peak demand |  | Updated to indicate claim/filing status
2020 | C-In-LEDFixtLB(139.99w)-dwP22.8 | Commercial Indoor Low Bay Lighting: LED Fixture. Normal Replacement (NR) and New Construction (NC) applications. Savings calculated above a standard practice baseline. | DEER2020 | D20v1 | 2020-11-24 16:30 | Com-ILtg-HW-dWatt | DEER | Scaled | DeltaWatts | 22.8 | 0 | None |  | 0 |  | 0 | Com | Any | Lighting | InGen | Ltg_Fixture | LED_fixt |  | ILtg-Com-LED-50000hr+16yr |  | 100% LED 25th percentile Efficacy | LED Fixture: Low Bay, >=130 LPW, 113 to <140 W |  |  |  | Available |  | 0 | 0 |  | NrNc |  |  |  | None | 2020-01-01 | 2020-03-18 | [5 empty] | Standard | DEER2020 update for: 100% ISP/Title 24 baseline; revised impacts, IEFs and peak demand | 1 | 1 | 0 | Deemed Ex Ante Team |  | DEER2020 update for: 100% ISP/Title 24 baseline; revised impacts, IEFs and peak demand |  | Updated to indicate claim/filing status
2020 | C-In-LEDFixtLB(152.99w)-dwP9.8 | Commercial Indoor Low Bay Lighting: LED Fixture. Normal Replacement (NR) and New Construction (NC) applications. Savings calculated above a standard practice baseline. | DEER2020 | D20v1 | 2020-11-24 16:30 | Com-ILtg-HW-dWatt | DEER | Scaled | DeltaWatts | 9.8 | 0 | None |  | 0 |  | 0 | Com | Any | Lighting | InGen | Ltg_Fixture | LED_fixt |  | ILtg-Com-LED-50000hr+16yr |  | 100% LED 25th percentile Efficacy | LED Fixture: Low Bay, 120 LPW to <130 LPW, 125 to <153 W |  |  |  | Available |  | 0 | 0 |  | NrNc |  |  |  | None | 2020-01-01 | 2020-03-18 | [5 empty] | Standard | DEER2020 update for: 100% ISP/Title 24 baseline; revised impacts, IEFs and peak demand | 1 | 1 | 0 | Deemed Ex Ante Team |  | DEER2020 update for: 100% ISP/Title 24 baseline; revised impacts, IEFs and peak demand |  | Updated to indicate claim/filing status
2020 | C-In-LEDFixtLB(173.99w)-dwP32.9 | Commercial Indoor Low Bay Lighting: LED Fixture. Normal Replacement (NR) and New Construction (NC) applications. Savings calculated above a standard practice baseline. | DEER2020 | D20v1 | 2020-11-24 16:30 | Com-ILtg-HW-dWatt | DEER | Scaled | DeltaWatts | 32.9 | 0 | None |  | 0 |  | 0 | Com | Any | Lighting | InGen | Ltg_Fixture | LED_fixt |  | ILtg-Com-LED-50000hr+16yr |  | 100% LED 25th percentile Efficacy | LED Fixture: Low Bay, >=135 LPW, 140 to <174 W |  |  |  | Available |  | 0 | 0 |  | NrNc |  |  |  | None | 2020-01-01 | 2020-03-18 | [5 empty] | Standard | DEER2020 update for: 100% ISP/Title 24 baseline; revised impacts, IEFs and peak demand | 1 | 1 | 0 | Deemed Ex Ante Team |  | DEER2020 update for: 100% ISP/Title 24 baseline; revised impacts, IEFs and peak demand |  | Updated to indicate claim/filing status
2020 | C-In-LEDFixtLB(186.99w)-dwP19.9 | Commercial Indoor Low Bay Lighting: LED Fixture. Normal Replacement (NR) and New Construction (NC) applications. Savings calculated above a standard practice baseline. | DEER2020 | D20v1 | 2020-11-24 16:30 | Com-ILtg-HW-dWatt | DEER | Scaled | DeltaWatts | 19.9 | 0 | None |  | 0 |  | 0 | Com | Any | Lighting | InGen | Ltg_Fixture | LED_fixt |  | ILtg-Com-LED-50000hr+16yr |  | 100% LED 25th percentile Efficacy | LED Fixture: Low Bay, 125 LPW to <135 LPW, 153 to <187 W |  |  |  | Available |  | 0 | 0 |  | NrNc |  |  |  | None | 2020-01-01 | 2020-03-18 | [5 empty] | Standard | DEER2020 update for: 100% ISP/Title 24 baseline; revised impacts, IEFs and peak demand | 1 | 1 | 0 | Deemed Ex Ante Team |  | DEER2020 update for: 100% ISP/Title 24 baseline; revised impacts, IEFs and peak demand |  | Updated to indicate claim/filing status
2020 | C-In-LEDFixtLB(193.99w)-dwP26.3 | Commercial Indoor Low Bay Lighting: LED Fixture. Normal Replacement (NR) and New Construction (NC) applications. Savings calculated above a standard practice baseline. | DEER2020 | D20v1 | 2020-11-24 16:30 | Com-ILtg-HW-dWatt | DEER | Scaled | DeltaWatts | 26.3 | 0 | None |  | 0 |  | 0 | Com | Any | Lighting | InGen | Ltg_Fixture | LED_fixt |  | ILtg-Com-LED-50000hr+16yr |  | 100% LED 25th percentile Efficacy | LED Fixture: Low Bay, >=135 LPW, 174 to <194 W |  |  |  | Available |  | 0 | 0 |  | NrNc |  |  |  | None | 2020-01-01 | 2020-03-18 | [5 empty] | Standard | DEER2020 update for revised impacts, IEFs and peak demand | 1 | 1 | 0 | Deemed Ex Ante Team |  | DEER2020 update for revised impacts, IEFs and peak demand |  | Updated to indicate claim/filing status
2020 | C-In-LEDFixtLB(211.99w)-dwP8.3 | Commercial Indoor Low Bay Lighting: LED Fixture. Normal Replacement (NR) and New Construction (NC) applications. Savings calculated above a standard practice baseline. | DEER2020 | D20v1 | 2020-11-24 16:30 | Com-ILtg-HW-dWatt | DEER | Scaled | DeltaWatts | 8.3 | 0 | None |  | 0 |  | 0 | Com | Any | Lighting | InGen | Ltg_Fixture | LED_fixt |  | ILtg-Com-LED-50000hr+16yr |  | 100% LED 25th percentile Efficacy | LED Fixture: Low Bay, 125 LPW to <135 LPW, 187 to <212 W |  |  |  | Available |  | 0 | 0 |  | NrNc |  |  |  | None | 2020-01-01 | 2020-03-18 | [5 empty] | Standard | DEER2020 update for revised impacts, IEFs and peak demand | 1 | 1 | 0 | Deemed Ex Ante Team |  | DEER2020 update for revised impacts, IEFs and peak demand |  | Updated to indicate claim/filing status
2020 | C-In-LEDFixtLB(226.99w)-dwP35.1 | Commercial Indoor Low Bay Lighting: LED Fixture. Normal Replacement (NR) and New Construction (NC) applications. Savings calculated above a standard practice baseline. | DEER2020 | D20v1 | 2020-11-24 16:30 | Com-ILtg-HW-dWatt | DEER | Scaled | DeltaWatts | 35.1 | 0 | None |  | 0 |  | 0 | Com | Any | Lighting | InGen | Ltg_Fixture | LED_fixt |  | ILtg-Com-LED-50000hr+16yr |  | 100% LED 25th percentile Efficacy | LED Fixture: Low Bay, >=135 LPW, 194 to <227 W |  |  |  | Available |  | 0 | 0 |  | NrNc |  |  |  | None | 2020-01-01 | 2020-03-18 | [5 empty] | Standard | DEER2020 update for revised impacts, IEFs and peak demand | 1 | 1 | 0 | Deemed Ex Ante Team |  | DEER2020 update for revised impacts, IEFs and peak demand |  | Updated to indicate claim/filing status
2020 | C-In-LEDFixtLB(245.99w)-dwP16.1 | Commercial Indoor Low Bay Lighting: LED Fixture. Normal Replacement (NR) and New Construction (NC) applications. Savings calculated above a standard practice baseline. | DEER2020 | D20v1 | 2020-11-24 16:30 | Com-ILtg-HW-dWatt | DEER | Scaled | DeltaWatts | 16.1 | 0 | None |  | 0 |  | 0 | Com | Any | Lighting | InGen | Ltg_Fixture | LED_fixt |  | ILtg-Com-LED-50000hr+16yr |  | 100% LED 25th percentile Efficacy | LED Fixture: Low Bay, 125 LPW to <135 LPW, 212 to <246 W |  |  |  | Available |  | 0 | 0 |  | NrNc |  |  |  | None | 2020-01-01 | 2020-03-18 | [5 empty] | Standard | DEER2020 update for revised impacts, IEFs and peak demand | 1 | 1 | 0 | Deemed Ex Ante Team |  | DEER2020 update for revised impacts, IEFs and peak demand |  | Updated to indicate claim/filing status
2020 | C-In-LEDFixtLB(261.99w)-dwP41.4 | Commercial Indoor Low Bay Lighting: LED Fixture. Normal Replacement (NR) and New Construction (NC) applications. Savings calculated above a standard practice baseline. | DEER2020 | D20v1 | 2020-11-24 16:30 | Com-ILtg-HW-dWatt | DEER | Scaled | DeltaWatts | 41.4 | 0 | None |  | 0 |  | 0 | Com | Any | Lighting | InGen | Ltg_Fixture | LED_fixt |  | ILtg-Com-LED-50000hr+16yr |  | 100% LED 25th percentile Efficacy | LED Fixture: Low Bay, >=135 LPW, 227 to <262 W |  |  |  | Available |  | 0 | 0 |  | NrNc |  |  |  | None | 2020-01-01 | 2020-03-18 | [5 empty] | Standard | DEER2020 update for revised impacts, IEFs and peak demand | 1 | 1 | 0 | Deemed Ex Ante Team |  | DEER2020 update for revised impacts, IEFs and peak demand |  | Updated to indicate claim/filing status
2020 | C-In-LEDFixtLB(282.99w)-dwP20.4 | Commercial Indoor Low Bay Lighting: LED Fixture. Normal Replacement (NR) and New Construction (NC) applications. Savings calculated above a standard practice baseline. | DEER2020 | D20v1 | 2020-11-24 16:30 | Com-ILtg-HW-dWatt | DEER | Scaled | DeltaWatts | 20.4 | 0 | None |  | 0 |  | 0 | Com | Any | Lighting | InGen | Ltg_Fixture | LED_fixt |  | ILtg-Com-LED-50000hr+16yr |  | 100% LED 25th percentile Efficacy | LED Fixture: Low Bay, 125 LPW to <135 LPW, 246 to <283 W |  |  |  | Available |  | 0 | 0 |  | NrNc |  |  |  | None | 2020-01-01 | 2020-03-18 | [5 empty] | Standard | DEER2020 update for revised impacts, IEFs and peak demand | 1 | 1 | 0 | Deemed Ex Ante Team |  | DEER2020 update for revised impacts, IEFs and peak demand |  | Updated to indicate claim/filing status
2020 | C-In-LEDFixtLB(41.99w)-dwP4.3 | Commercial Indoor Low Bay Lighting: LED Fixture. Normal Replacement (NR) and New Construction (NC) applications. Savings calculated above a standard practice baseline. | DEER2020 | D20v1 | 2020-11-24 16:30 | Com-ILtg-HW-dWatt | DEER | Scaled | DeltaWatts | 4.3 | 0 | None |  | 0 |  | 0 | Com | Any | Lighting | InGen | Ltg_Fixture | LED_fixt |  | ILtg-Com-LED-50000hr+16yr |  | 100% LED 25th percentile Efficacy | LED Fixture: Low Bay, >=130 LPW, 0 to <42 W |  |  |  | Available |  | 0 | 0 |  | NrNc |  |  |  | None | 2020-01-01 | 2020-03-18 | [5 empty] | Standard | DEER2020 update for: 100% ISP/Title 24 baseline; revised impacts, IEFs and peak demand | 1 | 1 | 0 | Deemed Ex Ante Team |  | DEER2020 update for: 100% ISP/Title 24 baseline; revised impacts, IEFs and peak demand |  | Updated to indicate claim/filing status
2020 | C-In-LEDFixtLB(59.99w)-dwP13.3 | Commercial Indoor Low Bay Lighting: LED Fixture. Normal Replacement (NR) and New Construction (NC) applications. Savings calculated above a standard practice baseline. | DEER2020 | D20v1 | 2020-11-24 16:30 | Com-ILtg-HW-dWatt | DEER | Scaled | DeltaWatts | 13.3 | 0 | None |  | 0 |  | 0 | Com | Any | Lighting | InGen | Ltg_Fixture | LED_fixt |  | ILtg-Com-LED-50000hr+16yr |  | 100% LED 25th percentile Efficacy | LED Fixture: Low Bay, >=130 LPW, 42 to <60 W |  |  |  | Available |  | 0 | 0 |  | NrNc |  |  |  | None | 2020-01-01 | 2020-03-18 | [5 empty] | Standard | DEER2020 update for: 100% ISP/Title 24 baseline; revised impacts, IEFs and peak demand | 1 | 1 | 0 | Deemed Ex Ante Team |  | DEER2020 update for: 100% ISP/Title 24 baseline; revised impacts, IEFs and peak demand |  | Updated to indicate claim/filing status
2020 | C-In-LEDFixtLB(70.99w)-dwP2.3 | Commercial Indoor Low Bay Lighting: LED Fixture. Normal Replacement (NR) and New Construction (NC) applications. Savings calculated above a standard practice baseline. | DEER2020 | D20v1 | 2020-11-24 16:30 | Com-ILtg-HW-dWatt | DEER | Scaled | DeltaWatts | 2.3 | 0 | None |  | 0 |  | 0 | Com | Any | Lighting | InGen | Ltg_Fixture | LED_fixt |  | ILtg-Com-LED-50000hr+16yr |  | 100% LED 25th percentile Efficacy | LED Fixture: Low Bay, 110 LPW to <130 LPW, 48 to <71 W |  |  |  | Available |  | 0 | 0 |  | NrNc |  |  |  | None | 2020-01-01 | 2020-03-18 | [5 empty] | Standard | DEER2020 update for: 100% ISP/Title 24 baseline; revised impacts, IEFs and peak demand | 1 | 1 | 0 | Deemed Ex Ante Team |  | DEER2020 update for: 100% ISP/Title 24 baseline; revised impacts, IEFs and peak demand |  | Updated to indicate claim/filing status
2020 | C-In-LEDFixtLB(81.99w)-dwP12.1 | Commercial Indoor Low Bay Lighting: LED Fixture. Normal Replacement (NR) and New Construction (NC) applications. Savings calculated above a standard practice baseline. | DEER2020 | D20v1 | 2020-11-24 16:30 | Com-ILtg-HW-dWatt | DEER | Scaled | DeltaWatts | 12.1 | 0 | None |  | 0 |  | 0 | Com | Any | Lighting | InGen | Ltg_Fixture | LED_fixt |  | ILtg-Com-LED-50000hr+16yr |  | 100% LED 25th percentile Efficacy | LED Fixture: Low Bay, >=130 LPW, 60 to <82 W |  |  |  | Available |  | 0 | 0 |  | NrNc |  |  |  | None | 2020-01-01 | 2020-03-18 | [5 empty] | Standard | DEER2020 update for: 100% ISP/Title 24 baseline; revised impacts, IEFs and peak demand | 1 | 1 | 0 | Deemed Ex Ante Team |  | DEER2020 update for: 100% ISP/Title 24 baseline; revised impacts, IEFs and peak demand |  | Updated to indicate claim/filing status
2020 | C-In-LEDFixtLB(89.99w)-dwP4.1 | Commercial Indoor Low Bay Lighting: LED Fixture. Normal Replacement (NR) and New Construction (NC) applications. Savings calculated above a standard practice baseline. | DEER2020 | D20v1 | 2020-11-24 16:30 | Com-ILtg-HW-dWatt | DEER | Scaled | DeltaWatts | 4.1 | 0 | None |  | 0 |  | 0 | Com | Any | Lighting | InGen | Ltg_Fixture | LED_fixt |  | ILtg-Com-LED-50000hr+16yr |  | 100% LED 25th percentile Efficacy | LED Fixture: Low Bay, 110 LPW to <130 LPW, 71 to <90 W |  |  |  | Available |  | 0 | 0 |  | NrNc |  |  |  | None | 2020-01-01 | 2020-03-18 | [5 empty] | Standard | DEER2020 update for: 100% ISP/Title 24 baseline; revised impacts, IEFs and peak demand | 1 | 1 | 0 | Deemed Ex Ante Team |  | DEER2020 update for: 100% ISP/Title 24 baseline; revised impacts, IEFs and peak demand |  | Updated to indicate claim/filing status
2020 | C-In-LEDFixt-RetKit-1x4(7.1w) | LED Fixture Retrofit Kit (1'x4') with min. 140 LPW; standard technology is an equivalent performance linear fluorescent fixture - Com | DEER2020 | D20v1 | 2020-11-24 16:30 | Com-ILtg-HW-dWatt-kL | DEER | Scaled | DeltaWatts | 2.86 | 0 | None |  | 0 |  | 0 | Com | Any | Lighting | InGen | Ltg_Fixture | LED_fixt |  | ILtg-Com-LED-50000hr+16yr |  | LED retrofit kit with 100 LPW 1'x4' | LED retrofit kit with 140 LPW 1'x4' |  |  | LEDFixt-RetKit-1x4(8w) | Available |  | 0 | 0 |  | NrNc |  |  |  | None | 2020-01-01 | 2020-03-18 | [5 empty] | Standard | DEER2020 update for revised impacts, IEFs and peak demand | 1 | 1 | 0 | Deemed Ex Ante Team |  | DEER2020 update for revised impacts, IEFs and peak demand |  | Updated to indicate claim/filing status
2020 | C-In-LEDFixt-RetKit-1x4(7.1w) | LED Fixture Retrofit Kit (1'x4') with min. 140 LPW; standard technology is an equivalent performance linear fluorescent fixture - Com | DEER2019 | D20 v1 | 2020-11-24 16:30 | Com-Iltg-dWatt-LF_OSbldg-kL | DEER | Scaled | DeltaWatts | 2.86 | 0 | None |  | 0 |  | 0 | Com | Any | Lighting | InGen | Ltg_Fixture | LED_fixt |  | ILtg-Com-LED-50000hr+16yr |  | LED retrofit kit with 100 LPW 1'x4' | LED retrofit kit with 140 LPW 1'x4' |  |  | LEDFixt-RetKit-1x4(8w) | Available |  | 0 | 0 | DEER2019 | NrNc |  |  |  | None | 2019-01-01 | 2019-12-31 | [5 empty] | Standard | Workpaper values updated 1/1/2019 to reflect 100% LED baseline; Expires 12/31/2019 due to DEER peak demand revision | 1 | 1 | 0 | Deemed Ex Ante Team |  | Workpaper values updated 1/1/2019 to reflect 100% LED baseline; Expires 12/31/2019 due to DEER peak demand revision |  | Updated to indicate claim/filing status
2020 | C-In-LEDFixt-RetKit-1x4(8w) | LED Fixture Retrofit Kit (1'x4') with min. 125 LPW; standard technology is an equivalent performance linear fluorescent fixture - Com | DEER2020 | D20v1 | 2020-11-24 16:30 | Com-ILtg-HW-dWatt-kL | DEER | Scaled | DeltaWatts | 2 | 0 | None |  | 0 |  | 0 | Com | Any | Lighting | InGen | Ltg_Fixture | LED_fixt |  | ILtg-Com-LED-50000hr+16yr |  | LED retrofit kit with 100 LPW 1'x4' | LED retrofit kit with 125 LPW 1'x4' |  |  | LEDFixt-RetKit-1x4(8w) | Available |  | 0 | 0 |  | NrNc |  |  |  | None | 2020-01-01 | 2020-03-18 | [5 empty] | Standard | DEER2020 update for revised impacts, IEFs and peak demand | 1 | 1 | 0 | Deemed Ex Ante Team |  | DEER2020 update for revised impacts, IEFs and peak demand |  | Updated to indicate claim/filing status
2020 | C-In-LEDFixt-RetKit-1x4(8w) | LED Fixture Retrofit Kit (1'x4') with min. 125 LPW; standard technology is an equivalent performance linear fluorescent fixture - Com | DEER2019 | D20 v1 | 2020-11-24 16:30 | Com-Iltg-dWatt-LF_OSbldg-kL | DEER | Scaled | DeltaWatts | 2 | 0 | None |  | 0 |  | 0 | Com | Any | Lighting | InGen | Ltg_Fixture | LED_fixt |  | ILtg-Com-LED-50000hr+16yr |  | LED retrofit kit with 100 LPW 1'x4' | LED retrofit kit with 125 LPW 1'x4' |  |  | LEDFixt-RetKit-1x4(8w) | Available |  | 0 | 0 | DEER2019 | NrNc |  |  |  | None | 2019-01-01 | 2019-12-31 | [5 empty] | Standard | Workpaper values updated 1/1/2019 to reflect 100% LED baseline; Expires 12/31/2019 due to DEER peak demand revision | 1 | 1 | 0 | Deemed Ex Ante Team |  | Workpaper values updated 1/1/2019 to reflect 100% LED baseline; Expires 12/31/2019 due to DEER peak demand revision |  | Updated to indicate claim/filing status
2020 | C-In-LEDFixt-RetKit-2x2(7.1w) | LED Fixture Retrofit Kit (2'x2') with min. 140 LPW; standard technology is an equivalent performance linear fluorescent fixture - Com | DEER2020 | D20v1 | 2020-11-24 16:30 | Com-ILtg-HW-dWatt-kL | DEER | Scaled | DeltaWatts | 2.86 | 0 | None |  | 0 |  | 0 | Com | Any | Lighting | InGen | Ltg_Fixture | LED_fixt |  | ILtg-Com-LED-50000hr+16yr |  | LED retrofit kit with 100 LPW 2'x2' | LED retrofit kit with 140 LPW 2'x2' |  |  | LEDFixt-RetKit-2x2(8w) | Available |  | 0 | 0 |  | NrNc |  |  |  | None | 2020-01-01 | 2020-03-18 | [5 empty] | Standard | DEER2020 update for revised impacts, IEFs and peak demand | 1 | 1 | 0 | Deemed Ex Ante Team |  | DEER2020 update for revised impacts, IEFs and peak demand |  | Updated to indicate claim/filing status
2020 | C-In-LEDFixt-RetKit-2x2(7.1w) | LED Fixture Retrofit Kit (2'x2') with min. 140 LPW; standard technology is an equivalent performance linear fluorescent fixture - Com | DEER2019 | D20 v1 | 2020-11-24 16:30 | Com-Iltg-dWatt-LF_OSbldg-kL | DEER | Scaled | DeltaWatts | 2.86 | 0 | None |  | 0 |  | 0 | Com | Any | Lighting | InGen | Ltg_Fixture | LED_fixt |  | ILtg-Com-LED-50000hr+16yr |  | LED retrofit kit with 100 LPW 2'x2' | LED retrofit kit with 140 LPW 2'x2' |  |  | LEDFixt-RetKit-2x2(8w) | Available |  | 0 | 0 | DEER2019 | NrNc |  |  |  | None | 2019-01-01 | 2019-12-31 | [5 empty] | Standard | Workpaper values updated 1/1/2019 to reflect 100% LED baseline; Expires 12/31/2019 due to DEER peak demand revision | 1 | 1 | 0 | Deemed Ex Ante Team |  | Workpaper values updated 1/1/2019 to reflect 100% LED baseline; Expires 12/31/2019 due to DEER peak demand revision |  | Updated to indicate claim/filing status
2020 | C-In-LEDFixt-RetKit-2x2(8w) | LED Fixture Retrofit Kit (2'x2') with min. 125 LPW; standard technology is an equivalent performance linear fluorescent fixture - Com | DEER2020 | D20v1 | 2020-11-24 16:30 | Com-ILtg-HW-dWatt-kL | DEER | Scaled | DeltaWatts | 2 | 0 | None |  | 0 |  | 0 | Com | Any | Lighting | InGen | Ltg_Fixture | LED_fixt |  | ILtg-Com-LED-50000hr+16yr |  | LED retrofit kit with 100 LPW 2'x2' | LED retrofit kit with 125 LPW 2'x2' |  |  | LEDFixt-RetKit-2x2(8w) | Available |  | 0 | 0 |  | NrNc |  |  |  | None | 2020-01-01 | 2020-03-18 | [5 empty] | Standard | DEER2020 update for revised impacts, IEFs and peak demand | 1 | 1 | 0 | Deemed Ex Ante Team |  | DEER2020 update for revised impacts, IEFs and peak demand |  | Updated to indicate claim/filing status
2020 | C-In-LEDFixt-RetKit-2x2(8w) | LED Fixture Retrofit Kit (2'x2') with min. 125 LPW; standard technology is an equivalent performance linear fluorescent fixture - Com | DEER2019 | D20 v1 | 2020-11-24 16:30 | Com-Iltg-dWatt-LF_OSbldg-kL | DEER | Scaled | DeltaWatts | 2 | 0 | None |  | 0 |  | 0 | Com | Any | Lighting | InGen | Ltg_Fixture | LED_fixt |  | ILtg-Com-LED-50000hr+16yr |  | LED retrofit kit with 100 LPW 2'x2' | LED retrofit kit with 125 LPW 2'x2' |  |  | LEDFixt-RetKit-2x2(8w) | Available |  | 0 | 0 | DEER2019 | NrNc |  |  |  | None | 2019-01-01 | 2019-12-31 | [5 empty] | Standard | Workpaper values updated 1/1/2019 to reflect 100% LED baseline; Expires 12/31/2019 due to DEER peak demand revision | 1 | 1 | 0 | Deemed Ex Ante Team |  | Workpaper values updated 1/1/2019 to reflect 100% LED baseline; Expires 12/31/2019 due to DEER peak demand revision |  | Updated to indicate claim/filing status
2020 | C-In-LEDFixt-RetKit-2x4(7.1w) | LED Fixture Retrofit Kit (2'x4') with min. 140 LPW; standard technology is an equivalent performance linear fluorescent fixture - Com | DEER2020 | D20v1 | 2020-11-24 16:30 | Com-ILtg-HW-dWatt-kL | DEER | Scaled | DeltaWatts | 2.86 | 0 | None |  | 0 |  | 0 | Com | Any | Lighting | InGen | Ltg_Fixture | LED_fixt |  | ILtg-Com-LED-50000hr+16yr |  | LED retrofit kit with 100 LPW 2'x4' | LED retrofit kit with 140 LPW 2'x4' |  |  | LEDFixt-RetKit-2x4(8w) | Available |  | 0 | 0 |  | NrNc |  |  |  | None | 2020-01-01 | 2020-03-18 | [5 empty] | Standard | DEER2020 update for revised impacts, IEFs and peak demand | 1 | 1 | 0 | Deemed Ex Ante Team |  | DEER2020 update for revised impacts, IEFs and peak demand |  | Updated to indicate claim/filing status
2020 | C-In-LEDFixt-RetKit-2x4(7.1w) | LED Fixture Retrofit Kit (2'x4') with min. 140 LPW; standard technology is an equivalent performance linear fluorescent fixture - Com | DEER2019 | D20 v1 | 2020-11-24 16:30 | Com-Iltg-dWatt-LF_OSbldg-kL | DEER | Scaled | DeltaWatts | 2.86 | 0 | None |  | 0 |  | 0 | Com | Any | Lighting | InGen | Ltg_Fixture | LED_fixt |  | ILtg-Com-LED-50000hr+16yr |  | LED retrofit kit with 100 LPW 2'x4' | LED retrofit kit with 140 LPW 2'x4' |  |  | LEDFixt-RetKit-2x4(8w) | Available |  | 0 | 0 | DEER2019 | NrNc |  |  |  | None | 2019-01-01 | 2019-12-31 | [5 empty] | Standard | Workpaper values updated 1/1/2019 to reflect 100% LED baseline; Expires 12/31/2019 due to DEER peak demand revision | 1 | 1 | 0 | Deemed Ex Ante Team |  | Workpaper values updated 1/1/2019 to reflect 100% LED baseline; Expires 12/31/2019 due to DEER peak demand revision |  | Updated to indicate claim/filing status
2020 | C-In-LEDFixt-RetKit-2x4(8w) | LED Fixture Retrofit Kit (2'x4') with min. 125 LPW; standard technology is an equivalent performance linear fluorescent fixture - Com | DEER2019 | D20 v1 | 2020-11-24 16:30 | Com-Iltg-dWatt-LF_OSbldg-kL | DEER | Scaled | DeltaWatts | 2 | 0 | None |  | 0 |  | 0 | Com | Any | Lighting | InGen | Ltg_Fixture | LED_fixt |  | ILtg-Com-LED-50000hr+16yr |  | LED retrofit kit with 100 LPW 2'x4' | LED retrofit kit with 125 LPW 2'x4' |  |  | LEDFixt-RetKit-2x4(8w) | Available |  | 0 | 0 | DEER2019 | NrNc |  |  |  | None | 2019-01-01 | 2019-12-31 | [5 empty] | Standard | Workpaper values updated 1/1/2019 to reflect 100% LED baseline; Expires 12/31/2019 due to DEER peak demand revision | 1 | 1 | 0 | Deemed Ex Ante Team |  | Workpaper values updated 1/1/2019 to reflect 100% LED baseline; Expires 12/31/2019 due to DEER peak demand revision |  | Updated to indicate claim/filing status
2020 | C-In-LEDFixt-RetKit-2x4(8w) | LED Fixture Retrofit Kit (2'x4') with min. 125 LPW; standard technology is an equivalent performance linear fluorescent fixture - Com | DEER2020 | D20v1 | 2020-11-24 16:30 | Com-ILtg-HW-dWatt-kL | DEER | Scaled | DeltaWatts | 2 | 0 | None |  | 0 |  | 0 | Com | Any | Lighting | InGen | Ltg_Fixture | LED_fixt |  | ILtg-Com-LED-50000hr+16yr |  | LED retrofit kit with 100 LPW 2'x4' | LED retrofit kit with 125 LPW 2'x4' |  |  | LEDFixt-RetKit-2x4(8w) | Available |  | 0 | 0 |  | NrNc |  |  |  | None | 2020-01-01 | 2020-03-18 | [5 empty] | Standard | DEER2020 update for revised impacts, IEFs and peak demand | 1 | 1 | 0 | Deemed Ex Ante Team |  | DEER2020 update for revised impacts, IEFs and peak demand |  | Updated to indicate claim/filing status
2020 | C-In-LED-Glb(10w)-dWP21 | Commercial Indoor General Lighting: LED Lamp replaces pre-existing standard lighting Wattage. Measure includes Code case. | DEER2020 | D20v1 | 2020-11-24 16:30 | Com-ILtg-SI-dWatt | DEER | Scaled | BaseRatio |  |  | None |  | 0 |  | 1 | Com | Any | Lighting | InGen-ScrewIn | Ltg_Lamp | LED_lamp |  | ILtg-Com-LED-20000hr |  |  |  | LEDratio0310 | LEDratio0310 | LED-Glb(10w) | Available |  | 0 | 0 |  | NrNc |  |  |  | None | 2020-01-01 | 2020-03-18 | [5 empty] | Standard | DEER2020 update for: revised impacts, IEFs and peak demand | 1 | 1 | 0 | Deemed Ex Ante Team |  | DEER2020 update for: revised impacts, IEFs and peak demand |  | Updated to indicate claim/filing status
2020 | C-In-LED-Glb(1w)-dWP4 | Commercial Indoor General Lighting: LED Lamp replaces pre-existing standard lighting Wattage. Measure includes Code case. Impacts: CFL-based HOU (varies by BldgType) | DEER2020 | D20v1 | 2020-11-24 16:30 | Com-ILtg-SI-dWatt | DEER | Scaled | BaseRatio |  |  | None |  | 0 |  | 1 | Com | Any | Lighting | InGen-ScrewIn | Ltg_Lamp | LED_lamp |  | ILtg-Com-LED-15000hr |  |  |  | LEDratio0468 | LEDratio0468 | LED-Glb(1w) | Available |  | 0 | 0 |  | NrNc |  |  |  | None | 2020-01-01 | 2020-03-18 | [5 empty] | Standard | DEER2020 update for: revised impacts, IEFs and peak demand | 1 | 1 | 0 | Deemed Ex Ante Team |  | DEER2020 update for: revised impacts, IEFs and peak demand |  | Updated to indicate claim/filing status
2020 | C-In-LED-Glb(2w)-dWP7 | Commercial Indoor General Lighting: LED Lamp replaces pre-existing standard lighting Wattage. Measure includes Code case. Impacts: CFL-based HOU (varies by BldgType) | DEER2020 | D20v1 | 2020-11-24 16:30 | Com-ILtg-SI-dWatt | DEER | Scaled | BaseRatio |  |  | None |  | 0 |  | 1 | Com | Any | Lighting | InGen-ScrewIn | Ltg_Lamp | LED_lamp |  | ILtg-Com-LED-15000hr |  |  |  | LEDratio0468 | LEDratio0468 | LED-Glb(2w) | Available |  | 0 | 0 |  | NrNc |  |  |  | None | 2020-01-01 | 2020-03-18 | [5 empty] | Standard | DEER2020 update for: revised impacts, IEFs and peak demand | 1 | 1 | 0 | Deemed Ex Ante Team |  | DEER2020 update for: revised impacts, IEFs and peak demand |  | Updated to indicate claim/filing status
2020 | C-In-LED-Glb(3w)-dWP6 | Commercial Indoor General Lighting: LED Lamp replaces pre-existing standard lighting Wattage. Measure includes Code case. Impacts: CFL-based HOU (varies by BldgType) | DEER2020 | D20v1 | 2020-11-24 16:30 | Com-ILtg-SI-dWatt | DEER | Scaled | BaseRatio |  |  | None |  | 0 |  | 1 | Com | Any | Lighting | InGen-ScrewIn | Ltg_Lamp | LED_lamp |  | ILtg-Com-LED-20000hr |  |  |  | LEDratio0310 | LEDratio0310 | LED-Glb(3w) | Available |  | 0 | 0 |  | NrNc |  |  |  | None | 2020-01-01 | 2020-03-18 | [5 empty] | Standard | DEER2020 update for: revised impacts, IEFs and peak demand | 1 | 1 | 0 | Deemed Ex Ante Team |  | DEER2020 update for: revised impacts, IEFs and peak demand |  | Updated to indicate claim/filing status
2020 | C-In-LED-Glb(4w)-dWP8 | Commercial Indoor General Lighting: LED Lamp replaces pre-existing standard lighting Wattage. Measure includes Code case. | DEER2020 | D20v1 | 2020-11-24 16:30 | Com-ILtg-SI-dWatt | DEER | Scaled | BaseRatio |  |  | None |  | 0 |  | 1 | Com | Any | Lighting | InGen-ScrewIn | Ltg_Lamp | LED_lamp |  | ILtg-Com-LED-20000hr |  |  |  | LEDratio0310 | LEDratio0310 | LED-Glb(4w) | Available |  | 0 | 0 |  | NrNc |  |  |  | None | 2020-01-01 | 2020-03-18 | [5 empty] | Standard | DEER2020 update for: revised impacts, IEFs and peak demand | 1 | 1 | 0 | Deemed Ex Ante Team |  | DEER2020 update for: revised impacts, IEFs and peak demand |  | Updated to indicate claim/filing status
2020 | C-In-LED-Glb(5w)-dWP11 | Commercial Indoor General Lighting: LED Lamp replaces pre-existing standard lighting Wattage. Measure includes Code case. | DEER2020 | D20v1 | 2020-11-24 16:30 | Com-ILtg-SI-dWatt | DEER | Scaled | BaseRatio |  |  | None |  | 0 |  | 1 | Com | Any | Lighting | InGen-ScrewIn | Ltg_Lamp | LED_lamp |  | ILtg-Com-LED-20000hr |  |  |  | LEDratio0310 | LEDratio0310 | LED-Glb(5w) | Available |  | 0 | 0 |  | NrNc |  |  |  | None | 2020-01-01 | 2020-03-18 | [5 empty] | Standard | DEER2020 update for: revised impacts, IEFs and peak demand | 1 | 1 | 0 | Deemed Ex Ante Team |  | DEER2020 update for: revised impacts, IEFs and peak demand |  | Updated to indicate claim/filing status
2020 | C-In-LED-Glb(6w)-dWP13 | Commercial Indoor General Lighting: LED Lamp replaces pre-existing standard lighting Wattage. Measure includes Code case. | DEER2020 | D20v1 | 2020-11-24 16:30 | Com-ILtg-SI-dWatt | DEER | Scaled | BaseRatio |  |  | None |  | 0 |  | 1 | Com | Any | Lighting | InGen-ScrewIn | Ltg_Lamp | LED_lamp |  | ILtg-Com-LED-20000hr |  |  |  | LEDratio0310 | LEDratio0310 | LED-Glb(6w) | Available |  | 0 | 0 |  | NrNc |  |  |  | None | 2020-01-01 | 2020-03-18 | [5 empty] | Standard | DEER2020 update for: revised impacts, IEFs and peak demand | 1 | 1 | 0 | Deemed Ex Ante Team |  | DEER2020 update for: revised impacts, IEFs and peak demand |  | Updated to indicate claim/filing status
2020 | C-In-LED-Glb(7w)-dWP15 | Commercial Indoor General Lighting: LED Lamp replaces pre-existing standard lighting Wattage. Measure includes Code case. | DEER2020 | D20v1 | 2020-11-24 16:30 | Com-ILtg-SI-dWatt | DEER | Scaled | BaseRatio |  |  | None |  | 0 |  | 1 | Com | Any | Lighting | InGen-ScrewIn | Ltg_Lamp | LED_lamp |  | ILtg-Com-LED-20000hr |  |  |  | LEDratio0310 | LEDratio0310 | LED-Glb(7w) | Available |  | 0 | 0 |  | NrNc |  |  |  | None | 2020-01-01 | 2020-03-18 | [5 empty] | Standard | DEER2020 update for: revised impacts, IEFs and peak demand | 1 | 1 | 0 | Deemed Ex Ante Team |  | DEER2020 update for: revised impacts, IEFs and peak demand |  | Updated to indicate claim/filing status
2020 | C-In-LED-Glb(8w)-dWP17 | Commercial Indoor General Lighting: LED Lamp replaces pre-existing standard lighting Wattage. Measure includes Code case. Impacts: CFL-based HOU (varies by BldgType) | DEER2020 | D20v1 | 2020-11-24 16:30 | Com-ILtg-SI-dWatt | DEER | Scaled | BaseRatio |  |  | None |  | 0 |  | 1 | Com | Any | Lighting | InGen-ScrewIn | Ltg_Lamp | LED_lamp |  | ILtg-Com-LED-20000hr |  |  |  | LEDratio0310 | LEDratio0310 | LED-Glb(8w) | Available |  | 0 | 0 |  | NrNc |  |  |  | None | 2020-01-01 | 2020-03-18 | [5 empty] | Standard | DEER2020 update for: revised impacts, IEFs and peak demand | 1 | 1 | 0 | Deemed Ex Ante Team |  | DEER2020 update for: revised impacts, IEFs and peak demand |  | Updated to indicate claim/filing status
2020 | C-In-LED-Glb(9w)-dWP19 | Commercial Indoor General Lighting: LED Lamp replaces pre-existing standard lighting Wattage. Measure includes Code case. | DEER2020 | D20v1 | 2020-11-24 16:30 | Com-ILtg-SI-dWatt | DEER | Scaled | BaseRatio |  |  | None |  | 0 |  | 1 | Com | Any | Lighting | InGen-ScrewIn | Ltg_Lamp | LED_lamp |  | ILtg-Com-LED-20000hr |  |  |  | LEDratio0310 | LEDratio0310 | LED-Glb(9w) | Available |  | 0 | 0 |  | NrNc |  |  |  | None | 2020-01-01 | 2020-03-18 | [5 empty] | Standard | DEER2020 update for: revised impacts, IEFs and peak demand | 1 | 1 | 0 | Deemed Ex Ante Team |  | DEER2020 update for: revised impacts, IEFs and peak demand |  | Updated to indicate claim/filing status
2020 | C-In-LED-PAR20(10w)-dWP22 | Commercial Indoor General Lighting: LED Lamp replaces pre-existing standard lighting Wattage. Measure includes Code case. Impacts: CFL-based HOU (varies by BldgType) | DEER2020 | D20v1 | 2020-11-24 16:30 | Com-ILtg-SI-dWatt | DEER | Scaled | BaseRatio |  |  | None |  | 0 |  | 1 | Com | Any | Lighting | InGen-ScrewIn | Ltg_Lamp | LED_lamp |  | ILtg-Com-LED-20000hr |  |  |  | LEDratio0321 | LEDratio0321 | LED-PAR20(10w) | Available |  | 0 | 0 |  | NrNc |  |  |  | None | 2020-01-01 | 2020-03-18 | [5 empty] | Standard | DEER2020 update for: revised impacts, IEFs and peak demand | 1 | 1 | 0 | Deemed Ex Ante Team |  | DEER2020 update for: revised impacts, IEFs and peak demand |  | Updated to indicate claim/filing status
2020 | C-In-LED-PAR20(13w)-dWP29 | Commercial Indoor General Lighting: LED Lamp replaces pre-existing standard lighting Wattage. Measure includes Code case. Impacts: CFL-based HOU (varies by BldgType) | DEER2020 | D20v1 | 2020-11-24 16:30 | Com-ILtg-SI-dWatt | DEER | Scaled | BaseRatio |  |  | None |  | 0 |  | 1 | Com | Any | Lighting | InGen-ScrewIn | Ltg_Lamp | LED_lamp |  | ILtg-Com-LED-20000hr |  |  |  | LEDratio0321 | LEDratio0321 | LED-PAR20(13w) | Available |  | 0 | 0 |  | NrNc |  |  |  | None | 2020-01-01 | 2020-03-18 | [5 empty] | Standard | DEER2020 update for: revised impacts, IEFs and peak demand | 1 | 1 | 0 | Deemed Ex Ante Team |  | DEER2020 update for: revised impacts, IEFs and peak demand |  | Updated to indicate claim/filing status
2020 | C-In-LED-PAR20(4w)-dWP9 | Commercial Indoor General Lighting: LED Lamp replaces pre-existing standard lighting Wattage. Measure includes Code case. Impacts: CFL-based HOU (varies by BldgType) | DEER2020 | D20v1 | 2020-11-24 16:30 | Com-ILtg-SI-dWatt | DEER | Scaled | BaseRatio |  |  | None |  | 0 |  | 1 | Com | Any | Lighting | InGen-ScrewIn | Ltg_Lamp | LED_lamp |  | ILtg-Com-LED-20000hr |  |  |  | LEDratio0321 | LEDratio0321 | LED-PAR20(4w) | Available |  | 0 | 0 |  | NrNc |  |  |  | None | 2020-01-01 | 2020-03-18 | [5 empty] | Standard | DEER2020 update for: revised impacts, IEFs and peak demand | 1 | 1 | 0 | Deemed Ex Ante Team |  | DEER2020 update for: revised impacts, IEFs and peak demand |  | Updated to indicate claim/filing status
2020 | C-In-LED-PAR20(5.5w)-dWP12 | Commercial Indoor General Lighting: LED Lamp replaces pre-existing standard lighting Wattage. Measure includes Code case. Impacts: CFL-based HOU (varies by BldgType) | DEER2020 | D20v1 | 2020-11-24 16:30 | Com-ILtg-SI-dWatt | DEER | Scaled | BaseRatio |  |  | None |  | 0 |  | 1 | Com | Any | Lighting | InGen-ScrewIn | Ltg_Lamp | LED_lamp |  | ILtg-Com-LED-20000hr |  |  |  | LEDratio0321 | LEDratio0321 | LED-PAR20(5.5w) | Available |  | 0 | 0 |  | NrNc |  |  |  | None | 2020-01-01 | 2020-03-18 | [5 empty] | Standard | DEER2020 update for: revised impacts, IEFs and peak demand | 1 | 1 | 0 | Deemed Ex Ante Team |  | DEER2020 update for: revised impacts, IEFs and peak demand |  | Updated to indicate claim/filing status
2020 | C-In-LED-PAR20(6w)-dWP13 | Commercial Indoor General Lighting: LED Lamp replaces pre-existing standard lighting Wattage. Measure includes Code case. Impacts: CFL-based HOU (varies by BldgType) | DEER2020 | D20v1 | 2020-11-24 16:30 | Com-ILtg-SI-dWatt | DEER | Scaled | BaseRatio |  |  | None |  | 0 |  | 1 | Com | Any | Lighting | InGen-ScrewIn | Ltg_Lamp | LED_lamp |  | ILtg-Com-LED-20000hr |  |  |  | LEDratio0321 | LEDratio0321 | LED-PAR20(6w) | Available |  | 0 | 0 |  | NrNc |  |  |  | None | 2020-01-01 | 2020-03-18 | [5 empty] | Standard | DEER2020 update for: revised impacts, IEFs and peak demand | 1 | 1 | 0 | Deemed Ex Ante Team |  | DEER2020 update for: revised impacts, IEFs and peak demand |  | Updated to indicate claim/filing status
2020 | C-In-LED-PAR20(7w)-dWP15 | Commercial Indoor General Lighting: LED Lamp replaces pre-existing standard lighting Wattage. Measure includes Code case. Impacts: CFL-based HOU (varies by BldgType) | DEER2020 | D20v1 | 2020-11-24 16:30 | Com-ILtg-SI-dWatt | DEER | Scaled | BaseRatio |  |  | None |  | 0 |  | 1 | Com | Any | Lighting | InGen-ScrewIn | Ltg_Lamp | LED_lamp |  | ILtg-Com-LED-20000hr |  |  |  | LEDratio0321 | LEDratio0321 | LED-PAR20(7w) | Available |  | 0 | 0 |  | NrNc |  |  |  | None | 2020-01-01 | 2020-03-18 | [5 empty] | Standard | DEER2020 update for: revised impacts, IEFs and peak demand | 1 | 1 | 0 | Deemed Ex Ante Team |  | DEER2020 update for: revised impacts, IEFs and peak demand |  | Updated to indicate claim/filing status
2020 | C-In-LED-PAR20(8w)-dWP18 | Commercial Indoor General Lighting: LED Lamp replaces pre-existing standard lighting Wattage. Measure includes Code case. Impacts: CFL-based HOU (varies by BldgType) | DEER2020 | D20v1 | 2020-11-24 16:30 | Com-ILtg-SI-dWatt | DEER | Scaled | BaseRatio |  |  | None |  | 0 |  | 1 | Com | Any | Lighting | InGen-ScrewIn | Ltg_Lamp | LED_lamp |  | ILtg-Com-LED-20000hr |  |  |  | LEDratio0321 | LEDratio0321 | LED-PAR20(8w) | Available |  | 0 | 0 |  | NrNc |  |  |  | None | 2020-01-01 | 2020-03-18 | [5 empty] | Standard | DEER2020 update for: revised impacts, IEFs and peak demand | 1 | 1 | 0 | Deemed Ex Ante Team |  | DEER2020 update for: revised impacts, IEFs and peak demand |  | Updated to indicate claim/filing status
2020 | C-In-LED-PAR20(9w)-dWP20 | Commercial Indoor General Lighting: LED Lamp replaces pre-existing standard lighting Wattage. Measure includes Code case. Impacts: CFL-based HOU (varies by BldgType) | DEER2020 | D20v1 | 2020-11-24 16:30 | Com-ILtg-SI-dWatt | DEER | Scaled | BaseRatio |  |  | None |  | 0 |  | 1 | Com | Any | Lighting | InGen-ScrewIn | Ltg_Lamp | LED_lamp |  | ILtg-Com-LED-20000hr |  |  |  | LEDratio0321 | LEDratio0321 | LED-PAR20(9w) | Available |  | 0 | 0 |  | NrNc |  |  |  | None | 2020-01-01 | 2020-03-18 | [5 empty] | Standard | DEER2020 update for: revised impacts, IEFs and peak demand | 1 | 1 | 0 | Deemed Ex Ante Team |  | DEER2020 update for: revised impacts, IEFs and peak demand |  | Updated to indicate claim/filing status
2020 | C-In-LED-PAR30(10w)-dWP13 | Commercial Indoor General Lighting: LED Lamp replaces pre-existing standard lighting Wattage. Measure includes Code case. Impacts: CFL-based HOU (varies by BldgType) | DEER2020 | D20v1 | 2020-11-24 16:30 | Com-ILtg-SI-dWatt | DEER | Scaled | BaseRatio |  |  | None |  | 0 |  | 1 | Com | Any | Lighting | InGen-ScrewIn | Ltg_Lamp | LED_lamp |  | ILtg-Com-LED-20000hr |  |  |  | LEDratio0234 | LEDratio0234 | LED-PAR30(10w) | Available |  | 0 | 0 |  | NrNc |  |  |  | None | 2020-01-01 | 2020-03-18 | [5 empty] | Standard | DEER2020 update for: revised impacts, IEFs and peak demand | 1 | 1 | 0 | Deemed Ex Ante Team |  | DEER2020 update for: revised impacts, IEFs and peak demand |  | Updated to indicate claim/filing status
2020 | C-In-LED-PAR30(11w)-dWP15 | Commercial Indoor General Lighting: LED Lamp replaces pre-existing standard lighting Wattage. Measure includes Code case. Impacts: CFL-based HOU (varies by BldgType) | DEER2020 | D20v1 | 2020-11-24 16:30 | Com-ILtg-SI-dWatt | DEER | Scaled | BaseRatio |  |  | None |  | 0 |  | 1 | Com | Any | Lighting | InGen-ScrewIn | Ltg_Lamp | LED_lamp |  | ILtg-Com-LED-20000hr |  |  |  | LEDratio0234 | LEDratio0234 | LED-PAR30(11w) | Available |  | 0 | 0 |  | NrNc |  |  |  | None | 2020-01-01 | 2020-03-18 | [5 empty] | Standard | DEER2020 update for: revised impacts, IEFs and peak demand | 1 | 1 | 0 | Deemed Ex Ante Team |  | DEER2020 update for: revised impacts, IEFs and peak demand |  | Updated to indicate claim/filing status
2020 | C-In-LED-PAR30(12w)-dWP16 | Commercial Indoor General Lighting: LED Lamp replaces pre-existing standard lighting Wattage. Measure includes Code case. Impacts: CFL-based HOU (varies by BldgType) | DEER2020 | D20v1 | 2020-11-24 16:30 | Com-ILtg-SI-dWatt | DEER | Scaled | BaseRatio |  |  | None |  | 0 |  | 1 | Com | Any | Lighting | InGen-ScrewIn | Ltg_Lamp | LED_lamp |  | ILtg-Com-LED-20000hr |  |  |  | LEDratio0234 | LEDratio0234 | LED-PAR30(12w) | Available |  | 0 | 0 |  | NrNc |  |  |  | None | 2020-01-01 | 2020-03-18 | [5 empty] | Standard | DEER2020 update for: revised impacts, IEFs and peak demand | 1 | 1 | 0 | Deemed Ex Ante Team |  | DEER2020 update for: revised impacts, IEFs and peak demand |  | Updated to indicate claim/filing status
2020 | C-In-LED-PAR30(13w)-dWP17 | Commercial Indoor General Lighting: LED Lamp replaces pre-existing standard lighting Wattage. Measure includes Code case. Impacts: CFL-based HOU (varies by BldgType) | DEER2020 | D20v1 | 2020-11-24 16:30 | Com-ILtg-SI-dWatt | DEER | Scaled | BaseRatio |  |  | None |  | 0 |  | 1 | Com | Any | Lighting | InGen-ScrewIn | Ltg_Lamp | LED_lamp |  | ILtg-Com-LED-20000hr |  |  |  | LEDratio0234 | LEDratio0234 | LED-PAR30(13w) | Available |  | 0 | 0 |  | NrNc |  |  |  | None | 2020-01-01 | 2020-03-18 | [5 empty] | Standard | DEER2020 update for: revised impacts, IEFs and peak demand | 1 | 1 | 0 | Deemed Ex Ante Team |  | DEER2020 update for: revised impacts, IEFs and peak demand |  | Updated to indicate claim/filing status
2020 | C-In-LED-PAR30(14w)-dWP19 | Commercial Indoor General Lighting: LED Lamp replaces pre-existing standard lighting Wattage. Measure includes Code case. Impacts: CFL-based HOU (varies by BldgType) | DEER2020 | D20v1 | 2020-11-24 16:30 | Com-ILtg-SI-dWatt | DEER | Scaled | BaseRatio |  |  | None |  | 0 |  | 1 | Com | Any | Lighting | InGen-ScrewIn | Ltg_Lamp | LED_lamp |  | ILtg-Com-LED-20000hr |  |  |  | LEDratio0234 | LEDratio0234 | LED-PAR30(14w) | Available |  | 0 | 0 |  | NrNc |  |  |  | None | 2020-01-01 | 2020-03-18 | [5 empty] | Standard | DEER2020 update for: revised impacts, IEFs and peak demand | 1 | 1 | 0 | Deemed Ex Ante Team |  | DEER2020 update for: revised impacts, IEFs and peak demand |  | Updated to indicate claim/filing status
2020 | C-In-LED-PAR30(15w)-dWP20 | Commercial Indoor General Lighting: LED Lamp replaces pre-existing standard lighting Wattage. Measure includes Code case. Impacts: CFL-based HOU (varies by BldgType) | DEER2020 | D20v1 | 2020-11-24 16:30 | Com-ILtg-SI-dWatt | DEER | Scaled | BaseRatio |  |  | None |  | 0 |  | 1 | Com | Any | Lighting | InGen-ScrewIn | Ltg_Lamp | LED_lamp |  | ILtg-Com-LED-20000hr |  |  |  | LEDratio0234 | LEDratio0234 | LED-PAR30(15w) | Available |  | 0 | 0 |  | NrNc |  |  |  | None | 2020-01-01 | 2020-03-18 | [5 empty] | Standard | DEER2020 update for: revised impacts, IEFs and peak demand | 1 | 1 | 0 | Deemed Ex Ante Team |  | DEER2020 update for: revised impacts, IEFs and peak demand |  | Updated to indicate claim/filing status
2020 | C-In-LED-PAR30(16w)-dWP21 | Commercial Indoor General Lighting: LED Lamp replaces pre-existing standard lighting Wattage. Measure includes Code case. Impacts: CFL-based HOU (varies by BldgType) | DEER2020 | D20v1 | 2020-11-24 16:30 | Com-ILtg-SI-dWatt | DEER | Scaled | BaseRatio |  |  | None |  | 0 |  | 1 | Com | Any | Lighting | InGen-ScrewIn | Ltg_Lamp | LED_lamp |  | ILtg-Com-LED-20000hr |  |  |  | LEDratio0234 | LEDratio0234 | LED-PAR30(16w) | Available |  | 0 | 0 |  | NrNc |  |  |  | None | 2020-01-01 | 2020-03-18 | [5 empty] | Standard | DEER2020 update for: revised impacts, IEFs and peak demand | 1 | 1 | 0 | Deemed Ex Ante Team |  | DEER2020 update for: revised impacts, IEFs and peak demand |  | Updated to indicate claim/filing status
2020 | C-In-LED-PAR30(17w)-dWP23 | Commercial Indoor General Lighting: LED Lamp replaces pre-existing standard lighting Wattage. Measure includes Code case. Impacts: CFL-based HOU (varies by BldgType) | DEER2020 | D20v1 | 2020-11-24 16:30 | Com-ILtg-SI-dWatt | DEER | Scaled | BaseRatio |  |  | None |  | 0 |  | 1 | Com | Any | Lighting | InGen-ScrewIn | Ltg_Lamp | LED_lamp |  | ILtg-Com-LED-20000hr |  |  |  | LEDratio0234 | LEDratio0234 | LED-PAR30(17w) | Available |  | 0 | 0 |  | NrNc |  |  |  | None | 2020-01-01 | 2020-03-18 | [5 empty] | Standard | DEER2020 update for: revised impacts, IEFs and peak demand | 1 | 1 | 0 | Deemed Ex Ante Team |  | DEER2020 update for: revised impacts, IEFs and peak demand |  | Updated to indicate claim/filing status
2020 | C-In-LED-PAR30(18w)-dWP24 | Commercial Indoor General Lighting: LED Lamp replaces pre-existing standard lighting Wattage. Measure includes Code case. Impacts: CFL-based HOU (varies by BldgType) | DEER2020 | D20v1 | 2020-11-24 16:30 | Com-ILtg-SI-dWatt | DEER | Scaled | BaseRatio |  |  | None |  | 0 |  | 1 | Com | Any | Lighting | InGen-ScrewIn | Ltg_Lamp | LED_lamp |  | ILtg-Com-LED-20000hr |  |  |  | LEDratio0234 | LEDratio0234 | LED-PAR30(18w) | Available |  | 0 | 0 |  | NrNc |  |  |  | None | 2020-01-01 | 2020-03-18 | [5 empty] | Standard | DEER2020 update for: revised impacts, IEFs and peak demand | 1 | 1 | 0 | Deemed Ex Ante Team |  | DEER2020 update for: revised impacts, IEFs and peak demand |  | Updated to indicate claim/filing status
2020 | C-In-LED-PAR30(19w)-dWP25 | Commercial Indoor General Lighting: LED Lamp replaces pre-existing standard lighting Wattage. Measure includes Code case. Impacts: CFL-based HOU (varies by BldgType) | DEER2020 | D20v1 | 2020-11-24 16:30 | Com-ILtg-SI-dWatt | DEER | Scaled | BaseRatio |  |  | None |  | 0 |  | 1 | Com | Any | Lighting | InGen-ScrewIn | Ltg_Lamp | LED_lamp |  | ILtg-Com-LED-20000hr |  |  |  | LEDratio0234 | LEDratio0234 | LED-PAR30(19w) | Available |  | 0 | 0 |  | NrNc |  |  |  | None | 2020-01-01 | 2020-03-18 | [5 empty] | Standard | DEER2020 update for: revised impacts, IEFs and peak demand | 1 | 1 | 0 | Deemed Ex Ante Team |  | DEER2020 update for: revised impacts, IEFs and peak demand |  | Updated to indicate claim/filing status
2020 | C-In-LED-PAR30(20w)-dWP27 | Commercial Indoor General Lighting: LED Lamp replaces pre-existing standard lighting Wattage. Measure includes Code case. Impacts: CFL-based HOU (varies by BldgType) | DEER2020 | D20v1 | 2020-11-24 16:30 | Com-ILtg-SI-dWatt | DEER | Scaled | BaseRatio |  |  | None |  | 0 |  | 1 | Com | Any | Lighting | InGen-ScrewIn | Ltg_Lamp | LED_lamp |  | ILtg-Com-LED-20000hr |  |  |  | LEDratio0234 | LEDratio0234 | LED-PAR30(20w) | Available |  | 0 | 0 |  | NrNc |  |  |  | None | 2020-01-01 | 2020-03-18 | [5 empty] | Standard | DEER2020 update for: revised impacts, IEFs and peak demand | 1 | 1 | 0 | Deemed Ex Ante Team |  | DEER2020 update for: revised impacts, IEFs and peak demand |  | Updated to indicate claim/filing status
2020 | C-In-LED-PAR30(21w)-dWP28 | Commercial Indoor General Lighting: LED Lamp replaces pre-existing standard lighting Wattage. Measure includes Code case. Impacts: CFL-based HOU (varies by BldgType) | DEER2020 | D20v1 | 2020-11-24 16:30 | Com-ILtg-SI-dWatt | DEER | Scaled | BaseRatio |  |  | None |  | 0 |  | 1 | Com | Any | Lighting | InGen-ScrewIn | Ltg_Lamp | LED_lamp |  | ILtg-Com-LED-20000hr |  |  |  | LEDratio0234 | LEDratio0234 | LED-PAR30(21w) | Available |  | 0 | 0 |  | NrNc |  |  |  | None | 2020-01-01 | 2020-03-18 | [5 empty] | Standard | DEER2020 update for: revised impacts, IEFs and peak demand | 1 | 1 | 0 | Deemed Ex Ante Team |  | DEER2020 update for: revised impacts, IEFs and peak demand |  | Updated to indicate claim/filing status
2020 | C-In-LED-PAR30(6w)-dWP8 | Commercial Indoor General Lighting: LED Lamp replaces pre-existing standard lighting Wattage. Measure includes Code case. Impacts: CFL-based HOU (varies by BldgType) | DEER2020 | D20v1 | 2020-11-24 16:30 | Com-ILtg-SI-dWatt | DEER | Scaled | BaseRatio |  |  | None |  | 0 |  | 1 | Com | Any | Lighting | InGen-ScrewIn | Ltg_Lamp | LED_lamp |  | ILtg-Com-LED-20000hr |  |  |  | LEDratio0234 | LEDratio0234 | LED-PAR30(6w) | Available |  | 0 | 0 |  | NrNc |  |  |  | None | 2020-01-01 | 2020-03-18 | [5 empty] | Standard | DEER2020 update for: revised impacts, IEFs and peak demand | 1 | 1 | 0 | Deemed Ex Ante Team |  | DEER2020 update for: revised impacts, IEFs and peak demand |  | Updated to indicate claim/filing status
2020 | C-In-LED-PAR30(7w)-dWP9 | Commercial Indoor General Lighting: LED Lamp replaces pre-existing standard lighting Wattage. Measure includes Code case. Impacts: CFL-based HOU (varies by BldgType) | DEER2020 | D20v1 | 2020-11-24 16:30 | Com-ILtg-SI-dWatt | DEER | Scaled | BaseRatio |  |  | None |  | 0 |  | 1 | Com | Any | Lighting | InGen-ScrewIn | Ltg_Lamp | LED_lamp |  | ILtg-Com-LED-20000hr |  |  |  | LEDratio0234 | LEDratio0234 | LED-PAR30(7w) | Available |  | 0 | 0 |  | NrNc |  |  |  | None | 2020-01-01 | 2020-03-18 | [5 empty] | Standard | DEER2020 update for: revised impacts, IEFs and peak demand | 1 | 1 | 0 | Deemed Ex Ante Team |  | DEER2020 update for: revised impacts, IEFs and peak demand |  | Updated to indicate claim/filing status
2020 | C-In-LED-PAR30(8w)-dWP11 | Commercial Indoor General Lighting: LED Lamp replaces pre-existing standard lighting Wattage. Measure includes Code case. Impacts: CFL-based HOU (varies by BldgType) | DEER2020 | D20v1 | 2020-11-24 16:30 | Com-ILtg-SI-dWatt | DEER | Scaled | BaseRatio |  |  | None |  | 0 |  | 1 | Com | Any | Lighting | InGen-ScrewIn | Ltg_Lamp | LED_lamp |  | ILtg-Com-LED-20000hr |  |  |  | LEDratio0234 | LEDratio0234 | LED-PAR30(8w) | Available |  | 0 | 0 |  | NrNc |  |  |  | None | 2020-01-01 | 2020-03-18 | [5 empty] | Standard | DEER2020 update for: revised impacts, IEFs and peak demand | 1 | 1 | 0 | Deemed Ex Ante Team |  | DEER2020 update for: revised impacts, IEFs and peak demand |  | Updated to indicate claim/filing status
2020 | C-In-LED-PAR30(9w)-dWP12 | Commercial Indoor General Lighting: LED Lamp replaces pre-existing standard lighting Wattage. Measure includes Code case. Impacts: CFL-based HOU (varies by BldgType) | DEER2020 | D20v1 | 2020-11-24 16:30 | Com-ILtg-SI-dWatt | DEER | Scaled | BaseRatio |  |  | None |  | 0 |  | 1 | Com | Any | Lighting | InGen-ScrewIn | Ltg_Lamp | LED_lamp |  | ILtg-Com-LED-20000hr |  |  |  | LEDratio0234 | LEDratio0234 | LED-PAR30(9w) | Available |  | 0 | 0 |  | NrNc |  |  |  | None | 2020-01-01 | 2020-03-18 | [5 empty] | Standard | DEER2020 update for: revised impacts, IEFs and peak demand | 1 | 1 | 0 | Deemed Ex Ante Team |  | DEER2020 update for: revised impacts, IEFs and peak demand |  | Updated to indicate claim/filing status
2020 | C-In-LED-PAR38(10w)-dWP16 | Commercial Indoor General Lighting: LED Lamp replaces pre-existing standard lighting Wattage. Measure includes Code case. Impacts: CFL-based HOU (varies by BldgType) | DEER2020 | D20v1 | 2020-11-24 16:30 | Com-ILtg-SI-dWatt | DEER | Scaled | BaseRatio |  |  | None |  | 0 |  | 1 | Com | Any | Lighting | InGen-ScrewIn | Ltg_Lamp | LED_lamp |  | ILtg-Com-LED-20000hr |  |  |  | LEDratio0260 | LEDratio0260 | LED-PAR38(10w) | Available |  | 0 | 0 |  | NrNc |  |  |  | None | 2020-01-01 | 2020-03-18 | [5 empty] | Standard | DEER2020 update for: revised impacts, IEFs and peak demand | 1 | 1 | 0 | Deemed Ex Ante Team |  | DEER2020 update for: revised impacts, IEFs and peak demand |  | Updated to indicate claim/filing status
2020 | C-In-LED-PAR38(11w)-dWP18 | Commercial Indoor General Lighting: LED Lamp replaces pre-existing standard lighting Wattage. Measure includes Code case. Impacts: CFL-based HOU (varies by BldgType) | DEER2020 | D20v1 | 2020-11-24 16:30 | Com-ILtg-SI-dWatt | DEER | Scaled | BaseRatio |  |  | None |  | 0 |  | 1 | Com | Any | Lighting | InGen-ScrewIn | Ltg_Lamp | LED_lamp |  | ILtg-Com-LED-20000hr |  |  |  | LEDratio0260 | LEDratio0260 | LED-PAR38(11w) | Available |  | 0 | 0 |  | NrNc |  |  |  | None | 2020-01-01 | 2020-03-18 | [5 empty] | Standard | DEER2020 update for: revised impacts, IEFs and peak demand | 1 | 1 | 0 | Deemed Ex Ante Team |  | DEER2020 update for: revised impacts, IEFs and peak demand |  | Updated to indicate claim/filing status
2020 | C-In-LED-PAR38(12w)-dWP19 | Commercial Indoor General Lighting: LED Lamp replaces pre-existing standard lighting Wattage. Measure includes Code case. Impacts: CFL-based HOU (varies by BldgType) | DEER2020 | D20v1 | 2020-11-24 16:30 | Com-ILtg-SI-dWatt | DEER | Scaled | BaseRatio |  |  | None |  | 0 |  | 1 | Com | Any | Lighting | InGen-ScrewIn | Ltg_Lamp | LED_lamp |  | ILtg-Com-LED-20000hr |  |  |  | LEDratio0260 | LEDratio0260 | LED-PAR38(12w) | Available |  | 0 | 0 |  | NrNc |  |  |  | None | 2020-01-01 | 2020-03-18 | [5 empty] | Standard | DEER2020 update for: revised impacts, IEFs and peak demand | 1 | 1 | 0 | Deemed Ex Ante Team |  | DEER2020 update for: revised impacts, IEFs and peak demand |  | Updated to indicate claim/filing status
2020 | C-In-LED-PAR38(13w)-dWP21 | Commercial Indoor General Lighting: LED Lamp replaces pre-existing standard lighting Wattage. Measure includes Code case. Impacts: CFL-based HOU (varies by BldgType) | DEER2020 | D20v1 | 2020-11-24 16:30 | Com-ILtg-SI-dWatt | DEER | Scaled | BaseRatio |  |  | None |  | 0 |  | 1 | Com | Any | Lighting | InGen-ScrewIn | Ltg_Lamp | LED_lamp |  | ILtg-Com-LED-20000hr |  |  |  | LEDratio0260 | LEDratio0260 | LED-PAR38(13w) | Available |  | 0 | 0 |  | NrNc |  |  |  | None | 2020-01-01 | 2020-03-18 | [5 empty] | Standard | DEER2020 update for: revised impacts, IEFs and peak demand | 1 | 1 | 0 | Deemed Ex Ante Team |  | DEER2020 update for: revised impacts, IEFs and peak demand |  | Updated to indicate claim/filing status
2020 | C-In-LED-PAR38(14w)-dWP22 | Commercial Indoor General Lighting: LED Lamp replaces pre-existing standard lighting Wattage. Measure includes Code case. Impacts: CFL-based HOU (varies by BldgType) | DEER2020 | D20v1 | 2020-11-24 16:30 | Com-ILtg-SI-dWatt | DEER | Scaled | BaseRatio |  |  | None |  | 0 |  | 1 | Com | Any | Lighting | InGen-ScrewIn | Ltg_Lamp | LED_lamp |  | ILtg-Com-LED-20000hr |  |  |  | LEDratio0260 | LEDratio0260 | LED-PAR38(14w) | Available |  | 0 | 0 |  | NrNc |  |  |  | None | 2020-01-01 | 2020-03-18 | [5 empty] | Standard | DEER2020 update for: revised impacts, IEFs and peak demand | 1 | 1 | 0 | Deemed Ex Ante Team |  | DEER2020 update for: revised impacts, IEFs and peak demand |  | Updated to indicate claim/filing status
2020 | C-In-LED-PAR38(15w)-dWP24 | Commercial Indoor General Lighting: LED Lamp replaces pre-existing standard lighting Wattage. Measure includes Code case. Impacts: CFL-based HOU (varies by BldgType) | DEER2020 | D20v1 | 2020-11-24 16:30 | Com-ILtg-SI-dWatt | DEER | Scaled | BaseRatio |  |  | None |  | 0 |  | 1 | Com | Any | Lighting | InGen-ScrewIn | Ltg_Lamp | LED_lamp |  | ILtg-Com-LED-20000hr |  |  |  | LEDratio0260 | LEDratio0260 | LED-PAR38(15w) | Available |  | 0 | 0 |  | NrNc |  |  |  | None | 2020-01-01 | 2020-03-18 | [5 empty] | Standard | DEER2020 update for: revised impacts, IEFs and peak demand | 1 | 1 | 0 | Deemed Ex Ante Team |  | DEER2020 update for: revised impacts, IEFs and peak demand |  | Updated to indicate claim/filing status
2020 | C-In-LED-PAR38(16w)-dWP26 | Commercial Indoor General Lighting: LED Lamp replaces pre-existing standard lighting Wattage. Measure includes Code case. Impacts: CFL-based HOU (varies by BldgType) | DEER2020 | D20v1 | 2020-11-24 16:30 | Com-ILtg-SI-dWatt | DEER | Scaled | BaseRatio |  |  | None |  | 0 |  | 1 | Com | Any | Lighting | InGen-ScrewIn | Ltg_Lamp | LED_lamp |  | ILtg-Com-LED-20000hr |  |  |  | LEDratio0260 | LEDratio0260 | LED-PAR38(16w) | Available |  | 0 | 0 |  | NrNc |  |  |  | None | 2020-01-01 | 2020-03-18 | [5 empty] | Standard | DEER2020 update for: revised impacts, IEFs and peak demand | 1 | 1 | 0 | Deemed Ex Ante Team |  | DEER2020 update for: revised impacts, IEFs and peak demand |  | Updated to indicate claim/filing status
2020 | C-In-LED-PAR38(17w)-dWP27 | Commercial Indoor General Lighting: LED Lamp replaces pre-existing standard lighting Wattage. Measure includes Code case. Impacts: CFL-based HOU (varies by BldgType) | DEER2020 | D20v1 | 2020-11-24 16:30 | Com-ILtg-SI-dWatt | DEER | Scaled | BaseRatio |  |  | None |  | 0 |  | 1 | Com | Any | Lighting | InGen-ScrewIn | Ltg_Lamp | LED_lamp |  | ILtg-Com-LED-20000hr |  |  |  | LEDratio0260 | LEDratio0260 | LED-PAR38(17w) | Available |  | 0 | 0 |  | NrNc |  |  |  | None | 2020-01-01 | 2020-03-18 | [5 empty] | Standard | DEER2020 update for: revised impacts, IEFs and peak demand | 1 | 1 | 0 | Deemed Ex Ante Team |  | DEER2020 update for: revised impacts, IEFs and peak demand |  | Updated to indicate claim/filing status
2020 | C-In-LED-PAR38(18w)-dWP29 | Commercial Indoor General Lighting: LED Lamp replaces pre-existing standard lighting Wattage. Measure includes Code case. Impacts: CFL-based HOU (varies by BldgType) | DEER2020 | D20v1 | 2020-11-24 16:30 | Com-ILtg-SI-dWatt | DEER | Scaled | BaseRatio |  |  | None |  | 0 |  | 1 | Com | Any | Lighting | InGen-ScrewIn | Ltg_Lamp | LED_lamp |  | ILtg-Com-LED-20000hr |  |  |  | LEDratio0260 | LEDratio0260 | LED-PAR38(18w) | Available |  | 0 | 0 |  | NrNc |  |  |  | None | 2020-01-01 | 2020-03-18 | [5 empty] | Standard | DEER2020 update for: revised impacts, IEFs and peak demand | 1 | 1 | 0 | Deemed Ex Ante Team |  | DEER2020 update for: revised impacts, IEFs and peak demand |  | Updated to indicate claim/filing status
2020 | C-In-LED-PAR38(19w)-dWP30 | Commercial Indoor General Lighting: LED Lamp replaces pre-existing standard lighting Wattage. Measure includes Code case. Impacts: CFL-based HOU (varies by BldgType) | DEER2020 | D20v1 | 2020-11-24 16:30 | Com-ILtg-SI-dWatt | DEER | Scaled | BaseRatio |  |  | None |  | 0 |  | 1 | Com | Any | Lighting | InGen-ScrewIn | Ltg_Lamp | LED_lamp |  | ILtg-Com-LED-20000hr |  |  |  | LEDratio0260 | LEDratio0260 | LED-PAR38(19w) | Available |  | 0 | 0 |  | NrNc |  |  |  | None | 2020-01-01 | 2020-03-18 | [5 empty] | Standard | DEER2020 update for: revised impacts, IEFs and peak demand | 1 | 1 | 0 | Deemed Ex Ante Team |  | DEER2020 update for: revised impacts, IEFs and peak demand |  | Updated to indicate claim/filing status
2020 | C-In-LED-PAR38(20.1w)-dWP32 | Commercial Indoor General Lighting: LED Lamp replaces pre-existing standard lighting Wattage. Measure includes Code case. Impacts: CFL-based HOU (varies by BldgType) | DEER2020 | D20v1 | 2020-11-24 16:30 | Com-ILtg-SI-dWatt | DEER | Scaled | BaseRatio |  |  | None |  | 0 |  | 1 | Com | Any | Lighting | InGen-ScrewIn | Ltg_Lamp | LED_lamp |  | ILtg-Com-LED-20000hr |  |  |  | LEDratio0260 | LEDratio0260 | LED-PAR38(20.1w) | Available |  | 0 | 0 |  | NrNc |  |  |  | None | 2020-01-01 | 2020-03-18 | [5 empty] | Standard | DEER2020 update for: revised impacts, IEFs and peak demand | 1 | 1 | 0 | Deemed Ex Ante Team |  | DEER2020 update for: revised impacts, IEFs and peak demand |  | Updated to indicate claim/filing status
2020 | C-In-LED-PAR38(20w)-dWP32 | Commercial Indoor General Lighting: LED Lamp replaces pre-existing standard lighting Wattage. Measure includes Code case. Impacts: CFL-based HOU (varies by BldgType) | DEER2020 | D20v1 | 2020-11-24 16:30 | Com-ILtg-SI-dWatt | DEER | Scaled | BaseRatio |  |  | None |  | 0 |  | 1 | Com | Any | Lighting | InGen-ScrewIn | Ltg_Lamp | LED_lamp |  | ILtg-Com-LED-20000hr |  |  |  | LEDratio0260 | LEDratio0260 | LED-PAR38(20w) | Available |  | 0 | 0 |  | NrNc |  |  |  | None | 2020-01-01 | 2020-03-18 | [5 empty] | Standard | DEER2020 update for: revised impacts, IEFs and peak demand | 1 | 1 | 0 | Deemed Ex Ante Team |  | DEER2020 update for: revised impacts, IEFs and peak demand |  | Updated to indicate claim/filing status
2020 | C-In-LED-PAR38(21w)-dWP34 | Commercial Indoor General Lighting: LED Lamp replaces pre-existing standard lighting Wattage. Measure includes Code case. Impacts: CFL-based HOU (varies by BldgType) | DEER2020 | D20v1 | 2020-11-24 16:30 | Com-ILtg-SI-dWatt | DEER | Scaled | BaseRatio |  |  | None |  | 0 |  | 1 | Com | Any | Lighting | InGen-ScrewIn | Ltg_Lamp | LED_lamp |  | ILtg-Com-LED-20000hr |  |  |  | LEDratio0260 | LEDratio0260 | LED-PAR38(21w) | Available |  | 0 | 0 |  | NrNc |  |  |  | None | 2020-01-01 | 2020-03-18 | [5 empty] | Standard | DEER2020 update for: revised impacts, IEFs and peak demand | 1 | 1 | 0 | Deemed Ex Ante Team |  | DEER2020 update for: revised impacts, IEFs and peak demand |  | Updated to indicate claim/filing status
2020 | C-In-LED-PAR38(22w)-dWP35 | Commercial Indoor General Lighting: LED Lamp replaces pre-existing standard lighting Wattage. Measure includes Code case. Impacts: CFL-based HOU (varies by BldgType) | DEER2020 | D20v1 | 2020-11-24 16:30 | Com-ILtg-SI-dWatt | DEER | Scaled | BaseRatio |  |  | None |  | 0 |  | 1 | Com | Any | Lighting | InGen-ScrewIn | Ltg_Lamp | LED_lamp |  | ILtg-Com-LED-20000hr |  |  |  | LEDratio0260 | LEDratio0260 | LED-PAR38(22w) | Available |  | 0 | 0 |  | NrNc |  |  |  | None | 2020-01-01 | 2020-03-18 | [5 empty] | Standard | DEER2020 update for: revised impacts, IEFs and peak demand | 1 | 1 | 0 | Deemed Ex Ante Team |  | DEER2020 update for: revised impacts, IEFs and peak demand |  | Updated to indicate claim/filing status
2020 | C-In-LED-PAR38(23w)-dWP37 | Commercial Indoor General Lighting: LED Lamp replaces pre-existing standard lighting Wattage. Measure includes Code case. Impacts: CFL-based HOU (varies by BldgType) | DEER2020 | D20v1 | 2020-11-24 16:30 | Com-ILtg-SI-dWatt | DEER | Scaled | BaseRatio |  |  | None |  | 0 |  | 1 | Com | Any | Lighting | InGen-ScrewIn | Ltg_Lamp | LED_lamp |  | ILtg-Com-LED-20000hr |  |  |  | LEDratio0260 | LEDratio0260 | LED-PAR38(23w) | Available |  | 0 | 0 |  | NrNc |  |  |  | None | 2020-01-01 | 2020-03-18 | [5 empty] | Standard | DEER2020 update for: revised impacts, IEFs and peak demand | 1 | 1 | 0 | Deemed Ex Ante Team |  | DEER2020 update for: revised impacts, IEFs and peak demand |  | Updated to indicate claim/filing status
2020 | C-In-LED-PAR38(24w)-dWP38 | Commercial Indoor General Lighting: LED Lamp replaces pre-existing standard lighting Wattage. Measure includes Code case. Impacts: CFL-based HOU (varies by BldgType) | DEER2020 | D20v1 | 2020-11-24 16:30 | Com-ILtg-SI-dWatt | DEER | Scaled | BaseRatio |  |  | None |  | 0 |  | 1 | Com | Any | Lighting | InGen-ScrewIn | Ltg_Lamp | LED_lamp |  | ILtg-Com-LED-20000hr |  |  |  | LEDratio0260 | LEDratio0260 | LED-PAR38(24w) | Available |  | 0 | 0 |  | NrNc |  |  |  | None | 2020-01-01 | 2020-03-18 | [5 empty] | Standard | DEER2020 update for: revised impacts, IEFs and peak demand | 1 | 1 | 0 | Deemed Ex Ante Team |  | DEER2020 update for: revised impacts, IEFs and peak demand |  | Updated to indicate claim/filing status
2020 | C-In-LED-PAR38(25w)-dWP40 | Commercial Indoor General Lighting: LED Lamp replaces pre-existing standard lighting Wattage. Measure includes Code case. Impacts: CFL-based HOU (varies by BldgType) | DEER2020 | D20v1 | 2020-11-24 16:30 | Com-ILtg-SI-dWatt | DEER | Scaled | BaseRatio |  |  | None |  | 0 |  | 1 | Com | Any | Lighting | InGen-ScrewIn | Ltg_Lamp | LED_lamp |  | ILtg-Com-LED-20000hr |  |  |  | LEDratio0260 | LEDratio0260 | LED-PAR38(25w) | Available |  | 0 | 0 |  | NrNc |  |  |  | None | 2020-01-01 | 2020-03-18 | [5 empty] | Standard | DEER2020 update for: revised impacts, IEFs and peak demand | 1 | 1 | 0 | Deemed Ex Ante Team |  | DEER2020 update for: revised impacts, IEFs and peak demand |  | Updated to indicate claim/filing status
2020 | C-In-LED-PAR38(26w)-dWP42 | Commercial Indoor General Lighting: LED Lamp replaces pre-existing standard lighting Wattage. Measure includes Code case. Impacts: CFL-based HOU (varies by BldgType) | DEER2020 | D20v1 | 2020-11-24 16:30 | Com-ILtg-SI-dWatt | DEER | Scaled | BaseRatio |  |  | None |  | 0 |  | 1 | Com | Any | Lighting | InGen-ScrewIn | Ltg_Lamp | LED_lamp |  | ILtg-Com-LED-20000hr |  |  |  | LEDratio0260 | LEDratio0260 | LED-PAR38(26w) | Available |  | 0 | 0 |  | NrNc |  |  |  | None | 2020-01-01 | 2020-03-18 | [5 empty] | Standard | DEER2020 update for: revised impacts, IEFs and peak demand | 1 | 1 | 0 | Deemed Ex Ante Team |  | DEER2020 update for: revised impacts, IEFs and peak demand |  | Updated to indicate claim/filing status
2020 | C-In-LED-PAR38(27w)-dWP43 | Commercial Indoor General Lighting: LED Lamp replaces pre-existing standard lighting Wattage. Measure includes Code case. Impacts: CFL-based HOU (varies by BldgType) | DEER2020 | D20v1 | 2020-11-24 16:30 | Com-ILtg-SI-dWatt | DEER | Scaled | BaseRatio |  |  | None |  | 0 |  | 1 | Com | Any | Lighting | InGen-ScrewIn | Ltg_Lamp | LED_lamp |  | ILtg-Com-LED-20000hr |  |  |  | LEDratio0260 | LEDratio0260 | LED-PAR38(27w) | Available |  | 0 | 0 |  | NrNc |  |  |  | None | 2020-01-01 | 2020-03-18 | [5 empty] | Standard | DEER2020 update for: revised impacts, IEFs and peak demand | 1 | 1 | 0 | Deemed Ex Ante Team |  | DEER2020 update for: revised impacts, IEFs and peak demand |  | Updated to indicate claim/filing status
2020 | C-In-LED-PAR38(7w)-dWP11 | Commercial Indoor General Lighting: LED Lamp replaces pre-existing standard lighting Wattage. Measure includes Code case. Impacts: CFL-based HOU (varies by BldgType) | DEER2020 | D20v1 | 2020-11-24 16:30 | Com-ILtg-SI-dWatt | DEER | Scaled | BaseRatio |  |  | None |  | 0 |  | 1 | Com | Any | Lighting | InGen-ScrewIn | Ltg_Lamp | LED_lamp |  | ILtg-Com-LED-20000hr |  |  |  | LEDratio0260 | LEDratio0260 | LED-PAR38(7w) | Available |  | 0 | 0 |  | NrNc |  |  |  | None | 2020-01-01 | 2020-03-18 | [5 empty] | Standard | DEER2020 update for: revised impacts, IEFs and peak demand | 1 | 1 | 0 | Deemed Ex Ante Team |  | DEER2020 update for: revised impacts, IEFs and peak demand |  | Updated to indicate claim/filing status
2020 | C-In-LED-PAR38(8w)-dWP13 | Commercial Indoor General Lighting: LED Lamp replaces pre-existing standard lighting Wattage. Measure includes Code case. Impacts: CFL-based HOU (varies by BldgType) | DEER2020 | D20v1 | 2020-11-24 16:30 | Com-ILtg-SI-dWatt | DEER | Scaled | BaseRatio |  |  | None |  | 0 |  | 1 | Com | Any | Lighting | InGen-ScrewIn | Ltg_Lamp | LED_lamp |  | ILtg-Com-LED-20000hr |  |  |  | LEDratio0260 | LEDratio0260 | LED-PAR38(8w) | Available |  | 0 | 0 |  | NrNc |  |  |  | None | 2020-01-01 | 2020-03-18 | [5 empty] | Standard | DEER2020 update for: revised impacts, IEFs and peak demand | 1 | 1 | 0 | Deemed Ex Ante Team |  | DEER2020 update for: revised impacts, IEFs and peak demand |  | Updated to indicate claim/filing status
2020 | C-In-LED-PAR38(9w)-dWP14 | Commercial Indoor General Lighting: LED Lamp replaces pre-existing standard lighting Wattage. Measure includes Code case. Impacts: CFL-based HOU (varies by BldgType) | DEER2020 | D20v1 | 2020-11-24 16:30 | Com-ILtg-SI-dWatt | DEER | Scaled | BaseRatio |  |  | None |  | 0 |  | 1 | Com | Any | Lighting | InGen-ScrewIn | Ltg_Lamp | LED_lamp |  | ILtg-Com-LED-20000hr |  |  |  | LEDratio0260 | LEDratio0260 | LED-PAR38(9w) | Available |  | 0 | 0 |  | NrNc |  |  |  | None | 2020-01-01 | 2020-03-18 | [5 empty] | Standard | DEER2020 update for: revised impacts, IEFs and peak demand | 1 | 1 | 0 | Deemed Ex Ante Team |  | DEER2020 update for: revised impacts, IEFs and peak demand |  | Updated to indicate claim/filing status
2020 | C-In-LED-RefR(10w)-dWP32 | Commercial Indoor General Lighting: LED Lamp replaces pre-existing standard lighting Wattage. Measure includes Code case. Impacts: CFL-based HOU (varies by BldgType) | DEER2020 | D20v1 | 2020-11-24 16:30 | Com-ILtg-SI-dWatt | DEER | Scaled | BaseRatio |  |  | None |  | 0 |  | 1 | Com | Any | Lighting | InGen-ScrewIn | Ltg_Lamp | LED_lamp |  | ILtg-Com-LED-20000hr |  |  |  | LEDratio0417 | LEDratio0417 | LED-RefR(10w) | Available |  | 0 | 0 |  | NrNc |  |  |  | None | 2020-01-01 | 2020-03-18 | [5 empty] | Standard | DEER2020 update for: revised impacts, IEFs and peak demand | 1 | 1 | 0 | Deemed Ex Ante Team |  | DEER2020 update for: revised impacts, IEFs and peak demand |  | Updated to indicate claim/filing status
2020 | C-In-LED-RefR(11w)-dWP25 | Commercial Indoor General Lighting: LED Lamp replaces pre-existing standard lighting Wattage. Measure includes Code case. Impacts: CFL-based HOU (varies by BldgType) | DEER2020 | D20v1 | 2020-11-24 16:30 | Com-ILtg-SI-dWatt | DEER | Scaled | BaseRatio |  |  | None |  | 0 |  | 1 | Com | Any | Lighting | InGen-ScrewIn | Ltg_Lamp | LED_lamp |  | ILtg-Com-LED-20000hr |  |  |  | LEDratio0328 | LEDratio0328 | LED-RefR(11w) | Available |  | 0 | 0 |  | NrNc |  |  |  | None | 2020-01-01 | 2020-03-18 | [5 empty] | Standard | DEER2020 update for: revised impacts, IEFs and peak demand | 1 | 1 | 0 | Deemed Ex Ante Team |  | DEER2020 update for: revised impacts, IEFs and peak demand |  | Updated to indicate claim/filing status
2020 | C-In-LED-RefR(12w)-dWP27 | Commercial Indoor General Lighting: LED Lamp replaces pre-existing standard lighting Wattage. Measure includes Code case. Impacts: CFL-based HOU (varies by BldgType) | DEER2020 | D20v1 | 2020-11-24 16:30 | Com-ILtg-SI-dWatt | DEER | Scaled | BaseRatio |  |  | None |  | 0 |  | 1 | Com | Any | Lighting | InGen-ScrewIn | Ltg_Lamp | LED_lamp |  | ILtg-Com-LED-20000hr |  |  |  | LEDratio0328 | LEDratio0328 | LED-RefR(12w) | Available |  | 0 | 0 |  | NrNc |  |  |  | None | 2020-01-01 | 2020-03-18 | [5 empty] | Standard | DEER2020 update for: revised impacts, IEFs and peak demand | 1 | 1 | 0 | Deemed Ex Ante Team |  | DEER2020 update for: revised impacts, IEFs and peak demand |  | Updated to indicate claim/filing status
2020 | C-In-LED-RefR(13w)-dWP30 | Commercial Indoor General Lighting: LED Lamp replaces pre-existing standard lighting Wattage. Measure includes Code case. Impacts: CFL-based HOU (varies by BldgType) | DEER2020 | D20v1 | 2020-11-24 16:30 | Com-ILtg-SI-dWatt | DEER | Scaled | BaseRatio |  |  | None |  | 0 |  | 1 | Com | Any | Lighting | InGen-ScrewIn | Ltg_Lamp | LED_lamp |  | ILtg-Com-LED-20000hr |  |  |  | LEDratio0328 | LEDratio0328 | LED-RefR(13w) | Available |  | 0 | 0 |  | NrNc |  |  |  | None | 2020-01-01 | 2020-03-18 | [5 empty] | Standard | DEER2020 update for: revised impacts, IEFs and peak demand | 1 | 1 | 0 | Deemed Ex Ante Team |  | DEER2020 update for: revised impacts, IEFs and peak demand |  | Updated to indicate claim/filing status
2020 | C-In-LED-RefR(14w)-dWP28 | Commercial Indoor General Lighting: LED Lamp replaces pre-existing standard lighting Wattage. Measure includes Code case. Impacts: CFL-based HOU (varies by BldgType) | DEER2020 | D20v1 | 2020-11-24 16:30 | Com-ILtg-SI-dWatt | DEER | Scaled | BaseRatio |  |  | None |  | 0 |  | 1 | Com | Any | Lighting | InGen-ScrewIn | Ltg_Lamp | LED_lamp |  | ILtg-Com-LED-20000hr |  |  |  | LEDratio0297 | LEDratio0297 | LED-RefR(14w) | Available |  | 0 | 0 |  | NrNc |  |  |  | None | 2020-01-01 | 2020-03-18 | [5 empty] | Standard | DEER2020 update for: revised impacts, IEFs and peak demand | 1 | 1 | 0 | Deemed Ex Ante Team |  | DEER2020 update for: revised impacts, IEFs and peak demand |  | Updated to indicate claim/filing status
2020 | C-In-LED-RefR(15w)-dWP30 | Commercial Indoor General Lighting: LED Lamp replaces pre-existing standard lighting Wattage. Measure includes Code case. Impacts: CFL-based HOU (varies by BldgType) | DEER2020 | D20v1 | 2020-11-24 16:30 | Com-ILtg-SI-dWatt | DEER | Scaled | BaseRatio |  |  | None |  | 0 |  | 1 | Com | Any | Lighting | InGen-ScrewIn | Ltg_Lamp | LED_lamp |  | ILtg-Com-LED-20000hr |  |  |  | LEDratio0297 | LEDratio0297 | LED-RefR(15w) | Available |  | 0 | 0 |  | NrNc |  |  |  | None | 2020-01-01 | 2020-03-18 | [5 empty] | Standard | DEER2020 update for: revised impacts, IEFs and peak demand | 1 | 1 | 0 | Deemed Ex Ante Team |  | DEER2020 update for: revised impacts, IEFs and peak demand |  | Updated to indicate claim/filing status
2020 | C-In-LED-RefR(16w)-dWP32 | Commercial Indoor General Lighting: LED Lamp replaces pre-existing standard lighting Wattage. Measure includes Code case. Impacts: CFL-based HOU (varies by BldgType) | DEER2020 | D20v1 | 2020-11-24 16:30 | Com-ILtg-SI-dWatt | DEER | Scaled | BaseRatio |  |  | None |  | 0 |  | 1 | Com | Any | Lighting | InGen-ScrewIn | Ltg_Lamp | LED_lamp |  | ILtg-Com-LED-20000hr |  |  |  | LEDratio0297 | LEDratio0297 | LED-RefR(16w) | Available |  | 0 | 0 |  | NrNc |  |  |  | None | 2020-01-01 | 2020-03-18 | [5 empty] | Standard | DEER2020 update for: revised impacts, IEFs and peak demand | 1 | 1 | 0 | Deemed Ex Ante Team |  | DEER2020 update for: revised impacts, IEFs and peak demand |  | Updated to indicate claim/filing status
2020 | C-In-LED-RefR(17w)-dWP33 | Commercial Indoor General Lighting: LED Lamp replaces pre-existing standard lighting Wattage. Measure includes Code case. Impacts: CFL-based HOU (varies by BldgType) | DEER2020 | D20v1 | 2020-11-24 16:30 | Com-ILtg-SI-dWatt | DEER | Scaled | BaseRatio |  |  | None |  | 0 |  | 1 | Com | Any | Lighting | InGen-ScrewIn | Ltg_Lamp | LED_lamp |  | ILtg-Com-LED-20000hr |  |  |  | LEDratio0297 | LEDratio0297 | LED-RefR(17w) | Available |  | 0 | 0 |  | NrNc |  |  |  | None | 2020-01-01 | 2020-03-18 | [5 empty] | Standard | DEER2020 update for: revised impacts, IEFs and peak demand | 1 | 1 | 0 | Deemed Ex Ante Team |  | DEER2020 update for: revised impacts, IEFs and peak demand |  | Updated to indicate claim/filing status
2020 | C-In-LED-RefR(18w)-dWP35 | Commercial Indoor General Lighting: LED Lamp replaces pre-existing standard lighting Wattage. Measure includes Code case. Impacts: CFL-based HOU (varies by BldgType) | DEER2020 | D20v1 | 2020-11-24 16:30 | Com-ILtg-SI-dWatt | DEER | Scaled | BaseRatio |  |  | None |  | 0 |  | 1 | Com | Any | Lighting | InGen-ScrewIn | Ltg_Lamp | LED_lamp |  | ILtg-Com-LED-20000hr |  |  |  | LEDratio0297 | LEDratio0297 | LED-RefR(18w) | Available |  | 0 | 0 |  | NrNc |  |  |  | None | 2020-01-01 | 2020-03-18 | [5 empty] | Standard | DEER2020 update for: revised impacts, IEFs and peak demand | 1 | 1 | 0 | Deemed Ex Ante Team |  | DEER2020 update for: revised impacts, IEFs and peak demand |  | Updated to indicate claim/filing status
2020 | C-In-LED-RefR(19w)-dWP37 | Commercial Indoor General Lighting: LED Lamp replaces pre-existing standard lighting Wattage. Measure includes Code case. Impacts: CFL-based HOU (varies by BldgType) | DEER2020 | D20v1 | 2020-11-24 16:30 | Com-ILtg-SI-dWatt | DEER | Scaled | BaseRatio |  |  | None |  | 0 |  | 1 | Com | Any | Lighting | InGen-ScrewIn | Ltg_Lamp | LED_lamp |  | ILtg-Com-LED-20000hr |  |  |  | LEDratio0297 | LEDratio0297 | LED-RefR(19w) | Available |  | 0 | 0 |  | NrNc |  |  |  | None | 2020-01-01 | 2020-03-18 | [5 empty] | Standard | DEER2020 update for: revised impacts, IEFs and peak demand | 1 | 1 | 0 | Deemed Ex Ante Team |  | DEER2020 update for: revised impacts, IEFs and peak demand |  | Updated to indicate claim/filing status
2020 | C-In-LED-RefR(20w)-dWP39 | Commercial Indoor General Lighting: LED Lamp replaces pre-existing standard lighting Wattage. Measure includes Code case. Impacts: CFL-based HOU (varies by BldgType) | DEER2020 | D20v1 | 2020-11-24 16:30 | Com-ILtg-SI-dWatt | DEER | Scaled | BaseRatio |  |  | None |  | 0 |  | 1 | Com | Any | Lighting | InGen-ScrewIn | Ltg_Lamp | LED_lamp |  | ILtg-Com-LED-20000hr |  |  |  | LEDratio0297 | LEDratio0297 | LED-RefR(20w) | Available |  | 0 | 0 |  | NrNc |  |  |  | None | 2020-01-01 | 2020-03-18 | [5 empty] | Standard | DEER2020 update for: revised impacts, IEFs and peak demand | 1 | 1 | 0 | Deemed Ex Ante Team |  | DEER2020 update for: revised impacts, IEFs and peak demand |  | Updated to indicate claim/filing status
2020 | C-In-LED-RefR(22w)-dWP43 | Commercial Indoor General Lighting: LED Lamp replaces pre-existing standard lighting Wattage. Measure includes Code case. Impacts: CFL-based HOU (varies by BldgType) | DEER2020 | D20v1 | 2020-11-24 16:30 | Com-ILtg-SI-dWatt | DEER | Scaled | BaseRatio |  |  | None |  | 0 |  | 1 | Com | Any | Lighting | InGen-ScrewIn | Ltg_Lamp | LED_lamp |  | ILtg-Com-LED-20000hr |  |  |  | LEDratio0297 | LEDratio0297 | LED-RefR(22w) | Available |  | 0 | 0 |  | NrNc |  |  |  | None | 2020-01-01 | 2020-03-18 | [5 empty] | Standard | DEER2020 update for: revised impacts, IEFs and peak demand | 1 | 1 | 0 | Deemed Ex Ante Team |  | DEER2020 update for: revised impacts, IEFs and peak demand |  | Updated to indicate claim/filing status
2020 | C-In-LED-RefR(6w)-dWP19 | Commercial Indoor General Lighting: LED Lamp replaces pre-existing standard lighting Wattage. Measure includes Code case. Impacts: CFL-based HOU (varies by BldgType) | DEER2020 | D20v1 | 2020-11-24 16:30 | Com-ILtg-SI-dWatt | DEER | Scaled | BaseRatio |  |  | None |  | 0 |  | 1 | Com | Any | Lighting | InGen-ScrewIn | Ltg_Lamp | LED_lamp |  | ILtg-Com-LED-20000hr |  |  |  | LEDratio0417 | LEDratio0417 | LED-RefR(6w) | Available |  | 0 | 0 |  | NrNc |  |  |  | None | 2020-01-01 | 2020-03-18 | [5 empty] | Standard | DEER2020 update for: revised impacts, IEFs and peak demand | 1 | 1 | 0 | Deemed Ex Ante Team |  | DEER2020 update for: revised impacts, IEFs and peak demand |  | Updated to indicate claim/filing status
2020 | C-In-LED-RefR(7w)-dWP22 | Commercial Indoor General Lighting: LED Lamp replaces pre-existing standard lighting Wattage. Measure includes Code case. Impacts: CFL-based HOU (varies by BldgType) | DEER2020 | D20v1 | 2020-11-24 16:30 | Com-ILtg-SI-dWatt | DEER | Scaled | BaseRatio |  |  | None |  | 0 |  | 1 | Com | Any | Lighting | InGen-ScrewIn | Ltg_Lamp | LED_lamp |  | ILtg-Com-LED-20000hr |  |  |  | LEDratio0417 | LEDratio0417 | LED-RefR(7w) | Available |  | 0 | 0 |  | NrNc |  |  |  | None | 2020-01-01 | 2020-03-18 | [5 empty] | Standard | DEER2020 update for: revised impacts, IEFs and peak demand | 1 | 1 | 0 | Deemed Ex Ante Team |  | DEER2020 update for: revised impacts, IEFs and peak demand |  | Updated to indicate claim/filing status
2020 | C-In-LED-RefR(8w)-dWP25 | Commercial Indoor General Lighting: LED Lamp replaces pre-existing standard lighting Wattage. Measure includes Code case. Impacts: CFL-based HOU (varies by BldgType) | DEER2020 | D20v1 | 2020-11-24 16:30 | Com-ILtg-SI-dWatt | DEER | Scaled | BaseRatio |  |  | None |  | 0 |  | 1 | Com | Any | Lighting | InGen-ScrewIn | Ltg_Lamp | LED_lamp |  | ILtg-Com-LED-20000hr |  |  |  | LEDratio0417 | LEDratio0417 | LED-RefR(8w) | Available |  | 0 | 0 |  | NrNc |  |  |  | None | 2020-01-01 | 2020-03-18 | [5 empty] | Standard | DEER2020 update for: revised impacts, IEFs and peak demand | 1 | 1 | 0 | Deemed Ex Ante Team |  | DEER2020 update for: revised impacts, IEFs and peak demand |  | Updated to indicate claim/filing status
2020 | C-In-LED-RefR(9w)-dWP29 | Commercial Indoor General Lighting: LED Lamp replaces pre-existing standard lighting Wattage. Measure includes Code case. Impacts: CFL-based HOU (varies by BldgType) | DEER2020 | D20v1 | 2020-11-24 16:30 | Com-ILtg-SI-dWatt | DEER | Scaled | BaseRatio |  |  | None |  | 0 |  | 1 | Com | Any | Lighting | InGen-ScrewIn | Ltg_Lamp | LED_lamp |  | ILtg-Com-LED-20000hr |  |  |  | LEDratio0417 | LEDratio0417 | LED-RefR(9w) | Available |  | 0 | 0 |  | NrNc |  |  |  | None | 2020-01-01 | 2020-03-18 | [5 empty] | Standard | DEER2020 update for: revised impacts, IEFs and peak demand | 1 | 1 | 0 | Deemed Ex Ante Team |  | DEER2020 update for: revised impacts, IEFs and peak demand |  | Updated to indicate claim/filing status
2020 | Com-ECM-SupplyFanMotor | Supply fan motor upgraded from Permanent Split Capacitor (PSC) to Electronically Commutated Motor (ECM) | DEER2020 | D20v1 | 2020-11-24 16:30 | NE-Furnace-ECM-Upgrade | DEER | Standard | None |  |  | None |  | 0 |  | 0 | Com | Any | HVAC | SpaceHeat | SpaceHtg_eq | GasFurnace |  | HVAC-Frnc | Standard Efficiency Electronically Permanent Split Capacitor (PSC) supply fan motor | Standard Efficiency Electronically Permanent Split Capacitor (PSC) supply fan motor | Supply fan motor upgraded from Permanent Split Capacitor (PSC) to Electronically Commutated Motor (ECM) |  |  |  | Available |  | 0 | 0 |  | ErRobNc |  | HVAC-Frnc |  | None | 2020-01-01 | [6 empty] | Standard |  | 1 | 1 | 0 | Deemed Ex Ante Team |  |  |  | Updated to indicate claim/filing status
2020 | C-Out-Cnpy-LEDFixt-Ext-1(46w)-dW11 | Commercial Outdoor Canopy Lighting: LED Fixture. Normal Replacement (NR) and New Construction (NC) applications. Savings calculated above a standard practice baseline. | DEER2020 | D20v1 | 2020-11-24 16:30 | All-Oltg-dWatt-MS | NonDEER | Scaled | DeltaWatts | 11 |  | None |  | 0 |  | 0 | Com | Any | Lighting | OutGen | Ltg_Fixture | LED_fixt | Cnpy-LEDFixt-Ext-1(46w) | OLtg-Com-LED-50000hr |  | 100% LED at 25th percentile Lighting Facts | LED Fixture: Canopy, Exterior rated, 46 Watts |  |  |  | Available |  | 0 | 0 | [5 empty] | None | 2020-01-01 | 2020-03-18 | [5 empty] | Standard |  | 1 | 1 | 0 | Deemed Ex Ante Team |  |  |  | Updated to indicate claim/filing status
2020 | C-Out-Cnpy-LEDFixt-Ext-1(46w)-dW11 | Commercial Outdoor Canopy Lighting: LED Fixture. Normal Replacement (NR) and New Construction (NC) applications. Savings calculated above a standard practice baseline. | DEER2018 | Disposition | 2020-11-24 16:30 | Com-Oltg-Dimmed35-dWatt | NonDEER | Scaled | DeltaWatts | 10.96 |  | None |  | 0 |  | 0 | Com | Any | Lighting | OutGen | Ltg_Fixture | LED_fixt | Cnpy-LEDFixt-Ext-1(46w) | OLtg-Com-LED-50000hr |  | 100% LED at 25th percentile Lighting Facts | LED Fixture: Canopy, Exterior rated, 46 Watts |  |  |  | Available |  | 0 | 0 | DEER2020 Update: 2018OutdoorLightingPhase1DispositionUpdate |  |  |  |  | None | 2018-01-01 | 2019-12-31 | [5 empty] | Standard | Workpaper measure expires 2018-12-31 (extended through 2019-12-31), replace with DEER measures that adopt workpaper baselines and HOU values | 1 | 1 | 0 | Deemed Ex Ante Team |  | Workpaper measure expires 2018-12-31 (extended through 2019-12-31), replace with DEER measures that adopt workpaper baselines and HOU values |  | Updated to indicate claim/filing status
2020 | C-Out-Cnpy-LEDFixt-Ext-1(46w)-dW11 | Commercial Outdoor Canopy Lighting: LED Fixture. Normal Replacement (NR) and New Construction (NC) applications. Savings calculated above a standard practice baseline. | DEER2019 | D20v0 | 2020-11-24 16:30 | All-Oltg-dWatt-MS | NonDEER | Scaled | DeltaWatts | 11 |  | None |  | 0 |  | 0 | Com | Any | Lighting | OutGen | Ltg_Fixture | LED_fixt | Cnpy-LEDFixt-Ext-1(46w) | OLtg-Com-LED-50000hr |  | 100% LED at 25th percentile Lighting Facts | LED Fixture: Canopy, Exterior rated, 46 Watts |  |  |  | Available |  | 0 | 0 | DEER2019 Proposed Update |  |  |  |  | None | 2019-01-01 | 2019-12-31 | [5 empty] | Standard |  | 1 | 1 | 0 | Deemed Ex Ante Team |  |  |  | Updated to indicate claim/filing status
2020 | C-Out-Cnpy-LEDFixt-Ext(153w)-dW22 | Commercial Outdoor Canopy Lighting: LED Fixture. Normal Replacement (NR) and New Construction (NC) applications. Savings calculated above a standard practice baseline. | DEER2018 | Disposition | 2020-11-24 16:30 | Com-Oltg-Dimmed35-dWatt | NonDEER | Scaled | DeltaWatts | 21.8 |  | None |  | 0 |  | 0 | Com | Any | Lighting | OutGen | Ltg_Fixture | LED_fixt | Cnpy-LEDFixt-Ext(153w) | OLtg-Com-LED-50000hr |  | 100% LED at 25th percentile Lighting Facts | LED Fixture: Canopy, Exterior rated, 153 Watts |  |  |  | Available |  | 0 | 0 | DEER2020 Update: 2018OutdoorLightingPhase1DispositionUpdate |  |  |  |  | None | 2018-01-01 | 2019-12-31 | [5 empty] | Standard | Workpaper measure expires 2018-12-31 (extended through 2019-12-31), replace with DEER measures that adopt workpaper baselines and HOU values | 1 | 1 | 0 | Deemed Ex Ante Team |  | Workpaper measure expires 2018-12-31 (extended through 2019-12-31), replace with DEER measures that adopt workpaper baselines and HOU values |  | Updated to indicate claim/filing status
2020 | C-Out-Cnpy-LEDFixt-Ext(153w)-dW22 | Commercial Outdoor Canopy Lighting: LED Fixture. Normal Replacement (NR) and New Construction (NC) applications. Savings calculated above a standard practice baseline. | DEER2019 | D20v0 | 2020-11-24 16:30 | All-Oltg-dWatt-MS | NonDEER | Scaled | DeltaWatts | 21.8 |  | None |  | 0 |  | 0 | Com | Any | Lighting | OutGen | Ltg_Fixture | LED_fixt | Cnpy-LEDFixt-Ext(153w) | OLtg-Com-LED-50000hr |  | 100% LED at 25th percentile Lighting Facts | LED Fixture: Canopy, Exterior rated, 153 Watts |  |  |  | Available |  | 0 | 0 | DEER2019 Proposed Update |  |  |  |  | None | 2019-01-01 | 2019-12-31 | [5 empty] | Standard |  | 1 | 1 | 0 | Deemed Ex Ante Team |  |  |  | Updated to indicate claim/filing status
2020 | C-Out-Cnpy-LEDFixt-Ext(153w)-dW22 | Commercial Outdoor Canopy Lighting: LED Fixture. Normal Replacement (NR) and New Construction (NC) applications. Savings calculated above a standard practice baseline. | DEER2020 | D20v1 | 2020-11-24 16:30 | All-Oltg-dWatt-MS | NonDEER | Scaled | DeltaWatts | 21.8 |  | None |  | 0 |  | 0 | Com | Any | Lighting | OutGen | Ltg_Fixture | LED_fixt | Cnpy-LEDFixt-Ext(153w) | OLtg-Com-LED-50000hr |  | 100% LED at 25th percentile Lighting Facts | LED Fixture: Canopy, Exterior rated, 153 Watts |  |  |  | Available |  | 0 | 0 | [5 empty] | None | 2020-01-01 | 2020-03-18 | [5 empty] | Standard |  | 1 | 1 | 0 | Deemed Ex Ante Team |  |  |  | Updated to indicate claim/filing status
2020 | C-Out-Cnpy-LEDFixt-Ext(19w)-dW9 | Commercial Outdoor Canopy Lighting: LED Fixture. Normal Replacement (NR) and New Construction (NC) applications. Savings calculated above a standard practice baseline. | DEER2020 | D20v1 | 2020-11-24 16:30 | All-Oltg-dWatt | NonDEER | Scaled | DeltaWatts | 9.2 |  | None |  | 0 |  | 0 | Com | Any | Lighting | OutGen | Ltg_Fixture | LED_fixt | Cnpy-LEDFixt-Ext(19w) | OLtg-Com-LED-50000hr |  | 100% LED at 25th percentile Lighting Facts | LED Fixture: Canopy, Exterior rated, 19 Watts |  |  |  | Available |  | 0 | 0 | [5 empty] | None | 2020-01-01 | 2020-03-18 | [5 empty] | Standard |  | 1 | 1 | 0 | Deemed Ex Ante Team |  |  |  | Updated to indicate claim/filing status
2020 | C-Out-Cnpy-LEDFixt-Ext(19w)-dW9 | Commercial Outdoor Canopy Lighting: LED Fixture. Normal Replacement (NR) and New Construction (NC) applications. Savings calculated above a standard practice baseline. | DEER1314 | Disposition | 2020-11-24 16:30 | Com-Oltg-dWatt-fxt | NonDEER | Scaled | DeltaWatts | 9.17 |  | None |  | 0 |  | 0 | Com | Any | Lighting | OutGen | Ltg_Fixture | LED_fixt | Cnpy-LEDFixt-Ext(19w) | OLtg-Com-LED-50000hr |  | 100% LED at 25th percentile Lighting Facts | LED Fixture: Canopy, Exterior rated, 19 Watts |  |  |  | Available |  | 0 | 0 | DEER2020 Update: 2018OutdoorLightingPhase1DispositionUpdate |  |  |  |  | None | 2018-01-01 | 2019-12-31 | [5 empty] | Standard | Workpaper measure expires 2018-12-31 (extended through 2019-12-31), replace with DEER measures that adopt workpaper baselines and HOU values | 1 | 1 | 0 | Deemed Ex Ante Team |  | Workpaper measure expires 2018-12-31 (extended through 2019-12-31), replace with DEER measures that adopt workpaper baselines and HOU values |  | Updated to indicate claim/filing status
2020 | C-Out-Cnpy-LEDFixt-Ext(19w)-dW9 | Commercial Outdoor Canopy Lighting: LED Fixture. Normal Replacement (NR) and New Construction (NC) applications. Savings calculated above a standard practice baseline. | DEER2019 | D20v0 | 2020-11-24 16:30 | All-Oltg-dWatt | NonDEER | Scaled | DeltaWatts | 9.2 |  | None |  | 0 |  | 0 | Com | Any | Lighting | OutGen | Ltg_Fixture | LED_fixt | Cnpy-LEDFixt-Ext(19w) | OLtg-Com-LED-50000hr |  | 100% LED at 25th percentile Lighting Facts | LED Fixture: Canopy, Exterior rated, 19 Watts |  |  |  | Available |  | 0 | 0 | DEER2019 Proposed Update |  |  |  |  | None | 2019-01-01 | 2019-12-31 | [5 empty] | Standard | Measure expires 12/31/2019, replaced with DEER2020 measures with revised peak demand period definition. | 1 | 1 | 0 | Deemed Ex Ante Team |  | Measure expires 12/31/2019, replaced with DEER2020 measures with revised peak demand period definition. |  | Updated to indicate claim/filing status
2020 | C-Out-Cnpy-LEDFixt-Ext(29w)-dW7 | Commercial Outdoor Canopy Lighting: LED Fixture. Normal Replacement (NR) and New Construction (NC) applications. Savings calculated above a standard practice baseline. | DEER2020 | D20v1 | 2020-11-24 16:30 | All-Oltg-dWatt | NonDEER | Scaled | DeltaWatts | 7.2 |  | None |  | 0 |  | 0 | Com | Any | Lighting | OutGen | Ltg_Fixture | LED_fixt | Cnpy-LEDFixt-Ext(29w) | OLtg-Com-LED-50000hr |  | 100% LED at 25th percentile Lighting Facts | LED Fixture: Canopy, Exterior rated, 29 Watts |  |  |  | Available |  | 0 | 0 | [5 empty] | None | 2020-01-01 | 2020-03-18 | [5 empty] | Standard |  | 1 | 1 | 0 | Deemed Ex Ante Team |  |  |  | Updated to indicate claim/filing status
2020 | C-Out-Cnpy-LEDFixt-Ext(29w)-dW7 | Commercial Outdoor Canopy Lighting: LED Fixture. Normal Replacement (NR) and New Construction (NC) applications. Savings calculated above a standard practice baseline. | DEER2019 | D20v0 | 2020-11-24 16:30 | All-Oltg-dWatt | NonDEER | Scaled | DeltaWatts | 7.2 |  | None |  | 0 |  | 0 | Com | Any | Lighting | OutGen | Ltg_Fixture | LED_fixt | Cnpy-LEDFixt-Ext(29w) | OLtg-Com-LED-50000hr |  | 100% LED at 25th percentile Lighting Facts | LED Fixture: Canopy, Exterior rated, 29 Watts |  |  |  | Available |  | 0 | 0 | DEER2019 Proposed Update |  |  |  |  | None | 2019-01-01 | 2019-12-31 | [5 empty] | Standard | Measure expires 12/31/2019, replaced with DEER2020 measures with revised peak demand period definition. | 1 | 1 | 0 | Deemed Ex Ante Team |  | Measure expires 12/31/2019, replaced with DEER2020 measures with revised peak demand period definition. |  | Updated to indicate claim/filing status
2020 | C-Out-Cnpy-LEDFixt-Ext(29w)-dW7 | Commercial Outdoor Canopy Lighting: LED Fixture. Normal Replacement (NR) and New Construction (NC) applications. Savings calculated above a standard practice baseline. | DEER2018 | Disposition | 2020-11-24 16:30 | Com-Oltg-Dimmed35-dWatt | NonDEER | Scaled | DeltaWatts | 7.24 |  | None |  | 0 |  | 0 | Com | Any | Lighting | OutGen | Ltg_Fixture | LED_fixt | Cnpy-LEDFixt-Ext(29w) | OLtg-Com-LED-50000hr |  | 100% LED at 25th percentile Lighting Facts | LED Fixture: Canopy, Exterior rated, 29 Watts |  |  |  | Available |  | 0 | 0 | DEER2020 Update: 2018OutdoorLightingPhase1DispositionUpdate |  |  |  |  | None | 2018-01-01 | 2019-12-31 | [5 empty] | Standard | Workpaper measure expires 2018-12-31 (extended through 2019-12-31), replace with DEER measures that adopt workpaper baselines and HOU values | 1 | 1 | 0 | Deemed Ex Ante Team |  | Workpaper measure expires 2018-12-31 (extended through 2019-12-31), replace with DEER measures that adopt workpaper baselines and HOU values |  | Updated to indicate claim/filing status
2020 | C-Out-Cnpy-LEDFixt-Ext-3(73w)-dW15 | Commercial Outdoor Canopy Lighting: LED Fixture. Normal Replacement (NR) and New Construction (NC) applications. Savings calculated above a standard practice baseline. | DEER2019 | D20v0 | 2020-11-24 16:30 | All-Oltg-dWatt-MS | NonDEER | Scaled | DeltaWatts | 14.9 |  | None |  | 0 |  | 0 | Com | Any | Lighting | OutGen | Ltg_Fixture | LED_fixt | Cnpy-LEDFixt-Ext-3(73w) | OLtg-Com-LED-50000hr |  | 100% LED at 25th percentile Lighting Facts | LED Fixture: Canopy, Exterior rated, 73 Watts |  |  |  | Available |  | 0 | 0 | DEER2019 Proposed Update |  |  |  |  | None | 2019-01-01 | 2019-12-31 | [5 empty] | Standard |  | 1 | 1 | 0 | Deemed Ex Ante Team |  |  |  | Updated to indicate claim/filing status
2020 | C-Out-Cnpy-LEDFixt-Ext-3(73w)-dW15 | Commercial Outdoor Canopy Lighting: LED Fixture. Normal Replacement (NR) and New Construction (NC) applications. Savings calculated above a standard practice baseline. | DEER2018 | Disposition | 2020-11-24 16:30 | Com-Oltg-Dimmed35-dWatt | NonDEER | Scaled | DeltaWatts | 14.91 |  | None |  | 0 |  | 0 | Com | Any | Lighting | OutGen | Ltg_Fixture | LED_fixt | Cnpy-LEDFixt-Ext-3(73w) | OLtg-Com-LED-50000hr |  | 100% LED at 25th percentile Lighting Facts | LED Fixture: Canopy, Exterior rated, 73 Watts |  |  |  | Available |  | 0 | 0 | DEER2020 Update: 2018OutdoorLightingPhase1DispositionUpdate |  |  |  |  | None | 2018-01-01 | 2019-12-31 | [5 empty] | Standard | Workpaper measure expires 2018-12-31 (extended through 2019-12-31), replace with DEER measures that adopt workpaper baselines and HOU values | 1 | 1 | 0 | Deemed Ex Ante Team |  | Workpaper measure expires 2018-12-31 (extended through 2019-12-31), replace with DEER measures that adopt workpaper baselines and HOU values |  | Updated to indicate claim/filing status
2020 | C-Out-Cnpy-LEDFixt-Ext-3(73w)-dW15 | Commercial Outdoor Canopy Lighting: LED Fixture. Normal Replacement (NR) and New Construction (NC) applications. Savings calculated above a standard practice baseline. | DEER2020 | D20v1 | 2020-11-24 16:30 | All-Oltg-dWatt-MS | NonDEER | Scaled | DeltaWatts | 14.9 |  | None |  | 0 |  | 0 | Com | Any | Lighting | OutGen | Ltg_Fixture | LED_fixt | Cnpy-LEDFixt-Ext-3(73w) | OLtg-Com-LED-50000hr |  | 100% LED at 25th percentile Lighting Facts | LED Fixture: Canopy, Exterior rated, 73 Watts |  |  |  | Available |  | 0 | 0 | [5 empty] | None | 2020-01-01 | 2020-03-18 | [5 empty] | Standard |  | 1 | 1 | 0 | Deemed Ex Ante Team |  |  |  | Updated to indicate claim/filing status
2020 | C-Out-Cnpy-LEDFixt-Ext-3(99w)-dW16 | Commercial Outdoor Canopy Lighting: LED Fixture. Normal Replacement (NR) and New Construction (NC) applications. Savings calculated above a standard practice baseline. | DEER2018 | Disposition | 2020-11-24 16:30 | Com-Oltg-Dimmed35-dWatt | NonDEER | Scaled | DeltaWatts | 15.62 |  | None |  | 0 |  | 0 | Com | Any | Lighting | OutGen | Ltg_Fixture | LED_fixt | Cnpy-LEDFixt-Ext-3(99w) | OLtg-Com-LED-50000hr |  | 100% LED at 25th percentile Lighting Facts | LED Fixture: Canopy, Exterior rated, 99 Watts |  |  |  | Available |  | 0 | 0 | DEER2020 Update: 2018OutdoorLightingPhase1DispositionUpdate |  |  |  |  | None | 2018-01-01 | 2019-12-31 | [5 empty] | Standard | Workpaper measure expires 2018-12-31 (extended through 2019-12-31), replace with DEER measures that adopt workpaper baselines and HOU values | 1 | 1 | 0 | Deemed Ex Ante Team |  | Workpaper measure expires 2018-12-31 (extended through 2019-12-31), replace with DEER measures that adopt workpaper baselines and HOU values |  | Updated to indicate claim/filing status
2020 | C-Out-Cnpy-LEDFixt-Ext-3(99w)-dW16 | Commercial Outdoor Canopy Lighting: LED Fixture. Normal Replacement (NR) and New Construction (NC) applications. Savings calculated above a standard practice baseline. | DEER2020 | D20v1 | 2020-11-24 16:30 | All-Oltg-dWatt-MS | NonDEER | Scaled | DeltaWatts | 15.6 |  | None |  | 0 |  | 0 | Com | Any | Lighting | OutGen | Ltg_Fixture | LED_fixt | Cnpy-LEDFixt-Ext-3(99w) | OLtg-Com-LED-50000hr |  | 100% LED at 25th percentile Lighting Facts | LED Fixture: Canopy, Exterior rated, 99 Watts |  |  |  | Available |  | 0 | 0 | [5 empty] | None | 2020-01-01 | 2020-03-18 | [5 empty] | Standard |  | 1 | 1 | 0 | Deemed Ex Ante Team |  |  |  | Updated to indicate claim/filing status
2020 | C-Out-Cnpy-LEDFixt-Ext-3(99w)-dW16 | Commercial Outdoor Canopy Lighting: LED Fixture. Normal Replacement (NR) and New Construction (NC) applications. Savings calculated above a standard practice baseline. | DEER2019 | D20v0 | 2020-11-24 16:30 | All-Oltg-dWatt-MS | NonDEER | Scaled | DeltaWatts | 15.6 |  | None |  | 0 |  | 0 | Com | Any | Lighting | OutGen | Ltg_Fixture | LED_fixt | Cnpy-LEDFixt-Ext-3(99w) | OLtg-Com-LED-50000hr |  | 100% LED at 25th percentile Lighting Facts | LED Fixture: Canopy, Exterior rated, 99 Watts |  |  |  | Available |  | 0 | 0 | DEER2019 Proposed Update |  |  |  |  | None | 2019-01-01 | 2019-12-31 | [5 empty] | Standard |  | 1 | 1 | 0 | Deemed Ex Ante Team |  |  |  | Updated to indicate claim/filing status
2020 | C-Out-Cnpy-LEDFixt-Ext(59w)-dW12 | Commercial Outdoor Canopy Lighting: LED Fixture. Normal Replacement (NR) and New Construction (NC) applications. Savings calculated above a standard practice baseline. | DEER2019 | D20v0 | 2020-11-24 16:30 | All-Oltg-dWatt-MS | NonDEER | Scaled | DeltaWatts | 11.6 |  | None |  | 0 |  | 0 | Com | Any | Lighting | OutGen | Ltg_Fixture | LED_fixt | Cnpy-LEDFixt-Ext(59w) | OLtg-Com-LED-50000hr |  | 100% LED at 25th percentile Lighting Facts | LED Fixture: Canopy, Exterior rated, 59 Watts |  |  |  | Available |  | 0 | 0 | DEER2019 Proposed Update |  |  |  |  | None | 2019-01-01 | 2019-12-31 | [5 empty] | Standard |  | 1 | 1 | 0 | Deemed Ex Ante Team |  |  |  | Updated to indicate claim/filing status
2020 | C-Out-Cnpy-LEDFixt-Ext(59w)-dW12 | Commercial Outdoor Canopy Lighting: LED Fixture. Normal Replacement (NR) and New Construction (NC) applications. Savings calculated above a standard practice baseline. | DEER2018 | Disposition | 2020-11-24 16:30 | Com-Oltg-Dimmed35-dWatt | NonDEER | Scaled | DeltaWatts | 11.58 |  | None |  | 0 |  | 0 | Com | Any | Lighting | OutGen | Ltg_Fixture | LED_fixt | Cnpy-LEDFixt-Ext(59w) | OLtg-Com-LED-50000hr |  | 100% LED at 25th percentile Lighting Facts | LED Fixture: Canopy, Exterior rated, 59 Watts |  |  |  | Available |  | 0 | 0 | DEER2020 Update: 2018OutdoorLightingPhase1DispositionUpdate |  |  |  |  | None | 2018-01-01 | 2019-12-31 | [5 empty] | Standard | Workpaper measure expires 2018-12-31 (extended through 2019-12-31), replace with DEER measures that adopt workpaper baselines and HOU values | 1 | 1 | 0 | Deemed Ex Ante Team |  | Workpaper measure expires 2018-12-31 (extended through 2019-12-31), replace with DEER measures that adopt workpaper baselines and HOU values |  | Updated to indicate claim/filing status
2020 | C-Out-Cnpy-LEDFixt-Ext(59w)-dW12 | Commercial Outdoor Canopy Lighting: LED Fixture. Normal Replacement (NR) and New Construction (NC) applications. Savings calculated above a standard practice baseline. | DEER2020 | D20v1 | 2020-11-24 16:30 | All-Oltg-dWatt-MS | NonDEER | Scaled | DeltaWatts | 11.6 |  | None |  | 0 |  | 0 | Com | Any | Lighting | OutGen | Ltg_Fixture | LED_fixt | Cnpy-LEDFixt-Ext(59w) | OLtg-Com-LED-50000hr |  | 100% LED at 25th percentile Lighting Facts | LED Fixture: Canopy, Exterior rated, 59 Watts |  |  |  | Available |  | 0 | 0 | [5 empty] | None | 2020-01-01 | 2020-03-18 | [5 empty] | Standard |  | 1 | 1 | 0 | Deemed Ex Ante Team |  |  |  | Updated to indicate claim/filing status
2020 | C-Out-Gar-LEDFixt-CM-Ext(113w)-dW28 | Commercial Outdoor Parking Garage Lighting: LED Fixture. Normal Replacement (NR) and New Construction (NC) applications. Savings calculated above a standard practice baseline. | DEER2020 | D20v1 | 2020-11-24 16:30 | NRes-Oltg-Gar-dWatt | NonDEER | Scaled | DeltaWatts | 28.5 |  | None |  | 0 |  | 0 | Com | Any | Lighting | OutGen | Ltg_Fixture | LED_fixt | Gar-LEDFixt-CM-Ext(113w) | OLtg-Com-LED-50000hr |  | 100% LED at 25th percentile Lighting Facts | LED Fixture: Ceiling-Mounted, Exterior rated, 113 Watts |  |  |  | Available |  | 0 | 0 | [5 empty] | None | 2020-01-01 | 2020-03-18 | [5 empty] | Standard |  | 1 | 1 | 0 | Deemed Ex Ante Team |  |  |  | Updated to indicate claim/filing status
2020 | C-Out-Gar-LEDFixt-CM-Ext(113w)-dW47 | Commercial Outdoor Parking Garage Lighting: LED Fixture. Normal Replacement (NR) and New Construction (NC) applications. Savings calculated above a standard practice baseline. | DEER2018 | Disposition | 2020-11-24 16:30 | Com-Oltg-Dimmed27p5-dWatt | NonDEER | Scaled | DeltaWatts | 46.53 |  | None |  | 0 |  | 0 | Com | Any | Lighting | OutGen | Ltg_Fixture | LED_fixt | Gar-LEDFixt-CM-Ext(113w) | OLtg-Com-LED-50000hr |  | 60% LED, 20% Linear Fluorescent, and 20% MH | LED Fixture: Ceiling-Mounted, Exterior rated, 113 Watts |  |  |  | Available |  | 0 | 0 | DEER2020 Update: 2018OutdoorLightingPhase1DispositionUpdate |  |  |  |  | None | 2018-01-01 | 2019-12-31 | [5 empty] | Standard | Workpaper measure expires 2018-12-31 (extended through 2019-12-31), replace with DEER measures that adopt workpaper baselines and HOU values | 1 | 1 | 0 | Deemed Ex Ante Team |  | Workpaper measure expires 2018-12-31 (extended through 2019-12-31), replace with DEER measures that adopt workpaper baselines and HOU values |  | Updated to indicate claim/filing status
2020 | C-Out-Gar-LEDFixt-CM-Ext(113w)-dW47 | Commercial Outdoor Parking Garage Lighting: LED Fixture. Normal Replacement (NR) and New Construction (NC) applications. Savings calculated above a standard practice baseline. | DEER2019 | D20v0 | 2020-11-24 16:30 | NRes-Oltg-Gar-dWatt | NonDEER | Scaled | DeltaWatts | 46.5 |  | None |  | 0 |  | 0 | Com | Any | Lighting | OutGen | Ltg_Fixture | LED_fixt | Gar-LEDFixt-CM-Ext(113w) | OLtg-Com-LED-50000hr |  | 100% LED at 25th percentile Lighting Facts | LED Fixture: Ceiling-Mounted, Exterior rated, 113 Watts |  |  |  | Available |  | 0 | 0 | DEER2019 Proposed Update |  |  |  |  | None | 2019-01-01 | 2019-12-31 | [5 empty] | Standard | Measure expires 12/31/2019, replaced with DEER2020 measures that include 100% LED baseline and DEER2020 CDF that alligns with revised peak demand period definition | 1 | 1 | 0 | Deemed Ex Ante Team |  | Measure expires 12/31/2019, replaced with DEER2020 measures that include 100% LED baseline and DEER2020 CDF that alligns with revised peak demand period definition |  | Updated to indicate claim/filing status
2020 | C-Out-Gar-LEDFixt-CM-Ext(38w)-dW12 | Commercial Outdoor Parking Garage Lighting: LED Fixture. Normal Replacement (NR) and New Construction (NC) applications. Savings calculated above a standard practice baseline. | DEER2020 | D20v1 | 2020-11-24 16:30 | NRes-Oltg-Gar-dWatt | NonDEER | Scaled | DeltaWatts | 11.7 |  | None |  | 0 |  | 0 | Com | Any | Lighting | OutGen | Ltg_Fixture | LED_fixt | Gar-LEDFixt-CM-Ext(38w) | OLtg-Com-LED-50000hr |  | 100% LED at 25th percentile Lighting Facts | LED Fixture: Ceiling-Mounted, Exterior rated, 38 Watts |  |  |  | Available |  | 0 | 0 | [5 empty] | None | 2020-01-01 | 2020-03-18 | [5 empty] | Standard |  | 1 | 1 | 0 | Deemed Ex Ante Team |  |  |  | Updated to indicate claim/filing status
2020 | C-Out-Gar-LEDFixt-CM-Ext(38w)-dW26 | Commercial Outdoor Parking Garage Lighting: LED Fixture. Normal Replacement (NR) and New Construction (NC) applications. Savings calculated above a standard practice baseline. | DEER2018 | Disposition | 2020-11-24 16:30 | Com-Oltg-Dimmed27p5-dWatt | NonDEER | Scaled | DeltaWatts | 25.52 |  | None |  | 0 |  | 0 | Com | Any | Lighting | OutGen | Ltg_Fixture | LED_fixt | Gar-LEDFixt-CM-Ext(38w) | OLtg-Com-LED-50000hr |  | 60% LED, 20% Linear Fluorescent, and 20% MH | LED Fixture: Ceiling-Mounted, Exterior rated, 38 Watts |  |  |  | Available |  | 0 | 0 | DEER2020 Update: 2018OutdoorLightingPhase1DispositionUpdate |  |  |  |  | None | 2018-01-01 | 2019-12-31 | [5 empty] | Standard | Workpaper measure expires 2018-12-31 (extended through 2019-12-31), replace with DEER measures that adopt workpaper baselines and HOU values | 1 | 1 | 0 | Deemed Ex Ante Team |  | Workpaper measure expires 2018-12-31 (extended through 2019-12-31), replace with DEER measures that adopt workpaper baselines and HOU values |  | Updated to indicate claim/filing status
2020 | C-Out-Gar-LEDFixt-CM-Ext(38w)-dW26 | Commercial Outdoor Parking Garage Lighting: LED Fixture. Normal Replacement (NR) and New Construction (NC) applications. Savings calculated above a standard practice baseline. | DEER2019 | D20v0 | 2020-11-24 16:30 | NRes-Oltg-Gar-dWatt | NonDEER | Scaled | DeltaWatts | 25.5 |  | None |  | 0 |  | 0 | Com | Any | Lighting | OutGen | Ltg_Fixture | LED_fixt | Gar-LEDFixt-CM-Ext(38w) | OLtg-Com-LED-50000hr |  | 100% LED at 25th percentile Lighting Facts | LED Fixture: Ceiling-Mounted, Exterior rated, 38 Watts |  |  |  | Available |  | 0 | 0 | DEER2019 Proposed Update |  |  |  |  | None | 2019-01-01 | 2019-12-31 | [5 empty] | Standard | Measure expires 12/31/2019, replaced with DEER2020 measures that include 100% LED baseline and DEER2020 CDF that alligns with revised peak demand period definition | 1 | 1 | 0 | Deemed Ex Ante Team |  | Measure expires 12/31/2019, replaced with DEER2020 measures that include 100% LED baseline and DEER2020 CDF that alligns with revised peak demand period definition |  | Updated to indicate claim/filing status
2020 | C-Out-Gar-LEDFixt-CM-Ext(56w)-dW20 | Commercial Outdoor Parking Garage Lighting: LED Fixture. Normal Replacement (NR) and New Construction (NC) applications. Savings calculated above a standard practice baseline. | DEER2020 | D20v1 | 2020-11-24 16:30 | NRes-Oltg-Gar-dWatt | NonDEER | Scaled | DeltaWatts | 19.8 |  | None |  | 0 |  | 0 | Com | Any | Lighting | OutGen | Ltg_Fixture | LED_fixt | Gar-LEDFixt-CM-Ext(56w) | OLtg-Com-LED-50000hr |  | 100% LED at 25th percentile Lighting Facts | LED Fixture: Ceiling-Mounted, Exterior rated, 56 Watts |  |  |  | Available |  | 0 | 0 | [5 empty] | None | 2020-01-01 | 2020-03-18 | [5 empty] | Standard |  | 1 | 1 | 0 | Deemed Ex Ante Team |  |  |  | Updated to indicate claim/filing status
2020 | C-Out-Gar-LEDFixt-CM-Ext(56w)-dW33 | Commercial Outdoor Parking Garage Lighting: LED Fixture. Normal Replacement (NR) and New Construction (NC) applications. Savings calculated above a standard practice baseline. | DEER2019 | D20v0 | 2020-11-24 16:30 | NRes-Oltg-Gar-dWatt | NonDEER | Scaled | DeltaWatts | 33 |  | None |  | 0 |  | 0 | Com | Any | Lighting | OutGen | Ltg_Fixture | LED_fixt | Gar-LEDFixt-CM-Ext(56w) | OLtg-Com-LED-50000hr |  | 100% LED at 25th percentile Lighting Facts | LED Fixture: Ceiling-Mounted, Exterior rated, 56 Watts |  |  |  | Available |  | 0 | 0 | DEER2019 Proposed Update |  |  |  |  | None | 2019-01-01 | 2019-12-31 | [5 empty] | Standard | Measure expires 12/31/2019, replaced with DEER2020 measures that include 100% LED baseline and DEER2020 CDF that alligns with revised peak demand period definition | 1 | 1 | 0 | Deemed Ex Ante Team |  | Measure expires 12/31/2019, replaced with DEER2020 measures that include 100% LED baseline and DEER2020 CDF that alligns with revised peak demand period definition |  | Updated to indicate claim/filing status
2020 | C-Out-Gar-LEDFixt-CM-Ext(56w)-dW33 | Commercial Outdoor Parking Garage Lighting: LED Fixture. Normal Replacement (NR) and New Construction (NC) applications. Savings calculated above a standard practice baseline. | DEER2018 | Disposition | 2020-11-24 16:30 | Com-Oltg-Dimmed27p5-dWatt | NonDEER | Scaled | DeltaWatts | 32.99 |  | None |  | 0 |  | 0 | Com | Any | Lighting | OutGen | Ltg_Fixture | LED_fixt | Gar-LEDFixt-CM-Ext(56w) | OLtg-Com-LED-50000hr |  | 60% LED, 20% Linear Fluorescent, and 20% MH | LED Fixture: Ceiling-Mounted, Exterior rated, 56 Watts |  |  |  | Available |  | 0 | 0 | DEER2020 Update: 2018OutdoorLightingPhase1DispositionUpdate |  |  |  |  | None | 2018-01-01 | 2019-12-31 | [5 empty] | Standard | Workpaper measure expires 2018-12-31 (extended through 2019-12-31), replace with DEER measures that adopt workpaper baselines and HOU values | 1 | 1 | 0 | Deemed Ex Ante Team |  | Workpaper measure expires 2018-12-31 (extended through 2019-12-31), replace with DEER measures that adopt workpaper baselines and HOU values |  | Updated to indicate claim/filing status
2020 | C-Out-Gar-LEDFixt-CM-Ext(88w)-dW23 | Commercial Outdoor Parking Garage Lighting: LED Fixture. Normal Replacement (NR) and New Construction (NC) applications. Savings calculated above a standard practice baseline. | DEER2020 | D20v1 | 2020-11-24 16:30 | NRes-Oltg-Gar-dWatt | NonDEER | Scaled | DeltaWatts | 23 |  | None |  | 0 |  | 0 | Com | Any | Lighting | OutGen | Ltg_Fixture | LED_fixt | Gar-LEDFixt-CM-Ext(88w) | OLtg-Com-LED-50000hr |  | 100% LED at 25th percentile Lighting Facts | LED Fixture: Ceiling-Mounted, Exterior rated, 88 Watts |  |  |  | Available |  | 0 | 0 | [5 empty] | None | 2020-01-01 | 2020-03-18 | [5 empty] | Standard |  | 1 | 1 | 0 | Deemed Ex Ante Team |  |  |  | Updated to indicate claim/filing status
2020 | C-Out-Gar-LEDFixt-CM-Ext(88w)-dW37 | Commercial Outdoor Parking Garage Lighting: LED Fixture. Normal Replacement (NR) and New Construction (NC) applications. Savings calculated above a standard practice baseline. | DEER2019 | D20v0 | 2020-11-24 16:30 | NRes-Oltg-Gar-dWatt | NonDEER | Scaled | DeltaWatts | 37.4 |  | None |  | 0 |  | 0 | Com | Any | Lighting | OutGen | Ltg_Fixture | LED_fixt | Gar-LEDFixt-CM-Ext(88w) | OLtg-Com-LED-50000hr |  | 100% LED at 25th percentile Lighting Facts | LED Fixture: Ceiling-Mounted, Exterior rated, 88 Watts |  |  |  | Available |  | 0 | 0 | DEER2019 Proposed Update |  |  |  |  | None | 2019-01-01 | 2019-12-31 | [5 empty] | Standard | Measure expires 12/31/2019, replaced with DEER2020 measures that include 100% LED baseline and DEER2020 CDF that alligns with revised peak demand period definition | 1 | 1 | 0 | Deemed Ex Ante Team |  | Measure expires 12/31/2019, replaced with DEER2020 measures that include 100% LED baseline and DEER2020 CDF that alligns with revised peak demand period definition |  | Updated to indicate claim/filing status
2020 | C-Out-Gar-LEDFixt-CM-Ext(88w)-dW37 | Commercial Outdoor Parking Garage Lighting: LED Fixture. Normal Replacement (NR) and New Construction (NC) applications. Savings calculated above a standard practice baseline. | DEER2018 | Disposition | 2020-11-24 16:30 | Com-Oltg-Dimmed27p5-dWatt | NonDEER | Scaled | DeltaWatts | 37.39 |  | None |  | 0 |  | 0 | Com | Any | Lighting | OutGen | Ltg_Fixture | LED_fixt | Gar-LEDFixt-CM-Ext(88w) | OLtg-Com-LED-50000hr |  | 60% LED, 20% Linear Fluorescent, and 20% MH | LED Fixture: Ceiling-Mounted, Exterior rated, 88 Watts |  |  |  | Available |  | 0 | 0 | DEER2020 Update: 2018OutdoorLightingPhase1DispositionUpdate |  |  |  |  | None | 2018-01-01 | 2019-12-31 | [5 empty] | Standard | Workpaper measure expires 2018-12-31 (extended through 2019-12-31), replace with DEER measures that adopt workpaper baselines and HOU values | 1 | 1 | 0 | Deemed Ex Ante Team |  | Workpaper measure expires 2018-12-31 (extended through 2019-12-31), replace with DEER measures that adopt workpaper baselines and HOU values |  | Updated to indicate claim/filing status
2020 | C-Out-LEDFixt-WM-Ext-1(25w)-dW16 | Commercial Outdoor General Lighting: Wall-Mounted LED Fixture. Normal Replacement (NR) and New Construction (NC) applications. Savings calculated above a standard practice baseline. | DEER1314 | Disposition | 2020-11-24 16:30 | Com-Oltg-dWatt-fxt | NonDEER | Scaled | DeltaWatts | 16.13 |  | None |  | 0 |  | 0 | Com | Any | Lighting | OutGen | Ltg_Fixture | LED_fixt | LEDFixt-WM-Ext-1(25w) | OLtg-Com-LED-50000hr |  | 100% LED at 25th percentile Lighting Facts | LED Fixture: Wall-Mounted, Exterior rated, 25 Watts |  |  |  | Available |  | 0 | 0 | DEER2020 Update: 2018OutdoorLightingPhase1DispositionUpdate |  |  |  |  | None | 2018-01-01 | 2019-12-31 | [5 empty] | Standard | Workpaper measure expires 2018-12-31 (extended through 2019-12-31), replace with DEER measures that adopt workpaper baselines and HOU values | 1 | 1 | 0 | Deemed Ex Ante Team |  | Workpaper measure expires 2018-12-31 (extended through 2019-12-31), replace with DEER measures that adopt workpaper baselines and HOU values |  | Updated to indicate claim/filing status
2020 | C-Out-LEDFixt-WM-Ext-1(25w)-dW16 | Commercial Outdoor General Lighting: Wall-Mounted LED Fixture. Normal Replacement (NR) and New Construction (NC) applications. Savings calculated above a standard practice baseline. | DEER2019 | D20v0 | 2020-11-24 16:30 | All-Oltg-dWatt | NonDEER | Scaled | DeltaWatts | 16.1 |  | None |  | 0 |  | 0 | Com | Any | Lighting | OutGen | Ltg_Fixture | LED_fixt | LEDFixt-WM-Ext-1(25w) | OLtg-Com-LED-50000hr |  | 100% LED at 25th percentile Lighting Facts | LED Fixture: Wall-Mounted, Exterior rated, 25 Watts |  |  |  | Available |  | 0 | 0 | DEER2019 Proposed Update |  |  |  |  | None | 2019-01-01 | 2019-12-31 | [5 empty] | Standard | Measure expires 12/31/2019, replaced with DEER2020 measures with revised peak demand period definition. | 1 | 1 | 0 | Deemed Ex Ante Team |  | Measure expires 12/31/2019, replaced with DEER2020 measures with revised peak demand period definition. |  | Updated to indicate claim/filing status
2020 | C-Out-LEDFixt-WM-Ext-1(25w)-dW16 | Commercial Outdoor General Lighting: Wall-Mounted LED Fixture. Normal Replacement (NR) and New Construction (NC) applications. Savings calculated above a standard practice baseline. | DEER2020 | D20v1 | 2020-11-24 16:30 | All-Oltg-dWatt | NonDEER | Scaled | DeltaWatts | 16.1 |  | None |  | 0 |  | 0 | Com | Any | Lighting | OutGen | Ltg_Fixture | LED_fixt | LEDFixt-WM-Ext-1(25w) | OLtg-Com-LED-50000hr |  | 100% LED at 25th percentile Lighting Facts | LED Fixture: Wall-Mounted, Exterior rated, 25 Watts |  |  |  | Available |  | 0 | 0 | [5 empty] | None | 2020-01-01 | 2020-03-18 | [5 empty] | Standard |  | 1 | 1 | 0 | Deemed Ex Ante Team |  |  |  | Updated to indicate claim/filing status
2020 | C-Out-LEDFixt-WM-Ext(126w)-dW25 | Commercial Outdoor General Lighting: Wall-Mounted LED Fixture. Normal Replacement (NR) and New Construction (NC) applications. Savings calculated above a standard practice baseline. | DEER2019 | D20v0 | 2020-11-24 16:30 | All-Oltg-dWatt-MS | NonDEER | Scaled | DeltaWatts | 24.6 |  | None |  | 0 |  | 0 | Com | Any | Lighting | OutGen | Ltg_Fixture | LED_fixt | LEDFixt-WM-Ext(126w) | OLtg-Com-LED-50000hr |  | 100% LED at 25th percentile Lighting Facts | LED Fixture: Wall-Mounted, Exterior rated, 126 Watts |  |  |  | Available |  | 0 | 0 | DEER2019 Proposed Update |  |  |  |  | None | 2019-01-01 | 2019-12-31 | [5 empty] | Standard |  | 1 | 1 | 0 | Deemed Ex Ante Team |  |  |  | Updated to indicate claim/filing status
2020 | C-Out-LEDFixt-WM-Ext(126w)-dW25 | Commercial Outdoor General Lighting: Wall-Mounted LED Fixture. Normal Replacement (NR) and New Construction (NC) applications. Savings calculated above a standard practice baseline. | DEER2018 | Disposition | 2020-11-24 16:30 | Com-Oltg-Dimmed35-dWatt | NonDEER | Scaled | DeltaWatts | 24.63 |  | None |  | 0 |  | 0 | Com | Any | Lighting | OutGen | Ltg_Fixture | LED_fixt | LEDFixt-WM-Ext(126w) | OLtg-Com-LED-50000hr |  | 100% LED at 25th percentile Lighting Facts | LED Fixture: Wall-Mounted, Exterior rated, 126 Watts |  |  |  | Available |  | 0 | 0 | DEER2020 Update: 2018OutdoorLightingPhase1DispositionUpdate |  |  |  |  | None | 2018-01-01 | 2019-12-31 | [5 empty] | Standard | Workpaper measure expires 2018-12-31 (extended through 2019-12-31), replace with DEER measures that adopt workpaper baselines and HOU values | 1 | 1 | 0 | Deemed Ex Ante Team |  | Workpaper measure expires 2018-12-31 (extended through 2019-12-31), replace with DEER measures that adopt workpaper baselines and HOU values |  | Updated to indicate claim/filing status
2020 | C-Out-LEDFixt-WM-Ext(126w)-dW25 | Commercial Outdoor General Lighting: Wall-Mounted LED Fixture. Normal Replacement (NR) and New Construction (NC) applications. Savings calculated above a standard practice baseline. | DEER2020 | D20v1 | 2020-11-24 16:30 | All-Oltg-dWatt-MS | NonDEER | Scaled | DeltaWatts | 24.6 |  | None |  | 0 |  | 0 | Com | Any | Lighting | OutGen | Ltg_Fixture | LED_fixt | LEDFixt-WM-Ext(126w) | OLtg-Com-LED-50000hr |  | 100% LED at 25th percentile Lighting Facts | LED Fixture: Wall-Mounted, Exterior rated, 126 Watts |  |  |  | Available |  | 0 | 0 | [5 empty] | None | 2020-01-01 | 2020-03-18 | [5 empty] | Standard |  | 1 | 1 | 0 | Deemed Ex Ante Team |  |  |  | Updated to indicate claim/filing status
2020 | C-Out-LEDFixt-WM-Ext-1(39w)-dW13 | Commercial Outdoor General Lighting: Wall-Mounted LED Fixture. Normal Replacement (NR) and New Construction (NC) applications. Savings calculated above a standard practice baseline. | DEER1314 | Disposition | 2020-11-24 16:30 | Com-Oltg-dWatt-fxt | NonDEER | Scaled | DeltaWatts | 12.84 |  | None |  | 0 |  | 0 | Com | Any | Lighting | OutGen | Ltg_Fixture | LED_fixt | LEDFixt-WM-Ext-1(39w) | OLtg-Com-LED-50000hr |  | 100% LED at 25th percentile Lighting Facts | LED Fixture: Wall-Mounted, Exterior rated, 39 Watts |  |  |  | Available |  | 0 | 0 | DEER2020 Update: 2018OutdoorLightingPhase1DispositionUpdate |  |  |  |  | None | 2018-01-01 | 2019-12-31 | [5 empty] | Standard | Workpaper measure expires 2018-12-31 (extended through 2019-12-31), replace with DEER measures that adopt workpaper baselines and HOU values | 1 | 1 | 0 | Deemed Ex Ante Team |  | Workpaper measure expires 2018-12-31 (extended through 2019-12-31), replace with DEER measures that adopt workpaper baselines and HOU values |  | Updated to indicate claim/filing status
2020 | C-Out-LEDFixt-WM-Ext-1(39w)-dW13 | Commercial Outdoor General Lighting: Wall-Mounted LED Fixture. Normal Replacement (NR) and New Construction (NC) applications. Savings calculated above a standard practice baseline. | DEER2019 | D20v0 | 2020-11-24 16:30 | All-Oltg-dWatt-MS | NonDEER | Scaled | DeltaWatts | 12.8 |  | None |  | 0 |  | 0 | Com | Any | Lighting | OutGen | Ltg_Fixture | LED_fixt | LEDFixt-WM-Ext-1(39w) | OLtg-Com-LED-50000hr |  | 100% LED at 25th percentile Lighting Facts | LED Fixture: Wall-Mounted, Exterior rated, 39 Watts |  |  |  | Available |  | 0 | 0 | DEER2019 Proposed Update |  |  |  |  | None | 2019-01-01 | 2019-12-31 | [5 empty] | Standard |  | 1 | 1 | 0 | Deemed Ex Ante Team |  |  |  | Updated to indicate claim/filing status
2020 | C-Out-LEDFixt-WM-Ext-1(39w)-dW13 | Commercial Outdoor General Lighting: Wall-Mounted LED Fixture. Normal Replacement (NR) and New Construction (NC) applications. Savings calculated above a standard practice baseline. | DEER2020 | D20v1 | 2020-11-24 16:30 | All-Oltg-dWatt | NonDEER | Scaled | DeltaWatts | 12.8 |  | None |  | 0 |  | 0 | Com | Any | Lighting | OutGen | Ltg_Fixture | LED_fixt | LEDFixt-WM-Ext-1(39w) | OLtg-Com-LED-50000hr |  | 100% LED at 25th percentile Lighting Facts | LED Fixture: Wall-Mounted, Exterior rated, 39 Watts |  |  |  | Available |  | 0 | 0 | [5 empty] | None | 2020-01-01 | 2020-03-18 | [5 empty] | Standard |  | 1 | 1 | 0 | Deemed Ex Ante Team |  |  |  | Updated to indicate claim/filing status
2020 | C-Out-LEDFixt-WM-Ext(203w)-dW28 | Commercial Outdoor General Lighting: Wall-Mounted LED Fixture. Normal Replacement (NR) and New Construction (NC) applications. Savings calculated above a standard practice baseline. | DEER2020 | D20v1 | 2020-11-24 16:30 | All-Oltg-dWatt-MS | NonDEER | Scaled | DeltaWatts | 27.6 |  | None |  | 0 |  | 0 | Com | Any | Lighting | OutGen | Ltg_Fixture | LED_fixt | LEDFixt-WM-Ext(203w) | OLtg-Com-LED-50000hr |  | 100% LED at 25th percentile Lighting Facts | LED Fixture: Wall-Mounted, Exterior rated, 203 Watts |  |  |  | Available |  | 0 | 0 | [5 empty] | None | 2020-01-01 | 2020-03-18 | [5 empty] | Standard |  | 1 | 1 | 0 | Deemed Ex Ante Team |  |  |  | Updated to indicate claim/filing status
2020 | C-Out-LEDFixt-WM-Ext(203w)-dW28 | Commercial Outdoor General Lighting: Wall-Mounted LED Fixture. Normal Replacement (NR) and New Construction (NC) applications. Savings calculated above a standard practice baseline. | DEER2019 | D20v0 | 2020-11-24 16:30 | All-Oltg-dWatt-MS | NonDEER | Scaled | DeltaWatts | 27.6 |  | None |  | 0 |  | 0 | Com | Any | Lighting | OutGen | Ltg_Fixture | LED_fixt | LEDFixt-WM-Ext(203w) | OLtg-Com-LED-50000hr |  | 100% LED at 25th percentile Lighting Facts | LED Fixture: Wall-Mounted, Exterior rated, 203 Watts |  |  |  | Available |  | 0 | 0 | DEER2019 Proposed Update |  |  |  |  | None | 2019-01-01 | 2019-12-31 | [5 empty] | Standard |  | 1 | 1 | 0 | Deemed Ex Ante Team |  |  |  | Updated to indicate claim/filing status
2020 | C-Out-LEDFixt-WM-Ext(203w)-dW28 | Commercial Outdoor General Lighting: Wall-Mounted LED Fixture. Normal Replacement (NR) and New Construction (NC) applications. Savings calculated above a standard practice baseline. | DEER2018 | Disposition | 2020-11-24 16:30 | Com-Oltg-Dimmed35-dWatt | NonDEER | Scaled | DeltaWatts | 27.65 |  | None |  | 0 |  | 0 | Com | Any | Lighting | OutGen | Ltg_Fixture | LED_fixt | LEDFixt-WM-Ext(203w) | OLtg-Com-LED-50000hr |  | 100% LED at 25th percentile Lighting Facts | LED Fixture: Wall-Mounted, Exterior rated, 203 Watts |  |  |  | Available |  | 0 | 0 | DEER2020 Update: 2018OutdoorLightingPhase1DispositionUpdate |  |  |  |  | None | 2018-01-01 | 2019-12-31 | [5 empty] | Standard | Workpaper measure expires 2018-12-31 (extended through 2019-12-31), replace with DEER measures that adopt workpaper baselines and HOU values | 1 | 1 | 0 | Deemed Ex Ante Team |  | Workpaper measure expires 2018-12-31 (extended through 2019-12-31), replace with DEER measures that adopt workpaper baselines and HOU values |  | Updated to indicate claim/filing status
2020 | C-Out-LEDFixt-WM-Ext(337w)-dW55 | Commercial Outdoor General Lighting: Wall-Mounted LED Fixture. Normal Replacement (NR) and New Construction (NC) applications. Savings calculated above a standard practice baseline. | DEER2018 | Disposition | 2020-11-24 16:30 | Com-Oltg-Dimmed35-dWatt | NonDEER | Scaled | DeltaWatts | 55.05 |  | None |  | 0 |  | 0 | Com | Any | Lighting | OutGen | Ltg_Fixture | LED_fixt | LEDFixt-WM-Ext(337w) | OLtg-Com-LED-50000hr |  | 100% LED at 25th percentile Lighting Facts | LED Fixture: Wall-Mounted, Exterior rated, 337 Watts |  |  |  | Available |  | 0 | 0 | DEER2020 Update: 2018OutdoorLightingPhase1DispositionUpdate |  |  |  |  | None | 2018-01-01 | 2019-12-31 | [5 empty] | Standard | Workpaper measure expires 2018-12-31 (extended through 2019-12-31), replace with DEER measures that adopt workpaper baselines and HOU values | 1 | 1 | 0 | Deemed Ex Ante Team |  | Workpaper measure expires 2018-12-31 (extended through 2019-12-31), replace with DEER measures that adopt workpaper baselines and HOU values |  | Updated to indicate claim/filing status
2020 | C-Out-LEDFixt-WM-Ext(337w)-dW55 | Commercial Outdoor General Lighting: Wall-Mounted LED Fixture. Normal Replacement (NR) and New Construction (NC) applications. Savings calculated above a standard practice baseline. | DEER2019 | D20v0 | 2020-11-24 16:30 | All-Oltg-dWatt-MS | NonDEER | Scaled | DeltaWatts | 55 |  | None |  | 0 |  | 0 | Com | Any | Lighting | OutGen | Ltg_Fixture | LED_fixt | LEDFixt-WM-Ext(337w) | OLtg-Com-LED-50000hr |  | 100% LED at 25th percentile Lighting Facts | LED Fixture: Wall-Mounted, Exterior rated, 337 Watts |  |  |  | Available |  | 0 | 0 | DEER2019 Proposed Update |  |  |  |  | None | 2019-01-01 | 2019-12-31 | [5 empty] | Standard |  | 1 | 1 | 0 | Deemed Ex Ante Team |  |  |  | Updated to indicate claim/filing status
2020 | C-Out-LEDFixt-WM-Ext(337w)-dW55 | Commercial Outdoor General Lighting: Wall-Mounted LED Fixture. Normal Replacement (NR) and New Construction (NC) applications. Savings calculated above a standard practice baseline. | DEER2020 | D20v1 | 2020-11-24 16:30 | All-Oltg-dWatt-MS | NonDEER | Scaled | DeltaWatts | 55 |  | None |  | 0 |  | 0 | Com | Any | Lighting | OutGen | Ltg_Fixture | LED_fixt | LEDFixt-WM-Ext(337w) | OLtg-Com-LED-50000hr |  | 100% LED at 25th percentile Lighting Facts | LED Fixture: Wall-Mounted, Exterior rated, 337 Watts |  |  |  | Available |  | 0 | 0 | [5 empty] | None | 2020-01-01 | 2020-03-18 | [5 empty] | Standard |  | 1 | 1 | 0 | Deemed Ex Ante Team |  |  |  | Updated to indicate claim/filing status
2020 | C-Out-LEDFixt-WM-Ext(493w)-dW86 | Commercial Outdoor General Lighting: Wall-Mounted LED Fixture. Normal Replacement (NR) and New Construction (NC) applications. Savings calculated above a standard practice baseline. | DEER2020 | D20v1 | 2020-11-24 16:30 | All-Oltg-dWatt-MS | NonDEER | Scaled | DeltaWatts | 86 |  | None |  | 0 |  | 0 | Com | Any | Lighting | OutGen | Ltg_Fixture | LED_fixt | LEDFixt-WM-Ext(493w) | OLtg-Com-LED-50000hr |  | 100% LED at 25th percentile Lighting Facts | LED Fixture: Wall-Mounted, Exterior rated, 493 Watts |  |  |  | Available |  | 0 | 0 | [5 empty] | None | 2020-01-01 | 2020-03-18 | [5 empty] | Standard |  | 1 | 1 | 0 | Deemed Ex Ante Team |  |  |  | Updated to indicate claim/filing status
2020 | C-Out-LEDFixt-WM-Ext(493w)-dW86 | Commercial Outdoor General Lighting: Wall-Mounted LED Fixture. Normal Replacement (NR) and New Construction (NC) applications. Savings calculated above a standard practice baseline. | DEER2019 | D20v0 | 2020-11-24 16:30 | All-Oltg-dWatt-MS | NonDEER | Scaled | DeltaWatts | 86 |  | None |  | 0 |  | 0 | Com | Any | Lighting | OutGen | Ltg_Fixture | LED_fixt | LEDFixt-WM-Ext(493w) | OLtg-Com-LED-50000hr |  | 100% LED at 25th percentile Lighting Facts | LED Fixture: Wall-Mounted, Exterior rated, 493 Watts |  |  |  | Available |  | 0 | 0 | DEER2019 Proposed Update |  |  |  |  | None | 2019-01-01 | 2019-12-31 | [5 empty] | Standard |  | 1 | 1 | 0 | Deemed Ex Ante Team |  |  |  | Updated to indicate claim/filing status
2020 | C-Out-LEDFixt-WM-Ext(493w)-dW86 | Commercial Outdoor General Lighting: Wall-Mounted LED Fixture. Normal Replacement (NR) and New Construction (NC) applications. Savings calculated above a standard practice baseline. | DEER2018 | Disposition | 2020-11-24 16:30 | Com-Oltg-Dimmed35-dWatt | NonDEER | Scaled | DeltaWatts | 86 |  | None |  | 0 |  | 0 | Com | Any | Lighting | OutGen | Ltg_Fixture | LED_fixt | LEDFixt-WM-Ext(493w) | OLtg-Com-LED-50000hr |  | 100% LED at 25th percentile Lighting Facts | LED Fixture: Wall-Mounted, Exterior rated, 493 Watts |  |  |  | Available |  | 0 | 0 | DEER2020 Update: 2018OutdoorLightingPhase1DispositionUpdate |  |  |  |  | None | 2018-01-01 | 2019-12-31 | [5 empty] | Standard | Workpaper measure expires 2018-12-31 (extended through 2019-12-31), replace with DEER measures that adopt workpaper baselines and HOU values | 1 | 1 | 0 | Deemed Ex Ante Team |  | Workpaper measure expires 2018-12-31 (extended through 2019-12-31), replace with DEER measures that adopt workpaper baselines and HOU values |  | Updated to indicate claim/filing status
2020 | C-Out-LEDFixt-WM-Ext(58w)-dW21 | Commercial Outdoor General Lighting: Wall-Mounted LED Fixture. Normal Replacement (NR) and New Construction (NC) applications. Savings calculated above a standard practice baseline. | DEER2019 | D20v0 | 2020-11-24 16:30 | All-Oltg-dWatt-MS | NonDEER | Scaled | DeltaWatts | 21.1 |  | None |  | 0 |  | 0 | Com | Any | Lighting | OutGen | Ltg_Fixture | LED_fixt | LEDFixt-WM-Ext(58w) | OLtg-Com-LED-50000hr |  | 100% LED at 25th percentile Lighting Facts | LED Fixture: Wall-Mounted, Exterior rated, 58 Watts |  |  |  | Available |  | 0 | 0 | DEER2019 Proposed Update |  |  |  |  | None | 2019-01-01 | 2019-12-31 | [5 empty] | Standard |  | 1 | 1 | 0 | Deemed Ex Ante Team |  |  |  | Updated to indicate claim/filing status
2020 | C-Out-LEDFixt-WM-Ext(58w)-dW21 | Commercial Outdoor General Lighting: Wall-Mounted LED Fixture. Normal Replacement (NR) and New Construction (NC) applications. Savings calculated above a standard practice baseline. | DEER2018 | Disposition | 2020-11-24 16:30 | Com-Oltg-Dimmed35-dWatt | NonDEER | Scaled | DeltaWatts | 21.14 |  | None |  | 0 |  | 0 | Com | Any | Lighting | OutGen | Ltg_Fixture | LED_fixt | LEDFixt-WM-Ext(58w) | OLtg-Com-LED-50000hr |  | 100% LED at 25th percentile Lighting Facts | LED Fixture: Wall-Mounted, Exterior rated, 58 Watts |  |  |  | Available |  | 0 | 0 | DEER2020 Update: 2018OutdoorLightingPhase1DispositionUpdate |  |  |  |  | None | 2018-01-01 | 2019-12-31 | [5 empty] | Standard | Workpaper measure expires 2018-12-31 (extended through 2019-12-31), replace with DEER measures that adopt workpaper baselines and HOU values | 1 | 1 | 0 | Deemed Ex Ante Team |  | Workpaper measure expires 2018-12-31 (extended through 2019-12-31), replace with DEER measures that adopt workpaper baselines and HOU values |  | Updated to indicate claim/filing status
2020 | C-Out-LEDFixt-WM-Ext(58w)-dW21 | Commercial Outdoor General Lighting: Wall-Mounted LED Fixture. Normal Replacement (NR) and New Construction (NC) applications. Savings calculated above a standard practice baseline. | DEER2020 | D20v1 | 2020-11-24 16:30 | All-Oltg-dWatt-MS | NonDEER | Scaled | DeltaWatts | 21.1 |  | None |  | 0 |  | 0 | Com | Any | Lighting | OutGen | Ltg_Fixture | LED_fixt | LEDFixt-WM-Ext(58w) | OLtg-Com-LED-50000hr |  | 100% LED at 25th percentile Lighting Facts | LED Fixture: Wall-Mounted, Exterior rated, 58 Watts |  |  |  | Available |  | 0 | 0 | [5 empty] | None | 2020-01-01 | 2020-03-18 | [5 empty] | Standard |  | 1 | 1 | 0 | Deemed Ex Ante Team |  |  |  | Updated to indicate claim/filing status
2020 | C-Out-LEDFixt-WM-Ext(78w)-dW19 | Commercial Outdoor General Lighting: Wall-Mounted LED Fixture. Normal Replacement (NR) and New Construction (NC) applications. Savings calculated above a standard practice baseline. | DEER2019 | D20v0 | 2020-11-24 16:30 | All-Oltg-dWatt-MS | NonDEER | Scaled | DeltaWatts | 19 |  | None |  | 0 |  | 0 | Com | Any | Lighting | OutGen | Ltg_Fixture | LED_fixt | LEDFixt-WM-Ext(78w) | OLtg-Com-LED-50000hr |  | 100% LED at 25th percentile Lighting Facts | LED Fixture: Wall-Mounted, Exterior rated, 78 Watts |  |  |  | Available |  | 0 | 0 | DEER2019 Proposed Update |  |  |  |  | None | 2019-01-01 | 2019-12-31 | [5 empty] | Standard |  | 1 | 1 | 0 | Deemed Ex Ante Team |  |  |  | Updated to indicate claim/filing status
2020 | C-Out-LEDFixt-WM-Ext(78w)-dW19 | Commercial Outdoor General Lighting: Wall-Mounted LED Fixture. Normal Replacement (NR) and New Construction (NC) applications. Savings calculated above a standard practice baseline. | DEER2020 | D20v1 | 2020-11-24 16:30 | All-Oltg-dWatt-MS | NonDEER | Scaled | DeltaWatts | 19 |  | None |  | 0 |  | 0 | Com | Any | Lighting | OutGen | Ltg_Fixture | LED_fixt | LEDFixt-WM-Ext(78w) | OLtg-Com-LED-50000hr |  | 100% LED at 25th percentile Lighting Facts | LED Fixture: Wall-Mounted, Exterior rated, 78 Watts |  |  |  | Available |  | 0 | 0 | [5 empty] | None | 2020-01-01 | 2020-03-18 | [5 empty] | Standard |  | 1 | 1 | 0 | Deemed Ex Ante Team |  |  |  | Updated to indicate claim/filing status
2020 | C-Out-LEDFixt-WM-Ext(78w)-dW19 | Commercial Outdoor General Lighting: Wall-Mounted LED Fixture. Normal Replacement (NR) and New Construction (NC) applications. Savings calculated above a standard practice baseline. | DEER2018 | Disposition | 2020-11-24 16:30 | Com-Oltg-Dimmed35-dWatt | NonDEER | Scaled | DeltaWatts | 19.05 |  | None |  | 0 |  | 0 | Com | Any | Lighting | OutGen | Ltg_Fixture | LED_fixt | LEDFixt-WM-Ext(78w) | OLtg-Com-LED-50000hr |  | 100% LED at 25th percentile Lighting Facts | LED Fixture: Wall-Mounted, Exterior rated, 78 Watts |  |  |  | Available |  | 0 | 0 | DEER2020 Update: 2018OutdoorLightingPhase1DispositionUpdate |  |  |  |  | None | 2018-01-01 | 2019-12-31 | [5 empty] | Standard | Workpaper measure expires 2018-12-31 (extended through 2019-12-31), replace with DEER measures that adopt workpaper baselines and HOU values | 1 | 1 | 0 | Deemed Ex Ante Team |  | Workpaper measure expires 2018-12-31 (extended through 2019-12-31), replace with DEER measures that adopt workpaper baselines and HOU values |  | Updated to indicate claim/filing status
2020 | C-Out-LEDFixt-WM-Ext(97w)-dW20 | Commercial Outdoor General Lighting: Wall-Mounted LED Fixture. Normal Replacement (NR) and New Construction (NC) applications. Savings calculated above a standard practice baseline. | DEER2020 | D20v1 | 2020-11-24 16:30 | All-Oltg-dWatt-MS | NonDEER | Scaled | DeltaWatts | 19.7 |  | None |  | 0 |  | 0 | Com | Any | Lighting | OutGen | Ltg_Fixture | LED_fixt | LEDFixt-WM-Ext(97w) | OLtg-Com-LED-50000hr |  | 100% LED at 25th percentile Lighting Facts | LED Fixture: Wall-Mounted, Exterior rated, 97 Watts |  |  |  | Available |  | 0 | 0 | [5 empty] | None | 2020-01-01 | 2020-03-18 | [5 empty] | Standard |  | 1 | 1 | 0 | Deemed Ex Ante Team |  |  |  | Updated to indicate claim/filing status
2020 | C-Out-LEDFixt-WM-Ext(97w)-dW20 | Commercial Outdoor General Lighting: Wall-Mounted LED Fixture. Normal Replacement (NR) and New Construction (NC) applications. Savings calculated above a standard practice baseline. | DEER2019 | D20v0 | 2020-11-24 16:30 | All-Oltg-dWatt-MS | NonDEER | Scaled | DeltaWatts | 19.7 |  | None |  | 0 |  | 0 | Com | Any | Lighting | OutGen | Ltg_Fixture | LED_fixt | LEDFixt-WM-Ext(97w) | OLtg-Com-LED-50000hr |  | 100% LED at 25th percentile Lighting Facts | LED Fixture: Wall-Mounted, Exterior rated, 97 Watts |  |  |  | Available |  | 0 | 0 | DEER2019 Proposed Update |  |  |  |  | None | 2019-01-01 | 2019-12-31 | [5 empty] | Standard |  | 1 | 1 | 0 | Deemed Ex Ante Team |  |  |  | Updated to indicate claim/filing status
2020 | C-Out-LEDFixt-WM-Ext(97w)-dW20 | Commercial Outdoor General Lighting: Wall-Mounted LED Fixture. Normal Replacement (NR) and New Construction (NC) applications. Savings calculated above a standard practice baseline. | DEER2018 | Disposition | 2020-11-24 16:30 | Com-Oltg-Dimmed35-dWatt | NonDEER | Scaled | DeltaWatts | 19.69 |  | None |  | 0 |  | 0 | Com | Any | Lighting | OutGen | Ltg_Fixture | LED_fixt | LEDFixt-WM-Ext(97w) | OLtg-Com-LED-50000hr |  | 100% LED at 25th percentile Lighting Facts | LED Fixture: Wall-Mounted, Exterior rated, 97 Watts |  |  |  | Available |  | 0 | 0 | DEER2020 Update: 2018OutdoorLightingPhase1DispositionUpdate |  |  |  |  | None | 2018-01-01 | 2019-12-31 | [5 empty] | Standard | Workpaper measure expires 2018-12-31 (extended through 2019-12-31), replace with DEER measures that adopt workpaper baselines and HOU values | 1 | 1 | 0 | Deemed Ex Ante Team |  | Workpaper measure expires 2018-12-31 (extended through 2019-12-31), replace with DEER measures that adopt workpaper baselines and HOU values |  | Updated to indicate claim/filing status
2020 | C-Out-RdAr-LEDFixt-PM-Ext(107w)-dW29 | Commercial Outdoor Road & Area Lighting: LED Fixture. Normal Replacement (NR) and New Construction (NC) applications. Savings calculated above a standard practice baseline. | DEER1314 | Disposition | 2020-11-24 16:30 | Com-Oltg-dWatt-fxt | NonDEER | Scaled | DeltaWatts | 29.34 |  | None |  | 0 |  | 0 | Com | Any | Lighting | OutGen | Ltg_Fixture | LED_fixt | RdAr-LEDFixt-PM-Ext(107w) | OLtg-Com-LED-50000hr |  | 100% LED at 25th percentile Lighting Facts | LED Fixture: Pole-Mounted, Exterior rated, 107 Watts |  |  |  | Available |  | 0 | 0 | DEER2020 Update: 2018OutdoorLightingPhase1DispositionUpdate |  |  |  |  | None | 2018-01-01 | 2019-12-31 | [5 empty] | Standard | Workpaper measure expires 2018-12-31 (extended through 2019-12-31), replace with DEER measures that adopt workpaper baselines and HOU values | 1 | 1 | 0 | Deemed Ex Ante Team |  | Workpaper measure expires 2018-12-31 (extended through 2019-12-31), replace with DEER measures that adopt workpaper baselines and HOU values |  | Updated to indicate claim/filing status
2020 | C-Out-RdAr-LEDFixt-PM-Ext(107w)-dW29 | Commercial Outdoor Road & Area Lighting: LED Fixture. Normal Replacement (NR) and New Construction (NC) applications. Savings calculated above a standard practice baseline. | DEER2020 | D20v1 | 2020-11-24 16:30 | All-Oltg-dWatt | NonDEER | Scaled | DeltaWatts | 29.3 |  | None |  | 0 |  | 0 | Com | Any | Lighting | OutGen | Ltg_Fixture | LED_fixt | RdAr-LEDFixt-PM-Ext(107w) | OLtg-Com-LED-50000hr |  | 100% LED at 25th percentile Lighting Facts | LED Fixture: Pole-Mounted, Exterior rated, 107 Watts |  |  |  | Available |  | 0 | 0 | [5 empty] | None | 2020-01-01 | 2020-03-18 | [5 empty] | Standard | Workpaper required to support use of HOU without motions sensors. | 1 | 1 | 0 | Deemed Ex Ante Team |  | Workpaper required to support use of HOU without motions sensors. |  | Updated to indicate claim/filing status
2020 | C-Out-RdAr-LEDFixt-PM-Ext(107w)-dW29 | Commercial Outdoor Road & Area Lighting: LED Fixture. Normal Replacement (NR) and New Construction (NC) applications. Savings calculated above a standard practice baseline. | DEER2019 | D20v0 | 2020-11-24 16:30 | All-Oltg-dWatt | NonDEER | Scaled | DeltaWatts | 29.3 |  | None |  | 0 |  | 0 | Com | Any | Lighting | OutGen | Ltg_Fixture | LED_fixt | RdAr-LEDFixt-PM-Ext(107w) | OLtg-Com-LED-50000hr |  | 100% LED at 25th percentile Lighting Facts | LED Fixture: Pole-Mounted, Exterior rated, 107 Watts |  |  |  | Available |  | 0 | 0 | DEER2019 Proposed Update |  |  |  |  | None | 2019-01-01 | 2019-12-31 | [5 empty] | Standard | Measure expires 12/31/2019, replaced with DEER2020 measures with revised peak demand period definition. | 1 | 1 | 0 | Deemed Ex Ante Team |  | Measure expires 12/31/2019, replaced with DEER2020 measures with revised peak demand period definition. |  | Updated to indicate claim/filing status
2020 | C-Out-RdAr-LEDFixt-PM-Ext(107w)-dW29-MS | Commercial Outdoor Road & Area Lighting: LED Fixture. Normal Replacement (NR) and New Construction (NC) applications. Savings calculated above a standard practice baseline. | DEER2019 | D20v0 | 2020-11-24 16:30 | All-Oltg-dWatt-MS | NonDEER | Scaled | DeltaWatts | 29.3 |  | None |  | 0 |  | 0 | Com | Any | Lighting | OutGen | Ltg_Fixture | LED_fixt | RdAr-LEDFixt-PM-Ext(107w) | OLtg-Com-LED-50000hr |  | 100% LED at 25th percentile Lighting Facts | LED Fixture: Pole-Mounted, Exterior rated, 107 Watts with motion sensing required by Title 24 |  |  |  | Available |  | 0 | 0 | DEER2019 Proposed Update |  |  |  |  | None | 2019-01-01 | 2019-12-31 | [5 empty] | Standard |  | 1 | 1 | 0 | Deemed Ex Ante Team |  |  |  | Updated to indicate claim/filing status
2020 | C-Out-RdAr-LEDFixt-PM-Ext(107w)-dW29-MS | Commercial Outdoor Road & Area Lighting: LED Fixture. Normal Replacement (NR) and New Construction (NC) applications. Savings calculated above a standard practice baseline. | DEER2020 | D20v1 | 2020-11-24 16:30 | All-Oltg-dWatt-MS | NonDEER | Scaled | DeltaWatts | 29.3 |  | None |  | 0 |  | 0 | Com | Any | Lighting | OutGen | Ltg_Fixture | LED_fixt | RdAr-LEDFixt-PM-Ext(107w) | OLtg-Com-LED-50000hr |  | 100% LED at 25th percentile Lighting Facts | LED Fixture: Pole-Mounted, Exterior rated, 107 Watts with motion sensing required by Title 24 |  |  |  | Available |  | 0 | 0 | [5 empty] | None | 2020-01-01 | 2020-03-18 | [5 empty] | Standard |  | 1 | 1 | 0 | Deemed Ex Ante Team |  |  |  | Updated to indicate claim/filing status
2020 | C-Out-RdAr-LEDFixt-PM-Ext(146w)-dW29 | Commercial Outdoor Road & Area Lighting: LED Fixture. Normal Replacement (NR) and New Construction (NC) applications. Savings calculated above a standard practice baseline. | DEER2019 | D20v0 | 2020-11-24 16:30 | All-Oltg-dWatt | NonDEER | Scaled | DeltaWatts | 28.7 |  | None |  | 0 |  | 0 | Com | Any | Lighting | OutGen | Ltg_Fixture | LED_fixt | RdAr-LEDFixt-PM-Ext(146w) | OLtg-Com-LED-50000hr |  | 100% LED at 25th percentile Lighting Facts | LED Fixture: Pole-Mounted, Exterior rated, 146 Watts |  |  |  | Available |  | 0 | 0 | DEER2019 Proposed Update |  |  |  |  | None | 2019-01-01 | 2019-12-31 | [5 empty] | Standard | Measure expires 12/31/2019, replaced with DEER2020 measures with revised peak demand period definition. Workpaper required to support use of HOU without motions sensors. | 1 | 1 | 0 | Deemed Ex Ante Team |  | Measure expires 12/31/2019, replaced with DEER2020 measures with revised peak demand period definition. Workpaper required to support use of HOU without motions sensors. |  | Updated to indicate claim/filing status
2020 | C-Out-RdAr-LEDFixt-PM-Ext(146w)-dW29 | Commercial Outdoor Road & Area Lighting: LED Fixture. Normal Replacement (NR) and New Construction (NC) applications. Savings calculated above a standard practice baseline. | DEER2020 | D20v1 | 2020-11-24 16:30 | All-Oltg-dWatt | NonDEER | Scaled | DeltaWatts | 28.7 |  | None |  | 0 |  | 0 | Com | Any | Lighting | OutGen | Ltg_Fixture | LED_fixt | RdAr-LEDFixt-PM-Ext(146w) | OLtg-Com-LED-50000hr |  | 100% LED at 25th percentile Lighting Facts | LED Fixture: Pole-Mounted, Exterior rated, 146 Watts |  |  |  | Available |  | 0 | 0 | [5 empty] | None | 2020-01-01 | 2020-03-18 | [5 empty] | Standard | Workpaper required to support use of HOU without motions sensors. | 1 | 1 | 0 | Deemed Ex Ante Team |  | Workpaper required to support use of HOU without motions sensors. |  | Updated to indicate claim/filing status
2020 | C-Out-RdAr-LEDFixt-PM-Ext(146w)-dW29 | Commercial Outdoor Road & Area Lighting: LED Fixture. Normal Replacement (NR) and New Construction (NC) applications. Savings calculated above a standard practice baseline. | DEER1314 | Disposition | 2020-11-24 16:30 | Com-Oltg-dWatt-fxt | NonDEER | Scaled | DeltaWatts | 28.7 |  | None |  | 0 |  | 0 | Com | Any | Lighting | OutGen | Ltg_Fixture | LED_fixt | RdAr-LEDFixt-PM-Ext(146w) | OLtg-Com-LED-50000hr |  | 100% LED at 25th percentile Lighting Facts | LED Fixture: Pole-Mounted, Exterior rated, 146 Watts |  |  |  | Available |  | 0 | 0 | DEER2020 Update: 2018OutdoorLightingPhase1DispositionUpdate |  |  |  |  | None | 2018-01-01 | 2019-12-31 | [5 empty] | Standard | Workpaper measure expires 2018-12-31 (extended through 2019-12-31), replace with DEER measures that adopt workpaper baselines and HOU values | 1 | 1 | 0 | Deemed Ex Ante Team |  | Workpaper measure expires 2018-12-31 (extended through 2019-12-31), replace with DEER measures that adopt workpaper baselines and HOU values |  | Updated to indicate claim/filing status
2020 | C-Out-RdAr-LEDFixt-PM-Ext(146w)-dW29-MS | Commercial Outdoor Road & Area Lighting: LED Fixture. Normal Replacement (NR) and New Construction (NC) applications. Savings calculated above a standard practice baseline. | DEER2019 | D20v0 | 2020-11-24 16:30 | All-Oltg-dWatt-MS | NonDEER | Scaled | DeltaWatts | 28.7 |  | None |  | 0 |  | 0 | Com | Any | Lighting | OutGen | Ltg_Fixture | LED_fixt | RdAr-LEDFixt-PM-Ext(146w) | OLtg-Com-LED-50000hr |  | 100% LED at 25th percentile Lighting Facts | LED Fixture: Pole-Mounted, Exterior rated, 146 Watts with motion sensing required by Title 24 |  |  |  | Available |  | 0 | 0 | DEER2019 Proposed Update |  |  |  |  | None | 2019-01-01 | 2019-12-31 | [5 empty] | Standard |  | 1 | 1 | 0 | Deemed Ex Ante Team |  |  |  | Updated to indicate claim/filing status
2020 | C-Out-RdAr-LEDFixt-PM-Ext(146w)-dW29-MS | Commercial Outdoor Road & Area Lighting: LED Fixture. Normal Replacement (NR) and New Construction (NC) applications. Savings calculated above a standard practice baseline. | DEER2020 | D20v1 | 2020-11-24 16:30 | All-Oltg-dWatt-MS | NonDEER | Scaled | DeltaWatts | 28.7 |  | None |  | 0 |  | 0 | Com | Any | Lighting | OutGen | Ltg_Fixture | LED_fixt | RdAr-LEDFixt-PM-Ext(146w) | OLtg-Com-LED-50000hr |  | 100% LED at 25th percentile Lighting Facts | LED Fixture: Pole-Mounted, Exterior rated, 146 Watts with motion sensing required by Title 24 |  |  |  | Available |  | 0 | 0 | [5 empty] | None | 2020-01-01 | 2020-03-18 | [5 empty] | Standard |  | 1 | 1 | 0 | Deemed Ex Ante Team |  |  |  | Updated to indicate claim/filing status
2020 | C-Out-RdAr-LEDFixt-PM-Ext-1(68w)-dW22 | Commercial Outdoor Road & Area Lighting: LED Fixture. Normal Replacement (NR) and New Construction (NC) applications. Savings calculated above a standard practice baseline. | DEER2020 | D20v1 | 2020-11-24 16:30 | All-Oltg-dWatt | NonDEER | Scaled | DeltaWatts | 21.7 |  | None |  | 0 |  | 0 | Com | Any | Lighting | OutGen | Ltg_Fixture | LED_fixt | RdAr-LEDFixt-PM-Ext-1(68w) | OLtg-Com-LED-50000hr |  | 100% LED at 25th percentile Lighting Facts | LED Fixture: Pole-Mounted, Exterior rated, 68 Watts |  |  |  | Available |  | 0 | 0 | [5 empty] | None | 2020-01-01 | 2020-03-18 | [5 empty] | Standard | Workpaper required to support use of HOU without motions sensors. | 1 | 1 | 0 | Deemed Ex Ante Team |  | Workpaper required to support use of HOU without motions sensors. |  | Updated to indicate claim/filing status
2020 | C-Out-RdAr-LEDFixt-PM-Ext-1(68w)-dW22 | Commercial Outdoor Road & Area Lighting: LED Fixture. Normal Replacement (NR) and New Construction (NC) applications. Savings calculated above a standard practice baseline. | DEER2019 | D20v0 | 2020-11-24 16:30 | All-Oltg-dWatt | NonDEER | Scaled | DeltaWatts | 21.7 |  | None |  | 0 |  | 0 | Com | Any | Lighting | OutGen | Ltg_Fixture | LED_fixt | RdAr-LEDFixt-PM-Ext-1(68w) | OLtg-Com-LED-50000hr |  | 100% LED at 25th percentile Lighting Facts | LED Fixture: Pole-Mounted, Exterior rated, 68 Watts |  |  |  | Available |  | 0 | 0 | DEER2019 Proposed Update |  |  |  |  | None | 2019-01-01 | 2019-12-31 | [5 empty] | Standard | Measure expires 12/31/2019, replaced with DEER2020 measures with revised peak demand period definition. Workpaper required to support use of HOU without motions sensors. | 1 | 1 | 0 | Deemed Ex Ante Team |  | Measure expires 12/31/2019, replaced with DEER2020 measures with revised peak demand period definition. Workpaper required to support use of HOU without motions sensors. |  | Updated to indicate claim/filing status
2020 | C-Out-RdAr-LEDFixt-PM-Ext-1(68w)-dW22 | Commercial Outdoor Road & Area Lighting: LED Fixture. Normal Replacement (NR) and New Construction (NC) applications. Savings calculated above a standard practice baseline. | DEER1314 | Disposition | 2020-11-24 16:30 | Com-Oltg-dWatt-fxt | NonDEER | Scaled | DeltaWatts | 21.74 |  | None |  | 0 |  | 0 | Com | Any | Lighting | OutGen | Ltg_Fixture | LED_fixt | RdAr-LEDFixt-PM-Ext-1(68w) | OLtg-Com-LED-50000hr |  | 100% LED at 25th percentile Lighting Facts | LED Fixture: Pole-Mounted, Exterior rated, 68 Watts |  |  |  | Available |  | 0 | 0 | DEER2020 Update: 2018OutdoorLightingPhase1DispositionUpdate |  |  |  |  | None | 2018-01-01 | 2019-12-31 | [5 empty] | Standard | Workpaper measure expires 2018-12-31 (extended through 2019-12-31), replace with DEER measures that adopt workpaper baselines and HOU values | 1 | 1 | 0 | Deemed Ex Ante Team |  | Workpaper measure expires 2018-12-31 (extended through 2019-12-31), replace with DEER measures that adopt workpaper baselines and HOU values |  | Updated to indicate claim/filing status
2020 | C-Out-RdAr-LEDFixt-PM-Ext-1(68w)-dW22-MS | Commercial Outdoor Road & Area Lighting: LED Fixture. Normal Replacement (NR) and New Construction (NC) applications. Savings calculated above a standard practice baseline. | DEER2020 | D20v1 | 2020-11-24 16:30 | All-Oltg-dWatt-MS | NonDEER | Scaled | DeltaWatts | 21.7 |  | None |  | 0 |  | 0 | Com | Any | Lighting | OutGen | Ltg_Fixture | LED_fixt | RdAr-LEDFixt-PM-Ext-1(68w) | OLtg-Com-LED-50000hr |  | 100% LED at 25th percentile Lighting Facts | LED Fixture: Pole-Mounted, Exterior rated, 68 Watts with motion sensing required by Title 24 |  |  |  | Available |  | 0 | 0 | [5 empty] | None | 2020-01-01 | 2020-03-18 | [5 empty] | Standard |  | 1 | 1 | 0 | Deemed Ex Ante Team |  |  |  | Updated to indicate claim/filing status
2020 | C-Out-RdAr-LEDFixt-PM-Ext-1(90w)-dW27 | Commercial Outdoor Road & Area Lighting: LED Fixture. Normal Replacement (NR) and New Construction (NC) applications. Savings calculated above a standard practice baseline. | DEER2019 | D20v0 | 2020-11-24 16:30 | All-Oltg-dWatt | NonDEER | Scaled | DeltaWatts | 27 |  | None |  | 0 |  | 0 | Com | Any | Lighting | OutGen | Ltg_Fixture | LED_fixt | RdAr-LEDFixt-PM-Ext-1(90w) | OLtg-Com-LED-50000hr |  | 100% LED at 25th percentile Lighting Facts | LED Fixture: Pole-Mounted, Exterior rated, 90 Watts |  |  |  | Available |  | 0 | 0 | DEER2019 Proposed Update |  |  |  |  | None | 2019-01-01 | 2019-12-31 | [5 empty] | Standard | Measure expires 12/31/2019, replaced with DEER2020 measures with revised peak demand period definition. Workpaper required to support use of HOU without motions sensors. | 1 | 1 | 0 | Deemed Ex Ante Team |  | Measure expires 12/31/2019, replaced with DEER2020 measures with revised peak demand period definition. Workpaper required to support use of HOU without motions sensors. |  | Updated to indicate claim/filing status
2020 | C-Out-RdAr-LEDFixt-PM-Ext-1(90w)-dW27 | Commercial Outdoor Road & Area Lighting: LED Fixture. Normal Replacement (NR) and New Construction (NC) applications. Savings calculated above a standard practice baseline. | DEER1314 | Disposition | 2020-11-24 16:30 | Com-Oltg-dWatt-fxt | NonDEER | Scaled | DeltaWatts | 26.99 |  | None |  | 0 |  | 0 | Com | Any | Lighting | OutGen | Ltg_Fixture | LED_fixt | RdAr-LEDFixt-PM-Ext-1(90w) | OLtg-Com-LED-50000hr |  | 100% LED at 25th percentile Lighting Facts | LED Fixture: Pole-Mounted, Exterior rated, 90 Watts |  |  |  | Available |  | 0 | 0 | DEER2020 Update: 2018OutdoorLightingPhase1DispositionUpdate |  |  |  |  | None | 2018-01-01 | 2019-12-31 | [5 empty] | Standard | Workpaper measure expires 2018-12-31 (extended through 2019-12-31), replace with DEER measures that adopt workpaper baselines and HOU values | 1 | 1 | 0 | Deemed Ex Ante Team |  | Workpaper measure expires 2018-12-31 (extended through 2019-12-31), replace with DEER measures that adopt workpaper baselines and HOU values |  | Updated to indicate claim/filing status
2020 | C-Out-RdAr-LEDFixt-PM-Ext-1(90w)-dW27 | Commercial Outdoor Road & Area Lighting: LED Fixture. Normal Replacement (NR) and New Construction (NC) applications. Savings calculated above a standard practice baseline. | DEER2020 | D20v1 | 2020-11-24 16:30 | All-Oltg-dWatt | NonDEER | Scaled | DeltaWatts | 27 |  | None |  | 0 |  | 0 | Com | Any | Lighting | OutGen | Ltg_Fixture | LED_fixt | RdAr-LEDFixt-PM-Ext-1(90w) | OLtg-Com-LED-50000hr |  | 100% LED at 25th percentile Lighting Facts | LED Fixture: Pole-Mounted, Exterior rated, 90 Watts |  |  |  | Available |  | 0 | 0 | [5 empty] | None | 2020-01-01 | 2020-03-18 | [5 empty] | Standard | Workpaper required to support use of HOU without motions sensors. | 1 | 1 | 0 | Deemed Ex Ante Team |  | Workpaper required to support use of HOU without motions sensors. |  | Updated to indicate claim/filing status
2020 | C-Out-RdAr-LEDFixt-PM-Ext-1(90w)-dW27-MS | Commercial Outdoor Road & Area Lighting: LED Fixture. Normal Replacement (NR) and New Construction (NC) applications. Savings calculated above a standard practice baseline. | DEER2020 | D20v1 | 2020-11-24 16:30 | All-Oltg-dWatt-MS | NonDEER | Scaled | DeltaWatts | 27 |  | None |  | 0 |  | 0 | Com | Any | Lighting | OutGen | Ltg_Fixture | LED_fixt | RdAr-LEDFixt-PM-Ext-1(90w) | OLtg-Com-LED-50000hr |  | 100% LED at 25th percentile Lighting Facts | LED Fixture: Pole-Mounted, Exterior rated, 90 Watts with motion sensing required by Title 24 |  |  |  | Available |  | 0 | 0 | [5 empty] | None | 2020-01-01 | 2020-03-18 | [5 empty] | Standard |  | 1 | 1 | 0 | Deemed Ex Ante Team |  |  |  | Updated to indicate claim/filing status
2020 | C-Out-RdAr-LEDFixt-PM-Ext-1(90w)-dW27-MS | Commercial Outdoor Road & Area Lighting: LED Fixture. Normal Replacement (NR) and New Construction (NC) applications. Savings calculated above a standard practice baseline. | DEER2019 | D20v0 | 2020-11-24 16:30 | All-Oltg-dWatt-MS | NonDEER | Scaled | DeltaWatts | 27 |  | None |  | 0 |  | 0 | Com | Any | Lighting | OutGen | Ltg_Fixture | LED_fixt | RdAr-LEDFixt-PM-Ext-1(90w) | OLtg-Com-LED-50000hr |  | 100% LED at 25th percentile Lighting Facts | LED Fixture: Pole-Mounted, Exterior rated, 90 Watts with motion sensing required by Title 24 |  |  |  | Available |  | 0 | 0 | DEER2019 Proposed Update |  |  |  |  | None | 2019-01-01 | 2019-12-31 | [5 empty] | Standard |  | 1 | 1 | 0 | Deemed Ex Ante Team |  |  |  | Updated to indicate claim/filing status
2020 | C-Out-RdAr-LEDFixt-PM-Ext(235w)-dW43 | Commercial Outdoor Road & Area Lighting: LED Fixture. Normal Replacement (NR) and New Construction (NC) applications. Savings calculated above a standard practice baseline. | DEER2020 | D20v1 | 2020-11-24 16:30 | All-Oltg-dWatt | NonDEER | Scaled | DeltaWatts | 43.3 |  | None |  | 0 |  | 0 | Com | Any | Lighting | OutGen | Ltg_Fixture | LED_fixt | RdAr-LEDFixt-PM-Ext(235w) | OLtg-Com-LED-50000hr |  | 100% LED at 25th percentile Lighting Facts | LED Fixture: Pole-Mounted, Exterior rated, 235 Watts |  |  |  | Available |  | 0 | 0 | [5 empty] | None | 2020-01-01 | 2020-03-18 | [5 empty] | Standard | Workpaper required to support use of HOU without motions sensors. | 1 | 1 | 0 | Deemed Ex Ante Team |  | Workpaper required to support use of HOU without motions sensors. |  | Updated to indicate claim/filing status
2020 | C-Out-RdAr-LEDFixt-PM-Ext(235w)-dW43 | Commercial Outdoor Road & Area Lighting: LED Fixture. Normal Replacement (NR) and New Construction (NC) applications. Savings calculated above a standard practice baseline. | DEER1314 | Disposition | 2020-11-24 16:30 | Com-Oltg-dWatt-fxt | NonDEER | Scaled | DeltaWatts | 43.35 |  | None |  | 0 |  | 0 | Com | Any | Lighting | OutGen | Ltg_Fixture | LED_fixt | RdAr-LEDFixt-PM-Ext(235w) | OLtg-Com-LED-50000hr |  | 100% LED at 25th percentile Lighting Facts | LED Fixture: Pole-Mounted, Exterior rated, 235 Watts |  |  |  | Available |  | 0 | 0 | DEER2020 Update: 2018OutdoorLightingPhase1DispositionUpdate |  |  |  |  | None | 2018-01-01 | 2019-12-31 | [5 empty] | Standard | Workpaper measure expires 2018-12-31 (extended through 2019-12-31), replace with DEER measures that adopt workpaper baselines and HOU values | 1 | 1 | 0 | Deemed Ex Ante Team |  | Workpaper measure expires 2018-12-31 (extended through 2019-12-31), replace with DEER measures that adopt workpaper baselines and HOU values |  | Updated to indicate claim/filing status
2020 | C-Out-RdAr-LEDFixt-PM-Ext(235w)-dW43 | Commercial Outdoor Road & Area Lighting: LED Fixture. Normal Replacement (NR) and New Construction (NC) applications. Savings calculated above a standard practice baseline. | DEER2019 | D20v0 | 2020-11-24 16:30 | All-Oltg-dWatt | NonDEER | Scaled | DeltaWatts | 43.3 |  | None |  | 0 |  | 0 | Com | Any | Lighting | OutGen | Ltg_Fixture | LED_fixt | RdAr-LEDFixt-PM-Ext(235w) | OLtg-Com-LED-50000hr |  | 100% LED at 25th percentile Lighting Facts | LED Fixture: Pole-Mounted, Exterior rated, 235 Watts |  |  |  | Available |  | 0 | 0 | DEER2019 Proposed Update |  |  |  |  | None | 2019-01-01 | 2019-12-31 | [5 empty] | Standard | Measure expires 12/31/2019, replaced with DEER2020 measures with revised peak demand period definition. Workpaper required to support use of HOU without motions sensors. | 1 | 1 | 0 | Deemed Ex Ante Team |  | Measure expires 12/31/2019, replaced with DEER2020 measures with revised peak demand period definition. Workpaper required to support use of HOU without motions sensors. |  | Updated to indicate claim/filing status
2020 | C-Out-RdAr-LEDFixt-PM-Ext(235w)-dW43-MS | Commercial Outdoor Road & Area Lighting: LED Fixture. Normal Replacement (NR) and New Construction (NC) applications. Savings calculated above a standard practice baseline. | DEER2020 | D20v1 | 2020-11-24 16:30 | All-Oltg-dWatt-MS | NonDEER | Scaled | DeltaWatts | 43.3 |  | None |  | 0 |  | 0 | Com | Any | Lighting | OutGen | Ltg_Fixture | LED_fixt | RdAr-LEDFixt-PM-Ext(235w) | OLtg-Com-LED-50000hr |  | 100% LED at 25th percentile Lighting Facts | LED Fixture: Pole-Mounted, Exterior rated, 235 Watts with motion sensing required by Title 24 |  |  |  | Available |  | 0 | 0 | [5 empty] | None | 2020-01-01 | 2020-03-18 | [5 empty] | Standard |  | 1 | 1 | 0 | Deemed Ex Ante Team |  |  |  | Updated to indicate claim/filing status
2020 | C-Out-RdAr-LEDFixt-PM-Ext(235w)-dW43-MS | Commercial Outdoor Road & Area Lighting: LED Fixture. Normal Replacement (NR) and New Construction (NC) applications. Savings calculated above a standard practice baseline. | DEER2019 | D20v0 | 2020-11-24 16:30 | All-Oltg-dWatt-MS | NonDEER | Scaled | DeltaWatts | 43.3 |  | None |  | 0 |  | 0 | Com | Any | Lighting | OutGen | Ltg_Fixture | LED_fixt | RdAr-LEDFixt-PM-Ext(235w) | OLtg-Com-LED-50000hr |  | 100% LED at 25th percentile Lighting Facts | LED Fixture: Pole-Mounted, Exterior rated, 235 Watts with motion sensing required by Title 24 |  |  |  | Available |  | 0 | 0 | DEER2019 Proposed Update |  |  |  |  | None | 2019-01-01 | 2019-12-31 | [5 empty] | Standard |  | 1 | 1 | 0 | Deemed Ex Ante Team |  |  |  | Updated to indicate claim/filing status
2020 | C-Out-RdAr-LEDFixt-PM-Ext(29w)-dW14 | Commercial Outdoor Road & Area Lighting: LED Fixture. Normal Replacement (NR) and New Construction (NC) applications. Savings calculated above a standard practice baseline. | DEER1314 | Disposition | 2020-11-24 16:30 | Com-Oltg-dWatt-fxt | NonDEER | Scaled | DeltaWatts | 13.71 |  | None |  | 0 |  | 0 | Com | Any | Lighting | OutGen | Ltg_Fixture | LED_fixt | RdAr-LEDFixt-PM-Ext(29w) | OLtg-Com-LED-50000hr |  | 100% LED at 25th percentile Lighting Facts | LED Fixture: Pole-Mounted, Exterior rated, 29 Watts |  |  |  | Available |  | 0 | 0 | DEER2020 Update: 2018OutdoorLightingPhase1DispositionUpdate |  |  |  |  | None | 2018-01-01 | 2019-12-31 | [5 empty] | Standard | Workpaper measure expires 2018-12-31 (extended through 2019-12-31), replace with DEER measures that adopt workpaper baselines and HOU values | 1 | 1 | 0 | Deemed Ex Ante Team |  | Workpaper measure expires 2018-12-31 (extended through 2019-12-31), replace with DEER measures that adopt workpaper baselines and HOU values |  | Updated to indicate claim/filing status
2020 | C-Out-RdAr-LEDFixt-PM-Ext(29w)-dW14 | Commercial Outdoor Road & Area Lighting: LED Fixture. Normal Replacement (NR) and New Construction (NC) applications. Savings calculated above a standard practice baseline. | DEER2019 | D20v0 | 2020-11-24 16:30 | All-Oltg-dWatt | NonDEER | Scaled | DeltaWatts | 13.7 |  | None |  | 0 |  | 0 | Com | Any | Lighting | OutGen | Ltg_Fixture | LED_fixt | RdAr-LEDFixt-PM-Ext(29w) | OLtg-Com-LED-50000hr |  | 100% LED at 25th percentile Lighting Facts | LED Fixture: Pole-Mounted, Exterior rated, 29 Watts |  |  |  | Available |  | 0 | 0 | DEER2019 Proposed Update |  |  |  |  | None | 2019-01-01 | 2019-12-31 | [5 empty] | Standard | Measure expires 12/31/2019, replaced with DEER2020 measures with revised peak demand period definition. | 1 | 1 | 0 | Deemed Ex Ante Team |  | Measure expires 12/31/2019, replaced with DEER2020 measures with revised peak demand period definition. |  | Updated to indicate claim/filing status
2020 | C-Out-RdAr-LEDFixt-PM-Ext(29w)-dW14 | Commercial Outdoor Road & Area Lighting: LED Fixture. Normal Replacement (NR) and New Construction (NC) applications. Savings calculated above a standard practice baseline. | DEER2020 | D20v1 | 2020-11-24 16:30 | All-Oltg-dWatt | NonDEER | Scaled | DeltaWatts | 13.7 |  | None |  | 0 |  | 0 | Com | Any | Lighting | OutGen | Ltg_Fixture | LED_fixt | RdAr-LEDFixt-PM-Ext(29w) | OLtg-Com-LED-50000hr |  | 100% LED at 25th percentile Lighting Facts | LED Fixture: Pole-Mounted, Exterior rated, 29 Watts |  |  |  | Available |  | 0 | 0 | [5 empty] | None | 2020-01-01 | 2020-03-18 | [5 empty] | Standard |  | 1 | 1 | 0 | Deemed Ex Ante Team |  |  |  | Updated to indicate claim/filing status
2020 | C-Out-RdAr-LEDFixt-PM-Ext(390w)-dW54 | Commercial Outdoor Road & Area Lighting: LED Fixture. Normal Replacement (NR) and New Construction (NC) applications. Savings calculated above a standard practice baseline. | DEER2019 | D20v0 | 2020-11-24 16:30 | All-Oltg-dWatt | NonDEER | Scaled | DeltaWatts | 53.9 |  | None |  | 0 |  | 0 | Com | Any | Lighting | OutGen | Ltg_Fixture | LED_fixt | RdAr-LEDFixt-PM-Ext(390w) | OLtg-Com-LED-50000hr |  | 100% LED at 25th percentile Lighting Facts | LED Fixture: Pole-Mounted, Exterior rated, 390 Watts |  |  |  | Available |  | 0 | 0 | DEER2019 Proposed Update |  |  |  |  | None | 2019-01-01 | 2019-12-31 | [5 empty] | Standard | Measure expires 12/31/2019, replaced with DEER2020 measures with revised peak demand period definition. Workpaper required to support use of HOU without motions sensors. | 1 | 1 | 0 | Deemed Ex Ante Team |  | Measure expires 12/31/2019, replaced with DEER2020 measures with revised peak demand period definition. Workpaper required to support use of HOU without motions sensors. |  | Updated to indicate claim/filing status
2020 | C-Out-RdAr-LEDFixt-PM-Ext(390w)-dW54 | Commercial Outdoor Road & Area Lighting: LED Fixture. Normal Replacement (NR) and New Construction (NC) applications. Savings calculated above a standard practice baseline. | DEER2020 | D20v1 | 2020-11-24 16:30 | All-Oltg-dWatt | NonDEER | Scaled | DeltaWatts | 53.9 |  | None |  | 0 |  | 0 | Com | Any | Lighting | OutGen | Ltg_Fixture | LED_fixt | RdAr-LEDFixt-PM-Ext(390w) | OLtg-Com-LED-50000hr |  | 100% LED at 25th percentile Lighting Facts | LED Fixture: Pole-Mounted, Exterior rated, 390 Watts |  |  |  | Available |  | 0 | 0 | [5 empty] | None | 2020-01-01 | 2020-03-18 | [5 empty] | Standard | Workpaper required to support use of HOU without motions sensors. | 1 | 1 | 0 | Deemed Ex Ante Team |  | Workpaper required to support use of HOU without motions sensors. |  | Updated to indicate claim/filing status
2020 | C-Out-RdAr-LEDFixt-PM-Ext(390w)-dW54 | Commercial Outdoor Road & Area Lighting: LED Fixture. Normal Replacement (NR) and New Construction (NC) applications. Savings calculated above a standard practice baseline. | DEER1314 | Disposition | 2020-11-24 16:30 | Com-Oltg-dWatt-fxt | NonDEER | Scaled | DeltaWatts | 53.94 |  | None |  | 0 |  | 0 | Com | Any | Lighting | OutGen | Ltg_Fixture | LED_fixt | RdAr-LEDFixt-PM-Ext(390w) | OLtg-Com-LED-50000hr |  | 100% LED at 25th percentile Lighting Facts | LED Fixture: Pole-Mounted, Exterior rated, 390 Watts |  |  |  | Available |  | 0 | 0 | DEER2020 Update: 2018OutdoorLightingPhase1DispositionUpdate |  |  |  |  | None | 2018-01-01 | 2019-12-31 | [5 empty] | Standard | Workpaper measure expires 2018-12-31 (extended through 2019-12-31), replace with DEER measures that adopt workpaper baselines and HOU values | 1 | 1 | 0 | Deemed Ex Ante Team |  | Workpaper measure expires 2018-12-31 (extended through 2019-12-31), replace with DEER measures that adopt workpaper baselines and HOU values |  | Updated to indicate claim/filing status
2020 | C-Out-RdAr-LEDFixt-PM-Ext(390w)-dW54-MS | Commercial Outdoor Road & Area Lighting: LED Fixture. Normal Replacement (NR) and New Construction (NC) applications. Savings calculated above a standard practice baseline. | DEER2020 | D20v1 | 2020-11-24 16:30 | All-Oltg-dWatt-MS | NonDEER | Scaled | DeltaWatts | 53.9 |  | None |  | 0 |  | 0 | Com | Any | Lighting | OutGen | Ltg_Fixture | LED_fixt | RdAr-LEDFixt-PM-Ext(390w) | OLtg-Com-LED-50000hr |  | 100% LED at 25th percentile Lighting Facts | LED Fixture: Pole-Mounted, Exterior rated, 390 Watts with motion sensing required by Title 24 |  |  |  | Available |  | 0 | 0 | [5 empty] | None | 2020-01-01 | 2020-03-18 | [5 empty] | Standard |  | 1 | 1 | 0 | Deemed Ex Ante Team |  |  |  | Updated to indicate claim/filing status
2020 | C-Out-RdAr-LEDFixt-PM-Ext(390w)-dW54-MS | Commercial Outdoor Road & Area Lighting: LED Fixture. Normal Replacement (NR) and New Construction (NC) applications. Savings calculated above a standard practice baseline. | DEER2019 | D20v0 | 2020-11-24 16:30 | All-Oltg-dWatt-MS | NonDEER | Scaled | DeltaWatts | 53.9 |  | None |  | 0 |  | 0 | Com | Any | Lighting | OutGen | Ltg_Fixture | LED_fixt | RdAr-LEDFixt-PM-Ext(390w) | OLtg-Com-LED-50000hr |  | 100% LED at 25th percentile Lighting Facts | LED Fixture: Pole-Mounted, Exterior rated, 390 Watts with motion sensing required by Title 24 |  |  |  | Available |  | 0 | 0 | DEER2019 Proposed Update |  |  |  |  | None | 2019-01-01 | 2019-12-31 | [5 empty] | Standard |  | 1 | 1 | 0 | Deemed Ex Ante Team |  |  |  | Updated to indicate claim/filing status
2020 | C-Out-RdAr-LEDFixt-PM-Ext(45w)-dW14 | Commercial Outdoor Road & Area Lighting: LED Fixture. Normal Replacement (NR) and New Construction (NC) applications. Savings calculated above a standard practice baseline. | DEER1314 | Disposition | 2020-11-24 16:30 | Com-Oltg-dWatt-fxt | NonDEER | Scaled | DeltaWatts | 14.4 |  | None |  | 0 |  | 0 | Com | Any | Lighting | OutGen | Ltg_Fixture | LED_fixt | RdAr-LEDFixt-PM-Ext(45w) | OLtg-Com-LED-50000hr |  | 100% LED at 25th percentile Lighting Facts | LED Fixture: Pole-Mounted, Exterior rated, 45 Watts |  |  |  | Available |  | 0 | 0 | DEER2020 Update: 2018OutdoorLightingPhase1DispositionUpdate |  |  |  |  | None | 2018-01-01 | 2019-12-31 | [5 empty] | Standard | Workpaper measure expires 2018-12-31 (extended through 2019-12-31), replace with DEER measures that adopt workpaper baselines and HOU values | 1 | 1 | 0 | Deemed Ex Ante Team |  | Workpaper measure expires 2018-12-31 (extended through 2019-12-31), replace with DEER measures that adopt workpaper baselines and HOU values |  | Updated to indicate claim/filing status
2020 | C-Out-RdAr-LEDFixt-PM-Ext(45w)-dW14 | Commercial Outdoor Road & Area Lighting: LED Fixture. Normal Replacement (NR) and New Construction (NC) applications. Savings calculated above a standard practice baseline. | DEER2020 | D20v1 | 2020-11-24 16:30 | All-Oltg-dWatt | NonDEER | Scaled | DeltaWatts | 14.4 |  | None |  | 0 |  | 0 | Com | Any | Lighting | OutGen | Ltg_Fixture | LED_fixt | RdAr-LEDFixt-PM-Ext(45w) | OLtg-Com-LED-50000hr |  | 100% LED at 25th percentile Lighting Facts | LED Fixture: Pole-Mounted, Exterior rated, 45 Watts |  |  |  | Available |  | 0 | 0 | [5 empty] | None | 2020-01-01 | 2020-03-18 | [5 empty] | Standard | Workpaper required to support use of HOU without motions sensors. | 1 | 1 | 0 | Deemed Ex Ante Team |  | Workpaper required to support use of HOU without motions sensors. |  | Updated to indicate claim/filing status
2020 | C-Out-RdAr-LEDFixt-PM-Ext(45w)-dW14 | Commercial Outdoor Road & Area Lighting: LED Fixture. Normal Replacement (NR) and New Construction (NC) applications. Savings calculated above a standard practice baseline. | DEER2019 | D20v0 | 2020-11-24 16:30 | All-Oltg-dWatt | NonDEER | Scaled | DeltaWatts | 14.4 |  | None |  | 0 |  | 0 | Com | Any | Lighting | OutGen | Ltg_Fixture | LED_fixt | RdAr-LEDFixt-PM-Ext(45w) | OLtg-Com-LED-50000hr |  | 100% LED at 25th percentile Lighting Facts | LED Fixture: Pole-Mounted, Exterior rated, 45 Watts |  |  |  | Available |  | 0 | 0 | DEER2019 Proposed Update |  |  |  |  | None | 2019-01-01 | 2019-12-31 | [5 empty] | Standard | Measure expires 12/31/2019, replaced with DEER2020 measures with revised peak demand period definition. | 1 | 1 | 0 | Deemed Ex Ante Team |  | Measure expires 12/31/2019, replaced with DEER2020 measures with revised peak demand period definition. |  | Updated to indicate claim/filing status
2020 | C-Out-RdAr-LEDFixt-PM-Ext(45w)-dW14-MS | Commercial Outdoor Road & Area Lighting: LED Fixture. Normal Replacement (NR) and New Construction (NC) applications. Savings calculated above a standard practice baseline. | DEER2020 | D20v1 | 2020-11-24 16:30 | All-Oltg-dWatt-MS | NonDEER | Scaled | DeltaWatts | 14.4 |  | None |  | 0 |  | 0 | Com | Any | Lighting | OutGen | Ltg_Fixture | LED_fixt | RdAr-LEDFixt-PM-Ext(45w) | OLtg-Com-LED-50000hr |  | 100% LED at 25th percentile Lighting Facts | LED Fixture: Pole-Mounted, Exterior rated, 45 Watts with motion sensing required by Title 24 |  |  |  | Available |  | 0 | 0 | [5 empty] | None | 2020-01-01 | 2020-03-18 | [5 empty] | Standard |  | 1 | 1 | 0 | Deemed Ex Ante Team |  |  |  | Updated to indicate claim/filing status
2020 | C-Out-RdAr-LEDFixt-PM-Ext(571w)-dW94 | Commercial Outdoor Road & Area Lighting: LED Fixture. Normal Replacement (NR) and New Construction (NC) applications. Savings calculated above a standard practice baseline. | DEER2020 | D20v1 | 2020-11-24 16:30 | All-Oltg-dWatt | NonDEER | Scaled | DeltaWatts | 93.7 |  | None |  | 0 |  | 0 | Com | Any | Lighting | OutGen | Ltg_Fixture | LED_fixt | RdAr-LEDFixt-PM-Ext(571w) | OLtg-Com-LED-50000hr |  | 100% LED at 25th percentile Lighting Facts | LED Fixture: Pole-Mounted, Exterior rated, 571 Watts |  |  |  | Available |  | 0 | 0 | [5 empty] | None | 2020-01-01 | 2020-03-18 | [5 empty] | Standard | Workpaper required to support use of HOU without motions sensors. | 1 | 1 | 0 | Deemed Ex Ante Team |  | Workpaper required to support use of HOU without motions sensors. |  | Updated to indicate claim/filing status
2020 | C-Out-RdAr-LEDFixt-PM-Ext(571w)-dW94 | Commercial Outdoor Road & Area Lighting: LED Fixture. Normal Replacement (NR) and New Construction (NC) applications. Savings calculated above a standard practice baseline. | DEER1314 | Disposition | 2020-11-24 16:30 | Com-Oltg-dWatt-fxt | NonDEER | Scaled | DeltaWatts | 93.66 |  | None |  | 0 |  | 0 | Com | Any | Lighting | OutGen | Ltg_Fixture | LED_fixt | RdAr-LEDFixt-PM-Ext(571w) | OLtg-Com-LED-50000hr |  | 100% LED at 25th percentile Lighting Facts | LED Fixture: Pole-Mounted, Exterior rated, 571 Watts |  |  |  | Available |  | 0 | 0 | DEER2020 Update: 2018OutdoorLightingPhase1DispositionUpdate |  |  |  |  | None | 2018-01-01 | 2019-12-31 | [5 empty] | Standard | Workpaper measure expires 2018-12-31 (extended through 2019-12-31), replace with DEER measures that adopt workpaper baselines and HOU values | 1 | 1 | 0 | Deemed Ex Ante Team |  | Workpaper measure expires 2018-12-31 (extended through 2019-12-31), replace with DEER measures that adopt workpaper baselines and HOU values |  | Updated to indicate claim/filing status
2020 | C-Out-RdAr-LEDFixt-PM-Ext(571w)-dW94 | Commercial Outdoor Road & Area Lighting: LED Fixture. Normal Replacement (NR) and New Construction (NC) applications. Savings calculated above a standard practice baseline. | DEER2019 | D20v0 | 2020-11-24 16:30 | All-Oltg-dWatt | NonDEER | Scaled | DeltaWatts | 93.7 |  | None |  | 0 |  | 0 | Com | Any | Lighting | OutGen | Ltg_Fixture | LED_fixt | RdAr-LEDFixt-PM-Ext(571w) | OLtg-Com-LED-50000hr |  | 100% LED at 25th percentile Lighting Facts | LED Fixture: Pole-Mounted, Exterior rated, 571 Watts |  |  |  | Available |  | 0 | 0 | DEER2019 Proposed Update |  |  |  |  | None | 2019-01-01 | 2019-12-31 | [5 empty] | Standard | Measure expires 12/31/2019, replaced with DEER2020 measures with revised peak demand period definition. Workpaper required to support use of HOU without motions sensors. | 1 | 1 | 0 | Deemed Ex Ante Team |  | Measure expires 12/31/2019, replaced with DEER2020 measures with revised peak demand period definition. Workpaper required to support use of HOU without motions sensors. |  | Updated to indicate claim/filing status
2020 | C-Out-RdAr-LEDFixt-PM-Ext(571w)-dW94-MS | Commercial Outdoor Road & Area Lighting: LED Fixture. Normal Replacement (NR) and New Construction (NC) applications. Savings calculated above a standard practice baseline. | DEER2019 | D20v0 | 2020-11-24 16:30 | All-Oltg-dWatt-MS | NonDEER | Scaled | DeltaWatts | 93.7 |  | None |  | 0 |  | 0 | Com | Any | Lighting | OutGen | Ltg_Fixture | LED_fixt | RdAr-LEDFixt-PM-Ext(571w) | OLtg-Com-LED-50000hr |  | 100% LED at 25th percentile Lighting Facts | LED Fixture: Pole-Mounted, Exterior rated, 571 Watts with motion sensing required by Title 24 |  |  |  | Available |  | 0 | 0 | DEER2019 Proposed Update |  |  |  |  | None | 2019-01-01 | 2019-12-31 | [5 empty] | Standard |  | 1 | 1 | 0 | Deemed Ex Ante Team |  |  |  | Updated to indicate claim/filing status
2020 | C-Out-RdAr-LEDFixt-PM-Ext(571w)-dW94-MS | Commercial Outdoor Road & Area Lighting: LED Fixture. Normal Replacement (NR) and New Construction (NC) applications. Savings calculated above a standard practice baseline. | DEER2020 | D20v1 | 2020-11-24 16:30 | All-Oltg-dWatt-MS | NonDEER | Scaled | DeltaWatts | 93.7 |  | None |  | 0 |  | 0 | Com | Any | Lighting | OutGen | Ltg_Fixture | LED_fixt | RdAr-LEDFixt-PM-Ext(571w) | OLtg-Com-LED-50000hr |  | 100% LED at 25th percentile Lighting Facts | LED Fixture: Pole-Mounted, Exterior rated, 571 Watts with motion sensing required by Title 24 |  |  |  | Available |  | 0 | 0 | [5 empty] | None | 2020-01-01 | 2020-03-18 | [5 empty] | Standard |  | 1 | 1 | 0 | Deemed Ex Ante Team |  |  |  | Updated to indicate claim/filing status
2020 | C-Out-Strt-LEDFixt-PM-Ext(107w)-dW29 | Commercial Outdoor Street Lighting: LED Fixture. Normal Replacement (NR) and New Construction (NC) applications. Savings calculated above a standard practice baseline. | DEER2020 | D20v1 | 2020-11-24 16:30 | All-Oltg-dWatt | NonDEER | Scaled | DeltaWatts | 29.3 |  | None |  | 0 |  | 0 | Com | Any | Lighting | OutGen | Ltg_Fixture | LED_fixt | Strt-LEDFixt-PM-Ext(107w) | OLtg-Com-LED-50000hr |  | 100% LED at 25th percentile Lighting Facts | LED Fixture: Pole-Mounted, Exterior rated, 107 Watts |  |  |  | Available |  | 0 | 0 | [5 empty] | None | 2020-01-01 | 2020-03-18 | [5 empty] | Standard |  | 1 | 1 | 0 | Deemed Ex Ante Team |  |  |  | Updated to indicate claim/filing status
2020 | C-Out-Strt-LEDFixt-PM-Ext(107w)-dW29 | Commercial Outdoor Street Lighting: LED Fixture. Normal Replacement (NR) and New Construction (NC) applications. Savings calculated above a standard practice baseline. | DEER1314 | Disposition | 2020-11-24 16:30 | Com-Oltg-dWatt-fxt | NonDEER | Scaled | DeltaWatts | 29.34 |  | None |  | 0 |  | 0 | Com | Any | Lighting | OutGen | Ltg_Fixture | LED_fixt | Strt-LEDFixt-PM-Ext(107w) | OLtg-Com-LED-50000hr |  | 100% LED at 25th percentile Lighting Facts | LED Fixture: Pole-Mounted, Exterior rated, 107 Watts |  |  |  | Available |  | 0 | 0 | DEER2020 Update: 2018OutdoorLightingPhase1DispositionUpdate |  |  |  |  | None | 2018-01-01 | 2019-12-31 | [5 empty] | Standard | Workpaper measure expires 2018-12-31 (extended through 2019-12-31), replace with DEER measures that adopt workpaper baselines and HOU values | 1 | 1 | 0 | Deemed Ex Ante Team |  | Workpaper measure expires 2018-12-31 (extended through 2019-12-31), replace with DEER measures that adopt workpaper baselines and HOU values |  | Updated to indicate claim/filing status
2020 | C-Out-Strt-LEDFixt-PM-Ext(107w)-dW29 | Commercial Outdoor Street Lighting: LED Fixture. Normal Replacement (NR) and New Construction (NC) applications. Savings calculated above a standard practice baseline. | DEER2019 | D20v0 | 2020-11-24 16:30 | All-Oltg-dWatt | NonDEER | Scaled | DeltaWatts | 29.3 |  | None |  | 0 |  | 0 | Com | Any | Lighting | OutGen | Ltg_Fixture | LED_fixt | Strt-LEDFixt-PM-Ext(107w) | OLtg-Com-LED-50000hr |  | 100% LED at 25th percentile Lighting Facts | LED Fixture: Pole-Mounted, Exterior rated, 107 Watts |  |  |  | Available |  | 0 | 0 | DEER2019 Proposed Update |  |  |  |  | None | 2019-01-01 | 2019-12-31 | [5 empty] | Standard | Measure expires 12/31/2019, replaced with DEER2020 measures with revised peak demand period definition. | 1 | 1 | 0 | Deemed Ex Ante Team |  | Measure expires 12/31/2019, replaced with DEER2020 measures with revised peak demand period definition. |  | Updated to indicate claim/filing status
2020 | C-Out-Strt-LEDFixt-PM-Ext(146w)-dW29 | Commercial Outdoor Street Lighting: LED Fixture. Normal Replacement (NR) and New Construction (NC) applications. Savings calculated above a standard practice baseline. | DEER2019 | D20v0 | 2020-11-24 16:30 | All-Oltg-dWatt | NonDEER | Scaled | DeltaWatts | 28.7 |  | None |  | 0 |  | 0 | Com | Any | Lighting | OutGen | Ltg_Fixture | LED_fixt | Strt-LEDFixt-PM-Ext(146w) | OLtg-Com-LED-50000hr |  | 100% LED at 25th percentile Lighting Facts | LED Fixture: Pole-Mounted, Exterior rated, 146 Watts |  |  |  | Available |  | 0 | 0 | DEER2019 Proposed Update |  |  |  |  | None | 2019-01-01 | 2019-12-31 | [5 empty] | Standard | Measure expires 12/31/2019, replaced with DEER2020 measures with revised peak demand period definition. | 1 | 1 | 0 | Deemed Ex Ante Team |  | Measure expires 12/31/2019, replaced with DEER2020 measures with revised peak demand period definition. |  | Updated to indicate claim/filing status
2020 | C-Out-Strt-LEDFixt-PM-Ext(146w)-dW29 | Commercial Outdoor Street Lighting: LED Fixture. Normal Replacement (NR) and New Construction (NC) applications. Savings calculated above a standard practice baseline. | DEER2020 | D20v1 | 2020-11-24 16:30 | All-Oltg-dWatt | NonDEER | Scaled | DeltaWatts | 28.7 |  | None |  | 0 |  | 0 | Com | Any | Lighting | OutGen | Ltg_Fixture | LED_fixt | Strt-LEDFixt-PM-Ext(146w) | OLtg-Com-LED-50000hr |  | 100% LED at 25th percentile Lighting Facts | LED Fixture: Pole-Mounted, Exterior rated, 146 Watts |  |  |  | Available |  | 0 | 0 | [5 empty] | None | 2020-01-01 | 2020-03-18 | [5 empty] | Standard |  | 1 | 1 | 0 | Deemed Ex Ante Team |  |  |  | Updated to indicate claim/filing status
2020 | C-Out-Strt-LEDFixt-PM-Ext(146w)-dW29 | Commercial Outdoor Street Lighting: LED Fixture. Normal Replacement (NR) and New Construction (NC) applications. Savings calculated above a standard practice baseline. | DEER1314 | Disposition | 2020-11-24 16:30 | Com-Oltg-dWatt-fxt | NonDEER | Scaled | DeltaWatts | 28.7 |  | None |  | 0 |  | 0 | Com | Any | Lighting | OutGen | Ltg_Fixture | LED_fixt | Strt-LEDFixt-PM-Ext(146w) | OLtg-Com-LED-50000hr |  | 100% LED at 25th percentile Lighting Facts | LED Fixture: Pole-Mounted, Exterior rated, 146 Watts |  |  |  | Available |  | 0 | 0 | DEER2020 Update: 2018OutdoorLightingPhase1DispositionUpdate |  |  |  |  | None | 2018-01-01 | 2019-12-31 | [5 empty] | Standard | Workpaper measure expires 2018-12-31 (extended through 2019-12-31), replace with DEER measures that adopt workpaper baselines and HOU values | 1 | 1 | 0 | Deemed Ex Ante Team |  | Workpaper measure expires 2018-12-31 (extended through 2019-12-31), replace with DEER measures that adopt workpaper baselines and HOU values |  | Updated to indicate claim/filing status
2020 | C-Out-Strt-LEDFixt-PM-Ext-1(68w)-dW22 | Commercial Outdoor Street Lighting: LED Fixture. Normal Replacement (NR) and New Construction (NC) applications. Savings calculated above a standard practice baseline. | DEER2020 | D20v1 | 2020-11-24 16:30 | All-Oltg-dWatt | NonDEER | Scaled | DeltaWatts | 21.7 |  | None |  | 0 |  | 0 | Com | Any | Lighting | OutGen | Ltg_Fixture | LED_fixt | Strt-LEDFixt-PM-Ext-1(68w) | OLtg-Com-LED-50000hr |  | 100% LED at 25th percentile Lighting Facts | LED Fixture: Pole-Mounted, Exterior rated, 68 Watts |  |  |  | Available |  | 0 | 0 | [5 empty] | None | 2020-01-01 | 2020-03-18 | [5 empty] | Standard |  | 1 | 1 | 0 | Deemed Ex Ante Team |  |  |  | Updated to indicate claim/filing status
2020 | C-Out-Strt-LEDFixt-PM-Ext-1(68w)-dW22 | Commercial Outdoor Street Lighting: LED Fixture. Normal Replacement (NR) and New Construction (NC) applications. Savings calculated above a standard practice baseline. | DEER2019 | D20v0 | 2020-11-24 16:30 | All-Oltg-dWatt | NonDEER | Scaled | DeltaWatts | 21.7 |  | None |  | 0 |  | 0 | Com | Any | Lighting | OutGen | Ltg_Fixture | LED_fixt | Strt-LEDFixt-PM-Ext-1(68w) | OLtg-Com-LED-50000hr |  | 100% LED at 25th percentile Lighting Facts | LED Fixture: Pole-Mounted, Exterior rated, 68 Watts |  |  |  | Available |  | 0 | 0 | DEER2019 Proposed Update |  |  |  |  | None | 2019-01-01 | 2019-12-31 | [5 empty] | Standard | Measure expires 12/31/2019, replaced with DEER2020 measures with revised peak demand period definition. | 1 | 1 | 0 | Deemed Ex Ante Team |  | Measure expires 12/31/2019, replaced with DEER2020 measures with revised peak demand period definition. |  | Updated to indicate claim/filing status
2020 | C-Out-Strt-LEDFixt-PM-Ext-1(68w)-dW22 | Commercial Outdoor Street Lighting: LED Fixture. Normal Replacement (NR) and New Construction (NC) applications. Savings calculated above a standard practice baseline. | DEER1314 | Disposition | 2020-11-24 16:30 | Com-Oltg-dWatt-fxt | NonDEER | Scaled | DeltaWatts | 21.74 |  | None |  | 0 |  | 0 | Com | Any | Lighting | OutGen | Ltg_Fixture | LED_fixt | Strt-LEDFixt-PM-Ext-1(68w) | OLtg-Com-LED-50000hr |  | 100% LED at 25th percentile Lighting Facts | LED Fixture: Pole-Mounted, Exterior rated, 68 Watts |  |  |  | Available |  | 0 | 0 | DEER2020 Update: 2018OutdoorLightingPhase1DispositionUpdate |  |  |  |  | None | 2018-01-01 | 2019-12-31 | [5 empty] | Standard | Workpaper measure expires 2018-12-31 (extended through 2019-12-31), replace with DEER measures that adopt workpaper baselines and HOU values | 1 | 1 | 0 | Deemed Ex Ante Team |  | Workpaper measure expires 2018-12-31 (extended through 2019-12-31), replace with DEER measures that adopt workpaper baselines and HOU values |  | Updated to indicate claim/filing status
2020 | C-Out-Strt-LEDFixt-PM-Ext-1(90w)-dW27 | Commercial Outdoor Street Lighting: LED Fixture. Normal Replacement (NR) and New Construction (NC) applications. Savings calculated above a standard practice baseline. | DEER1314 | Disposition | 2020-11-24 16:30 | Com-Oltg-dWatt-fxt | NonDEER | Scaled | DeltaWatts | 26.99 |  | None |  | 0 |  | 0 | Com | Any | Lighting | OutGen | Ltg_Fixture | LED_fixt | Strt-LEDFixt-PM-Ext-1(90w) | OLtg-Com-LED-50000hr |  | 100% LED at 25th percentile Lighting Facts | LED Fixture: Pole-Mounted, Exterior rated, 90 Watts |  |  |  | Available |  | 0 | 0 | DEER2020 Update: 2018OutdoorLightingPhase1DispositionUpdate |  |  |  |  | None | 2018-01-01 | 2019-12-31 | [5 empty] | Standard | Workpaper measure expires 2018-12-31 (extended through 2019-12-31), replace with DEER measures that adopt workpaper baselines and HOU values | 1 | 1 | 0 | Deemed Ex Ante Team |  | Workpaper measure expires 2018-12-31 (extended through 2019-12-31), replace with DEER measures that adopt workpaper baselines and HOU values |  | Updated to indicate claim/filing status
2020 | C-Out-Strt-LEDFixt-PM-Ext-1(90w)-dW27 | Commercial Outdoor Street Lighting: LED Fixture. Normal Replacement (NR) and New Construction (NC) applications. Savings calculated above a standard practice baseline. | DEER2020 | D20v1 | 2020-11-24 16:30 | All-Oltg-dWatt | NonDEER | Scaled | DeltaWatts | 27 |  | None |  | 0 |  | 0 | Com | Any | Lighting | OutGen | Ltg_Fixture | LED_fixt | Strt-LEDFixt-PM-Ext-1(90w) | OLtg-Com-LED-50000hr |  | 100% LED at 25th percentile Lighting Facts | LED Fixture: Pole-Mounted, Exterior rated, 90 Watts |  |  |  | Available |  | 0 | 0 | [5 empty] | None | 2020-01-01 | 2020-03-18 | [5 empty] | Standard |  | 1 | 1 | 0 | Deemed Ex Ante Team |  |  |  | Updated to indicate claim/filing status
2020 | C-Out-Strt-LEDFixt-PM-Ext-1(90w)-dW27 | Commercial Outdoor Street Lighting: LED Fixture. Normal Replacement (NR) and New Construction (NC) applications. Savings calculated above a standard practice baseline. | DEER2019 | D20v0 | 2020-11-24 16:30 | All-Oltg-dWatt | NonDEER | Scaled | DeltaWatts | 27 |  | None |  | 0 |  | 0 | Com | Any | Lighting | OutGen | Ltg_Fixture | LED_fixt | Strt-LEDFixt-PM-Ext-1(90w) | OLtg-Com-LED-50000hr |  | 100% LED at 25th percentile Lighting Facts | LED Fixture: Pole-Mounted, Exterior rated, 90 Watts |  |  |  | Available |  | 0 | 0 | DEER2019 Proposed Update |  |  |  |  | None | 2019-01-01 | 2019-12-31 | [5 empty] | Standard | Measure expires 12/31/2019, replaced with DEER2020 measures with revised peak demand period definition. | 1 | 1 | 0 | Deemed Ex Ante Team |  | Measure expires 12/31/2019, replaced with DEER2020 measures with revised peak demand period definition. |  | Updated to indicate claim/filing status
2020 | C-Out-Strt-LEDFixt-PM-Ext(235w)-dW43 | Commercial Outdoor Street Lighting: LED Fixture. Normal Replacement (NR) and New Construction (NC) applications. Savings calculated above a standard practice baseline. | DEER2019 | D20v0 | 2020-11-24 16:30 | All-Oltg-dWatt | NonDEER | Scaled | DeltaWatts | 43.3 |  | None |  | 0 |  | 0 | Com | Any | Lighting | OutGen | Ltg_Fixture | LED_fixt | Strt-LEDFixt-PM-Ext(235w) | OLtg-Com-LED-50000hr |  | 100% LED at 25th percentile Lighting Facts | LED Fixture: Pole-Mounted Exterior rated,, 235 Watts |  |  |  | Available |  | 0 | 0 | DEER2019 Proposed Update |  |  |  |  | None | 2019-01-01 | 2019-12-31 | [5 empty] | Standard | Measure expires 12/31/2019, replaced with DEER2020 measures with revised peak demand period definition. | 1 | 1 | 0 | Deemed Ex Ante Team |  | Measure expires 12/31/2019, replaced with DEER2020 measures with revised peak demand period definition. |  | Updated to indicate claim/filing status
2020 | C-Out-Strt-LEDFixt-PM-Ext(235w)-dW43 | Commercial Outdoor Street Lighting: LED Fixture. Normal Replacement (NR) and New Construction (NC) applications. Savings calculated above a standard practice baseline. | DEER2020 | D20v1 | 2020-11-24 16:30 | All-Oltg-dWatt | NonDEER | Scaled | DeltaWatts | 43.3 |  | None |  | 0 |  | 0 | Com | Any | Lighting | OutGen | Ltg_Fixture | LED_fixt | Strt-LEDFixt-PM-Ext(235w) | OLtg-Com-LED-50000hr |  | 100% LED at 25th percentile Lighting Facts | LED Fixture: Pole-Mounted Exterior rated,, 235 Watts |  |  |  | Available |  | 0 | 0 | [5 empty] | None | 2020-01-01 | 2020-03-18 | [5 empty] | Standard |  | 1 | 1 | 0 | Deemed Ex Ante Team |  |  |  | Updated to indicate claim/filing status
2020 | C-Out-Strt-LEDFixt-PM-Ext(235w)-dW43 | Commercial Outdoor Street Lighting: LED Fixture. Normal Replacement (NR) and New Construction (NC) applications. Savings calculated above a standard practice baseline. | DEER1314 | Disposition | 2020-11-24 16:30 | Com-Oltg-dWatt-fxt | NonDEER | Scaled | DeltaWatts | 43.35 |  | None |  | 0 |  | 0 | Com | Any | Lighting | OutGen | Ltg_Fixture | LED_fixt | Strt-LEDFixt-PM-Ext(235w) | OLtg-Com-LED-50000hr |  | 100% LED at 25th percentile Lighting Facts | LED Fixture: Pole-Mounted Exterior rated,, 235 Watts |  |  |  | Available |  | 0 | 0 | DEER2020 Update: 2018OutdoorLightingPhase1DispositionUpdate |  |  |  |  | None | 2018-01-01 | 2019-12-31 | [5 empty] | Standard | Workpaper measure expires 2018-12-31 (extended through 2019-12-31), replace with DEER measures that adopt workpaper baselines and HOU values | 1 | 1 | 0 | Deemed Ex Ante Team |  | Workpaper measure expires 2018-12-31 (extended through 2019-12-31), replace with DEER measures that adopt workpaper baselines and HOU values |  | Updated to indicate claim/filing status
2020 | C-Out-Strt-LEDFixt-PM-Ext(29w)-dW14 | Commercial Outdoor Street Lighting: LED Fixture. Normal Replacement (NR) and New Construction (NC) applications. Savings calculated above a standard practice baseline. | DEER1314 | Disposition | 2020-11-24 16:30 | Com-Oltg-dWatt-fxt | NonDEER | Scaled | DeltaWatts | 13.71 |  | None |  | 0 |  | 0 | Com | Any | Lighting | OutGen | Ltg_Fixture | LED_fixt | Strt-LEDFixt-PM-Ext(29w) | OLtg-Com-LED-50000hr |  | 100% LED at 25th percentile Lighting Facts | LED Fixture: Pole-Mounted, Exterior rated, 29 Watts |  |  |  | Available |  | 0 | 0 | DEER2020 Update: 2018OutdoorLightingPhase1DispositionUpdate |  |  |  |  | None | 2018-01-01 | 2019-12-31 | [5 empty] | Standard | Workpaper measure expires 2018-12-31 (extended through 2019-12-31), replace with DEER measures that adopt workpaper baselines and HOU values | 1 | 1 | 0 | Deemed Ex Ante Team |  | Workpaper measure expires 2018-12-31 (extended through 2019-12-31), replace with DEER measures that adopt workpaper baselines and HOU values |  | Updated to indicate claim/filing status
2020 | C-Out-Strt-LEDFixt-PM-Ext(29w)-dW14 | Commercial Outdoor Street Lighting: LED Fixture. Normal Replacement (NR) and New Construction (NC) applications. Savings calculated above a standard practice baseline. | DEER2019 | D20v0 | 2020-11-24 16:30 | All-Oltg-dWatt | NonDEER | Scaled | DeltaWatts | 13.7 |  | None |  | 0 |  | 0 | Com | Any | Lighting | OutGen | Ltg_Fixture | LED_fixt | Strt-LEDFixt-PM-Ext(29w) | OLtg-Com-LED-50000hr |  | 100% LED at 25th percentile Lighting Facts | LED Fixture: Pole-Mounted, Exterior rated, 29 Watts |  |  |  | Available |  | 0 | 0 | DEER2019 Proposed Update |  |  |  |  | None | 2019-01-01 | 2019-12-31 | [5 empty] | Standard | Measure expires 12/31/2019, replaced with DEER2020 measures with revised peak demand period definition. | 1 | 1 | 0 | Deemed Ex Ante Team |  | Measure expires 12/31/2019, replaced with DEER2020 measures with revised peak demand period definition. |  | Updated to indicate claim/filing status
2020 | C-Out-Strt-LEDFixt-PM-Ext(29w)-dW14 | Commercial Outdoor Street Lighting: LED Fixture. Normal Replacement (NR) and New Construction (NC) applications. Savings calculated above a standard practice baseline. | DEER2020 | D20v1 | 2020-11-24 16:30 | All-Oltg-dWatt | NonDEER | Scaled | DeltaWatts | 13.7 |  | None |  | 0 |  | 0 | Com | Any | Lighting | OutGen | Ltg_Fixture | LED_fixt | Strt-LEDFixt-PM-Ext(29w) | OLtg-Com-LED-50000hr |  | 100% LED at 25th percentile Lighting Facts | LED Fixture: Pole-Mounted, Exterior rated, 29 Watts |  |  |  | Available |  | 0 | 0 | [5 empty] | None | 2020-01-01 | 2020-03-18 | [5 empty] | Standard |  | 1 | 1 | 0 | Deemed Ex Ante Team |  |  |  | Updated to indicate claim/filing status
2020 | C-Out-Strt-LEDFixt-PM-Ext(45w)-dW14 | Commercial Outdoor Street Lighting: LED Fixture. Normal Replacement (NR) and New Construction (NC) applications. Savings calculated above a standard practice baseline. | DEER2019 | D20v0 | 2020-11-24 16:30 | All-Oltg-dWatt | NonDEER | Scaled | DeltaWatts | 14.4 |  | None |  | 0 |  | 0 | Com | Any | Lighting | OutGen | Ltg_Fixture | LED_fixt | Strt-LEDFixt-PM-Ext(45w) | OLtg-Com-LED-50000hr |  | 100% LED at 25th percentile Lighting Facts | LED Fixture: Pole-Mounted, Exterior rated, 45 Watts |  |  |  | Available |  | 0 | 0 | DEER2019 Proposed Update |  |  |  |  | None | 2019-01-01 | 2019-12-31 | [5 empty] | Standard | Measure expires 12/31/2019, replaced with DEER2020 measures with revised peak demand period definition. | 1 | 1 | 0 | Deemed Ex Ante Team |  | Measure expires 12/31/2019, replaced with DEER2020 measures with revised peak demand period definition. |  | Updated to indicate claim/filing status
2020 | C-Out-Strt-LEDFixt-PM-Ext(45w)-dW14 | Commercial Outdoor Street Lighting: LED Fixture. Normal Replacement (NR) and New Construction (NC) applications. Savings calculated above a standard practice baseline. | DEER1314 | Disposition | 2020-11-24 16:30 | Com-Oltg-dWatt-fxt | NonDEER | Scaled | DeltaWatts | 14.4 |  | None |  | 0 |  | 0 | Com | Any | Lighting | OutGen | Ltg_Fixture | LED_fixt | Strt-LEDFixt-PM-Ext(45w) | OLtg-Com-LED-50000hr |  | 100% LED at 25th percentile Lighting Facts | LED Fixture: Pole-Mounted, Exterior rated, 45 Watts |  |  |  | Available |  | 0 | 0 | DEER2020 Update: 2018OutdoorLightingPhase1DispositionUpdate |  |  |  |  | None | 2018-01-01 | 2019-12-31 | [5 empty] | Standard | Workpaper measure expires 2018-12-31 (extended through 2019-12-31), replace with DEER measures that adopt workpaper baselines and HOU values | 1 | 1 | 0 | Deemed Ex Ante Team |  | Workpaper measure expires 2018-12-31 (extended through 2019-12-31), replace with DEER measures that adopt workpaper baselines and HOU values |  | Updated to indicate claim/filing status
2020 | C-Out-Strt-LEDFixt-PM-Ext(45w)-dW14 | Commercial Outdoor Street Lighting: LED Fixture. Normal Replacement (NR) and New Construction (NC) applications. Savings calculated above a standard practice baseline. | DEER2020 | D20v1 | 2020-11-24 16:30 | All-Oltg-dWatt | NonDEER | Scaled | DeltaWatts | 14.4 |  | None |  | 0 |  | 0 | Com | Any | Lighting | OutGen | Ltg_Fixture | LED_fixt | Strt-LEDFixt-PM-Ext(45w) | OLtg-Com-LED-50000hr |  | 100% LED at 25th percentile Lighting Facts | LED Fixture: Pole-Mounted, Exterior rated, 45 Watts |  |  |  | Available |  | 0 | 0 | [5 empty] | None | 2020-01-01 | 2020-03-18 | [5 empty] | Standard |  | 1 | 1 | 0 | Deemed Ex Ante Team |  |  |  | Updated to indicate claim/filing status
2020 | Furnace-Pkg-AFUE90 | Efficient Packaged Gas Furnace (Weatherized) - AFUE 90 | DEER2020 | D20v1 | 2020-11-24 16:30 | Furnace-Pkg-AFUE90 | DEER | Standard | None |  |  | None |  | 0 |  | 0 | Com | Any | HVAC | SpaceHeat | SpaceHtg_eq | GasFurnace |  | HVAC-Frnc | Packaged Furnace (Weatherized) 80 AFUE | Packaged Furnace (Weatherized) 81 AFUE | Packaged Furnace (Weatherized) 90 AFUE, with standard efficiency supply fan motor |  |  |  | Available |  | 0 | 0 |  | ErRobNc |  | HVAC-Frnc |  | None | 2020-01-01 | [6 empty] | Standard |  | 1 | 1 | 0 | Deemed Ex Ante Team |  |  |  | Updated to indicate claim/filing status
2020 | Furnace-Pkg-AFUE90-ECM-lt65kBtuh | Efficient Packaged Gas Furnace (Weatherized) - AFUE 90 with ECM supply fan motor | DEER2020 | D20v1 | 2020-11-24 16:30 | Furnace-Pkg-AFUE90-ECM-lt65kBtuh | DEER | Standard | None |  |  | None |  | 0 |  | 0 | Com | Any | HVAC | SpaceHeat | SpaceHtg_eq | GasFurnace |  | HVAC-Frnc | Packaged Furnace (Weatherized) 80 AFUE | Packaged Furnace (Weatherized) 81 AFUE | Packaged Furnace (Weatherized) 90 AFUE, with ECM supply fan motor |  |  |  | Available |  | 0 | 0 |  | ErRobNc |  | HVAC-Frnc |  | None | 2020-01-01 | [6 empty] | Standard |  | 1 | 1 | 0 | Deemed Ex Ante Team |  |  |  | Updated to indicate claim/filing status
2020 | Furnace-Pkg-AFUE91 | Efficient Packaged Gas Furnace (Weatherized) - AFUE 91 | DEER2020 | D20v1 | 2020-11-24 16:30 | Furnace-Pkg-AFUE91 | DEER | Standard | None |  |  | None |  | 0 |  | 0 | Com | Any | HVAC | SpaceHeat | SpaceHtg_eq | GasFurnace |  | HVAC-Frnc | Packaged Furnace (Weatherized) 80 AFUE | Packaged Furnace (Weatherized) 81 AFUE | Packaged Furnace (Weatherized) 91 AFUE, with standard efficiency supply fan motor |  |  |  | Available |  | 0 | 0 |  | ErRobNc |  | HVAC-Frnc |  | None | 2020-01-01 | [6 empty] | Standard |  | 1 | 1 | 0 | Deemed Ex Ante Team |  |  |  | Updated to indicate claim/filing status
2020 | Furnace-Pkg-AFUE91-ECM-lt65kBtuh | Efficient Packaged Gas Furnace (Weatherized) - AFUE 91 with ECM supply fan motor | DEER2020 | D20v1 | 2020-11-24 16:30 | Furnace-Pkg-AFUE91-ECM-lt65kBtuh | DEER | Standard | None |  |  | None |  | 0 |  | 0 | Com | Any | HVAC | SpaceHeat | SpaceHtg_eq | GasFurnace |  | HVAC-Frnc | Packaged Furnace (Weatherized) 80 AFUE | Packaged Furnace (Weatherized) 81 AFUE | Packaged Furnace (Weatherized) 91 AFUE, with ECM supply fan motor |  |  |  | Available |  | 0 | 0 |  | ErRobNc |  | HVAC-Frnc |  | None | 2020-01-01 | [6 empty] | Standard |  | 1 | 1 | 0 | Deemed Ex Ante Team |  |  |  | Updated to indicate claim/filing status
2020 | Furnace-Pkg-AFUE92 | Efficient Packaged Gas Furnace (Weatherized) - AFUE 92 | DEER2020 | D20v1 | 2020-11-24 16:30 | Furnace-Pkg-AFUE92 | DEER | Standard | None |  |  | None |  | 0 |  | 0 | Com | Any | HVAC | SpaceHeat | SpaceHtg_eq | GasFurnace |  | HVAC-Frnc | Packaged Furnace (Weatherized) 80 AFUE | Packaged Furnace (Weatherized) 81 AFUE | Packaged Furnace (Weatherized) 92 AFUE, with standard efficiency supply fan motor |  |  |  | Available |  | 0 | 0 |  | ErRobNc |  | HVAC-Frnc |  | None | 2020-01-01 | [6 empty] | Standard |  | 1 | 1 | 0 | Deemed Ex Ante Team |  |  |  | Updated to indicate claim/filing status
2020 | Furnace-Pkg-AFUE92-ECM-lt65kBtuh | Efficient Packaged Gas Furnace (Weatherized) - AFUE 92 with ECM supply fan motor | DEER2020 | D20v1 | 2020-11-24 16:30 | Furnace-Pkg-AFUE92-ECM-lt65kBtuh | DEER | Standard | None |  |  | None |  | 0 |  | 0 | Com | Any | HVAC | SpaceHeat | SpaceHtg_eq | GasFurnace |  | HVAC-Frnc | Packaged Furnace (Weatherized) 80 AFUE | Packaged Furnace (Weatherized) 81 AFUE | Packaged Furnace (Weatherized) 92 AFUE, with ECM supply fan motor |  |  |  | Available |  | 0 | 0 |  | ErRobNc |  | HVAC-Frnc |  | None | 2020-01-01 | [6 empty] | Standard |  | 1 | 1 | 0 | Deemed Ex Ante Team |  |  |  | Updated to indicate claim/filing status
2020 | Furnace-Pkg-AFUE93 | Efficient Packaged Gas Furnace (Weatherized) - AFUE 93 | DEER2020 | D20v1 | 2020-11-24 16:30 | Furnace-Pkg-AFUE93 | DEER | Standard | None |  |  | None |  | 0 |  | 0 | Com | Any | HVAC | SpaceHeat | SpaceHtg_eq | GasFurnace |  | HVAC-Frnc | Packaged Furnace (Weatherized) 80 AFUE | Packaged Furnace (Weatherized) 81 AFUE | Packaged Furnace (Weatherized) 93 AFUE, with standard efficiency supply fan motor |  |  |  | Available |  | 0 | 0 |  | ErRobNc |  | HVAC-Frnc |  | None | 2020-01-01 | [6 empty] | Standard |  | 1 | 1 | 0 | Deemed Ex Ante Team |  |  |  | Updated to indicate claim/filing status
2020 | Furnace-Pkg-AFUE93-ECM-lt65kBtuh | Efficient Packaged Gas Furnace (Weatherized) - AFUE 93 with ECM supply fan motor | DEER2020 | D20v1 | 2020-11-24 16:30 | Furnace-Pkg-AFUE93-ECM-lt65kBtuh | DEER | Standard | None |  |  | None |  | 0 |  | 0 | Com | Any | HVAC | SpaceHeat | SpaceHtg_eq | GasFurnace |  | HVAC-Frnc | Packaged Furnace (Weatherized) 80 AFUE | Packaged Furnace (Weatherized) 81 AFUE | Packaged Furnace (Weatherized) 93 AFUE, with ECM supply fan motor |  |  |  | Available |  | 0 | 0 |  | ErRobNc |  | HVAC-Frnc |  | None | 2020-01-01 | [6 empty] | Standard |  | 1 | 1 | 0 | Deemed Ex Ante Team |  |  |  | Updated to indicate claim/filing status
2020 | Furnace-Pkg-AFUE94 | Efficient Packaged Gas Furnace (Weatherized) - AFUE 94 | DEER2020 | D20v1 | 2020-11-24 16:30 | Furnace-Pkg-AFUE94 | DEER | Standard | None |  |  | None |  | 0 |  | 0 | Com | Any | HVAC | SpaceHeat | SpaceHtg_eq | GasFurnace |  | HVAC-Frnc | Packaged Furnace (Weatherized) 80 AFUE | Packaged Furnace (Weatherized) 81 AFUE | Packaged Furnace (Weatherized) 94 AFUE, with standard efficiency supply fan motor |  |  |  | Available |  | 0 | 0 |  | ErRobNc |  | HVAC-Frnc |  | None | 2020-01-01 | [6 empty] | Standard |  | 1 | 1 | 0 | Deemed Ex Ante Team |  |  |  | Updated to indicate claim/filing status
2020 | Furnace-Pkg-AFUE94-ECM-lt65kBtuh | Efficient Packaged Gas Furnace (Weatherized) - AFUE 94 with ECM supply fan motor | DEER2020 | D20v1 | 2020-11-24 16:30 | Furnace-Pkg-AFUE94-ECM-lt65kBtuh | DEER | Standard | None |  |  | None |  | 0 |  | 0 | Com | Any | HVAC | SpaceHeat | SpaceHtg_eq | GasFurnace |  | HVAC-Frnc | Packaged Furnace (Weatherized) 80 AFUE | Packaged Furnace (Weatherized) 81 AFUE | Packaged Furnace (Weatherized) 94 AFUE, with ECM supply fan motor |  |  |  | Available |  | 0 | 0 |  | ErRobNc |  | HVAC-Frnc |  | None | 2020-01-01 | [6 empty] | Standard |  | 1 | 1 | 0 | Deemed Ex Ante Team |  |  |  | Updated to indicate claim/filing status
2020 | Furnace-Pkg-AFUE95 | Efficient Packaged Gas Furnace (Weatherized) - AFUE 95 | DEER2020 | D20v1 | 2020-11-24 16:30 | Furnace-Pkg-AFUE95 | DEER | Standard | None |  |  | None |  | 0 |  | 0 | Com | Any | HVAC | SpaceHeat | SpaceHtg_eq | GasFurnace |  | HVAC-Frnc | Packaged Furnace (Weatherized) 80 AFUE | Packaged Furnace (Weatherized) 81 AFUE | Packaged Furnace (Weatherized) 95 AFUE, with standard efficiency supply fan motor |  |  |  | Available |  | 0 | 0 |  | ErRobNc |  | HVAC-Frnc |  | None | 2020-01-01 | [6 empty] | Standard |  | 1 | 1 | 0 | Deemed Ex Ante Team |  |  |  | Updated to indicate claim/filing status
2020 | Furnace-Pkg-AFUE95-ECM-lt65kBtuh | Efficient Packaged Gas Furnace (Weatherized) - AFUE 95 with ECM supply fan motor | DEER2020 | D20v1 | 2020-11-24 16:30 | Furnace-Pkg-AFUE95-ECM-lt65kBtuh | DEER | Standard | None |  |  | None |  | 0 |  | 0 | Com | Any | HVAC | SpaceHeat | SpaceHtg_eq | GasFurnace |  | HVAC-Frnc | Packaged Furnace (Weatherized) 80 AFUE | Packaged Furnace (Weatherized) 81 AFUE | Packaged Furnace (Weatherized) 95 AFUE, with ECM supply fan motor |  |  |  | Available |  | 0 | 0 |  | ErRobNc |  | HVAC-Frnc |  | None | 2020-01-01 | [6 empty] | Standard |  | 1 | 1 | 0 | Deemed Ex Ante Team |  |  |  | Updated to indicate claim/filing status
2020 | Furnace-Pkg-AFUE96 | Efficient Packaged Gas Furnace (Weatherized) - AFUE 96 | DEER2020 | D20v1 | 2020-11-24 16:30 | Furnace-Pkg-AFUE96 | DEER | Standard | None |  |  | None |  | 0 |  | 0 | Com | Any | HVAC | SpaceHeat | SpaceHtg_eq | GasFurnace |  | HVAC-Frnc | Packaged Furnace (Weatherized) 80 AFUE | Packaged Furnace (Weatherized) 81 AFUE | Packaged Furnace (Weatherized) 96 AFUE, with standard efficiency supply fan motor |  |  |  | Available |  | 0 | 0 |  | ErRobNc |  | HVAC-Frnc |  | None | 2020-01-01 | [6 empty] | Standard |  | 1 | 1 | 0 | Deemed Ex Ante Team |  |  |  | Updated to indicate claim/filing status
2020 | Furnace-Pkg-AFUE96-ECM-lt65kBtuh | Efficient Packaged Gas Furnace (Weatherized) - AFUE 96 with ECM supply fan motor | DEER2020 | D20v1 | 2020-11-24 16:30 | Furnace-Pkg-AFUE96-ECM-lt65kBtuh | DEER | Standard | None |  |  | None |  | 0 |  | 0 | Com | Any | HVAC | SpaceHeat | SpaceHtg_eq | GasFurnace |  | HVAC-Frnc | Packaged Furnace (Weatherized) 80 AFUE | Packaged Furnace (Weatherized) 81 AFUE | Packaged Furnace (Weatherized) 96 AFUE, with ECM supply fan motor |  |  |  | Available |  | 0 | 0 |  | ErRobNc |  | HVAC-Frnc |  | None | 2020-01-01 | [6 empty] | Standard |  | 1 | 1 | 0 | Deemed Ex Ante Team |  |  |  | Updated to indicate claim/filing status
2020 | Furnace-Pkg-AFUE97 | Efficient Packaged Gas Furnace (Weatherized) - AFUE 97 | DEER2020 | D20v1 | 2020-11-24 16:30 | Furnace-Pkg-AFUE97 | DEER | Standard | None |  |  | None |  | 0 |  | 0 | Com | Any | HVAC | SpaceHeat | SpaceHtg_eq | GasFurnace |  | HVAC-Frnc | Packaged Furnace (Weatherized) 80 AFUE | Packaged Furnace (Weatherized) 81 AFUE | Packaged Furnace (Weatherized) 97 AFUE, with standard efficiency supply fan motor |  |  |  | Available |  | 0 | 0 |  | ErRobNc |  | HVAC-Frnc |  | None | 2020-01-01 | [6 empty] | Standard |  | 1 | 1 | 0 | Deemed Ex Ante Team |  |  |  | Updated to indicate claim/filing status
2020 | Furnace-Pkg-AFUE97-ECM-lt65kBtuh | Efficient Packaged Gas Furnace (Weatherized) - AFUE 97 with ECM supply fan motor | DEER2020 | D20v1 | 2020-11-24 16:30 | Furnace-Pkg-AFUE97-ECM-lt65kBtuh | DEER | Standard | None |  |  | None |  | 0 |  | 0 | Com | Any | HVAC | SpaceHeat | SpaceHtg_eq | GasFurnace |  | HVAC-Frnc | Packaged Furnace (Weatherized) 80 AFUE | Packaged Furnace (Weatherized) 81 AFUE | Packaged Furnace (Weatherized) 97 AFUE, with ECM supply fan motor |  |  |  | Available |  | 0 | 0 |  | ErRobNc |  | HVAC-Frnc |  | None | 2020-01-01 | [6 empty] | Standard |  | 1 | 1 | 0 | Deemed Ex Ante Team |  |  |  | Updated to indicate claim/filing status
2020 | Furnace-Pkg-AFUE98 | Efficient Packaged Gas Furnace (Weatherized) - AFUE 98 | DEER2020 | D20v1 | 2020-11-24 16:30 | Furnace-Pkg-AFUE98 | DEER | Standard | None |  |  | None |  | 0 |  | 0 | Com | Any | HVAC | SpaceHeat | SpaceHtg_eq | GasFurnace |  | HVAC-Frnc | Packaged Furnace (Weatherized) 80 AFUE | Packaged Furnace (Weatherized) 81 AFUE | Packaged Furnace (Weatherized) 98 AFUE, with standard efficiency supply fan motor |  |  |  | Available |  | 0 | 0 |  | ErRobNc |  | HVAC-Frnc |  | None | 2020-01-01 | [6 empty] | Standard |  | 1 | 1 | 0 | Deemed Ex Ante Team |  |  |  | Updated to indicate claim/filing status
2020 | Furnace-Pkg-AFUE98-ECM-lt65kBtuh | Efficient Packaged Gas Furnace (Weatherized) - AFUE 98 with ECM supply fan motor | DEER2020 | D20v1 | 2020-11-24 16:30 | Furnace-Pkg-AFUE98-ECM-lt65kBtuh | DEER | Standard | None |  |  | None |  | 0 |  | 0 | Com | Any | HVAC | SpaceHeat | SpaceHtg_eq | GasFurnace |  | HVAC-Frnc | Packaged Furnace (Weatherized) 80 AFUE | Packaged Furnace (Weatherized) 81 AFUE | Packaged Furnace (Weatherized) 98 AFUE, with ECM supply fan motor |  |  |  | Available |  | 0 | 0 |  | ErRobNc |  | HVAC-Frnc |  | None | 2020-01-01 | [6 empty] | Standard |  | 1 | 1 | 0 | Deemed Ex Ante Team |  |  |  | Updated to indicate claim/filing status
2020 | NB-HVAC-DuctSeal-high | Duct Sealing (Total leakage reduced from 40% of AHU flow to 18%) | DEER2020 | D20v1 | 2020-11-24 16:30 | NB-HVAC-DuctSeal-high | DEER | Standard | None |  |  | None |  | 0 |  | 0 | Com | Any | HVAC | VentAirDist | HV_AirDist | DuctSysC |  | HVAC-DuctSeal | Duct Leakage: 20% supply; 20% return (40% total) |  | Duct Sealing (Total leakage reduced from 40% of AHU flow to 18%) |  |  |  | Available |  | 0 | 0 |  | Retro |  | HVAC-DuctSeal |  | None | 2020-01-01 | [6 empty] | Standard |  | 1 | 1 | 0 | Deemed Ex Ante Team |  |  |  | Updated to indicate claim/filing status
2020 | NB-HVAC-DuctSeal-low | Duct Sealing (Total leakage reduced from 28% of AHU flow to 18%) | DEER2020 | D20v1 | 2020-11-24 16:30 | NB-HVAC-DuctSeal-low | DEER | Standard | None |  |  | None |  | 0 |  | 0 | Com | Any | HVAC | VentAirDist | HV_AirDist | DuctSysC |  | HVAC-DuctSeal | Duct Leakage: 14% supply; 14% return (28% total) |  | Duct Sealing (Total leakage reduced from 28% of AHU flow to 18%) |  |  |  | Available |  | 0 | 0 |  | Retro |  | HVAC-DuctSeal |  | None | 2020-01-01 | [6 empty] | Standard |  | 1 | 1 | 0 | Deemed Ex Ante Team |  |  |  | Updated to indicate claim/filing status
2020 | NE-HVAC-airAC-Pkg-55to65kBtuh-15p0seer | Commercial SEER-rated Packaged Air Conditioners, Size Range: 55 - 65 kBTU/h, SEER = 15 (EER = 12.6), EIR = 0.236, Fan W/CFM = 0.25, two-speed fan, with Econo (Pre-existing vintages do not include Economizer) | DEER2020 | D20v1 | 2022-02-04 18:49 | NE-HVAC-airAC-Pkg-55to65kBtuh-15p0seer | DEER | Standard | None |  |  | None |  | 0 |  | 0 | Com | Any | HVAC | SpaceCool | dxAC_equip | pkgSEER | dxAC-Com-Pkg-55to65kBTUh-SEER-15.0 | HVAC-airAC | Com SEER-Rated Pkg AC, 18-65 kBTU/h; pre-2001: SEER = 11.6, one-speed fan, no Econo; post-2001: SEER = 13 (EER = 11.06), one-speed fan, no Econo; 2014: SEER = 14 (EER = 11.75), two-speed fan, w/Econo | Commercial SEER-rated Packaged Air Conditioners, Size Range: 55 - 65 kBTU/h, SEER = 14 (EER = 11.7), EIR = 0.249, Fan W/CFM = 0.29, two-speed fan, with Econo | Commercial SEER-rated Packaged Air Conditioners, Size Range: 55 - 65 kBTU/h, SEER = 15 (EER = 12.6), EIR = 0.236, Fan W/CFM = 0.25, two-speed fan, with Econo |  | dxAC-Com-Pkg-55to65kBTUh-SEER-14.0 | dxAC-Com-Pkg-55to65kBTUh-SEER-15.0 | Available |  | 0 | 0 |  | ErRobNc | dxAC-Com-Pkg-55to65kBTUh-SEER-14.0 | HVAC-airAC |  | None | 2020-05-28 | 2022-12-31 | [5 empty] | Standard |  | 1 | 1 | 0 | Deemed Ex Ante Team |  |  |  | Expired for DEER Update
2020 | NE-HVAC-airAC-Pkg-55to65kBtuh-15p0seer-wPreEcono | Commercial SEER-rated Packaged Air Conditioners, Size Range: 55 - 65 kBTU/h, SEER = 15 (EER = 12.6), EIR = 0.236, Fan W/CFM = 0.25, two-speed fan, with Econo (Pre-existing vintages include Economizer) | DEER2020 | D20v1 | 2022-02-04 18:49 | NE-HVAC-airAC-Pkg-55to65kBtuh-15p0seer-wPreEcono | DEER | Standard | None |  |  | None |  | 0 |  | 0 | Com | Any | HVAC | SpaceCool | dxAC_equip | pkgSEER | dxAC-Com-Pkg-55to65kBTUh-SEER-15.0 | HVAC-airAC | Com SEER-Rated Pkg AC, 18-65 kBTU/h; pre-2001: SEER = 11.6, one-speed fan, w/ Econo; post-2001: SEER = 13 (EER = 11.06), one-speed fan, w/Econo; 2014: SEER = 14 (EER = 11.75), two-speed fan, w/Econo | Commercial SEER-rated Packaged Air Conditioners, Size Range: 55 - 65 kBTU/h, SEER = 14 (EER = 11.7), EIR = 0.249, Fan W/CFM = 0.29, two-speed fan, with Econo | Commercial SEER-rated Packaged Air Conditioners, Size Range: 55 - 65 kBTU/h, SEER = 15 (EER = 12.6), EIR = 0.236, Fan W/CFM = 0.25, two-speed fan, with Econo |  | dxAC-Com-Pkg-55to65kBTUh-SEER-14.0 | dxAC-Com-Pkg-55to65kBTUh-SEER-15.0 | Available |  | 0 | 0 |  | ErRobNc | dxAC-Com-Pkg-55to65kBTUh-SEER-14.0 | HVAC-airAC |  | None | 2020-05-28 | 2022-12-31 | [5 empty] | Standard |  | 1 | 1 | 0 | Deemed Ex Ante Team |  |  |  | Expired for DEER Update
2020 | NE-HVAC-airAC-Pkg-55to65kBtuh-16p0seer | Commercial SEER-rated Packaged Air Conditioners, Size Range: 55 - 65 kBTU/h, SEER = 16 (EER = 12.5), EIR = 0.238, Fan W/CFM = 0.27, two-speed fan, with Econo (Pre-existing vintages do not include Economizer) | DEER2020 | D20v1 | 2022-02-04 18:49 | NE-HVAC-airAC-Pkg-55to65kBtuh-16p0seer | DEER | Standard | None |  |  | None |  | 0 |  | 0 | Com | Any | HVAC | SpaceCool | dxAC_equip | pkgSEER | dxAC-Com-Pkg-55to65kBTUh-SEER-16.0 | HVAC-airAC | Com SEER-Rated Pkg AC, 18-65 kBTU/h; pre-2001: SEER = 11.6, one-speed fan, no Econo; post-2001: SEER = 13 (EER = 11.06), one-speed fan, no Econo; 2014: SEER = 14 (EER = 11.75), two-speed fan, w/Econo | Commercial SEER-rated Packaged Air Conditioners, Size Range: 55 - 65 kBTU/h, SEER = 14 (EER = 11.7), EIR = 0.249, Fan W/CFM = 0.29, two-speed fan, with Econo | Commercial SEER-rated Packaged Air Conditioners, Size Range: 55 - 65 kBTU/h, SEER = 16 (EER = 12.5), EIR = 0.238, Fan W/CFM = 0.27, two-speed fan, with Econo |  | dxAC-Com-Pkg-55to65kBTUh-SEER-14.0 | dxAC-Com-Pkg-55to65kBTUh-SEER-16.0 | Available |  | 0 | 0 |  | ErRobNc | dxAC-Com-Pkg-55to65kBTUh-SEER-14.0 | HVAC-airAC |  | None | 2020-05-28 | 2022-12-31 | [5 empty] | Standard |  | 1 | 1 | 0 | Deemed Ex Ante Team |  |  |  | Expired for DEER Update
2020 | NE-HVAC-airAC-Pkg-55to65kBtuh-16p0seer-wPreEcono | Commercial SEER-rated Packaged Air Conditioners, Size Range: 55 - 65 kBTU/h, SEER = 16 (EER = 12.5), EIR = 0.238, Fan W/CFM = 0.27, two-speed fan, with Econo (Pre-existing vintages include Economizer) | DEER2020 | D20v1 | 2022-02-04 18:49 | NE-HVAC-airAC-Pkg-55to65kBtuh-16p0seer-wPreEcono | DEER | Standard | None |  |  | None |  | 0 |  | 0 | Com | Any | HVAC | SpaceCool | dxAC_equip | pkgSEER | dxAC-Com-Pkg-55to65kBTUh-SEER-16.0 | HVAC-airAC | Com SEER-Rated Pkg AC, 18-65 kBTU/h; pre-2001: SEER = 11.6, one-speed fan, w/ Econo; post-2001: SEER = 13 (EER = 11.06), one-speed fan, w/Econo; 2014: SEER = 14 (EER = 11.75), two-speed fan, w/Econo | Commercial SEER-rated Packaged Air Conditioners, Size Range: 55 - 65 kBTU/h, SEER = 14 (EER = 11.7), EIR = 0.249, Fan W/CFM = 0.29, two-speed fan, with Econo | Commercial SEER-rated Packaged Air Conditioners, Size Range: 55 - 65 kBTU/h, SEER = 16 (EER = 12.5), EIR = 0.238, Fan W/CFM = 0.27, two-speed fan, with Econo |  | dxAC-Com-Pkg-55to65kBTUh-SEER-14.0 | dxAC-Com-Pkg-55to65kBTUh-SEER-16.0 | Available |  | 0 | 0 |  | ErRobNc | dxAC-Com-Pkg-55to65kBTUh-SEER-14.0 | HVAC-airAC |  | None | 2020-05-28 | 2022-12-31 | [5 empty] | Standard |  | 1 | 1 | 0 | Deemed Ex Ante Team |  |  |  | Expired for DEER Update
2020 | NE-HVAC-airAC-Pkg-55to65kBtuh-17p0seer | Commercial SEER-rated Packaged Air Conditioners, Size Range: 55 - 65 kBTU/h, SEER = 17 (EER = 13.3), EIR = 0.223, Fan W/CFM = 0.27, two-speed fan, with Econo (Pre-existing vintages do not include Economizer) | DEER2020 | D20v1 | 2022-02-04 18:49 | NE-HVAC-airAC-Pkg-55to65kBtuh-17p0seer | DEER | Standard | None |  |  | None |  | 0 |  | 0 | Com | Any | HVAC | SpaceCool | dxAC_equip | pkgSEER | dxAC-Com-Pkg-55to65kBTUh-SEER-17.0 | HVAC-airAC | Com SEER-Rated Pkg AC, 18-65 kBTU/h; pre-2001: SEER = 11.6, one-speed fan, no Econo; post-2001: SEER = 13 (EER = 11.06), one-speed fan, no Econo; 2014: SEER = 14 (EER = 11.75), two-speed fan, w/Econo | Commercial SEER-rated Packaged Air Conditioners, Size Range: 55 - 65 kBTU/h, SEER = 14 (EER = 11.7), EIR = 0.249, Fan W/CFM = 0.29, two-speed fan, with Econo | Commercial SEER-rated Packaged Air Conditioners, Size Range: 55 - 65 kBTU/h, SEER = 17 (EER = 13.3), EIR = 0.223, Fan W/CFM = 0.27, two-speed fan, with Econo |  | dxAC-Com-Pkg-55to65kBTUh-SEER-14.0 | dxAC-Com-Pkg-55to65kBTUh-SEER-17.0 | Available |  | 0 | 0 |  | ErRobNc | dxAC-Com-Pkg-55to65kBTUh-SEER-14.0 | HVAC-airAC |  | None | 2020-05-28 | 2022-12-31 | [5 empty] | Standard |  | 1 | 1 | 0 | Deemed Ex Ante Team |  |  |  | Expired for DEER Update
2020 | NE-HVAC-airAC-Pkg-55to65kBtuh-17p0seer-wPreEcono | Commercial SEER-rated Packaged Air Conditioners, Size Range: 55 - 65 kBTU/h, SEER = 17 (EER = 13.3), EIR = 0.223, Fan W/CFM = 0.27, two-speed fan, with Econo (Pre-existing vintages include Economizer) | DEER2020 | D20v1 | 2022-02-04 18:49 | NE-HVAC-airAC-Pkg-55to65kBtuh-17p0seer-wPreEcono | DEER | Standard | None |  |  | None |  | 0 |  | 0 | Com | Any | HVAC | SpaceCool | dxAC_equip | pkgSEER | dxAC-Com-Pkg-55to65kBTUh-SEER-17.0 | HVAC-airAC | Com SEER-Rated Pkg AC, 18-65 kBTU/h; pre-2001: SEER = 11.6, one-speed fan, w/ Econo; post-2001: SEER = 13 (EER = 11.06), one-speed fan, w/Econo; 2014: SEER = 14 (EER = 11.75), two-speed fan, w/Econo | Commercial SEER-rated Packaged Air Conditioners, Size Range: 55 - 65 kBTU/h, SEER = 14 (EER = 11.7), EIR = 0.249, Fan W/CFM = 0.29, two-speed fan, with Econo | Commercial SEER-rated Packaged Air Conditioners, Size Range: 55 - 65 kBTU/h, SEER = 17 (EER = 13.3), EIR = 0.223, Fan W/CFM = 0.27, two-speed fan, with Econo |  | dxAC-Com-Pkg-55to65kBTUh-SEER-14.0 | dxAC-Com-Pkg-55to65kBTUh-SEER-17.0 | Available |  | 0 | 0 |  | ErRobNc | dxAC-Com-Pkg-55to65kBTUh-SEER-14.0 | HVAC-airAC |  | None | 2020-05-28 | 2022-12-31 | [5 empty] | Standard |  | 1 | 1 | 0 | Deemed Ex Ante Team |  |  |  | Expired for DEER Update
2020 | NE-HVAC-airAC-Pkg-55to65kBtuh-18p0seer | Commercial SEER-rated Packaged Air Conditioners, Size Range: 55 - 65 kBTU/h, SEER = 18 (EER = 14), EIR = 0.209, Fan W/CFM = 0.27, two-speed fan, with Econo (Pre-existing vintages do not include Economizer) | DEER2020 | D20v1 | 2022-02-04 18:49 | NE-HVAC-airAC-Pkg-55to65kBtuh-18p0seer | DEER | Standard | None |  |  | None |  | 0 |  | 0 | Com | Any | HVAC | SpaceCool | dxAC_equip | pkgSEER | dxAC-Com-Pkg-55to65kBTUh-SEER-18.0 | HVAC-airAC | Com SEER-Rated Pkg AC, 18-65 kBTU/h; pre-2001: SEER = 11.6, one-speed fan, no Econo; post-2001: SEER = 13 (EER = 11.06), one-speed fan, no Econo; 2014: SEER = 14 (EER = 11.75), two-speed fan, w/Econo | Commercial SEER-rated Packaged Air Conditioners, Size Range: 55 - 65 kBTU/h, SEER = 14 (EER = 11.7), EIR = 0.249, Fan W/CFM = 0.29, two-speed fan, with Econo | Commercial SEER-rated Packaged Air Conditioners, Size Range: 55 - 65 kBTU/h, SEER = 18 (EER = 14), EIR = 0.209, Fan W/CFM = 0.27, two-speed fan, with Econo |  | dxAC-Com-Pkg-55to65kBTUh-SEER-14.0 | dxAC-Com-Pkg-55to65kBTUh-SEER-18.0 | Available |  | 0 | 0 |  | ErRobNc | dxAC-Com-Pkg-55to65kBTUh-SEER-14.0 | HVAC-airAC |  | None | 2020-05-28 | 2022-12-31 | [5 empty] | Standard |  | 1 | 1 | 0 | Deemed Ex Ante Team |  |  |  | Expired for DEER Update
2020 | NE-HVAC-airAC-Pkg-55to65kBtuh-18p0seer-wPreEcono | Commercial SEER-rated Packaged Air Conditioners, Size Range: 55 - 65 kBTU/h, SEER = 18 (EER = 14), EIR = 0.209, Fan W/CFM = 0.27, two-speed fan, with Econo (Pre-existing vintages include Economizer) | DEER2020 | D20v1 | 2022-02-04 18:49 | NE-HVAC-airAC-Pkg-55to65kBtuh-18p0seer-wPreEcono | DEER | Standard | None |  |  | None |  | 0 |  | 0 | Com | Any | HVAC | SpaceCool | dxAC_equip | pkgSEER | dxAC-Com-Pkg-55to65kBTUh-SEER-18.0 | HVAC-airAC | Com SEER-Rated Pkg AC, 18-65 kBTU/h; pre-2001: SEER = 11.6, one-speed fan, w/ Econo; post-2001: SEER = 13 (EER = 11.06), one-speed fan, w/Econo; 2014: SEER = 14 (EER = 11.75), two-speed fan, w/Econo | Commercial SEER-rated Packaged Air Conditioners, Size Range: 55 - 65 kBTU/h, SEER = 14 (EER = 11.7), EIR = 0.249, Fan W/CFM = 0.29, two-speed fan, with Econo | Commercial SEER-rated Packaged Air Conditioners, Size Range: 55 - 65 kBTU/h, SEER = 18 (EER = 14), EIR = 0.209, Fan W/CFM = 0.27, two-speed fan, with Econo |  | dxAC-Com-Pkg-55to65kBTUh-SEER-14.0 | dxAC-Com-Pkg-55to65kBTUh-SEER-18.0 | Available |  | 0 | 0 |  | ErRobNc | dxAC-Com-Pkg-55to65kBTUh-SEER-14.0 | HVAC-airAC |  | None | 2020-05-28 | 2022-12-31 | [5 empty] | Standard |  | 1 | 1 | 0 | Deemed Ex Ante Team |  |  |  | Expired for DEER Update
2020 | NE-HVAC-airAC-Pkg-lt55kBtuh-15p0seer | Commercial SEER-rated Packaged Air Conditioners, Size Range: 18 - 55 kBTU/h, SEER = 15 (EER = 12.9), EIR = 0.234, Fan W/CFM = 0.25, one-speed fan, without Econo | DEER2020 | D20v1 | 2022-02-04 18:49 | NE-HVAC-airAC-Pkg-lt55kBtuh-15p0seer | DEER | Standard | None |  |  | None |  | 0 |  | 0 | Com | Any | HVAC | SpaceCool | dxAC_equip | pkgSEER | dxAC-Com-Pkg-lt55kBTUh-SEER-15.0 | HVAC-airAC | Com SEER-Rated Pkg AC, 18-65 kBTU/h; pre-2001: SEER = 11.6, one-speed fan, no Econo; post-2001: SEER = 13 (EER = 11.06), one-speed fan, no Econo; 2014: SEER = 14 (EER = 12.04), one-speed fan, no Econo | Commercial SEER-rated Packaged Air Conditioners, Size Range: 18 - 55 kBTU/h, SEER = 14 (EER = 12), EIR = 0.246, Fan W/CFM = 0.29, one-speed fan, without Econo | Commercial SEER-rated Packaged Air Conditioners, Size Range: 18 - 55 kBTU/h, SEER = 15 (EER = 12.9), EIR = 0.234, Fan W/CFM = 0.25, one-speed fan, without Econo |  | dxAC-Com-Pkg-lt55kBTUh-SEER-14.0 | dxAC-Com-Pkg-lt55kBTUh-SEER-15.0 | Available |  | 0 | 0 |  | ErRobNc | dxAC-Com-Pkg-lt55kBTUh-SEER-14.0 | HVAC-airAC |  | None | 2020-05-28 | 2022-12-31 | [5 empty] | Standard |  | 1 | 1 | 0 | Deemed Ex Ante Team |  |  |  | Expired for DEER Update
2020 | NE-HVAC-airAC-Pkg-lt55kBtuh-16p0seer | Commercial SEER-rated Packaged Air Conditioners, Size Range: 18 - 55 kBTU/h, SEER = 16 (EER = 12.5), EIR = 0.238, Fan W/CFM = 0.27, two-speed fan, without Econo | DEER2020 | D20v1 | 2022-02-04 18:49 | NE-HVAC-airAC-Pkg-lt55kBtuh-16p0seer | DEER | Standard | None |  |  | None |  | 0 |  | 0 | Com | Any | HVAC | SpaceCool | dxAC_equip | pkgSEER | dxAC-Com-Pkg-lt55kBTUh-SEER-16.0 | HVAC-airAC | Com SEER-Rated Pkg AC, 18-65 kBTU/h; pre-2001: SEER = 11.6, one-speed fan, no Econo; post-2001: SEER = 13 (EER = 11.06), one-speed fan, no Econo; 2014: SEER = 14 (EER = 12.04), one-speed fan, no Econo | Commercial SEER-rated Packaged Air Conditioners, Size Range: 18 - 55 kBTU/h, SEER = 14 (EER = 12), EIR = 0.246, Fan W/CFM = 0.29, one-speed fan, without Econo | Commercial SEER-rated Packaged Air Conditioners, Size Range: 18 - 55 kBTU/h, SEER = 16 (EER = 12.5), EIR = 0.238, Fan W/CFM = 0.27, two-speed fan, without Econo |  | dxAC-Com-Pkg-lt55kBTUh-SEER-14.0 | dxAC-Com-Pkg-lt55kBTUh-SEER-16.0 | Available |  | 0 | 0 |  | ErRobNc | dxAC-Com-Pkg-lt55kBTUh-SEER-14.0 | HVAC-airAC |  | None | 2020-05-28 | 2022-12-31 | [5 empty] | Standard |  | 1 | 1 | 0 | Deemed Ex Ante Team |  |  |  | Expired for DEER Update
2020 | NE-HVAC-airAC-Pkg-lt55kBtuh-17p0seer | Commercial SEER-rated Packaged Air Conditioners, Size Range: 18 - 55 kBTU/h, SEER = 17 (EER = 13.3), EIR = 0.223, Fan W/CFM = 0.27, two-speed fan, without Econo | DEER2020 | D20v1 | 2022-02-04 18:49 | NE-HVAC-airAC-Pkg-lt55kBtuh-17p0seer | DEER | Standard | None |  |  | None |  | 0 |  | 0 | Com | Any | HVAC | SpaceCool | dxAC_equip | pkgSEER | dxAC-Com-Pkg-lt55kBTUh-SEER-17.0 | HVAC-airAC | Com SEER-Rated Pkg AC, 18-65 kBTU/h; pre-2001: SEER = 11.6, one-speed fan, no Econo; post-2001: SEER = 13 (EER = 11.06), one-speed fan, no Econo; 2014: SEER = 14 (EER = 12.04), one-speed fan, no Econo | Commercial SEER-rated Packaged Air Conditioners, Size Range: 18 - 55 kBTU/h, SEER = 14 (EER = 12), EIR = 0.246, Fan W/CFM = 0.29, one-speed fan, without Econo | Commercial SEER-rated Packaged Air Conditioners, Size Range: 18 - 55 kBTU/h, SEER = 17 (EER = 13.3), EIR = 0.223, Fan W/CFM = 0.27, two-speed fan, without Econo |  | dxAC-Com-Pkg-lt55kBTUh-SEER-14.0 | dxAC-Com-Pkg-lt55kBTUh-SEER-17.0 | Available |  | 0 | 0 |  | ErRobNc | dxAC-Com-Pkg-lt55kBTUh-SEER-14.0 | HVAC-airAC |  | None | 2020-05-28 | 2022-12-31 | [5 empty] | Standard |  | 1 | 1 | 0 | Deemed Ex Ante Team |  |  |  | Expired for DEER Update
2020 | NE-HVAC-airAC-Pkg-lt55kBtuh-18p0seer | Commercial SEER-rated Packaged Air Conditioners, Size Range: 18 - 55 kBTU/h, SEER = 18 (EER = 14), EIR = 0.209, Fan W/CFM = 0.27, two-speed fan, without Econo | DEER2020 | D20v1 | 2022-02-04 18:49 | NE-HVAC-airAC-Pkg-lt55kBtuh-18p0seer | DEER | Standard | None |  |  | None |  | 0 |  | 0 | Com | Any | HVAC | SpaceCool | dxAC_equip | pkgSEER | dxAC-Com-Pkg-lt55kBTUh-SEER-18.0 | HVAC-airAC | Com SEER-Rated Pkg AC, 18-65 kBTU/h; pre-2001: SEER = 11.6, one-speed fan, no Econo; post-2001: SEER = 13 (EER = 11.06), one-speed fan, no Econo; 2014: SEER = 14 (EER = 12.04), one-speed fan, no Econo | Commercial SEER-rated Packaged Air Conditioners, Size Range: 18 - 55 kBTU/h, SEER = 14 (EER = 12), EIR = 0.246, Fan W/CFM = 0.29, one-speed fan, without Econo | Commercial SEER-rated Packaged Air Conditioners, Size Range: 18 - 55 kBTU/h, SEER = 18 (EER = 14), EIR = 0.209, Fan W/CFM = 0.27, two-speed fan, without Econo |  | dxAC-Com-Pkg-lt55kBTUh-SEER-14.0 | dxAC-Com-Pkg-lt55kBTUh-SEER-18.0 | Available |  | 0 | 0 |  | ErRobNc | dxAC-Com-Pkg-lt55kBTUh-SEER-14.0 | HVAC-airAC |  | None | 2020-05-28 | 2022-12-31 | [5 empty] | Standard |  | 1 | 1 | 0 | Deemed Ex Ante Team |  |  |  | Expired for DEER Update
2020 | NE-HVAC-airAC-Split-45to55kBtuh-15p0seer | Commercial SEER-rated split Air Conditioners, Size Range: 45 - 55 kBTU/h, SEER = 15 (EER = 12.8), EIR = 0.232, Fan W/CFM = 0.25, one-speed fan, without Econo | DEER2020 | D20v1 | 2022-02-02 16:51 | NE-HVAC-airAC-Split-45to55kBtuh-15p0seer | DEER | Standard | None |  |  | None |  | 0 |  | 0 | Com | Any | HVAC | SpaceCool | dxAC_equip | spltSEER | dxAC-Com-Split-45to55kBTUh-SEER-15.0 | HVAC-airAC | Commercial SEER-rated split Air Conditioners, 18-65 kBTU/h; pre-2001: SEER = 11.5, one-speed fan, no Econo; post-2001: SEER = 13 (EER = 11.08), one-speed fan, no Econo; 2014: SEER = 14 (EER = 11.82), one-speed fan, no Econo | Commercial SEER-rated split Air Conditioners, Size Range: 45 - 55 kBTU/h, SEER = 14 (EER = 11.8), EIR = 0.247, Fan W/CFM = 0.29, one-speed fan, without Econo | Commercial SEER-rated split Air Conditioners, Size Range: 45 - 55 kBTU/h, SEER = 15 (EER = 12.8), EIR = 0.232, Fan W/CFM = 0.25, one-speed fan, without Econo |  | dxAC-Com-Split-45to55kBTUh-SEER-14.0 | dxAC-Com-Split-45to55kBTUh-SEER-15.0 | Available |  | 0 | 0 |  | ErRobNc | dxAC-Com-Split-45to55kBTUh-SEER-14.0 | HVAC-airAC |  | None | 2020-05-28 | 2012-12-31 | [5 empty] | Standard |  | 1 | 1 | 0 | Deemed Ex Ante Team |  |  |  | Delayed per Golden Rod Memo 2019-12-23
2020 | NE-HVAC-airAC-Split-45to55kBtuh-16p0seer | Commercial SEER-rated split Air Conditioners, Size Range: 45 - 55 kBTU/h, SEER = 16 (EER = 12.5), EIR = 0.238, Fan W/CFM = 0.27, two-speed fan, without Econo | DEER2020 | D20v1 | 2022-02-02 16:51 | NE-HVAC-airAC-Split-45to55kBtuh-16p0seer | DEER | Standard | None |  |  | None |  | 0 |  | 0 | Com | Any | HVAC | SpaceCool | dxAC_equip | spltSEER | dxAC-Com-Split-45to55kBTUh-SEER-16.0 | HVAC-airAC | Commercial SEER-rated split Air Conditioners, 18-65 kBTU/h; pre-2001: SEER = 11.5, one-speed fan, no Econo; post-2001: SEER = 13 (EER = 11.08), one-speed fan, no Econo; 2014: SEER = 14 (EER = 11.82), one-speed fan, no Econo | Commercial SEER-rated split Air Conditioners, Size Range: 45 - 55 kBTU/h, SEER = 14 (EER = 11.8), EIR = 0.247, Fan W/CFM = 0.29, one-speed fan, without Econo | Commercial SEER-rated split Air Conditioners, Size Range: 45 - 55 kBTU/h, SEER = 16 (EER = 12.5), EIR = 0.238, Fan W/CFM = 0.27, two-speed fan, without Econo |  | dxAC-Com-Split-45to55kBTUh-SEER-14.0 | dxAC-Com-Split-45to55kBTUh-SEER-16.0 | Available |  | 0 | 0 |  | ErRobNc | dxAC-Com-Split-45to55kBTUh-SEER-14.0 | HVAC-airAC |  | None | 2020-05-28 | 2012-12-31 | [5 empty] | Standard |  | 1 | 1 | 0 | Deemed Ex Ante Team |  |  |  | Delayed per Golden Rod Memo 2019-12-23
2020 | NE-HVAC-airAC-Split-45to55kBtuh-17p0seer | Commercial SEER-rated split Air Conditioners, Size Range: 45 - 55 kBTU/h, SEER = 17 (EER = 13.3), EIR = 0.223, Fan W/CFM = 0.27, two-speed fan, without Econo | DEER2020 | D20v1 | 2022-02-02 16:51 | NE-HVAC-airAC-Split-45to55kBtuh-17p0seer | DEER | Standard | None |  |  | None |  | 0 |  | 0 | Com | Any | HVAC | SpaceCool | dxAC_equip | spltSEER | dxAC-Com-Split-45to55kBTUh-SEER-17.0 | HVAC-airAC | Commercial SEER-rated split Air Conditioners, 18-65 kBTU/h; pre-2001: SEER = 11.5, one-speed fan, no Econo; post-2001: SEER = 13 (EER = 11.08), one-speed fan, no Econo; 2014: SEER = 14 (EER = 11.82), one-speed fan, no Econo | Commercial SEER-rated split Air Conditioners, Size Range: 45 - 55 kBTU/h, SEER = 14 (EER = 11.8), EIR = 0.247, Fan W/CFM = 0.29, one-speed fan, without Econo | Commercial SEER-rated split Air Conditioners, Size Range: 45 - 55 kBTU/h, SEER = 17 (EER = 13.3), EIR = 0.223, Fan W/CFM = 0.27, two-speed fan, without Econo |  | dxAC-Com-Split-45to55kBTUh-SEER-14.0 | dxAC-Com-Split-45to55kBTUh-SEER-17.0 | Available |  | 0 | 0 |  | ErRobNc | dxAC-Com-Split-45to55kBTUh-SEER-14.0 | HVAC-airAC |  | None | 2020-05-28 | 2012-12-31 | [5 empty] | Standard |  | 1 | 1 | 0 | Deemed Ex Ante Team |  |  |  | Delayed per Golden Rod Memo 2019-12-23
2020 | NE-HVAC-airAC-Split-45to55kBtuh-18p0seer | Commercial SEER-rated split Air Conditioners, Size Range: 45 - 55 kBTU/h, SEER = 18 (EER = 14), EIR = 0.209, Fan W/CFM = 0.27, two-speed fan, without Econo | DEER2020 | D20v1 | 2022-02-02 16:51 | NE-HVAC-airAC-Split-45to55kBtuh-18p0seer | DEER | Standard | None |  |  | None |  | 0 |  | 0 | Com | Any | HVAC | SpaceCool | dxAC_equip | spltSEER | dxAC-Com-Split-45to55kBTUh-SEER-18.0 | HVAC-airAC | Commercial SEER-rated split Air Conditioners, 18-65 kBTU/h; pre-2001: SEER = 11.5, one-speed fan, no Econo; post-2001: SEER = 13 (EER = 11.08), one-speed fan, no Econo; 2014: SEER = 14 (EER = 11.82), one-speed fan, no Econo | Commercial SEER-rated split Air Conditioners, Size Range: 45 - 55 kBTU/h, SEER = 14 (EER = 11.8), EIR = 0.247, Fan W/CFM = 0.29, one-speed fan, without Econo | Commercial SEER-rated split Air Conditioners, Size Range: 45 - 55 kBTU/h, SEER = 18 (EER = 14), EIR = 0.209, Fan W/CFM = 0.27, two-speed fan, without Econo |  | dxAC-Com-Split-45to55kBTUh-SEER-14.0 | dxAC-Com-Split-45to55kBTUh-SEER-18.0 | Available |  | 0 | 0 |  | ErRobNc | dxAC-Com-Split-45to55kBTUh-SEER-14.0 | HVAC-airAC |  | None | 2020-05-28 | 2012-12-31 | [5 empty] | Standard |  | 1 | 1 | 0 | Deemed Ex Ante Team |  |  |  | Delayed per Golden Rod Memo 2019-12-23
2020 | NE-HVAC-airAC-Split-55to65kBtuh-15p0seer | Commercial SEER-rated split Air Conditioners, Size Range: 55 - 65 kBTU/h, SEER = 15 (EER = 12.6), EIR = 0.236, Fan W/CFM = 0.25, two-speed fan, with Econo (Pre-existing vintages do not include Economizer) | DEER2020 | D20v1 | 2021-10-08 12:07 | NE-HVAC-airAC-Split-55to65kBtuh-15p0seer | DEER | Standard | None |  |  | None |  | 0 |  | 0 | Com | Any | HVAC | SpaceCool | dxAC_equip | spltSEER | dxAC-Com-Split-55to65kBTUh-SEER-15.0 | HVAC-airAC | Commercial SEER-rated split Air Conditioners, 18-65 kBTU/h; pre-2001: SEER = 11.5, one-speed fan, no Econo; post-2001: SEER = 13 (EER = 11.08), one-speed fan, no Econo; 2014: SEER = 14 (EER = 11.75), two-speed fan, w/Econo | Commercial SEER-rated split Air Conditioners, Size Range: 55 - 65 kBTU/h, SEER = 14 (EER = 11.7), EIR = 0.249, Fan W/CFM = 0.29, two-speed fan, with Econo | Commercial SEER-rated split Air Conditioners, Size Range: 55 - 65 kBTU/h, SEER = 15 (EER = 12.6), EIR = 0.236, Fan W/CFM = 0.25, two-speed fan, with Econo |  | dxAC-Com-Split-55to65kBTUh-SEER-14.0 | dxAC-Com-Split-55to65kBTUh-SEER-15.0 | Available |  | 0 | 0 |  | ErRobNc | dxAC-Com-Split-55to65kBTUh-SEER-14.0 | HVAC-airAC |  | None | 2020-05-28 | 2022-12-31 | [5 empty] | Standard |  | 1 | 1 | 0 | Deemed Ex Ante Team |  |  |  | Delayed per Golden Rod Memo 2019-12-23
2020 | NE-HVAC-airAC-Split-55to65kBtuh-15p0seer-wPreEcono | Commercial SEER-rated split Air Conditioners, Size Range: 55 - 65 kBTU/h, SEER = 15 (EER = 12.6), EIR = 0.236, Fan W/CFM = 0.25, two-speed fan, with Econo (Pre-existing vintages include Economizer) | DEER2020 | D20v1 | 2022-02-02 16:51 | NE-HVAC-airAC-Split-55to65kBtuh-15p0seer-wPreEcono | DEER | Standard | None |  |  | None |  | 0 |  | 0 | Com | Any | HVAC | SpaceCool | dxAC_equip | spltSEER | dxAC-Com-Split-55to65kBTUh-SEER-15.0 | HVAC-airAC | Commercial SEER-rated split Air Conditioners, 18-65 kBTU/h; pre-2001: SEER = 11.5, one-speed fan, w/Econo; post-2001: SEER = 13 (EER = 11.08), one-speed fan, w/Econo; 2014: SEER = 14 (EER = 11.75), two-speed fan, w/Econo | Commercial SEER-rated split Air Conditioners, Size Range: 55 - 65 kBTU/h, SEER = 14 (EER = 11.7), EIR = 0.249, Fan W/CFM = 0.29, two-speed fan, with Econo | Commercial SEER-rated split Air Conditioners, Size Range: 55 - 65 kBTU/h, SEER = 15 (EER = 12.6), EIR = 0.236, Fan W/CFM = 0.25, two-speed fan, with Econo |  | dxAC-Com-Split-55to65kBTUh-SEER-14.0 | dxAC-Com-Split-55to65kBTUh-SEER-15.0 | Available |  | 0 | 0 |  | ErRobNc | dxAC-Com-Split-55to65kBTUh-SEER-14.0 | HVAC-airAC |  | None | 2020-05-28 | 2012-12-31 | [5 empty] | Standard |  | 1 | 1 | 0 | Deemed Ex Ante Team |  |  |  | Delayed per Golden Rod Memo 2019-12-23
2020 | NE-HVAC-airAC-Split-55to65kBtuh-16p0seer | Commercial SEER-rated split Air Conditioners, Size Range: 55 - 65 kBTU/h, SEER = 16 (EER = 12.5), EIR = 0.238, Fan W/CFM = 0.27, two-speed fan, with Econo (Pre-existing vintages do not include Economizer) | DEER2020 | D20v1 | 2021-02-25 15:50 | NE-HVAC-airAC-Split-55to65kBtuh-16p0seer | DEER | Standard | None |  |  | None |  | 0 |  | 0 | Com | Any | HVAC | SpaceCool | dxAC_equip | spltSEER | dxAC-Com-Split-55to65kBTUh-SEER-16.0 | HVAC-airAC | Commercial SEER-rated split Air Conditioners, 18-65 kBTU/h; pre-2001: SEER = 11.5, one-speed fan, no Econo; post-2001: SEER = 13 (EER = 11.08), one-speed fan, no Econo; 2014: SEER = 14 (EER = 11.75), two-speed fan, w/Econo | Commercial SEER-rated split Air Conditioners, Size Range: 55 - 65 kBTU/h, SEER = 14 (EER = 11.7), EIR = 0.249, Fan W/CFM = 0.29, two-speed fan, with Econo | Commercial SEER-rated split Air Conditioners, Size Range: 55 - 65 kBTU/h, SEER = 16 (EER = 12.5), EIR = 0.238, Fan W/CFM = 0.27, two-speed fan, with Econo |  | dxAC-Com-Split-55to65kBTUh-SEER-14.0 | dxAC-Com-Split-55to65kBTUh-SEER-16.0 | Available |  | 0 | 0 |  | ErRobNc | dxAC-Com-Split-55to65kBTUh-SEER-14.0 | HVAC-airAC |  | None | 2020-05-28 | [6 empty] | Standard |  | 1 | 1 | 0 | Deemed Ex Ante Team |  |  |  | Delayed per Golden Rod Memo 2019-12-23
2020 | NE-HVAC-airAC-Split-55to65kBtuh-16p0seer-wPreEcono | Commercial SEER-rated split Air Conditioners, Size Range: 55 - 65 kBTU/h, SEER = 16 (EER = 12.5), EIR = 0.238, Fan W/CFM = 0.27, two-speed fan, with Econo (Pre-existing vintages include Economizer) | DEER2020 | D20v1 | 2022-02-02 16:51 | NE-HVAC-airAC-Split-55to65kBtuh-16p0seer-wPreEcono | DEER | Standard | None |  |  | None |  | 0 |  | 0 | Com | Any | HVAC | SpaceCool | dxAC_equip | spltSEER | dxAC-Com-Split-55to65kBTUh-SEER-16.0 | HVAC-airAC | Commercial SEER-rated split Air Conditioners, 18-65 kBTU/h; pre-2001: SEER = 11.5, one-speed fan, w/Econo; post-2001: SEER = 13 (EER = 11.08), one-speed fan, w/Econo; 2014: SEER = 14 (EER = 11.75), two-speed fan, w/Econo | Commercial SEER-rated split Air Conditioners, Size Range: 55 - 65 kBTU/h, SEER = 14 (EER = 11.7), EIR = 0.249, Fan W/CFM = 0.29, two-speed fan, with Econo | Commercial SEER-rated split Air Conditioners, Size Range: 55 - 65 kBTU/h, SEER = 16 (EER = 12.5), EIR = 0.238, Fan W/CFM = 0.27, two-speed fan, with Econo |  | dxAC-Com-Split-55to65kBTUh-SEER-14.0 | dxAC-Com-Split-55to65kBTUh-SEER-16.0 | Available |  | 0 | 0 |  | ErRobNc | dxAC-Com-Split-55to65kBTUh-SEER-14.0 | HVAC-airAC |  | None | 2020-05-28 | 2012-12-31 | [5 empty] | Standard |  | 1 | 1 | 0 | Deemed Ex Ante Team |  |  |  | Delayed per Golden Rod Memo 2019-12-23
2020 | NE-HVAC-airAC-Split-55to65kBtuh-17p0seer | Commercial SEER-rated split Air Conditioners, Size Range: 55 - 65 kBTU/h, SEER = 17 (EER = 13.3), EIR = 0.223, Fan W/CFM = 0.27, two-speed fan, with Econo (Pre-existing vintages do not include Economizer) | DEER2020 | D20v1 | 2021-02-25 15:50 | NE-HVAC-airAC-Split-55to65kBtuh-17p0seer | DEER | Standard | None |  |  | None |  | 0 |  | 0 | Com | Any | HVAC | SpaceCool | dxAC_equip | spltSEER | dxAC-Com-Split-55to65kBTUh-SEER-17.0 | HVAC-airAC | Commercial SEER-rated split Air Conditioners, 18-65 kBTU/h; pre-2001: SEER = 11.5, one-speed fan, no Econo; post-2001: SEER = 13 (EER = 11.08), one-speed fan, no Econo; 2014: SEER = 14 (EER = 11.75), two-speed fan, w/Econo | Commercial SEER-rated split Air Conditioners, Size Range: 55 - 65 kBTU/h, SEER = 14 (EER = 11.7), EIR = 0.249, Fan W/CFM = 0.29, two-speed fan, with Econo | Commercial SEER-rated split Air Conditioners, Size Range: 55 - 65 kBTU/h, SEER = 17 (EER = 13.3), EIR = 0.223, Fan W/CFM = 0.27, two-speed fan, with Econo |  | dxAC-Com-Split-55to65kBTUh-SEER-14.0 | dxAC-Com-Split-55to65kBTUh-SEER-17.0 | Available |  | 0 | 0 |  | ErRobNc | dxAC-Com-Split-55to65kBTUh-SEER-14.0 | HVAC-airAC |  | None | 2020-05-28 | [6 empty] | Standard |  | 1 | 1 | 0 | Deemed Ex Ante Team |  |  |  | Delayed per Golden Rod Memo 2019-12-23
2020 | NE-HVAC-airAC-Split-55to65kBtuh-17p0seer-wPreEcono | Commercial SEER-rated split Air Conditioners, Size Range: 55 - 65 kBTU/h, SEER = 17 (EER = 13.3), EIR = 0.223, Fan W/CFM = 0.27, two-speed fan, with Econo (Pre-existing vintages include Economizer) | DEER2020 | D20v1 | 2022-02-02 16:51 | NE-HVAC-airAC-Split-55to65kBtuh-17p0seer-wPreEcono | DEER | Standard | None |  |  | None |  | 0 |  | 0 | Com | Any | HVAC | SpaceCool | dxAC_equip | spltSEER | dxAC-Com-Split-55to65kBTUh-SEER-17.0 | HVAC-airAC | Commercial SEER-rated split Air Conditioners, 18-65 kBTU/h; pre-2001: SEER = 11.5, one-speed fan, w/Econo; post-2001: SEER = 13 (EER = 11.08), one-speed fan, w/Econo; 2014: SEER = 14 (EER = 11.75), two-speed fan, w/Econo | Commercial SEER-rated split Air Conditioners, Size Range: 55 - 65 kBTU/h, SEER = 14 (EER = 11.7), EIR = 0.249, Fan W/CFM = 0.29, two-speed fan, with Econo | Commercial SEER-rated split Air Conditioners, Size Range: 55 - 65 kBTU/h, SEER = 17 (EER = 13.3), EIR = 0.223, Fan W/CFM = 0.27, two-speed fan, with Econo |  | dxAC-Com-Split-55to65kBTUh-SEER-14.0 | dxAC-Com-Split-55to65kBTUh-SEER-17.0 | Available |  | 0 | 0 |  | ErRobNc | dxAC-Com-Split-55to65kBTUh-SEER-14.0 | HVAC-airAC |  | None | 2020-05-28 | 2012-12-31 | [5 empty] | Standard |  | 1 | 1 | 0 | Deemed Ex Ante Team |  |  |  | Delayed per Golden Rod Memo 2019-12-23
2020 | NE-HVAC-airAC-Split-55to65kBtuh-18p0seer | Commercial SEER-rated split Air Conditioners, Size Range: 55 - 65 kBTU/h, SEER = 18 (EER = 14), EIR = 0.209, Fan W/CFM = 0.27, two-speed fan, with Econo (Pre-existing vintages do not include Economizer) | DEER2020 | D20v1 | 2021-02-25 15:50 | NE-HVAC-airAC-Split-55to65kBtuh-18p0seer | DEER | Standard | None |  |  | None |  | 0 |  | 0 | Com | Any | HVAC | SpaceCool | dxAC_equip | spltSEER | dxAC-Com-Split-55to65kBTUh-SEER-18.0 | HVAC-airAC | Commercial SEER-rated split Air Conditioners, 18-65 kBTU/h; pre-2001: SEER = 11.5, one-speed fan, no Econo; post-2001: SEER = 13 (EER = 11.08), one-speed fan, no Econo; 2014: SEER = 14 (EER = 11.75), two-speed fan, w/Econo | Commercial SEER-rated split Air Conditioners, Size Range: 55 - 65 kBTU/h, SEER = 14 (EER = 11.7), EIR = 0.249, Fan W/CFM = 0.29, two-speed fan, with Econo | Commercial SEER-rated split Air Conditioners, Size Range: 55 - 65 kBTU/h, SEER = 18 (EER = 14), EIR = 0.209, Fan W/CFM = 0.27, two-speed fan, with Econo |  | dxAC-Com-Split-55to65kBTUh-SEER-14.0 | dxAC-Com-Split-55to65kBTUh-SEER-18.0 | Available |  | 0 | 0 |  | ErRobNc | dxAC-Com-Split-55to65kBTUh-SEER-14.0 | HVAC-airAC |  | None | 2020-05-28 | [6 empty] | Standard |  | 1 | 1 | 0 | Deemed Ex Ante Team |  |  |  | Delayed per Golden Rod Memo 2019-12-23
2020 | NE-HVAC-airAC-Split-55to65kBtuh-18p0seer-wPreEcono | Commercial SEER-rated split Air Conditioners, Size Range: 55 - 65 kBTU/h, SEER = 18 (EER = 14), EIR = 0.209, Fan W/CFM = 0.27, two-speed fan, with Econo (Pre-existing vintages include Economizer) | DEER2020 | D20v1 | 2022-02-02 16:51 | NE-HVAC-airAC-Split-55to65kBtuh-18p0seer-wPreEcono | DEER | Standard | None |  |  | None |  | 0 |  | 0 | Com | Any | HVAC | SpaceCool | dxAC_equip | spltSEER | dxAC-Com-Split-55to65kBTUh-SEER-18.0 | HVAC-airAC | Commercial SEER-rated split Air Conditioners, 18-65 kBTU/h; pre-2001: SEER = 11.5, one-speed fan, w/Econo; post-2001: SEER = 13 (EER = 11.08), one-speed fan, w/Econo; 2014: SEER = 14 (EER = 11.75), two-speed fan, w/Econo | Commercial SEER-rated split Air Conditioners, Size Range: 55 - 65 kBTU/h, SEER = 14 (EER = 11.7), EIR = 0.249, Fan W/CFM = 0.29, two-speed fan, with Econo | Commercial SEER-rated split Air Conditioners, Size Range: 55 - 65 kBTU/h, SEER = 18 (EER = 14), EIR = 0.209, Fan W/CFM = 0.27, two-speed fan, with Econo |  | dxAC-Com-Split-55to65kBTUh-SEER-14.0 | dxAC-Com-Split-55to65kBTUh-SEER-18.0 | Available |  | 0 | 0 |  | ErRobNc | dxAC-Com-Split-55to65kBTUh-SEER-14.0 | HVAC-airAC |  | None | 2020-05-28 | 2012-12-31 | [5 empty] | Standard |  | 1 | 1 | 0 | Deemed Ex Ante Team |  |  |  | Delayed per Golden Rod Memo 2019-12-23
2020 | NE-HVAC-airAC-Split-lt45kBtuh-15p0seer | Commercial SEER-rated split Air Conditioners, Size Range: 18 - 45 kBTU/h, SEER = 15 (EER = 12.8), EIR = 0.232, Fan W/CFM = 0.25, one-speed fan, without Econo | DEER2020 | D20v1 | 2022-02-02 16:51 | NE-HVAC-airAC-Split-lt45kBtuh-15p0seer | DEER | Standard | None |  |  | None |  | 0 |  | 0 | Com | Any | HVAC | SpaceCool | dxAC_equip | spltSEER | dxAC-Com-Split-lt45kBTUh-SEER-15.0 | HVAC-airAC | Commercial SEER-rated split Air Conditioners, 18-65 kBTU/h; pre-2001: SEER = 11.5, one-speed fan, no Econo; post-2001: SEER = 13 (EER = 11.08), one-speed fan, no Econo; 2014: SEER = 14 (EER = 12.17), one-speed fan, no Econo | Commercial SEER-rated split Air Conditioners, Size Range: 18 - 45 kBTU/h, SEER = 14 (EER = 12.2), EIR = 0.239, Fan W/CFM = 0.29, one-speed fan, without Econo | Commercial SEER-rated split Air Conditioners, Size Range: 18 - 45 kBTU/h, SEER = 15 (EER = 12.8), EIR = 0.232, Fan W/CFM = 0.25, one-speed fan, without Econo |  | dxAC-Com-Split-lt45kBTUh-SEER-14.0 | dxAC-Com-Split-lt45kBTUh-SEER-15.0 | Available |  | 0 | 0 |  | ErRobNc | dxAC-Com-Split-lt45kBTUh-SEER-14.0 | HVAC-airAC |  | None | 2020-01-01 | 2012-12-31 | [5 empty] | Standard |  | 1 | 1 | 0 | Deemed Ex Ante Team |  |  |  | Updated to indicate claim/filing status
2020 | NE-HVAC-airAC-Split-lt45kBtuh-16p0seer | Commercial SEER-rated split Air Conditioners, Size Range: 18 - 45 kBTU/h, SEER = 16 (EER = 12.5), EIR = 0.238, Fan W/CFM = 0.27, two-speed fan, without Econo | DEER2020 | D20v1 | 2022-02-02 16:51 | NE-HVAC-airAC-Split-lt45kBtuh-16p0seer | DEER | Standard | None |  |  | None |  | 0 |  | 0 | Com | Any | HVAC | SpaceCool | dxAC_equip | spltSEER | dxAC-Com-Split-lt45kBTUh-SEER-16.0 | HVAC-airAC | Commercial SEER-rated split Air Conditioners, 18-65 kBTU/h; pre-2001: SEER = 11.5, one-speed fan, no Econo; post-2001: SEER = 13 (EER = 11.08), one-speed fan, no Econo; 2014: SEER = 14 (EER = 12.17), one-speed fan, no Econo | Commercial SEER-rated split Air Conditioners, Size Range: 18 - 45 kBTU/h, SEER = 14 (EER = 12.2), EIR = 0.239, Fan W/CFM = 0.29, one-speed fan, without Econo | Commercial SEER-rated split Air Conditioners, Size Range: 18 - 45 kBTU/h, SEER = 16 (EER = 12.5), EIR = 0.238, Fan W/CFM = 0.27, two-speed fan, without Econo |  | dxAC-Com-Split-lt45kBTUh-SEER-14.0 | dxAC-Com-Split-lt45kBTUh-SEER-16.0 | Available |  | 0 | 0 |  | ErRobNc | dxAC-Com-Split-lt45kBTUh-SEER-14.0 | HVAC-airAC |  | None | 2020-01-01 | 2012-12-31 | [5 empty] | Standard |  | 1 | 1 | 0 | Deemed Ex Ante Team |  |  |  | Updated to indicate claim/filing status
2020 | NE-HVAC-airAC-Split-lt45kBtuh-17p0seer | Commercial SEER-rated split Air Conditioners, Size Range: 18 - 45 kBTU/h, SEER = 17 (EER = 13.3), EIR = 0.223, Fan W/CFM = 0.27, two-speed fan, without Econo | DEER2020 | D20v1 | 2022-02-02 16:51 | NE-HVAC-airAC-Split-lt45kBtuh-17p0seer | DEER | Standard | None |  |  | None |  | 0 |  | 0 | Com | Any | HVAC | SpaceCool | dxAC_equip | spltSEER | dxAC-Com-Split-lt45kBTUh-SEER-17.0 | HVAC-airAC | Commercial SEER-rated split Air Conditioners, 18-65 kBTU/h; pre-2001: SEER = 11.5, one-speed fan, no Econo; post-2001: SEER = 13 (EER = 11.08), one-speed fan, no Econo; 2014: SEER = 14 (EER = 12.17), one-speed fan, no Econo | Commercial SEER-rated split Air Conditioners, Size Range: 18 - 45 kBTU/h, SEER = 14 (EER = 12.2), EIR = 0.239, Fan W/CFM = 0.29, one-speed fan, without Econo | Commercial SEER-rated split Air Conditioners, Size Range: 18 - 45 kBTU/h, SEER = 17 (EER = 13.3), EIR = 0.223, Fan W/CFM = 0.27, two-speed fan, without Econo |  | dxAC-Com-Split-lt45kBTUh-SEER-14.0 | dxAC-Com-Split-lt45kBTUh-SEER-17.0 | Available |  | 0 | 0 |  | ErRobNc | dxAC-Com-Split-lt45kBTUh-SEER-14.0 | HVAC-airAC |  | None | 2020-01-01 | 2012-12-31 | [5 empty] | Standard |  | 1 | 1 | 0 | Deemed Ex Ante Team |  |  |  | Updated to indicate claim/filing status
2020 | NE-HVAC-airAC-Split-lt45kBtuh-18p0seer | Commercial SEER-rated split Air Conditioners, Size Range: 18 - 45 kBTU/h, SEER = 18 (EER = 14), EIR = 0.209, Fan W/CFM = 0.27, two-speed fan, without Econo | DEER2020 | D20v1 | 2022-02-02 16:51 | NE-HVAC-airAC-Split-lt45kBtuh-18p0seer | DEER | Standard | None |  |  | None |  | 0 |  | 0 | Com | Any | HVAC | SpaceCool | dxAC_equip | spltSEER | dxAC-Com-Split-lt45kBTUh-SEER-18.0 | HVAC-airAC | Commercial SEER-rated split Air Conditioners, 18-65 kBTU/h; pre-2001: SEER = 11.5, one-speed fan, no Econo; post-2001: SEER = 13 (EER = 11.08), one-speed fan, no Econo; 2014: SEER = 14 (EER = 12.17), one-speed fan, no Econo | Commercial SEER-rated split Air Conditioners, Size Range: 18 - 45 kBTU/h, SEER = 14 (EER = 12.2), EIR = 0.239, Fan W/CFM = 0.29, one-speed fan, without Econo | Commercial SEER-rated split Air Conditioners, Size Range: 18 - 45 kBTU/h, SEER = 18 (EER = 14), EIR = 0.209, Fan W/CFM = 0.27, two-speed fan, without Econo |  | dxAC-Com-Split-lt45kBTUh-SEER-14.0 | dxAC-Com-Split-lt45kBTUh-SEER-18.0 | Available |  | 0 | 0 |  | ErRobNc | dxAC-Com-Split-lt45kBTUh-SEER-14.0 | HVAC-airAC |  | None | 2020-01-01 | 2012-12-31 | [5 empty] | Standard |  | 1 | 1 | 0 | Deemed Ex Ante Team |  |  |  | Updated to indicate claim/filing status
2020 | NE-HVAC-airAC-SpltPkg-135to239kBtuh-11p5eer | EER-rated packaged Air Conditioner, Size Range: 135 - 240 kBTU/h, EER = 11.5, min IEER = 13, EIR = 0.255, Fan W/CFM = 0.41, two-speed fan, with Econo | DEER2020 | D20v1 | 2020-11-24 16:30 | NE-HVAC-airAC-SpltPkg-135to239kBtuh-11p5eer | DEER | Standard | None |  |  | None |  | 0 |  | 0 | Com | Any | HVAC | SpaceCool | dxAC_equip | pkgEER | dxAC-Com-Pkg-135to240kBTUh-EER11.5-2Spd | HVAC-airAC | EER-Rated Pkg AC, 135-240 kBTU/h; Pre-2005: EER = 9.7, one-speed fan, w/Econo; 2006 - 2009: EER = 9.7, one-speed fan, w/Econo; 2010 - 2013: EER = 10.8, one-speed fan, w/Econo; 2014 - 2015: EER = 10.8, IEER = 12.2, two-speed fan, w/Econo | EER-rated packaged Air Conditioner, Size Range: 135 - 240 kBTU/h, EER = 10.8, IEER = 12.2, EIR = 0.274, Fan W/CFM = 0.41, two-speed fan, with Econo | EER-rated packaged Air Conditioner, Size Range: 135 - 240 kBTU/h, EER = 11.5, min IEER = 13, EIR = 0.255, Fan W/CFM = 0.41, two-speed fan, with Econo |  |  |  | Available |  | 0 | 0 |  | ErRobNc | dxAC-Com-Pkg-135to240kBTUh-EER10.8-2Spd | HVAC-airAC |  | None | 2020-01-01 | [6 empty] | Standard |  | 1 | 1 | 0 | Deemed Ex Ante Team |  |  |  | Updated to indicate claim/filing status
2020 | NE-HVAC-airAC-SpltPkg-135to239kBtuh-12p0eer | EER-rated packaged Air Conditioner, Size Range: 135 - 240 kBTU/h, EER = 12, min IEER = 13.5, EIR = 0.243, Fan W/CFM = 0.41, two-speed fan, with Econo | DEER2020 | D20v1 | 2020-11-24 16:30 | NE-HVAC-airAC-SpltPkg-135to239kBtuh-12p0eer | DEER | Standard | None |  |  | None |  | 0 |  | 0 | Com | Any | HVAC | SpaceCool | dxAC_equip | pkgEER | dxAC-Com-Pkg-135to240kBTUh-EER12.0-2Spd | HVAC-airAC | EER-Rated Pkg AC, 135-240 kBTU/h; Pre-2005: EER = 9.7, one-speed fan, w/Econo; 2006 - 2009: EER = 9.7, one-speed fan, w/Econo; 2010 - 2013: EER = 10.8, one-speed fan, w/Econo; 2014 - 2015: EER = 10.8, IEER = 12.2, two-speed fan, w/Econo | EER-rated packaged Air Conditioner, Size Range: 135 - 240 kBTU/h, EER = 10.8, IEER = 12.2, EIR = 0.274, Fan W/CFM = 0.41, two-speed fan, with Econo | EER-rated packaged Air Conditioner, Size Range: 135 - 240 kBTU/h, EER = 12, min IEER = 13.5, EIR = 0.243, Fan W/CFM = 0.41, two-speed fan, with Econo |  |  |  | Available |  | 0 | 0 |  | ErRobNc | dxAC-Com-Pkg-135to240kBTUh-EER10.8-2Spd | HVAC-airAC |  | None | 2020-01-01 | [6 empty] | Standard |  | 1 | 1 | 0 | Deemed Ex Ante Team |  |  |  | Updated to indicate claim/filing status
2020 | NE-HVAC-airAC-SpltPkg-135to239kBtuh-12p5eer | EER-rated packaged Air Conditioner, Size Range: 135 - 240 kBTU/h, EER = 12.5, min IEER = 14, EIR = 0.231, Fan W/CFM = 0.41, two-speed fan, with Econo | DEER2020 | D20v1 | 2020-11-24 16:30 | NE-HVAC-airAC-SpltPkg-135to239kBtuh-12p5eer | DEER | Standard | None |  |  | None |  | 0 |  | 0 | Com | Any | HVAC | SpaceCool | dxAC_equip | pkgEER | dxAC-Com-Pkg-135to240kBTUh-EER12.5-2Spd | HVAC-airAC | EER-Rated Pkg AC, 135-240 kBTU/h; Pre-2005: EER = 9.7, one-speed fan, w/Econo; 2006 - 2009: EER = 9.7, one-speed fan, w/Econo; 2010 - 2013: EER = 10.8, one-speed fan, w/Econo; 2014 - 2015: EER = 10.8, IEER = 12.2, two-speed fan, w/Econo | EER-rated packaged Air Conditioner, Size Range: 135 - 240 kBTU/h, EER = 10.8, IEER = 12.2, EIR = 0.274, Fan W/CFM = 0.41, two-speed fan, with Econo | EER-rated packaged Air Conditioner, Size Range: 135 - 240 kBTU/h, EER = 12.5, min IEER = 14, EIR = 0.231, Fan W/CFM = 0.41, two-speed fan, with Econo |  |  |  | Available |  | 0 | 0 |  | ErRobNc | dxAC-Com-Pkg-135to240kBTUh-EER10.8-2Spd | HVAC-airAC |  | None | 2020-01-01 | [6 empty] | Standard |  | 1 | 1 | 0 | Deemed Ex Ante Team |  |  |  | Updated to indicate claim/filing status
2020 | NE-HVAC-airAC-SpltPkg-240to759kBtuh-10p8eer | EER-rated packaged Air Conditioner, Size Range: 240 - 760 kBTU/h, EER = 10.8, min IEER = 12.2, EIR = 0.255, Fan W/CFM = 0.61, two-speed fan, with Econo | DEER2020 | D20v1 | 2020-11-24 16:30 | NE-HVAC-airAC-SpltPkg-240to759kBtuh-10p8eer | DEER | Standard | None |  |  | None |  | 0 |  | 0 | Com | Any | HVAC | SpaceCool | dxAC_equip | pkgEER | dxAC-Com-Pkg-240to760kBTUh-EER10.8-2Spd | HVAC-airAC | EER-Rated Pkg AC, 240-760 kBTU/h; Mix of Single-zone 9.8 EER (20%) and Multi-zone 10.0 EER (80%) system configurations where applicable | EER-rated packaged Air Conditioner, Size Range: 240 - 760 kBTU/h, Mix of Single-zone 9.8 EER (20%) and Multi-zone 10.0 EER (80%) system configurations where applicable | EER-rated packaged Air Conditioner, Size Range: 240 - 760 kBTU/h, EER = 10.8, Mix of Single-zone (20%) and Multi-zone (80%) system configurations where applicable |  |  |  | Available |  | 0 | 0 |  | ErRobNc | dxAC-Com-Pkg-240to760kBTUh-EER9.8-2Spd | HVAC-airAC |  | None | 2020-01-01 | [6 empty] | Standard |  | 1 | 1 | 0 | Deemed Ex Ante Team |  |  |  | Updated to indicate claim/filing status
2020 | NE-HVAC-airAC-SpltPkg-240to759kBtuh-10p8eer_MZ | Multi-Zone EER-rated packaged Air Conditioner, Size Range: 240 - 760 kBTU/h, EER = 10.8, min IEER = 12.2, EIR = 0.255, Fan W/CFM = 0.61, two-speed fan, with Econo | DEER2020 | D20v1 | 2022-02-02 16:50 | NE-HVAC-airAC-SpltPkg-240to759kBtuh-10p8eer_MZ | DEER | Standard | None |  |  | None |  | 0 |  | 0 | Com | Any | HVAC | SpaceCool | dxAC_equip | pkgEER | dxAC-Com-Pkg-135to240kBTUh-EER12.5-2Spd | HVAC-airAC | EER-Rated Pkg AC, 240-760 kBTU/h; Pre-2005: EER = 10.0 (IEER = 11.3), var-speed fan, w/Econo; 2006 - 2009: EER = 10.0, var-speed fan, w/Econo; 2010 - 2013: EER = 10.0, var-speed fan, w/Econo; 2014 - 2015: EER = 10.0, IEER 11.6, varspeed fan, w/Econo | EER-rated packaged Air Conditioner, Size Range: 240 - 760 kBTU/h, EER = 10.0 IEER = 11.4, EIR = 0.282, Fan W/CFM = 0.72, var-speed fan, with Econo | EER-rated packaged Air Conditioner, Size Range: 240 - 760 kBTU/h, EER = 10.8, min IEER 12.2, EIR = 0.255, Fan W/CFM = 0.61, var-speed fan, with Econo |  |  |  | Available |  | 0 | 0 |  | ErRobNc | dxAC-Com-Pkg-135to240kBTUh-EER10.8-2Spd | HVAC-airAC |  | None | 2020-01-01 | 2012-12-31 | [5 empty] | Component |  | 1 | 1 | 0 | Deemed Ex Ante Team |  |  |  | Updated to indicate claim/filing status
2020 | NE-HVAC-airAC-SpltPkg-240to759kBtuh-10p8eer_SZ | Single-Zone EER-rated packaged Air Conditioner, Size Range: 240 - 760 kBTU/h, EER = 10.8, min IEER = 12.2, EIR = 0.255, Fan W/CFM = 0.61, two-speed fan, with Econo | DEER2020 | D20v1 | 2022-02-02 16:50 | NE-HVAC-airAC-SpltPkg-240to759kBtuh-10p8eer_SZ | DEER | Standard | None |  |  | None |  | 0 |  | 0 | Com | Any | HVAC | SpaceCool | dxAC_equip | pkgEER | dxAC-Com-Pkg-135to240kBTUh-EER12.5-2Spd | HVAC-airAC | EER-Rated Pkg AC, 240-760 kBTU/h; Pre-2005: EER = 9.8 (1 spd IEER = 9.8, 2 spd IEER = 11.1), one-speed fan, w/Econo; 2006 - 2009: EER = 9.8, one-speed fan, w/Econo; 2010 - 2013: EER = 9.8, one-speed fan, w/Econo; 2014 - 2015: EER = 9.8, IEER 11.4, two-speed fan, w/Econo | EER-rated packaged Air Conditioner, Size Range: 240 - 760 kBTU/h, EER = 9.8, IEER = 11.4, EIR = 0.286, Fan W/CFM = 0.61, two-speed fan, with Econo | EER-rated packaged Air Conditioner, Size Range: 240 - 760 kBTU/h, EER = 10.8, min IEER 12.2, EIR = 0.255, Fan W/CFM = 0.61, two-speed fan, with Econo |  |  |  | Available |  | 0 | 0 |  | ErRobNc | dxAC-Com-Pkg-135to240kBTUh-EER10.8-2Spd | HVAC-airAC |  | None | 2020-01-01 | 2012-12-31 | [5 empty] | Component |  | 1 | 1 | 0 | Deemed Ex Ante Team |  |  |  | Updated to indicate claim/filing status
2020 | NE-HVAC-airAC-SpltPkg-240to759kBtuh-11p5eer | EER-rated packaged Air Conditioner, Size Range: 240 - 760 kBTU/h, EER = 11.5, min IEER = 12.7, EIR = 0.236, Fan W/CFM = 0.61, two-speed fan, with Econo | DEER2020 | D20v1 | 2020-11-24 16:30 | NE-HVAC-airAC-SpltPkg-240to759kBtuh-11p5eer | DEER | Standard | None |  |  | None |  | 0 |  | 0 | Com | Any | HVAC | SpaceCool | dxAC_equip | pkgEER | dxAC-Com-Pkg-240to760kBTUh-EER11.5-2Spd | HVAC-airAC | EER-Rated Pkg AC, 240-760 kBTU/h; Mix of Single-zone 9.8 EER (20%) and Multi-zone 10.0 EER (80%) system configurations where applicable | EER-rated packaged Air Conditioner, Size Range: 240 - 760 kBTU/h, Mix of Single-zone 9.8 EER (20%) and Multi-zone 10.0 EER (80%) system configurations where applicable | EER-rated packaged Air Conditioner, Size Range: 240 - 760 kBTU/h, EER = 11.5, Mix of Single-zone (20%) and Multi-zone (80%) system configurations where applicable |  |  |  | Available |  | 0 | 0 |  | ErRobNc | dxAC-Com-Pkg-240to760kBTUh-EER9.8-2Spd | HVAC-airAC |  | None | 2020-01-01 | [6 empty] | Standard |  | 1 | 1 | 0 | Deemed Ex Ante Team |  |  |  | Updated to indicate claim/filing status
2020 | NE-HVAC-airAC-SpltPkg-240to759kBtuh-11p5eer_MZ | Multi-Zone EER-rated packaged Air Conditioner, Size Range: 240 - 760 kBTU/h, EER = 11.5, min IEER = 12.7, EIR = 0.236, Fan W/CFM = 0.61, two-speed fan, with Econo | DEER2020 | D20v1 | 2022-02-02 16:50 | NE-HVAC-airAC-SpltPkg-240to759kBtuh-11p5eer_MZ | DEER | Standard | None |  |  | None |  | 0 |  | 0 | Com | Any | HVAC | SpaceCool | dxAC_equip | pkgEER | dxAC-Com-Pkg-135to240kBTUh-EER12.5-2Spd | HVAC-airAC | EER-Rated Pkg AC, 240-760 kBTU/h; Pre-2005: EER = 10.0 (IEER = 11.3), var-speed fan, w/Econo; 2006 - 2009: EER = 10.0, var-speed fan, w/Econo; 2010 - 2013: EER = 10.0, var-speed fan, w/Econo; 2014 - 2015: EER = 10.0, IEER 11.6, varspeed fan, w/Econo | EER-rated packaged Air Conditioner, Size Range: 240 - 760 kBTU/h, EER = 10.0 IEER = 11.4, EIR = 0.282, Fan W/CFM = 0.72, var-speed fan, with Econo | EER-rated packaged Air Conditioner, Size Range: 240 - 760 kBTU/h, EER = 11.5, min IEER = 12.7, EIR = 0.236, Fan W/CFM = 0.61, var-speed fan, with Econo |  |  |  | Available |  | 0 | 0 |  | ErRobNc | dxAC-Com-Pkg-135to240kBTUh-EER10.8-2Spd | HVAC-airAC |  | None | 2020-01-01 | 2012-12-31 | [5 empty] | Component |  | 1 | 1 | 0 | Deemed Ex Ante Team |  |  |  | Updated to indicate claim/filing status
2020 | NE-HVAC-airAC-SpltPkg-240to759kBtuh-11p5eer_SZ | Single-Zone EER-rated packaged Air Conditioner, Size Range: 240 - 760 kBTU/h, EER = 11.5, min IEER = 12.7, EIR = 0.236, Fan W/CFM = 0.61, two-speed fan, with Econo | DEER2020 | D20v1 | 2022-02-02 16:50 | NE-HVAC-airAC-SpltPkg-240to759kBtuh-11p5eer_SZ | DEER | Standard | None |  |  | None |  | 0 |  | 0 | Com | Any | HVAC | SpaceCool | dxAC_equip | pkgEER | dxAC-Com-Pkg-135to240kBTUh-EER12.5-2Spd | HVAC-airAC | EER-Rated Pkg AC, 240-760 kBTU/h; Pre-2005: EER = 9.8 (1 spd IEER = 9.8, 2 spd IEER = 11.1), one-speed fan, w/Econo; 2006 - 2009: EER = 9.8, one-speed fan, w/Econo; 2010 - 2013: EER = 9.8, one-speed fan, w/Econo; 2014 - 2015: EER = 9.8, IEER 11.4, two-speed fan, w/Econo | EER-rated packaged Air Conditioner, Size Range: 240 - 760 kBTU/h, EER = 9.8, IEER = 11.4, EIR = 0.286, Fan W/CFM = 0.61, two-speed fan, with Econo | EER-rated packaged Air Conditioner, Size Range: 240 - 760 kBTU/h, EER = 11.5, min IEER = 12.7, EIR = 0.236, Fan W/CFM = 0.61, two-speed fan, with Econo |  |  |  | Available |  | 0 | 0 |  | ErRobNc | dxAC-Com-Pkg-135to240kBTUh-EER10.8-2Spd | HVAC-airAC |  | None | 2020-01-01 | 2012-12-31 | [5 empty] | Component |  | 1 | 1 | 0 | Deemed Ex Ante Team |  |  |  | Updated to indicate claim/filing status
2020 | NE-HVAC-airAC-SpltPkg-240to759kBtuh-12p5eer | EER-rated packaged Air Conditioner, Size Range: 240 - 760 kBTU/h, EER = 12.5, min IEER = 15.5, EIR = 0.213, Fan W/CFM = 0.61, two-speed fan, with Econo | DEER2020 | D20v1 | 2020-11-24 16:30 | NE-HVAC-airAC-SpltPkg-240to759kBtuh-12p5eer | DEER | Standard | None |  |  | None |  | 0 |  | 0 | Com | Any | HVAC | SpaceCool | dxAC_equip | pkgEER | dxAC-Com-Pkg-240to760kBTUh-EER12.5-2Spd | HVAC-airAC | EER-Rated Pkg AC, 240-760 kBTU/h; Mix of Single-zone 9.8 EER (20%) and Multi-zone 10.0 EER (80%) system configurations where applicable | EER-rated packaged Air Conditioner, Size Range: 240 - 760 kBTU/h, Mix of Single-zone 9.8 EER (20%) and Multi-zone 10.0 EER (80%) system configurations where applicable | EER-rated packaged Air Conditioner, Size Range: 240 - 760 kBTU/h, EER = 12.5, Mix of Single-zone (20%) and Multi-zone (80%) system configurations where applicable |  |  |  | Available |  | 0 | 0 |  | ErRobNc | dxAC-Com-Pkg-240to760kBTUh-EER9.8-2Spd | HVAC-airAC |  | None | 2020-01-01 | [6 empty] | Standard |  | 1 | 1 | 0 | Deemed Ex Ante Team |  |  |  | Updated to indicate claim/filing status
2020 | NE-HVAC-airAC-SpltPkg-240to759kBtuh-12p5eer_MZ | Multi-Zone EER-rated packaged Air Conditioner, Size Range: 240 - 760 kBTU/h, EER = 12.5, min IEER = 15.5, EIR = 0.213, Fan W/CFM = 0.61, two-speed fan, with Econo | DEER2020 | D20v1 | 2022-02-02 16:50 | NE-HVAC-airAC-SpltPkg-240to759kBtuh-12p5eer_MZ | DEER | Standard | None |  |  | None |  | 0 |  | 0 | Com | Any | HVAC | SpaceCool | dxAC_equip | pkgEER | dxAC-Com-Pkg-135to240kBTUh-EER12.5-2Spd | HVAC-airAC | EER-Rated Pkg AC, 240-760 kBTU/h; Pre-2005: EER = 10.0 (IEER = 11.3), var-speed fan, w/Econo; 2006 - 2009: EER = 10.0, var-speed fan, w/Econo; 2010 - 2013: EER = 10.0, var-speed fan, w/Econo; 2014 - 2015: EER = 10.0, IEER 11.6, varspeed fan, w/Econo | EER-rated packaged Air Conditioner, Size Range: 240 - 760 kBTU/h, EER = 10.0 IEER = 11.4, EIR = 0.282, Fan W/CFM = 0.72, var-speed fan, with Econo | EER-rated packaged Air Conditioner, Size Range: 240 - 760 kBTU/h, EER = 12.5, min IEER = 15.5, EIR = 0.213, Fan W/CFM = 0.61, var-speed fan, with Econo |  |  |  | Available |  | 0 | 0 |  | ErRobNc | dxAC-Com-Pkg-135to240kBTUh-EER10.8-2Spd | HVAC-airAC |  | None | 2020-01-01 | 2012-12-31 | [5 empty] | Component |  | 1 | 1 | 0 | Deemed Ex Ante Team |  |  |  | Updated to indicate claim/filing status
2020 | NE-HVAC-airAC-SpltPkg-240to759kBtuh-12p5eer_SZ | Single-Zone EER-rated packaged Air Conditioner, Size Range: 240 - 760 kBTU/h, EER = 12.5, min IEER = 15.5, EIR = 0.213, Fan W/CFM = 0.61, two-speed fan, with Econo | DEER2020 | D20v1 | 2022-02-02 16:50 | NE-HVAC-airAC-SpltPkg-240to759kBtuh-12p5eer_SZ | DEER | Standard | None |  |  | None |  | 0 |  | 0 | Com | Any | HVAC | SpaceCool | dxAC_equip | pkgEER | dxAC-Com-Pkg-135to240kBTUh-EER12.5-2Spd | HVAC-airAC | EER-Rated Pkg AC, 240-760 kBTU/h; Pre-2005: EER = 9.8 (1 spd IEER = 9.8, 2 spd IEER = 11.1), one-speed fan, w/Econo; 2006 - 2009: EER = 9.8, one-speed fan, w/Econo; 2010 - 2013: EER = 9.8, one-speed fan, w/Econo; 2014 - 2015: EER = 9.8, IEER 11.4, two-speed fan, w/Econo | EER-rated packaged Air Conditioner, Size Range: 240 - 760 kBTU/h, EER = 9.8, IEER = 11.4, EIR = 0.286, Fan W/CFM = 0.61, two-speed fan, with Econo | EER-rated packaged Air Conditioner, Size Range: 240 - 760 kBTU/h, EER = 12.5, min IEER = 15.5, EIR = 0.213, Fan W/CFM = 0.61, two-speed fan, with Econo |  |  |  | Available |  | 0 | 0 |  | ErRobNc | dxAC-Com-Pkg-135to240kBTUh-EER10.8-2Spd | HVAC-airAC |  | None | 2020-01-01 | 2012-12-31 | [5 empty] | Component |  | 1 | 1 | 0 | Deemed Ex Ante Team |  |  |  | Updated to indicate claim/filing status
2020 | NE-HVAC-airAC-SpltPkg-65to134kBtuh-11p5eer-woutPreEcono | EER-rated packaged Air Conditioner, Size Range: 65 - 134 kBTU/h, EER = 11.5, min IEER = 13, EIR = 0.26, Fan W/CFM = 0.4, two-speed fan, with Econo (Pre-existing vintages do not include Economizer) | DEER2020 | D20v1 | 2020-11-24 16:30 | NE-HVAC-airAC-SpltPkg-65to134kBtuh-11p5eer-woutPreEcono | DEER | Standard | None |  |  | None |  | 0 |  | 0 | Com | Any | HVAC | SpaceCool | dxAC_equip | pkgEER | dxAC-Com-Pkg-65to134kBtuh-EER11.5-2Spd | HVAC-airAC | EER-Rated Pkg AC, 65-134 kBTU/h; Pre-2005: EER = 10.0, one-speed fan, no Econo; 2006 - 2009: EER = 10.0, one-speed fan, no Econo; 2010 - 2013: EER = 11, one-speed fan, no Econo; 2014 - 2015: EER = 11, IEER 12.7, two-speed fan, w/Econo | EER-rated packaged Air Conditioner, Size Range: 65 - 134 kBTU/h, EER = 11, IEER = 12.7, EIR = 0.273, Fan W/CFM = 0.4, two-speed fan, with Econo | EER-rated packaged Air Conditioner, Size Range: 65 - 134 kBTU/h, EER = 11.5, min IEER = 13, EIR = 0.26, Fan W/CFM = 0.4, two-speed fan, with Econo |  |  |  | Available |  | 0 | 0 |  | ErRobNc | dxAC-Com-Pkg-65to134kBtuh-EER11.0-2Spd | HVAC-airAC |  | None | 2020-01-01 | [6 empty] | Standard |  | 1 | 1 | 0 | Deemed Ex Ante Team |  |  |  | Updated to indicate claim/filing status
2020 | NE-HVAC-airAC-SpltPkg-65to134kBtuh-11p5eer-wPreEcono | EER-rated packaged Air Conditioner, Size Range: 65 - 134 kBTU/h, EER = 11.5, min IEER = 13, EIR = 0.26, Fan W/CFM = 0.4, two-speed fan, with Econo (Pre-existing vintages include Economizer) | DEER2020 | D20v1 | 2022-02-02 16:50 | NE-HVAC-airAC-SpltPkg-65to134kBtuh-11p5eer-wPreEcono | DEER | Standard | None |  |  | None |  | 0 |  | 0 | Com | Any | HVAC | SpaceCool | dxAC_equip | pkgEER | dxAC-Com-Pkg-65to134kBtuh-EER11.5-2Spd | HVAC-airAC | EER-Rated Pkg AC, 65-134 kBTU/h; Pre-2005: EER = 10.0, one-speed fan, w/Econo; 2006 - 2009: EER = 10.0, one-speed fan, w/Econo; 2010 - 2013: EER = 11, one-speed fan, w/Econo; 2014 - 2015: EER = 11, IEER 12.7, two-speed fan, w/Econo | EER-rated packaged Air Conditioner, Size Range: 65 - 134 kBTU/h, EER = 11, IEER = 12.7, EIR = 0.273, Fan W/CFM = 0.4, two-speed fan, with Econo | EER-rated packaged Air Conditioner, Size Range: 65 - 134 kBTU/h, EER = 11.5, min IEER = 13, EIR = 0.26, Fan W/CFM = 0.4, two-speed fan, with Econo |  |  |  | Available |  | 0 | 0 |  | ErRobNc | dxAC-Com-Pkg-65to134kBtuh-EER11.0-2Spd | HVAC-airAC |  | None | 2020-01-01 | 2012-12-31 | [5 empty] | Standard |  | 1 | 1 | 0 | Deemed Ex Ante Team |  |  |  | Updated to indicate claim/filing status
2020 | NE-HVAC-airAC-SpltPkg-65to134kBtuh-12p0eer-woutPreEcono | EER-rated packaged Air Conditioner, Size Range: 65 - 134 kBTU/h, EER = 12, min IEER = 13.5 EIR = 0.247, Fan W/CFM = 0.4, two-speed fan, with Econo (Pre-existing vintages do not include Economizer) | DEER2020 | D20v1 | 2020-11-24 16:30 | NE-HVAC-airAC-SpltPkg-65to134kBtuh-12p0eer-woutPreEcono | DEER | Standard | None |  |  | None |  | 0 |  | 0 | Com | Any | HVAC | SpaceCool | dxAC_equip | pkgEER | dxAC-Com-Pkg-65to134kBtuh-EER12.0-2Spd | HVAC-airAC | EER-Rated Pkg AC, 65-134 kBTU/h; Pre-2005: EER = 10.0, one-speed fan, no Econo; 2006 - 2009: EER = 10.0, one-speed fan, no Econo; 2010 - 2013: EER = 11, one-speed fan, no Econo; 2014 - 2015: EER = 11, IEER 12.7, two-speed fan, w/Econo | EER-rated packaged Air Conditioner, Size Range: 65 - 134 kBTU/h, EER = 11, IEER = 12.7, EIR = 0.273, Fan W/CFM = 0.4, two-speed fan, with Econo | EER-rated packaged Air Conditioner, Size Range: 65 - 134 kBTU/h, EER = 12, min IEER = 13.5 EIR = 0.247, Fan W/CFM = 0.4, two-speed fan, with Econo |  |  |  | Available |  | 0 | 0 |  | ErRobNc | dxAC-Com-Pkg-65to134kBtuh-EER11.0-2Spd | HVAC-airAC |  | None | 2020-01-01 | [6 empty] | Standard |  | 1 | 1 | 0 | Deemed Ex Ante Team |  |  |  | Updated to indicate claim/filing status
2020 | NE-HVAC-airAC-SpltPkg-65to134kBtuh-12p0eer-wPreEcono | EER-rated packaged Air Conditioner, Size Range: 65 - 134 kBTU/h, EER = 12, min IEER = 13.5 EIR = 0.247, Fan W/CFM = 0.4, two-speed fan, with Econo (Pre-existing vintages include Economizer) | DEER2020 | D20v1 | 2022-02-02 16:50 | NE-HVAC-airAC-SpltPkg-65to134kBtuh-12p0eer-wPreEcono | DEER | Standard | None |  |  | None |  | 0 |  | 0 | Com | Any | HVAC | SpaceCool | dxAC_equip | pkgEER | dxAC-Com-Pkg-65to134kBtuh-EER12.0-2Spd | HVAC-airAC | EER-Rated Pkg AC, 65-134 kBTU/h; Pre-2005: EER = 10.0, one-speed fan, w/Econo; 2006 - 2009: EER = 10.0, one-speed fan, w/Econo; 2010 - 2013: EER = 11, one-speed fan, w/Econo; 2014 - 2015: EER = 11, IEER 12.7, two-speed fan, w/Econo | EER-rated packaged Air Conditioner, Size Range: 65 - 134 kBTU/h, EER = 11, IEER = 12.7, EIR = 0.273, Fan W/CFM = 0.4, two-speed fan, with Econo | EER-rated packaged Air Conditioner, Size Range: 65 - 134 kBTU/h, EER = 12, min IEER = 13.5 EIR = 0.247, Fan W/CFM = 0.4, two-speed fan, with Econo |  |  |  | Available |  | 0 | 0 |  | ErRobNc | dxAC-Com-Pkg-65to134kBtuh-EER11.0-2Spd | HVAC-airAC |  | None | 2020-01-01 | 2012-12-31 | [5 empty] | Standard |  | 1 | 1 | 0 | Deemed Ex Ante Team |  |  |  | Updated to indicate claim/filing status
2020 | NE-HVAC-airAC-SpltPkg-65to134kBtuh-12p5eer-woutPreEcono | EER-rated packaged Air Conditioner, Size Range: 65 - 134 kBTU/h, EER = 12.5, min IEER = 14, EIR = 0.236, Fan W/CFM = 0.4, two-speed fan, with Econo (Pre-existing vintages do not include Economizer) | DEER2020 | D20v1 | 2020-11-24 16:30 | NE-HVAC-airAC-SpltPkg-65to134kBtuh-12p5eer-woutPreEcono | DEER | CrossMeasWtd | None |  |  | None | airAC-SpltPkg-65to134kBtuh-12p5eer-woutPreEcono | 0 |  | 0 | Com | Any | HVAC | SpaceCool | dxAC_equip | pkgEER | dxAC-Com-Pkg-65to134kBtuh-EER12.5-2Spd | HVAC-airAC | EER-Rated Pkg AC, 65-134 kBTU/h; Pre-2005: EER = 10.0, one-speed fan, no Econo; 2006 - 2009: EER = 10.0, one-speed fan, no Econo; 2010 - 2013: EER = 11, one-speed fan, no Econo; 2014 - 2015: EER = 11, IEER 12.7, two-speed fan, w/Econo | EER-rated packaged Air Conditioner, Size Range: 65 - 134 kBTU/h, EER = 11, IEER = 12.7, EIR = 0.273, Fan W/CFM = 0.4, two-speed fan, with Econo | EER-rated packaged Air Conditioner, Size Range: 65 - 134 kBTU/h, EER = 12.5, min IEER = 14, EIR = 0.236, Fan W/CFM = 0.4, two-speed fan, with Econo |  |  |  | Available |  | 0 | 0 |  | ErRobNc | dxAC-Com-Pkg-65to134kBtuh-EER11.0-2Spd | HVAC-airAC |  | None | 2020-01-01 | [6 empty] | Standard |  | 1 | 1 | 0 | Deemed Ex Ante Team |  |  |  | Updated to indicate claim/filing status
2020 | NE-HVAC-airAC-SpltPkg-65to134kBtuh-12p5eer-wPreEcono | EER-rated packaged Air Conditioner, Size Range: 65 - 134 kBTU/h, EER = 12.5, min IEER = 14, EIR = 0.236, Fan W/CFM = 0.4, two-speed fan, with Econo (Pre-existing vintages include Economizer) | DEER2020 | D20v1 | 2022-02-02 16:50 | NE-HVAC-airAC-SpltPkg-65to134kBtuh-12p5eer-wPreEcono | DEER | CrossMeasWtd | None |  |  | None | airAC-SpltPkg-65to134kBtuh-12p5eer-wPreEcono | 0 |  | 0 | Com | Any | HVAC | SpaceCool | dxAC_equip | pkgEER | dxAC-Com-Pkg-65to134kBtuh-EER12.5-2Spd | HVAC-airAC | EER-Rated Pkg AC, 65-134 kBTU/h; Pre-2005: EER = 10.0, one-speed fan, w/Econo; 2006 - 2009: EER = 10.0, one-speed fan, w/Econo; 2010 - 2013: EER = 11, one-speed fan, w/Econo; 2014 - 2015: EER = 11, IEER 12.7, two-speed fan, w/Econo | EER-rated packaged Air Conditioner, Size Range: 65 - 134 kBTU/h, EER = 11, IEER = 12.7, EIR = 0.273, Fan W/CFM = 0.4, two-speed fan, with Econo | EER-rated packaged Air Conditioner, Size Range: 65 - 134 kBTU/h, EER = 12.5, min IEER = 14, EIR = 0.236, Fan W/CFM = 0.4, two-speed fan, with Econo |  |  |  | Available |  | 0 | 0 |  | ErRobNc | dxAC-Com-Pkg-65to134kBtuh-EER11.0-2Spd | HVAC-airAC |  | None | 2020-01-01 | 2012-12-31 | [5 empty] | Standard |  | 1 | 1 | 0 | Deemed Ex Ante Team |  |  |  | Updated to indicate claim/filing status
2020 | NE-HVAC-airAC-SpltPkg-65to134kBtuh-13p0eer-woutPreEcono | EER-rated packaged Air Conditioner, Size Range: 65 - 134 kBTU/h, EER = 13, min IEER = 15, EIR = 0.226, Fan W/CFM = 0.4, two-speed fan, with Econo (Pre-existing vintages do not include Economizer) | DEER2020 | D20v1 | 2020-11-24 16:30 | NE-HVAC-airAC-SpltPkg-65to134kBtuh-13p0eer-woutPreEcono | DEER | Standard | None |  |  | None |  | 0 |  | 0 | Com | Any | HVAC | SpaceCool | dxAC_equip | pkgEER | dxAC-Com-Pkg-65to134kBtuh-EER13.0-2Spd | HVAC-airAC | EER-Rated Pkg AC, 65-134 kBTU/h; Pre-2005: EER = 10.0, one-speed fan, no Econo; 2006 - 2009: EER = 10.0, one-speed fan, no Econo; 2010 - 2013: EER = 11, one-speed fan, no Econo; 2014 - 2015: EER = 11, IEER 12.7, two-speed fan, w/Econo | EER-rated packaged Air Conditioner, Size Range: 65 - 134 kBTU/h, EER = 11, IEER = 12.7, EIR = 0.273, Fan W/CFM = 0.4, two-speed fan, with Econo | EER-rated packaged Air Conditioner, Size Range: 65 - 134 kBTU/h, EER = 13, min IEER = 15, EIR = 0.226, Fan W/CFM = 0.4, two-speed fan, with Econo |  |  |  | Available |  | 0 | 0 |  | ErRobNc | dxAC-Com-Pkg-65to134kBtuh-EER11.0-2Spd | HVAC-airAC |  | None | 2020-01-01 | [6 empty] | Standard |  | 1 | 1 | 0 | Deemed Ex Ante Team |  |  |  | Updated to indicate claim/filing status
2020 | NE-HVAC-airAC-SpltPkg-65to134kBtuh-13p0eer-wPreEcono | EER-rated packaged Air Conditioner, Size Range: 65 - 134 kBTU/h, EER = 13, min IEER = 15, EIR = 0.226, Fan W/CFM = 0.4, two-speed fan, with Econo (Pre-existing vintages include Economizer) | DEER2020 | D20v1 | 2022-02-02 16:50 | NE-HVAC-airAC-SpltPkg-65to134kBtuh-13p0eer-wPreEcono | DEER | Standard | None |  |  | None |  | 0 |  | 0 | Com | Any | HVAC | SpaceCool | dxAC_equip | pkgEER | dxAC-Com-Pkg-65to134kBtuh-EER13.0-2Spd | HVAC-airAC | EER-Rated Pkg AC, 65-134 kBTU/h; Pre-2005: EER = 10.0, one-speed fan, w/Econo; 2006 - 2009: EER = 10.0, one-speed fan, w/Econo; 2010 - 2013: EER = 11, one-speed fan, w/Econo; 2014 - 2015: EER = 11, IEER 12.7, two-speed fan, w/Econo | EER-rated packaged Air Conditioner, Size Range: 65 - 134 kBTU/h, EER = 11, IEER = 12.7, EIR = 0.273, Fan W/CFM = 0.4, two-speed fan, with Econo | EER-rated packaged Air Conditioner, Size Range: 65 - 134 kBTU/h, EER = 13, min IEER = 15, EIR = 0.226, Fan W/CFM = 0.4, two-speed fan, with Econo |  |  |  | Available |  | 0 | 0 |  | ErRobNc | dxAC-Com-Pkg-65to134kBtuh-EER11.0-2Spd | HVAC-airAC |  | None | 2020-01-01 | 2012-12-31 | [5 empty] | Standard |  | 1 | 1 | 0 | Deemed Ex Ante Team |  |  |  | Updated to indicate claim/filing status
2020 | NE-HVAC-airAC-SpltPkg-gte760kBtuh-10p2eer | EER-rated packaged Air Conditioner, Size Range: 760 - kBTU/h, EER = 10.2, min IEER = 11.6, EIR = 0.273, Fan W/CFM = 0.61, two-speed fan, with Econo | DEER2020 | D20v1 | 2022-02-02 16:50 | NE-HVAC-airAC-SpltPkg-gte760kBtuh-10p2eer | DEER | Standard | None |  |  | None |  | 0 |  | 0 | Com | Any | HVAC | SpaceCool | dxAC_equip | pkgEER | dxAC-Com-Pkg-gte760kBTUh-EER10.2-2Spd | HVAC-airAC | EER-Rated Pkg AC, 760+ kBTU/h; Pre-2005: EER = 9.2, one-speed fan, w/Econo; 2006 - 2009: EER = 9.2, one-speed fan, w/Econo; 2010 - 2013: EER = 9.5, one-speed fan, w/Econo; 2014 - 2015: EER = 9.5, IEER = 11, two-speed fan, w/Econo | EER-rated packaged Air Conditioner, Size Range: 760 - kBTU/h, EER = 9.5, IEEER = 11, EIR = 0.297, Fan W/CFM = 0.61, two-speed fan, with Econo | EER-rated packaged Air Conditioner, Size Range: 760 - kBTU/h, EER = 10.2, min IEER = 11.6, EIR = 0.273, Fan W/CFM = 0.61, two-speed fan, with Econo |  |  |  | Available | Std and Meas Technologies vary by system configuration | 0 | 0 |  | ErRobNc | dxAC-Com-Pkg-gte760kBTUh-EER9.5-2Spd | HVAC-airAC |  | None | 2020-01-01 | 2012-12-31 | [5 empty] | Standard |  | 1 | 1 | 0 | Deemed Ex Ante Team |  |  |  | Updated to indicate claim/filing status
2020 | NE-HVAC-airAC-SpltPkg-gte760kBtuh-11p0eer | EER-rated packaged Air Conditioner, Size Range: 760 - kBTU/h, EER = 11, min IEER = 12.3, EIR = 0.249, Fan W/CFM = 0.61, two-speed fan, with Econo | DEER2020 | D20v1 | 2022-02-02 16:50 | NE-HVAC-airAC-SpltPkg-gte760kBtuh-11p0eer | DEER | Standard | None |  |  | None |  | 0 |  | 0 | Com | Any | HVAC | SpaceCool | dxAC_equip | pkgEER | dxAC-Com-Pkg-gte760kBTUh-EER11.0-2Spd | HVAC-airAC | EER-Rated Pkg AC, 760+ kBTU/h; Pre-2005: EER = 9.2, one-speed fan, w/Econo; 2006 - 2009: EER = 9.2, one-speed fan, w/Econo; 2010 - 2013: EER = 9.5, one-speed fan, w/Econo; 2014 - 2015: EER = 9.5, IEER = 11, two-speed fan, w/Econo | EER-rated packaged Air Conditioner, Size Range: 760 - kBTU/h, EER = 9.5, IEEER = 11, EIR = 0.297, Fan W/CFM = 0.61, two-speed fan, with Econo | EER-rated packaged Air Conditioner, Size Range: 760 - kBTU/h, EER = 11, min IEER = 12.3, EIR = 0.249, Fan W/CFM = 0.61, two-speed fan, with Econo |  |  |  | Available | Std and Meas Technologies vary by system configuration | 0 | 0 |  | ErRobNc | dxAC-Com-Pkg-gte760kBTUh-EER9.5-2Spd | HVAC-airAC |  | None | 2020-01-01 | 2012-12-31 | [5 empty] | Standard |  | 1 | 1 | 0 | Deemed Ex Ante Team |  |  |  | Updated to indicate claim/filing status
2020 | NE-HVAC-airAC-SpltPkg-gte760kBtuh-12p0eer | EER-rated packaged Air Conditioner, Size Range: 760 - kBTU/h, EER = 12, min IEER = 13.8, EIR = 0.224, Fan W/CFM = 0.61, two-speed fan, with Econo | DEER2020 | D20v1 | 2022-02-02 16:50 | NE-HVAC-airAC-SpltPkg-gte760kBtuh-12p0eer | DEER | Standard | None |  |  | None |  | 0 |  | 0 | Com | Any | HVAC | SpaceCool | dxAC_equip | pkgEER | dxAC-Com-Pkg-gte760kBTUh-EER12.0-2Spd | HVAC-airAC | EER-Rated Pkg AC, 760+ kBTU/h; Pre-2005: EER = 9.2, one-speed fan, w/Econo; 2006 - 2009: EER = 9.2, one-speed fan, w/Econo; 2010 - 2013: EER = 9.5, one-speed fan, w/Econo; 2014 - 2015: EER = 9.5, IEER = 11, two-speed fan, w/Econo | EER-rated packaged Air Conditioner, Size Range: 760 - kBTU/h, EER = 9.5, IEEER = 11, EIR = 0.297, Fan W/CFM = 0.61, two-speed fan, with Econo | EER-rated packaged Air Conditioner, Size Range: 760 - kBTU/h, EER = 12, min IEER = 13.8, EIR = 0.224, Fan W/CFM = 0.61, two-speed fan, with Econo |  |  |  | Available | Std and Meas Technologies vary by system configuration | 0 | 0 |  | ErRobNc | dxAC-Com-Pkg-gte760kBTUh-EER9.5-2Spd | HVAC-airAC |  | None | 2020-01-01 | 2012-12-31 | [5 empty] | Standard |  | 1 | 1 | 0 | Deemed Ex Ante Team |  |  |  | Updated to indicate claim/filing status
2020 | NE-HVAC-airHP-Pkg-55to65kBtuh-15p0seer-8p2hspf | Commercial SEER-rated Packaged Heat Pumps, Size Range: 55 - 65 kBTU/h, SEER = 15 (HSPF = 8.2), EIR = 0.256, Fan W/CFM = 0.25, two-speed fan, with Econo | DEER2020 | D20v1 | 2022-02-08 17:30 | NE-HVAC-airHP-Pkg-55to65kBtuh-15p0seer-8p2hspf | DEER | Standard | None |  |  | None |  | 0 |  | 0 | Com | Any | HVAC | HeatCool | dxHP_equip | pkgSEER | dxHP-Com-Pkg-55to65kBTUh-SEER-15.0 | HVAC-airHP | Com SEER-Rated Pkg HP, 18-65 kBTU/h; old: SEER = 10 (HSPF = 7.1), one-speed fan, no Econo; ex: SEER = 13 (HSPF = 8.2), one-speed fan, no Econo; recent: SEER = 14 (HSPF = 8), two-speed fan, w/Econo | Commercial SEER-rated Packaged Heat Pumps, Size Range: 55 - 65 kBTU/h, SEER = 14 (HSPF = 8.0), EIR = 0.27, Fan W/CFM = 0.29, two-speed fan, with Econo | Commercial SEER-rated Packaged Heat Pumps, Size Range: 55 - 65 kBTU/h, SEER = 15 (HSPF = 8.2), EIR = 0.256, Fan W/CFM = 0.25, two-speed fan, with Econo |  | dxHP-Com-Pkg-55to65kBTUh-SEER-14.0 | dxHP-Com-Pkg-55to65kBTUh-SEER-15.0 | Available |  | 0 | 0 |  | ErRobNc | dxHP-Com-Pkg-55to65kBTUh-SEER-14.0 | HVAC-airHP |  | None | 2020-05-28 | 2022-12-31 | [5 empty] | Standard |  | 1 | 1 | 0 | Deemed Ex Ante Team |  |  |  | Delayed per Golden Rod Memo 2019-12-23
2020 | NE-HVAC-airHP-Pkg-55to65kBtuh-15p0seer-8p2hspf-wPreEcono | Commercial SEER-rated Packaged Heat Pumps, Size Range: 55 - 65 kBTU/h, SEER = 15 (HSPF = 8.2), EIR = 0.256, Fan W/CFM = 0.25, two-speed fan, with Econo | DEER2020 | D20v1 | 2022-02-08 17:30 | NE-HVAC-airHP-Pkg-55to65kBtuh-15p0seer-8p2hspf-wPreEcono | DEER | Standard | None |  |  | None |  | 0 |  | 0 | Com | Any | HVAC | HeatCool | dxHP_equip | pkgSEER | dxHP-Com-Pkg-55to65kBTUh-SEER-15.0 | HVAC-airHP | Com SEER-Rated Pkg HP, 18-65 kBTU/h; old: SEER = 10 (HSPF = 7.1), one-speed fan, w/Econo; ex: SEER = 13 (HSPF = 8.2), one-speed fan, w/Econo; recent: SEER = 14 (HSPF = 8), two-speed fan, w/Econo | Commercial SEER-rated Packaged Heat Pumps, Size Range: 55 - 65 kBTU/h, SEER = 14 (HSPF = 8.0), EIR = 0.27, Fan W/CFM = 0.29, two-speed fan, with Econo | Commercial SEER-rated Packaged Heat Pumps, Size Range: 55 - 65 kBTU/h, SEER = 15 (HSPF = 8.2), EIR = 0.256, Fan W/CFM = 0.25, two-speed fan, with Econo |  | dxHP-Com-Pkg-55to65kBTUh-SEER-14.0 | dxHP-Com-Pkg-55to65kBTUh-SEER-15.0 | Available |  | 0 | 0 |  | ErRobNc | dxHP-Com-Pkg-55to65kBTUh-SEER-14.0 | HVAC-airHP |  | None | 2020-05-28 | 2022-12-31 | [5 empty] | Standard |  | 1 | 1 | 0 | Deemed Ex Ante Team |  |  |  | Delayed per Golden Rod Memo 2019-12-23
2020 | NE-HVAC-airHP-Pkg-55to65kBtuh-16p0seer-8p5hspf | Commercial SEER-rated Packaged Heat Pumps, Size Range: 55 - 65 kBTU/h, SEER = 16 (HSPF = 8.5), EIR = 0.238, Fan W/CFM = 0.27, two-speed fan, with Econo | DEER2020 | D20v1 | 2022-02-08 17:30 | NE-HVAC-airHP-Pkg-55to65kBtuh-16p0seer-8p5hspf | DEER | Standard | None |  |  | None |  | 0 |  | 0 | Com | Any | HVAC | HeatCool | dxHP_equip | pkgSEER | dxHP-Com-Pkg-55to65kBTUh-SEER-16.0 | HVAC-airHP | Com SEER-Rated Pkg HP, 18-65 kBTU/h; old: SEER = 10 (HSPF = 7.1), one-speed fan, no Econo; ex: SEER = 13 (HSPF = 8.2), one-speed fan, no Econo; recent: SEER = 14 (HSPF = 8), two-speed fan, w/Econo | Commercial SEER-rated Packaged Heat Pumps, Size Range: 55 - 65 kBTU/h, SEER = 14 (HSPF = 8.0), EIR = 0.27, Fan W/CFM = 0.29, two-speed fan, with Econo | Commercial SEER-rated Packaged Heat Pumps, Size Range: 55 - 65 kBTU/h, SEER = 16 (HSPF = 8.5), EIR = 0.238, Fan W/CFM = 0.27, two-speed fan, with Econo |  | dxHP-Com-Pkg-55to65kBTUh-SEER-14.0 | dxHP-Com-Pkg-55to65kBTUh-SEER-16.0 | Available |  | 0 | 0 |  | ErRobNc | dxHP-Com-Pkg-55to65kBTUh-SEER-14.0 | HVAC-airHP |  | None | 2020-05-28 | 2022-12-31 | [5 empty] | Standard |  | 1 | 1 | 0 | Deemed Ex Ante Team |  |  |  | Delayed per Golden Rod Memo 2019-12-23
2020 | NE-HVAC-airHP-Pkg-55to65kBtuh-16p0seer-8p5hspf-wPreEcono | Commercial SEER-rated Packaged Heat Pumps, Size Range: 55 - 65 kBTU/h, SEER = 16 (HSPF = 8.5), EIR = 0.238, Fan W/CFM = 0.27, two-speed fan, with Econo | DEER2020 | D20v1 | 2022-02-08 17:30 | NE-HVAC-airHP-Pkg-55to65kBtuh-16p0seer-8p5hspf-wPreEcono | DEER | Standard | None |  |  | None |  | 0 |  | 0 | Com | Any | HVAC | HeatCool | dxHP_equip | pkgSEER | dxHP-Com-Pkg-55to65kBTUh-SEER-16.0 | HVAC-airHP | Com SEER-Rated Pkg HP, 18-65 kBTU/h; old: SEER = 10 (HSPF = 7.1), one-speed fan, w/Econo; ex: SEER = 13 (HSPF = 8.2), one-speed fan, w/Econo; recent: SEER = 14 (HSPF = 8), two-speed fan, w/Econo | Commercial SEER-rated Packaged Heat Pumps, Size Range: 55 - 65 kBTU/h, SEER = 14 (HSPF = 8.0), EIR = 0.27, Fan W/CFM = 0.29, two-speed fan, with Econo | Commercial SEER-rated Packaged Heat Pumps, Size Range: 55 - 65 kBTU/h, SEER = 16 (HSPF = 8.5), EIR = 0.238, Fan W/CFM = 0.27, two-speed fan, with Econo |  | dxHP-Com-Pkg-55to65kBTUh-SEER-14.0 | dxHP-Com-Pkg-55to65kBTUh-SEER-16.0 | Available |  | 0 | 0 |  | ErRobNc | dxHP-Com-Pkg-55to65kBTUh-SEER-14.0 | HVAC-airHP |  | None | 2020-05-28 | 2022-12-31 | [5 empty] | Standard |  | 1 | 1 | 0 | Deemed Ex Ante Team |  |  |  | Delayed per Golden Rod Memo 2019-12-23
2020 | NE-HVAC-airHP-Pkg-55to65kBtuh-17p0seer-9p0hspf | Commercial SEER-rated Packaged Heat Pumps, Size Range: 55 - 65 kBTU/h, SEER = 17 (HSPF = 9.0), EIR = 0.223, Fan W/CFM = 0.27, two-speed fan, with Econo | DEER2020 | D20v1 | 2022-02-08 17:30 | NE-HVAC-airHP-Pkg-55to65kBtuh-17p0seer-9p0hspf | DEER | Standard | None |  |  | None |  | 0 |  | 0 | Com | Any | HVAC | HeatCool | dxHP_equip | pkgSEER | dxHP-Com-Pkg-55to65kBTUh-SEER-17.0 | HVAC-airHP | Com SEER-Rated Pkg HP, 18-65 kBTU/h; old: SEER = 10 (HSPF = 7.1), one-speed fan, no Econo; ex: SEER = 13 (HSPF = 8.2), one-speed fan, no Econo; recent: SEER = 14 (HSPF = 8), two-speed fan, w/Econo | Commercial SEER-rated Packaged Heat Pumps, Size Range: 55 - 65 kBTU/h, SEER = 14 (HSPF = 8.0), EIR = 0.27, Fan W/CFM = 0.29, two-speed fan, with Econo | Commercial SEER-rated Packaged Heat Pumps, Size Range: 55 - 65 kBTU/h, SEER = 17 (HSPF = 9.0), EIR = 0.223, Fan W/CFM = 0.27, two-speed fan, with Econo |  | dxHP-Com-Pkg-55to65kBTUh-SEER-14.0 | dxHP-Com-Pkg-55to65kBTUh-SEER-17.0 | Available |  | 0 | 0 |  | ErRobNc | dxHP-Com-Pkg-55to65kBTUh-SEER-14.0 | HVAC-airHP |  | None | 2020-05-28 | 2022-12-31 | [5 empty] | Standard |  | 1 | 1 | 0 | Deemed Ex Ante Team |  |  |  | Delayed per Golden Rod Memo 2019-12-23
2020 | NE-HVAC-airHP-Pkg-55to65kBtuh-17p0seer-9p0hspf-wPreEcono | Commercial SEER-rated Packaged Heat Pumps, Size Range: 55 - 65 kBTU/h, SEER = 17 (HSPF = 9.0), EIR = 0.223, Fan W/CFM = 0.27, two-speed fan, with Econo | DEER2020 | D20v1 | 2022-02-08 17:30 | NE-HVAC-airHP-Pkg-55to65kBtuh-17p0seer-9p0hspf-wPreEcono | DEER | Standard | None |  |  | None |  | 0 |  | 0 | Com | Any | HVAC | HeatCool | dxHP_equip | pkgSEER | dxHP-Com-Pkg-55to65kBTUh-SEER-17.0 | HVAC-airHP | Com SEER-Rated Pkg HP, 18-65 kBTU/h; old: SEER = 10 (HSPF = 7.1), one-speed fan, w/Econo; ex: SEER = 13 (HSPF = 8.2), one-speed fan, w/Econo; recent: SEER = 14 (HSPF = 8), two-speed fan, w/Econo | Commercial SEER-rated Packaged Heat Pumps, Size Range: 55 - 65 kBTU/h, SEER = 14 (HSPF = 8.0), EIR = 0.27, Fan W/CFM = 0.29, two-speed fan, with Econo | Commercial SEER-rated Packaged Heat Pumps, Size Range: 55 - 65 kBTU/h, SEER = 17 (HSPF = 9.0), EIR = 0.223, Fan W/CFM = 0.27, two-speed fan, with Econo |  | dxHP-Com-Pkg-55to65kBTUh-SEER-14.0 | dxHP-Com-Pkg-55to65kBTUh-SEER-17.0 | Available |  | 0 | 0 |  | ErRobNc | dxHP-Com-Pkg-55to65kBTUh-SEER-14.0 | HVAC-airHP |  | None | 2020-05-28 | 2022-12-31 | [5 empty] | Standard |  | 1 | 1 | 0 | Deemed Ex Ante Team |  |  |  | Delayed per Golden Rod Memo 2019-12-23
2020 | NE-HVAC-airHP-Pkg-lt55kBtuh-15p0seer-8p2hspf | Commercial SEER-rated Packaged Heat Pumps, Size Range: 18 - 65 kBTU/h, SEER = 15 (HSPF = 8.2), EIR = 0.226, Fan W/CFM = 0.29, one-speed fan, without Econo | DEER2020 | D20v1 | 2022-02-08 17:30 | NE-HVAC-airHP-Pkg-lt55kBtuh-15p0seer-8p2hspf | DEER | Standard | None |  |  | None |  | 0 |  | 0 | Com | Any | HVAC | HeatCool | dxHP_equip | pkgSEER | dxHP-Com-Pkg-lt55kBTUh-SEER-15.0 | HVAC-airHP | Com SEER-Rated Pkg HP, 18-65 kBTU/h; old: SEER = 10 (HSPF = 7.1), one-speed fan, no Econo; ex: SEER = 13 (HSPF = 8.2), one-speed fan, no Econo; recent: SEER = 14 (HSPF = 8), two-speed fan, w/Econo | Commercial SEER-rated Packaged Heat Pumps, Size Range: 18 - 55 kBTU/h, SEER = 14 (HSPF = 8.0), EIR = 0.245, Fan W/CFM = 0.29, one-speed fan, without Econo | Commercial SEER-rated Packaged Heat Pumps, Size Range: 18 - 65 kBTU/h, SEER = 15 (HSPF = 8.2), EIR = 0.226, Fan W/CFM = 0.29, one-speed fan, without Econo |  | dxHP-Com-Pkg-lt55kBTUh-SEER-14.0 | dxHP-Com-Pkg-lt55kBTUh-SEER-15.0 | Available |  | 0 | 0 |  | ErRobNc | dxHP-Com-Pkg-lt55kBTUh-SEER-14.0 | HVAC-airHP |  | None | 2020-05-28 | 2022-12-31 | [5 empty] | Standard |  | 1 | 1 | 0 | Deemed Ex Ante Team |  |  |  | Delayed per Golden Rod Memo 2019-12-23
2020 | NE-HVAC-airHP-Pkg-lt55kBtuh-16p0seer-8p5hspf | Commercial SEER-rated Packaged Heat Pumps, Size Range: 18 - 65 kBTU/h, SEER = 16 (HSPF = 8.5), EIR = 0.238, Fan W/CFM = 0.27, two-speed fan, without Econo | DEER2020 | D20v1 | 2022-02-08 17:30 | NE-HVAC-airHP-Pkg-lt55kBtuh-16p0seer-8p5hspf | DEER | Standard | None |  |  | None |  | 0 |  | 0 | Com | Any | HVAC | HeatCool | dxHP_equip | pkgSEER | dxHP-Com-Pkg-lt55kBTUh-SEER-16.0 | HVAC-airHP | Com SEER-Rated Pkg HP, 18-65 kBTU/h; old: SEER = 10 (HSPF = 7.1), one-speed fan, no Econo; ex: SEER = 13 (HSPF = 8.2), one-speed fan, no Econo; recent: SEER = 14 (HSPF = 8), two-speed fan, w/Econo | Commercial SEER-rated Packaged Heat Pumps, Size Range: 18 - 55 kBTU/h, SEER = 14 (HSPF = 8.0), EIR = 0.245, Fan W/CFM = 0.29, one-speed fan, without Econo | Commercial SEER-rated Packaged Heat Pumps, Size Range: 18 - 65 kBTU/h, SEER = 16 (HSPF = 8.5), EIR = 0.238, Fan W/CFM = 0.27, two-speed fan, without Econo |  | dxHP-Com-Pkg-lt55kBTUh-SEER-14.0 | dxHP-Com-Pkg-lt55kBTUh-SEER-16.0 | Available |  | 0 | 0 |  | ErRobNc | dxHP-Com-Pkg-lt55kBTUh-SEER-14.0 | HVAC-airHP |  | None | 2020-05-28 | 2022-12-31 | [5 empty] | Standard |  | 1 | 1 | 0 | Deemed Ex Ante Team |  |  |  | Delayed per Golden Rod Memo 2019-12-23
2020 | NE-HVAC-airHP-Pkg-lt55kBtuh-17p0seer-9p0hspf | Commercial SEER-rated Packaged Heat Pumps, Size Range: 18 - 65 kBTU/h, SEER = 17 (HSPF = 9.0), EIR = 0.223, Fan W/CFM = 0.27, two-speed fan, without Econo | DEER2020 | D20v1 | 2022-02-08 17:30 | NE-HVAC-airHP-Pkg-lt55kBtuh-17p0seer-9p0hspf | DEER | Standard | None |  |  | None |  | 0 |  | 0 | Com | Any | HVAC | HeatCool | dxHP_equip | pkgSEER | dxHP-Com-Pkg-lt55kBTUh-SEER-17.0 | HVAC-airHP | Com SEER-Rated Pkg HP, 18-65 kBTU/h; old: SEER = 10 (HSPF = 7.1), one-speed fan, no Econo; ex: SEER = 13 (HSPF = 8.2), one-speed fan, no Econo; recent: SEER = 14 (HSPF = 8), two-speed fan, w/Econo | Commercial SEER-rated Packaged Heat Pumps, Size Range: 18 - 55 kBTU/h, SEER = 14 (HSPF = 8.0), EIR = 0.245, Fan W/CFM = 0.29, one-speed fan, without Econo | Commercial SEER-rated Packaged Heat Pumps, Size Range: 18 - 65 kBTU/h, SEER = 17 (HSPF = 9.0), EIR = 0.223, Fan W/CFM = 0.27, two-speed fan, without Econo |  | dxHP-Com-Pkg-lt55kBTUh-SEER-14.0 | dxHP-Com-Pkg-lt55kBTUh-SEER-17.0 | Available |  | 0 | 0 |  | ErRobNc | dxHP-Com-Pkg-lt55kBTUh-SEER-14.0 | HVAC-airHP |  | None | 2020-05-28 | 2022-12-31 | [5 empty] | Standard |  | 1 | 1 | 0 | Deemed Ex Ante Team |  |  |  | Delayed per Golden Rod Memo 2019-12-23
2020 | NE-HVAC-airHP-Split-55to65kBtuh-15p0seer-8p7hspf | Commercial SEER-rated Split Heat Pumps, Size Range: 55 - 65 kBTU/h, SEER = 15 (HSPF = 8.7), EIR = 0.256, Fan W/CFM = 0.25, two-speed fan, with Econo | DEER2020 | D20v1 | 2021-02-25 15:50 | NE-HVAC-airHP-Split-55to65kBtuh-15p0seer-8p7hspf | DEER | Standard | None |  |  | None |  | 0 |  | 0 | Com | Any | HVAC | HeatCool | dxHP_equip | spltSEER | dxHP-Com-Split-55to65kBTUh-SEER-15.0 | HVAC-airHP | Com SEER-Rated Split HP, 18-65 kBTU/h; old: SEER = 10 (HSPF = 7.1), one-speed fan, no Econo; ex: SEER = 13 (HSPF = 8.2), one-speed fan, no Econo; recent: SEER = 14 (HSPF = 8.2), two-speed fan, w/Econo | Commercial SEER-rated Split Heat Pumps, Size Range: 55 - 65 kBTU/h, SEER = 14 (HSPF = 8.2), EIR = 0.27, Fan W/CFM = 0.29, two-speed fan, with Econo | Commercial SEER-rated Split Heat Pumps, Size Range: 55 - 65 kBTU/h, SEER = 15 (HSPF = 8.7), EIR = 0.256, Fan W/CFM = 0.25, two-speed fan, with Econo |  | dxHP-Com-Split-55to65kBTUh-SEER-14.0 | dxHP-Com-Split-55to65kBTUh-SEER-15.0 | Available |  | 0 | 0 |  | ErRobNc | dxHP-Com-Split-55to65kBTUh-SEER-14.0 | HVAC-airHP |  | None | 2020-05-28 | [6 empty] | Standard |  | 1 | 1 | 0 | Deemed Ex Ante Team |  |  |  | Delayed per Golden Rod Memo 2019-12-23
2020 | NE-HVAC-airHP-Split-55to65kBtuh-15p0seer-8p7hspf-wPreEcono | Commercial SEER-rated Split Heat Pumps, Size Range: 55 - 65 kBTU/h, SEER = 15 (HSPF = 8.7), EIR = 0.256, Fan W/CFM = 0.25, two-speed fan, with Econo | DEER2020 | D20v1 | 2021-02-25 15:50 | NE-HVAC-airHP-Split-55to65kBtuh-15p0seer-8p7hspf-wPreEcono | DEER | Standard | None |  |  | None |  | 0 |  | 0 | Com | Any | HVAC | HeatCool | dxHP_equip | spltSEER | dxHP-Com-Split-55to65kBTUh-SEER-15.0 | HVAC-airHP | Com SEER-Rated Split HP, 18-65 kBTU/h; old: SEER = 10 (HSPF = 7.1), one-speed fan, w/ Econo; ex: SEER = 13 (HSPF = 8.2), one-speed fan, w/Econo; recent: SEER = 14 (HSPF = 8.2), two-speed fan, w/Econo | Commercial SEER-rated Split Heat Pumps, Size Range: 55 - 65 kBTU/h, SEER = 14 (HSPF = 8.2), EIR = 0.27, Fan W/CFM = 0.29, two-speed fan, with Econo | Commercial SEER-rated Split Heat Pumps, Size Range: 55 - 65 kBTU/h, SEER = 15 (HSPF = 8.7), EIR = 0.256, Fan W/CFM = 0.25, two-speed fan, with Econo |  | dxHP-Com-Split-55to65kBTUh-SEER-14.0 | dxHP-Com-Split-55to65kBTUh-SEER-15.0 | Available |  | 0 | 0 |  | ErRobNc | dxHP-Com-Split-55to65kBTUh-SEER-14.0 | HVAC-airHP |  | None | 2020-05-28 | [6 empty] | Standard |  | 1 | 1 | 0 | Deemed Ex Ante Team |  |  |  | Delayed per Golden Rod Memo 2019-12-23
2020 | NE-HVAC-airHP-Split-55to65kBtuh-16p0seer-9p0hspf | Commercial SEER-rated Split Heat Pumps, Size Range: 55 - 65 kBTU/h, SEER = 16 (HSPF = 9.0), EIR = 0.238, Fan W/CFM = 0.27, two-speed fan, with Econo | DEER2020 | D20v1 | 2021-02-25 15:50 | NE-HVAC-airHP-Split-55to65kBtuh-16p0seer-9p0hspf | DEER | Standard | None |  |  | None |  | 0 |  | 0 | Com | Any | HVAC | HeatCool | dxHP_equip | spltSEER | dxHP-Com-Split-55to65kBTUh-SEER-16.0 | HVAC-airHP | Com SEER-Rated Split HP, 18-65 kBTU/h; old: SEER = 10 (HSPF = 7.1), one-speed fan, no Econo; ex: SEER = 13 (HSPF = 8.2), one-speed fan, no Econo; recent: SEER = 14 (HSPF = 8.2), two-speed fan, w/Econo | Commercial SEER-rated Split Heat Pumps, Size Range: 55 - 65 kBTU/h, SEER = 14 (HSPF = 8.2), EIR = 0.27, Fan W/CFM = 0.29, two-speed fan, with Econo | Commercial SEER-rated Split Heat Pumps, Size Range: 55 - 65 kBTU/h, SEER = 16 (HSPF = 9.0), EIR = 0.238, Fan W/CFM = 0.27, two-speed fan, with Econo |  | dxHP-Com-Split-55to65kBTUh-SEER-14.0 | dxHP-Com-Split-55to65kBTUh-SEER-16.0 | Available |  | 0 | 0 |  | ErRobNc | dxHP-Com-Split-55to65kBTUh-SEER-14.0 | HVAC-airHP |  | None | 2020-05-28 | [6 empty] | Standard |  | 1 | 1 | 0 | Deemed Ex Ante Team |  |  |  | Delayed per Golden Rod Memo 2019-12-23
2020 | NE-HVAC-airHP-Split-55to65kBtuh-16p0seer-9p0hspf-wPreEcono | Commercial SEER-rated Split Heat Pumps, Size Range: 55 - 65 kBTU/h, SEER = 16 (HSPF = 9.0), EIR = 0.238, Fan W/CFM = 0.27, two-speed fan, with Econo | DEER2020 | D20v1 | 2021-02-25 15:50 | NE-HVAC-airHP-Split-55to65kBtuh-16p0seer-9p0hspf-wPreEcono | DEER | Standard | None |  |  | None |  | 0 |  | 0 | Com | Any | HVAC | HeatCool | dxHP_equip | spltSEER | dxHP-Com-Split-55to65kBTUh-SEER-16.0 | HVAC-airHP | Com SEER-Rated Split HP, 18-65 kBTU/h; old: SEER = 10 (HSPF = 7.1), one-speed fan, w/ Econo; ex: SEER = 13 (HSPF = 8.2), one-speed fan, w/Econo; recent: SEER = 14 (HSPF = 8.2), two-speed fan, w/Econo | Commercial SEER-rated Split Heat Pumps, Size Range: 55 - 65 kBTU/h, SEER = 14 (HSPF = 8.2), EIR = 0.27, Fan W/CFM = 0.29, two-speed fan, with Econo | Commercial SEER-rated Split Heat Pumps, Size Range: 55 - 65 kBTU/h, SEER = 16 (HSPF = 9.0), EIR = 0.238, Fan W/CFM = 0.27, two-speed fan, with Econo |  | dxHP-Com-Split-55to65kBTUh-SEER-14.0 | dxHP-Com-Split-55to65kBTUh-SEER-16.0 | Available |  | 0 | 0 |  | ErRobNc | dxHP-Com-Split-55to65kBTUh-SEER-14.0 | HVAC-airHP |  | None | 2020-05-28 | [6 empty] | Standard |  | 1 | 1 | 0 | Deemed Ex Ante Team |  |  |  | Delayed per Golden Rod Memo 2019-12-23
2020 | NE-HVAC-airHP-Split-55to65kBtuh-17p0seer-9p4hspf | Commercial SEER-rated Split Heat Pumps, Size Range: 55 - 65 kBTU/h, SEER = 17 (HSPF = 9.4), EIR = 0.223, Fan W/CFM = 0.27, two-speed fan, with Econo | DEER2020 | D20v1 | 2021-02-25 15:50 | NE-HVAC-airHP-Split-55to65kBtuh-17p0seer-9p4hspf | DEER | Standard | None |  |  | None |  | 0 |  | 0 | Com | Any | HVAC | HeatCool | dxHP_equip | spltSEER | dxHP-Com-Split-55to65kBTUh-SEER-17.0 | HVAC-airHP | Com SEER-Rated Split HP, 18-65 kBTU/h; old: SEER = 10 (HSPF = 7.1), one-speed fan, no Econo; ex: SEER = 13 (HSPF = 8.2), one-speed fan, no Econo; recent: SEER = 14 (HSPF = 8.2), two-speed fan, w/Econo | Commercial SEER-rated Split Heat Pumps, Size Range: 55 - 65 kBTU/h, SEER = 14 (HSPF = 8.2), EIR = 0.27, Fan W/CFM = 0.29, two-speed fan, with Econo | Commercial SEER-rated Split Heat Pumps, Size Range: 55 - 65 kBTU/h, SEER = 17 (HSPF = 9.4), EIR = 0.223, Fan W/CFM = 0.27, two-speed fan, with Econo |  | dxHP-Com-Split-55to65kBTUh-SEER-14.0 | dxHP-Com-Split-55to65kBTUh-SEER-17.0 | Available |  | 0 | 0 |  | ErRobNc | dxHP-Com-Split-55to65kBTUh-SEER-14.0 | HVAC-airHP |  | None | 2020-05-28 | [6 empty] | Standard |  | 1 | 1 | 0 | Deemed Ex Ante Team |  |  |  | Delayed per Golden Rod Memo 2019-12-23
2020 | NE-HVAC-airHP-Split-55to65kBtuh-17p0seer-9p4hspf-wPreEcono | Commercial SEER-rated Split Heat Pumps, Size Range: 55 - 65 kBTU/h, SEER = 17 (HSPF = 9.4), EIR = 0.223, Fan W/CFM = 0.27, two-speed fan, with Econo | DEER2020 | D20v1 | 2021-02-25 15:50 | NE-HVAC-airHP-Split-55to65kBtuh-17p0seer-9p4hspf-wPreEcono | DEER | Standard | None |  |  | None |  | 0 |  | 0 | Com | Any | HVAC | HeatCool | dxHP_equip | spltSEER | dxHP-Com-Split-55to65kBTUh-SEER-17.0 | HVAC-airHP | Com SEER-Rated Split HP, 18-65 kBTU/h; old: SEER = 10 (HSPF = 7.1), one-speed fan, w/ Econo; ex: SEER = 13 (HSPF = 8.2), one-speed fan, w/Econo; recent: SEER = 14 (HSPF = 8.2), two-speed fan, w/Econo | Commercial SEER-rated Split Heat Pumps, Size Range: 55 - 65 kBTU/h, SEER = 14 (HSPF = 8.2), EIR = 0.27, Fan W/CFM = 0.29, two-speed fan, with Econo | Commercial SEER-rated Split Heat Pumps, Size Range: 55 - 65 kBTU/h, SEER = 17 (HSPF = 9.4), EIR = 0.223, Fan W/CFM = 0.27, two-speed fan, with Econo |  | dxHP-Com-Split-55to65kBTUh-SEER-14.0 | dxHP-Com-Split-55to65kBTUh-SEER-17.0 | Available |  | 0 | 0 |  | ErRobNc | dxHP-Com-Split-55to65kBTUh-SEER-14.0 | HVAC-airHP |  | None | 2020-05-28 | [6 empty] | Standard |  | 1 | 1 | 0 | Deemed Ex Ante Team |  |  |  | Delayed per Golden Rod Memo 2019-12-23
2020 | NE-HVAC-airHP-Split-55to65kBtuh-18p0seer-9p7hspf | Commercial SEER-rated Split Heat Pumps, Size Range: 55 - 65 kBTU/h, SEER = 18 (HSPF = 9.7), EIR = 0.209, Fan W/CFM = 0.27, two-speed fan, with Econo | DEER2020 | D20v1 | 2021-02-25 15:50 | NE-HVAC-airHP-Split-55to65kBtuh-18p0seer-9p7hspf | DEER | Standard | None |  |  | None |  | 0 |  | 0 | Com | Any | HVAC | HeatCool | dxHP_equip | spltSEER | dxHP-Com-Split-55to65kBTUh-SEER-18.0 | HVAC-airHP | Com SEER-Rated Split HP, 18-65 kBTU/h; old: SEER = 10 (HSPF = 7.1), one-speed fan, no Econo; ex: SEER = 13 (HSPF = 8.2), one-speed fan, no Econo; recent: SEER = 14 (HSPF = 8.2), two-speed fan, w/Econo | Commercial SEER-rated Split Heat Pumps, Size Range: 55 - 65 kBTU/h, SEER = 14 (HSPF = 8.2), EIR = 0.27, Fan W/CFM = 0.29, two-speed fan, with Econo | Commercial SEER-rated Split Heat Pumps, Size Range: 55 - 65 kBTU/h, SEER = 18 (HSPF = 9.7), EIR = 0.209, Fan W/CFM = 0.27, two-speed fan, with Econo |  | dxHP-Com-Split-55to65kBTUh-SEER-14.0 | dxHP-Com-Split-55to65kBTUh-SEER-18.0 | Available |  | 0 | 0 |  | ErRobNc | dxHP-Com-Split-55to65kBTUh-SEER-14.0 | HVAC-airHP |  | None | 2020-05-28 | [6 empty] | Standard |  | 1 | 1 | 0 | Deemed Ex Ante Team |  |  |  | Delayed per Golden Rod Memo 2019-12-23
2020 | NE-HVAC-airHP-Split-55to65kBtuh-18p0seer-9p7hspf-wPreEcono | Commercial SEER-rated Split Heat Pumps, Size Range: 55 - 65 kBTU/h, SEER = 18 (HSPF = 9.7), EIR = 0.209, Fan W/CFM = 0.27, two-speed fan, with Econo | DEER2020 | D20v1 | 2021-02-25 15:50 | NE-HVAC-airHP-Split-55to65kBtuh-18p0seer-9p7hspf-wPreEcono | DEER | Standard | None |  |  | None |  | 0 |  | 0 | Com | Any | HVAC | HeatCool | dxHP_equip | spltSEER | dxHP-Com-Split-55to65kBTUh-SEER-18.0 | HVAC-airHP | Com SEER-Rated Split HP, 18-65 kBTU/h; old: SEER = 10 (HSPF = 7.1), one-speed fan, w/Econo; ex: SEER = 13 (HSPF = 8.2), one-speed fan, w/Econo; recent: SEER = 14 (HSPF = 8.2), two-speed fan, w/Econo | Commercial SEER-rated Split Heat Pumps, Size Range: 55 - 65 kBTU/h, SEER = 14 (HSPF = 8.2), EIR = 0.27, Fan W/CFM = 0.29, two-speed fan, with Econo | Commercial SEER-rated Split Heat Pumps, Size Range: 55 - 65 kBTU/h, SEER = 18 (HSPF = 9.7), EIR = 0.209, Fan W/CFM = 0.27, two-speed fan, with Econo |  | dxHP-Com-Split-55to65kBTUh-SEER-14.0 | dxHP-Com-Split-55to65kBTUh-SEER-18.0 | Available |  | 0 | 0 |  | ErRobNc | dxHP-Com-Split-55to65kBTUh-SEER-14.0 | HVAC-airHP |  | None | 2020-05-28 | [6 empty] | Standard |  | 1 | 1 | 0 | Deemed Ex Ante Team |  |  |  | Delayed per Golden Rod Memo 2019-12-23
2020 | NE-HVAC-airHP-Split-lt55kBtuh-15p0seer-8p7hspf | Commercial SEER-rated Split Heat Pumps, Size Range: 18 - 65 kBTU/h, SEER = 15 (HSPF = 8.7), EIR = 0.232, Fan W/CFM = 0.25, one-speed fan, without Econo | DEER2020 | D20v1 | 2021-02-25 15:50 | NE-HVAC-airHP-Split-lt55kBtuh-15p0seer-8p7hspf | DEER | Standard | None |  |  | None |  | 0 |  | 0 | Com | Any | HVAC | HeatCool | dxHP_equip | spltSEER | dxHP-Com-Split-lt55kBTUh-SEER-15.0 | HVAC-airHP | Com SEER-Rated Split HP, 18-65 kBTU/h; old: SEER = 10 (HSPF = 7.1), one-speed fan, no Econo; ex: SEER = 13 (HSPF = 8.2), one-speed fan, no Econo; recent: SEER = 14 (HSPF = 8.2), one-speed fan, no Econo | Commercial SEER-rated Split Heat Pumps, Size Range: 18 - 55 kBTU/h, SEER = 14 (HSPF = 8.2), EIR = 0.245, Fan W/CFM = 0.29, one-speed fan, without Econo | Commercial SEER-rated Split Heat Pumps, Size Range: 18 - 65 kBTU/h, SEER = 15 (HSPF = 8.7), EIR = 0.232, Fan W/CFM = 0.25, one-speed fan, without Econo |  | dxHP-Com-Split-lt55kBTUh-SEER-14.0 | dxHP-Com-Split-lt55kBTUh-SEER-15.0 | Available |  | 0 | 0 |  | ErRobNc | dxHP-Com-Split-lt55kBTUh-SEER-14.0 | HVAC-airHP |  | None | 2020-05-28 | [6 empty] | Standard |  | 1 | 1 | 0 | Deemed Ex Ante Team |  |  |  | Delayed per Golden Rod Memo 2019-12-23
2020 | NE-HVAC-airHP-Split-lt55kBtuh-16p0seer-9p0hspf | Commercial SEER-rated Split Heat Pumps, Size Range: 18 - 65 kBTU/h, SEER = 16 (HSPF = 9.0), EIR = 0.238, Fan W/CFM = 0.27, two-speed fan, without Econo | DEER2020 | D20v1 | 2021-02-25 15:50 | NE-HVAC-airHP-Split-lt55kBtuh-16p0seer-9p0hspf | DEER | Standard | None |  |  | None |  | 0 |  | 0 | Com | Any | HVAC | HeatCool | dxHP_equip | spltSEER | dxHP-Com-Split-lt55kBTUh-SEER-16.0 | HVAC-airHP | Com SEER-Rated Split HP, 18-65 kBTU/h; old: SEER = 10 (HSPF = 7.1), one-speed fan, no Econo; ex: SEER = 13 (HSPF = 8.2), one-speed fan, no Econo; recent: SEER = 14 (HSPF = 8.2), one-speed fan, no Econo | Commercial SEER-rated Split Heat Pumps, Size Range: 18 - 55 kBTU/h, SEER = 14 (HSPF = 8.2), EIR = 0.245, Fan W/CFM = 0.29, one-speed fan, without Econo | Commercial SEER-rated Split Heat Pumps, Size Range: 18 - 65 kBTU/h, SEER = 16 (HSPF = 9.0), EIR = 0.238, Fan W/CFM = 0.27, two-speed fan, without Econo |  | dxHP-Com-Split-lt55kBTUh-SEER-14.0 | dxHP-Com-Split-lt55kBTUh-SEER-16.0 | Available |  | 0 | 0 |  | ErRobNc | dxHP-Com-Split-lt55kBTUh-SEER-14.0 | HVAC-airHP |  | None | 2020-05-28 | [6 empty] | Standard |  | 1 | 1 | 0 | Deemed Ex Ante Team |  |  |  | Delayed per Golden Rod Memo 2019-12-23
2020 | NE-HVAC-airHP-Split-lt55kBtuh-17p0seer-9p4hspf | Commercial SEER-rated Split Heat Pumps, Size Range: 18 - 65 kBTU/h, SEER = 17 (HSPF = 9.4), EIR = 0.223, Fan W/CFM = 0.27, two-speed fan, without Econo | DEER2020 | D20v1 | 2021-02-25 15:50 | NE-HVAC-airHP-Split-lt55kBtuh-17p0seer-9p4hspf | DEER | Standard | None |  |  | None |  | 0 |  | 0 | Com | Any | HVAC | HeatCool | dxHP_equip | spltSEER | dxHP-Com-Split-lt55kBTUh-SEER-17.0 | HVAC-airHP | Com SEER-Rated Split HP, 18-65 kBTU/h; old: SEER = 10 (HSPF = 7.1), one-speed fan, no Econo; ex: SEER = 13 (HSPF = 8.2), one-speed fan, no Econo; recent: SEER = 14 (HSPF = 8.2), one-speed fan, no Econo | Commercial SEER-rated Split Heat Pumps, Size Range: 18 - 55 kBTU/h, SEER = 14 (HSPF = 8.2), EIR = 0.245, Fan W/CFM = 0.29, one-speed fan, without Econo | Commercial SEER-rated Split Heat Pumps, Size Range: 18 - 65 kBTU/h, SEER = 17 (HSPF = 9.4), EIR = 0.223, Fan W/CFM = 0.27, two-speed fan, without Econo |  | dxHP-Com-Split-lt55kBTUh-SEER-14.0 | dxHP-Com-Split-lt55kBTUh-SEER-17.0 | Available |  | 0 | 0 |  | ErRobNc | dxHP-Com-Split-lt55kBTUh-SEER-14.0 | HVAC-airHP |  | None | 2020-05-28 | [6 empty] | Standard |  | 1 | 1 | 0 | Deemed Ex Ante Team |  |  |  | Delayed per Golden Rod Memo 2019-12-23
2020 | NE-HVAC-airHP-Split-lt55kBtuh-18p0seer-9p7hspf | Commercial SEER-rated Split Heat Pumps, Size Range: 18 - 65 kBTU/h, SEER = 18 (HSPF = 9.7), EIR = 0.209, Fan W/CFM = 0.27, two-speed fan, without Econo | DEER2020 | D20v1 | 2021-02-25 15:50 | NE-HVAC-airHP-Split-lt55kBtuh-18p0seer-9p7hspf | DEER | Standard | None |  |  | None |  | 0 |  | 0 | Com | Any | HVAC | HeatCool | dxHP_equip | spltSEER | dxHP-Com-Split-lt55kBTUh-SEER-18.0 | HVAC-airHP | Com SEER-Rated Split HP, 18-65 kBTU/h; old: SEER = 10 (HSPF = 7.1), one-speed fan, no Econo; ex: SEER = 13 (HSPF = 8.2), one-speed fan, no Econo; recent: SEER = 14 (HSPF = 8.2), one-speed fan, no Econo | Commercial SEER-rated Split Heat Pumps, Size Range: 18 - 55 kBTU/h, SEER = 14 (HSPF = 8.2), EIR = 0.245, Fan W/CFM = 0.29, one-speed fan, without Econo | Commercial SEER-rated Split Heat Pumps, Size Range: 18 - 65 kBTU/h, SEER = 18 (HSPF = 9.7), EIR = 0.209, Fan W/CFM = 0.27, two-speed fan, without Econo |  | dxHP-Com-Split-lt55kBTUh-SEER-14.0 | dxHP-Com-Split-lt55kBTUh-SEER-18.0 | Available |  | 0 | 0 |  | ErRobNc | dxHP-Com-Split-lt55kBTUh-SEER-14.0 | HVAC-airHP |  | None | 2020-05-28 | [6 empty] | Standard |  | 1 | 1 | 0 | Deemed Ex Ante Team |  |  |  | Delayed per Golden Rod Memo 2019-12-23
2020 | NE-HVAC-airHP-SpltPkg-135to239kBtuh-11p5eer-3p2cop | Pkg HP EER = 11.5 (135-239 kBTUh), COP = 3.2; w/Econo; 2-spd Fan | DEER2020 | D20v1 | 2020-11-24 16:30 | NE-HVAC-airHP-SpltPkg-135to239kBtuh-11p5eer-3p2cop | DEER | Standard | None |  |  | None |  | 0 |  | 0 | Com | Any | HVAC | HeatCool | dxHP_equip | pkgEER |  | HVAC-airHP | Pkg HP (135-239 kBtuh) EER and COP based on vintage | Pkg HP EER = 10.4 (135-239 kBtuh), COP = 3.2; w/Econo; 2-spd Fan | Pkg HP EER = 11.5 (135-239 kBtuh), COP = 3.2; w/Econo; 2-spd Fan |  |  |  | Available |  | 0 | 0 |  | ErRobNc |  | HVAC-airHP |  | None | 2020-01-01 | [6 empty] | Standard |  | 1 | 1 | 0 | Deemed Ex Ante Team |  |  |  | Updated to indicate claim/filing status
2020 | NE-HVAC-airHP-SpltPkg-135to239kBtuh-12p0eer-3p2cop | Pkg HP EER = 12.0 (135-239 kBTUh), COP = 3.2; w/Econo; 2-spd Fan | DEER2020 | D20v1 | 2020-11-24 16:30 | NE-HVAC-airHP-SpltPkg-135to239kBtuh-12p0eer-3p2cop | DEER | Standard | None |  |  | None |  | 0 |  | 0 | Com | Any | HVAC | HeatCool | dxHP_equip | pkgEER |  | HVAC-airHP | Pkg HP (135-239 kBtuh) EER and COP based on vintage | Pkg HP EER = 10.4 (135-239 kBtuh), COP = 3.2; w/Econo; 2-spd Fan | Pkg HP EER = 12.0 (135-239 kBtuh), COP = 3.2; w/Econo; 2-spd Fan |  |  |  | Available |  | 0 | 0 |  | ErRobNc |  | HVAC-airHP |  | None | 2020-01-01 | [6 empty] | Standard |  | 1 | 1 | 0 | Deemed Ex Ante Team |  |  |  | Updated to indicate claim/filing status
2020 | NE-HVAC-airHP-SpltPkg-240to759kBtuh-10p5eer-3p2cop | Pkg HP EER = 10.5 (240-759 kBTUh), COP = 3.2; w/Econo; 2-spd Fan | DEER2020 | D20v1 | 2020-11-24 16:30 | NE-HVAC-airHP-SpltPkg-240to759kBtuh-10p5eer-3p2cop | DEER | Standard | None |  |  | None |  | 0 |  | 0 | Com | Any | HVAC | HeatCool | dxHP_equip | pkgEER |  | HVAC-airHP | Pkg HP (240-759 kBtuh) EER and COP based on vintage | Pkg HP EER = 9.3 (240-759 kBtuh), COP = 3.2; w/Econo; 2-spd Fan | Pkg HP EER = 10.5 (240-759 kBtuh), COP = 3.2; w/Econo; 2-spd Fan |  |  |  | Available |  | 0 | 0 |  | ErRobNc |  | HVAC-airHP |  | None | 2020-01-01 | [6 empty] | Standard |  | 1 | 1 | 0 | Deemed Ex Ante Team |  |  |  | Updated to indicate claim/filing status
2020 | NE-HVAC-airHP-SpltPkg-240to759kBtuh-10p8eer-3p2cop | Pkg HP EER = 10.8 (240-759 kBTUh), COP = 3.2; w/Econo; 2-spd Fan | DEER2020 | D20v1 | 2020-11-24 16:30 | NE-HVAC-airHP-SpltPkg-240to759kBtuh-10p8eer-3p2cop | DEER | Standard | None |  |  | None |  | 0 |  | 0 | Com | Any | HVAC | HeatCool | dxHP_equip | pkgEER |  | HVAC-airHP | Pkg HP (240-759 kBtuh) EER and COP based on vintage | Pkg HP EER = 9.3 (240-759 kBtuh), COP = 3.2; w/Econo; 2-spd Fan | Pkg HP EER = 10.8 (240-759 kBtuh), COP = 3.2; w/Econo; 2-spd Fan |  |  |  | Available |  | 0 | 0 |  | ErRobNc |  | HVAC-airHP |  | None | 2020-01-01 | [6 empty] | Standard |  | 1 | 1 | 0 | Deemed Ex Ante Team |  |  |  | Updated to indicate claim/filing status
2020 | NE-HVAC-airHP-SpltPkg-65to134kBtuh-11p5eer-3p4cop | Commercial EER-rated Heat Pumps, Size Range: 65 - 135 kBTU/h, EER = 11.5, COP = 3.4; w/Econo; 2-spd Fan | DEER2020 | D20v1 | 2020-11-24 16:30 | NE-HVAC-airHP-SpltPkg-65to134kBtuh-11p5eer-3p4cop | DEER | Standard | None |  |  | None |  | 0 |  | 0 | Com | Any | HVAC | HeatCool | dxHP_equip | pkgEER |  | HVAC-airHP | Pkg HP (65-135 kBtuh) EER and COP based on vintage | Pkg HP EER = 10.8 (65-135 kBtuh), COP = 3.3; w/Econo; 2-spd Fan | Pkg HP EER = 11.5 (65-109 kBtuh), COP = 3.4; w/Econo; 2-spd Fan |  |  |  | Available |  | 0 | 0 |  | ErRobNc |  | HVAC-airHP |  | None | 2020-01-01 | [6 empty] | Standard |  | 1 | 1 | 0 | Deemed Ex Ante Team |  |  |  | Updated to indicate claim/filing status
2020 | NE-HVAC-airHP-SpltPkg-65to134kBtuh-11p5eer-3p4cop-wPreEcono | Commercial EER-rated Heat Pumps, Size Range: 65 - 135 kBTU/h, EER = 11.5, COP = 3.4; w/Econo; 2-spd Fan | DEER2020 | D20v1 | 2020-11-24 16:30 | NE-HVAC-airHP-SpltPkg-65to134kBtuh-11p5eer-3p4cop-wPreEcono | DEER | Standard | None |  |  | None |  | 0 |  | 0 | Com | Any | HVAC | HeatCool | dxHP_equip | pkgEER |  | HVAC-airHP | Pkg HP (65-135 kBtuh) EER and COP based on vintage | Pkg HP EER = 10.8 (65-135 kBtuh), COP = 3.3; w/Econo; 2-spd Fan |  |  |  |  | Available |  | 0 | 0 |  | ErRobNc |  | HVAC-airHP |  | None | 2020-01-01 | [6 empty] | Standard |  | 1 | 1 | 0 | Deemed Ex Ante Team |  |  |  | Updated to indicate claim/filing status
2020 | NE-HVAC-airHP-SpltPkg-65to134kBtuh-12p0eer-3p4cop | Commercial EER-rated Heat Pumps, Size Range: 65 - 135 kBTU/h, EER = 12.0, COP = 3.4; w/Econo; 2-spd Fan | DEER2020 | D20v1 | 2020-11-24 16:30 | NE-HVAC-airHP-SpltPkg-65to134kBtuh-12p0eer-3p4cop | DEER | Standard | None |  |  | None |  | 0 |  | 0 | Com | Any | HVAC | HeatCool | dxHP_equip | pkgEER |  | HVAC-airHP | Pkg HP (65-135 kBtuh) EER and COP based on vintage | Pkg HP EER = 10.8 (65-135 kBtuh), COP = 3.3; w/Econo; 2-spd Fan | Pkg HP EER = 12.0 (65-109 kBtuh), COP = 3.4; w/Econo; 2-spd Fan |  |  |  | Available |  | 0 | 0 |  | ErRobNc |  | HVAC-airHP |  | None | 2020-01-01 | [6 empty] | Standard |  | 1 | 1 | 0 | Deemed Ex Ante Team |  |  |  | Updated to indicate claim/filing status
2020 | NE-HVAC-airHP-SpltPkg-65to134kBtuh-12p0eer-3p4cop-wPreEcono | Commercial EER-rated Heat Pumps, Size Range: 65 - 135 kBTU/h, EER = 11.5, COP = 3.4; w/Econo; 2-spd Fan | DEER2020 | D20v1 | 2020-11-24 16:30 | NE-HVAC-airHP-SpltPkg-65to134kBtuh-12p0eer-3p4cop-wPreEcono | DEER | Standard | None |  |  | None |  | 0 |  | 0 | Com | Any | HVAC | HeatCool | dxHP_equip | pkgEER |  | HVAC-airHP | Pkg HP (65-135 kBtuh) EER and COP based on vintage | Pkg HP EER = 10.8 (65-135 kBtuh), COP = 3.3; w/Econo; 2-spd Fan |  |  |  |  | Available |  | 0 | 0 |  | ErRobNc |  | HVAC-airHP |  | None | 2020-01-01 | [6 empty] | Standard |  | 1 | 1 | 0 | Deemed Ex Ante Team |  |  |  | Updated to indicate claim/filing status
2020 | NE-HVAC-Chlr-AirCldScrewChlr-gte150tons-11.1EER-15.4IPLV | Air Cooled Constant Speed Screw Chiller (>= 150 tons, 11.1 Min EER, 15.4 Min IPLV) | DEER2020 | D20 v1 | 2022-05-16 17:12 | NE-HVAC-Chlr-AirCldScrewChlr-gte150tons-11.1EER-15.4IPLV | DEER | Standard | None | 0 | 0 | None |  | 0 |  | 0 | Com | Any | HVAC | SpaceCool | Chiller | AirCldScrewChlr |  | HVAC-Chlr | Air cooled constant speed screw chillers, efficiency based on vintage | Air Cooled Constant Speed Screw Chiller (>= 150 tons, 10.1 EER, 14 IPLV) | Air Cooled Constant Speed Screw Chiller (>= 150 tons, 11.1 EER, 15.4 IPLV) |  | AirCldScrewChlr-gte150tons-10.1EER-14IPLV | AirCldScrewChlr-gte150tons-11.1EER-15.4IPLV | Available |  | 0 | 0 |  | ErRobNc |  | HVAC-Chlr |  | None | 2020-01-01 | 2022-12-31 | [5 empty] | Standard |  | 1 | 1 | 0 | Deemed Ex Ante Team |  |  |  | Expired
2020 | NE-HVAC-Chlr-AirCldScrewChlr-gte150tons-12.1EER-16.9IPLV | Air Cooled Constant Speed Screw Chiller (>= 150 tons, 12.1 Min EER, 16.9 Min IPLV) | DEER2020 | D20 v1 | 2022-05-16 17:12 | NE-HVAC-Chlr-AirCldScrewChlr-gte150tons-12.1EER-16.9IPLV | DEER | Standard | None | 0 | 0 | None |  | 0 |  | 0 | Com | Any | HVAC | SpaceCool | Chiller | AirCldScrewChlr |  | HVAC-Chlr | Air cooled constant speed screw chillers, efficiency based on vintage | Air Cooled Constant Speed Screw Chiller (>= 150 tons, 10.1 EER, 14 IPLV) | Air Cooled Constant Speed Screw Chiller (>= 150 tons, 12.1 EER, 16.9 IPLV) |  | AirCldScrewChlr-gte150tons-10.1EER-14IPLV | AirCldScrewChlr-gte150tons-12.1EER-16.9IPLV | Available |  | 0 | 0 |  | ErRobNc |  | HVAC-Chlr |  | None | 2020-01-01 | 2022-12-31 | [5 empty] | Standard |  | 1 | 1 | 0 | Deemed Ex Ante Team |  |  |  | Expired
2020 | NE-HVAC-Chlr-AirCldScrewChlr-lt150tons-11.1EER-15.1IPLV | Air Cooled Constant Speed Screw Chiller (< 150 tons, 11.1 Min EER, 15.1 Min IPLV) | DEER2020 | D20 v1 | 2022-05-16 17:12 | NE-HVAC-Chlr-AirCldScrewChlr-lt150tons-11.1EER-15.1IPLV | DEER | Standard | None | 0 | 0 | None |  | 0 |  | 0 | Com | Any | HVAC | SpaceCool | Chiller | AirCldScrewChlr |  | HVAC-Chlr | Air cooled constant speed screw chillers, efficiency based on vintage | Air Cooled Constant Speed Screw Chiller (< 150 tons, 10.1 EER, 13.7 IPLV) | Air Cooled Constant Speed Screw Chiller (< 150 tons, 11.1 EER, 15.1 IPLV) |  | AirCldScrewChlr-lt150tons-10.1EER-13.7IPLV | AirCldScrewChlr-lt150tons-11.1EER-15.1IPLV | Available |  | 0 | 0 |  | ErRobNc |  | HVAC-Chlr |  | None | 2020-01-01 | 2022-12-31 | [5 empty] | Standard |  | 1 | 1 | 0 | Deemed Ex Ante Team |  |  |  | Expired
2020 | NE-HVAC-Chlr-AirCldScrewChlr-lt150tons-12.1EER-16.6IPLV | Air Cooled Constant Speed Screw Chiller (< 150 tons, 12.1 Min EER, 16.6 Min IPLV) | DEER2020 | D20 v1 | 2022-05-16 17:12 | NE-HVAC-Chlr-AirCldScrewChlr-lt150tons-12.1EER-16.6IPLV | DEER | Standard | None | 0 | 0 | None |  | 0 |  | 0 | Com | Any | HVAC | SpaceCool | Chiller | AirCldScrewChlr |  | HVAC-Chlr | Air cooled constant speed screw chillers, efficiency based on vintage | Air Cooled Constant Speed Screw Chiller (< 150 tons, 10.1 EER, 13.7 IPLV) | Air Cooled Constant Speed Screw Chiller (< 150 tons, 12.1 EER, 16.6 IPLV) |  | AirCldScrewChlr-lt150tons-10.1EER-13.7IPLV | AirCldScrewChlr-lt150tons-12.1EER-16.6IPLV | Available |  | 0 | 0 |  | ErRobNc |  | HVAC-Chlr |  | None | 2020-01-01 | 2022-12-31 | [5 empty] | Standard |  | 1 | 1 | 0 | Deemed Ex Ante Team |  |  |  | Expired
2020 | NE-HVAC-Chlr-WtrCldCentChlr-Conv-150to299tons-0.519kwpton-0.468IPLV | Water Cooled Constant Speed Centrifugal Chiller (150 to 299 tons, 0.519 Max kW/ton, 0.468 Max IPLV) | DEER2020 | D20 v1 | 2022-05-20 17:21 | NE-HVAC-Chlr-WtrCldCentChlr-Conv-150to299tons-0.519kwpton-0.468IPLV | DEER | Standard | None | 0 | 0 | None |  | 0 |  | 0 | Com | Any | HVAC | SpaceCool | Chiller | WtrCldCentChlr |  | HVAC-Chlr | Water cooled constant speed centrifugal chiller, efficiency based on vintage | Water Cooled Constant Speed Centrifugal Chiller (150 to 299 tons, 0.61 kW/ton, 0.55 IPLV) | Water Cooled Constant Speed Centrifugal Chiller (150 to 299 tons, 0.519 kW/ton, 0.468 IPLV) |  | WtrCldCentChlr-Conv-150to299tons-0.61kwpton-0.55IPLV | WtrCldCentChlr-Conv-150to299tons-0.519kwpton-0.468IPLV | Available |  | 0 | 0 |  | ErRobNc |  | HVAC-Chlr |  | None | 2020-01-01 | 2022-12-31 | [5 empty] | Standard |  | 1 | 1 | 0 | Deemed Ex Ante Team |  |  |  | Scheduled measure expiration
2020 | NE-HVAC-Chlr-WtrCldCentChlr-Conv-150to299tons-0.549kwpton-0.495IPLV | Water Cooled Constant Speed Centrifugal Chiller (150 to 299 tons, 0.549 Max kW/ton, 0.495 Max IPLV) | DEER2020 | D20 v1 | 2022-05-20 17:21 | NE-HVAC-Chlr-WtrCldCentChlr-Conv-150to299tons-0.549kwpton-0.495IPLV | DEER | Standard | None | 0 | 0 | None |  | 0 |  | 0 | Com | Any | HVAC | SpaceCool | Chiller | WtrCldCentChlr |  | HVAC-Chlr | Water cooled constant speed centrifugal chiller, efficiency based on vintage | Water Cooled Constant Speed Centrifugal Chiller (150 to 299 tons, 0.61 kW/ton, 0.55 IPLV) | Water Cooled Constant Speed Centrifugal Chiller (150 to 299 tons, 0.549 kW/ton, 0.495 IPLV) |  | WtrCldCentChlr-Conv-150to299tons-0.61kwpton-0.55IPLV | WtrCldCentChlr-Conv-150to299tons-0.549kwpton-0.495IPLV | Available |  | 0 | 0 |  | ErRobNc |  | HVAC-Chlr |  | None | 2020-01-01 | 2022-12-31 | [5 empty] | Standard |  | 1 | 1 | 0 | Deemed Ex Ante Team |  |  |  | Scheduled measure expiration
2020 | NE-HVAC-Chlr-WtrCldCentChlr-Conv-1Cmp-150to299tons-0.54kwpton-0.34IPLV-VarSpd-CndRlf | Water Cooled Centrifugal Chiller w/1 conventional VSD compressor and condenser relief (150 to 299 tons, 0.54 Max kW/ton, 0.34 Max IPLV) | DEER2020 | D20 v1 | 2022-05-20 17:21 | NE-HVAC-Chlr-WtrCldCentChlr-Conv-1Cmp-150to299tons-0.54kwpton-0.34IPLV-VarSpd-CndRlf | DEER | Standard | None | 0 | 0 | None |  | 0 |  | 0 | Com | Any | HVAC | SpaceCool | Chiller | WtrCldCentChlr |  | HVAC-Chlr | Water Cooled Centrifugal Chiller w/1 conventional VSD compressor and condenser relief (150 to 299 tons, 0.635 kW/ton, 0.4 IPLV) | Water Cooled Centrifugal Chiller w/1 conventional VSD compressor and condenser relief (150 to 299 tons, 0.635 kW/ton, 0.4 IPLV) | Water Cooled Centrifugal Chiller w/1 conventional VSD compressor and condenser relief (150 to 299 tons, 0.54 kW/ton, 0.34 IPLV) | WtrCldCentChlr-Conv-1Cmp-150to299tons-0.635kwpton-0.4IPLV-VarSpd-CndRlf | WtrCldCentChlr-Conv-1Cmp-150to299tons-0.635kwpton-0.4IPLV-VarSpd-CndRlf | WtrCldCentChlr-Conv-1Cmp-150to299tons-0.54kwpton-0.34IPLV-VarSpd-CndRlf | Available |  | 0 | 0 |  | ErRobNc |  | HVAC-Chlr |  | None | 2020-01-01 | 2022-12-31 | [5 empty] | Standard |  | 1 | 1 | 0 | Deemed Ex Ante Team |  |  |  | Scheduled measure expiration
2020 | NE-HVAC-Chlr-WtrCldCentChlr-Conv-1Cmp-150to299tons-0.572kwpton-0.36IPLV-VarSpd-CndRlf | Water Cooled Centrifugal Chiller w/1 conventional VSD compressor and condenser relief (150 to 299 tons, 0.572 Max kW/ton, 0.36 Max IPLV) | DEER2020 | D20 v1 | 2022-05-20 17:21 | NE-HVAC-Chlr-WtrCldCentChlr-Conv-1Cmp-150to299tons-0.572kwpton-0.36IPLV-VarSpd-CndRlf | DEER | Standard | None | 0 | 0 | None |  | 0 |  | 0 | Com | Any | HVAC | SpaceCool | Chiller | WtrCldCentChlr |  | HVAC-Chlr | Water Cooled Centrifugal Chiller w/1 conventional VSD compressor and condenser relief (150 to 299 tons, 0.635 kW/ton, 0.4 IPLV) | Water Cooled Centrifugal Chiller w/1 conventional VSD compressor and condenser relief (150 to 299 tons, 0.635 kW/ton, 0.4 IPLV) | Water Cooled Centrifugal Chiller w/1 conventional VSD compressor and condenser relief (150 to 299 tons, 0.572 kW/ton, 0.36 IPLV) | WtrCldCentChlr-Conv-1Cmp-150to299tons-0.635kwpton-0.4IPLV-VarSpd-CndRlf | WtrCldCentChlr-Conv-1Cmp-150to299tons-0.635kwpton-0.4IPLV-VarSpd-CndRlf | WtrCldCentChlr-Conv-1Cmp-150to299tons-0.572kwpton-0.36IPLV-VarSpd-CndRlf | Available |  | 0 | 0 |  | ErRobNc |  | HVAC-Chlr |  | None | 2020-01-01 | 2022-12-31 | [5 empty] | Standard |  | 1 | 1 | 0 | Deemed Ex Ante Team |  |  |  | Scheduled measure expiration
2020 | NE-HVAC-Chlr-WtrCldCentChlr-Conv-1Cmp-300to399tons-0.506kwpton-0.332IPLV-VarSpd-CndRlf | Water Cooled Centrifugal Chiller w/1 conventional VSD compressor and condenser relief (300 to 399 tons, 0.506 Max kW/ton, 0.332 Max IPLV) | DEER2020 | D20 v1 | 2022-05-20 17:21 | NE-HVAC-Chlr-WtrCldCentChlr-Conv-1Cmp-300to399tons-0.506kwpton-0.332IPLV-VarSpd-CndRlf | DEER | Standard | None | 0 | 0 | None |  | 0 |  | 0 | Com | Any | HVAC | SpaceCool | Chiller | WtrCldCentChlr |  | HVAC-Chlr | Water Cooled Centrifugal Chiller w/1 conventional VSD compressor and condenser relief (300 to 399 tons, 0.595 kW/ton, 0.39 IPLV) | Water Cooled Centrifugal Chiller w/1 conventional VSD compressor and condenser relief (300 to 399 tons, 0.595 kW/ton, 0.39 IPLV) | Water Cooled Centrifugal Chiller w/1 conventional VSD compressor and condenser relief (300 to 399 tons, 0.506 kW/ton, 0.332 IPLV) | WtrCldCentChlr-Conv-1Cmp-300to399tons-0.595kwpton-0.39IPLV-VarSpd-CndRlf | WtrCldCentChlr-Conv-1Cmp-300to399tons-0.595kwpton-0.39IPLV-VarSpd-CndRlf | WtrCldCentChlr-Conv-1Cmp-300to399tons-0.506kwpton-0.332IPLV-VarSpd-CndRlf | Available |  | 0 | 0 |  | ErRobNc |  | HVAC-Chlr |  | None | 2020-01-01 | 2022-12-31 | [5 empty] | Standard |  | 1 | 1 | 0 | Deemed Ex Ante Team |  |  |  | Scheduled measure expiration
2020 | NE-HVAC-Chlr-WtrCldCentChlr-Conv-1Cmp-300to399tons-0.536kwpton-0.351IPLV-VarSpd-CndRlf | Water Cooled Centrifugal Chiller w/1 conventional VSD compressor and condenser relief (300 to 399 tons, 0.536 Max kW/ton, 0.351 Max IPLV) | DEER2020 | D20 v1 | 2022-05-20 17:21 | NE-HVAC-Chlr-WtrCldCentChlr-Conv-1Cmp-300to399tons-0.536kwpton-0.351IPLV-VarSpd-CndRlf | DEER | Standard | None | 0 | 0 | None |  | 0 |  | 0 | Com | Any | HVAC | SpaceCool | Chiller | WtrCldCentChlr |  | HVAC-Chlr | Water Cooled Centrifugal Chiller w/1 conventional VSD compressor and condenser relief (300 to 399 tons, 0.595 kW/ton, 0.39 IPLV) | Water Cooled Centrifugal Chiller w/1 conventional VSD compressor and condenser relief (300 to 399 tons, 0.595 kW/ton, 0.39 IPLV) | Water Cooled Centrifugal Chiller w/1 conventional VSD compressor and condenser relief (300 to 399 tons, 0.536 kW/ton, 0.351 IPLV) | WtrCldCentChlr-Conv-1Cmp-300to399tons-0.595kwpton-0.39IPLV-VarSpd-CndRlf | WtrCldCentChlr-Conv-1Cmp-300to399tons-0.595kwpton-0.39IPLV-VarSpd-CndRlf | WtrCldCentChlr-Conv-1Cmp-300to399tons-0.536kwpton-0.351IPLV-VarSpd-CndRlf | Available |  | 0 | 0 |  | ErRobNc |  | HVAC-Chlr |  | None | 2020-01-01 | 2022-12-31 | [5 empty] | Standard |  | 1 | 1 | 0 | Deemed Ex Ante Team |  |  |  | Scheduled measure expiration
2020 | NE-HVAC-Chlr-WtrCldCentChlr-Conv-1Cmp-400to599tons-0.497kwpton-0.323IPLV-VarSpd-CndRlf | Water Cooled Centrifugal Chiller w/1 conventional VSD compressor and condenser relief (400 to 599 tons, 0.497 Max kW/ton, 0.323 Max IPLV) | DEER2020 | D20 v1 | 2022-05-20 17:21 | NE-HVAC-Chlr-WtrCldCentChlr-Conv-1Cmp-400to599tons-0.497kwpton-0.323IPLV-VarSpd-CndRlf | DEER | Standard | None | 0 | 0 | None |  | 0 |  | 0 | Com | Any | HVAC | SpaceCool | Chiller | WtrCldCentChlr |  | HVAC-Chlr | Water Cooled Centrifugal Chiller w/1 conventional VSD compressor and condenser relief (400 to 599 tons, 0.585 kW/ton, 0.38 IPLV) | Water Cooled Centrifugal Chiller w/1 conventional VSD compressor and condenser relief (400 to 599 tons, 0.585 kW/ton, 0.38 IPLV) | Water Cooled Centrifugal Chiller w/1 conventional VSD compressor and condenser relief (400 to 599 tons, 0.497 kW/ton, 0.323 IPLV) | WtrCldCentChlr-Conv-1Cmp-400to599tons-0.585kwpton-0.38IPLV-VarSpd-CndRlf | WtrCldCentChlr-Conv-1Cmp-400to599tons-0.585kwpton-0.38IPLV-VarSpd-CndRlf | WtrCldCentChlr-Conv-1Cmp-400to599tons-0.497kwpton-0.323IPLV-VarSpd-CndRlf | Available |  | 0 | 0 |  | ErRobNc |  | HVAC-Chlr |  | None | 2020-01-01 | 2022-12-31 | [5 empty] | Standard |  | 1 | 1 | 0 | Deemed Ex Ante Team |  |  |  | Scheduled measure expiration
2020 | NE-HVAC-Chlr-WtrCldCentChlr-Conv-1Cmp-400to599tons-0.527kwpton-0.342IPLV-VarSpd-CndRlf | Water Cooled Centrifugal Chiller w/1 conventional VSD compressor and condenser relief (400 to 599 tons, 0.527 Max kW/ton, 0.342 Max IPLV) | DEER2020 | D20 v1 | 2022-05-20 17:21 | NE-HVAC-Chlr-WtrCldCentChlr-Conv-1Cmp-400to599tons-0.527kwpton-0.342IPLV-VarSpd-CndRlf | DEER | Standard | None | 0 | 0 | None |  | 0 |  | 0 | Com | Any | HVAC | SpaceCool | Chiller | WtrCldCentChlr |  | HVAC-Chlr | Water Cooled Centrifugal Chiller w/1 conventional VSD compressor and condenser relief (400 to 599 tons, 0.585 kW/ton, 0.38 IPLV) | Water Cooled Centrifugal Chiller w/1 conventional VSD compressor and condenser relief (400 to 599 tons, 0.585 kW/ton, 0.38 IPLV) | Water Cooled Centrifugal Chiller w/1 conventional VSD compressor and condenser relief (400 to 599 tons, 0.527 kW/ton, 0.342 IPLV) | WtrCldCentChlr-Conv-1Cmp-400to599tons-0.585kwpton-0.38IPLV-VarSpd-CndRlf | WtrCldCentChlr-Conv-1Cmp-400to599tons-0.585kwpton-0.38IPLV-VarSpd-CndRlf | WtrCldCentChlr-Conv-1Cmp-400to599tons-0.527kwpton-0.342IPLV-VarSpd-CndRlf | Available |  | 0 | 0 |  | ErRobNc |  | HVAC-Chlr |  | None | 2020-01-01 | 2022-12-31 | [5 empty] | Standard |  | 1 | 1 | 0 | Deemed Ex Ante Team |  |  |  | Scheduled measure expiration
2020 | NE-HVAC-Chlr-WtrCldCentChlr-Conv-1Cmp-gte600tons-0.497kwpton-0.323IPLV-VarSpd-CndRlf | Water Cooled Centrifugal Chiller w/1 conventional VSD compressor and condenser relief (>= 600 tons, 0.497 Max kW/ton, 0.323 Max IPLV) | DEER2020 | D20 v1 | 2022-05-20 17:21 | NE-HVAC-Chlr-WtrCldCentChlr-Conv-1Cmp-gte600tons-0.497kwpton-0.323IPLV-VarSpd-CndRlf | DEER | Standard | None | 0 | 0 | None |  | 0 |  | 0 | Com | Any | HVAC | SpaceCool | Chiller | WtrCldCentChlr |  | HVAC-Chlr | Water Cooled Centrifugal Chiller w/1 conventional VSD compressor and condenser relief (>= 600 tons, 0.585 kW/ton, 0.38 IPLV) | Water Cooled Centrifugal Chiller w/1 conventional VSD compressor and condenser relief (>= 600 tons, 0.585 kW/ton, 0.38 IPLV) | Water Cooled Centrifugal Chiller w/1 conventional VSD compressor and condenser relief (>= 600 tons, 0.497 kW/ton, 0.323 IPLV) | WtrCldCentChlr-Conv-1Cmp-gte600tons-0.585kwpton-0.38IPLV-VarSpd-CndRlf | WtrCldCentChlr-Conv-1Cmp-gte600tons-0.585kwpton-0.38IPLV-VarSpd-CndRlf | WtrCldCentChlr-Conv-1Cmp-gte600tons-0.497kwpton-0.323IPLV-VarSpd-CndRlf | Available |  | 0 | 0 |  | ErRobNc |  | HVAC-Chlr |  | None | 2020-01-01 | 2022-12-31 | [5 empty] | Standard |  | 1 | 1 | 0 | Deemed Ex Ante Team |  |  |  | Scheduled measure expiration
2020 | NE-HVAC-Chlr-WtrCldCentChlr-Conv-1Cmp-gte600tons-0.527kwpton-0.342IPLV-VarSpd-CndRlf | Water Cooled Centrifugal Chiller w/1 conventional VSD compressor and condenser relief (>= 600 tons, 0.527 Max kW/ton, 0.342 Max IPLV) | DEER2020 | D20 v1 | 2022-05-20 17:21 | NE-HVAC-Chlr-WtrCldCentChlr-Conv-1Cmp-gte600tons-0.527kwpton-0.342IPLV-VarSpd-CndRlf | DEER | Standard | None | 0 | 0 | None |  | 0 |  | 0 | Com | Any | HVAC | SpaceCool | Chiller | WtrCldCentChlr |  | HVAC-Chlr | Water Cooled Centrifugal Chiller w/1 conventional VSD compressor and condenser relief (>= 600 tons, 0.585 kW/ton, 0.38 IPLV) | Water Cooled Centrifugal Chiller w/1 conventional VSD compressor and condenser relief (>= 600 tons, 0.585 kW/ton, 0.38 IPLV) | Water Cooled Centrifugal Chiller w/1 conventional VSD compressor and condenser relief (>= 600 tons, 0.527 kW/ton, 0.342 IPLV) | WtrCldCentChlr-Conv-1Cmp-gte600tons-0.585kwpton-0.38IPLV-VarSpd-CndRlf | WtrCldCentChlr-Conv-1Cmp-gte600tons-0.585kwpton-0.38IPLV-VarSpd-CndRlf | WtrCldCentChlr-Conv-1Cmp-gte600tons-0.527kwpton-0.342IPLV-VarSpd-CndRlf | Available |  | 0 | 0 |  | ErRobNc |  | HVAC-Chlr |  | None | 2020-01-01 | 2022-12-31 | [5 empty] | Standard |  | 1 | 1 | 0 | Deemed Ex Ante Team |  |  |  | Scheduled measure expiration
2020 | NE-HVAC-Chlr-WtrCldCentChlr-Conv-1Cmp-lt150tons-0.591kwpton-0.374IPLV-VarSpd-CndRlf | Water Cooled Centrifugal Chiller w/1 conventional VSD compressor and condenser relief (< 150 tons, 0.591 Max kW/ton, 0.374 Max IPLV) | DEER2020 | D20 v1 | 2022-05-20 17:21 | NE-HVAC-Chlr-WtrCldCentChlr-Conv-1Cmp-lt150tons-0.591kwpton-0.374IPLV-VarSpd-CndRlf | DEER | Standard | None | 0 | 0 | None |  | 0 |  | 0 | Com | Any | HVAC | SpaceCool | Chiller | WtrCldCentChlr |  | HVAC-Chlr | Water Cooled Centrifugal Chiller w/1 conventional VSD compressor and condenser relief (< 150 tons, 0.695 kW/ton, 0.44 IPLV) | Water Cooled Centrifugal Chiller w/1 conventional VSD compressor and condenser relief (< 150 tons, 0.695 kW/ton, 0.44 IPLV) | Water Cooled Centrifugal Chiller w/1 conventional VSD compressor and condenser relief (< 150 tons, 0.591 kW/ton, 0.374 IPLV) | WtrCldCentChlr-Conv-1Cmp-lt150tons-0.695kwpton-0.44IPLV-VarSpd-CndRlf | WtrCldCentChlr-Conv-1Cmp-lt150tons-0.695kwpton-0.44IPLV-VarSpd-CndRlf | WtrCldCentChlr-Conv-1Cmp-lt150tons-0.591kwpton-0.374IPLV-VarSpd-CndRlf | Available |  | 0 | 0 |  | ErRobNc |  | HVAC-Chlr |  | None | 2020-01-01 | 2022-12-31 | [5 empty] | Standard |  | 1 | 1 | 0 | Deemed Ex Ante Team |  |  |  | Scheduled measure expiration
2020 | NE-HVAC-Chlr-WtrCldCentChlr-Conv-1Cmp-lt150tons-0.626kwpton-0.396IPLV-VarSpd-CndRlf | Water Cooled Centrifugal Chiller w/1 conventional VSD compressor and condenser relief (< 150 tons, 0.626 Max kW/ton, 0.396 Max IPLV) | DEER2020 | D20 v1 | 2022-05-20 17:21 | NE-HVAC-Chlr-WtrCldCentChlr-Conv-1Cmp-lt150tons-0.626kwpton-0.396IPLV-VarSpd-CndRlf | DEER | Standard | None | 0 | 0 | None |  | 0 |  | 0 | Com | Any | HVAC | SpaceCool | Chiller | WtrCldCentChlr |  | HVAC-Chlr | Water Cooled Centrifugal Chiller w/1 conventional VSD compressor and condenser relief (< 150 tons, 0.695 kW/ton, 0.44 IPLV) | Water Cooled Centrifugal Chiller w/1 conventional VSD compressor and condenser relief (< 150 tons, 0.695 kW/ton, 0.44 IPLV) | Water Cooled Centrifugal Chiller w/1 conventional VSD compressor and condenser relief (< 150 tons, 0.626 kW/ton, 0.396 IPLV) | WtrCldCentChlr-Conv-1Cmp-lt150tons-0.695kwpton-0.44IPLV-VarSpd-CndRlf | WtrCldCentChlr-Conv-1Cmp-lt150tons-0.695kwpton-0.44IPLV-VarSpd-CndRlf | WtrCldCentChlr-Conv-1Cmp-lt150tons-0.626kwpton-0.396IPLV-VarSpd-CndRlf | Available |  | 0 | 0 |  | ErRobNc |  | HVAC-Chlr |  | None | 2020-01-01 | 2022-12-31 | [5 empty] | Standard |  | 1 | 1 | 0 | Deemed Ex Ante Team |  |  |  | Scheduled measure expiration
2020 | NE-HVAC-Chlr-WtrCldCentChlr-Conv-300to399tons-0.476kwpton-0.442IPLV | Water Cooled Constant Speed Centrifugal Chiller (300 to 399 tons, 0.476 Max kW/ton, 0.442 Max IPLV) | DEER2020 | D20 v1 | 2022-05-20 17:21 | NE-HVAC-Chlr-WtrCldCentChlr-Conv-300to399tons-0.476kwpton-0.442IPLV | DEER | Standard | None | 0 | 0 | None |  | 0 |  | 0 | Com | Any | HVAC | SpaceCool | Chiller | WtrCldCentChlr |  | HVAC-Chlr | Water cooled constant speed centrifugal chiller, efficiency based on vintage | Water Cooled Constant Speed Centrifugal Chiller (300 to 399 tons, 0.56 kW/ton, 0.52 IPLV) | Water Cooled Constant Speed Centrifugal Chiller (300 to 399 tons, 0.476 kW/ton, 0.442 IPLV) |  | WtrCldCentChlr-Conv-300to399tons-0.56kwpton-0.52IPLV | WtrCldCentChlr-Conv-300to399tons-0.476kwpton-0.442IPLV | Available |  | 0 | 0 |  | ErRobNc |  | HVAC-Chlr |  | None | 2020-01-01 | 2022-12-31 | [5 empty] | Standard |  | 1 | 1 | 0 | Deemed Ex Ante Team |  |  |  | Scheduled measure expiration
2020 | NE-HVAC-Chlr-WtrCldCentChlr-Conv-300to399tons-0.504kwpton-0.468IPLV | Water Cooled Constant Speed Centrifugal Chiller (300 to 399 tons, 0.504 Max kW/ton, 0.468 Max IPLV) | DEER2020 | D20 v1 | 2022-05-20 17:21 | NE-HVAC-Chlr-WtrCldCentChlr-Conv-300to399tons-0.504kwpton-0.468IPLV | DEER | Standard | None | 0 | 0 | None |  | 0 |  | 0 | Com | Any | HVAC | SpaceCool | Chiller | WtrCldCentChlr |  | HVAC-Chlr | Water cooled constant speed centrifugal chiller, efficiency based on vintage | Water Cooled Constant Speed Centrifugal Chiller (300 to 399 tons, 0.56 kW/ton, 0.52 IPLV) | Water Cooled Constant Speed Centrifugal Chiller (300 to 399 tons, 0.504 kW/ton, 0.468 IPLV) |  | WtrCldCentChlr-Conv-300to399tons-0.56kwpton-0.52IPLV | WtrCldCentChlr-Conv-300to399tons-0.504kwpton-0.468IPLV | Available |  | 0 | 0 |  | ErRobNc |  | HVAC-Chlr |  | None | 2020-01-01 | 2022-12-31 | [5 empty] | Standard |  | 1 | 1 | 0 | Deemed Ex Ante Team |  |  |  | Scheduled measure expiration
2020 | NE-HVAC-Chlr-WtrCldCentChlr-Conv-400to599tons-0.476kwpton-0.425IPLV | Water Cooled Constant Speed Centrifugal Chiller (400 to 599 tons, 0.476 Max kW/ton, 0.425 Max IPLV) | DEER2020 | D20 v1 | 2022-05-20 17:21 | NE-HVAC-Chlr-WtrCldCentChlr-Conv-400to599tons-0.476kwpton-0.425IPLV | DEER | Standard | None | 0 | 0 | None |  | 0 |  | 0 | Com | Any | HVAC | SpaceCool | Chiller | WtrCldCentChlr |  | HVAC-Chlr | Water cooled constant speed centrifugal chiller, efficiency based on vintage | Water Cooled Constant Speed Centrifugal Chiller (400 to 599 tons, 0.56 kW/ton, 0.5 IPLV) | Water Cooled Constant Speed Centrifugal Chiller (400 to 599 tons, 0.476 kW/ton, 0.425 IPLV) |  | WtrCldCentChlr-Conv-400to599tons-0.56kwpton-0.5IPLV | WtrCldCentChlr-Conv-400to599tons-0.476kwpton-0.425IPLV | Available |  | 0 | 0 |  | ErRobNc |  | HVAC-Chlr |  | None | 2020-01-01 | 2022-12-31 | [5 empty] | Standard |  | 1 | 1 | 0 | Deemed Ex Ante Team |  |  |  | Scheduled measure expiration
2020 | NE-HVAC-Chlr-WtrCldCentChlr-Conv-400to599tons-0.504kwpton-0.5IPLV | Water Cooled Constant Speed Centrifugal Chiller (400 to 599 tons, 0.504 Max kW/ton, 0.5 Max IPLV) | DEER2020 | D20 v1 | 2022-05-20 17:21 | NE-HVAC-Chlr-WtrCldCentChlr-Conv-400to599tons-0.504kwpton-0.5IPLV | DEER | Standard | None | 0 | 0 | None |  | 0 |  | 0 | Com | Any | HVAC | SpaceCool | Chiller | WtrCldCentChlr |  | HVAC-Chlr | Water cooled constant speed centrifugal chiller, efficiency based on vintage | Water Cooled Constant Speed Centrifugal Chiller (400 to 599 tons, 0.56 kW/ton, 0.5 IPLV) | Water Cooled Constant Speed Centrifugal Chiller (400 to 599 tons, 0.504 kW/ton, 0.5 IPLV) |  | WtrCldCentChlr-Conv-400to599tons-0.56kwpton-0.5IPLV | WtrCldCentChlr-Conv-400to599tons-0.504kwpton-0.5IPLV | Available |  | 0 | 0 |  | ErRobNc |  | HVAC-Chlr |  | None | 2020-01-01 | 2022-12-31 | [5 empty] | Standard |  | 1 | 1 | 0 | Deemed Ex Ante Team |  |  |  | Scheduled measure expiration
2020 | NE-HVAC-Chlr-WtrCldCentChlr-Conv-gte600tons-0.476kwpton-0.425IPLV | Water Cooled Constant Speed Centrifugal Chiller (>= 600 tons, 0.476 Max kW/ton, 0.425 Max IPLV) | DEER2020 | D20 v1 | 2022-05-20 17:21 | NE-HVAC-Chlr-WtrCldCentChlr-Conv-gte600tons-0.476kwpton-0.425IPLV | DEER | Standard | None | 0 | 0 | None |  | 0 |  | 0 | Com | Any | HVAC | SpaceCool | Chiller | WtrCldCentChlr |  | HVAC-Chlr | Water cooled constant speed centrifugal chiller, efficiency based on vintage | Water Cooled Constant Speed Centrifugal Chiller (>= 600 tons, 0.56 kW/ton, 0.5 IPLV) | Water Cooled Constant Speed Centrifugal Chiller (>= 600 tons, 0.476 kW/ton, 0.425 IPLV) |  | WtrCldCentChlr-Conv-gte600tons-0.56kwpton-0.5IPLV | WtrCldCentChlr-Conv-gte600tons-0.476kwpton-0.425IPLV | Available |  | 0 | 0 |  | ErRobNc |  | HVAC-Chlr |  | None | 2020-01-01 | 2022-12-31 | [5 empty] | Standard |  | 1 | 1 | 0 | Deemed Ex Ante Team |  |  |  | Scheduled measure expiration
2020 | NE-HVAC-Chlr-WtrCldCentChlr-Conv-gte600tons-0.504kwpton-0.45IPLV | Water Cooled Constant Speed Centrifugal Chiller (>= 600 tons, 0.504 Max kW/ton, 0.45 Max IPLV) | DEER2020 | D20 v1 | 2022-05-20 17:21 | NE-HVAC-Chlr-WtrCldCentChlr-Conv-gte600tons-0.504kwpton-0.45IPLV | DEER | Standard | None | 0 | 0 | None |  | 0 |  | 0 | Com | Any | HVAC | SpaceCool | Chiller | WtrCldCentChlr |  | HVAC-Chlr | Water cooled constant speed centrifugal chiller, efficiency based on vintage | Water Cooled Constant Speed Centrifugal Chiller (>= 600 tons, 0.56 kW/ton, 0.5 IPLV) | Water Cooled Constant Speed Centrifugal Chiller (>= 600 tons, 0.504 kW/ton, 0.45 IPLV) |  | WtrCldCentChlr-Conv-gte600tons-0.56kwpton-0.5IPLV | WtrCldCentChlr-Conv-gte600tons-0.504kwpton-0.45IPLV | Available |  | 0 | 0 |  | ErRobNc |  | HVAC-Chlr |  | None | 2020-01-01 | 2022-12-31 | [5 empty] | Standard |  | 1 | 1 | 0 | Deemed Ex Ante Team |  |  |  | Scheduled measure expiration
2020 | NE-HVAC-Chlr-WtrCldCentChlr-Conv-lt150tons-0.519kwpton-0.468IPLV | Water Cooled Constant Speed Centrifugal Chiller (< 150 tons, 0.519 Max kW/ton, 0.468 Max IPLV) | DEER2020 | D20 v1 | 2022-05-20 17:21 | NE-HVAC-Chlr-WtrCldCentChlr-Conv-lt150tons-0.519kwpton-0.468IPLV | DEER | Standard | None | 0 | 0 | None |  | 0 |  | 0 | Com | Any | HVAC | SpaceCool | Chiller | WtrCldCentChlr |  | HVAC-Chlr | Water cooled constant speed centrifugal chiller, efficiency based on vintage | Water Cooled Constant Speed Centrifugal Chiller (< 150 tons, 0.61 kW/ton, 0.55 IPLV) | Water Cooled Constant Speed Centrifugal Chiller (< 150 tons, 0.519 kW/ton, 0.468 IPLV) |  | WtrCldCentChlr-Conv-lt150tons-0.61kwpton-0.55IPLV | WtrCldCentChlr-Conv-lt150tons-0.519kwpton-0.468IPLV | Available |  | 0 | 0 |  | ErRobNc |  | HVAC-Chlr |  | None | 2020-01-01 | 2022-12-31 | [5 empty] | Standard |  | 1 | 1 | 0 | Deemed Ex Ante Team |  |  |  | Scheduled measure expiration
2020 | NE-HVAC-Chlr-WtrCldCentChlr-Conv-lt150tons-0.549kwpton-0.495IPLV | Water Cooled Constant Speed Centrifugal Chiller (< 150 tons, 0.549 Max kW/ton, 0.495 Max IPLV) | DEER2020 | D20 v1 | 2022-05-20 17:21 | NE-HVAC-Chlr-WtrCldCentChlr-Conv-lt150tons-0.549kwpton-0.495IPLV | DEER | Standard | None | 0 | 0 | None |  | 0 |  | 0 | Com | Any | HVAC | SpaceCool | Chiller | WtrCldCentChlr |  | HVAC-Chlr | Water cooled constant speed centrifugal chiller, efficiency based on vintage | Water Cooled Constant Speed Centrifugal Chiller (< 150 tons, 0.61 kW/ton, 0.55 IPLV) | Water Cooled Constant Speed Centrifugal Chiller (< 150 tons, 0.549 kW/ton, 0.495 IPLV) |  | WtrCldCentChlr-Conv-lt150tons-0.61kwpton-0.55IPLV | WtrCldCentChlr-Conv-lt150tons-0.549kwpton-0.495IPLV | Available |  | 0 | 0 |  | ErRobNc |  | HVAC-Chlr |  | None | 2020-01-01 | 2022-12-31 | [5 empty] | Standard |  | 1 | 1 | 0 | Deemed Ex Ante Team |  |  |  | Scheduled measure expiration
2020 | NE-HVAC-Chlr-WtrCldCentChlr-NoFric-1Cmp-150to299tons-0.54kwpton-0.34IPLV-VarSpd-CndRlf | Water Cooled Centrifugal Chiller w/1 frictionless VSD compressor and condenser relief (150 to 299 tons, 0.54 Max kW/ton, 0.34 Max IPLV) | DEER2020 | D20 v1 | 2022-05-20 18:17 | NE-HVAC-Chlr-WtrCldCentChlr-NoFric-1Cmp-150to299tons-0.54kwpton-0.34IPLV-VarSpd-CndRlf | DEER | Standard | None | 0 | 0 | None |  | 0 |  | 0 | Com | Any | HVAC | SpaceCool | Chiller | WtrCldCentChlr |  | HVAC-Chlr | Water Cooled Centrifugal Chiller w/1 frictionless VSD compressor and condenser relief (150 to 299 tons, 0.635 kW/ton, 0.4 IPLV) | Water Cooled Centrifugal Chiller w/1 frictionless VSD compressor and condenser relief (150 to 299 tons, 0.635 kW/ton, 0.4 IPLV) | Water Cooled Centrifugal Chiller w/1 frictionless VSD compressor and condenser relief (150 to 299 tons, 0.54 kW/ton, 0.34 IPLV) | WtrCldCentChlr-NoFric-1Cmp-150to299tons-0.635kwpton-0.4IPLV-VarSpd-CndRlf | WtrCldCentChlr-NoFric-1Cmp-150to299tons-0.635kwpton-0.4IPLV-VarSpd-CndRlf | WtrCldCentChlr-NoFric-1Cmp-150to299tons-0.54kwpton-0.34IPLV-VarSpd-CndRlf | Available |  | 0 | 0 |  | ErRobNc |  | HVAC-Chlr |  | None | 2020-01-01 | 2022-12-31 | [5 empty] | Standard |  | 1 | 1 | 0 | Deemed Ex Ante Team |  |  |  | Scheduled measure expiration
2020 | NE-HVAC-Chlr-WtrCldCentChlr-NoFric-1Cmp-150to299tons-0.572kwpton-0.36IPLV-VarSpd-CndRlf | Water Cooled Centrifugal Chiller w/1 frictionless VSD compressor and condenser relief (150 to 299 tons, 0.572 Max kW/ton, 0.36 Max IPLV) | DEER2020 | D20 v1 | 2022-05-20 18:17 | NE-HVAC-Chlr-WtrCldCentChlr-NoFric-1Cmp-150to299tons-0.572kwpton-0.36IPLV-VarSpd-CndRlf | DEER | Standard | None | 0 | 0 | None |  | 0 |  | 0 | Com | Any | HVAC | SpaceCool | Chiller | WtrCldCentChlr |  | HVAC-Chlr | Water Cooled Centrifugal Chiller w/1 frictionless VSD compressor and condenser relief (150 to 299 tons, 0.635 kW/ton, 0.4 IPLV) | Water Cooled Centrifugal Chiller w/1 frictionless VSD compressor and condenser relief (150 to 299 tons, 0.635 kW/ton, 0.4 IPLV) | Water Cooled Centrifugal Chiller w/1 frictionless VSD compressor and condenser relief (150 to 299 tons, 0.572 kW/ton, 0.36 IPLV) | WtrCldCentChlr-NoFric-1Cmp-150to299tons-0.635kwpton-0.4IPLV-VarSpd-CndRlf | WtrCldCentChlr-NoFric-1Cmp-150to299tons-0.635kwpton-0.4IPLV-VarSpd-CndRlf | WtrCldCentChlr-NoFric-1Cmp-150to299tons-0.572kwpton-0.36IPLV-VarSpd-CndRlf | Available |  | 0 | 0 |  | ErRobNc |  | HVAC-Chlr |  | None | 2020-01-01 | 2022-12-31 | [5 empty] | Standard |  | 1 | 1 | 0 | Deemed Ex Ante Team |  |  |  | Scheduled measure expiration
2020 | NE-HVAC-Chlr-WtrCldCentChlr-NoFric-1Cmp-300to399tons-0.506kwpton-0.332IPLV-VarSpd-CndRlf | Water Cooled Centrifugal Chiller w/1 frictionless VSD compressor and condenser relief (300 to 399 tons, 0.506 Max kW/ton, 0.332 Max IPLV) | DEER2020 | D20 v1 | 2022-05-20 18:17 | NE-HVAC-Chlr-WtrCldCentChlr-NoFric-1Cmp-300to399tons-0.506kwpton-0.332IPLV-VarSpd-CndRlf | DEER | Standard | None | 0 | 0 | None |  | 0 |  | 0 | Com | Any | HVAC | SpaceCool | Chiller | WtrCldCentChlr |  | HVAC-Chlr | Water Cooled Centrifugal Chiller w/1 frictionless VSD compressor and condenser relief (300 to 399 tons, 0.595 kW/ton, 0.39 IPLV) | Water Cooled Centrifugal Chiller w/1 frictionless VSD compressor and condenser relief (300 to 399 tons, 0.595 kW/ton, 0.39 IPLV) | Water Cooled Centrifugal Chiller w/1 frictionless VSD compressor and condenser relief (300 to 399 tons, 0.506 kW/ton, 0.332 IPLV) | WtrCldCentChlr-NoFric-1Cmp-300to399tons-0.595kwpton-0.39IPLV-VarSpd-CndRlf | WtrCldCentChlr-NoFric-1Cmp-300to399tons-0.595kwpton-0.39IPLV-VarSpd-CndRlf | WtrCldCentChlr-NoFric-1Cmp-300to399tons-0.506kwpton-0.332IPLV-VarSpd-CndRlf | Available |  | 0 | 0 |  | ErRobNc |  | HVAC-Chlr |  | None | 2020-01-01 | 2022-12-31 | [5 empty] | Standard |  | 1 | 1 | 0 | Deemed Ex Ante Team |  |  |  | Scheduled measure expiration
2020 | NE-HVAC-Chlr-WtrCldCentChlr-NoFric-1Cmp-300to399tons-0.536kwpton-0.351IPLV-VarSpd-CndRlf | Water Cooled Centrifugal Chiller w/1 frictionless VSD compressor and condenser relief (300 to 399 tons, 0.536 Max kW/ton, 0.351 Max IPLV) | DEER2020 | D20 v1 | 2022-05-20 18:17 | NE-HVAC-Chlr-WtrCldCentChlr-NoFric-1Cmp-300to399tons-0.536kwpton-0.351IPLV-VarSpd-CndRlf | DEER | Standard | None | 0 | 0 | None |  | 0 |  | 0 | Com | Any | HVAC | SpaceCool | Chiller | WtrCldCentChlr |  | HVAC-Chlr | Water Cooled Centrifugal Chiller w/1 frictionless VSD compressor and condenser relief (300 to 399 tons, 0.595 kW/ton, 0.39 IPLV) | Water Cooled Centrifugal Chiller w/1 frictionless VSD compressor and condenser relief (300 to 399 tons, 0.595 kW/ton, 0.39 IPLV) | Water Cooled Centrifugal Chiller w/1 frictionless VSD compressor and condenser relief (300 to 399 tons, 0.536 kW/ton, 0.351 IPLV) | WtrCldCentChlr-NoFric-1Cmp-300to399tons-0.595kwpton-0.39IPLV-VarSpd-CndRlf | WtrCldCentChlr-NoFric-1Cmp-300to399tons-0.595kwpton-0.39IPLV-VarSpd-CndRlf | WtrCldCentChlr-NoFric-1Cmp-300to399tons-0.536kwpton-0.351IPLV-VarSpd-CndRlf | Available |  | 0 | 0 |  | ErRobNc |  | HVAC-Chlr |  | None | 2020-01-01 | 2022-12-31 | [5 empty] | Standard |  | 1 | 1 | 0 | Deemed Ex Ante Team |  |  |  | Scheduled measure expiration
2020 | NE-HVAC-Chlr-WtrCldCentChlr-NoFric-1Cmp-400to599tons-0.497kwpton-0.323IPLV-VarSpd-CndRlf | Water Cooled Centrifugal Chiller w/1 frictionless VSD compressor and condenser relief (400 to 599 tons, 0.497 Max kW/ton, 0.323 Max IPLV) | DEER2020 | D20 v1 | 2022-05-20 18:17 | NE-HVAC-Chlr-WtrCldCentChlr-NoFric-1Cmp-400to599tons-0.497kwpton-0.323IPLV-VarSpd-CndRlf | DEER | Standard | None | 0 | 0 | None |  | 0 |  | 0 | Com | Any | HVAC | SpaceCool | Chiller | WtrCldCentChlr |  | HVAC-Chlr | Water Cooled Centrifugal Chiller w/1 frictionless VSD compressor and condenser relief (400 to 599 tons, 0.585 kW/ton, 0.38 IPLV) | Water Cooled Centrifugal Chiller w/1 frictionless VSD compressor and condenser relief (400 to 599 tons, 0.585 kW/ton, 0.38 IPLV) | Water Cooled Centrifugal Chiller w/1 frictionless VSD compressor and condenser relief (400 to 599 tons, 0.497 kW/ton, 0.323 IPLV) | WtrCldCentChlr-NoFric-1Cmp-400to599tons-0.585kwpton-0.38IPLV-VarSpd-CndRlf | WtrCldCentChlr-NoFric-1Cmp-400to599tons-0.585kwpton-0.38IPLV-VarSpd-CndRlf | WtrCldCentChlr-NoFric-1Cmp-400to599tons-0.497kwpton-0.323IPLV-VarSpd-CndRlf | Available |  | 0 | 0 |  | ErRobNc |  | HVAC-Chlr |  | None | 2020-01-01 | 2022-12-31 | [5 empty] | Standard |  | 1 | 1 | 0 | Deemed Ex Ante Team |  |  |  | Scheduled measure expiration
2020 | NE-HVAC-Chlr-WtrCldCentChlr-NoFric-1Cmp-400to599tons-0.527kwpton-0.342IPLV-VarSpd-CndRlf | Water Cooled Centrifugal Chiller w/1 frictionless VSD compressor and condenser relief (400 to 599 tons, 0.527 Max kW/ton, 0.342 Max IPLV) | DEER2020 | D20 v1 | 2022-05-20 18:17 | NE-HVAC-Chlr-WtrCldCentChlr-NoFric-1Cmp-400to599tons-0.527kwpton-0.342IPLV-VarSpd-CndRlf | DEER | Standard | None | 0 | 0 | None |  | 0 |  | 0 | Com | Any | HVAC | SpaceCool | Chiller | WtrCldCentChlr |  | HVAC-Chlr | Water Cooled Centrifugal Chiller w/1 frictionless VSD compressor and condenser relief (400 to 599 tons, 0.585 kW/ton, 0.38 IPLV) | Water Cooled Centrifugal Chiller w/1 frictionless VSD compressor and condenser relief (400 to 599 tons, 0.585 kW/ton, 0.38 IPLV) | Water Cooled Centrifugal Chiller w/1 frictionless VSD compressor and condenser relief (400 to 599 tons, 0.527 kW/ton, 0.342 IPLV) | WtrCldCentChlr-NoFric-1Cmp-400to599tons-0.585kwpton-0.38IPLV-VarSpd-CndRlf | WtrCldCentChlr-NoFric-1Cmp-400to599tons-0.585kwpton-0.38IPLV-VarSpd-CndRlf | WtrCldCentChlr-NoFric-1Cmp-400to599tons-0.527kwpton-0.342IPLV-VarSpd-CndRlf | Available |  | 0 | 0 |  | ErRobNc |  | HVAC-Chlr |  | None | 2020-01-01 | 2022-12-31 | [5 empty] | Standard |  | 1 | 1 | 0 | Deemed Ex Ante Team |  |  |  | Scheduled measure expiration
2020 | NE-HVAC-Chlr-WtrCldCentChlr-NoFric-1Cmp-gte600tons-0.497kwpton-0.323IPLV-VarSpd-CndRlf | Water Cooled Centrifugal Chiller w/1 frictionless VSD compressor and condenser relief (>= 600 tons, 0.497 Max kW/ton, 0.323 Max IPLV) | DEER2020 | D20 v1 | 2022-05-20 18:17 | NE-HVAC-Chlr-WtrCldCentChlr-NoFric-1Cmp-gte600tons-0.497kwpton-0.323IPLV-VarSpd-CndRlf | DEER | Standard | None | 0 | 0 | None |  | 0 |  | 0 | Com | Any | HVAC | SpaceCool | Chiller | WtrCldCentChlr |  | HVAC-Chlr | Water Cooled Centrifugal Chiller w/1 frictionless VSD compressor and condenser relief (>= 600 tons, 0.585 kW/ton, 0.38 IPLV) | Water Cooled Centrifugal Chiller w/1 frictionless VSD compressor and condenser relief (>= 600 tons, 0.585 kW/ton, 0.38 IPLV) | Water Cooled Centrifugal Chiller w/1 frictionless VSD compressor and condenser relief (>= 600 tons, 0.497 kW/ton, 0.323 IPLV) | WtrCldCentChlr-NoFric-1Cmp-gte600tons-0.585kwpton-0.38IPLV-VarSpd-CndRlf | WtrCldCentChlr-NoFric-1Cmp-gte600tons-0.585kwpton-0.38IPLV-VarSpd-CndRlf | WtrCldCentChlr-NoFric-1Cmp-gte600tons-0.497kwpton-0.323IPLV-VarSpd-CndRlf | Available |  | 0 | 0 |  | ErRobNc |  | HVAC-Chlr |  | None | 2020-01-01 | 2022-12-31 | [5 empty] | Standard |  | 1 | 1 | 0 | Deemed Ex Ante Team |  |  |  | Scheduled measure expiration
2020 | NE-HVAC-Chlr-WtrCldCentChlr-NoFric-1Cmp-gte600tons-0.527kwpton-0.342IPLV-VarSpd-CndRlf | Water Cooled Centrifugal Chiller w/1 frictionless VSD compressor and condenser relief (>= 600 tons, 0.527 Max kW/ton, 0.342 Max IPLV) | DEER2020 | D20 v1 | 2022-05-20 18:17 | NE-HVAC-Chlr-WtrCldCentChlr-NoFric-1Cmp-gte600tons-0.527kwpton-0.342IPLV-VarSpd-CndRlf | DEER | Standard | None | 0 | 0 | None |  | 0 |  | 0 | Com | Any | HVAC | SpaceCool | Chiller | WtrCldCentChlr |  | HVAC-Chlr | Water Cooled Centrifugal Chiller w/1 frictionless VSD compressor and condenser relief (>= 600 tons, 0.585 kW/ton, 0.38 IPLV) | Water Cooled Centrifugal Chiller w/1 frictionless VSD compressor and condenser relief (>= 600 tons, 0.585 kW/ton, 0.38 IPLV) | Water Cooled Centrifugal Chiller w/1 frictionless VSD compressor and condenser relief (>= 600 tons, 0.527 kW/ton, 0.342 IPLV) | WtrCldCentChlr-NoFric-1Cmp-gte600tons-0.585kwpton-0.38IPLV-VarSpd-CndRlf | WtrCldCentChlr-NoFric-1Cmp-gte600tons-0.585kwpton-0.38IPLV-VarSpd-CndRlf | WtrCldCentChlr-NoFric-1Cmp-gte600tons-0.527kwpton-0.342IPLV-VarSpd-CndRlf | Available |  | 0 | 0 |  | ErRobNc |  | HVAC-Chlr |  | None | 2020-01-01 | 2022-12-31 | [5 empty] | Standard |  | 1 | 1 | 0 | Deemed Ex Ante Team |  |  |  | Scheduled measure expiration
2020 | NE-HVAC-Chlr-WtrCldCentChlr-NoFric-1Cmp-lt150tons-0.591kwpton-0.374IPLV-VarSpd-CndRlf | Water Cooled Centrifugal Chiller w/1 frictionless VSD compressor and condenser relief (< 150 tons, 0.591 Max kW/ton, 0.374 Max IPLV) | DEER2020 | D20 v1 | 2022-05-20 18:17 | NE-HVAC-Chlr-WtrCldCentChlr-NoFric-1Cmp-lt150tons-0.591kwpton-0.374IPLV-VarSpd-CndRlf | DEER | Standard | None | 0 | 0 | None |  | 0 |  | 0 | Com | Any | HVAC | SpaceCool | Chiller | WtrCldCentChlr |  | HVAC-Chlr | Water Cooled Centrifugal Chiller w/1 frictionless VSD compressor and condenser relief (< 150 tons, 0.695 kW/ton, 0.44 IPLV) | Water Cooled Centrifugal Chiller w/1 frictionless VSD compressor and condenser relief (< 150 tons, 0.695 kW/ton, 0.44 IPLV) | Water Cooled Centrifugal Chiller w/1 frictionless VSD compressor and condenser relief (< 150 tons, 0.591 kW/ton, 0.374 IPLV) | WtrCldCentChlr-NoFric-1Cmp-lt150tons-0.695kwpton-0.44IPLV-VarSpd-CndRlf | WtrCldCentChlr-NoFric-1Cmp-lt150tons-0.695kwpton-0.44IPLV-VarSpd-CndRlf | WtrCldCentChlr-NoFric-1Cmp-lt150tons-0.591kwpton-0.374IPLV-VarSpd-CndRlf | Available |  | 0 | 0 |  | ErRobNc |  | HVAC-Chlr |  | None | 2020-01-01 | 2022-12-31 | [5 empty] | Standard |  | 1 | 1 | 0 | Deemed Ex Ante Team |  |  |  | Scheduled measure expiration
2020 | NE-HVAC-Chlr-WtrCldCentChlr-NoFric-1Cmp-lt150tons-0.626kwpton-0.396IPLV-VarSpd-CndRlf | Water Cooled Centrifugal Chiller w/1 frictionless VSD compressor and condenser relief (< 150 tons, 0.626 Max kW/ton, 0.396 Max IPLV) | DEER2020 | D20 v1 | 2022-05-20 18:17 | NE-HVAC-Chlr-WtrCldCentChlr-NoFric-1Cmp-lt150tons-0.626kwpton-0.396IPLV-VarSpd-CndRlf | DEER | Standard | None | 0 | 0 | None |  | 0 |  | 0 | Com | Any | HVAC | SpaceCool | Chiller | WtrCldCentChlr |  | HVAC-Chlr | Water Cooled Centrifugal Chiller w/1 frictionless VSD compressor and condenser relief (< 150 tons, 0.695 kW/ton, 0.44 IPLV) | Water Cooled Centrifugal Chiller w/1 frictionless VSD compressor and condenser relief (< 150 tons, 0.695 kW/ton, 0.44 IPLV) | Water Cooled Centrifugal Chiller w/1 frictionless VSD compressor and condenser relief (< 150 tons, 0.626 kW/ton, 0.396 IPLV) | WtrCldCentChlr-NoFric-1Cmp-lt150tons-0.695kwpton-0.44IPLV-VarSpd-CndRlf | WtrCldCentChlr-NoFric-1Cmp-lt150tons-0.695kwpton-0.44IPLV-VarSpd-CndRlf | WtrCldCentChlr-NoFric-1Cmp-lt150tons-0.626kwpton-0.396IPLV-VarSpd-CndRlf | Available |  | 0 | 0 |  | ErRobNc |  | HVAC-Chlr |  | None | 2020-01-01 | 2022-12-31 | [5 empty] | Standard |  | 1 | 1 | 0 | Deemed Ex Ante Team |  |  |  | Scheduled measure expiration
2020 | NE-HVAC-Chlr-WtrCldCentChlr-NoFric-2Cmp-150to299tons-0.54kwpton-0.34IPLV-VarSpd-CndRlf | Water Cooled Centrifugal Chiller w/2 frictionless VSD compressors and condenser relief (150 to 299 tons, 0.54 Max kW/ton, 0.34 Max IPLV) | DEER2020 | D20 v1 | 2022-05-20 18:17 | NE-HVAC-Chlr-WtrCldCentChlr-NoFric-2Cmp-150to299tons-0.54kwpton-0.34IPLV-VarSpd-CndRlf | DEER | Standard | None | 0 | 0 | None |  | 0 |  | 0 | Com | Any | HVAC | SpaceCool | Chiller | WtrCldCentChlr |  | HVAC-Chlr | Water Cooled Centrifugal Chiller w/2 frictionless VSD compressors and condenser relief (150 to 299 tons, 0.635 kW/ton, 0.4 IPLV) | Water Cooled Centrifugal Chiller w/2 frictionless VSD compressors and condenser relief (150 to 299 tons, 0.635 kW/ton, 0.4 IPLV) | Water Cooled Centrifugal Chiller w/2 frictionless VSD compressors and condenser relief (150 to 299 tons, 0.54 kW/ton, 0.34 IPLV) | WtrCldCentChlr-NoFric-2Cmp-150to299tons-0.635kwpton-0.4IPLV-VarSpd-CndRlf | WtrCldCentChlr-NoFric-2Cmp-150to299tons-0.635kwpton-0.4IPLV-VarSpd-CndRlf | WtrCldCentChlr-NoFric-2Cmp-150to299tons-0.54kwpton-0.34IPLV-VarSpd-CndRlf | Available |  | 0 | 0 |  | ErRobNc |  | HVAC-Chlr |  | None | 2020-01-01 | 2022-12-31 | [5 empty] | Standard |  | 1 | 1 | 0 | Deemed Ex Ante Team |  |  |  | Scheduled measure expiration
2020 | NE-HVAC-Chlr-WtrCldCentChlr-NoFric-2Cmp-150to299tons-0.572kwpton-0.36IPLV-VarSpd-CndRlf | Water Cooled Centrifugal Chiller w/2 frictionless VSD compressors and condenser relief (150 to 299 tons, 0.572 Max kW/ton, 0.36 Max IPLV) | DEER2020 | D20 v1 | 2022-05-20 18:17 | NE-HVAC-Chlr-WtrCldCentChlr-NoFric-2Cmp-150to299tons-0.572kwpton-0.36IPLV-VarSpd-CndRlf | DEER | Standard | None | 0 | 0 | None |  | 0 |  | 0 | Com | Any | HVAC | SpaceCool | Chiller | WtrCldCentChlr |  | HVAC-Chlr | Water Cooled Centrifugal Chiller w/2 frictionless VSD compressors and condenser relief (150 to 299 tons, 0.635 kW/ton, 0.4 IPLV) | Water Cooled Centrifugal Chiller w/2 frictionless VSD compressors and condenser relief (150 to 299 tons, 0.635 kW/ton, 0.4 IPLV) | Water Cooled Centrifugal Chiller w/2 frictionless VSD compressors and condenser relief (150 to 299 tons, 0.572 kW/ton, 0.36 IPLV) | WtrCldCentChlr-NoFric-2Cmp-150to299tons-0.635kwpton-0.4IPLV-VarSpd-CndRlf | WtrCldCentChlr-NoFric-2Cmp-150to299tons-0.635kwpton-0.4IPLV-VarSpd-CndRlf | WtrCldCentChlr-NoFric-2Cmp-150to299tons-0.572kwpton-0.36IPLV-VarSpd-CndRlf | Available |  | 0 | 0 |  | ErRobNc |  | HVAC-Chlr |  | None | 2020-01-01 | 2022-12-31 | [5 empty] | Standard |  | 1 | 1 | 0 | Deemed Ex Ante Team |  |  |  | Scheduled measure expiration
2020 | NE-HVAC-Chlr-WtrCldCentChlr-NoFric-2Cmp-300to399tons-0.506kwpton-0.332IPLV-VarSpd-CndRlf | Water Cooled Centrifugal Chiller w/2 frictionless VSD compressors and condenser relief (300 to 399 tons, 0.506 Max kW/ton, 0.332 Max IPLV) | DEER2020 | D20 v1 | 2022-05-20 18:17 | NE-HVAC-Chlr-WtrCldCentChlr-NoFric-2Cmp-300to399tons-0.506kwpton-0.332IPLV-VarSpd-CndRlf | DEER | Standard | None | 0 | 0 | None |  | 0 |  | 0 | Com | Any | HVAC | SpaceCool | Chiller | WtrCldCentChlr |  | HVAC-Chlr | Water Cooled Centrifugal Chiller w/2 frictionless VSD compressors and condenser relief (300 to 399 tons, 0.595 kW/ton, 0.39 IPLV) | Water Cooled Centrifugal Chiller w/2 frictionless VSD compressors and condenser relief (300 to 399 tons, 0.595 kW/ton, 0.39 IPLV) | Water Cooled Centrifugal Chiller w/2 frictionless VSD compressors and condenser relief (300 to 399 tons, 0.506 kW/ton, 0.332 IPLV) | WtrCldCentChlr-NoFric-2Cmp-300to399tons-0.595kwpton-0.39IPLV-VarSpd-CndRlf | WtrCldCentChlr-NoFric-2Cmp-300to399tons-0.595kwpton-0.39IPLV-VarSpd-CndRlf | WtrCldCentChlr-NoFric-2Cmp-300to399tons-0.506kwpton-0.332IPLV-VarSpd-CndRlf | Available |  | 0 | 0 |  | ErRobNc |  | HVAC-Chlr |  | None | 2020-01-01 | 2022-12-31 | [5 empty] | Standard |  | 1 | 1 | 0 | Deemed Ex Ante Team |  |  |  | Scheduled measure expiration
2020 | NE-HVAC-Chlr-WtrCldCentChlr-NoFric-2Cmp-300to399tons-0.536kwpton-0.351IPLV-VarSpd-CndRlf | Water Cooled Centrifugal Chiller w/2 frictionless VSD compressors and condenser relief (300 to 399 tons, 0.536 Max kW/ton, 0.351 Max IPLV) | DEER2020 | D20 v1 | 2022-05-20 18:17 | NE-HVAC-Chlr-WtrCldCentChlr-NoFric-2Cmp-300to399tons-0.536kwpton-0.351IPLV-VarSpd-CndRlf | DEER | Standard | None | 0 | 0 | None |  | 0 |  | 0 | Com | Any | HVAC | SpaceCool | Chiller | WtrCldCentChlr |  | HVAC-Chlr | Water Cooled Centrifugal Chiller w/2 frictionless VSD compressors and condenser relief (300 to 399 tons, 0.595 kW/ton, 0.39 IPLV) | Water Cooled Centrifugal Chiller w/2 frictionless VSD compressors and condenser relief (300 to 399 tons, 0.595 kW/ton, 0.39 IPLV) | Water Cooled Centrifugal Chiller w/2 frictionless VSD compressors and condenser relief (300 to 399 tons, 0.536 kW/ton, 0.351 IPLV) | WtrCldCentChlr-NoFric-2Cmp-300to399tons-0.595kwpton-0.39IPLV-VarSpd-CndRlf | WtrCldCentChlr-NoFric-2Cmp-300to399tons-0.595kwpton-0.39IPLV-VarSpd-CndRlf | WtrCldCentChlr-NoFric-2Cmp-300to399tons-0.536kwpton-0.351IPLV-VarSpd-CndRlf | Available |  | 0 | 0 |  | ErRobNc |  | HVAC-Chlr |  | None | 2020-01-01 | 2022-12-31 | [5 empty] | Standard |  | 1 | 1 | 0 | Deemed Ex Ante Team |  |  |  | Scheduled measure expiration
2020 | NE-HVAC-Chlr-WtrCldCentChlr-NoFric-2Cmp-400to599tons-0.497kwpton-0.323IPLV-VarSpd-CndRlf | Water Cooled Centrifugal Chiller w/2 frictionless VSD compressors and condenser relief (400 to 599 tons, 0.497 Max kW/ton, 0.323 Max IPLV) | DEER2020 | D20 v1 | 2022-05-20 18:17 | NE-HVAC-Chlr-WtrCldCentChlr-NoFric-2Cmp-400to599tons-0.497kwpton-0.323IPLV-VarSpd-CndRlf | DEER | Standard | None | 0 | 0 | None |  | 0 |  | 0 | Com | Any | HVAC | SpaceCool | Chiller | WtrCldCentChlr |  | HVAC-Chlr | Water Cooled Centrifugal Chiller w/2 frictionless VSD compressors and condenser relief (400 to 599 tons, 0.585 kW/ton, 0.38 IPLV) | Water Cooled Centrifugal Chiller w/2 frictionless VSD compressors and condenser relief (400 to 599 tons, 0.585 kW/ton, 0.38 IPLV) | Water Cooled Centrifugal Chiller w/2 frictionless VSD compressors and condenser relief (400 to 599 tons, 0.497 kW/ton, 0.323 IPLV) | WtrCldCentChlr-NoFric-2Cmp-400to599tons-0.585kwpton-0.38IPLV-VarSpd-CndRlf | WtrCldCentChlr-NoFric-2Cmp-400to599tons-0.585kwpton-0.38IPLV-VarSpd-CndRlf | WtrCldCentChlr-NoFric-2Cmp-400to599tons-0.497kwpton-0.323IPLV-VarSpd-CndRlf | Available |  | 0 | 0 |  | ErRobNc |  | HVAC-Chlr |  | None | 2020-01-01 | 2022-12-31 | [5 empty] | Standard |  | 1 | 1 | 0 | Deemed Ex Ante Team |  |  |  | Scheduled measure expiration
2020 | NE-HVAC-Chlr-WtrCldCentChlr-NoFric-2Cmp-400to599tons-0.527kwpton-0.342IPLV-VarSpd-CndRlf | Water Cooled Centrifugal Chiller w/2 frictionless VSD compressors and condenser relief (400 to 599 tons, 0.527 Max kW/ton, 0.342 Max IPLV) | DEER2020 | D20 v1 | 2022-05-20 18:17 | NE-HVAC-Chlr-WtrCldCentChlr-NoFric-2Cmp-400to599tons-0.527kwpton-0.342IPLV-VarSpd-CndRlf | DEER | Standard | None | 0 | 0 | None |  | 0 |  | 0 | Com | Any | HVAC | SpaceCool | Chiller | WtrCldCentChlr |  | HVAC-Chlr | Water Cooled Centrifugal Chiller w/2 frictionless VSD compressors and condenser relief (400 to 599 tons, 0.585 kW/ton, 0.38 IPLV) | Water Cooled Centrifugal Chiller w/2 frictionless VSD compressors and condenser relief (400 to 599 tons, 0.585 kW/ton, 0.38 IPLV) | Water Cooled Centrifugal Chiller w/2 frictionless VSD compressors and condenser relief (400 to 599 tons, 0.527 kW/ton, 0.342 IPLV) | WtrCldCentChlr-NoFric-2Cmp-400to599tons-0.585kwpton-0.38IPLV-VarSpd-CndRlf | WtrCldCentChlr-NoFric-2Cmp-400to599tons-0.585kwpton-0.38IPLV-VarSpd-CndRlf | WtrCldCentChlr-NoFric-2Cmp-400to599tons-0.527kwpton-0.342IPLV-VarSpd-CndRlf | Available |  | 0 | 0 |  | ErRobNc |  | HVAC-Chlr |  | None | 2020-01-01 | 2022-12-31 | [5 empty] | Standard |  | 1 | 1 | 0 | Deemed Ex Ante Team |  |  |  | Scheduled measure expiration
2020 | NE-HVAC-Chlr-WtrCldCentChlr-NoFric-2Cmp-gte600tons-0.497kwpton-0.323IPLV-VarSpd-CndRlf | Water Cooled Centrifugal Chiller w/2 frictionless VSD compressors and condenser relief (>= 600 tons, 0.497 Max kW/ton, 0.323 Max IPLV) | DEER2020 | D20 v1 | 2022-05-20 18:17 | NE-HVAC-Chlr-WtrCldCentChlr-NoFric-2Cmp-gte600tons-0.497kwpton-0.323IPLV-VarSpd-CndRlf | DEER | Standard | None | 0 | 0 | None |  | 0 |  | 0 | Com | Any | HVAC | SpaceCool | Chiller | WtrCldCentChlr |  | HVAC-Chlr | Water Cooled Centrifugal Chiller w/2 frictionless VSD compressors and condenser relief (>= 600 tons, 0.585 kW/ton, 0.38 IPLV) | Water Cooled Centrifugal Chiller w/2 frictionless VSD compressors and condenser relief (>= 600 tons, 0.585 kW/ton, 0.38 IPLV) | Water Cooled Centrifugal Chiller w/2 frictionless VSD compressors and condenser relief (>= 600 tons, 0.497 kW/ton, 0.323 IPLV) | WtrCldCentChlr-NoFric-2Cmp-gte600tons-0.585kwpton-0.38IPLV-VarSpd-CndRlf | WtrCldCentChlr-NoFric-2Cmp-gte600tons-0.585kwpton-0.38IPLV-VarSpd-CndRlf | WtrCldCentChlr-NoFric-2Cmp-gte600tons-0.497kwpton-0.323IPLV-VarSpd-CndRlf | Available |  | 0 | 0 |  | ErRobNc |  | HVAC-Chlr |  | None | 2020-01-01 | 2022-12-31 | [5 empty] | Standard |  | 1 | 1 | 0 | Deemed Ex Ante Team |  |  |  | Scheduled measure expiration
2020 | NE-HVAC-Chlr-WtrCldCentChlr-NoFric-2Cmp-gte600tons-0.527kwpton-0.342IPLV-VarSpd-CndRlf | Water Cooled Centrifugal Chiller w/2 frictionless VSD compressors and condenser relief (>= 600 tons, 0.527 Max kW/ton, 0.342 Max IPLV) | DEER2020 | D20 v1 | 2022-05-20 18:17 | NE-HVAC-Chlr-WtrCldCentChlr-NoFric-2Cmp-gte600tons-0.527kwpton-0.342IPLV-VarSpd-CndRlf | DEER | Standard | None | 0 | 0 | None |  | 0 |  | 0 | Com | Any | HVAC | SpaceCool | Chiller | WtrCldCentChlr |  | HVAC-Chlr | Water Cooled Centrifugal Chiller w/2 frictionless VSD compressors and condenser relief (>= 600 tons, 0.585 kW/ton, 0.38 IPLV) | Water Cooled Centrifugal Chiller w/2 frictionless VSD compressors and condenser relief (>= 600 tons, 0.585 kW/ton, 0.38 IPLV) | Water Cooled Centrifugal Chiller w/2 frictionless VSD compressors and condenser relief (>= 600 tons, 0.527 kW/ton, 0.342 IPLV) | WtrCldCentChlr-NoFric-2Cmp-gte600tons-0.585kwpton-0.38IPLV-VarSpd-CndRlf | WtrCldCentChlr-NoFric-2Cmp-gte600tons-0.585kwpton-0.38IPLV-VarSpd-CndRlf | WtrCldCentChlr-NoFric-2Cmp-gte600tons-0.527kwpton-0.342IPLV-VarSpd-CndRlf | Available |  | 0 | 0 |  | ErRobNc |  | HVAC-Chlr |  | None | 2020-01-01 | 2022-12-31 | [5 empty] | Standard |  | 1 | 1 | 0 | Deemed Ex Ante Team |  |  |  | Scheduled measure expiration
2020 | NE-HVAC-Chlr-WtrCldCentChlr-NoFric-2Cmp-lt150tons-0.591kwpton-0.374IPLV-VarSpd-CndRlf | Water Cooled Centrifugal Chiller w/2 frictionless VSD compressors and condenser relief (< 150 tons, 0.591 Max kW/ton, 0.374 Max IPLV) | DEER2020 | D20 v1 | 2022-05-20 18:17 | NE-HVAC-Chlr-WtrCldCentChlr-NoFric-2Cmp-lt150tons-0.591kwpton-0.374IPLV-VarSpd-CndRlf | DEER | Standard | None | 0 | 0 | None |  | 0 |  | 0 | Com | Any | HVAC | SpaceCool | Chiller | WtrCldCentChlr |  | HVAC-Chlr | Water Cooled Centrifugal Chiller w/2 frictionless VSD compressors and condenser relief (< 150 tons, 0.695 kW/ton, 0.44 IPLV) | Water Cooled Centrifugal Chiller w/2 frictionless VSD compressors and condenser relief (< 150 tons, 0.695 kW/ton, 0.44 IPLV) | Water Cooled Centrifugal Chiller w/2 frictionless VSD compressors and condenser relief (< 150 tons, 0.591 kW/ton, 0.374 IPLV) | WtrCldCentChlr-NoFric-2Cmp-lt150tons-0.695kwpton-0.44IPLV-VarSpd-CndRlf | WtrCldCentChlr-NoFric-2Cmp-lt150tons-0.695kwpton-0.44IPLV-VarSpd-CndRlf | WtrCldCentChlr-NoFric-2Cmp-lt150tons-0.591kwpton-0.374IPLV-VarSpd-CndRlf | Available |  | 0 | 0 |  | ErRobNc |  | HVAC-Chlr |  | None | 2020-01-01 | 2022-12-31 | [5 empty] | Standard |  | 1 | 1 | 0 | Deemed Ex Ante Team |  |  |  | Scheduled measure expiration
2020 | NE-HVAC-Chlr-WtrCldCentChlr-NoFric-2Cmp-lt150tons-0.626kwpton-0.396IPLV-VarSpd-CndRlf | Water Cooled Centrifugal Chiller w/2 frictionless VSD compressors and condenser relief (< 150 tons, 0.626 Max kW/ton, 0.396 Max IPLV) | DEER2020 | D20 v1 | 2022-05-20 18:17 | NE-HVAC-Chlr-WtrCldCentChlr-NoFric-2Cmp-lt150tons-0.626kwpton-0.396IPLV-VarSpd-CndRlf | DEER | Standard | None | 0 | 0 | None |  | 0 |  | 0 | Com | Any | HVAC | SpaceCool | Chiller | WtrCldCentChlr |  | HVAC-Chlr | Water Cooled Centrifugal Chiller w/2 frictionless VSD compressors and condenser relief (< 150 tons, 0.695 kW/ton, 0.44 IPLV) | Water Cooled Centrifugal Chiller w/2 frictionless VSD compressors and condenser relief (< 150 tons, 0.695 kW/ton, 0.44 IPLV) | Water Cooled Centrifugal Chiller w/2 frictionless VSD compressors and condenser relief (< 150 tons, 0.626 kW/ton, 0.396 IPLV) | WtrCldCentChlr-NoFric-2Cmp-lt150tons-0.695kwpton-0.44IPLV-VarSpd-CndRlf | WtrCldCentChlr-NoFric-2Cmp-lt150tons-0.695kwpton-0.44IPLV-VarSpd-CndRlf | WtrCldCentChlr-NoFric-2Cmp-lt150tons-0.626kwpton-0.396IPLV-VarSpd-CndRlf | Available |  | 0 | 0 |  | ErRobNc |  | HVAC-Chlr |  | None | 2020-01-01 | 2022-12-31 | [5 empty] | Standard |  | 1 | 1 | 0 | Deemed Ex Ante Team |  |  |  | Scheduled measure expiration
2020 | NE-HVAC-Chlr-WtrCldScrewChlr-150to299tons-0.561kwpton-0.459IPLV | Water Cooled Constant Speed Screw Chiller (150 to 299 tons, 0.561 Max kW/ton, 0.459 Max IPLV) | DEER2020 | D20 v1 | 2022-05-20 15:49 | NE-HVAC-Chlr-WtrCldScrewChlr-150to299tons-0.561kwpton-0.459IPLV | DEER | Standard | None | 0 | 0 | None |  | 0 |  | 0 | Com | Any | HVAC | SpaceCool | Chiller | WtrCldScrewChlr |  | HVAC-Chlr | Water cooled constant speed screw chillers, efficiency based on vintage | Water Cooled Constant Speed Screw Chiller (150 to 299 tons, 0.66 kW/ton, 0.54 IPLV) | Water Cooled Constant Speed Screw Chiller (150 to 299 tons, 0.561 kW/ton, 0.459 IPLV) |  | WtrCldScrewChlr-150to299tons-0.66kwpton-0.54IPLV | WtrCldScrewChlr-150to299tons-0.561kwpton-0.459IPLV | Available |  | 0 | 0 |  | ErRobNc |  | HVAC-Chlr |  | None | 2020-01-01 | 2022-12-31 | [5 empty] | Standard |  | 1 | 1 | 0 | Deemed Ex Ante Team |  |  |  | Updated to indicate claim/filing status
2020 | NE-HVAC-Chlr-WtrCldScrewChlr-150to299tons-0.578kwpton-0.374IPLV-VarSpd | Water Cooled Variable Speed Screw Chiller (150 to 299 tons, 0.578 Max kW/ton, 0.374 Max IPLV) | DEER2020 | D20 v1 | 2022-05-20 15:49 | NE-HVAC-Chlr-WtrCldScrewChlr-150to299tons-0.578kwpton-0.374IPLV-VarSpd | DEER | Standard | None | 0 | 0 | None |  | 0 |  | 0 | Com | Any | HVAC | SpaceCool | Chiller | WtrCldScrewChlr |  | HVAC-Chlr | Water Cooled Variable Speed Screw Chiller (150 to 299 tons, 0.68 kW/ton, 0.44 IPLV) | Water Cooled Variable Speed Screw Chiller (150 to 299 tons, 0.68 kW/ton, 0.44 IPLV) | Water Cooled Variable Speed Screw Chiller (150 to 299 tons, 0.578 kW/ton, 0.374 IPLV) | WtrCldScrewChlr-150to299tons-0.68kwpton-0.44IPLV-VarSpd | WtrCldScrewChlr-150to299tons-0.68kwpton-0.44IPLV-VarSpd | WtrCldScrewChlr-150to299tons-0.578kwpton-0.374IPLV-VarSpd | Available |  | 0 | 0 |  | ErRobNc |  | HVAC-Chlr |  | None | 2020-01-01 | 2022-12-31 | [5 empty] | Standard |  | 1 | 1 | 0 | Deemed Ex Ante Team |  |  |  | Updated to indicate claim/filing status
2020 | NE-HVAC-Chlr-WtrCldScrewChlr-150to299tons-0.594kwpton-0.486IPLV | Water Cooled Constant Speed Screw Chiller (150 to 299 tons, 0.594 Max kW/ton, 0.486 Max IPLV) | DEER2020 | D20 v1 | 2022-05-20 15:49 | NE-HVAC-Chlr-WtrCldScrewChlr-150to299tons-0.594kwpton-0.486IPLV | DEER | Standard | None | 0 | 0 | None |  | 0 |  | 0 | Com | Any | HVAC | SpaceCool | Chiller | WtrCldScrewChlr |  | HVAC-Chlr | Water cooled constant speed screw chillers, efficiency based on vintage | Water Cooled Constant Speed Screw Chiller (150 to 299 tons, 0.66 kW/ton, 0.54 IPLV) | Water Cooled Constant Speed Screw Chiller (150 to 299 tons, 0.594 kW/ton, 0.486 IPLV) |  | WtrCldScrewChlr-150to299tons-0.66kwpton-0.54IPLV | WtrCldScrewChlr-150to299tons-0.594kwpton-0.486IPLV | Available |  | 0 | 0 |  | ErRobNc |  | HVAC-Chlr |  | None | 2020-01-01 | 2022-12-31 | [5 empty] | Standard |  | 1 | 1 | 0 | Deemed Ex Ante Team |  |  |  | Updated to indicate claim/filing status
2020 | NE-HVAC-Chlr-WtrCldScrewChlr-150to299tons-0.612kwpton-0.396IPLV-VarSpd | Water Cooled Variable Speed Screw Chiller (150 to 299 tons, 0.612 Max kW/ton, 0.396 Max IPLV) | DEER2020 | D20 v1 | 2022-05-20 15:49 | NE-HVAC-Chlr-WtrCldScrewChlr-150to299tons-0.612kwpton-0.396IPLV-VarSpd | DEER | Standard | None | 0 | 0 | None |  | 0 |  | 0 | Com | Any | HVAC | SpaceCool | Chiller | WtrCldScrewChlr |  | HVAC-Chlr | Water Cooled Variable Speed Screw Chiller (150 to 299 tons, 0.68 kW/ton, 0.44 IPLV) | Water Cooled Variable Speed Screw Chiller (150 to 299 tons, 0.68 kW/ton, 0.44 IPLV) | Water Cooled Variable Speed Screw Chiller (150 to 299 tons, 0.612 kW/ton, 0.396 IPLV) | WtrCldScrewChlr-150to299tons-0.68kwpton-0.44IPLV-VarSpd | WtrCldScrewChlr-150to299tons-0.68kwpton-0.44IPLV-VarSpd | WtrCldScrewChlr-150to299tons-0.612kwpton-0.396IPLV-VarSpd | Available |  | 0 | 0 |  | ErRobNc |  | HVAC-Chlr |  | None | 2020-01-01 | 2022-12-31 | [5 empty] | Standard |  | 1 | 1 | 0 | Deemed Ex Ante Team |  |  |  | Updated to indicate claim/filing status
2020 | NE-HVAC-Chlr-WtrCldScrewChlr-300to599tons-0.519kwpton-0.442IPLV | Water Cooled Constant Speed Screw Chiller (300 to 599 tons, 0.519 Max kW/ton, 0.442 Max IPLV) | DEER2020 | D20 v1 | 2022-05-20 15:49 | NE-HVAC-Chlr-WtrCldScrewChlr-300to599tons-0.519kwpton-0.442IPLV | DEER | Standard | None | 0 | 0 | None |  | 0 |  | 0 | Com | Any | HVAC | SpaceCool | Chiller | WtrCldScrewChlr |  | HVAC-Chlr | Water cooled constant speed screw chillers, efficiency based on vintage | Water Cooled Constant Speed Screw Chiller (300 to 599 tons, 0.61 kW/ton, 0.52 IPLV) | Water Cooled Constant Speed Screw Chiller (300 to 599 tons, 0.519 kW/ton, 0.442 IPLV) |  | WtrCldScrewChlr-300to599tons-0.61kwpton-0.52IPLV | WtrCldScrewChlr-300to599tons-0.519kwpton-0.442IPLV | Available |  | 0 | 0 |  | ErRobNc |  | HVAC-Chlr |  | None | 2020-01-01 | 2022-12-31 | [5 empty] | Standard |  | 1 | 1 | 0 | Deemed Ex Ante Team |  |  |  | Updated to indicate claim/filing status
2020 | NE-HVAC-Chlr-WtrCldScrewChlr-300to599tons-0.531kwpton-0.349IPLV-VarSpd | Water Cooled Variable Speed Screw Chiller (300 to 599 tons, 0.531 Max kW/ton, 0.349 Max IPLV) | DEER2020 | D20 v1 | 2022-05-20 15:49 | NE-HVAC-Chlr-WtrCldScrewChlr-300to599tons-0.531kwpton-0.349IPLV-VarSpd | DEER | Standard | None | 0 | 0 | None |  | 0 |  | 0 | Com | Any | HVAC | SpaceCool | Chiller | WtrCldScrewChlr |  | HVAC-Chlr | Water Cooled Variable Speed Screw Chiller (300 to 599 tons, 0.625 kW/ton, 0.41 IPLV) | Water Cooled Variable Speed Screw Chiller (300 to 599 tons, 0.625 kW/ton, 0.41 IPLV) | Water Cooled Variable Speed Screw Chiller (300 to 599 tons, 0.531 kW/ton, 0.349 IPLV) | WtrCldScrewChlr-300to599tons-0.625kwpton-0.41IPLV-VarSpd | WtrCldScrewChlr-300to599tons-0.625kwpton-0.41IPLV-VarSpd | WtrCldScrewChlr-300to599tons-0.531kwpton-0.349IPLV-VarSpd | Available |  | 0 | 0 |  | ErRobNc |  | HVAC-Chlr |  | None | 2020-01-01 | 2022-12-31 | [5 empty] | Standard |  | 1 | 1 | 0 | Deemed Ex Ante Team |  |  |  | Updated to indicate claim/filing status
2020 | NE-HVAC-Chlr-WtrCldScrewChlr-300to599tons-0.549kwpton-0.468IPLV | Water Cooled Constant Speed Screw Chiller (300 to 599 tons, 0.549 Max kW/ton, 0.468 Max IPLV) | DEER2020 | D20 v1 | 2022-05-20 15:49 | NE-HVAC-Chlr-WtrCldScrewChlr-300to599tons-0.549kwpton-0.468IPLV | DEER | Standard | None | 0 | 0 | None |  | 0 |  | 0 | Com | Any | HVAC | SpaceCool | Chiller | WtrCldScrewChlr |  | HVAC-Chlr | Water cooled constant speed screw chillers, efficiency based on vintage | Water Cooled Constant Speed Screw Chiller (300 to 599 tons, 0.61 kW/ton, 0.52 IPLV) | Water Cooled Constant Speed Screw Chiller (300 to 599 tons, 0.549 kW/ton, 0.468 IPLV) |  | WtrCldScrewChlr-300to599tons-0.61kwpton-0.52IPLV | WtrCldScrewChlr-300to599tons-0.549kwpton-0.468IPLV | Available |  | 0 | 0 |  | ErRobNc |  | HVAC-Chlr |  | None | 2020-01-01 | 2022-12-31 | [5 empty] | Standard |  | 1 | 1 | 0 | Deemed Ex Ante Team |  |  |  | Updated to indicate claim/filing status
2020 | NE-HVAC-Chlr-WtrCldScrewChlr-300to599tons-0.563kwpton-0.369IPLV-VarSpd | Water Cooled Variable Speed Screw Chiller (300 to 599 tons, 0.563 Max kW/ton, 0.369 Max IPLV) | DEER2020 | D20 v1 | 2022-05-20 15:49 | NE-HVAC-Chlr-WtrCldScrewChlr-300to599tons-0.563kwpton-0.369IPLV-VarSpd | DEER | Standard | None | 0 | 0 | None |  | 0 |  | 0 | Com | Any | HVAC | SpaceCool | Chiller | WtrCldScrewChlr |  | HVAC-Chlr | Water Cooled Variable Speed Screw Chiller (300 to 599 tons, 0.625 kW/ton, 0.41 IPLV) | Water Cooled Variable Speed Screw Chiller (300 to 599 tons, 0.625 kW/ton, 0.41 IPLV) | Water Cooled Variable Speed Screw Chiller (300 to 599 tons, 0.563 kW/ton, 0.369 IPLV) | WtrCldScrewChlr-300to599tons-0.625kwpton-0.41IPLV-VarSpd | WtrCldScrewChlr-300to599tons-0.625kwpton-0.41IPLV-VarSpd | WtrCldScrewChlr-300to599tons-0.563kwpton-0.369IPLV-VarSpd | Available |  | 0 | 0 |  | ErRobNc |  | HVAC-Chlr |  | None | 2020-01-01 | 2022-12-31 | [5 empty] | Standard |  | 1 | 1 | 0 | Deemed Ex Ante Team |  |  |  | Updated to indicate claim/filing status
2020 | NE-HVAC-Chlr-WtrCldScrewChlr-75to149tons-0.612kwpton-0.476IPLV | Water Cooled Constant Speed Screw Chiller (75 to 149 tons, 0.612 Max kW/ton, 0.476 Max IPLV) | DEER2020 | D20 v1 | 2022-05-20 15:49 | NE-HVAC-Chlr-WtrCldScrewChlr-75to149tons-0.612kwpton-0.476IPLV | DEER | Standard | None | 0 | 0 | None |  | 0 |  | 0 | Com | Any | HVAC | SpaceCool | Chiller | WtrCldScrewChlr |  | HVAC-Chlr | Water cooled constant speed screw chillers, efficiency based on vintage | Water Cooled Constant Speed Screw Chiller (75 to 149 tons, 0.72 kW/ton, 0.56 IPLV) | Water Cooled Constant Speed Screw Chiller (75 to 149 tons, 0.612 kW/ton, 0.476 IPLV) |  | WtrCldScrewChlr-75to149tons-0.72kwpton-0.56IPLV | WtrCldScrewChlr-75to149tons-0.612kwpton-0.476IPLV | Available |  | 0 | 0 |  | ErRobNc |  | HVAC-Chlr |  | None | 2020-01-01 | 2022-12-31 | [5 empty] | Standard |  | 1 | 1 | 0 | Deemed Ex Ante Team |  |  |  | Updated to indicate claim/filing status
2020 | NE-HVAC-Chlr-WtrCldScrewChlr-75to149tons-0.638kwpton-0.417IPLV-VarSpd | Water Cooled Variable Speed Screw Chiller (75 to 149 tons, 0.638 Max kW/ton, 0.417 Max IPLV) | DEER2020 | D20 v1 | 2022-05-20 15:49 | NE-HVAC-Chlr-WtrCldScrewChlr-75to149tons-0.638kwpton-0.417IPLV-VarSpd | DEER | Standard | None | 0 | 0 | None |  | 0 |  | 0 | Com | Any | HVAC | SpaceCool | Chiller | WtrCldScrewChlr |  | HVAC-Chlr | Water Cooled Variable Speed Screw Chiller (75 to 149 tons, 0.75 kW/ton, 0.49 IPLV) | Water Cooled Variable Speed Screw Chiller (75 to 149 tons, 0.75 kW/ton, 0.49 IPLV) | Water Cooled Variable Speed Screw Chiller (75 to 149 tons, 0.638 kW/ton, 0.417 IPLV) | WtrCldScrewChlr-75to149tons-0.75kwpton-0.49IPLV-VarSpd | WtrCldScrewChlr-75to149tons-0.75kwpton-0.49IPLV-VarSpd | WtrCldScrewChlr-75to149tons-0.638kwpton-0.417IPLV-VarSpd | Available |  | 0 | 0 |  | ErRobNc |  | HVAC-Chlr |  | None | 2020-01-01 | 2022-12-31 | [5 empty] | Standard |  | 1 | 1 | 0 | Deemed Ex Ante Team |  |  |  | Updated to indicate claim/filing status
2020 | NE-HVAC-Chlr-WtrCldScrewChlr-75to149tons-0.648kwpton-0.504IPLV | Water Cooled Constant Speed Screw Chiller (75 to 149 tons, 0.648 Max kW/ton, 0.504 Max IPLV) | DEER2020 | D20 v1 | 2022-05-20 15:49 | NE-HVAC-Chlr-WtrCldScrewChlr-75to149tons-0.648kwpton-0.504IPLV | DEER | Standard | None | 0 | 0 | None |  | 0 |  | 0 | Com | Any | HVAC | SpaceCool | Chiller | WtrCldScrewChlr |  | HVAC-Chlr | Water cooled constant speed screw chillers, efficiency based on vintage | Water Cooled Constant Speed Screw Chiller (75 to 149 tons, 0.72 kW/ton, 0.56 IPLV) | Water Cooled Constant Speed Screw Chiller (75 to 149 tons, 0.648 kW/ton, 0.504 IPLV) |  | WtrCldScrewChlr-75to149tons-0.72kwpton-0.56IPLV | WtrCldScrewChlr-75to149tons-0.648kwpton-0.504IPLV | Available |  | 0 | 0 |  | ErRobNc |  | HVAC-Chlr |  | None | 2020-01-01 | 2022-12-31 | [5 empty] | Standard |  | 1 | 1 | 0 | Deemed Ex Ante Team |  |  |  | Updated to indicate claim/filing status
2020 | NE-HVAC-Chlr-WtrCldScrewChlr-75to149tons-0.675kwpton-0.441IPLV-VarSpd | Water Cooled Variable Speed Screw Chiller (75 to 149 tons, 0.675 Max kW/ton, 0.441 Max IPLV) | DEER2020 | D20 v1 | 2022-05-20 15:49 | NE-HVAC-Chlr-WtrCldScrewChlr-75to149tons-0.675kwpton-0.441IPLV-VarSpd | DEER | Standard | None | 0 | 0 | None |  | 0 |  | 0 | Com | Any | HVAC | SpaceCool | Chiller | WtrCldScrewChlr |  | HVAC-Chlr | Water Cooled Variable Speed Screw Chiller (75 to 149 tons, 0.75 kW/ton, 0.49 IPLV) | Water Cooled Variable Speed Screw Chiller (75 to 149 tons, 0.75 kW/ton, 0.49 IPLV) | Water Cooled Variable Speed Screw Chiller (75 to 149 tons, 0.675 kW/ton, 0.441 IPLV) | WtrCldScrewChlr-75to149tons-0.75kwpton-0.49IPLV-VarSpd | WtrCldScrewChlr-75to149tons-0.75kwpton-0.49IPLV-VarSpd | WtrCldScrewChlr-75to149tons-0.675kwpton-0.441IPLV-VarSpd | Available |  | 0 | 0 |  | ErRobNc |  | HVAC-Chlr |  | None | 2020-01-01 | 2022-12-31 | [5 empty] | Standard |  | 1 | 1 | 0 | Deemed Ex Ante Team |  |  |  | Updated to indicate claim/filing status
2020 | NE-HVAC-Chlr-WtrCldScrewChlr-gte600tons-0.476kwpton-0.425IPLV | Water Cooled Constant Speed Screw Chiller (>= 600 tons, 0.476 Max kW/ton, 0.425 Max IPLV) | DEER2020 | D20 v1 | 2022-05-20 15:49 | NE-HVAC-Chlr-WtrCldScrewChlr-gte600tons-0.476kwpton-0.425IPLV | DEER | Standard | None | 0 | 0 | None |  | 0 |  | 0 | Com | Any | HVAC | SpaceCool | Chiller | WtrCldScrewChlr |  | HVAC-Chlr | Water cooled constant speed screw chillers, efficiency based on vintage | Water Cooled Constant Speed Screw Chiller (>= 600 tons, 0.56 kW/ton, 0.5 IPLV) | Water Cooled Constant Speed Screw Chiller (>= 600 tons, 0.476 kW/ton, 0.425 IPLV) |  | WtrCldScrewChlr-gte600tons-0.56kwpton-0.5IPLV | WtrCldScrewChlr-gte600tons-0.476kwpton-0.425IPLV | Available |  | 0 | 0 |  | ErRobNc |  | HVAC-Chlr |  | None | 2020-01-01 | 2022-12-31 | [5 empty] | Standard |  | 1 | 1 | 0 | Deemed Ex Ante Team |  |  |  | Updated to indicate claim/filing status
2020 | NE-HVAC-Chlr-WtrCldScrewChlr-gte600tons-0.497kwpton-0.323IPLV-VarSpd | Water Cooled Variable Speed Screw Chiller (>= 600 tons, 0.497 Max kW/ton, 0.323 Max IPLV) | DEER2020 | D20 v1 | 2022-05-20 15:49 | NE-HVAC-Chlr-WtrCldScrewChlr-gte600tons-0.497kwpton-0.323IPLV-VarSpd | DEER | Standard | None | 0 | 0 | None |  | 0 |  | 0 | Com | Any | HVAC | SpaceCool | Chiller | WtrCldScrewChlr |  | HVAC-Chlr | Water Cooled Variable Speed Screw Chiller (>= 600 tons, 0.585 kW/ton, 0.38 IPLV) | Water Cooled Variable Speed Screw Chiller (>= 600 tons, 0.585 kW/ton, 0.38 IPLV) | Water Cooled Variable Speed Screw Chiller (>= 600 tons, 0.497 kW/ton, 0.323 IPLV) | WtrCldScrewChlr-gte600tons-0.585kwpton-0.38IPLV-VarSpd | WtrCldScrewChlr-gte600tons-0.585kwpton-0.38IPLV-VarSpd | WtrCldScrewChlr-gte600tons-0.497kwpton-0.323IPLV-VarSpd | Available |  | 0 | 0 |  | ErRobNc |  | HVAC-Chlr |  | None | 2020-01-01 | 2022-12-31 | [5 empty] | Standard |  | 1 | 1 | 0 | Deemed Ex Ante Team |  |  |  | Updated to indicate claim/filing status
2020 | NE-HVAC-Chlr-WtrCldScrewChlr-gte600tons-0.504kwpton-0.45IPLV | Water Cooled Constant Speed Screw Chiller (>= 600 tons, 0.504 Max kW/ton, 0.45 Max IPLV) | DEER2020 | D20 v1 | 2022-05-20 15:49 | NE-HVAC-Chlr-WtrCldScrewChlr-gte600tons-0.504kwpton-0.45IPLV | DEER | Standard | None | 0 | 0 | None |  | 0 |  | 0 | Com | Any | HVAC | SpaceCool | Chiller | WtrCldScrewChlr |  | HVAC-Chlr | Water cooled constant speed screw chillers, efficiency based on vintage | Water Cooled Constant Speed Screw Chiller (>= 600 tons, 0.56 kW/ton, 0.5 IPLV) | Water Cooled Constant Speed Screw Chiller (>= 600 tons, 0.504 kW/ton, 0.45 IPLV) |  | WtrCldScrewChlr-gte600tons-0.56kwpton-0.5IPLV | WtrCldScrewChlr-gte600tons-0.504kwpton-0.45IPLV | Available |  | 0 | 0 |  | ErRobNc |  | HVAC-Chlr |  | None | 2020-01-01 | 2022-12-31 | [5 empty] | Standard |  | 1 | 1 | 0 | Deemed Ex Ante Team |  |  |  | Updated to indicate claim/filing status
2020 | NE-HVAC-Chlr-WtrCldScrewChlr-gte600tons-0.527kwpton-0.342IPLV-VarSpd | Water Cooled Variable Speed Screw Chiller (>= 600 tons, 0.527 Max kW/ton, 0.342 Max IPLV) | DEER2020 | D20 v1 | 2022-05-20 15:49 | NE-HVAC-Chlr-WtrCldScrewChlr-gte600tons-0.527kwpton-0.342IPLV-VarSpd | DEER | Standard | None | 0 | 0 | None |  | 0 |  | 0 | Com | Any | HVAC | SpaceCool | Chiller | WtrCldScrewChlr |  | HVAC-Chlr | Water Cooled Variable Speed Screw Chiller (>= 600 tons, 0.585 kW/ton, 0.38 IPLV) | Water Cooled Variable Speed Screw Chiller (>= 600 tons, 0.585 kW/ton, 0.38 IPLV) | Water Cooled Variable Speed Screw Chiller (>= 600 tons, 0.527 kW/ton, 0.342 IPLV) | WtrCldScrewChlr-gte600tons-0.585kwpton-0.38IPLV-VarSpd | WtrCldScrewChlr-gte600tons-0.585kwpton-0.38IPLV-VarSpd | WtrCldScrewChlr-gte600tons-0.527kwpton-0.342IPLV-VarSpd | Available |  | 0 | 0 |  | ErRobNc |  | HVAC-Chlr |  | None | 2020-01-01 | 2022-12-31 | [5 empty] | Standard |  | 1 | 1 | 0 | Deemed Ex Ante Team |  |  |  | Updated to indicate claim/filing status
2020 | NE-HVAC-Chlr-WtrCldScrewChlr-lt75tons-0.638kwpton-0.51IPLV | Water Cooled Constant Speed Screw Chiller (< 75 tons, 0.638 Max kW/ton, 0.51 Max IPLV) | DEER2020 | D20 v1 | 2022-05-20 15:49 | NE-HVAC-Chlr-WtrCldScrewChlr-lt75tons-0.638kwpton-0.51IPLV | DEER | Standard | None | 0 | 0 | None |  | 0 |  | 0 | Com | Any | HVAC | SpaceCool | Chiller | WtrCldScrewChlr |  | HVAC-Chlr | Water cooled constant speed screw chillers, efficiency based on vintage | Water Cooled Constant Speed Screw Chiller (< 75 tons, 0.75 kW/ton, 0.6 IPLV) | Water Cooled Constant Speed Screw Chiller (< 75 tons, 0.638 kW/ton, 0.51 IPLV) |  | WtrCldScrewChlr-lt75tons-0.75kwpton-0.6IPLV | WtrCldScrewChlr-lt75tons-0.638kwpton-0.51IPLV | Available |  | 0 | 0 |  | ErRobNc |  | HVAC-Chlr |  | None | 2020-01-01 | 2022-12-31 | [5 empty] | Standard |  | 1 | 1 | 0 | Deemed Ex Ante Team |  |  |  | Updated to indicate claim/filing status
2020 | NE-HVAC-Chlr-WtrCldScrewChlr-lt75tons-0.663kwpton-0.425IPLV-VarSpd | Water Cooled Variable Speed Screw Chiller (< 75 tons, 0.663 Max kW/ton, 0.425 Max IPLV) | DEER2020 | D20 v1 | 2022-05-20 15:49 | NE-HVAC-Chlr-WtrCldScrewChlr-lt75tons-0.663kwpton-0.425IPLV-VarSpd | DEER | Standard | None | 0 | 0 | None |  | 0 |  | 0 | Com | Any | HVAC | SpaceCool | Chiller | WtrCldScrewChlr |  | HVAC-Chlr | Water Cooled Variable Speed Screw Chiller (< 75 tons, 0.78 kW/ton, 0.5 IPLV) | Water Cooled Variable Speed Screw Chiller (< 75 tons, 0.78 kW/ton, 0.5 IPLV) | Water Cooled Variable Speed Screw Chiller (< 75 tons, 0.663 kW/ton, 0.425 IPLV) | WtrCldScrewChlr-lt75tons-0.78kwpton-0.5IPLV-VarSpd | WtrCldScrewChlr-lt75tons-0.78kwpton-0.5IPLV-VarSpd | WtrCldScrewChlr-lt75tons-0.663kwpton-0.425IPLV-VarSpd | Available |  | 0 | 0 |  | ErRobNc |  | HVAC-Chlr |  | None | 2020-01-01 | 2022-12-31 | [5 empty] | Standard |  | 1 | 1 | 0 | Deemed Ex Ante Team |  |  |  | Updated to indicate claim/filing status
2020 | NE-HVAC-Chlr-WtrCldScrewChlr-lt75tons-0.675kwpton-0.54IPLV | Water Cooled Constant Speed Screw Chiller (< 75 tons, 0.675 Max kW/ton, 0.54 Max IPLV) | DEER2020 | D20 v1 | 2022-05-20 15:49 | NE-HVAC-Chlr-WtrCldScrewChlr-lt75tons-0.675kwpton-0.54IPLV | DEER | Standard | None | 0 | 0 | None |  | 0 |  | 0 | Com | Any | HVAC | SpaceCool | Chiller | WtrCldScrewChlr |  | HVAC-Chlr | Water cooled constant speed screw chillers, efficiency based on vintage | Water Cooled Constant Speed Screw Chiller (< 75 tons, 0.75 kW/ton, 0.6 IPLV) | Water Cooled Constant Speed Screw Chiller (< 75 tons, 0.675 kW/ton, 0.54 IPLV) |  | WtrCldScrewChlr-lt75tons-0.75kwpton-0.6IPLV | WtrCldScrewChlr-lt75tons-0.675kwpton-0.54IPLV | Available |  | 0 | 0 |  | ErRobNc |  | HVAC-Chlr |  | None | 2020-01-01 | 2022-12-31 | [5 empty] | Standard |  | 1 | 1 | 0 | Deemed Ex Ante Team |  |  |  | Updated to indicate claim/filing status
2020 | NE-HVAC-Chlr-WtrCldScrewChlr-lt75tons-0.702kwpton-0.45IPLV-VarSpd | Water Cooled Variable Speed Screw Chiller (< 75 tons, 0.702 Max kW/ton, 0.45 Max IPLV) | DEER2020 | D20 v1 | 2022-05-20 15:49 | NE-HVAC-Chlr-WtrCldScrewChlr-lt75tons-0.702kwpton-0.45IPLV-VarSpd | DEER | Standard | None | 0 | 0 | None |  | 0 |  | 0 | Com | Any | HVAC | SpaceCool | Chiller | WtrCldScrewChlr |  | HVAC-Chlr | Water Cooled Variable Speed Screw Chiller (< 75 tons, 0.78 kW/ton, 0.5 IPLV) | Water Cooled Variable Speed Screw Chiller (< 75 tons, 0.78 kW/ton, 0.5 IPLV) | Water Cooled Variable Speed Screw Chiller (< 75 tons, 0.702 kW/ton, 0.45 IPLV) | WtrCldScrewChlr-lt75tons-0.78kwpton-0.5IPLV-VarSpd | WtrCldScrewChlr-lt75tons-0.78kwpton-0.5IPLV-VarSpd | WtrCldScrewChlr-lt75tons-0.702kwpton-0.45IPLV-VarSpd | Available |  | 0 | 0 |  | ErRobNc |  | HVAC-Chlr |  | None | 2020-01-01 | 2022-12-31 | [5 empty] | Standard |  | 1 | 1 | 0 | Deemed Ex Ante Team |  |  |  | Updated to indicate claim/filing status
2020 | NE-HVAC-RefChg-Inc-High-ntxv | Small Pkg AC system with No TXV, increase refrigerant charge from High under-charge (10 - 50%) to factory specified level | DEER2020 | D20v2 | 2022-03-16 13:02 | NE-HVAC-RefChg-Inc-High-ntxv | DEER | Standard | None | 0 | 0 | None |  | 0 |  | 0 | Com | Any | HVAC | SpaceCool | dxAC_equip | pkgSEER |  | HVAC-RefChg | Small Pkg AC with No thermal expansion valve (TXV), refrigerant under-charged from 10 - 50% of factory specified level |  | Small Pkg AC with No thermal expansion valve (TXV), refrigerant charge at factory specified level |  |  |  | Available |  | 0 | 0 |  | Retro |  | HVAC-RefChg |  | None | 2020-01-01 | 2022-12-31 | [5 empty] | Component | Measure type set to Component so as to not appear in standard measure list | 1 | 1 | 0 | Deemed Ex Ante Team |  | Measure type set to Component so as to not appear in standard measure list |  | Updated to indicate claim/filing status
2020 | NE-HVAC-RefChg-Inc-High-txv | Small Pkg AC system with TXV, increase refrigerant charge from High under-charge (10 - 50%) to factory specified level | DEER2020 | D20v2 | 2022-03-16 13:02 | NE-HVAC-RefChg-Inc-High-txv | DEER | Standard | None | 0 | 0 | None |  | 0 |  | 0 | Com | Any | HVAC | SpaceCool | dxAC_equip | pkgSEER |  | HVAC-RefChg | Small Pkg AC with thermal expansion valve (TXV), refrigerant under-charged from 10 - 50% of factory specified level |  | Small Pkg AC with thermal expansion valve (TXV), refrigerant charge at factory specified level |  |  |  | Available |  | 0 | 0 |  | Retro |  | HVAC-RefChg |  | None | 2020-01-01 | 2022-12-31 | [5 empty] | Component | Measure type set to Component so as to not appear in standard measure list | 1 | 1 | 0 | Deemed Ex Ante Team |  | Measure type set to Component so as to not appear in standard measure list |  | Updated to indicate claim/filing status
2020 | NE-HVAC-RefChg-Inc-Low-ntxv | Small Pkg AC system with No TXV, increase refrigerant charge from Low under-charge (4 - 5%) to factory specified level | DEER2020 | D20v2 | 2022-03-16 13:02 | NE-HVAC-RefChg-Inc-Low-ntxv | DEER | Standard | None | 0 | 0 | None |  | 0 |  | 0 | Com | Any | HVAC | SpaceCool | dxAC_equip | pkgSEER |  | HVAC-RefChg | Small Pkg AC with No thermal expansion valve (TXV), refrigerant under-charged from 4 - 5% of factory specified level |  | Small Pkg AC with No thermal expansion valve (TXV), refrigerant charge at factory specified level |  |  |  | Available |  | 0 | 0 |  | Retro |  | HVAC-RefChg |  | None | 2020-01-01 | 2022-12-31 | [5 empty] | Component | Measure type set to Component so as to not appear in standard measure list | 1 | 1 | 0 | Deemed Ex Ante Team |  | Measure type set to Component so as to not appear in standard measure list |  | Updated to indicate claim/filing status
2020 | NE-HVAC-RefChg-Inc-Low-txv | Small Pkg AC system with TXV, increase refrigerant charge from Low under-charge (4 - 5%) to factory specified level | DEER2020 | D20v2 | 2022-03-16 13:02 | NE-HVAC-RefChg-Inc-Low-txv | DEER | Standard | None | 0 | 0 | None |  | 0 |  | 0 | Com | Any | HVAC | SpaceCool | dxAC_equip | pkgSEER |  | HVAC-RefChg | Small Pkg AC with thermal expansion valve (TXV), refrigerant under-charged from 4 - 5% of factory specified level |  | Small Pkg AC with thermal expansion valve (TXV), refrigerant charge at factory specified level |  |  |  | Available |  | 0 | 0 |  | Retro |  | HVAC-RefChg |  | None | 2020-01-01 | 2022-12-31 | [5 empty] | Component | Measure type set to Component so as to not appear in standard measure list | 1 | 1 | 0 | Deemed Ex Ante Team |  | Measure type set to Component so as to not appear in standard measure list |  | Updated to indicate claim/filing status
2020 | NE-HVAC-RefChg-Inc-Typ-ntxv | Small Pkg AC system with No TXV, increase refrigerant charge from Typical under-charge (4 - 50%) to factory specified level | DEER2020 | D20v1 | 2022-03-16 13:02 | NE-HVAC-RefChg-Inc-Typ-ntxv | DEER | Standard | None |  |  | None |  | 0 |  | 0 | Com | Any | HVAC | SpaceCool | dxAC_equip | pkgSEER |  | HVAC-RefChg | Small Pkg AC with No thermal expansion valve (TXV), refrigerant under-charged from 4 - 50% of factory specified level |  | Small Pkg AC with No thermal expansion valve (TXV), refrigerant charge at factory specified level |  |  |  | Available |  | 0 | 0 |  | Retro |  | HVAC-RefChg |  | None | 2020-01-01 | 2022-12-31 | [5 empty] | Standard |  | 1 | 1 | 0 | Deemed Ex Ante Team |  |  |  | Updated to indicate claim/filing status
2020 | NE-HVAC-RefChg-Inc-Typ-txv | Small Pkg AC system with TXV, increase refrigerant charge from Typical under-charge (4 - 50%) to factory specified level | DEER2020 | D20v2 | 2022-03-16 13:02 | NE-HVAC-RefChg-Inc-Typ-txv | DEER | Standard | None | 0 | 0 | None |  | 0 |  | 0 | Com | Any | HVAC | SpaceCool | dxAC_equip | pkgSEER |  | HVAC-RefChg | Small Pkg AC with thermal expansion valve (TXV), refrigerant under-charged from 4 - 50% of factory specified level |  | Small Pkg AC with thermal expansion valve (TXV), refrigerant charge at factory specified level |  |  |  | Available |  | 0 | 0 |  | Retro |  | HVAC-RefChg |  | None | 2020-01-01 | 2022-12-31 | [5 empty] | Standard |  | 1 | 1 | 0 | Deemed Ex Ante Team |  |  |  | Updated to indicate claim/filing status
2020 | NE-HVAC-VarRefgHP-11.25to14ton-13.2EER | Heat pump VRF system, 11.25to14ton Tier 1, 13.2 EER | DEER2020 | D20v1 | 2020-11-24 16:30 | VarRefgHP-11.25to14ton-13.2EER | ExAnte | Standard | None |  |  | None |  | 0 |  | 0 | Com | Any | HVAC | HeatCool | dxHP_equip | VarRefgHP |  | HVAC-airHP |  | Heat pump VRF system, 11.25to14ton Tier 0, 10.6 EER | Heat pump VRF system, 11.25to14ton Tier 1, 13.2 EER |  | VarRefgHP-11.25to14ton-10.6EER | VarRefgHP-11.25to14ton-13.2EER | Available |  | 0 | 0 |  | Rob |  |  |  | None | 2020-01-01 | [6 empty] | Standard |  | 1 | 1 | 0 | Deemed Ex Ante Team |  |  |  | Updated to indicate claim/filing status
2020 | NE-HVAC-VarRefgHP-11.25to14ton-15.7EER | Heat pump VRF system, 11.25to14ton Tier 2, 15.7 EER | DEER2020 | D20v1 | 2020-11-24 16:30 | VarRefgHP-11.25to14ton-15.7EER | ExAnte | Standard | None |  |  | None |  | 0 |  | 0 | Com | Any | HVAC | HeatCool | dxHP_equip | VarRefgHP |  | HVAC-airHP |  | Heat pump VRF system, 11.25to14ton Tier 0, 10.6 EER | Heat pump VRF system, 11.25to14ton Tier 2, 15.7 EER |  | VarRefgHP-11.25to14ton-10.6EER | VarRefgHP-11.25to14ton-15.7EER | Available |  | 0 | 0 |  | Rob |  |  |  | None | 2020-01-01 | [6 empty] | Standard |  | 1 | 1 | 0 | Deemed Ex Ante Team |  |  |  | Updated to indicate claim/filing status
2020 | NE-HVAC-VarRefgHP-14to20ton-12.7EER | Heat pump VRF system, 14to20ton Tier 1, 12.7 EER | DEER2020 | D20v1 | 2020-11-24 16:30 | VarRefgHP-14to20ton-12.7EER | ExAnte | Standard | None |  |  | None |  | 0 |  | 0 | Com | Any | HVAC | HeatCool | dxHP_equip | VarRefgHP |  | HVAC-airHP |  | Heat pump VRF system, 14to20ton Tier 0, 10.6 EER | Heat pump VRF system, 14to20ton Tier 1, 12.7 EER |  | VarRefgHP-14to20ton-10.6EER | VarRefgHP-14to20ton-12.7EER | Available |  | 0 | 0 |  | Rob |  |  |  | None | 2020-01-01 | [6 empty] | Standard |  | 1 | 1 | 0 | Deemed Ex Ante Team |  |  |  | Updated to indicate claim/filing status
2020 | NE-HVAC-VarRefgHP-14to20ton-14.2EER | Heat pump VRF system, 14to20ton Tier 2, 14.2 EER | DEER2020 | D20v1 | 2020-11-24 16:30 | VarRefgHP-14to20ton-14.2EER | ExAnte | Standard | None |  |  | None |  | 0 |  | 0 | Com | Any | HVAC | HeatCool | dxHP_equip | VarRefgHP |  | HVAC-airHP |  | Heat pump VRF system, 14to20ton Tier 0, 10.6 EER | Heat pump VRF system, 14to20ton Tier 2, 14.2 EER |  | VarRefgHP-14to20ton-10.6EER | VarRefgHP-14to20ton-14.2EER | Available |  | 0 | 0 |  | Rob |  |  |  | None | 2020-01-01 | [6 empty] | Standard |  | 1 | 1 | 0 | Deemed Ex Ante Team |  |  |  | Updated to indicate claim/filing status
2020 | NE-HVAC-VarRefgHP-20to24ton-11.7EER | Heat pump VRF system, 20to24ton Tier 1, 11.7 EER | DEER2020 | D20v1 | 2020-11-24 16:30 | VarRefgHP-20to24ton-11.7EER | ExAnte | Standard | None |  |  | None |  | 0 |  | 0 | Com | Any | HVAC | HeatCool | dxHP_equip | VarRefgHP |  | HVAC-airHP |  | Heat pump VRF system, 20to24ton Tier 0, 9.5 EER | Heat pump VRF system, 20to24ton Tier 1, 11.7 EER |  | VarRefgHP-20to24ton-9.5EER | VarRefgHP-20to24ton-11.7EER | Available |  | 0 | 0 |  | Rob |  |  |  | None | 2020-01-01 | [6 empty] | Standard |  | 1 | 1 | 0 | Deemed Ex Ante Team |  |  |  | Updated to indicate claim/filing status
2020 | NE-HVAC-VarRefgHP-20to24ton-13.7EER | Heat pump VRF system, 20to24ton Tier 2, 13.7 EER | DEER2020 | D20v1 | 2020-11-24 16:30 | VarRefgHP-20to24ton-13.7EER | ExAnte | Standard | None |  |  | None |  | 0 |  | 0 | Com | Any | HVAC | HeatCool | dxHP_equip | VarRefgHP |  | HVAC-airHP |  | Heat pump VRF system, 20to24ton Tier 0, 9.5 EER | Heat pump VRF system, 20to24ton Tier 2, 13.7 EER |  | VarRefgHP-20to24ton-9.5EER | VarRefgHP-20to24ton-13.7EER | Available |  | 0 | 0 |  | Rob |  |  |  | None | 2020-01-01 | [6 empty] | Standard |  | 1 | 1 | 0 | Deemed Ex Ante Team |  |  |  | Updated to indicate claim/filing status
2020 | NE-HVAC-VarRefgHP-24to35ton-10.9EER | Heat pump VRF system, 24to35ton Tier 1, 10.9 EER | DEER2020 | D20v1 | 2020-11-24 16:30 | VarRefgHP-24to35ton-10.9EER | ExAnte | Standard | None |  |  | None |  | 0 |  | 0 | Com | Any | HVAC | HeatCool | dxHP_equip | VarRefgHP |  | HVAC-airHP |  | Heat pump VRF system, 24to35ton Tier 0, 9.5 EER | Heat pump VRF system, 24to35ton Tier 1, 10.9 EER |  | VarRefgHP-24to35ton-9.5EER | VarRefgHP-24to35ton-10.9EER | Available |  | 0 | 0 |  | Rob |  |  |  | None | 2020-01-01 | [6 empty] | Standard |  | 1 | 1 | 0 | Deemed Ex Ante Team |  |  |  | Updated to indicate claim/filing status
2020 | NE-HVAC-VarRefgHP-24to35ton-11.4EER | Heat pump VRF system, 24to35ton Tier 2, 11.4 EER | DEER2020 | D20v1 | 2020-11-24 16:30 | VarRefgHP-24to35ton-11.4EER | ExAnte | Standard | None |  |  | None |  | 0 |  | 0 | Com | Any | HVAC | HeatCool | dxHP_equip | VarRefgHP |  | HVAC-airHP |  | Heat pump VRF system, 24to35ton Tier 0, 9.5 EER | Heat pump VRF system, 24to35ton Tier 2, 11.4 EER |  | VarRefgHP-24to35ton-9.5EER | VarRefgHP-24to35ton-11.4EER | Available |  | 0 | 0 |  | Rob |  |  |  | None | 2020-01-01 | [6 empty] | Standard |  | 1 | 1 | 0 | Deemed Ex Ante Team |  |  |  | Updated to indicate claim/filing status
2020 | NE-HVAC-VarRefgHP-6to11.25ton-13.2EER | Heat pump VRF system, 6to11.25ton Tier 1, 13.2 EER | DEER2020 | D20v1 | 2020-11-24 16:30 | VarRefgHP-6to11.25ton-13.2EER | ExAnte | Standard | None |  |  | None |  | 0 |  | 0 | Com | Any | HVAC | HeatCool | dxHP_equip | VarRefgHP |  | HVAC-airHP |  | Heat pump VRF system, 6to11.25ton Tier 0, 11 EER | Heat pump VRF system, 6to11.25ton Tier 1, 13.2 EER |  | VarRefgHP-6to11.25ton-11EER | VarRefgHP-6to11.25ton-13.2EER | Available |  | 0 | 0 |  | Rob |  |  |  | None | 2020-01-01 | [6 empty] | Standard |  | 1 | 1 | 0 | Deemed Ex Ante Team |  |  |  | Updated to indicate claim/filing status
2020 | NE-HVAC-VarRefgHP-6to11.25ton-15.7EER | Heat pump VRF system, 6to11.25ton Tier 2, 15.7 EER | DEER2020 | D20v1 | 2020-11-24 16:30 | VarRefgHP-6to11.25ton-15.7EER | ExAnte | Standard | None |  |  | None |  | 0 |  | 0 | Com | Any | HVAC | HeatCool | dxHP_equip | VarRefgHP |  | HVAC-airHP |  | Heat pump VRF system, 6to11.25ton Tier 0, 11 EER | Heat pump VRF system, 6to11.25ton Tier 2, 15.7 EER |  | VarRefgHP-6to11.25ton-11EER | VarRefgHP-6to11.25ton-15.7EER | Available |  | 0 | 0 |  | Rob |  |  |  | None | 2020-01-01 | [6 empty] | Standard |  | 1 | 1 | 0 | Deemed Ex Ante Team |  |  |  | Updated to indicate claim/filing status
2020 | NE-HVAC-VarRefgHP-gt35ton-10.9EER | Heat pump VRF system, gt35ton Tier 1, 10.9 EER | DEER2020 | D20v1 | 2020-11-24 16:30 | VarRefgHP-gt35ton-10.9EER | ExAnte | Standard | None |  |  | None |  | 0 |  | 0 | Com | Any | HVAC | HeatCool | dxHP_equip | VarRefgHP |  | HVAC-airHP |  | Heat pump VRF system, gt35ton Tier 0, 9.5 EER | Heat pump VRF system, gt35ton Tier 1, 10.9 EER |  | VarRefgHP-gt35ton-9.5EER | VarRefgHP-gt35ton-10.9EER | Available |  | 0 | 0 |  | Rob |  |  |  | None | 2020-01-01 | [6 empty] | Standard |  | 1 | 1 | 0 | Deemed Ex Ante Team |  |  |  | Updated to indicate claim/filing status
2020 | NE-HVAC-VarRefgHP-gt35ton-11.4EER | Heat pump VRF system, gt35ton Tier 2, 11.4 EER | DEER2020 | D20v1 | 2020-11-24 16:30 | VarRefgHP-gt35ton-11.4EER | ExAnte | Standard | None |  |  | None |  | 0 |  | 0 | Com | Any | HVAC | HeatCool | dxHP_equip | VarRefgHP |  | HVAC-airHP |  | Heat pump VRF system, gt35ton Tier 0, 9.5 EER | Heat pump VRF system, gt35ton Tier 2, 11.4 EER |  | VarRefgHP-gt35ton-9.5EER | VarRefgHP-gt35ton-11.4EER | Available |  | 0 | 0 |  | Rob |  |  |  | None | 2020-01-01 | [6 empty] | Standard |  | 1 | 1 | 0 | Deemed Ex Ante Team |  |  |  | Updated to indicate claim/filing status
2020 | NE-HVAC-VarRefgHR-11.25to14ton-13EER | Heat recovery VRF system, 11.25to14ton Tier 1, 13 EER | DEER2020 | D20v1 | 2020-11-24 16:30 | VarRefgHR-11.25to14ton-13EER | ExAnte | Standard | None |  |  | None |  | 0 |  | 0 | Com | Any | HVAC | HeatCool | dxHP_equip | VarRefgHR |  | HVAC-airHP |  | Heat recovery VRF system, 11.25to14ton Tier 0, 10.4 EER | Heat recovery VRF system, 11.25to14ton Tier 1, 13 EER |  | VarRefgHR-11.25to14ton-10.4EER | VarRefgHR-11.25to14ton-13EER | Available |  | 0 | 0 |  | Rob |  |  |  | None | 2020-01-01 | [6 empty] | Standard |  | 1 | 1 | 0 | Deemed Ex Ante Team |  |  |  | Updated to indicate claim/filing status
2020 | NE-HVAC-VarRefgHR-11.25to14ton-15.5EER | Heat recovery VRF system, 11.25to14ton Tier 2, 15.5 EER | DEER2020 | D20v1 | 2020-11-24 16:30 | VarRefgHR-11.25to14ton-15.5EER | ExAnte | Standard | None |  |  | None |  | 0 |  | 0 | Com | Any | HVAC | HeatCool | dxHP_equip | VarRefgHR |  | HVAC-airHP |  | Heat recovery VRF system, 11.25to14ton Tier 0, 10.4 EER | Heat recovery VRF system, 11.25to14ton Tier 2, 15.5 EER |  | VarRefgHR-11.25to14ton-10.4EER | VarRefgHR-11.25to14ton-15.5EER | Available |  | 0 | 0 |  | Rob |  |  |  | None | 2020-01-01 | [6 empty] | Standard |  | 1 | 1 | 0 | Deemed Ex Ante Team |  |  |  | Updated to indicate claim/filing status
2020 | NE-HVAC-VarRefgHR-14to20ton-12.5EER | Heat recovery VRF system, 14to20ton Tier 1, 12.5 EER | DEER2020 | D20v1 | 2020-11-24 16:30 | VarRefgHR-14to20ton-12.5EER | ExAnte | Standard | None |  |  | None |  | 0 |  | 0 | Com | Any | HVAC | HeatCool | dxHP_equip | VarRefgHR |  | HVAC-airHP |  | Heat recovery VRF system, 14to20ton Tier 0, 10.4 EER | Heat recovery VRF system, 14to20ton Tier 1, 12.5 EER |  | VarRefgHR-14to20ton-10.4EER | VarRefgHR-14to20ton-12.5EER | Available |  | 0 | 0 |  | Rob |  |  |  | None | 2020-01-01 | [6 empty] | Standard |  | 1 | 1 | 0 | Deemed Ex Ante Team |  |  |  | Updated to indicate claim/filing status
2020 | NE-HVAC-VarRefgHR-14to20ton-14EER | Heat recovery VRF system, 14to20ton Tier 2, 14 EER | DEER2020 | D20v1 | 2020-11-24 16:30 | VarRefgHR-14to20ton-14EER | ExAnte | Standard | None |  |  | None |  | 0 |  | 0 | Com | Any | HVAC | HeatCool | dxHP_equip | VarRefgHR |  | HVAC-airHP |  | Heat recovery VRF system, 14to20ton Tier 0, 10.4 EER | Heat recovery VRF system, 14to20ton Tier 2, 14 EER |  | VarRefgHR-14to20ton-10.4EER | VarRefgHR-14to20ton-14EER | Available |  | 0 | 0 |  | Rob |  |  |  | None | 2020-01-01 | [6 empty] | Standard |  | 1 | 1 | 0 | Deemed Ex Ante Team |  |  |  | Updated to indicate claim/filing status
2020 | NE-HVAC-VarRefgHR-20to24ton-11.5EER | Heat recovery VRF system, 20to24ton Tier 1, 11.5 EER | DEER2020 | D20v1 | 2020-11-24 16:30 | VarRefgHR-20to24ton-11.5EER | ExAnte | Standard | None |  |  | None |  | 0 |  | 0 | Com | Any | HVAC | HeatCool | dxHP_equip | VarRefgHR |  | HVAC-airHP |  | Heat recovery VRF system, 20to24ton Tier 0, 9.3 EER | Heat recovery VRF system, 20to24ton Tier 1, 11.5 EER |  | VarRefgHR-20to24ton-9.3EER | VarRefgHR-20to24ton-11.5EER | Available |  | 0 | 0 |  | Rob |  |  |  | None | 2020-01-01 | [6 empty] | Standard |  | 1 | 1 | 0 | Deemed Ex Ante Team |  |  |  | Updated to indicate claim/filing status
2020 | NE-HVAC-VarRefgHR-20to24ton-13.5EER | Heat recovery VRF system, 20to24ton Tier 2, 13.5 EER | DEER2020 | D20v1 | 2020-11-24 16:30 | VarRefgHR-20to24ton-13.5EER | ExAnte | Standard | None |  |  | None |  | 0 |  | 0 | Com | Any | HVAC | HeatCool | dxHP_equip | VarRefgHR |  | HVAC-airHP |  | Heat recovery VRF system, 20to24ton Tier 0, 9.3 EER | Heat recovery VRF system, 20to24ton Tier 2, 13.5 EER |  | VarRefgHR-20to24ton-9.3EER | VarRefgHR-20to24ton-13.5EER | Available |  | 0 | 0 |  | Rob |  |  |  | None | 2020-01-01 | [6 empty] | Standard |  | 1 | 1 | 0 | Deemed Ex Ante Team |  |  |  | Updated to indicate claim/filing status
2020 | NE-HVAC-VarRefgHR-24to35ton-10.7EER | Heat recovery VRF system, 24to35ton Tier 1, 10.7 EER | DEER2020 | D20v1 | 2020-11-24 16:30 | VarRefgHR-24to35ton-10.7EER | ExAnte | Standard | None |  |  | None |  | 0 |  | 0 | Com | Any | HVAC | HeatCool | dxHP_equip | VarRefgHR |  | HVAC-airHP |  | Heat recovery VRF system, 24to35ton Tier 0, 9.3 EER | Heat recovery VRF system, 24to35ton Tier 1, 10.7 EER |  | VarRefgHR-24to35ton-9.3EER | VarRefgHR-24to35ton-10.7EER | Available |  | 0 | 0 |  | Rob |  |  |  | None | 2020-01-01 | [6 empty] | Standard |  | 1 | 1 | 0 | Deemed Ex Ante Team |  |  |  | Updated to indicate claim/filing status
2020 | NE-HVAC-VarRefgHR-24to35ton-11.2EER | Heat recovery VRF system, 24to35ton Tier 2, 11.2 EER | DEER2020 | D20v1 | 2020-11-24 16:30 | VarRefgHR-24to35ton-11.2EER | ExAnte | Standard | None |  |  | None |  | 0 |  | 0 | Com | Any | HVAC | HeatCool | dxHP_equip | VarRefgHR |  | HVAC-airHP |  | Heat recovery VRF system, 24to35ton Tier 0, 9.3 EER | Heat recovery VRF system, 24to35ton Tier 2, 11.2 EER |  | VarRefgHR-24to35ton-9.3EER | VarRefgHR-24to35ton-11.2EER | Available |  | 0 | 0 |  | Rob |  |  |  | None | 2020-01-01 | [6 empty] | Standard |  | 1 | 1 | 0 | Deemed Ex Ante Team |  |  |  | Updated to indicate claim/filing status
2020 | NE-HVAC-VarRefgHR-5.4to11.25ton-13EER | Heat recovery VRF system, 5.4to11.25ton Tier 1, 13 EER | DEER2020 | D20v1 | 2020-11-24 16:30 | VarRefgHR-5.4to11.25ton-13EER | ExAnte | Standard | None |  |  | None |  | 0 |  | 0 | Com | Any | HVAC | HeatCool | dxHP_equip | VarRefgHR |  | HVAC-airHP |  | Heat recovery VRF system, 5.4to11.25ton Tier 0, 10.8 EER | Heat recovery VRF system, 5.4to11.25ton Tier 1, 13 EER |  | VarRefgHR-5.4to11.25ton-10.8EER | VarRefgHR-5.4to11.25ton-13EER | Available |  | 0 | 0 |  | Rob |  |  |  | None | 2020-01-01 | [6 empty] | Standard |  | 1 | 1 | 0 | Deemed Ex Ante Team |  |  |  | Updated to indicate claim/filing status
2020 | NE-HVAC-VarRefgHR-5.4to11.25ton-15.5EER | Heat recovery VRF system, 5.4to11.25ton Tier 2, 15.5 EER | DEER2020 | D20v1 | 2020-11-24 16:30 | VarRefgHR-5.4to11.25ton-15.5EER | ExAnte | Standard | None |  |  | None |  | 0 |  | 0 | Com | Any | HVAC | HeatCool | dxHP_equip | VarRefgHR |  | HVAC-airHP |  | Heat recovery VRF system, 5.4to11.25ton Tier 0, 10.8 EER | Heat recovery VRF system, 5.4to11.25ton Tier 2, 15.5 EER |  | VarRefgHR-5.4to11.25ton-10.8EER | VarRefgHR-5.4to11.25ton-15.5EER | Available |  | 0 | 0 |  | Rob |  |  |  | None | 2020-01-01 | [6 empty] | Standard |  | 1 | 1 | 0 | Deemed Ex Ante Team |  |  |  | Updated to indicate claim/filing status
2020 | NE-HVAC-VarRefgHR-gt35ton-10.7EER | Heat recovery VRF system, gt35ton Tier 1, 10.7 EER | DEER2020 | D20v1 | 2020-11-24 16:30 | VarRefgHR-gt35ton-10.7EER | ExAnte | Standard | None |  |  | None |  | 0 |  | 0 | Com | Any | HVAC | HeatCool | dxHP_equip | VarRefgHR |  | HVAC-airHP |  | Heat recovery VRF system, gt35ton Tier 0, 9.3 EER | Heat recovery VRF system, gt35ton Tier 1, 10.7 EER |  | VarRefgHR-gt35ton-9.3EER | VarRefgHR-gt35ton-10.7EER | Available |  | 0 | 0 |  | Rob |  |  |  | None | 2020-01-01 | [6 empty] | Standard |  | 1 | 1 | 0 | Deemed Ex Ante Team |  |  |  | Updated to indicate claim/filing status
2020 | NE-HVAC-VarRefgHR-gt35ton-11.2EER | Heat recovery VRF system, gt35ton Tier 2, 11.2 EER | DEER2020 | D20v1 | 2020-11-24 16:30 | VarRefgHR-gt35ton-11.2EER | ExAnte | Standard | None |  |  | None |  | 0 |  | 0 | Com | Any | HVAC | HeatCool | dxHP_equip | VarRefgHR |  | HVAC-airHP |  | Heat recovery VRF system, gt35ton Tier 0, 9.3 EER | Heat recovery VRF system, gt35ton Tier 2, 11.2 EER |  | VarRefgHR-gt35ton-9.3EER | VarRefgHR-gt35ton-11.2EER | Available |  | 0 | 0 |  | Rob |  |  |  | None | 2020-01-01 | [6 empty] | Standard |  | 1 | 1 | 0 | Deemed Ex Ante Team |  |  |  | Updated to indicate claim/filing status
2020 | NG-HVAC-Blr-HW-300to2500kBtuh-83p0Et-Drft | Hot water boiler (300 - 2500 kBtuh, 83.0 Et, OA Reset from 140 to 165 F) | DEER2020 | D20v1 | 2020-11-24 16:30 | NG-HVAC-Blr-HW-300to2500kBtuh-83p0Et-Drft | DEER | Standard | None | 0 | 0 | None |  | 0 |  | 0 | Com | Any | HVAC | SpaceHeat | WaterHtg_eq | Boiler_Et |  | HVAC-Blr | Hot water boiler,300 - 2500 kBtuh; Pre-2005: 75.0 Et, No reset 2006 - 2009: 75.0 Et, OA Reset from 140 to 165 F 2010 - 2013: 75.0 Et, OA Reset from 140 to 165 F 2014 - 2015: 80.0 Et, OA Reset from 140 to 165 F | Hot water boiler (300 - 2500 kBtuh, 80.0 Et, OA Reset from 140 to 165 F) | Hot water boiler (300 - 2500 kBtuh, 83.0 Et, OA Reset from 140 to 165 F) |  |  |  | Available |  | 0 | 0 |  | ErRobNc |  | HVAC-Blr |  | None | 2020-01-01 | [6 empty] | Standard |  | 1 | 1 | 0 | Deemed Ex Ante Team |  |  |  | Updated to indicate claim/filing status
2020 | NG-HVAC-Blr-HW-300to2500kBtuh-85p0Et-Drft | Hot water boiler (300 - 2500 kBtuh, 85.0 Et, OA Reset from 140 to 165 F) | DEER2020 | D20v1 | 2020-11-24 16:30 | NG-HVAC-Blr-HW-300to2500kBtuh-85p0Et-Drft | DEER | Standard | None | 0 | 0 | None |  | 0 |  | 0 | Com | Any | HVAC | SpaceHeat | WaterHtg_eq | Boiler_Et |  | HVAC-Blr | Hot water boiler,300 - 2500 kBtuh; Pre-2005: 75.0 Et, No reset 2006 - 2009: 75.0 Et, OA Reset from 140 to 165 F 2010 - 2013: 75.0 Et, OA Reset from 140 to 165 F 2014 - 2015: 80.0 Et, OA Reset from 140 to 165 F | Hot water boiler (300 - 2500 kBtuh, 80.0 Et, OA Reset from 140 to 165 F) | Hot water boiler (300 - 2500 kBtuh, 85.0 Et, OA Reset from 140 to 165 F) |  |  |  | Available |  | 0 | 0 |  | ErRobNc |  | HVAC-Blr |  | None | 2020-01-01 | [6 empty] | Standard |  | 1 | 1 | 0 | Deemed Ex Ante Team |  |  |  | Updated to indicate claim/filing status
2020 | NG-HVAC-Blr-HW-300to2500kBtuh-90p0Et-CndLow | Hot water boiler (300 - 2500 kBtuh, 90.0 Et, condensing, OA reset from 115 to 140 F) | DEER2020 | D20v1 | 2020-11-24 16:30 | NG-HVAC-Blr-HW-300to2500kBtuh-90p0Et-CndLow | DEER | Standard | None | 0 | 0 | None |  | 0 |  | 0 | Com | Any | HVAC | SpaceHeat | WaterHtg_eq | Boiler_Et |  | HVAC-Blr | Hot water boiler,300 - 2500 kBtuh; Pre-2005: 75.0 Et, No reset 2006 - 2009: 75.0 Et, OA Reset from 140 to 165 F 2010 - 2013: 75.0 Et, OA Reset from 140 to 165 F 2014 - 2015: 80.0 Et, OA Reset from 140 to 165 F | Hot water boiler (300 - 2500 kBtuh, 80.0 Et, OA Reset from 140 to 165 F) | Hot water boiler (300 - 2500 kBtuh, 90.0 Et, condensing, OA reset from 115 to 140 F) |  |  |  | Available |  | 0 | 0 |  | ErRobNc |  | HVAC-Blr |  | None | 2020-01-01 | [6 empty] | Standard |  | 1 | 1 | 0 | Deemed Ex Ante Team |  |  |  | Updated to indicate claim/filing status
2020 | NG-HVAC-Blr-HW-300to2500kBtuh-90p0Et-CndReset | Hot water boiler (300 - 2500 kBtuh, 90.0 Et, condensing, load reset from 115 to 140 F) | DEER2020 | D20v1 | 2020-11-24 16:30 | NG-HVAC-Blr-HW-300to2500kBtuh-90p0Et-CndReset | DEER | Standard | None | 0 | 0 | None |  | 0 |  | 0 | Com | Any | HVAC | SpaceHeat | WaterHtg_eq | Boiler_Et |  | HVAC-Blr | Hot water boiler,300 - 2500 kBtuh; Pre-2005: 75.0 Et, No reset 2006 - 2009: 75.0 Et, OA Reset from 140 to 165 F 2010 - 2013: 75.0 Et, OA Reset from 140 to 165 F 2014 - 2015: 80.0 Et, OA Reset from 140 to 165 F | Hot water boiler (300 - 2500 kBtuh, 80.0 Et, OA Reset from 140 to 165 F) | Hot water boiler (300 - 2500 kBtuh, 90.0 Et, condensing, load reset from 115 to 140 F) |  |  |  | Available | measure results not correct from DOE2 | 0 | 0 |  | ErRobNc |  | HVAC-Blr |  | None | 2020-01-01 | [6 empty] | Standard |  | 1 | 1 | 0 | Deemed Ex Ante Team |  |  |  | Updated to indicate claim/filing status
2020 | NG-HVAC-Blr-HW-300to2500kBtuh-90p0Et-CndStd | Hot water boiler (300 - 2500 kBtuh, 90.0 Et, condensing, OA reset from 140 to 165 F) | DEER2020 | D20v1 | 2020-11-24 16:30 | NG-HVAC-Blr-HW-300to2500kBtuh-90p0Et-CndStd | DEER | Standard | None | 0 | 0 | None |  | 0 |  | 0 | Com | Any | HVAC | SpaceHeat | WaterHtg_eq | Boiler_Et |  | HVAC-Blr | Hot water boiler,300 - 2500 kBtuh; Pre-2005: 75.0 Et, No reset 2006 - 2009: 75.0 Et, OA Reset from 140 to 165 F 2010 - 2013: 75.0 Et, OA Reset from 140 to 165 F 2014 - 2015: 80.0 Et, OA Reset from 140 to 165 F | Hot water boiler (300 - 2500 kBtuh, 80.0 Et, OA Reset from 140 to 165 F) | Hot water boiler (300 - 2500 kBtuh, 90.0 Et, condensing, OA reset from 140 to 165 F) |  |  |  | Available |  | 0 | 0 |  | ErRobNc |  | HVAC-Blr |  | None | 2020-01-01 | [6 empty] | Standard |  | 1 | 1 | 0 | Deemed Ex Ante Team |  |  |  | Updated to indicate claim/filing status
2020 | NG-HVAC-Blr-HW-300to2500kBtuh-94p0Et-CndLow | Hot water boiler (300 - 2500 kBtuh, 94.0 Et, condensing, OA reset from 115 to 140 F) | DEER2020 | D20v1 | 2020-11-24 16:30 | NG-HVAC-Blr-HW-300to2500kBtuh-94p0Et-CndLow | DEER | Standard | None | 0 | 0 | None |  | 0 |  | 0 | Com | Any | HVAC | SpaceHeat | WaterHtg_eq | Boiler_Et |  | HVAC-Blr | Hot water boiler,300 - 2500 kBtuh; Pre-2005: 75.0 Et, No reset 2006 - 2009: 75.0 Et, OA Reset from 140 to 165 F 2010 - 2013: 75.0 Et, OA Reset from 140 to 165 F 2014 - 2015: 80.0 Et, OA Reset from 140 to 165 F | Hot water boiler (300 - 2500 kBtuh, 80.0 Et, OA Reset from 140 to 165 F) | Hot water boiler (300 - 2500 kBtuh, 94.0 Et, condensing, OA reset from 115 to 140 F) |  |  |  | Available |  | 0 | 0 |  | ErRobNc |  | HVAC-Blr |  | None | 2020-01-01 | [6 empty] | Standard |  | 1 | 1 | 0 | Deemed Ex Ante Team |  |  |  | Updated to indicate claim/filing status
2020 | NG-HVAC-Blr-HW-300to2500kBtuh-94p0Et-CndReset | Hot water boiler (300 - 2500 kBtuh, 94.0 Et, condensing, load reset from 115 to 140 F) | DEER2020 | D20v1 | 2020-11-24 16:30 | NG-HVAC-Blr-HW-300to2500kBtuh-94p0Et-CndReset | DEER | Standard | None | 0 | 0 | None |  | 0 |  | 0 | Com | Any | HVAC | SpaceHeat | WaterHtg_eq | Boiler_Et |  | HVAC-Blr | Hot water boiler,300 - 2500 kBtuh; Pre-2005: 75.0 Et, No reset 2006 - 2009: 75.0 Et, OA Reset from 140 to 165 F 2010 - 2013: 75.0 Et, OA Reset from 140 to 165 F 2014 - 2015: 80.0 Et, OA Reset from 140 to 165 F | Hot water boiler (300 - 2500 kBtuh, 80.0 Et, OA Reset from 140 to 165 F) | Hot water boiler (300 - 2500 kBtuh, 94.0 Et, condensing, load reset from 115 to 140 F) |  |  |  | Available | measure results not correct from DOE2 | 0 | 0 |  | ErRobNc |  | HVAC-Blr |  | None | 2020-01-01 | [6 empty] | Standard |  | 1 | 1 | 0 | Deemed Ex Ante Team |  |  |  | Updated to indicate claim/filing status
2020 | NG-HVAC-Blr-HW-300to2500kBtuh-94p0Et-CndStd | Hot water boiler (300 - 2500 kBtuh, 94.0 Et, condensing, OA reset from 140 to 165 F) | DEER2020 | D20v1 | 2020-11-24 16:30 | NG-HVAC-Blr-HW-300to2500kBtuh-94p0Et-CndStd | DEER | Standard | None | 0 | 0 | None |  | 0 |  | 0 | Com | Any | HVAC | SpaceHeat | WaterHtg_eq | Boiler_Et |  | HVAC-Blr | Hot water boiler,300 - 2500 kBtuh; Pre-2005: 75.0 Et, No reset 2006 - 2009: 75.0 Et, OA Reset from 140 to 165 F 2010 - 2013: 75.0 Et, OA Reset from 140 to 165 F 2014 - 2015: 80.0 Et, OA Reset from 140 to 165 F | Hot water boiler (300 - 2500 kBtuh, 80.0 Et, OA Reset from 140 to 165 F) | Hot water boiler (300 - 2500 kBtuh, 94.0 Et, condensing, OA reset from 140 to 165 F) |  |  |  | Available |  | 0 | 0 |  | ErRobNc |  | HVAC-Blr |  | None | 2020-01-01 | [6 empty] | Standard |  | 1 | 1 | 0 | Deemed Ex Ante Team |  |  |  | Updated to indicate claim/filing status
2020 | NG-HVAC-Blr-HW-gt2500kBtuh-83p0Et-Drft | Hot water boiler (> 2500 kBtuh, 83.0 Et, 85.0Ec, OA Reset from 140 to 165 F) | DEER2020 | D20v1 | 2020-11-24 16:30 | NG-HVAC-Blr-HW-gt2500kBtuh-83p0Et-Drft | DEER | Standard | None | 0 | 0 | None |  | 0 |  | 0 | Com | Any | HVAC | SpaceHeat | WaterHtg_eq | Boiler_Et |  | HVAC-Blr | Hot water boiler,> 2500 kBtuh; Pre-2005: 75.0 Et, No reset 2006 - 2009: 75.0 Et, OA Reset from 140 to 165 F 2010 - 2013: 75.0 Et, OA Reset from 140 to 165 F 2014 - 2015: 80.0 Et, OA Reset from 140 to 165 F | Hot water boiler (> 2500 kBtuh, 80.0 Et, 82.0Ec, OA Reset from 140 to 165 F) | Hot water boiler (> 2500 kBtuh, 83.0 Et, 85.0Ec, OA Reset from 140 to 165 F) |  |  |  | Available |  | 0 | 0 |  | ErRobNc |  | HVAC-Blr |  | None | 2020-01-01 | [6 empty] | Standard |  | 1 | 1 | 0 | Deemed Ex Ante Team |  |  |  | Updated to indicate claim/filing status
2020 | NG-HVAC-Blr-HW-gt2500kBtuh-85p0Et-Drft | Hot water boiler (> 2500 kBtuh, 85.0 Et, 87.0Ec, OA Reset from 140 to 165 F) | DEER2020 | D20v1 | 2020-11-24 16:30 | NG-HVAC-Blr-HW-gt2500kBtuh-85p0Et-Drft | DEER | Standard | None | 0 | 0 | None |  | 0 |  | 0 | Com | Any | HVAC | SpaceHeat | WaterHtg_eq | Boiler_Et |  | HVAC-Blr | Hot water boiler,> 2500 kBtuh; Pre-2005: 75.0 Et, No reset 2006 - 2009: 75.0 Et, OA Reset from 140 to 165 F 2010 - 2013: 75.0 Et, OA Reset from 140 to 165 F 2014 - 2015: 80.0 Et, OA Reset from 140 to 165 F | Hot water boiler (> 2500 kBtuh, 80.0 Et, 82.0Ec, OA Reset from 140 to 165 F) | Hot water boiler (> 2500 kBtuh, 85.0 Et, 87.0Ec, OA Reset from 140 to 165 F) |  |  |  | Available |  | 0 | 0 |  | ErRobNc |  | HVAC-Blr |  | None | 2020-01-01 | [6 empty] | Standard |  | 1 | 1 | 0 | Deemed Ex Ante Team |  |  |  | Updated to indicate claim/filing status
2020 | NG-HVAC-Blr-HW-gt2500kBtuh-90p0Et-CndLow | Hot water boiler (> 2500 kBtuh, 90.0 Et, condensing, OA reset from 115 to 140 F) | DEER2020 | D20v1 | 2020-11-24 16:30 | NG-HVAC-Blr-HW-gt2500kBtuh-90p0Et-CndLow | DEER | Standard | None | 0 | 0 | None |  | 0 |  | 0 | Com | Any | HVAC | SpaceHeat | WaterHtg_eq | Boiler_Et |  | HVAC-Blr | Hot water boiler,> 2500 kBtuh; Pre-2005: 75.0 Et, No reset 2006 - 2009: 75.0 Et, OA Reset from 140 to 165 F 2010 - 2013: 75.0 Et, OA Reset from 140 to 165 F 2014 - 2015: 80.0 Et, OA Reset from 140 to 165 F | Hot water boiler (> 2500 kBtuh, 80.0 Et, 82.0Ec, OA Reset from 140 to 165 F) | Hot water boiler (> 2500 kBtuh, 90.0 Et, condensing, OA reset from 115 to 140 F) |  |  |  | Available |  | 0 | 0 |  | ErRobNc |  | HVAC-Blr |  | None | 2020-01-01 | [6 empty] | Standard |  | 1 | 1 | 0 | Deemed Ex Ante Team |  |  |  | Updated to indicate claim/filing status
2020 | NG-HVAC-Blr-HW-gt2500kBtuh-90p0Et-CndReset | Hot water boiler (> 2500 kBtuh, 90.0 Et, condensing, load reset from 115 to 140 F) | DEER2020 | D20v1 | 2020-11-24 16:30 | NG-HVAC-Blr-HW-gt2500kBtuh-90p0Et-CndReset | DEER | Standard | None | 0 | 0 | None |  | 0 |  | 0 | Com | Any | HVAC | SpaceHeat | WaterHtg_eq | Boiler_Et |  | HVAC-Blr | Hot water boiler,> 2500 kBtuh; Pre-2005: 75.0 Et, No reset 2006 - 2009: 75.0 Et, OA Reset from 140 to 165 F 2010 - 2013: 75.0 Et, OA Reset from 140 to 165 F 2014 - 2015: 80.0 Et, OA Reset from 140 to 165 F | Hot water boiler (> 2500 kBtuh, 80.0 Et, 82.0Ec, OA Reset from 140 to 165 F) | Hot water boiler (> 2500 kBtuh, 90.0 Et, condensing, load reset from 115 to 140 F) |  |  |  | Available | measure results not correct from DOE2 | 0 | 0 |  | ErRobNc |  | HVAC-Blr |  | None | 2020-01-01 | [6 empty] | Standard |  | 1 | 1 | 0 | Deemed Ex Ante Team |  |  |  | Updated to indicate claim/filing status
2020 | NG-HVAC-Blr-HW-gt2500kBtuh-90p0Et-CndStd | Hot water boiler (> 2500 kBtuh, 90.0 Et, condensing, OA reset from 140 to 165 F) | DEER2020 | D20v1 | 2020-11-24 16:30 | NG-HVAC-Blr-HW-gt2500kBtuh-90p0Et-CndStd | DEER | Standard | None | 0 | 0 | None |  | 0 |  | 0 | Com | Any | HVAC | SpaceHeat | WaterHtg_eq | Boiler_Et |  | HVAC-Blr | Hot water boiler,> 2500 kBtuh; Pre-2005: 75.0 Et, No reset 2006 - 2009: 75.0 Et, OA Reset from 140 to 165 F 2010 - 2013: 75.0 Et, OA Reset from 140 to 165 F 2014 - 2015: 80.0 Et, OA Reset from 140 to 165 F | Hot water boiler (> 2500 kBtuh, 80.0 Et, 82.0Ec, OA Reset from 140 to 165 F) | Hot water boiler (> 2500 kBtuh, 90.0 Et, condensing, OA reset from 140 to 165 F) |  |  |  | Available |  | 0 | 0 |  | ErRobNc |  | HVAC-Blr |  | None | 2020-01-01 | [6 empty] | Standard |  | 1 | 1 | 0 | Deemed Ex Ante Team |  |  |  | Updated to indicate claim/filing status
2020 | NG-HVAC-Blr-HW-gt2500kBtuh-94p0Et-CndLow | Hot water boiler (> 2500 kBtuh, 94.0 Et, condensing, OA reset from 115 to 140 F) | DEER2020 | D20v1 | 2020-11-24 16:30 | NG-HVAC-Blr-HW-gt2500kBtuh-94p0Et-CndLow | DEER | Standard | None | 0 | 0 | None |  | 0 |  | 0 | Com | Any | HVAC | SpaceHeat | WaterHtg_eq | Boiler_Et |  | HVAC-Blr | Hot water boiler,> 2500 kBtuh; Pre-2005: 75.0 Et, No reset 2006 - 2009: 75.0 Et, OA Reset from 140 to 165 F 2010 - 2013: 75.0 Et, OA Reset from 140 to 165 F 2014 - 2015: 80.0 Et, OA Reset from 140 to 165 F | Hot water boiler (> 2500 kBtuh, 80.0 Et, 82.0Ec, OA Reset from 140 to 165 F) | Hot water boiler (> 2500 kBtuh, 94.0 Et, condensing, OA reset from 115 to 140 F) |  |  |  | Available |  | 0 | 0 |  | ErRobNc |  | HVAC-Blr |  | None | 2020-01-01 | [6 empty] | Standard |  | 1 | 1 | 0 | Deemed Ex Ante Team |  |  |  | Updated to indicate claim/filing status
2020 | NG-HVAC-Blr-HW-gt2500kBtuh-94p0Et-CndReset | Hot water boiler (> 2500 kBtuh, 94.0 Et, condensing, load reset from 115 to 140 F) | DEER2020 | D20v1 | 2020-11-24 16:30 | NG-HVAC-Blr-HW-gt2500kBtuh-94p0Et-CndReset | DEER | Standard | None | 0 | 0 | None |  | 0 |  | 0 | Com | Any | HVAC | SpaceHeat | WaterHtg_eq | Boiler_Et |  | HVAC-Blr | Hot water boiler,> 2500 kBtuh; Pre-2005: 75.0 Et, No reset 2006 - 2009: 75.0 Et, OA Reset from 140 to 165 F 2010 - 2013: 75.0 Et, OA Reset from 140 to 165 F 2014 - 2015: 80.0 Et, OA Reset from 140 to 165 F | Hot water boiler (> 2500 kBtuh, 80.0 Et, 82.0Ec, OA Reset from 140 to 165 F) | Hot water boiler (> 2500 kBtuh, 94.0 Et, condensing, load reset from 115 to 140 F) |  |  |  | Available | measure results not correct from DOE2 | 0 | 0 |  | ErRobNc |  | HVAC-Blr |  | None | 2020-01-01 | [6 empty] | Standard |  | 1 | 1 | 0 | Deemed Ex Ante Team |  |  |  | Updated to indicate claim/filing status
2020 | NG-HVAC-Blr-HW-gt2500kBtuh-94p0Et-CndStd | Hot water boiler (> 2500 kBtuh, 94.0 Et, condensing, OA reset from 140 to 165 F) | DEER2020 | D20v1 | 2020-11-24 16:30 | NG-HVAC-Blr-HW-gt2500kBtuh-94p0Et-CndStd | DEER | Standard | None | 0 | 0 | None |  | 0 |  | 0 | Com | Any | HVAC | SpaceHeat | WaterHtg_eq | Boiler_Et |  | HVAC-Blr | Hot water boiler,> 2500 kBtuh; Pre-2005: 75.0 Et, No reset 2006 - 2009: 75.0 Et, OA Reset from 140 to 165 F 2010 - 2013: 75.0 Et, OA Reset from 140 to 165 F 2014 - 2015: 80.0 Et, OA Reset from 140 to 165 F | Hot water boiler (> 2500 kBtuh, 80.0 Et, 82.0Ec, OA Reset from 140 to 165 F) | Hot water boiler (> 2500 kBtuh, 94.0 Et, condensing, OA reset from 140 to 165 F) |  |  |  | Available |  | 0 | 0 |  | ErRobNc |  | HVAC-Blr |  | None | 2020-01-01 | [6 empty] | Standard |  | 1 | 1 | 0 | Deemed Ex Ante Team |  |  |  | Updated to indicate claim/filing status
2020 | NG-HVAC-Blr-HW-lt300kBtuh-84p0AFUE-Drft | Hot water boiler (< 300 kBtuh, 84.0 AFUE, OA Reset from 140 to 165 F) | DEER2020 | D20v1 | 2020-11-24 16:30 | NG-HVAC-Blr-HW-lt300kBtuh-84p0AFUE-Drft | DEER | Standard | None | 0 | 0 | None |  | 0 |  | 0 | Com | Any | HVAC | SpaceHeat | WaterHtg_eq | Boiler_AF |  | HVAC-Blr | Hot water boiler,< 300 kBtuh; Pre-2005: 80.0 Et, No reset 2006 - 2009: 80.0 Et, OA Reset from 140 to 165 F 2010 - 2013: 80.0 Et, OA Reset from 140 to 165 F 2014 - 2015: 82.0 Et, OA Reset from 140 to 165 F | Hot water boiler (< 300 kBtuh, 82.0 AFUE, OA Reset from 140 to 165 F) | Hot water boiler (< 300 kBtuh, 84.0 AFUE, OA Reset from 140 to 165 F) |  |  |  | Available |  | 0 | 0 |  | ErRobNc |  | HVAC-Blr |  | None | 2020-01-01 | [6 empty] | Standard |  | 1 | 1 | 0 | Deemed Ex Ante Team |  |  |  | Updated to indicate claim/filing status
2020 | NG-HVAC-Blr-HW-lt300kBtuh-84p5AFUE-Drft | Hot water boiler (< 300 kBtuh, 84.5 AFUE, OA Reset from 140 to 165 F) | DEER2020 | D20v1 | 2020-11-24 16:30 | NG-HVAC-Blr-HW-lt300kBtuh-84p5AFUE-Drft | DEER | Standard | None | 0 | 0 | None |  | 0 |  | 0 | Com | Any | HVAC | SpaceHeat | WaterHtg_eq | Boiler_AF |  | HVAC-Blr | Hot water boiler,< 300 kBtuh; Pre-2005: 80.0 Et, No reset 2006 - 2009: 80.0 Et, OA Reset from 140 to 165 F 2010 - 2013: 80.0 Et, OA Reset from 140 to 165 F 2014 - 2015: 82.0 Et, OA Reset from 140 to 165 F | Hot water boiler (< 300 kBtuh, 82.0 AFUE, OA Reset from 140 to 165 F) | Hot water boiler (< 300 kBtuh, 84.5 AFUE, OA Reset from 140 to 165 F) |  |  |  | Available |  | 0 | 0 |  | ErRobNc |  | HVAC-Blr |  | None | 2020-01-01 | [6 empty] | Standard |  | 1 | 1 | 0 | Deemed Ex Ante Team |  |  |  | Updated to indicate claim/filing status
2020 | NG-HVAC-Blr-HW-lt300kBtuh-85p0AFUE-Drft | Hot water boiler (< 300 kBtuh, 85.0 AFUE, OA Reset from 140 to 165 F) | DEER2020 | D20v1 | 2020-11-24 16:30 | NG-HVAC-Blr-HW-lt300kBtuh-85p0AFUE-Drft | DEER | Standard | None | 0 | 0 | None |  | 0 |  | 0 | Com | Any | HVAC | SpaceHeat | WaterHtg_eq | Boiler_AF |  | HVAC-Blr | Hot water boiler,< 300 kBtuh; Pre-2005: 80.0 Et, No reset 2006 - 2009: 80.0 Et, OA Reset from 140 to 165 F 2010 - 2013: 80.0 Et, OA Reset from 140 to 165 F 2014 - 2015: 82.0 Et, OA Reset from 140 to 165 F | Hot water boiler (< 300 kBtuh, 82.0 AFUE, OA Reset from 140 to 165 F) | Hot water boiler (< 300 kBtuh, 85.0 AFUE, OA Reset from 140 to 165 F) |  |  |  | Available |  | 0 | 0 |  | ErRobNc |  | HVAC-Blr |  | None | 2020-01-01 | [6 empty] | Standard |  | 1 | 1 | 0 | Deemed Ex Ante Team |  |  |  | Updated to indicate claim/filing status
2020 | NG-HVAC-Blr-HW-lt300kBtuh-87p0AFUE-Drft | Hot water boiler (< 300 kBtuh, 87.0 AFUE, OA Reset from 140 to 165 F) | DEER2020 | D20v1 | 2020-11-24 16:30 | NG-HVAC-Blr-HW-lt300kBtuh-87p0AFUE-Drft | DEER | Standard | None | 0 | 0 | None |  | 0 |  | 0 | Com | Any | HVAC | SpaceHeat | WaterHtg_eq | Boiler_AF |  | HVAC-Blr | Hot water boiler,< 300 kBtuh; Pre-2005: 80.0 Et, No reset 2006 - 2009: 80.0 Et, OA Reset from 140 to 165 F 2010 - 2013: 80.0 Et, OA Reset from 140 to 165 F 2014 - 2015: 82.0 Et, OA Reset from 140 to 165 F | Hot water boiler (< 300 kBtuh, 82.0 AFUE, OA Reset from 140 to 165 F) | Hot water boiler (< 300 kBtuh, 87.0 AFUE, OA Reset from 140 to 165 F) |  |  |  | Available |  | 0 | 0 |  | ErRobNc |  | HVAC-Blr |  | None | 2020-01-01 | [6 empty] | Standard |  | 1 | 1 | 0 | Deemed Ex Ante Team |  |  |  | Updated to indicate claim/filing status
2020 | NG-HVAC-Blr-HW-lt300kBtuh-90p0AFUE-CndLow | Hot water boiler (< 300 kBtuh, 90.0 AFUE, condensing, OA reset from 115 to 140 F) | DEER2020 | D20v1 | 2020-11-24 16:30 | NG-HVAC-Blr-HW-lt300kBtuh-90p0AFUE-CndLow | DEER | Standard | None | 0 | 0 | None |  | 0 |  | 0 | Com | Any | HVAC | SpaceHeat | WaterHtg_eq | Boiler_AF |  | HVAC-Blr | Hot water boiler,< 300 kBtuh; Pre-2005: 80.0 Et, No reset 2006 - 2009: 80.0 Et, OA Reset from 140 to 165 F 2010 - 2013: 80.0 Et, OA Reset from 140 to 165 F 2014 - 2015: 82.0 Et, OA Reset from 140 to 165 F | Hot water boiler (< 300 kBtuh, 82.0 AFUE, OA Reset from 140 to 165 F) | Hot water boiler (< 300 kBtuh, 90.0 AFUE, condensing, OA reset from 115 to 140 F) |  |  |  | Available |  | 0 | 0 |  | ErRobNc |  | HVAC-Blr |  | None | 2020-01-01 | [6 empty] | Standard |  | 1 | 1 | 0 | Deemed Ex Ante Team |  |  |  | Updated to indicate claim/filing status
2020 | NG-HVAC-Blr-HW-lt300kBtuh-90p0AFUE-CndReset | Hot water boiler (< 300 kBtuh, 90.0 AFUE, condensing, load reset from 115 to 140 F) | DEER2020 | D20v1 | 2020-11-24 16:30 | NG-HVAC-Blr-HW-lt300kBtuh-90p0AFUE-CndReset | DEER | Standard | None | 0 | 0 | None |  | 0 |  | 0 | Com | Any | HVAC | SpaceHeat | WaterHtg_eq | Boiler_AF |  | HVAC-Blr | Hot water boiler,< 300 kBtuh; Pre-2005: 80.0 Et, No reset 2006 - 2009: 80.0 Et, OA Reset from 140 to 165 F 2010 - 2013: 80.0 Et, OA Reset from 140 to 165 F 2014 - 2015: 82.0 Et, OA Reset from 140 to 165 F | Hot water boiler (< 300 kBtuh, 82.0 AFUE, OA Reset from 140 to 165 F) | Hot water boiler (< 300 kBtuh, 90.0 AFUE, condensing, load reset from 115 to 140 F) |  |  |  | Available | measure results not correct from DOE2 | 0 | 0 |  | ErRobNc |  | HVAC-Blr |  | None | 2020-01-01 | [6 empty] | Standard |  | 1 | 1 | 0 | Deemed Ex Ante Team |  |  |  | Updated to indicate claim/filing status
2020 | NG-HVAC-Blr-HW-lt300kBtuh-90p0AFUE-CndStd | Hot water boiler (< 300 kBtuh, 90.0 AFUE, condensing, OA reset from 140 to 165 F) | DEER2020 | D20v1 | 2020-11-24 16:30 | NG-HVAC-Blr-HW-lt300kBtuh-90p0AFUE-CndStd | DEER | Standard | None | 0 | 0 | None |  | 0 |  | 0 | Com | Any | HVAC | SpaceHeat | WaterHtg_eq | Boiler_AF |  | HVAC-Blr | Hot water boiler,< 300 kBtuh; Pre-2005: 80.0 Et, No reset 2006 - 2009: 80.0 Et, OA Reset from 140 to 165 F 2010 - 2013: 80.0 Et, OA Reset from 140 to 165 F 2014 - 2015: 82.0 Et, OA Reset from 140 to 165 F | Hot water boiler (< 300 kBtuh, 82.0 AFUE, OA Reset from 140 to 165 F) | Hot water boiler (< 300 kBtuh, 90.0 AFUE, condensing, OA reset from 140 to 165 F) |  |  |  | Available |  | 0 | 0 |  | ErRobNc |  | HVAC-Blr |  | None | 2020-01-01 | [6 empty] | Standard |  | 1 | 1 | 0 | Deemed Ex Ante Team |  |  |  | Updated to indicate claim/filing status
2020 | NG-HVAC-Blr-HW-lt300kBtuh-94p0AFUE-CndLow | Hot water boiler (< 300 kBtuh, 94.0 AFUE, condensing, OA reset from 115 to 140 F) | DEER2020 | D20v1 | 2020-11-24 16:30 | NG-HVAC-Blr-HW-lt300kBtuh-94p0AFUE-CndLow | DEER | Standard | None | 0 | 0 | None |  | 0 |  | 0 | Com | Any | HVAC | SpaceHeat | WaterHtg_eq | Boiler_AF |  | HVAC-Blr | Hot water boiler,< 300 kBtuh; Pre-2005: 80.0 Et, No reset 2006 - 2009: 80.0 Et, OA Reset from 140 to 165 F 2010 - 2013: 80.0 Et, OA Reset from 140 to 165 F 2014 - 2015: 82.0 Et, OA Reset from 140 to 165 F | Hot water boiler (< 300 kBtuh, 82.0 AFUE, OA Reset from 140 to 165 F) | Hot water boiler (< 300 kBtuh, 94.0 AFUE, condensing, OA reset from 115 to 140 F) |  |  |  | Available |  | 0 | 0 |  | ErRobNc |  | HVAC-Blr |  | None | 2020-01-01 | [6 empty] | Standard |  | 1 | 1 | 0 | Deemed Ex Ante Team |  |  |  | Updated to indicate claim/filing status
2020 | NG-HVAC-Blr-HW-lt300kBtuh-94p0AFUE-CndReset | Hot water boiler (< 300 kBtuh, 94.0 AFUE, condensing, load reset from 115 to 140 F) | DEER2020 | D20v1 | 2020-11-24 16:30 | NG-HVAC-Blr-HW-lt300kBtuh-94p0AFUE-CndReset | DEER | Standard | None | 0 | 0 | None |  | 0 |  | 0 | Com | Any | HVAC | SpaceHeat | WaterHtg_eq | Boiler_AF |  | HVAC-Blr | Hot water boiler,< 300 kBtuh; Pre-2005: 80.0 Et, No reset 2006 - 2009: 80.0 Et, OA Reset from 140 to 165 F 2010 - 2013: 80.0 Et, OA Reset from 140 to 165 F 2014 - 2015: 82.0 Et, OA Reset from 140 to 165 F | Hot water boiler (< 300 kBtuh, 82.0 AFUE, OA Reset from 140 to 165 F) | Hot water boiler (< 300 kBtuh, 94.0 AFUE, condensing, load reset from 115 to 140 F) |  |  |  | Available | measure results not correct from DOE2 | 0 | 0 |  | ErRobNc |  | HVAC-Blr |  | None | 2020-01-01 | [6 empty] | Standard |  | 1 | 1 | 0 | Deemed Ex Ante Team |  |  |  | Updated to indicate claim/filing status
2020 | NG-HVAC-Blr-HW-lt300kBtuh-94p0AFUE-CndStd | Hot water boiler (< 300 kBtuh, 94.0 AFUE, condensing, OA reset from 140 to 165 F) | DEER2020 | D20v1 | 2020-11-24 16:30 | NG-HVAC-Blr-HW-lt300kBtuh-94p0AFUE-CndStd | DEER | Standard | None | 0 | 0 | None |  | 0 |  | 0 | Com | Any | HVAC | SpaceHeat | WaterHtg_eq | Boiler_AF |  | HVAC-Blr | Hot water boiler,< 300 kBtuh; Pre-2005: 80.0 Et, No reset 2006 - 2009: 80.0 Et, OA Reset from 140 to 165 F 2010 - 2013: 80.0 Et, OA Reset from 140 to 165 F 2014 - 2015: 82.0 Et, OA Reset from 140 to 165 F | Hot water boiler (< 300 kBtuh, 82.0 AFUE, OA Reset from 140 to 165 F) | Hot water boiler (< 300 kBtuh, 94.0 AFUE, condensing, OA reset from 140 to 165 F) |  |  |  | Available |  | 0 | 0 |  | ErRobNc |  | HVAC-Blr |  | None | 2020-01-01 | [6 empty] | Standard |  | 1 | 1 | 0 | Deemed Ex Ante Team |  |  |  | Updated to indicate claim/filing status
2020 | NG-HVAC-Blr-Stm-300to2500kBtuh-81p0Et-Drft | Steam boiler (300 - 2500 kBtuh, 81.0 Et, OA Reset from 140 to 165 F) | DEER2020 | D20v1 | 2020-11-24 16:30 | NG-HVAC-Blr-Stm-300to2500kBtuh-81p0Et-Drft | DEER | Standard | None | 0 | 0 | None |  | 0 |  | 0 | Com | Any | HVAC | SpaceHeat | SteamHtg_eq | Boiler_Et |  | HVAC-Blr | Steam boiler,300 - 2500 kBtuh; Pre-2005: 75.0 Et, No reset 2006 - 2009: 75.0 Et, OA Reset from 140 to 165 F 2010 - 2013: 75.0 Et, OA Reset from 140 to 165 F 2014 - 2015: 79.0 Et, OA Reset from 140 to 165 F | Steam boiler (300 - 2500 kBtuh, 79.0 Et, OA Reset from 140 to 165 F) | Steam boiler (300 - 2500 kBtuh, 81.0 Et, OA Reset from 140 to 165 F) |  |  |  | Available |  | 0 | 0 |  | ErRobNc |  | HVAC-Blr |  | None | 2020-01-01 | [6 empty] | Standard |  | 1 | 1 | 0 | Deemed Ex Ante Team |  |  |  | Updated to indicate claim/filing status
2020 | NG-HVAC-Blr-Stm-300to2500kBtuh-82p0Et-Drft | Steam boiler (300 - 2500 kBtuh, 82.0 Et, OA Reset from 140 to 165 F) | DEER2020 | D20v1 | 2020-11-24 16:30 | NG-HVAC-Blr-Stm-300to2500kBtuh-82p0Et-Drft | DEER | Standard | None | 0 | 0 | None |  | 0 |  | 0 | Com | Any | HVAC | SpaceHeat | SteamHtg_eq | Boiler_Et |  | HVAC-Blr | Steam boiler,300 - 2500 kBtuh; Pre-2005: 75.0 Et, No reset 2006 - 2009: 75.0 Et, OA Reset from 140 to 165 F 2010 - 2013: 75.0 Et, OA Reset from 140 to 165 F 2014 - 2015: 79.0 Et, OA Reset from 140 to 165 F | Steam boiler (300 - 2500 kBtuh, 79.0 Et, OA Reset from 140 to 165 F) | Steam boiler (300 - 2500 kBtuh, 82.0 Et, OA Reset from 140 to 165 F) |  |  |  | Available |  | 0 | 0 |  | ErRobNc |  | HVAC-Blr |  | None | 2020-01-01 | [6 empty] | Standard |  | 1 | 1 | 0 | Deemed Ex Ante Team |  |  |  | Updated to indicate claim/filing status
2020 | NG-HVAC-Blr-Stm-gt2500kBtuh-80p0Et-Drft | Steam boiler (> 2500 kBtuh, 80.0 Et, OA Reset from 140 to 165 F) | DEER2020 | D20v1 | 2020-11-24 16:30 | NG-HVAC-Blr-Stm-gt2500kBtuh-80p0Et-Drft | DEER | Standard | None | 0 | 0 | None |  | 0 |  | 0 | Com | Any | HVAC | SpaceHeat | SteamHtg_eq | Boiler_Et |  | HVAC-Blr | Steam boiler,> 2500 kBtuh; Pre-2005: 75.0 Et, No reset 2006 - 2009: 75.0 Et, OA Reset from 140 to 165 F 2010 - 2013: 75.0 Et, OA Reset from 140 to 165 F 2014 - 2015: 79.0 Et, OA Reset from 140 to 165 F | Steam boiler (> 2500 kBtuh, 79.0 Et, 82.0Ec, OA Reset from 140 to 165 F) | Steam boiler (> 2500 kBtuh, 80.0 Et, OA Reset from 140 to 165 F) |  |  |  | Available |  | 0 | 0 |  | ErRobNc |  | HVAC-Blr |  | None | 2020-01-01 | [6 empty] | Standard |  | 1 | 1 | 0 | Deemed Ex Ante Team |  |  |  | Updated to indicate claim/filing status
2020 | NG-HVAC-Blr-Stm-gt2500kBtuh-81p0Et-Drft | Steam boiler (> 2500 kBtuh, 81.0 Et, OA Reset from 140 to 165 F) | DEER2020 | D20v1 | 2020-11-24 16:30 | NG-HVAC-Blr-Stm-gt2500kBtuh-81p0Et-Drft | DEER | Standard | None | 0 | 0 | None |  | 0 |  | 0 | Com | Any | HVAC | SpaceHeat | SteamHtg_eq | Boiler_Et |  | HVAC-Blr | Steam boiler,> 2500 kBtuh; Pre-2005: 75.0 Et, No reset 2006 - 2009: 75.0 Et, OA Reset from 140 to 165 F 2010 - 2013: 75.0 Et, OA Reset from 140 to 165 F 2014 - 2015: 79.0 Et, OA Reset from 140 to 165 F | Steam boiler (> 2500 kBtuh, 79.0 Et, 82.0Ec, OA Reset from 140 to 165 F) | Steam boiler (> 2500 kBtuh, 81.0 Et, OA Reset from 140 to 165 F) |  |  |  | Available |  | 0 | 0 |  | ErRobNc |  | HVAC-Blr |  | None | 2020-01-01 | [6 empty] | Standard |  | 1 | 1 | 0 | Deemed Ex Ante Team |  |  |  | Updated to indicate claim/filing status
2020 | NG-HVAC-Blr-Stm-gt2500kBtuh-82p0Et-Drft | Steam boiler (> 2500 kBtuh, 82.0 Et, OA Reset from 140 to 165 F) | DEER2020 | D20v1 | 2020-11-24 16:30 | NG-HVAC-Blr-Stm-gt2500kBtuh-82p0Et-Drft | DEER | Standard | None | 0 | 0 | None |  | 0 |  | 0 | Com | Any | HVAC | SpaceHeat | SteamHtg_eq | Boiler_Et |  | HVAC-Blr | Steam boiler,> 2500 kBtuh; Pre-2005: 75.0 Et, No reset 2006 - 2009: 75.0 Et, OA Reset from 140 to 165 F 2010 - 2013: 75.0 Et, OA Reset from 140 to 165 F 2014 - 2015: 79.0 Et, OA Reset from 140 to 165 F | Steam boiler (> 2500 kBtuh, 79.0 Et, 82.0Ec, OA Reset from 140 to 165 F) | Steam boiler (> 2500 kBtuh, 82.0 Et, OA Reset from 140 to 165 F) |  |  |  | Available |  | 0 | 0 |  | ErRobNc |  | HVAC-Blr |  | None | 2020-01-01 | [6 empty] | Standard |  | 1 | 1 | 0 | Deemed Ex Ante Team |  |  |  | Updated to indicate claim/filing status
2020 | NG-HVAC-Blr-Stm-lt300kBtuh-82p0AFUE-Drft | Steam boiler (< 300 kBtuh, 82.0 AFUE, OA Reset from 140 to 165 F) | DEER2020 | D20v1 | 2020-11-24 16:30 | NG-HVAC-Blr-Stm-lt300kBtuh-82p0AFUE-Drft | DEER | Standard | None | 0 | 0 | None |  | 0 |  | 0 | Com | Any | HVAC | SpaceHeat | SteamHtg_eq | Boiler_AF |  | HVAC-Blr | Steam boiler,< 300 kBtuh; Pre-2005: 75.0 Et, No reset 2006 - 2009: 75.0 Et, OA Reset from 140 to 165 F 2010 - 2013: 75.0 Et, OA Reset from 140 to 165 F 2014 - 2015: 80.0 Et, OA Reset from 140 to 165 F | Steam boiler (< 300 kBtuh, 80.0 AFUE, OA Reset from 140 to 165 F) | Steam boiler (< 300 kBtuh, 82.0 AFUE, OA Reset from 140 to 165 F) |  |  |  | Available |  | 0 | 0 |  | ErRobNc |  | HVAC-Blr |  | None | 2020-01-01 | [6 empty] | Standard |  | 1 | 1 | 0 | Deemed Ex Ante Team |  |  |  | Updated to indicate claim/filing status
2020 | NG-HVAC-Blr-Stm-lt300kBtuh-83p0AFUE-Drft | Steam boiler (< 300 kBtuh, 83.0 AFUE, OA Reset from 140 to 165 F) | DEER2020 | D20v1 | 2020-11-24 16:30 | NG-HVAC-Blr-Stm-lt300kBtuh-83p0AFUE-Drft | DEER | Standard | None | 0 | 0 | None |  | 0 |  | 0 | Com | Any | HVAC | SpaceHeat | SteamHtg_eq | Boiler_AF |  | HVAC-Blr | Steam boiler,< 300 kBtuh; Pre-2005: 75.0 Et, No reset 2006 - 2009: 75.0 Et, OA Reset from 140 to 165 F 2010 - 2013: 75.0 Et, OA Reset from 140 to 165 F 2014 - 2015: 80.0 Et, OA Reset from 140 to 165 F | Steam boiler (< 300 kBtuh, 80.0 AFUE, OA Reset from 140 to 165 F) | Steam boiler (< 300 kBtuh, 83.0 AFUE, OA Reset from 140 to 165 F) |  |  |  | Available |  | 0 | 0 |  | ErRobNc |  | HVAC-Blr |  | None | 2020-01-01 | [6 empty] | Standard |  | 1 | 1 | 0 | Deemed Ex Ante Team |  |  |  | Updated to indicate claim/filing status
2020 | NG-WtrHt-SmlStrg-Gas-Ite75kBtuh-30G-HI-0p68UEF | Efficient commercial water heater: 30 gallon gas water heater (UEF=0.68) replaces 30 gallon standard gas water heater | DEER2019 | D20 v0 | 2020-11-24 16:30 | NG-WtrHt-SmlStrg-Gas-Ite75kBtuh-30G-HD-0p68UEF | DEER | Standard | None | 0 | 0 | None |  | 0 |  | 0 | Com | Any | SHW | Heating | WaterHtg_eq | Stor_UEF |  | WtrHt-Com |  | Small storage Gas water heater: 30 gallon, UEF = 0.65, RE = 0.78, Cap = 60 kBTUh, UA = 3.02 BTU/hr-F, VentW: 0, AuxBTUh: 350, high draw | Small storage Gas water heater: 30 gallon, UEF = 0.68, RE = 0.78, Cap = 60 kBTUh, UA = 3.02 BTU/hr-F, VentW: 0, AuxBTUh: 350, high draw |  | Stor_UEF-Gas-030gal-HI-0.65UEF | Stor_UEF-Gas-030gal-HI-0.68UEF | Available |  | 0 | 0 | DEER2019 Proposed Update | ErRobNc |  | WtrHt-Com |  | None | 2019-01-01 | 2019-12-31 | [5 empty] | Standard |  | 1 | 1 | 0 | Deemed Ex Ante Team |  |  |  | Updated to indicate claim/filing status
2020 | NG-WtrHt-SmlStrg-Gas-Ite75kBtuh-30G-HI-0p68UEF | Efficient commercial water heater: 30 gallon gas water heater (UEF=0.68) replaces 30 gallon standard gas water heater | DEER2020 | D20 v1 | 2020-11-24 16:30 | NG-WtrHt-SmlStrg-Gas-Ite75kBtuh-30G-HD-0p68UEF | DEER | Standard | None | 0 | 0 | None |  | 0 |  | 0 | Com | Any | SHW | Heating | WaterHtg_eq | Stor_UEF |  | WtrHt-Com |  | Small storage Gas water heater: 30 gallon, UEF = 0.65, RE = 0.78, Cap = 60 kBTUh, UA = 3.02 BTU/hr-F, VentW: 0, AuxBTUh: 350, high draw | Small storage Gas water heater: 30 gallon, UEF = 0.68, RE = 0.78, Cap = 60 kBTUh, UA = 3.02 BTU/hr-F, VentW: 0, AuxBTUh: 350, high draw |  | Stor_UEF-Gas-030gal-HI-0.65UEF | Stor_UEF-Gas-030gal-HI-0.68UEF | Available |  | 0 | 0 |  | ErRobNc |  | WtrHt-Com |  | None | 2020-01-01 | [6 empty] | Standard |  | 1 | 1 | 0 | Deemed Ex Ante Team |  |  |  | Updated to indicate claim/filing status
2020 | NG-WtrHt-SmlStrg-Gas-Ite75kBtuh-30G-MD-0p64UEF | Efficient commercial water heater: 30 gallon gas water heater (UEF=0.64) replaces 30 gallon standard gas water heater | DEER2020 | D20 v1 | 2020-11-24 16:30 | NG-WtrHt-SmlStrg-Gas-Ite75kBtuh-30G-MD-0p64UEF | DEER | Standard | None | 0 | 0 | None |  | 0 |  | 0 | Com | Any | SHW | Heating | WaterHtg_eq | Stor_UEF |  | WtrHt-Com |  | Small storage Gas water heater: 30 gallon, UEF = 0.60, RE = 0.78, Cap = 31.3BTUh, UA = 6.61 BTU/hr-F, VentW: 0, AuxBTUh: 350, medium draw | Small storage Gas water heater: 30 gallon, UEF = 0.64, RE = 0.77, Cap = 31.3 kBTUh, UA = 3.65 BTU/hr-F, VentW: 0, AuxBTUh: 350, medium draw |  | Stor_UEF-Gas-030gal-MD-0.60UEF | Stor_UEF-Gas-030gal-MD-0.64UEF | Available |  | 0 | 0 |  | ErRobNc |  | WtrHt-Com |  | None | 2020-01-01 | [6 empty] | Standard |  | 1 | 1 | 0 | Deemed Ex Ante Team |  |  |  | Updated to indicate claim/filing status
2020 | NG-WtrHt-SmlStrg-Gas-Ite75kBtuh-30G-MD-0p64UEF | Efficient commercial water heater: 30 gallon gas water heater (UEF=0.64) replaces 30 gallon standard gas water heater | DEER2019 | D20 v0 | 2020-11-24 16:30 | NG-WtrHt-SmlStrg-Gas-Ite75kBtuh-30G-MD-0p64UEF | DEER | Standard | None | 0 | 0 | None |  | 0 |  | 0 | Com | Any | SHW | Heating | WaterHtg_eq | Stor_UEF |  | WtrHt-Com |  | Small storage Gas water heater: 30 gallon, UEF = 0.60, RE = 0.78, Cap = 31.3BTUh, UA = 6.61 BTU/hr-F, VentW: 0, AuxBTUh: 350, medium draw | Small storage Gas water heater: 30 gallon, UEF = 0.64, RE = 0.77, Cap = 31.3 kBTUh, UA = 3.65 BTU/hr-F, VentW: 0, AuxBTUh: 350, medium draw |  | Stor_UEF-Gas-030gal-MD-0.60UEF | Stor_UEF-Gas-030gal-MD-0.64UEF | Available |  | 0 | 0 | DEER2019 Proposed Update | ErRobNc |  | WtrHt-Com |  | None | 2019-01-01 | 2019-12-31 | [5 empty] | Standard |  | 1 | 1 | 0 | Deemed Ex Ante Team |  |  |  | Updated to indicate claim/filing status
2020 | NG-WtrHt-SmlStrg-Gas-Ite75kBtuh-40G-HI-0p68UEF | Efficient commercial water heater: 40 gallon gas water heater (UEF=0.68) replaces 40 gallon standard gas water heater | DEER2019 | D20 v0 | 2020-11-24 16:30 | NG-WtrHt-SmlStrg-Gas-Ite75kBtuh-40G-HD-0p68UEF | DEER | Standard | None | 0 | 0 | None |  | 0 |  | 0 | Com | Any | SHW | Heating | WaterHtg_eq | Stor_UEF |  | WtrHt-Com |  | Small storage Gas water heater: 40 gallon, UEF = 0.64, RE = 0.77, Cap = 40 kBTUh, UA = 6.60 BTU/hr-F, VentW: 0, AuxBTUh: 350, high draw | Small storage Gas water heater: 40 gallon, UEF = 0.68, RE = 0.79, Cap = 40.7 kBTUh, UA = 3.91 BTU/hr-F, VentW: 0, AuxBTUh: 350, high draw |  | Stor_UEF-Gas-040gal-HI-0.64UEF | Stor_UEF-Gas-040gal-HI-0.68UEF | Available |  | 0 | 0 | DEER2019 Proposed Update | ErRobNc |  | WtrHt-Com |  | None | 2019-01-01 | 2019-12-31 | [5 empty] | Standard |  | 1 | 1 | 0 | Deemed Ex Ante Team |  |  |  | Updated to indicate claim/filing status
2020 | NG-WtrHt-SmlStrg-Gas-Ite75kBtuh-40G-HI-0p68UEF | Efficient commercial water heater: 40 gallon gas water heater (UEF=0.68) replaces 40 gallon standard gas water heater | DEER2020 | D20 v1 | 2020-11-24 16:30 | NG-WtrHt-SmlStrg-Gas-Ite75kBtuh-40G-HD-0p68UEF | DEER | Standard | None | 0 | 0 | None |  | 0 |  | 0 | Com | Any | SHW | Heating | WaterHtg_eq | Stor_UEF |  | WtrHt-Com |  | Small storage Gas water heater: 40 gallon, UEF = 0.64, RE = 0.77, Cap = 40 kBTUh, UA = 6.60 BTU/hr-F, VentW: 0, AuxBTUh: 350, high draw | Small storage Gas water heater: 40 gallon, UEF = 0.68, RE = 0.79, Cap = 40.7 kBTUh, UA = 3.91 BTU/hr-F, VentW: 0, AuxBTUh: 350, high draw |  | Stor_UEF-Gas-040gal-HI-0.64UEF | Stor_UEF-Gas-040gal-HI-0.68UEF | Available |  | 0 | 0 |  | ErRobNc |  | WtrHt-Com |  | None | 2020-01-01 | [6 empty] | Standard |  | 1 | 1 | 0 | Deemed Ex Ante Team |  |  |  | Updated to indicate claim/filing status
2020 | NG-WtrHt-SmlStrg-Gas-Ite75kBtuh-40G-MD-0p64UEF | Efficient commercial water heater: 40 gallon gas water heater (UEF=0.64) replaces 40 gallon standard gas water heater | DEER2019 | D20 v0 | 2020-11-24 16:30 | NG-WtrHt-SmlStrg-Gas-Ite75kBtuh-40G-MD-0p64UEF | DEER | Standard | None | 0 | 0 | None |  | 0 |  | 0 | Com | Any | SHW | Heating | WaterHtg_eq | Stor_UEF |  | WtrHt-Com |  | Small storage Gas water heater: 40 gallon, UEF = 0.58, RE = 0.77, Cap = 37.5 kBTUh, UA = 7.19 BTU/hr-F, VentW: 0, AuxBTUh: 350, medium draw | Small storage Gas water heater: 40 gallon, UEF = 0.64, RE = 0.77, Cap = 39.3 kBTUh, UA = 3.59 BTU/hr-F, VentW: 0, AuxBTUh: 350, medium draw |  | Stor_UEF-Gas-040gal-MD-0.58UEF | Stor_UEF-Gas-040gal-MD-0.64UEF | Available |  | 0 | 0 | DEER2019 Proposed Update | ErRobNc |  | WtrHt-Com |  | None | 2019-01-01 | 2019-12-31 | [5 empty] | Standard |  | 1 | 1 | 0 | Deemed Ex Ante Team |  |  |  | Updated to indicate claim/filing status
2020 | NG-WtrHt-SmlStrg-Gas-Ite75kBtuh-40G-MD-0p64UEF | Efficient commercial water heater: 40 gallon gas water heater (UEF=0.64) replaces 40 gallon standard gas water heater | DEER2020 | D20 v1 | 2020-11-24 16:30 | NG-WtrHt-SmlStrg-Gas-Ite75kBtuh-40G-MD-0p64UEF | DEER | Standard | None | 0 | 0 | None |  | 0 |  | 0 | Com | Any | SHW | Heating | WaterHtg_eq | Stor_UEF |  | WtrHt-Com |  | Small storage Gas water heater: 40 gallon, UEF = 0.58, RE = 0.77, Cap = 37.5 kBTUh, UA = 7.19 BTU/hr-F, VentW: 0, AuxBTUh: 350, medium draw | Small storage Gas water heater: 40 gallon, UEF = 0.64, RE = 0.77, Cap = 39.3 kBTUh, UA = 3.59 BTU/hr-F, VentW: 0, AuxBTUh: 350, medium draw |  | Stor_UEF-Gas-040gal-MD-0.58UEF | Stor_UEF-Gas-040gal-MD-0.64UEF | Available |  | 0 | 0 |  | ErRobNc |  | WtrHt-Com |  | None | 2020-01-01 | [6 empty] | Standard |  | 1 | 1 | 0 | Deemed Ex Ante Team |  |  |  | Updated to indicate claim/filing status
2020 | NG-WtrHt-SmlStrg-Gas-Ite75kBtuh-50G-HI-0p68UEF | Efficient commercial water heater: 50 gallon gas water heater (UEF=0.68) replaces 50 gallon standard gas water heater | DEER2020 | D20 v1 | 2020-11-24 16:30 | NG-WtrHt-SmlStrg-Gas-Ite75kBtuh-50G-HD-0p68UEF | DEER | Standard | None | 0 | 0 | None |  | 0 |  | 0 | Com | Any | SHW | Heating | WaterHtg_eq | Stor_UEF |  | WtrHt-Com |  | Small storage Gas water heater: 50 gallon, UEF = 0.63, RE = 0.8, Cap = 42 kBTUh, UA = 9.07 BTU/hr-F, VentW: 0, AuxBTUh: 350, high draw | Small storage Gas water heater: 50 gallon, UEF = 0.68, RE = 0.79, Cap = 49.7 kBTUh, UA = 4.322 BTU/hr-F, VentW: 0, AuxBTUh: 350, high draw |  | Stor_UEF-Gas-050gal-HI-0.63UEF | Stor_UEF-Gas-050gal-HI-0.68UEF | Available |  | 0 | 0 |  | ErRobNc |  | WtrHt-Com |  | None | 2020-01-01 | [6 empty] | Standard |  | 1 | 1 | 0 | Deemed Ex Ante Team |  |  |  | Updated to indicate claim/filing status
2020 | NG-WtrHt-SmlStrg-Gas-Ite75kBtuh-50G-HI-0p68UEF | Efficient commercial water heater: 50 gallon gas water heater (UEF=0.68) replaces 50 gallon standard gas water heater | DEER2019 | D20 v0 | 2020-11-24 16:30 | NG-WtrHt-SmlStrg-Gas-Ite75kBtuh-50G-HD-0p68UEF | DEER | Standard | None | 0 | 0 | None |  | 0 |  | 0 | Com | Any | SHW | Heating | WaterHtg_eq | Stor_UEF |  | WtrHt-Com |  | Small storage Gas water heater: 50 gallon, UEF = 0.63, RE = 0.8, Cap = 42 kBTUh, UA = 9.07 BTU/hr-F, VentW: 0, AuxBTUh: 350, high draw | Small storage Gas water heater: 50 gallon, UEF = 0.68, RE = 0.79, Cap = 49.7 kBTUh, UA = 4.322 BTU/hr-F, VentW: 0, AuxBTUh: 350, high draw |  | Stor_UEF-Gas-050gal-HI-0.63UEF | Stor_UEF-Gas-050gal-HI-0.68UEF | Available |  | 0 | 0 | DEER2019 Proposed Update | ErRobNc |  | WtrHt-Com |  | None | 2019-01-01 | 2019-12-31 | [5 empty] | Standard |  | 1 | 1 | 0 | Deemed Ex Ante Team |  |  |  | Updated to indicate claim/filing status
2020 | NG-WtrHt-SmlStrg-Gas-Ite75kBtuh-50G-MD-0p64UEF | Efficient commercial water heater: 50 gallon gas water heater (UEF=0.64) replaces 50 gallon standard gas water heater | DEER2020 | D20 v1 | 2020-11-24 16:30 | NG-WtrHt-SmlStrg-Gas-Ite75kBtuh-50G-MD-0p64UEF | DEER | Standard | None | 0 | 0 | None |  | 0 |  | 0 | Com | Any | SHW | Heating | WaterHtg_eq | Stor_UEF |  | WtrHt-Com |  | Small storage Gas water heater: 50 gallon, UEF = 0.56, RE = 0.76, Cap = 40 kBTUh, UA = 6.71 BTU/hr-F, VentW: 0, AuxBTUh: 350, medium draw | Small storage Gas water heater: 50 gallon, UEF = 0.64, RE = 0.78, Cap = 39.7 kBTUh, UA = 3.98 BTU/hr-F, VentW: 0, AuxBTUh: 350, medium draw |  | Stor_UEF-Gas-050gal-MD-0.56UEF | Stor_UEF-Gas-050gal-MD-0.64UEF | Available |  | 0 | 0 |  | ErRobNc |  | WtrHt-Com |  | None | 2020-01-01 | [6 empty] | Standard |  | 1 | 1 | 0 | Deemed Ex Ante Team |  |  |  | Updated to indicate claim/filing status
2020 | NG-WtrHt-SmlStrg-Gas-Ite75kBtuh-50G-MD-0p64UEF | Efficient commercial water heater: 50 gallon gas water heater (UEF=0.64) replaces 50 gallon standard gas water heater | DEER2019 | D20 v0 | 2020-11-24 16:30 | NG-WtrHt-SmlStrg-Gas-Ite75kBtuh-50G-MD-0p64UEF | DEER | Standard | None | 0 | 0 | None |  | 0 |  | 0 | Com | Any | SHW | Heating | WaterHtg_eq | Stor_UEF |  | WtrHt-Com |  | Small storage Gas water heater: 50 gallon, UEF = 0.56, RE = 0.76, Cap = 40 kBTUh, UA = 6.71 BTU/hr-F, VentW: 0, AuxBTUh: 350, medium draw | Small storage Gas water heater: 50 gallon, UEF = 0.64, RE = 0.78, Cap = 39.7 kBTUh, UA = 3.98 BTU/hr-F, VentW: 0, AuxBTUh: 350, medium draw |  | Stor_UEF-Gas-050gal-MD-0.56UEF | Stor_UEF-Gas-050gal-MD-0.64UEF | Available |  | 0 | 0 | DEER2019 Proposed Update | ErRobNc |  | WtrHt-Com |  | None | 2019-01-01 | 2019-12-31 | [5 empty] | Standard |  | 1 | 1 | 0 | Deemed Ex Ante Team |  |  |  | Updated to indicate claim/filing status
2020 | RB-Appl-EffCW-med-ElecDHW-GasCDryer-Tier1-Front | Clothes washer, Front loading, Elec DHW, GasDryer, Tier1, IMEF = 2.38 to < 2.74, IWF <= 3.7 | DEER2020 | D20v1 | 2022-05-18 12:07 | Appl-CW-Front-ElecDHW-GasDry-Tier1 | DEER | Standard | None |  |  | None |  | 0 |  | 0 | Res | Any | AppPlug | Laundry | Clean_equip | ClothesWash |  | Appl-EffCW | Clothes washer, Front loading, Elec DHW, GasDryer, Standard, IMEF =1.79, IWF < 4.8 | Clothes washer, Front loading, Elec DHW, GasDryer, Standard, IMEF =1.84, IWF < 4.7 | Clothes washer, Front loading, Elec DHW, GasDryer, Tier1, IMEF = 2.38, IWF <= 3.7 |  |  |  | Available |  | 0 | 0 |  | RobNc |  | Appl-EffCW |  | None | 2020-01-01 | 2022-12-31 | [5 empty] | Component |  | 1 | 1 | 0 | Deemed Ex Ante Team |  |  |  | Expired measure
2020 | RB-Appl-EffCW-med-ElecDHW-GasCDryer-Tier1-Top | Clothes washer, Top loading, Elec DHW, GasDryer, Tier1, IMEF = 2.06 to < 2.32, IWF <= 4.3 | DEER2020 | D20v1 | 2022-05-18 12:07 | Appl-CW-Top-ElecDHW-GasDry-Tier1 | DEER | Standard | None |  |  | None |  | 0 |  | 0 | Res | Any | AppPlug | Laundry | Clean_equip | ClothesWash |  | Appl-EffCW | Clothes washer, Top loading, Elec DHW, GasDryer, Standard, IMEF = 1.08, IWF <= 9.4 | Clothes washer, Top loading, Elec DHW, GasDryer, Standard, IMEF = 1.57, IWF <= 6.5 | Clothes washer, Top loading, Elec DHW, GasDryer, Tier1, IMEF = 2.06, IWF <= 4.3 |  |  |  | Available |  | 0 | 0 |  | RobNc |  | Appl-EffCW |  | None | 2020-01-01 | 2022-12-31 | [5 empty] | Component |  | 1 | 1 | 0 | Deemed Ex Ante Team |  |  |  | Expired measure
2020 | RB-Appl-EffCW-med-ElecDHW-GasCDryer-Tier2-Front | Clothes washer, Front loading, Elec DHW, GasDryer, Tier2, IMEF = 2.74 to < 2.92, IWF <= 3.2 | DEER2020 | D20v1 | 2022-05-18 12:07 | Appl-CW-Front-ElecDHW-GasDry-Tier2 | DEER | Standard | None |  |  | None |  | 0 |  | 0 | Res | Any | AppPlug | Laundry | Clean_equip | ClothesWash |  | Appl-EffCW | Clothes washer, Front loading, Elec DHW, GasDryer, Standard, IMEF =1.79, IWF < 4.8 | Clothes washer, Front loading, Elec DHW, GasDryer, Standard, IMEF =1.84, IWF < 4.7 | Clothes washer, Front loading, Elec DHW, GasDryer, Tier2, IMEF = 2.74, IWF <= 3.2 |  |  |  | Available |  | 0 | 0 |  | RobNc |  | Appl-EffCW |  | None | 2020-01-01 | 2022-12-31 | [5 empty] | Component |  | 1 | 1 | 0 | Deemed Ex Ante Team |  |  |  | Expired measure
2020 | RB-Appl-EffCW-med-ElecDHW-GasCDryer-Tier2-Top | Clothes washer, Top loading, Elec DHW, GasDryer, Tier2, IMEF = 2.32 to < 2.76, IWF <= 4.0 | DEER2020 | D20v1 | 2020-11-24 16:30 | Appl-CW-Top-ElecDHW-GasDry-Tier2 | DEER | Standard | None |  |  | None |  | 0 |  | 0 | Res | Any | AppPlug | Laundry | Clean_equip | ClothesWash |  | Appl-EffCW | Clothes washer, Top loading, Elec DHW, GasDryer, Standard, IMEF = 1.08, IWF <= 9.4 | Clothes washer, Top loading, Elec DHW, GasDryer, Standard, IMEF = 1.57, IWF <= 6.5 | Clothes washer, Top loading, Elec DHW, GasDryer, Tier2, IMEF = 2.32, IWF <= 4.0 |  |  |  | Available |  | 0 | 0 |  | RobNc |  | Appl-EffCW |  | None | 2020-01-01 | [6 empty] | Component |  | 1 | 1 | 0 | Deemed Ex Ante Team |  |  |  | Updated to indicate claim/filing status
2020 | RB-Appl-EffCW-med-ElecDHW-GasCDryer-Tier3-Front | Clothes washer, Front loading, Elec DHW, GasDryer, Tier3, IMEF >= 2.92, IWF <= 3.2 | DEER2020 | D20v1 | 2022-05-18 12:07 | Appl-CW-Front-ElecDHW-GasDry-Tier3 | DEER | Standard | None |  |  | None |  | 0 |  | 0 | Res | Any | AppPlug | Laundry | Clean_equip | ClothesWash |  | Appl-EffCW | Clothes washer, Front loading, Elec DHW, GasDryer, Standard, IMEF =1.79, IWF < 4.8 | Clothes washer, Front loading, Elec DHW, GasDryer, Standard, IMEF =1.84, IWF < 4.7 | Clothes washer, Front loading, Elec DHW, GasDryer, Tier3, IMEF = 2.92, IWF <= 3.2 |  |  |  | Available |  | 0 | 0 |  | RobNc |  | Appl-EffCW |  | None | 2020-01-01 | 2022-12-31 | [5 empty] | Component |  | 1 | 1 | 0 | Deemed Ex Ante Team |  |  |  | Expired measure
2020 | RB-Appl-EffCW-med-ElecDHW-GasCDryer-Tier3-Top | Clothes washer, Top loading, Elec DHW, GasDryer, Tier3, IMEF >= 2.76, IWF <= 3.2 | DEER2020 | D20v1 | 2020-11-24 16:30 | Appl-CW-Top-ElecDHW-GasDry-Tier3 | DEER | Standard | None |  |  | None |  | 0 |  | 0 | Res | Any | AppPlug | Laundry | Clean_equip | ClothesWash |  | Appl-EffCW | Clothes washer, Top loading, Elec DHW, GasDryer, Standard, IMEF = 1.08, IWF <= 9.4 | Clothes washer, Top loading, Elec DHW, GasDryer, Standard, IMEF = 1.57, IWF <= 6.5 | Clothes washer, Top loading, Elec DHW, GasDryer, Tier3, IMEF = 2.76, IWF <= 3.2 |  |  |  | Available |  | 0 | 0 |  | RobNc |  | Appl-EffCW |  | None | 2020-01-01 | [6 empty] | Component |  | 1 | 1 | 0 | Deemed Ex Ante Team |  |  |  | Updated to indicate claim/filing status
2020 | RB-Appl-EffCW-med-GasDHW-ElecCDryer-Tier1-Front | Clothes washer, Front loading, Gas DHW, ElecDryer, Tier1, IMEF = 2.38 to < 2.74, IWF <= 3.7 | DEER2020 | D20v1 | 2022-05-18 12:07 | Appl-CW-Front-GasDHW-ElecDry-Tier1 | DEER | Standard | None |  |  | None |  | 0 |  | 0 | Res | Any | AppPlug | Laundry | Clean_equip | ClothesWash |  | Appl-EffCW | Clothes washer, Front loading, Gas DHW, ElecDryer, Standard, IMEF =1.79, IWF < 4.8 | Clothes washer, Front loading, Gas DHW, ElecDryer, Standard, IMEF =1.84, IWF < 4.7 | Clothes washer, Front loading, Gas DHW, ElecDryer, Tier1, IMEF = 2.38, IWF <= 3.7 |  |  |  | Available |  | 0 | 0 |  | RobNc |  | Appl-EffCW |  | None | 2020-01-01 | 2022-12-31 | [5 empty] | Component |  | 1 | 1 | 0 | Deemed Ex Ante Team |  |  |  | Expired measure
2020 | RB-Appl-EffCW-med-GasDHW-ElecCDryer-Tier1-Top | Clothes washer, Top loading, Gas DHW, ElecDryer, Tier1, IMEF = 2.06 to < 2.32, IWF <= 4.3 | DEER2020 | D20v1 | 2022-05-18 12:07 | Appl-CW-Top-GasDHW-ElecDry-Tier1 | DEER | Standard | None |  |  | None |  | 0 |  | 0 | Res | Any | AppPlug | Laundry | Clean_equip | ClothesWash |  | Appl-EffCW | Clothes washer, Top loading, Gas DHW, ElecDryer, Standard, IMEF = 1.08, IWF <= 9.4 | Clothes washer, Top loading, Gas DHW, ElecDryer, Standard, IMEF = 1.57, IWF <= 6.5 | Clothes washer, Top loading, Gas DHW, ElecDryer, Tier1, IMEF = 2.06, IWF <= 4.3 |  |  |  | Available |  | 0 | 0 |  | RobNc |  | Appl-EffCW |  | None | 2020-01-01 | 2022-12-31 | [5 empty] | Component |  | 1 | 1 | 0 | Deemed Ex Ante Team |  |  |  | Expired measure
2020 | RB-Appl-EffCW-med-GasDHW-ElecCDryer-Tier2-Front | Clothes washer, Front loading, Gas DHW, ElecDryer, Tier2, IMEF = 2.74 to < 2.92, IWF <= 3.2 | DEER2020 | D20v1 | 2022-05-18 12:07 | Appl-CW-Front-GasDHW-ElecDry-Tier2 | DEER | Standard | None |  |  | None |  | 0 |  | 0 | Res | Any | AppPlug | Laundry | Clean_equip | ClothesWash |  | Appl-EffCW | Clothes washer, Front loading, Gas DHW, ElecDryer, Standard, IMEF =1.79, IWF < 4.8 | Clothes washer, Front loading, Gas DHW, ElecDryer, Standard, IMEF =1.84, IWF < 4.7 | Clothes washer, Front loading, Gas DHW, ElecDryer, Tier2, IMEF = 2.74, IWF <= 3.2 |  |  |  | Available |  | 0 | 0 |  | RobNc |  | Appl-EffCW |  | None | 2020-01-01 | 2022-12-31 | [5 empty] | Component |  | 1 | 1 | 0 | Deemed Ex Ante Team |  |  |  | Expired measure
2020 | RB-Appl-EffCW-med-GasDHW-ElecCDryer-Tier2-Top | Clothes washer, Top loading, Gas DHW, ElecDryer, Tier2, IMEF = 2.32 to < 2.76, IWF <= 4.0 | DEER2020 | D20v1 | 2020-11-24 16:30 | Appl-CW-Top-GasDHW-ElecDry-Tier2 | DEER | Standard | None |  |  | None |  | 0 |  | 0 | Res | Any | AppPlug | Laundry | Clean_equip | ClothesWash |  | Appl-EffCW | Clothes washer, Top loading, Gas DHW, ElecDryer, Standard, IMEF = 1.08, IWF <= 9.4 | Clothes washer, Top loading, Gas DHW, ElecDryer, Standard, IMEF = 1.57, IWF <= 6.5 | Clothes washer, Top loading, Gas DHW, ElecDryer, Tier2, IMEF = 2.32, IWF <= 4.0 |  |  |  | Available |  | 0 | 0 |  | RobNc |  | Appl-EffCW |  | None | 2020-01-01 | [6 empty] | Component |  | 1 | 1 | 0 | Deemed Ex Ante Team |  |  |  | Updated to indicate claim/filing status
2020 | RB-Appl-EffCW-med-GasDHW-ElecCDryer-Tier3-Front | Clothes washer, Front loading, Gas DHW, ElecDryer, Tier3, IMEF >= 2.92, IWF <= 3.2 | DEER2020 | D20v1 | 2022-05-18 12:07 | Appl-CW-Front-GasDHW-ElecDry-Tier3 | DEER | Standard | None |  |  | None |  | 0 |  | 0 | Res | Any | AppPlug | Laundry | Clean_equip | ClothesWash |  | Appl-EffCW | Clothes washer, Front loading, Gas DHW, ElecDryer, Standard, IMEF =1.79, IWF < 4.8 | Clothes washer, Front loading, Gas DHW, ElecDryer, Standard, IMEF =1.84, IWF < 4.7 | Clothes washer, Front loading, Gas DHW, ElecDryer, Tier3, IMEF = 2.92, IWF <= 3.2 |  |  |  | Available |  | 0 | 0 |  | RobNc |  | Appl-EffCW |  | None | 2020-01-01 | 2022-12-31 | [5 empty] | Component |  | 1 | 1 | 0 | Deemed Ex Ante Team |  |  |  | Expired measure
2020 | RB-Appl-EffCW-med-GasDHW-ElecCDryer-Tier3-Top | Clothes washer, Top loading, Gas DHW, ElecDryer, Tier3, IMEF > 2.76, IWF <= 3.2 | DEER2020 | D20v1 | 2020-11-24 16:30 | Appl-CW-Top-GasDHW-ElecDry-Tier3 | DEER | Standard | None |  |  | None |  | 0 |  | 0 | Res | Any | AppPlug | Laundry | Clean_equip | ClothesWash |  | Appl-EffCW | Clothes washer, Top loading, Gas DHW, ElecDryer, Standard, IMEF = 1.08, IWF <= 9.4 | Clothes washer, Top loading, Gas DHW, ElecDryer, Standard, IMEF = 1.57, IWF <= 6.5 | Clothes washer, Top loading, Gas DHW, ElecDryer, Tier3, IMEF = 2.76, IWF <= 3.2 |  |  |  | Available |  | 0 | 0 |  | RobNc |  | Appl-EffCW |  | None | 2020-01-01 | [6 empty] | Component |  | 1 | 1 | 0 | Deemed Ex Ante Team |  |  |  | Updated to indicate claim/filing status
2020 | RB-Appl-EffCW-med-GasDHW-GasCDryer-Tier1-Front | Clothes washer, Front loading, Gas DHW, GasDryer, Tier1, IMEF = 2.38 to < 2.74, IWF <= 3.7 | DEER2020 | D20v1 | 2022-05-18 12:07 | Appl-CW-Front-GasDHW-GasDry-Tier1 | DEER | Standard | None |  |  | None |  | 0 |  | 0 | Res | Any | AppPlug | Laundry | Clean_equip | ClothesWash |  | Appl-EffCW | Clothes washer, Front loading, Gas DHW, GasDryer, Standard, IMEF =1.79, IWF < 4.8 | Clothes washer, Front loading, Gas DHW, GasDryer, Standard, IMEF =1.84, IWF < 4.7 | Clothes washer, Front loading, Gas DHW, GasDryer, Tier1, IMEF = 2.38, IWF <= 3.7 |  |  |  | Available |  | 0 | 0 |  | RobNc |  | Appl-EffCW |  | None | 2020-01-01 | 2022-12-31 | [5 empty] | Component |  | 1 | 1 | 0 | Deemed Ex Ante Team |  |  |  | Expired measure
2020 | RB-Appl-EffCW-med-GasDHW-GasCDryer-Tier1-Top | Clothes washer, Top loading, Gas DHW, GasDryer, Tier1, IMEF = 2.06 to < 2.32, IWF <= 4.3 | DEER2020 | D20v1 | 2022-05-18 12:07 | Appl-CW-Top-GasDHW-GasDry-Tier1 | DEER | Standard | None |  |  | None |  | 0 |  | 0 | Res | Any | AppPlug | Laundry | Clean_equip | ClothesWash |  | Appl-EffCW | Clothes washer, Top loading, Gas DHW, GasDryer, Standard, IMEF = 1.08, IWF <= 9.4 | Clothes washer, Top loading, Gas DHW, GasDryer, Standard, IMEF = 1.57, IWF <= 6.5 | Clothes washer, Top loading, Gas DHW, GasDryer, Tier1, IMEF = 2.06, IWF <= 4.3 |  |  |  | Available |  | 0 | 0 |  | RobNc |  | Appl-EffCW |  | None | 2020-01-01 | 2022-12-31 | [5 empty] | Component |  | 1 | 1 | 0 | Deemed Ex Ante Team |  |  |  | Expired measure
2020 | RB-Appl-EffCW-med-GasDHW-GasCDryer-Tier2-Front | Clothes washer, Front loading, Gas DHW, GasDryer, Tier2, IMEF = 2.74 to < 2.92, IWF <= 3.2 | DEER2020 | D20v1 | 2022-05-18 12:07 | Appl-CW-Front-GasDHW-GasDry-Tier2 | DEER | Standard | None |  |  | None |  | 0 |  | 0 | Res | Any | AppPlug | Laundry | Clean_equip | ClothesWash |  | Appl-EffCW | Clothes washer, Front loading, Gas DHW, GasDryer, Standard, IMEF =1.79, IWF < 4.8 | Clothes washer, Front loading, Gas DHW, GasDryer, Standard, IMEF =1.84, IWF < 4.7 | Clothes washer, Front loading, Gas DHW, GasDryer, Tier2, IMEF = 2.74, IWF <= 3.2 |  |  |  | Available |  | 0 | 0 |  | RobNc |  | Appl-EffCW |  | None | 2020-01-01 | 2022-12-31 | [5 empty] | Component |  | 1 | 1 | 0 | Deemed Ex Ante Team |  |  |  | Expired measure
2020 | RB-Appl-EffCW-med-GasDHW-GasCDryer-Tier2-Top | Clothes washer, Top loading, Gas DHW, GasDryer, Tier2, IMEF = 2.32 to < 2.76, IWF <= 4.0 | DEER2020 | D20v1 | 2020-11-24 16:30 | Appl-CW-Top-GasDHW-GasDry-Tier2 | DEER | Standard | None |  |  | None |  | 0 |  | 0 | Res | Any | AppPlug | Laundry | Clean_equip | ClothesWash |  | Appl-EffCW | Clothes washer, Top loading, Gas DHW, GasDryer, Standard, IMEF = 1.08, IWF <= 9.4 | Clothes washer, Top loading, Gas DHW, GasDryer, Standard, IMEF = 1.57, IWF <= 6.5 | Clothes washer, Top loading, Gas DHW, GasDryer, Tier2, IMEF = 2.32, IWF <= 4.0 |  |  |  | Available |  | 0 | 0 |  | RobNc |  | Appl-EffCW |  | None | 2020-01-01 | [6 empty] | Component |  | 1 | 1 | 0 | Deemed Ex Ante Team |  |  |  | Updated to indicate claim/filing status
2020 | RB-Appl-EffCW-med-GasDHW-GasCDryer-Tier3-Front | Clothes washer, Front loading, Gas DHW, GasDryer, Tier3, IMEF >= 2.92, IWF <= 3.2 | DEER2020 | D20v1 | 2022-05-18 12:07 | Appl-CW-Front-GasDHW-GasDry-Tier3 | DEER | Standard | None |  |  | None |  | 0 |  | 0 | Res | Any | AppPlug | Laundry | Clean_equip | ClothesWash |  | Appl-EffCW | Clothes washer, Front loading, Gas DHW, GasDryer, Standard, IMEF =1.79, IWF < 4.8 | Clothes washer, Front loading, Gas DHW, GasDryer, Standard, IMEF =1.84, IWF < 4.7 | Clothes washer, Front loading, Gas DHW, GasDryer, Tier3, IMEF = 2.92, IWF <= 3.2 |  |  |  | Available |  | 0 | 0 |  | RobNc |  | Appl-EffCW |  | None | 2020-01-01 | 2022-12-31 | [5 empty] | Component |  | 1 | 1 | 0 | Deemed Ex Ante Team |  |  |  | Expired measure
2020 | RB-Appl-EffCW-med-GasDHW-GasCDryer-Tier3-Top | Clothes washer, Top loading, Gas DHW, GasDryer, Tier3, IMEF > 2.76, IWF <= 3.2 | DEER2020 | D20v1 | 2020-11-24 16:30 | Appl-CW-Top-GasDHW-GasDry-Tier3 | DEER | Standard | None |  |  | None |  | 0 |  | 0 | Res | Any | AppPlug | Laundry | Clean_equip | ClothesWash |  | Appl-EffCW | Clothes washer, Top loading, Gas DHW, GasDryer, Standard, IMEF = 1.08, IWF <= 9.4 | Clothes washer, Top loading, Gas DHW, GasDryer, Standard, IMEF = 1.57, IWF <= 6.5 | Clothes washer, Top loading, Gas DHW, GasDryer, Tier3, IMEF = 2.76, IWF <= 3.2 |  |  |  | Available |  | 0 | 0 |  | RobNc |  | Appl-EffCW |  | None | 2020-01-01 | [6 empty] | Component |  | 1 | 1 | 0 | Deemed Ex Ante Team |  |  |  | Updated to indicate claim/filing status
2020 | RB-Appl-EffCW-med-Tier1-Front | Clothes washer, Front loading, Weighted Fuel Type, Tier1, IMEF = 2.38 to < 2.74, IWF <= 3.7 | DEER2020 | D20v1 | 2022-05-18 12:07 | Appl-CW-Front-Tier1 | DEER | Standard | None |  |  | None |  | 0 |  | 0 | Res | Any | AppPlug | Laundry | Clean_equip | ClothesWash |  | Appl-EffCW | Clothes washer, Front loading, Weighted Fuel Types, Standard, IMEF =1.79, IWF < 4.8 | Clothes washer, Front loading, Weighted Fuel Types, Standard, IMEF =1.84, IWF < 4.7 | Clothes washer, Front loading, Weighted Fuel Types, Tier1, IMEF = 2.38, IWF <= 3.7 |  |  |  | Available |  | 0 | 0 |  | RobNc |  | Appl-EffCW |  | None | 2020-01-01 | 2022-12-31 | [5 empty] | Standard |  | 1 | 1 | 0 | Deemed Ex Ante Team |  |  |  | Expired measure
2020 | RB-Appl-EffCW-med-Tier1-Top | Clothes washer, Top loading, Weighted Fuel Type, Tier1, IMEF = 2.06 to < 2.32, IWF <= 4.3 | DEER2020 | D20v1 | 2022-05-18 12:07 | Appl-CW-Top-Tier1 | DEER | Standard | None |  |  | None |  | 0 |  | 0 | Res | Any | AppPlug | Laundry | Clean_equip | ClothesWash |  | Appl-EffCW | Clothes washer, Top loading, Weighted Fuel Types, Standard, IMEF = 1.08, IWF <= 9.4 | Clothes washer, Top loading, Weighted Fuel Types, Standard, IMEF = 1.29, IWF <= 8.4 | Clothes washer, Top loading, Weighted Fuel Types, Tier1, IMEF = 2.06, IWF <= 4.3 |  |  |  | Available |  | 0 | 0 |  | RobNc |  | Appl-EffCW |  | None | 2020-01-01 | 2022-12-31 | [5 empty] | Standard |  | 1 | 1 | 0 | Deemed Ex Ante Team |  |  |  | Expired measure
2020 | RB-Appl-EffCW-med-Tier2-Front | Clothes washer, Front loading, Weighted Fuel Type, Tier2, IMEF = 2.74 to < 2.92, IWF <= 3.2 | DEER2020 | D20v1 | 2022-05-18 12:07 | Appl-CW-Front-Tier2 | DEER | Standard | None |  |  | None |  | 0 |  | 0 | Res | Any | AppPlug | Laundry | Clean_equip | ClothesWash |  | Appl-EffCW | Clothes washer, Front loading, Weighted Fuel Types, Standard, IMEF =1.79, IWF < 4.8 | Clothes washer, Front loading, Weighted Fuel Types, Standard, IMEF =1.84, IWF < 4.7 | Clothes washer, Front loading, Weighted Fuel Types, Tier2, IMEF = 2.74, IWF <= 3.2 |  |  |  | Available |  | 0 | 0 |  | RobNc |  | Appl-EffCW |  | None | 2020-01-01 | 2022-12-31 | [5 empty] | Standard |  | 1 | 1 | 0 | Deemed Ex Ante Team |  |  |  | Expired measure
2020 | RB-Appl-EffCW-med-Tier2-Top | Clothes washer, Top loading, Weighted Fuel Type, Tier2, IMEF = 2.32 to < 2.76, IWF <= 4.0 | DEER2020 | D20v1 | 2020-11-24 16:30 | Appl-CW-Top-Tier2 | DEER | Standard | None |  |  | None |  | 0 |  | 0 | Res | Any | AppPlug | Laundry | Clean_equip | ClothesWash |  | Appl-EffCW | Clothes washer, Top loading, Weighted Fuel Types, Standard, IMEF = 1.08, IWF <= 9.4 | Clothes washer, Top loading, Weighted Fuel Types, Standard, IMEF = 1.29, IWF <= 8.4 | Clothes washer, Top loading, Weighted Fuel Types, Tier2, IMEF = 2.32, IWF <= 4.0 |  |  |  | Available |  | 0 | 0 |  | RobNc |  | Appl-EffCW |  | None | 2020-01-01 | [6 empty] | Standard |  | 1 | 1 | 0 | Deemed Ex Ante Team |  |  |  | Updated to indicate claim/filing status
2020 | RB-Appl-EffCW-med-Tier3-Front | Clothes washer, Front loading, Weighted Fuel Type, Tier3, IMEF >= 2.92, IWF <= 3.2 | DEER2020 | D20v1 | 2022-05-18 12:07 | Appl-CW-Front-Tier3 | DEER | Standard | None |  |  | None |  | 0 |  | 0 | Res | Any | AppPlug | Laundry | Clean_equip | ClothesWash |  | Appl-EffCW | Clothes washer, Front loading, Weighted Fuel Types, Standard, IMEF =1.79, IWF < 4.8 | Clothes washer, Front loading, Weighted Fuel Types, Standard, IMEF =1.84, IWF < 4.7 | Clothes washer, Front loading, Weighted Fuel Types, Tier3, IMEF = 2.92, IWF <= 3.2 |  |  |  | Available |  | 0 | 0 |  | RobNc |  | Appl-EffCW |  | None | 2020-01-01 | 2022-12-31 | [5 empty] | Standard |  | 1 | 1 | 0 | Deemed Ex Ante Team |  |  |  | Expired measure
2020 | RB-Appl-EffCW-med-Tier3-Top | Clothes washer, Top loading, Weighted Fuel Type, Tier3, IMEF >= 2.76, IWF <= 3.2 | DEER2020 | D20v1 | 2020-11-24 16:30 | Appl-CW-Top-Tier3 | DEER | Standard | None |  |  | None |  | 0 |  | 0 | Res | Any | AppPlug | Laundry | Clean_equip | ClothesWash |  | Appl-EffCW | Clothes washer, Top loading, Weighted Fuel Types, Standard, IMEF = 1.08, IWF <= 9.4 | Clothes washer, Top loading, Weighted Fuel Types, Standard, IMEF =1.29, IWF <= 8.4 | Clothes washer, Top loading, Weighted Fuel Type, Tier3, IMEF = 2.76, IWF <= 3.2 |  |  |  | Available |  | 0 | 0 |  | RobNc |  | Appl-EffCW |  | None | 2020-01-01 | [6 empty] | Standard |  | 1 | 1 | 0 | Deemed Ex Ante Team |  |  |  | Updated to indicate claim/filing status
2020 | RB-BS-BlowInIns-R0-R13 | Wall Blow-In R-0 to R-13 Insulation | DEER2020 | D20v1 | 2022-07-22 17:22 | RB-BS-BlowInIns-R0-R13 | DEER | Standard | None |  |  | None |  | 0 |  | 0 | Res | Any | BldgEnv | Opaque | BldgShell | WallBlowIns |  | BS-BlowInIns | 2x4 Wall w/R-0 Insulation | Overall wall U-factor based on climate zone | Wall Blow-In R-0 to R-13 Insulation |  |  |  | Available |  | 0 | 0 |  | ROB |  | BS-BlowInIns |  | None | 2020-01-01 | 2023-12-31 | [5 empty] | Standard |  | 1 | 1 | 0 | Deemed Ex Ante Team |  |  |  | Updated to indicate claim/filing status
2020 | RB-BS-CeilIns-R0-R30 | Ceiling R-0 to R-30 Insulation-Batts | DEER2020 | D20v1 | 2020-11-24 16:30 | RB-BS-CeilIns-R0-R30 | DEER | Standard | None |  |  | None |  | 0 |  | 0 | Res | Any | BldgEnv | Opaque | BldgShell | AttBatIns |  | BS-CeilIns | R-0 Ceiling Insulation | Overall ceiling U-factor based on climate zone | Ceiling R-0 to R-30 Insulation-Batts |  |  |  | Available |  | 0 | 0 |  | ROB |  | BS-CeilIns |  | None | 2020-01-01 | [6 empty] | Standard |  | 1 | 1 | 0 | Deemed Ex Ante Team |  |  |  | Updated to indicate claim/filing status
2020 | RB-BS-CeilIns-R0-R38 | Ceiling R-0 to R-38 Insulation-Batts | DEER2020 | D20v1 | 2020-11-24 16:30 | RB-BS-CeilIns-R0-R38 | DEER | Standard | None |  |  | None |  | 0 |  | 0 | Res | Any | BldgEnv | Opaque | BldgShell | AttBatIns |  | BS-CeilIns | R-0 Ceiling Insulation | Overall ceiling U-factor based on climate zone | Ceiling R-0 to R-38 Insulation-Batts |  |  |  | Available |  | 0 | 0 |  | ROB |  | BS-CeilIns |  | None | 2020-01-01 | [6 empty] | Standard |  | 1 | 1 | 0 | Deemed Ex Ante Team |  |  |  | Updated to indicate claim/filing status
2020 | RB-BS-CeilIns-VintR-AddR11 | Ceiling - Add R-11 batts on top of vintage-specific existing insulation | DEER2020 | D20v1 | 2022-08-10 17:31 | RB-BS-CeilIns-VintR-AddR11 | DEER | Standard | None |  |  | None |  | 0 |  | 0 | Res | Any | BldgEnv | Opaque | BldgShell | AttBatIns |  | BS-CeilIns | Per prototype description | Overall ceiling U-factor based on climate zone | Ceiling - Add R-11 batts on top of vintage-specific existing insulation |  |  |  | Available |  | 0 | 0 |  | ROB |  | BS-CeilIns |  | None | 2020-01-01 | 2022-12-31 | [5 empty] | Standard |  | 1 | 1 | 0 | Deemed Ex Ante Team |  |  |  | Updated to expire measure
2020 | RB-BS-CeilIns-VintR-AddR19 | Ceiling - Add R-19 batts on top of vintage-specific existing insulation | DEER2020 | D20v1 | 2022-08-10 17:31 | RB-BS-CeilIns-VintR-AddR19 | DEER | Standard | None |  |  | None |  | 0 |  | 0 | Res | Any | BldgEnv | Opaque | BldgShell | AttBatIns |  | BS-CeilIns | Per prototype description | Overall ceiling U-factor based on climate zone | Ceiling - Add R-19 batts on top of vintage-specific existing insulation |  |  |  | Available |  | 0 | 0 |  | ROB |  | BS-CeilIns |  | None | 2020-01-01 | 2022-12-31 | [5 empty] | Standard |  | 1 | 1 | 0 | Deemed Ex Ante Team |  |  |  | Updated to expire measure
2020 | RB-BS-CeilIns-VintR-AddR30 | Ceiling - Add R-30 batts on top of vintage-specific existing insulation | DEER2020 | D20v1 | 2022-08-10 17:31 | RB-BS-CeilIns-VintR-AddR30 | DEER | Standard | None |  |  | None |  | 0 |  | 0 | Res | Any | BldgEnv | Opaque | BldgShell | AttBatIns |  | BS-CeilIns | Per prototype description | Overall ceiling U-factor based on climate zone | Ceiling - Add R-30 batts on top of vintage-specific existing insulation |  |  |  | Available |  | 0 | 0 |  | ROB |  | BS-CeilIns |  | None | 2020-01-01 | 2022-12-31 | [5 empty] | Standard |  | 1 | 1 | 0 | Deemed Ex Ante Team |  |  |  | Updated to expire measure
2020 | RB-BS-CeilIns-VintR-AddR38 | Ceiling - Add R-38 batts on top of vintage-specific existing insulation | DEER2020 | D20v1 | 2022-08-10 17:31 | RB-BS-CeilIns-VintR-AddR38 | DEER | Standard | None |  |  | None |  | 0 |  | 0 | Res | Any | BldgEnv | Opaque | BldgShell | AttBatIns |  | BS-CeilIns | Per prototype description | Overall ceiling U-factor based on climate zone | Ceiling - Add R-38 batts on top of vintage-specific existing insulation |  |  |  | Available |  | 0 | 0 |  | ROB |  | BS-CeilIns |  | None | 2020-01-01 | 2022-12-31 | [5 empty] | Standard |  | 1 | 1 | 0 | Deemed Ex Ante Team |  |  |  | Updated to expire measure
2020 | RB-BS-CeilIns-VintR-ToR38 | Ceiling - Increase vintage specific insulation levels to R-38 by adding batts on top of vintage-specific existing insulation | DEER2020 | D20v1 | 2020-11-24 16:30 | CeilIns-VintR-R38 | DEER | Standard | None |  |  | None |  | 0 |  | 0 | Res | Any | BldgEnv | Opaque | BldgShell | AttBatIns |  | BS-CeilIns | Per prototype description | Overall ceiling U-factor based on climate zone | Ceiling - Add batt insulation on top of vintage-specific existing insulation to R-38 |  |  |  | Available |  | 0 | 0 |  | ROB |  | BS-CeilIns |  | None | 2020-01-01 | [6 empty] | Standard |  | 1 | 1 | 0 | Deemed Ex Ante Team |  |  |  | Updated to indicate claim/filing status
2020 | RB-BS-CeilIns-VintR-ToR44 | Ceiling - Increase vintage specific insulation levels to R-44 by adding batts on top of vintage-specific existing insulation | DEER2020 | D20v1 | 2020-11-24 16:30 | CeilIns-VintR-R44 | DEER | Standard | None |  |  | None |  | 0 |  | 0 | Res | Any | BldgEnv | Opaque | BldgShell | AttBatIns |  | BS-CeilIns | Per prototype description | Overall ceiling U-factor based on climate zone | Ceiling - Add batt insulation on top of vintage-specific existing insulation to R-44 |  |  |  | Available |  | 0 | 0 |  | ROB |  | BS-CeilIns |  | None | 2020-01-01 | [6 empty] | Standard |  | 1 | 1 | 0 | Deemed Ex Ante Team |  |  |  | Updated to indicate claim/filing status
2020 | RB-BS-CeilIns-VintR-ToR50 | Ceiling - Increase vintage specific insulation levels to R-50 by adding batts on top of vintage-specific existing insulation | DEER2020 | D20v1 | 2020-11-24 16:30 | CeilIns-VintR-R50 | DEER | Standard | None |  |  | None |  | 0 |  | 0 | Res | Any | BldgEnv | Opaque | BldgShell | AttBatIns |  | BS-CeilIns | Per prototype description | Overall ceiling U-factor based on climate zone | Ceiling - Add batt insulation on top of vintage-specific existing insulation to R-50 |  |  |  | Available |  | 0 | 0 |  | ROB |  | BS-CeilIns |  | None | 2020-01-01 | [6 empty] | Standard |  | 1 | 1 | 0 | Deemed Ex Ante Team |  |  |  | Updated to indicate claim/filing status
2020 | RB-HV-RefChrg-DuctLoss-Typ-Inc | Increase Refrigerant Charge - Typical (8% rated charge) and Duct Sealing (medium to low) | DEER2020 | D20v1 | 2022-03-16 13:02 | RB-HV-RefChrg-IncTyp-DuctLoss-MedToLow | DEER | Standard | None |  |  | None |  | 0 |  | 0 | Res | Any | HVAC | SpaceCool | dxAC_equip | spltSEER |  | HV-RefChrg | Typical refrigerant undercharged state and medium duct loss (24% SFM & MFm, 25% DMo) | rated refrigerant charge and low duct loss (12% SFM & MFm, 15% DMo) | rated refrigerant charge and low duct loss (12% SFM & MFm, 15% DMo) |  |  |  | Available |  | 0 | 0 |  | Retro |  | HV-RefChrg |  | None | 2020-01-01 | 2022-12-31 | [5 empty] | Component |  | 1 | 1 | 0 | Deemed Ex Ante Team |  |  |  | Updated to indicate claim/filing status
2020 | RE-Appl-EffCW-med-ElecDHW-ElecCDryer-Tier1-Front | Clothes washer, Front loading, Elec DHW, ElecDryer, Tier1, IMEF = 2.38 to < 2.74, IWF <= 3.7 | DEER2020 | D20v1 | 2022-05-18 12:07 | Appl-CW-Front-ElecDHW-ElecDry-Tier1 | DEER | Standard | None |  |  | None |  | 0 |  | 0 | Res | Any | AppPlug | Laundry | Clean_equip | ClothesWash |  | Appl-EffCW | Clothes washer, Front loading, Elec DHW, ElecDryer, Standard, IMEF =1.79, IWF < 4.8 | Clothes washer, Front loading, Elec DHW, ElecDryer, Standard, IMEF =1.84, IWF < 4.7 | Clothes washer, Front loading, Elec DHW, ElecDryer, Tier1, IMEF = 2.38, IWF <= 3.7 |  |  |  | Available |  | 0 | 0 |  | RobNc |  | Appl-EffCW |  | None | 2020-01-01 | 2022-12-31 | [5 empty] | Component |  | 1 | 1 | 0 | Deemed Ex Ante Team |  |  |  | Expired measure
2020 | RE-Appl-EffCW-med-ElecDHW-ElecCDryer-Tier1-Top | Clothes washer, Top loading, Elec DHW, ElecDryer, Tier1, IMEF = 2.06 to < 2.32, IWF <= 4.3 | DEER2020 | D20v1 | 2022-05-18 12:07 | Appl-CW-Top-ElecDHW-ElecDry-Tier1 | DEER | Standard | None |  |  | None |  | 0 |  | 0 | Res | Any | AppPlug | Laundry | Clean_equip | ClothesWash |  | Appl-EffCW | Clothes washer, Top loading, Elec DHW, ElecDryer, Standard, IMEF = 1.08, IWF <= 9.4 | Clothes washer, Top loading, Elec DHW, ElecDryer, Standard, IMEF = 1.57, IWF <= 6.5 | Clothes washer, Top loading, Elec DHW, ElecDryer, Tier1, IMEF = 2.06, IWF <= 4.3 |  |  |  | Available |  | 0 | 0 |  | RobNc |  | Appl-EffCW |  | None | 2020-01-01 | 2022-12-31 | [5 empty] | Component |  | 1 | 1 | 0 | Deemed Ex Ante Team |  |  |  | Expired measure
2020 | RE-Appl-EffCW-med-ElecDHW-ElecCDryer-Tier2-Front | Clothes washer, Front loading, Elec DHW, ElecDryer, Tier2, IMEF = 2.74 to < 2.92, IWF <= 3.2 | DEER2020 | D20v1 | 2022-05-18 12:07 | Appl-CW-Front-ElecDHW-ElecDry-Tier2 | DEER | Standard | None |  |  | None |  | 0 |  | 0 | Res | Any | AppPlug | Laundry | Clean_equip | ClothesWash |  | Appl-EffCW | Clothes washer, Front loading, Elec DHW, ElecDryer, Standard, IMEF =1.79, IWF < 4.8 | Clothes washer, Front loading, Elec DHW, ElecDryer, Standard, IMEF =1.84, IWF < 4.7 | Clothes washer, Front loading, Elec DHW, ElecDryer, Tier2, IMEF = 2.74, IWF <= 3.2 |  |  |  | Available |  | 0 | 0 |  | RobNc |  | Appl-EffCW |  | None | 2020-01-01 | 2022-12-31 | [5 empty] | Component |  | 1 | 1 | 0 | Deemed Ex Ante Team |  |  |  | Expired measure
2020 | RE-Appl-EffCW-med-ElecDHW-ElecCDryer-Tier2-Top | Clothes washer, Top loading, Elec DHW, ElecDryer, Tier2, IMEF = 2.32 to < 2.76, IWF <= 4.0 | DEER2020 | D20v1 | 2020-11-24 16:30 | Appl-CW-Top-ElecDHW-ElecDry-Tier2 | DEER | Standard | None |  |  | None |  | 0 |  | 0 | Res | Any | AppPlug | Laundry | Clean_equip | ClothesWash |  | Appl-EffCW | Clothes washer, Top loading, Elec DHW, ElecDryer, Standard, IMEF = 1.08, IWF <= 9.4 | Clothes washer, Top loading, Elec DHW, ElecDryer, Standard, IMEF = 1.57, IWF <= 6.5 | Clothes washer, Top loading, Elec DHW, ElecDryer, Tier2, IMEF = 2.32, IWF <= 4.0 |  |  |  | Available |  | 0 | 0 |  | RobNc |  | Appl-EffCW |  | None | 2020-01-01 | [6 empty] | Component |  | 1 | 1 | 0 | Deemed Ex Ante Team |  |  |  | Updated to indicate claim/filing status
2020 | RE-Appl-EffCW-med-ElecDHW-ElecCDryer-Tier3-Front | Clothes washer, Front loading, Elec DHW, ElecDryer, Tier3, IMEF >= 2.92, IWF <= 3.2 | DEER2020 | D20v1 | 2022-05-18 12:07 | Appl-CW-Front-ElecDHW-ElecDry-Tier3 | DEER | Standard | None |  |  | None |  | 0 |  | 0 | Res | Any | AppPlug | Laundry | Clean_equip | ClothesWash |  | Appl-EffCW | Clothes washer, Front loading, Elec DHW, ElecDryer, Standard, IMEF =1.79, IWF < 4.8 | Clothes washer, Front loading, Elec DHW, ElecDryer, Standard, IMEF =1.84, IWF < 4.7 | Clothes washer, Front loading, Elec DHW, ElecDryer, Tier3, IMEF = 2.92, IWF <= 3.2 |  |  |  | Available |  | 0 | 0 |  | RobNc |  | Appl-EffCW |  | None | 2020-01-01 | 2022-12-31 | [5 empty] | Component |  | 1 | 1 | 0 | Deemed Ex Ante Team |  |  |  | Expired measure
2020 | RE-Appl-EffCW-med-ElecDHW-ElecCDryer-Tier3-Top | Clothes washer, Top loading, Elec DHW, ElecDryer, Tier3, IMEF > 2.76, IWF <= 3.2 | DEER2020 | D20v1 | 2020-11-24 16:30 | Appl-CW-Top-ElecDHW-ElecDry-Tier3 | DEER | Standard | None |  |  | None |  | 0 |  | 0 | Res | Any | AppPlug | Laundry | Clean_equip | ClothesWash |  | Appl-EffCW | Clothes washer, Top loading, Elec DHW, ElecDryer, Standard, IMEF = 1.08, IWF <= 9.4 | Clothes washer, Top loading, Elec DHW, ElecDryer, Standard, IMEF = 1.57, IWF <= 6.5 | Clothes washer, Top loading, Elec DHW, ElecDryer, Tier3, IMEF = 2.76, IWF <= 3.2 |  |  |  | Available |  | 0 | 0 |  | RobNc |  | Appl-EffCW |  | None | 2020-01-01 | [6 empty] | Component |  | 1 | 1 | 0 | Deemed Ex Ante Team |  |  |  | Updated to indicate claim/filing status
2020 | RE-Frzr-Chest-AutoDef_Large-Tier1 | Chest freezers with automatic defrost, Size Range: Large (>16 cu ft), Energy Star (10% less than Code Maximum) | DEER2020 | D20 v1 | 2020-11-24 16:30 | Res-Frzr-dKWH-Cond | DEER | Scaled | Delta | 47 | 51.7 | None |  | 0 |  | 1 | Res | Any | AppPlug | Refrig | Ref_Storage | Freezer |  | Appl-ESFrzr |  |  |  |  | Frzr-Chest-AutoDef_Large-Code | Frzr-Chest-AutoDef_Large-Tier1 | Available |  | 0 | 0 |  | RobNc |  | Appl-ESFrzr |  | None | 2020-01-01 | [6 empty] | Standard |  | 1 | 1 | 0 | Deemed Ex Ante Team |  |  |  | Updated to indicate claim/filing status
2020 | RE-Frzr-Chest-AutoDef_Large-Tier2 | Chest freezers with automatic defrost, Size Range: Large (>16 cu ft), 30% less than Code Maximum | DEER2020 | D20 v1 | 2020-11-24 16:30 | Res-Frzr-dKWH-Cond | DEER | Scaled | Delta | 142 | 156 | None |  | 0 |  | 1 | Res | Any | AppPlug | Refrig | Ref_Storage | Freezer |  | Appl-ESFrzr |  |  |  |  | Frzr-Chest-AutoDef_Large-Code | Frzr-Chest-AutoDef_Large-Tier2 | Available |  | 0 | 0 |  | RobNc |  | Appl-ESFrzr |  | None | 2020-01-01 | [6 empty] | Standard |  | 1 | 1 | 0 | Deemed Ex Ante Team |  |  |  | Updated to indicate claim/filing status
2020 | RE-Frzr-Chest-AutoDef_Med-Tier1 | Chest freezers with automatic defrost, Size Range: Medium (13-16 cu ft), Energy Star (10% less than Code Maximum) | DEER2020 | D20 v1 | 2020-11-24 16:30 | Res-Frzr-dKWH-Cond | DEER | Scaled | Delta | 41 | 45.1 | None |  | 0 |  | 1 | Res | Any | AppPlug | Refrig | Ref_Storage | Freezer |  | Appl-ESFrzr |  |  |  |  | Frzr-Chest-AutoDef_Med-Code | Frzr-Chest-AutoDef_Med-Tier1 | Available |  | 0 | 0 |  | RobNc |  | Appl-ESFrzr |  | None | 2020-01-01 | [6 empty] | Standard |  | 1 | 1 | 0 | Deemed Ex Ante Team |  |  |  | Updated to indicate claim/filing status
2020 | RE-Frzr-Chest-AutoDef_Med-Tier2 | Chest freezers with automatic defrost, Size Range: Medium (13-16 cu ft), 30% less than Code Maximum | DEER2020 | D20 v1 | 2020-11-24 16:30 | Res-Frzr-dKWH-Cond | DEER | Scaled | Delta | 123 | 135 | None |  | 0 |  | 1 | Res | Any | AppPlug | Refrig | Ref_Storage | Freezer |  | Appl-ESFrzr |  |  |  |  | Frzr-Chest-AutoDef_Med-Code | Frzr-Chest-AutoDef_Med-Tier2 | Available |  | 0 | 0 |  | RobNc |  | Appl-ESFrzr |  | None | 2020-01-01 | [6 empty] | Standard |  | 1 | 1 | 0 | Deemed Ex Ante Team |  |  |  | Updated to indicate claim/filing status
2020 | RE-Frzr-Chest-AutoDef_Small-Tier1 | Chest freezers with automatic defrost, Size Range: Small (<13 cu ft.), Energy Star (10% less than Code Maximum) | DEER2020 | D20 v1 | 2020-11-24 16:30 | Res-Frzr-dKWH-Cond | DEER | Scaled | Delta | 35 | 38.5 | None |  | 0 |  | 1 | Res | Any | AppPlug | Refrig | Ref_Storage | Freezer |  | Appl-ESFrzr |  |  |  |  | Frzr-Chest-AutoDef_Small-Code | Frzr-Chest-AutoDef_Small-Tier1 | Available |  | 0 | 0 |  | RobNc |  | Appl-ESFrzr |  | None | 2020-01-01 | [6 empty] | Standard |  | 1 | 1 | 0 | Deemed Ex Ante Team |  |  |  | Updated to indicate claim/filing status
2020 | RE-Frzr-Chest-AutoDef_Small-Tier2 | Chest freezers with automatic defrost, Size Range: Small (<13 cu ft.), 30% less than Code Maximum | DEER2020 | D20 v1 | 2020-11-24 16:30 | Res-Frzr-dKWH-Cond | DEER | Scaled | Delta | 104 | 114 | None |  | 0 |  | 1 | Res | Any | AppPlug | Refrig | Ref_Storage | Freezer |  | Appl-ESFrzr |  |  |  |  | Frzr-Chest-AutoDef_Small-Code | Frzr-Chest-AutoDef_Small-Tier2 | Available |  | 0 | 0 |  | RobNc |  | Appl-ESFrzr |  | None | 2020-01-01 | [6 empty] | Standard |  | 1 | 1 | 0 | Deemed Ex Ante Team |  |  |  | Updated to indicate claim/filing status
2020 | RE-Frzr-Chest-AutoDef_WtdSize-Tier1 | Chest freezers with automatic defrost, Size Range: Weighted Size, Energy Star (10% less than Code Maximum) | DEER2020 | D20 v1 | 2020-11-24 16:30 | Res-Frzr-dKWH-Cond | DEER | Scaled | Delta | 38 | 41.8 | None |  | 0 |  | 1 | Res | Any | AppPlug | Refrig | Ref_Storage | Freezer |  | Appl-ESFrzr |  |  |  |  | Frzr-Chest-AutoDef_WtdSize-Code | Frzr-Chest-AutoDef_WtdSize-Tier1 | Available |  | 0 | 0 |  | RobNc |  | Appl-ESFrzr |  | None | 2020-01-01 | [6 empty] | Standard |  | 1 | 1 | 0 | Deemed Ex Ante Team |  |  |  | Updated to indicate claim/filing status
2020 | RE-Frzr-Chest-AutoDef_WtdSize-Tier2 | Chest freezers with automatic defrost, Size Range: Weighted Size, 30% less than Code Maximum | DEER2020 | D20 v1 | 2020-11-24 16:30 | Res-Frzr-dKWH-Cond | DEER | Scaled | Delta | 115 | 127 | None |  | 0 |  | 1 | Res | Any | AppPlug | Refrig | Ref_Storage | Freezer |  | Appl-ESFrzr |  |  |  |  | Frzr-Chest-AutoDef_WtdSize-Code | Frzr-Chest-AutoDef_WtdSize-Tier2 | Available |  | 0 | 0 |  | RobNc |  | Appl-ESFrzr |  | None | 2020-01-01 | [6 empty] | Standard |  | 1 | 1 | 0 | Deemed Ex Ante Team |  |  |  | Updated to indicate claim/filing status
2020 | RE-Frzr-Chest-ManDef_Large-Tier1 | Chest freezers and all other freezers except compact freezers, Size Range: Large (>16 cu ft), Energy Star (10% less than Code Maximum) | DEER2020 | D20 v1 | 2020-11-24 16:30 | Res-Frzr-dKWH-Cond | DEER | Scaled | Delta | 34 | 37.4 | None |  | 0 |  | 1 | Res | Any | AppPlug | Refrig | Ref_Storage | Freezer |  | Appl-ESFrzr |  |  |  |  | Frzr-Chest-ManDef_Large-Code | Frzr-Chest-ManDef_Large-Tier1 | Available |  | 0 | 0 |  | RobNc |  | Appl-ESFrzr |  | None | 2020-01-01 | [6 empty] | Standard |  | 1 | 1 | 0 | Deemed Ex Ante Team |  |  |  | Updated to indicate claim/filing status
2020 | RE-Frzr-Chest-ManDef_Large-Tier2 | Chest freezers and all other freezers except compact freezers, Size Range: Large (>16 cu ft), 30% less than Code Maximum | DEER2020 | D20 v1 | 2020-11-24 16:30 | Res-Frzr-dKWH-Cond | DEER | Scaled | Delta | 102 | 112 | None |  | 0 |  | 1 | Res | Any | AppPlug | Refrig | Ref_Storage | Freezer |  | Appl-ESFrzr |  |  |  |  | Frzr-Chest-ManDef_Large-Code | Frzr-Chest-ManDef_Large-Tier2 | Available |  | 0 | 0 |  | RobNc |  | Appl-ESFrzr |  | None | 2020-01-01 | [6 empty] | Standard |  | 1 | 1 | 0 | Deemed Ex Ante Team |  |  |  | Updated to indicate claim/filing status
2020 | RE-Frzr-Chest-ManDef_Med-Tier1 | Chest freezers and all other freezers except compact freezers, Size Range: Medium (13-16 cu ft), Energy Star (10% less than Code Maximum) | DEER2020 | D20 v1 | 2020-11-24 16:30 | Res-Frzr-dKWH-Cond | DEER | Scaled | Delta | 29 | 31.9 | None |  | 0 |  | 1 | Res | Any | AppPlug | Refrig | Ref_Storage | Freezer |  | Appl-ESFrzr |  |  |  |  | Frzr-Chest-ManDef_Med-Code | Frzr-Chest-ManDef_Med-Tier1 | Available |  | 0 | 0 |  | RobNc |  | Appl-ESFrzr |  | None | 2020-01-01 | [6 empty] | Standard |  | 1 | 1 | 0 | Deemed Ex Ante Team |  |  |  | Updated to indicate claim/filing status
2020 | RE-Frzr-Chest-ManDef_Med-Tier2 | Chest freezers and all other freezers except compact freezers, Size Range: Medium (13-16 cu ft), 30% less than Code Maximum | DEER2020 | D20 v1 | 2020-11-24 16:30 | Res-Frzr-dKWH-Cond | DEER | Scaled | Delta | 88 | 96.8 | None |  | 0 |  | 1 | Res | Any | AppPlug | Refrig | Ref_Storage | Freezer |  | Appl-ESFrzr |  |  |  |  | Frzr-Chest-ManDef_Med-Code | Frzr-Chest-ManDef_Med-Tier2 | Available |  | 0 | 0 |  | RobNc |  | Appl-ESFrzr |  | None | 2020-01-01 | [6 empty] | Standard |  | 1 | 1 | 0 | Deemed Ex Ante Team |  |  |  | Updated to indicate claim/filing status
2020 | RE-Frzr-Chest-ManDef_Small-Tier1 | Chest freezers and all other freezers except compact freezers, Size Range: Small (<13 cu ft.), Energy Star (10% less than Code Maximum) | DEER2020 | D20 v1 | 2020-11-24 16:30 | Res-Frzr-dKWH-Cond | DEER | Scaled | Delta | 25 | 27.5 | None |  | 0 |  | 1 | Res | Any | AppPlug | Refrig | Ref_Storage | Freezer |  | Appl-ESFrzr |  |  |  |  | Frzr-Chest-ManDef_Small-Code | Frzr-Chest-ManDef_Small-Tier1 | Available |  | 0 | 0 |  | RobNc |  | Appl-ESFrzr |  | None | 2020-01-01 | [6 empty] | Standard |  | 1 | 1 | 0 | Deemed Ex Ante Team |  |  |  | Updated to indicate claim/filing status
2020 | RE-Frzr-Chest-ManDef_Small-Tier2 | Chest freezers and all other freezers except compact freezers, Size Range: Small (<13 cu ft.), 30% less than Code Maximum | DEER2020 | D20 v1 | 2020-11-24 16:30 | Res-Frzr-dKWH-Cond | DEER | Scaled | Delta | 75 | 82.5 | None |  | 0 |  | 1 | Res | Any | AppPlug | Refrig | Ref_Storage | Freezer |  | Appl-ESFrzr |  |  |  |  | Frzr-Chest-ManDef_Small-Code | Frzr-Chest-ManDef_Small-Tier2 | Available |  | 0 | 0 |  | RobNc |  | Appl-ESFrzr |  | None | 2020-01-01 | [6 empty] | Standard |  | 1 | 1 | 0 | Deemed Ex Ante Team |  |  |  | Updated to indicate claim/filing status
2020 | RE-Frzr-Chest-ManDef_WtdSize-Tier1 | Chest freezers and all other freezers except compact freezers, Size Range: Weighted Size, Energy Star (10% less than Code Maximum) | DEER2020 | D20 v1 | 2020-11-24 16:30 | Res-Frzr-dKWH-Cond | DEER | Scaled | Delta | 27 | 29.7 | None |  | 0 |  | 1 | Res | Any | AppPlug | Refrig | Ref_Storage | Freezer |  | Appl-ESFrzr |  |  |  |  | Frzr-Chest-ManDef_WtdSize-Code | Frzr-Chest-ManDef_WtdSize-Tier1 | Available |  | 0 | 0 |  | RobNc |  | Appl-ESFrzr |  | None | 2020-01-01 | [6 empty] | Standard |  | 1 | 1 | 0 | Deemed Ex Ante Team |  |  |  | Updated to indicate claim/filing status
2020 | RE-Frzr-Chest-ManDef_WtdSize-Tier2 | Chest freezers and all other freezers except compact freezers, Size Range: Weighted Size, 30% less than Code Maximum | DEER2020 | D20 v1 | 2020-11-24 16:30 | Res-Frzr-dKWH-Cond | DEER | Scaled | Delta | 80 | 88 | None |  | 0 |  | 1 | Res | Any | AppPlug | Refrig | Ref_Storage | Freezer |  | Appl-ESFrzr |  |  |  |  | Frzr-Chest-ManDef_WtdSize-Code | Frzr-Chest-ManDef_WtdSize-Tier2 | Available |  | 0 | 0 |  | RobNc |  | Appl-ESFrzr |  | None | 2020-01-01 | [6 empty] | Standard |  | 1 | 1 | 0 | Deemed Ex Ante Team |  |  |  | Updated to indicate claim/filing status
2020 | RE-Frzr-Up-AutoDef_Large-Tier1 | Upright freezers with automatic defrost without an automatic icemaker, Size Range: Large (>16 cu ft), Energy Star (10% less than Code Maximum) | DEER2020 | D20 v1 | 2020-11-24 16:30 | Res-Frzr-dKWH-Cond | DEER | Scaled | Delta | 50 | 77 | None |  | 0 |  | 1 | Res | Any | AppPlug | Refrig | Ref_Storage | Freezer |  | Appl-ESFrzr |  |  |  |  | Frzr-Up-AutoDef_Large-Code | Frzr-Up-AutoDef_Large-Tier1 | Available |  | 0 | 0 |  | RobNc |  | Appl-ESFrzr |  | None | 2020-01-01 | [6 empty] | Standard |  | 1 | 1 | 0 | Deemed Ex Ante Team |  |  |  | Updated to indicate claim/filing status
2020 | RE-Frzr-Up-AutoDef_Large-Tier2 | Upright freezers with automatic defrost without an automatic icemaker, Size Range: Large (>16 cu ft), 30% less than Code Maximum | DEER2020 | D20 v1 | 2020-11-24 16:30 | Res-Frzr-dKWH-Cond | DEER | Scaled | Delta | 151 | 233 | None |  | 0 |  | 1 | Res | Any | AppPlug | Refrig | Ref_Storage | Freezer |  | Appl-ESFrzr |  |  |  |  | Frzr-Up-AutoDef_Large-Code | Frzr-Up-AutoDef_Large-Tier2 | Available |  | 0 | 0 |  | RobNc |  | Appl-ESFrzr |  | None | 2020-01-01 | [6 empty] | Standard |  | 1 | 1 | 0 | Deemed Ex Ante Team |  |  |  | Updated to indicate claim/filing status
2020 | RE-Frzr-Up-AutoDef_Med-Tier1 | Upright freezers with automatic defrost without an automatic icemaker, Size Range: Medium (13-16 cu ft), Energy Star (10% less than Code Maximum) | DEER2020 | D20 v1 | 2020-11-24 16:30 | Res-Frzr-dKWH-Cond | DEER | Scaled | Delta | 45 | 69.3 | None |  | 0 |  | 1 | Res | Any | AppPlug | Refrig | Ref_Storage | Freezer |  | Appl-ESFrzr |  |  |  |  | Frzr-Up-AutoDef_Med-Code | Frzr-Up-AutoDef_Med-Tier1 | Available |  | 0 | 0 |  | RobNc |  | Appl-ESFrzr |  | None | 2020-01-01 | [6 empty] | Standard |  | 1 | 1 | 0 | Deemed Ex Ante Team |  |  |  | Updated to indicate claim/filing status
2020 | RE-Frzr-Up-AutoDef_Med-Tier2 | Upright freezers with automatic defrost without an automatic icemaker, Size Range: Medium (13-16 cu ft), 30% less than Code Maximum | DEER2020 | D20 v1 | 2020-11-24 16:30 | Res-Frzr-dKWH-Cond | DEER | Scaled | Delta | 134 | 206 | None |  | 0 |  | 1 | Res | Any | AppPlug | Refrig | Ref_Storage | Freezer |  | Appl-ESFrzr |  |  |  |  | Frzr-Up-AutoDef_Med-Code | Frzr-Up-AutoDef_Med-Tier2 | Available |  | 0 | 0 |  | RobNc |  | Appl-ESFrzr |  | None | 2020-01-01 | [6 empty] | Standard |  | 1 | 1 | 0 | Deemed Ex Ante Team |  |  |  | Updated to indicate claim/filing status
2020 | RE-Frzr-Up-AutoDef_Small-Tier1 | Upright freezers with automatic defrost without an automatic icemaker, Size Range: Small (<13 cu ft.), Energy Star (10% less than Code Maximum) | DEER2020 | D20 v1 | 2020-11-24 16:30 | Res-Frzr-dKWH-Cond | DEER | Scaled | Delta | 40 | 61.6 | None |  | 0 |  | 1 | Res | Any | AppPlug | Refrig | Ref_Storage | Freezer |  | Appl-ESFrzr |  |  |  |  | Frzr-Up-AutoDef_Small-Code | Frzr-Up-AutoDef_Small-Tier1 | Available |  | 0 | 0 |  | RobNc |  | Appl-ESFrzr |  | None | 2020-01-01 | [6 empty] | Standard |  | 1 | 1 | 0 | Deemed Ex Ante Team |  |  |  | Updated to indicate claim/filing status
2020 | RE-Frzr-Up-AutoDef_Small-Tier2 | Upright freezers with automatic defrost without an automatic icemaker, Size Range: Small (<13 cu ft.), 30% less than Code Maximum | DEER2020 | D20 v1 | 2020-11-24 16:30 | Res-Frzr-dKWH-Cond | DEER | Scaled | Delta | 119 | 183 | None |  | 0 |  | 1 | Res | Any | AppPlug | Refrig | Ref_Storage | Freezer |  | Appl-ESFrzr |  |  |  |  | Frzr-Up-AutoDef_Small-Code | Frzr-Up-AutoDef_Small-Tier2 | Available |  | 0 | 0 |  | RobNc |  | Appl-ESFrzr |  | None | 2020-01-01 | [6 empty] | Standard |  | 1 | 1 | 0 | Deemed Ex Ante Team |  |  |  | Updated to indicate claim/filing status
2020 | RE-Frzr-Up-AutoDef_WtdSize-Tier1 | Upright freezers with automatic defrost without an automatic icemaker, Size Range: Weighted Size, Energy Star (10% less than Code Maximum) | DEER2020 | D20 v1 | 2020-11-24 16:30 | Res-Frzr-dKWH-Cond | DEER | Scaled | Delta | 47 | 72.4 | None |  | 0 |  | 1 | Res | Any | AppPlug | Refrig | Ref_Storage | Freezer |  | Appl-ESFrzr |  |  |  |  | Frzr-Up-AutoDef_WtdSize-Code | Frzr-Up-AutoDef_WtdSize-Tier1 | Available |  | 0 | 0 |  | RobNc |  | Appl-ESFrzr |  | None | 2020-01-01 | [6 empty] | Standard |  | 1 | 1 | 0 | Deemed Ex Ante Team |  |  |  | Updated to indicate claim/filing status
2020 | RE-Frzr-Up-AutoDef_WtdSize-Tier2 | Upright freezers with automatic defrost without an automatic icemaker, Size Range: Weighted Size, 30% less than Code Maximum | DEER2020 | D20 v1 | 2020-11-24 16:30 | Res-Frzr-dKWH-Cond | DEER | Scaled | Delta | 142 | 219 | None |  | 0 |  | 1 | Res | Any | AppPlug | Refrig | Ref_Storage | Freezer |  | Appl-ESFrzr |  |  |  |  | Frzr-Up-AutoDef_WtdSize-Code | Frzr-Up-AutoDef_WtdSize-Tier2 | Available |  | 0 | 0 |  | RobNc |  | Appl-ESFrzr |  | None | 2020-01-01 | [6 empty] | Standard |  | 1 | 1 | 0 | Deemed Ex Ante Team |  |  |  | Updated to indicate claim/filing status
2020 | RE-Frzr-Up-ManDef_Large-Tier1 | Upright freezers with manual defrost, Size Range: Large (>16 cu ft), Energy Star (10% less than Code Maximum) | DEER2020 | D20 v1 | 2020-11-24 16:30 | Res-Frzr-dKWH-Cond | DEER | Scaled | Delta | 37 | 57 | None |  | 0 |  | 1 | Res | Any | AppPlug | Refrig | Ref_Storage | Freezer |  | Appl-ESFrzr |  |  |  |  | Frzr-Up-ManDef_Large-Code | Frzr-Up-ManDef_Large-Tier1 | Available |  | 0 | 0 |  | RobNc |  | Appl-ESFrzr |  | None | 2020-01-01 | [6 empty] | Standard |  | 1 | 1 | 0 | Deemed Ex Ante Team |  |  |  | Updated to indicate claim/filing status
2020 | RE-Frzr-Up-ManDef_Large-Tier2 | Upright freezers with manual defrost, Size Range: Large (>16 cu ft), 30% less than Code Maximum | DEER2020 | D20 v1 | 2020-11-24 16:30 | Res-Frzr-dKWH-Cond | DEER | Scaled | Delta | 111 | 171 | None |  | 0 |  | 1 | Res | Any | AppPlug | Refrig | Ref_Storage | Freezer |  | Appl-ESFrzr |  |  |  |  | Frzr-Up-ManDef_Large-Code | Frzr-Up-ManDef_Large-Tier2 | Available |  | 0 | 0 |  | RobNc |  | Appl-ESFrzr |  | None | 2020-01-01 | [6 empty] | Standard |  | 1 | 1 | 0 | Deemed Ex Ante Team |  |  |  | Updated to indicate claim/filing status
2020 | RE-Frzr-Up-ManDef_Med-Tier1 | Upright freezers with manual defrost, Size Range: Medium (13-16 cu ft), Energy Star (10% less than Code Maximum) | DEER2020 | D20 v1 | 2020-11-24 16:30 | Res-Frzr-dKWH-Cond | DEER | Scaled | Delta | 34 | 52.4 | None |  | 0 |  | 1 | Res | Any | AppPlug | Refrig | Ref_Storage | Freezer |  | Appl-ESFrzr |  |  |  |  | Frzr-Up-ManDef_Med-Code | Frzr-Up-ManDef_Med-Tier1 | Available |  | 0 | 0 |  | RobNc |  | Appl-ESFrzr |  | None | 2020-01-01 | [6 empty] | Standard |  | 1 | 1 | 0 | Deemed Ex Ante Team |  |  |  | Updated to indicate claim/filing status
2020 | RE-Frzr-Up-ManDef_Med-Tier2 | Upright freezers with manual defrost, Size Range: Medium (13-16 cu ft), 30% less than Code Maximum | DEER2020 | D20 v1 | 2020-11-24 16:30 | Res-Frzr-dKWH-Cond | DEER | Scaled | Delta | 101 | 156 | None |  | 0 |  | 1 | Res | Any | AppPlug | Refrig | Ref_Storage | Freezer |  | Appl-ESFrzr |  |  |  |  | Frzr-Up-ManDef_Med-Code | Frzr-Up-ManDef_Med-Tier2 | Available |  | 0 | 0 |  | RobNc |  | Appl-ESFrzr |  | None | 2020-01-01 | [6 empty] | Standard |  | 1 | 1 | 0 | Deemed Ex Ante Team |  |  |  | Updated to indicate claim/filing status
2020 | RE-Frzr-Up-ManDef_Small-Tier1 | Upright freezers with manual defrost, Size Range: Small (<13 cu ft.), Energy Star (10% less than Code Maximum) | DEER2020 | D20 v1 | 2020-11-24 16:30 | Res-Frzr-dKWH-Cond | DEER | Scaled | Delta | 30 | 46.2 | None |  | 0 |  | 1 | Res | Any | AppPlug | Refrig | Ref_Storage | Freezer |  | Appl-ESFrzr |  |  |  |  | Frzr-Up-ManDef_Small-Code | Frzr-Up-ManDef_Small-Tier1 | Available |  | 0 | 0 |  | RobNc |  | Appl-ESFrzr |  | None | 2020-01-01 | [6 empty] | Standard |  | 1 | 1 | 0 | Deemed Ex Ante Team |  |  |  | Updated to indicate claim/filing status
2020 | RE-Frzr-Up-ManDef_Small-Tier2 | Upright freezers with manual defrost, Size Range: Small (<13 cu ft.), 30% less than Code Maximum | DEER2020 | D20 v1 | 2020-11-24 16:30 | Res-Frzr-dKWH-Cond | DEER | Scaled | Delta | 91 | 140 | None |  | 0 |  | 1 | Res | Any | AppPlug | Refrig | Ref_Storage | Freezer |  | Appl-ESFrzr |  |  |  |  | Frzr-Up-ManDef_Small-Code | Frzr-Up-ManDef_Small-Tier2 | Available |  | 0 | 0 |  | RobNc |  | Appl-ESFrzr |  | None | 2020-01-01 | [6 empty] | Standard |  | 1 | 1 | 0 | Deemed Ex Ante Team |  |  |  | Updated to indicate claim/filing status
2020 | RE-Frzr-Up-ManDef_WtdSize-Tier1 | Upright freezers with manual defrost, Size Range: Weighted Size, Energy Star (10% less than Code Maximum) | DEER2020 | D20 v1 | 2020-11-24 16:30 | Res-Frzr-dKWH-Cond | DEER | Scaled | Delta | 34 | 52.4 | None |  | 0 |  | 1 | Res | Any | AppPlug | Refrig | Ref_Storage | Freezer |  | Appl-ESFrzr |  |  |  |  | Frzr-Up-ManDef_WtdSize-Code | Frzr-Up-ManDef_WtdSize-Tier1 | Available |  | 0 | 0 |  | RobNc |  | Appl-ESFrzr |  | None | 2020-01-01 | [6 empty] | Standard |  | 1 | 1 | 0 | Deemed Ex Ante Team |  |  |  | Updated to indicate claim/filing status
2020 | RE-Frzr-Up-ManDef_WtdSize-Tier2 | Upright freezers with manual defrost, Size Range: Weighted Size, 30% less than Code Maximum | DEER2020 | D20 v1 | 2020-11-24 16:30 | Res-Frzr-dKWH-Cond | DEER | Scaled | Delta | 102 | 157 | None |  | 0 |  | 1 | Res | Any | AppPlug | Refrig | Ref_Storage | Freezer |  | Appl-ESFrzr |  |  |  |  | Frzr-Up-ManDef_WtdSize-Code | Frzr-Up-ManDef_WtdSize-Tier2 | Available |  | 0 | 0 |  | RobNc |  | Appl-ESFrzr |  | None | 2020-01-01 | [6 empty] | Standard |  | 1 | 1 | 0 | Deemed Ex Ante Team |  |  |  | Updated to indicate claim/filing status
2020 | RE-Frzr-Wtd-Tier1 | Weighted Freezer Type, Size Range: Weighted Size, Energy Star (10% less than Code Maximum) | DEER2020 | D20 v1 | 2020-11-24 16:30 | Res-Frzr-dKWH-Cond | DEER | Scaled | Delta | 37 | 49.7 | None |  | 0 |  | 1 | Res | Any | AppPlug | Refrig | Ref_Storage | Freezer |  | Appl-ESFrzr |  |  |  |  | Frzr-Wtd-Code | Frzr-Wtd-Tier1 | Available |  | 0 | 0 |  | RobNc |  | Appl-ESFrzr |  | None | 2020-01-01 | [6 empty] | Standard |  | 1 | 1 | 0 | Deemed Ex Ante Team |  |  |  | Updated to indicate claim/filing status
2020 | RE-Frzr-Wtd-Tier2 | Weighted Freezer Type, Size Range: Weighted Size, 30% less than Code Maximum | DEER2020 | D20 v1 | 2020-11-24 16:30 | Res-Frzr-dKWH-Cond | DEER | Scaled | Delta | 110 | 148 | None |  | 0 |  | 1 | Res | Any | AppPlug | Refrig | Ref_Storage | Freezer |  | Appl-ESFrzr |  |  |  |  | Frzr-Wtd-Code | Frzr-Wtd-Tier2 | Available |  | 0 | 0 |  | RobNc |  | Appl-ESFrzr |  | None | 2020-01-01 | [6 empty] | Standard |  | 1 | 1 | 0 | Deemed Ex Ante Team |  |  |  | Updated to indicate claim/filing status
2020 | RE-HV-RefChrg-Dec-NTXV-typ | Decrease Refrigerant Charge - System with No thermal expansion valve (TXV) - Typical (8% rated charge) | DEER2020 | D20v2 | 2022-03-16 13:02 | RE-HV-RefChrg-Dec-NTXV-typ | DEER | Standard | None | 0 | 0 | None |  | 0 |  | 0 | Res | Any | HVAC | SpaceCool | dxAC_equip | spltSEER |  | HV-RefChrg | Typical refrigerant overcharged state for a system with No TXV | rated refrigerant charge | rated refrigerant charge, system has no TXV |  |  |  | Available |  | 0 | 0 |  | Retro |  | HV-RefChrg |  | None | 2020-01-01 | 2022-12-31 | [5 empty] | Standard |  | 1 | 1 | 0 | Deemed Ex Ante Team |  |  |  | Updated to indicate claim/filing status
2020 | RE-HV-RefChrg-Dec-TXV-typ | Decrease Refrigerant Charge - System with thermal expansion valve (TXV) - Typical (8% rated charge) | DEER2020 | D20v2 | 2022-03-16 13:02 | RE-HV-RefChrg-Dec-TXV-typ | DEER | Standard | None | 0 | 0 | None |  | 0 |  | 0 | Res | Any | HVAC | SpaceCool | dxAC_equip | spltSEER |  | HV-RefChrg | Typical refrigerant overcharged state for a system with TXV | rated refrigerant charge | rated refrigerant charge, system has TXV |  |  |  | Available |  | 0 | 0 |  | Retro |  | HV-RefChrg |  | None | 2020-01-01 | 2022-12-31 | [5 empty] | Standard |  | 1 | 1 | 0 | Deemed Ex Ante Team |  |  |  | Updated to indicate claim/filing status
2020 | RE-HV-RefChrg-Inc-NoTXV-typ | Increase Refrigerant Charge - System with No thermal expansion valve (TXV) - Typical (8% rated charge) | DEER2020 | D20v1 | 2022-03-16 13:02 | RE-HV-RefChrg-Inc-NTXV-typ | DEER | Standard | None |  |  | None |  | 0 |  | 0 | Res | Any | HVAC | SpaceCool | dxAC_equip | spltSEER |  | HV-RefChrg | Typical refrigerant undercharged state for a system with No TXV | rated refrigerant charge | rated refrigerant charge, system has no TXV |  |  |  | Available |  | 0 | 0 |  | Retro |  | HV-RefChrg |  | None | 2020-01-01 | 2022-12-31 | [5 empty] | Standard |  | 1 | 1 | 0 | Deemed Ex Ante Team |  |  |  | Updated to indicate claim/filing status
2020 | RE-HV-RefChrg-Inc-NTXV-16pct | Increase Refrigerant Charge - System with No thermal expansion valve (TXV) - (16% rated charge) | DEER2020 | D20v2 | 2022-03-16 13:02 | RE-HV-RefChrg-Inc-NTXV-16pct | DEER | Standard | None | 0 | 0 | None |  | 0 |  | 0 | Res | Any | HVAC | SpaceCool | dxAC_equip | spltSEER |  | HV-RefChrg | refrigerant undercharged state (16% uindercharged) for a system with No TXV | rated refrigerant charge | rated refrigerant charge, system has no TXV |  |  |  | Available |  | 0 | 0 |  | Retro |  | HV-RefChrg |  | None | 2020-01-01 | 2022-12-31 | [5 empty] | Standard |  | 1 | 1 | 0 | Deemed Ex Ante Team |  |  |  | Updated to indicate claim/filing status
2020 | RE-HV-RefChrg-Inc-NTXV-4pct | Increase Refrigerant Charge - System with No thermal expansion valve (TXV) - (4% rated charge) | DEER2020 | D20v2 | 2022-03-16 13:02 | RE-HV-RefChrg-Inc-NTXV-4pct | DEER | Standard | None | 0 | 0 | None |  | 0 |  | 0 | Res | Any | HVAC | SpaceCool | dxAC_equip | spltSEER |  | HV-RefChrg | refrigerant undercharged state (4% uindercharged) for a system with No TXV | rated refrigerant charge | rated refrigerant charge, system has no TXV |  |  |  | Available |  | 0 | 0 |  | Retro |  | HV-RefChrg |  | None | 2020-01-01 | 2022-12-31 | [5 empty] | Standard |  | 1 | 1 | 0 | Deemed Ex Ante Team |  |  |  | Updated to indicate claim/filing status
2020 | RE-HV-RefChrg-Inc-TXV-16pct | Increase Refrigerant Charge - System with thermal expansion valve (TXV) - (16% rated charge) | DEER2020 | D20v2 | 2022-03-16 13:02 | RE-HV-RefChrg-Inc-TXV-16pct | DEER | Standard | None | 0 | 0 | None |  | 0 |  | 0 | Res | Any | HVAC | SpaceCool | dxAC_equip | spltSEER |  | HV-RefChrg | refrigerant undercharged state (16% uindercharged) for a system with TXV | rated refrigerant charge | rated refrigerant charge, system has TXV |  |  |  | Available |  | 0 | 0 |  | Retro |  | HV-RefChrg |  | None | 2020-01-01 | 2022-12-31 | [5 empty] | Standard |  | 1 | 1 | 0 | Deemed Ex Ante Team |  |  |  | Updated to indicate claim/filing status
2020 | RE-HV-RefChrg-Inc-TXV-4pct | Increase Refrigerant Charge - System with thermal expansion valve (TXV) - (4% rated charge) | DEER2020 | D20v2 | 2022-03-16 13:02 | RE-HV-RefChrg-Inc-TXV-4pct | DEER | Standard | None | 0 | 0 | None |  | 0 |  | 0 | Res | Any | HVAC | SpaceCool | dxAC_equip | spltSEER |  | HV-RefChrg | refrigerant undercharged state (4% uindercharged) for a system with TXV | rated refrigerant charge | rated refrigerant charge, system has TXV |  |  |  | Available |  | 0 | 0 |  | Retro |  | HV-RefChrg |  | None | 2020-01-01 | 2022-12-31 | [5 empty] | Standard |  | 1 | 1 | 0 | Deemed Ex Ante Team |  |  |  | Updated to indicate claim/filing status
2020 | RE-HV-RefChrg-Inc-TXV-typ | Increase Refrigerant Charge - System with thermal expansion valve (TXV) - Typical (8% rated charge) | DEER2020 | D20v2 | 2022-03-16 13:02 | RE-HV-RefChrg-Inc-TXV-typ | DEER | Standard | None | 0 | 0 | None |  | 0 |  | 0 | Res | Any | HVAC | SpaceCool | dxAC_equip | spltSEER |  | HV-RefChrg | Typical refrigerant undercharged state for a system with TXV | rated refrigerant charge | rated refrigerant charge, system has TXV |  |  |  | Available |  | 0 | 0 |  | Retro |  | HV-RefChrg |  | None | 2020-01-01 | 2022-12-31 | [5 empty] | Standard |  | 1 | 1 | 0 | Deemed Ex Ante Team |  |  |  | Updated to indicate claim/filing status
2020 | RE-HV-ResAC-45to65kBtuh-15S | Residential SEER-rated split Air Conditioners, Size Range: 45 - 65 kBTU/h, SEER = 15 (EER = 12.8), EIR = 0.232, Fan W/CFM = 0.25, one-speed fan | DEER2020 | D20v1 | 2020-11-24 16:30 | RE-HV-ResAC-ge45kBtuh-15S | DEER | Standard | None |  |  | None |  | 0 |  | 0 | Res | Any | HVAC | SpaceCool | dxAC_equip | spltSEER | dxAC-Res-Split-SEER-15.0 | HV-ResAC | Residential SEER-rated split Air Conditioners, 45-65 kBTU/h; pre-2001: mix of SEER 10 and SEER 13 units with an average SEER = 11.4, one-speed fan; post-2001: SEER = 13 (EER = 11.08), one-speed fan; 2014: SEER = 14 (EER = 12.17), one-speed fan | Residential SEER-rated split Air Conditioners, Size Range: 45 - 65 kBTU/h, SEER = 14 (EER = 11.8), EIR = 0.247, Fan W/CFM = 0.29, one-speed fan | Residential SEER-rated split Air Conditioners, Size Range: 45 - 65 kBTU/h, SEER = 15 (EER = 12.8), EIR = 0.232, Fan W/CFM = 0.25, one-speed fan |  | dxAC-Res-Split-45to65kBTUh-SEER-14.0 | dxAC-Res-Split-SEER-15.0 | Available |  | 0 | 0 |  | ErRobNc | dxAC-Res-Split-45to65kBTUh-SEER-14.0 | HV-ResAC |  | None | 2020-01-01 | [6 empty] | Standard |  | 1 | 1 | 0 | Deemed Ex Ante Team |  |  |  | Updated to indicate claim/filing status
2020 | RE-HV-ResAC-45to65kBtuh-16S | Residential SEER-rated split Air Conditioners, Size Range: 45 - 65 kBTU/h, SEER = 16 (EER = 12.5), EIR = 0.238, Fan W/CFM = 0.27, two-speed fan | DEER2020 | D20v1 | 2020-11-24 16:30 | RE-HV-ResAC-ge45kBtuh-16S | DEER | Standard | None |  |  | None |  | 0 |  | 0 | Res | Any | HVAC | SpaceCool | dxAC_equip | spltSEER | dxAC-Res-Split-SEER-16.0 | HV-ResAC | Residential SEER-rated split Air Conditioners, 45-65 kBTU/h; pre-2001: mix of SEER 10 and SEER 13 units with an average SEER = 11.4, one-speed fan; post-2001: SEER = 13 (EER = 11.08), one-speed fan; 2014: SEER = 14 (EER = 12.17), one-speed fan | Residential SEER-rated split Air Conditioners, Size Range: 45 - 65 kBTU/h, SEER = 14 (EER = 11.8), EIR = 0.247, Fan W/CFM = 0.29, one-speed fan | Residential SEER-rated split Air Conditioners, Size Range: 45 - 65 kBTU/h, SEER = 16 (EER = 12.5), EIR = 0.238, Fan W/CFM = 0.27, two-speed fan |  | dxAC-Res-Split-45to65kBTUh-SEER-14.0 | dxAC-Res-Split-SEER-16.0 | Available |  | 0 | 0 |  | ErRobNc | dxAC-Res-Split-45to65kBTUh-SEER-14.0 | HV-ResAC |  | None | 2020-01-01 | [6 empty] | Standard |  | 1 | 1 | 0 | Deemed Ex Ante Team |  |  |  | Updated to indicate claim/filing status
2020 | RE-HV-ResAC-45to65kBtuh-17S | Residential SEER-rated split Air Conditioners, Size Range: 45 - 65 kBTU/h, SEER = 17 (EER = 13.3), EIR = 0.223, Fan W/CFM = 0.27, two-speed fan | DEER2020 | D20v1 | 2020-11-24 16:30 | RE-HV-ResAC-ge45kBtuh-17S | DEER | Standard | None |  |  | None |  | 0 |  | 0 | Res | Any | HVAC | SpaceCool | dxAC_equip | spltSEER | dxAC-Res-Split-SEER-17.0 | HV-ResAC | Residential SEER-rated split Air Conditioners, 45-65 kBTU/h; pre-2001: mix of SEER 10 and SEER 13 units with an average SEER = 11.4, one-speed fan; post-2001: SEER = 13 (EER = 11.08), one-speed fan; 2014: SEER = 14 (EER = 12.17), one-speed fan | Residential SEER-rated split Air Conditioners, Size Range: 45 - 65 kBTU/h, SEER = 14 (EER = 11.8), EIR = 0.247, Fan W/CFM = 0.29, one-speed fan | Residential SEER-rated split Air Conditioners, Size Range: 45 - 65 kBTU/h, SEER = 17 (EER = 13.3), EIR = 0.223, Fan W/CFM = 0.27, two-speed fan |  | dxAC-Res-Split-45to65kBTUh-SEER-14.0 | dxAC-Res-Split-SEER-17.0 | Available |  | 0 | 0 |  | ErRobNc | dxAC-Res-Split-45to65kBTUh-SEER-14.0 | HV-ResAC |  | None | 2020-01-01 | [6 empty] | Standard |  | 1 | 1 | 0 | Deemed Ex Ante Team |  |  |  | Updated to indicate claim/filing status
2020 | RE-HV-ResAC-45to65kBtuh-18S | Residential SEER-rated split Air Conditioners, Size Range: 45 - 65 kBTU/h, SEER = 18 (EER = 14), EIR = 0.209, Fan W/CFM = 0.27, two-speed fan | DEER2020 | D20v1 | 2020-11-24 16:30 | RE-HV-ResAC-ge45kBtuh-18S | DEER | Standard | None |  |  | None |  | 0 |  | 0 | Res | Any | HVAC | SpaceCool | dxAC_equip | spltSEER | dxAC-Res-Split-SEER-18.0 | HV-ResAC | Residential SEER-rated split Air Conditioners, 45-65 kBTU/h; pre-2001: mix of SEER 10 and SEER 13 units with an average SEER = 11.4, one-speed fan; post-2001: SEER = 13 (EER = 11.08), one-speed fan; 2014: SEER = 14 (EER = 12.17), one-speed fan | Residential SEER-rated split Air Conditioners, Size Range: 45 - 65 kBTU/h, SEER = 14 (EER = 11.8), EIR = 0.247, Fan W/CFM = 0.29, one-speed fan | Residential SEER-rated split Air Conditioners, Size Range: 45 - 65 kBTU/h, SEER = 18 (EER = 14), EIR = 0.209, Fan W/CFM = 0.27, two-speed fan |  | dxAC-Res-Split-45to65kBTUh-SEER-14.0 | dxAC-Res-Split-SEER-18.0 | Available |  | 0 | 0 |  | ErRobNc | dxAC-Res-Split-45to65kBTUh-SEER-14.0 | HV-ResAC |  | None | 2020-01-01 | [6 empty] | Standard |  | 1 | 1 | 0 | Deemed Ex Ante Team |  |  |  | Updated to indicate claim/filing status
2020 | RE-HV-ResAC-45to65kBtuh-19S | Residential SEER-rated split Air Conditioners, Size Range: 45 - 65 kBTU/h, SEER = 19 (EER = 14.8), EIR = 0.201, Fan W/CFM = 0.23, two-speed fan | DEER2020 | D20v1 | 2020-11-24 16:30 | RE-HV-ResAC-ge45kBtuh-19S | DEER | Standard | None |  |  | None |  | 0 |  | 0 | Res | Any | HVAC | SpaceCool | dxAC_equip | spltSEER |  | HV-ResAC | Residential SEER-rated split Air Conditioners, 45-65 kBTU/h; pre-2001: mix of SEER 10 and SEER 13 units with an average SEER = 11.4, one-speed fan; post-2001: SEER = 13 (EER = 11.08), one-speed fan; 2014: SEER = 14 (EER = 12.17), one-speed fan | Residential SEER-rated split Air Conditioners, Size Range: 45 - 65 kBTU/h, SEER = 14 (EER = 11.8), EIR = 0.247, Fan W/CFM = 0.29, one-speed fan | Residential SEER-rated split Air Conditioners, Size Range: 45 - 65 kBTU/h, SEER = 19 (EER = 14.8), EIR = 0.201, Fan W/CFM = 0.23, two-speed fan |  | dxAC-Res-Split-45to65kBTUh-SEER-14.0 | dxAC-Res-Split-SEER-19.0 | Available |  | 0 | 0 |  | ErRobNc | dxAC-Res-Split-45to65kBTUh-SEER-14.0 | HV-ResAC |  | None | 2020-01-01 | [6 empty] | Standard |  | 1 | 1 | 0 | Deemed Ex Ante Team |  |  |  | Updated to indicate claim/filing status
2020 | RE-HV-ResAC-45to65kBtuh-20S | Residential SEER-rated split Air Conditioners, Size Range: 45 - 65 kBTU/h, SEER = 20 (EER = 15.6), EIR = 0.19, Fan W/CFM = 0.23, two-speed fan | DEER2020 | D20v1 | 2020-11-24 16:30 | RE-HV-ResAC-ge45kBtuh-20S | DEER | Standard | None |  |  | None |  | 0 |  | 0 | Res | Any | HVAC | SpaceCool | dxAC_equip | spltSEER |  | HV-ResAC | Residential SEER-rated split Air Conditioners, 45-65 kBTU/h; pre-2001: mix of SEER 10 and SEER 13 units with an average SEER = 11.4, one-speed fan; post-2001: SEER = 13 (EER = 11.08), one-speed fan; 2014: SEER = 14 (EER = 12.17), one-speed fan | Residential SEER-rated split Air Conditioners, Size Range: 45 - 65 kBTU/h, SEER = 14 (EER = 11.8), EIR = 0.247, Fan W/CFM = 0.29, one-speed fan | Residential SEER-rated split Air Conditioners, Size Range: 45 - 65 kBTU/h, SEER = 20 (EER = 15.6), EIR = 0.19, Fan W/CFM = 0.23, two-speed fan |  | dxAC-Res-Split-45to65kBTUh-SEER-14.0 | dxAC-Res-Split-SEER-20.0 | Available |  | 0 | 0 |  | ErRobNc | dxAC-Res-Split-45to65kBTUh-SEER-14.0 | HV-ResAC |  | None | 2020-01-01 | [6 empty] | Standard |  | 1 | 1 | 0 | Deemed Ex Ante Team |  |  |  | Updated to indicate claim/filing status
2020 | RE-HV-ResAC-45to65kBtuh-21S | Residential SEER-rated split Air Conditioners, Size Range: 45 - 65 kBTU/h, SEER = 21 (EER = 16.4), EIR = 0.18, Fan W/CFM = 0.23, two-speed fan | DEER2020 | D20v1 | 2020-11-24 16:30 | RE-HV-ResAC-ge45kBtuh-21S | DEER | Standard | None |  |  | None |  | 0 |  | 0 | Res | Any | HVAC | SpaceCool | dxAC_equip | spltSEER |  | HV-ResAC | Residential SEER-rated split Air Conditioners, 45-65 kBTU/h; pre-2001: mix of SEER 10 and SEER 13 units with an average SEER = 11.4, one-speed fan; post-2001: SEER = 13 (EER = 11.08), one-speed fan; 2014: SEER = 14 (EER = 12.17), one-speed fan | Residential SEER-rated split Air Conditioners, Size Range: 45 - 65 kBTU/h, SEER = 14 (EER = 11.8), EIR = 0.247, Fan W/CFM = 0.29, one-speed fan | Residential SEER-rated split Air Conditioners, Size Range: 45 - 65 kBTU/h, SEER = 21 (EER = 16.4), EIR = 0.18, Fan W/CFM = 0.23, two-speed fan |  | dxAC-Res-Split-45to65kBTUh-SEER-14.0 | dxAC-Res-Split-SEER-21.0 | Available |  | 0 | 0 |  | ErRobNc | dxAC-Res-Split-45to65kBTUh-SEER-14.0 | HV-ResAC |  | None | 2020-01-01 | [6 empty] | Standard |  | 1 | 1 | 0 | Deemed Ex Ante Team |  |  |  | Updated to indicate claim/filing status
2020 | RE-HV-ResAC-lt45kBtuh-15S | Residential SEER-rated split Air Conditioners, Size Range: 18 - 45 kBTU/h, SEER = 15 (EER = 12.8), EIR = 0.232, Fan W/CFM = 0.25, one-speed fan | DEER2020 | D20v1 | 2020-11-24 16:30 | RE-HV-ResAC-lt45kBtuh-15S | DEER | Standard | None |  |  | None |  | 0 |  | 0 | Res | Any | HVAC | SpaceCool | dxAC_equip | spltSEER | dxAC-Res-Split-SEER-15.0 | HV-ResAC | Residential SEER-rated split Air Conditioners, 18-45 kBTU/h; pre-2001: mix of SEER 10 and SEER 13 units with an average SEER = 11.4, one-speed fan; post-2001: SEER = 13 (EER = 11.08), one-speed fan; 2014: SEER = 14 (EER = 12.17), one-speed fan | Residential SEER-rated split Air Conditioners, Size Range: 18 - 45 kBTU/h, SEER = 14 (EER = 12.2), EIR = 0.239, Fan W/CFM = 0.29, one-speed fan | Residential SEER-rated split Air Conditioners, Size Range: 18 - 45 kBTU/h, SEER = 15 (EER = 12.8), EIR = 0.232, Fan W/CFM = 0.25, one-speed fan |  | dxAC-Res-Split-lt45kBTUh-SEER-14.0 | dxAC-Res-Split-SEER-15.0 | Available |  | 0 | 0 |  | ErRobNc | dxAC-Res-Split-lt45kBTUh-SEER-14.0 | HV-ResAC |  | None | 2020-01-01 | [6 empty] | Standard |  | 1 | 1 | 0 | Deemed Ex Ante Team |  |  |  | Updated to indicate claim/filing status
2020 | RE-HV-ResAC-lt45kBtuh-16S | Residential SEER-rated split Air Conditioners, Size Range: 18 - 45 kBTU/h, SEER = 16 (EER = 12.5), EIR = 0.238, Fan W/CFM = 0.27, two-speed fan | DEER2020 | D20v1 | 2020-11-24 16:30 | RE-HV-ResAC-lt45kBtuh-16S | DEER | Standard | None |  |  | None |  | 0 |  | 0 | Res | Any | HVAC | SpaceCool | dxAC_equip | spltSEER | dxAC-Res-Split-SEER-16.0 | HV-ResAC | Residential SEER-rated split Air Conditioners, 18-45 kBTU/h; pre-2001: mix of SEER 10 and SEER 13 units with an average SEER = 11.4, one-speed fan; post-2001: SEER = 13 (EER = 11.08), one-speed fan; 2014: SEER = 14 (EER = 12.17), one-speed fan | Residential SEER-rated split Air Conditioners, Size Range: 18 - 45 kBTU/h, SEER = 14 (EER = 12.2), EIR = 0.239, Fan W/CFM = 0.29, one-speed fan | Residential SEER-rated split Air Conditioners, Size Range: 18 - 45 kBTU/h, SEER = 16 (EER = 12.5), EIR = 0.238, Fan W/CFM = 0.27, two-speed fan |  | dxAC-Res-Split-lt45kBTUh-SEER-14.0 | dxAC-Res-Split-SEER-16.0 | Available |  | 0 | 0 |  | ErRobNc | dxAC-Res-Split-lt45kBTUh-SEER-14.0 | HV-ResAC |  | None | 2020-01-01 | [6 empty] | Standard |  | 1 | 1 | 0 | Deemed Ex Ante Team |  |  |  | Updated to indicate claim/filing status
2020 | RE-HV-ResAC-lt45kBtuh-17S | Residential SEER-rated split Air Conditioners, Size Range: 18 - 45 kBTU/h, SEER = 17 (EER = 13.3), EIR = 0.223, Fan W/CFM = 0.27, two-speed fan | DEER2020 | D20v1 | 2020-11-24 16:30 | RE-HV-ResAC-lt45kBtuh-17S | DEER | Standard | None |  |  | None |  | 0 |  | 0 | Res | Any | HVAC | SpaceCool | dxAC_equip | spltSEER | dxAC-Res-Split-SEER-17.0 | HV-ResAC | Residential SEER-rated split Air Conditioners, 18-45 kBTU/h; pre-2001: mix of SEER 10 and SEER 13 units with an average SEER = 11.4, one-speed fan; post-2001: SEER = 13 (EER = 11.08), one-speed fan; 2014: SEER = 14 (EER = 12.17), one-speed fan | Residential SEER-rated split Air Conditioners, Size Range: 18 - 45 kBTU/h, SEER = 14 (EER = 12.2), EIR = 0.239, Fan W/CFM = 0.29, one-speed fan | Residential SEER-rated split Air Conditioners, Size Range: 18 - 45 kBTU/h, SEER = 17 (EER = 13.3), EIR = 0.223, Fan W/CFM = 0.27, two-speed fan |  | dxAC-Res-Split-lt45kBTUh-SEER-14.0 | dxAC-Res-Split-SEER-17.0 | Available |  | 0 | 0 |  | ErRobNc | dxAC-Res-Split-lt45kBTUh-SEER-14.0 | HV-ResAC |  | None | 2020-01-01 | [6 empty] | Standard |  | 1 | 1 | 0 | Deemed Ex Ante Team |  |  |  | Updated to indicate claim/filing status
2020 | RE-HV-ResAC-lt45kBtuh-18S | Residential SEER-rated split Air Conditioners, Size Range: 18 - 45 kBTU/h, SEER = 18 (EER = 14), EIR = 0.209, Fan W/CFM = 0.27, two-speed fan | DEER2020 | D20v1 | 2020-11-24 16:30 | RE-HV-ResAC-lt45kBtuh-18S | DEER | Standard | None |  |  | None |  | 0 |  | 0 | Res | Any | HVAC | SpaceCool | dxAC_equip | spltSEER | dxAC-Res-Split-SEER-18.0 | HV-ResAC | Residential SEER-rated split Air Conditioners, 18-45 kBTU/h; pre-2001: mix of SEER 10 and SEER 13 units with an average SEER = 11.4, one-speed fan; post-2001: SEER = 13 (EER = 11.08), one-speed fan; 2014: SEER = 14 (EER = 12.17), one-speed fan | Residential SEER-rated split Air Conditioners, Size Range: 18 - 45 kBTU/h, SEER = 14 (EER = 12.2), EIR = 0.239, Fan W/CFM = 0.29, one-speed fan | Residential SEER-rated split Air Conditioners, Size Range: 18 - 45 kBTU/h, SEER = 18 (EER = 14), EIR = 0.209, Fan W/CFM = 0.27, two-speed fan |  | dxAC-Res-Split-lt45kBTUh-SEER-14.0 | dxAC-Res-Split-SEER-18.0 | Available |  | 0 | 0 |  | ErRobNc | dxAC-Res-Split-lt45kBTUh-SEER-14.0 | HV-ResAC |  | None | 2020-01-01 | [6 empty] | Standard |  | 1 | 1 | 0 | Deemed Ex Ante Team |  |  |  | Updated to indicate claim/filing status
2020 | RE-HV-ResAC-lt45kBtuh-19S | Residential SEER-rated split Air Conditioners, Size Range: 18 - 45 kBTU/h, SEER = 19 (EER = 14.8), EIR = 0.201, Fan W/CFM = 0.23, two-speed fan | DEER2020 | D20v1 | 2020-11-24 16:30 | RE-HV-ResAC-lt45kBtuh-19S | DEER | Standard | None |  |  | None |  | 0 |  | 0 | Res | Any | HVAC | SpaceCool | dxAC_equip | spltSEER |  | HV-ResAC | Residential SEER-rated split Air Conditioners, 18-45 kBTU/h; pre-2001: mix of SEER 10 and SEER 13 units with an average SEER = 11.4, one-speed fan; post-2001: SEER = 13 (EER = 11.08), one-speed fan; 2014: SEER = 14 (EER = 12.17), one-speed fan | Residential SEER-rated split Air Conditioners, Size Range: 18 - 45 kBTU/h, SEER = 14 (EER = 12.2), EIR = 0.239, Fan W/CFM = 0.29, one-speed fan | Residential SEER-rated split Air Conditioners, Size Range: 18 - 45 kBTU/h, SEER = 19 (EER = 14.8), EIR = 0.201, Fan W/CFM = 0.23, two-speed fan |  | dxAC-Res-Split-lt45kBTUh-SEER-14.0 | dxAC-Res-Split-SEER-19.0 | Available |  | 0 | 0 |  | ErRobNc | dxAC-Res-Split-lt45kBTUh-SEER-14.0 | HV-ResAC |  | None | 2020-01-01 | [6 empty] | Standard |  | 1 | 1 | 0 | Deemed Ex Ante Team |  |  |  | Updated to indicate claim/filing status
2020 | RE-HV-ResAC-lt45kBtuh-20S | Residential SEER-rated split Air Conditioners, Size Range: 18 - 45 kBTU/h, SEER = 20 (EER = 15.6), EIR = 0.19, Fan W/CFM = 0.23, two-speed fan | DEER2020 | D20v1 | 2020-11-24 16:30 | RE-HV-ResAC-lt45kBtuh-20S | DEER | Standard | None |  |  | None |  | 0 |  | 0 | Res | Any | HVAC | SpaceCool | dxAC_equip | spltSEER |  | HV-ResAC | Residential SEER-rated split Air Conditioners, 18-45 kBTU/h; pre-2001: mix of SEER 10 and SEER 13 units with an average SEER = 11.4, one-speed fan; post-2001: SEER = 13 (EER = 11.08), one-speed fan; 2014: SEER = 14 (EER = 12.17), one-speed fan | Residential SEER-rated split Air Conditioners, Size Range: 18 - 45 kBTU/h, SEER = 14 (EER = 12.2), EIR = 0.239, Fan W/CFM = 0.29, one-speed fan | Residential SEER-rated split Air Conditioners, Size Range: 18 - 45 kBTU/h, SEER = 20 (EER = 15.6), EIR = 0.19, Fan W/CFM = 0.23, two-speed fan |  | dxAC-Res-Split-lt45kBTUh-SEER-14.0 | dxAC-Res-Split-SEER-20.0 | Available |  | 0 | 0 |  | ErRobNc | dxAC-Res-Split-lt45kBTUh-SEER-14.0 | HV-ResAC |  | None | 2020-01-01 | [6 empty] | Standard |  | 1 | 1 | 0 | Deemed Ex Ante Team |  |  |  | Updated to indicate claim/filing status
2020 | RE-HV-ResAC-lt45kBtuh-21S | Residential SEER-rated split Air Conditioners, Size Range: 18 - 45 kBTU/h, SEER = 21 (EER = 16.4), EIR = 0.18, Fan W/CFM = 0.23, two-speed fan | DEER2020 | D20v1 | 2020-11-24 16:30 | RE-HV-ResAC-lt45kBtuh-21S | DEER | Standard | None |  |  | None |  | 0 |  | 0 | Res | Any | HVAC | SpaceCool | dxAC_equip | spltSEER |  | HV-ResAC | Residential SEER-rated split Air Conditioners, 18-45 kBTU/h; pre-2001: mix of SEER 10 and SEER 13 units with an average SEER = 11.4, one-speed fan; post-2001: SEER = 13 (EER = 11.08), one-speed fan; 2014: SEER = 14 (EER = 12.17), one-speed fan | Residential SEER-rated split Air Conditioners, Size Range: 18 - 45 kBTU/h, SEER = 14 (EER = 12.2), EIR = 0.239, Fan W/CFM = 0.29, one-speed fan | Residential SEER-rated split Air Conditioners, Size Range: 18 - 45 kBTU/h, SEER = 21 (EER = 16.4), EIR = 0.18, Fan W/CFM = 0.23, two-speed fan |  | dxAC-Res-Split-lt45kBTUh-SEER-14.0 | dxAC-Res-Split-SEER-21.0 | Available |  | 0 | 0 |  | ErRobNc | dxAC-Res-Split-lt45kBTUh-SEER-14.0 | HV-ResAC |  | None | 2020-01-01 | [6 empty] | Standard |  | 1 | 1 | 0 | Deemed Ex Ante Team |  |  |  | Updated to indicate claim/filing status
2020 | RE-HV-ResEvapAC-45to65kBtuh-17p4S | Residential SEER-rated split Heat Pumps, SEER = 17 (EER = 13.3), HSPF = 9.4 (COP = 3.74), EIR = 0.223, Fan W/CFM = 0.27, two-speed fan | DEER2020 | D20v1 | 2020-11-24 16:30 | RE-HV-ResEvapAC-ge45kBtuh-17p4S | DEER | Standard | None |  |  | None |  | 0 |  | 0 | Res | Any | HVAC | SpaceCool | dxAC_equip | spltSEER | dxHP-Res-Split-SEER-17.0 | HV-ResAC | Residential SEER-rated split Air Conditioners, 18-65 kBTU/h; pre-2001: SEER = 10 (EER = 8.52), one-speed fan; post-2001: SEER = 13 (EER = 11.08), one-speed fan; 2014: SEER = 14 (EER = 11.82), one-speed fan | Residential SEER-rated split Air Conditioners, Size Range: 45 - 65 kBTU/h, SEER = 14 (EER = 11.8), EIR = 0.247, Fan W/CFM = 0.29, one-speed fan | Residential SEER-rated split Heat Pumps, SEER = 17 (EER = 13.3), HSPF = 9.4 (COP = 3.74), EIR = 0.223, Fan W/CFM = 0.27, two-speed fan |  | dxAC-Res-Split-45to65kBTUh-SEER-14.0 | dxHP-Res-Split-SEER-17.0 | Available |  | 0 | 0 |  | ErRobNc | dxAC-Res-Split-45to65kBTUh-SEER-14.0 | HV-ResAC |  | None | 2020-01-01 | [6 empty] | Standard |  | 1 | 1 | 0 | Deemed Ex Ante Team |  |  |  | Updated to indicate claim/filing status
2020 | RE-HV-ResEvapAC-lt45kBtuh-17p4S | Residential SEER-rated split Air Conditioners, Size Range: 18 - 45 kBTU/h, SEER = 17.4, one-speed fan, evaporative cooled condenser | DEER2020 | D20v1 | 2020-11-24 16:30 | RE-HV-ResEvapAC-lt45kBtuh-17p4S | DEER | Standard | None |  |  | None |  | 0 |  | 0 | Res | Any | HVAC | SpaceCool | dxAC_equip | spltSEER |  | HV-ResAC | Residential SEER-rated split Air Conditioners, 18-65 kBTU/h; pre-2001: SEER = 10 (EER = 8.52), one-speed fan; post-2001: SEER = 13 (EER = 11.08), one-speed fan; 2014: SEER = 14 (EER = 12.17), one-speed fan | Residential SEER-rated split Air Conditioners, Size Range: 18 - 45 kBTU/h, SEER = 14 (EER = 12.2), EIR = 0.239, Fan W/CFM = 0.29, one-speed fan | Residential SEER-rated split Air Conditioners, Size Range: 18 - 45 kBTU/h, SEER = 17.4, one-speed fan, evaporative cooled condenser |  | dxAC-Res-Split-lt45kBTUh-SEER-14.0 | dxAC-Res-EvapAC-SEER-17.4 | Available |  | 0 | 0 |  | ErRobNc | dxAC-Res-Split-lt45kBTUh-SEER-14.0 | HV-ResAC |  | None | 2020-01-01 | [6 empty] | Standard |  | 1 | 1 | 0 | Deemed Ex Ante Team |  |  |  | Updated to indicate claim/filing status
2020 | RE-HV-ResHP-15p0S-8p7H | Residential SEER-rated split Heat Pumps, SEER = 15 (EER = 12.8), HSPF = 8.7 (COP = 3.68), EIR = 0.232, Fan W/CFM = 0.25, one-speed fan | DEER2020 | D20v1 | 2020-11-24 16:30 | RE-HV-ResHP-15S-8.7H | DEER | Standard | None |  |  | None |  | 0 |  | 0 | Res | Any | HVAC | HeatCool | dxHP_equip | spltSEER | dxHP-Res-Split-SEER-15.0 | HVAC-airHP | Res SEER-Rated Splt HP, 7.1-3.01 kBTU/h; pre-2001: SEER = 10 (HSPF = 7.1), one-speed fan; post-2001: SEER = 13 (HSPF = 8.2), one-speed fan; 2014: SEER = 14 (HSPF = 8.2), one-speed fan | Residential SEER-rated split Heat Pumps, SEER = 14 (EER = 11.9), HSPF = 8.2 (COP = 3.48), EIR = 0.245, Fan W/CFM = 0.29, one-speed fan | Residential SEER-rated split Heat Pumps, SEER = 15 (EER = 12.8), HSPF = 8.7 (COP = 3.68), EIR = 0.232, Fan W/CFM = 0.25, one-speed fan |  | dxHP-Res-Split-SEER-14.0 | dxHP-Res-Split-SEER-15.0 | Available |  | 0 | 0 |  | ErRobNc | dxHP-Res-Split-SEER-14.0 | HVAC-airHP |  | None | 2020-01-01 | [6 empty] | Standard |  | 1 | 1 | 0 | Deemed Ex Ante Team |  |  |  | Updated to indicate claim/filing status
2020 | RE-HV-ResHP-16p0S-9p0H | Residential SEER-rated split Heat Pumps, SEER = 16 (EER = 12.5), HSPF = 9 (COP = 3.57), EIR = 0.238, Fan W/CFM = 0.27, two-speed fan | DEER2020 | D20v1 | 2020-11-24 16:30 | RE-HV-ResHP-16S-9H | DEER | Standard | None |  |  | None |  | 0 |  | 0 | Res | Any | HVAC | HeatCool | dxHP_equip | spltSEER | dxHP-Res-Split-SEER-16.0 | HVAC-airHP | Res SEER-Rated Splt HP, 7.1-3.01 kBTU/h; pre-2001: SEER = 10 (HSPF = 7.1), one-speed fan; post-2001: SEER = 13 (HSPF = 8.2), one-speed fan; 2014: SEER = 14 (HSPF = 8.2), one-speed fan | Residential SEER-rated split Heat Pumps, SEER = 14 (EER = 11.9), HSPF = 8.2 (COP = 3.48), EIR = 0.245, Fan W/CFM = 0.29, one-speed fan | Residential SEER-rated split Heat Pumps, SEER = 16 (EER = 12.5), HSPF = 9 (COP = 3.57), EIR = 0.238, Fan W/CFM = 0.27, two-speed fan |  | dxHP-Res-Split-SEER-14.0 | dxHP-Res-Split-SEER-16.0 | Available |  | 0 | 0 |  | ErRobNc | dxHP-Res-Split-SEER-14.0 | HVAC-airHP |  | None | 2020-01-01 | [6 empty] | Standard |  | 1 | 1 | 0 | Deemed Ex Ante Team |  |  |  | Updated to indicate claim/filing status
2020 | RE-HV-ResHP-17p0S-9p4H | Residential SEER-rated split Heat Pumps, SEER = 17 (EER = 13.3), HSPF = 9.4 (COP = 3.74), EIR = 0.223, Fan W/CFM = 0.27, two-speed fan | DEER2020 | D20v1 | 2020-11-24 16:30 | RE-HV-ResHP-17S-9.4H | DEER | Standard | None |  |  | None |  | 0 |  | 0 | Res | Any | HVAC | HeatCool | dxHP_equip | spltSEER | dxHP-Res-Split-SEER-17.0 | HVAC-airHP | Res SEER-Rated Splt HP, 7.1-3.01 kBTU/h; pre-2001: SEER = 10 (HSPF = 7.1), one-speed fan; post-2001: SEER = 13 (HSPF = 8.2), one-speed fan; 2014: SEER = 14 (HSPF = 8.2), one-speed fan | Residential SEER-rated split Heat Pumps, SEER = 14 (EER = 11.9), HSPF = 8.2 (COP = 3.48), EIR = 0.245, Fan W/CFM = 0.29, one-speed fan | Residential SEER-rated split Heat Pumps, SEER = 17 (EER = 13.3), HSPF = 9.4 (COP = 3.74), EIR = 0.223, Fan W/CFM = 0.27, two-speed fan |  | dxHP-Res-Split-SEER-14.0 | dxHP-Res-Split-SEER-17.0 | Available |  | 0 | 0 |  | ErRobNc | dxHP-Res-Split-SEER-14.0 | HVAC-airHP |  | None | 2020-01-01 | [6 empty] | Standard |  | 1 | 1 | 0 | Deemed Ex Ante Team |  |  |  | Updated to indicate claim/filing status
2020 | RE-HV-ResHP-18p0S-9p7H | Residential SEER-rated split Heat Pumps, SEER = 18 (EER = 14), HSPF = 9.7 (COP = 3.86), EIR = 0.209, Fan W/CFM = 0.27, two-speed fan | DEER2020 | D20v1 | 2020-11-24 16:30 | RE-HV-ResHP-18S-9.7H | DEER | Standard | None |  |  | None |  | 0 |  | 0 | Res | Any | HVAC | HeatCool | dxHP_equip | spltSEER | dxHP-Res-Split-SEER-18.0 | HVAC-airHP | Res SEER-Rated Splt HP, 7.1-3.01 kBTU/h; pre-2001: SEER = 10 (HSPF = 7.1), one-speed fan; post-2001: SEER = 13 (HSPF = 8.2), one-speed fan; 2014: SEER = 14 (HSPF = 8.2), one-speed fan | Residential SEER-rated split Heat Pumps, SEER = 14 (EER = 11.9), HSPF = 8.2 (COP = 3.48), EIR = 0.245, Fan W/CFM = 0.29, one-speed fan | Residential SEER-rated split Heat Pumps, SEER = 18 (EER = 14), HSPF = 9.7 (COP = 3.86), EIR = 0.209, Fan W/CFM = 0.27, two-speed fan |  | dxHP-Res-Split-SEER-14.0 | dxHP-Res-Split-SEER-18.0 | Available |  | 0 | 0 |  | ErRobNc | dxHP-Res-Split-SEER-14.0 | HVAC-airHP |  | None | 2020-01-01 | [6 empty] | Standard |  | 1 | 1 | 0 | Deemed Ex Ante Team |  |  |  | Updated to indicate claim/filing status
2020 | RE-Refg-All_CmpMini-Tier1 | All-refrigerators - automatic defrost (Refrigerator with no separate freezer storage), Size Range: compact (5-7 cu. ft.), Energy Star (10% less than Code Maximum) | DEER2020 | D20 v1 | 2020-11-24 16:30 | Res-Refg-dKWH-Cond | DEER | Scaled | Delta | 27 | 31.9 | None |  | 0 |  | 1 | Res | Any | AppPlug | Refrig | Ref_Storage | RefrigFrz |  | Appl-ESRefg |  |  |  |  | Refg-All_CmpMini-Code | Refg-All_CmpMini-Tier1 | Available |  | 0 | 0 |  | RobNc |  | Appl-ESRefg |  | None | 2020-01-01 | [6 empty] | Standard |  | 1 | 1 | 0 | Deemed Ex Ante Team |  |  |  | Updated to indicate claim/filing status
2020 | RE-Refg-All_CmpMini-Tier2 | All-refrigerators - automatic defrost (Refrigerator with no separate freezer storage), Size Range: compact (5-7 cu. ft.), 30% less than Code Maximum | DEER2020 | D20 v1 | 2020-11-24 16:30 | Res-Refg-dKWH-Cond | DEER | Scaled | Delta | 80 | 94.4 | None |  | 0 |  | 1 | Res | Any | AppPlug | Refrig | Ref_Storage | RefrigFrz |  | Appl-ESRefg |  |  |  |  | Refg-All_CmpMini-Code | Refg-All_CmpMini-Tier2 | Available |  | 0 | 0 |  | RobNc |  | Appl-ESRefg |  | None | 2020-01-01 | [6 empty] | Standard |  | 1 | 1 | 0 | Deemed Ex Ante Team |  |  |  | Updated to indicate claim/filing status
2020 | RE-Refg-All_CmpSml-Tier1 | All-refrigerators - automatic defrost (Refrigerator with no separate freezer storage), Size Range: compact mini (<5 cu. ft.), Energy Star (10% less than Code Maximum) | DEER2020 | D20 v1 | 2020-11-24 16:30 | Res-Refg-dKWH-Cond | DEER | Scaled | Delta | 24 | 28.3 | None |  | 0 |  | 1 | Res | Any | AppPlug | Refrig | Ref_Storage | RefrigFrz |  | Appl-ESRefg |  |  |  |  | Refg-All_CmpSml-Code | Refg-All_CmpSml-Tier1 | Available |  | 0 | 0 |  | RobNc |  | Appl-ESRefg |  | None | 2020-01-01 | [6 empty] | Standard |  | 1 | 1 | 0 | Deemed Ex Ante Team |  |  |  | Updated to indicate claim/filing status
2020 | RE-Refg-All_CmpSml-Tier2 | All-refrigerators - automatic defrost (Refrigerator with no separate freezer storage), Size Range: compact mini (<5 cu. ft.), 30% less than Code Maximum | DEER2020 | D20 v1 | 2020-11-24 16:30 | Res-Refg-dKWH-Cond | DEER | Scaled | Delta | 73 | 86.1 | None |  | 0 |  | 1 | Res | Any | AppPlug | Refrig | Ref_Storage | RefrigFrz |  | Appl-ESRefg |  |  |  |  | Refg-All_CmpSml-Code | Refg-All_CmpSml-Tier2 | Available |  | 0 | 0 |  | RobNc |  | Appl-ESRefg |  | None | 2020-01-01 | [6 empty] | Standard |  | 1 | 1 | 0 | Deemed Ex Ante Team |  |  |  | Updated to indicate claim/filing status
2020 | RE-Refg-All_Large-Tier1 | All-refrigerators - automatic defrost (Refrigerator with no separate freezer storage), Size Range: Large (21 to 23 cu. ft.), Energy Star (10% less than Code Maximum) | DEER2020 | D20 v1 | 2020-11-24 16:30 | Res-Refg-dKWH-Cond | DEER | Scaled | Delta | 36 | 42.5 | None |  | 0 |  | 1 | Res | Any | AppPlug | Refrig | Ref_Storage | RefrigFrz |  | Appl-ESRefg |  |  |  |  | Refg-All_Large-Code | Refg-All_Large-Tier1 | Available |  | 0 | 0 |  | RobNc |  | Appl-ESRefg |  | None | 2020-01-01 | [6 empty] | Standard |  | 1 | 1 | 0 | Deemed Ex Ante Team |  |  |  | Updated to indicate claim/filing status
2020 | RE-Refg-All_Large-Tier2 | All-refrigerators - automatic defrost (Refrigerator with no separate freezer storage), Size Range: Large (21 to 23 cu. ft.), 30% less than Code Maximum | DEER2020 | D20 v1 | 2020-11-24 16:30 | Res-Refg-dKWH-Cond | DEER | Scaled | Delta | 107 | 126 | None |  | 0 |  | 1 | Res | Any | AppPlug | Refrig | Ref_Storage | RefrigFrz |  | Appl-ESRefg |  |  |  |  | Refg-All_Large-Code | Refg-All_Large-Tier2 | Available |  | 0 | 0 |  | RobNc |  | Appl-ESRefg |  | None | 2020-01-01 | [6 empty] | Standard |  | 1 | 1 | 0 | Deemed Ex Ante Team |  |  |  | Updated to indicate claim/filing status
2020 | RE-Refg-All_Med-Tier1 | All-refrigerators - automatic defrost (Refrigerator with no separate freezer storage), Size Range: Medium (17 to 20 cu. ft.), Energy Star (10% less than Code Maximum) | DEER2020 | D20 v1 | 2020-11-24 16:30 | Res-Refg-dKWH-Cond | DEER | Scaled | Delta | 34 | 40.1 | None |  | 0 |  | 1 | Res | Any | AppPlug | Refrig | Ref_Storage | RefrigFrz |  | Appl-ESRefg |  |  |  |  | Refg-All_Med-Code | Refg-All_Med-Tier1 | Available |  | 0 | 0 |  | RobNc |  | Appl-ESRefg |  | None | 2020-01-01 | [6 empty] | Standard |  | 1 | 1 | 0 | Deemed Ex Ante Team |  |  |  | Updated to indicate claim/filing status
2020 | RE-Refg-All_Med-Tier2 | All-refrigerators - automatic defrost (Refrigerator with no separate freezer storage), Size Range: Medium (17 to 20 cu. ft.), 30% less than Code Maximum | DEER2020 | D20 v1 | 2020-11-24 16:30 | Res-Refg-dKWH-Cond | DEER | Scaled | Delta | 101 | 119 | None |  | 0 |  | 1 | Res | Any | AppPlug | Refrig | Ref_Storage | RefrigFrz |  | Appl-ESRefg |  |  |  |  | Refg-All_Med-Code | Refg-All_Med-Tier2 | Available |  | 0 | 0 |  | RobNc |  | Appl-ESRefg |  | None | 2020-01-01 | [6 empty] | Standard |  | 1 | 1 | 0 | Deemed Ex Ante Team |  |  |  | Updated to indicate claim/filing status
2020 | RE-Refg-All_Mini-Tier1 | All-refrigerators - automatic defrost (Refrigerator with no separate freezer storage), Size Range: Very Small (<13 cu. ft.), Energy Star (10% less than Code Maximum) | DEER2020 | D20 v1 | 2020-11-24 16:30 | Res-Refg-dKWH-Cond | DEER | Scaled | Delta | 28 | 33 | None |  | 0 |  | 1 | Res | Any | AppPlug | Refrig | Ref_Storage | RefrigFrz |  | Appl-ESRefg |  |  |  |  | Refg-All_Mini-Code | Refg-All_Mini-Tier1 | Available |  | 0 | 0 |  | RobNc |  | Appl-ESRefg |  | None | 2020-01-01 | [6 empty] | Standard |  | 1 | 1 | 0 | Deemed Ex Ante Team |  |  |  | Updated to indicate claim/filing status
2020 | RE-Refg-All_Mini-Tier2 | All-refrigerators - automatic defrost (Refrigerator with no separate freezer storage), Size Range: Very Small (<13 cu. ft.), 30% less than Code Maximum | DEER2020 | D20 v1 | 2020-11-24 16:30 | Res-Refg-dKWH-Cond | DEER | Scaled | Delta | 84 | 99.1 | None |  | 0 |  | 1 | Res | Any | AppPlug | Refrig | Ref_Storage | RefrigFrz |  | Appl-ESRefg |  |  |  |  | Refg-All_Mini-Code | Refg-All_Mini-Tier2 | Available |  | 0 | 0 |  | RobNc |  | Appl-ESRefg |  | None | 2020-01-01 | [6 empty] | Standard |  | 1 | 1 | 0 | Deemed Ex Ante Team |  |  |  | Updated to indicate claim/filing status
2020 | RE-Refg-All_Small-Tier1 | All-refrigerators - automatic defrost (Refrigerator with no separate freezer storage), Size Range: Small (13 to 16 cu. ft.), Energy Star (10% less than Code Maximum) | DEER2020 | D20 v1 | 2020-11-24 16:30 | Res-Refg-dKWH-Cond | DEER | Scaled | Delta | 31 | 36.6 | None |  | 0 |  | 1 | Res | Any | AppPlug | Refrig | Ref_Storage | RefrigFrz |  | Appl-ESRefg |  |  |  |  | Refg-All_Small-Code | Refg-All_Small-Tier1 | Available |  | 0 | 0 |  | RobNc |  | Appl-ESRefg |  | None | 2020-01-01 | [6 empty] | Standard |  | 1 | 1 | 0 | Deemed Ex Ante Team |  |  |  | Updated to indicate claim/filing status
2020 | RE-Refg-All_Small-Tier2 | All-refrigerators - automatic defrost (Refrigerator with no separate freezer storage), Size Range: Small (13 to 16 cu. ft.), 30% less than Code Maximum | DEER2020 | D20 v1 | 2020-11-24 16:30 | Res-Refg-dKWH-Cond | DEER | Scaled | Delta | 92 | 109 | None |  | 0 |  | 1 | Res | Any | AppPlug | Refrig | Ref_Storage | RefrigFrz |  | Appl-ESRefg |  |  |  |  | Refg-All_Small-Code | Refg-All_Small-Tier2 | Available |  | 0 | 0 |  | RobNc |  | Appl-ESRefg |  | None | 2020-01-01 | [6 empty] | Standard |  | 1 | 1 | 0 | Deemed Ex Ante Team |  |  |  | Updated to indicate claim/filing status
2020 | RE-Refg-All_VLarge-Tier1 | All-refrigerators - automatic defrost (Refrigerator with no separate freezer storage), Size Range: Very large (over 23 cu. ft.), Energy Star (10% less than Code Maximum) | DEER2020 | D20 v1 | 2020-11-24 16:30 | Res-Refg-dKWH-Cond | DEER | Scaled | Delta | 38 | 44.8 | None |  | 0 |  | 1 | Res | Any | AppPlug | Refrig | Ref_Storage | RefrigFrz |  | Appl-ESRefg |  |  |  |  | Refg-All_VLarge-Code | Refg-All_VLarge-Tier1 | Available |  | 0 | 0 |  | RobNc |  | Appl-ESRefg |  | None | 2020-01-01 | [6 empty] | Standard |  | 1 | 1 | 0 | Deemed Ex Ante Team |  |  |  | Updated to indicate claim/filing status
2020 | RE-Refg-All_VLarge-Tier2 | All-refrigerators - automatic defrost (Refrigerator with no separate freezer storage), Size Range: Very large (over 23 cu. ft.), 30% less than Code Maximum | DEER2020 | D20 v1 | 2020-11-24 16:30 | Res-Refg-dKWH-Cond | DEER | Scaled | Delta | 115 | 136 | None |  | 0 |  | 1 | Res | Any | AppPlug | Refrig | Ref_Storage | RefrigFrz |  | Appl-ESRefg |  |  |  |  | Refg-All_VLarge-Code | Refg-All_VLarge-Tier2 | Available |  | 0 | 0 |  | RobNc |  | Appl-ESRefg |  | None | 2020-01-01 | [6 empty] | Standard |  | 1 | 1 | 0 | Deemed Ex Ante Team |  |  |  | Updated to indicate claim/filing status
2020 | RE-Refg-All_WtdSize-Tier1 | All-refrigerators - automatic defrost (Refrigerator with no separate freezer storage), Size Range: Weighted Size, Energy Star (10% less than Code Maximum) | DEER2020 | D20 v1 | 2020-11-24 16:30 | Res-Refg-dKWH-Cond | DEER | Scaled | Delta | 30 | 35.4 | None |  | 0 |  | 1 | Res | Any | AppPlug | Refrig | Ref_Storage | RefrigFrz |  | Appl-ESRefg |  |  |  |  | Refg-All_WtdSize-Code | Refg-All_WtdSize-Tier1 | Available |  | 0 | 0 |  | RobNc |  | Appl-ESRefg |  | None | 2020-01-01 | [6 empty] | Standard |  | 1 | 1 | 0 | Deemed Ex Ante Team |  |  |  | Updated to indicate claim/filing status
2020 | RE-Refg-All_WtdSize-Tier2 | All-refrigerators - automatic defrost (Refrigerator with no separate freezer storage), Size Range: Weighted Size, 30% less than Code Maximum | DEER2020 | D20 v1 | 2020-11-24 16:30 | Res-Refg-dKWH-Cond | DEER | Scaled | Delta | 91 | 107 | None |  | 0 |  | 1 | Res | Any | AppPlug | Refrig | Ref_Storage | RefrigFrz |  | Appl-ESRefg |  |  |  |  | Refg-All_WtdSize-Code | Refg-All_WtdSize-Tier2 | Available |  | 0 | 0 |  | RobNc |  | Appl-ESRefg |  | None | 2020-01-01 | [6 empty] | Standard |  | 1 | 1 | 0 | Deemed Ex Ante Team |  |  |  | Updated to indicate claim/filing status
2020 | RE-RefgFrz-BM_CmpMini-Tier1 | Refrigerator-freezers - automatic defrost with bottom-mounted freezer without an automatic icemaker, Size Range: compact (5-7 cu. ft.), Energy Star (10% less than Code Maximum) | DEER2020 | D20 v1 | 2020-11-24 16:30 | Res-Refg-dKWH-Cond | DEER | Scaled | Delta | 43 | 50.7 | None |  | 0 |  | 1 | Res | Any | AppPlug | Refrig | Ref_Storage | RefrigFrz |  | Appl-ESRefg |  |  |  |  | RefgFrz-BM_CmpMini-Code | RefgFrz-BM_CmpMini-Tier1 | Available |  | 0 | 0 |  | RobNc |  | Appl-ESRefg |  | None | 2020-01-01 | [6 empty] | Standard |  | 1 | 1 | 0 | Deemed Ex Ante Team |  |  |  | Updated to indicate claim/filing status
2020 | RE-RefgFrz-BM_CmpMini-Tier2 | Refrigerator-freezers - automatic defrost with bottom-mounted freezer without an automatic icemaker, Size Range: compact (5-7 cu. ft.), 30% less than Code Maximum | DEER2020 | D20 v1 | 2020-11-24 16:30 | Res-Refg-dKWH-Cond | DEER | Scaled | Delta | 128 | 151 | None |  | 0 |  | 1 | Res | Any | AppPlug | Refrig | Ref_Storage | RefrigFrz |  | Appl-ESRefg |  |  |  |  | RefgFrz-BM_CmpMini-Code | RefgFrz-BM_CmpMini-Tier2 | Available |  | 0 | 0 |  | RobNc |  | Appl-ESRefg |  | None | 2020-01-01 | [6 empty] | Standard |  | 1 | 1 | 0 | Deemed Ex Ante Team |  |  |  | Updated to indicate claim/filing status
2020 | RE-RefgFrz-BM_CmpSml-Tier1 | Refrigerator-freezers - automatic defrost with bottom-mounted freezer without an automatic icemaker, Size Range: compact mini (<5 cu. ft.), Energy Star (10% less than Code Maximum) | DEER2020 | D20 v1 | 2020-11-24 16:30 | Res-Refg-dKWH-Cond | DEER | Scaled | Delta | 38 | 44.8 | None |  | 0 |  | 1 | Res | Any | AppPlug | Refrig | Ref_Storage | RefrigFrz |  | Appl-ESRefg |  |  |  |  | RefgFrz-BM_CmpSml-Code | RefgFrz-BM_CmpSml-Tier1 | Available |  | 0 | 0 |  | RobNc |  | Appl-ESRefg |  | None | 2020-01-01 | [6 empty] | Standard |  | 1 | 1 | 0 | Deemed Ex Ante Team |  |  |  | Updated to indicate claim/filing status
2020 | RE-RefgFrz-BM_CmpSml-Tier2 | Refrigerator-freezers - automatic defrost with bottom-mounted freezer without an automatic icemaker, Size Range: compact mini (<5 cu. ft.), 30% less than Code Maximum | DEER2020 | D20 v1 | 2020-11-24 16:30 | Res-Refg-dKWH-Cond | DEER | Scaled | Delta | 115 | 136 | None |  | 0 |  | 1 | Res | Any | AppPlug | Refrig | Ref_Storage | RefrigFrz |  | Appl-ESRefg |  |  |  |  | RefgFrz-BM_CmpSml-Code | RefgFrz-BM_CmpSml-Tier2 | Available |  | 0 | 0 |  | RobNc |  | Appl-ESRefg |  | None | 2020-01-01 | [6 empty] | Standard |  | 1 | 1 | 0 | Deemed Ex Ante Team |  |  |  | Updated to indicate claim/filing status
2020 | RE-RefgFrz-BM-Ice_Large-Tier1 | Refrigerator-freezers - automatic defrost with bottom-mounted freezer with an automatic icemaker without through-the-door ice service, Size Range: Large (21 to 23 cu. ft.), Energy Star (10% less than Code Maximum) | DEER2020 | D20 v1 | 2020-11-24 16:30 | Res-Refg-dKWH-Cond | DEER | Scaled | Delta | 65 | 76.7 | None |  | 0 |  | 1 | Res | Any | AppPlug | Refrig | Ref_Storage | RefrigFrz | RefgFrz-BM-Ice_Large-Tier1 | Appl-ESRefg |  |  |  |  | RefgFrz-BM-Ice_Large-Code | RefgFrz-BM-Ice_Large-Tier1 | Available |  | 0 | 0 |  | RobNc | RefgFrz-BM-Ice_Large-Code | Appl-ESRefg |  | None | 2020-01-01 | [6 empty] | Standard |  | 1 | 1 | 0 | Deemed Ex Ante Team |  |  |  | Updated to indicate claim/filing status
2020 | RE-RefgFrz-BM-Ice_Large-Tier2 | Refrigerator-freezers - automatic defrost with bottom-mounted freezer with an automatic icemaker without through-the-door ice service, Size Range: Large (21 to 23 cu. ft.), 30% less than Code Maximum | DEER2020 | D20 v1 | 2020-11-24 16:30 | Res-Refg-dKWH-Cond | DEER | Scaled | Delta | 194 | 229 | None |  | 0 |  | 1 | Res | Any | AppPlug | Refrig | Ref_Storage | RefrigFrz | RefgFrz-BM-Ice_Large-Tier2 | Appl-ESRefg |  |  |  |  | RefgFrz-BM-Ice_Large-Code | RefgFrz-BM-Ice_Large-Tier2 | Available |  | 0 | 0 |  | RobNc | RefgFrz-BM-Ice_Large-Code | Appl-ESRefg |  | None | 2020-01-01 | [6 empty] | Standard |  | 1 | 1 | 0 | Deemed Ex Ante Team |  |  |  | Updated to indicate claim/filing status
2020 | RE-RefgFrz-BM-Ice_Med-Tier1 | Refrigerator-freezers - automatic defrost with bottom-mounted freezer with an automatic icemaker without through-the-door ice service, Size Range: Medium (17 to 20 cu. ft.), Energy Star (10% less than Code Maximum) | DEER2020 | D20 v1 | 2020-11-24 16:30 | Res-Refg-dKWH-Cond | DEER | Scaled | Delta | 61 | 72 | None |  | 0 |  | 1 | Res | Any | AppPlug | Refrig | Ref_Storage | RefrigFrz | RefgFrz-BM-Ice_Med-Tier1 | Appl-ESRefg |  |  |  |  | RefgFrz-BM-Ice_Med-Code | RefgFrz-BM-Ice_Med-Tier1 | Available |  | 0 | 0 |  | RobNc | RefgFrz-BM-Ice_Med-Code | Appl-ESRefg |  | None | 2020-01-01 | [6 empty] | Standard |  | 1 | 1 | 0 | Deemed Ex Ante Team |  |  |  | Updated to indicate claim/filing status
2020 | RE-RefgFrz-BM-Ice_Med-Tier2 | Refrigerator-freezers - automatic defrost with bottom-mounted freezer with an automatic icemaker without through-the-door ice service, Size Range: Medium (17 to 20 cu. ft.), 30% less than Code Maximum | DEER2020 | D20 v1 | 2020-11-24 16:30 | Res-Refg-dKWH-Cond | DEER | Scaled | Delta | 184 | 217 | None |  | 0 |  | 1 | Res | Any | AppPlug | Refrig | Ref_Storage | RefrigFrz | RefgFrz-BM-Ice_Med-Tier2 | Appl-ESRefg |  |  |  |  | RefgFrz-BM-Ice_Med-Code | RefgFrz-BM-Ice_Med-Tier2 | Available |  | 0 | 0 |  | RobNc | RefgFrz-BM-Ice_Med-Code | Appl-ESRefg |  | None | 2020-01-01 | [6 empty] | Standard |  | 1 | 1 | 0 | Deemed Ex Ante Team |  |  |  | Updated to indicate claim/filing status
2020 | RE-RefgFrz-BM-Ice_Mini-Tier1 | Refrigerator-freezers - automatic defrost with bottom-mounted freezer with an automatic icemaker without through-the-door ice service, Size Range: Very Small (<13 cu. ft.), Energy Star (10% less than Code Maximum) | DEER2020 | D20 v1 | 2020-11-24 16:30 | Res-Refg-dKWH-Cond | DEER | Scaled | Delta | 52 | 61.4 | None |  | 0 |  | 1 | Res | Any | AppPlug | Refrig | Ref_Storage | RefrigFrz | RefgFrz-BM-Ice_Mini-Tier1 | Appl-ESRefg |  |  |  |  | RefgFrz-BM-Ice_Mini-Code | RefgFrz-BM-Ice_Mini-Tier1 | Available |  | 0 | 0 |  | RobNc | RefgFrz-BM-Ice_Mini-Code | Appl-ESRefg |  | None | 2020-01-01 | [6 empty] | Standard |  | 1 | 1 | 0 | Deemed Ex Ante Team |  |  |  | Updated to indicate claim/filing status
2020 | RE-RefgFrz-BM-Ice_Mini-Tier2 | Refrigerator-freezers - automatic defrost with bottom-mounted freezer with an automatic icemaker without through-the-door ice service, Size Range: Very Small (<13 cu. ft.), 30% less than Code Maximum | DEER2020 | D20 v1 | 2020-11-24 16:30 | Res-Refg-dKWH-Cond | DEER | Scaled | Delta | 157 | 185 | None |  | 0 |  | 1 | Res | Any | AppPlug | Refrig | Ref_Storage | RefrigFrz | RefgFrz-BM-Ice_Mini-Tier2 | Appl-ESRefg |  |  |  |  | RefgFrz-BM-Ice_Mini-Code | RefgFrz-BM-Ice_Mini-Tier2 | Available |  | 0 | 0 |  | RobNc | RefgFrz-BM-Ice_Mini-Code | Appl-ESRefg |  | None | 2020-01-01 | [6 empty] | Standard |  | 1 | 1 | 0 | Deemed Ex Ante Team |  |  |  | Updated to indicate claim/filing status
2020 | RE-RefgFrz-BM-Ice_Small-Tier1 | Refrigerator-freezers - automatic defrost with bottom-mounted freezer with an automatic icemaker without through-the-door ice service, Size Range: Small (13 to 16 cu. ft.), Energy Star (10% less than Code Maximum) | DEER2020 | D20 v1 | 2020-11-24 16:30 | Res-Refg-dKWH-Cond | DEER | Scaled | Delta | 57 | 67.3 | None |  | 0 |  | 1 | Res | Any | AppPlug | Refrig | Ref_Storage | RefrigFrz | RefgFrz-BM-Ice_Small-Tier1 | Appl-ESRefg |  |  |  |  | RefgFrz-BM-Ice_Small-Code | RefgFrz-BM-Ice_Small-Tier1 | Available |  | 0 | 0 |  | RobNc | RefgFrz-BM-Ice_Small-Code | Appl-ESRefg |  | None | 2020-01-01 | [6 empty] | Standard |  | 1 | 1 | 0 | Deemed Ex Ante Team |  |  |  | Updated to indicate claim/filing status
2020 | RE-RefgFrz-BM-Ice_Small-Tier2 | Refrigerator-freezers - automatic defrost with bottom-mounted freezer with an automatic icemaker without through-the-door ice service, Size Range: Small (13 to 16 cu. ft.), 30% less than Code Maximum | DEER2020 | D20 v1 | 2020-11-24 16:30 | Res-Refg-dKWH-Cond | DEER | Scaled | Delta | 171 | 202 | None |  | 0 |  | 1 | Res | Any | AppPlug | Refrig | Ref_Storage | RefrigFrz | RefgFrz-BM-Ice_Small-Tier2 | Appl-ESRefg |  |  |  |  | RefgFrz-BM-Ice_Small-Code | RefgFrz-BM-Ice_Small-Tier2 | Available |  | 0 | 0 |  | RobNc | RefgFrz-BM-Ice_Small-Code | Appl-ESRefg |  | None | 2020-01-01 | [6 empty] | Standard |  | 1 | 1 | 0 | Deemed Ex Ante Team |  |  |  | Updated to indicate claim/filing status
2020 | RE-RefgFrz-BM-Ice_VLarge-Tier1 | Refrigerator-freezers - automatic defrost with bottom-mounted freezer with an automatic icemaker without through-the-door ice service, Size Range: Very large (over 23 cu. Ft.), Energy Star (10% less than Code Maximum) | DEER2020 | D20 v1 | 2020-11-24 16:30 | Res-Refg-dKWH-Cond | DEER | Scaled | Delta | 69 | 81.4 | None |  | 0 |  | 1 | Res | Any | AppPlug | Refrig | Ref_Storage | RefrigFrz | RefgFrz-BM-Ice_VLarge-Tier1 | Appl-ESRefg |  |  |  |  | RefgFrz-BM-Ice_VLarge-Code | RefgFrz-BM-Ice_VLarge-Tier1 | Available |  | 0 | 0 |  | RobNc | RefgFrz-BM-Ice_VLarge-Code | Appl-ESRefg |  | None | 2020-01-01 | [6 empty] | Standard |  | 1 | 1 | 0 | Deemed Ex Ante Team |  |  |  | Updated to indicate claim/filing status
2020 | RE-RefgFrz-BM-Ice_VLarge-Tier2 | Refrigerator-freezers - automatic defrost with bottom-mounted freezer with an automatic icemaker without through-the-door ice service, Size Range: Very large (over 23 cu. Ft.), 30% less than Code Maximum | DEER2020 | D20 v1 | 2020-11-24 16:30 | Res-Refg-dKWH-Cond | DEER | Scaled | Delta | 208 | 245 | None |  | 0 |  | 1 | Res | Any | AppPlug | Refrig | Ref_Storage | RefrigFrz | RefgFrz-BM-Ice_VLarge-Tier2 | Appl-ESRefg |  |  |  |  | RefgFrz-BM-Ice_VLarge-Code | RefgFrz-BM-Ice_VLarge-Tier2 | Available |  | 0 | 0 |  | RobNc | RefgFrz-BM-Ice_VLarge-Code | Appl-ESRefg |  | None | 2020-01-01 | [6 empty] | Standard |  | 1 | 1 | 0 | Deemed Ex Ante Team |  |  |  | Updated to indicate claim/filing status
2020 | RE-RefgFrz-BM-Ice_WtdSize-Tier1 | Refrigerator-freezers - automatic defrost with bottom-mounted freezer with an automatic icemaker without through-the-door ice service, Size Range: Weighted Size, Energy Star (10% less than Code Maximum) | DEER2020 | D20 v1 | 2020-11-24 16:30 | Res-Refg-dKWH-Cond | DEER | Scaled | Delta | 66 | 77.9 | None |  | 0 |  | 1 | Res | Any | AppPlug | Refrig | Ref_Storage | RefrigFrz | RefgFrz-BM-Ice_WtdSize-Tier1 | Appl-ESRefg |  |  |  |  | RefgFrz-BM-Ice_WtdSize-Code | RefgFrz-BM-Ice_WtdSize-Tier1 | Available |  | 0 | 0 |  | RobNc | RefgFrz-BM-Ice_WtdSize-Code | Appl-ESRefg |  | None | 2020-01-01 | [6 empty] | Standard |  | 1 | 1 | 0 | Deemed Ex Ante Team |  |  |  | Updated to indicate claim/filing status
2020 | RE-RefgFrz-BM-Ice_WtdSize-Tier2 | Refrigerator-freezers - automatic defrost with bottom-mounted freezer with an automatic icemaker without through-the-door ice service, Size Range: Weighted Size, 30% less than Code Maximum | DEER2020 | D20 v1 | 2020-11-24 16:30 | Res-Refg-dKWH-Cond | DEER | Scaled | Delta | 198 | 234 | None |  | 0 |  | 1 | Res | Any | AppPlug | Refrig | Ref_Storage | RefrigFrz | RefgFrz-BM-Ice_WtdSize-Tier2 | Appl-ESRefg |  |  |  |  | RefgFrz-BM-Ice_WtdSize-Code | RefgFrz-BM-Ice_WtdSize-Tier2 | Available |  | 0 | 0 |  | RobNc | RefgFrz-BM-Ice_WtdSize-Code | Appl-ESRefg |  | None | 2020-01-01 | [6 empty] | Standard |  | 1 | 1 | 0 | Deemed Ex Ante Team |  |  |  | Updated to indicate claim/filing status
2020 | RE-RefgFrz-BM-Ice_XLarge-Tier1 | Refrigerator-freezers - automatic defrost with bottom-mounted freezer with an automatic icemaker without through-the-door ice service, Size Range: extra large (> 28 cu. ft.), Energy Star (10% less than Code Maximum) | DEER2020 | D20 v1 | 2020-11-24 16:30 | Res-Refg-dKWH-Cond | DEER | Scaled | Delta | 74 | 87.3 | None |  | 0 |  | 1 | Res | Any | AppPlug | Refrig | Ref_Storage | RefrigFrz | RefgFrz-BM-Ice_XLarge-Tier1 | Appl-ESRefg |  |  |  |  | RefgFrz-BM-Ice_XLarge-Code | RefgFrz-BM-Ice_XLarge-Tier1 | Available |  | 0 | 0 |  | RobNc | RefgFrz-BM-Ice_XLarge-Code | Appl-ESRefg |  | None | 2020-01-01 | [6 empty] | Standard |  | 1 | 1 | 0 | Deemed Ex Ante Team |  |  |  | Updated to indicate claim/filing status
2020 | RE-RefgFrz-BM-Ice_XLarge-Tier2 | Refrigerator-freezers - automatic defrost with bottom-mounted freezer with an automatic icemaker without through-the-door ice service, Size Range: extra large (> 28 cu. ft.), 30% less than Code Maximum | DEER2020 | D20 v1 | 2020-11-24 16:30 | Res-Refg-dKWH-Cond | DEER | Scaled | Delta | 221 | 261 | None |  | 0 |  | 1 | Res | Any | AppPlug | Refrig | Ref_Storage | RefrigFrz | RefgFrz-BM-Ice_XLarge-Tier2 | Appl-ESRefg |  |  |  |  | RefgFrz-BM-Ice_XLarge-Code | RefgFrz-BM-Ice_XLarge-Tier2 | Available |  | 0 | 0 |  | RobNc | RefgFrz-BM-Ice_XLarge-Code | Appl-ESRefg |  | None | 2020-01-01 | [6 empty] | Standard |  | 1 | 1 | 0 | Deemed Ex Ante Team |  |  |  | Updated to indicate claim/filing status
2020 | RE-RefgFrz-BM_Large-Tier1 | Refrigerator-freezers - automatic defrost with bottom-mounted freezer without an automatic icemaker, Size Range: Large (21 to 23 cu. ft.), Energy Star (10% less than Code Maximum) | DEER2020 | D20 v1 | 2020-11-24 16:30 | Res-Refg-dKWH-Cond | DEER | Scaled | Delta | 56 | 66.1 | None |  | 0 |  | 1 | Res | Any | AppPlug | Refrig | Ref_Storage | RefrigFrz | RefgFrz-BM_Large-Tier1 | Appl-ESRefg |  |  |  |  | RefgFrz-BM_Large-Code | RefgFrz-BM_Large-Tier1 | Available |  | 0 | 0 |  | RobNc | RefgFrz-BM_Large-Code | Appl-ESRefg |  | None | 2020-01-01 | [6 empty] | Standard |  | 1 | 1 | 0 | Deemed Ex Ante Team |  |  |  | Updated to indicate claim/filing status
2020 | RE-RefgFrz-BM_Large-Tier2 | Refrigerator-freezers - automatic defrost with bottom-mounted freezer without an automatic icemaker, Size Range: Large (21 to 23 cu. ft.), 30% less than Code Maximum | DEER2020 | D20 v1 | 2020-11-24 16:30 | Res-Refg-dKWH-Cond | DEER | Scaled | Delta | 169 | 199 | None |  | 0 |  | 1 | Res | Any | AppPlug | Refrig | Ref_Storage | RefrigFrz | RefgFrz-BM_Large-Tier2 | Appl-ESRefg |  |  |  |  | RefgFrz-BM_Large-Code | RefgFrz-BM_Large-Tier2 | Available |  | 0 | 0 |  | RobNc | RefgFrz-BM_Large-Code | Appl-ESRefg |  | None | 2020-01-01 | [6 empty] | Standard |  | 1 | 1 | 0 | Deemed Ex Ante Team |  |  |  | Updated to indicate claim/filing status
2020 | RE-RefgFrz-BM_Med-Tier1 | Refrigerator-freezers - automatic defrost with bottom-mounted freezer without an automatic icemaker, Size Range: Medium (17 to 20 cu. ft.), Energy Star (10% less than Code Maximum) | DEER2020 | D20 v1 | 2020-11-24 16:30 | Res-Refg-dKWH-Cond | DEER | Scaled | Delta | 53 | 62.5 | None |  | 0 |  | 1 | Res | Any | AppPlug | Refrig | Ref_Storage | RefrigFrz | RefgFrz-BM_Med-Tier1 | Appl-ESRefg |  |  |  |  | RefgFrz-BM_Med-Code | RefgFrz-BM_Med-Tier1 | Available |  | 0 | 0 |  | RobNc | RefgFrz-BM_Med-Code | Appl-ESRefg |  | None | 2020-01-01 | [6 empty] | Standard |  | 1 | 1 | 0 | Deemed Ex Ante Team |  |  |  | Updated to indicate claim/filing status
2020 | RE-RefgFrz-BM_Med-Tier2 | Refrigerator-freezers - automatic defrost with bottom-mounted freezer without an automatic icemaker, Size Range: Medium (17 to 20 cu. ft.), 30% less than Code Maximum | DEER2020 | D20 v1 | 2020-11-24 16:30 | Res-Refg-dKWH-Cond | DEER | Scaled | Delta | 159 | 188 | None |  | 0 |  | 1 | Res | Any | AppPlug | Refrig | Ref_Storage | RefrigFrz | RefgFrz-BM_Med-Tier2 | Appl-ESRefg |  |  |  |  | RefgFrz-BM_Med-Code | RefgFrz-BM_Med-Tier2 | Available |  | 0 | 0 |  | RobNc | RefgFrz-BM_Med-Code | Appl-ESRefg |  | None | 2020-01-01 | [6 empty] | Standard |  | 1 | 1 | 0 | Deemed Ex Ante Team |  |  |  | Updated to indicate claim/filing status
2020 | RE-RefgFrz-BM_Mini-Tier1 | Refrigerator-freezers - automatic defrost with bottom-mounted freezer without an automatic icemaker, Size Range: Very Small (<13 cu. ft.), Energy Star (10% less than Code Maximum) | DEER2020 | D20 v1 | 2020-11-24 16:30 | Res-Refg-dKWH-Cond | DEER | Scaled | Delta | 44 | 51.9 | None |  | 0 |  | 1 | Res | Any | AppPlug | Refrig | Ref_Storage | RefrigFrz | RefgFrz-BM_Mini-Tier1 | Appl-ESRefg |  |  |  |  | RefgFrz-BM_Mini-Code | RefgFrz-BM_Mini-Tier1 | Available |  | 0 | 0 |  | RobNc | RefgFrz-BM_Mini-Code | Appl-ESRefg |  | None | 2020-01-01 | [6 empty] | Standard |  | 1 | 1 | 0 | Deemed Ex Ante Team |  |  |  | Updated to indicate claim/filing status
2020 | RE-RefgFrz-BM_Mini-Tier2 | Refrigerator-freezers - automatic defrost with bottom-mounted freezer without an automatic icemaker, Size Range: Very Small (<13 cu. ft.), 30% less than Code Maximum | DEER2020 | D20 v1 | 2020-11-24 16:30 | Res-Refg-dKWH-Cond | DEER | Scaled | Delta | 132 | 156 | None |  | 0 |  | 1 | Res | Any | AppPlug | Refrig | Ref_Storage | RefrigFrz | RefgFrz-BM_Mini-Tier2 | Appl-ESRefg |  |  |  |  | RefgFrz-BM_Mini-Code | RefgFrz-BM_Mini-Tier2 | Available |  | 0 | 0 |  | RobNc | RefgFrz-BM_Mini-Code | Appl-ESRefg |  | None | 2020-01-01 | [6 empty] | Standard |  | 1 | 1 | 0 | Deemed Ex Ante Team |  |  |  | Updated to indicate claim/filing status
2020 | RE-RefgFrz-BM_Small-Tier1 | Refrigerator-freezers - automatic defrost with bottom-mounted freezer without an automatic icemaker, Size Range: Small (13 to 16 cu. ft.), Energy Star (10% less than Code Maximum) | DEER2020 | D20 v1 | 2020-11-24 16:30 | Res-Refg-dKWH-Cond | DEER | Scaled | Delta | 48 | 56.6 | None |  | 0 |  | 1 | Res | Any | AppPlug | Refrig | Ref_Storage | RefrigFrz | RefgFrz-BM_Small-Tier1 | Appl-ESRefg |  |  |  |  | RefgFrz-BM_Small-Code | RefgFrz-BM_Small-Tier1 | Available |  | 0 | 0 |  | RobNc | RefgFrz-BM_Small-Code | Appl-ESRefg |  | None | 2020-01-01 | [6 empty] | Standard |  | 1 | 1 | 0 | Deemed Ex Ante Team |  |  |  | Updated to indicate claim/filing status
2020 | RE-RefgFrz-BM_Small-Tier2 | Refrigerator-freezers - automatic defrost with bottom-mounted freezer without an automatic icemaker, Size Range: Small (13 to 16 cu. ft.), 30% less than Code Maximum | DEER2020 | D20 v1 | 2020-11-24 16:30 | Res-Refg-dKWH-Cond | DEER | Scaled | Delta | 145 | 171 | None |  | 0 |  | 1 | Res | Any | AppPlug | Refrig | Ref_Storage | RefrigFrz | RefgFrz-BM_Small-Tier2 | Appl-ESRefg |  |  |  |  | RefgFrz-BM_Small-Code | RefgFrz-BM_Small-Tier2 | Available |  | 0 | 0 |  | RobNc | RefgFrz-BM_Small-Code | Appl-ESRefg |  | None | 2020-01-01 | [6 empty] | Standard |  | 1 | 1 | 0 | Deemed Ex Ante Team |  |  |  | Updated to indicate claim/filing status
2020 | RE-RefgFrz-BM-TTD_Large-Tier1 | Refrigerator-freezer - automatic defrost with bottom-mounted freezer with through-the-door ice service, Size Range: Large (21 to 23 cu. ft.), Energy Star (10% less than Code Maximum) | DEER2020 | D20 v1 | 2020-11-24 16:30 | Res-Refg-dKWH-Cond | DEER | Scaled | Delta | 73 | 86.1 | None |  | 0 |  | 1 | Res | Any | AppPlug | Refrig | Ref_Storage | RefrigFrz | RefgFrz-BM-TTD_Large-Tier1 | Appl-ESRefg |  |  |  |  | RefgFrz-BM-TTD_Large-Code | RefgFrz-BM-TTD_Large-Tier1 | Available |  | 0 | 0 |  | RobNc | RefgFrz-BM-TTD_Large-Code | Appl-ESRefg |  | None | 2020-01-01 | [6 empty] | Standard |  | 1 | 1 | 0 | Deemed Ex Ante Team |  |  |  | Updated to indicate claim/filing status
2020 | RE-RefgFrz-BM-TTD_Large-Tier2 | Refrigerator-freezer - automatic defrost with bottom-mounted freezer with through-the-door ice service, Size Range: Large (21 to 23 cu. ft.), 30% less than Code Maximum | DEER2020 | D20 v1 | 2020-11-24 16:30 | Res-Refg-dKWH-Cond | DEER | Scaled | Delta | 220 | 260 | None |  | 0 |  | 1 | Res | Any | AppPlug | Refrig | Ref_Storage | RefrigFrz | RefgFrz-BM-TTD_Large-Tier2 | Appl-ESRefg |  |  |  |  | RefgFrz-BM-TTD_Large-Code | RefgFrz-BM-TTD_Large-Tier2 | Available |  | 0 | 0 |  | RobNc | RefgFrz-BM-TTD_Large-Code | Appl-ESRefg |  | None | 2020-01-01 | [6 empty] | Standard |  | 1 | 1 | 0 | Deemed Ex Ante Team |  |  |  | Updated to indicate claim/filing status
2020 | RE-RefgFrz-BM-TTD_Med-Tier1 | Refrigerator-freezer - automatic defrost with bottom-mounted freezer with through-the-door ice service, Size Range: Medium (17 to 20 cu. ft.), Energy Star (10% less than Code Maximum) | DEER2020 | D20 v1 | 2020-11-24 16:30 | Res-Refg-dKWH-Cond | DEER | Scaled | Delta | 70 | 82.6 | None |  | 0 |  | 1 | Res | Any | AppPlug | Refrig | Ref_Storage | RefrigFrz | RefgFrz-BM-TTD_Med-Tier1 | Appl-ESRefg |  |  |  |  | RefgFrz-BM-TTD_Med-Code | RefgFrz-BM-TTD_Med-Tier1 | Available |  | 0 | 0 |  | RobNc | RefgFrz-BM-TTD_Med-Code | Appl-ESRefg |  | None | 2020-01-01 | [6 empty] | Standard |  | 1 | 1 | 0 | Deemed Ex Ante Team |  |  |  | Updated to indicate claim/filing status
2020 | RE-RefgFrz-BM-TTD_Med-Tier2 | Refrigerator-freezer - automatic defrost with bottom-mounted freezer with through-the-door ice service, Size Range: Medium (17 to 20 cu. ft.), 30% less than Code Maximum | DEER2020 | D20 v1 | 2020-11-24 16:30 | Res-Refg-dKWH-Cond | DEER | Scaled | Delta | 209 | 247 | None |  | 0 |  | 1 | Res | Any | AppPlug | Refrig | Ref_Storage | RefrigFrz | RefgFrz-BM-TTD_Med-Tier2 | Appl-ESRefg |  |  |  |  | RefgFrz-BM-TTD_Med-Code | RefgFrz-BM-TTD_Med-Tier2 | Available |  | 0 | 0 |  | RobNc | RefgFrz-BM-TTD_Med-Code | Appl-ESRefg |  | None | 2020-01-01 | [6 empty] | Standard |  | 1 | 1 | 0 | Deemed Ex Ante Team |  |  |  | Updated to indicate claim/filing status
2020 | RE-RefgFrz-BM-TTD_Mini-Tier1 | Refrigerator-freezer - automatic defrost with bottom-mounted freezer with through-the-door ice service, Size Range: Very Small (<13 cu. ft.), Energy Star (10% less than Code Maximum) | DEER2020 | D20 v1 | 2020-11-24 16:30 | Res-Refg-dKWH-Cond | DEER | Scaled | Delta | 60 | 70.8 | None |  | 0 |  | 1 | Res | Any | AppPlug | Refrig | Ref_Storage | RefrigFrz | RefgFrz-BM-TTD_Mini-Tier1 | Appl-ESRefg |  |  |  |  | RefgFrz-BM-TTD_Mini-Code | RefgFrz-BM-TTD_Mini-Tier1 | Available |  | 0 | 0 |  | RobNc | RefgFrz-BM-TTD_Mini-Code | Appl-ESRefg |  | None | 2020-01-01 | [6 empty] | Standard |  | 1 | 1 | 0 | Deemed Ex Ante Team |  |  |  | Updated to indicate claim/filing status
2020 | RE-RefgFrz-BM-TTD_Mini-Tier2 | Refrigerator-freezer - automatic defrost with bottom-mounted freezer with through-the-door ice service, Size Range: Very Small (<13 cu. ft.), 30% less than Code Maximum | DEER2020 | D20 v1 | 2020-11-24 16:30 | Res-Refg-dKWH-Cond | DEER | Scaled | Delta | 181 | 214 | None |  | 0 |  | 1 | Res | Any | AppPlug | Refrig | Ref_Storage | RefrigFrz | RefgFrz-BM-TTD_Mini-Tier2 | Appl-ESRefg |  |  |  |  | RefgFrz-BM-TTD_Mini-Code | RefgFrz-BM-TTD_Mini-Tier2 | Available |  | 0 | 0 |  | RobNc | RefgFrz-BM-TTD_Mini-Code | Appl-ESRefg |  | None | 2020-01-01 | [6 empty] | Standard |  | 1 | 1 | 0 | Deemed Ex Ante Team |  |  |  | Updated to indicate claim/filing status
2020 | RE-RefgFrz-BM-TTD_Small-Tier1 | Refrigerator-freezer - automatic defrost with bottom-mounted freezer with through-the-door ice service, Size Range: Small (13 to 16 cu. ft.), Energy Star (10% less than Code Maximum) | DEER2020 | D20 v1 | 2020-11-24 16:30 | Res-Refg-dKWH-Cond | DEER | Scaled | Delta | 65 | 76.7 | None |  | 0 |  | 1 | Res | Any | AppPlug | Refrig | Ref_Storage | RefrigFrz | RefgFrz-BM-TTD_Small-Tier1 | Appl-ESRefg |  |  |  |  | RefgFrz-BM-TTD_Small-Code | RefgFrz-BM-TTD_Small-Tier1 | Available |  | 0 | 0 |  | RobNc | RefgFrz-BM-TTD_Small-Code | Appl-ESRefg |  | None | 2020-01-01 | [6 empty] | Standard |  | 1 | 1 | 0 | Deemed Ex Ante Team |  |  |  | Updated to indicate claim/filing status
2020 | RE-RefgFrz-BM-TTD_Small-Tier2 | Refrigerator-freezer - automatic defrost with bottom-mounted freezer with through-the-door ice service, Size Range: Small (13 to 16 cu. ft.), 30% less than Code Maximum | DEER2020 | D20 v1 | 2020-11-24 16:30 | Res-Refg-dKWH-Cond | DEER | Scaled | Delta | 195 | 230 | None |  | 0 |  | 1 | Res | Any | AppPlug | Refrig | Ref_Storage | RefrigFrz | RefgFrz-BM-TTD_Small-Tier2 | Appl-ESRefg |  |  |  |  | RefgFrz-BM-TTD_Small-Code | RefgFrz-BM-TTD_Small-Tier2 | Available |  | 0 | 0 |  | RobNc | RefgFrz-BM-TTD_Small-Code | Appl-ESRefg |  | None | 2020-01-01 | [6 empty] | Standard |  | 1 | 1 | 0 | Deemed Ex Ante Team |  |  |  | Updated to indicate claim/filing status
2020 | RE-RefgFrz-BM-TTD_VLarge-Tier1 | Refrigerator-freezer - automatic defrost with bottom-mounted freezer with through-the-door ice service, Size Range: Very large (over 23 cu. Ft.), Energy Star (10% less than Code Maximum) | DEER2020 | D20 v1 | 2020-11-24 16:30 | Res-Refg-dKWH-Cond | DEER | Scaled | Delta | 78 | 92 | None |  | 0 |  | 1 | Res | Any | AppPlug | Refrig | Ref_Storage | RefrigFrz | RefgFrz-BM-TTD_VLarge-Tier1 | Appl-ESRefg |  |  |  |  | RefgFrz-BM-TTD_VLarge-Code | RefgFrz-BM-TTD_VLarge-Tier1 | Available |  | 0 | 0 |  | RobNc | RefgFrz-BM-TTD_VLarge-Code | Appl-ESRefg |  | None | 2020-01-01 | [6 empty] | Standard |  | 1 | 1 | 0 | Deemed Ex Ante Team |  |  |  | Updated to indicate claim/filing status
2020 | RE-RefgFrz-BM-TTD_VLarge-Tier2 | Refrigerator-freezer - automatic defrost with bottom-mounted freezer with through-the-door ice service, Size Range: Very large (over 23 cu. Ft.), 30% less than Code Maximum | DEER2020 | D20 v1 | 2020-11-24 16:30 | Res-Refg-dKWH-Cond | DEER | Scaled | Delta | 234 | 276 | None |  | 0 |  | 1 | Res | Any | AppPlug | Refrig | Ref_Storage | RefrigFrz | RefgFrz-BM-TTD_VLarge-Tier2 | Appl-ESRefg |  |  |  |  | RefgFrz-BM-TTD_VLarge-Code | RefgFrz-BM-TTD_VLarge-Tier2 | Available |  | 0 | 0 |  | RobNc | RefgFrz-BM-TTD_VLarge-Code | Appl-ESRefg |  | None | 2020-01-01 | [6 empty] | Standard |  | 1 | 1 | 0 | Deemed Ex Ante Team |  |  |  | Updated to indicate claim/filing status
2020 | RE-RefgFrz-BM-TTD_WtdSize-Tier1 | Refrigerator-freezer - automatic defrost with bottom-mounted freezer with through-the-door ice service, Size Range: Weighted Size, Energy Star (10% less than Code Maximum) | DEER2020 | D20 v1 | 2020-11-24 16:30 | Res-Refg-dKWH-Cond | DEER | Scaled | Delta | 76 | 89.7 | None |  | 0 |  | 1 | Res | Any | AppPlug | Refrig | Ref_Storage | RefrigFrz | RefgFrz-BM-TTD_WtdSize-Tier1 | Appl-ESRefg |  |  |  |  | RefgFrz-BM-TTD_WtdSize-Code | RefgFrz-BM-TTD_WtdSize-Tier1 | Available |  | 0 | 0 |  | RobNc | RefgFrz-BM-TTD_WtdSize-Code | Appl-ESRefg |  | None | 2020-01-01 | [6 empty] | Standard |  | 1 | 1 | 0 | Deemed Ex Ante Team |  |  |  | Updated to indicate claim/filing status
2020 | RE-RefgFrz-BM-TTD_WtdSize-Tier2 | Refrigerator-freezer - automatic defrost with bottom-mounted freezer with through-the-door ice service, Size Range: Weighted Size, 30% less than Code Maximum | DEER2020 | D20 v1 | 2020-11-24 16:30 | Res-Refg-dKWH-Cond | DEER | Scaled | Delta | 229 | 270 | None |  | 0 |  | 1 | Res | Any | AppPlug | Refrig | Ref_Storage | RefrigFrz | RefgFrz-BM-TTD_WtdSize-Tier2 | Appl-ESRefg |  |  |  |  | RefgFrz-BM-TTD_WtdSize-Code | RefgFrz-BM-TTD_WtdSize-Tier2 | Available |  | 0 | 0 |  | RobNc | RefgFrz-BM-TTD_WtdSize-Code | Appl-ESRefg |  | None | 2020-01-01 | [6 empty] | Standard |  | 1 | 1 | 0 | Deemed Ex Ante Team |  |  |  | Updated to indicate claim/filing status
2020 | RE-RefgFrz-BM_VLarge-Tier1 | Refrigerator-freezers - automatic defrost with bottom-mounted freezer without an automatic icemaker, Size Range: Very large (over 23 cu. Ft.), Energy Star (10% less than Code Maximum) | DEER2020 | D20 v1 | 2020-11-24 16:30 | Res-Refg-dKWH-Cond | DEER | Scaled | Delta | 61 | 72 | None |  | 0 |  | 1 | Res | Any | AppPlug | Refrig | Ref_Storage | RefrigFrz | RefgFrz-BM_VLarge-Tier1 | Appl-ESRefg |  |  |  |  | RefgFrz-BM_VLarge-Code | RefgFrz-BM_VLarge-Tier1 | Available |  | 0 | 0 |  | RobNc | RefgFrz-BM_VLarge-Code | Appl-ESRefg |  | None | 2020-01-01 | [6 empty] | Standard |  | 1 | 1 | 0 | Deemed Ex Ante Team |  |  |  | Updated to indicate claim/filing status
2020 | RE-RefgFrz-BM_VLarge-Tier2 | Refrigerator-freezers - automatic defrost with bottom-mounted freezer without an automatic icemaker, Size Range: Very large (over 23 cu. Ft.), 30% less than Code Maximum | DEER2020 | D20 v1 | 2020-11-24 16:30 | Res-Refg-dKWH-Cond | DEER | Scaled | Delta | 182 | 215 | None |  | 0 |  | 1 | Res | Any | AppPlug | Refrig | Ref_Storage | RefrigFrz | RefgFrz-BM_VLarge-Tier2 | Appl-ESRefg |  |  |  |  | RefgFrz-BM_VLarge-Code | RefgFrz-BM_VLarge-Tier2 | Available |  | 0 | 0 |  | RobNc | RefgFrz-BM_VLarge-Code | Appl-ESRefg |  | None | 2020-01-01 | [6 empty] | Standard |  | 1 | 1 | 0 | Deemed Ex Ante Team |  |  |  | Updated to indicate claim/filing status
2020 | RE-RefgFrz-BM_WtdSize-Tier1 | Refrigerator-freezers - automatic defrost with bottom-mounted freezer without an automatic icemaker, Size Range: Weighted Size, Energy Star (10% less than Code Maximum) | DEER2020 | D20 v1 | 2020-11-24 16:30 | Res-Refg-dKWH-Cond | DEER | Scaled | Delta | 55 | 64.9 | None |  | 0 |  | 1 | Res | Any | AppPlug | Refrig | Ref_Storage | RefrigFrz | RefgFrz-BM_WtdSize-Tier1 | Appl-ESRefg |  |  |  |  | RefgFrz-BM_WtdSize-Code | RefgFrz-BM_WtdSize-Tier1 | Available |  | 0 | 0 |  | RobNc | RefgFrz-BM_WtdSize-Code | Appl-ESRefg |  | None | 2020-01-01 | [6 empty] | Standard |  | 1 | 1 | 0 | Deemed Ex Ante Team |  |  |  | Updated to indicate claim/filing status
2020 | RE-RefgFrz-BM_WtdSize-Tier2 | Refrigerator-freezers - automatic defrost with bottom-mounted freezer without an automatic icemaker, Size Range: Weighted Size, 30% less than Code Maximum | DEER2020 | D20 v1 | 2020-11-24 16:30 | Res-Refg-dKWH-Cond | DEER | Scaled | Delta | 166 | 196 | None |  | 0 |  | 1 | Res | Any | AppPlug | Refrig | Ref_Storage | RefrigFrz | RefgFrz-BM_WtdSize-Tier2 | Appl-ESRefg |  |  |  |  | RefgFrz-BM_WtdSize-Code | RefgFrz-BM_WtdSize-Tier2 | Available |  | 0 | 0 |  | RobNc | RefgFrz-BM_WtdSize-Code | Appl-ESRefg |  | None | 2020-01-01 | [6 empty] | Standard |  | 1 | 1 | 0 | Deemed Ex Ante Team |  |  |  | Updated to indicate claim/filing status
2020 | RE-RefgFrz-BM_XLarge-Tier1 | Refrigerator-freezers - automatic defrost with bottom-mounted freezer without an automatic icemaker, Size Range: extra large (> 28 cu. ft.), Energy Star (10% less than Code Maximum) | DEER2020 | D20 v1 | 2020-11-24 16:30 | Res-Refg-dKWH-Cond | DEER | Scaled | Delta | 65 | 76.7 | None |  | 0 |  | 1 | Res | Any | AppPlug | Refrig | Ref_Storage | RefrigFrz | RefgFrz-BM_XLarge-Tier1 | Appl-ESRefg |  |  |  |  | RefgFrz-BM_XLarge-Code | RefgFrz-BM_XLarge-Tier1 | Available |  | 0 | 0 |  | RobNc | RefgFrz-BM_XLarge-Code | Appl-ESRefg |  | None | 2020-01-01 | [6 empty] | Standard |  | 1 | 1 | 0 | Deemed Ex Ante Team |  |  |  | Updated to indicate claim/filing status
2020 | RE-RefgFrz-BM_XLarge-Tier2 | Refrigerator-freezers - automatic defrost with bottom-mounted freezer without an automatic icemaker, Size Range: extra large (> 28 cu. ft.), 30% less than Code Maximum | DEER2020 | D20 v1 | 2020-11-24 16:30 | Res-Refg-dKWH-Cond | DEER | Scaled | Delta | 196 | 231 | None |  | 0 |  | 1 | Res | Any | AppPlug | Refrig | Ref_Storage | RefrigFrz | RefgFrz-BM_XLarge-Tier2 | Appl-ESRefg |  |  |  |  | RefgFrz-BM_XLarge-Code | RefgFrz-BM_XLarge-Tier2 | Available |  | 0 | 0 |  | RobNc | RefgFrz-BM_XLarge-Code | Appl-ESRefg |  | None | 2020-01-01 | [6 empty] | Standard |  | 1 | 1 | 0 | Deemed Ex Ante Team |  |  |  | Updated to indicate claim/filing status
2020 | RE-RefgFrz_CmpMini-Tier1 | Compact refrigerator-freezers and refrigerators other than all-refrigerators with manual defrost, Size Range: compact (5-7 cu. ft.), Energy Star (10% less than Code Maximum) | DEER2020 | D20 v1 | 2020-11-24 16:30 | Res-Refg-dKWH-Cond | DEER | Scaled | Delta | 31 | 36.6 | None |  | 0 |  | 1 | Res | Any | AppPlug | Refrig | Ref_Storage | RefrigFrz |  | Appl-ESRefg |  |  |  |  | RefgFrz_CmpMini-Code | RefgFrz_CmpMini-Tier1 | Available |  | 0 | 0 |  | RobNc |  | Appl-ESRefg |  | None | 2020-01-01 | [6 empty] | Standard |  | 1 | 1 | 0 | Deemed Ex Ante Team |  |  |  | Updated to indicate claim/filing status
2020 | RE-RefgFrz_CmpMini-Tier2 | Compact refrigerator-freezers and refrigerators other than all-refrigerators with manual defrost, Size Range: compact (5-7 cu. ft.), 30% less than Code Maximum | DEER2020 | D20 v1 | 2020-11-24 16:30 | Res-Refg-dKWH-Cond | DEER | Scaled | Delta | 93 | 110 | None |  | 0 |  | 1 | Res | Any | AppPlug | Refrig | Ref_Storage | RefrigFrz |  | Appl-ESRefg |  |  |  |  | RefgFrz_CmpMini-Code | RefgFrz_CmpMini-Tier2 | Available |  | 0 | 0 |  | RobNc |  | Appl-ESRefg |  | None | 2020-01-01 | [6 empty] | Standard |  | 1 | 1 | 0 | Deemed Ex Ante Team |  |  |  | Updated to indicate claim/filing status
2020 | RE-RefgFrz_CmpSml-Tier1 | Compact refrigerator-freezers and refrigerators other than all-refrigerators with manual defrost, Size Range: compact mini (<5 cu. ft.), Energy Star (10% less than Code Maximum) | DEER2020 | D20 v1 | 2020-11-24 16:30 | Res-Refg-dKWH-Cond | DEER | Scaled | Delta | 28 | 33 | None |  | 0 |  | 1 | Res | Any | AppPlug | Refrig | Ref_Storage | RefrigFrz |  | Appl-ESRefg |  |  |  |  | RefgFrz_CmpSml-Code | RefgFrz_CmpSml-Tier1 | Available |  | 0 | 0 |  | RobNc |  | Appl-ESRefg |  | None | 2020-01-01 | [6 empty] | Standard |  | 1 | 1 | 0 | Deemed Ex Ante Team |  |  |  | Updated to indicate claim/filing status
2020 | RE-RefgFrz_CmpSml-Tier2 | Compact refrigerator-freezers and refrigerators other than all-refrigerators with manual defrost, Size Range: compact mini (<5 cu. ft.), 30% less than Code Maximum | DEER2020 | D20 v1 | 2020-11-24 16:30 | Res-Refg-dKWH-Cond | DEER | Scaled | Delta | 84 | 99.1 | None |  | 0 |  | 1 | Res | Any | AppPlug | Refrig | Ref_Storage | RefrigFrz |  | Appl-ESRefg |  |  |  |  | RefgFrz_CmpSml-Code | RefgFrz_CmpSml-Tier2 | Available |  | 0 | 0 |  | RobNc |  | Appl-ESRefg |  | None | 2020-01-01 | [6 empty] | Standard |  | 1 | 1 | 0 | Deemed Ex Ante Team |  |  |  | Updated to indicate claim/filing status
2020 | RE-RefgFrz-SM-Ice_Large-Tier1 | Refrigerator-freezers - automatic defrost with side-mounted freezer with an automatic icemaker without through-the-door ice service, Size Range: Large (21 to 23 cu. ft.), Energy Star (10% less than Code Maximum) | DEER2020 | D20 v1 | 2020-11-24 16:30 | Res-Refg-dKWH-Cond | DEER | Scaled | Delta | 62 | 73.2 | None |  | 0 |  | 1 | Res | Any | AppPlug | Refrig | Ref_Storage | RefrigFrz | RefgFrz-SM-Ice_Large-Tier1 | Appl-ESRefg |  |  |  |  | RefgFrz-SM-Ice_Large-Code | RefgFrz-SM-Ice_Large-Tier1 | Available |  | 0 | 0 |  | RobNc | RefgFrz-SM-Ice_Large-Code | Appl-ESRefg |  | None | 2020-01-01 | [6 empty] | Standard |  | 1 | 1 | 0 | Deemed Ex Ante Team |  |  |  | Updated to indicate claim/filing status
2020 | RE-RefgFrz-SM-Ice_Large-Tier2 | Refrigerator-freezers - automatic defrost with side-mounted freezer with an automatic icemaker without through-the-door ice service, Size Range: Large (21 to 23 cu. ft.), 30% less than Code Maximum | DEER2020 | D20 v1 | 2020-11-24 16:30 | Res-Refg-dKWH-Cond | DEER | Scaled | Delta | 187 | 221 | None |  | 0 |  | 1 | Res | Any | AppPlug | Refrig | Ref_Storage | RefrigFrz | RefgFrz-SM-Ice_Large-Tier2 | Appl-ESRefg |  |  |  |  | RefgFrz-SM-Ice_Large-Code | RefgFrz-SM-Ice_Large-Tier2 | Available |  | 0 | 0 |  | RobNc | RefgFrz-SM-Ice_Large-Code | Appl-ESRefg |  | None | 2020-01-01 | [6 empty] | Standard |  | 1 | 1 | 0 | Deemed Ex Ante Team |  |  |  | Updated to indicate claim/filing status
2020 | RE-RefgFrz-SM-Ice_Med-Tier1 | Refrigerator-freezers - automatic defrost with side-mounted freezer with an automatic icemaker without through-the-door ice service, Size Range: Medium (17 to 20 cu. ft.), Energy Star (10% less than Code Maximum) | DEER2020 | D20 v1 | 2020-11-24 16:30 | Res-Refg-dKWH-Cond | DEER | Scaled | Delta | 59 | 69.6 | None |  | 0 |  | 1 | Res | Any | AppPlug | Refrig | Ref_Storage | RefrigFrz | RefgFrz-SM-Ice_Med-Tier1 | Appl-ESRefg |  |  |  |  | RefgFrz-SM-Ice_Med-Code | RefgFrz-SM-Ice_Med-Tier1 | Available |  | 0 | 0 |  | RobNc | RefgFrz-SM-Ice_Med-Code | Appl-ESRefg |  | None | 2020-01-01 | [6 empty] | Standard |  | 1 | 1 | 0 | Deemed Ex Ante Team |  |  |  | Updated to indicate claim/filing status
2020 | RE-RefgFrz-SM-Ice_Med-Tier2 | Refrigerator-freezers - automatic defrost with side-mounted freezer with an automatic icemaker without through-the-door ice service, Size Range: Medium (17 to 20 cu. ft.), 30% less than Code Maximum | DEER2020 | D20 v1 | 2020-11-24 16:30 | Res-Refg-dKWH-Cond | DEER | Scaled | Delta | 177 | 209 | None |  | 0 |  | 1 | Res | Any | AppPlug | Refrig | Ref_Storage | RefrigFrz | RefgFrz-SM-Ice_Med-Tier2 | Appl-ESRefg |  |  |  |  | RefgFrz-SM-Ice_Med-Code | RefgFrz-SM-Ice_Med-Tier2 | Available |  | 0 | 0 |  | RobNc | RefgFrz-SM-Ice_Med-Code | Appl-ESRefg |  | None | 2020-01-01 | [6 empty] | Standard |  | 1 | 1 | 0 | Deemed Ex Ante Team |  |  |  | Updated to indicate claim/filing status
2020 | RE-RefgFrz-SM-Ice_Mini-Tier1 | Refrigerator-freezers - automatic defrost with side-mounted freezer with an automatic icemaker without through-the-door ice service, Size Range: Very Small (<13 cu. ft.), Energy Star (10% less than Code Maximum) | DEER2020 | D20 v1 | 2020-11-24 16:30 | Res-Refg-dKWH-Cond | DEER | Scaled | Delta | 50 | 59 | None |  | 0 |  | 1 | Res | Any | AppPlug | Refrig | Ref_Storage | RefrigFrz | RefgFrz-SM-Ice_Mini-Tier1 | Appl-ESRefg |  |  |  |  | RefgFrz-SM-Ice_Mini-Code | RefgFrz-SM-Ice_Mini-Tier1 | Available |  | 0 | 0 |  | RobNc | RefgFrz-SM-Ice_Mini-Code | Appl-ESRefg |  | None | 2020-01-01 | [6 empty] | Standard |  | 1 | 1 | 0 | Deemed Ex Ante Team |  |  |  | Updated to indicate claim/filing status
2020 | RE-RefgFrz-SM-Ice_Mini-Tier2 | Refrigerator-freezers - automatic defrost with side-mounted freezer with an automatic icemaker without through-the-door ice service, Size Range: Very Small (<13 cu. ft.), 30% less than Code Maximum | DEER2020 | D20 v1 | 2020-11-24 16:30 | Res-Refg-dKWH-Cond | DEER | Scaled | Delta | 151 | 178 | None |  | 0 |  | 1 | Res | Any | AppPlug | Refrig | Ref_Storage | RefrigFrz | RefgFrz-SM-Ice_Mini-Tier2 | Appl-ESRefg |  |  |  |  | RefgFrz-SM-Ice_Mini-Code | RefgFrz-SM-Ice_Mini-Tier2 | Available |  | 0 | 0 |  | RobNc | RefgFrz-SM-Ice_Mini-Code | Appl-ESRefg |  | None | 2020-01-01 | [6 empty] | Standard |  | 1 | 1 | 0 | Deemed Ex Ante Team |  |  |  | Updated to indicate claim/filing status
2020 | RE-RefgFrz-SM-Ice_Small-Tier1 | Refrigerator-freezers - automatic defrost with side-mounted freezer with an automatic icemaker without through-the-door ice service, Size Range: Small (13 to 16 cu. ft.), Energy Star (10% less than Code Maximum) | DEER2020 | D20 v1 | 2020-11-24 16:30 | Res-Refg-dKWH-Cond | DEER | Scaled | Delta | 54 | 63.7 | None |  | 0 |  | 1 | Res | Any | AppPlug | Refrig | Ref_Storage | RefrigFrz | RefgFrz-SM-Ice_Small-Tier1 | Appl-ESRefg |  |  |  |  | RefgFrz-SM-Ice_Small-Code | RefgFrz-SM-Ice_Small-Tier1 | Available |  | 0 | 0 |  | RobNc | RefgFrz-SM-Ice_Small-Code | Appl-ESRefg |  | None | 2020-01-01 | [6 empty] | Standard |  | 1 | 1 | 0 | Deemed Ex Ante Team |  |  |  | Updated to indicate claim/filing status
2020 | RE-RefgFrz-SM-Ice_Small-Tier2 | Refrigerator-freezers - automatic defrost with side-mounted freezer with an automatic icemaker without through-the-door ice service, Size Range: Small (13 to 16 cu. ft.), 30% less than Code Maximum | DEER2020 | D20 v1 | 2020-11-24 16:30 | Res-Refg-dKWH-Cond | DEER | Scaled | Delta | 163 | 192 | None |  | 0 |  | 1 | Res | Any | AppPlug | Refrig | Ref_Storage | RefrigFrz | RefgFrz-SM-Ice_Small-Tier2 | Appl-ESRefg |  |  |  |  | RefgFrz-SM-Ice_Small-Code | RefgFrz-SM-Ice_Small-Tier2 | Available |  | 0 | 0 |  | RobNc | RefgFrz-SM-Ice_Small-Code | Appl-ESRefg |  | None | 2020-01-01 | [6 empty] | Standard |  | 1 | 1 | 0 | Deemed Ex Ante Team |  |  |  | Updated to indicate claim/filing status
2020 | RE-RefgFrz-SM-Ice_VLarge-Tier1 | Refrigerator-freezers - automatic defrost with side-mounted freezer with an automatic icemaker without through-the-door ice service, Size Range: Very large (over 23 cu. Ft.), Energy Star (10% less than Code Maximum) | DEER2020 | D20 v1 | 2020-11-24 16:30 | Res-Refg-dKWH-Cond | DEER | Scaled | Delta | 66 | 77.9 | None |  | 0 |  | 1 | Res | Any | AppPlug | Refrig | Ref_Storage | RefrigFrz | RefgFrz-SM-Ice_VLarge-Tier1 | Appl-ESRefg |  |  |  |  | RefgFrz-SM-Ice_VLarge-Code | RefgFrz-SM-Ice_VLarge-Tier1 | Available |  | 0 | 0 |  | RobNc | RefgFrz-SM-Ice_VLarge-Code | Appl-ESRefg |  | None | 2020-01-01 | [6 empty] | Standard |  | 1 | 1 | 0 | Deemed Ex Ante Team |  |  |  | Updated to indicate claim/filing status
2020 | RE-RefgFrz-SM-Ice_VLarge-Tier2 | Refrigerator-freezers - automatic defrost with side-mounted freezer with an automatic icemaker without through-the-door ice service, Size Range: Very large (over 23 cu. Ft.), 30% less than Code Maximum | DEER2020 | D20 v1 | 2020-11-24 16:30 | Res-Refg-dKWH-Cond | DEER | Scaled | Delta | 199 | 235 | None |  | 0 |  | 1 | Res | Any | AppPlug | Refrig | Ref_Storage | RefrigFrz | RefgFrz-SM-Ice_VLarge-Tier2 | Appl-ESRefg |  |  |  |  | RefgFrz-SM-Ice_VLarge-Code | RefgFrz-SM-Ice_VLarge-Tier2 | Available |  | 0 | 0 |  | RobNc | RefgFrz-SM-Ice_VLarge-Code | Appl-ESRefg |  | None | 2020-01-01 | [6 empty] | Standard |  | 1 | 1 | 0 | Deemed Ex Ante Team |  |  |  | Updated to indicate claim/filing status
2020 | RE-RefgFrz-SM-Ice_WtdSize-Tier1 | Refrigerator-freezers - automatic defrost with side-mounted freezer with an automatic icemaker without through-the-door ice service, Size Range: Weighted Size, Energy Star (10% less than Code Maximum) | DEER2020 | D20 v1 | 2020-11-24 16:30 | Res-Refg-dKWH-Cond | DEER | Scaled | Delta | 64 | 75.5 | None |  | 0 |  | 1 | Res | Any | AppPlug | Refrig | Ref_Storage | RefrigFrz | RefgFrz-SM-Ice_WtdSize-Tier1 | Appl-ESRefg |  |  |  |  | RefgFrz-SM-Ice_WtdSize-Code | RefgFrz-SM-Ice_WtdSize-Tier1 | Available |  | 0 | 0 |  | RobNc | RefgFrz-SM-Ice_WtdSize-Code | Appl-ESRefg |  | None | 2020-01-01 | [6 empty] | Standard |  | 1 | 1 | 0 | Deemed Ex Ante Team |  |  |  | Updated to indicate claim/filing status
2020 | RE-RefgFrz-SM-Ice_WtdSize-Tier2 | Refrigerator-freezers - automatic defrost with side-mounted freezer with an automatic icemaker without through-the-door ice service, Size Range: Weighted Size, 30% less than Code Maximum | DEER2020 | D20 v1 | 2020-11-24 16:30 | Res-Refg-dKWH-Cond | DEER | Scaled | Delta | 191 | 225 | None |  | 0 |  | 1 | Res | Any | AppPlug | Refrig | Ref_Storage | RefrigFrz | RefgFrz-SM-Ice_WtdSize-Tier2 | Appl-ESRefg |  |  |  |  | RefgFrz-SM-Ice_WtdSize-Code | RefgFrz-SM-Ice_WtdSize-Tier2 | Available |  | 0 | 0 |  | RobNc | RefgFrz-SM-Ice_WtdSize-Code | Appl-ESRefg |  | None | 2020-01-01 | [6 empty] | Standard |  | 1 | 1 | 0 | Deemed Ex Ante Team |  |  |  | Updated to indicate claim/filing status
2020 | RE-RefgFrz-SM_Large-Tier1 | Refrigerator-freezers - automatic defrost with side-mounted freezer without an automatic icemaker, Size Range: Large (21 to 23 cu. ft.), Energy Star (10% less than Code Maximum) | DEER2020 | D20 v1 | 2020-11-24 16:30 | Res-Refg-dKWH-Cond | DEER | Scaled | Delta | 54 | 63.7 | None |  | 0 |  | 1 | Res | Any | AppPlug | Refrig | Ref_Storage | RefrigFrz | RefgFrz-SM_Large-Tier1 | Appl-ESRefg |  |  |  |  | RefgFrz-SM_Large-Code | RefgFrz-SM_Large-Tier1 | Available |  | 0 | 0 |  | RobNc | RefgFrz-SM_Large-Code | Appl-ESRefg |  | None | 2020-01-01 | [6 empty] | Standard |  | 1 | 1 | 0 | Deemed Ex Ante Team |  |  |  | Updated to indicate claim/filing status
2020 | RE-RefgFrz-SM_Large-Tier2 | Refrigerator-freezers - automatic defrost with side-mounted freezer without an automatic icemaker, Size Range: Large (21 to 23 cu. ft.), 30% less than Code Maximum | DEER2020 | D20 v1 | 2020-11-24 16:30 | Res-Refg-dKWH-Cond | DEER | Scaled | Delta | 161 | 190 | None |  | 0 |  | 1 | Res | Any | AppPlug | Refrig | Ref_Storage | RefrigFrz | RefgFrz-SM_Large-Tier2 | Appl-ESRefg |  |  |  |  | RefgFrz-SM_Large-Code | RefgFrz-SM_Large-Tier2 | Available |  | 0 | 0 |  | RobNc | RefgFrz-SM_Large-Code | Appl-ESRefg |  | None | 2020-01-01 | [6 empty] | Standard |  | 1 | 1 | 0 | Deemed Ex Ante Team |  |  |  | Updated to indicate claim/filing status
2020 | RE-RefgFrz-SM_Med-Tier1 | Refrigerator-freezers - automatic defrost with side-mounted freezer without an automatic icemaker, Size Range: Medium (17 to 20 cu. ft.), Energy Star (10% less than Code Maximum) | DEER2020 | D20 v1 | 2020-11-24 16:30 | Res-Refg-dKWH-Cond | DEER | Scaled | Delta | 50 | 59 | None |  | 0 |  | 1 | Res | Any | AppPlug | Refrig | Ref_Storage | RefrigFrz | RefgFrz-SM_Med-Tier1 | Appl-ESRefg |  |  |  |  | RefgFrz-SM_Med-Code | RefgFrz-SM_Med-Tier1 | Available |  | 0 | 0 |  | RobNc | RefgFrz-SM_Med-Code | Appl-ESRefg |  | None | 2020-01-01 | [6 empty] | Standard |  | 1 | 1 | 0 | Deemed Ex Ante Team |  |  |  | Updated to indicate claim/filing status
2020 | RE-RefgFrz-SM_Med-Tier2 | Refrigerator-freezers - automatic defrost with side-mounted freezer without an automatic icemaker, Size Range: Medium (17 to 20 cu. ft.), 30% less than Code Maximum | DEER2020 | D20 v1 | 2020-11-24 16:30 | Res-Refg-dKWH-Cond | DEER | Scaled | Delta | 151 | 178 | None |  | 0 |  | 1 | Res | Any | AppPlug | Refrig | Ref_Storage | RefrigFrz | RefgFrz-SM_Med-Tier2 | Appl-ESRefg |  |  |  |  | RefgFrz-SM_Med-Code | RefgFrz-SM_Med-Tier2 | Available |  | 0 | 0 |  | RobNc | RefgFrz-SM_Med-Code | Appl-ESRefg |  | None | 2020-01-01 | [6 empty] | Standard |  | 1 | 1 | 0 | Deemed Ex Ante Team |  |  |  | Updated to indicate claim/filing status
2020 | RE-RefgFrz-SM_Mini-Tier1 | Refrigerator-freezers - automatic defrost with side-mounted freezer without an automatic icemaker, Size Range: Very Small (<13 cu. ft.), Energy Star (10% less than Code Maximum) | DEER2020 | D20 v1 | 2020-11-24 16:30 | Res-Refg-dKWH-Cond | DEER | Scaled | Delta | 42 | 49.6 | None |  | 0 |  | 1 | Res | Any | AppPlug | Refrig | Ref_Storage | RefrigFrz | RefgFrz-SM_Mini-Tier1 | Appl-ESRefg |  |  |  |  | RefgFrz-SM_Mini-Code | RefgFrz-SM_Mini-Tier1 | Available |  | 0 | 0 |  | RobNc | RefgFrz-SM_Mini-Code | Appl-ESRefg |  | None | 2020-01-01 | [6 empty] | Standard |  | 1 | 1 | 0 | Deemed Ex Ante Team |  |  |  | Updated to indicate claim/filing status
2020 | RE-RefgFrz-SM_Mini-Tier2 | Refrigerator-freezers - automatic defrost with side-mounted freezer without an automatic icemaker, Size Range: Very Small (<13 cu. ft.), 30% less than Code Maximum | DEER2020 | D20 v1 | 2020-11-24 16:30 | Res-Refg-dKWH-Cond | DEER | Scaled | Delta | 125 | 148 | None |  | 0 |  | 1 | Res | Any | AppPlug | Refrig | Ref_Storage | RefrigFrz | RefgFrz-SM_Mini-Tier2 | Appl-ESRefg |  |  |  |  | RefgFrz-SM_Mini-Code | RefgFrz-SM_Mini-Tier2 | Available |  | 0 | 0 |  | RobNc | RefgFrz-SM_Mini-Code | Appl-ESRefg |  | None | 2020-01-01 | [6 empty] | Standard |  | 1 | 1 | 0 | Deemed Ex Ante Team |  |  |  | Updated to indicate claim/filing status
2020 | RE-RefgFrz-SM_Small-Tier1 | Refrigerator-freezers - automatic defrost with side-mounted freezer without an automatic icemaker, Size Range: Small (13 to 16 cu. ft.), Energy Star (10% less than Code Maximum) | DEER2020 | D20 v1 | 2020-11-24 16:30 | Res-Refg-dKWH-Cond | DEER | Scaled | Delta | 46 | 54.3 | None |  | 0 |  | 1 | Res | Any | AppPlug | Refrig | Ref_Storage | RefrigFrz | RefgFrz-SM_Small-Tier1 | Appl-ESRefg |  |  |  |  | RefgFrz-SM_Small-Code | RefgFrz-SM_Small-Tier1 | Available |  | 0 | 0 |  | RobNc | RefgFrz-SM_Small-Code | Appl-ESRefg |  | None | 2020-01-01 | [6 empty] | Standard |  | 1 | 1 | 0 | Deemed Ex Ante Team |  |  |  | Updated to indicate claim/filing status
2020 | RE-RefgFrz-SM_Small-Tier2 | Refrigerator-freezers - automatic defrost with side-mounted freezer without an automatic icemaker, Size Range: Small (13 to 16 cu. ft.), 30% less than Code Maximum | DEER2020 | D20 v1 | 2020-11-24 16:30 | Res-Refg-dKWH-Cond | DEER | Scaled | Delta | 138 | 163 | None |  | 0 |  | 1 | Res | Any | AppPlug | Refrig | Ref_Storage | RefrigFrz | RefgFrz-SM_Small-Tier2 | Appl-ESRefg |  |  |  |  | RefgFrz-SM_Small-Code | RefgFrz-SM_Small-Tier2 | Available |  | 0 | 0 |  | RobNc | RefgFrz-SM_Small-Code | Appl-ESRefg |  | None | 2020-01-01 | [6 empty] | Standard |  | 1 | 1 | 0 | Deemed Ex Ante Team |  |  |  | Updated to indicate claim/filing status
2020 | RE-RefgFrz-SM-TTD_Large-Tier1 | Refrigerator-freezers - automatic defrost with side-mounted freezer with through-the-door ice service, Size Range: Large (21 to 23 cu. ft.), Energy Star (10% less than Code Maximum) | DEER2020 | D20 v1 | 2020-11-24 16:30 | Res-Refg-dKWH-Cond | DEER | Scaled | Delta | 67 | 79.1 | None |  | 0 |  | 1 | Res | Any | AppPlug | Refrig | Ref_Storage | RefrigFrz | RefgFrz-SM-TTD_Large-Tier1 | Appl-ESRefg |  |  |  |  | RefgFrz-SM-TTD_Large-Code | RefgFrz-SM-TTD_Large-Tier1 | Available |  | 0 | 0 |  | RobNc | RefgFrz-SM-TTD_Large-Code | Appl-ESRefg |  | None | 2020-01-01 | [6 empty] | Standard |  | 1 | 1 | 0 | Deemed Ex Ante Team |  |  |  | Updated to indicate claim/filing status
2020 | RE-RefgFrz-SM-TTD_Large-Tier2 | Refrigerator-freezers - automatic defrost with side-mounted freezer with through-the-door ice service, Size Range: Large (21 to 23 cu. ft.), 30% less than Code Maximum | DEER2020 | D20 v1 | 2020-11-24 16:30 | Res-Refg-dKWH-Cond | DEER | Scaled | Delta | 202 | 238 | None |  | 0 |  | 1 | Res | Any | AppPlug | Refrig | Ref_Storage | RefrigFrz | RefgFrz-SM-TTD_Large-Tier2 | Appl-ESRefg |  |  |  |  | RefgFrz-SM-TTD_Large-Code | RefgFrz-SM-TTD_Large-Tier2 | Available |  | 0 | 0 |  | RobNc | RefgFrz-SM-TTD_Large-Code | Appl-ESRefg |  | None | 2020-01-01 | [6 empty] | Standard |  | 1 | 1 | 0 | Deemed Ex Ante Team |  |  |  | Updated to indicate claim/filing status
2020 | RE-RefgFrz-SM-TTD_Med-Tier1 | Refrigerator-freezers - automatic defrost with side-mounted freezer with through-the-door ice service, Size Range: Medium (17 to 20 cu. ft.), Energy Star (10% less than Code Maximum) | DEER2020 | D20 v1 | 2020-11-24 16:30 | Res-Refg-dKWH-Cond | DEER | Scaled | Delta | 64 | 75.5 | None |  | 0 |  | 1 | Res | Any | AppPlug | Refrig | Ref_Storage | RefrigFrz | RefgFrz-SM-TTD_Med-Tier1 | Appl-ESRefg |  |  |  |  | RefgFrz-SM-TTD_Med-Code | RefgFrz-SM-TTD_Med-Tier1 | Available |  | 0 | 0 |  | RobNc | RefgFrz-SM-TTD_Med-Code | Appl-ESRefg |  | None | 2020-01-01 | [6 empty] | Standard |  | 1 | 1 | 0 | Deemed Ex Ante Team |  |  |  | Updated to indicate claim/filing status
2020 | RE-RefgFrz-SM-TTD_Med-Tier2 | Refrigerator-freezers - automatic defrost with side-mounted freezer with through-the-door ice service, Size Range: Medium (17 to 20 cu. ft.), 30% less than Code Maximum | DEER2020 | D20 v1 | 2020-11-24 16:30 | Res-Refg-dKWH-Cond | DEER | Scaled | Delta | 192 | 227 | None |  | 0 |  | 1 | Res | Any | AppPlug | Refrig | Ref_Storage | RefrigFrz | RefgFrz-SM-TTD_Med-Tier2 | Appl-ESRefg |  |  |  |  | RefgFrz-SM-TTD_Med-Code | RefgFrz-SM-TTD_Med-Tier2 | Available |  | 0 | 0 |  | RobNc | RefgFrz-SM-TTD_Med-Code | Appl-ESRefg |  | None | 2020-01-01 | [6 empty] | Standard |  | 1 | 1 | 0 | Deemed Ex Ante Team |  |  |  | Updated to indicate claim/filing status
2020 | RE-RefgFrz-SM-TTD_Mini-Tier1 | Refrigerator-freezers - automatic defrost with side-mounted freezer with through-the-door ice service, Size Range: Very Small (<13 cu. ft.), Energy Star (10% less than Code Maximum) | DEER2020 | D20 v1 | 2020-11-24 16:30 | Res-Refg-dKWH-Cond | DEER | Scaled | Delta | 55 | 64.9 | None |  | 0 |  | 1 | Res | Any | AppPlug | Refrig | Ref_Storage | RefrigFrz | RefgFrz-SM-TTD_Mini-Tier1 | Appl-ESRefg |  |  |  |  | RefgFrz-SM-TTD_Mini-Code | RefgFrz-SM-TTD_Mini-Tier1 | Available |  | 0 | 0 |  | RobNc | RefgFrz-SM-TTD_Mini-Code | Appl-ESRefg |  | None | 2020-01-01 | [6 empty] | Standard |  | 1 | 1 | 0 | Deemed Ex Ante Team |  |  |  | Updated to indicate claim/filing status
2020 | RE-RefgFrz-SM-TTD_Mini-Tier2 | Refrigerator-freezers - automatic defrost with side-mounted freezer with through-the-door ice service, Size Range: Very Small (<13 cu. ft.), 30% less than Code Maximum | DEER2020 | D20 v1 | 2020-11-24 16:30 | Res-Refg-dKWH-Cond | DEER | Scaled | Delta | 166 | 196 | None |  | 0 |  | 1 | Res | Any | AppPlug | Refrig | Ref_Storage | RefrigFrz | RefgFrz-SM-TTD_Mini-Tier2 | Appl-ESRefg |  |  |  |  | RefgFrz-SM-TTD_Mini-Code | RefgFrz-SM-TTD_Mini-Tier2 | Available |  | 0 | 0 |  | RobNc | RefgFrz-SM-TTD_Mini-Code | Appl-ESRefg |  | None | 2020-01-01 | [6 empty] | Standard |  | 1 | 1 | 0 | Deemed Ex Ante Team |  |  |  | Updated to indicate claim/filing status
2020 | RE-RefgFrz-SM-TTD_Small-Tier1 | Refrigerator-freezers - automatic defrost with side-mounted freezer with through-the-door ice service, Size Range: Small (13 to 16 cu. ft.), Energy Star (10% less than Code Maximum) | DEER2020 | D20 v1 | 2020-11-24 16:30 | Res-Refg-dKWH-Cond | DEER | Scaled | Delta | 60 | 70.8 | None |  | 0 |  | 1 | Res | Any | AppPlug | Refrig | Ref_Storage | RefrigFrz | RefgFrz-SM-TTD_Small-Tier1 | Appl-ESRefg |  |  |  |  | RefgFrz-SM-TTD_Small-Code | RefgFrz-SM-TTD_Small-Tier1 | Available |  | 0 | 0 |  | RobNc | RefgFrz-SM-TTD_Small-Code | Appl-ESRefg |  | None | 2020-01-01 | [6 empty] | Standard |  | 1 | 1 | 0 | Deemed Ex Ante Team |  |  |  | Updated to indicate claim/filing status
2020 | RE-RefgFrz-SM-TTD_Small-Tier2 | Refrigerator-freezers - automatic defrost with side-mounted freezer with through-the-door ice service, Size Range: Small (13 to 16 cu. ft.), 30% less than Code Maximum | DEER2020 | D20 v1 | 2020-11-24 16:30 | Res-Refg-dKWH-Cond | DEER | Scaled | Delta | 179 | 211 | None |  | 0 |  | 1 | Res | Any | AppPlug | Refrig | Ref_Storage | RefrigFrz | RefgFrz-SM-TTD_Small-Tier2 | Appl-ESRefg |  |  |  |  | RefgFrz-SM-TTD_Small-Code | RefgFrz-SM-TTD_Small-Tier2 | Available |  | 0 | 0 |  | RobNc | RefgFrz-SM-TTD_Small-Code | Appl-ESRefg |  | None | 2020-01-01 | [6 empty] | Standard |  | 1 | 1 | 0 | Deemed Ex Ante Team |  |  |  | Updated to indicate claim/filing status
2020 | RE-RefgFrz-SM-TTD_VLarge-Tier1 | Refrigerator-freezers - automatic defrost with side-mounted freezer with through-the-door ice service, Size Range: Very large (over 23 cu. Ft.), Energy Star (10% less than Code Maximum) | DEER2020 | D20 v1 | 2020-11-24 16:30 | Res-Refg-dKWH-Cond | DEER | Scaled | Delta | 72 | 85 | None |  | 0 |  | 1 | Res | Any | AppPlug | Refrig | Ref_Storage | RefrigFrz | RefgFrz-SM-TTD_VLarge-Tier1 | Appl-ESRefg |  |  |  |  | RefgFrz-SM-TTD_VLarge-Code | RefgFrz-SM-TTD_VLarge-Tier1 | Available |  | 0 | 0 |  | RobNc | RefgFrz-SM-TTD_VLarge-Code | Appl-ESRefg |  | None | 2020-01-01 | [6 empty] | Standard |  | 1 | 1 | 0 | Deemed Ex Ante Team |  |  |  | Updated to indicate claim/filing status
2020 | RE-RefgFrz-SM-TTD_VLarge-Tier2 | Refrigerator-freezers - automatic defrost with side-mounted freezer with through-the-door ice service, Size Range: Very large (over 23 cu. Ft.), 30% less than Code Maximum | DEER2020 | D20 v1 | 2020-11-24 16:30 | Res-Refg-dKWH-Cond | DEER | Scaled | Delta | 215 | 254 | None |  | 0 |  | 1 | Res | Any | AppPlug | Refrig | Ref_Storage | RefrigFrz | RefgFrz-SM-TTD_VLarge-Tier2 | Appl-ESRefg |  |  |  |  | RefgFrz-SM-TTD_VLarge-Code | RefgFrz-SM-TTD_VLarge-Tier2 | Available |  | 0 | 0 |  | RobNc | RefgFrz-SM-TTD_VLarge-Code | Appl-ESRefg |  | None | 2020-01-01 | [6 empty] | Standard |  | 1 | 1 | 0 | Deemed Ex Ante Team |  |  |  | Updated to indicate claim/filing status
2020 | RE-RefgFrz-SM-TTD_WtdSize-Tier1 | Refrigerator-freezers - automatic defrost with side-mounted freezer with through-the-door ice service, Size Range: Weighted Size, Energy Star (10% less than Code Maximum) | DEER2020 | D20 v1 | 2020-11-24 16:30 | Res-Refg-dKWH-Cond | DEER | Scaled | Delta | 70 | 82.6 | None |  | 0 |  | 1 | Res | Any | AppPlug | Refrig | Ref_Storage | RefrigFrz | RefgFrz-SM-TTD_WtdSize-Tier1 | Appl-ESRefg |  |  |  |  | RefgFrz-SM-TTD_WtdSize-Code | RefgFrz-SM-TTD_WtdSize-Tier1 | Available |  | 0 | 0 |  | RobNc | RefgFrz-SM-TTD_WtdSize-Code | Appl-ESRefg |  | None | 2020-01-01 | [6 empty] | Standard |  | 1 | 1 | 0 | Deemed Ex Ante Team |  |  |  | Updated to indicate claim/filing status
2020 | RE-RefgFrz-SM-TTD_WtdSize-Tier2 | Refrigerator-freezers - automatic defrost with side-mounted freezer with through-the-door ice service, Size Range: Weighted Size, 30% less than Code Maximum | DEER2020 | D20 v1 | 2020-11-24 16:30 | Res-Refg-dKWH-Cond | DEER | Scaled | Delta | 210 | 248 | None |  | 0 |  | 1 | Res | Any | AppPlug | Refrig | Ref_Storage | RefrigFrz | RefgFrz-SM-TTD_WtdSize-Tier2 | Appl-ESRefg |  |  |  |  | RefgFrz-SM-TTD_WtdSize-Code | RefgFrz-SM-TTD_WtdSize-Tier2 | Available |  | 0 | 0 |  | RobNc | RefgFrz-SM-TTD_WtdSize-Code | Appl-ESRefg |  | None | 2020-01-01 | [6 empty] | Standard |  | 1 | 1 | 0 | Deemed Ex Ante Team |  |  |  | Updated to indicate claim/filing status
2020 | RE-RefgFrz-SM_VLarge-Tier1 | Refrigerator-freezers - automatic defrost with side-mounted freezer without an automatic icemaker, Size Range: Very large (over 23 cu. Ft.), Energy Star (10% less than Code Maximum) | DEER2020 | D20 v1 | 2020-11-24 16:30 | Res-Refg-dKWH-Cond | DEER | Scaled | Delta | 58 | 68.4 | None |  | 0 |  | 1 | Res | Any | AppPlug | Refrig | Ref_Storage | RefrigFrz | RefgFrz-SM_VLarge-Tier1 | Appl-ESRefg |  |  |  |  | RefgFrz-SM_VLarge-Code | RefgFrz-SM_VLarge-Tier1 | Available |  | 0 | 0 |  | RobNc | RefgFrz-SM_VLarge-Code | Appl-ESRefg |  | None | 2020-01-01 | [6 empty] | Standard |  | 1 | 1 | 0 | Deemed Ex Ante Team |  |  |  | Updated to indicate claim/filing status
2020 | RE-RefgFrz-SM_VLarge-Tier2 | Refrigerator-freezers - automatic defrost with side-mounted freezer without an automatic icemaker, Size Range: Very large (over 23 cu. Ft.), 30% less than Code Maximum | DEER2020 | D20 v1 | 2020-11-24 16:30 | Res-Refg-dKWH-Cond | DEER | Scaled | Delta | 174 | 205 | None |  | 0 |  | 1 | Res | Any | AppPlug | Refrig | Ref_Storage | RefrigFrz | RefgFrz-SM_VLarge-Tier2 | Appl-ESRefg |  |  |  |  | RefgFrz-SM_VLarge-Code | RefgFrz-SM_VLarge-Tier2 | Available |  | 0 | 0 |  | RobNc | RefgFrz-SM_VLarge-Code | Appl-ESRefg |  | None | 2020-01-01 | [6 empty] | Standard |  | 1 | 1 | 0 | Deemed Ex Ante Team |  |  |  | Updated to indicate claim/filing status
2020 | RE-RefgFrz-SM_WtdSize-Tier1 | Refrigerator-freezers - automatic defrost with side-mounted freezer without an automatic icemaker, Size Range: Weighted Size, Energy Star (10% less than Code Maximum) | DEER2020 | D20 v1 | 2020-11-24 16:30 | Res-Refg-dKWH-Cond | DEER | Scaled | Delta | 54 | 63.7 | None |  | 0 |  | 1 | Res | Any | AppPlug | Refrig | Ref_Storage | RefrigFrz | RefgFrz-SM_WtdSize-Tier1 | Appl-ESRefg |  |  |  |  | RefgFrz-SM_WtdSize-Code | RefgFrz-SM_WtdSize-Tier1 | Available |  | 0 | 0 |  | RobNc | RefgFrz-SM_WtdSize-Code | Appl-ESRefg |  | None | 2020-01-01 | [6 empty] | Standard |  | 1 | 1 | 0 | Deemed Ex Ante Team |  |  |  | Updated to indicate claim/filing status
2020 | RE-RefgFrz-SM_WtdSize-Tier2 | Refrigerator-freezers - automatic defrost with side-mounted freezer without an automatic icemaker, Size Range: Weighted Size, 30% less than Code Maximum | DEER2020 | D20 v1 | 2020-11-24 16:30 | Res-Refg-dKWH-Cond | DEER | Scaled | Delta | 161 | 190 | None |  | 0 |  | 1 | Res | Any | AppPlug | Refrig | Ref_Storage | RefrigFrz | RefgFrz-SM_WtdSize-Tier2 | Appl-ESRefg |  |  |  |  | RefgFrz-SM_WtdSize-Code | RefgFrz-SM_WtdSize-Tier2 | Available |  | 0 | 0 |  | RobNc | RefgFrz-SM_WtdSize-Code | Appl-ESRefg |  | None | 2020-01-01 | [6 empty] | Standard |  | 1 | 1 | 0 | Deemed Ex Ante Team |  |  |  | Updated to indicate claim/filing status
2020 | RE-RefgFrz-TM_CmpMini-Tier1 | Refrigerator-freezers - automatic defrost with top-mounted freezer without an automatic icemaker, Size Range: compact (5-7 cu. ft.), Energy Star (10% less than Code Maximum) | DEER2020 | D20 v1 | 2020-11-24 16:30 | Res-Refg-dKWH-Cond | DEER | Scaled | Delta | 43 | 50.7 | None |  | 0 |  | 1 | Res | Any | AppPlug | Refrig | Ref_Storage | RefrigFrz |  | Appl-ESRefg |  |  |  |  | RefgFrz-TM_CmpMini-Code | RefgFrz-TM_CmpMini-Tier1 | Available |  | 0 | 0 |  | RobNc |  | Appl-ESRefg |  | None | 2020-01-01 | [6 empty] | Standard |  | 1 | 1 | 0 | Deemed Ex Ante Team |  |  |  | Updated to indicate claim/filing status
2020 | RE-RefgFrz-TM_CmpMini-Tier2 | Refrigerator-freezers - automatic defrost with top-mounted freezer without an automatic icemaker, Size Range: compact (5-7 cu. ft.), 30% less than Code Maximum | DEER2020 | D20 v1 | 2020-11-24 16:30 | Res-Refg-dKWH-Cond | DEER | Scaled | Delta | 128 | 151 | None |  | 0 |  | 1 | Res | Any | AppPlug | Refrig | Ref_Storage | RefrigFrz |  | Appl-ESRefg |  |  |  |  | RefgFrz-TM_CmpMini-Code | RefgFrz-TM_CmpMini-Tier2 | Available |  | 0 | 0 |  | RobNc |  | Appl-ESRefg |  | None | 2020-01-01 | [6 empty] | Standard |  | 1 | 1 | 0 | Deemed Ex Ante Team |  |  |  | Updated to indicate claim/filing status
2020 | RE-RefgFrz-TM_CmpSml-Tier1 | Refrigerator-freezers - automatic defrost with top-mounted freezer without an automatic icemaker, Size Range: compact mini (<5 cu. ft.), Energy Star (10% less than Code Maximum) | DEER2020 | D20 v1 | 2020-11-24 16:30 | Res-Refg-dKWH-Cond | DEER | Scaled | Delta | 38 | 44.8 | None |  | 0 |  | 1 | Res | Any | AppPlug | Refrig | Ref_Storage | RefrigFrz |  | Appl-ESRefg |  |  |  |  | RefgFrz-TM_CmpSml-Code | RefgFrz-TM_CmpSml-Tier1 | Available |  | 0 | 0 |  | RobNc |  | Appl-ESRefg |  | None | 2020-01-01 | [6 empty] | Standard |  | 1 | 1 | 0 | Deemed Ex Ante Team |  |  |  | Updated to indicate claim/filing status
2020 | RE-RefgFrz-TM_CmpSml-Tier2 | Refrigerator-freezers - automatic defrost with top-mounted freezer without an automatic icemaker, Size Range: compact mini (<5 cu. ft.), 30% less than Code Maximum | DEER2020 | D20 v1 | 2020-11-24 16:30 | Res-Refg-dKWH-Cond | DEER | Scaled | Delta | 115 | 136 | None |  | 0 |  | 1 | Res | Any | AppPlug | Refrig | Ref_Storage | RefrigFrz |  | Appl-ESRefg |  |  |  |  | RefgFrz-TM_CmpSml-Code | RefgFrz-TM_CmpSml-Tier2 | Available |  | 0 | 0 |  | RobNc |  | Appl-ESRefg |  | None | 2020-01-01 | [6 empty] | Standard |  | 1 | 1 | 0 | Deemed Ex Ante Team |  |  |  | Updated to indicate claim/filing status
2020 | RE-RefgFrz-TM-Ice_Large-Tier1 | Refrigerator-freezers - automatic defrost with top-mounted freezer with an automatic icemaker without through-the-door ice service, Size Range: Large (21 to 23 cu. ft.), Energy Star (10% less than Code Maximum) | DEER2020 | D20 v1 | 2020-11-24 16:30 | Res-Refg-dKWH-Cond | DEER | Scaled | Delta | 53 | 62.5 | None |  | 0 |  | 1 | Res | Any | AppPlug | Refrig | Ref_Storage | RefrigFrz | RefgFrz-TM-Ice_Large-Tier1 | Appl-ESRefg |  |  |  |  | RefgFrz-TM-Ice_Large-Code | RefgFrz-TM-Ice_Large-Tier1 | Available |  | 0 | 0 |  | RobNc | RefgFrz-TM-Ice_Large-Code | Appl-ESRefg |  | None | 2020-01-01 | [6 empty] | Standard |  | 1 | 1 | 0 | Deemed Ex Ante Team |  |  |  | Updated to indicate claim/filing status
2020 | RE-RefgFrz-TM-Ice_Large-Tier2 | Refrigerator-freezers - automatic defrost with top-mounted freezer with an automatic icemaker without through-the-door ice service, Size Range: Large (21 to 23 cu. ft.), 30% less than Code Maximum | DEER2020 | D20 v1 | 2020-11-24 16:30 | Res-Refg-dKWH-Cond | DEER | Scaled | Delta | 159 | 188 | None |  | 0 |  | 1 | Res | Any | AppPlug | Refrig | Ref_Storage | RefrigFrz | RefgFrz-TM-Ice_Large-Tier2 | Appl-ESRefg |  |  |  |  | RefgFrz-TM-Ice_Large-Code | RefgFrz-TM-Ice_Large-Tier2 | Available |  | 0 | 0 |  | RobNc | RefgFrz-TM-Ice_Large-Code | Appl-ESRefg |  | None | 2020-01-01 | [6 empty] | Standard |  | 1 | 1 | 0 | Deemed Ex Ante Team |  |  |  | Updated to indicate claim/filing status
2020 | RE-RefgFrz-TM-Ice_Med-Tier1 | Refrigerator-freezers - automatic defrost with top-mounted freezer with an automatic icemaker without through-the-door ice service, Size Range: Medium (17 to 20 cu. ft.), Energy Star (10% less than Code Maximum) | DEER2020 | D20 v1 | 2020-11-24 16:30 | Res-Refg-dKWH-Cond | DEER | Scaled | Delta | 50 | 59 | None |  | 0 |  | 1 | Res | Any | AppPlug | Refrig | Ref_Storage | RefrigFrz | RefgFrz-TM-Ice_Med-Tier1 | Appl-ESRefg |  |  |  |  | RefgFrz-TM-Ice_Med-Code | RefgFrz-TM-Ice_Med-Tier1 | Available |  | 0 | 0 |  | RobNc | RefgFrz-TM-Ice_Med-Code | Appl-ESRefg |  | None | 2020-01-01 | [6 empty] | Standard |  | 1 | 1 | 0 | Deemed Ex Ante Team |  |  |  | Updated to indicate claim/filing status
2020 | RE-RefgFrz-TM-Ice_Med-Tier2 | Refrigerator-freezers - automatic defrost with top-mounted freezer with an automatic icemaker without through-the-door ice service, Size Range: Medium (17 to 20 cu. ft.), 30% less than Code Maximum | DEER2020 | D20 v1 | 2020-11-24 16:30 | Res-Refg-dKWH-Cond | DEER | Scaled | Delta | 150 | 177 | None |  | 0 |  | 1 | Res | Any | AppPlug | Refrig | Ref_Storage | RefrigFrz | RefgFrz-TM-Ice_Med-Tier2 | Appl-ESRefg |  |  |  |  | RefgFrz-TM-Ice_Med-Code | RefgFrz-TM-Ice_Med-Tier2 | Available |  | 0 | 0 |  | RobNc | RefgFrz-TM-Ice_Med-Code | Appl-ESRefg |  | None | 2020-01-01 | [6 empty] | Standard |  | 1 | 1 | 0 | Deemed Ex Ante Team |  |  |  | Updated to indicate claim/filing status
2020 | RE-RefgFrz-TM-Ice_Mini-Tier1 | Refrigerator-freezers - automatic defrost with top-mounted freezer with an automatic icemaker without through-the-door ice service, Size Range: Very Small (<13 cu. ft.), Energy Star (10% less than Code Maximum) | DEER2020 | D20 v1 | 2020-11-24 16:30 | Res-Refg-dKWH-Cond | DEER | Scaled | Delta | 42 | 49.6 | None |  | 0 |  | 1 | Res | Any | AppPlug | Refrig | Ref_Storage | RefrigFrz | RefgFrz-TM-Ice_Mini-Tier1 | Appl-ESRefg |  |  |  |  | RefgFrz-TM-Ice_Mini-Code | RefgFrz-TM-Ice_Mini-Tier1 | Available |  | 0 | 0 |  | RobNc | RefgFrz-TM-Ice_Mini-Code | Appl-ESRefg |  | None | 2020-01-01 | [6 empty] | Standard |  | 1 | 1 | 0 | Deemed Ex Ante Team |  |  |  | Updated to indicate claim/filing status
2020 | RE-RefgFrz-TM-Ice_Mini-Tier2 | Refrigerator-freezers - automatic defrost with top-mounted freezer with an automatic icemaker without through-the-door ice service, Size Range: Very Small (<13 cu. ft.), 30% less than Code Maximum | DEER2020 | D20 v1 | 2020-11-24 16:30 | Res-Refg-dKWH-Cond | DEER | Scaled | Delta | 127 | 150 | None |  | 0 |  | 1 | Res | Any | AppPlug | Refrig | Ref_Storage | RefrigFrz | RefgFrz-TM-Ice_Mini-Tier2 | Appl-ESRefg |  |  |  |  | RefgFrz-TM-Ice_Mini-Code | RefgFrz-TM-Ice_Mini-Tier2 | Available |  | 0 | 0 |  | RobNc | RefgFrz-TM-Ice_Mini-Code | Appl-ESRefg |  | None | 2020-01-01 | [6 empty] | Standard |  | 1 | 1 | 0 | Deemed Ex Ante Team |  |  |  | Updated to indicate claim/filing status
2020 | RE-RefgFrz-TM-Ice_Small-Tier1 | Refrigerator-freezers - automatic defrost with top-mounted freezer with an automatic icemaker without through-the-door ice service, Size Range: Small (13 to 16 cu. ft.), Energy Star (10% less than Code Maximum) | DEER2020 | D20 v1 | 2020-11-24 16:30 | Res-Refg-dKWH-Cond | DEER | Scaled | Delta | 46 | 54.3 | None |  | 0 |  | 1 | Res | Any | AppPlug | Refrig | Ref_Storage | RefrigFrz | RefgFrz-TM-Ice_Small-Tier1 | Appl-ESRefg |  |  |  |  | RefgFrz-TM-Ice_Small-Code | RefgFrz-TM-Ice_Small-Tier1 | Available |  | 0 | 0 |  | RobNc | RefgFrz-TM-Ice_Small-Code | Appl-ESRefg |  | None | 2020-01-01 | [6 empty] | Standard |  | 1 | 1 | 0 | Deemed Ex Ante Team |  |  |  | Updated to indicate claim/filing status
2020 | RE-RefgFrz-TM-Ice_Small-Tier2 | Refrigerator-freezers - automatic defrost with top-mounted freezer with an automatic icemaker without through-the-door ice service, Size Range: Small (13 to 16 cu. ft.), 30% less than Code Maximum | DEER2020 | D20 v1 | 2020-11-24 16:30 | Res-Refg-dKWH-Cond | DEER | Scaled | Delta | 139 | 164 | None |  | 0 |  | 1 | Res | Any | AppPlug | Refrig | Ref_Storage | RefrigFrz | RefgFrz-TM-Ice_Small-Tier2 | Appl-ESRefg |  |  |  |  | RefgFrz-TM-Ice_Small-Code | RefgFrz-TM-Ice_Small-Tier2 | Available |  | 0 | 0 |  | RobNc | RefgFrz-TM-Ice_Small-Code | Appl-ESRefg |  | None | 2020-01-01 | [6 empty] | Standard |  | 1 | 1 | 0 | Deemed Ex Ante Team |  |  |  | Updated to indicate claim/filing status
2020 | RE-RefgFrz-TM-Ice_VLarge-Tier1 | Refrigerator-freezers - automatic defrost with top-mounted freezer with an automatic icemaker without through-the-door ice service, Size Range: Very large (over 23 cu. ft.), Energy Star (10% less than Code Maximum) | DEER2020 | D20 v1 | 2020-11-24 16:30 | Res-Refg-dKWH-Cond | DEER | Scaled | Delta | 57 | 67.3 | None |  | 0 |  | 1 | Res | Any | AppPlug | Refrig | Ref_Storage | RefrigFrz | RefgFrz-TM-Ice_VLarge-Tier1 | Appl-ESRefg |  |  |  |  | RefgFrz-TM-Ice_VLarge-Code | RefgFrz-TM-Ice_VLarge-Tier1 | Available |  | 0 | 0 |  | RobNc | RefgFrz-TM-Ice_VLarge-Code | Appl-ESRefg |  | None | 2020-01-01 | [6 empty] | Standard |  | 1 | 1 | 0 | Deemed Ex Ante Team |  |  |  | Updated to indicate claim/filing status
2020 | RE-RefgFrz-TM-Ice_VLarge-Tier2 | Refrigerator-freezers - automatic defrost with top-mounted freezer with an automatic icemaker without through-the-door ice service, Size Range: Very large (over 23 cu. ft.), 30% less than Code Maximum | DEER2020 | D20 v1 | 2020-11-24 16:30 | Res-Refg-dKWH-Cond | DEER | Scaled | Delta | 170 | 201 | None |  | 0 |  | 1 | Res | Any | AppPlug | Refrig | Ref_Storage | RefrigFrz | RefgFrz-TM-Ice_VLarge-Tier2 | Appl-ESRefg |  |  |  |  | RefgFrz-TM-Ice_VLarge-Code | RefgFrz-TM-Ice_VLarge-Tier2 | Available |  | 0 | 0 |  | RobNc | RefgFrz-TM-Ice_VLarge-Code | Appl-ESRefg |  | None | 2020-01-01 | [6 empty] | Standard |  | 1 | 1 | 0 | Deemed Ex Ante Team |  |  |  | Updated to indicate claim/filing status
2020 | RE-RefgFrz-TM-Ice_WtdSize-Tier1 | Refrigerator-freezers - automatic defrost with top-mounted freezer with an automatic icemaker without through-the-door ice service, Size Range: Weighted Size, Energy Star (10% less than Code Maximum) | DEER2020 | D20 v1 | 2020-11-24 16:30 | Res-Refg-dKWH-Cond | DEER | Scaled | Delta | 52 | 61.4 | None |  | 0 |  | 1 | Res | Any | AppPlug | Refrig | Ref_Storage | RefrigFrz | RefgFrz-TM-Ice_WtdSize-Tier1 | Appl-ESRefg |  |  |  |  | RefgFrz-TM-Ice_WtdSize-Code | RefgFrz-TM-Ice_WtdSize-Tier1 | Available |  | 0 | 0 |  | RobNc | RefgFrz-TM-Ice_WtdSize-Code | Appl-ESRefg |  | None | 2020-01-01 | [6 empty] | Standard |  | 1 | 1 | 0 | Deemed Ex Ante Team |  |  |  | Updated to indicate claim/filing status
2020 | RE-RefgFrz-TM-Ice_WtdSize-Tier2 | Refrigerator-freezers - automatic defrost with top-mounted freezer with an automatic icemaker without through-the-door ice service, Size Range: Weighted Size, 30% less than Code Maximum | DEER2020 | D20 v1 | 2020-11-24 16:30 | Res-Refg-dKWH-Cond | DEER | Scaled | Delta | 155 | 183 | None |  | 0 |  | 1 | Res | Any | AppPlug | Refrig | Ref_Storage | RefrigFrz | RefgFrz-TM-Ice_WtdSize-Tier2 | Appl-ESRefg |  |  |  |  | RefgFrz-TM-Ice_WtdSize-Code | RefgFrz-TM-Ice_WtdSize-Tier2 | Available |  | 0 | 0 |  | RobNc | RefgFrz-TM-Ice_WtdSize-Code | Appl-ESRefg |  | None | 2020-01-01 | [6 empty] | Standard |  | 1 | 1 | 0 | Deemed Ex Ante Team |  |  |  | Updated to indicate claim/filing status
2020 | RE-RefgFrz-TM_Large-Tier1 | Refrigerator-freezers - automatic defrost with top-mounted freezer without an automatic icemaker, Size Range: Large (21 to 23 cu. ft.), Energy Star (10% less than Code Maximum) | DEER2020 | D20 v1 | 2020-11-24 16:30 | Res-Refg-dKWH-Cond | DEER | Scaled | Delta | 44 | 51.9 | None |  | 0 |  | 1 | Res | Any | AppPlug | Refrig | Ref_Storage | RefrigFrz | RefgFrz-TM_Large-Tier1 | Appl-ESRefg |  |  |  |  | RefgFrz-TM_Large-Code | RefgFrz-TM_Large-Tier1 | Available |  | 0 | 0 |  | RobNc | RefgFrz-TM_Large-Code | Appl-ESRefg |  | None | 2020-01-01 | [6 empty] | Standard |  | 1 | 1 | 0 | Deemed Ex Ante Team |  |  |  | Updated to indicate claim/filing status
2020 | RE-RefgFrz-TM_Large-Tier2 | Refrigerator-freezers - automatic defrost with top-mounted freezer without an automatic icemaker, Size Range: Large (21 to 23 cu. ft.), 30% less than Code Maximum | DEER2020 | D20 v1 | 2020-11-24 16:30 | Res-Refg-dKWH-Cond | DEER | Scaled | Delta | 133 | 157 | None |  | 0 |  | 1 | Res | Any | AppPlug | Refrig | Ref_Storage | RefrigFrz | RefgFrz-TM_Large-Tier2 | Appl-ESRefg |  |  |  |  | RefgFrz-TM_Large-Code | RefgFrz-TM_Large-Tier2 | Available |  | 0 | 0 |  | RobNc | RefgFrz-TM_Large-Code | Appl-ESRefg |  | None | 2020-01-01 | [6 empty] | Standard |  | 1 | 1 | 0 | Deemed Ex Ante Team |  |  |  | Updated to indicate claim/filing status
2020 | RE-RefgFrz-TM_Med-Tier1 | Refrigerator-freezers - automatic defrost with top-mounted freezer without an automatic icemaker, Size Range: Medium (17 to 20 cu. ft.), Energy Star (10% less than Code Maximum) | DEER2020 | D20 v1 | 2020-11-24 16:30 | Res-Refg-dKWH-Cond | DEER | Scaled | Delta | 42 | 49.6 | None |  | 0 |  | 1 | Res | Any | AppPlug | Refrig | Ref_Storage | RefrigFrz | RefgFrz-TM_Med-Tier1 | Appl-ESRefg |  |  |  |  | RefgFrz-TM_Med-Code | RefgFrz-TM_Med-Tier1 | Available |  | 0 | 0 |  | RobNc | RefgFrz-TM_Med-Code | Appl-ESRefg |  | None | 2020-01-01 | [6 empty] | Standard |  | 1 | 1 | 0 | Deemed Ex Ante Team |  |  |  | Updated to indicate claim/filing status
2020 | RE-RefgFrz-TM_Med-Tier2 | Refrigerator-freezers - automatic defrost with top-mounted freezer without an automatic icemaker, Size Range: Medium (17 to 20 cu. ft.), 30% less than Code Maximum | DEER2020 | D20 v1 | 2020-11-24 16:30 | Res-Refg-dKWH-Cond | DEER | Scaled | Delta | 125 | 148 | None |  | 0 |  | 1 | Res | Any | AppPlug | Refrig | Ref_Storage | RefrigFrz | RefgFrz-TM_Med-Tier2 | Appl-ESRefg |  |  |  |  | RefgFrz-TM_Med-Code | RefgFrz-TM_Med-Tier2 | Available |  | 0 | 0 |  | RobNc | RefgFrz-TM_Med-Code | Appl-ESRefg |  | None | 2020-01-01 | [6 empty] | Standard |  | 1 | 1 | 0 | Deemed Ex Ante Team |  |  |  | Updated to indicate claim/filing status
2020 | RE-RefgFrz-TM_Mini-Tier1 | Refrigerator-freezers - automatic defrost with top-mounted freezer without an automatic icemaker, Size Range: Very Small (<13 cu. ft.), Energy Star (10% less than Code Maximum) | DEER2020 | D20 v1 | 2020-11-24 16:30 | Res-Refg-dKWH-Cond | DEER | Scaled | Delta | 34 | 40.1 | None |  | 0 |  | 1 | Res | Any | AppPlug | Refrig | Ref_Storage | RefrigFrz | RefgFrz-TM_Mini-Tier1 | Appl-ESRefg |  |  |  |  | RefgFrz-TM_Mini-Code | RefgFrz-TM_Mini-Tier1 | Available |  | 0 | 0 |  | RobNc | RefgFrz-TM_Mini-Code | Appl-ESRefg |  | None | 2020-01-01 | [6 empty] | Standard |  | 1 | 1 | 0 | Deemed Ex Ante Team |  |  |  | Updated to indicate claim/filing status
2020 | RE-RefgFrz-TM_Mini-Tier2 | Refrigerator-freezers - automatic defrost with top-mounted freezer without an automatic icemaker, Size Range: Very Small (<13 cu. ft.), 30% less than Code Maximum | DEER2020 | D20 v1 | 2020-11-24 16:30 | Res-Refg-dKWH-Cond | DEER | Scaled | Delta | 102 | 120 | None |  | 0 |  | 1 | Res | Any | AppPlug | Refrig | Ref_Storage | RefrigFrz | RefgFrz-TM_Mini-Tier2 | Appl-ESRefg |  |  |  |  | RefgFrz-TM_Mini-Code | RefgFrz-TM_Mini-Tier2 | Available |  | 0 | 0 |  | RobNc | RefgFrz-TM_Mini-Code | Appl-ESRefg |  | None | 2020-01-01 | [6 empty] | Standard |  | 1 | 1 | 0 | Deemed Ex Ante Team |  |  |  | Updated to indicate claim/filing status
2020 | RE-RefgFrz-TM_Small-Tier1 | Refrigerator-freezers - automatic defrost with top-mounted freezer without an automatic icemaker, Size Range: Small (13 to 16 cu. ft.), Energy Star (10% less than Code Maximum) | DEER2020 | D20 v1 | 2020-11-24 16:30 | Res-Refg-dKWH-Cond | DEER | Scaled | Delta | 38 | 44.8 | None |  | 0 |  | 1 | Res | Any | AppPlug | Refrig | Ref_Storage | RefrigFrz | RefgFrz-TM_Small-Tier1 | Appl-ESRefg |  |  |  |  | RefgFrz-TM_Small-Code | RefgFrz-TM_Small-Tier1 | Available |  | 0 | 0 |  | RobNc | RefgFrz-TM_Small-Code | Appl-ESRefg |  | None | 2020-01-01 | [6 empty] | Standard |  | 1 | 1 | 0 | Deemed Ex Ante Team |  |  |  | Updated to indicate claim/filing status
2020 | RE-RefgFrz-TM_Small-Tier2 | Refrigerator-freezers - automatic defrost with top-mounted freezer without an automatic icemaker, Size Range: Small (13 to 16 cu. ft.), 30% less than Code Maximum | DEER2020 | D20 v1 | 2020-11-24 16:30 | Res-Refg-dKWH-Cond | DEER | Scaled | Delta | 113 | 133 | None |  | 0 |  | 1 | Res | Any | AppPlug | Refrig | Ref_Storage | RefrigFrz | RefgFrz-TM_Small-Tier2 | Appl-ESRefg |  |  |  |  | RefgFrz-TM_Small-Code | RefgFrz-TM_Small-Tier2 | Available |  | 0 | 0 |  | RobNc | RefgFrz-TM_Small-Code | Appl-ESRefg |  | None | 2020-01-01 | [6 empty] | Standard |  | 1 | 1 | 0 | Deemed Ex Ante Team |  |  |  | Updated to indicate claim/filing status
2020 | RE-RefgFrz-TM_VLarge-Tier1 | Refrigerator-freezers - automatic defrost with top-mounted freezer without an automatic icemaker, Size Range: Very large (over 23 cu. ft.), Energy Star (10% less than Code Maximum) | DEER2020 | D20 v1 | 2020-11-24 16:30 | Res-Refg-dKWH-Cond | DEER | Scaled | Delta | 48 | 56.6 | None |  | 0 |  | 1 | Res | Any | AppPlug | Refrig | Ref_Storage | RefrigFrz | RefgFrz-TM_VLarge-Tier1 | Appl-ESRefg |  |  |  |  | RefgFrz-TM_VLarge-Code | RefgFrz-TM_VLarge-Tier1 | Available |  | 0 | 0 |  | RobNc | RefgFrz-TM_VLarge-Code | Appl-ESRefg |  | None | 2020-01-01 | [6 empty] | Standard |  | 1 | 1 | 0 | Deemed Ex Ante Team |  |  |  | Updated to indicate claim/filing status
2020 | RE-RefgFrz-TM_VLarge-Tier2 | Refrigerator-freezers - automatic defrost with top-mounted freezer without an automatic icemaker, Size Range: Very large (over 23 cu. ft.), 30% less than Code Maximum | DEER2020 | D20 v1 | 2020-11-24 16:30 | Res-Refg-dKWH-Cond | DEER | Scaled | Delta | 145 | 171 | None |  | 0 |  | 1 | Res | Any | AppPlug | Refrig | Ref_Storage | RefrigFrz | RefgFrz-TM_VLarge-Tier2 | Appl-ESRefg |  |  |  |  | RefgFrz-TM_VLarge-Code | RefgFrz-TM_VLarge-Tier2 | Available |  | 0 | 0 |  | RobNc | RefgFrz-TM_VLarge-Code | Appl-ESRefg |  | None | 2020-01-01 | [6 empty] | Standard |  | 1 | 1 | 0 | Deemed Ex Ante Team |  |  |  | Updated to indicate claim/filing status
2020 | RE-RefgFrz-TM_WtdSize-Tier1 | Refrigerator-freezers - automatic defrost with top-mounted freezer without an automatic icemaker, Size Range: Weighted Size, Energy Star (10% less than Code Maximum) | DEER2020 | D20 v1 | 2020-11-24 16:30 | Res-Refg-dKWH-Cond | DEER | Scaled | Delta | 42 | 49.6 | None |  | 0 |  | 1 | Res | Any | AppPlug | Refrig | Ref_Storage | RefrigFrz | RefgFrz-TM_WtdSize-Tier1 | Appl-ESRefg |  |  |  |  | RefgFrz-TM_WtdSize-Code | RefgFrz-TM_WtdSize-Tier1 | Available |  | 0 | 0 |  | RobNc | RefgFrz-TM_WtdSize-Code | Appl-ESRefg |  | None | 2020-01-01 | [6 empty] | Standard |  | 1 | 1 | 0 | Deemed Ex Ante Team |  |  |  | Updated to indicate claim/filing status
2020 | RE-RefgFrz-TM_WtdSize-Tier2 | Refrigerator-freezers - automatic defrost with top-mounted freezer without an automatic icemaker, Size Range: Weighted Size, 30% less than Code Maximum | DEER2020 | D20 v1 | 2020-11-24 16:30 | Res-Refg-dKWH-Cond | DEER | Scaled | Delta | 126 | 149 | None |  | 0 |  | 1 | Res | Any | AppPlug | Refrig | Ref_Storage | RefrigFrz | RefgFrz-TM_WtdSize-Tier2 | Appl-ESRefg |  |  |  |  | RefgFrz-TM_WtdSize-Code | RefgFrz-TM_WtdSize-Tier2 | Available |  | 0 | 0 |  | RobNc | RefgFrz-TM_WtdSize-Code | Appl-ESRefg |  | None | 2020-01-01 | [6 empty] | Standard |  | 1 | 1 | 0 | Deemed Ex Ante Team |  |  |  | Updated to indicate claim/filing status
2020 | RE-RefgFrz-Wtd-Tier1 | Weighted Refrigerator Type, Size Range: Weighted Size, Energy Star (10% less than Code Maximum) | DEER2020 | D20 v1 | 2020-11-24 16:30 | Res-Refg-dKWH-Cond | DEER | Scaled | Delta | 54 | 63.7 | None |  | 0 |  | 1 | Res | Any | AppPlug | Refrig | Ref_Storage | RefrigFrz | RefgFrz-Wtd-Tier1 | Appl-ESRefg |  |  |  |  | RefgFrz-Wtd-Code | RefgFrz-Wtd-Tier1 | Available |  | 0 | 0 |  | RobNc | RefgFrz-Wtd-Code | Appl-ESRefg |  | None | 2020-01-01 | [6 empty] | Standard |  | 1 | 1 | 0 | Deemed Ex Ante Team |  |  |  | Updated to indicate claim/filing status
2020 | RE-RefgFrz-Wtd-Tier2 | Weighted Refrigerator Type, Size Range: Weighted Size, 30% less than Code Maximum | DEER2020 | D20 v1 | 2020-11-24 16:30 | Res-Refg-dKWH-Cond | DEER | Scaled | Delta | 163 | 192 | None |  | 0 |  | 1 | Res | Any | AppPlug | Refrig | Ref_Storage | RefrigFrz | RefgFrz-Wtd-Tier2 | Appl-ESRefg |  |  |  |  | RefgFrz-Wtd-Code | RefgFrz-Wtd-Tier2 | Available |  | 0 | 0 |  | RobNc | RefgFrz-Wtd-Code | Appl-ESRefg |  | None | 2020-01-01 | [6 empty] | Standard |  | 1 | 1 | 0 | Deemed Ex Ante Team |  |  |  | Updated to indicate claim/filing status
2020 | Res-DuctSeal-HighToLow-wtd | Residential: Duct Sealing (Total Leakage Reduced from High (40/35%) to Low (15/12%) | DEER2020 | D20v1 | 2022-07-26 17:24 | RB-HV-DuctSeal-HighToLow | DEER | Standard | None |  |  | None |  | 0 |  | 0 | Res | Any | HVAC | VentAirDist | HV_AirDist | DuctLeak |  | HV-DuctSeal | 20% Supply/20% Return Leakage (single and multi-family), 35% Supply Leakage (mobile home) | 6% Supply/6% Return Leakage (single and multi-family), 15% Supply Leakage (mobile home) | 6% Supply/6% Return Leakage (single and multi-family), 15% Supply Leakage (mobile home) |  |  |  | Available |  | 0 | 0 |  | Retro |  | HV-DuctSeal |  | None | 2020-01-01 | 2023-12-31 | [5 empty] | Standard |  | 1 | 1 | 0 | Deemed Ex Ante Team |  |  |  | Updated to expire measure
2020 | Res-DuctSeal-MedToLow-wtd | Residential: Duct Sealing (Total Leakage Reduced from Medium (25/24%) to Low (15/12%) | DEER2020 | D20v1 | 2022-07-26 17:24 | RB-HV-DuctSeal-MedToLow | DEER | Standard | None |  |  | None |  | 0 |  | 0 | Res | Any | HVAC | VentAirDist | HV_AirDist | DuctLeak |  | HV-DuctSeal | 12% Supply/12% Return Leakage (single and multi-family), 25% Supply Leakage (mobile home) | 6% Supply/6% Return Leakage (single and multi-family), 15% Supply Leakage (mobile home) | 6% Supply/6% Return Leakage (single and multi-family), 15% Supply Leakage (mobile home) |  |  |  | Available |  | 0 | 0 |  | Retro |  | HV-DuctSeal |  | None | 2020-01-01 | 2023-12-31 | [5 empty] | Standard |  | 1 | 1 | 0 | Deemed Ex Ante Team |  |  |  | Updated to expire measure
2020 | Res-ECM-SupplyFanMotor | Supply fan motor upgraded from Permanent Split Capacitor (PSC) to Electronically Commutated Motor (ECM) | DEER2020 | D20v1 | 2020-11-24 16:30 | Res-Furnace-ECM-Upgrade | DEER | Standard | None |  |  | None |  | 0 |  | 0 | Res | Any | HVAC | SpaceHeat | SpaceHtg_eq | GasFurnace |  | HV-EffFurn | Standard Efficiency Electronically Permanent Split Capacitor (PSC) supply fan motor | Standard Efficiency Electronically Permanent Split Capacitor (PSC) supply fan motor | Supply fan motor upgraded from Permanent Split Capacitor (PSC) to Electronically Commutated Motor (ECM) |  |  |  | Available |  | 0 | 0 |  | ErRobNc |  | HV-EffFurn |  | None | 2020-01-01 | [6 empty] | Standard |  | 1 | 1 | 0 | Deemed Ex Ante Team |  |  |  | Updated to indicate claim/filing status
2020 | Res-GasFurnace-AFUE81 | Efficient Residential Gas Furnace - AFUE 81 | DEER2020 | D20v1 | 2020-11-24 16:30 | Res-GasFurnace-AFUE81 | DEER | Standard | None |  |  | None |  | 0 |  | 0 | Res | Any | HVAC | SpaceHeat | SpaceHtg_eq | GasFurnace |  | HV-EffFurn | Furnace AFUE 80 | Furnace AFUE 80 | Efficient Residential Gas Furnace - AFUE 81 |  |  |  | Available |  | 0 | 0 |  | ErRobNc |  | HV-EffFurn |  | None | 2020-01-01 | [6 empty] | Standard |  | 1 | 1 | 0 | Deemed Ex Ante Team |  |  |  | Updated to indicate claim/filing status
2020 | Res-GasFurnace-AFUE81-ECM | Efficient Residential Gas Furnace - AFUE 81 with ECM supply fan motor | DEER2020 | D20v1 | 2020-11-24 16:30 | Res-GasFurnace-AFUE81-ECM | DEER | Standard | None |  |  | None |  | 0 |  | 0 | Res | Any | HVAC | SpaceHeat | SpaceHtg_eq | GasFurnace |  | HV-EffFurn | Furnace AFUE 80 with Standard Efficiency supply fan motor | Furnace AFUE 80 with Standard Efficiency supply fan motor | Efficient Residential Gas Furnace - AFUE 81 with ECM supply fan motor |  |  |  | Available |  | 0 | 0 |  | ErRobNc |  | HV-EffFurn |  | None | 2020-01-01 | [6 empty] | Standard |  | 1 | 1 | 0 | Deemed Ex Ante Team |  |  |  | Updated to indicate claim/filing status
2020 | Res-GasFurnace-AFUE90 | Efficient Residential Gas Furnace - AFUE 90 | DEER2020 | D20v1 | 2020-11-24 16:30 | Res-GasFurnace-AFUE90 | DEER | Standard | None |  |  | None |  | 0 |  | 0 | Res | Any | HVAC | SpaceHeat | SpaceHtg_eq | GasFurnace |  | HV-EffFurn | Furnace AFUE 80 | Furnace AFUE 80 | Efficient Residential Gas Furnace - AFUE 90 |  |  |  | Available |  | 0 | 0 |  | ErRobNc |  | HV-EffFurn |  | None | 2020-01-01 | [6 empty] | Standard |  | 1 | 1 | 0 | Deemed Ex Ante Team |  |  |  | Updated to indicate claim/filing status
2020 | Res-GasFurnace-AFUE90-ECM | Efficient Residential Gas Furnace - AFUE 90 with ECM supply fan motor | DEER2020 | D20v1 | 2021-10-14 16:56 | Res-GasFurnace-AFUE90-ECM | DEER | Standard | None |  |  | None |  | 0 |  | 0 | Res | Any | HVAC | SpaceHeat | SpaceHtg_eq | GasFurnace |  | HV-EffFurn | Furnace AFUE 80 with Standard Efficiency supply fan motor | Furnace AFUE 80 with Standard Efficiency supply fan motor | Efficient Residential Gas Furnace - AFUE 90 with ECM supply fan motor |  |  |  | Available |  | 0 | 0 |  | ErRobNc |  | HV-EffFurn |  | None | 2020-01-01 | 2021-12-31 | [5 empty] | Standard |  | 1 | 1 | 0 | Deemed Ex Ante Team |  |  |  | Updated to indicate claim/filing status
2020 | Res-GasFurnace-AFUE91 | Efficient Residential Gas Furnace - AFUE 91 | DEER2020 | D20v1 | 2020-11-24 16:30 | Res-GasFurnace-AFUE91 | DEER | Standard | None |  |  | None |  | 0 |  | 0 | Res | Any | HVAC | SpaceHeat | SpaceHtg_eq | GasFurnace |  | HV-EffFurn | Furnace AFUE 80 | Furnace AFUE 80 | Efficient Residential Gas Furnace - AFUE 91 |  |  |  | Available |  | 0 | 0 |  | ErRobNc |  | HV-EffFurn |  | None | 2020-01-01 | [6 empty] | Standard |  | 1 | 1 | 0 | Deemed Ex Ante Team |  |  |  | Updated to indicate claim/filing status
2020 | Res-GasFurnace-AFUE91-ECM | Efficient Residential Gas Furnace - AFUE 91 with ECM supply fan motor | DEER2020 | D20v1 | 2021-10-14 16:48 | Res-GasFurnace-AFUE91-ECM | DEER | Standard | None |  |  | None |  | 0 |  | 0 | Res | Any | HVAC | SpaceHeat | SpaceHtg_eq | GasFurnace |  | HV-EffFurn | Furnace AFUE 80 with Standard Efficiency supply fan motor | Furnace AFUE 80 with Standard Efficiency supply fan motor | Efficient Residential Gas Furnace - AFUE 91 with ECM supply fan motor |  |  |  | Available |  | 0 | 0 |  | ErRobNc |  | HV-EffFurn |  | None | 2020-01-01 | 2021-12-31 | [5 empty] | Standard |  | 1 | 1 | 0 | Deemed Ex Ante Team |  |  |  | Updated to indicate claim/filing status
2020 | Res-GasFurnace-AFUE92 | Efficient Residential Gas Furnace - AFUE 92 | DEER2020 | D20v1 | 2020-11-24 16:30 | Res-GasFurnace-AFUE92 | DEER | Standard | None |  |  | None |  | 0 |  | 0 | Res | Any | HVAC | SpaceHeat | SpaceHtg_eq | GasFurnace |  | HV-EffFurn | Furnace AFUE 80 | Furnace AFUE 80 | Efficient Residential Gas Furnace - AFUE 92 |  |  |  | Available |  | 0 | 0 |  | ErRobNc |  | HV-EffFurn |  | None | 2020-01-01 | [6 empty] | Standard |  | 1 | 1 | 0 | Deemed Ex Ante Team |  |  |  | Updated to indicate claim/filing status
2020 | Res-GasFurnace-AFUE92-ECM | Efficient Residential Gas Furnace - AFUE 92 with ECM supply fan motor | DEER2020 | D20v1 | 2022-09-13 11:24 | Res-GasFurnace-AFUE92-ECM | DEER | Standard | None |  |  | None |  | 0 |  | 0 | Res | Any | HVAC | SpaceHeat | SpaceHtg_eq | GasFurnace |  | HV-EffFurn | Furnace AFUE 80 with Standard Efficiency supply fan motor | Furnace AFUE 80 with Standard Efficiency supply fan motor | Efficient Residential Gas Furnace - AFUE 92 with ECM supply fan motor |  |  |  | Available |  | 0 | 0 |  | ErRobNc |  | HV-EffFurn |  | None | 2020-01-01 | 2022-12-31 | [5 empty] | Standard |  | 1 | 1 | 0 | Deemed Ex Ante Team |  |  |  | Updated to indicate claim/filing status
2020 | Res-GasFurnace-AFUE93 | Efficient Residential Gas Furnace - AFUE 93 | DEER2020 | D20v1 | 2020-11-24 16:30 | Res-GasFurnace-AFUE93 | DEER | Standard | None |  |  | None |  | 0 |  | 0 | Res | Any | HVAC | SpaceHeat | SpaceHtg_eq | GasFurnace |  | HV-EffFurn | Furnace AFUE 80 | Furnace AFUE 80 | Efficient Residential Gas Furnace - AFUE 93 |  |  |  | Available |  | 0 | 0 |  | ErRobNc |  | HV-EffFurn |  | None | 2020-01-01 | [6 empty] | Standard |  | 1 | 1 | 0 | Deemed Ex Ante Team |  |  |  | Updated to indicate claim/filing status
2020 | Res-GasFurnace-AFUE93-ECM | Efficient Residential Gas Furnace - AFUE 93 with ECM supply fan motor | DEER2020 | D20v1 | 2021-10-14 10:32 | Res-GasFurnace-AFUE93-ECM | DEER | Standard | None |  |  | None |  | 0 |  | 0 | Res | Any | HVAC | SpaceHeat | SpaceHtg_eq | GasFurnace |  | HV-EffFurn | Furnace AFUE 80 with Standard Efficiency supply fan motor | Furnace AFUE 80 with Standard Efficiency supply fan motor | Efficient Residential Gas Furnace - AFUE 93 with ECM supply fan motor |  |  |  | Available |  | 0 | 0 |  | ErRobNc |  | HV-EffFurn |  | None | 2020-01-01 | 2021-12-31 | [5 empty] | Standard |  | 1 | 1 | 0 | Deemed Ex Ante Team |  |  |  | Updated to indicate claim/filing status
2020 | Res-GasFurnace-AFUE94 | Efficient Residential Gas Furnace - AFUE 94 | DEER2020 | D20v1 | 2020-11-24 16:30 | Res-GasFurnace-AFUE94 | DEER | Standard | None |  |  | None |  | 0 |  | 0 | Res | Any | HVAC | SpaceHeat | SpaceHtg_eq | GasFurnace |  | HV-EffFurn | Furnace AFUE 80 | Furnace AFUE 80 | Efficient Residential Gas Furnace - AFUE 94 |  |  |  | Available |  | 0 | 0 |  | ErRobNc |  | HV-EffFurn |  | None | 2020-01-01 | [6 empty] | Standard |  | 1 | 1 | 0 | Deemed Ex Ante Team |  |  |  | Updated to indicate claim/filing status
2020 | Res-GasFurnace-AFUE94-ECM | Efficient Residential Gas Furnace - AFUE 94 with ECM supply fan motor | DEER2020 | D20v1 | 2021-10-14 16:26 | Res-GasFurnace-AFUE94-ECM | DEER | Standard | None |  |  | None |  | 0 |  | 0 | Res | Any | HVAC | SpaceHeat | SpaceHtg_eq | GasFurnace |  | HV-EffFurn | Furnace AFUE 80 with Standard Efficiency supply fan motor | Furnace AFUE 80 with Standard Efficiency supply fan motor | Efficient Residential Gas Furnace - AFUE 94 with ECM supply fan motor |  |  |  | Available |  | 0 | 0 |  | ErRobNc |  | HV-EffFurn |  | None | 2020-01-01 | 2021-12-31 | [5 empty] | Standard |  | 1 | 1 | 0 | Deemed Ex Ante Team |  |  |  | Updated to indicate claim/filing status
2020 | Res-GasFurnace-AFUE95 | Efficient Residential Gas Furnace - AFUE 95 | DEER2020 | D20v1 | 2020-11-24 16:30 | Res-GasFurnace-AFUE95 | DEER | Standard | None |  |  | None |  | 0 |  | 0 | Res | Any | HVAC | SpaceHeat | SpaceHtg_eq | GasFurnace |  | HV-EffFurn | Furnace AFUE 80 | Furnace AFUE 80 | Efficient Residential Gas Furnace - AFUE 95 |  |  |  | Available |  | 0 | 0 |  | ErRobNc |  | HV-EffFurn |  | None | 2020-01-01 | [6 empty] | Standard |  | 1 | 1 | 0 | Deemed Ex Ante Team |  |  |  | Updated to indicate claim/filing status
2020 | Res-GasFurnace-AFUE95-ECM | Efficient Residential Gas Furnace - AFUE 95 with ECM supply fan motor | DEER2020 | D20v1 | 2022-09-13 11:24 | Res-GasFurnace-AFUE95-ECM | DEER | Standard | None |  |  | None |  | 0 |  | 0 | Res | Any | HVAC | SpaceHeat | SpaceHtg_eq | GasFurnace |  | HV-EffFurn | Furnace AFUE 80 with Standard Efficiency supply fan motor | Furnace AFUE 80 with Standard Efficiency supply fan motor | Efficient Residential Gas Furnace - AFUE 95 with ECM supply fan motor |  |  |  | Available |  | 0 | 0 |  | ErRobNc |  | HV-EffFurn |  | None | 2020-01-01 | 2022-12-31 | [5 empty] | Standard |  | 1 | 1 | 0 | Deemed Ex Ante Team |  |  |  | Updated to indicate claim/filing status
2020 | Res-GasFurnace-AFUE96 | Efficient Residential Gas Furnace - AFUE 96 | DEER2020 | D20v1 | 2020-11-24 16:30 | Res-GasFurnace-AFUE96 | DEER | Standard | None |  |  | None |  | 0 |  | 0 | Res | Any | HVAC | SpaceHeat | SpaceHtg_eq | GasFurnace |  | HV-EffFurn | Furnace AFUE 80 | Furnace AFUE 80 | Efficient Residential Gas Furnace - AFUE 96 |  |  |  | Available |  | 0 | 0 |  | ErRobNc |  | HV-EffFurn |  | None | 2020-01-01 | [6 empty] | Standard |  | 1 | 1 | 0 | Deemed Ex Ante Team |  |  |  | Updated to indicate claim/filing status
2020 | Res-GasFurnace-AFUE96-ECM | Efficient Residential Gas Furnace - AFUE 96 with ECM supply fan motor | DEER2020 | D20v1 | 2021-10-14 15:26 | Res-GasFurnace-AFUE96-ECM | DEER | Standard | None |  |  | None |  | 0 |  | 0 | Res | Any | HVAC | SpaceHeat | SpaceHtg_eq | GasFurnace |  | HV-EffFurn | Furnace AFUE 80 with Standard Efficiency supply fan motor | Furnace AFUE 80 with Standard Efficiency supply fan motor | Efficient Residential Gas Furnace - AFUE 96 with ECM supply fan motor |  |  |  | Available |  | 0 | 0 |  | ErRobNc |  | HV-EffFurn |  | None | 2020-01-01 | 2021-12-31 | [5 empty] | Standard |  | 1 | 1 | 0 | Deemed Ex Ante Team |  |  |  | Updated to indicate claim/filing status
2020 | Res-GasFurnace-AFUE97 | Efficient Residential Gas Furnace - AFUE 97 | DEER2020 | D20v1 | 2020-11-24 16:30 | Res-GasFurnace-AFUE97 | DEER | Standard | None |  |  | None |  | 0 |  | 0 | Res | Any | HVAC | SpaceHeat | SpaceHtg_eq | GasFurnace |  | HV-EffFurn | Furnace AFUE 80 | Furnace AFUE 80 | Efficient Residential Gas Furnace - AFUE 97 |  |  |  | Available |  | 0 | 0 |  | ErRobNc |  | HV-EffFurn |  | None | 2020-01-01 | [6 empty] | Standard |  | 1 | 1 | 0 | Deemed Ex Ante Team |  |  |  | Updated to indicate claim/filing status
2020 | Res-GasFurnace-AFUE97-ECM | Efficient Residential Gas Furnace - AFUE 97 with ECM supply fan motor | DEER2020 | D20v1 | 2022-09-13 11:24 | Res-GasFurnace-AFUE97-ECM | DEER | Standard | None |  |  | None |  | 0 |  | 0 | Res | Any | HVAC | SpaceHeat | SpaceHtg_eq | GasFurnace |  | HV-EffFurn | Furnace AFUE 80 with Standard Efficiency supply fan motor | Furnace AFUE 80 with Standard Efficiency supply fan motor | Efficient Residential Gas Furnace - AFUE 97 with ECM supply fan motor |  |  |  | Available |  | 0 | 0 |  | ErRobNc |  | HV-EffFurn |  | None | 2020-01-01 | 2022-12-31 | [5 empty] | Standard |  | 1 | 1 | 0 | Deemed Ex Ante Team |  |  |  | Updated to indicate claim/filing status
2020 | Res-GasFurnace-AFUE98 | Efficient Residential Gas Furnace - AFUE 98 | DEER2020 | D20v1 | 2020-11-24 16:30 | Res-GasFurnace-AFUE98 | DEER | Standard | None |  |  | None |  | 0 |  | 0 | Res | Any | HVAC | SpaceHeat | SpaceHtg_eq | GasFurnace |  | HV-EffFurn | Furnace AFUE 80 | Furnace AFUE 80 | Efficient Residential Gas Furnace - AFUE 98 |  |  |  | Available |  | 0 | 0 |  | ErRobNc |  | HV-EffFurn |  | None | 2020-01-01 | [6 empty] | Standard |  | 1 | 1 | 0 | Deemed Ex Ante Team |  |  |  | Updated to indicate claim/filing status
2020 | Res-GasFurnace-AFUE98-ECM | Efficient Residential Gas Furnace - AFUE 98 with ECM supply fan motor | DEER2020 | D20v1 | 2021-10-14 13:42 | Res-GasFurnace-AFUE98-ECM | DEER | Standard | None |  |  | None |  | 0 |  | 0 | Res | Any | HVAC | SpaceHeat | SpaceHtg_eq | GasFurnace |  | HV-EffFurn | Furnace AFUE 80 with Standard Efficiency supply fan motor | Furnace AFUE 80 with Standard Efficiency supply fan motor | Efficient Residential Gas Furnace - AFUE 98 with ECM supply fan motor |  |  |  | Available |  | 0 | 0 |  | ErRobNc |  | HV-EffFurn |  | None | 2020-01-01 | 2021-12-31 | [5 empty] | Standard |  | 1 | 1 | 0 | Deemed Ex Ante Team |  |  |  | Updated to indicate claim/filing status
2020 | Res-Lighting-InGen_CFLratio0353_CFLfixt-57w | Residential Indoor General Lighting: CFL Fixture replaces pre-existing standard lighting Wattage. Measure includes Code case. Impacts: CFL-based HOU (varies by BldgType) | DEER2017 | D13 v1.0 | 2020-11-24 16:30 | Res-Iltg-dWatt-CFL | DEER | Scaled | BaseRatio | 144 | 144 | None |  | 0 |  | 1 | Res | Any | Lighting | InGen-CFL | Ltg_Fixture | CFL_fixt |  | ILtg-CFL-Res | CFL fixture based on: Ballast; Total Watts = 3.53 | CFL fixture based on: Ballast; Total Watts = 3.53 | CFL fixture based on: CFLpin(57w); Total Watts = 57 | CFLratio0353 | CFLratio0353 | CFLfixt-57w(57w) | Available |  | 0 | 0 | DEER Lighting measure | ErRobNc |  | ILtg-Incand-Res |  | DEER131417 | 2013-01-01 | 2018-06-30 | InEA_modVal |  |  |  |  | Standard | Remove expiry date per Commission Staff direction 2018ScrewInLampSavignsMethods-11Dec2017.pdf | 1 | 1 | 0 | Deemed Ex Ante Team |  | Remove expiry date per Commission Staff direction 2018ScrewInLampSavignsMethods-11Dec2017.pdf |  | Updated to indicate claim/filing status
2020 | RG-WtrHt-SmlInst-Gas-Ite175kBtuh-It2G-HI-0p81UEF-40g | Efficient residential water heater: Instantaneous Gas water heater (UEF=0.81) replaces 40 gallon gas water heater | DEER2020 | D20 v1 | 2020-11-24 16:30 | RG-WtrHt-SmlInst-Gas-Ite175kBtuh-It2G-HI-0p81UEF-40g | DEER | Standard | None | 0 | 0 | None |  | 0 |  | 0 | Res | Any | SHW | Heating | WaterHtg_eq | Instant_UEF |  | WtrHt-Instant-Res | Small storage Gas water heater: 40 gallon, EF = 0.60 | Small storage Gas water heater: 40 gallon, UEF = 0.64, RE = 0.77, Cap = 40 kBTUh, UA = 6.60 BTU/hr-F, VentW: 0, AuxBTUh: 350, high draw | Instantaneous Gas water heater: UEF = 0.81, RE = 0.84, Cap = 175kBTUh, AuxBTUh: 350, high draw | Stor_EF-Gas-040gal-0.60EF | Stor_UEF-Gas-040gal-HI-0.64UEF | Inst_UEF-Gas-175kBtuh-HI-0p81UEF | Available |  | 0 | 0 |  | ErRobNc |  | WtrHt-Instant-Res |  | None | 2020-01-01 | [6 empty] | Standard |  | 1 | 1 | 0 | Deemed Ex Ante Team |  |  |  | Updated to indicate claim/filing status
2020 | RG-WtrHt-SmlInst-Gas-Ite175kBtuh-It2G-HI-0p81UEF-40g | Efficient residential water heater: Instantaneous Gas water heater (UEF=0.81) replaces 40 gallon gas water heater | DEER2019 | D20 v0 | 2020-11-24 16:30 | RG-WtrHt-SmlInst-Gas-Ite175kBtuh-It2G-HI-0p81UEF-40g | DEER | Standard | None | 0 | 0 | None |  | 0 |  | 0 | Res | Any | SHW | Heating | WaterHtg_eq | Instant_UEF |  | WtrHt-Instant-Res | Small storage Gas water heater: 40 gallon, EF = 0.60 | Small storage Gas water heater: 40 gallon, UEF = 0.64, RE = 0.77, Cap = 40 kBTUh, UA = 6.60 BTU/hr-F, VentW: 0, AuxBTUh: 350, high draw | Instantaneous Gas water heater: UEF = 0.81, RE = 0.84, Cap = 175kBTUh, AuxBTUh: 350, high draw | Stor_EF-Gas-040gal-0.60EF | Stor_UEF-Gas-040gal-HI-0.64UEF | Inst_UEF-Gas-175kBtuh-HI-0p81UEF | Available |  | 0 | 0 | DEER2019 Proposed Update | ErRobNc |  | WtrHt-Instant-Res |  | None | 2019-01-01 | 2019-12-31 | [5 empty] | Standard |  | 1 | 1 | 0 | Deemed Ex Ante Team |  |  |  | Updated to indicate claim/filing status
2020 | RG-WtrHt-SmlInst-Gas-Ite175kBtuh-It2G-HI-0p87UEF-40g | Efficient residential water heater: Instantaneous Gas water heater (UEF=0.87) replaces 40 gallon gas water heater | DEER2020 | D20 v1 | 2020-11-24 16:30 | RG-WtrHt-SmlInst-Gas-Ite175kBtuh-It2G-HI-0p87UEF-40g | DEER | Standard | None | 0 | 0 | None |  | 0 |  | 0 | Res | Any | SHW | Heating | WaterHtg_eq | Instant_UEF |  | WtrHt-Instant-Res | Small storage Gas water heater: 40 gallon, EF = 0.60 | Small storage Gas water heater: 40 gallon, UEF = 0.64, RE = 0.77, Cap = 40 kBTUh, UA = 6.60 BTU/hr-F, VentW: 0, AuxBTUh: 350, high draw | Instantaneous Gas water heater: UEF = 0.87, RE = 0.95, Cap = 175kBTUh, AuxBTUh: 350, high draw | Stor_EF-Gas-040gal-0.60EF | Stor_UEF-Gas-040gal-HI-0.64UEF | Inst_UEF-Gas-175kBtuh-HI-0p87UEF | Available |  | 0 | 0 |  | ErRobNc |  | WtrHt-Instant-Res |  | None | 2020-01-01 | [6 empty] | Standard |  | 1 | 1 | 0 | Deemed Ex Ante Team |  |  |  | Updated to indicate claim/filing status
2020 | RG-WtrHt-SmlInst-Gas-Ite175kBtuh-It2G-HI-0p87UEF-40g | Efficient residential water heater: Instantaneous Gas water heater (UEF=0.87) replaces 40 gallon gas water heater | DEER2019 | D20 v0 | 2020-11-24 16:30 | RG-WtrHt-SmlInst-Gas-Ite175kBtuh-It2G-HI-0p87UEF-40g | DEER | Standard | None | 0 | 0 | None |  | 0 |  | 0 | Res | Any | SHW | Heating | WaterHtg_eq | Instant_UEF |  | WtrHt-Instant-Res | Small storage Gas water heater: 40 gallon, EF = 0.60 | Small storage Gas water heater: 40 gallon, UEF = 0.64, RE = 0.77, Cap = 40 kBTUh, UA = 6.60 BTU/hr-F, VentW: 0, AuxBTUh: 350, high draw | Instantaneous Gas water heater: UEF = 0.87, RE = 0.95, Cap = 175kBTUh, AuxBTUh: 350, high draw | Stor_EF-Gas-040gal-0.60EF | Stor_UEF-Gas-040gal-HI-0.64UEF | Inst_UEF-Gas-175kBtuh-HI-0p87UEF | Available |  | 0 | 0 | DEER2019 Proposed Update | ErRobNc |  | WtrHt-Instant-Res |  | None | 2019-01-01 | 2019-12-31 | [5 empty] | Standard |  | 1 | 1 | 0 | Deemed Ex Ante Team |  |  |  | Updated to indicate claim/filing status
2020 | RG-WtrHt-SmlInst-Gas-Ite175kBtuh-It2G-LW-0p81UEF-40g | Efficient residential water heater: Instantaneous Gas water heater (UEF=0.81) replaces 40 gallon gas water heater | DEER2019 | D20 v0 | 2020-11-24 16:30 | RG-WtrHt-SmlInst-Gas-Ite175kBtuh-It2G-LW-0p81UEF-40g | DEER | Standard | None | 0 | 0 | None |  | 0 |  | 0 | Res | Any | SHW | Heating | WaterHtg_eq | Instant_UEF |  | WtrHt-Instant-Res | Small storage Gas water heater: 40 gallon, EF = 0.60 | Small storage Gas water heater: 40 gallon, UEF = 0.52, RE = 0.78, Cap = 29 kBTUh, UA = 6.67 BTU/hr-F, VentW: 0, AuxBTUh: 350, Low draw | Instantaneous Gas water heater: UEF = 0.81, RE = 0.84, Cap = 175kBTUh, AuxBTUh: 350, low draw | Stor_EF-Gas-040gal-0.60EF | Stor_UEF-Gas-040gal-LW-0.52UEF | Inst_UEF-Gas-175kBtuh-LW-0p81UEF | Available |  | 0 | 0 | DEER2019 Proposed Update | ErRobNc |  | WtrHt-Instant-Res |  | None | 2019-01-01 | 2019-12-31 | [5 empty] | Standard |  | 1 | 1 | 0 | Deemed Ex Ante Team |  |  |  | Updated to indicate claim/filing status
2020 | RG-WtrHt-SmlInst-Gas-Ite175kBtuh-It2G-LW-0p81UEF-40g | Efficient residential water heater: Instantaneous Gas water heater (UEF=0.81) replaces 40 gallon gas water heater | DEER2020 | D20 v1 | 2020-11-24 16:30 | RG-WtrHt-SmlInst-Gas-Ite175kBtuh-It2G-LW-0p81UEF-40g | DEER | Standard | None | 0 | 0 | None |  | 0 |  | 0 | Res | Any | SHW | Heating | WaterHtg_eq | Instant_UEF |  | WtrHt-Instant-Res | Small storage Gas water heater: 40 gallon, EF = 0.60 | Small storage Gas water heater: 40 gallon, UEF = 0.52, RE = 0.78, Cap = 29 kBTUh, UA = 6.67 BTU/hr-F, VentW: 0, AuxBTUh: 350, Low draw | Instantaneous Gas water heater: UEF = 0.81, RE = 0.84, Cap = 175kBTUh, AuxBTUh: 350, low draw | Stor_EF-Gas-040gal-0.60EF | Stor_UEF-Gas-040gal-LW-0.52UEF | Inst_UEF-Gas-175kBtuh-LW-0p81UEF | Available |  | 0 | 0 |  | ErRobNc |  | WtrHt-Instant-Res |  | None | 2020-01-01 | [6 empty] | Standard |  | 1 | 1 | 0 | Deemed Ex Ante Team |  |  |  | Updated to indicate claim/filing status
2020 | RG-WtrHt-SmlInst-Gas-Ite175kBtuh-It2G-LW-0p87UEF-40g | Efficient residential water heater: Instantaneous Gas water heater (UEF=0.87) replaces 40 gallon gas water heater | DEER2019 | D20 v0 | 2020-11-24 16:30 | RG-WtrHt-SmlInst-Gas-Ite175kBtuh-It2G-LW-0p87UEF-40g | DEER | Standard | None | 0 | 0 | None |  | 0 |  | 0 | Res | Any | SHW | Heating | WaterHtg_eq | Instant_UEF |  | WtrHt-Instant-Res | Small storage Gas water heater: 40 gallon, EF = 0.60 | Small storage Gas water heater: 40 gallon, UEF = 0.52, RE = 0.78, Cap = 29 kBTUh, UA = 6.67 BTU/hr-F, VentW: 0, AuxBTUh: 350, Low draw | Instantaneous Gas water heater: UEF = 0.87, RE = 0.94, Cap = 175kBTUh, AuxBTUh: 350, low draw | Stor_EF-Gas-040gal-0.60EF | Stor_UEF-Gas-040gal-LW-0.52UEF | Inst_UEF-Gas-175kBtuh-LW-0p87UEF | Available |  | 0 | 0 | DEER2019 Proposed Update | ErRobNc |  | WtrHt-Instant-Res |  | None | 2019-01-01 | 2019-12-31 | [5 empty] | Standard |  | 1 | 1 | 0 | Deemed Ex Ante Team |  |  |  | Updated to indicate claim/filing status
2020 | RG-WtrHt-SmlInst-Gas-Ite175kBtuh-It2G-LW-0p87UEF-40g | Efficient residential water heater: Instantaneous Gas water heater (UEF=0.87) replaces 40 gallon gas water heater | DEER2020 | D20 v1 | 2020-11-24 16:30 | RG-WtrHt-SmlInst-Gas-Ite175kBtuh-It2G-LW-0p87UEF-40g | DEER | Standard | None | 0 | 0 | None |  | 0 |  | 0 | Res | Any | SHW | Heating | WaterHtg_eq | Instant_UEF |  | WtrHt-Instant-Res | Small storage Gas water heater: 40 gallon, EF = 0.60 | Small storage Gas water heater: 40 gallon, UEF = 0.52, RE = 0.78, Cap = 29 kBTUh, UA = 6.67 BTU/hr-F, VentW: 0, AuxBTUh: 350, Low draw | Instantaneous Gas water heater: UEF = 0.87, RE = 0.94, Cap = 175kBTUh, AuxBTUh: 350, low draw | Stor_EF-Gas-040gal-0.60EF | Stor_UEF-Gas-040gal-LW-0.52UEF | Inst_UEF-Gas-175kBtuh-LW-0p87UEF | Available |  | 0 | 0 |  | ErRobNc |  | WtrHt-Instant-Res |  | None | 2020-01-01 | [6 empty] | Standard |  | 1 | 1 | 0 | Deemed Ex Ante Team |  |  |  | Updated to indicate claim/filing status
2020 | RG-WtrHt-SmlInst-Gas-Ite175kBtuh-It2G-MD-0p81UEF-40g | Efficient residential water heater: Instantaneous Gas water heater (UEF=0.81) replaces 40 gallon gas water heater | DEER2019 | D20 v0 | 2020-11-24 16:30 | RG-WtrHt-SmlInst-Gas-Ite175kBtuh-It2G-MD-0p81UEF-40g | DEER | Standard | None | 0 | 0 | None |  | 0 |  | 0 | Res | Any | SHW | Heating | WaterHtg_eq | Instant_UEF |  | WtrHt-Instant-Res | Small storage Gas water heater: 40 gallon, EF = 0.60 | Small storage Gas water heater: 40 gallon, UEF = 0.58, RE = 0.77, Cap = 37.5 kBTUh, UA = 7.19 BTU/hr-F, VentW: 0, AuxBTUh: 350, medium draw | Instantaneous Gas water heater: UEF = 0.81, RE = 0.83, Cap = 175kBTUh, AuxBTUh: 350, medium draw | Stor_EF-Gas-040gal-0.60EF | Stor_UEF-Gas-040gal-MD-0.58UEF | Inst_UEF-Gas-175kBtuh-MD-0p81UEF | Available |  | 0 | 0 | DEER2019 Proposed Update | ErRobNc |  | WtrHt-Instant-Res |  | None | 2019-01-01 | 2019-12-31 | [5 empty] | Standard |  | 1 | 1 | 0 | Deemed Ex Ante Team |  |  |  | Updated to indicate claim/filing status
2020 | RG-WtrHt-SmlInst-Gas-Ite175kBtuh-It2G-MD-0p81UEF-40g | Efficient residential water heater: Instantaneous Gas water heater (UEF=0.81) replaces 40 gallon gas water heater | DEER2020 | D20 v1 | 2020-11-24 16:30 | RG-WtrHt-SmlInst-Gas-Ite175kBtuh-It2G-MD-0p81UEF-40g | DEER | Standard | None | 0 | 0 | None |  | 0 |  | 0 | Res | Any | SHW | Heating | WaterHtg_eq | Instant_UEF |  | WtrHt-Instant-Res | Small storage Gas water heater: 40 gallon, EF = 0.60 | Small storage Gas water heater: 40 gallon, UEF = 0.58, RE = 0.77, Cap = 37.5 kBTUh, UA = 7.19 BTU/hr-F, VentW: 0, AuxBTUh: 350, medium draw | Instantaneous Gas water heater: UEF = 0.81, RE = 0.83, Cap = 175kBTUh, AuxBTUh: 350, medium draw | Stor_EF-Gas-040gal-0.60EF | Stor_UEF-Gas-040gal-MD-0.58UEF | Inst_UEF-Gas-175kBtuh-MD-0p81UEF | Available |  | 0 | 0 |  | ErRobNc |  | WtrHt-Instant-Res |  | None | 2020-01-01 | [6 empty] | Standard |  | 1 | 1 | 0 | Deemed Ex Ante Team |  |  |  | Updated to indicate claim/filing status
2020 | RG-WtrHt-SmlInst-Gas-Ite175kBtuh-It2G-MD-0p87UEF-40g | Efficient residential water heater: Instantaneous Gas water heater (UEF=0.87) replaces 40 gallon gas water heater | DEER2019 | D20 v0 | 2020-11-24 16:30 | RG-WtrHt-SmlInst-Gas-Ite175kBtuh-It2G-MD-0p87UEF-40g | DEER | Standard | None | 0 | 0 | None |  | 0 |  | 0 | Res | Any | SHW | Heating | WaterHtg_eq | Instant_UEF |  | WtrHt-Instant-Res | Small storage Gas water heater: 40 gallon, EF = 0.60 | Small storage Gas water heater: 40 gallon, UEF = 0.58, RE = 0.77, Cap = 37.5 kBTUh, UA = 7.19 BTU/hr-F, VentW: 0, AuxBTUh: 350, medium draw | Instantaneous Gas water heater: UEF = 0.87, RE = 0.94, Cap = 175kBTUh, AuxBTUh: 350, medium draw | Stor_EF-Gas-040gal-0.60EF | Stor_UEF-Gas-040gal-MD-0.58UEF | Inst_UEF-Gas-175kBtuh-MD-0p87UEF | Available |  | 0 | 0 | DEER2019 Proposed Update | ErRobNc |  | WtrHt-Instant-Res |  | None | 2019-01-01 | 2019-12-31 | [5 empty] | Standard |  | 1 | 1 | 0 | Deemed Ex Ante Team |  |  |  | Updated to indicate claim/filing status
2020 | RG-WtrHt-SmlInst-Gas-Ite175kBtuh-It2G-MD-0p87UEF-40g | Efficient residential water heater: Instantaneous Gas water heater (UEF=0.87) replaces 40 gallon gas water heater | DEER2020 | D20 v1 | 2020-11-24 16:30 | RG-WtrHt-SmlInst-Gas-Ite175kBtuh-It2G-MD-0p87UEF-40g | DEER | Standard | None | 0 | 0 | None |  | 0 |  | 0 | Res | Any | SHW | Heating | WaterHtg_eq | Instant_UEF |  | WtrHt-Instant-Res | Small storage Gas water heater: 40 gallon, EF = 0.60 | Small storage Gas water heater: 40 gallon, UEF = 0.58, RE = 0.77, Cap = 37.5 kBTUh, UA = 7.19 BTU/hr-F, VentW: 0, AuxBTUh: 350, medium draw | Instantaneous Gas water heater: UEF = 0.87, RE = 0.94, Cap = 175kBTUh, AuxBTUh: 350, medium draw | Stor_EF-Gas-040gal-0.60EF | Stor_UEF-Gas-040gal-MD-0.58UEF | Inst_UEF-Gas-175kBtuh-MD-0p87UEF | Available |  | 0 | 0 |  | ErRobNc |  | WtrHt-Instant-Res |  | None | 2020-01-01 | [6 empty] | Standard |  | 1 | 1 | 0 | Deemed Ex Ante Team |  |  |  | Updated to indicate claim/filing status
2020 | RG-WtrHt-SmlStrg-Gas-Ite75kBtuh-30G-HI-0p68UEF | Efficient residential water heater: 30 gallon gas water heater (UEF=0.68) replaces 30 gallon standard gas water heater | DEER2020 | D20 v1 | 2020-11-24 16:30 | RG-WtrHt-SmlStrg-Gas-Ite75kBtuh-30G-HD-0p68UEF | DEER | Standard | None | 0 | 0 | None |  | 0 |  | 0 | Res | Any | SHW | Heating | WaterHtg_eq | Stor_UEF |  | WtrHt-Res-Gas | Small storage Gas water heater: 30 gallon, EF = 0.59 | Small storage Gas water heater: 30 gallon, UEF = 0.65, RE = 0.78, Cap = 60 kBTUh, UA = 3.02 BTU/hr-F, VentW: 0, AuxBTUh: 350, high draw | Small storage Gas water heater: 30 gallon, UEF = 0.68, RE = 0.78, Cap = 60 kBTUh, UA = 3.02 BTU/hr-F, VentW: 0, AuxBTUh: 350, high draw | Stor_EF-Gas-030gal-0.59EF | Stor_UEF-Gas-030gal-HI-0.65UEF | Stor_UEF-Gas-030gal-HI-0.68UEF | Available |  | 0 | 0 |  | ErRobNc |  | WtrHt-Res-Gas |  | None | 2020-01-01 | [6 empty] | Standard |  | 1 | 1 | 0 | Deemed Ex Ante Team |  |  |  | Updated to indicate claim/filing status
2020 | RG-WtrHt-SmlStrg-Gas-Ite75kBtuh-30G-HI-0p68UEF | Efficient residential water heater: 30 gallon gas water heater (UEF=0.68) replaces 30 gallon standard gas water heater | DEER2019 | D20 v0 | 2020-11-24 16:30 | RG-WtrHt-SmlStrg-Gas-Ite75kBtuh-30G-HD-0p68UEF | DEER | Standard | None | 0 | 0 | None |  | 0 |  | 0 | Res | Any | SHW | Heating | WaterHtg_eq | Stor_UEF |  | WtrHt-Res-Gas | Small storage Gas water heater: 30 gallon, EF = 0.59 | Small storage Gas water heater: 30 gallon, UEF = 0.65, RE = 0.78, Cap = 60 kBTUh, UA = 3.02 BTU/hr-F, VentW: 0, AuxBTUh: 350, high draw | Small storage Gas water heater: 30 gallon, UEF = 0.68, RE = 0.78, Cap = 60 kBTUh, UA = 3.02 BTU/hr-F, VentW: 0, AuxBTUh: 350, high draw | Stor_EF-Gas-030gal-0.59EF | Stor_UEF-Gas-030gal-HI-0.65UEF | Stor_UEF-Gas-030gal-HI-0.68UEF | Available |  | 0 | 0 | DEER2019 Proposed Update | ErRobNc |  | WtrHt-Res-Gas |  | None | 2019-01-01 | 2019-12-31 | [5 empty] | Standard |  | 1 | 1 | 0 | Deemed Ex Ante Team |  |  |  | Updated to indicate claim/filing status
2020 | RG-WtrHt-SmlStrg-Gas-Ite75kBtuh-30G-MD-0p64UEF | Efficient residential water heater: 30 gallon gas water heater (UEF=0.64) replaces 30 gallon standard gas water heater | DEER2020 | D20 v1 | 2020-11-24 16:30 | RG-WtrHt-SmlStrg-Gas-Ite75kBtuh-30G-MD-0p64UEF | DEER | Standard | None | 0 | 0 | None |  | 0 |  | 0 | Res | Any | SHW | Heating | WaterHtg_eq | Stor_UEF |  | WtrHt-Res-Gas | Small storage Gas water heater: 30 gallon, EF = 0.59 | Small storage Gas water heater: 30 gallon, UEF = 0.60, RE = 0.78, Cap = 31.3BTUh, UA = 6.61 BTU/hr-F, VentW: 0, AuxBTUh: 350, medium draw | Small storage Gas water heater: 30 gallon, UEF = 0.64, RE = 0.77, Cap = 31.3 kBTUh, UA = 3.65 BTU/hr-F, VentW: 0, AuxBTUh: 350, medium draw | Stor_EF-Gas-030gal-0.59EF | Stor_UEF-Gas-030gal-MD-0.60UEF | Stor_UEF-Gas-030gal-MD-0.64UEF | Available |  | 0 | 0 |  | ErRobNc |  | WtrHt-Res-Gas |  | None | 2020-01-01 | [6 empty] | Standard |  | 1 | 1 | 0 | Deemed Ex Ante Team |  |  |  | Updated to indicate claim/filing status
2020 | RG-WtrHt-SmlStrg-Gas-Ite75kBtuh-30G-MD-0p64UEF | Efficient residential water heater: 30 gallon gas water heater (UEF=0.64) replaces 30 gallon standard gas water heater | DEER2019 | D20 v0 | 2020-11-24 16:30 | RG-WtrHt-SmlStrg-Gas-Ite75kBtuh-30G-MD-0p64UEF | DEER | Standard | None | 0 | 0 | None |  | 0 |  | 0 | Res | Any | SHW | Heating | WaterHtg_eq | Stor_UEF |  | WtrHt-Res-Gas | Small storage Gas water heater: 30 gallon, EF = 0.59 | Small storage Gas water heater: 30 gallon, UEF = 0.60, RE = 0.78, Cap = 31.3BTUh, UA = 6.61 BTU/hr-F, VentW: 0, AuxBTUh: 350, medium draw | Small storage Gas water heater: 30 gallon, UEF = 0.64, RE = 0.77, Cap = 31.3 kBTUh, UA = 3.65 BTU/hr-F, VentW: 0, AuxBTUh: 350, medium draw | Stor_EF-Gas-030gal-0.59EF | Stor_UEF-Gas-030gal-MD-0.60UEF | Stor_UEF-Gas-030gal-MD-0.64UEF | Available |  | 0 | 0 | DEER2019 Proposed Update | ErRobNc |  | WtrHt-Res-Gas |  | None | 2019-01-01 | 2019-12-31 | [5 empty] | Standard |  | 1 | 1 | 0 | Deemed Ex Ante Team |  |  |  | Updated to indicate claim/filing status
2020 | RG-WtrHt-SmlStrg-Gas-Ite75kBtuh-40G-HI-0p68UEF | Efficient residential water heater: 40 gallon gas water heater (UEF=0.68) replaces 40 gallon standard gas water heater | DEER2020 | D20 v1 | 2020-11-24 16:30 | RG-WtrHt-SmlStrg-Gas-Ite75kBtuh-40G-HD-0p68UEF | DEER | Standard | None | 0 | 0 | None |  | 0 |  | 0 | Res | Any | SHW | Heating | WaterHtg_eq | Stor_UEF |  | WtrHt-Res-Gas | Small storage Gas water heater: 40 gallon, EF = 0.60 | Small storage Gas water heater: 40 gallon, UEF = 0.64, RE = 0.77, Cap = 40 kBTUh, UA = 6.60 BTU/hr-F, VentW: 0, AuxBTUh: 350, high draw | Small storage Gas water heater: 40 gallon, UEF = 0.68, RE = 0.79, Cap = 40.7 kBTUh, UA = 3.91 BTU/hr-F, VentW: 0, AuxBTUh: 350, high draw | Stor_EF-Gas-040gal-0.60EF | Stor_UEF-Gas-040gal-HI-0.64UEF | Stor_UEF-Gas-040gal-HI-0.68UEF | Available |  | 0 | 0 |  | ErRobNc |  | WtrHt-Res-Gas |  | None | 2020-01-01 | [6 empty] | Standard |  | 1 | 1 | 0 | Deemed Ex Ante Team |  |  |  | Updated to indicate claim/filing status
2020 | RG-WtrHt-SmlStrg-Gas-Ite75kBtuh-40G-HI-0p68UEF | Efficient residential water heater: 40 gallon gas water heater (UEF=0.68) replaces 40 gallon standard gas water heater | DEER2019 | D20 v0 | 2020-11-24 16:30 | RG-WtrHt-SmlStrg-Gas-Ite75kBtuh-40G-HD-0p68UEF | DEER | Standard | None | 0 | 0 | None |  | 0 |  | 0 | Res | Any | SHW | Heating | WaterHtg_eq | Stor_UEF |  | WtrHt-Res-Gas | Small storage Gas water heater: 40 gallon, EF = 0.60 | Small storage Gas water heater: 40 gallon, UEF = 0.64, RE = 0.77, Cap = 40 kBTUh, UA = 6.60 BTU/hr-F, VentW: 0, AuxBTUh: 350, high draw | Small storage Gas water heater: 40 gallon, UEF = 0.68, RE = 0.79, Cap = 40.7 kBTUh, UA = 3.91 BTU/hr-F, VentW: 0, AuxBTUh: 350, high draw | Stor_EF-Gas-040gal-0.60EF | Stor_UEF-Gas-040gal-HI-0.64UEF | Stor_UEF-Gas-040gal-HI-0.68UEF | Available |  | 0 | 0 | DEER2019 Proposed Update | ErRobNc |  | WtrHt-Res-Gas |  | None | 2019-01-01 | 2019-12-31 | [5 empty] | Standard |  | 1 | 1 | 0 | Deemed Ex Ante Team |  |  |  | Updated to indicate claim/filing status
2020 | RG-WtrHt-SmlStrg-Gas-Ite75kBtuh-40G-MD-0p64UEF | Efficient residential water heater: 40 gallon gas water heater (UEF=0.64) replaces 40 gallon standard gas water heater | DEER2019 | D20 v0 | 2020-11-24 16:30 | RG-WtrHt-SmlStrg-Gas-Ite75kBtuh-40G-MD-0p64UEF | DEER | Standard | None | 0 | 0 | None |  | 0 |  | 0 | Res | Any | SHW | Heating | WaterHtg_eq | Stor_UEF |  | WtrHt-Res-Gas | Small storage Gas water heater: 40 gallon, EF = 0.60 | Small storage Gas water heater: 40 gallon, UEF = 0.58, RE = 0.77, Cap = 37.5 kBTUh, UA = 7.19 BTU/hr-F, VentW: 0, AuxBTUh: 350, medium draw | Small storage Gas water heater: 40 gallon, UEF = 0.64, RE = 0.77, Cap = 39.3 kBTUh, UA = 3.59 BTU/hr-F, VentW: 0, AuxBTUh: 350, medium draw | Stor_EF-Gas-040gal-0.60EF | Stor_UEF-Gas-040gal-MD-0.58UEF | Stor_UEF-Gas-040gal-MD-0.64UEF | Available |  | 0 | 0 | DEER2019 Proposed Update | ErRobNc |  | WtrHt-Res-Gas |  | None | 2019-01-01 | 2019-12-31 | [5 empty] | Standard |  | 1 | 1 | 0 | Deemed Ex Ante Team |  |  |  | Updated to indicate claim/filing status
2020 | RG-WtrHt-SmlStrg-Gas-Ite75kBtuh-40G-MD-0p64UEF | Efficient residential water heater: 40 gallon gas water heater (UEF=0.64) replaces 40 gallon standard gas water heater | DEER2020 | D20 v1 | 2020-11-24 16:30 | RG-WtrHt-SmlStrg-Gas-Ite75kBtuh-40G-MD-0p64UEF | DEER | Standard | None | 0 | 0 | None |  | 0 |  | 0 | Res | Any | SHW | Heating | WaterHtg_eq | Stor_UEF |  | WtrHt-Res-Gas | Small storage Gas water heater: 40 gallon, EF = 0.60 | Small storage Gas water heater: 40 gallon, UEF = 0.58, RE = 0.77, Cap = 37.5 kBTUh, UA = 7.19 BTU/hr-F, VentW: 0, AuxBTUh: 350, medium draw | Small storage Gas water heater: 40 gallon, UEF = 0.64, RE = 0.77, Cap = 39.3 kBTUh, UA = 3.59 BTU/hr-F, VentW: 0, AuxBTUh: 350, medium draw | Stor_EF-Gas-040gal-0.60EF | Stor_UEF-Gas-040gal-MD-0.58UEF | Stor_UEF-Gas-040gal-MD-0.64UEF | Available |  | 0 | 0 |  | ErRobNc |  | WtrHt-Res-Gas |  | None | 2020-01-01 | [6 empty] | Standard |  | 1 | 1 | 0 | Deemed Ex Ante Team |  |  |  | Updated to indicate claim/filing status
2020 | RG-WtrHt-SmlStrg-Gas-Ite75kBtuh-50G-HI-0p68UEF | Efficient residential water heater: 50 gallon gas water heater (UEF=0.68) replaces 50 gallon standard gas water heater | DEER2020 | D20 v1 | 2020-11-24 16:30 | RG-WtrHt-SmlStrg-Gas-Ite75kBtuh-50G-HD-0p68UEF | DEER | Standard | None | 0 | 0 | None |  | 0 |  | 0 | Res | Any | SHW | Heating | WaterHtg_eq | Stor_UEF |  | WtrHt-Res-Gas | Small storage Gas water heater: 50 gallon, EF = 0.59 | Small storage Gas water heater: 50 gallon, UEF = 0.63, RE = 0.8, Cap = 42 kBTUh, UA = 9.07 BTU/hr-F, VentW: 0, AuxBTUh: 350, high draw | Small storage Gas water heater: 50 gallon, UEF = 0.68, RE = 0.79, Cap = 49.7 kBTUh, UA = 4.322 BTU/hr-F, VentW: 0, AuxBTUh: 350, high draw | Stor_EF-Gas-050gal-0.59EF | Stor_UEF-Gas-050gal-HI-0.63UEF | Stor_UEF-Gas-050gal-HI-0.68UEF | Available |  | 0 | 0 |  | ErRobNc |  | WtrHt-Res-Gas |  | None | 2020-01-01 | [6 empty] | Standard |  | 1 | 1 | 0 | Deemed Ex Ante Team |  |  |  | Updated to indicate claim/filing status
2020 | RG-WtrHt-SmlStrg-Gas-Ite75kBtuh-50G-HI-0p68UEF | Efficient residential water heater: 50 gallon gas water heater (UEF=0.68) replaces 50 gallon standard gas water heater | DEER2019 | D20 v0 | 2020-11-24 16:30 | RG-WtrHt-SmlStrg-Gas-Ite75kBtuh-50G-HD-0p68UEF | DEER | Standard | None | 0 | 0 | None |  | 0 |  | 0 | Res | Any | SHW | Heating | WaterHtg_eq | Stor_UEF |  | WtrHt-Res-Gas | Small storage Gas water heater: 50 gallon, EF = 0.59 | Small storage Gas water heater: 50 gallon, UEF = 0.63, RE = 0.8, Cap = 42 kBTUh, UA = 9.07 BTU/hr-F, VentW: 0, AuxBTUh: 350, high draw | Small storage Gas water heater: 50 gallon, UEF = 0.68, RE = 0.79, Cap = 49.7 kBTUh, UA = 4.322 BTU/hr-F, VentW: 0, AuxBTUh: 350, high draw | Stor_EF-Gas-050gal-0.59EF | Stor_UEF-Gas-050gal-HI-0.63UEF | Stor_UEF-Gas-050gal-HI-0.68UEF | Available |  | 0 | 0 | DEER2019 Proposed Update | ErRobNc |  | WtrHt-Res-Gas |  | None | 2019-01-01 | 2019-12-31 | [5 empty] | Standard |  | 1 | 1 | 0 | Deemed Ex Ante Team |  |  |  | Updated to indicate claim/filing status
2020 | RG-WtrHt-SmlStrg-Gas-Ite75kBtuh-50G-MD-0p64UEF | Efficient residential water heater: 50 gallon gas water heater (UEF=0.64) replaces 50 gallon standard gas water heater | DEER2019 | D20 v0 | 2020-11-24 16:30 | RG-WtrHt-SmlStrg-Gas-Ite75kBtuh-50G-MD-0p64UEF | DEER | Standard | None | 0 | 0 | None |  | 0 |  | 0 | Res | Any | SHW | Heating | WaterHtg_eq | Stor_UEF |  | WtrHt-Res-Gas | Small storage Gas water heater: 50 gallon, EF = 0.59 | Small storage Gas water heater: 50 gallon, UEF = 0.56, RE = 0.76, Cap = 40 kBTUh, UA = 6.71 BTU/hr-F, VentW: 0, AuxBTUh: 350, medium draw | Small storage Gas water heater: 50 gallon, UEF = 0.64, RE = 0.78, Cap = 39.7 kBTUh, UA = 3.98 BTU/hr-F, VentW: 0, AuxBTUh: 350, medium draw | Stor_EF-Gas-050gal-0.59EF | Stor_UEF-Gas-050gal-MD-0.56UEF | Stor_UEF-Gas-050gal-MD-0.64UEF | Available |  | 0 | 0 | DEER2019 Proposed Update | ErRobNc |  | WtrHt-Res-Gas |  | None | 2019-01-01 | 2019-12-31 | [5 empty] | Standard |  | 1 | 1 | 0 | Deemed Ex Ante Team |  |  |  | Updated to indicate claim/filing status
2020 | RG-WtrHt-SmlStrg-Gas-Ite75kBtuh-50G-MD-0p64UEF | Efficient residential water heater: 50 gallon gas water heater (UEF=0.64) replaces 50 gallon standard gas water heater | DEER2020 | D20 v1 | 2020-11-24 16:30 | RG-WtrHt-SmlStrg-Gas-Ite75kBtuh-50G-MD-0p64UEF | DEER | Standard | None | 0 | 0 | None |  | 0 |  | 0 | Res | Any | SHW | Heating | WaterHtg_eq | Stor_UEF |  | WtrHt-Res-Gas | Small storage Gas water heater: 50 gallon, EF = 0.59 | Small storage Gas water heater: 50 gallon, UEF = 0.56, RE = 0.76, Cap = 40 kBTUh, UA = 6.71 BTU/hr-F, VentW: 0, AuxBTUh: 350, medium draw | Small storage Gas water heater: 50 gallon, UEF = 0.64, RE = 0.78, Cap = 39.7 kBTUh, UA = 3.98 BTU/hr-F, VentW: 0, AuxBTUh: 350, medium draw | Stor_EF-Gas-050gal-0.59EF | Stor_UEF-Gas-050gal-MD-0.56UEF | Stor_UEF-Gas-050gal-MD-0.64UEF | Available |  | 0 | 0 |  | ErRobNc |  | WtrHt-Res-Gas |  | None | 2020-01-01 | [6 empty] | Standard |  | 1 | 1 | 0 | Deemed Ex Ante Team |  |  |  | Updated to indicate claim/filing status
2020 | R-InCmn-LEDFixt-1x4(7.1w) | LED Fixture (1'x4') with min. 140 LPW; standard technology is an equivalent performance linear fluorescent fixture - Res | DEER2019 | D20 v0 | 2020-11-24 16:30 | Res-Iltg-Cmn-dWatt-LF-kL | DEER | Scaled | DeltaWatts | 2.86 | 0 | None |  | 0 |  | 0 | Res | Any | Lighting | InCommon | Ltg_Fixture | LED_fixt |  | ILtg-Res-LED-50000hr+16yr |  | LED fixture with 100 LPW 1'x4' | LED fixture with 140 LPW 1'x4' |  |  | LEDFixt-1x4(8w) | Available |  | 0 | 0 | DEER2019 | NrNc |  |  |  | None | 2019-01-01 | 2019-12-31 | [5 empty] | Standard | Workpaper values updated 1/1/2019 to reflect 100% LED baseline; Expires 12/31/2019: Workpaper required for 1/1/2020 to update: annual HOU to reflect revised ISP/Title 24 control practices; DEER peak demand revision | 1 | 1 | 0 | Deemed Ex Ante Team |  | Workpaper values updated 1/1/2019 to reflect 100% LED baseline; Expires 12/31/2019: Workpaper required for 1/1/2020 to update: annual HOU to reflect revised ISP/Title 24 control practices; DEER peak demand revision |  | Updated to indicate claim/filing status
2020 | R-InCmn-LEDFixt-1x4(8w) | LED Fixture (1'x4') with min. 125 LPW; standard technology is an equivalent performance linear fluorescent fixture - Com | DEER2019 | D20 v0 | 2020-11-24 16:30 | Res-Iltg-Cmn-dWatt-LF-kL | DEER | Scaled | DeltaWatts | 2 | 0 | None |  | 0 |  | 0 | Res | Any | Lighting | InCommon | Ltg_Fixture | LED_fixt |  | ILtg-Res-LED-50000hr+16yr |  | LED fixture with 100 LPW 1'x4' | LED fixture with 125 LPW 1'x4' |  |  | LEDFixt-1x4(8w) | Available |  | 0 | 0 | DEER2019 | NrNc |  |  |  | None | 2019-01-01 | 2019-12-31 | [5 empty] | Standard | Workpaper values updated 1/1/2019 to reflect 100% LED baseline; Expires 12/31/2019: Workpaper required for 1/1/2020 to update: annual HOU to reflect revised ISP/Title 24 control practices; DEER peak demand revision | 1 | 1 | 0 | Deemed Ex Ante Team |  | Workpaper values updated 1/1/2019 to reflect 100% LED baseline; Expires 12/31/2019: Workpaper required for 1/1/2020 to update: annual HOU to reflect revised ISP/Title 24 control practices; DEER peak demand revision |  | Updated to indicate claim/filing status
2020 | R-InCmn-LEDFixt-2x2(7.1w) | LED Fixture (2'x2') with min. 140 LPW; standard technology is an equivalent performance linear fluorescent fixture - Res | DEER2019 | D20 v0 | 2020-11-24 16:30 | Res-Iltg-Cmn-dWatt-LF-kL | DEER | Scaled | DeltaWatts | 2.86 | 0 | None |  | 0 |  | 0 | Res | Any | Lighting | InCommon | Ltg_Fixture | LED_fixt |  | ILtg-Res-LED-50000hr+16yr |  | LED fixture with 100 LPW 2'x2' | LED fixture with 140 LPW 2'x2' |  |  | LEDFixt-2x2(8w) | Available |  | 0 | 0 | DEER2019 | NrNc |  |  |  | None | 2019-01-01 | 2019-12-31 | [5 empty] | Standard | Workpaper values updated 1/1/2019 to reflect 100% LED baseline; Expires 12/31/2019: Workpaper required for 1/1/2020 to update: annual HOU to reflect revised ISP/Title 24 control practices; DEER peak demand revision | 1 | 1 | 0 | Deemed Ex Ante Team |  | Workpaper values updated 1/1/2019 to reflect 100% LED baseline; Expires 12/31/2019: Workpaper required for 1/1/2020 to update: annual HOU to reflect revised ISP/Title 24 control practices; DEER peak demand revision |  | Updated to indicate claim/filing status
2020 | R-InCmn-LEDFixt-2x2(8w) | LED Fixture (2'x2') with min. 125 LPW; standard technology is an equivalent performance linear fluorescent fixture - Com | DEER2019 | D20 v0 | 2020-11-24 16:30 | Res-Iltg-Cmn-dWatt-LF-kL | DEER | Scaled | DeltaWatts | 2 | 0 | None |  | 0 |  | 0 | Res | Any | Lighting | InCommon | Ltg_Fixture | LED_fixt |  | ILtg-Res-LED-50000hr+16yr |  | LED fixture with 100 LPW 2'x2' | LED fixture with 125 LPW 2'x2' |  |  | LEDFixt-2x2(8w) | Available |  | 0 | 0 | DEER2019 | NrNc |  |  |  | None | 2019-01-01 | 2019-12-31 | [5 empty] | Standard | Workpaper values updated 1/1/2019 to reflect 100% LED baseline; Expires 12/31/2019: Workpaper required for 1/1/2020 to update: annual HOU to reflect revised ISP/Title 24 control practices; DEER peak demand revision | 1 | 1 | 0 | Deemed Ex Ante Team |  | Workpaper values updated 1/1/2019 to reflect 100% LED baseline; Expires 12/31/2019: Workpaper required for 1/1/2020 to update: annual HOU to reflect revised ISP/Title 24 control practices; DEER peak demand revision |  | Updated to indicate claim/filing status
2020 | R-InCmn-LEDFixt-2x4(7.1w) | LED Fixture (2'x4') with min. 140 LPW; standard technology is an equivalent performance linear fluorescent fixture - Res | DEER2019 | D20 v0 | 2020-11-24 16:30 | Res-Iltg-Cmn-dWatt-LF-kL | DEER | Scaled | DeltaWatts | 2.86 | 0 | None |  | 0 |  | 0 | Res | Any | Lighting | InCommon | Ltg_Fixture | LED_fixt |  | ILtg-Res-LED-50000hr+16yr |  | LED fixture with 100 LPW 2'x4' | LED fixture with 140 LPW 2'x4' |  |  | LEDFixt-2x4(8w) | Available |  | 0 | 0 | DEER2019 | NrNc |  |  |  | None | 2019-01-01 | 2019-12-31 | [5 empty] | Standard | Workpaper values updated 1/1/2019 to reflect 100% LED baseline; Expires 12/31/2019: Workpaper required for 1/1/2020 to update: annual HOU to reflect revised ISP/Title 24 control practices; DEER peak demand revision | 1 | 1 | 0 | Deemed Ex Ante Team |  | Workpaper values updated 1/1/2019 to reflect 100% LED baseline; Expires 12/31/2019: Workpaper required for 1/1/2020 to update: annual HOU to reflect revised ISP/Title 24 control practices; DEER peak demand revision |  | Updated to indicate claim/filing status
2020 | R-InCmn-LEDFixt-2x4(8w) | LED Fixture (2'x4') with min. 125 LPW; standard technology is an equivalent performance linear fluorescent fixture - Com | DEER2019 | D20 v0 | 2020-11-24 16:30 | Res-Iltg-Cmn-dWatt-LF-kL | DEER | Scaled | DeltaWatts | 2 | 0 | None |  | 0 |  | 0 | Res | Any | Lighting | InCommon | Ltg_Fixture | LED_fixt |  | ILtg-Res-LED-50000hr+16yr |  | LED fixture with 100 LPW 2'x4' | LED fixture with 125 LPW 2'x4' |  |  | LEDFixt-2x4(8w) | Available |  | 0 | 0 | DEER2019 | NrNc |  |  |  | None | 2019-01-01 | 2019-12-31 | [5 empty] | Standard | Workpaper values updated 1/1/2019 to reflect 100% LED baseline; Expires 12/31/2019: Workpaper required for 1/1/2020 to update: annual HOU to reflect revised ISP/Title 24 control practices; DEER peak demand revision | 1 | 1 | 0 | Deemed Ex Ante Team |  | Workpaper values updated 1/1/2019 to reflect 100% LED baseline; Expires 12/31/2019: Workpaper required for 1/1/2020 to update: annual HOU to reflect revised ISP/Title 24 control practices; DEER peak demand revision |  | Updated to indicate claim/filing status
2020 | R-InCmn-LEDFixt-RetKit-1x4(7.1w) | LED Fixture Retrofit Kit (1'x4') with min. 140 LPW; standard technology is an equivalent performance linear fluorescent fixture - Res | DEER2019 | D20 v0 | 2020-11-24 16:30 | Res-Iltg-Cmn-dWatt-LF-kL | DEER | Scaled | DeltaWatts | 2.86 | 0 | None |  | 0 |  | 0 | Res | Any | Lighting | InCommon | Ltg_Fixture | LED_fixt |  | ILtg-Res-LED-50000hr+16yr |  | LED retrofit kit with 100 LPW 1'x4' | LED retrofit kit with 140 LPW 1'x4' |  |  | LEDFixt-RetKit-1x4(8w) | Available |  | 0 | 0 | DEER2019 | NrNc |  |  |  | None | 2019-01-01 | 2019-12-31 | [5 empty] | Standard | Workpaper values updated 1/1/2019 to reflect 100% LED baseline; Expires 12/31/2019: Workpaper required for 1/1/2020 to update: annual HOU to reflect revised ISP/Title 24 control practices; DEER peak demand revision | 1 | 1 | 0 | Deemed Ex Ante Team |  | Workpaper values updated 1/1/2019 to reflect 100% LED baseline; Expires 12/31/2019: Workpaper required for 1/1/2020 to update: annual HOU to reflect revised ISP/Title 24 control practices; DEER peak demand revision |  | Updated to indicate claim/filing status
2020 | R-InCmn-LEDFixt-RetKit-1x4(8w) | LED Fixture Retrofit Kit (1'x4') with min. 125 LPW; standard technology is an equivalent performance linear fluorescent fixture - Com | DEER2019 | D20 v0 | 2020-11-24 16:30 | Res-Iltg-Cmn-dWatt-LF-kL | DEER | Scaled | DeltaWatts | 2 | 0 | None |  | 0 |  | 0 | Res | Any | Lighting | InCommon | Ltg_Fixture | LED_fixt |  | ILtg-Res-LED-50000hr+16yr |  | LED retrofit kit with 100 LPW 1'x4' | LED retrofit kit with 125 LPW 1'x4' |  |  | LEDFixt-RetKit-1x4(8w) | Available |  | 0 | 0 | DEER2019 | NrNc |  |  |  | None | 2019-01-01 | 2019-12-31 | [5 empty] | Standard | Workpaper values updated 1/1/2019 to reflect 100% LED baseline; Expires 12/31/2019: Workpaper required for 1/1/2020 to update: annual HOU to reflect revised ISP/Title 24 control practices; DEER peak demand revision | 1 | 1 | 0 | Deemed Ex Ante Team |  | Workpaper values updated 1/1/2019 to reflect 100% LED baseline; Expires 12/31/2019: Workpaper required for 1/1/2020 to update: annual HOU to reflect revised ISP/Title 24 control practices; DEER peak demand revision |  | Updated to indicate claim/filing status
2020 | R-InCmn-LEDFixt-RetKit-2x2(7.1w) | LED Fixture Retrofit Kit (2'x2') with min. 140 LPW; standard technology is an equivalent performance linear fluorescent fixture - Res | DEER2019 | D20 v0 | 2020-11-24 16:30 | Res-Iltg-Cmn-dWatt-LF-kL | DEER | Scaled | DeltaWatts | 2.86 | 0 | None |  | 0 |  | 0 | Res | Any | Lighting | InCommon | Ltg_Fixture | LED_fixt |  | ILtg-Res-LED-50000hr+16yr |  | LED retrofit kit with 100 LPW 2'x2' | LED retrofit kit with 140 LPW 2'x2' |  |  | LEDFixt-RetKit-2x2(8w) | Available |  | 0 | 0 | DEER2019 | NrNc |  |  |  | None | 2019-01-01 | 2019-12-31 | [5 empty] | Standard | Workpaper values updated 1/1/2019 to reflect 100% LED baseline; Expires 12/31/2019: Workpaper required for 1/1/2020 to update: annual HOU to reflect revised ISP/Title 24 control practices; DEER peak demand revision | 1 | 1 | 0 | Deemed Ex Ante Team |  | Workpaper values updated 1/1/2019 to reflect 100% LED baseline; Expires 12/31/2019: Workpaper required for 1/1/2020 to update: annual HOU to reflect revised ISP/Title 24 control practices; DEER peak demand revision |  | Updated to indicate claim/filing status
2020 | R-InCmn-LEDFixt-RetKit-2x2(8w) | LED Fixture Retrofit Kit (2'x2') with min. 125 LPW; standard technology is an equivalent performance linear fluorescent fixture - Com | DEER2019 | D20 v0 | 2020-11-24 16:30 | Res-Iltg-Cmn-dWatt-LF-kL | DEER | Scaled | DeltaWatts | 2 | 0 | None |  | 0 |  | 0 | Res | Any | Lighting | InCommon | Ltg_Fixture | LED_fixt |  | ILtg-Res-LED-50000hr+16yr |  | LED retrofit kit with 100 LPW 2'x2' | LED retrofit kit with 125 LPW 2'x2' |  |  | LEDFixt-RetKit-2x2(8w) | Available |  | 0 | 0 | DEER2019 | NrNc |  |  |  | None | 2019-01-01 | 2019-12-31 | [5 empty] | Standard | Workpaper values updated 1/1/2019 to reflect 100% LED baseline; Expires 12/31/2019: Workpaper required for 1/1/2020 to update: annual HOU to reflect revised ISP/Title 24 control practices; DEER peak demand revision | 1 | 1 | 0 | Deemed Ex Ante Team |  | Workpaper values updated 1/1/2019 to reflect 100% LED baseline; Expires 12/31/2019: Workpaper required for 1/1/2020 to update: annual HOU to reflect revised ISP/Title 24 control practices; DEER peak demand revision |  | Updated to indicate claim/filing status
2020 | R-InCmn-LEDFixt-RetKit-2x4(7.1w) | LED Fixture Retrofit Kit (2'x4') with min. 140 LPW; standard technology is an equivalent performance linear fluorescent fixture - Res | DEER2019 | D20 v0 | 2020-11-24 16:30 | Res-Iltg-Cmn-dWatt-LF-kL | DEER | Scaled | DeltaWatts | 2.86 | 0 | None |  | 0 |  | 0 | Res | Any | Lighting | InCommon | Ltg_Fixture | LED_fixt |  | ILtg-Res-LED-50000hr+16yr |  | LED retrofit kit with 100 LPW 2'x4' | LED retrofit kit with 140 LPW 2'x4' |  |  | LEDFixt-RetKit-2x4(8w) | Available |  | 0 | 0 | DEER2019 | NrNc |  |  |  | None | 2019-01-01 | 2019-12-31 | [5 empty] | Standard | Workpaper values updated 1/1/2019 to reflect 100% LED baseline; Expires 12/31/2019: Workpaper required for 1/1/2020 to update: annual HOU to reflect revised ISP/Title 24 control practices; DEER peak demand revision | 1 | 1 | 0 | Deemed Ex Ante Team |  | Workpaper values updated 1/1/2019 to reflect 100% LED baseline; Expires 12/31/2019: Workpaper required for 1/1/2020 to update: annual HOU to reflect revised ISP/Title 24 control practices; DEER peak demand revision |  | Updated to indicate claim/filing status
2020 | R-InCmn-LEDFixt-RetKit-2x4(8w) | LED Fixture Retrofit Kit (2'x4') with min. 125 LPW; standard technology is an equivalent performance linear fluorescent fixture - Com | DEER2019 | D20 v0 | 2020-11-24 16:30 | Res-Iltg-Cmn-dWatt-LF-kL | DEER | Scaled | DeltaWatts | 2 | 0 | None |  | 0 |  | 0 | Res | Any | Lighting | InCommon | Ltg_Fixture | LED_fixt |  | ILtg-Res-LED-50000hr+16yr |  | LED retrofit kit with 100 LPW 2'x4' | LED retrofit kit with 125 LPW 2'x4' |  |  | LEDFixt-RetKit-2x4(8w) | Available |  | 0 | 0 | DEER2019 | NrNc |  |  |  | None | 2019-01-01 | 2019-12-31 | [5 empty] | Standard | Workpaper values updated 1/1/2019 to reflect 100% LED baseline; Expires 12/31/2019: Workpaper required for 1/1/2020 to update: annual HOU to reflect revised ISP/Title 24 control practices; DEER peak demand revision | 1 | 1 | 0 | Deemed Ex Ante Team |  | Workpaper values updated 1/1/2019 to reflect 100% LED baseline; Expires 12/31/2019: Workpaper required for 1/1/2020 to update: annual HOU to reflect revised ISP/Title 24 control practices; DEER peak demand revision |  | Updated to indicate claim/filing status
2020 | R-In-LED-A19(EISA-Bin-100w-100LPW)-dWP2p4 | LED A Lamp replaces pre-existing standard lighting Wattage based on EISA bin and LPW | DEER2020 | D20v1 | 2020-11-24 16:30 | Res-Iltg-SI-dWatt | NonDEER | Scaled | DeltaWatts | 2.4 | 2.4 | None |  | 0 |  | 0 | Res | Any | Lighting | InGen-CFL | Ltg_Lamp | LED_lamp |  | ILtg-Res-LED-10000hr | LED A19 Basecase, 75% LED, 25% CFL | LED A19 Basecase, 75% LED, 25% CFL | LED Lamp: A19, EISA Bin 100, 100 LPW |  |  |  | Available |  | 0 | 0 |  | NrNc |  |  |  | None | 2020-01-01 | 2020-03-18 | [5 empty] | Standard | DEER2020 update for: revised EUL; revised impacts, IEFs and peak demand | 1 | 1 | 0 | Deemed Ex Ante Team |  | DEER2020 update for: revised EUL; revised impacts, IEFs and peak demand |  | Updated to indicate claim/filing status
2020 | R-In-LED-A19(EISA-Bin-100w-110LPW)-dWP2p6 | LED A Lamp replaces pre-existing standard lighting Wattage based on EISA bin and LPW | DEER2020 | D20v1 | 2020-11-24 16:30 | Res-Iltg-SI-dWatt | NonDEER | Scaled | DeltaWatts | 2.6 | 2.6 | None |  | 0 |  | 0 | Res | Any | Lighting | InGen-CFL | Ltg_Lamp | LED_lamp |  | ILtg-Res-LED-10000hr | LED A19 Basecase, 75% LED, 25% CFL | LED A19 Basecase, 75% LED, 25% CFL | LED Lamp: A19, EISA Bin 100, 110 LPW |  |  |  | Available |  | 0 | 0 |  | NrNc |  |  |  | None | 2020-01-01 | 2020-03-18 | [5 empty] | Standard | DEER2020 update for: revised EUL; revised impacts, IEFs and peak demand | 1 | 1 | 0 | Deemed Ex Ante Team |  | DEER2020 update for: revised EUL; revised impacts, IEFs and peak demand |  | Updated to indicate claim/filing status
2020 | R-In-LED-A19(EISA-Bin-100w-120LPW)-dWP3p3 | LED A Lamp replaces pre-existing standard lighting Wattage based on EISA bin and LPW | DEER2020 | D20v1 | 2020-11-24 16:30 | Res-Iltg-SI-dWatt | NonDEER | Scaled | DeltaWatts | 3.3 | 3.3 | None |  | 0 |  | 0 | Res | Any | Lighting | InGen-CFL | Ltg_Lamp | LED_lamp |  | ILtg-Res-LED-10000hr | LED A19 Basecase, 75% LED, 25% CFL | LED A19 Basecase, 75% LED, 25% CFL | LED Lamp: A19, EISA Bin 100, 120 LPW |  |  |  | Available |  | 0 | 0 |  | NrNc |  |  |  | None | 2020-01-01 | 2020-03-18 | [5 empty] | Standard | DEER2020 update for: revised EUL; revised impacts, IEFs and peak demand | 1 | 1 | 0 | Deemed Ex Ante Team |  | DEER2020 update for: revised EUL; revised impacts, IEFs and peak demand |  | Updated to indicate claim/filing status
2020 | R-In-LED-A19(EISA-Bin-100w-90LPW)-dWP2p0 | LED A Lamp replaces pre-existing standard lighting Wattage based on EISA bin and LPW | DEER2020 | D20v1 | 2020-11-24 16:30 | Res-Iltg-SI-dWatt | NonDEER | Scaled | DeltaWatts | 2 | 2 | None |  | 0 |  | 0 | Res | Any | Lighting | InGen-CFL | Ltg_Lamp | LED_lamp |  | ILtg-Res-LED-10000hr | LED A19 Basecase, 75% LED, 25% CFL | LED A19 Basecase, 75% LED, 25% CFL | LED Lamp: A19, EISA Bin 100, 90 LPW |  |  |  | Available |  | 0 | 0 |  | NrNc |  |  |  | None | 2020-01-01 | 2020-03-18 | [5 empty] | Standard | DEER2020 update for: revised EUL; revised impacts, IEFs and peak demand | 1 | 1 | 0 | Deemed Ex Ante Team |  | DEER2020 update for: revised EUL; revised impacts, IEFs and peak demand |  | Updated to indicate claim/filing status
2020 | R-In-LED-A19(EISA-Bin-40w-100LPW)-dWP1p1 | LED A Lamp replaces pre-existing standard lighting Wattage based on EISA bin and LPW | DEER2020 | D20v1 | 2020-11-24 16:30 | Res-Iltg-SI-dWatt | NonDEER | Scaled | DeltaWatts | 1.1 | 1.1 | None |  | 0 |  | 0 | Res | Any | Lighting | InGen-CFL | Ltg_Lamp | LED_lamp |  | ILtg-Res-LED-10000hr | LED A19 Basecase, 75% LED, 25% CFL | LED A19 Basecase, 75% LED, 25% CFL | LED Lamp: A19, EISA Bin 40, 100 LPW |  |  |  | Available |  | 0 | 0 |  | NrNc |  |  |  | None | 2020-01-01 | 2020-03-18 | [5 empty] | Standard | DEER2020 update for: revised EUL; revised impacts, IEFs and peak demand | 1 | 1 | 0 | Deemed Ex Ante Team |  | DEER2020 update for: revised EUL; revised impacts, IEFs and peak demand |  | Updated to indicate claim/filing status
2020 | R-In-LED-A19(EISA-Bin-40w-110LPW)-dWP1p2 | LED A Lamp replaces pre-existing standard lighting Wattage based on EISA bin and LPW | DEER2020 | D20v1 | 2020-11-24 16:30 | Res-Iltg-SI-dWatt | NonDEER | Scaled | DeltaWatts | 1.2 | 1.2 | None |  | 0 |  | 0 | Res | Any | Lighting | InGen-CFL | Ltg_Lamp | LED_lamp |  | ILtg-Res-LED-10000hr | LED A19 Basecase, 75% LED, 25% CFL | LED A19 Basecase, 75% LED, 25% CFL | LED Lamp: A19, EISA Bin 40, 110 LPW |  |  |  | Available |  | 0 | 0 |  | NrNc |  |  |  | None | 2020-01-01 | 2020-03-18 | [5 empty] | Standard | DEER2020 update for: revised EUL; revised impacts, IEFs and peak demand | 1 | 1 | 0 | Deemed Ex Ante Team |  | DEER2020 update for: revised EUL; revised impacts, IEFs and peak demand |  | Updated to indicate claim/filing status
2020 | R-In-LED-A19(EISA-Bin-40w-120LPW)-dWP1p5 | LED A Lamp replaces pre-existing standard lighting Wattage based on EISA bin and LPW | DEER2020 | D20v1 | 2020-11-24 16:30 | Res-Iltg-SI-dWatt | NonDEER | Scaled | DeltaWatts | 1.5 | 1.5 | None |  | 0 |  | 0 | Res | Any | Lighting | InGen-CFL | Ltg_Lamp | LED_lamp |  | ILtg-Res-LED-10000hr | LED A19 Basecase, 75% LED, 25% CFL | LED A19 Basecase, 75% LED, 25% CFL | LED Lamp: A19, EISA Bin 40, 120 LPW |  |  |  | Available |  | 0 | 0 |  | NrNc |  |  |  | None | 2020-01-01 | 2020-03-18 | [5 empty] | Standard | DEER2020 update for: revised EUL; revised impacts, IEFs and peak demand | 1 | 1 | 0 | Deemed Ex Ante Team |  | DEER2020 update for: revised EUL; revised impacts, IEFs and peak demand |  | Updated to indicate claim/filing status
2020 | R-In-LED-A19(EISA-Bin-40w-80LPW)-dWP0p8 | LED A Lamp replaces pre-existing standard lighting Wattage based on EISA bin and LPW | DEER2020 | D20v1 | 2020-11-24 16:30 | Res-Iltg-SI-dWatt | NonDEER | Scaled | DeltaWatts | 0.8 | 0.8 | None |  | 0 |  | 0 | Res | Any | Lighting | InGen-CFL | Ltg_Lamp | LED_lamp |  | ILtg-Res-LED-10000hr | LED A19 Basecase, 75% LED, 25% CFL | LED A19 Basecase, 75% LED, 25% CFL | LED Lamp: A19, EISA Bin 40, 80 LPW |  |  |  | Available |  | 0 | 0 |  | NrNc |  |  |  | None | 2020-01-01 | 2020-03-18 | [5 empty] | Standard | DEER2020 update for: revised EUL; revised impacts, IEFs and peak demand | 1 | 1 | 0 | Deemed Ex Ante Team |  | DEER2020 update for: revised EUL; revised impacts, IEFs and peak demand |  | Updated to indicate claim/filing status
2020 | R-In-LED-A19(EISA-Bin-40w-90LPW)-dWP1p0 | LED A Lamp replaces pre-existing standard lighting Wattage based on EISA bin and LPW | DEER2020 | D20v1 | 2020-11-24 16:30 | Res-Iltg-SI-dWatt | NonDEER | Scaled | DeltaWatts | 1 | 1 | None |  | 0 |  | 0 | Res | Any | Lighting | InGen-CFL | Ltg_Lamp | LED_lamp |  | ILtg-Res-LED-10000hr | LED A19 Basecase, 75% LED, 25% CFL | LED A19 Basecase, 75% LED, 25% CFL | LED Lamp: A19, EISA Bin 40, 90 LPW |  |  |  | Available |  | 0 | 0 |  | NrNc |  |  |  | None | 2020-01-01 | 2020-03-18 | [5 empty] | Standard | DEER2020 update for: revised EUL; revised impacts, IEFs and peak demand | 1 | 1 | 0 | Deemed Ex Ante Team |  | DEER2020 update for: revised EUL; revised impacts, IEFs and peak demand |  | Updated to indicate claim/filing status
2020 | R-In-LED-A19(EISA-Bin-60w-100LPW)-dWP1p4 | LED A Lamp replaces pre-existing standard lighting Wattage based on EISA bin and LPW | DEER2020 | D20v1 | 2020-11-24 16:30 | Res-Iltg-SI-dWatt | NonDEER | Scaled | DeltaWatts | 1.4 | 1.4 | None |  | 0 |  | 0 | Res | Any | Lighting | InGen-CFL | Ltg_Lamp | LED_lamp |  | ILtg-Res-LED-10000hr | LED A19 Basecase, 75% LED, 25% CFL | LED A19 Basecase, 75% LED, 25% CFL | LED Lamp: A19, EISA Bin 60, 100 LPW |  |  |  | Available |  | 0 | 0 |  | NrNc |  |  |  | None | 2020-01-01 | 2020-03-18 | [5 empty] | Standard | DEER2020 update for: revised EUL; revised impacts, IEFs and peak demand | 1 | 1 | 0 | Deemed Ex Ante Team |  | DEER2020 update for: revised EUL; revised impacts, IEFs and peak demand |  | Updated to indicate claim/filing status
2020 | R-In-LED-A19(EISA-Bin-60w-110LPW)-dWP1p5 | LED A Lamp replaces pre-existing standard lighting Wattage based on EISA bin and LPW | DEER2020 | D20v1 | 2020-11-24 16:30 | Res-Iltg-SI-dWatt | NonDEER | Scaled | DeltaWatts | 1.5 | 1.5 | None |  | 0 |  | 0 | Res | Any | Lighting | InGen-CFL | Ltg_Lamp | LED_lamp |  | ILtg-Res-LED-10000hr | LED A19 Basecase, 75% LED, 25% CFL | LED A19 Basecase, 75% LED, 25% CFL | LED Lamp: A19, EISA Bin 60, 110 LPW |  |  |  | Available |  | 0 | 0 |  | NrNc |  |  |  | None | 2020-01-01 | 2020-03-18 | [5 empty] | Standard | DEER2020 update for: revised EUL; revised impacts, IEFs and peak demand | 1 | 1 | 0 | Deemed Ex Ante Team |  | DEER2020 update for: revised EUL; revised impacts, IEFs and peak demand |  | Updated to indicate claim/filing status
2020 | R-In-LED-A19(EISA-Bin-60w-120LPW)-dWP1p8 | LED A Lamp replaces pre-existing standard lighting Wattage based on EISA bin and LPW | DEER2020 | D20v1 | 2020-11-24 16:30 | Res-Iltg-SI-dWatt | NonDEER | Scaled | DeltaWatts | 1.8 | 1.8 | None |  | 0 |  | 0 | Res | Any | Lighting | InGen-CFL | Ltg_Lamp | LED_lamp |  | ILtg-Res-LED-10000hr | LED A19 Basecase, 75% LED, 25% CFL | LED A19 Basecase, 75% LED, 25% CFL | LED Lamp: A19, EISA Bin 60, 120 LPW |  |  |  | Available |  | 0 | 0 |  | NrNc |  |  |  | None | 2020-01-01 | 2020-03-18 | [5 empty] | Standard | DEER2020 update for: revised EUL; revised impacts, IEFs and peak demand | 1 | 1 | 0 | Deemed Ex Ante Team |  | DEER2020 update for: revised EUL; revised impacts, IEFs and peak demand |  | Updated to indicate claim/filing status
2020 | R-In-LED-A19(EISA-Bin-60w-90LPW)-dWP1p3 | LED A Lamp replaces pre-existing standard lighting Wattage based on EISA bin and LPW | DEER2020 | D20v1 | 2020-11-24 16:30 | Res-Iltg-SI-dWatt | NonDEER | Scaled | DeltaWatts | 1.3 | 1.3 | None |  | 0 |  | 0 | Res | Any | Lighting | InGen-CFL | Ltg_Lamp | LED_lamp |  | ILtg-Res-LED-10000hr | LED A19 Basecase, 75% LED, 25% CFL | LED A19 Basecase, 75% LED, 25% CFL | LED Lamp: A19, EISA Bin 60, 90 LPW |  |  |  | Available |  | 0 | 0 |  | NrNc |  |  |  | None | 2020-01-01 | 2020-03-18 | [5 empty] | Standard | DEER2020 update for: revised EUL; revised impacts, IEFs and peak demand | 1 | 1 | 0 | Deemed Ex Ante Team |  | DEER2020 update for: revised EUL; revised impacts, IEFs and peak demand |  | Updated to indicate claim/filing status
2020 | R-In-LED-A19(EISA-Bin-75w-100LPW)-dWP1p7 | LED A Lamp replaces pre-existing standard lighting Wattage based on EISA bin and LPW | DEER2020 | D20v1 | 2020-11-24 16:30 | Res-Iltg-SI-dWatt | NonDEER | Scaled | DeltaWatts | 1.7 | 1.7 | None |  | 0 |  | 0 | Res | Any | Lighting | InGen-CFL | Ltg_Lamp | LED_lamp |  | ILtg-Res-LED-10000hr | LED A19 Basecase, 75% LED, 25% CFL | LED A19 Basecase, 75% LED, 25% CFL | LED Lamp: A19, EISA Bin 75, 100 LPW |  |  |  | Available |  | 0 | 0 |  | NrNc |  |  |  | None | 2020-01-01 | 2020-03-18 | [5 empty] | Standard | DEER2020 update for: revised EUL; revised impacts, IEFs and peak demand | 1 | 1 | 0 | Deemed Ex Ante Team |  | DEER2020 update for: revised EUL; revised impacts, IEFs and peak demand |  | Updated to indicate claim/filing status
2020 | R-In-LED-A19(EISA-Bin-75w-110LPW)-dWP1p9 | LED A Lamp replaces pre-existing standard lighting Wattage based on EISA bin and LPW | DEER2020 | D20v1 | 2020-11-24 16:30 | Res-Iltg-SI-dWatt | NonDEER | Scaled | DeltaWatts | 1.9 | 1.9 | None |  | 0 |  | 0 | Res | Any | Lighting | InGen-CFL | Ltg_Lamp | LED_lamp |  | ILtg-Res-LED-10000hr | LED A19 Basecase, 75% LED, 25% CFL | LED A19 Basecase, 75% LED, 25% CFL | LED Lamp: A19, EISA Bin 75, 110 LPW |  |  |  | Available |  | 0 | 0 |  | NrNc |  |  |  | None | 2020-01-01 | 2020-03-18 | [5 empty] | Standard | DEER2020 update for: revised EUL; revised impacts, IEFs and peak demand | 1 | 1 | 0 | Deemed Ex Ante Team |  | DEER2020 update for: revised EUL; revised impacts, IEFs and peak demand |  | Updated to indicate claim/filing status
2020 | R-In-LED-A19(EISA-Bin-75w-120LPW)-dWP2p3 | LED A Lamp replaces pre-existing standard lighting Wattage based on EISA bin and LPW | DEER2020 | D20v1 | 2020-11-24 16:30 | Res-Iltg-SI-dWatt | NonDEER | Scaled | DeltaWatts | 2.3 | 2.3 | None |  | 0 |  | 0 | Res | Any | Lighting | InGen-CFL | Ltg_Lamp | LED_lamp |  | ILtg-Res-LED-10000hr | LED A19 Basecase, 75% LED, 25% CFL | LED A19 Basecase, 75% LED, 25% CFL | LED Lamp: A19, EISA Bin 75, 80 LPW |  |  |  | Available |  | 0 | 0 |  | NrNc |  |  |  | None | 2020-01-01 | 2020-03-18 | [5 empty] | Standard | DEER2020 update for: revised EUL; revised impacts, IEFs and peak demand | 1 | 1 | 0 | Deemed Ex Ante Team |  | DEER2020 update for: revised EUL; revised impacts, IEFs and peak demand |  | Updated to indicate claim/filing status
2020 | R-In-LED-A19(EISA-Bin-75w-90LPW)-dWP1p5 | LED A Lamp replaces pre-existing standard lighting Wattage based on EISA bin and LPW | DEER2020 | D20v1 | 2020-11-24 16:30 | Res-Iltg-SI-dWatt | NonDEER | Scaled | DeltaWatts | 1.5 | 1.5 | None |  | 0 |  | 0 | Res | Any | Lighting | InGen-CFL | Ltg_Lamp | LED_lamp |  | ILtg-Res-LED-10000hr | LED A19 Basecase, 75% LED, 25% CFL | LED A19 Basecase, 75% LED, 25% CFL | LED Lamp: A19, EISA Bin 75, 90 LPW |  |  |  | Available |  | 0 | 0 |  | NrNc |  |  |  | None | 2020-01-01 | 2020-03-18 | [5 empty] | Standard | DEER2020 update for: revised EUL; revised impacts, IEFs and peak demand | 1 | 1 | 0 | Deemed Ex Ante Team |  | DEER2020 update for: revised EUL; revised impacts, IEFs and peak demand |  | Updated to indicate claim/filing status
2020 | R-In-LED-BR(11w)-dWP25 | Residential Indoor General Lighting: LED Lamp replaces pre-existing standard lighting Wattage. Measure includes Code case. Impacts: CFL-based HOU (varies by BldgType) | DEER2020 | D20v1 | 2020-11-24 16:30 | Res-Iltg-SI-dWatt | DEER | Scaled | BaseRatio |  |  | None |  | 0 |  | 1 | Res | Any | Lighting | InGen-ScrewIn | Ltg_Lamp | LED_lamp |  | ILtg-Res-LED-20000hr |  |  |  | LEDratio0328 | LEDratio0328 | LED-BR(11w) | Available |  | 0 | 0 |  | NrNc |  |  |  | None | 2020-01-01 | 2020-03-18 | [5 empty] | Standard | DEER2020 update for: revised impacts, IEFs and peak demand | 1 | 1 | 0 | Deemed Ex Ante Team |  | DEER2020 update for: revised impacts, IEFs and peak demand |  | Updated to indicate claim/filing status
2020 | R-In-LED-BR(14w)-dWP28 | Residential Indoor General Lighting: LED Lamp replaces pre-existing standard lighting Wattage. Measure includes Code case. Impacts: CFL-based HOU (varies by BldgType) | DEER2020 | D20v1 | 2020-11-24 16:30 | Res-Iltg-SI-dWatt | DEER | Scaled | BaseRatio |  |  | None |  | 0 |  | 1 | Res | Any | Lighting | InGen-ScrewIn | Ltg_Lamp | LED_lamp |  | ILtg-Res-LED-20000hr |  |  |  | LEDratio0297 | LEDratio0297 | LED-BR(14w) | Available |  | 0 | 0 |  | NrNc |  |  |  | None | 2020-01-01 | 2020-03-18 | [5 empty] | Standard | DEER2020 update for: revised impacts, IEFs and peak demand | 1 | 1 | 0 | Deemed Ex Ante Team |  | DEER2020 update for: revised impacts, IEFs and peak demand |  | Updated to indicate claim/filing status
2020 | R-In-LED-BR(6w)-dWP19 | Residential Indoor General Lighting: LED Lamp replaces pre-existing standard lighting Wattage. Measure includes Code case. Impacts: CFL-based HOU (varies by BldgType) | DEER2020 | D20v1 | 2020-11-24 16:30 | Res-Iltg-SI-dWatt | DEER | Scaled | BaseRatio |  |  | None |  | 0 |  | 1 | Res | Any | Lighting | InGen-ScrewIn | Ltg_Lamp | LED_lamp |  | ILtg-Res-LED-20000hr |  |  |  | LEDratio0417 | LEDratio0417 | LED-BR(6w) | Available |  | 0 | 0 |  | NrNc |  |  |  | None | 2020-01-01 | 2020-03-18 | [5 empty] | Standard | DEER2020 update for: revised impacts, IEFs and peak demand | 1 | 1 | 0 | Deemed Ex Ante Team |  | DEER2020 update for: revised impacts, IEFs and peak demand |  | Updated to indicate claim/filing status
2020 | R-In-LED-Candle(1.8w)-dWP6 | Residential Indoor General Lighting: LED Lamp replaces pre-existing standard lighting Wattage. Measure includes Code case. Impacts: CFL-based HOU (varies by BldgType) | DEER2020 | D20v1 | 2020-11-24 16:30 | Res-Iltg-SI-dWatt | DEER | Scaled | BaseRatio |  |  | None |  | 0 |  | 1 | Res | Any | Lighting | InGen-ScrewIn | Ltg_Lamp | LED_lamp |  | ILtg-Res-LED-15000hr |  |  |  | LEDratio0461 | LEDratio0461 | LED-Candle(1.8w) | Available |  | 0 | 0 |  | NrNc |  |  |  | None | 2020-01-01 | 2020-03-18 | [5 empty] | Standard | DEER2020 update for: revised impacts, IEFs and peak demand | 1 | 1 | 0 | Deemed Ex Ante Team |  | DEER2020 update for: revised impacts, IEFs and peak demand |  | Updated to indicate claim/filing status
2020 | R-In-LED-Candle(1w)-dWP4 | Residential Indoor General Lighting: LED Lamp replaces pre-existing standard lighting Wattage. Measure includes Code case. Impacts: CFL-based HOU (varies by BldgType) | DEER2020 | D20v1 | 2020-11-24 16:30 | Res-Iltg-SI-dWatt | DEER | Scaled | BaseRatio |  |  | None |  | 0 |  | 1 | Res | Any | Lighting | InGen-ScrewIn | Ltg_Lamp | LED_lamp |  | ILtg-Res-LED-15000hr |  |  |  | LEDratio0461 | LEDratio0461 | LED-Candle(1w) | Available |  | 0 | 0 |  | NrNc |  |  |  | None | 2020-01-01 | 2020-03-18 | [5 empty] | Standard | DEER2020 update for: revised impacts, IEFs and peak demand | 1 | 1 | 0 | Deemed Ex Ante Team |  | DEER2020 update for: revised impacts, IEFs and peak demand |  | Updated to indicate claim/filing status
2020 | R-In-LED-Candle(2w)-dWP7 | Residential Indoor General Lighting: LED Lamp replaces pre-existing standard lighting Wattage. Measure includes Code case. Impacts: CFL-based HOU (varies by BldgType) | DEER2020 | D20v1 | 2020-11-24 16:30 | Res-Iltg-SI-dWatt | DEER | Scaled | BaseRatio |  |  | None |  | 0 |  | 1 | Res | Any | Lighting | InGen-ScrewIn | Ltg_Lamp | LED_lamp |  | ILtg-Res-LED-15000hr |  |  |  | LEDratio0461 | LEDratio0461 | LED-Candle(2w) | Available |  | 0 | 0 |  | NrNc |  |  |  | None | 2020-01-01 | 2020-03-18 | [5 empty] | Standard | DEER2020 update for: revised impacts, IEFs and peak demand | 1 | 1 | 0 | Deemed Ex Ante Team |  | DEER2020 update for: revised impacts, IEFs and peak demand |  | Updated to indicate claim/filing status
2020 | R-In-LED-Candle(3w)-dWP11 | Residential Indoor General Lighting: LED Lamp replaces pre-existing standard lighting Wattage. Measure includes Code case. Impacts: CFL-based HOU (varies by BldgType) | DEER2020 | D20v1 | 2020-11-24 16:30 | Res-Iltg-SI-dWatt | DEER | Scaled | BaseRatio |  |  | None |  | 0 |  | 1 | Res | Any | Lighting | InGen-ScrewIn | Ltg_Lamp | LED_lamp |  | ILtg-Res-LED-15000hr |  |  |  | LEDratio0461 | LEDratio0461 | LED-Candle(3w) | Available |  | 0 | 0 |  | NrNc |  |  |  | None | 2020-01-01 | 2020-03-18 | [5 empty] | Standard | DEER2020 update for: revised impacts, IEFs and peak demand | 1 | 1 | 0 | Deemed Ex Ante Team |  | DEER2020 update for: revised impacts, IEFs and peak demand |  | Updated to indicate claim/filing status
2020 | R-In-LED-Candle(4w)-dWP14 | Residential Indoor General Lighting: LED Lamp replaces pre-existing standard lighting Wattage. Measure includes Code case. Impacts: CFL-based HOU (varies by BldgType) | DEER2020 | D20v1 | 2020-11-24 16:30 | Res-Iltg-SI-dWatt | DEER | Scaled | BaseRatio |  |  | None |  | 0 |  | 1 | Res | Any | Lighting | InGen-ScrewIn | Ltg_Lamp | LED_lamp |  | ILtg-Res-LED-15000hr |  |  |  | LEDratio0461 | LEDratio0461 | LED-Candle(4w) | Available |  | 0 | 0 |  | NrNc |  |  |  | None | 2020-01-01 | 2020-03-18 | [5 empty] | Standard | DEER2020 update for: revised impacts, IEFs and peak demand | 1 | 1 | 0 | Deemed Ex Ante Team |  | DEER2020 update for: revised impacts, IEFs and peak demand |  | Updated to indicate claim/filing status
2020 | R-In-LED-Candle(5w)-dWP18 | Residential Indoor General Lighting: LED Lamp replaces pre-existing standard lighting Wattage. Measure includes Code case. Impacts: CFL-based HOU (varies by BldgType) | DEER2020 | D20v1 | 2020-11-24 16:30 | Res-Iltg-SI-dWatt | DEER | Scaled | BaseRatio |  |  | None |  | 0 |  | 1 | Res | Any | Lighting | InGen-ScrewIn | Ltg_Lamp | LED_lamp |  | ILtg-Res-LED-15000hr |  |  |  | LEDratio0461 | LEDratio0461 | LED-Candle(5w) | Available |  | 0 | 0 |  | NrNc |  |  |  | None | 2020-01-01 | 2020-03-18 | [5 empty] | Standard | DEER2020 update for: revised impacts, IEFs and peak demand | 1 | 1 | 0 | Deemed Ex Ante Team |  | DEER2020 update for: revised impacts, IEFs and peak demand |  | Updated to indicate claim/filing status
2020 | R-In-LED-CanRet(10w)-dWP13 | Residential Indoor General Lighting: LED Lamp replaces pre-existing standard lighting Wattage. Measure includes Code case. Impacts: CFL-based HOU (varies by BldgType) | DEER2020 | D20v1 | 2020-11-24 16:30 | Res-Iltg-SI-dWatt | DEER | Scaled | BaseRatio |  |  | None |  | 0 |  | 1 | Res | Any | Lighting | InGen-ScrewIn | Ltg_Lamp | LED_lamp |  | ILtg-Res-LED-20000hr |  |  |  | LEDratio0234 | LEDratio0234 | LED-CanRet(10w) | Available |  | 0 | 0 |  | NrNc |  |  |  | None | 2020-01-01 | 2020-03-18 | [5 empty] | Standard | DEER2020 update for: revised impacts, IEFs and peak demand | 1 | 1 | 0 | Deemed Ex Ante Team |  | DEER2020 update for: revised impacts, IEFs and peak demand |  | Updated to indicate claim/filing status
2020 | R-In-LED-CanRet(11w)-dWP15 | Residential Indoor General Lighting: LED Lamp replaces pre-existing standard lighting Wattage. Measure includes Code case. Impacts: CFL-based HOU (varies by BldgType) | DEER2020 | D20v1 | 2020-11-24 16:30 | Res-Iltg-SI-dWatt | DEER | Scaled | BaseRatio |  |  | None |  | 0 |  | 1 | Res | Any | Lighting | InGen-ScrewIn | Ltg_Lamp | LED_lamp |  | ILtg-Res-LED-20000hr |  |  |  | LEDratio0234 | LEDratio0234 | LED-CanRet(11w) | Available |  | 0 | 0 |  | NrNc |  |  |  | None | 2020-01-01 | 2020-03-18 | [5 empty] | Standard | DEER2020 update for: revised impacts, IEFs and peak demand | 1 | 1 | 0 | Deemed Ex Ante Team |  | DEER2020 update for: revised impacts, IEFs and peak demand |  | Updated to indicate claim/filing status
2020 | R-In-LED-CanRet(12w)-dWP16 | Residential Indoor General Lighting: LED Lamp replaces pre-existing standard lighting Wattage. Measure includes Code case. Impacts: CFL-based HOU (varies by BldgType) | DEER2020 | D20v1 | 2020-11-24 16:30 | Res-Iltg-SI-dWatt | DEER | Scaled | BaseRatio |  |  | None |  | 0 |  | 1 | Res | Any | Lighting | InGen-ScrewIn | Ltg_Lamp | LED_lamp |  | ILtg-Res-LED-20000hr |  |  |  | LEDratio0234 | LEDratio0234 | LED-CanRet(12w) | Available |  | 0 | 0 |  | NrNc |  |  |  | None | 2020-01-01 | 2020-03-18 | [5 empty] | Standard | DEER2020 update for: revised impacts, IEFs and peak demand | 1 | 1 | 0 | Deemed Ex Ante Team |  | DEER2020 update for: revised impacts, IEFs and peak demand |  | Updated to indicate claim/filing status
2020 | R-In-LED-CanRet(13w)-dWP17 | Residential Indoor General Lighting: LED Lamp replaces pre-existing standard lighting Wattage. Measure includes Code case. Impacts: CFL-based HOU (varies by BldgType) | DEER2020 | D20v1 | 2020-11-24 16:30 | Res-Iltg-SI-dWatt | DEER | Scaled | BaseRatio |  |  | None |  | 0 |  | 1 | Res | Any | Lighting | InGen-ScrewIn | Ltg_Lamp | LED_lamp |  | ILtg-Res-LED-20000hr |  |  |  | LEDratio0234 | LEDratio0234 | LED-CanRet(13w) | Available |  | 0 | 0 |  | NrNc |  |  |  | None | 2020-01-01 | 2020-03-18 | [5 empty] | Standard | DEER2020 update for: revised impacts, IEFs and peak demand | 1 | 1 | 0 | Deemed Ex Ante Team |  | DEER2020 update for: revised impacts, IEFs and peak demand |  | Updated to indicate claim/filing status
2020 | R-In-LED-CanRet(14w)-dWP19 | Residential Indoor General Lighting: LED Lamp replaces pre-existing standard lighting Wattage. Measure includes Code case. Impacts: CFL-based HOU (varies by BldgType) | DEER2020 | D20v1 | 2020-11-24 16:30 | Res-Iltg-SI-dWatt | DEER | Scaled | BaseRatio |  |  | None |  | 0 |  | 1 | Res | Any | Lighting | InGen-ScrewIn | Ltg_Lamp | LED_lamp |  | ILtg-Res-LED-20000hr |  |  |  | LEDratio0234 | LEDratio0234 | LED-CanRet(14w) | Available |  | 0 | 0 |  | NrNc |  |  |  | None | 2020-01-01 | 2020-03-18 | [5 empty] | Standard | DEER2020 update for: revised impacts, IEFs and peak demand | 1 | 1 | 0 | Deemed Ex Ante Team |  | DEER2020 update for: revised impacts, IEFs and peak demand |  | Updated to indicate claim/filing status
2020 | R-In-LED-CanRet(15w)-dWP20 | Residential Indoor General Lighting: LED Lamp replaces pre-existing standard lighting Wattage. Measure includes Code case. Impacts: CFL-based HOU (varies by BldgType) | DEER2020 | D20v1 | 2020-11-24 16:30 | Res-Iltg-SI-dWatt | DEER | Scaled | BaseRatio |  |  | None |  | 0 |  | 1 | Res | Any | Lighting | InGen-ScrewIn | Ltg_Lamp | LED_lamp |  | ILtg-Res-LED-20000hr |  |  |  | LEDratio0234 | LEDratio0234 | LED-CanRet(15w) | Available |  | 0 | 0 |  | NrNc |  |  |  | None | 2020-01-01 | 2020-03-18 | [5 empty] | Standard | DEER2020 update for: revised impacts, IEFs and peak demand | 1 | 1 | 0 | Deemed Ex Ante Team |  | DEER2020 update for: revised impacts, IEFs and peak demand |  | Updated to indicate claim/filing status
2020 | R-In-LED-CanRet(20w)-dWP27 | Residential Indoor General Lighting: LED Lamp replaces pre-existing standard lighting Wattage. Measure includes Code case. Impacts: CFL-based HOU (varies by BldgType) | DEER2020 | D20v1 | 2020-11-24 16:30 | Res-Iltg-SI-dWatt | DEER | Scaled | BaseRatio |  |  | None |  | 0 |  | 1 | Res | Any | Lighting | InGen-ScrewIn | Ltg_Lamp | LED_lamp |  | ILtg-Res-LED-20000hr |  |  |  | LEDratio0234 | LEDratio0234 | LED-CanRet(20w) | Available |  | 0 | 0 |  | NrNc |  |  |  | None | 2020-01-01 | 2020-03-18 | [5 empty] | Standard | DEER2020 update for: revised impacts, IEFs and peak demand | 1 | 1 | 0 | Deemed Ex Ante Team |  | DEER2020 update for: revised impacts, IEFs and peak demand |  | Updated to indicate claim/filing status
2020 | R-In-LED-CanRet(21w)-dWP28 | Residential Indoor General Lighting: LED Lamp replaces pre-existing standard lighting Wattage. Measure includes Code case. Impacts: CFL-based HOU (varies by BldgType) | DEER2020 | D20v1 | 2020-11-24 16:30 | Res-Iltg-SI-dWatt | DEER | Scaled | BaseRatio |  |  | None |  | 0 |  | 1 | Res | Any | Lighting | InGen-ScrewIn | Ltg_Lamp | LED_lamp |  | ILtg-Res-LED-20000hr |  |  |  | LEDratio0234 | LEDratio0234 | LED-CanRet(21w) | Available |  | 0 | 0 |  | NrNc |  |  |  | None | 2020-01-01 | 2020-03-18 | [5 empty] | Standard | DEER2020 update for: revised impacts, IEFs and peak demand | 1 | 1 | 0 | Deemed Ex Ante Team |  | DEER2020 update for: revised impacts, IEFs and peak demand |  | Updated to indicate claim/filing status
2020 | R-In-LED-CanRet(23w)-dWP31 | Residential Indoor General Lighting: LED Lamp replaces pre-existing standard lighting Wattage. Measure includes Code case. Impacts: CFL-based HOU (varies by BldgType) | DEER2020 | D20v1 | 2020-11-24 16:30 | Res-Iltg-SI-dWatt | DEER | Scaled | BaseRatio |  |  | None |  | 0 |  | 1 | Res | Any | Lighting | InGen-ScrewIn | Ltg_Lamp | LED_lamp |  | ILtg-Res-LED-20000hr |  |  |  | LEDratio0234 | LEDratio0234 | LED-CanRet(23w) | Available |  | 0 | 0 |  | NrNc |  |  |  | None | 2020-01-01 | 2020-03-18 | [5 empty] | Standard | DEER2020 update for: revised impacts, IEFs and peak demand | 1 | 1 | 0 | Deemed Ex Ante Team |  | DEER2020 update for: revised impacts, IEFs and peak demand |  | Updated to indicate claim/filing status
2020 | R-In-LED-CanRet(8w)-dWP11 | Residential Indoor General Lighting: LED Lamp replaces pre-existing standard lighting Wattage. Measure includes Code case. Impacts: CFL-based HOU (varies by BldgType) | DEER2020 | D20v1 | 2020-11-24 16:30 | Res-Iltg-SI-dWatt | DEER | Scaled | BaseRatio |  |  | None |  | 0 |  | 1 | Res | Any | Lighting | InGen-ScrewIn | Ltg_Lamp | LED_lamp |  | ILtg-Res-LED-20000hr |  |  |  | LEDratio0234 | LEDratio0234 | LED-CanRet(8w) | Available |  | 0 | 0 |  | NrNc |  |  |  | None | 2020-01-01 | 2020-03-18 | [5 empty] | Standard | DEER2020 update for: revised impacts, IEFs and peak demand | 1 | 1 | 0 | Deemed Ex Ante Team |  | DEER2020 update for: revised impacts, IEFs and peak demand |  | Updated to indicate claim/filing status
2020 | R-In-LED-CanRet(9w)-dWP12 | Residential Indoor General Lighting: LED Lamp replaces pre-existing standard lighting Wattage. Measure includes Code case. Impacts: CFL-based HOU (varies by BldgType) | DEER2020 | D20v1 | 2020-11-24 16:30 | Res-Iltg-SI-dWatt | DEER | Scaled | BaseRatio |  |  | None |  | 0 |  | 1 | Res | Any | Lighting | InGen-ScrewIn | Ltg_Lamp | LED_lamp |  | ILtg-Res-LED-20000hr |  |  |  | LEDratio0234 | LEDratio0234 | LED-CanRet(9w) | Available |  | 0 | 0 |  | NrNc |  |  |  | None | 2020-01-01 | 2020-03-18 | [5 empty] | Standard | DEER2020 update for: revised impacts, IEFs and peak demand | 1 | 1 | 0 | Deemed Ex Ante Team |  | DEER2020 update for: revised impacts, IEFs and peak demand |  | Updated to indicate claim/filing status
2020 | R-In-LEDFixt-1(11w)-dWP21-dWC15 | Residential Indoor General Lighting: LED Fixture replaces pre-existing standard lighting Wattage. Measure includes Code case. | DEER2020 | D20v1 | 2020-11-24 16:30 | Res-Iltg-SI-dWatt | DEER | Scaled | BaseRatio |  |  | None |  | 0 |  | 1 | Res | Any | Lighting | InGen-ScrewIn | Ltg_Fixture | LED_fixt |  | ILtg-Res-LED-50000hr+12yr |  |  |  | LEDratio0296 | LEDratio0242 | LEDFixt-1(11w) | Available |  | 0 | 0 |  | ArNrNc |  | LtgFixture-Default |  | None | 2020-01-01 | 2020-03-18 | [5 empty] | Standard | DEER2020 update for: ISP/Title 24 wattage baseline; revised impacts, IEFs and peak demand | 1 | 1 | 0 | Deemed Ex Ante Team |  | DEER2020 update for: ISP/Title 24 wattage baseline; revised impacts, IEFs and peak demand |  | Updated to indicate claim/filing status
2020 | R-In-LEDFixt-1(14w)-dWP27-dWC19 | Residential Indoor General Lighting: LED Fixture replaces pre-existing standard lighting Wattage. Measure includes Code case. | DEER2020 | D20v1 | 2020-11-24 16:30 | Res-Iltg-SI-dWatt | DEER | Scaled | BaseRatio |  |  | None |  | 0 |  | 1 | Res | Any | Lighting | InGen-ScrewIn | Ltg_Fixture | LED_fixt |  | ILtg-Res-LED-50000hr+12yr |  |  |  | LEDratio0296 | LEDratio0242 | LEDFixt-1(14w) | Available |  | 0 | 0 |  | ArNrNc |  | LtgFixture-Default |  | None | 2020-01-01 | 2020-03-18 | [5 empty] | Standard | DEER2020 update for: ISP/Title 24 wattage baseline; revised impacts, IEFs and peak demand | 1 | 1 | 0 | Deemed Ex Ante Team |  | DEER2020 update for: ISP/Title 24 wattage baseline; revised impacts, IEFs and peak demand |  | Updated to indicate claim/filing status
2020 | R-In-LEDFixt-1(16w)-dWP31-dWC22 | Residential Indoor General Lighting: LED Fixture replaces pre-existing standard lighting Wattage. Measure includes Code case. | DEER2020 | D20v1 | 2020-11-24 16:30 | Res-Iltg-SI-dWatt | DEER | Scaled | BaseRatio |  |  | None |  | 0 |  | 1 | Res | Any | Lighting | InGen-ScrewIn | Ltg_Fixture | LED_fixt |  | ILtg-Res-LED-50000hr+12yr |  |  |  | LEDratio0296 | LEDratio0242 | LEDFixt-1(16w) | Available |  | 0 | 0 |  | ArNrNc |  | LtgFixture-Default |  | None | 2020-01-01 | 2020-03-18 | [5 empty] | Standard | DEER2020 update for: ISP/Title 24 wattage baseline; revised impacts, IEFs and peak demand | 1 | 1 | 0 | Deemed Ex Ante Team |  | DEER2020 update for: ISP/Title 24 wattage baseline; revised impacts, IEFs and peak demand |  | Updated to indicate claim/filing status
2020 | R-In-LEDFixt-1(26w)-dWP50-dWC36 | Residential Indoor General Lighting: LED Fixture replaces pre-existing standard lighting Wattage. Measure includes Code case. | DEER2020 | D20v1 | 2020-11-24 16:30 | Res-Iltg-SI-dWatt | DEER | Scaled | BaseRatio |  |  | None |  | 0 |  | 1 | Res | Any | Lighting | InGen-ScrewIn | Ltg_Fixture | LED_fixt |  | ILtg-Res-LED-50000hr+12yr |  |  |  | LEDratio0296 | LEDratio0242 | LEDFixt-1(26w) | Available |  | 0 | 0 |  | ArNrNc |  | LtgFixture-Default |  | None | 2020-01-01 | 2020-03-18 | [5 empty] | Standard | DEER2020 update for: ISP/Title 24 wattage baseline; revised impacts, IEFs and peak demand | 1 | 1 | 0 | Deemed Ex Ante Team |  | DEER2020 update for: ISP/Title 24 wattage baseline; revised impacts, IEFs and peak demand |  | Updated to indicate claim/filing status
2020 | R-In-LEDFixt-1(35w)-dWP68-dWC49 | Residential Indoor General Lighting: LED Fixture replaces pre-existing standard lighting Wattage. Measure includes Code case. | DEER2020 | D20v1 | 2020-11-24 16:30 | Res-Iltg-SI-dWatt | DEER | Scaled | BaseRatio |  |  | None |  | 0 |  | 1 | Res | Any | Lighting | InGen-ScrewIn | Ltg_Fixture | LED_fixt |  | ILtg-Res-LED-50000hr+12yr |  |  |  | LEDratio0296 | LEDratio0242 | LEDFixt-1(35w) | Available |  | 0 | 0 |  | ArNrNc |  | LtgFixture-Default |  | None | 2020-01-01 | 2020-03-18 | [5 empty] | Standard | DEER2020 update for: ISP/Title 24 wattage baseline; revised impacts, IEFs and peak demand | 1 | 1 | 0 | Deemed Ex Ante Team |  | DEER2020 update for: ISP/Title 24 wattage baseline; revised impacts, IEFs and peak demand |  | Updated to indicate claim/filing status
2020 | R-In-LEDFixt-1(37w)-dWP72-dWC52 | Residential Indoor General Lighting: LED Fixture replaces pre-existing standard lighting Wattage. Measure includes Code case. | DEER2020 | D20v1 | 2020-11-24 16:30 | Res-Iltg-SI-dWatt | DEER | Scaled | BaseRatio |  |  | None |  | 0 |  | 1 | Res | Any | Lighting | InGen-ScrewIn | Ltg_Fixture | LED_fixt |  | ILtg-Res-LED-50000hr+12yr |  |  |  | LEDratio0296 | LEDratio0242 | LEDFixt-1(37w) | Available |  | 0 | 0 |  | ArNrNc |  | LtgFixture-Default |  | None | 2020-01-01 | 2020-03-18 | [5 empty] | Standard | DEER2020 update for: ISP/Title 24 wattage baseline; revised impacts, IEFs and peak demand | 1 | 1 | 0 | Deemed Ex Ante Team |  | DEER2020 update for: ISP/Title 24 wattage baseline; revised impacts, IEFs and peak demand |  | Updated to indicate claim/filing status
2020 | R-In-LEDFixt-1(38w)-dWP74-dWC53 | Residential Indoor General Lighting: LED Fixture replaces pre-existing standard lighting Wattage. Measure includes Code case. | DEER2020 | D20v1 | 2020-11-24 16:30 | Res-Iltg-SI-dWatt | DEER | Scaled | BaseRatio |  |  | None |  | 0 |  | 1 | Res | Any | Lighting | InGen-ScrewIn | Ltg_Fixture | LED_fixt |  | ILtg-Res-LED-50000hr+12yr |  |  |  | LEDratio0296 | LEDratio0242 | LEDFixt-1(38w) | Available |  | 0 | 0 |  | ArNrNc |  | LtgFixture-Default |  | None | 2020-01-01 | 2020-03-18 | [5 empty] | Standard | DEER2020 update for: ISP/Title 24 wattage baseline; revised impacts, IEFs and peak demand | 1 | 1 | 0 | Deemed Ex Ante Team |  | DEER2020 update for: ISP/Title 24 wattage baseline; revised impacts, IEFs and peak demand |  | Updated to indicate claim/filing status
2020 | R-In-LEDFixt(17w)-dWP33-dWC24 | Residential Indoor General Lighting: LED Fixture replaces pre-existing standard lighting Wattage. Measure includes Code case. | DEER2020 | D20v1 | 2020-11-24 16:30 | Res-Iltg-SI-dWatt | DEER | Scaled | BaseRatio |  |  | None |  | 0 |  | 1 | Res | Any | Lighting | InGen-ScrewIn | Ltg_Fixture | LED_fixt |  | ILtg-Res-LED-50000hr+12yr |  |  |  | LEDratio0296 | LEDratio0242 | LEDFixt(17w) | Available |  | 0 | 0 |  | ArNrNc |  | LtgFixture-Default |  | None | 2020-01-01 | 2020-03-18 | [5 empty] | Standard | DEER2020 update for: ISP/Title 24 wattage baseline; revised impacts, IEFs and peak demand | 1 | 1 | 0 | Deemed Ex Ante Team |  | DEER2020 update for: ISP/Title 24 wattage baseline; revised impacts, IEFs and peak demand |  | Updated to indicate claim/filing status
2020 | R-In-LEDFixt(20w)-dWP39-dWC28 | Residential Indoor General Lighting: LED Fixture replaces pre-existing standard lighting Wattage. Measure includes Code case. | DEER2020 | D20v1 | 2020-11-24 16:30 | Res-Iltg-SI-dWatt | DEER | Scaled | BaseRatio |  |  | None |  | 0 |  | 1 | Res | Any | Lighting | InGen-ScrewIn | Ltg_Fixture | LED_fixt |  | ILtg-Res-LED-50000hr+12yr |  |  |  | LEDratio0296 | LEDratio0242 | LEDFixt(20w) | Available |  | 0 | 0 |  | ArNrNc |  | LtgFixture-Default |  | None | 2020-01-01 | 2020-03-18 | [5 empty] | Standard | DEER2020 update for: ISP/Title 24 wattage baseline; revised impacts, IEFs and peak demand | 1 | 1 | 0 | Deemed Ex Ante Team |  | DEER2020 update for: ISP/Title 24 wattage baseline; revised impacts, IEFs and peak demand |  | Updated to indicate claim/filing status
2020 | R-In-LEDFixt-2(13w)-dWP25-dWC18 | Residential Indoor General Lighting: LED Fixture replaces pre-existing standard lighting Wattage. Measure includes Code case. | DEER2020 | D20v1 | 2020-11-24 16:30 | Res-Iltg-SI-dWatt | DEER | Scaled | BaseRatio |  |  | None |  | 0 |  | 1 | Res | Any | Lighting | InGen-ScrewIn | Ltg_Fixture | LED_fixt |  | ILtg-Res-LED-50000hr+12yr |  |  |  | LEDratio0296 | LEDratio0242 | LEDFixt-2(13w) | Available |  | 0 | 0 |  | ArNrNc |  | LtgFixture-Default |  | None | 2020-01-01 | 2020-03-18 | [5 empty] | Standard | DEER2020 update for: ISP/Title 24 wattage baseline; revised impacts, IEFs and peak demand | 1 | 1 | 0 | Deemed Ex Ante Team |  | DEER2020 update for: ISP/Title 24 wattage baseline; revised impacts, IEFs and peak demand |  | Updated to indicate claim/filing status
2020 | R-In-LEDFixt-2(24w)-dWP47-dWC34 | Residential Indoor General Lighting: LED Fixture replaces pre-existing standard lighting Wattage. Measure includes Code case. | DEER2020 | D20v1 | 2020-11-24 16:30 | Res-Iltg-SI-dWatt | DEER | Scaled | BaseRatio |  |  | None |  | 0 |  | 1 | Res | Any | Lighting | InGen-ScrewIn | Ltg_Fixture | LED_fixt |  | ILtg-Res-LED-50000hr+12yr |  |  |  | LEDratio0296 | LEDratio0242 | LEDFixt-2(24w) | Available |  | 0 | 0 |  | ArNrNc |  | LtgFixture-Default |  | None | 2020-01-01 | 2020-03-18 | [5 empty] | Standard | DEER2020 update for: ISP/Title 24 wattage baseline; revised impacts, IEFs and peak demand | 1 | 1 | 0 | Deemed Ex Ante Team |  | DEER2020 update for: ISP/Title 24 wattage baseline; revised impacts, IEFs and peak demand |  | Updated to indicate claim/filing status
2020 | R-In-LEDFixt-2(25w)-dWP49-dWC35 | Residential Indoor General Lighting: LED Fixture replaces pre-existing standard lighting Wattage. Measure includes Code case. | DEER2020 | D20v1 | 2020-11-24 16:30 | Res-Iltg-SI-dWatt | DEER | Scaled | BaseRatio |  |  | None |  | 0 |  | 1 | Res | Any | Lighting | InGen-ScrewIn | Ltg_Fixture | LED_fixt |  | ILtg-Res-LED-50000hr+12yr |  |  |  | LEDratio0296 | LEDratio0242 | LEDFixt-2(25w) | Available |  | 0 | 0 |  | ArNrNc |  | LtgFixture-Default |  | None | 2020-01-01 | 2020-03-18 | [5 empty] | Standard | DEER2020 update for: ISP/Title 24 wattage baseline; revised impacts, IEFs and peak demand | 1 | 1 | 0 | Deemed Ex Ante Team |  | DEER2020 update for: ISP/Title 24 wattage baseline; revised impacts, IEFs and peak demand |  | Updated to indicate claim/filing status
2020 | R-In-LEDFixt(22w)-dWP43-dWC31 | Residential Indoor General Lighting: LED Fixture replaces pre-existing standard lighting Wattage. Measure includes Code case. | DEER2020 | D20v1 | 2020-11-24 16:30 | Res-Iltg-SI-dWatt | DEER | Scaled | BaseRatio |  |  | None |  | 0 |  | 1 | Res | Any | Lighting | InGen-ScrewIn | Ltg_Fixture | LED_fixt |  | ILtg-Res-LED-50000hr+12yr |  |  |  | LEDratio0296 | LEDratio0242 | LEDFixt(22w) | Available |  | 0 | 0 |  | ArNrNc |  | LtgFixture-Default |  | None | 2020-01-01 | 2020-03-18 | [5 empty] | Standard | DEER2020 update for: ISP/Title 24 wattage baseline; revised impacts, IEFs and peak demand | 1 | 1 | 0 | Deemed Ex Ante Team |  | DEER2020 update for: ISP/Title 24 wattage baseline; revised impacts, IEFs and peak demand |  | Updated to indicate claim/filing status
2020 | R-In-LEDFixt-2(3w)-dWP5-dWC4 | Residential Indoor General Lighting: LED Fixture replaces pre-existing standard lighting Wattage. Measure includes Code case. | DEER2020 | D20v1 | 2020-11-24 16:30 | Res-Iltg-SI-dWatt | DEER | Scaled | BaseRatio |  |  | None |  | 0 |  | 1 | Res | Any | Lighting | InGen-ScrewIn | Ltg_Fixture | LED_fixt |  | ILtg-Res-LED-50000hr+12yr |  |  |  | LEDratio0296 | LEDratio0242 | LEDFixt-2(3w) | Available |  | 0 | 0 |  | ArNrNc |  | LtgFixture-Default |  | None | 2020-01-01 | 2020-03-18 | [5 empty] | Standard | DEER2020 update for: ISP/Title 24 wattage baseline; revised impacts, IEFs and peak demand | 1 | 1 | 0 | Deemed Ex Ante Team |  | DEER2020 update for: ISP/Title 24 wattage baseline; revised impacts, IEFs and peak demand |  | Updated to indicate claim/filing status
2020 | R-In-LEDFixt(27w)-dWP52-dWC38 | Residential Indoor General Lighting: LED Fixture replaces pre-existing standard lighting Wattage. Measure includes Code case. | DEER2020 | D20v1 | 2020-11-24 16:30 | Res-Iltg-SI-dWatt | DEER | Scaled | BaseRatio |  |  | None |  | 0 |  | 1 | Res | Any | Lighting | InGen-ScrewIn | Ltg_Fixture | LED_fixt |  | ILtg-Res-LED-50000hr+12yr |  |  |  | LEDratio0296 | LEDratio0242 | LEDFixt(27w) | Available |  | 0 | 0 |  | ArNrNc |  | LtgFixture-Default |  | None | 2020-01-01 | 2020-03-18 | [5 empty] | Standard | DEER2020 update for: ISP/Title 24 wattage baseline; revised impacts, IEFs and peak demand | 1 | 1 | 0 | Deemed Ex Ante Team |  | DEER2020 update for: ISP/Title 24 wattage baseline; revised impacts, IEFs and peak demand |  | Updated to indicate claim/filing status
2020 | R-In-LEDFixt(28w)-dWP54-dWC39 | Residential Indoor General Lighting: LED Fixture replaces pre-existing standard lighting Wattage. Measure includes Code case. | DEER2020 | D20v1 | 2020-11-24 16:30 | Res-Iltg-SI-dWatt | DEER | Scaled | BaseRatio |  |  | None |  | 0 |  | 1 | Res | Any | Lighting | InGen-ScrewIn | Ltg_Fixture | LED_fixt |  | ILtg-Res-LED-50000hr+12yr |  |  |  | LEDratio0296 | LEDratio0242 | LEDFixt(28w) | Available |  | 0 | 0 |  | ArNrNc |  | LtgFixture-Default |  | None | 2020-01-01 | 2020-03-18 | [5 empty] | Standard | DEER2020 update for: ISP/Title 24 wattage baseline; revised impacts, IEFs and peak demand | 1 | 1 | 0 | Deemed Ex Ante Team |  | DEER2020 update for: ISP/Title 24 wattage baseline; revised impacts, IEFs and peak demand |  | Updated to indicate claim/filing status
2020 | R-In-LEDFixt(29w)-dWP56-dWC41 | Residential Indoor General Lighting: LED Fixture replaces pre-existing standard lighting Wattage. Measure includes Code case. | DEER2020 | D20v1 | 2020-11-24 16:30 | Res-Iltg-SI-dWatt | DEER | Scaled | BaseRatio |  |  | None |  | 0 |  | 1 | Res | Any | Lighting | InGen-ScrewIn | Ltg_Fixture | LED_fixt |  | ILtg-Res-LED-50000hr+12yr |  |  |  | LEDratio0296 | LEDratio0242 | LEDFixt(29w) | Available |  | 0 | 0 |  | ArNrNc |  | LtgFixture-Default |  | None | 2020-01-01 | 2020-03-18 | [5 empty] | Standard | DEER2020 update for: ISP/Title 24 wattage baseline; revised impacts, IEFs and peak demand | 1 | 1 | 0 | Deemed Ex Ante Team |  | DEER2020 update for: ISP/Title 24 wattage baseline; revised impacts, IEFs and peak demand |  | Updated to indicate claim/filing status
2020 | R-In-LEDFixt(30w)-dWP58-dWC42 | Residential Indoor General Lighting: LED Fixture replaces pre-existing standard lighting Wattage. Measure includes Code case. | DEER2020 | D20v1 | 2020-11-24 16:30 | Res-Iltg-SI-dWatt | DEER | Scaled | BaseRatio |  |  | None |  | 0 |  | 1 | Res | Any | Lighting | InGen-ScrewIn | Ltg_Fixture | LED_fixt |  | ILtg-Res-LED-50000hr+12yr |  |  |  | LEDratio0296 | LEDratio0242 | LEDFixt(30w) | Available |  | 0 | 0 |  | ArNrNc |  | LtgFixture-Default |  | None | 2020-01-01 | 2020-03-18 | [5 empty] | Standard | DEER2020 update for: ISP/Title 24 wattage baseline; revised impacts, IEFs and peak demand | 1 | 1 | 0 | Deemed Ex Ante Team |  | DEER2020 update for: ISP/Title 24 wattage baseline; revised impacts, IEFs and peak demand |  | Updated to indicate claim/filing status
2020 | R-In-LEDFixt-3(15w)-dWP29-dWC21 | Residential Indoor General Lighting: LED Fixture replaces pre-existing standard lighting Wattage. Measure includes Code case. | DEER2020 | D20v1 | 2020-11-24 16:30 | Res-Iltg-SI-dWatt | DEER | Scaled | BaseRatio |  |  | None |  | 0 |  | 1 | Res | Any | Lighting | InGen-ScrewIn | Ltg_Fixture | LED_fixt |  | ILtg-Res-LED-50000hr+12yr |  |  |  | LEDratio0296 | LEDratio0242 | LEDFixt-3(15w) | Available |  | 0 | 0 |  | ArNrNc |  | LtgFixture-Default |  | None | 2020-01-01 | 2020-03-18 | [5 empty] | Standard | DEER2020 update for: ISP/Title 24 wattage baseline; revised impacts, IEFs and peak demand | 1 | 1 | 0 | Deemed Ex Ante Team |  | DEER2020 update for: ISP/Title 24 wattage baseline; revised impacts, IEFs and peak demand |  | Updated to indicate claim/filing status
2020 | R-In-LEDFixt-3(18w)-dWP35-dWC25 | Residential Indoor General Lighting: LED Fixture replaces pre-existing standard lighting Wattage. Measure includes Code case. | DEER2020 | D20v1 | 2020-11-24 16:30 | Res-Iltg-SI-dWatt | DEER | Scaled | BaseRatio |  |  | None |  | 0 |  | 1 | Res | Any | Lighting | InGen-ScrewIn | Ltg_Fixture | LED_fixt |  | ILtg-Res-LED-50000hr+12yr |  |  |  | LEDratio0296 | LEDratio0242 | LEDFixt-3(18w) | Available |  | 0 | 0 |  | ArNrNc |  | LtgFixture-Default |  | None | 2020-01-01 | 2020-03-18 | [5 empty] | Standard | DEER2020 update for: ISP/Title 24 wattage baseline; revised impacts, IEFs and peak demand | 1 | 1 | 0 | Deemed Ex Ante Team |  | DEER2020 update for: ISP/Title 24 wattage baseline; revised impacts, IEFs and peak demand |  | Updated to indicate claim/filing status
2020 | R-In-LEDFixt-3(19w)-dWP37-dWC26 | Residential Indoor General Lighting: LED Fixture replaces pre-existing standard lighting Wattage. Measure includes Code case. | DEER2020 | D20v1 | 2020-11-24 16:30 | Res-Iltg-SI-dWatt | DEER | Scaled | BaseRatio |  |  | None |  | 0 |  | 1 | Res | Any | Lighting | InGen-ScrewIn | Ltg_Fixture | LED_fixt |  | ILtg-Res-LED-50000hr+12yr |  |  |  | LEDratio0296 | LEDratio0242 | LEDFixt-3(19w) | Available |  | 0 | 0 |  | ArNrNc |  | LtgFixture-Default |  | None | 2020-01-01 | 2020-03-18 | [5 empty] | Standard | DEER2020 update for: ISP/Title 24 wattage baseline; revised impacts, IEFs and peak demand | 1 | 1 | 0 | Deemed Ex Ante Team |  | DEER2020 update for: ISP/Title 24 wattage baseline; revised impacts, IEFs and peak demand |  | Updated to indicate claim/filing status
2020 | R-In-LEDFixt(31w)-dWP60-dWC44 | Residential Indoor General Lighting: LED Fixture replaces pre-existing standard lighting Wattage. Measure includes Code case. | DEER2020 | D20v1 | 2020-11-24 16:30 | Res-Iltg-SI-dWatt | DEER | Scaled | BaseRatio |  |  | None |  | 0 |  | 1 | Res | Any | Lighting | InGen-ScrewIn | Ltg_Fixture | LED_fixt |  | ILtg-Res-LED-50000hr+12yr |  |  |  | LEDratio0296 | LEDratio0242 | LEDFixt(31w) | Available |  | 0 | 0 |  | ArNrNc |  | LtgFixture-Default |  | None | 2020-01-01 | 2020-03-18 | [5 empty] | Standard | DEER2020 update for: ISP/Title 24 wattage baseline; revised impacts, IEFs and peak demand | 1 | 1 | 0 | Deemed Ex Ante Team |  | DEER2020 update for: ISP/Title 24 wattage baseline; revised impacts, IEFs and peak demand |  | Updated to indicate claim/filing status
2020 | R-In-LEDFixt-3(21w)-dWP41-dWC29 | Residential Indoor General Lighting: LED Fixture replaces pre-existing standard lighting Wattage. Measure includes Code case. | DEER2020 | D20v1 | 2020-11-24 16:30 | Res-Iltg-SI-dWatt | DEER | Scaled | BaseRatio |  |  | None |  | 0 |  | 1 | Res | Any | Lighting | InGen-ScrewIn | Ltg_Fixture | LED_fixt |  | ILtg-Res-LED-50000hr+12yr |  |  |  | LEDratio0296 | LEDratio0242 | LEDFixt-3(21w) | Available |  | 0 | 0 |  | ArNrNc |  | LtgFixture-Default |  | None | 2020-01-01 | 2020-03-18 | [5 empty] | Standard | DEER2020 update for: ISP/Title 24 wattage baseline; revised impacts, IEFs and peak demand | 1 | 1 | 0 | Deemed Ex Ante Team |  | DEER2020 update for: ISP/Title 24 wattage baseline; revised impacts, IEFs and peak demand |  | Updated to indicate claim/filing status
2020 | R-In-LEDFixt(32w)-dWP62-dWC45 | Residential Indoor General Lighting: LED Fixture replaces pre-existing standard lighting Wattage. Measure includes Code case. | DEER2020 | D20v1 | 2020-11-24 16:30 | Res-Iltg-SI-dWatt | DEER | Scaled | BaseRatio |  |  | None |  | 0 |  | 1 | Res | Any | Lighting | InGen-ScrewIn | Ltg_Fixture | LED_fixt |  | ILtg-Res-LED-50000hr+12yr |  |  |  | LEDratio0296 | LEDratio0242 | LEDFixt(32w) | Available |  | 0 | 0 |  | ArNrNc |  | LtgFixture-Default |  | None | 2020-01-01 | 2020-03-18 | [5 empty] | Standard | DEER2020 update for: ISP/Title 24 wattage baseline; revised impacts, IEFs and peak demand | 1 | 1 | 0 | Deemed Ex Ante Team |  | DEER2020 update for: ISP/Title 24 wattage baseline; revised impacts, IEFs and peak demand |  | Updated to indicate claim/filing status
2020 | R-In-LEDFixt(33w)-dWP64-dWC46 | Residential Indoor General Lighting: LED Fixture replaces pre-existing standard lighting Wattage. Measure includes Code case. | DEER2020 | D20v1 | 2020-11-24 16:30 | Res-Iltg-SI-dWatt | DEER | Scaled | BaseRatio |  |  | None |  | 0 |  | 1 | Res | Any | Lighting | InGen-ScrewIn | Ltg_Fixture | LED_fixt |  | ILtg-Res-LED-50000hr+12yr |  |  |  | LEDratio0296 | LEDratio0242 | LEDFixt(33w) | Available |  | 0 | 0 |  | ArNrNc |  | LtgFixture-Default |  | None | 2020-01-01 | 2020-03-18 | [5 empty] | Standard | DEER2020 update for: ISP/Title 24 wattage baseline; revised impacts, IEFs and peak demand | 1 | 1 | 0 | Deemed Ex Ante Team |  | DEER2020 update for: ISP/Title 24 wattage baseline; revised impacts, IEFs and peak demand |  | Updated to indicate claim/filing status
2020 | R-In-LEDFixt(34w)-dWP66-dWC48 | Residential Indoor General Lighting: LED Fixture replaces pre-existing standard lighting Wattage. Measure includes Code case. | DEER2020 | D20v1 | 2020-11-24 16:30 | Res-Iltg-SI-dWatt | DEER | Scaled | BaseRatio |  |  | None |  | 0 |  | 1 | Res | Any | Lighting | InGen-ScrewIn | Ltg_Fixture | LED_fixt |  | ILtg-Res-LED-50000hr+12yr |  |  |  | LEDratio0296 | LEDratio0242 | LEDFixt(34w) | Available |  | 0 | 0 |  | ArNrNc |  | LtgFixture-Default |  | None | 2020-01-01 | 2020-03-18 | [5 empty] | Standard | DEER2020 update for: ISP/Title 24 wattage baseline; revised impacts, IEFs and peak demand | 1 | 1 | 0 | Deemed Ex Ante Team |  | DEER2020 update for: ISP/Title 24 wattage baseline; revised impacts, IEFs and peak demand |  | Updated to indicate claim/filing status
2020 | R-In-LEDFixt(36w)-dWP70-dWC51 | Residential Indoor General Lighting: LED Fixture replaces pre-existing standard lighting Wattage. Measure includes Code case. | DEER2020 | D20v1 | 2020-11-24 16:30 | Res-Iltg-SI-dWatt | DEER | Scaled | BaseRatio |  |  | None |  | 0 |  | 1 | Res | Any | Lighting | InGen-ScrewIn | Ltg_Fixture | LED_fixt |  | ILtg-Res-LED-50000hr+12yr |  |  |  | LEDratio0296 | LEDratio0242 | LEDFixt(36w) | Available |  | 0 | 0 |  | ArNrNc |  | LtgFixture-Default |  | None | 2020-01-01 | 2020-03-18 | [5 empty] | Standard | DEER2020 update for: ISP/Title 24 wattage baseline; revised impacts, IEFs and peak demand | 1 | 1 | 0 | Deemed Ex Ante Team |  | DEER2020 update for: ISP/Title 24 wattage baseline; revised impacts, IEFs and peak demand |  | Updated to indicate claim/filing status
2020 | R-In-LEDFixt-3(8w)-dWP15-dWC11 | Residential Indoor General Lighting: LED Fixture replaces pre-existing standard lighting Wattage. Measure includes Code case. | DEER2020 | D20v1 | 2020-11-24 16:30 | Res-Iltg-SI-dWatt | DEER | Scaled | BaseRatio |  |  | None |  | 0 |  | 1 | Res | Any | Lighting | InGen-ScrewIn | Ltg_Fixture | LED_fixt |  | ILtg-Res-LED-50000hr+12yr |  |  |  | LEDratio0296 | LEDratio0242 | LEDFixt-3(8w) | Available |  | 0 | 0 |  | ArNrNc |  | LtgFixture-Default |  | None | 2020-01-01 | 2020-03-18 | [5 empty] | Standard | DEER2020 update for: ISP/Title 24 wattage baseline; revised impacts, IEFs and peak demand | 1 | 1 | 0 | Deemed Ex Ante Team |  | DEER2020 update for: ISP/Title 24 wattage baseline; revised impacts, IEFs and peak demand |  | Updated to indicate claim/filing status
2020 | R-In-LEDFixt-3(9w)-dWP17-dWC12 | Residential Indoor General Lighting: LED Fixture replaces pre-existing standard lighting Wattage. Measure includes Code case. | DEER2020 | D20v1 | 2020-11-24 16:30 | Res-Iltg-SI-dWatt | DEER | Scaled | BaseRatio |  |  | None |  | 0 |  | 1 | Res | Any | Lighting | InGen-ScrewIn | Ltg_Fixture | LED_fixt |  | ILtg-Res-LED-50000hr+12yr |  |  |  | LEDratio0296 | LEDratio0242 | LEDFixt-3(9w) | Available |  | 0 | 0 |  | ArNrNc |  | LtgFixture-Default |  | None | 2020-01-01 | 2020-03-18 | [5 empty] | Standard | DEER2020 update for: ISP/Title 24 wattage baseline; revised impacts, IEFs and peak demand | 1 | 1 | 0 | Deemed Ex Ante Team |  | DEER2020 update for: ISP/Title 24 wattage baseline; revised impacts, IEFs and peak demand |  | Updated to indicate claim/filing status
2020 | R-In-LEDFixt(39w)-dWP76-dWC55 | Residential Indoor General Lighting: LED Fixture replaces pre-existing standard lighting Wattage. Measure includes Code case. | DEER2020 | D20v1 | 2020-11-24 16:30 | Res-Iltg-SI-dWatt | DEER | Scaled | BaseRatio |  |  | None |  | 0 |  | 1 | Res | Any | Lighting | InGen-ScrewIn | Ltg_Fixture | LED_fixt |  | ILtg-Res-LED-50000hr+12yr |  |  |  | LEDratio0296 | LEDratio0242 | LEDFixt(39w) | Available |  | 0 | 0 |  | ArNrNc |  | LtgFixture-Default |  | None | 2020-01-01 | 2020-03-18 | [5 empty] | Standard | DEER2020 update for: ISP/Title 24 wattage baseline; revised impacts, IEFs and peak demand | 1 | 1 | 0 | Deemed Ex Ante Team |  | DEER2020 update for: ISP/Title 24 wattage baseline; revised impacts, IEFs and peak demand |  | Updated to indicate claim/filing status
2020 | R-In-LEDFixt(40w)-dWP78-dWC56 | Residential Indoor General Lighting: LED Fixture replaces pre-existing standard lighting Wattage. Measure includes Code case. | DEER2020 | D20v1 | 2020-11-24 16:30 | Res-Iltg-SI-dWatt | DEER | Scaled | BaseRatio |  |  | None |  | 0 |  | 1 | Res | Any | Lighting | InGen-ScrewIn | Ltg_Fixture | LED_fixt |  | ILtg-Res-LED-50000hr+12yr |  |  |  | LEDratio0296 | LEDratio0242 | LEDFixt(40w) | Available |  | 0 | 0 |  | ArNrNc |  | LtgFixture-Default |  | None | 2020-01-01 | 2020-03-18 | [5 empty] | Standard | DEER2020 update for: ISP/Title 24 wattage baseline; revised impacts, IEFs and peak demand | 1 | 1 | 0 | Deemed Ex Ante Team |  | DEER2020 update for: ISP/Title 24 wattage baseline; revised impacts, IEFs and peak demand |  | Updated to indicate claim/filing status
2020 | R-In-LEDFixt-4(23w)-dWP45-dWC32 | Residential Indoor General Lighting: LED Fixture replaces pre-existing standard lighting Wattage. Measure includes Code case. | DEER2020 | D20v1 | 2020-11-24 16:30 | Res-Iltg-SI-dWatt | DEER | Scaled | BaseRatio |  |  | None |  | 0 |  | 1 | Res | Any | Lighting | InGen-ScrewIn | Ltg_Fixture | LED_fixt |  | ILtg-Res-LED-50000hr+12yr |  |  |  | LEDratio0296 | LEDratio0242 | LEDFixt-4(23w) | Available |  | 0 | 0 |  | ArNrNc |  | LtgFixture-Default |  | None | 2020-01-01 | 2020-03-18 | [5 empty] | Standard | DEER2020 update for: ISP/Title 24 wattage baseline; revised impacts, IEFs and peak demand | 1 | 1 | 0 | Deemed Ex Ante Team |  | DEER2020 update for: ISP/Title 24 wattage baseline; revised impacts, IEFs and peak demand |  | Updated to indicate claim/filing status
2020 | R-In-LEDFixt-6(12w)-dWP23-dWC17 | Residential Indoor General Lighting: LED Fixture replaces pre-existing standard lighting Wattage. Measure includes Code case. | DEER2020 | D20v1 | 2020-11-24 16:30 | Res-Iltg-SI-dWatt | DEER | Scaled | BaseRatio |  |  | None |  | 0 |  | 1 | Res | Any | Lighting | InGen-ScrewIn | Ltg_Fixture | LED_fixt |  | ILtg-Res-LED-50000hr+12yr |  |  |  | LEDratio0296 | LEDratio0242 | LEDFixt-6(12w) | Available |  | 0 | 0 |  | ArNrNc |  | LtgFixture-Default |  | None | 2020-01-01 | 2020-03-18 | [5 empty] | Standard | DEER2020 update for: ISP/Title 24 wattage baseline; revised impacts, IEFs and peak demand | 1 | 1 | 0 | Deemed Ex Ante Team |  | DEER2020 update for: ISP/Title 24 wattage baseline; revised impacts, IEFs and peak demand |  | Updated to indicate claim/filing status
2020 | R-In-LEDFixt-7(10w)-dWP19-dWC14 | Residential Indoor General Lighting: LED Fixture replaces pre-existing standard lighting Wattage. Measure includes Code case. | DEER2020 | D20v1 | 2020-11-24 16:30 | Res-Iltg-SI-dWatt | DEER | Scaled | BaseRatio |  |  | None |  | 0 |  | 1 | Res | Any | Lighting | InGen-ScrewIn | Ltg_Fixture | LED_fixt |  | ILtg-Res-LED-50000hr+12yr |  |  |  | LEDratio0296 | LEDratio0242 | LEDFixt-7(10w) | Available |  | 0 | 0 |  | ArNrNc |  | LtgFixture-Default |  | None | 2020-01-01 | 2020-03-18 | [5 empty] | Standard | DEER2020 update for: ISP/Title 24 wattage baseline; revised impacts, IEFs and peak demand | 1 | 1 | 0 | Deemed Ex Ante Team |  | DEER2020 update for: ISP/Title 24 wattage baseline; revised impacts, IEFs and peak demand |  | Updated to indicate claim/filing status
2020 | R-In-LEDFixt(7w)-dWP13-dWC9 | Residential Indoor General Lighting: LED Fixture replaces pre-existing standard lighting Wattage. Measure includes Code case. | DEER2020 | D20v1 | 2020-11-24 16:30 | Res-Iltg-SI-dWatt | DEER | Scaled | BaseRatio |  |  | None |  | 0 |  | 1 | Res | Any | Lighting | InGen-ScrewIn | Ltg_Fixture | LED_fixt |  | ILtg-Res-LED-50000hr+12yr |  |  |  | LEDratio0296 | LEDratio0242 | LEDFixt(7w) | Available |  | 0 | 0 |  | ArNrNc |  | LtgFixture-Default |  | None | 2020-01-01 | 2020-03-18 | [5 empty] | Standard | DEER2020 update for: ISP/Title 24 wattage baseline; revised impacts, IEFs and peak demand | 1 | 1 | 0 | Deemed Ex Ante Team |  | DEER2020 update for: ISP/Title 24 wattage baseline; revised impacts, IEFs and peak demand |  | Updated to indicate claim/filing status
2020 | R-In-LED-Glb(10w)-dWP21 | Residential Indoor General Lighting: LED Lamp replaces pre-existing standard lighting Wattage. Measure includes Code case. | DEER2020 | D20v1 | 2020-11-24 16:30 | Res-Iltg-SI-dWatt | DEER | Scaled | BaseRatio |  |  | None |  | 0 |  | 1 | Res | Any | Lighting | InGen-ScrewIn | Ltg_Lamp | LED_lamp |  | ILtg-Res-LED-20000hr |  |  |  | LEDratio0310 | LEDratio0310 | LED-Glb(10w) | Available |  | 0 | 0 |  | NrNc |  |  |  | None | 2020-01-01 | 2020-03-18 | [5 empty] | Standard | DEER2020 update for: revised impacts, IEFs and peak demand | 1 | 1 | 0 | Deemed Ex Ante Team |  | DEER2020 update for: revised impacts, IEFs and peak demand |  | Updated to indicate claim/filing status
2020 | R-In-LED-Glb(1w)-dWP4 | Residential Indoor General Lighting: LED Lamp replaces pre-existing standard lighting Wattage. Measure includes Code case. Impacts: CFL-based HOU (varies by BldgType) | DEER2020 | D20v1 | 2020-11-24 16:30 | Res-Iltg-SI-dWatt | DEER | Scaled | BaseRatio |  |  | None |  | 0 |  | 1 | Res | Any | Lighting | InGen-ScrewIn | Ltg_Lamp | LED_lamp |  | ILtg-Res-LED-15000hr |  |  |  | LEDratio0468 | LEDratio0468 | LED-Glb(1w) | Available |  | 0 | 0 |  | NrNc |  |  |  | None | 2020-01-01 | 2020-03-18 | [5 empty] | Standard | DEER2020 update for: revised impacts, IEFs and peak demand | 1 | 1 | 0 | Deemed Ex Ante Team |  | DEER2020 update for: revised impacts, IEFs and peak demand |  | Updated to indicate claim/filing status
2020 | R-In-LED-Glb(2w)-dWP7 | Residential Indoor General Lighting: LED Lamp replaces pre-existing standard lighting Wattage. Measure includes Code case. Impacts: CFL-based HOU (varies by BldgType) | DEER2020 | D20v1 | 2020-11-24 16:30 | Res-Iltg-SI-dWatt | DEER | Scaled | BaseRatio |  |  | None |  | 0 |  | 1 | Res | Any | Lighting | InGen-ScrewIn | Ltg_Lamp | LED_lamp |  | ILtg-Res-LED-15000hr |  |  |  | LEDratio0468 | LEDratio0468 | LED-Glb(2w) | Available |  | 0 | 0 |  | NrNc |  |  |  | None | 2020-01-01 | 2020-03-18 | [5 empty] | Standard | DEER2020 update for: revised impacts, IEFs and peak demand | 1 | 1 | 0 | Deemed Ex Ante Team |  | DEER2020 update for: revised impacts, IEFs and peak demand |  | Updated to indicate claim/filing status
2020 | R-In-LED-Glb(3w)-dWP6 | Residential Indoor General Lighting: LED Lamp replaces pre-existing standard lighting Wattage. Measure includes Code case. Impacts: CFL-based HOU (varies by BldgType) | DEER2020 | D20v1 | 2020-11-24 16:30 | Res-Iltg-SI-dWatt | DEER | Scaled | BaseRatio |  |  | None |  | 0 |  | 1 | Res | Any | Lighting | InGen-ScrewIn | Ltg_Lamp | LED_lamp |  | ILtg-Res-LED-20000hr |  |  |  | LEDratio0310 | LEDratio0310 | LED-Glb(3w) | Available |  | 0 | 0 |  | NrNc |  |  |  | None | 2020-01-01 | 2020-03-18 | [5 empty] | Standard | DEER2020 update for: revised impacts, IEFs and peak demand | 1 | 1 | 0 | Deemed Ex Ante Team |  | DEER2020 update for: revised impacts, IEFs and peak demand |  | Updated to indicate claim/filing status
2020 | R-In-LED-Glb(4w)-dWP8 | Residential Indoor General Lighting: LED Lamp replaces pre-existing standard lighting Wattage. Measure includes Code case. | DEER2020 | D20v1 | 2020-11-24 16:30 | Res-Iltg-SI-dWatt | DEER | Scaled | BaseRatio |  |  | None |  | 0 |  | 1 | Res | Any | Lighting | InGen-ScrewIn | Ltg_Lamp | LED_lamp |  | ILtg-Res-LED-20000hr |  |  |  | LEDratio0310 | LEDratio0310 | LED-Glb(4w) | Available |  | 0 | 0 |  | NrNc |  |  |  | None | 2020-01-01 | 2020-03-18 | [5 empty] | Standard | DEER2020 update for: revised impacts, IEFs and peak demand | 1 | 1 | 0 | Deemed Ex Ante Team |  | DEER2020 update for: revised impacts, IEFs and peak demand |  | Updated to indicate claim/filing status
2020 | R-In-LED-Glb(5w)-dWP11 | Residential Indoor General Lighting: LED Lamp replaces pre-existing standard lighting Wattage. Measure includes Code case. | DEER2020 | D20v1 | 2020-11-24 16:30 | Res-Iltg-SI-dWatt | DEER | Scaled | BaseRatio |  |  | None |  | 0 |  | 1 | Res | Any | Lighting | InGen-ScrewIn | Ltg_Lamp | LED_lamp |  | ILtg-Res-LED-20000hr |  |  |  | LEDratio0310 | LEDratio0310 | LED-Glb(5w) | Available |  | 0 | 0 |  | NrNc |  |  |  | None | 2020-01-01 | 2020-03-18 | [5 empty] | Standard | DEER2020 update for: revised impacts, IEFs and peak demand | 1 | 1 | 0 | Deemed Ex Ante Team |  | DEER2020 update for: revised impacts, IEFs and peak demand |  | Updated to indicate claim/filing status
2020 | R-In-LED-Glb(6w)-dWP13 | Residential Indoor General Lighting: LED Lamp replaces pre-existing standard lighting Wattage. Measure includes Code case. | DEER2020 | D20v1 | 2020-11-24 16:30 | Res-Iltg-SI-dWatt | DEER | Scaled | BaseRatio |  |  | None |  | 0 |  | 1 | Res | Any | Lighting | InGen-ScrewIn | Ltg_Lamp | LED_lamp |  | ILtg-Res-LED-20000hr |  |  |  | LEDratio0310 | LEDratio0310 | LED-Glb(6w) | Available |  | 0 | 0 |  | NrNc |  |  |  | None | 2020-01-01 | 2020-03-18 | [5 empty] | Standard | DEER2020 update for: revised impacts, IEFs and peak demand | 1 | 1 | 0 | Deemed Ex Ante Team |  | DEER2020 update for: revised impacts, IEFs and peak demand |  | Updated to indicate claim/filing status
2020 | R-In-LED-Glb(7w)-dWP15 | Residential Indoor General Lighting: LED Lamp replaces pre-existing standard lighting Wattage. Measure includes Code case. | DEER2020 | D20v1 | 2020-11-24 16:30 | Res-Iltg-SI-dWatt | DEER | Scaled | BaseRatio |  |  | None |  | 0 |  | 1 | Res | Any | Lighting | InGen-ScrewIn | Ltg_Lamp | LED_lamp |  | ILtg-Res-LED-20000hr |  |  |  | LEDratio0310 | LEDratio0310 | LED-Glb(7w) | Available |  | 0 | 0 |  | NrNc |  |  |  | None | 2020-01-01 | 2020-03-18 | [5 empty] | Standard | DEER2020 update for: revised impacts, IEFs and peak demand | 1 | 1 | 0 | Deemed Ex Ante Team |  | DEER2020 update for: revised impacts, IEFs and peak demand |  | Updated to indicate claim/filing status
2020 | R-In-LED-Glb(8w)-dWP17 | Residential Indoor General Lighting: LED Lamp replaces pre-existing standard lighting Wattage. Measure includes Code case. Impacts: CFL-based HOU (varies by BldgType) | DEER2020 | D20v1 | 2020-11-24 16:30 | Res-Iltg-SI-dWatt | DEER | Scaled | BaseRatio |  |  | None |  | 0 |  | 1 | Res | Any | Lighting | InGen-ScrewIn | Ltg_Lamp | LED_lamp |  | ILtg-Res-LED-20000hr |  |  |  | LEDratio0310 | LEDratio0310 | LED-Glb(8w) | Available |  | 0 | 0 |  | NrNc |  |  |  | None | 2020-01-01 | 2020-03-18 | [5 empty] | Standard | DEER2020 update for: revised impacts, IEFs and peak demand | 1 | 1 | 0 | Deemed Ex Ante Team |  | DEER2020 update for: revised impacts, IEFs and peak demand |  | Updated to indicate claim/filing status
2020 | R-In-LED-Glb(9w)-dWP19 | Residential Indoor General Lighting: LED Lamp replaces pre-existing standard lighting Wattage. Measure includes Code case. | DEER2020 | D20v1 | 2020-11-24 16:30 | Res-Iltg-SI-dWatt | DEER | Scaled | BaseRatio |  |  | None |  | 0 |  | 1 | Res | Any | Lighting | InGen-ScrewIn | Ltg_Lamp | LED_lamp |  | ILtg-Res-LED-20000hr |  |  |  | LEDratio0310 | LEDratio0310 | LED-Glb(9w) | Available |  | 0 | 0 |  | NrNc |  |  |  | None | 2020-01-01 | 2020-03-18 | [5 empty] | Standard | DEER2020 update for: revised impacts, IEFs and peak demand | 1 | 1 | 0 | Deemed Ex Ante Team |  | DEER2020 update for: revised impacts, IEFs and peak demand |  | Updated to indicate claim/filing status
2020 | R-In-LED-PAR20(10w)-dWP22 | Residential Indoor General Lighting: LED Lamp replaces pre-existing standard lighting Wattage. Measure includes Code case. Impacts: CFL-based HOU (varies by BldgType) | DEER2020 | D20v1 | 2020-11-24 16:30 | Res-Iltg-SI-dWatt | DEER | Scaled | BaseRatio |  |  | None |  | 0 |  | 1 | Res | Any | Lighting | InGen-ScrewIn | Ltg_Lamp | LED_lamp |  | ILtg-Res-LED-20000hr |  |  |  | LEDratio0321 | LEDratio0321 | LED-PAR20(10w) | Available |  | 0 | 0 |  | NrNc |  |  |  | None | 2020-01-01 | 2020-03-18 | [5 empty] | Standard | DEER2020 update for: revised impacts, IEFs and peak demand | 1 | 1 | 0 | Deemed Ex Ante Team |  | DEER2020 update for: revised impacts, IEFs and peak demand |  | Updated to indicate claim/filing status
2020 | R-In-LED-PAR20(13w)-dWP29 | Residential Indoor General Lighting: LED Lamp replaces pre-existing standard lighting Wattage. Measure includes Code case. Impacts: CFL-based HOU (varies by BldgType) | DEER2020 | D20v1 | 2020-11-24 16:30 | Res-Iltg-SI-dWatt | DEER | Scaled | BaseRatio |  |  | None |  | 0 |  | 1 | Res | Any | Lighting | InGen-ScrewIn | Ltg_Lamp | LED_lamp |  | ILtg-Res-LED-20000hr |  |  |  | LEDratio0321 | LEDratio0321 | LED-PAR20(13w) | Available |  | 0 | 0 |  | NrNc |  |  |  | None | 2020-01-01 | 2020-03-18 | [5 empty] | Standard | DEER2020 update for: revised impacts, IEFs and peak demand | 1 | 1 | 0 | Deemed Ex Ante Team |  | DEER2020 update for: revised impacts, IEFs and peak demand |  | Updated to indicate claim/filing status
2020 | R-In-LED-PAR20(4w)-dWP9 | Residential Indoor General Lighting: LED Lamp replaces pre-existing standard lighting Wattage. Measure includes Code case. Impacts: CFL-based HOU (varies by BldgType) | DEER2020 | D20v1 | 2020-11-24 16:30 | Res-Iltg-SI-dWatt | DEER | Scaled | BaseRatio |  |  | None |  | 0 |  | 1 | Res | Any | Lighting | InGen-ScrewIn | Ltg_Lamp | LED_lamp |  | ILtg-Res-LED-20000hr |  |  |  | LEDratio0321 | LEDratio0321 | LED-PAR20(4w) | Available |  | 0 | 0 |  | NrNc |  |  |  | None | 2020-01-01 | 2020-03-18 | [5 empty] | Standard | DEER2020 update for: revised impacts, IEFs and peak demand | 1 | 1 | 0 | Deemed Ex Ante Team |  | DEER2020 update for: revised impacts, IEFs and peak demand |  | Updated to indicate claim/filing status
2020 | R-In-LED-PAR20(5.5w)-dWP12 | Residential Indoor General Lighting: LED Lamp replaces pre-existing standard lighting Wattage. Measure includes Code case. Impacts: CFL-based HOU (varies by BldgType) | DEER2020 | D20v1 | 2020-11-24 16:30 | Res-Iltg-SI-dWatt | DEER | Scaled | BaseRatio |  |  | None |  | 0 |  | 1 | Res | Any | Lighting | InGen-ScrewIn | Ltg_Lamp | LED_lamp |  | ILtg-Res-LED-20000hr |  |  |  | LEDratio0321 | LEDratio0321 | LED-PAR20(5.5w) | Available |  | 0 | 0 |  | NrNc |  |  |  | None | 2020-01-01 | 2020-03-18 | [5 empty] | Standard | DEER2020 update for: revised impacts, IEFs and peak demand | 1 | 1 | 0 | Deemed Ex Ante Team |  | DEER2020 update for: revised impacts, IEFs and peak demand |  | Updated to indicate claim/filing status
2020 | R-In-LED-PAR20(6w)-dWP13 | Residential Indoor General Lighting: LED Lamp replaces pre-existing standard lighting Wattage. Measure includes Code case. Impacts: CFL-based HOU (varies by BldgType) | DEER2020 | D20v1 | 2020-11-24 16:30 | Res-Iltg-SI-dWatt | DEER | Scaled | BaseRatio |  |  | None |  | 0 |  | 1 | Res | Any | Lighting | InGen-ScrewIn | Ltg_Lamp | LED_lamp |  | ILtg-Res-LED-20000hr |  |  |  | LEDratio0321 | LEDratio0321 | LED-PAR20(6w) | Available |  | 0 | 0 |  | NrNc |  |  |  | None | 2020-01-01 | 2020-03-18 | [5 empty] | Standard | DEER2020 update for: revised impacts, IEFs and peak demand | 1 | 1 | 0 | Deemed Ex Ante Team |  | DEER2020 update for: revised impacts, IEFs and peak demand |  | Updated to indicate claim/filing status
2020 | R-In-LED-PAR20(7w)-dWP15 | Residential Indoor General Lighting: LED Lamp replaces pre-existing standard lighting Wattage. Measure includes Code case. Impacts: CFL-based HOU (varies by BldgType) | DEER2020 | D20v1 | 2020-11-24 16:30 | Res-Iltg-SI-dWatt | DEER | Scaled | BaseRatio |  |  | None |  | 0 |  | 1 | Res | Any | Lighting | InGen-ScrewIn | Ltg_Lamp | LED_lamp |  | ILtg-Res-LED-20000hr |  |  |  | LEDratio0321 | LEDratio0321 | LED-PAR20(7w) | Available |  | 0 | 0 |  | NrNc |  |  |  | None | 2020-01-01 | 2020-03-18 | [5 empty] | Standard | DEER2020 update for: revised impacts, IEFs and peak demand | 1 | 1 | 0 | Deemed Ex Ante Team |  | DEER2020 update for: revised impacts, IEFs and peak demand |  | Updated to indicate claim/filing status
2020 | R-In-LED-PAR20(8w)-dWP18 | Residential Indoor General Lighting: LED Lamp replaces pre-existing standard lighting Wattage. Measure includes Code case. Impacts: CFL-based HOU (varies by BldgType) | DEER2020 | D20v1 | 2020-11-24 16:30 | Res-Iltg-SI-dWatt | DEER | Scaled | BaseRatio |  |  | None |  | 0 |  | 1 | Res | Any | Lighting | InGen-ScrewIn | Ltg_Lamp | LED_lamp |  | ILtg-Res-LED-20000hr |  |  |  | LEDratio0321 | LEDratio0321 | LED-PAR20(8w) | Available |  | 0 | 0 |  | NrNc |  |  |  | None | 2020-01-01 | 2020-03-18 | [5 empty] | Standard | DEER2020 update for: revised impacts, IEFs and peak demand | 1 | 1 | 0 | Deemed Ex Ante Team |  | DEER2020 update for: revised impacts, IEFs and peak demand |  | Updated to indicate claim/filing status
2020 | R-In-LED-PAR20(9w)-dWP20 | Residential Indoor General Lighting: LED Lamp replaces pre-existing standard lighting Wattage. Measure includes Code case. Impacts: CFL-based HOU (varies by BldgType) | DEER2020 | D20v1 | 2020-11-24 16:30 | Res-Iltg-SI-dWatt | DEER | Scaled | BaseRatio |  |  | None |  | 0 |  | 1 | Res | Any | Lighting | InGen-ScrewIn | Ltg_Lamp | LED_lamp |  | ILtg-Res-LED-20000hr |  |  |  | LEDratio0321 | LEDratio0321 | LED-PAR20(9w) | Available |  | 0 | 0 |  | NrNc |  |  |  | None | 2020-01-01 | 2020-03-18 | [5 empty] | Standard | DEER2020 update for: revised impacts, IEFs and peak demand | 1 | 1 | 0 | Deemed Ex Ante Team |  | DEER2020 update for: revised impacts, IEFs and peak demand |  | Updated to indicate claim/filing status
2020 | R-In-LED-PAR30(10w)-dWP13 | Residential Indoor General Lighting: LED Lamp replaces pre-existing standard lighting Wattage. Measure includes Code case. Impacts: CFL-based HOU (varies by BldgType) | DEER2020 | D20v1 | 2020-11-24 16:30 | Res-Iltg-SI-dWatt | DEER | Scaled | BaseRatio |  |  | None |  | 0 |  | 1 | Res | Any | Lighting | InGen-ScrewIn | Ltg_Lamp | LED_lamp |  | ILtg-Res-LED-20000hr |  |  |  | LEDratio0234 | LEDratio0234 | LED-PAR30(10w) | Available |  | 0 | 0 |  | NrNc |  |  |  | None | 2020-01-01 | 2020-03-18 | [5 empty] | Standard | DEER2020 update for: revised impacts, IEFs and peak demand | 1 | 1 | 0 | Deemed Ex Ante Team |  | DEER2020 update for: revised impacts, IEFs and peak demand |  | Updated to indicate claim/filing status
2020 | R-In-LED-PAR30(11w)-dWP15 | Residential Indoor General Lighting: LED Lamp replaces pre-existing standard lighting Wattage. Measure includes Code case. Impacts: CFL-based HOU (varies by BldgType) | DEER2020 | D20v1 | 2020-11-24 16:30 | Res-Iltg-SI-dWatt | DEER | Scaled | BaseRatio |  |  | None |  | 0 |  | 1 | Res | Any | Lighting | InGen-ScrewIn | Ltg_Lamp | LED_lamp |  | ILtg-Res-LED-20000hr |  |  |  | LEDratio0234 | LEDratio0234 | LED-PAR30(11w) | Available |  | 0 | 0 |  | NrNc |  |  |  | None | 2020-01-01 | 2020-03-18 | [5 empty] | Standard | DEER2020 update for: revised impacts, IEFs and peak demand | 1 | 1 | 0 | Deemed Ex Ante Team |  | DEER2020 update for: revised impacts, IEFs and peak demand |  | Updated to indicate claim/filing status
2020 | R-In-LED-PAR30(12w)-dWP16 | Residential Indoor General Lighting: LED Lamp replaces pre-existing standard lighting Wattage. Measure includes Code case. Impacts: CFL-based HOU (varies by BldgType) | DEER2020 | D20v1 | 2020-11-24 16:30 | Res-Iltg-SI-dWatt | DEER | Scaled | BaseRatio |  |  | None |  | 0 |  | 1 | Res | Any | Lighting | InGen-ScrewIn | Ltg_Lamp | LED_lamp |  | ILtg-Res-LED-20000hr |  |  |  | LEDratio0234 | LEDratio0234 | LED-PAR30(12w) | Available |  | 0 | 0 |  | NrNc |  |  |  | None | 2020-01-01 | 2020-03-18 | [5 empty] | Standard | DEER2020 update for: revised impacts, IEFs and peak demand | 1 | 1 | 0 | Deemed Ex Ante Team |  | DEER2020 update for: revised impacts, IEFs and peak demand |  | Updated to indicate claim/filing status
2020 | R-In-LED-PAR30(13w)-dWP17 | Residential Indoor General Lighting: LED Lamp replaces pre-existing standard lighting Wattage. Measure includes Code case. Impacts: CFL-based HOU (varies by BldgType) | DEER2020 | D20v1 | 2020-11-24 16:30 | Res-Iltg-SI-dWatt | DEER | Scaled | BaseRatio |  |  | None |  | 0 |  | 1 | Res | Any | Lighting | InGen-ScrewIn | Ltg_Lamp | LED_lamp |  | ILtg-Res-LED-20000hr |  |  |  | LEDratio0234 | LEDratio0234 | LED-PAR30(13w) | Available |  | 0 | 0 |  | NrNc |  |  |  | None | 2020-01-01 | 2020-03-18 | [5 empty] | Standard | DEER2020 update for: revised impacts, IEFs and peak demand | 1 | 1 | 0 | Deemed Ex Ante Team |  | DEER2020 update for: revised impacts, IEFs and peak demand |  | Updated to indicate claim/filing status
2020 | R-In-LED-PAR30(14w)-dWP19 | Residential Indoor General Lighting: LED Lamp replaces pre-existing standard lighting Wattage. Measure includes Code case. Impacts: CFL-based HOU (varies by BldgType) | DEER2020 | D20v1 | 2020-11-24 16:30 | Res-Iltg-SI-dWatt | DEER | Scaled | BaseRatio |  |  | None |  | 0 |  | 1 | Res | Any | Lighting | InGen-ScrewIn | Ltg_Lamp | LED_lamp |  | ILtg-Res-LED-20000hr |  |  |  | LEDratio0234 | LEDratio0234 | LED-PAR30(14w) | Available |  | 0 | 0 |  | NrNc |  |  |  | None | 2020-01-01 | 2020-03-18 | [5 empty] | Standard | DEER2020 update for: revised impacts, IEFs and peak demand | 1 | 1 | 0 | Deemed Ex Ante Team |  | DEER2020 update for: revised impacts, IEFs and peak demand |  | Updated to indicate claim/filing status
2020 | R-In-LED-PAR30(15w)-dWP20 | Residential Indoor General Lighting: LED Lamp replaces pre-existing standard lighting Wattage. Measure includes Code case. Impacts: CFL-based HOU (varies by BldgType) | DEER2020 | D20v1 | 2020-11-24 16:30 | Res-Iltg-SI-dWatt | DEER | Scaled | BaseRatio |  |  | None |  | 0 |  | 1 | Res | Any | Lighting | InGen-ScrewIn | Ltg_Lamp | LED_lamp |  | ILtg-Res-LED-20000hr |  |  |  | LEDratio0234 | LEDratio0234 | LED-PAR30(15w) | Available |  | 0 | 0 |  | NrNc |  |  |  | None | 2020-01-01 | 2020-03-18 | [5 empty] | Standard | DEER2020 update for: revised impacts, IEFs and peak demand | 1 | 1 | 0 | Deemed Ex Ante Team |  | DEER2020 update for: revised impacts, IEFs and peak demand |  | Updated to indicate claim/filing status
2020 | R-In-LED-PAR30(16w)-dWP21 | Residential Indoor General Lighting: LED Lamp replaces pre-existing standard lighting Wattage. Measure includes Code case. Impacts: CFL-based HOU (varies by BldgType) | DEER2020 | D20v1 | 2020-11-24 16:30 | Res-Iltg-SI-dWatt | DEER | Scaled | BaseRatio |  |  | None |  | 0 |  | 1 | Res | Any | Lighting | InGen-ScrewIn | Ltg_Lamp | LED_lamp |  | ILtg-Res-LED-20000hr |  |  |  | LEDratio0234 | LEDratio0234 | LED-PAR30(16w) | Available |  | 0 | 0 |  | NrNc |  |  |  | None | 2020-01-01 | 2020-03-18 | [5 empty] | Standard | DEER2020 update for: revised impacts, IEFs and peak demand | 1 | 1 | 0 | Deemed Ex Ante Team |  | DEER2020 update for: revised impacts, IEFs and peak demand |  | Updated to indicate claim/filing status
2020 | R-In-LED-PAR30(17w)-dWP23 | Residential Indoor General Lighting: LED Lamp replaces pre-existing standard lighting Wattage. Measure includes Code case. Impacts: CFL-based HOU (varies by BldgType) | DEER2020 | D20v1 | 2020-11-24 16:30 | Res-Iltg-SI-dWatt | DEER | Scaled | BaseRatio |  |  | None |  | 0 |  | 1 | Res | Any | Lighting | InGen-ScrewIn | Ltg_Lamp | LED_lamp |  | ILtg-Res-LED-20000hr |  |  |  | LEDratio0234 | LEDratio0234 | LED-PAR30(17w) | Available |  | 0 | 0 |  | NrNc |  |  |  | None | 2020-01-01 | 2020-03-18 | [5 empty] | Standard | DEER2020 update for: revised impacts, IEFs and peak demand | 1 | 1 | 0 | Deemed Ex Ante Team |  | DEER2020 update for: revised impacts, IEFs and peak demand |  | Updated to indicate claim/filing status
2020 | R-In-LED-PAR30(18w)-dWP24 | Residential Indoor General Lighting: LED Lamp replaces pre-existing standard lighting Wattage. Measure includes Code case. Impacts: CFL-based HOU (varies by BldgType) | DEER2020 | D20v1 | 2020-11-24 16:30 | Res-Iltg-SI-dWatt | DEER | Scaled | BaseRatio |  |  | None |  | 0 |  | 1 | Res | Any | Lighting | InGen-ScrewIn | Ltg_Lamp | LED_lamp |  | ILtg-Res-LED-20000hr |  |  |  | LEDratio0234 | LEDratio0234 | LED-PAR30(18w) | Available |  | 0 | 0 |  | NrNc |  |  |  | None | 2020-01-01 | 2020-03-18 | [5 empty] | Standard | DEER2020 update for: revised impacts, IEFs and peak demand | 1 | 1 | 0 | Deemed Ex Ante Team |  | DEER2020 update for: revised impacts, IEFs and peak demand |  | Updated to indicate claim/filing status
2020 | R-In-LED-PAR30(19w)-dWP25 | Residential Indoor General Lighting: LED Lamp replaces pre-existing standard lighting Wattage. Measure includes Code case. Impacts: CFL-based HOU (varies by BldgType) | DEER2020 | D20v1 | 2020-11-24 16:30 | Res-Iltg-SI-dWatt | DEER | Scaled | BaseRatio |  |  | None |  | 0 |  | 1 | Res | Any | Lighting | InGen-ScrewIn | Ltg_Lamp | LED_lamp |  | ILtg-Res-LED-20000hr |  |  |  | LEDratio0234 | LEDratio0234 | LED-PAR30(19w) | Available |  | 0 | 0 |  | NrNc |  |  |  | None | 2020-01-01 | 2020-03-18 | [5 empty] | Standard | DEER2020 update for: revised impacts, IEFs and peak demand | 1 | 1 | 0 | Deemed Ex Ante Team |  | DEER2020 update for: revised impacts, IEFs and peak demand |  | Updated to indicate claim/filing status
2020 | R-In-LED-PAR30(20w)-dWP27 | Residential Indoor General Lighting: LED Lamp replaces pre-existing standard lighting Wattage. Measure includes Code case. Impacts: CFL-based HOU (varies by BldgType) | DEER2020 | D20v1 | 2020-11-24 16:30 | Res-Iltg-SI-dWatt | DEER | Scaled | BaseRatio |  |  | None |  | 0 |  | 1 | Res | Any | Lighting | InGen-ScrewIn | Ltg_Lamp | LED_lamp |  | ILtg-Res-LED-20000hr |  |  |  | LEDratio0234 | LEDratio0234 | LED-PAR30(20w) | Available |  | 0 | 0 |  | NrNc |  |  |  | None | 2020-01-01 | 2020-03-18 | [5 empty] | Standard | DEER2020 update for: revised impacts, IEFs and peak demand | 1 | 1 | 0 | Deemed Ex Ante Team |  | DEER2020 update for: revised impacts, IEFs and peak demand |  | Updated to indicate claim/filing status
2020 | R-In-LED-PAR30(21w)-dWP28 | Residential Indoor General Lighting: LED Lamp replaces pre-existing standard lighting Wattage. Measure includes Code case. Impacts: CFL-based HOU (varies by BldgType) | DEER2020 | D20v1 | 2020-11-24 16:30 | Res-Iltg-SI-dWatt | DEER | Scaled | BaseRatio |  |  | None |  | 0 |  | 1 | Res | Any | Lighting | InGen-ScrewIn | Ltg_Lamp | LED_lamp |  | ILtg-Res-LED-20000hr |  |  |  | LEDratio0234 | LEDratio0234 | LED-PAR30(21w) | Available |  | 0 | 0 |  | NrNc |  |  |  | None | 2020-01-01 | 2020-03-18 | [5 empty] | Standard | DEER2020 update for: revised impacts, IEFs and peak demand | 1 | 1 | 0 | Deemed Ex Ante Team |  | DEER2020 update for: revised impacts, IEFs and peak demand |  | Updated to indicate claim/filing status
2020 | R-In-LED-PAR30(6w)-dWP8 | Residential Indoor General Lighting: LED Lamp replaces pre-existing standard lighting Wattage. Measure includes Code case. Impacts: CFL-based HOU (varies by BldgType) | DEER2020 | D20v1 | 2020-11-24 16:30 | Res-Iltg-SI-dWatt | DEER | Scaled | BaseRatio |  |  | None |  | 0 |  | 1 | Res | Any | Lighting | InGen-ScrewIn | Ltg_Lamp | LED_lamp |  | ILtg-Res-LED-20000hr |  |  |  | LEDratio0234 | LEDratio0234 | LED-PAR30(6w) | Available |  | 0 | 0 |  | NrNc |  |  |  | None | 2020-01-01 | 2020-03-18 | [5 empty] | Standard | DEER2020 update for: revised impacts, IEFs and peak demand | 1 | 1 | 0 | Deemed Ex Ante Team |  | DEER2020 update for: revised impacts, IEFs and peak demand |  | Updated to indicate claim/filing status
2020 | R-In-LED-PAR30(7w)-dWP9 | Residential Indoor General Lighting: LED Lamp replaces pre-existing standard lighting Wattage. Measure includes Code case. Impacts: CFL-based HOU (varies by BldgType) | DEER2020 | D20v1 | 2020-11-24 16:30 | Res-Iltg-SI-dWatt | DEER | Scaled | BaseRatio |  |  | None |  | 0 |  | 1 | Res | Any | Lighting | InGen-ScrewIn | Ltg_Lamp | LED_lamp |  | ILtg-Res-LED-20000hr |  |  |  | LEDratio0234 | LEDratio0234 | LED-PAR30(7w) | Available |  | 0 | 0 |  | NrNc |  |  |  | None | 2020-01-01 | 2020-03-18 | [5 empty] | Standard | DEER2020 update for: revised impacts, IEFs and peak demand | 1 | 1 | 0 | Deemed Ex Ante Team |  | DEER2020 update for: revised impacts, IEFs and peak demand |  | Updated to indicate claim/filing status
2020 | R-In-LED-PAR30(8w)-dWP11 | Residential Indoor General Lighting: LED Lamp replaces pre-existing standard lighting Wattage. Measure includes Code case. Impacts: CFL-based HOU (varies by BldgType) | DEER2020 | D20v1 | 2020-11-24 16:30 | Res-Iltg-SI-dWatt | DEER | Scaled | BaseRatio |  |  | None |  | 0 |  | 1 | Res | Any | Lighting | InGen-ScrewIn | Ltg_Lamp | LED_lamp |  | ILtg-Res-LED-20000hr |  |  |  | LEDratio0234 | LEDratio0234 | LED-PAR30(8w) | Available |  | 0 | 0 |  | NrNc |  |  |  | None | 2020-01-01 | 2020-03-18 | [5 empty] | Standard | DEER2020 update for: revised impacts, IEFs and peak demand | 1 | 1 | 0 | Deemed Ex Ante Team |  | DEER2020 update for: revised impacts, IEFs and peak demand |  | Updated to indicate claim/filing status
2020 | R-In-LED-PAR30(9w)-dWP12 | Residential Indoor General Lighting: LED Lamp replaces pre-existing standard lighting Wattage. Measure includes Code case. Impacts: CFL-based HOU (varies by BldgType) | DEER2020 | D20v1 | 2020-11-24 16:30 | Res-Iltg-SI-dWatt | DEER | Scaled | BaseRatio |  |  | None |  | 0 |  | 1 | Res | Any | Lighting | InGen-ScrewIn | Ltg_Lamp | LED_lamp |  | ILtg-Res-LED-20000hr |  |  |  | LEDratio0234 | LEDratio0234 | LED-PAR30(9w) | Available |  | 0 | 0 |  | NrNc |  |  |  | None | 2020-01-01 | 2020-03-18 | [5 empty] | Standard | DEER2020 update for: revised impacts, IEFs and peak demand | 1 | 1 | 0 | Deemed Ex Ante Team |  | DEER2020 update for: revised impacts, IEFs and peak demand |  | Updated to indicate claim/filing status
2020 | R-In-LED-PAR38(10w)-dWP16 | Residential Indoor General Lighting: LED Lamp replaces pre-existing standard lighting Wattage. Measure includes Code case. Impacts: CFL-based HOU (varies by BldgType) | DEER2020 | D20v1 | 2020-11-24 16:30 | Res-Iltg-SI-dWatt | DEER | Scaled | BaseRatio |  |  | None |  | 0 |  | 1 | Res | Any | Lighting | InGen-ScrewIn | Ltg_Lamp | LED_lamp |  | ILtg-Res-LED-20000hr |  |  |  | LEDratio0260 | LEDratio0260 | LED-PAR38(10w) | Available |  | 0 | 0 |  | NrNc |  |  |  | None | 2020-01-01 | 2020-03-18 | [5 empty] | Standard | DEER2020 update for: revised impacts, IEFs and peak demand | 1 | 1 | 0 | Deemed Ex Ante Team |  | DEER2020 update for: revised impacts, IEFs and peak demand |  | Updated to indicate claim/filing status
2020 | R-In-LED-PAR38(11w)-dWP18 | Residential Indoor General Lighting: LED Lamp replaces pre-existing standard lighting Wattage. Measure includes Code case. Impacts: CFL-based HOU (varies by BldgType) | DEER2020 | D20v1 | 2020-11-24 16:30 | Res-Iltg-SI-dWatt | DEER | Scaled | BaseRatio |  |  | None |  | 0 |  | 1 | Res | Any | Lighting | InGen-ScrewIn | Ltg_Lamp | LED_lamp |  | ILtg-Res-LED-20000hr |  |  |  | LEDratio0260 | LEDratio0260 | LED-PAR38(11w) | Available |  | 0 | 0 |  | NrNc |  |  |  | None | 2020-01-01 | 2020-03-18 | [5 empty] | Standard | DEER2020 update for: revised impacts, IEFs and peak demand | 1 | 1 | 0 | Deemed Ex Ante Team |  | DEER2020 update for: revised impacts, IEFs and peak demand |  | Updated to indicate claim/filing status
2020 | R-In-LED-PAR38(12w)-dWP19 | Residential Indoor General Lighting: LED Lamp replaces pre-existing standard lighting Wattage. Measure includes Code case. Impacts: CFL-based HOU (varies by BldgType) | DEER2020 | D20v1 | 2020-11-24 16:30 | Res-Iltg-SI-dWatt | DEER | Scaled | BaseRatio |  |  | None |  | 0 |  | 1 | Res | Any | Lighting | InGen-ScrewIn | Ltg_Lamp | LED_lamp |  | ILtg-Res-LED-20000hr |  |  |  | LEDratio0260 | LEDratio0260 | LED-PAR38(12w) | Available |  | 0 | 0 |  | NrNc |  |  |  | None | 2020-01-01 | 2020-03-18 | [5 empty] | Standard | DEER2020 update for: revised impacts, IEFs and peak demand | 1 | 1 | 0 | Deemed Ex Ante Team |  | DEER2020 update for: revised impacts, IEFs and peak demand |  | Updated to indicate claim/filing status
2020 | R-In-LED-PAR38(13w)-dWP21 | Residential Indoor General Lighting: LED Lamp replaces pre-existing standard lighting Wattage. Measure includes Code case. Impacts: CFL-based HOU (varies by BldgType) | DEER2020 | D20v1 | 2020-11-24 16:30 | Res-Iltg-SI-dWatt | DEER | Scaled | BaseRatio |  |  | None |  | 0 |  | 1 | Res | Any | Lighting | InGen-ScrewIn | Ltg_Lamp | LED_lamp |  | ILtg-Res-LED-20000hr |  |  |  | LEDratio0260 | LEDratio0260 | LED-PAR38(13w) | Available |  | 0 | 0 |  | NrNc |  |  |  | None | 2020-01-01 | 2020-03-18 | [5 empty] | Standard | DEER2020 update for: revised impacts, IEFs and peak demand | 1 | 1 | 0 | Deemed Ex Ante Team |  | DEER2020 update for: revised impacts, IEFs and peak demand |  | Updated to indicate claim/filing status
2020 | R-In-LED-PAR38(14w)-dWP22 | Residential Indoor General Lighting: LED Lamp replaces pre-existing standard lighting Wattage. Measure includes Code case. Impacts: CFL-based HOU (varies by BldgType) | DEER2020 | D20v1 | 2020-11-24 16:30 | Res-Iltg-SI-dWatt | DEER | Scaled | BaseRatio |  |  | None |  | 0 |  | 1 | Res | Any | Lighting | InGen-ScrewIn | Ltg_Lamp | LED_lamp |  | ILtg-Res-LED-20000hr |  |  |  | LEDratio0260 | LEDratio0260 | LED-PAR38(14w) | Available |  | 0 | 0 |  | NrNc |  |  |  | None | 2020-01-01 | 2020-03-18 | [5 empty] | Standard | DEER2020 update for: revised impacts, IEFs and peak demand | 1 | 1 | 0 | Deemed Ex Ante Team |  | DEER2020 update for: revised impacts, IEFs and peak demand |  | Updated to indicate claim/filing status
2020 | R-In-LED-PAR38(15w)-dWP24 | Residential Indoor General Lighting: LED Lamp replaces pre-existing standard lighting Wattage. Measure includes Code case. Impacts: CFL-based HOU (varies by BldgType) | DEER2020 | D20v1 | 2020-11-24 16:30 | Res-Iltg-SI-dWatt | DEER | Scaled | BaseRatio |  |  | None |  | 0 |  | 1 | Res | Any | Lighting | InGen-ScrewIn | Ltg_Lamp | LED_lamp |  | ILtg-Res-LED-20000hr |  |  |  | LEDratio0260 | LEDratio0260 | LED-PAR38(15w) | Available |  | 0 | 0 |  | NrNc |  |  |  | None | 2020-01-01 | 2020-03-18 | [5 empty] | Standard | DEER2020 update for: revised impacts, IEFs and peak demand | 1 | 1 | 0 | Deemed Ex Ante Team |  | DEER2020 update for: revised impacts, IEFs and peak demand |  | Updated to indicate claim/filing status
2020 | R-In-LED-PAR38(16w)-dWP26 | Residential Indoor General Lighting: LED Lamp replaces pre-existing standard lighting Wattage. Measure includes Code case. Impacts: CFL-based HOU (varies by BldgType) | DEER2020 | D20v1 | 2020-11-24 16:30 | Res-Iltg-SI-dWatt | DEER | Scaled | BaseRatio |  |  | None |  | 0 |  | 1 | Res | Any | Lighting | InGen-ScrewIn | Ltg_Lamp | LED_lamp |  | ILtg-Res-LED-20000hr |  |  |  | LEDratio0260 | LEDratio0260 | LED-PAR38(16w) | Available |  | 0 | 0 |  | NrNc |  |  |  | None | 2020-01-01 | 2020-03-18 | [5 empty] | Standard | DEER2020 update for: revised impacts, IEFs and peak demand | 1 | 1 | 0 | Deemed Ex Ante Team |  | DEER2020 update for: revised impacts, IEFs and peak demand |  | Updated to indicate claim/filing status
2020 | R-In-LED-PAR38(17w)-dWP27 | Residential Indoor General Lighting: LED Lamp replaces pre-existing standard lighting Wattage. Measure includes Code case. Impacts: CFL-based HOU (varies by BldgType) | DEER2020 | D20v1 | 2020-11-24 16:30 | Res-Iltg-SI-dWatt | DEER | Scaled | BaseRatio |  |  | None |  | 0 |  | 1 | Res | Any | Lighting | InGen-ScrewIn | Ltg_Lamp | LED_lamp |  | ILtg-Res-LED-20000hr |  |  |  | LEDratio0260 | LEDratio0260 | LED-PAR38(17w) | Available |  | 0 | 0 |  | NrNc |  |  |  | None | 2020-01-01 | 2020-03-18 | [5 empty] | Standard | DEER2020 update for: revised impacts, IEFs and peak demand | 1 | 1 | 0 | Deemed Ex Ante Team |  | DEER2020 update for: revised impacts, IEFs and peak demand |  | Updated to indicate claim/filing status
2020 | R-In-LED-PAR38(18w)-dWP29 | Residential Indoor General Lighting: LED Lamp replaces pre-existing standard lighting Wattage. Measure includes Code case. Impacts: CFL-based HOU (varies by BldgType) | DEER2020 | D20v1 | 2020-11-24 16:30 | Res-Iltg-SI-dWatt | DEER | Scaled | BaseRatio |  |  | None |  | 0 |  | 1 | Res | Any | Lighting | InGen-ScrewIn | Ltg_Lamp | LED_lamp |  | ILtg-Res-LED-20000hr |  |  |  | LEDratio0260 | LEDratio0260 | LED-PAR38(18w) | Available |  | 0 | 0 |  | NrNc |  |  |  | None | 2020-01-01 | 2020-03-18 | [5 empty] | Standard | DEER2020 update for: revised impacts, IEFs and peak demand | 1 | 1 | 0 | Deemed Ex Ante Team |  | DEER2020 update for: revised impacts, IEFs and peak demand |  | Updated to indicate claim/filing status
2020 | R-In-LED-PAR38(19w)-dWP30 | Residential Indoor General Lighting: LED Lamp replaces pre-existing standard lighting Wattage. Measure includes Code case. Impacts: CFL-based HOU (varies by BldgType) | DEER2020 | D20v1 | 2020-11-24 16:30 | Res-Iltg-SI-dWatt | DEER | Scaled | BaseRatio |  |  | None |  | 0 |  | 1 | Res | Any | Lighting | InGen-ScrewIn | Ltg_Lamp | LED_lamp |  | ILtg-Res-LED-20000hr |  |  |  | LEDratio0260 | LEDratio0260 | LED-PAR38(19w) | Available |  | 0 | 0 |  | NrNc |  |  |  | None | 2020-01-01 | 2020-03-18 | [5 empty] | Standard | DEER2020 update for: revised impacts, IEFs and peak demand | 1 | 1 | 0 | Deemed Ex Ante Team |  | DEER2020 update for: revised impacts, IEFs and peak demand |  | Updated to indicate claim/filing status
2020 | R-In-LED-PAR38(20.1w)-dWP32 | Residential Indoor General Lighting: LED Lamp replaces pre-existing standard lighting Wattage. Measure includes Code case. Impacts: CFL-based HOU (varies by BldgType) | DEER2020 | D20v1 | 2020-11-24 16:30 | Res-Iltg-SI-dWatt | DEER | Scaled | BaseRatio |  |  | None |  | 0 |  | 1 | Res | Any | Lighting | InGen-ScrewIn | Ltg_Lamp | LED_lamp |  | ILtg-Res-LED-20000hr |  |  |  | LEDratio0260 | LEDratio0260 | LED-PAR38(20.1w) | Available |  | 0 | 0 |  | NrNc |  |  |  | None | 2020-01-01 | 2020-03-18 | [5 empty] | Standard | DEER2020 update for: revised impacts, IEFs and peak demand | 1 | 1 | 0 | Deemed Ex Ante Team |  | DEER2020 update for: revised impacts, IEFs and peak demand |  | Updated to indicate claim/filing status
2020 | R-In-LED-PAR38(20w)-dWP32 | Residential Indoor General Lighting: LED Lamp replaces pre-existing standard lighting Wattage. Measure includes Code case. Impacts: CFL-based HOU (varies by BldgType) | DEER2020 | D20v1 | 2020-11-24 16:30 | Res-Iltg-SI-dWatt | DEER | Scaled | BaseRatio |  |  | None |  | 0 |  | 1 | Res | Any | Lighting | InGen-ScrewIn | Ltg_Lamp | LED_lamp |  | ILtg-Res-LED-20000hr |  |  |  | LEDratio0260 | LEDratio0260 | LED-PAR38(20w) | Available |  | 0 | 0 |  | NrNc |  |  |  | None | 2020-01-01 | 2020-03-18 | [5 empty] | Standard | DEER2020 update for: revised impacts, IEFs and peak demand | 1 | 1 | 0 | Deemed Ex Ante Team |  | DEER2020 update for: revised impacts, IEFs and peak demand |  | Updated to indicate claim/filing status
2020 | R-In-LED-PAR38(21w)-dWP34 | Residential Indoor General Lighting: LED Lamp replaces pre-existing standard lighting Wattage. Measure includes Code case. Impacts: CFL-based HOU (varies by BldgType) | DEER2020 | D20v1 | 2020-11-24 16:30 | Res-Iltg-SI-dWatt | DEER | Scaled | BaseRatio |  |  | None |  | 0 |  | 1 | Res | Any | Lighting | InGen-ScrewIn | Ltg_Lamp | LED_lamp |  | ILtg-Res-LED-20000hr |  |  |  | LEDratio0260 | LEDratio0260 | LED-PAR38(21w) | Available |  | 0 | 0 |  | NrNc |  |  |  | None | 2020-01-01 | 2020-03-18 | [5 empty] | Standard | DEER2020 update for: revised impacts, IEFs and peak demand | 1 | 1 | 0 | Deemed Ex Ante Team |  | DEER2020 update for: revised impacts, IEFs and peak demand |  | Updated to indicate claim/filing status
2020 | R-In-LED-PAR38(22w)-dWP35 | Residential Indoor General Lighting: LED Lamp replaces pre-existing standard lighting Wattage. Measure includes Code case. Impacts: CFL-based HOU (varies by BldgType) | DEER2020 | D20v1 | 2020-11-24 16:30 | Res-Iltg-SI-dWatt | DEER | Scaled | BaseRatio |  |  | None |  | 0 |  | 1 | Res | Any | Lighting | InGen-ScrewIn | Ltg_Lamp | LED_lamp |  | ILtg-Res-LED-20000hr |  |  |  | LEDratio0260 | LEDratio0260 | LED-PAR38(22w) | Available |  | 0 | 0 |  | NrNc |  |  |  | None | 2020-01-01 | 2020-03-18 | [5 empty] | Standard | DEER2020 update for: revised impacts, IEFs and peak demand | 1 | 1 | 0 | Deemed Ex Ante Team |  | DEER2020 update for: revised impacts, IEFs and peak demand |  | Updated to indicate claim/filing status
2020 | R-In-LED-PAR38(23w)-dWP37 | Residential Indoor General Lighting: LED Lamp replaces pre-existing standard lighting Wattage. Measure includes Code case. Impacts: CFL-based HOU (varies by BldgType) | DEER2020 | D20v1 | 2020-11-24 16:30 | Res-Iltg-SI-dWatt | DEER | Scaled | BaseRatio |  |  | None |  | 0 |  | 1 | Res | Any | Lighting | InGen-ScrewIn | Ltg_Lamp | LED_lamp |  | ILtg-Res-LED-20000hr |  |  |  | LEDratio0260 | LEDratio0260 | LED-PAR38(23w) | Available |  | 0 | 0 |  | NrNc |  |  |  | None | 2020-01-01 | 2020-03-18 | [5 empty] | Standard | DEER2020 update for: revised impacts, IEFs and peak demand | 1 | 1 | 0 | Deemed Ex Ante Team |  | DEER2020 update for: revised impacts, IEFs and peak demand |  | Updated to indicate claim/filing status
2020 | R-In-LED-PAR38(24w)-dWP38 | Residential Indoor General Lighting: LED Lamp replaces pre-existing standard lighting Wattage. Measure includes Code case. Impacts: CFL-based HOU (varies by BldgType) | DEER2020 | D20v1 | 2020-11-24 16:30 | Res-Iltg-SI-dWatt | DEER | Scaled | BaseRatio |  |  | None |  | 0 |  | 1 | Res | Any | Lighting | InGen-ScrewIn | Ltg_Lamp | LED_lamp |  | ILtg-Res-LED-20000hr |  |  |  | LEDratio0260 | LEDratio0260 | LED-PAR38(24w) | Available |  | 0 | 0 |  | NrNc |  |  |  | None | 2020-01-01 | 2020-03-18 | [5 empty] | Standard | DEER2020 update for: revised impacts, IEFs and peak demand | 1 | 1 | 0 | Deemed Ex Ante Team |  | DEER2020 update for: revised impacts, IEFs and peak demand |  | Updated to indicate claim/filing status
2020 | R-In-LED-PAR38(25w)-dWP40 | Residential Indoor General Lighting: LED Lamp replaces pre-existing standard lighting Wattage. Measure includes Code case. Impacts: CFL-based HOU (varies by BldgType) | DEER2020 | D20v1 | 2020-11-24 16:30 | Res-Iltg-SI-dWatt | DEER | Scaled | BaseRatio |  |  | None |  | 0 |  | 1 | Res | Any | Lighting | InGen-ScrewIn | Ltg_Lamp | LED_lamp |  | ILtg-Res-LED-20000hr |  |  |  | LEDratio0260 | LEDratio0260 | LED-PAR38(25w) | Available |  | 0 | 0 |  | NrNc |  |  |  | None | 2020-01-01 | 2020-03-18 | [5 empty] | Standard | DEER2020 update for: revised impacts, IEFs and peak demand | 1 | 1 | 0 | Deemed Ex Ante Team |  | DEER2020 update for: revised impacts, IEFs and peak demand |  | Updated to indicate claim/filing status
2020 | R-In-LED-PAR38(26w)-dWP42 | Residential Indoor General Lighting: LED Lamp replaces pre-existing standard lighting Wattage. Measure includes Code case. Impacts: CFL-based HOU (varies by BldgType) | DEER2020 | D20v1 | 2020-11-24 16:30 | Res-Iltg-SI-dWatt | DEER | Scaled | BaseRatio |  |  | None |  | 0 |  | 1 | Res | Any | Lighting | InGen-ScrewIn | Ltg_Lamp | LED_lamp |  | ILtg-Res-LED-20000hr |  |  |  | LEDratio0260 | LEDratio0260 | LED-PAR38(26w) | Available |  | 0 | 0 |  | NrNc |  |  |  | None | 2020-01-01 | 2020-03-18 | [5 empty] | Standard | DEER2020 update for: revised impacts, IEFs and peak demand | 1 | 1 | 0 | Deemed Ex Ante Team |  | DEER2020 update for: revised impacts, IEFs and peak demand |  | Updated to indicate claim/filing status
2020 | R-In-LED-PAR38(27w)-dWP43 | Residential Indoor General Lighting: LED Lamp replaces pre-existing standard lighting Wattage. Measure includes Code case. Impacts: CFL-based HOU (varies by BldgType) | DEER2020 | D20v1 | 2020-11-24 16:30 | Res-Iltg-SI-dWatt | DEER | Scaled | BaseRatio |  |  | None |  | 0 |  | 1 | Res | Any | Lighting | InGen-ScrewIn | Ltg_Lamp | LED_lamp |  | ILtg-Res-LED-20000hr |  |  |  | LEDratio0260 | LEDratio0260 | LED-PAR38(27w) | Available |  | 0 | 0 |  | NrNc |  |  |  | None | 2020-01-01 | 2020-03-18 | [5 empty] | Standard | DEER2020 update for: revised impacts, IEFs and peak demand | 1 | 1 | 0 | Deemed Ex Ante Team |  | DEER2020 update for: revised impacts, IEFs and peak demand |  | Updated to indicate claim/filing status
2020 | R-In-LED-PAR38(7w)-dWP11 | Residential Indoor General Lighting: LED Lamp replaces pre-existing standard lighting Wattage. Measure includes Code case. Impacts: CFL-based HOU (varies by BldgType) | DEER2020 | D20v1 | 2020-11-24 16:30 | Res-Iltg-SI-dWatt | DEER | Scaled | BaseRatio |  |  | None |  | 0 |  | 1 | Res | Any | Lighting | InGen-ScrewIn | Ltg_Lamp | LED_lamp |  | ILtg-Res-LED-20000hr |  |  |  | LEDratio0260 | LEDratio0260 | LED-PAR38(7w) | Available |  | 0 | 0 |  | NrNc |  |  |  | None | 2020-01-01 | 2020-03-18 | [5 empty] | Standard | DEER2020 update for: revised impacts, IEFs and peak demand | 1 | 1 | 0 | Deemed Ex Ante Team |  | DEER2020 update for: revised impacts, IEFs and peak demand |  | Updated to indicate claim/filing status
2020 | R-In-LED-PAR38(8w)-dWP13 | Residential Indoor General Lighting: LED Lamp replaces pre-existing standard lighting Wattage. Measure includes Code case. Impacts: CFL-based HOU (varies by BldgType) | DEER2020 | D20v1 | 2020-11-24 16:30 | Res-Iltg-SI-dWatt | DEER | Scaled | BaseRatio |  |  | None |  | 0 |  | 1 | Res | Any | Lighting | InGen-ScrewIn | Ltg_Lamp | LED_lamp |  | ILtg-Res-LED-20000hr |  |  |  | LEDratio0260 | LEDratio0260 | LED-PAR38(8w) | Available |  | 0 | 0 |  | NrNc |  |  |  | None | 2020-01-01 | 2020-03-18 | [5 empty] | Standard | DEER2020 update for: revised impacts, IEFs and peak demand | 1 | 1 | 0 | Deemed Ex Ante Team |  | DEER2020 update for: revised impacts, IEFs and peak demand |  | Updated to indicate claim/filing status
2020 | R-In-LED-PAR38(9w)-dWP14 | Residential Indoor General Lighting: LED Lamp replaces pre-existing standard lighting Wattage. Measure includes Code case. Impacts: CFL-based HOU (varies by BldgType) | DEER2020 | D20v1 | 2020-11-24 16:30 | Res-Iltg-SI-dWatt | DEER | Scaled | BaseRatio |  |  | None |  | 0 |  | 1 | Res | Any | Lighting | InGen-ScrewIn | Ltg_Lamp | LED_lamp |  | ILtg-Res-LED-20000hr |  |  |  | LEDratio0260 | LEDratio0260 | LED-PAR38(9w) | Available |  | 0 | 0 |  | NrNc |  |  |  | None | 2020-01-01 | 2020-03-18 | [5 empty] | Standard | DEER2020 update for: revised impacts, IEFs and peak demand | 1 | 1 | 0 | Deemed Ex Ante Team |  | DEER2020 update for: revised impacts, IEFs and peak demand |  | Updated to indicate claim/filing status
2020 | R-In-LED-RefR(10w)-dWP32 | Residential Indoor General Lighting: LED Lamp replaces pre-existing standard lighting Wattage. Measure includes Code case. Impacts: CFL-based HOU (varies by BldgType) | DEER2020 | D20v1 | 2020-11-24 16:30 | Res-Iltg-SI-dWatt | DEER | Scaled | BaseRatio |  |  | None |  | 0 |  | 1 | Res | Any | Lighting | InGen-ScrewIn | Ltg_Lamp | LED_lamp |  | ILtg-Res-LED-20000hr |  |  |  | LEDratio0417 | LEDratio0417 | LED-RefR(10w) | Available |  | 0 | 0 |  | NrNc |  |  |  | None | 2020-01-01 | 2020-03-18 | [5 empty] | Standard | DEER2020 update for: revised impacts, IEFs and peak demand | 1 | 1 | 0 | Deemed Ex Ante Team |  | DEER2020 update for: revised impacts, IEFs and peak demand |  | Updated to indicate claim/filing status
2020 | R-In-LED-RefR(11w)-dWP25 | Residential Indoor General Lighting: LED Lamp replaces pre-existing standard lighting Wattage. Measure includes Code case. Impacts: CFL-based HOU (varies by BldgType) | DEER2020 | D20v1 | 2020-11-24 16:30 | Res-Iltg-SI-dWatt | DEER | Scaled | BaseRatio |  |  | None |  | 0 |  | 1 | Res | Any | Lighting | InGen-ScrewIn | Ltg_Lamp | LED_lamp |  | ILtg-Res-LED-20000hr |  |  |  | LEDratio0328 | LEDratio0328 | LED-RefR(11w) | Available |  | 0 | 0 |  | NrNc |  |  |  | None | 2020-01-01 | 2020-03-18 | [5 empty] | Standard | DEER2020 update for: revised impacts, IEFs and peak demand | 1 | 1 | 0 | Deemed Ex Ante Team |  | DEER2020 update for: revised impacts, IEFs and peak demand |  | Updated to indicate claim/filing status
2020 | R-In-LED-RefR(12w)-dWP27 | Residential Indoor General Lighting: LED Lamp replaces pre-existing standard lighting Wattage. Measure includes Code case. Impacts: CFL-based HOU (varies by BldgType) | DEER2020 | D20v1 | 2020-11-24 16:30 | Res-Iltg-SI-dWatt | DEER | Scaled | BaseRatio |  |  | None |  | 0 |  | 1 | Res | Any | Lighting | InGen-ScrewIn | Ltg_Lamp | LED_lamp |  | ILtg-Res-LED-20000hr |  |  |  | LEDratio0328 | LEDratio0328 | LED-RefR(12w) | Available |  | 0 | 0 |  | NrNc |  |  |  | None | 2020-01-01 | 2020-03-18 | [5 empty] | Standard | DEER2020 update for: revised impacts, IEFs and peak demand | 1 | 1 | 0 | Deemed Ex Ante Team |  | DEER2020 update for: revised impacts, IEFs and peak demand |  | Updated to indicate claim/filing status
2020 | R-In-LED-RefR(13w)-dWP30 | Residential Indoor General Lighting: LED Lamp replaces pre-existing standard lighting Wattage. Measure includes Code case. Impacts: CFL-based HOU (varies by BldgType) | DEER2020 | D20v1 | 2020-11-24 16:30 | Res-Iltg-SI-dWatt | DEER | Scaled | BaseRatio |  |  | None |  | 0 |  | 1 | Res | Any | Lighting | InGen-ScrewIn | Ltg_Lamp | LED_lamp |  | ILtg-Res-LED-20000hr |  |  |  | LEDratio0328 | LEDratio0328 | LED-RefR(13w) | Available |  | 0 | 0 |  | NrNc |  |  |  | None | 2020-01-01 | 2020-03-18 | [5 empty] | Standard | DEER2020 update for: revised impacts, IEFs and peak demand | 1 | 1 | 0 | Deemed Ex Ante Team |  | DEER2020 update for: revised impacts, IEFs and peak demand |  | Updated to indicate claim/filing status
2020 | R-In-LED-RefR(14w)-dWP28 | Residential Indoor General Lighting: LED Lamp replaces pre-existing standard lighting Wattage. Measure includes Code case. Impacts: CFL-based HOU (varies by BldgType) | DEER2020 | D20v1 | 2020-11-24 16:30 | Res-Iltg-SI-dWatt | DEER | Scaled | BaseRatio |  |  | None |  | 0 |  | 1 | Res | Any | Lighting | InGen-ScrewIn | Ltg_Lamp | LED_lamp |  | ILtg-Res-LED-20000hr |  |  |  | LEDratio0297 | LEDratio0297 | LED-RefR(14w) | Available |  | 0 | 0 |  | NrNc |  |  |  | None | 2020-01-01 | 2020-03-18 | [5 empty] | Standard | DEER2020 update for: revised impacts, IEFs and peak demand | 1 | 1 | 0 | Deemed Ex Ante Team |  | DEER2020 update for: revised impacts, IEFs and peak demand |  | Updated to indicate claim/filing status
2020 | R-In-LED-RefR(15w)-dWP30 | Residential Indoor General Lighting: LED Lamp replaces pre-existing standard lighting Wattage. Measure includes Code case. Impacts: CFL-based HOU (varies by BldgType) | DEER2020 | D20v1 | 2020-11-24 16:30 | Res-Iltg-SI-dWatt | DEER | Scaled | BaseRatio |  |  | None |  | 0 |  | 1 | Res | Any | Lighting | InGen-ScrewIn | Ltg_Lamp | LED_lamp |  | ILtg-Res-LED-20000hr |  |  |  | LEDratio0297 | LEDratio0297 | LED-RefR(15w) | Available |  | 0 | 0 |  | NrNc |  |  |  | None | 2020-01-01 | 2020-03-18 | [5 empty] | Standard | DEER2020 update for: revised impacts, IEFs and peak demand | 1 | 1 | 0 | Deemed Ex Ante Team |  | DEER2020 update for: revised impacts, IEFs and peak demand |  | Updated to indicate claim/filing status
2020 | R-In-LED-RefR(16w)-dWP32 | Residential Indoor General Lighting: LED Lamp replaces pre-existing standard lighting Wattage. Measure includes Code case. Impacts: CFL-based HOU (varies by BldgType) | DEER2020 | D20v1 | 2020-11-24 16:30 | Res-Iltg-SI-dWatt | DEER | Scaled | BaseRatio |  |  | None |  | 0 |  | 1 | Res | Any | Lighting | InGen-ScrewIn | Ltg_Lamp | LED_lamp |  | ILtg-Res-LED-20000hr |  |  |  | LEDratio0297 | LEDratio0297 | LED-RefR(16w) | Available |  | 0 | 0 |  | NrNc |  |  |  | None | 2020-01-01 | 2020-03-18 | [5 empty] | Standard | DEER2020 update for: revised impacts, IEFs and peak demand | 1 | 1 | 0 | Deemed Ex Ante Team |  | DEER2020 update for: revised impacts, IEFs and peak demand |  | Updated to indicate claim/filing status
2020 | R-In-LED-RefR(17w)-dWP33 | Residential Indoor General Lighting: LED Lamp replaces pre-existing standard lighting Wattage. Measure includes Code case. Impacts: CFL-based HOU (varies by BldgType) | DEER2020 | D20v1 | 2020-11-24 16:30 | Res-Iltg-SI-dWatt | DEER | Scaled | BaseRatio |  |  | None |  | 0 |  | 1 | Res | Any | Lighting | InGen-ScrewIn | Ltg_Lamp | LED_lamp |  | ILtg-Res-LED-20000hr |  |  |  | LEDratio0297 | LEDratio0297 | LED-RefR(17w) | Available |  | 0 | 0 |  | NrNc |  |  |  | None | 2020-01-01 | 2020-03-18 | [5 empty] | Standard | DEER2020 update for: revised impacts, IEFs and peak demand | 1 | 1 | 0 | Deemed Ex Ante Team |  | DEER2020 update for: revised impacts, IEFs and peak demand |  | Updated to indicate claim/filing status
2020 | R-In-LED-RefR(18w)-dWP35 | Residential Indoor General Lighting: LED Lamp replaces pre-existing standard lighting Wattage. Measure includes Code case. Impacts: CFL-based HOU (varies by BldgType) | DEER2020 | D20v1 | 2020-11-24 16:30 | Res-Iltg-SI-dWatt | DEER | Scaled | BaseRatio |  |  | None |  | 0 |  | 1 | Res | Any | Lighting | InGen-ScrewIn | Ltg_Lamp | LED_lamp |  | ILtg-Res-LED-20000hr |  |  |  | LEDratio0297 | LEDratio0297 | LED-RefR(18w) | Available |  | 0 | 0 |  | NrNc |  |  |  | None | 2020-01-01 | 2020-03-18 | [5 empty] | Standard | DEER2020 update for: revised impacts, IEFs and peak demand | 1 | 1 | 0 | Deemed Ex Ante Team |  | DEER2020 update for: revised impacts, IEFs and peak demand |  | Updated to indicate claim/filing status
2020 | R-In-LED-RefR(19w)-dWP37 | Residential Indoor General Lighting: LED Lamp replaces pre-existing standard lighting Wattage. Measure includes Code case. Impacts: CFL-based HOU (varies by BldgType) | DEER2020 | D20v1 | 2020-11-24 16:30 | Res-Iltg-SI-dWatt | DEER | Scaled | BaseRatio |  |  | None |  | 0 |  | 1 | Res | Any | Lighting | InGen-ScrewIn | Ltg_Lamp | LED_lamp |  | ILtg-Res-LED-20000hr |  |  |  | LEDratio0297 | LEDratio0297 | LED-RefR(19w) | Available |  | 0 | 0 |  | NrNc |  |  |  | None | 2020-01-01 | 2020-03-18 | [5 empty] | Standard | DEER2020 update for: revised impacts, IEFs and peak demand | 1 | 1 | 0 | Deemed Ex Ante Team |  | DEER2020 update for: revised impacts, IEFs and peak demand |  | Updated to indicate claim/filing status
2020 | R-In-LED-RefR(20w)-dWP39 | Residential Indoor General Lighting: LED Lamp replaces pre-existing standard lighting Wattage. Measure includes Code case. Impacts: CFL-based HOU (varies by BldgType) | DEER2020 | D20v1 | 2020-11-24 16:30 | Res-Iltg-SI-dWatt | DEER | Scaled | BaseRatio |  |  | None |  | 0 |  | 1 | Res | Any | Lighting | InGen-ScrewIn | Ltg_Lamp | LED_lamp |  | ILtg-Res-LED-20000hr |  |  |  | LEDratio0297 | LEDratio0297 | LED-RefR(20w) | Available |  | 0 | 0 |  | NrNc |  |  |  | None | 2020-01-01 | 2020-03-18 | [5 empty] | Standard | DEER2020 update for: revised impacts, IEFs and peak demand | 1 | 1 | 0 | Deemed Ex Ante Team |  | DEER2020 update for: revised impacts, IEFs and peak demand |  | Updated to indicate claim/filing status
2020 | R-In-LED-RefR(22w)-dWP43 | Residential Indoor General Lighting: LED Lamp replaces pre-existing standard lighting Wattage. Measure includes Code case. Impacts: CFL-based HOU (varies by BldgType) | DEER2020 | D20v1 | 2020-11-24 16:30 | Res-Iltg-SI-dWatt | DEER | Scaled | BaseRatio |  |  | None |  | 0 |  | 1 | Res | Any | Lighting | InGen-ScrewIn | Ltg_Lamp | LED_lamp |  | ILtg-Res-LED-20000hr |  |  |  | LEDratio0297 | LEDratio0297 | LED-RefR(22w) | Available |  | 0 | 0 |  | NrNc |  |  |  | None | 2020-01-01 | 2020-03-18 | [5 empty] | Standard | DEER2020 update for: revised impacts, IEFs and peak demand | 1 | 1 | 0 | Deemed Ex Ante Team |  | DEER2020 update for: revised impacts, IEFs and peak demand |  | Updated to indicate claim/filing status
2020 | R-In-LED-RefR(6w)-dWP19 | Residential Indoor General Lighting: LED Lamp replaces pre-existing standard lighting Wattage. Measure includes Code case. Impacts: CFL-based HOU (varies by BldgType) | DEER2020 | D20v1 | 2020-11-24 16:30 | Res-Iltg-SI-dWatt | DEER | Scaled | BaseRatio |  |  | None |  | 0 |  | 1 | Res | Any | Lighting | InGen-ScrewIn | Ltg_Lamp | LED_lamp |  | ILtg-Res-LED-20000hr |  |  |  | LEDratio0417 | LEDratio0417 | LED-RefR(6w) | Available |  | 0 | 0 |  | NrNc |  |  |  | None | 2020-01-01 | 2020-03-18 | [5 empty] | Standard | DEER2020 update for: revised impacts, IEFs and peak demand | 1 | 1 | 0 | Deemed Ex Ante Team |  | DEER2020 update for: revised impacts, IEFs and peak demand |  | Updated to indicate claim/filing status
2020 | R-In-LED-RefR(7w)-dWP22 | Residential Indoor General Lighting: LED Lamp replaces pre-existing standard lighting Wattage. Measure includes Code case. Impacts: CFL-based HOU (varies by BldgType) | DEER2020 | D20v1 | 2020-11-24 16:30 | Res-Iltg-SI-dWatt | DEER | Scaled | BaseRatio |  |  | None |  | 0 |  | 1 | Res | Any | Lighting | InGen-ScrewIn | Ltg_Lamp | LED_lamp |  | ILtg-Res-LED-20000hr |  |  |  | LEDratio0417 | LEDratio0417 | LED-RefR(7w) | Available |  | 0 | 0 |  | NrNc |  |  |  | None | 2020-01-01 | 2020-03-18 | [5 empty] | Standard | DEER2020 update for: revised impacts, IEFs and peak demand | 1 | 1 | 0 | Deemed Ex Ante Team |  | DEER2020 update for: revised impacts, IEFs and peak demand |  | Updated to indicate claim/filing status
2020 | R-In-LED-RefR(8w)-dWP25 | Residential Indoor General Lighting: LED Lamp replaces pre-existing standard lighting Wattage. Measure includes Code case. Impacts: CFL-based HOU (varies by BldgType) | DEER2020 | D20v1 | 2020-11-24 16:30 | Res-Iltg-SI-dWatt | DEER | Scaled | BaseRatio |  |  | None |  | 0 |  | 1 | Res | Any | Lighting | InGen-ScrewIn | Ltg_Lamp | LED_lamp |  | ILtg-Res-LED-20000hr |  |  |  | LEDratio0417 | LEDratio0417 | LED-RefR(8w) | Available |  | 0 | 0 |  | NrNc |  |  |  | None | 2020-01-01 | 2020-03-18 | [5 empty] | Standard | DEER2020 update for: revised impacts, IEFs and peak demand | 1 | 1 | 0 | Deemed Ex Ante Team |  | DEER2020 update for: revised impacts, IEFs and peak demand |  | Updated to indicate claim/filing status
2020 | R-In-LED-RefR(9w)-dWP29 | Residential Indoor General Lighting: LED Lamp replaces pre-existing standard lighting Wattage. Measure includes Code case. Impacts: CFL-based HOU (varies by BldgType) | DEER2020 | D20v1 | 2020-11-24 16:30 | Res-Iltg-SI-dWatt | DEER | Scaled | BaseRatio |  |  | None |  | 0 |  | 1 | Res | Any | Lighting | InGen-ScrewIn | Ltg_Lamp | LED_lamp |  | ILtg-Res-LED-20000hr |  |  |  | LEDratio0417 | LEDratio0417 | LED-RefR(9w) | Available |  | 0 | 0 |  | NrNc |  |  |  | None | 2020-01-01 | 2020-03-18 | [5 empty] | Standard | DEER2020 update for: revised impacts, IEFs and peak demand | 1 | 1 | 0 | Deemed Ex Ante Team |  | DEER2020 update for: revised impacts, IEFs and peak demand |  | Updated to indicate claim/filing status
2020 | R-OutCmn-LED-A19(EISA-Bin-100w-100LPW)-dWP2p4 | LED A Lamp replaces pre-existing standard lighting Wattage based on EISA bin and LPW | DEER2019 | D20 v0 | 2020-11-24 16:30 | All-Oltg-dWatt-MS | NonDEER | Scaled | DeltaWatts | 2.4 | 2.4 | None |  | 0 |  | 0 | Res | Any | Lighting | OutCommon | Ltg_Lamp | LED_lamp |  | OLtg-Res-LED-20000hr-Cmn | LED A19 Basecase, 75% LED, 25% CFL | LED A19 Basecase, 75% LED, 25% CFL | LED Lamp: A19, EISA Bin 100, 100 LPW |  |  |  | Available |  | 0 | 0 | DEER2019 Proposed Update | RobNc |  |  |  |  | 2019-01-01 | 2019-12-31 | [5 empty] | Standard | Measures expire 12/31/2019. In addition to HOU revision for 2019, impacts are revised to include DEER2020 update to the peak demand period definition | 1 | 1 | 0 | Deemed Ex Ante Team |  | Measures expire 12/31/2019. In addition to HOU revision for 2019, impacts are revised to include DEER2020 update to the peak demand period definition |  | Updated to indicate claim/filing status
2020 | R-OutCmn-LED-A19(EISA-Bin-100w-100LPW)-dWP2p4 | LED A Lamp replaces pre-existing standard lighting Wattage based on EISA bin and LPW | DEER2020 | D20v1 | 2020-11-24 16:30 | All-Oltg-dWatt-MS | NonDEER | Scaled | DeltaWatts | 2.4 | 2.4 | None |  | 0 |  | 0 | Res | Any | Lighting | OutCommon | Ltg_Lamp | LED_lamp |  | OLtg-Res-LED-20000hr-Cmn | LED A19 Basecase, 75% LED, 25% CFL | LED A19 Basecase, 75% LED, 25% CFL | LED Lamp: A19, EISA Bin 100, 100 LPW |  |  |  | Available |  | 0 | 0 |  | RobNc |  |  |  | None | 2020-01-01 | 2020-03-18 | [5 empty] | Standard |  | 1 | 1 | 0 | Deemed Ex Ante Team |  |  |  | Updated to indicate claim/filing status
2020 | R-OutCmn-LED-A19(EISA-Bin-100w-110LPW)-dWP2p6 | LED A Lamp replaces pre-existing standard lighting Wattage based on EISA bin and LPW | DEER2019 | D20 v0 | 2020-11-24 16:30 | All-Oltg-dWatt-MS | NonDEER | Scaled | DeltaWatts | 2.6 | 2.6 | None |  | 0 |  | 0 | Res | Any | Lighting | OutCommon | Ltg_Lamp | LED_lamp |  | OLtg-Res-LED-20000hr-Cmn | LED A19 Basecase, 75% LED, 25% CFL | LED A19 Basecase, 75% LED, 25% CFL | LED Lamp: A19, EISA Bin 100, 110 LPW |  |  |  | Available |  | 0 | 0 | DEER2019 Proposed Update | RobNc |  |  |  |  | 2019-01-01 | 2019-12-31 | [5 empty] | Standard | Measures expire 12/31/2019. In addition to HOU revision for 2019, impacts are revised to include DEER2020 update to the peak demand period definition | 1 | 1 | 0 | Deemed Ex Ante Team |  | Measures expire 12/31/2019. In addition to HOU revision for 2019, impacts are revised to include DEER2020 update to the peak demand period definition |  | Updated to indicate claim/filing status
2020 | R-OutCmn-LED-A19(EISA-Bin-100w-110LPW)-dWP2p6 | LED A Lamp replaces pre-existing standard lighting Wattage based on EISA bin and LPW | DEER2020 | D20v1 | 2020-11-24 16:30 | All-Oltg-dWatt-MS | NonDEER | Scaled | DeltaWatts | 2.6 | 2.6 | None |  | 0 |  | 0 | Res | Any | Lighting | OutCommon | Ltg_Lamp | LED_lamp |  | OLtg-Res-LED-20000hr-Cmn | LED A19 Basecase, 75% LED, 25% CFL | LED A19 Basecase, 75% LED, 25% CFL | LED Lamp: A19, EISA Bin 100, 110 LPW |  |  |  | Available |  | 0 | 0 |  | RobNc |  |  |  | None | 2020-01-01 | 2020-03-18 | [5 empty] | Standard |  | 1 | 1 | 0 | Deemed Ex Ante Team |  |  |  | Updated to indicate claim/filing status
2020 | R-OutCmn-LED-A19(EISA-Bin-100w-120LPW)-dWP3p3 | LED A Lamp replaces pre-existing standard lighting Wattage based on EISA bin and LPW | DEER2020 | D20v1 | 2020-11-24 16:30 | All-Oltg-dWatt-MS | NonDEER | Scaled | DeltaWatts | 3.3 | 3.3 | None |  | 0 |  | 0 | Res | Any | Lighting | OutCommon | Ltg_Lamp | LED_lamp |  | OLtg-Res-LED-20000hr-Cmn | LED A19 Basecase, 75% LED, 25% CFL | LED A19 Basecase, 75% LED, 25% CFL | LED Lamp: A19, EISA Bin 100, 120 LPW |  |  |  | Available |  | 0 | 0 |  | RobNc |  |  |  | None | 2020-01-01 | 2020-03-18 | [5 empty] | Standard |  | 1 | 1 | 0 | Deemed Ex Ante Team |  |  |  | Updated to indicate claim/filing status
2020 | R-OutCmn-LED-A19(EISA-Bin-100w-120LPW)-dWP3p3 | LED A Lamp replaces pre-existing standard lighting Wattage based on EISA bin and LPW | DEER2019 | D20 v0 | 2020-11-24 16:30 | All-Oltg-dWatt-MS | NonDEER | Scaled | DeltaWatts | 3.3 | 3.3 | None |  | 0 |  | 0 | Res | Any | Lighting | OutCommon | Ltg_Lamp | LED_lamp |  | OLtg-Res-LED-20000hr-Cmn | LED A19 Basecase, 75% LED, 25% CFL | LED A19 Basecase, 75% LED, 25% CFL | LED Lamp: A19, EISA Bin 100, 120 LPW |  |  |  | Available |  | 0 | 0 | DEER2019 Proposed Update | RobNc |  |  |  |  | 2019-01-01 | 2019-12-31 | [5 empty] | Standard | Measures expire 12/31/2019. In addition to HOU revision for 2019, impacts are revised to include DEER2020 update to the peak demand period definition | 1 | 1 | 0 | Deemed Ex Ante Team |  | Measures expire 12/31/2019. In addition to HOU revision for 2019, impacts are revised to include DEER2020 update to the peak demand period definition |  | Updated to indicate claim/filing status
2020 | R-OutCmn-LED-A19(EISA-Bin-100w-90LPW)-dWP2p0 | LED A Lamp replaces pre-existing standard lighting Wattage based on EISA bin and LPW | DEER2019 | D20 v0 | 2020-11-24 16:30 | All-Oltg-dWatt-MS | NonDEER | Scaled | DeltaWatts | 2 | 2 | None |  | 0 |  | 0 | Res | Any | Lighting | OutCommon | Ltg_Lamp | LED_lamp |  | OLtg-Res-LED-20000hr-Cmn | LED A19 Basecase, 75% LED, 25% CFL | LED A19 Basecase, 75% LED, 25% CFL | LED Lamp: A19, EISA Bin 100, 90 LPW |  |  |  | Available |  | 0 | 0 | DEER2019 Proposed Update | RobNc |  |  |  |  | 2019-01-01 | 2019-12-31 | [5 empty] | Standard | Measures expire 12/31/2019. In addition to HOU revision for 2019, impacts are revised to include DEER2020 update to the peak demand period definition | 1 | 1 | 0 | Deemed Ex Ante Team |  | Measures expire 12/31/2019. In addition to HOU revision for 2019, impacts are revised to include DEER2020 update to the peak demand period definition |  | Updated to indicate claim/filing status
2020 | R-OutCmn-LED-A19(EISA-Bin-100w-90LPW)-dWP2p0 | LED A Lamp replaces pre-existing standard lighting Wattage based on EISA bin and LPW | DEER2020 | D20v1 | 2020-11-24 16:30 | All-Oltg-dWatt-MS | NonDEER | Scaled | DeltaWatts | 2 | 2 | None |  | 0 |  | 0 | Res | Any | Lighting | OutCommon | Ltg_Lamp | LED_lamp |  | OLtg-Res-LED-20000hr-Cmn | LED A19 Basecase, 75% LED, 25% CFL | LED A19 Basecase, 75% LED, 25% CFL | LED Lamp: A19, EISA Bin 100, 90 LPW |  |  |  | Available |  | 0 | 0 |  | RobNc |  |  |  | None | 2020-01-01 | 2020-03-18 | [5 empty] | Standard |  | 1 | 1 | 0 | Deemed Ex Ante Team |  |  |  | Updated to indicate claim/filing status
2020 | R-OutCmn-LED-A19(EISA-Bin-40w-100LPW)-dWP1p1 | LED A Lamp replaces pre-existing standard lighting Wattage based on EISA bin and LPW | DEER2019 | D20 v0 | 2020-11-24 16:30 | All-Oltg-dWatt-MS | NonDEER | Scaled | DeltaWatts | 1.1 | 1.1 | None |  | 0 |  | 0 | Res | Any | Lighting | OutCommon | Ltg_Lamp | LED_lamp |  | OLtg-Res-LED-20000hr-Cmn | LED A19 Basecase, 75% LED, 25% CFL | LED A19 Basecase, 75% LED, 25% CFL | LED Lamp: A19, EISA Bin 40, 100 LPW |  |  |  | Available |  | 0 | 0 | DEER2019 Proposed Update | RobNc |  |  |  |  | 2019-01-01 | 2019-12-31 | [5 empty] | Standard | Measures expire 12/31/2019. In addition to HOU revision for 2019, impacts are revised to include DEER2020 update to the peak demand period definition | 1 | 1 | 0 | Deemed Ex Ante Team |  | Measures expire 12/31/2019. In addition to HOU revision for 2019, impacts are revised to include DEER2020 update to the peak demand period definition |  | Updated to indicate claim/filing status
2020 | R-OutCmn-LED-A19(EISA-Bin-40w-100LPW)-dWP1p1 | LED A Lamp replaces pre-existing standard lighting Wattage based on EISA bin and LPW | DEER2020 | D20v1 | 2020-11-24 16:30 | All-Oltg-dWatt-MS | NonDEER | Scaled | DeltaWatts | 1.1 | 1.1 | None |  | 0 |  | 0 | Res | Any | Lighting | OutCommon | Ltg_Lamp | LED_lamp |  | OLtg-Res-LED-20000hr-Cmn | LED A19 Basecase, 75% LED, 25% CFL | LED A19 Basecase, 75% LED, 25% CFL | LED Lamp: A19, EISA Bin 40, 100 LPW |  |  |  | Available |  | 0 | 0 |  | RobNc |  |  |  | None | 2020-01-01 | 2020-03-18 | [5 empty] | Standard |  | 1 | 1 | 0 | Deemed Ex Ante Team |  |  |  | Updated to indicate claim/filing status
2020 | R-OutCmn-LED-A19(EISA-Bin-40w-110LPW)-dWP1p2 | LED A Lamp replaces pre-existing standard lighting Wattage based on EISA bin and LPW | DEER2019 | D20 v0 | 2020-11-24 16:30 | All-Oltg-dWatt-MS | NonDEER | Scaled | DeltaWatts | 1.2 | 1.2 | None |  | 0 |  | 0 | Res | Any | Lighting | OutCommon | Ltg_Lamp | LED_lamp |  | OLtg-Res-LED-20000hr-Cmn | LED A19 Basecase, 75% LED, 25% CFL | LED A19 Basecase, 75% LED, 25% CFL | LED Lamp: A19, EISA Bin 40, 110 LPW |  |  |  | Available |  | 0 | 0 | DEER2019 Proposed Update | RobNc |  |  |  |  | 2019-01-01 | 2019-12-31 | [5 empty] | Standard | Measures expire 12/31/2019. In addition to HOU revision for 2019, impacts are revised to include DEER2020 update to the peak demand period definition | 1 | 1 | 0 | Deemed Ex Ante Team |  | Measures expire 12/31/2019. In addition to HOU revision for 2019, impacts are revised to include DEER2020 update to the peak demand period definition |  | Updated to indicate claim/filing status
2020 | R-OutCmn-LED-A19(EISA-Bin-40w-110LPW)-dWP1p2 | LED A Lamp replaces pre-existing standard lighting Wattage based on EISA bin and LPW | DEER2020 | D20v1 | 2020-11-24 16:30 | All-Oltg-dWatt-MS | NonDEER | Scaled | DeltaWatts | 1.2 | 1.2 | None |  | 0 |  | 0 | Res | Any | Lighting | OutCommon | Ltg_Lamp | LED_lamp |  | OLtg-Res-LED-20000hr-Cmn | LED A19 Basecase, 75% LED, 25% CFL | LED A19 Basecase, 75% LED, 25% CFL | LED Lamp: A19, EISA Bin 40, 110 LPW |  |  |  | Available |  | 0 | 0 |  | RobNc |  |  |  | None | 2020-01-01 | 2020-03-18 | [5 empty] | Standard |  | 1 | 1 | 0 | Deemed Ex Ante Team |  |  |  | Updated to indicate claim/filing status
2020 | R-OutCmn-LED-A19(EISA-Bin-40w-120LPW)-dWP1p5 | LED A Lamp replaces pre-existing standard lighting Wattage based on EISA bin and LPW | DEER2019 | D20 v0 | 2020-11-24 16:30 | All-Oltg-dWatt-MS | NonDEER | Scaled | DeltaWatts | 1.5 | 1.5 | None |  | 0 |  | 0 | Res | Any | Lighting | OutCommon | Ltg_Lamp | LED_lamp |  | OLtg-Res-LED-20000hr-Cmn | LED A19 Basecase, 75% LED, 25% CFL | LED A19 Basecase, 75% LED, 25% CFL | LED Lamp: A19, EISA Bin 40, 120 LPW |  |  |  | Available |  | 0 | 0 | DEER2019 Proposed Update | RobNc |  |  |  |  | 2019-01-01 | 2019-12-31 | [5 empty] | Standard | Measures expire 12/31/2019. In addition to HOU revision for 2019, impacts are revised to include DEER2020 update to the peak demand period definition | 1 | 1 | 0 | Deemed Ex Ante Team |  | Measures expire 12/31/2019. In addition to HOU revision for 2019, impacts are revised to include DEER2020 update to the peak demand period definition |  | Updated to indicate claim/filing status
2020 | R-OutCmn-LED-A19(EISA-Bin-40w-120LPW)-dWP1p5 | LED A Lamp replaces pre-existing standard lighting Wattage based on EISA bin and LPW | DEER2020 | D20v1 | 2020-11-24 16:30 | All-Oltg-dWatt-MS | NonDEER | Scaled | DeltaWatts | 1.5 | 1.5 | None |  | 0 |  | 0 | Res | Any | Lighting | OutCommon | Ltg_Lamp | LED_lamp |  | OLtg-Res-LED-20000hr-Cmn | LED A19 Basecase, 75% LED, 25% CFL | LED A19 Basecase, 75% LED, 25% CFL | LED Lamp: A19, EISA Bin 40, 120 LPW |  |  |  | Available |  | 0 | 0 |  | RobNc |  |  |  | None | 2020-01-01 | 2020-03-18 | [5 empty] | Standard |  | 1 | 1 | 0 | Deemed Ex Ante Team |  |  |  | Updated to indicate claim/filing status
2020 | R-OutCmn-LED-A19(EISA-Bin-40w-80LPW)-dWP0p8 | LED A Lamp replaces pre-existing standard lighting Wattage based on EISA bin and LPW | DEER2019 | D20 v0 | 2020-11-24 16:30 | All-Oltg-dWatt-MS | NonDEER | Scaled | DeltaWatts | 0.8 | 0.8 | None |  | 0 |  | 0 | Res | Any | Lighting | OutCommon | Ltg_Lamp | LED_lamp |  | OLtg-Res-LED-20000hr-Cmn | LED A19 Basecase, 75% LED, 25% CFL | LED A19 Basecase, 75% LED, 25% CFL | LED Lamp: A19, EISA Bin 40, 80 LPW |  |  |  | Available |  | 0 | 0 | DEER2019 Proposed Update | RobNc |  |  |  |  | 2019-01-01 | 2019-12-31 | [5 empty] | Standard | Measures expire 12/31/2019. In addition to HOU revision for 2019, impacts are revised to include DEER2020 update to the peak demand period definition | 1 | 1 | 0 | Deemed Ex Ante Team |  | Measures expire 12/31/2019. In addition to HOU revision for 2019, impacts are revised to include DEER2020 update to the peak demand period definition |  | Updated to indicate claim/filing status
2020 | R-OutCmn-LED-A19(EISA-Bin-40w-80LPW)-dWP0p8 | LED A Lamp replaces pre-existing standard lighting Wattage based on EISA bin and LPW | DEER2020 | D20v1 | 2020-11-24 16:30 | All-Oltg-dWatt-MS | NonDEER | Scaled | DeltaWatts | 0.8 | 0.8 | None |  | 0 |  | 0 | Res | Any | Lighting | OutCommon | Ltg_Lamp | LED_lamp |  | OLtg-Res-LED-20000hr-Cmn | LED A19 Basecase, 75% LED, 25% CFL | LED A19 Basecase, 75% LED, 25% CFL | LED Lamp: A19, EISA Bin 40, 80 LPW |  |  |  | Available |  | 0 | 0 |  | RobNc |  |  |  | None | 2020-01-01 | 2020-03-18 | [5 empty] | Standard |  | 1 | 1 | 0 | Deemed Ex Ante Team |  |  |  | Updated to indicate claim/filing status
2020 | R-OutCmn-LED-A19(EISA-Bin-40w-90LPW)-dWP1p0 | LED A Lamp replaces pre-existing standard lighting Wattage based on EISA bin and LPW | DEER2019 | D20 v0 | 2020-11-24 16:30 | All-Oltg-dWatt-MS | NonDEER | Scaled | DeltaWatts | 1 | 1 | None |  | 0 |  | 0 | Res | Any | Lighting | OutCommon | Ltg_Lamp | LED_lamp |  | OLtg-Res-LED-20000hr-Cmn | LED A19 Basecase, 75% LED, 25% CFL | LED A19 Basecase, 75% LED, 25% CFL | LED Lamp: A19, EISA Bin 40, 90 LPW |  |  |  | Available |  | 0 | 0 | DEER2019 Proposed Update | RobNc |  |  |  |  | 2019-01-01 | 2019-12-31 | [5 empty] | Standard | Measures expire 12/31/2019. In addition to HOU revision for 2019, impacts are revised to include DEER2020 update to the peak demand period definition | 1 | 1 | 0 | Deemed Ex Ante Team |  | Measures expire 12/31/2019. In addition to HOU revision for 2019, impacts are revised to include DEER2020 update to the peak demand period definition |  | Updated to indicate claim/filing status
2020 | R-OutCmn-LED-A19(EISA-Bin-40w-90LPW)-dWP1p0 | LED A Lamp replaces pre-existing standard lighting Wattage based on EISA bin and LPW | DEER2020 | D20v1 | 2020-11-24 16:30 | All-Oltg-dWatt-MS | NonDEER | Scaled | DeltaWatts | 1 | 1 | None |  | 0 |  | 0 | Res | Any | Lighting | OutCommon | Ltg_Lamp | LED_lamp |  | OLtg-Res-LED-20000hr-Cmn | LED A19 Basecase, 75% LED, 25% CFL | LED A19 Basecase, 75% LED, 25% CFL | LED Lamp: A19, EISA Bin 40, 90 LPW |  |  |  | Available |  | 0 | 0 |  | RobNc |  |  |  | None | 2020-01-01 | 2020-03-18 | [5 empty] | Standard |  | 1 | 1 | 0 | Deemed Ex Ante Team |  |  |  | Updated to indicate claim/filing status
2020 | R-OutCmn-LED-A19(EISA-Bin-60w-100LPW)-dWP1p4 | LED A Lamp replaces pre-existing standard lighting Wattage based on EISA bin and LPW | DEER2020 | D20v1 | 2020-11-24 16:30 | All-Oltg-dWatt-MS | NonDEER | Scaled | DeltaWatts | 1.4 | 1.4 | None |  | 0 |  | 0 | Res | Any | Lighting | OutCommon | Ltg_Lamp | LED_lamp |  | OLtg-Res-LED-20000hr-Cmn | LED A19 Basecase, 75% LED, 25% CFL | LED A19 Basecase, 75% LED, 25% CFL | LED Lamp: A19, EISA Bin 60, 100 LPW |  |  |  | Available |  | 0 | 0 |  | RobNc |  |  |  | None | 2020-01-01 | 2020-03-18 | [5 empty] | Standard |  | 1 | 1 | 0 | Deemed Ex Ante Team |  |  |  | Updated to indicate claim/filing status
2020 | R-OutCmn-LED-A19(EISA-Bin-60w-100LPW)-dWP1p4 | LED A Lamp replaces pre-existing standard lighting Wattage based on EISA bin and LPW | DEER2019 | D20 v0 | 2020-11-24 16:30 | All-Oltg-dWatt-MS | NonDEER | Scaled | DeltaWatts | 1.4 | 1.4 | None |  | 0 |  | 0 | Res | Any | Lighting | OutCommon | Ltg_Lamp | LED_lamp |  | OLtg-Res-LED-20000hr-Cmn | LED A19 Basecase, 75% LED, 25% CFL | LED A19 Basecase, 75% LED, 25% CFL | LED Lamp: A19, EISA Bin 60, 100 LPW |  |  |  | Available |  | 0 | 0 | DEER2019 Proposed Update | RobNc |  |  |  |  | 2019-01-01 | 2019-12-31 | [5 empty] | Standard | Measures expire 12/31/2019. In addition to HOU revision for 2019, impacts are revised to include DEER2020 update to the peak demand period definition | 1 | 1 | 0 | Deemed Ex Ante Team |  | Measures expire 12/31/2019. In addition to HOU revision for 2019, impacts are revised to include DEER2020 update to the peak demand period definition |  | Updated to indicate claim/filing status
2020 | R-OutCmn-LED-A19(EISA-Bin-60w-110LPW)-dWP1p5 | LED A Lamp replaces pre-existing standard lighting Wattage based on EISA bin and LPW | DEER2020 | D20v1 | 2020-11-24 16:30 | All-Oltg-dWatt-MS | NonDEER | Scaled | DeltaWatts | 1.5 | 1.5 | None |  | 0 |  | 0 | Res | Any | Lighting | OutCommon | Ltg_Lamp | LED_lamp |  | OLtg-Res-LED-20000hr-Cmn | LED A19 Basecase, 75% LED, 25% CFL | LED A19 Basecase, 75% LED, 25% CFL | LED Lamp: A19, EISA Bin 60, 110 LPW |  |  |  | Available |  | 0 | 0 |  | RobNc |  |  |  | None | 2020-01-01 | 2020-03-18 | [5 empty] | Standard |  | 1 | 1 | 0 | Deemed Ex Ante Team |  |  |  | Updated to indicate claim/filing status
2020 | R-OutCmn-LED-A19(EISA-Bin-60w-110LPW)-dWP1p5 | LED A Lamp replaces pre-existing standard lighting Wattage based on EISA bin and LPW | DEER2019 | D20 v0 | 2020-11-24 16:30 | All-Oltg-dWatt-MS | NonDEER | Scaled | DeltaWatts | 1.5 | 1.5 | None |  | 0 |  | 0 | Res | Any | Lighting | OutCommon | Ltg_Lamp | LED_lamp |  | OLtg-Res-LED-20000hr-Cmn | LED A19 Basecase, 75% LED, 25% CFL | LED A19 Basecase, 75% LED, 25% CFL | LED Lamp: A19, EISA Bin 60, 110 LPW |  |  |  | Available |  | 0 | 0 | DEER2019 Proposed Update | RobNc |  |  |  |  | 2019-01-01 | 2019-12-31 | [5 empty] | Standard | Measures expire 12/31/2019. In addition to HOU revision for 2019, impacts are revised to include DEER2020 update to the peak demand period definition | 1 | 1 | 0 | Deemed Ex Ante Team |  | Measures expire 12/31/2019. In addition to HOU revision for 2019, impacts are revised to include DEER2020 update to the peak demand period definition |  | Updated to indicate claim/filing status
2020 | R-OutCmn-LED-A19(EISA-Bin-60w-120LPW)-dWP1p8 | LED A Lamp replaces pre-existing standard lighting Wattage based on EISA bin and LPW | DEER2020 | D20v1 | 2020-11-24 16:30 | All-Oltg-dWatt-MS | NonDEER | Scaled | DeltaWatts | 1.8 | 1.8 | None |  | 0 |  | 0 | Res | Any | Lighting | OutCommon | Ltg_Lamp | LED_lamp |  | OLtg-Res-LED-20000hr-Cmn | LED A19 Basecase, 75% LED, 25% CFL | LED A19 Basecase, 75% LED, 25% CFL | LED Lamp: A19, EISA Bin 60, 120 LPW |  |  |  | Available |  | 0 | 0 |  | RobNc |  |  |  | None | 2020-01-01 | 2020-03-18 | [5 empty] | Standard |  | 1 | 1 | 0 | Deemed Ex Ante Team |  |  |  | Updated to indicate claim/filing status
2020 | R-OutCmn-LED-A19(EISA-Bin-60w-120LPW)-dWP1p8 | LED A Lamp replaces pre-existing standard lighting Wattage based on EISA bin and LPW | DEER2019 | D20 v0 | 2020-11-24 16:30 | All-Oltg-dWatt-MS | NonDEER | Scaled | DeltaWatts | 1.8 | 1.8 | None |  | 0 |  | 0 | Res | Any | Lighting | OutCommon | Ltg_Lamp | LED_lamp |  | OLtg-Res-LED-20000hr-Cmn | LED A19 Basecase, 75% LED, 25% CFL | LED A19 Basecase, 75% LED, 25% CFL | LED Lamp: A19, EISA Bin 60, 120 LPW |  |  |  | Available |  | 0 | 0 | DEER2019 Proposed Update | RobNc |  |  |  |  | 2019-01-01 | 2019-12-31 | [5 empty] | Standard | Measures expire 12/31/2019. In addition to HOU revision for 2019, impacts are revised to include DEER2020 update to the peak demand period definition | 1 | 1 | 0 | Deemed Ex Ante Team |  | Measures expire 12/31/2019. In addition to HOU revision for 2019, impacts are revised to include DEER2020 update to the peak demand period definition |  | Updated to indicate claim/filing status
2020 | R-OutCmn-LED-A19(EISA-Bin-60w-90LPW)-dWP1p3 | LED A Lamp replaces pre-existing standard lighting Wattage based on EISA bin and LPW | DEER2020 | D20v1 | 2020-11-24 16:30 | All-Oltg-dWatt-MS | NonDEER | Scaled | DeltaWatts | 1.3 | 1.3 | None |  | 0 |  | 0 | Res | Any | Lighting | OutCommon | Ltg_Lamp | LED_lamp |  | OLtg-Res-LED-20000hr-Cmn | LED A19 Basecase, 75% LED, 25% CFL | LED A19 Basecase, 75% LED, 25% CFL | LED Lamp: A19, EISA Bin 60, 90 LPW |  |  |  | Available |  | 0 | 0 |  | RobNc |  |  |  | None | 2020-01-01 | 2020-03-18 | [5 empty] | Standard |  | 1 | 1 | 0 | Deemed Ex Ante Team |  |  |  | Updated to indicate claim/filing status
2020 | R-OutCmn-LED-A19(EISA-Bin-60w-90LPW)-dWP1p3 | LED A Lamp replaces pre-existing standard lighting Wattage based on EISA bin and LPW | DEER2019 | D20 v0 | 2020-11-24 16:30 | All-Oltg-dWatt-MS | NonDEER | Scaled | DeltaWatts | 1.3 | 1.3 | None |  | 0 |  | 0 | Res | Any | Lighting | OutCommon | Ltg_Lamp | LED_lamp |  | OLtg-Res-LED-20000hr-Cmn | LED A19 Basecase, 75% LED, 25% CFL | LED A19 Basecase, 75% LED, 25% CFL | LED Lamp: A19, EISA Bin 60, 90 LPW |  |  |  | Available |  | 0 | 0 | DEER2019 Proposed Update | RobNc |  |  |  |  | 2019-01-01 | 2019-12-31 | [5 empty] | Standard | Measures expire 12/31/2019. In addition to HOU revision for 2019, impacts are revised to include DEER2020 update to the peak demand period definition | 1 | 1 | 0 | Deemed Ex Ante Team |  | Measures expire 12/31/2019. In addition to HOU revision for 2019, impacts are revised to include DEER2020 update to the peak demand period definition |  | Updated to indicate claim/filing status
2020 | R-OutCmn-LED-A19(EISA-Bin-75w-100LPW)-dWP1p7 | LED A Lamp replaces pre-existing standard lighting Wattage based on EISA bin and LPW | DEER2019 | D20 v0 | 2020-11-24 16:30 | All-Oltg-dWatt-MS | NonDEER | Scaled | DeltaWatts | 1.7 | 1.7 | None |  | 0 |  | 0 | Res | Any | Lighting | OutCommon | Ltg_Lamp | LED_lamp |  | OLtg-Res-LED-20000hr-Cmn | LED A19 Basecase, 75% LED, 25% CFL | LED A19 Basecase, 75% LED, 25% CFL | LED Lamp: A19, EISA Bin 75, 100 LPW |  |  |  | Available |  | 0 | 0 | DEER2019 Proposed Update | RobNc |  |  |  |  | 2019-01-01 | 2019-12-31 | [5 empty] | Standard | Measures expire 12/31/2019. In addition to HOU revision for 2019, impacts are revised to include DEER2020 update to the peak demand period definition | 1 | 1 | 0 | Deemed Ex Ante Team |  | Measures expire 12/31/2019. In addition to HOU revision for 2019, impacts are revised to include DEER2020 update to the peak demand period definition |  | Updated to indicate claim/filing status
2020 | R-OutCmn-LED-A19(EISA-Bin-75w-100LPW)-dWP1p7 | LED A Lamp replaces pre-existing standard lighting Wattage based on EISA bin and LPW | DEER2020 | D20v1 | 2020-11-24 16:30 | All-Oltg-dWatt-MS | NonDEER | Scaled | DeltaWatts | 1.7 | 1.7 | None |  | 0 |  | 0 | Res | Any | Lighting | OutCommon | Ltg_Lamp | LED_lamp |  | OLtg-Res-LED-20000hr-Cmn | LED A19 Basecase, 75% LED, 25% CFL | LED A19 Basecase, 75% LED, 25% CFL | LED Lamp: A19, EISA Bin 75, 100 LPW |  |  |  | Available |  | 0 | 0 |  | RobNc |  |  |  | None | 2020-01-01 | 2020-03-18 | [5 empty] | Standard |  | 1 | 1 | 0 | Deemed Ex Ante Team |  |  |  | Updated to indicate claim/filing status
2020 | R-OutCmn-LED-A19(EISA-Bin-75w-110LPW)-dWP1p9 | LED A Lamp replaces pre-existing standard lighting Wattage based on EISA bin and LPW | DEER2020 | D20v1 | 2020-11-24 16:30 | All-Oltg-dWatt-MS | NonDEER | Scaled | DeltaWatts | 1.9 | 1.9 | None |  | 0 |  | 0 | Res | Any | Lighting | OutCommon | Ltg_Lamp | LED_lamp |  | OLtg-Res-LED-20000hr-Cmn | LED A19 Basecase, 75% LED, 25% CFL | LED A19 Basecase, 75% LED, 25% CFL | LED Lamp: A19, EISA Bin 75, 110 LPW |  |  |  | Available |  | 0 | 0 |  | RobNc |  |  |  | None | 2020-01-01 | 2020-03-18 | [5 empty] | Standard |  | 1 | 1 | 0 | Deemed Ex Ante Team |  |  |  | Updated to indicate claim/filing status
2020 | R-OutCmn-LED-A19(EISA-Bin-75w-110LPW)-dWP1p9 | LED A Lamp replaces pre-existing standard lighting Wattage based on EISA bin and LPW | DEER2019 | D20 v0 | 2020-11-24 16:30 | All-Oltg-dWatt-MS | NonDEER | Scaled | DeltaWatts | 1.9 | 1.9 | None |  | 0 |  | 0 | Res | Any | Lighting | OutCommon | Ltg_Lamp | LED_lamp |  | OLtg-Res-LED-20000hr-Cmn | LED A19 Basecase, 75% LED, 25% CFL | LED A19 Basecase, 75% LED, 25% CFL | LED Lamp: A19, EISA Bin 75, 110 LPW |  |  |  | Available |  | 0 | 0 | DEER2019 Proposed Update | RobNc |  |  |  |  | 2019-01-01 | 2019-12-31 | [5 empty] | Standard | Measures expire 12/31/2019. In addition to HOU revision for 2019, impacts are revised to include DEER2020 update to the peak demand period definition | 1 | 1 | 0 | Deemed Ex Ante Team |  | Measures expire 12/31/2019. In addition to HOU revision for 2019, impacts are revised to include DEER2020 update to the peak demand period definition |  | Updated to indicate claim/filing status
2020 | R-OutCmn-LED-A19(EISA-Bin-75w-120LPW)-dWP2p3 | LED A Lamp replaces pre-existing standard lighting Wattage based on EISA bin and LPW | DEER2019 | D20 v0 | 2020-11-24 16:30 | All-Oltg-dWatt-MS | NonDEER | Scaled | DeltaWatts | 2.3 | 2.3 | None |  | 0 |  | 0 | Res | Any | Lighting | OutCommon | Ltg_Lamp | LED_lamp |  | OLtg-Res-LED-20000hr-Cmn | LED A19 Basecase, 75% LED, 25% CFL | LED A19 Basecase, 75% LED, 25% CFL | LED Lamp: A19, EISA Bin 75, 80 LPW |  |  |  | Available |  | 0 | 0 | DEER2019 Proposed Update | RobNc |  |  |  |  | 2019-01-01 | 2019-12-31 | [5 empty] | Standard | Measures expire 12/31/2019. In addition to HOU revision for 2019, impacts are revised to include DEER2020 update to the peak demand period definition | 1 | 1 | 0 | Deemed Ex Ante Team |  | Measures expire 12/31/2019. In addition to HOU revision for 2019, impacts are revised to include DEER2020 update to the peak demand period definition |  | Updated to indicate claim/filing status
2020 | R-OutCmn-LED-A19(EISA-Bin-75w-120LPW)-dWP2p3 | LED A Lamp replaces pre-existing standard lighting Wattage based on EISA bin and LPW | DEER2020 | D20v1 | 2020-11-24 16:30 | All-Oltg-dWatt-MS | NonDEER | Scaled | DeltaWatts | 2.3 | 2.3 | None |  | 0 |  | 0 | Res | Any | Lighting | OutCommon | Ltg_Lamp | LED_lamp |  | OLtg-Res-LED-20000hr-Cmn | LED A19 Basecase, 75% LED, 25% CFL | LED A19 Basecase, 75% LED, 25% CFL | LED Lamp: A19, EISA Bin 75, 80 LPW |  |  |  | Available |  | 0 | 0 |  | RobNc |  |  |  | None | 2020-01-01 | 2020-03-18 | [5 empty] | Standard |  | 1 | 1 | 0 | Deemed Ex Ante Team |  |  |  | Updated to indicate claim/filing status
2020 | R-OutCmn-LED-A19(EISA-Bin-75w-90LPW)-dWP1p5 | LED A Lamp replaces pre-existing standard lighting Wattage based on EISA bin and LPW | DEER2020 | D20v1 | 2020-11-24 16:30 | All-Oltg-dWatt-MS | NonDEER | Scaled | DeltaWatts | 1.5 | 1.5 | None |  | 0 |  | 0 | Res | Any | Lighting | OutCommon | Ltg_Lamp | LED_lamp |  | OLtg-Res-LED-20000hr-Cmn | LED A19 Basecase, 75% LED, 25% CFL | LED A19 Basecase, 75% LED, 25% CFL | LED Lamp: A19, EISA Bin 75, 90 LPW |  |  |  | Available |  | 0 | 0 |  | RobNc |  |  |  | None | 2020-01-01 | 2020-03-18 | [5 empty] | Standard |  | 1 | 1 | 0 | Deemed Ex Ante Team |  |  |  | Updated to indicate claim/filing status
2020 | R-OutCmn-LED-A19(EISA-Bin-75w-90LPW)-dWP1p5 | LED A Lamp replaces pre-existing standard lighting Wattage based on EISA bin and LPW | DEER2019 | D20 v0 | 2020-11-24 16:30 | All-Oltg-dWatt-MS | NonDEER | Scaled | DeltaWatts | 1.5 | 1.5 | None |  | 0 |  | 0 | Res | Any | Lighting | OutCommon | Ltg_Lamp | LED_lamp |  | OLtg-Res-LED-20000hr-Cmn | LED A19 Basecase, 75% LED, 25% CFL | LED A19 Basecase, 75% LED, 25% CFL | LED Lamp: A19, EISA Bin 75, 90 LPW |  |  |  | Available |  | 0 | 0 | DEER2019 Proposed Update | RobNc |  |  |  |  | 2019-01-01 | 2019-12-31 | [5 empty] | Standard | Measures expire 12/31/2019. In addition to HOU revision for 2019, impacts are revised to include DEER2020 update to the peak demand period definition | 1 | 1 | 0 | Deemed Ex Ante Team |  | Measures expire 12/31/2019. In addition to HOU revision for 2019, impacts are revised to include DEER2020 update to the peak demand period definition |  | Updated to indicate claim/filing status
2020 | R-OutCmn-LEDFixt-Ext(10w)-dWP19-dWC14 | Residential Outdoor Common Area Lighting: LED Fixture replaces pre-existing standard lighting Wattage. Measure includes Code case. | DEER2019 | D20 v0 | 2020-11-24 16:30 | All-Oltg-dWatt-MS | NonDEER | Scaled | BaseRatio | 0 | 0 | None |  | 0 |  | 1 | Res | Any | Lighting | OutCommon | Ltg_Fixture | LED_fixt |  | OLtg-Res-LED-50000hr-Cmn | LED A19 Basecase, Total Watts = 2.96 x Msr Watts | LED Fixture Basecase, Total Watts = 2.42 x Msr Watts | LED fixture: Any type of housing Fixture Type, Exterior Rated; Total Watts = 10 | LEDratio0296 | LEDratio0242 | LEDFixt-Ext(10w) | Available | From LED WRR Disposition July 2016 | 0 | 0 | DEER2019 Proposed Update | ErRobNc |  | LtgFixture-Default |  | None | 2019-01-01 | 2019-12-31 |  | LT-80865 |  |  |  | Standard | Measures expire 12/31/2019. In addition to HOU revision for 2019, impacts are revised to include DEER2020 update to the peak demand period definition | 1 | 1 | 0 | Deemed Ex Ante Team |  | Measures expire 12/31/2019. In addition to HOU revision for 2019, impacts are revised to include DEER2020 update to the peak demand period definition |  | Updated to indicate claim/filing status
2020 | R-OutCmn-LEDFixt-Ext(10w)-dWP19-dWC14 | Residential Outdoor Common Area Lighting: LED Fixture replaces pre-existing standard lighting Wattage. Measure includes Code case. | DEER2020 | D20v1 | 2020-11-24 16:30 | All-Oltg-dWatt-MS | NonDEER | Scaled | BaseRatio | 0 | 0 | None |  | 0 |  | 1 | Res | Any | Lighting | OutCommon | Ltg_Fixture | LED_fixt |  | OLtg-Res-LED-50000hr-Cmn | LED A19 Basecase, Total Watts = 2.96 x Msr Watts | LED Fixture Basecase, Total Watts = 2.42 x Msr Watts | LED fixture: Any type of housing Fixture Type, Exterior Rated; Total Watts = 10 | LEDratio0296 | LEDratio0242 | LEDFixt-Ext(10w) | Available | From LED WRR Disposition July 2016 | 0 | 0 |  | ErRobNc |  | LtgFixture-Default |  | None | 2020-01-01 | 2020-03-18 |  | LT-80865 |  |  |  | Standard |  | 1 | 1 | 0 | Deemed Ex Ante Team |  |  |  | Updated to indicate claim/filing status
2020 | R-OutCmn-LEDFixt-Ext(11w)-dWP21-dWC15 | Residential Outdoor Common Area Lighting: LED Fixture replaces pre-existing standard lighting Wattage. Measure includes Code case. | DEER2019 | D20 v0 | 2020-11-24 16:30 | All-Oltg-dWatt-MS | NonDEER | Scaled | BaseRatio | 0 | 0 | None |  | 0 |  | 1 | Res | Any | Lighting | OutCommon | Ltg_Fixture | LED_fixt |  | OLtg-Res-LED-50000hr-Cmn | LED A19 Basecase, Total Watts = 2.96 x Msr Watts | LED Fixture Basecase, Total Watts = 2.42 x Msr Watts | LED fixture: Any type of housing Fixture Type, Exterior Rated; Total Watts = 11 | LEDratio0296 | LEDratio0242 | LEDFixt-Ext(11w) | Available | From LED WRR Disposition July 2016 | 0 | 0 | DEER2019 Proposed Update | ErRobNc |  | LtgFixture-Default |  | None | 2019-01-01 | 2019-12-31 |  | LT-95082 |  |  |  | Standard | Measures expire 12/31/2019. In addition to HOU revision for 2019, impacts are revised to include DEER2020 update to the peak demand period definition | 1 | 1 | 0 | Deemed Ex Ante Team |  | Measures expire 12/31/2019. In addition to HOU revision for 2019, impacts are revised to include DEER2020 update to the peak demand period definition |  | Updated to indicate claim/filing status
2020 | R-OutCmn-LEDFixt-Ext(11w)-dWP21-dWC15 | Residential Outdoor Common Area Lighting: LED Fixture replaces pre-existing standard lighting Wattage. Measure includes Code case. | DEER2020 | D20v1 | 2020-11-24 16:30 | All-Oltg-dWatt-MS | NonDEER | Scaled | BaseRatio | 0 | 0 | None |  | 0 |  | 1 | Res | Any | Lighting | OutCommon | Ltg_Fixture | LED_fixt |  | OLtg-Res-LED-50000hr-Cmn | LED A19 Basecase, Total Watts = 2.96 x Msr Watts | LED Fixture Basecase, Total Watts = 2.42 x Msr Watts | LED fixture: Any type of housing Fixture Type, Exterior Rated; Total Watts = 11 | LEDratio0296 | LEDratio0242 | LEDFixt-Ext(11w) | Available | From LED WRR Disposition July 2016 | 0 | 0 |  | ErRobNc |  | LtgFixture-Default |  | None | 2020-01-01 | 2020-03-18 |  | LT-95082 |  |  |  | Standard |  | 1 | 1 | 0 | Deemed Ex Ante Team |  |  |  | Updated to indicate claim/filing status
2020 | R-OutCmn-LEDFixt-Ext-1(26w)-dWP50-dWC36 | Residential Outdoor Common Area Lighting: LED Fixture replaces pre-existing standard lighting Wattage. Measure includes Code case. | DEER2020 | D20v1 | 2020-11-24 16:30 | All-Oltg-dWatt-MS | NonDEER | Scaled | BaseRatio | 0 | 0 | None |  | 0 |  | 1 | Res | Any | Lighting | OutCommon | Ltg_Fixture | LED_fixt |  | OLtg-Res-LED-50000hr-Cmn | LED A19 Basecase, Total Watts = 2.96 x Msr Watts | LED Fixture Basecase, Total Watts = 2.42 x Msr Watts | LED fixture: Any type of housing Fixture Type, 2060 min lm, Exterior Rated; Total Watts = 26 | LEDratio0296 | LEDratio0242 | LEDFixt-Ext-1(26w) | Available | From LED WRR Disposition July 2016 | 0 | 0 |  | ErRobNc |  | LtgFixture-Default |  | None | 2020-01-01 | 2020-03-18 |  | LT-96871 |  |  |  | Standard |  | 1 | 1 | 0 | Deemed Ex Ante Team |  |  |  | Updated to indicate claim/filing status
2020 | R-OutCmn-LEDFixt-Ext-1(26w)-dWP50-dWC36 | Residential Outdoor Common Area Lighting: LED Fixture replaces pre-existing standard lighting Wattage. Measure includes Code case. | DEER2019 | D20 v0 | 2020-11-24 16:30 | All-Oltg-dWatt-MS | NonDEER | Scaled | BaseRatio | 0 | 0 | None |  | 0 |  | 1 | Res | Any | Lighting | OutCommon | Ltg_Fixture | LED_fixt |  | OLtg-Res-LED-50000hr-Cmn | LED A19 Basecase, Total Watts = 2.96 x Msr Watts | LED Fixture Basecase, Total Watts = 2.42 x Msr Watts | LED fixture: Any type of housing Fixture Type, 2060 min lm, Exterior Rated; Total Watts = 26 | LEDratio0296 | LEDratio0242 | LEDFixt-Ext-1(26w) | Available | From LED WRR Disposition July 2016 | 0 | 0 | DEER2019 Proposed Update | ErRobNc |  | LtgFixture-Default |  | None | 2019-01-01 | 2019-12-31 |  | LT-96871 |  |  |  | Standard | Measures expire 12/31/2019. In addition to HOU revision for 2019, impacts are revised to include DEER2020 update to the peak demand period definition | 1 | 1 | 0 | Deemed Ex Ante Team |  | Measures expire 12/31/2019. In addition to HOU revision for 2019, impacts are revised to include DEER2020 update to the peak demand period definition |  | Updated to indicate claim/filing status
2020 | R-OutCmn-LEDFixt-Ext(12w)-dWP23-dWC17 | Residential Outdoor Common Area Lighting: LED Fixture replaces pre-existing standard lighting Wattage. Measure includes Code case. | DEER2020 | D20v1 | 2020-11-24 16:30 | All-Oltg-dWatt-MS | NonDEER | Scaled | BaseRatio | 0 | 0 | None |  | 0 |  | 1 | Res | Any | Lighting | OutCommon | Ltg_Fixture | LED_fixt |  | OLtg-Res-LED-50000hr-Cmn | LED A19 Basecase, Total Watts = 2.96 x Msr Watts | LED Fixture Basecase, Total Watts = 2.42 x Msr Watts | LED fixture: Any type of housing Fixture Type, Exterior Rated; Total Watts = 12 | LEDratio0296 | LEDratio0242 | LEDFixt-Ext(12w) | Available | From LED WRR Disposition July 2016 | 0 | 0 |  | ErRobNc |  | LtgFixture-Default |  | None | 2020-01-01 | 2020-03-18 |  | LT-65709 |  |  |  | Standard |  | 1 | 1 | 0 | Deemed Ex Ante Team |  |  |  | Updated to indicate claim/filing status
2020 | R-OutCmn-LEDFixt-Ext(12w)-dWP23-dWC17 | Residential Outdoor Common Area Lighting: LED Fixture replaces pre-existing standard lighting Wattage. Measure includes Code case. | DEER2019 | D20 v0 | 2020-11-24 16:30 | All-Oltg-dWatt-MS | NonDEER | Scaled | BaseRatio | 0 | 0 | None |  | 0 |  | 1 | Res | Any | Lighting | OutCommon | Ltg_Fixture | LED_fixt |  | OLtg-Res-LED-50000hr-Cmn | LED A19 Basecase, Total Watts = 2.96 x Msr Watts | LED Fixture Basecase, Total Watts = 2.42 x Msr Watts | LED fixture: Any type of housing Fixture Type, Exterior Rated; Total Watts = 12 | LEDratio0296 | LEDratio0242 | LEDFixt-Ext(12w) | Available | From LED WRR Disposition July 2016 | 0 | 0 | DEER2019 Proposed Update | ErRobNc |  | LtgFixture-Default |  | None | 2019-01-01 | 2019-12-31 |  | LT-65709 |  |  |  | Standard | Measures expire 12/31/2019. In addition to HOU revision for 2019, impacts are revised to include DEER2020 update to the peak demand period definition | 1 | 1 | 0 | Deemed Ex Ante Team |  | Measures expire 12/31/2019. In addition to HOU revision for 2019, impacts are revised to include DEER2020 update to the peak demand period definition |  | Updated to indicate claim/filing status
2020 | R-OutCmn-LEDFixt-Ext(13w)-dWP25-dWC18 | Residential Outdoor Common Area Lighting: LED Fixture replaces pre-existing standard lighting Wattage. Measure includes Code case. | DEER2019 | D20 v0 | 2020-11-24 16:30 | All-Oltg-dWatt-MS | NonDEER | Scaled | BaseRatio | 0 | 0 | None |  | 0 |  | 1 | Res | Any | Lighting | OutCommon | Ltg_Fixture | LED_fixt |  | OLtg-Res-LED-50000hr-Cmn | LED A19 Basecase, Total Watts = 2.96 x Msr Watts | LED Fixture Basecase, Total Watts = 2.42 x Msr Watts | LED fixture: Any type of housing Fixture Type, 780 min lm, Exterior Rated; Total Watts = 13 | LEDratio0296 | LEDratio0242 | LEDFixt-Ext(13w) | Available | From LED WRR Disposition July 2016 | 0 | 0 | DEER2019 Proposed Update | ErRobNc |  | LtgFixture-Default |  | None | 2019-01-01 | 2019-12-31 |  | LT-53830 |  |  |  | Standard | Measures expire 12/31/2019. In addition to HOU revision for 2019, impacts are revised to include DEER2020 update to the peak demand period definition | 1 | 1 | 0 | Deemed Ex Ante Team |  | Measures expire 12/31/2019. In addition to HOU revision for 2019, impacts are revised to include DEER2020 update to the peak demand period definition |  | Updated to indicate claim/filing status
2020 | R-OutCmn-LEDFixt-Ext(13w)-dWP25-dWC18 | Residential Outdoor Common Area Lighting: LED Fixture replaces pre-existing standard lighting Wattage. Measure includes Code case. | DEER2020 | D20v1 | 2020-11-24 16:30 | All-Oltg-dWatt-MS | NonDEER | Scaled | BaseRatio | 0 | 0 | None |  | 0 |  | 1 | Res | Any | Lighting | OutCommon | Ltg_Fixture | LED_fixt |  | OLtg-Res-LED-50000hr-Cmn | LED A19 Basecase, Total Watts = 2.96 x Msr Watts | LED Fixture Basecase, Total Watts = 2.42 x Msr Watts | LED fixture: Any type of housing Fixture Type, 780 min lm, Exterior Rated; Total Watts = 13 | LEDratio0296 | LEDratio0242 | LEDFixt-Ext(13w) | Available | From LED WRR Disposition July 2016 | 0 | 0 |  | ErRobNc |  | LtgFixture-Default |  | None | 2020-01-01 | 2020-03-18 |  | LT-53830 |  |  |  | Standard |  | 1 | 1 | 0 | Deemed Ex Ante Team |  |  |  | Updated to indicate claim/filing status
2020 | R-OutCmn-LEDFixt-Ext(14w)-dWP27-dWC19 | Residential Outdoor Common Area Lighting: LED Fixture replaces pre-existing standard lighting Wattage. Measure includes Code case. | DEER2020 | D20v1 | 2020-11-24 16:30 | All-Oltg-dWatt-MS | NonDEER | Scaled | BaseRatio | 0 | 0 | None |  | 0 |  | 1 | Res | Any | Lighting | OutCommon | Ltg_Fixture | LED_fixt |  | OLtg-Res-LED-50000hr-Cmn | LED A19 Basecase, Total Watts = 2.96 x Msr Watts | LED Fixture Basecase, Total Watts = 2.42 x Msr Watts | LED fixture: Any type of housing Fixture Type, 860 min lm, Exterior Rated; Total Watts = 14 | LEDratio0296 | LEDratio0242 | LEDFixt-Ext(14w) | Available | From LED WRR Disposition July 2016 | 0 | 0 |  | ErRobNc |  | LtgFixture-Default |  | None | 2020-01-01 | 2020-03-18 |  | LT-62909 |  |  |  | Standard |  | 1 | 1 | 0 | Deemed Ex Ante Team |  |  |  | Updated to indicate claim/filing status
2020 | R-OutCmn-LEDFixt-Ext(14w)-dWP27-dWC19 | Residential Outdoor Common Area Lighting: LED Fixture replaces pre-existing standard lighting Wattage. Measure includes Code case. | DEER2019 | D20 v0 | 2020-11-24 16:30 | All-Oltg-dWatt-MS | NonDEER | Scaled | BaseRatio | 0 | 0 | None |  | 0 |  | 1 | Res | Any | Lighting | OutCommon | Ltg_Fixture | LED_fixt |  | OLtg-Res-LED-50000hr-Cmn | LED A19 Basecase, Total Watts = 2.96 x Msr Watts | LED Fixture Basecase, Total Watts = 2.42 x Msr Watts | LED fixture: Any type of housing Fixture Type, 860 min lm, Exterior Rated; Total Watts = 14 | LEDratio0296 | LEDratio0242 | LEDFixt-Ext(14w) | Available | From LED WRR Disposition July 2016 | 0 | 0 | DEER2019 Proposed Update | ErRobNc |  | LtgFixture-Default |  | None | 2019-01-01 | 2019-12-31 |  | LT-62909 |  |  |  | Standard | Measures expire 12/31/2019. In addition to HOU revision for 2019, impacts are revised to include DEER2020 update to the peak demand period definition | 1 | 1 | 0 | Deemed Ex Ante Team |  | Measures expire 12/31/2019. In addition to HOU revision for 2019, impacts are revised to include DEER2020 update to the peak demand period definition |  | Updated to indicate claim/filing status
2020 | R-OutCmn-LEDFixt-Ext(15w)-dWP29-dWC21 | Residential Outdoor Common Area Lighting: LED Fixture replaces pre-existing standard lighting Wattage. Measure includes Code case. | DEER2020 | D20v1 | 2020-11-24 16:30 | All-Oltg-dWatt-MS | NonDEER | Scaled | BaseRatio | 0 | 0 | None |  | 0 |  | 1 | Res | Any | Lighting | OutCommon | Ltg_Fixture | LED_fixt |  | OLtg-Res-LED-50000hr-Cmn | LED A19 Basecase, Total Watts = 2.96 x Msr Watts | LED Fixture Basecase, Total Watts = 2.42 x Msr Watts | LED fixture: Any type of housing Fixture Type, Exterior Rated; Total Watts = 15 | LEDratio0296 | LEDratio0242 | LEDFixt-Ext(15w) | Available | From LED WRR Disposition July 2016 | 0 | 0 |  | ErRobNc |  | LtgFixture-Default |  | None | 2020-01-01 | 2020-03-18 |  | LT-64091 |  |  |  | Standard |  | 1 | 1 | 0 | Deemed Ex Ante Team |  |  |  | Updated to indicate claim/filing status
2020 | R-OutCmn-LEDFixt-Ext(15w)-dWP29-dWC21 | Residential Outdoor Common Area Lighting: LED Fixture replaces pre-existing standard lighting Wattage. Measure includes Code case. | DEER2019 | D20 v0 | 2020-11-24 16:30 | All-Oltg-dWatt-MS | NonDEER | Scaled | BaseRatio | 0 | 0 | None |  | 0 |  | 1 | Res | Any | Lighting | OutCommon | Ltg_Fixture | LED_fixt |  | OLtg-Res-LED-50000hr-Cmn | LED A19 Basecase, Total Watts = 2.96 x Msr Watts | LED Fixture Basecase, Total Watts = 2.42 x Msr Watts | LED fixture: Any type of housing Fixture Type, Exterior Rated; Total Watts = 15 | LEDratio0296 | LEDratio0242 | LEDFixt-Ext(15w) | Available | From LED WRR Disposition July 2016 | 0 | 0 | DEER2019 Proposed Update | ErRobNc |  | LtgFixture-Default |  | None | 2019-01-01 | 2019-12-31 |  | LT-64091 |  |  |  | Standard | Measures expire 12/31/2019. In addition to HOU revision for 2019, impacts are revised to include DEER2020 update to the peak demand period definition | 1 | 1 | 0 | Deemed Ex Ante Team |  | Measures expire 12/31/2019. In addition to HOU revision for 2019, impacts are revised to include DEER2020 update to the peak demand period definition |  | Updated to indicate claim/filing status
2020 | R-OutCmn-LEDFixt-Ext(16w)-dWP31-dWC22 | Residential Outdoor Common Area Lighting: LED Fixture replaces pre-existing standard lighting Wattage. Measure includes Code case. | DEER2020 | D20v1 | 2020-11-24 16:30 | All-Oltg-dWatt-MS | NonDEER | Scaled | BaseRatio | 0 | 0 | None |  | 0 |  | 1 | Res | Any | Lighting | OutCommon | Ltg_Fixture | LED_fixt |  | OLtg-Res-LED-50000hr-Cmn | LED A19 Basecase, Total Watts = 2.96 x Msr Watts | LED Fixture Basecase, Total Watts = 2.42 x Msr Watts | LED fixture: Any type of housing Fixture Type, Exterior Rated; Total Watts = 16 | LEDratio0296 | LEDratio0242 | LEDFixt-Ext(16w) | Available | From LED WRR Disposition July 2016 | 0 | 0 |  | ErRobNc |  | LtgFixture-Default |  | None | 2020-01-01 | 2020-03-18 |  | LT-68031 |  |  |  | Standard |  | 1 | 1 | 0 | Deemed Ex Ante Team |  |  |  | Updated to indicate claim/filing status
2020 | R-OutCmn-LEDFixt-Ext(16w)-dWP31-dWC22 | Residential Outdoor Common Area Lighting: LED Fixture replaces pre-existing standard lighting Wattage. Measure includes Code case. | DEER2019 | D20 v0 | 2020-11-24 16:30 | All-Oltg-dWatt-MS | NonDEER | Scaled | BaseRatio | 0 | 0 | None |  | 0 |  | 1 | Res | Any | Lighting | OutCommon | Ltg_Fixture | LED_fixt |  | OLtg-Res-LED-50000hr-Cmn | LED A19 Basecase, Total Watts = 2.96 x Msr Watts | LED Fixture Basecase, Total Watts = 2.42 x Msr Watts | LED fixture: Any type of housing Fixture Type, Exterior Rated; Total Watts = 16 | LEDratio0296 | LEDratio0242 | LEDFixt-Ext(16w) | Available | From LED WRR Disposition July 2016 | 0 | 0 | DEER2019 Proposed Update | ErRobNc |  | LtgFixture-Default |  | None | 2019-01-01 | 2019-12-31 |  | LT-68031 |  |  |  | Standard | Measures expire 12/31/2019. In addition to HOU revision for 2019, impacts are revised to include DEER2020 update to the peak demand period definition | 1 | 1 | 0 | Deemed Ex Ante Team |  | Measures expire 12/31/2019. In addition to HOU revision for 2019, impacts are revised to include DEER2020 update to the peak demand period definition |  | Updated to indicate claim/filing status
2020 | R-OutCmn-LEDFixt-Ext(17w)-dWP33-dWC24 | Residential Outdoor Common Area Lighting: LED Fixture replaces pre-existing standard lighting Wattage. Measure includes Code case. | DEER2020 | D20v1 | 2020-11-24 16:30 | All-Oltg-dWatt-MS | NonDEER | Scaled | BaseRatio | 0 | 0 | None |  | 0 |  | 1 | Res | Any | Lighting | OutCommon | Ltg_Fixture | LED_fixt |  | OLtg-Res-LED-50000hr-Cmn | LED A19 Basecase, Total Watts = 2.96 x Msr Watts | LED Fixture Basecase, Total Watts = 2.42 x Msr Watts | LED fixture: Any type of housing Fixture Type, Exterior Rated; Total Watts = 17 | LEDratio0296 | LEDratio0242 | LEDFixt-Ext(17w) | Available | From LED WRR Disposition July 2016 | 0 | 0 |  | ErRobNc |  | LtgFixture-Default |  | None | 2020-01-01 | 2020-03-18 |  | LT-92930 |  |  |  | Standard |  | 1 | 1 | 0 | Deemed Ex Ante Team |  |  |  | Updated to indicate claim/filing status
2020 | R-OutCmn-LEDFixt-Ext(17w)-dWP33-dWC24 | Residential Outdoor Common Area Lighting: LED Fixture replaces pre-existing standard lighting Wattage. Measure includes Code case. | DEER2019 | D20 v0 | 2020-11-24 16:30 | All-Oltg-dWatt-MS | NonDEER | Scaled | BaseRatio | 0 | 0 | None |  | 0 |  | 1 | Res | Any | Lighting | OutCommon | Ltg_Fixture | LED_fixt |  | OLtg-Res-LED-50000hr-Cmn | LED A19 Basecase, Total Watts = 2.96 x Msr Watts | LED Fixture Basecase, Total Watts = 2.42 x Msr Watts | LED fixture: Any type of housing Fixture Type, Exterior Rated; Total Watts = 17 | LEDratio0296 | LEDratio0242 | LEDFixt-Ext(17w) | Available | From LED WRR Disposition July 2016 | 0 | 0 | DEER2019 Proposed Update | ErRobNc |  | LtgFixture-Default |  | None | 2019-01-01 | 2019-12-31 |  | LT-92930 |  |  |  | Standard | Measures expire 12/31/2019. In addition to HOU revision for 2019, impacts are revised to include DEER2020 update to the peak demand period definition | 1 | 1 | 0 | Deemed Ex Ante Team |  | Measures expire 12/31/2019. In addition to HOU revision for 2019, impacts are revised to include DEER2020 update to the peak demand period definition |  | Updated to indicate claim/filing status
2020 | R-OutCmn-LEDFixt-Ext(18w)-dWP35-dWC25 | Residential Outdoor Common Area Lighting: LED Fixture replaces pre-existing standard lighting Wattage. Measure includes Code case. | DEER2019 | D20 v0 | 2020-11-24 16:30 | All-Oltg-dWatt-MS | NonDEER | Scaled | BaseRatio | 0 | 0 | None |  | 0 |  | 1 | Res | Any | Lighting | OutCommon | Ltg_Fixture | LED_fixt |  | OLtg-Res-LED-50000hr-Cmn | LED A19 Basecase, Total Watts = 2.96 x Msr Watts | LED Fixture Basecase, Total Watts = 2.42 x Msr Watts | LED fixture: Any type of housing Fixture Type, Exterior Rated; Total Watts = 18 | LEDratio0296 | LEDratio0242 | LEDFixt-Ext(18w) | Available | From LED WRR Disposition July 2016 | 0 | 0 | DEER2019 Proposed Update | ErRobNc |  | LtgFixture-Default |  | None | 2019-01-01 | 2019-12-31 |  | LT-68234 |  |  |  | Standard | Measures expire 12/31/2019. In addition to HOU revision for 2019, impacts are revised to include DEER2020 update to the peak demand period definition | 1 | 1 | 0 | Deemed Ex Ante Team |  | Measures expire 12/31/2019. In addition to HOU revision for 2019, impacts are revised to include DEER2020 update to the peak demand period definition |  | Updated to indicate claim/filing status
2020 | R-OutCmn-LEDFixt-Ext(18w)-dWP35-dWC25 | Residential Outdoor Common Area Lighting: LED Fixture replaces pre-existing standard lighting Wattage. Measure includes Code case. | DEER2020 | D20v1 | 2020-11-24 16:30 | All-Oltg-dWatt-MS | NonDEER | Scaled | BaseRatio | 0 | 0 | None |  | 0 |  | 1 | Res | Any | Lighting | OutCommon | Ltg_Fixture | LED_fixt |  | OLtg-Res-LED-50000hr-Cmn | LED A19 Basecase, Total Watts = 2.96 x Msr Watts | LED Fixture Basecase, Total Watts = 2.42 x Msr Watts | LED fixture: Any type of housing Fixture Type, Exterior Rated; Total Watts = 18 | LEDratio0296 | LEDratio0242 | LEDFixt-Ext(18w) | Available | From LED WRR Disposition July 2016 | 0 | 0 |  | ErRobNc |  | LtgFixture-Default |  | None | 2020-01-01 | 2020-03-18 |  | LT-68234 |  |  |  | Standard |  | 1 | 1 | 0 | Deemed Ex Ante Team |  |  |  | Updated to indicate claim/filing status
2020 | R-OutCmn-LEDFixt-Ext(19w)-dWP37-dWC26 | Residential Outdoor Common Area Lighting: LED Fixture replaces pre-existing standard lighting Wattage. Measure includes Code case. | DEER2019 | D20 v0 | 2020-11-24 16:30 | All-Oltg-dWatt-MS | NonDEER | Scaled | BaseRatio | 0 | 0 | None |  | 0 |  | 1 | Res | Any | Lighting | OutCommon | Ltg_Fixture | LED_fixt |  | OLtg-Res-LED-50000hr-Cmn | LED A19 Basecase, Total Watts = 2.96 x Msr Watts | LED Fixture Basecase, Total Watts = 2.42 x Msr Watts | LED fixture: Any type of housing Fixture Type, Exterior Rated; Total Watts = 19 | LEDratio0296 | LEDratio0242 | LEDFixt-Ext(19w) | Available | From LED WRR Disposition July 2016 | 0 | 0 | DEER2019 Proposed Update | ErRobNc |  | LtgFixture-Default |  | None | 2019-01-01 | 2019-12-31 |  | LT-79044 |  |  |  | Standard | Measures expire 12/31/2019. In addition to HOU revision for 2019, impacts are revised to include DEER2020 update to the peak demand period definition | 1 | 1 | 0 | Deemed Ex Ante Team |  | Measures expire 12/31/2019. In addition to HOU revision for 2019, impacts are revised to include DEER2020 update to the peak demand period definition |  | Updated to indicate claim/filing status
2020 | R-OutCmn-LEDFixt-Ext(19w)-dWP37-dWC26 | Residential Outdoor Common Area Lighting: LED Fixture replaces pre-existing standard lighting Wattage. Measure includes Code case. | DEER2020 | D20v1 | 2020-11-24 16:30 | All-Oltg-dWatt-MS | NonDEER | Scaled | BaseRatio | 0 | 0 | None |  | 0 |  | 1 | Res | Any | Lighting | OutCommon | Ltg_Fixture | LED_fixt |  | OLtg-Res-LED-50000hr-Cmn | LED A19 Basecase, Total Watts = 2.96 x Msr Watts | LED Fixture Basecase, Total Watts = 2.42 x Msr Watts | LED fixture: Any type of housing Fixture Type, Exterior Rated; Total Watts = 19 | LEDratio0296 | LEDratio0242 | LEDFixt-Ext(19w) | Available | From LED WRR Disposition July 2016 | 0 | 0 |  | ErRobNc |  | LtgFixture-Default |  | None | 2020-01-01 | 2020-03-18 |  | LT-79044 |  |  |  | Standard |  | 1 | 1 | 0 | Deemed Ex Ante Team |  |  |  | Updated to indicate claim/filing status
2020 | R-OutCmn-LEDFixt-Ext(20w)-dWP39-dWC28 | Residential Outdoor Common Area Lighting: LED Fixture replaces pre-existing standard lighting Wattage. Measure includes Code case. | DEER2019 | D20 v0 | 2020-11-24 16:30 | All-Oltg-dWatt-MS | NonDEER | Scaled | BaseRatio | 0 | 0 | None |  | 0 |  | 1 | Res | Any | Lighting | OutCommon | Ltg_Fixture | LED_fixt |  | OLtg-Res-LED-50000hr-Cmn | LED A19 Basecase, Total Watts = 2.96 x Msr Watts | LED Fixture Basecase, Total Watts = 2.42 x Msr Watts | LED fixture: Any type of housing Fixture Type, Exterior Rated; Total Watts = 20 | LEDratio0296 | LEDratio0242 | LEDFixt-Ext(20w) | Available | From LED WRR Disposition July 2016 | 0 | 0 | DEER2019 Proposed Update | ErRobNc |  | LtgFixture-Default |  | None | 2019-01-01 | 2019-12-31 |  | LT-73170 |  |  |  | Standard | Measures expire 12/31/2019. In addition to HOU revision for 2019, impacts are revised to include DEER2020 update to the peak demand period definition | 1 | 1 | 0 | Deemed Ex Ante Team |  | Measures expire 12/31/2019. In addition to HOU revision for 2019, impacts are revised to include DEER2020 update to the peak demand period definition |  | Updated to indicate claim/filing status
2020 | R-OutCmn-LEDFixt-Ext(20w)-dWP39-dWC28 | Residential Outdoor Common Area Lighting: LED Fixture replaces pre-existing standard lighting Wattage. Measure includes Code case. | DEER2020 | D20v1 | 2020-11-24 16:30 | All-Oltg-dWatt-MS | NonDEER | Scaled | BaseRatio | 0 | 0 | None |  | 0 |  | 1 | Res | Any | Lighting | OutCommon | Ltg_Fixture | LED_fixt |  | OLtg-Res-LED-50000hr-Cmn | LED A19 Basecase, Total Watts = 2.96 x Msr Watts | LED Fixture Basecase, Total Watts = 2.42 x Msr Watts | LED fixture: Any type of housing Fixture Type, Exterior Rated; Total Watts = 20 | LEDratio0296 | LEDratio0242 | LEDFixt-Ext(20w) | Available | From LED WRR Disposition July 2016 | 0 | 0 |  | ErRobNc |  | LtgFixture-Default |  | None | 2020-01-01 | 2020-03-18 |  | LT-73170 |  |  |  | Standard |  | 1 | 1 | 0 | Deemed Ex Ante Team |  |  |  | Updated to indicate claim/filing status
2020 | R-OutCmn-LEDFixt-Ext(21w)-dWP41-dWC29 | Residential Outdoor Common Area Lighting: LED Fixture replaces pre-existing standard lighting Wattage. Measure includes Code case. | DEER2019 | D20 v0 | 2020-11-24 16:30 | All-Oltg-dWatt-MS | NonDEER | Scaled | BaseRatio | 0 | 0 | None |  | 0 |  | 1 | Res | Any | Lighting | OutCommon | Ltg_Fixture | LED_fixt |  | OLtg-Res-LED-50000hr-Cmn | LED A19 Basecase, Total Watts = 2.96 x Msr Watts | LED Fixture Basecase, Total Watts = 2.42 x Msr Watts | LED fixture: Any type of housing Fixture Type, 1360 min lm, Exterior Rated; Total Watts = 21 | LEDratio0296 | LEDratio0242 | LEDFixt-Ext(21w) | Available | From LED WRR Disposition July 2016 | 0 | 0 | DEER2019 Proposed Update | ErRobNc |  | LtgFixture-Default |  | None | 2019-01-01 | 2019-12-31 |  | LT-90794 |  |  |  | Standard | Measures expire 12/31/2019. In addition to HOU revision for 2019, impacts are revised to include DEER2020 update to the peak demand period definition | 1 | 1 | 0 | Deemed Ex Ante Team |  | Measures expire 12/31/2019. In addition to HOU revision for 2019, impacts are revised to include DEER2020 update to the peak demand period definition |  | Updated to indicate claim/filing status
2020 | R-OutCmn-LEDFixt-Ext(21w)-dWP41-dWC29 | Residential Outdoor Common Area Lighting: LED Fixture replaces pre-existing standard lighting Wattage. Measure includes Code case. | DEER2020 | D20v1 | 2020-11-24 16:30 | All-Oltg-dWatt-MS | NonDEER | Scaled | BaseRatio | 0 | 0 | None |  | 0 |  | 1 | Res | Any | Lighting | OutCommon | Ltg_Fixture | LED_fixt |  | OLtg-Res-LED-50000hr-Cmn | LED A19 Basecase, Total Watts = 2.96 x Msr Watts | LED Fixture Basecase, Total Watts = 2.42 x Msr Watts | LED fixture: Any type of housing Fixture Type, 1360 min lm, Exterior Rated; Total Watts = 21 | LEDratio0296 | LEDratio0242 | LEDFixt-Ext(21w) | Available | From LED WRR Disposition July 2016 | 0 | 0 |  | ErRobNc |  | LtgFixture-Default |  | None | 2020-01-01 | 2020-03-18 |  | LT-90794 |  |  |  | Standard |  | 1 | 1 | 0 | Deemed Ex Ante Team |  |  |  | Updated to indicate claim/filing status
2020 | R-OutCmn-LEDFixt-Ext(22w)-dWP43-dWC31 | Residential Outdoor Common Area Lighting: LED Fixture replaces pre-existing standard lighting Wattage. Measure includes Code case. | DEER2020 | D20v1 | 2020-11-24 16:30 | All-Oltg-dWatt-MS | NonDEER | Scaled | BaseRatio | 0 | 0 | None |  | 0 |  | 1 | Res | Any | Lighting | OutCommon | Ltg_Fixture | LED_fixt |  | OLtg-Res-LED-50000hr-Cmn | LED A19 Basecase, Total Watts = 2.96 x Msr Watts | LED Fixture Basecase, Total Watts = 2.42 x Msr Watts | LED fixture: Any type of housing Fixture Type, Exterior Rated; Total Watts = 22 | LEDratio0296 | LEDratio0242 | LEDFixt-Ext(22w) | Available | From LED WRR Disposition July 2016 | 0 | 0 |  | ErRobNc |  | LtgFixture-Default |  | None | 2020-01-01 | 2020-03-18 |  | LT-87921 |  |  |  | Standard |  | 1 | 1 | 0 | Deemed Ex Ante Team |  |  |  | Updated to indicate claim/filing status
2020 | R-OutCmn-LEDFixt-Ext(22w)-dWP43-dWC31 | Residential Outdoor Common Area Lighting: LED Fixture replaces pre-existing standard lighting Wattage. Measure includes Code case. | DEER2019 | D20 v0 | 2020-11-24 16:30 | All-Oltg-dWatt-MS | NonDEER | Scaled | BaseRatio | 0 | 0 | None |  | 0 |  | 1 | Res | Any | Lighting | OutCommon | Ltg_Fixture | LED_fixt |  | OLtg-Res-LED-50000hr-Cmn | LED A19 Basecase, Total Watts = 2.96 x Msr Watts | LED Fixture Basecase, Total Watts = 2.42 x Msr Watts | LED fixture: Any type of housing Fixture Type, Exterior Rated; Total Watts = 22 | LEDratio0296 | LEDratio0242 | LEDFixt-Ext(22w) | Available | From LED WRR Disposition July 2016 | 0 | 0 | DEER2019 Proposed Update | ErRobNc |  | LtgFixture-Default |  | None | 2019-01-01 | 2019-12-31 |  | LT-87921 |  |  |  | Standard | Measures expire 12/31/2019. In addition to HOU revision for 2019, impacts are revised to include DEER2020 update to the peak demand period definition | 1 | 1 | 0 | Deemed Ex Ante Team |  | Measures expire 12/31/2019. In addition to HOU revision for 2019, impacts are revised to include DEER2020 update to the peak demand period definition |  | Updated to indicate claim/filing status
2020 | R-OutCmn-LEDFixt-Ext(23w)-dWP45-dWC32 | Residential Outdoor Common Area Lighting: LED Fixture replaces pre-existing standard lighting Wattage. Measure includes Code case. | DEER2019 | D20 v0 | 2020-11-24 16:30 | All-Oltg-dWatt-MS | NonDEER | Scaled | BaseRatio | 0 | 0 | None |  | 0 |  | 1 | Res | Any | Lighting | OutCommon | Ltg_Fixture | LED_fixt |  | OLtg-Res-LED-50000hr-Cmn | LED A19 Basecase, Total Watts = 2.96 x Msr Watts | LED Fixture Basecase, Total Watts = 2.42 x Msr Watts | LED fixture: Any type of housing Fixture Type, Exterior Rated; Total Watts = 23 | LEDratio0296 | LEDratio0242 | LEDFixt-Ext(23w) | Available | From LED WRR Disposition July 2016 | 0 | 0 | DEER2019 Proposed Update | ErRobNc |  | LtgFixture-Default |  | None | 2019-01-01 | 2019-12-31 |  | LT-59818 |  |  |  | Standard | Measures expire 12/31/2019. In addition to HOU revision for 2019, impacts are revised to include DEER2020 update to the peak demand period definition | 1 | 1 | 0 | Deemed Ex Ante Team |  | Measures expire 12/31/2019. In addition to HOU revision for 2019, impacts are revised to include DEER2020 update to the peak demand period definition |  | Updated to indicate claim/filing status
2020 | R-OutCmn-LEDFixt-Ext(23w)-dWP45-dWC32 | Residential Outdoor Common Area Lighting: LED Fixture replaces pre-existing standard lighting Wattage. Measure includes Code case. | DEER2020 | D20v1 | 2020-11-24 16:30 | All-Oltg-dWatt-MS | NonDEER | Scaled | BaseRatio | 0 | 0 | None |  | 0 |  | 1 | Res | Any | Lighting | OutCommon | Ltg_Fixture | LED_fixt |  | OLtg-Res-LED-50000hr-Cmn | LED A19 Basecase, Total Watts = 2.96 x Msr Watts | LED Fixture Basecase, Total Watts = 2.42 x Msr Watts | LED fixture: Any type of housing Fixture Type, Exterior Rated; Total Watts = 23 | LEDratio0296 | LEDratio0242 | LEDFixt-Ext(23w) | Available | From LED WRR Disposition July 2016 | 0 | 0 |  | ErRobNc |  | LtgFixture-Default |  | None | 2020-01-01 | 2020-03-18 |  | LT-59818 |  |  |  | Standard |  | 1 | 1 | 0 | Deemed Ex Ante Team |  |  |  | Updated to indicate claim/filing status
2020 | R-OutCmn-LEDFixt-Ext(24w)-dWP47-dWC34 | Residential Outdoor Common Area Lighting: LED Fixture replaces pre-existing standard lighting Wattage. Measure includes Code case. | DEER2019 | D20 v0 | 2020-11-24 16:30 | All-Oltg-dWatt-MS | NonDEER | Scaled | BaseRatio | 0 | 0 | None |  | 0 |  | 1 | Res | Any | Lighting | OutCommon | Ltg_Fixture | LED_fixt |  | OLtg-Res-LED-50000hr-Cmn | LED A19 Basecase, Total Watts = 2.96 x Msr Watts | LED Fixture Basecase, Total Watts = 2.42 x Msr Watts | LED fixture: Any type of housing Fixture Type, 1920 min lm, Exterior Rated; Total Watts = 24 | LEDratio0296 | LEDratio0242 | LEDFixt-Ext(24w) | Available | From LED WRR Disposition July 2016 | 0 | 0 | DEER2019 Proposed Update | ErRobNc |  | LtgFixture-Default |  | None | 2019-01-01 | 2019-12-31 |  | LT-80849 |  |  |  | Standard | Measures expire 12/31/2019. In addition to HOU revision for 2019, impacts are revised to include DEER2020 update to the peak demand period definition | 1 | 1 | 0 | Deemed Ex Ante Team |  | Measures expire 12/31/2019. In addition to HOU revision for 2019, impacts are revised to include DEER2020 update to the peak demand period definition |  | Updated to indicate claim/filing status
2020 | R-OutCmn-LEDFixt-Ext(24w)-dWP47-dWC34 | Residential Outdoor Common Area Lighting: LED Fixture replaces pre-existing standard lighting Wattage. Measure includes Code case. | DEER2020 | D20v1 | 2020-11-24 16:30 | All-Oltg-dWatt-MS | NonDEER | Scaled | BaseRatio | 0 | 0 | None |  | 0 |  | 1 | Res | Any | Lighting | OutCommon | Ltg_Fixture | LED_fixt |  | OLtg-Res-LED-50000hr-Cmn | LED A19 Basecase, Total Watts = 2.96 x Msr Watts | LED Fixture Basecase, Total Watts = 2.42 x Msr Watts | LED fixture: Any type of housing Fixture Type, 1920 min lm, Exterior Rated; Total Watts = 24 | LEDratio0296 | LEDratio0242 | LEDFixt-Ext(24w) | Available | From LED WRR Disposition July 2016 | 0 | 0 |  | ErRobNc |  | LtgFixture-Default |  | None | 2020-01-01 | 2020-03-18 |  | LT-80849 |  |  |  | Standard |  | 1 | 1 | 0 | Deemed Ex Ante Team |  |  |  | Updated to indicate claim/filing status
2020 | R-OutCmn-LEDFixt-Ext(25w)-dWP49-dWC35 | Residential Outdoor Common Area Lighting: LED Fixture replaces pre-existing standard lighting Wattage. Measure includes Code case. | DEER2020 | D20v1 | 2020-11-24 16:30 | All-Oltg-dWatt-MS | NonDEER | Scaled | BaseRatio | 0 | 0 | None |  | 0 |  | 1 | Res | Any | Lighting | OutCommon | Ltg_Fixture | LED_fixt |  | OLtg-Res-LED-50000hr-Cmn | LED A19 Basecase, Total Watts = 2.96 x Msr Watts | LED Fixture Basecase, Total Watts = 2.42 x Msr Watts | LED fixture: Any type of housing Fixture Type, 1960 min lm, Exterior Rated; Total Watts = 25 | LEDratio0296 | LEDratio0242 | LEDFixt-Ext(25w) | Available | From LED WRR Disposition July 2016 | 0 | 0 |  | ErRobNc |  | LtgFixture-Default |  | None | 2020-01-01 | 2020-03-18 |  | LT-54477 |  |  |  | Standard |  | 1 | 1 | 0 | Deemed Ex Ante Team |  |  |  | Updated to indicate claim/filing status
2020 | R-OutCmn-LEDFixt-Ext(25w)-dWP49-dWC35 | Residential Outdoor Common Area Lighting: LED Fixture replaces pre-existing standard lighting Wattage. Measure includes Code case. | DEER2019 | D20 v0 | 2020-11-24 16:30 | All-Oltg-dWatt-MS | NonDEER | Scaled | BaseRatio | 0 | 0 | None |  | 0 |  | 1 | Res | Any | Lighting | OutCommon | Ltg_Fixture | LED_fixt |  | OLtg-Res-LED-50000hr-Cmn | LED A19 Basecase, Total Watts = 2.96 x Msr Watts | LED Fixture Basecase, Total Watts = 2.42 x Msr Watts | LED fixture: Any type of housing Fixture Type, 1960 min lm, Exterior Rated; Total Watts = 25 | LEDratio0296 | LEDratio0242 | LEDFixt-Ext(25w) | Available | From LED WRR Disposition July 2016 | 0 | 0 | DEER2019 Proposed Update | ErRobNc |  | LtgFixture-Default |  | None | 2019-01-01 | 2019-12-31 |  | LT-54477 |  |  |  | Standard | Measures expire 12/31/2019. In addition to HOU revision for 2019, impacts are revised to include DEER2020 update to the peak demand period definition | 1 | 1 | 0 | Deemed Ex Ante Team |  | Measures expire 12/31/2019. In addition to HOU revision for 2019, impacts are revised to include DEER2020 update to the peak demand period definition |  | Updated to indicate claim/filing status
2020 | R-OutCmn-LEDFixt-Ext(27w)-dWP52-dWC38 | Residential Outdoor Common Area Lighting: LED Fixture replaces pre-existing standard lighting Wattage. Measure includes Code case. | DEER2019 | D20 v0 | 2020-11-24 16:30 | All-Oltg-dWatt-MS | NonDEER | Scaled | BaseRatio | 0 | 0 | None |  | 0 |  | 1 | Res | Any | Lighting | OutCommon | Ltg_Fixture | LED_fixt |  | OLtg-Res-LED-50000hr-Cmn | LED A19 Basecase, Total Watts = 2.96 x Msr Watts | LED Fixture Basecase, Total Watts = 2.42 x Msr Watts | LED fixture: Any type of housing Fixture Type, Exterior Rated; Total Watts = 27 | LEDratio0296 | LEDratio0242 | LEDFixt-Ext(27w) | Available | From LED WRR Disposition July 2016 | 0 | 0 | DEER2019 Proposed Update | ErRobNc |  | LtgFixture-Default |  | None | 2019-01-01 | 2019-12-31 |  | LT-93132 |  |  |  | Standard | Measures expire 12/31/2019. In addition to HOU revision for 2019, impacts are revised to include DEER2020 update to the peak demand period definition | 1 | 1 | 0 | Deemed Ex Ante Team |  | Measures expire 12/31/2019. In addition to HOU revision for 2019, impacts are revised to include DEER2020 update to the peak demand period definition |  | Updated to indicate claim/filing status
2020 | R-OutCmn-LEDFixt-Ext(27w)-dWP52-dWC38 | Residential Outdoor Common Area Lighting: LED Fixture replaces pre-existing standard lighting Wattage. Measure includes Code case. | DEER2020 | D20v1 | 2020-11-24 16:30 | All-Oltg-dWatt-MS | NonDEER | Scaled | BaseRatio | 0 | 0 | None |  | 0 |  | 1 | Res | Any | Lighting | OutCommon | Ltg_Fixture | LED_fixt |  | OLtg-Res-LED-50000hr-Cmn | LED A19 Basecase, Total Watts = 2.96 x Msr Watts | LED Fixture Basecase, Total Watts = 2.42 x Msr Watts | LED fixture: Any type of housing Fixture Type, Exterior Rated; Total Watts = 27 | LEDratio0296 | LEDratio0242 | LEDFixt-Ext(27w) | Available | From LED WRR Disposition July 2016 | 0 | 0 |  | ErRobNc |  | LtgFixture-Default |  | None | 2020-01-01 | 2020-03-18 |  | LT-93132 |  |  |  | Standard |  | 1 | 1 | 0 | Deemed Ex Ante Team |  |  |  | Updated to indicate claim/filing status
2020 | R-OutCmn-LEDFixt-Ext(28w)-dWP54-dWC39 | Residential Outdoor Common Area Lighting: LED Fixture replaces pre-existing standard lighting Wattage. Measure includes Code case. | DEER2019 | D20 v0 | 2020-11-24 16:30 | All-Oltg-dWatt-MS | NonDEER | Scaled | BaseRatio | 0 | 0 | None |  | 0 |  | 1 | Res | Any | Lighting | OutCommon | Ltg_Fixture | LED_fixt |  | OLtg-Res-LED-50000hr-Cmn | LED A19 Basecase, Total Watts = 2.96 x Msr Watts | LED Fixture Basecase, Total Watts = 2.42 x Msr Watts | LED fixture: Any type of housing Fixture Type, 2400 min lm, Exterior Rated; Total Watts = 28 | LEDratio0296 | LEDratio0242 | LEDFixt-Ext(28w) | Available | From LED WRR Disposition July 2016 | 0 | 0 | DEER2019 Proposed Update | ErRobNc |  | LtgFixture-Default |  | None | 2019-01-01 | 2019-12-31 |  | LT-54348 |  |  |  | Standard | Measures expire 12/31/2019. In addition to HOU revision for 2019, impacts are revised to include DEER2020 update to the peak demand period definition | 1 | 1 | 0 | Deemed Ex Ante Team |  | Measures expire 12/31/2019. In addition to HOU revision for 2019, impacts are revised to include DEER2020 update to the peak demand period definition |  | Updated to indicate claim/filing status
2020 | R-OutCmn-LEDFixt-Ext(28w)-dWP54-dWC39 | Residential Outdoor Common Area Lighting: LED Fixture replaces pre-existing standard lighting Wattage. Measure includes Code case. | DEER2020 | D20v1 | 2020-11-24 16:30 | All-Oltg-dWatt-MS | NonDEER | Scaled | BaseRatio | 0 | 0 | None |  | 0 |  | 1 | Res | Any | Lighting | OutCommon | Ltg_Fixture | LED_fixt |  | OLtg-Res-LED-50000hr-Cmn | LED A19 Basecase, Total Watts = 2.96 x Msr Watts | LED Fixture Basecase, Total Watts = 2.42 x Msr Watts | LED fixture: Any type of housing Fixture Type, 2400 min lm, Exterior Rated; Total Watts = 28 | LEDratio0296 | LEDratio0242 | LEDFixt-Ext(28w) | Available | From LED WRR Disposition July 2016 | 0 | 0 |  | ErRobNc |  | LtgFixture-Default |  | None | 2020-01-01 | 2020-03-18 |  | LT-54348 |  |  |  | Standard |  | 1 | 1 | 0 | Deemed Ex Ante Team |  |  |  | Updated to indicate claim/filing status
2020 | R-OutCmn-LEDFixt-Ext(29w)-dWP56-dWC41 | Residential Outdoor Common Area Lighting: LED Fixture replaces pre-existing standard lighting Wattage. Measure includes Code case. | DEER2019 | D20 v0 | 2020-11-24 16:30 | All-Oltg-dWatt-MS | NonDEER | Scaled | BaseRatio | 0 | 0 | None |  | 0 |  | 1 | Res | Any | Lighting | OutCommon | Ltg_Fixture | LED_fixt |  | OLtg-Res-LED-50000hr-Cmn | LED A19 Basecase, Total Watts = 2.96 x Msr Watts | LED Fixture Basecase, Total Watts = 2.42 x Msr Watts | LED fixture: Any type of housing Fixture Type, Exterior Rated; Total Watts = 29 | LEDratio0296 | LEDratio0242 | LEDFixt-Ext(29w) | Available | From LED WRR Disposition July 2016 | 0 | 0 | DEER2019 Proposed Update | ErRobNc |  | LtgFixture-Default |  | None | 2019-01-01 | 2019-12-31 |  | LT-70702 |  |  |  | Standard | Measures expire 12/31/2019. In addition to HOU revision for 2019, impacts are revised to include DEER2020 update to the peak demand period definition | 1 | 1 | 0 | Deemed Ex Ante Team |  | Measures expire 12/31/2019. In addition to HOU revision for 2019, impacts are revised to include DEER2020 update to the peak demand period definition |  | Updated to indicate claim/filing status
2020 | R-OutCmn-LEDFixt-Ext(29w)-dWP56-dWC41 | Residential Outdoor Common Area Lighting: LED Fixture replaces pre-existing standard lighting Wattage. Measure includes Code case. | DEER2020 | D20v1 | 2020-11-24 16:30 | All-Oltg-dWatt-MS | NonDEER | Scaled | BaseRatio | 0 | 0 | None |  | 0 |  | 1 | Res | Any | Lighting | OutCommon | Ltg_Fixture | LED_fixt |  | OLtg-Res-LED-50000hr-Cmn | LED A19 Basecase, Total Watts = 2.96 x Msr Watts | LED Fixture Basecase, Total Watts = 2.42 x Msr Watts | LED fixture: Any type of housing Fixture Type, Exterior Rated; Total Watts = 29 | LEDratio0296 | LEDratio0242 | LEDFixt-Ext(29w) | Available | From LED WRR Disposition July 2016 | 0 | 0 |  | ErRobNc |  | LtgFixture-Default |  | None | 2020-01-01 | 2020-03-18 |  | LT-70702 |  |  |  | Standard |  | 1 | 1 | 0 | Deemed Ex Ante Team |  |  |  | Updated to indicate claim/filing status
2020 | R-OutCmn-LEDFixt-Ext(30w)-dWP58-dWC42 | Residential Outdoor Common Area Lighting: LED Fixture replaces pre-existing standard lighting Wattage. Measure includes Code case. | DEER2020 | D20v1 | 2020-11-24 16:30 | All-Oltg-dWatt-MS | NonDEER | Scaled | BaseRatio | 0 | 0 | None |  | 0 |  | 1 | Res | Any | Lighting | OutCommon | Ltg_Fixture | LED_fixt |  | OLtg-Res-LED-50000hr-Cmn | LED A19 Basecase, Total Watts = 2.96 x Msr Watts | LED Fixture Basecase, Total Watts = 2.42 x Msr Watts | LED fixture: Any type of housing Fixture Type, 2640 min lm, Exterior Rated; Total Watts = 30 | LEDratio0296 | LEDratio0242 | LEDFixt-Ext(30w) | Available | From LED WRR Disposition July 2016 | 0 | 0 |  | ErRobNc |  | LtgFixture-Default |  | None | 2020-01-01 | 2020-03-18 |  | LT-84919 |  |  |  | Standard |  | 1 | 1 | 0 | Deemed Ex Ante Team |  |  |  | Updated to indicate claim/filing status
2020 | R-OutCmn-LEDFixt-Ext(30w)-dWP58-dWC42 | Residential Outdoor Common Area Lighting: LED Fixture replaces pre-existing standard lighting Wattage. Measure includes Code case. | DEER2019 | D20 v0 | 2020-11-24 16:30 | All-Oltg-dWatt-MS | NonDEER | Scaled | BaseRatio | 0 | 0 | None |  | 0 |  | 1 | Res | Any | Lighting | OutCommon | Ltg_Fixture | LED_fixt |  | OLtg-Res-LED-50000hr-Cmn | LED A19 Basecase, Total Watts = 2.96 x Msr Watts | LED Fixture Basecase, Total Watts = 2.42 x Msr Watts | LED fixture: Any type of housing Fixture Type, 2640 min lm, Exterior Rated; Total Watts = 30 | LEDratio0296 | LEDratio0242 | LEDFixt-Ext(30w) | Available | From LED WRR Disposition July 2016 | 0 | 0 | DEER2019 Proposed Update | ErRobNc |  | LtgFixture-Default |  | None | 2019-01-01 | 2019-12-31 |  | LT-84919 |  |  |  | Standard | Measures expire 12/31/2019. In addition to HOU revision for 2019, impacts are revised to include DEER2020 update to the peak demand period definition | 1 | 1 | 0 | Deemed Ex Ante Team |  | Measures expire 12/31/2019. In addition to HOU revision for 2019, impacts are revised to include DEER2020 update to the peak demand period definition |  | Updated to indicate claim/filing status
2020 | R-OutCmn-LEDFixt-Ext(31w)-dWP60-dWC44 | Residential Outdoor Common Area Lighting: LED Fixture replaces pre-existing standard lighting Wattage. Measure includes Code case. | DEER2020 | D20v1 | 2020-11-24 16:30 | All-Oltg-dWatt-MS | NonDEER | Scaled | BaseRatio | 0 | 0 | None |  | 0 |  | 1 | Res | Any | Lighting | OutCommon | Ltg_Fixture | LED_fixt |  | OLtg-Res-LED-50000hr-Cmn | LED A19 Basecase, Total Watts = 2.96 x Msr Watts | LED Fixture Basecase, Total Watts = 2.42 x Msr Watts | LED fixture: Any type of housing Fixture Type, Exterior Rated; Total Watts = 31 | LEDratio0296 | LEDratio0242 | LEDFixt-Ext(31w) | Available | From LED WRR Disposition July 2016 | 0 | 0 |  | ErRobNc |  | LtgFixture-Default |  | None | 2020-01-01 | 2020-03-18 |  | LT-55545 |  |  |  | Standard |  | 1 | 1 | 0 | Deemed Ex Ante Team |  |  |  | Updated to indicate claim/filing status
2020 | R-OutCmn-LEDFixt-Ext(31w)-dWP60-dWC44 | Residential Outdoor Common Area Lighting: LED Fixture replaces pre-existing standard lighting Wattage. Measure includes Code case. | DEER2019 | D20 v0 | 2020-11-24 16:30 | All-Oltg-dWatt-MS | NonDEER | Scaled | BaseRatio | 0 | 0 | None |  | 0 |  | 1 | Res | Any | Lighting | OutCommon | Ltg_Fixture | LED_fixt |  | OLtg-Res-LED-50000hr-Cmn | LED A19 Basecase, Total Watts = 2.96 x Msr Watts | LED Fixture Basecase, Total Watts = 2.42 x Msr Watts | LED fixture: Any type of housing Fixture Type, Exterior Rated; Total Watts = 31 | LEDratio0296 | LEDratio0242 | LEDFixt-Ext(31w) | Available | From LED WRR Disposition July 2016 | 0 | 0 | DEER2019 Proposed Update | ErRobNc |  | LtgFixture-Default |  | None | 2019-01-01 | 2019-12-31 |  | LT-55545 |  |  |  | Standard | Measures expire 12/31/2019. In addition to HOU revision for 2019, impacts are revised to include DEER2020 update to the peak demand period definition | 1 | 1 | 0 | Deemed Ex Ante Team |  | Measures expire 12/31/2019. In addition to HOU revision for 2019, impacts are revised to include DEER2020 update to the peak demand period definition |  | Updated to indicate claim/filing status
2020 | R-OutCmn-LEDFixt-Ext(32w)-dWP62-dWC45 | Residential Outdoor Common Area Lighting: LED Fixture replaces pre-existing standard lighting Wattage. Measure includes Code case. | DEER2020 | D20v1 | 2020-11-24 16:30 | All-Oltg-dWatt-MS | NonDEER | Scaled | BaseRatio | 0 | 0 | None |  | 0 |  | 1 | Res | Any | Lighting | OutCommon | Ltg_Fixture | LED_fixt |  | OLtg-Res-LED-50000hr-Cmn | LED A19 Basecase, Total Watts = 2.96 x Msr Watts | LED Fixture Basecase, Total Watts = 2.42 x Msr Watts | LED fixture: Any type of housing Fixture Type, Exterior Rated; Total Watts = 32 | LEDratio0296 | LEDratio0242 | LEDFixt-Ext(32w) | Available | From LED WRR Disposition July 2016 | 0 | 0 |  | ErRobNc |  | LtgFixture-Default |  | None | 2020-01-01 | 2020-03-18 |  | LT-93666 |  |  |  | Standard |  | 1 | 1 | 0 | Deemed Ex Ante Team |  |  |  | Updated to indicate claim/filing status
2020 | R-OutCmn-LEDFixt-Ext(32w)-dWP62-dWC45 | Residential Outdoor Common Area Lighting: LED Fixture replaces pre-existing standard lighting Wattage. Measure includes Code case. | DEER2019 | D20 v0 | 2020-11-24 16:30 | All-Oltg-dWatt-MS | NonDEER | Scaled | BaseRatio | 0 | 0 | None |  | 0 |  | 1 | Res | Any | Lighting | OutCommon | Ltg_Fixture | LED_fixt |  | OLtg-Res-LED-50000hr-Cmn | LED A19 Basecase, Total Watts = 2.96 x Msr Watts | LED Fixture Basecase, Total Watts = 2.42 x Msr Watts | LED fixture: Any type of housing Fixture Type, Exterior Rated; Total Watts = 32 | LEDratio0296 | LEDratio0242 | LEDFixt-Ext(32w) | Available | From LED WRR Disposition July 2016 | 0 | 0 | DEER2019 Proposed Update | ErRobNc |  | LtgFixture-Default |  | None | 2019-01-01 | 2019-12-31 |  | LT-93666 |  |  |  | Standard | Measures expire 12/31/2019. In addition to HOU revision for 2019, impacts are revised to include DEER2020 update to the peak demand period definition | 1 | 1 | 0 | Deemed Ex Ante Team |  | Measures expire 12/31/2019. In addition to HOU revision for 2019, impacts are revised to include DEER2020 update to the peak demand period definition |  | Updated to indicate claim/filing status
2020 | R-OutCmn-LEDFixt-Ext(33w)-dWP64-dWC46 | Residential Outdoor Common Area Lighting: LED Fixture replaces pre-existing standard lighting Wattage. Measure includes Code case. | DEER2019 | D20 v0 | 2020-11-24 16:30 | All-Oltg-dWatt-MS | NonDEER | Scaled | BaseRatio | 0 | 0 | None |  | 0 |  | 1 | Res | Any | Lighting | OutCommon | Ltg_Fixture | LED_fixt |  | OLtg-Res-LED-50000hr-Cmn | LED A19 Basecase, Total Watts = 2.96 x Msr Watts | LED Fixture Basecase, Total Watts = 2.42 x Msr Watts | LED fixture: Any type of housing Fixture Type, Exterior Rated; Total Watts = 33 | LEDratio0296 | LEDratio0242 | LEDFixt-Ext(33w) | Available | From LED WRR Disposition July 2016 | 0 | 0 | DEER2019 Proposed Update | ErRobNc |  | LtgFixture-Default |  | None | 2019-01-01 | 2019-12-31 |  | LT-52746 |  |  |  | Standard | Measures expire 12/31/2019. In addition to HOU revision for 2019, impacts are revised to include DEER2020 update to the peak demand period definition | 1 | 1 | 0 | Deemed Ex Ante Team |  | Measures expire 12/31/2019. In addition to HOU revision for 2019, impacts are revised to include DEER2020 update to the peak demand period definition |  | Updated to indicate claim/filing status
2020 | R-OutCmn-LEDFixt-Ext(33w)-dWP64-dWC46 | Residential Outdoor Common Area Lighting: LED Fixture replaces pre-existing standard lighting Wattage. Measure includes Code case. | DEER2020 | D20v1 | 2020-11-24 16:30 | All-Oltg-dWatt-MS | NonDEER | Scaled | BaseRatio | 0 | 0 | None |  | 0 |  | 1 | Res | Any | Lighting | OutCommon | Ltg_Fixture | LED_fixt |  | OLtg-Res-LED-50000hr-Cmn | LED A19 Basecase, Total Watts = 2.96 x Msr Watts | LED Fixture Basecase, Total Watts = 2.42 x Msr Watts | LED fixture: Any type of housing Fixture Type, Exterior Rated; Total Watts = 33 | LEDratio0296 | LEDratio0242 | LEDFixt-Ext(33w) | Available | From LED WRR Disposition July 2016 | 0 | 0 |  | ErRobNc |  | LtgFixture-Default |  | None | 2020-01-01 | 2020-03-18 |  | LT-52746 |  |  |  | Standard |  | 1 | 1 | 0 | Deemed Ex Ante Team |  |  |  | Updated to indicate claim/filing status
2020 | R-OutCmn-LEDFixt-Ext(34w)-dWP66-dWC48 | Residential Outdoor Common Area Lighting: LED Fixture replaces pre-existing standard lighting Wattage. Measure includes Code case. | DEER2020 | D20v1 | 2020-11-24 16:30 | All-Oltg-dWatt-MS | NonDEER | Scaled | BaseRatio | 0 | 0 | None |  | 0 |  | 1 | Res | Any | Lighting | OutCommon | Ltg_Fixture | LED_fixt |  | OLtg-Res-LED-50000hr-Cmn | LED A19 Basecase, Total Watts = 2.96 x Msr Watts | LED Fixture Basecase, Total Watts = 2.42 x Msr Watts | LED fixture: Any type of housing Fixture Type, Exterior Rated; Total Watts = 34 | LEDratio0296 | LEDratio0242 | LEDFixt-Ext(34w) | Available | From LED WRR Disposition July 2016 | 0 | 0 |  | ErRobNc |  | LtgFixture-Default |  | None | 2020-01-01 | 2020-03-18 |  | LT-75508 |  |  |  | Standard |  | 1 | 1 | 0 | Deemed Ex Ante Team |  |  |  | Updated to indicate claim/filing status
2020 | R-OutCmn-LEDFixt-Ext(34w)-dWP66-dWC48 | Residential Outdoor Common Area Lighting: LED Fixture replaces pre-existing standard lighting Wattage. Measure includes Code case. | DEER2019 | D20 v0 | 2020-11-24 16:30 | All-Oltg-dWatt-MS | NonDEER | Scaled | BaseRatio | 0 | 0 | None |  | 0 |  | 1 | Res | Any | Lighting | OutCommon | Ltg_Fixture | LED_fixt |  | OLtg-Res-LED-50000hr-Cmn | LED A19 Basecase, Total Watts = 2.96 x Msr Watts | LED Fixture Basecase, Total Watts = 2.42 x Msr Watts | LED fixture: Any type of housing Fixture Type, Exterior Rated; Total Watts = 34 | LEDratio0296 | LEDratio0242 | LEDFixt-Ext(34w) | Available | From LED WRR Disposition July 2016 | 0 | 0 | DEER2019 Proposed Update | ErRobNc |  | LtgFixture-Default |  | None | 2019-01-01 | 2019-12-31 |  | LT-75508 |  |  |  | Standard | Measures expire 12/31/2019. In addition to HOU revision for 2019, impacts are revised to include DEER2020 update to the peak demand period definition | 1 | 1 | 0 | Deemed Ex Ante Team |  | Measures expire 12/31/2019. In addition to HOU revision for 2019, impacts are revised to include DEER2020 update to the peak demand period definition |  | Updated to indicate claim/filing status
2020 | R-OutCmn-LEDFixt-Ext(35w)-dWP68-dWC49 | Residential Outdoor Common Area Lighting: LED Fixture replaces pre-existing standard lighting Wattage. Measure includes Code case. | DEER2019 | D20 v0 | 2020-11-24 16:30 | All-Oltg-dWatt-MS | NonDEER | Scaled | BaseRatio | 0 | 0 | None |  | 0 |  | 1 | Res | Any | Lighting | OutCommon | Ltg_Fixture | LED_fixt |  | OLtg-Res-LED-50000hr-Cmn | LED A19 Basecase, Total Watts = 2.96 x Msr Watts | LED Fixture Basecase, Total Watts = 2.42 x Msr Watts | LED fixture: Any type of housing Fixture Type, Exterior Rated; Total Watts = 35 | LEDratio0296 | LEDratio0242 | LEDFixt-Ext(35w) | Available | From LED WRR Disposition July 2016 | 0 | 0 | DEER2019 Proposed Update | ErRobNc |  | LtgFixture-Default |  | None | 2019-01-01 | 2019-12-31 |  | LT-70499 |  |  |  | Standard | Measures expire 12/31/2019. In addition to HOU revision for 2019, impacts are revised to include DEER2020 update to the peak demand period definition | 1 | 1 | 0 | Deemed Ex Ante Team |  | Measures expire 12/31/2019. In addition to HOU revision for 2019, impacts are revised to include DEER2020 update to the peak demand period definition |  | Updated to indicate claim/filing status
2020 | R-OutCmn-LEDFixt-Ext(35w)-dWP68-dWC49 | Residential Outdoor Common Area Lighting: LED Fixture replaces pre-existing standard lighting Wattage. Measure includes Code case. | DEER2020 | D20v1 | 2020-11-24 16:30 | All-Oltg-dWatt-MS | NonDEER | Scaled | BaseRatio | 0 | 0 | None |  | 0 |  | 1 | Res | Any | Lighting | OutCommon | Ltg_Fixture | LED_fixt |  | OLtg-Res-LED-50000hr-Cmn | LED A19 Basecase, Total Watts = 2.96 x Msr Watts | LED Fixture Basecase, Total Watts = 2.42 x Msr Watts | LED fixture: Any type of housing Fixture Type, Exterior Rated; Total Watts = 35 | LEDratio0296 | LEDratio0242 | LEDFixt-Ext(35w) | Available | From LED WRR Disposition July 2016 | 0 | 0 |  | ErRobNc |  | LtgFixture-Default |  | None | 2020-01-01 | 2020-03-18 |  | LT-70499 |  |  |  | Standard |  | 1 | 1 | 0 | Deemed Ex Ante Team |  |  |  | Updated to indicate claim/filing status
2020 | R-OutCmn-LEDFixt-Ext(36w)-dWP70-dWC51 | Residential Outdoor Common Area Lighting: LED Fixture replaces pre-existing standard lighting Wattage. Measure includes Code case. | DEER2019 | D20 v0 | 2020-11-24 16:30 | All-Oltg-dWatt-MS | NonDEER | Scaled | BaseRatio | 0 | 0 | None |  | 0 |  | 1 | Res | Any | Lighting | OutCommon | Ltg_Fixture | LED_fixt |  | OLtg-Res-LED-50000hr-Cmn | LED A19 Basecase, Total Watts = 2.96 x Msr Watts | LED Fixture Basecase, Total Watts = 2.42 x Msr Watts | LED fixture: Any type of housing Fixture Type, Exterior Rated; Total Watts = 36 | LEDratio0296 | LEDratio0242 | LEDFixt-Ext(36w) | Available | From LED WRR Disposition July 2016 | 0 | 0 | DEER2019 Proposed Update | ErRobNc |  | LtgFixture-Default |  | None | 2019-01-01 | 2019-12-31 |  | LT-98805 |  |  |  | Standard | Measures expire 12/31/2019. In addition to HOU revision for 2019, impacts are revised to include DEER2020 update to the peak demand period definition | 1 | 1 | 0 | Deemed Ex Ante Team |  | Measures expire 12/31/2019. In addition to HOU revision for 2019, impacts are revised to include DEER2020 update to the peak demand period definition |  | Updated to indicate claim/filing status
2020 | R-OutCmn-LEDFixt-Ext(36w)-dWP70-dWC51 | Residential Outdoor Common Area Lighting: LED Fixture replaces pre-existing standard lighting Wattage. Measure includes Code case. | DEER2020 | D20v1 | 2020-11-24 16:30 | All-Oltg-dWatt-MS | NonDEER | Scaled | BaseRatio | 0 | 0 | None |  | 0 |  | 1 | Res | Any | Lighting | OutCommon | Ltg_Fixture | LED_fixt |  | OLtg-Res-LED-50000hr-Cmn | LED A19 Basecase, Total Watts = 2.96 x Msr Watts | LED Fixture Basecase, Total Watts = 2.42 x Msr Watts | LED fixture: Any type of housing Fixture Type, Exterior Rated; Total Watts = 36 | LEDratio0296 | LEDratio0242 | LEDFixt-Ext(36w) | Available | From LED WRR Disposition July 2016 | 0 | 0 |  | ErRobNc |  | LtgFixture-Default |  | None | 2020-01-01 | 2020-03-18 |  | LT-98805 |  |  |  | Standard |  | 1 | 1 | 0 | Deemed Ex Ante Team |  |  |  | Updated to indicate claim/filing status
2020 | R-OutCmn-LEDFixt-Ext(37w)-dWP72-dWC52 | Residential Outdoor Common Area Lighting: LED Fixture replaces pre-existing standard lighting Wattage. Measure includes Code case. | DEER2020 | D20v1 | 2020-11-24 16:30 | All-Oltg-dWatt-MS | NonDEER | Scaled | BaseRatio | 0 | 0 | None |  | 0 |  | 1 | Res | Any | Lighting | OutCommon | Ltg_Fixture | LED_fixt |  | OLtg-Res-LED-50000hr-Cmn | LED A19 Basecase, Total Watts = 2.96 x Msr Watts | LED Fixture Basecase, Total Watts = 2.42 x Msr Watts | LED fixture: Any type of housing Fixture Type, 2540 min lm, Exterior Rated; Total Watts = 37 | LEDratio0296 | LEDratio0242 | LEDFixt-Ext(37w) | Available | From LED WRR Disposition July 2016 | 0 | 0 |  | ErRobNc |  | LtgFixture-Default |  | None | 2020-01-01 | 2020-03-18 |  | LT-50609 |  |  |  | Standard |  | 1 | 1 | 0 | Deemed Ex Ante Team |  |  |  | Updated to indicate claim/filing status
2020 | R-OutCmn-LEDFixt-Ext(37w)-dWP72-dWC52 | Residential Outdoor Common Area Lighting: LED Fixture replaces pre-existing standard lighting Wattage. Measure includes Code case. | DEER2019 | D20 v0 | 2020-11-24 16:30 | All-Oltg-dWatt-MS | NonDEER | Scaled | BaseRatio | 0 | 0 | None |  | 0 |  | 1 | Res | Any | Lighting | OutCommon | Ltg_Fixture | LED_fixt |  | OLtg-Res-LED-50000hr-Cmn | LED A19 Basecase, Total Watts = 2.96 x Msr Watts | LED Fixture Basecase, Total Watts = 2.42 x Msr Watts | LED fixture: Any type of housing Fixture Type, 2540 min lm, Exterior Rated; Total Watts = 37 | LEDratio0296 | LEDratio0242 | LEDFixt-Ext(37w) | Available | From LED WRR Disposition July 2016 | 0 | 0 | DEER2019 Proposed Update | ErRobNc |  | LtgFixture-Default |  | None | 2019-01-01 | 2019-12-31 |  | LT-50609 |  |  |  | Standard | Measures expire 12/31/2019. In addition to HOU revision for 2019, impacts are revised to include DEER2020 update to the peak demand period definition | 1 | 1 | 0 | Deemed Ex Ante Team |  | Measures expire 12/31/2019. In addition to HOU revision for 2019, impacts are revised to include DEER2020 update to the peak demand period definition |  | Updated to indicate claim/filing status
2020 | R-OutCmn-LEDFixt-Ext(38w)-dWP74-dWC53 | Residential Outdoor Common Area Lighting: LED Fixture replaces pre-existing standard lighting Wattage. Measure includes Code case. | DEER2020 | D20v1 | 2020-11-24 16:30 | All-Oltg-dWatt-MS | NonDEER | Scaled | BaseRatio | 0 | 0 | None |  | 0 |  | 1 | Res | Any | Lighting | OutCommon | Ltg_Fixture | LED_fixt |  | OLtg-Res-LED-50000hr-Cmn | LED A19 Basecase, Total Watts = 2.96 x Msr Watts | LED Fixture Basecase, Total Watts = 2.42 x Msr Watts | LED fixture: Any type of housing Fixture Type, 1330 min lm, Exterior Rated; Total Watts = 38 | LEDratio0296 | LEDratio0242 | LEDFixt-Ext(38w) | Available | From LED WRR Disposition July 2016 | 0 | 0 |  | ErRobNc |  | LtgFixture-Default |  | None | 2020-01-01 | 2020-03-18 |  | LT-81917 |  |  |  | Standard |  | 1 | 1 | 0 | Deemed Ex Ante Team |  |  |  | Updated to indicate claim/filing status
2020 | R-OutCmn-LEDFixt-Ext(38w)-dWP74-dWC53 | Residential Outdoor Common Area Lighting: LED Fixture replaces pre-existing standard lighting Wattage. Measure includes Code case. | DEER2019 | D20 v0 | 2020-11-24 16:30 | All-Oltg-dWatt-MS | NonDEER | Scaled | BaseRatio | 0 | 0 | None |  | 0 |  | 1 | Res | Any | Lighting | OutCommon | Ltg_Fixture | LED_fixt |  | OLtg-Res-LED-50000hr-Cmn | LED A19 Basecase, Total Watts = 2.96 x Msr Watts | LED Fixture Basecase, Total Watts = 2.42 x Msr Watts | LED fixture: Any type of housing Fixture Type, 1330 min lm, Exterior Rated; Total Watts = 38 | LEDratio0296 | LEDratio0242 | LEDFixt-Ext(38w) | Available | From LED WRR Disposition July 2016 | 0 | 0 | DEER2019 Proposed Update | ErRobNc |  | LtgFixture-Default |  | None | 2019-01-01 | 2019-12-31 |  | LT-81917 |  |  |  | Standard | Measures expire 12/31/2019. In addition to HOU revision for 2019, impacts are revised to include DEER2020 update to the peak demand period definition | 1 | 1 | 0 | Deemed Ex Ante Team |  | Measures expire 12/31/2019. In addition to HOU revision for 2019, impacts are revised to include DEER2020 update to the peak demand period definition |  | Updated to indicate claim/filing status
2020 | R-OutCmn-LEDFixt-Ext(39w)-dWP76-dWC55 | Residential Outdoor Common Area Lighting: LED Fixture replaces pre-existing standard lighting Wattage. Measure includes Code case. | DEER2020 | D20v1 | 2020-11-24 16:30 | All-Oltg-dWatt-MS | NonDEER | Scaled | BaseRatio | 0 | 0 | None |  | 0 |  | 1 | Res | Any | Lighting | OutCommon | Ltg_Fixture | LED_fixt |  | OLtg-Res-LED-50000hr-Cmn | LED A19 Basecase, Total Watts = 2.96 x Msr Watts | LED Fixture Basecase, Total Watts = 2.42 x Msr Watts | LED fixture: Any type of housing Fixture Type, Exterior Rated; Total Watts = 39 | LEDratio0296 | LEDratio0242 | LEDFixt-Ext(39w) | Available | From LED WRR Disposition July 2016 | 0 | 0 |  | ErRobNc |  | LtgFixture-Default |  | None | 2020-01-01 | 2020-03-18 |  | LT-51273 |  |  |  | Standard |  | 1 | 1 | 0 | Deemed Ex Ante Team |  |  |  | Updated to indicate claim/filing status
2020 | R-OutCmn-LEDFixt-Ext(39w)-dWP76-dWC55 | Residential Outdoor Common Area Lighting: LED Fixture replaces pre-existing standard lighting Wattage. Measure includes Code case. | DEER2019 | D20 v0 | 2020-11-24 16:30 | All-Oltg-dWatt-MS | NonDEER | Scaled | BaseRatio | 0 | 0 | None |  | 0 |  | 1 | Res | Any | Lighting | OutCommon | Ltg_Fixture | LED_fixt |  | OLtg-Res-LED-50000hr-Cmn | LED A19 Basecase, Total Watts = 2.96 x Msr Watts | LED Fixture Basecase, Total Watts = 2.42 x Msr Watts | LED fixture: Any type of housing Fixture Type, Exterior Rated; Total Watts = 39 | LEDratio0296 | LEDratio0242 | LEDFixt-Ext(39w) | Available | From LED WRR Disposition July 2016 | 0 | 0 | DEER2019 Proposed Update | ErRobNc |  | LtgFixture-Default |  | None | 2019-01-01 | 2019-12-31 |  | LT-51273 |  |  |  | Standard | Measures expire 12/31/2019. In addition to HOU revision for 2019, impacts are revised to include DEER2020 update to the peak demand period definition | 1 | 1 | 0 | Deemed Ex Ante Team |  | Measures expire 12/31/2019. In addition to HOU revision for 2019, impacts are revised to include DEER2020 update to the peak demand period definition |  | Updated to indicate claim/filing status
2020 | R-OutCmn-LEDFixt-Ext(40w)-dWP78-dWC56 | Residential Outdoor Common Area Lighting: LED Fixture replaces pre-existing standard lighting Wattage. Measure includes Code case. | DEER2019 | D20 v0 | 2020-11-24 16:30 | All-Oltg-dWatt-MS | NonDEER | Scaled | BaseRatio | 0 | 0 | None |  | 0 |  | 1 | Res | Any | Lighting | OutCommon | Ltg_Fixture | LED_fixt |  | OLtg-Res-LED-50000hr-Cmn | LED A19 Basecase, Total Watts = 2.96 x Msr Watts | LED Fixture Basecase, Total Watts = 2.42 x Msr Watts | LED fixture: Any type of housing Fixture Type, Exterior Rated; Total Watts = 40 | LEDratio0296 | LEDratio0242 | LEDFixt-Ext(40w) | Available | From LED WRR Disposition July 2016 | 0 | 0 | DEER2019 Proposed Update | ErRobNc |  | LtgFixture-Default |  | None | 2019-01-01 | 2019-12-31 |  | LT-56484 |  |  |  | Standard | Measures expire 12/31/2019. In addition to HOU revision for 2019, impacts are revised to include DEER2020 update to the peak demand period definition | 1 | 1 | 0 | Deemed Ex Ante Team |  | Measures expire 12/31/2019. In addition to HOU revision for 2019, impacts are revised to include DEER2020 update to the peak demand period definition |  | Updated to indicate claim/filing status
2020 | R-OutCmn-LEDFixt-Ext(40w)-dWP78-dWC56 | Residential Outdoor Common Area Lighting: LED Fixture replaces pre-existing standard lighting Wattage. Measure includes Code case. | DEER2020 | D20v1 | 2020-11-24 16:30 | All-Oltg-dWatt-MS | NonDEER | Scaled | BaseRatio | 0 | 0 | None |  | 0 |  | 1 | Res | Any | Lighting | OutCommon | Ltg_Fixture | LED_fixt |  | OLtg-Res-LED-50000hr-Cmn | LED A19 Basecase, Total Watts = 2.96 x Msr Watts | LED Fixture Basecase, Total Watts = 2.42 x Msr Watts | LED fixture: Any type of housing Fixture Type, Exterior Rated; Total Watts = 40 | LEDratio0296 | LEDratio0242 | LEDFixt-Ext(40w) | Available | From LED WRR Disposition July 2016 | 0 | 0 |  | ErRobNc |  | LtgFixture-Default |  | None | 2020-01-01 | 2020-03-18 |  | LT-56484 |  |  |  | Standard |  | 1 | 1 | 0 | Deemed Ex Ante Team |  |  |  | Updated to indicate claim/filing status
2020 | R-OutCmn-LEDFixt-Ext(8w)-dWP15-dWC11 | Residential Outdoor Common Area Lighting: LED Fixture replaces pre-existing standard lighting Wattage. Measure includes Code case. | DEER2020 | D20v1 | 2020-11-24 16:30 | All-Oltg-dWatt-MS | NonDEER | Scaled | BaseRatio | 0 | 0 | None |  | 0 |  | 1 | Res | Any | Lighting | OutCommon | Ltg_Fixture | LED_fixt |  | OLtg-Res-LED-50000hr-Cmn | LED A19 Basecase, Total Watts = 2.96 x Msr Watts | LED Fixture Basecase, Total Watts = 2.42 x Msr Watts | LED fixture: Any type of housing Fixture Type, Exterior Rated; Total Watts = 8 | LEDratio0296 | LEDratio0242 | LEDFixt-Ext(8w) | Available | From LED WRR Disposition July 2016 | 0 | 0 |  | ErRobNc |  | LtgFixture-Default |  | None | 2020-01-01 | 2020-03-18 |  | LT-53295 |  |  |  | Standard |  | 1 | 1 | 0 | Deemed Ex Ante Team |  |  |  | Updated to indicate claim/filing status
2020 | R-OutCmn-LEDFixt-Ext(8w)-dWP15-dWC11 | Residential Outdoor Common Area Lighting: LED Fixture replaces pre-existing standard lighting Wattage. Measure includes Code case. | DEER2019 | D20 v0 | 2020-11-24 16:30 | All-Oltg-dWatt-MS | NonDEER | Scaled | BaseRatio | 0 | 0 | None |  | 0 |  | 1 | Res | Any | Lighting | OutCommon | Ltg_Fixture | LED_fixt |  | OLtg-Res-LED-50000hr-Cmn | LED A19 Basecase, Total Watts = 2.96 x Msr Watts | LED Fixture Basecase, Total Watts = 2.42 x Msr Watts | LED fixture: Any type of housing Fixture Type, Exterior Rated; Total Watts = 8 | LEDratio0296 | LEDratio0242 | LEDFixt-Ext(8w) | Available | From LED WRR Disposition July 2016 | 0 | 0 | DEER2019 Proposed Update | ErRobNc |  | LtgFixture-Default |  | None | 2019-01-01 | 2019-12-31 |  | LT-53295 |  |  |  | Standard | Measures expire 12/31/2019. In addition to HOU revision for 2019, impacts are revised to include DEER2020 update to the peak demand period definition | 1 | 1 | 0 | Deemed Ex Ante Team |  | Measures expire 12/31/2019. In addition to HOU revision for 2019, impacts are revised to include DEER2020 update to the peak demand period definition |  | Updated to indicate claim/filing status
2020 | R-OutCmn-LEDFixt-Ext(9w)-dWP17-dWC12 | Residential Outdoor Common Area Lighting: LED Fixture replaces pre-existing standard lighting Wattage. Measure includes Code case. | DEER2020 | D20v1 | 2020-11-24 16:30 | All-Oltg-dWatt-MS | NonDEER | Scaled | BaseRatio | 0 | 0 | None |  | 0 |  | 1 | Res | Any | Lighting | OutCommon | Ltg_Fixture | LED_fixt |  | OLtg-Res-LED-50000hr-Cmn | LED A19 Basecase, Total Watts = 2.96 x Msr Watts | LED Fixture Basecase, Total Watts = 2.42 x Msr Watts | LED fixture: Any type of housing Fixture Type, Exterior Rated; Total Watts = 9 | LEDratio0296 | LEDratio0242 | LEDFixt-Ext(9w) | Available | From LED WRR Disposition July 2016 | 0 | 0 |  | ErRobNc |  | LtgFixture-Default |  | None | 2020-01-01 | 2020-03-18 |  | LT-64511 |  |  |  | Standard |  | 1 | 1 | 0 | Deemed Ex Ante Team |  |  |  | Updated to indicate claim/filing status
2020 | R-OutCmn-LEDFixt-Ext(9w)-dWP17-dWC12 | Residential Outdoor Common Area Lighting: LED Fixture replaces pre-existing standard lighting Wattage. Measure includes Code case. | DEER2019 | D20 v0 | 2020-11-24 16:30 | All-Oltg-dWatt-MS | NonDEER | Scaled | BaseRatio | 0 | 0 | None |  | 0 |  | 1 | Res | Any | Lighting | OutCommon | Ltg_Fixture | LED_fixt |  | OLtg-Res-LED-50000hr-Cmn | LED A19 Basecase, Total Watts = 2.96 x Msr Watts | LED Fixture Basecase, Total Watts = 2.42 x Msr Watts | LED fixture: Any type of housing Fixture Type, Exterior Rated; Total Watts = 9 | LEDratio0296 | LEDratio0242 | LEDFixt-Ext(9w) | Available | From LED WRR Disposition July 2016 | 0 | 0 | DEER2019 Proposed Update | ErRobNc |  | LtgFixture-Default |  | None | 2019-01-01 | 2019-12-31 |  | LT-64511 |  |  |  | Standard | Measures expire 12/31/2019. In addition to HOU revision for 2019, impacts are revised to include DEER2020 update to the peak demand period definition | 1 | 1 | 0 | Deemed Ex Ante Team |  | Measures expire 12/31/2019. In addition to HOU revision for 2019, impacts are revised to include DEER2020 update to the peak demand period definition |  | Updated to indicate claim/filing status
2020 | R-OutCmn-LED-PAR30-Ext(12w)-dWP16 | Residential Outdoor Common-Area Lighting: LED Lamp replaces pre-existing standard lighting Wattage. Measure includes Code case. Impacts: HOU = 3390; CDF = 0.09 | DEER2020 | D20v1 | 2020-11-24 16:30 | All-Oltg-dWatt-MS | NonDEER | Scaled | BaseRatio | 0 | 0 | None |  | 0 |  | 1 | Res | Any | Lighting | OutCommon | Ltg_Lamp | LED_lamp |  | OLtg-Res-LED-20000hr-Cmn | LED PAR30 Basecase, Total Watts = 2.34 x Msr Watts | LED PAR30 Basecase, Total Watts = 2.34 x Msr Watts | LED Lamp: Exterior PAR30, 12 Watts, non-dimmable | LEDratio0234 | LEDratio0234 | LED-PAR30-Ext(12w) | Available |  | 0 | 0 |  | RobNc |  |  |  | None | 2020-01-01 | 2020-03-18 | [5 empty] | Standard |  | 1 | 1 | 0 | Deemed Ex Ante Team |  |  |  | Updated to indicate claim/filing status
2020 | R-OutCmn-LED-PAR30-Ext(12w)-dWP16 | Residential Outdoor Common-Area Lighting: LED Lamp replaces pre-existing standard lighting Wattage. Measure includes Code case. Impacts: HOU = 3390; CDF = 0.09 | DEER2019 | D20 v0 | 2020-11-24 16:30 | All-Oltg-dWatt-MS | NonDEER | Scaled | BaseRatio | 0 | 0 | None |  | 0 |  | 1 | Res | Any | Lighting | OutCommon | Ltg_Lamp | LED_lamp |  | OLtg-Res-LED-20000hr-Cmn | LED PAR30 Basecase, Total Watts = 2.34 x Msr Watts | LED PAR30 Basecase, Total Watts = 2.34 x Msr Watts | LED Lamp: Exterior PAR30, 12 Watts, non-dimmable | LEDratio0234 | LEDratio0234 | LED-PAR30-Ext(12w) | Available |  | 0 | 0 | DEER2019 Proposed Update | RobNc |  |  |  |  | 2019-01-01 | 2019-12-31 | [5 empty] | Standard | Measures expire 12/31/2019. In addition to HOU revision for 2019, impacts are revised to include DEER2020 update to the peak demand period definition | 1 | 1 | 0 | Deemed Ex Ante Team |  | Measures expire 12/31/2019. In addition to HOU revision for 2019, impacts are revised to include DEER2020 update to the peak demand period definition |  | Updated to indicate claim/filing status
2020 | R-OutCmn-LED-PAR30-Ext(15w)-dWP20 | Residential Outdoor Common-Area Lighting: LED Lamp replaces pre-existing standard lighting Wattage. Measure includes Code case. Impacts: HOU = 3390; CDF = 0.09 | DEER2019 | D20 v0 | 2020-11-24 16:30 | All-Oltg-dWatt-MS | NonDEER | Scaled | BaseRatio | 0 | 0 | None |  | 0 |  | 1 | Res | Any | Lighting | OutCommon | Ltg_Lamp | LED_lamp |  | OLtg-Res-LED-20000hr-Cmn | LED PAR30 Basecase, Total Watts = 2.34 x Msr Watts | LED PAR30 Basecase, Total Watts = 2.34 x Msr Watts | LED Lamp: Exterior PAR30, 15 Watts, non-dimmable | LEDratio0234 | LEDratio0234 | LED-PAR30-Ext(15w) | Available |  | 0 | 0 | DEER2019 Proposed Update | RobNc |  |  |  |  | 2019-01-01 | 2019-12-31 | [5 empty] | Standard | Measures expire 12/31/2019. In addition to HOU revision for 2019, impacts are revised to include DEER2020 update to the peak demand period definition | 1 | 1 | 0 | Deemed Ex Ante Team |  | Measures expire 12/31/2019. In addition to HOU revision for 2019, impacts are revised to include DEER2020 update to the peak demand period definition |  | Updated to indicate claim/filing status
2020 | R-OutCmn-LED-PAR30-Ext(15w)-dWP20 | Residential Outdoor Common-Area Lighting: LED Lamp replaces pre-existing standard lighting Wattage. Measure includes Code case. Impacts: HOU = 3390; CDF = 0.09 | DEER2020 | D20v1 | 2020-11-24 16:30 | All-Oltg-dWatt-MS | NonDEER | Scaled | BaseRatio | 0 | 0 | None |  | 0 |  | 1 | Res | Any | Lighting | OutCommon | Ltg_Lamp | LED_lamp |  | OLtg-Res-LED-20000hr-Cmn | LED PAR30 Basecase, Total Watts = 2.34 x Msr Watts | LED PAR30 Basecase, Total Watts = 2.34 x Msr Watts | LED Lamp: Exterior PAR30, 15 Watts, non-dimmable | LEDratio0234 | LEDratio0234 | LED-PAR30-Ext(15w) | Available |  | 0 | 0 |  | RobNc |  |  |  | None | 2020-01-01 | 2020-03-18 | [5 empty] | Standard |  | 1 | 1 | 0 | Deemed Ex Ante Team |  |  |  | Updated to indicate claim/filing status
2020 | R-OutCmn-LED-PAR30-Ext(6w)-dWP8 | Residential Outdoor Common-Area Lighting: LED Lamp replaces pre-existing standard lighting Wattage. Measure includes Code case. Impacts: HOU = 3390; CDF = 0.09 | DEER2020 | D20v1 | 2020-11-24 16:30 | All-Oltg-dWatt-MS | NonDEER | Scaled | BaseRatio | 0 | 0 | None |  | 0 |  | 1 | Res | Any | Lighting | OutCommon | Ltg_Lamp | LED_lamp |  | OLtg-Res-LED-20000hr-Cmn | LED PAR30 Basecase, Total Watts = 2.34 x Msr Watts | LED PAR30 Basecase, Total Watts = 2.34 x Msr Watts | LED Lamp: Exterior PAR30, 6 Watts, non-dimmable | LEDratio0234 | LEDratio0234 | LED-PAR30-Ext(6w) | Available |  | 0 | 0 |  | RobNc |  |  |  | None | 2020-01-01 | 2020-03-18 | [5 empty] | Standard |  | 1 | 1 | 0 | Deemed Ex Ante Team |  |  |  | Updated to indicate claim/filing status
2020 | R-OutCmn-LED-PAR30-Ext(6w)-dWP8 | Residential Outdoor Common-Area Lighting: LED Lamp replaces pre-existing standard lighting Wattage. Measure includes Code case. Impacts: HOU = 3390; CDF = 0.09 | DEER2019 | D20 v0 | 2020-11-24 16:30 | All-Oltg-dWatt-MS | NonDEER | Scaled | BaseRatio | 0 | 0 | None |  | 0 |  | 1 | Res | Any | Lighting | OutCommon | Ltg_Lamp | LED_lamp |  | OLtg-Res-LED-20000hr-Cmn | LED PAR30 Basecase, Total Watts = 2.34 x Msr Watts | LED PAR30 Basecase, Total Watts = 2.34 x Msr Watts | LED Lamp: Exterior PAR30, 6 Watts, non-dimmable | LEDratio0234 | LEDratio0234 | LED-PAR30-Ext(6w) | Available |  | 0 | 0 | DEER2019 Proposed Update | RobNc |  |  |  |  | 2019-01-01 | 2019-12-31 | [5 empty] | Standard | Measures expire 12/31/2019. In addition to HOU revision for 2019, impacts are revised to include DEER2020 update to the peak demand period definition | 1 | 1 | 0 | Deemed Ex Ante Team |  | Measures expire 12/31/2019. In addition to HOU revision for 2019, impacts are revised to include DEER2020 update to the peak demand period definition |  | Updated to indicate claim/filing status
2020 | R-OutCmn-LED-PAR38-Ext(17w)-dWP27 | Residential Outdoor Common-Area Lighting: LED Lamp replaces pre-existing standard lighting Wattage. Measure includes Code case. Impacts: HOU = 3390; CDF = 0.09 | DEER2020 | D20v1 | 2020-11-24 16:30 | All-Oltg-dWatt-MS | NonDEER | Scaled | BaseRatio | 0 | 0 | None |  | 0 |  | 1 | Res | Any | Lighting | OutCommon | Ltg_Lamp | LED_lamp |  | OLtg-Res-LED-20000hr-Cmn | LED PAR38 Basecase, Total Watts = 2.60 x Msr Watts | LED PAR38 Basecase, Total Watts = 2.60 x Msr Watts | LED Lamp: Exterior PAR38, 17 Watts, non-dimmable | LEDratio0260 | LEDratio0260 | LED-PAR38-Ext(17w) | Available |  | 0 | 0 |  | RobNc |  |  |  | None | 2020-01-01 | 2020-03-18 | [5 empty] | Standard |  | 1 | 1 | 0 | Deemed Ex Ante Team |  |  |  | Updated to indicate claim/filing status
2020 | R-OutCmn-LED-PAR38-Ext(17w)-dWP27 | Residential Outdoor Common-Area Lighting: LED Lamp replaces pre-existing standard lighting Wattage. Measure includes Code case. Impacts: HOU = 3390; CDF = 0.09 | DEER2019 | D20 v0 | 2020-11-24 16:30 | All-Oltg-dWatt-MS | NonDEER | Scaled | BaseRatio | 0 | 0 | None |  | 0 |  | 1 | Res | Any | Lighting | OutCommon | Ltg_Lamp | LED_lamp |  | OLtg-Res-LED-20000hr-Cmn | LED PAR38 Basecase, Total Watts = 2.60 x Msr Watts | LED PAR38 Basecase, Total Watts = 2.60 x Msr Watts | LED Lamp: Exterior PAR38, 17 Watts, non-dimmable | LEDratio0260 | LEDratio0260 | LED-PAR38-Ext(17w) | Available |  | 0 | 0 | DEER2019 Proposed Update | RobNc |  |  |  |  | 2019-01-01 | 2019-12-31 | [5 empty] | Standard | Measures expire 12/31/2019. In addition to HOU revision for 2019, impacts are revised to include DEER2020 update to the peak demand period definition | 1 | 1 | 0 | Deemed Ex Ante Team |  | Measures expire 12/31/2019. In addition to HOU revision for 2019, impacts are revised to include DEER2020 update to the peak demand period definition |  | Updated to indicate claim/filing status
2020 | R-OutCmn-LED-PAR38-Ext(19w)-dWP30 | Residential Outdoor Common-Area Lighting: LED Lamp replaces pre-existing standard lighting Wattage. Measure includes Code case. Impacts: HOU = 3390; CDF = 0.09 | DEER2020 | D20v1 | 2020-11-24 16:30 | All-Oltg-dWatt-MS | NonDEER | Scaled | BaseRatio | 0 | 0 | None |  | 0 |  | 1 | Res | Any | Lighting | OutCommon | Ltg_Lamp | LED_lamp |  | OLtg-Res-LED-20000hr-Cmn | LED PAR38 Basecase, Total Watts = 2.60 x Msr Watts | LED PAR38 Basecase, Total Watts = 2.60 x Msr Watts | LED Lamp: Exterior PAR38, 19 Watts, non-dimmable | LEDratio0260 | LEDratio0260 | LED-PAR38-Ext(19w) | Available |  | 0 | 0 |  | RobNc |  |  |  | None | 2020-01-01 | 2020-03-18 | [5 empty] | Standard |  | 1 | 1 | 0 | Deemed Ex Ante Team |  |  |  | Updated to indicate claim/filing status
2020 | R-OutCmn-LED-PAR38-Ext(19w)-dWP30 | Residential Outdoor Common-Area Lighting: LED Lamp replaces pre-existing standard lighting Wattage. Measure includes Code case. Impacts: HOU = 3390; CDF = 0.09 | DEER2019 | D20 v0 | 2020-11-24 16:30 | All-Oltg-dWatt-MS | NonDEER | Scaled | BaseRatio | 0 | 0 | None |  | 0 |  | 1 | Res | Any | Lighting | OutCommon | Ltg_Lamp | LED_lamp |  | OLtg-Res-LED-20000hr-Cmn | LED PAR38 Basecase, Total Watts = 2.60 x Msr Watts | LED PAR38 Basecase, Total Watts = 2.60 x Msr Watts | LED Lamp: Exterior PAR38, 19 Watts, non-dimmable | LEDratio0260 | LEDratio0260 | LED-PAR38-Ext(19w) | Available |  | 0 | 0 | DEER2019 Proposed Update | RobNc |  |  |  |  | 2019-01-01 | 2019-12-31 | [5 empty] | Standard | Measures expire 12/31/2019. In addition to HOU revision for 2019, impacts are revised to include DEER2020 update to the peak demand period definition | 1 | 1 | 0 | Deemed Ex Ante Team |  | Measures expire 12/31/2019. In addition to HOU revision for 2019, impacts are revised to include DEER2020 update to the peak demand period definition |  | Updated to indicate claim/filing status
2020 | R-OutCmn-LED-PAR38-Ext(7w)-dWP11 | Residential Outdoor Common-Area Lighting: LED Lamp replaces pre-existing standard lighting Wattage. Measure includes Code case. Impacts: HOU = 3390; CDF = 0.09 | DEER2020 | D20v1 | 2020-11-24 16:30 | All-Oltg-dWatt-MS | NonDEER | Scaled | BaseRatio | 0 | 0 | None |  | 0 |  | 1 | Res | Any | Lighting | OutCommon | Ltg_Lamp | LED_lamp |  | OLtg-Res-LED-20000hr-Cmn | LED PAR38 Basecase, Total Watts = 2.60 x Msr Watts | LED PAR38 Basecase, Total Watts = 2.60 x Msr Watts | LED Lamp: Exterior PAR38, 7 Watts, non-dimmable | LEDratio0260 | LEDratio0260 | LED-PAR38-Ext(7w) | Available |  | 0 | 0 |  | RobNc |  |  |  | None | 2020-01-01 | 2020-03-18 | [5 empty] | Standard |  | 1 | 1 | 0 | Deemed Ex Ante Team |  |  |  | Updated to indicate claim/filing status
2020 | R-OutCmn-LED-PAR38-Ext(7w)-dWP11 | Residential Outdoor Common-Area Lighting: LED Lamp replaces pre-existing standard lighting Wattage. Measure includes Code case. Impacts: HOU = 3390; CDF = 0.09 | DEER2019 | D20 v0 | 2020-11-24 16:30 | All-Oltg-dWatt-MS | NonDEER | Scaled | BaseRatio | 0 | 0 | None |  | 0 |  | 1 | Res | Any | Lighting | OutCommon | Ltg_Lamp | LED_lamp |  | OLtg-Res-LED-20000hr-Cmn | LED PAR38 Basecase, Total Watts = 2.60 x Msr Watts | LED PAR38 Basecase, Total Watts = 2.60 x Msr Watts | LED Lamp: Exterior PAR38, 7 Watts, non-dimmable | LEDratio0260 | LEDratio0260 | LED-PAR38-Ext(7w) | Available |  | 0 | 0 | DEER2019 Proposed Update | RobNc |  |  |  |  | 2019-01-01 | 2019-12-31 | [5 empty] | Standard | Measures expire 12/31/2019. In addition to HOU revision for 2019, impacts are revised to include DEER2020 update to the peak demand period definition | 1 | 1 | 0 | Deemed Ex Ante Team |  | Measures expire 12/31/2019. In addition to HOU revision for 2019, impacts are revised to include DEER2020 update to the peak demand period definition |  | Updated to indicate claim/filing status
2020 | R-Out-LED-A19(EISA-Bin-100w-100LPW)-dWP2p4 | LED A Lamp replaces pre-existing standard lighting Wattage based on EISA bin and LPW | DEER2020 | D20v1 | 2020-11-24 16:30 | Res-Oltg-dWatt-SI | DEER | Scaled | DeltaWatts | 2.4 | 2.4 | None |  | 0 |  | 0 | Res | Any | Lighting | OutGen | Ltg_Lamp | LED_lamp |  | OLtg-Res-LED-10000hr | LED A19 Basecase, 75% LED, 25% CFL | LED A19 Basecase, 75% LED, 25% CFL | LED Lamp: A19, EISA Bin 100, 100 LPW |  |  |  | Available |  | 0 | 0 |  | NrNc |  |  |  | None | 2020-01-01 | 2020-03-18 | [5 empty] | Standard | DEER2020 update for: revised EUL; revised impacts, IEFs and peak demand | 1 | 1 | 0 | Deemed Ex Ante Team |  | DEER2020 update for: revised EUL; revised impacts, IEFs and peak demand |  | Updated to indicate claim/filing status
2020 | R-Out-LED-A19(EISA-Bin-100w-110LPW)-dWP2p6 | LED A Lamp replaces pre-existing standard lighting Wattage based on EISA bin and LPW | DEER2020 | D20v1 | 2020-11-24 16:30 | Res-Oltg-dWatt-SI | DEER | Scaled | DeltaWatts | 2.6 | 2.6 | None |  | 0 |  | 0 | Res | Any | Lighting | OutGen | Ltg_Lamp | LED_lamp |  | OLtg-Res-LED-10000hr | LED A19 Basecase, 75% LED, 25% CFL | LED A19 Basecase, 75% LED, 25% CFL | LED Lamp: A19, EISA Bin 100, 110 LPW |  |  |  | Available |  | 0 | 0 |  | NrNc |  |  |  | None | 2020-01-01 | 2020-03-18 | [5 empty] | Standard | DEER2020 update for: revised EUL; revised impacts, IEFs and peak demand | 1 | 1 | 0 | Deemed Ex Ante Team |  | DEER2020 update for: revised EUL; revised impacts, IEFs and peak demand |  | Updated to indicate claim/filing status
2020 | R-Out-LED-A19(EISA-Bin-100w-120LPW)-dWP3p3 | LED A Lamp replaces pre-existing standard lighting Wattage based on EISA bin and LPW | DEER2020 | D20v1 | 2020-11-24 16:30 | Res-Oltg-dWatt-SI | DEER | Scaled | DeltaWatts | 3.3 | 3.3 | None |  | 0 |  | 0 | Res | Any | Lighting | OutGen | Ltg_Lamp | LED_lamp |  | OLtg-Res-LED-10000hr | LED A19 Basecase, 75% LED, 25% CFL | LED A19 Basecase, 75% LED, 25% CFL | LED Lamp: A19, EISA Bin 100, 120 LPW |  |  |  | Available |  | 0 | 0 |  | NrNc |  |  |  | None | 2020-01-01 | 2020-03-18 | [5 empty] | Standard | DEER2020 update for: revised EUL; revised impacts, IEFs and peak demand | 1 | 1 | 0 | Deemed Ex Ante Team |  | DEER2020 update for: revised EUL; revised impacts, IEFs and peak demand |  | Updated to indicate claim/filing status
2020 | R-Out-LED-A19(EISA-Bin-100w-90LPW)-dWP2p0 | LED A Lamp replaces pre-existing standard lighting Wattage based on EISA bin and LPW | DEER2020 | D20v1 | 2020-11-24 16:30 | Res-Oltg-dWatt-SI | DEER | Scaled | DeltaWatts | 2 | 2 | None |  | 0 |  | 0 | Res | Any | Lighting | OutGen | Ltg_Lamp | LED_lamp |  | OLtg-Res-LED-10000hr | LED A19 Basecase, 75% LED, 25% CFL | LED A19 Basecase, 75% LED, 25% CFL | LED Lamp: A19, EISA Bin 100, 90 LPW |  |  |  | Available |  | 0 | 0 |  | NrNc |  |  |  | None | 2020-01-01 | 2020-03-18 | [5 empty] | Standard | DEER2020 update for: revised EUL; revised impacts, IEFs and peak demand | 1 | 1 | 0 | Deemed Ex Ante Team |  | DEER2020 update for: revised EUL; revised impacts, IEFs and peak demand |  | Updated to indicate claim/filing status
2020 | R-Out-LED-A19(EISA-Bin-40w-100LPW)-dWP1p1 | LED A Lamp replaces pre-existing standard lighting Wattage based on EISA bin and LPW | DEER2020 | D20v1 | 2020-11-24 16:30 | Res-Oltg-dWatt-SI | DEER | Scaled | DeltaWatts | 1.1 | 1.1 | None |  | 0 |  | 0 | Res | Any | Lighting | OutGen | Ltg_Lamp | LED_lamp |  | OLtg-Res-LED-10000hr | LED A19 Basecase, 75% LED, 25% CFL | LED A19 Basecase, 75% LED, 25% CFL | LED Lamp: A19, EISA Bin 40, 100 LPW |  |  |  | Available |  | 0 | 0 |  | NrNc |  |  |  | None | 2020-01-01 | 2020-03-18 | [5 empty] | Standard | DEER2020 update for: revised EUL; revised impacts, IEFs and peak demand | 1 | 1 | 0 | Deemed Ex Ante Team |  | DEER2020 update for: revised EUL; revised impacts, IEFs and peak demand |  | Updated to indicate claim/filing status
2020 | R-Out-LED-A19(EISA-Bin-40w-110LPW)-dWP1p2 | LED A Lamp replaces pre-existing standard lighting Wattage based on EISA bin and LPW | DEER2020 | D20v1 | 2020-11-24 16:30 | Res-Oltg-dWatt-SI | DEER | Scaled | DeltaWatts | 1.2 | 1.2 | None |  | 0 |  | 0 | Res | Any | Lighting | OutGen | Ltg_Lamp | LED_lamp |  | OLtg-Res-LED-10000hr | LED A19 Basecase, 75% LED, 25% CFL | LED A19 Basecase, 75% LED, 25% CFL | LED Lamp: A19, EISA Bin 40, 110 LPW |  |  |  | Available |  | 0 | 0 |  | NrNc |  |  |  | None | 2020-01-01 | 2020-03-18 | [5 empty] | Standard | DEER2020 update for: revised EUL; revised impacts, IEFs and peak demand | 1 | 1 | 0 | Deemed Ex Ante Team |  | DEER2020 update for: revised EUL; revised impacts, IEFs and peak demand |  | Updated to indicate claim/filing status
2020 | R-Out-LED-A19(EISA-Bin-40w-120LPW)-dWP1p5 | LED A Lamp replaces pre-existing standard lighting Wattage based on EISA bin and LPW | DEER2020 | D20v1 | 2020-11-24 16:30 | Res-Oltg-dWatt-SI | DEER | Scaled | DeltaWatts | 1.5 | 1.5 | None |  | 0 |  | 0 | Res | Any | Lighting | OutGen | Ltg_Lamp | LED_lamp |  | OLtg-Res-LED-10000hr | LED A19 Basecase, 75% LED, 25% CFL | LED A19 Basecase, 75% LED, 25% CFL | LED Lamp: A19, EISA Bin 40, 120 LPW |  |  |  | Available |  | 0 | 0 |  | NrNc |  |  |  | None | 2020-01-01 | 2020-03-18 | [5 empty] | Standard | DEER2020 update for: revised EUL; revised impacts, IEFs and peak demand | 1 | 1 | 0 | Deemed Ex Ante Team |  | DEER2020 update for: revised EUL; revised impacts, IEFs and peak demand |  | Updated to indicate claim/filing status
2020 | R-Out-LED-A19(EISA-Bin-40w-80LPW)-dWP0p8 | LED A Lamp replaces pre-existing standard lighting Wattage based on EISA bin and LPW | DEER2020 | D20v1 | 2020-11-24 16:30 | Res-Oltg-dWatt-SI | DEER | Scaled | DeltaWatts | 0.8 | 0.8 | None |  | 0 |  | 0 | Res | Any | Lighting | OutGen | Ltg_Lamp | LED_lamp |  | OLtg-Res-LED-10000hr | LED A19 Basecase, 75% LED, 25% CFL | LED A19 Basecase, 75% LED, 25% CFL | LED Lamp: A19, EISA Bin 40, 80 LPW |  |  |  | Available |  | 0 | 0 |  | NrNc |  |  |  | None | 2020-01-01 | 2020-03-18 | [5 empty] | Standard | DEER2020 update for: revised EUL; revised impacts, IEFs and peak demand | 1 | 1 | 0 | Deemed Ex Ante Team |  | DEER2020 update for: revised EUL; revised impacts, IEFs and peak demand |  | Updated to indicate claim/filing status
2020 | R-Out-LED-A19(EISA-Bin-40w-90LPW)-dWP1p0 | LED A Lamp replaces pre-existing standard lighting Wattage based on EISA bin and LPW | DEER2020 | D20v1 | 2020-11-24 16:30 | Res-Oltg-dWatt-SI | DEER | Scaled | DeltaWatts | 1 | 1 | None |  | 0 |  | 0 | Res | Any | Lighting | OutGen | Ltg_Lamp | LED_lamp |  | OLtg-Res-LED-10000hr | LED A19 Basecase, 75% LED, 25% CFL | LED A19 Basecase, 75% LED, 25% CFL | LED Lamp: A19, EISA Bin 40, 90 LPW |  |  |  | Available |  | 0 | 0 |  | NrNc |  |  |  | None | 2020-01-01 | 2020-03-18 | [5 empty] | Standard | DEER2020 update for: revised EUL; revised impacts, IEFs and peak demand | 1 | 1 | 0 | Deemed Ex Ante Team |  | DEER2020 update for: revised EUL; revised impacts, IEFs and peak demand |  | Updated to indicate claim/filing status
2020 | R-Out-LED-A19(EISA-Bin-60w-100LPW)-dWP1p4 | LED A Lamp replaces pre-existing standard lighting Wattage based on EISA bin and LPW | DEER2020 | D20v1 | 2020-11-24 16:30 | Res-Oltg-dWatt-SI | DEER | Scaled | DeltaWatts | 1.4 | 1.4 | None |  | 0 |  | 0 | Res | Any | Lighting | OutGen | Ltg_Lamp | LED_lamp |  | OLtg-Res-LED-10000hr | LED A19 Basecase, 75% LED, 25% CFL | LED A19 Basecase, 75% LED, 25% CFL | LED Lamp: A19, EISA Bin 60, 100 LPW |  |  |  | Available |  | 0 | 0 |  | NrNc |  |  |  | None | 2020-01-01 | 2020-03-18 | [5 empty] | Standard | DEER2020 update for: revised EUL; revised impacts, IEFs and peak demand | 1 | 1 | 0 | Deemed Ex Ante Team |  | DEER2020 update for: revised EUL; revised impacts, IEFs and peak demand |  | Updated to indicate claim/filing status
2020 | R-Out-LED-A19(EISA-Bin-60w-110LPW)-dWP1p5 | LED A Lamp replaces pre-existing standard lighting Wattage based on EISA bin and LPW | DEER2020 | D20v1 | 2020-11-24 16:30 | Res-Oltg-dWatt-SI | DEER | Scaled | DeltaWatts | 1.5 | 1.5 | None |  | 0 |  | 0 | Res | Any | Lighting | OutGen | Ltg_Lamp | LED_lamp |  | OLtg-Res-LED-10000hr | LED A19 Basecase, 75% LED, 25% CFL | LED A19 Basecase, 75% LED, 25% CFL | LED Lamp: A19, EISA Bin 60, 110 LPW |  |  |  | Available |  | 0 | 0 |  | NrNc |  |  |  | None | 2020-01-01 | 2020-03-18 | [5 empty] | Standard | DEER2020 update for: revised EUL; revised impacts, IEFs and peak demand | 1 | 1 | 0 | Deemed Ex Ante Team |  | DEER2020 update for: revised EUL; revised impacts, IEFs and peak demand |  | Updated to indicate claim/filing status
2020 | R-Out-LED-A19(EISA-Bin-60w-120LPW)-dWP1p8 | LED A Lamp replaces pre-existing standard lighting Wattage based on EISA bin and LPW | DEER2020 | D20v1 | 2020-11-24 16:30 | Res-Oltg-dWatt-SI | DEER | Scaled | DeltaWatts | 1.8 | 1.8 | None |  | 0 |  | 0 | Res | Any | Lighting | OutGen | Ltg_Lamp | LED_lamp |  | OLtg-Res-LED-10000hr | LED A19 Basecase, 75% LED, 25% CFL | LED A19 Basecase, 75% LED, 25% CFL | LED Lamp: A19, EISA Bin 60, 120 LPW |  |  |  | Available |  | 0 | 0 |  | NrNc |  |  |  | None | 2020-01-01 | 2020-03-18 | [5 empty] | Standard | DEER2020 update for: revised EUL; revised impacts, IEFs and peak demand | 1 | 1 | 0 | Deemed Ex Ante Team |  | DEER2020 update for: revised EUL; revised impacts, IEFs and peak demand |  | Updated to indicate claim/filing status
2020 | R-Out-LED-A19(EISA-Bin-60w-90LPW)-dWP1p3 | LED A Lamp replaces pre-existing standard lighting Wattage based on EISA bin and LPW | DEER2020 | D20v1 | 2020-11-24 16:30 | Res-Oltg-dWatt-SI | DEER | Scaled | DeltaWatts | 1.3 | 1.3 | None |  | 0 |  | 0 | Res | Any | Lighting | OutGen | Ltg_Lamp | LED_lamp |  | OLtg-Res-LED-10000hr | LED A19 Basecase, 75% LED, 25% CFL | LED A19 Basecase, 75% LED, 25% CFL | LED Lamp: A19, EISA Bin 60, 90 LPW |  |  |  | Available |  | 0 | 0 |  | NrNc |  |  |  | None | 2020-01-01 | 2020-03-18 | [5 empty] | Standard | DEER2020 update for: revised EUL; revised impacts, IEFs and peak demand | 1 | 1 | 0 | Deemed Ex Ante Team |  | DEER2020 update for: revised EUL; revised impacts, IEFs and peak demand |  | Updated to indicate claim/filing status
2020 | R-Out-LED-A19(EISA-Bin-75w-100LPW)-dWP1p7 | LED A Lamp replaces pre-existing standard lighting Wattage based on EISA bin and LPW | DEER2020 | D20v1 | 2020-11-24 16:30 | Res-Oltg-dWatt-SI | DEER | Scaled | DeltaWatts | 1.7 | 1.7 | None |  | 0 |  | 0 | Res | Any | Lighting | OutGen | Ltg_Lamp | LED_lamp |  | OLtg-Res-LED-10000hr | LED A19 Basecase, 75% LED, 25% CFL | LED A19 Basecase, 75% LED, 25% CFL | LED Lamp: A19, EISA Bin 75, 100 LPW |  |  |  | Available |  | 0 | 0 |  | NrNc |  |  |  | None | 2020-01-01 | 2020-03-18 | [5 empty] | Standard | DEER2020 update for: revised EUL; revised impacts, IEFs and peak demand | 1 | 1 | 0 | Deemed Ex Ante Team |  | DEER2020 update for: revised EUL; revised impacts, IEFs and peak demand |  | Updated to indicate claim/filing status
2020 | R-Out-LED-A19(EISA-Bin-75w-110LPW)-dWP1p9 | LED A Lamp replaces pre-existing standard lighting Wattage based on EISA bin and LPW | DEER2020 | D20v1 | 2020-11-24 16:30 | Res-Oltg-dWatt-SI | DEER | Scaled | DeltaWatts | 1.9 | 1.9 | None |  | 0 |  | 0 | Res | Any | Lighting | OutGen | Ltg_Lamp | LED_lamp |  | OLtg-Res-LED-10000hr | LED A19 Basecase, 75% LED, 25% CFL | LED A19 Basecase, 75% LED, 25% CFL | LED Lamp: A19, EISA Bin 75, 110 LPW |  |  |  | Available |  | 0 | 0 |  | NrNc |  |  |  | None | 2020-01-01 | 2020-03-18 | [5 empty] | Standard | DEER2020 update for: revised EUL; revised impacts, IEFs and peak demand | 1 | 1 | 0 | Deemed Ex Ante Team |  | DEER2020 update for: revised EUL; revised impacts, IEFs and peak demand |  | Updated to indicate claim/filing status
2020 | R-Out-LED-A19(EISA-Bin-75w-120LPW)-dWP2p3 | LED A Lamp replaces pre-existing standard lighting Wattage based on EISA bin and LPW | DEER2020 | D20v1 | 2020-11-24 16:30 | Res-Oltg-dWatt-SI | DEER | Scaled | DeltaWatts | 2.3 | 2.3 | None |  | 0 |  | 0 | Res | Any | Lighting | OutGen | Ltg_Lamp | LED_lamp |  | OLtg-Res-LED-10000hr | LED A19 Basecase, 75% LED, 25% CFL | LED A19 Basecase, 75% LED, 25% CFL | LED Lamp: A19, EISA Bin 75, 80 LPW |  |  |  | Available |  | 0 | 0 |  | NrNc |  |  |  | None | 2020-01-01 | 2020-03-18 | [5 empty] | Standard | DEER2020 update for: revised EUL; revised impacts, IEFs and peak demand | 1 | 1 | 0 | Deemed Ex Ante Team |  | DEER2020 update for: revised EUL; revised impacts, IEFs and peak demand |  | Updated to indicate claim/filing status
2020 | R-Out-LED-A19(EISA-Bin-75w-90LPW)-dWP1p5 | LED A Lamp replaces pre-existing standard lighting Wattage based on EISA bin and LPW | DEER2020 | D20v1 | 2020-11-24 16:30 | Res-Oltg-dWatt-SI | DEER | Scaled | DeltaWatts | 1.5 | 1.5 | None |  | 0 |  | 0 | Res | Any | Lighting | OutGen | Ltg_Lamp | LED_lamp |  | OLtg-Res-LED-10000hr | LED A19 Basecase, 75% LED, 25% CFL | LED A19 Basecase, 75% LED, 25% CFL | LED Lamp: A19, EISA Bin 75, 90 LPW |  |  |  | Available |  | 0 | 0 |  | NrNc |  |  |  | None | 2020-01-01 | 2020-03-18 | [5 empty] | Standard | DEER2020 update for: revised EUL; revised impacts, IEFs and peak demand | 1 | 1 | 0 | Deemed Ex Ante Team |  | DEER2020 update for: revised EUL; revised impacts, IEFs and peak demand |  | Updated to indicate claim/filing status
2020 | R-Out-LEDFixt-Ext(10w)-dWP19-dWC14 | Residential Outdoor General Lighting: LED Fixture replaces pre-existing standard lighting Wattage. Measure includes Code case. | DEER2020 | D20v1 | 2020-11-24 16:30 | Res-Oltg-dWatt-SI | DEER | Scaled | BaseRatio |  |  | None |  | 0 |  | 1 | Res | Any | Lighting | OutGen | Ltg_Fixture | LED_fixt |  | OLtg-Res-LED-50000hr |  |  |  | LEDratio0296 | LEDratio0242 | LEDFixt-Ext(10w) | Available |  | 0 | 0 |  | ArNrNc |  | LtgFixture-Default |  | None | 2020-01-01 | 2020-03-18 | [5 empty] | Standard | DEER2020 update for: ISP/Title 24 wattage baseline; revised impacts, IEFs and peak demand | 1 | 1 | 0 | Deemed Ex Ante Team |  | DEER2020 update for: ISP/Title 24 wattage baseline; revised impacts, IEFs and peak demand |  | Updated to indicate claim/filing status
2020 | R-Out-LEDFixt-Ext(11w)-dWP21-dWC15 | Residential Outdoor General Lighting: LED Fixture replaces pre-existing standard lighting Wattage. Measure includes Code case. | DEER2020 | D20v1 | 2020-11-24 16:30 | Res-Oltg-dWatt-SI | DEER | Scaled | BaseRatio |  |  | None |  | 0 |  | 1 | Res | Any | Lighting | OutGen | Ltg_Fixture | LED_fixt |  | OLtg-Res-LED-50000hr |  |  |  | LEDratio0296 | LEDratio0242 | LEDFixt-Ext(11w) | Available |  | 0 | 0 |  | ArNrNc |  | LtgFixture-Default |  | None | 2020-01-01 | 2020-03-18 | [5 empty] | Standard | DEER2020 update for: ISP/Title 24 wattage baseline; revised impacts, IEFs and peak demand | 1 | 1 | 0 | Deemed Ex Ante Team |  | DEER2020 update for: ISP/Title 24 wattage baseline; revised impacts, IEFs and peak demand |  | Updated to indicate claim/filing status
2020 | R-Out-LEDFixt-Ext-1(26w)-dWP50-dWC36 | Residential Outdoor General Lighting: LED Fixture replaces pre-existing standard lighting Wattage. Measure includes Code case. | DEER2020 | D20v1 | 2020-11-24 16:30 | Res-Oltg-dWatt-SI | DEER | Scaled | BaseRatio |  |  | None |  | 0 |  | 1 | Res | Any | Lighting | OutGen | Ltg_Fixture | LED_fixt |  | OLtg-Res-LED-50000hr |  |  |  | LEDratio0296 | LEDratio0242 | LEDFixt-Ext-1(26w) | Available |  | 0 | 0 |  | ArNrNc |  | LtgFixture-Default |  | None | 2020-01-01 | 2020-03-18 | [5 empty] | Standard | DEER2020 update for: ISP/Title 24 wattage baseline; revised impacts, IEFs and peak demand | 1 | 1 | 0 | Deemed Ex Ante Team |  | DEER2020 update for: ISP/Title 24 wattage baseline; revised impacts, IEFs and peak demand |  | Updated to indicate claim/filing status
2020 | R-Out-LEDFixt-Ext(12w)-dWP23-dWC17 | Residential Outdoor General Lighting: LED Fixture replaces pre-existing standard lighting Wattage. Measure includes Code case. | DEER2020 | D20v1 | 2020-11-24 16:30 | Res-Oltg-dWatt-SI | DEER | Scaled | BaseRatio |  |  | None |  | 0 |  | 1 | Res | Any | Lighting | OutGen | Ltg_Fixture | LED_fixt |  | OLtg-Res-LED-50000hr |  |  |  | LEDratio0296 | LEDratio0242 | LEDFixt-Ext(12w) | Available |  | 0 | 0 |  | ArNrNc |  | LtgFixture-Default |  | None | 2020-01-01 | 2020-03-18 | [5 empty] | Standard | DEER2020 update for: ISP/Title 24 wattage baseline; revised impacts, IEFs and peak demand | 1 | 1 | 0 | Deemed Ex Ante Team |  | DEER2020 update for: ISP/Title 24 wattage baseline; revised impacts, IEFs and peak demand |  | Updated to indicate claim/filing status
2020 | R-Out-LEDFixt-Ext(13w)-dWP25-dWC18 | Residential Outdoor General Lighting: LED Fixture replaces pre-existing standard lighting Wattage. Measure includes Code case. | DEER2020 | D20v1 | 2020-11-24 16:30 | Res-Oltg-dWatt-SI | DEER | Scaled | BaseRatio |  |  | None |  | 0 |  | 1 | Res | Any | Lighting | OutGen | Ltg_Fixture | LED_fixt |  | OLtg-Res-LED-50000hr |  |  |  | LEDratio0296 | LEDratio0242 | LEDFixt-Ext(13w) | Available |  | 0 | 0 |  | ArNrNc |  | LtgFixture-Default |  | None | 2020-01-01 | 2020-03-18 | [5 empty] | Standard | DEER2020 update for: ISP/Title 24 wattage baseline; revised impacts, IEFs and peak demand | 1 | 1 | 0 | Deemed Ex Ante Team |  | DEER2020 update for: ISP/Title 24 wattage baseline; revised impacts, IEFs and peak demand |  | Updated to indicate claim/filing status
2020 | R-Out-LEDFixt-Ext(14w)-dWP27-dWC19 | Residential Outdoor General Lighting: LED Fixture replaces pre-existing standard lighting Wattage. Measure includes Code case. | DEER2020 | D20v1 | 2020-11-24 16:30 | Res-Oltg-dWatt-SI | DEER | Scaled | BaseRatio |  |  | None |  | 0 |  | 1 | Res | Any | Lighting | OutGen | Ltg_Fixture | LED_fixt |  | OLtg-Res-LED-50000hr |  |  |  | LEDratio0296 | LEDratio0242 | LEDFixt-Ext(14w) | Available |  | 0 | 0 |  | ArNrNc |  | LtgFixture-Default |  | None | 2020-01-01 | 2020-03-18 | [5 empty] | Standard | DEER2020 update for: ISP/Title 24 wattage baseline; revised impacts, IEFs and peak demand | 1 | 1 | 0 | Deemed Ex Ante Team |  | DEER2020 update for: ISP/Title 24 wattage baseline; revised impacts, IEFs and peak demand |  | Updated to indicate claim/filing status
2020 | R-Out-LEDFixt-Ext(15w)-dWP29-dWC21 | Residential Outdoor General Lighting: LED Fixture replaces pre-existing standard lighting Wattage. Measure includes Code case. | DEER2020 | D20v1 | 2020-11-24 16:30 | Res-Oltg-dWatt-SI | DEER | Scaled | BaseRatio |  |  | None |  | 0 |  | 1 | Res | Any | Lighting | OutGen | Ltg_Fixture | LED_fixt |  | OLtg-Res-LED-50000hr |  |  |  | LEDratio0296 | LEDratio0242 | LEDFixt-Ext(15w) | Available |  | 0 | 0 |  | ArNrNc |  | LtgFixture-Default |  | None | 2020-01-01 | 2020-03-18 | [5 empty] | Standard | DEER2020 update for: ISP/Title 24 wattage baseline; revised impacts, IEFs and peak demand | 1 | 1 | 0 | Deemed Ex Ante Team |  | DEER2020 update for: ISP/Title 24 wattage baseline; revised impacts, IEFs and peak demand |  | Updated to indicate claim/filing status
2020 | R-Out-LEDFixt-Ext(16w)-dWP31-dWC22 | Residential Outdoor General Lighting: LED Fixture replaces pre-existing standard lighting Wattage. Measure includes Code case. | DEER2020 | D20v1 | 2020-11-24 16:30 | Res-Oltg-dWatt-SI | DEER | Scaled | BaseRatio |  |  | None |  | 0 |  | 1 | Res | Any | Lighting | OutGen | Ltg_Fixture | LED_fixt |  | OLtg-Res-LED-50000hr |  |  |  | LEDratio0296 | LEDratio0242 | LEDFixt-Ext(16w) | Available |  | 0 | 0 |  | ArNrNc |  | LtgFixture-Default |  | None | 2020-01-01 | 2020-03-18 | [5 empty] | Standard | DEER2020 update for: ISP/Title 24 wattage baseline; revised impacts, IEFs and peak demand | 1 | 1 | 0 | Deemed Ex Ante Team |  | DEER2020 update for: ISP/Title 24 wattage baseline; revised impacts, IEFs and peak demand |  | Updated to indicate claim/filing status
2020 | R-Out-LEDFixt-Ext(17w)-dWP33-dWC24 | Residential Outdoor General Lighting: LED Fixture replaces pre-existing standard lighting Wattage. Measure includes Code case. | DEER2020 | D20v1 | 2020-11-24 16:30 | Res-Oltg-dWatt-SI | DEER | Scaled | BaseRatio |  |  | None |  | 0 |  | 1 | Res | Any | Lighting | OutGen | Ltg_Fixture | LED_fixt |  | OLtg-Res-LED-50000hr |  |  |  | LEDratio0296 | LEDratio0242 | LEDFixt-Ext(17w) | Available |  | 0 | 0 |  | ArNrNc |  | LtgFixture-Default |  | None | 2020-01-01 | 2020-03-18 | [5 empty] | Standard | DEER2020 update for: ISP/Title 24 wattage baseline; revised impacts, IEFs and peak demand | 1 | 1 | 0 | Deemed Ex Ante Team |  | DEER2020 update for: ISP/Title 24 wattage baseline; revised impacts, IEFs and peak demand |  | Updated to indicate claim/filing status
2020 | R-Out-LEDFixt-Ext(18w)-dWP35-dWC25 | Residential Outdoor General Lighting: LED Fixture replaces pre-existing standard lighting Wattage. Measure includes Code case. | DEER2020 | D20v1 | 2020-11-24 16:30 | Res-Oltg-dWatt-SI | DEER | Scaled | BaseRatio |  |  | None |  | 0 |  | 1 | Res | Any | Lighting | OutGen | Ltg_Fixture | LED_fixt |  | OLtg-Res-LED-50000hr |  |  |  | LEDratio0296 | LEDratio0242 | LEDFixt-Ext(18w) | Available |  | 0 | 0 |  | ArNrNc |  | LtgFixture-Default |  | None | 2020-01-01 | 2020-03-18 | [5 empty] | Standard | DEER2020 update for: ISP/Title 24 wattage baseline; revised impacts, IEFs and peak demand | 1 | 1 | 0 | Deemed Ex Ante Team |  | DEER2020 update for: ISP/Title 24 wattage baseline; revised impacts, IEFs and peak demand |  | Updated to indicate claim/filing status
2020 | R-Out-LEDFixt-Ext(19w)-dWP37-dWC26 | Residential Outdoor General Lighting: LED Fixture replaces pre-existing standard lighting Wattage. Measure includes Code case. | DEER2020 | D20v1 | 2020-11-24 16:30 | Res-Oltg-dWatt-SI | DEER | Scaled | BaseRatio |  |  | None |  | 0 |  | 1 | Res | Any | Lighting | OutGen | Ltg_Fixture | LED_fixt |  | OLtg-Res-LED-50000hr |  |  |  | LEDratio0296 | LEDratio0242 | LEDFixt-Ext(19w) | Available |  | 0 | 0 |  | ArNrNc |  | LtgFixture-Default |  | None | 2020-01-01 | 2020-03-18 | [5 empty] | Standard | DEER2020 update for: ISP/Title 24 wattage baseline; revised impacts, IEFs and peak demand | 1 | 1 | 0 | Deemed Ex Ante Team |  | DEER2020 update for: ISP/Title 24 wattage baseline; revised impacts, IEFs and peak demand |  | Updated to indicate claim/filing status
2020 | R-Out-LEDFixt-Ext(20w)-dWP39-dWC28 | Residential Outdoor General Lighting: LED Fixture replaces pre-existing standard lighting Wattage. Measure includes Code case. | DEER2020 | D20v1 | 2020-11-24 16:30 | Res-Oltg-dWatt-SI | DEER | Scaled | BaseRatio |  |  | None |  | 0 |  | 1 | Res | Any | Lighting | OutGen | Ltg_Fixture | LED_fixt |  | OLtg-Res-LED-50000hr |  |  |  | LEDratio0296 | LEDratio0242 | LEDFixt-Ext(20w) | Available |  | 0 | 0 |  | ArNrNc |  | LtgFixture-Default |  | None | 2020-01-01 | 2020-03-18 | [5 empty] | Standard | DEER2020 update for: ISP/Title 24 wattage baseline; revised impacts, IEFs and peak demand | 1 | 1 | 0 | Deemed Ex Ante Team |  | DEER2020 update for: ISP/Title 24 wattage baseline; revised impacts, IEFs and peak demand |  | Updated to indicate claim/filing status
2020 | R-Out-LEDFixt-Ext(21w)-dWP41-dWC29 | Residential Outdoor General Lighting: LED Fixture replaces pre-existing standard lighting Wattage. Measure includes Code case. | DEER2020 | D20v1 | 2020-11-24 16:30 | Res-Oltg-dWatt-SI | DEER | Scaled | BaseRatio |  |  | None |  | 0 |  | 1 | Res | Any | Lighting | OutGen | Ltg_Fixture | LED_fixt |  | OLtg-Res-LED-50000hr |  |  |  | LEDratio0296 | LEDratio0242 | LEDFixt-Ext(21w) | Available |  | 0 | 0 |  | ArNrNc |  | LtgFixture-Default |  | None | 2020-01-01 | 2020-03-18 | [5 empty] | Standard | DEER2020 update for: ISP/Title 24 wattage baseline; revised impacts, IEFs and peak demand | 1 | 1 | 0 | Deemed Ex Ante Team |  | DEER2020 update for: ISP/Title 24 wattage baseline; revised impacts, IEFs and peak demand |  | Updated to indicate claim/filing status
2020 | R-Out-LEDFixt-Ext(22w)-dWP43-dWC31 | Residential Outdoor General Lighting: LED Fixture replaces pre-existing standard lighting Wattage. Measure includes Code case. | DEER2020 | D20v1 | 2020-11-24 16:30 | Res-Oltg-dWatt-SI | DEER | Scaled | BaseRatio |  |  | None |  | 0 |  | 1 | Res | Any | Lighting | OutGen | Ltg_Fixture | LED_fixt |  | OLtg-Res-LED-50000hr |  |  |  | LEDratio0296 | LEDratio0242 | LEDFixt-Ext(22w) | Available |  | 0 | 0 |  | ArNrNc |  | LtgFixture-Default |  | None | 2020-01-01 | 2020-03-18 | [5 empty] | Standard | DEER2020 update for: ISP/Title 24 wattage baseline; revised impacts, IEFs and peak demand | 1 | 1 | 0 | Deemed Ex Ante Team |  | DEER2020 update for: ISP/Title 24 wattage baseline; revised impacts, IEFs and peak demand |  | Updated to indicate claim/filing status
2020 | R-Out-LEDFixt-Ext(23w)-dWP45-dWC32 | Residential Outdoor General Lighting: LED Fixture replaces pre-existing standard lighting Wattage. Measure includes Code case. | DEER2020 | D20v1 | 2020-11-24 16:30 | Res-Oltg-dWatt-SI | DEER | Scaled | BaseRatio |  |  | None |  | 0 |  | 1 | Res | Any | Lighting | OutGen | Ltg_Fixture | LED_fixt |  | OLtg-Res-LED-50000hr |  |  |  | LEDratio0296 | LEDratio0242 | LEDFixt-Ext(23w) | Available |  | 0 | 0 |  | ArNrNc |  | LtgFixture-Default |  | None | 2020-01-01 | 2020-03-18 | [5 empty] | Standard | DEER2020 update for: ISP/Title 24 wattage baseline; revised impacts, IEFs and peak demand | 1 | 1 | 0 | Deemed Ex Ante Team |  | DEER2020 update for: ISP/Title 24 wattage baseline; revised impacts, IEFs and peak demand |  | Updated to indicate claim/filing status
2020 | R-Out-LEDFixt-Ext(24w)-dWP47-dWC34 | Residential Outdoor General Lighting: LED Fixture replaces pre-existing standard lighting Wattage. Measure includes Code case. | DEER2020 | D20v1 | 2020-11-24 16:30 | Res-Oltg-dWatt-SI | DEER | Scaled | BaseRatio |  |  | None |  | 0 |  | 1 | Res | Any | Lighting | OutGen | Ltg_Fixture | LED_fixt |  | OLtg-Res-LED-50000hr |  |  |  | LEDratio0296 | LEDratio0242 | LEDFixt-Ext(24w) | Available |  | 0 | 0 |  | ArNrNc |  | LtgFixture-Default |  | None | 2020-01-01 | 2020-03-18 | [5 empty] | Standard | DEER2020 update for: ISP/Title 24 wattage baseline; revised impacts, IEFs and peak demand | 1 | 1 | 0 | Deemed Ex Ante Team |  | DEER2020 update for: ISP/Title 24 wattage baseline; revised impacts, IEFs and peak demand |  | Updated to indicate claim/filing status
2020 | R-Out-LEDFixt-Ext(25w)-dWP49-dWC35 | Residential Outdoor General Lighting: LED Fixture replaces pre-existing standard lighting Wattage. Measure includes Code case. | DEER2020 | D20v1 | 2020-11-24 16:30 | Res-Oltg-dWatt-SI | DEER | Scaled | BaseRatio |  |  | None |  | 0 |  | 1 | Res | Any | Lighting | OutGen | Ltg_Fixture | LED_fixt |  | OLtg-Res-LED-50000hr |  |  |  | LEDratio0296 | LEDratio0242 | LEDFixt-Ext(25w) | Available |  | 0 | 0 |  | ArNrNc |  | LtgFixture-Default |  | None | 2020-01-01 | 2020-03-18 | [5 empty] | Standard | DEER2020 update for: ISP/Title 24 wattage baseline; revised impacts, IEFs and peak demand | 1 | 1 | 0 | Deemed Ex Ante Team |  | DEER2020 update for: ISP/Title 24 wattage baseline; revised impacts, IEFs and peak demand |  | Updated to indicate claim/filing status
2020 | R-Out-LEDFixt-Ext(27w)-dWP52-dWC38 | Residential Outdoor General Lighting: LED Fixture replaces pre-existing standard lighting Wattage. Measure includes Code case. | DEER2020 | D20v1 | 2020-11-24 16:30 | Res-Oltg-dWatt-SI | DEER | Scaled | BaseRatio |  |  | None |  | 0 |  | 1 | Res | Any | Lighting | OutGen | Ltg_Fixture | LED_fixt |  | OLtg-Res-LED-50000hr |  |  |  | LEDratio0296 | LEDratio0242 | LEDFixt-Ext(27w) | Available |  | 0 | 0 |  | ArNrNc |  | LtgFixture-Default |  | None | 2020-01-01 | 2020-03-18 | [5 empty] | Standard | DEER2020 update for: ISP/Title 24 wattage baseline; revised impacts, IEFs and peak demand | 1 | 1 | 0 | Deemed Ex Ante Team |  | DEER2020 update for: ISP/Title 24 wattage baseline; revised impacts, IEFs and peak demand |  | Updated to indicate claim/filing status
2020 | R-Out-LEDFixt-Ext(28w)-dWP54-dWC39 | Residential Outdoor General Lighting: LED Fixture replaces pre-existing standard lighting Wattage. Measure includes Code case. | DEER2020 | D20v1 | 2020-11-24 16:30 | Res-Oltg-dWatt-SI | DEER | Scaled | BaseRatio |  |  | None |  | 0 |  | 1 | Res | Any | Lighting | OutGen | Ltg_Fixture | LED_fixt |  | OLtg-Res-LED-50000hr |  |  |  | LEDratio0296 | LEDratio0242 | LEDFixt-Ext(28w) | Available |  | 0 | 0 |  | ArNrNc |  | LtgFixture-Default |  | None | 2020-01-01 | 2020-03-18 | [5 empty] | Standard | DEER2020 update for: ISP/Title 24 wattage baseline; revised impacts, IEFs and peak demand | 1 | 1 | 0 | Deemed Ex Ante Team |  | DEER2020 update for: ISP/Title 24 wattage baseline; revised impacts, IEFs and peak demand |  | Updated to indicate claim/filing status
2020 | R-Out-LEDFixt-Ext(29w)-dWP56-dWC41 | Residential Outdoor General Lighting: LED Fixture replaces pre-existing standard lighting Wattage. Measure includes Code case. | DEER2020 | D20v1 | 2020-11-24 16:30 | Res-Oltg-dWatt-SI | DEER | Scaled | BaseRatio |  |  | None |  | 0 |  | 1 | Res | Any | Lighting | OutGen | Ltg_Fixture | LED_fixt |  | OLtg-Res-LED-50000hr |  |  |  | LEDratio0296 | LEDratio0242 | LEDFixt-Ext(29w) | Available |  | 0 | 0 |  | ArNrNc |  | LtgFixture-Default |  | None | 2020-01-01 | 2020-03-18 | [5 empty] | Standard | DEER2020 update for: ISP/Title 24 wattage baseline; revised impacts, IEFs and peak demand | 1 | 1 | 0 | Deemed Ex Ante Team |  | DEER2020 update for: ISP/Title 24 wattage baseline; revised impacts, IEFs and peak demand |  | Updated to indicate claim/filing status
2020 | R-Out-LEDFixt-Ext(30w)-dWP58-dWC42 | Residential Outdoor General Lighting: LED Fixture replaces pre-existing standard lighting Wattage. Measure includes Code case. | DEER2020 | D20v1 | 2020-11-24 16:30 | Res-Oltg-dWatt-SI | DEER | Scaled | BaseRatio |  |  | None |  | 0 |  | 1 | Res | Any | Lighting | OutGen | Ltg_Fixture | LED_fixt |  | OLtg-Res-LED-50000hr |  |  |  | LEDratio0296 | LEDratio0242 | LEDFixt-Ext(30w) | Available |  | 0 | 0 |  | ArNrNc |  | LtgFixture-Default |  | None | 2020-01-01 | 2020-03-18 | [5 empty] | Standard | DEER2020 update for: ISP/Title 24 wattage baseline; revised impacts, IEFs and peak demand | 1 | 1 | 0 | Deemed Ex Ante Team |  | DEER2020 update for: ISP/Title 24 wattage baseline; revised impacts, IEFs and peak demand |  | Updated to indicate claim/filing status
2020 | R-Out-LEDFixt-Ext(31w)-dWP60-dWC44 | Residential Outdoor General Lighting: LED Fixture replaces pre-existing standard lighting Wattage. Measure includes Code case. | DEER2020 | D20v1 | 2020-11-24 16:30 | Res-Oltg-dWatt-SI | DEER | Scaled | BaseRatio |  |  | None |  | 0 |  | 1 | Res | Any | Lighting | OutGen | Ltg_Fixture | LED_fixt |  | OLtg-Res-LED-50000hr |  |  |  | LEDratio0296 | LEDratio0242 | LEDFixt-Ext(31w) | Available |  | 0 | 0 |  | ArNrNc |  | LtgFixture-Default |  | None | 2020-01-01 | 2020-03-18 | [5 empty] | Standard | DEER2020 update for: ISP/Title 24 wattage baseline; revised impacts, IEFs and peak demand | 1 | 1 | 0 | Deemed Ex Ante Team |  | DEER2020 update for: ISP/Title 24 wattage baseline; revised impacts, IEFs and peak demand |  | Updated to indicate claim/filing status
2020 | R-Out-LEDFixt-Ext(32w)-dWP62-dWC45 | Residential Outdoor General Lighting: LED Fixture replaces pre-existing standard lighting Wattage. Measure includes Code case. | DEER2020 | D20v1 | 2020-11-24 16:30 | Res-Oltg-dWatt-SI | DEER | Scaled | BaseRatio |  |  | None |  | 0 |  | 1 | Res | Any | Lighting | OutGen | Ltg_Fixture | LED_fixt |  | OLtg-Res-LED-50000hr |  |  |  | LEDratio0296 | LEDratio0242 | LEDFixt-Ext(32w) | Available |  | 0 | 0 |  | ArNrNc |  | LtgFixture-Default |  | None | 2020-01-01 | 2020-03-18 | [5 empty] | Standard | DEER2020 update for: ISP/Title 24 wattage baseline; revised impacts, IEFs and peak demand | 1 | 1 | 0 | Deemed Ex Ante Team |  | DEER2020 update for: ISP/Title 24 wattage baseline; revised impacts, IEFs and peak demand |  | Updated to indicate claim/filing status
2020 | R-Out-LEDFixt-Ext(33w)-dWP64-dWC46 | Residential Outdoor General Lighting: LED Fixture replaces pre-existing standard lighting Wattage. Measure includes Code case. | DEER2020 | D20v1 | 2020-11-24 16:30 | Res-Oltg-dWatt-SI | DEER | Scaled | BaseRatio |  |  | None |  | 0 |  | 1 | Res | Any | Lighting | OutGen | Ltg_Fixture | LED_fixt |  | OLtg-Res-LED-50000hr |  |  |  | LEDratio0296 | LEDratio0242 | LEDFixt-Ext(33w) | Available |  | 0 | 0 |  | ArNrNc |  | LtgFixture-Default |  | None | 2020-01-01 | 2020-03-18 | [5 empty] | Standard | DEER2020 update for: ISP/Title 24 wattage baseline; revised impacts, IEFs and peak demand | 1 | 1 | 0 | Deemed Ex Ante Team |  | DEER2020 update for: ISP/Title 24 wattage baseline; revised impacts, IEFs and peak demand |  | Updated to indicate claim/filing status
2020 | R-Out-LEDFixt-Ext(34w)-dWP66-dWC48 | Residential Outdoor General Lighting: LED Fixture replaces pre-existing standard lighting Wattage. Measure includes Code case. | DEER2020 | D20v1 | 2020-11-24 16:30 | Res-Oltg-dWatt-SI | DEER | Scaled | BaseRatio |  |  | None |  | 0 |  | 1 | Res | Any | Lighting | OutGen | Ltg_Fixture | LED_fixt |  | OLtg-Res-LED-50000hr |  |  |  | LEDratio0296 | LEDratio0242 | LEDFixt-Ext(34w) | Available |  | 0 | 0 |  | ArNrNc |  | LtgFixture-Default |  | None | 2020-01-01 | 2020-03-18 | [5 empty] | Standard | DEER2020 update for: ISP/Title 24 wattage baseline; revised impacts, IEFs and peak demand | 1 | 1 | 0 | Deemed Ex Ante Team |  | DEER2020 update for: ISP/Title 24 wattage baseline; revised impacts, IEFs and peak demand |  | Updated to indicate claim/filing status
2020 | R-Out-LEDFixt-Ext(35w)-dWP68-dWC49 | Residential Outdoor General Lighting: LED Fixture replaces pre-existing standard lighting Wattage. Measure includes Code case. | DEER2020 | D20v1 | 2020-11-24 16:30 | Res-Oltg-dWatt-SI | DEER | Scaled | BaseRatio |  |  | None |  | 0 |  | 1 | Res | Any | Lighting | OutGen | Ltg_Fixture | LED_fixt |  | OLtg-Res-LED-50000hr |  |  |  | LEDratio0296 | LEDratio0242 | LEDFixt-Ext(35w) | Available |  | 0 | 0 |  | ArNrNc |  | LtgFixture-Default |  | None | 2020-01-01 | 2020-03-18 | [5 empty] | Standard | DEER2020 update for: ISP/Title 24 wattage baseline; revised impacts, IEFs and peak demand | 1 | 1 | 0 | Deemed Ex Ante Team |  | DEER2020 update for: ISP/Title 24 wattage baseline; revised impacts, IEFs and peak demand |  | Updated to indicate claim/filing status
2020 | R-Out-LEDFixt-Ext(36w)-dWP70-dWC51 | Residential Outdoor General Lighting: LED Fixture replaces pre-existing standard lighting Wattage. Measure includes Code case. | DEER2020 | D20v1 | 2020-11-24 16:30 | Res-Oltg-dWatt-SI | DEER | Scaled | BaseRatio |  |  | None |  | 0 |  | 1 | Res | Any | Lighting | OutGen | Ltg_Fixture | LED_fixt |  | OLtg-Res-LED-50000hr |  |  |  | LEDratio0296 | LEDratio0242 | LEDFixt-Ext(36w) | Available |  | 0 | 0 |  | ArNrNc |  | LtgFixture-Default |  | None | 2020-01-01 | 2020-03-18 | [5 empty] | Standard | DEER2020 update for: ISP/Title 24 wattage baseline; revised impacts, IEFs and peak demand | 1 | 1 | 0 | Deemed Ex Ante Team |  | DEER2020 update for: ISP/Title 24 wattage baseline; revised impacts, IEFs and peak demand |  | Updated to indicate claim/filing status
2020 | R-Out-LEDFixt-Ext(37w)-dWP72-dWC52 | Residential Outdoor General Lighting: LED Fixture replaces pre-existing standard lighting Wattage. Measure includes Code case. | DEER2020 | D20v1 | 2020-11-24 16:30 | Res-Oltg-dWatt-SI | DEER | Scaled | BaseRatio |  |  | None |  | 0 |  | 1 | Res | Any | Lighting | OutGen | Ltg_Fixture | LED_fixt |  | OLtg-Res-LED-50000hr |  |  |  | LEDratio0296 | LEDratio0242 | LEDFixt-Ext(37w) | Available |  | 0 | 0 |  | ArNrNc |  | LtgFixture-Default |  | None | 2020-01-01 | 2020-03-18 | [5 empty] | Standard | DEER2020 update for: ISP/Title 24 wattage baseline; revised impacts, IEFs and peak demand | 1 | 1 | 0 | Deemed Ex Ante Team |  | DEER2020 update for: ISP/Title 24 wattage baseline; revised impacts, IEFs and peak demand |  | Updated to indicate claim/filing status
2020 | R-Out-LEDFixt-Ext(38w)-dWP74-dWC53 | Residential Outdoor General Lighting: LED Fixture replaces pre-existing standard lighting Wattage. Measure includes Code case. | DEER2020 | D20v1 | 2020-11-24 16:30 | Res-Oltg-dWatt-SI | DEER | Scaled | BaseRatio |  |  | None |  | 0 |  | 1 | Res | Any | Lighting | OutGen | Ltg_Fixture | LED_fixt |  | OLtg-Res-LED-50000hr |  |  |  | LEDratio0296 | LEDratio0242 | LEDFixt-Ext(38w) | Available |  | 0 | 0 |  | ArNrNc |  | LtgFixture-Default |  | None | 2020-01-01 | 2020-03-18 | [5 empty] | Standard | DEER2020 update for: ISP/Title 24 wattage baseline; revised impacts, IEFs and peak demand | 1 | 1 | 0 | Deemed Ex Ante Team |  | DEER2020 update for: ISP/Title 24 wattage baseline; revised impacts, IEFs and peak demand |  | Updated to indicate claim/filing status
2020 | R-Out-LEDFixt-Ext(39w)-dWP76-dWC55 | Residential Outdoor General Lighting: LED Fixture replaces pre-existing standard lighting Wattage. Measure includes Code case. | DEER2020 | D20v1 | 2020-11-24 16:30 | Res-Oltg-dWatt-SI | DEER | Scaled | BaseRatio |  |  | None |  | 0 |  | 1 | Res | Any | Lighting | OutGen | Ltg_Fixture | LED_fixt |  | OLtg-Res-LED-50000hr |  |  |  | LEDratio0296 | LEDratio0242 | LEDFixt-Ext(39w) | Available |  | 0 | 0 |  | ArNrNc |  | LtgFixture-Default |  | None | 2020-01-01 | 2020-03-18 | [5 empty] | Standard | DEER2020 update for: ISP/Title 24 wattage baseline; revised impacts, IEFs and peak demand | 1 | 1 | 0 | Deemed Ex Ante Team |  | DEER2020 update for: ISP/Title 24 wattage baseline; revised impacts, IEFs and peak demand |  | Updated to indicate claim/filing status
2020 | R-Out-LEDFixt-Ext(40w)-dWP78-dWC56 | Residential Outdoor General Lighting: LED Fixture replaces pre-existing standard lighting Wattage. Measure includes Code case. | DEER2020 | D20v1 | 2020-11-24 16:30 | Res-Oltg-dWatt-SI | DEER | Scaled | BaseRatio |  |  | None |  | 0 |  | 1 | Res | Any | Lighting | OutGen | Ltg_Fixture | LED_fixt |  | OLtg-Res-LED-50000hr |  |  |  | LEDratio0296 | LEDratio0242 | LEDFixt-Ext(40w) | Available |  | 0 | 0 |  | ArNrNc |  | LtgFixture-Default |  | None | 2020-01-01 | 2020-03-18 | [5 empty] | Standard | DEER2020 update for: ISP/Title 24 wattage baseline; revised impacts, IEFs and peak demand | 1 | 1 | 0 | Deemed Ex Ante Team |  | DEER2020 update for: ISP/Title 24 wattage baseline; revised impacts, IEFs and peak demand |  | Updated to indicate claim/filing status
2020 | R-Out-LEDFixt-Ext(8w)-dWP15-dWC11 | Residential Outdoor General Lighting: LED Fixture replaces pre-existing standard lighting Wattage. Measure includes Code case. | DEER2020 | D20v1 | 2020-11-24 16:30 | Res-Oltg-dWatt-SI | DEER | Scaled | BaseRatio |  |  | None |  | 0 |  | 1 | Res | Any | Lighting | OutGen | Ltg_Fixture | LED_fixt |  | OLtg-Res-LED-50000hr |  |  |  | LEDratio0296 | LEDratio0242 | LEDFixt-Ext(8w) | Available |  | 0 | 0 |  | ArNrNc |  | LtgFixture-Default |  | None | 2020-01-01 | 2020-03-18 | [5 empty] | Standard | DEER2020 update for: ISP/Title 24 wattage baseline; revised impacts, IEFs and peak demand | 1 | 1 | 0 | Deemed Ex Ante Team |  | DEER2020 update for: ISP/Title 24 wattage baseline; revised impacts, IEFs and peak demand |  | Updated to indicate claim/filing status
2020 | R-Out-LEDFixt-Ext(9w)-dWP17-dWC12 | Residential Outdoor General Lighting: LED Fixture replaces pre-existing standard lighting Wattage. Measure includes Code case. | DEER2020 | D20v1 | 2020-11-24 16:30 | Res-Oltg-dWatt-SI | DEER | Scaled | BaseRatio |  |  | None |  | 0 |  | 1 | Res | Any | Lighting | OutGen | Ltg_Fixture | LED_fixt |  | OLtg-Res-LED-50000hr |  |  |  | LEDratio0296 | LEDratio0242 | LEDFixt-Ext(9w) | Available |  | 0 | 0 |  | ArNrNc |  | LtgFixture-Default |  | None | 2020-01-01 | 2020-03-18 | [5 empty] | Standard | DEER2020 update for: ISP/Title 24 wattage baseline; revised impacts, IEFs and peak demand | 1 | 1 | 0 | Deemed Ex Ante Team |  | DEER2020 update for: ISP/Title 24 wattage baseline; revised impacts, IEFs and peak demand |  | Updated to indicate claim/filing status
2020 | R-Out-LED-PAR30-Ext(12w)-dWP16 | Residential Outdoor General Lighting: LED Lamp replaces pre-existing standard lighting Wattage. Measure includes Code case. Impacts: HOU = 1249; CDF = 0 | DEER2020 | D20v1 | 2020-11-24 16:30 | Res-Oltg-dWatt-SI | DEER | Scaled | BaseRatio |  |  | None |  | 0 |  | 1 | Res | Any | Lighting | OutGen | Ltg_Lamp | LED_lamp |  | OLtg-Res-LED-20000hr |  |  |  | LEDratio0234 | LEDratio0234 | LED-PAR30-Ext(12w) | Available |  | 0 | 0 |  | NrNc |  |  |  | None | 2020-01-01 | 2020-03-18 | [5 empty] | Standard | DEER2020 update for: revised impacts, IEFs and peak demand | 1 | 1 | 0 | Deemed Ex Ante Team |  | DEER2020 update for: revised impacts, IEFs and peak demand |  | Updated to indicate claim/filing status
2020 | R-Out-LED-PAR30-Ext(15w)-dWP20 | Residential Outdoor General Lighting: LED Lamp replaces pre-existing standard lighting Wattage. Measure includes Code case. Impacts: HOU = 1249; CDF = 0 | DEER2020 | D20v1 | 2020-11-24 16:30 | Res-Oltg-dWatt-SI | DEER | Scaled | BaseRatio |  |  | None |  | 0 |  | 1 | Res | Any | Lighting | OutGen | Ltg_Lamp | LED_lamp |  | OLtg-Res-LED-20000hr |  |  |  | LEDratio0234 | LEDratio0234 | LED-PAR30-Ext(15w) | Available |  | 0 | 0 |  | NrNc |  |  |  | None | 2020-01-01 | 2020-03-18 | [5 empty] | Standard | DEER2020 update for: revised impacts, IEFs and peak demand | 1 | 1 | 0 | Deemed Ex Ante Team |  | DEER2020 update for: revised impacts, IEFs and peak demand |  | Updated to indicate claim/filing status
2020 | R-Out-LED-PAR30-Ext(6w)-dWP8 | Residential Outdoor General Lighting: LED Lamp replaces pre-existing standard lighting Wattage. Measure includes Code case. Impacts: HOU = 1249; CDF = 0 | DEER2020 | D20v1 | 2020-11-24 16:30 | Res-Oltg-dWatt-SI | DEER | Scaled | BaseRatio |  |  | None |  | 0 |  | 1 | Res | Any | Lighting | OutGen | Ltg_Lamp | LED_lamp |  | OLtg-Res-LED-20000hr |  |  |  | LEDratio0234 | LEDratio0234 | LED-PAR30-Ext(6w) | Available |  | 0 | 0 |  | NrNc |  |  |  | None | 2020-01-01 | 2020-03-18 | [5 empty] | Standard | DEER2020 update for: revised impacts, IEFs and peak demand | 1 | 1 | 0 | Deemed Ex Ante Team |  | DEER2020 update for: revised impacts, IEFs and peak demand |  | Updated to indicate claim/filing status
2020 | R-Out-LED-PAR38-Ext(17w)-dWP27 | Residential Outdoor General Lighting: LED Lamp replaces pre-existing standard lighting Wattage. Measure includes Code case. Impacts: HOU = 1249; CDF = 0 | DEER2020 | D20v1 | 2020-11-24 16:30 | Res-Oltg-dWatt-SI | DEER | Scaled | BaseRatio |  |  | None |  | 0 |  | 1 | Res | Any | Lighting | OutGen | Ltg_Lamp | LED_lamp |  | OLtg-Res-LED-20000hr |  |  |  | LEDratio0260 | LEDratio0260 | LED-PAR38-Ext(17w) | Available |  | 0 | 0 |  | NrNc |  |  |  | None | 2020-01-01 | 2020-03-18 | [5 empty] | Standard | DEER2020 update for: revised impacts, IEFs and peak demand | 1 | 1 | 0 | Deemed Ex Ante Team |  | DEER2020 update for: revised impacts, IEFs and peak demand |  | Updated to indicate claim/filing status
2020 | R-Out-LED-PAR38-Ext(19w)-dWP30 | Residential Outdoor General Lighting: LED Lamp replaces pre-existing standard lighting Wattage. Measure includes Code case. Impacts: HOU = 1249; CDF = 0 | DEER2020 | D20v1 | 2020-11-24 16:30 | Res-Oltg-dWatt-SI | DEER | Scaled | BaseRatio |  |  | None |  | 0 |  | 1 | Res | Any | Lighting | OutGen | Ltg_Lamp | LED_lamp |  | OLtg-Res-LED-20000hr |  |  |  | LEDratio0260 | LEDratio0260 | LED-PAR38-Ext(19w) | Available |  | 0 | 0 |  | NrNc |  |  |  | None | 2020-01-01 | 2020-03-18 | [5 empty] | Standard | DEER2020 update for: revised impacts, IEFs and peak demand | 1 | 1 | 0 | Deemed Ex Ante Team |  | DEER2020 update for: revised impacts, IEFs and peak demand |  | Updated to indicate claim/filing status
2020 | R-Out-LED-PAR38-Ext(7w)-dWP11 | Residential Outdoor General Lighting: LED Lamp replaces pre-existing standard lighting Wattage. Measure includes Code case. Impacts: HOU = 1249; CDF = 0 | DEER2020 | D20v1 | 2020-11-24 16:30 | Res-Oltg-dWatt-SI | DEER | Scaled | BaseRatio |  |  | None |  | 0 |  | 1 | Res | Any | Lighting | OutGen | Ltg_Lamp | LED_lamp |  | OLtg-Res-LED-20000hr |  |  |  | LEDratio0260 | LEDratio0260 | LED-PAR38-Ext(7w) | Available |  | 0 | 0 |  | NrNc |  |  |  | None | 2020-01-01 | 2020-03-18 | [5 empty] | Standard | DEER2020 update for: revised impacts, IEFs and peak demand | 1 | 1 | 0 | Deemed Ex Ante Team |  | DEER2020 update for: revised impacts, IEFs and peak demand |  | Updated to indicate claim/filing status
2020 | WholeHouseFan-0.7CFM-ECM | Whole House Fan with an air flow of 0.7 CFM per square foot of conditioned area; ECM motor using 0.124 W/CFM | DEER2020 | D20v1 | 2020-11-24 16:30 | WHFan-0.7-ECM | DEER | Standard | None |  |  | None |  | 0 |  | 0 | Res | Any | HVAC | VentAirDist | HV_Tech | WHFan |  | HV-WHfan | Natural Ventilation except where whole house fan required by code (1.5CFM per sqft air flow and PSC motor assumed when required) |  | Flow rate of 0.7 CFM per square foot of conditioned area; ECM motor using 0.124 W/CFM; cooling to 70F when outdoor temperature is at least 3 degrees below cooling thermotstat setpoint |  |  |  | Available |  | 0 | 0 |  | Retro |  |  |  | None | 2020-01-01 | [6 empty] | Standard |  | 1 | 1 | 0 | Deemed Ex Ante Team |  |  |  | Updated to indicate claim/filing status
2020 | WholeHouseFan-0.7CFM-PSC | Whole House Fan with an air flow of 0.7 CFM per square foot of conditioned area; PSC motor using 0.15 W/CFM | DEER2020 | D20v1 | 2020-11-24 16:30 | WHFan-0.7-PSC | DEER | Standard | None |  |  | None |  | 0 |  | 0 | Res | Any | HVAC | VentAirDist | HV_Tech | WHFan |  | HV-WHfan | Natural Ventilation except where whole house fan required by code (1.5CFM per sqft air flow and PSC motor assumed when required) |  | Flow rate of 0.7 CFM per square foot of conditioned area; PSC motor using 0.15 W/CFM; cooling to 70F when outdoor temperature is at least 3 degrees below cooling thermotstat setpoint |  |  |  | Available |  | 0 | 0 |  | Retro |  |  |  | None | 2020-01-01 | [6 empty] | Standard |  | 1 | 1 | 0 | Deemed Ex Ante Team |  |  |  | Updated to indicate claim/filing status
2020 | WholeHouseFan-1.5CFM-ECM | Whole House Fan with an air flow of 1.5 CFM per square foot of conditioned area; ECM motor using 0.124 W/CFM | DEER2020 | D20v1 | 2020-11-24 16:30 | WHFan-1.5-ECM | DEER | Standard | None |  |  | None |  | 0 |  | 0 | Res | Any | HVAC | VentAirDist | HV_Tech | WHFan |  | HV-WHfan | Natural Ventilation except where whole house fan required by code (1.5CFM per sqft air flow and PSC motor assumed when required) |  | Flow rate of 1.5 CFM per square foot of conditioned area; ECM motor using 0.124 W/CFM; cooling to 70F when outdoor temperature is at least 3 degrees below cooling thermotstat setpoint |  |  |  | Available |  | 0 | 0 |  | Retro |  |  |  | None | 2020-01-01 | [6 empty] | Standard |  | 1 | 1 | 0 | Deemed Ex Ante Team |  |  |  | Updated to indicate claim/filing status
2020 | WholeHouseFan-1.5CFM-PSC | Whole House Fan with an air flow of 1.5 CFM per square foot of conditioned area; PSC motor using 0.15 W/CFM | DEER2020 | D20v1 | 2020-11-24 16:30 | WHFan-1.5-PSC | DEER | Standard | None |  |  | None |  | 0 |  | 0 | Res | Any | HVAC | VentAirDist | HV_Tech | WHFan |  | HV-WHfan | Natural Ventilation except where whole house fan required by code (1.5CFM per sqft air flow and PSC motor assumed when required) |  | Flow rate of 1.5 CFM per square foot of conditioned area; PSC motor using 0.15 W/CFM; cooling to 70F when outdoor temperature is at least 3 degrees below cooling thermotstat setpoint |  |  |  | Available |  | 0 | 0 |  | Retro |  |  |  | None | 2020-01-01 | [6 empty] | Standard |  | 1 | 1 | 0 | Deemed Ex Ante Team |  |  |  | Updated to indicate claim/filing status
2020 | WholeHouseFan-2.0CFM-ECM | Whole House Fan with an air flow of 2.0 CFM per square foot of conditioned area; ECM motor using 0.124 W/CFM | DEER2020 | D20v1 | 2020-11-24 16:30 | WHFan-2.0-ECM | DEER | Standard | None |  |  | None |  | 0 |  | 0 | Res | Any | HVAC | VentAirDist | HV_Tech | WHFan |  | HV-WHfan | Natural Ventilation except where whole house fan required by code (1.5CFM per sqft air flow and PSC motor assumed when required) |  | Flow rate of 2.0 CFM per square foot of conditioned area; ECM motor using 0.124 W/CFM; cooling to 70F when outdoor temperature is at least 3 degrees below cooling thermotstat setpoint |  |  |  | Available |  | 0 | 0 |  | Retro |  |  |  | None | 2020-01-01 | [6 empty] | Standard |  | 1 | 1 | 0 | Deemed Ex Ante Team |  |  |  | Updated to indicate claim/filing status
2020 | WholeHouseFan-2.0CFM-PSC | Whole House Fan with an air flow of 2.0 CFM per square foot of conditioned area; PSC motor using 0.15 W/CFM | DEER2020 | D20v1 | 2020-11-24 16:30 | WHFan-2.0-PSC | DEER | Standard | None |  |  | None |  | 0 |  | 0 | Res | Any | HVAC | VentAirDist | HV_Tech | WHFan |  | HV-WHfan | Natural Ventilation except where whole house fan required by code (1.5CFM per sqft air flow and PSC motor assumed when required) |  | Flow rate of 2.0 CFM per square foot of conditioned area; PSC motor using 0.15 W/CFM; cooling to 70F when outdoor temperature is at least 3 degrees below cooling thermotstat setpoint |  |  |  | Available |  | 0 | 0 |  | Retro |  |  |  | None | 2020-01-01 | [6 empty] | Standard |  | 1 | 1 | 0 | Deemed Ex Ante Team |  |  |  | Updated to indicate claim/filing status
2020 | WholeHouseFan-3.0CFM-ECM | Whole House Fan with an air flow of 3.0 CFM per square foot of conditioned area; ECM motor using 0.124 W/CFM | DEER2020 | D20v1 | 2020-11-24 16:30 | WHFan-3.0-ECM | DEER | Standard | None |  |  | None |  | 0 |  | 0 | Res | Any | HVAC | VentAirDist | HV_Tech | WHFan |  | HV-WHfan | Natural Ventilation except where whole house fan required by code (1.5CFM per sqft air flow and PSC motor assumed when required) |  | Flow rate of 3.0 CFM per square foot of conditioned area; ECM motor using 0.124 W/CFM; cooling to 70F when outdoor temperature is at least 3 degrees below cooling thermotstat setpoint |  |  |  | Available |  | 0 | 0 |  | Retro |  |  |  | None | 2020-01-01 | [6 empty] | Standard |  | 1 | 1 | 0 | Deemed Ex Ante Team |  |  |  | Updated to indicate claim/filing status
2020 | WholeHouseFan-3.0CFM-PSC | Whole House Fan with an air flow of 3.0 CFM per square foot of conditioned area; PSC motor using 0.15 W/CFM | DEER2020 | D20v1 | 2020-11-24 16:30 | WHFan-3.0-PSC | DEER | Standard | None |  |  | None |  | 0 |  | 0 | Res | Any | HVAC | VentAirDist | HV_Tech | WHFan |  | HV-WHfan | Natural Ventilation except where whole house fan required by code (1.5CFM per sqft air flow and PSC motor assumed when required) |  | Flow rate of 3.0 CFM per square foot of conditioned area; PSC motor using 0.15 W/CFM; cooling to 70F when outdoor temperature is at least 3 degrees below cooling thermotstat setpoint |  |  |  | Available |  | 0 | 0 |  | Retro |  |  |  | None | 2020-01-01 | [6 empty] | Standard |  | 1 | 1 | 0 | Deemed Ex Ante Team |  |  |  | Updated to indicate claim/filing status
2021 | NE-WtrHt-FuelSub-LrgStrg-HP-gt6kW-120G-4p20COP | Efficient water heater: 120-gallon electric heat pump water heater (COP = 4.2) replaces large gas storage water heater (TE = 0.80) | DEER2021 | DEER-WaterHeater-Calculator v.4.2 | 2022-02-09 11:53 | NE-WtrHt-FuelSub-LrgStrg-HP-gt6kW-120G-4p20COP | Deem-DEER-FuelSub | Standard | None | 0 | 0 | None |  | 0 |  | 1 | Com | Any | SHW | Heating | WaterHtg_eq | HP_COP |  | WtrHt-HtPmp | Gas storage water heater. EF/TE varies by vintage | large gas storage water heater (TE = 0.80) | 120-gallon electric heat pump water heater (COP = 4.2) | Varies by vintage | Stor_TE-Gas-gt75kBtuh-0.80Et | Stor_COP-ElecHP-120gal-4.2COP | Available |  | 0 | 0 |  |  |  | WtrHt-HtPmp |  | None | 2021-01-01 | 2022-12-31 | [5 empty] | Standard |  | 1 | 1 | 0 | Deemed Ex Ante Team |  |  |  | Corrected MeasImpactType to 'Deem-DEER-FuelSub' from 'DEER'.
2021 | NE-WtrHt-FuelSub-SmlInst-HP-lte6kW-replt200kBtuh-HI-3.09UEF | Efficient water heater: 50-gallon electric heat pump water heater (UEF = 3.09) replaces code/standard high-draw gas instantaneous water heater (UEF = 0.81) | DEER2021 | DEER-WaterHeater-Calculator v.4.2 | 2022-02-09 11:53 | NE-WtrHt-FuelSub-SmlInst-HP-lte6kW-replt200kBtuh-HI-3.09UEF | Deem-DEER-FuelSub | Standard | None | 0 | 0 | None |  | 0 |  | 1 | Com | Any | SHW | Heating | WaterHtg_eq | HP_UEF |  | WtrHt-HtPmp | 40-gallon Gas storage water heater. EF/TE varies by vintage | high-draw gas instantaneous water heater (UEF = 0.81) | 50-gallon electric heat pump water heater (UEF = 3.09) | Varies by vintage | Inst_UEF-Gas-lt200kBtuh-HI-0.81UEF | Stor_UEF-ElecHP-050gal-3.09UEF | Available |  | 0 | 0 |  |  |  | WtrHt-HtPmp |  | None | 2021-01-01 | 2022-12-31 | [5 empty] | Standard |  | 1 | 1 | 0 | Deemed Ex Ante Team |  |  |  | Corrected MeasImpactType to 'Deem-DEER-FuelSub' from 'DEER'.
2021 | NE-WtrHt-FuelSub-SmlInst-HP-lte6kW-replt200kBtuh-HI-3.31UEF | Efficient water heater: 50-gallon electric heat pump water heater (UEF = 3.31) replaces code/standard high-draw gas instantaneous water heater (UEF = 0.81) | DEER2021 | DEER-WaterHeater-Calculator v.4.2 | 2022-02-09 11:53 | NE-WtrHt-FuelSub-SmlInst-HP-lte6kW-replt200kBtuh-HI-3.31UEF | Deem-DEER-FuelSub | Standard | None | 0 | 0 | None |  | 0 |  | 1 | Com | Any | SHW | Heating | WaterHtg_eq | HP_UEF |  | WtrHt-HtPmp | 40-gallon Gas storage water heater. EF/TE varies by vintage | high-draw gas instantaneous water heater (UEF = 0.81) | 50-gallon electric heat pump water heater (UEF = 3.31) | Varies by vintage | Inst_UEF-Gas-lt200kBtuh-HI-0.81UEF | Stor_UEF-ElecHP-050gal-3.31UEF | Available |  | 0 | 0 |  |  |  | WtrHt-HtPmp |  | None | 2021-01-01 | 2022-12-31 | [5 empty] | Standard |  | 1 | 1 | 0 | Deemed Ex Ante Team |  |  |  | Corrected MeasImpactType to 'Deem-DEER-FuelSub' from 'DEER'.
2021 | NE-WtrHt-FuelSub-SmlInst-HP-lte6kW-replt200kBtuh-LW-3.09UEF | Efficient water heater: 50-gallon electric heat pump water heater (UEF = 3.09) replaces code/standard low-draw gas instantaneous water heater (UEF = 0.81) | DEER2021 | DEER-WaterHeater-Calculator v.4.2 | 2022-02-09 11:53 | NE-WtrHt-FuelSub-SmlInst-HP-lte6kW-replt200kBtuh-LW-3.09UEF | Deem-DEER-FuelSub | Standard | None | 0 | 0 | None |  | 0 |  | 1 | Com | Any | SHW | Heating | WaterHtg_eq | HP_UEF |  | WtrHt-HtPmp | 40-gallon Gas storage water heater. EF/TE varies by vintage | low-draw gas instantaneous water heater (UEF = 0.81) | 50-gallon electric heat pump water heater (UEF = 3.09) | Varies by vintage | Inst_UEF-Gas-lt200kBtuh-LW-0.81UEF | Stor_UEF-ElecHP-050gal-3.09UEF | Available |  | 0 | 0 |  |  |  | WtrHt-HtPmp |  | None | 2021-01-01 | 2022-12-31 | [5 empty] | Standard |  | 1 | 1 | 0 | Deemed Ex Ante Team |  |  |  | Corrected MeasImpactType to 'Deem-DEER-FuelSub' from 'DEER'.
2021 | NE-WtrHt-FuelSub-SmlInst-HP-lte6kW-replt200kBtuh-LW-3.31UEF | Efficient water heater: 50-gallon electric heat pump water heater (UEF = 3.31) replaces code/standard low-draw gas instantaneous water heater (UEF = 0.81) | DEER2021 | DEER-WaterHeater-Calculator v.4.2 | 2022-02-09 11:53 | NE-WtrHt-FuelSub-SmlInst-HP-lte6kW-replt200kBtuh-LW-3.31UEF | Deem-DEER-FuelSub | Standard | None | 0 | 0 | None |  | 0 |  | 1 | Com | Any | SHW | Heating | WaterHtg_eq | HP_UEF |  | WtrHt-HtPmp | 40-gallon Gas storage water heater. EF/TE varies by vintage | low-draw gas instantaneous water heater (UEF = 0.81) | 50-gallon electric heat pump water heater (UEF = 3.31) | Varies by vintage | Inst_UEF-Gas-lt200kBtuh-LW-0.81UEF | Stor_UEF-ElecHP-050gal-3.31UEF | Available |  | 0 | 0 |  |  |  | WtrHt-HtPmp |  | None | 2021-01-01 | 2022-12-31 | [5 empty] | Standard |  | 1 | 1 | 0 | Deemed Ex Ante Team |  |  |  | Corrected MeasImpactType to 'Deem-DEER-FuelSub' from 'DEER'.
2021 | NE-WtrHt-FuelSub-SmlInst-HP-lte6kW-replt200kBtuh-MD-3.09UEF | Efficient water heater: 50-gallon electric heat pump water heater (UEF = 3.09) replaces code/standard medium-draw gas instantaneous water heater (UEF = 0.81) | DEER2021 | DEER-WaterHeater-Calculator v.4.2 | 2022-02-09 11:53 | NE-WtrHt-FuelSub-SmlInst-HP-lte6kW-replt200kBtuh-MD-3.09UEF | Deem-DEER-FuelSub | Standard | None | 0 | 0 | None |  | 0 |  | 1 | Com | Any | SHW | Heating | WaterHtg_eq | HP_UEF |  | WtrHt-HtPmp | 40-gallon Gas storage water heater. EF/TE varies by vintage | medium-draw gas instantaneous water heater (UEF = 0.81) | 50-gallon electric heat pump water heater (UEF = 3.09) | Varies by vintage | Inst_UEF-Gas-lt200kBtuh-MD-0.81UEF | Stor_UEF-ElecHP-050gal-3.09UEF | Available |  | 0 | 0 |  |  |  | WtrHt-HtPmp |  | None | 2021-01-01 | 2022-12-31 | [5 empty] | Standard |  | 1 | 1 | 0 | Deemed Ex Ante Team |  |  |  | Corrected MeasImpactType to 'Deem-DEER-FuelSub' from 'DEER'.
2021 | NE-WtrHt-FuelSub-SmlInst-HP-lte6kW-replt200kBtuh-MD-3.31UEF | Efficient water heater: 50-gallon electric heat pump water heater (UEF = 3.31) replaces code/standard medium-draw gas instantaneous water heater (UEF = 0.81) | DEER2021 | DEER-WaterHeater-Calculator v.4.2 | 2022-02-09 11:53 | NE-WtrHt-FuelSub-SmlInst-HP-lte6kW-replt200kBtuh-MD-3.31UEF | Deem-DEER-FuelSub | Standard | None | 0 | 0 | None |  | 0 |  | 1 | Com | Any | SHW | Heating | WaterHtg_eq | HP_UEF |  | WtrHt-HtPmp | 40-gallon Gas storage water heater. EF/TE varies by vintage | medium-draw gas instantaneous water heater (UEF = 0.81) | 50-gallon electric heat pump water heater (UEF = 3.31) | Varies by vintage | Inst_UEF-Gas-lt200kBtuh-MD-0.81UEF | Stor_UEF-ElecHP-050gal-3.31UEF | Available |  | 0 | 0 |  |  |  | WtrHt-HtPmp |  | None | 2021-01-01 | 2022-12-31 | [5 empty] | Standard |  | 1 | 1 | 0 | Deemed Ex Ante Team |  |  |  | Corrected MeasImpactType to 'Deem-DEER-FuelSub' from 'DEER'.
2021 | NE-WtrHt-FuelSub-SmlStrg-HP-lte6kW-rep30G-MD-3.09UEF-50g | Efficient water heater: 50-gallon electric heat pump water heater (UEF = 3.09) replaces code/standard 30-gallon medium-draw gas storage water heater (UEF = 0.60) | DEER2021 | DEER-WaterHeater-Calculator v.4.2 | 2022-02-09 11:53 | NE-WtrHt-FuelSub-SmlStrg-HP-lte6kW-rep30G-MD-3.09UEF-50g | Deem-DEER-FuelSub | Standard | None | 0 | 0 | None |  | 0 |  | 1 | Com | Any | SHW | Heating | WaterHtg_eq | HP_UEF |  | WtrHt-HtPmp | 30-gallon Gas storage water heater. EF/TE varies by vintage | 30-gallon medium-draw gas storage water heater (UEF = 0.60) | 50-gallon electric heat pump water heater (UEF = 3.09) | Varies by vintage | Stor_UEF-Gas-030gal-MD-0.60UEF | Stor_UEF-ElecHP-050gal-3.09UEF | Available |  | 0 | 0 |  |  |  | WtrHt-HtPmp |  | None | 2021-01-01 | 2022-12-31 | [5 empty] | Standard |  | 1 | 1 | 0 | Deemed Ex Ante Team |  |  |  | Corrected MeasImpactType to 'Deem-DEER-FuelSub' from 'DEER'.
2021 | NE-WtrHt-FuelSub-SmlStrg-HP-lte6kW-rep30G-MD-3p31UEF-50g | Efficient water heater: 50-gallon electric heat pump water heater (UEF = 3.31) replaces code/standard 30-gallon medium-draw gas storage water heater (UEF = 0.60) | DEER2021 | DEER-WaterHeater-Calculator v.4.2 | 2022-02-09 11:53 | NE-WtrHt-FuelSub-SmlStrg-HP-lte6kW-rep30G-MD-3p31UEF-50g | Deem-DEER-FuelSub | Standard | None | 0 | 0 | None |  | 0 |  | 1 | Com | Any | SHW | Heating | WaterHtg_eq | HP_UEF |  | WtrHt-HtPmp | 30-gallon Gas storage water heater. EF/TE varies by vintage | 30-gallon medium-draw gas storage water heater (UEF = 0.60) | 50-gallon electric heat pump water heater (UEF = 3.31) | Varies by vintage | Stor_UEF-Gas-030gal-MD-0.60UEF | Stor_UEF-ElecHP-050gal-3.31UEF | Available |  | 0 | 0 |  |  |  | WtrHt-HtPmp |  | None | 2021-01-01 | 2022-12-31 | [5 empty] | Standard |  | 1 | 1 | 0 | Deemed Ex Ante Team |  |  |  | Corrected MeasImpactType to 'Deem-DEER-FuelSub' from 'DEER'.
2021 | NE-WtrHt-FuelSub-SmlStrg-HP-lte6kW-rep40G-HI-3.09UEF-50g | Efficient water heater: 50-gallon electric heat pump water heater (UEF = 3.09) replaces code/standard 40-gallon high-draw gas storage water heater (UEF = 0.64) | DEER2021 | DEER-WaterHeater-Calculator v.4.2 | 2022-02-09 11:53 | NE-WtrHt-FuelSub-SmlStrg-HP-lte6kW-rep40G-HI-3.09UEF-50g | Deem-DEER-FuelSub | Standard | None | 0 | 0 | None |  | 0 |  | 1 | Com | Any | SHW | Heating | WaterHtg_eq | HP_UEF |  | WtrHt-HtPmp | 40-gallon Gas storage water heater. EF/TE varies by vintage | 40-gallon high-draw gas storage water heater (UEF = 0.64) | 50-gallon electric heat pump water heater (UEF = 3.09) | Varies by vintage | Stor_UEF-Gas-040gal-HI-0.64UEF | Stor_UEF-ElecHP-050gal-3.09UEF | Available |  | 0 | 0 |  |  |  | WtrHt-HtPmp |  | None | 2021-01-01 | 2022-12-31 | [5 empty] | Standard |  | 1 | 1 | 0 | Deemed Ex Ante Team |  |  |  | Corrected MeasImpactType to 'Deem-DEER-FuelSub' from 'DEER'.
2021 | NE-WtrHt-FuelSub-SmlStrg-HP-lte6kW-rep40G-HI-3p31UEF-50g | Efficient water heater: 50-gallon electric heat pump water heater (UEF = 3.31) replaces code/standard 40-gallon high-draw gas storage water heater (UEF = 0.64) | DEER2021 | DEER-WaterHeater-Calculator v.4.2 | 2022-02-09 11:53 | NE-WtrHt-FuelSub-SmlStrg-HP-lte6kW-rep40G-HI-3p31UEF-50g | Deem-DEER-FuelSub | Standard | None | 0 | 0 | None |  | 0 |  | 1 | Com | Any | SHW | Heating | WaterHtg_eq | HP_UEF |  | WtrHt-HtPmp | 40-gallon Gas storage water heater. EF/TE varies by vintage | 40-gallon high-draw gas storage water heater (UEF = 0.64) | 50-gallon electric heat pump water heater (UEF = 3.31) | Varies by vintage | Stor_UEF-Gas-040gal-HI-0.64UEF | Stor_UEF-ElecHP-050gal-3.31UEF | Available |  | 0 | 0 |  |  |  | WtrHt-HtPmp |  | None | 2021-01-01 | 2022-12-31 | [5 empty] | Standard |  | 1 | 1 | 0 | Deemed Ex Ante Team |  |  |  | Corrected MeasImpactType to 'Deem-DEER-FuelSub' from 'DEER'.
2021 | NE-WtrHt-FuelSub-SmlStrg-HP-lte6kW-rep40G-MD-3.09UEF-50g | Efficient water heater: 50-gallon electric heat pump water heater (UEF = 3.09) replaces code/standard 40-gallon medium-draw gas storage water heater (UEF = 0.58) | DEER2021 | DEER-WaterHeater-Calculator v.4.2 | 2022-02-09 11:53 | NE-WtrHt-FuelSub-SmlStrg-HP-lte6kW-rep40G-MD-3.09UEF-50g | Deem-DEER-FuelSub | Standard | None | 0 | 0 | None |  | 0 |  | 1 | Com | Any | SHW | Heating | WaterHtg_eq | HP_UEF |  | WtrHt-HtPmp | 40-gallon Gas storage water heater. EF/TE varies by vintage | 40-gallon medium-draw gas storage water heater (UEF = 0.58) | 50-gallon electric heat pump water heater (UEF = 3.09) | Varies by vintage | Stor_UEF-Gas-040gal-MD-0.58UEF | Stor_UEF-ElecHP-050gal-3.09UEF | Available |  | 0 | 0 |  |  |  | WtrHt-HtPmp |  | None | 2021-01-01 | 2022-12-31 | [5 empty] | Standard |  | 1 | 1 | 0 | Deemed Ex Ante Team |  |  |  | Corrected MeasImpactType to 'Deem-DEER-FuelSub' from 'DEER'.
2021 | NE-WtrHt-FuelSub-SmlStrg-HP-lte6kW-rep40G-MD-3p31UEF-50g | Efficient water heater: 50-gallon electric heat pump water heater (UEF = 3.31) replaces code/standard 40-gallon medium-draw gas storage water heater (UEF = 0.58) | DEER2021 | DEER-WaterHeater-Calculator v.4.2 | 2022-02-09 11:53 | NE-WtrHt-FuelSub-SmlStrg-HP-lte6kW-rep40G-MD-3p31UEF-50g | Deem-DEER-FuelSub | Standard | None | 0 | 0 | None |  | 0 |  | 1 | Com | Any | SHW | Heating | WaterHtg_eq | HP_UEF |  | WtrHt-HtPmp | 40-gallon Gas storage water heater. EF/TE varies by vintage | 40-gallon medium-draw gas storage water heater (UEF = 0.58) | 50-gallon electric heat pump water heater (UEF = 3.31) | Varies by vintage | Stor_UEF-Gas-040gal-MD-0.58UEF | Stor_UEF-ElecHP-050gal-3.31UEF | Available |  | 0 | 0 |  |  |  | WtrHt-HtPmp |  | None | 2021-01-01 | 2022-12-31 | [5 empty] | Standard |  | 1 | 1 | 0 | Deemed Ex Ante Team |  |  |  | Corrected MeasImpactType to 'Deem-DEER-FuelSub' from 'DEER'.
2021 | NE-WtrHt-FuelSub-SmlStrg-HP-lte6kW-rep50G-HI-3.09UEF-50g | Efficient water heater: 50-gallon electric heat pump water heater (UEF = 3.09) replaces code/standard 50-gallon high-draw gas storage water heater (UEF = 0.63) | DEER2021 | DEER-WaterHeater-Calculator v.4.2 | 2022-02-09 11:53 | NE-WtrHt-FuelSub-SmlStrg-HP-lte6kW-rep50G-HI-3.09UEF-50g | Deem-DEER-FuelSub | Standard | None | 0 | 0 | None |  | 0 |  | 1 | Com | Any | SHW | Heating | WaterHtg_eq | HP_UEF |  | WtrHt-HtPmp | 50-gallon Gas storage water heater. EF/TE varies by vintage | 50-gallon high-draw gas storage water heater (UEF = 0.63) | 50-gallon electric heat pump water heater (UEF = 3.09) | Varies by vintage | Stor_UEF-Gas-050gal-HI-0.63UEF | Stor_UEF-ElecHP-050gal-3.09UEF | Available |  | 0 | 0 |  |  |  | WtrHt-HtPmp |  | None | 2021-01-01 | 2022-12-31 | [5 empty] | Standard |  | 1 | 1 | 0 | Deemed Ex Ante Team |  |  |  | Corrected MeasImpactType to 'Deem-DEER-FuelSub' from 'DEER'.
2021 | NE-WtrHt-FuelSub-SmlStrg-HP-lte6kW-rep50G-HI-3p31UEF-50g | Efficient water heater: 50-gallon electric heat pump water heater (UEF = 3.31) replaces code/standard 50-gallon high-draw gas storage water heater (UEF = 0.63) | DEER2021 | DEER-WaterHeater-Calculator v.4.2 | 2022-02-09 11:53 | NE-WtrHt-FuelSub-SmlStrg-HP-lte6kW-rep50G-HI-3p31UEF-50g | Deem-DEER-FuelSub | Standard | None | 0 | 0 | None |  | 0 |  | 1 | Com | Any | SHW | Heating | WaterHtg_eq | HP_UEF |  | WtrHt-HtPmp | 50-gallon Gas storage water heater. EF/TE varies by vintage | 50-gallon high-draw gas storage water heater (UEF = 0.63) | 50-gallon electric heat pump water heater (UEF = 3.31) | Varies by vintage | Stor_UEF-Gas-050gal-HI-0.63UEF | Stor_UEF-ElecHP-050gal-3.31UEF | Available |  | 0 | 0 |  |  |  | WtrHt-HtPmp |  | None | 2021-01-01 | 2022-12-31 | [5 empty] | Standard |  | 1 | 1 | 0 | Deemed Ex Ante Team |  |  |  | Corrected MeasImpactType to 'Deem-DEER-FuelSub' from 'DEER'.
2021 | NE-WtrHt-FuelSub-SmlStrg-HP-lte6kW-rep50G-MD-3.09UEF-50g | Efficient water heater: 50-gallon electric heat pump water heater (UEF = 3.09) replaces code/standard 50-gallon medium-draw gas storage water heater (UEF = 0.56) | DEER2021 | DEER-WaterHeater-Calculator v.4.2 | 2022-02-09 11:53 | NE-WtrHt-FuelSub-SmlStrg-HP-lte6kW-rep50G-MD-3.09UEF-50g | Deem-DEER-FuelSub | Standard | None | 0 | 0 | None |  | 0 |  | 1 | Com | Any | SHW | Heating | WaterHtg_eq | HP_UEF |  | WtrHt-HtPmp | 50-gallon Gas storage water heater. EF/TE varies by vintage | 50-gallon medium-draw gas storage water heater (UEF = 0.56) | 50-gallon electric heat pump water heater (UEF = 3.09) | Varies by vintage | Stor_UEF-Gas-050gal-MD-0.56UEF | Stor_UEF-ElecHP-050gal-3.09UEF | Available |  | 0 | 0 |  |  |  | WtrHt-HtPmp |  | None | 2021-01-01 | 2022-12-31 | [5 empty] | Standard |  | 1 | 1 | 0 | Deemed Ex Ante Team |  |  |  | Corrected MeasImpactType to 'Deem-DEER-FuelSub' from 'DEER'.
2021 | NE-WtrHt-FuelSub-SmlStrg-HP-lte6kW-rep50G-MD-3p31UEF-50g | Efficient water heater: 50-gallon electric heat pump water heater (UEF = 3.31) replaces code/standard 50-gallon medium-draw gas storage water heater (UEF = 0.56) | DEER2021 | DEER-WaterHeater-Calculator v.4.2 | 2022-02-09 11:53 | NE-WtrHt-FuelSub-SmlStrg-HP-lte6kW-rep50G-MD-3p31UEF-50g | Deem-DEER-FuelSub | Standard | None | 0 | 0 | None |  | 0 |  | 1 | Com | Any | SHW | Heating | WaterHtg_eq | HP_UEF |  | WtrHt-HtPmp | 50-gallon Gas storage water heater. EF/TE varies by vintage | 50-gallon medium-draw gas storage water heater (UEF = 0.56) | 50-gallon electric heat pump water heater (UEF = 3.31) | Varies by vintage | Stor_UEF-Gas-050gal-MD-0.56UEF | Stor_UEF-ElecHP-050gal-3.31UEF | Available |  | 0 | 0 |  |  |  | WtrHt-HtPmp |  | None | 2021-01-01 | 2022-12-31 | [5 empty] | Standard |  | 1 | 1 | 0 | Deemed Ex Ante Team |  |  |  | Corrected MeasImpactType to 'Deem-DEER-FuelSub' from 'DEER'.
2021 | NE-WtrHt-FuelSub-SmlStrg-HP-lte6kW-rep60G-HI-3p33UEF-80g | Efficient water heater: 65-gallon electric heat pump water heater (UEF = 3.33) replaces 60-gallon high-draw gas storage water heater (UEF = 0.61) | DEER2021 | DEER-WaterHeater-Calculator v.4.2 | 2022-02-09 11:53 | NE-WtrHt-FuelSub-SmlStrg-HP-lte6kW-rep60G-HI-3p33UEF-80g | Deem-DEER-FuelSub | Standard | None | 0 | 0 | None |  | 0 |  | 1 | Com | Any | SHW | Heating | WaterHtg_eq | HP_UEF |  | WtrHt-HtPmp | 60-gallon Gas storage water heater. EF/TE varies by vintage | 60-gallon high-draw gas storage water heater (UEF = 0.61) | 65-gallon electric heat pump water heater (UEF = 3.33) | Varies by vintage | Stor_UEF-Gas-060gal-HI-0.61UEF | Stor_UEF-ElecHP-065gal-3.33UEF | Available |  | 0 | 0 |  |  |  | WtrHt-HtPmp |  | None | 2021-01-01 | 2022-12-31 | [5 empty] | Standard |  | 1 | 1 | 0 | Deemed Ex Ante Team |  |  |  | Corrected MeasImpactType to 'Deem-DEER-FuelSub' from 'DEER'.
2021 | NE-WtrHt-FuelSub-SmlStrg-HP-lte6kW-rep75G-HI-3p42UEF-80g | Efficient water heater: 80-gallon electric heat pump water heater (UEF = 3.42) replaces 75-gallon high-draw gas storage water heater (UEF = 0.59) | DEER2021 | DEER-WaterHeater-Calculator v.4.2 | 2022-02-09 11:53 | NE-WtrHt-FuelSub-SmlStrg-HP-lte6kW-rep75G-HI-3p42UEF-80g | Deem-DEER-FuelSub | Standard | None | 0 | 0 | None |  | 0 |  | 1 | Com | Any | SHW | Heating | WaterHtg_eq | HP_UEF |  | WtrHt-HtPmp | 75-gallon Gas storage water heater. EF/TE varies by vintage | 75-gallon high-draw gas storage water heater (UEF = 0.59) | 80-gallon electric heat pump water heater (UEF = 3.42) | Varies by vintage | Stor_UEF-Gas-075gal-HI-0.59UEF | Stor_UEF-ElecHP-080gal-3.42UEF | Available |  | 0 | 0 |  |  |  | WtrHt-HtPmp |  | None | 2021-01-01 | 2022-12-31 | [5 empty] | Standard |  | 1 | 1 | 0 | Deemed Ex Ante Team |  |  |  | Corrected MeasImpactType to 'Deem-DEER-FuelSub' from 'DEER'.
2021 | NE-WtrHt-FuelSub-SmlStrg-HP-lte6kW-rep80G-3p42UEF-80g | Efficient water heater: 80-gallon electric heat pump water heater (UEF = 3.42) replaces large gas storage water heater (TE = 0.80) | DEER2021 | DEER-WaterHeater-Calculator v.4.2 | 2022-02-09 11:53 | NE-WtrHt-FuelSub-SmlStrg-HP-lte6kW-rep80G-3p42UEF-80g | Deem-DEER-FuelSub | Standard | None | 0 | 0 | None |  | 0 |  | 1 | Com | Any | SHW | Heating | WaterHtg_eq | HP_UEF |  | WtrHt-HtPmp | 75-gallon Gas storage water heater. EF/TE varies by vintage | large gas storage water heater (TE = 0.80) | 80-gallon electric heat pump water heater (UEF = 3.42) | Varies by vintage | Stor_TE-Gas-gt75kBtuh-0.80Et | Stor_UEF-ElecHP-080gal-3.42UEF | Available |  | 0 | 0 |  |  |  | WtrHt-HtPmp |  | None | 2021-01-01 | 2022-12-31 | [5 empty] | Standard |  | 1 | 1 | 0 | Deemed Ex Ante Team |  |  |  | Corrected MeasImpactType to 'Deem-DEER-FuelSub' from 'DEER'.
2021 | NE-WtrHt-SmlStrg-HP-lte6kW-65G-3p33UEF | Efficient water heater: 65-gallon electric heat pump water heater (UEF = 3.33) replaces 65-gallon electric heat pump water heater (UEF = 2.91) | DEER2021 | DEER-WaterHeater-Calculator v.4.2 | 2022-02-09 11:53 | NE-WtrHt-SmlStrg-HP-lte6kW-65G-3p33UEF | Deem-DEER | Standard | None | 0 | 0 | None |  | 0 |  | 1 | Com | Any | SHW | Heating | WaterHtg_eq | HP_UEF |  | WtrHt-HtPmp | 60-gallon Elec storage water heater. EF/TE varies by vintage | 65-gallon electric heat pump water heater (UEF = 2.91) | 65-gallon electric heat pump water heater (UEF = 3.33) | Varies by vintage | Stor_UEF-ElecHP-065gal-2.91UEF | Stor_UEF-ElecHP-065gal-3.33UEF | Available |  | 0 | 0 |  |  |  | WtrHt-HtPmp |  | None | 2021-01-01 | 2022-12-31 | [5 empty] | Standard |  | 1 | 1 | 0 | Deemed Ex Ante Team |  |  |  | Corrected MeasImpactType to 'Deem-DEER' from 'DEER'.
2021 | NE-WtrHt-SmlStrg-HP-lte6kW-80G-3p42UEF | Efficient water heater: 80-gallon electric heat pump water heater (UEF = 3.42) replaces 80-gallon electric heat pump water heater (UEF = 3.00) | DEER2021 | DEER-WaterHeater-Calculator v.4.2 | 2022-02-09 11:53 | NE-WtrHt-SmlStrg-HP-lte6kW-80G-3p42UEF | Deem-DEER | Standard | None | 0 | 0 | None |  | 0 |  | 1 | Com | Any | SHW | Heating | WaterHtg_eq | HP_UEF |  | WtrHt-HtPmp | 75-gallon Elec storage water heater. EF/TE varies by vintage | 80-gallon electric heat pump water heater (UEF = 3.00) | 80-gallon electric heat pump water heater (UEF = 3.42) | Varies by vintage | Stor_UEF-ElecHP-080gal-3.00UEF | Stor_UEF-ElecHP-080gal-3.42UEF | Available |  | 0 | 0 |  |  |  | WtrHt-HtPmp |  | None | 2021-01-01 | 2022-12-31 | [5 empty] | Standard |  | 1 | 1 | 0 | Deemed Ex Ante Team |  |  |  | Corrected MeasImpactType to 'Deem-DEER' from 'DEER'.
2021 | NE-WtrHt-SmlStrg-HP-lte6kW-rep30G-MD-3p09UEF-50g | Efficient water heater: 50-gallon electric heat pump water heater (UEF = 3.09) replaces code/standard 30-gallon medium-draw electric storage water heater (UEF = 0.92) | DEER2021 | DEER-WaterHeater-Calculator v.4.2 | 2022-02-09 11:53 | NE-WtrHt-SmlStrg-HP-lte6kW-rep30G-MD-3p09UEF-50g | Deem-DEER | Standard | None | 0 | 0 | None |  | 0 |  | 1 | Com | Any | SHW | Heating | WaterHtg_eq | HP_UEF |  | WtrHt-HtPmp | 30-gallon Elec storage water heater. EF/TE varies by vintage | 30-gallon medium-draw electric storage water heater (UEF = 0.92) | 50-gallon electric heat pump water heater (UEF = 3.09) | Varies by vintage | Stor_UEF-Elec-030gal-MD-0.92UEF | Stor_UEF-ElecHP-050gal-3.09UEF | Available |  | 0 | 0 |  |  |  | WtrHt-HtPmp |  | None | 2021-01-01 | 2022-12-31 | [5 empty] | Standard |  | 1 | 1 | 0 | Deemed Ex Ante Team |  |  |  | Corrected MeasImpactType to 'Deem-DEER' from 'DEER'.
2021 | NE-WtrHt-SmlStrg-HP-lte6kW-rep30G-MD-3p31UEF-50g | Efficient water heater: 50-gallon electric heat pump water heater (UEF = 3.31) replaces code/standard 30-gallon medium-draw electric storage water heater (UEF = 0.92) | DEER2021 | DEER-WaterHeater-Calculator v.4.2 | 2022-02-09 11:53 | NE-WtrHt-SmlStrg-HP-lte6kW-rep30G-MD-3p31UEF-50g | Deem-DEER | Standard | None | 0 | 0 | None |  | 0 |  | 1 | Com | Any | SHW | Heating | WaterHtg_eq | HP_UEF |  | WtrHt-HtPmp | 30-gallon Elec storage water heater. EF/TE varies by vintage | 30-gallon medium-draw electric storage water heater (UEF = 0.92) | 50-gallon electric heat pump water heater (UEF = 3.31) | Varies by vintage | Stor_UEF-Elec-030gal-MD-0.92UEF | Stor_UEF-ElecHP-050gal-3.31UEF | Available |  | 0 | 0 |  |  |  | WtrHt-HtPmp |  | None | 2021-01-01 | 2022-12-31 | [5 empty] | Standard |  | 1 | 1 | 0 | Deemed Ex Ante Team |  |  |  | Corrected MeasImpactType to 'Deem-DEER' from 'DEER'.
2021 | NE-WtrHt-SmlStrg-HP-lte6kW-rep40G-MD-3p09UEF-50g | Efficient water heater: 50-gallon electric heat pump water heater (UEF = 3.09) replaces code/standard 40-gallon medium-draw electric storage water heater (UEF = 0.92) | DEER2021 | DEER-WaterHeater-Calculator v.4.2 | 2022-02-09 11:53 | NE-WtrHt-SmlStrg-HP-lte6kW-rep40G-MD-3p09UEF-50g | Deem-DEER | Standard | None | 0 | 0 | None |  | 0 |  | 1 | Com | Any | SHW | Heating | WaterHtg_eq | HP_UEF |  | WtrHt-HtPmp | 40-gallon Elec storage water heater. EF/TE varies by vintage | 40-gallon medium-draw electric storage water heater (UEF = 0.92) | 50-gallon electric heat pump water heater (UEF = 3.09) | Varies by vintage | Stor_UEF-Elec-040gal-MD-0.92UEF | Stor_UEF-ElecHP-050gal-3.09UEF | Available |  | 0 | 0 |  |  |  | WtrHt-HtPmp |  | None | 2021-01-01 | 2022-12-31 | [5 empty] | Standard |  | 1 | 1 | 0 | Deemed Ex Ante Team |  |  |  | Corrected MeasImpactType to 'Deem-DEER' from 'DEER'.
2021 | NE-WtrHt-SmlStrg-HP-lte6kW-rep40G-MD-3p31UEF-50g | Efficient water heater: 50-gallon electric heat pump water heater (UEF = 3.31) replaces code/standard 40-gallon medium-draw electric storage water heater (UEF = 0.92) | DEER2021 | DEER-WaterHeater-Calculator v.4.2 | 2022-02-09 11:53 | NE-WtrHt-SmlStrg-HP-lte6kW-rep40G-MD-3p31UEF-50g | Deem-DEER | Standard | None | 0 | 0 | None |  | 0 |  | 1 | Com | Any | SHW | Heating | WaterHtg_eq | HP_UEF |  | WtrHt-HtPmp | 40-gallon Elec storage water heater. EF/TE varies by vintage | 40-gallon medium-draw electric storage water heater (UEF = 0.92) | 50-gallon electric heat pump water heater (UEF = 3.31) | Varies by vintage | Stor_UEF-Elec-040gal-MD-0.92UEF | Stor_UEF-ElecHP-050gal-3.31UEF | Available |  | 0 | 0 |  |  |  | WtrHt-HtPmp |  | None | 2021-01-01 | 2022-12-31 | [5 empty] | Standard |  | 1 | 1 | 0 | Deemed Ex Ante Team |  |  |  | Corrected MeasImpactType to 'Deem-DEER' from 'DEER'.
2021 | NE-WtrHt-SmlStrg-HP-lte6kW-rep50G-MD-3p09UEF-50g | Efficient water heater: 50-gallon electric heat pump water heater (UEF = 3.09) replaces code/standard 50-gallon medium-draw electric storage water heater (UEF = 0.92) | DEER2021 | DEER-WaterHeater-Calculator v.4.2 | 2022-02-09 11:53 | NE-WtrHt-SmlStrg-HP-lte6kW-rep50G-MD-3p09UEF-50g | Deem-DEER | Standard | None | 0 | 0 | None |  | 0 |  | 1 | Com | Any | SHW | Heating | WaterHtg_eq | HP_UEF |  | WtrHt-HtPmp | 50-gallon Elec storage water heater. EF/TE varies by vintage | 50-gallon medium-draw electric storage water heater (UEF = 0.92) | 50-gallon electric heat pump water heater (UEF = 3.09) | Varies by vintage | Stor_UEF-Elec-050gal-MD-0.92UEF | Stor_UEF-ElecHP-050gal-3.09UEF | Available |  | 0 | 0 |  |  |  | WtrHt-HtPmp |  | None | 2021-01-01 | 2022-12-31 | [5 empty] | Standard |  | 1 | 1 | 0 | Deemed Ex Ante Team |  |  |  | Corrected MeasImpactType to 'Deem-DEER' from 'DEER'.
2021 | NE-WtrHt-SmlStrg-HP-lte6kW-rep50G-MD-3p31UEF-50g | Efficient water heater: 50-gallon electric heat pump water heater (UEF = 3.31) replaces code/standard 50-gallon medium-draw electric storage water heater (UEF = 0.92) | DEER2021 | DEER-WaterHeater-Calculator v.4.2 | 2022-02-09 11:53 | NE-WtrHt-SmlStrg-HP-lte6kW-rep50G-MD-3p31UEF-50g | Deem-DEER | Standard | None | 0 | 0 | None |  | 0 |  | 1 | Com | Any | SHW | Heating | WaterHtg_eq | HP_UEF |  | WtrHt-HtPmp | 50-gallon Elec storage water heater. EF/TE varies by vintage | 50-gallon medium-draw electric storage water heater (UEF = 0.92) | 50-gallon electric heat pump water heater (UEF = 3.31) | Varies by vintage | Stor_UEF-Elec-050gal-MD-0.92UEF | Stor_UEF-ElecHP-050gal-3.31UEF | Available |  | 0 | 0 |  |  |  | WtrHt-HtPmp |  | None | 2021-01-01 | 2022-12-31 | [5 empty] | Standard |  | 1 | 1 | 0 | Deemed Ex Ante Team |  |  |  | Corrected MeasImpactType to 'Deem-DEER' from 'DEER'.
2021 | NG-WtrHt-LrgInst-Gas-gte200kBtuh-lt2G-0p80Et | Efficient water heater: large instantaneous water heater (TE = 0.80) replaces large gas storage water heater (TE = 0.80) | DEER2021 | DEER-WaterHeater-Calculator v.4.2 | 2022-02-09 11:53 | NG-WtrHt-LrgInst-Gas-gte200kBtuh-lt2G-0p80Et | Deem-DEER | Standard | None | 0 | 0 | None |  | 0 |  | 1 | Com | Any | SHW | Heating | WaterHtg_eq | Instant_Et |  | WtrHt-Instant-Com | Gas storage water heater. EF/TE varies by vintage | large gas storage water heater (TE = 0.80) | large instantaneous water heater (TE = 0.80) | Varies by vintage | Stor_TE-Gas-gt75kBtuh-0.80Et | Inst_TE-Gas-gte200kBtuh-0.80Et | Available |  | 0 | 0 |  |  |  | WtrHt-Instant-Com |  | None | 2021-01-01 | 2022-12-31 | [5 empty] | Standard |  | 1 | 1 | 0 | Deemed Ex Ante Team |  |  |  | Corrected MeasImpactType to 'Deem-DEER' from 'DEER'.
2021 | NG-WtrHt-LrgInst-Gas-gte200kBtuh-lt2G-0p90Et | Efficient water heater: large instantaneous water heater (TE = 0.90) replaces large gas storage water heater (TE = 0.80) | DEER2021 | DEER-WaterHeater-Calculator v.4.2 | 2022-02-09 11:53 | NG-WtrHt-LrgInst-Gas-gte200kBtuh-lt2G-0p90Et | Deem-DEER | Standard | None | 0 | 0 | None |  | 0 |  | 1 | Com | Any | SHW | Heating | WaterHtg_eq | Instant_Et |  | WtrHt-Instant-Com | Gas storage water heater. EF/TE varies by vintage | large gas storage water heater (TE = 0.80) | large instantaneous water heater (TE = 0.90) | Varies by vintage | Stor_TE-Gas-gt75kBtuh-0.80Et | Inst_TE-Gas-gte200kBtuh-0.90Et | Available |  | 0 | 0 |  |  |  | WtrHt-Instant-Com |  | None | 2021-01-01 | 2022-12-31 | [5 empty] | Standard |  | 1 | 1 | 0 | Deemed Ex Ante Team |  |  |  | Corrected MeasImpactType to 'Deem-DEER' from 'DEER'.
2021 | NG-WtrHt-LrgInst-Gas-gte200kBtuh-lt2G-0p96Et | Efficient water heater: large instantaneous water heater (TE = 0.96) replaces large gas storage water heater (TE = 0.80) | DEER2021 | WaterHeater-Calculator-v4.2a | 2021-09-01 15:00 | NG-WtrHt-LrgInst-Gas-gte200kBtuh-lt2G-0p96Et | Deem-DEER | Standard | None | 0 | 0 | None |  | 0 |  | 1 | Com | Any | SHW | Heating | WaterHtg_eq | Instant_Et |  | WtrHt-Instant-Com | Gas storage water heater. EF/TE varies by vintage | large gas storage water heater (TE = 0.80) | large instantaneous water heater (TE = 0.96) | Varies by vintage | Stor_TE-Gas-gt75kBtuh-0.80Et | Inst_TE-Gas-gte200kBtuh-0.96Et | Available |  | 0 | 0 |  |  |  | WtrHt-Instant-Com |  | None | 2021-01-01 | [6 empty] | Standard |  | 1 | 1 | 0 | Deemed Ex Ante Team |  |  |  | Replaced previous record using newer 4.2a calculator
2021 | NG-WtrHt-LrgStrg-Gas-gt75kBtuh-0p83Et | Efficient water heater: large gas storage water heater (TE = 0.83) replaces large gas storage water heater (TE = 0.80) | DEER2021 | DEER-WaterHeater-Calculator v.4.2 | 2022-02-09 11:53 | NG-WtrHt-LrgStrg-Gas-gt75kBtuh-0p83Et | Deem-DEER | Standard | None | 0 | 0 | None |  | 0 |  | 1 | Com | Any | SHW | Heating | WaterHtg_eq | Stor_Et |  | WtrHt-Com | Gas storage water heater. EF/TE varies by vintage | large gas storage water heater (TE = 0.80) | large gas storage water heater (TE = 0.83) | Varies by vintage | Stor_TE-Gas-gt75kBtuh-0.80Et | Stor_TE-Gas-gt75kBtuh-0.83Et | Available |  | 0 | 0 |  |  |  | WtrHt-Com |  | None | 2021-01-01 | 2022-12-31 | [5 empty] | Standard |  | 1 | 1 | 0 | Deemed Ex Ante Team |  |  |  | Corrected MeasImpactType to 'Deem-DEER' from 'DEER'.
2021 | NG-WtrHt-LrgStrg-Gas-gt75kBtuh-0p90Et | Efficient water heater: large gas storage water heater (TE = 0.90) replaces large gas storage water heater (TE = 0.80) | DEER2021 | DEER-WaterHeater-Calculator v.4.2 | 2022-02-09 11:53 | NG-WtrHt-LrgStrg-Gas-gt75kBtuh-0p90Et | Deem-DEER | Standard | None | 0 | 0 | None |  | 0 |  | 1 | Com | Any | SHW | Heating | WaterHtg_eq | Stor_Et |  | WtrHt-Com | Gas storage water heater. EF/TE varies by vintage | large gas storage water heater (TE = 0.80) | large gas storage water heater (TE = 0.90) | Varies by vintage | Stor_TE-Gas-gt75kBtuh-0.80Et | Stor_TE-Gas-gt75kBtuh-0.90Et | Available |  | 0 | 0 |  |  |  | WtrHt-Com |  | None | 2021-01-01 | 2022-12-31 | [5 empty] | Standard |  | 1 | 1 | 0 | Deemed Ex Ante Team |  |  |  | Corrected MeasImpactType to 'Deem-DEER' from 'DEER'.
2021 | NG-WtrHt-LrgStrg-Gas-gt75kBtuh-0p96Et | Efficient water heater: large gas storage water heater (TE = 0.96) replaces large gas storage water heater (TE = 0.80) | DEER2021 | DEER-WaterHeater-Calculator v.4.2 | 2022-02-09 11:53 | NG-WtrHt-LrgStrg-Gas-gt75kBtuh-0p96Et | Deem-DEER | Standard | None | 0 | 0 | None |  | 0 |  | 1 | Com | Any | SHW | Heating | WaterHtg_eq | Stor_Et |  | WtrHt-Com | Gas storage water heater. EF/TE varies by vintage | large gas storage water heater (TE = 0.80) | large gas storage water heater (TE = 0.96) | Varies by vintage | Stor_TE-Gas-gt75kBtuh-0.80Et | Stor_TE-Gas-gt75kBtuh-0.96Et | Available |  | 0 | 0 |  |  |  | WtrHt-Com |  | None | 2021-01-01 | 2022-12-31 | [5 empty] | Standard |  | 1 | 1 | 0 | Deemed Ex Ante Team |  |  |  | Corrected MeasImpactType to 'Deem-DEER' from 'DEER'.
2021 | NG-WtrHt-MedInst-Gas-76to200kBtuh-lt2G-0p80Et | Efficient water heater: medium instantaneous water heater (TE = 0.80) replaces large gas storage water heater (TE = 0.80) | DEER2021 | DEER-WaterHeater-Calculator v.4.2 | 2022-02-09 11:53 | NG-WtrHt-MedInst-Gas-76to200kBtuh-lt2G-0p80Et | Deem-DEER | Standard | None | 0 | 0 | None |  | 0 |  | 1 | Com | Any | SHW | Heating | WaterHtg_eq | Instant_Et |  | WtrHt-Instant-Com | Gas storage water heater. EF/TE varies by vintage | large gas storage water heater (TE = 0.80) | medium instantaneous water heater (TE = 0.80) | Varies by vintage | Stor_TE-Gas-gt75kBtuh-0.80Et | Inst_TE-Gas-76to200kBtuh-0.80Et | Available |  | 0 | 0 |  |  |  | WtrHt-Instant-Com |  | None | 2021-01-01 | 2022-12-31 | [5 empty] | Standard |  | 1 | 1 | 0 | Deemed Ex Ante Team |  |  |  | Corrected MeasImpactType to 'Deem-DEER' from 'DEER'.
2021 | NG-WtrHt-MedInst-Gas-76to200kBtuh-lt2G-0p90Et | Efficient water heater: medium instantaneous water heater (TE = 0.90) replaces large gas storage water heater (TE = 0.80) | DEER2021 | DEER-WaterHeater-Calculator v.4.2 | 2022-02-09 11:53 | NG-WtrHt-MedInst-Gas-76to200kBtuh-lt2G-0p90Et | Deem-DEER | Standard | None | 0 | 0 | None |  | 0 |  | 1 | Com | Any | SHW | Heating | WaterHtg_eq | Instant_Et |  | WtrHt-Instant-Com | Gas storage water heater. EF/TE varies by vintage | large gas storage water heater (TE = 0.80) | medium instantaneous water heater (TE = 0.90) | Varies by vintage | Stor_TE-Gas-gt75kBtuh-0.80Et | Inst_TE-Gas-76to200kBtuh-0.90Et | Available |  | 0 | 0 |  |  |  | WtrHt-Instant-Com |  | None | 2021-01-01 | 2022-12-31 | [5 empty] | Standard |  | 1 | 1 | 0 | Deemed Ex Ante Team |  |  |  | Corrected MeasImpactType to 'Deem-DEER' from 'DEER'.
2021 | NG-WtrHt-MedInst-Gas-76to200kBtuh-lt2G-0p96Et | Efficient water heater: medium instantaneous water heater (TE = 0.96) replaces large gas storage water heater (TE = 0.80) | DEER2021 | DEER-WaterHeater-Calculator v.4.2 | 2022-02-09 11:53 | NG-WtrHt-MedInst-Gas-76to200kBtuh-lt2G-0p96Et | Deem-DEER | Standard | None | 0 | 0 | None |  | 0 |  | 1 | Com | Any | SHW | Heating | WaterHtg_eq | Instant_Et |  | WtrHt-Instant-Com | Gas storage water heater. EF/TE varies by vintage | large gas storage water heater (TE = 0.80) | medium instantaneous water heater (TE = 0.96) | Varies by vintage | Stor_TE-Gas-gt75kBtuh-0.80Et | Inst_TE-Gas-76to200kBtuh-0.96Et | Available |  | 0 | 0 |  |  |  | WtrHt-Instant-Com |  | None | 2021-01-01 | 2022-12-31 | [5 empty] | Standard |  | 1 | 1 | 0 | Deemed Ex Ante Team |  |  |  | Corrected MeasImpactType to 'Deem-DEER' from 'DEER'.
2021 | NG-WtrHt-SmlInst-Gas-lt200kBtuh-lt2G-HI-0p81UEF-40g | Efficient water heater: small high-draw gas instantaneous water heater (UEF = 0.81) replaces standard/code 40-gallon high-draw gas storage water heater (UEF = 0.64) | DEER2021 | DEER-WaterHeater-Calculator v.4.2 | 2022-02-09 11:53 | NG-WtrHt-SmlInst-Gas-lt200kBtuh-lt2G-HI-0p81UEF-40g | Deem-DEER | Standard | None | 0 | 0 | None |  | 0 |  | 1 | Com | Any | SHW | Heating | WaterHtg_eq | Instant_UEF |  | WtrHt-Instant-Com | 40-gallon Gas storage water heater. EF/TE varies by vintage | 40-gallon high-draw gas storage water heater (UEF = 0.64) | small high-draw gas instantaneous water heater (UEF = 0.81) | Varies by vintage | Stor_UEF-Gas-040gal-HI-0.64UEF | Inst_UEF-Gas-lt200kBtuh-HI-0.81UEF | Available |  | 0 | 0 |  |  |  | WtrHt-Instant-Com |  | None | 2021-01-01 | 2022-12-31 | [5 empty] | Standard |  | 1 | 1 | 0 | Deemed Ex Ante Team |  |  |  | Corrected MeasImpactType to 'Deem-DEER' from 'DEER'.
2021 | NG-WtrHt-SmlInst-Gas-lt200kBtuh-lt2G-HI-0p87UEF-40g | Efficient water heater: small high-draw gas instantaneous water heater (UEF = 0.87) replaces standard/code 40-gallon high-draw gas storage water heater (UEF = 0.64) | DEER2021 | DEER-WaterHeater-Calculator v.4.2 | 2022-02-09 11:53 | NG-WtrHt-SmlInst-Gas-lt200kBtuh-lt2G-HI-0p87UEF-40g | Deem-DEER | Standard | None | 0 | 0 | None |  | 0 |  | 1 | Com | Any | SHW | Heating | WaterHtg_eq | Instant_UEF |  | WtrHt-Instant-Com | 40-gallon Gas storage water heater. EF/TE varies by vintage | 40-gallon high-draw gas storage water heater (UEF = 0.64) | small high-draw gas instantaneous water heater (UEF = 0.87) | Varies by vintage | Stor_UEF-Gas-040gal-HI-0.64UEF | Inst_UEF-Gas-lt200kBtuh-HI-0.87UEF | Available |  | 0 | 0 |  |  |  | WtrHt-Instant-Com |  | None | 2021-01-01 | 2022-12-31 | [5 empty] | Standard |  | 1 | 1 | 0 | Deemed Ex Ante Team |  |  |  | Corrected MeasImpactType to 'Deem-DEER' from 'DEER'.
2021 | NG-WtrHt-SmlInst-Gas-lt200kBtuh-lt2G-LW-0p81UEF-40g | Efficient water heater: small low-draw gas instantaneous water heater (UEF = 0.81) replaces standard/code 40-gallon low-draw gas storage water heater (UEF = 0.52) | DEER2021 | DEER-WaterHeater-Calculator v.4.2 | 2022-02-09 11:53 | NG-WtrHt-SmlInst-Gas-lt200kBtuh-lt2G-LW-0p81UEF-40g | Deem-DEER | Standard | None | 0 | 0 | None |  | 0 |  | 1 | Com | Any | SHW | Heating | WaterHtg_eq | Instant_UEF |  | WtrHt-Instant-Com | 40-gallon Gas storage water heater. EF/TE varies by vintage | 40-gallon low-draw gas storage water heater (UEF = 0.52) | small low-draw gas instantaneous water heater (UEF = 0.81) | Varies by vintage | Stor_UEF-Gas-040gal-LW-0.52UEF | Inst_UEF-Gas-lt200kBtuh-LW-0.81UEF | Available |  | 0 | 0 |  |  |  | WtrHt-Instant-Com |  | None | 2021-01-01 | 2022-12-31 | [5 empty] | Standard |  | 1 | 1 | 0 | Deemed Ex Ante Team |  |  |  | Corrected MeasImpactType to 'Deem-DEER' from 'DEER'.
2021 | NG-WtrHt-SmlInst-Gas-lt200kBtuh-lt2G-LW-0p87UEF-40g | Efficient water heater: small low-draw gas instantaneous water heater (UEF = 0.87) replaces standard/code 40-gallon low-draw gas storage water heater (UEF = 0.52) | DEER2021 | DEER-WaterHeater-Calculator v.4.2 | 2022-02-09 11:53 | NG-WtrHt-SmlInst-Gas-lt200kBtuh-lt2G-LW-0p87UEF-40g | Deem-DEER | Standard | None | 0 | 0 | None |  | 0 |  | 1 | Com | Any | SHW | Heating | WaterHtg_eq | Instant_UEF |  | WtrHt-Instant-Com | 40-gallon Gas storage water heater. EF/TE varies by vintage | 40-gallon low-draw gas storage water heater (UEF = 0.52) | small low-draw gas instantaneous water heater (UEF = 0.87) | Varies by vintage | Stor_UEF-Gas-040gal-LW-0.52UEF | Inst_UEF-Gas-lt200kBtuh-LW-0.87UEF | Available |  | 0 | 0 |  |  |  | WtrHt-Instant-Com |  | None | 2021-01-01 | 2022-12-31 | [5 empty] | Standard |  | 1 | 1 | 0 | Deemed Ex Ante Team |  |  |  | Corrected MeasImpactType to 'Deem-DEER' from 'DEER'.
2021 | NG-WtrHt-SmlInst-Gas-lt200kBtuh-lt2G-MD-0p81UEF-40g | Efficient water heater: small medium-draw gas instantaneous water heater (UEF = 0.81) replaces standard/code 40-gallon medium-draw gas storage water heater (UEF = 0.58) | DEER2021 | DEER-WaterHeater-Calculator v.4.2 | 2022-02-09 11:53 | NG-WtrHt-SmlInst-Gas-lt200kBtuh-lt2G-MD-0p81UEF-40g | Deem-DEER | Standard | None | 0 | 0 | None |  | 0 |  | 1 | Com | Any | SHW | Heating | WaterHtg_eq | Instant_UEF |  | WtrHt-Instant-Com | 40-gallon Gas storage water heater. EF/TE varies by vintage | 40-gallon medium-draw gas storage water heater (UEF = 0.58) | small medium-draw gas instantaneous water heater (UEF = 0.81) | Varies by vintage | Stor_UEF-Gas-040gal-MD-0.58UEF | Inst_UEF-Gas-lt200kBtuh-MD-0.81UEF | Available |  | 0 | 0 |  |  |  | WtrHt-Instant-Com |  | None | 2021-01-01 | 2022-12-31 | [5 empty] | Standard |  | 1 | 1 | 0 | Deemed Ex Ante Team |  |  |  | Corrected MeasImpactType to 'Deem-DEER' from 'DEER'.
2021 | NG-WtrHt-SmlInst-Gas-lt200kBtuh-lt2G-MD-0p87UEF-40g | Efficient water heater: small medium-draw gas instantaneous water heater (UEF = 0.87) replaces standard/code 40-gallon medium-draw gas storage water heater (UEF = 0.58) | DEER2021 | DEER-WaterHeater-Calculator v.4.2 | 2022-02-09 11:53 | NG-WtrHt-SmlInst-Gas-lt200kBtuh-lt2G-MD-0p87UEF-40g | Deem-DEER | Standard | None | 0 | 0 | None |  | 0 |  | 1 | Com | Any | SHW | Heating | WaterHtg_eq | Instant_UEF |  | WtrHt-Instant-Com | 40-gallon Gas storage water heater. EF/TE varies by vintage | 40-gallon medium-draw gas storage water heater (UEF = 0.58) | small medium-draw gas instantaneous water heater (UEF = 0.87) | Varies by vintage | Stor_UEF-Gas-040gal-MD-0.58UEF | Inst_UEF-Gas-lt200kBtuh-MD-0.87UEF | Available |  | 0 | 0 |  |  |  | WtrHt-Instant-Com |  | None | 2021-01-01 | 2022-12-31 | [5 empty] | Standard |  | 1 | 1 | 0 | Deemed Ex Ante Team |  |  |  | Corrected MeasImpactType to 'Deem-DEER' from 'DEER'.
2021 | NG-WtrHt-SmlStrg-Gas-lte75kBtuh-30G-HI-0p68UEF | Efficient water heater: 30-gallon high-draw gas storage water heater (UEF = 0.68) replaces standard/code 30-gallon high-draw gas storage water heater (UEF= 0.65) | DEER2021 | DEER-WaterHeater-Calculator v.4.2 | 2022-02-09 11:53 | NG-WtrHt-SmlStrg-Gas-lte75kBtuh-30G-HI-0p68UEF | Deem-DEER | Standard | None | 0 | 0 | None |  | 0 |  | 1 | Com | Any | SHW | Heating | WaterHtg_eq | Stor_UEF |  | WtrHt-Com | 30-gallon Gas storage water heater. EF/TE varies by vintage | 30-gallon high-draw gas storage water heater (UEF= 0.65) | 30-gallon high-draw gas storage water heater (UEF = 0.68) | Varies by vintage | Stor_UEF-Gas-030gal-HI-0.65UEF | Stor_UEF-Gas-030gal-HI-0.68UEF | Available |  | 0 | 0 |  |  |  | WtrHt-Com |  | None | 2021-01-01 | 2022-12-31 | [5 empty] | Standard |  | 1 | 1 | 0 | Deemed Ex Ante Team |  |  |  | Corrected MeasImpactType to 'Deem-DEER' from 'DEER'.
2021 | NG-WtrHt-SmlStrg-Gas-lte75kBtuh-30G-MD-0p64UEF | Efficient water heater: 30-gallon medium-draw gas storage water heater (UEF = 0.64) replaces standard/code 30-gallon medium-draw gas storage water heater (UEF= 0.60) | DEER2021 | DEER-WaterHeater-Calculator v.4.2 | 2022-02-09 11:53 | NG-WtrHt-SmlStrg-Gas-lte75kBtuh-30G-MD-0p64UEF | Deem-DEER | Standard | None | 0 | 0 | None |  | 0 |  | 1 | Com | Any | SHW | Heating | WaterHtg_eq | Stor_UEF |  | WtrHt-Com | 30-gallon Gas storage water heater. EF/TE varies by vintage | 30-gallon medium-draw gas storage water heater (UEF= 0.60) | 30-gallon medium-draw gas storage water heater (UEF = 0.64) | Varies by vintage | Stor_UEF-Gas-030gal-MD-0.60UEF | Stor_UEF-Gas-030gal-MD-0.64UEF | Available |  | 0 | 0 |  |  |  | WtrHt-Com |  | None | 2021-01-01 | 2022-12-31 | [5 empty] | Standard |  | 1 | 1 | 0 | Deemed Ex Ante Team |  |  |  | Corrected MeasImpactType to 'Deem-DEER' from 'DEER'.
2021 | NG-WtrHt-SmlStrg-Gas-lte75kBtuh-40G-HI-0p68UEF | Efficient water heater: 40-gallon high-draw gas storage water heater (UEF = 0.68) replaces standard/code 40-gallon high-draw gas storage water heater (UEF= 0.64) | DEER2021 | DEER-WaterHeater-Calculator v.4.2 | 2022-02-09 11:53 | NG-WtrHt-SmlStrg-Gas-lte75kBtuh-40G-HI-0p68UEF | Deem-DEER | Standard | None | 0 | 0 | None |  | 0 |  | 1 | Com | Any | SHW | Heating | WaterHtg_eq | Stor_UEF |  | WtrHt-Com | 40-gallon Gas storage water heater. EF/TE varies by vintage | 40-gallon high-draw gas storage water heater (UEF= 0.64) | 40-gallon high-draw gas storage water heater (UEF = 0.68) | Varies by vintage | Stor_UEF-Gas-040gal-HI-0.64UEF | Stor_UEF-Gas-040gal-HI-0.68UEF | Available |  | 0 | 0 |  |  |  | WtrHt-Com |  | None | 2021-01-01 | 2022-12-31 | [5 empty] | Standard |  | 1 | 1 | 0 | Deemed Ex Ante Team |  |  |  | Corrected MeasImpactType to 'Deem-DEER' from 'DEER'.
2021 | NG-WtrHt-SmlStrg-Gas-lte75kBtuh-40G-MD-0p64UEF | Efficient water heater: 40-gallon medium-draw gas storage water heater (UEF = 0.64) replaces standard/code 40-gallon medium-draw gas storage water heater (UEF= 0.58) | DEER2021 | DEER-WaterHeater-Calculator v.4.2 | 2022-02-09 11:53 | NG-WtrHt-SmlStrg-Gas-lte75kBtuh-40G-MD-0p64UEF | Deem-DEER | Standard | None | 0 | 0 | None |  | 0 |  | 1 | Com | Any | SHW | Heating | WaterHtg_eq | Stor_UEF |  | WtrHt-Com | 40-gallon Gas storage water heater. EF/TE varies by vintage | 40-gallon medium-draw gas storage water heater (UEF= 0.58) | 40-gallon medium-draw gas storage water heater (UEF = 0.64) | Varies by vintage | Stor_UEF-Gas-040gal-MD-0.58UEF | Stor_UEF-Gas-040gal-MD-0.64UEF | Available |  | 0 | 0 |  |  |  | WtrHt-Com |  | None | 2021-01-01 | 2022-12-31 | [5 empty] | Standard |  | 1 | 1 | 0 | Deemed Ex Ante Team |  |  |  | Corrected MeasImpactType to 'Deem-DEER' from 'DEER'.
2021 | NG-WtrHt-SmlStrg-Gas-lte75kBtuh-50G-HI-0p68UEF | Efficient water heater: 50-gallon high-draw gas storage water heater (UEF = 0.68) replaces standard/code 50-gallon high-draw gas storage water heater (UEF= 0.63) | DEER2021 | DEER-WaterHeater-Calculator v.4.2 | 2022-02-09 11:53 | NG-WtrHt-SmlStrg-Gas-lte75kBtuh-50G-HI-0p68UEF | Deem-DEER | Standard | None | 0 | 0 | None |  | 0 |  | 1 | Com | Any | SHW | Heating | WaterHtg_eq | Stor_UEF |  | WtrHt-Com | 50-gallon Gas storage water heater. EF/TE varies by vintage | 50-gallon high-draw gas storage water heater (UEF= 0.63) | 50-gallon high-draw gas storage water heater (UEF = 0.68) | Varies by vintage | Stor_UEF-Gas-050gal-HI-0.63UEF | Stor_UEF-Gas-050gal-HI-0.68UEF | Available |  | 0 | 0 |  |  |  | WtrHt-Com |  | None | 2021-01-01 | 2022-12-31 | [5 empty] | Standard |  | 1 | 1 | 0 | Deemed Ex Ante Team |  |  |  | Corrected MeasImpactType to 'Deem-DEER' from 'DEER'.
2021 | NG-WtrHt-SmlStrg-Gas-lte75kBtuh-50G-MD-0p64UEF | Efficient water heater: 50-gallon medium-draw gas storage water heater (UEF = 0.64) replaces standard/code 50-gallon medium-draw gas storage water heater (UEF= 0.56) | DEER2021 | DEER-WaterHeater-Calculator v.4.2 | 2022-02-09 11:53 | NG-WtrHt-SmlStrg-Gas-lte75kBtuh-50G-MD-0p64UEF | Deem-DEER | Standard | None | 0 | 0 | None |  | 0 |  | 1 | Com | Any | SHW | Heating | WaterHtg_eq | Stor_UEF |  | WtrHt-Com | 50-gallon Gas storage water heater. EF/TE varies by vintage | 50-gallon medium-draw gas storage water heater (UEF= 0.56) | 50-gallon medium-draw gas storage water heater (UEF = 0.64) | Varies by vintage | Stor_UEF-Gas-050gal-MD-0.56UEF | Stor_UEF-Gas-050gal-MD-0.64UEF | Available |  | 0 | 0 |  |  |  | WtrHt-Com |  | None | 2021-01-01 | 2022-12-31 | [5 empty] | Standard |  | 1 | 1 | 0 | Deemed Ex Ante Team |  |  |  | Corrected MeasImpactType to 'Deem-DEER' from 'DEER'.
2021 | Res-DuctSeal-HighToLow-wtd | Residential: Duct Sealing (Total Leakage Reduced from High (40/35%) to Low (15/12%) | DEER2021 | D20v1 | 2021-03-29 20:04 | RB-HV-DuctSeal-HighToLow | DEER | Standard | None |  |  | None |  | 0 |  | 0 | Res | Any | HVAC | VentAirDist | HV_AirDist | DuctLeak |  | HV-DuctSeal | 20% Supply/20% Return Leakage (single and multi-family), 35% Supply Leakage (mobile home) | 6% Supply/6% Return Leakage (single and multi-family), 15% Supply Leakage (mobile home) | 6% Supply/6% Return Leakage (single and multi-family), 15% Supply Leakage (mobile home) |  |  |  | Available |  | 0 | 0 |  | Retro |  | HV-DuctSeal |  | None | 2021-01-01 | [6 empty] | Standard |  | 1 | 1 | 0 | Deemed Ex Ante Team | 2020-11-19 10:40 | Revised duct sealing measure NormUnit to kBTUh for rNCGF for DEER2021. | Deemed Ex Ante Team | Updated to indicate claim/filing status
2021 | Res-DuctSeal-MedToLow-wtd | Residential: Duct Sealing (Total Leakage Reduced from Medium (25/24%) to Low (15/12%) | DEER2021 | D20v1 | 2021-03-29 20:04 | RB-HV-DuctSeal-MedToLow | DEER | Standard | None |  |  | None |  | 0 |  | 0 | Res | Any | HVAC | VentAirDist | HV_AirDist | DuctLeak |  | HV-DuctSeal | 12% Supply/12% Return Leakage (single and multi-family), 25% Supply Leakage (mobile home) | 6% Supply/6% Return Leakage (single and multi-family), 15% Supply Leakage (mobile home) | 6% Supply/6% Return Leakage (single and multi-family), 15% Supply Leakage (mobile home) |  |  |  | Available |  | 0 | 0 |  | Retro |  | HV-DuctSeal |  | None | 2021-01-01 | [6 empty] | Standard |  | 1 | 1 | 0 | Deemed Ex Ante Team | 2020-11-19 10:40 | Revised duct sealing measure NormUnit to kBTUh for rNCGF for DEER2021. | Deemed Ex Ante Team | Updated to indicate claim/filing status
2021 | Res-GasFurnace-AFUE91-ECM | Efficient Residential Gas Furnace - AFUE 91 with ECM supply fan motor | DEER2022 | D22v0 | 2021-10-14 16:48 | Res-GasFurnace-AFUE91-ECM | Deem-DEER | Standard | None |  |  | None |  | 0 |  | 1 | Res | Any | HVAC | SpaceHeat | SpaceHtg_eq | GasFurnace |  | HV-EffFurn | Furnace AFUE 80 with Standard Efficiency supply fan motor | Furnace AFUE 80 with ECM supply fan motor | Efficient Residential Gas Furnace - AFUE 91 with ECM supply fan motor | Furnace-0.80 | Furnace-0.80-ECM | Furnace-0.91-ECM | Available |  | 0 | 0 |  |  |  | HV-EffFurn |  | None | 2022-01-01 | [6 empty] | Standard |  | 1 | 1 | 0 | Deemed Ex Ante Team | 2021-10-14 16:48 | This update reflects: 1) change in federal code effective 2022-01-01 and 2) simulated using CZ2022 weather data. | Deemed Ex Ante Team
2021 | Res-Lighting-InGen_CFLratio0353_CFLfixt-5w | Residential Indoor General Lighting: CFL Fixture replaces pre-existing standard lighting Wattage. Measure includes Code case. Impacts: CFL-based HOU (varies by BldgType) | DEER2017 | D13 v1.0 | 2020-11-24 16:30 | Res-Iltg-dWatt-CFL | DEER | Scaled | BaseRatio | 13 | 13 | None |  | 0 |  | 1 | Res | Any | Lighting | InGen-CFL | Ltg_Fixture | CFL_fixt |  | ILtg-CFL-Res | CFL fixture based on: Ballast; Total Watts = 3.53 | CFL fixture based on: Ballast; Total Watts = 3.53 | CFL fixture based on: CFLpin(5w); Total Watts = 5 | CFLratio0353 | CFLratio0353 | CFLfixt-5w(5w) | Available |  | 0 | 0 | DEER Lighting measure | ErRobNc |  | ILtg-Incand-Res |  | DEER131417 | 2013-01-01 | 2018-06-30 | InEA_modVal |  |  |  |  | Standard | Remove expiry date per Commission Staff direction 2018ScrewInLampSavignsMethods-11Dec2017.pdf | 1 | 1 | 0 | Deemed Ex Ante Team |  | Remove expiry date per Commission Staff direction 2018ScrewInLampSavignsMethods-11Dec2017.pdf |  | Updated to indicate claim/filing status
2021 | RE-WtrHt-FuelSub-SmlInst-HP-lte6kW-replt200kBtuh-HI-3.09UEF | Efficient water heater: 50-gallon electric heat pump water heater (UEF = 3.09) replaces code/standard high-draw gas instantaneous water heater (UEF = 0.81) | DEER2021 | DEER-WaterHeater-Calculator v.4.2 | 2022-02-09 11:53 | RE-WtrHt-FuelSub-SmlInst-HP-lte6kW-replt200kBtuh-HI-3.09UEF | Deem-DEER-FuelSub | Standard | None | 0 | 0 | None |  | 0 |  | 1 | Res | Any | SHW | Heating | WaterHtg_eq | HP_UEF |  | WtrHt-HtPmp | 40-gallon Gas storage water heater. EF/TE varies by vintage | high-draw gas instantaneous water heater (UEF = 0.81) | 50-gallon electric heat pump water heater (UEF = 3.09) | Varies by vintage | Inst_UEF-Gas-lt200kBtuh-HI-0.81UEF | Stor_UEF-ElecHP-050gal-3.09UEF | Available |  | 0 | 0 |  |  |  | WtrHt-HtPmp |  | None | 2021-01-01 | 2022-12-31 | [5 empty] | Standard |  | 1 | 1 | 0 | Deemed Ex Ante Team |  |  |  | Corrected MeasImpactType to 'Deem-DEER-FuelSub' from 'DEER'.
2021 | RE-WtrHt-FuelSub-SmlInst-HP-lte6kW-replt200kBtuh-HI-3.31UEF | Efficient water heater: 50-gallon electric heat pump water heater (UEF = 3.31) replaces code/standard high-draw gas instantaneous water heater (UEF = 0.81) | DEER2021 | DEER-WaterHeater-Calculator v.4.2 | 2022-02-09 11:53 | RE-WtrHt-FuelSub-SmlInst-HP-lte6kW-replt200kBtuh-HI-3.31UEF | Deem-DEER-FuelSub | Standard | None | 0 | 0 | None |  | 0 |  | 1 | Res | Any | SHW | Heating | WaterHtg_eq | HP_UEF |  | WtrHt-HtPmp | 40-gallon Gas storage water heater. EF/TE varies by vintage | high-draw gas instantaneous water heater (UEF = 0.81) | 50-gallon electric heat pump water heater (UEF = 3.31) | Varies by vintage | Inst_UEF-Gas-lt200kBtuh-HI-0.81UEF | Stor_UEF-ElecHP-050gal-3.31UEF | Available |  | 0 | 0 |  |  |  | WtrHt-HtPmp |  | None | 2021-01-01 | 2022-12-31 | [5 empty] | Standard |  | 1 | 1 | 0 | Deemed Ex Ante Team |  |  |  | Corrected MeasImpactType to 'Deem-DEER-FuelSub' from 'DEER'.
2021 | RE-WtrHt-FuelSub-SmlInst-HP-lte6kW-replt200kBtuh-LW-3.09UEF | Efficient water heater: 50-gallon electric heat pump water heater (UEF = 3.09) replaces code/standard low-draw gas instantaneous water heater (UEF = 0.81) | DEER2021 | DEER-WaterHeater-Calculator v.4.2 | 2022-02-09 11:53 | RE-WtrHt-FuelSub-SmlInst-HP-lte6kW-replt200kBtuh-LW-3.09UEF | Deem-DEER-FuelSub | Standard | None | 0 | 0 | None |  | 0 |  | 1 | Res | Any | SHW | Heating | WaterHtg_eq | HP_UEF |  | WtrHt-HtPmp | 40-gallon Gas storage water heater. EF/TE varies by vintage | low-draw gas instantaneous water heater (UEF = 0.81) | 50-gallon electric heat pump water heater (UEF = 3.09) | Varies by vintage | Inst_UEF-Gas-lt200kBtuh-LW-0.81UEF | Stor_UEF-ElecHP-050gal-3.09UEF | Available |  | 0 | 0 |  |  |  | WtrHt-HtPmp |  | None | 2021-01-01 | 2022-12-31 | [5 empty] | Standard |  | 1 | 1 | 0 | Deemed Ex Ante Team |  |  |  | Corrected MeasImpactType to 'Deem-DEER-FuelSub' from 'DEER'.
2021 | RE-WtrHt-FuelSub-SmlInst-HP-lte6kW-replt200kBtuh-LW-3.31UEF | Efficient water heater: 50-gallon electric heat pump water heater (UEF = 3.31) replaces code/standard low-draw gas instantaneous water heater (UEF = 0.81) | DEER2021 | DEER-WaterHeater-Calculator v.4.2 | 2022-02-09 11:53 | RE-WtrHt-FuelSub-SmlInst-HP-lte6kW-replt200kBtuh-LW-3.31UEF | Deem-DEER-FuelSub | Standard | None | 0 | 0 | None |  | 0 |  | 1 | Res | Any | SHW | Heating | WaterHtg_eq | HP_UEF |  | WtrHt-HtPmp | 40-gallon Gas storage water heater. EF/TE varies by vintage | low-draw gas instantaneous water heater (UEF = 0.81) | 50-gallon electric heat pump water heater (UEF = 3.31) | Varies by vintage | Inst_UEF-Gas-lt200kBtuh-LW-0.81UEF | Stor_UEF-ElecHP-050gal-3.31UEF | Available |  | 0 | 0 |  |  |  | WtrHt-HtPmp |  | None | 2021-01-01 | 2022-12-31 | [5 empty] | Standard |  | 1 | 1 | 0 | Deemed Ex Ante Team |  |  |  | Corrected MeasImpactType to 'Deem-DEER-FuelSub' from 'DEER'.
2021 | RE-WtrHt-FuelSub-SmlInst-HP-lte6kW-replt200kBtuh-MD-3.09UEF | Efficient water heater: 50-gallon electric heat pump water heater (UEF = 3.09) replaces code/standard medium-draw gas instantaneous water heater (UEF = 0.81) | DEER2021 | DEER-WaterHeater-Calculator v.4.2 | 2022-02-09 11:53 | RE-WtrHt-FuelSub-SmlInst-HP-lte6kW-replt200kBtuh-MD-3.09UEF | Deem-DEER-FuelSub | Standard | None | 0 | 0 | None |  | 0 |  | 1 | Res | Any | SHW | Heating | WaterHtg_eq | HP_UEF |  | WtrHt-HtPmp | 40-gallon Gas storage water heater. EF/TE varies by vintage | medium-draw gas instantaneous water heater (UEF = 0.81) | 50-gallon electric heat pump water heater (UEF = 3.09) | Varies by vintage | Inst_UEF-Gas-lt200kBtuh-MD-0.81UEF | Stor_UEF-ElecHP-050gal-3.09UEF | Available |  | 0 | 0 |  |  |  | WtrHt-HtPmp |  | None | 2021-01-01 | 2022-12-31 | [5 empty] | Standard |  | 1 | 1 | 0 | Deemed Ex Ante Team |  |  |  | Corrected MeasImpactType to 'Deem-DEER-FuelSub' from 'DEER'.
2021 | RE-WtrHt-FuelSub-SmlInst-HP-lte6kW-replt200kBtuh-MD-3.31UEF | Efficient water heater: 50-gallon electric heat pump water heater (UEF = 3.31) replaces code/standard medium-draw gas instantaneous water heater (UEF = 0.81) | DEER2021 | DEER-WaterHeater-Calculator v.4.2 | 2022-02-09 11:53 | RE-WtrHt-FuelSub-SmlInst-HP-lte6kW-replt200kBtuh-MD-3.31UEF | Deem-DEER-FuelSub | Standard | None | 0 | 0 | None |  | 0 |  | 1 | Res | Any | SHW | Heating | WaterHtg_eq | HP_UEF |  | WtrHt-HtPmp | 40-gallon Gas storage water heater. EF/TE varies by vintage | medium-draw gas instantaneous water heater (UEF = 0.81) | 50-gallon electric heat pump water heater (UEF = 3.31) | Varies by vintage | Inst_UEF-Gas-lt200kBtuh-MD-0.81UEF | Stor_UEF-ElecHP-050gal-3.31UEF | Available |  | 0 | 0 |  |  |  | WtrHt-HtPmp |  | None | 2021-01-01 | 2022-12-31 | [5 empty] | Standard |  | 1 | 1 | 0 | Deemed Ex Ante Team |  |  |  | Corrected MeasImpactType to 'Deem-DEER-FuelSub' from 'DEER'.
2021 | RE-WtrHt-FuelSub-SmlStrg-HP-lte6kW-rep30G-MD-3.09UEF-50g | Efficient water heater: 50-gallon electric heat pump water heater (UEF = 3.09) replaces code/standard 30-gallon medium-draw gas storage water heater (UEF = 0.60) | DEER2021 | DEER-WaterHeater-Calculator v.4.2 | 2022-02-09 11:53 | RE-WtrHt-FuelSub-SmlStrg-HP-lte6kW-rep30G-MD-3.09UEF-50g | Deem-DEER-FuelSub | Standard | None | 0 | 0 | None |  | 0 |  | 1 | Res | Any | SHW | Heating | WaterHtg_eq | HP_UEF |  | WtrHt-HtPmp | 30-gallon Gas storage water heater. EF/TE varies by vintage | 30-gallon medium-draw gas storage water heater (UEF = 0.60) | 50-gallon electric heat pump water heater (UEF = 3.09) | Varies by vintage | Stor_UEF-Gas-030gal-MD-0.60UEF | Stor_UEF-ElecHP-050gal-3.09UEF | Available |  | 0 | 0 |  |  |  | WtrHt-HtPmp |  | None | 2021-01-01 | 2022-12-31 | [5 empty] | Standard |  | 1 | 1 | 0 | Deemed Ex Ante Team |  |  |  | Corrected MeasImpactType to 'Deem-DEER-FuelSub' from 'DEER'.
2021 | RE-WtrHt-FuelSub-SmlStrg-HP-lte6kW-rep30G-MD-3p31UEF-50g | Efficient water heater: 50-gallon electric heat pump water heater (UEF = 3.31) replaces code/standard 30-gallon medium-draw gas storage water heater (UEF = 0.60) | DEER2021 | DEER-WaterHeater-Calculator v.4.2 | 2022-02-09 11:53 | RE-WtrHt-FuelSub-SmlStrg-HP-lte6kW-rep30G-MD-3p31UEF-50g | Deem-DEER-FuelSub | Standard | None | 0 | 0 | None |  | 0 |  | 1 | Res | Any | SHW | Heating | WaterHtg_eq | HP_UEF |  | WtrHt-HtPmp | 30-gallon Gas storage water heater. EF/TE varies by vintage | 30-gallon medium-draw gas storage water heater (UEF = 0.60) | 50-gallon electric heat pump water heater (UEF = 3.31) | Varies by vintage | Stor_UEF-Gas-030gal-MD-0.60UEF | Stor_UEF-ElecHP-050gal-3.31UEF | Available |  | 0 | 0 |  |  |  | WtrHt-HtPmp |  | None | 2021-01-01 | 2022-12-31 | [5 empty] | Standard |  | 1 | 1 | 0 | Deemed Ex Ante Team |  |  |  | Corrected MeasImpactType to 'Deem-DEER-FuelSub' from 'DEER'.
2021 | RE-WtrHt-FuelSub-SmlStrg-HP-lte6kW-rep40G-HI-3.09UEF-50g | Efficient water heater: 50-gallon electric heat pump water heater (UEF = 3.09) replaces code/standard 40-gallon high-draw gas storage water heater (UEF = 0.64) | DEER2021 | DEER-WaterHeater-Calculator v.4.2 | 2022-02-09 11:53 | RE-WtrHt-FuelSub-SmlStrg-HP-lte6kW-rep40G-HI-3.09UEF-50g | Deem-DEER-FuelSub | Standard | None | 0 | 0 | None |  | 0 |  | 1 | Res | Any | SHW | Heating | WaterHtg_eq | HP_UEF |  | WtrHt-HtPmp | 40-gallon Gas storage water heater. EF/TE varies by vintage | 40-gallon high-draw gas storage water heater (UEF = 0.64) | 50-gallon electric heat pump water heater (UEF = 3.09) | Varies by vintage | Stor_UEF-Gas-040gal-HI-0.64UEF | Stor_UEF-ElecHP-050gal-3.09UEF | Available |  | 0 | 0 |  |  |  | WtrHt-HtPmp |  | None | 2021-01-01 | 2022-12-31 | [5 empty] | Standard |  | 1 | 1 | 0 | Deemed Ex Ante Team |  |  |  | Corrected MeasImpactType to 'Deem-DEER-FuelSub' from 'DEER'.
2021 | RE-WtrHt-FuelSub-SmlStrg-HP-lte6kW-rep40G-HI-3p31UEF-50g | Efficient water heater: 50-gallon electric heat pump water heater (UEF = 3.31) replaces code/standard 40-gallon high-draw gas storage water heater (UEF = 0.64) | DEER2021 | DEER-WaterHeater-Calculator v.4.2 | 2022-02-09 11:53 | RE-WtrHt-FuelSub-SmlStrg-HP-lte6kW-rep40G-HI-3p31UEF-50g | Deem-DEER-FuelSub | Standard | None | 0 | 0 | None |  | 0 |  | 1 | Res | Any | SHW | Heating | WaterHtg_eq | HP_UEF |  | WtrHt-HtPmp | 40-gallon Gas storage water heater. EF/TE varies by vintage | 40-gallon high-draw gas storage water heater (UEF = 0.64) | 50-gallon electric heat pump water heater (UEF = 3.31) | Varies by vintage | Stor_UEF-Gas-040gal-HI-0.64UEF | Stor_UEF-ElecHP-050gal-3.31UEF | Available |  | 0 | 0 |  |  |  | WtrHt-HtPmp |  | None | 2021-01-01 | 2022-12-31 | [5 empty] | Standard |  | 1 | 1 | 0 | Deemed Ex Ante Team |  |  |  | Corrected MeasImpactType to 'Deem-DEER-FuelSub' from 'DEER'.
2021 | RE-WtrHt-FuelSub-SmlStrg-HP-lte6kW-rep40G-MD-3.09UEF-50g | Efficient water heater: 50-gallon electric heat pump water heater (UEF = 3.09) replaces code/standard 40-gallon medium-draw gas storage water heater (UEF = 0.58) | DEER2021 | DEER-WaterHeater-Calculator v.4.2 | 2022-02-09 11:53 | RE-WtrHt-FuelSub-SmlStrg-HP-lte6kW-rep40G-MD-3.09UEF-50g | Deem-DEER-FuelSub | Standard | None | 0 | 0 | None |  | 0 |  | 1 | Res | Any | SHW | Heating | WaterHtg_eq | HP_UEF |  | WtrHt-HtPmp | 40-gallon Gas storage water heater. EF/TE varies by vintage | 40-gallon medium-draw gas storage water heater (UEF = 0.58) | 50-gallon electric heat pump water heater (UEF = 3.09) | Varies by vintage | Stor_UEF-Gas-040gal-MD-0.58UEF | Stor_UEF-ElecHP-050gal-3.09UEF | Available |  | 0 | 0 |  |  |  | WtrHt-HtPmp |  | None | 2021-01-01 | 2022-12-31 | [5 empty] | Standard |  | 1 | 1 | 0 | Deemed Ex Ante Team |  |  |  | Corrected MeasImpactType to 'Deem-DEER-FuelSub' from 'DEER'.
2021 | RE-WtrHt-FuelSub-SmlStrg-HP-lte6kW-rep40G-MD-3p31UEF-50g | Efficient water heater: 50-gallon electric heat pump water heater (UEF = 3.31) replaces code/standard 40-gallon medium-draw gas storage water heater (UEF = 0.58) | DEER2021 | DEER-WaterHeater-Calculator v.4.2 | 2022-02-09 11:53 | RE-WtrHt-FuelSub-SmlStrg-HP-lte6kW-rep40G-MD-3p31UEF-50g | Deem-DEER-FuelSub | Standard | None | 0 | 0 | None |  | 0 |  | 1 | Res | Any | SHW | Heating | WaterHtg_eq | HP_UEF |  | WtrHt-HtPmp | 40-gallon Gas storage water heater. EF/TE varies by vintage | 40-gallon medium-draw gas storage water heater (UEF = 0.58) | 50-gallon electric heat pump water heater (UEF = 3.31) | Varies by vintage | Stor_UEF-Gas-040gal-MD-0.58UEF | Stor_UEF-ElecHP-050gal-3.31UEF | Available |  | 0 | 0 |  |  |  | WtrHt-HtPmp |  | None | 2021-01-01 | 2022-12-31 | [5 empty] | Standard |  | 1 | 1 | 0 | Deemed Ex Ante Team |  |  |  | Corrected MeasImpactType to 'Deem-DEER-FuelSub' from 'DEER'.
2021 | RE-WtrHt-FuelSub-SmlStrg-HP-lte6kW-rep50G-HI-3.09UEF-50g | Efficient water heater: 50-gallon electric heat pump water heater (UEF = 3.09) replaces code/standard 50-gallon high-draw gas storage water heater (UEF = 0.63) | DEER2021 | DEER-WaterHeater-Calculator v.4.2 | 2022-02-09 11:53 | RE-WtrHt-FuelSub-SmlStrg-HP-lte6kW-rep50G-HI-3.09UEF-50g | Deem-DEER-FuelSub | Standard | None | 0 | 0 | None |  | 0 |  | 1 | Res | Any | SHW | Heating | WaterHtg_eq | HP_UEF |  | WtrHt-HtPmp | 50-gallon Gas storage water heater. EF/TE varies by vintage | 50-gallon high-draw gas storage water heater (UEF = 0.63) | 50-gallon electric heat pump water heater (UEF = 3.09) | Varies by vintage | Stor_UEF-Gas-050gal-HI-0.63UEF | Stor_UEF-ElecHP-050gal-3.09UEF | Available |  | 0 | 0 |  |  |  | WtrHt-HtPmp |  | None | 2021-01-01 | 2022-12-31 | [5 empty] | Standard |  | 1 | 1 | 0 | Deemed Ex Ante Team |  |  |  | Corrected MeasImpactType to 'Deem-DEER-FuelSub' from 'DEER'.
2021 | RE-WtrHt-FuelSub-SmlStrg-HP-lte6kW-rep50G-HI-3p31UEF-50g | Efficient water heater: 50-gallon electric heat pump water heater (UEF = 3.31) replaces code/standard 50-gallon high-draw gas storage water heater (UEF = 0.63) | DEER2021 | DEER-WaterHeater-Calculator v.4.2 | 2022-02-09 11:53 | RE-WtrHt-FuelSub-SmlStrg-HP-lte6kW-rep50G-HI-3p31UEF-50g | Deem-DEER-FuelSub | Standard | None | 0 | 0 | None |  | 0 |  | 1 | Res | Any | SHW | Heating | WaterHtg_eq | HP_UEF |  | WtrHt-HtPmp | 50-gallon Gas storage water heater. EF/TE varies by vintage | 50-gallon high-draw gas storage water heater (UEF = 0.63) | 50-gallon electric heat pump water heater (UEF = 3.31) | Varies by vintage | Stor_UEF-Gas-050gal-HI-0.63UEF | Stor_UEF-ElecHP-050gal-3.31UEF | Available |  | 0 | 0 |  |  |  | WtrHt-HtPmp |  | None | 2021-01-01 | 2022-12-31 | [5 empty] | Standard |  | 1 | 1 | 0 | Deemed Ex Ante Team |  |  |  | Corrected MeasImpactType to 'Deem-DEER-FuelSub' from 'DEER'.
2021 | RE-WtrHt-FuelSub-SmlStrg-HP-lte6kW-rep50G-MD-3.09UEF-50g | Efficient water heater: 50-gallon electric heat pump water heater (UEF = 3.09) replaces code/standard 50-gallon medium-draw gas storage water heater (UEF = 0.56) | DEER2021 | DEER-WaterHeater-Calculator v.4.2 | 2022-02-09 11:53 | RE-WtrHt-FuelSub-SmlStrg-HP-lte6kW-rep50G-MD-3.09UEF-50g | Deem-DEER-FuelSub | Standard | None | 0 | 0 | None |  | 0 |  | 1 | Res | Any | SHW | Heating | WaterHtg_eq | HP_UEF |  | WtrHt-HtPmp | 50-gallon Gas storage water heater. EF/TE varies by vintage | 50-gallon medium-draw gas storage water heater (UEF = 0.56) | 50-gallon electric heat pump water heater (UEF = 3.09) | Varies by vintage | Stor_UEF-Gas-050gal-MD-0.56UEF | Stor_UEF-ElecHP-050gal-3.09UEF | Available |  | 0 | 0 |  |  |  | WtrHt-HtPmp |  | None | 2021-01-01 | 2022-12-31 | [5 empty] | Standard |  | 1 | 1 | 0 | Deemed Ex Ante Team |  |  |  | Corrected MeasImpactType to 'Deem-DEER-FuelSub' from 'DEER'.
2021 | RE-WtrHt-FuelSub-SmlStrg-HP-lte6kW-rep50G-MD-3p31UEF-50g | Efficient water heater: 50-gallon electric heat pump water heater (UEF = 3.31) replaces code/standard 50-gallon medium-draw gas storage water heater (UEF = 0.56) | DEER2021 | DEER-WaterHeater-Calculator v.4.2 | 2022-02-09 11:53 | RE-WtrHt-FuelSub-SmlStrg-HP-lte6kW-rep50G-MD-3p31UEF-50g | Deem-DEER-FuelSub | Standard | None | 0 | 0 | None |  | 0 |  | 1 | Res | Any | SHW | Heating | WaterHtg_eq | HP_UEF |  | WtrHt-HtPmp | 50-gallon Gas storage water heater. EF/TE varies by vintage | 50-gallon medium-draw gas storage water heater (UEF = 0.56) | 50-gallon electric heat pump water heater (UEF = 3.31) | Varies by vintage | Stor_UEF-Gas-050gal-MD-0.56UEF | Stor_UEF-ElecHP-050gal-3.31UEF | Available |  | 0 | 0 |  |  |  | WtrHt-HtPmp |  | None | 2021-01-01 | 2022-12-31 | [5 empty] | Standard |  | 1 | 1 | 0 | Deemed Ex Ante Team |  |  |  | Corrected MeasImpactType to 'Deem-DEER-FuelSub' from 'DEER'.
2021 | RE-WtrHt-FuelSub-SmlStrg-HP-lte6kW-rep60G-HI-3p33UEF-80g | Efficient water heater: 65-gallon electric heat pump water heater (UEF = 3.33) replaces 60-gallon high-draw gas storage water heater (UEF = 0.61) | DEER2021 | DEER-WaterHeater-Calculator v.4.2 | 2022-02-09 11:53 | RE-WtrHt-FuelSub-SmlStrg-HP-lte6kW-rep60G-HI-3p33UEF-80g | Deem-DEER-FuelSub | Standard | None | 0 | 0 | None |  | 0 |  | 1 | Res | Any | SHW | Heating | WaterHtg_eq | HP_UEF |  | WtrHt-HtPmp | 60-gallon Gas storage water heater. EF/TE varies by vintage | 60-gallon high-draw gas storage water heater (UEF = 0.61) | 65-gallon electric heat pump water heater (UEF = 3.33) | Varies by vintage | Stor_UEF-Gas-060gal-HI-0.61UEF | Stor_UEF-ElecHP-065gal-3.33UEF | Available |  | 0 | 0 |  |  |  | WtrHt-HtPmp |  | None | 2021-01-01 | 2022-12-31 | [5 empty] | Standard |  | 1 | 1 | 0 | Deemed Ex Ante Team |  |  |  | Corrected MeasImpactType to 'Deem-DEER-FuelSub' from 'DEER'.
2021 | RE-WtrHt-FuelSub-SmlStrg-HP-lte6kW-rep75G-HI-3p42UEF-80g | Efficient water heater: 80-gallon electric heat pump water heater (UEF = 3.42) replaces 75-gallon high-draw gas storage water heater (UEF = 0.59) | DEER2021 | DEER-WaterHeater-Calculator v.4.2 | 2022-02-09 11:53 | RE-WtrHt-FuelSub-SmlStrg-HP-lte6kW-rep75G-HI-3p42UEF-80g | Deem-DEER-FuelSub | Standard | None | 0 | 0 | None |  | 0 |  | 1 | Res | Any | SHW | Heating | WaterHtg_eq | HP_UEF |  | WtrHt-HtPmp | 75-gallon Gas storage water heater. EF/TE varies by vintage | 75-gallon high-draw gas storage water heater (UEF = 0.59) | 80-gallon electric heat pump water heater (UEF = 3.42) | Varies by vintage | Stor_UEF-Gas-075gal-HI-0.59UEF | Stor_UEF-ElecHP-080gal-3.42UEF | Available |  | 0 | 0 |  |  |  | WtrHt-HtPmp |  | None | 2021-01-01 | 2022-12-31 | [5 empty] | Standard |  | 1 | 1 | 0 | Deemed Ex Ante Team |  |  |  | Corrected MeasImpactType to 'Deem-DEER-FuelSub' from 'DEER'.
2021 | RE-WtrHt-SmlStrg-HP-lte6kW-65G-3p33UEF | Efficient water heater: 65-gallon electric heat pump water heater (UEF = 3.33) replaces 65-gallon electric heat pump water heater (UEF = 2.91) | DEER2021 | DEER-WaterHeater-Calculator v.4.2 | 2022-02-09 11:53 | RE-WtrHt-SmlStrg-HP-lte6kW-65G-3p33UEF | Deem-DEER | Standard | None | 0 | 0 | None |  | 0 |  | 1 | Res | Any | SHW | Heating | WaterHtg_eq | HP_UEF |  | WtrHt-HtPmp | 60-gallon Elec storage water heater. EF/TE varies by vintage | 65-gallon electric heat pump water heater (UEF = 2.91) | 65-gallon electric heat pump water heater (UEF = 3.33) | Varies by vintage | Stor_UEF-ElecHP-065gal-2.91UEF | Stor_UEF-ElecHP-065gal-3.33UEF | Available |  | 0 | 0 |  |  |  | WtrHt-HtPmp |  | None | 2021-01-01 | 2022-12-31 | [5 empty] | Standard |  | 1 | 1 | 0 | Deemed Ex Ante Team |  |  |  | Corrected MeasImpactType to 'Deem-DEER' from 'DEER'.
2021 | RE-WtrHt-SmlStrg-HP-lte6kW-80G-3p42UEF | Efficient water heater: 80-gallon electric heat pump water heater (UEF = 3.42) replaces 80-gallon electric heat pump water heater (UEF = 3.00) | DEER2021 | DEER-WaterHeater-Calculator v.4.2 | 2022-02-09 11:53 | RE-WtrHt-SmlStrg-HP-lte6kW-80G-3p42UEF | Deem-DEER | Standard | None | 0 | 0 | None |  | 0 |  | 1 | Res | Any | SHW | Heating | WaterHtg_eq | HP_UEF |  | WtrHt-HtPmp | 75-gallon Elec storage water heater. EF/TE varies by vintage | 80-gallon electric heat pump water heater (UEF = 3.00) | 80-gallon electric heat pump water heater (UEF = 3.42) | Varies by vintage | Stor_UEF-ElecHP-080gal-3.00UEF | Stor_UEF-ElecHP-080gal-3.42UEF | Available |  | 0 | 0 |  |  |  | WtrHt-HtPmp |  | None | 2021-01-01 | 2022-12-31 | [5 empty] | Standard |  | 1 | 1 | 0 | Deemed Ex Ante Team |  |  |  | Corrected MeasImpactType to 'Deem-DEER' from 'DEER'.
2021 | RE-WtrHt-SmlStrg-HP-lte6kW-rep30G-MD-3p09UEF-50g | Efficient water heater: 50-gallon electric heat pump water heater (UEF = 3.09) replaces code/standard 30-gallon medium-draw electric storage water heater (UEF = 0.92) | DEER2021 | DEER-WaterHeater-Calculator v.4.2 | 2022-02-09 11:53 | RE-WtrHt-SmlStrg-HP-lte6kW-rep30G-MD-3p09UEF-50g | Deem-DEER | Standard | None | 0 | 0 | None |  | 0 |  | 1 | Res | Any | SHW | Heating | WaterHtg_eq | HP_UEF |  | WtrHt-HtPmp | 30-gallon Elec storage water heater. EF/TE varies by vintage | 30-gallon medium-draw electric storage water heater (UEF = 0.92) | 50-gallon electric heat pump water heater (UEF = 3.09) | Varies by vintage | Stor_UEF-Elec-030gal-MD-0.92UEF | Stor_UEF-ElecHP-050gal-3.09UEF | Available |  | 0 | 0 |  |  |  | WtrHt-HtPmp |  | None | 2021-01-01 | 2022-12-31 | [5 empty] | Standard |  | 1 | 1 | 0 | Deemed Ex Ante Team |  |  |  | Corrected MeasImpactType to 'Deem-DEER' from 'DEER'.
2021 | RE-WtrHt-SmlStrg-HP-lte6kW-rep30G-MD-3p31UEF-50g | Efficient water heater: 50-gallon electric heat pump water heater (UEF = 3.31) replaces code/standard 30-gallon medium-draw electric storage water heater (UEF = 0.92) | DEER2021 | DEER-WaterHeater-Calculator v.4.2 | 2022-02-09 11:53 | RE-WtrHt-SmlStrg-HP-lte6kW-rep30G-MD-3p31UEF-50g | Deem-DEER | Standard | None | 0 | 0 | None |  | 0 |  | 1 | Res | Any | SHW | Heating | WaterHtg_eq | HP_UEF |  | WtrHt-HtPmp | 30-gallon Elec storage water heater. EF/TE varies by vintage | 30-gallon medium-draw electric storage water heater (UEF = 0.92) | 50-gallon electric heat pump water heater (UEF = 3.31) | Varies by vintage | Stor_UEF-Elec-030gal-MD-0.92UEF | Stor_UEF-ElecHP-050gal-3.31UEF | Available |  | 0 | 0 |  |  |  | WtrHt-HtPmp |  | None | 2021-01-01 | 2022-12-31 | [5 empty] | Standard |  | 1 | 1 | 0 | Deemed Ex Ante Team |  |  |  | Corrected MeasImpactType to 'Deem-DEER' from 'DEER'.
2021 | RE-WtrHt-SmlStrg-HP-lte6kW-rep40G-MD-3p09UEF-50g | Efficient water heater: 50-gallon electric heat pump water heater (UEF = 3.09) replaces code/standard 40-gallon medium-draw electric storage water heater (UEF = 0.92) | DEER2021 | DEER-WaterHeater-Calculator v.4.2 | 2022-02-09 11:53 | RE-WtrHt-SmlStrg-HP-lte6kW-rep40G-MD-3p09UEF-50g | Deem-DEER | Standard | None | 0 | 0 | None |  | 0 |  | 1 | Res | Any | SHW | Heating | WaterHtg_eq | HP_UEF |  | WtrHt-HtPmp | 40-gallon Elec storage water heater. EF/TE varies by vintage | 40-gallon medium-draw electric storage water heater (UEF = 0.92) | 50-gallon electric heat pump water heater (UEF = 3.09) | Varies by vintage | Stor_UEF-Elec-040gal-MD-0.92UEF | Stor_UEF-ElecHP-050gal-3.09UEF | Available |  | 0 | 0 |  |  |  | WtrHt-HtPmp |  | None | 2021-01-01 | 2022-12-31 | [5 empty] | Standard |  | 1 | 1 | 0 | Deemed Ex Ante Team |  |  |  | Corrected MeasImpactType to 'Deem-DEER' from 'DEER'.
2021 | RE-WtrHt-SmlStrg-HP-lte6kW-rep40G-MD-3p31UEF-50g | Efficient water heater: 50-gallon electric heat pump water heater (UEF = 3.31) replaces code/standard 40-gallon medium-draw electric storage water heater (UEF = 0.92) | DEER2021 | DEER-WaterHeater-Calculator v.4.2 | 2022-02-09 11:53 | RE-WtrHt-SmlStrg-HP-lte6kW-rep40G-MD-3p31UEF-50g | Deem-DEER | Standard | None | 0 | 0 | None |  | 0 |  | 1 | Res | Any | SHW | Heating | WaterHtg_eq | HP_UEF |  | WtrHt-HtPmp | 40-gallon Elec storage water heater. EF/TE varies by vintage | 40-gallon medium-draw electric storage water heater (UEF = 0.92) | 50-gallon electric heat pump water heater (UEF = 3.31) | Varies by vintage | Stor_UEF-Elec-040gal-MD-0.92UEF | Stor_UEF-ElecHP-050gal-3.31UEF | Available |  | 0 | 0 |  |  |  | WtrHt-HtPmp |  | None | 2021-01-01 | 2022-12-31 | [5 empty] | Standard |  | 1 | 1 | 0 | Deemed Ex Ante Team |  |  |  | Corrected MeasImpactType to 'Deem-DEER' from 'DEER'.
2021 | RE-WtrHt-SmlStrg-HP-lte6kW-rep50G-MD-3p09UEF-50g | Efficient water heater: 50-gallon electric heat pump water heater (UEF = 3.09) replaces code/standard 50-gallon medium-draw electric storage water heater (UEF = 0.92) | DEER2021 | DEER-WaterHeater-Calculator v.4.2 | 2022-02-09 11:53 | RE-WtrHt-SmlStrg-HP-lte6kW-rep50G-MD-3p09UEF-50g | Deem-DEER | Standard | None | 0 | 0 | None |  | 0 |  | 1 | Res | Any | SHW | Heating | WaterHtg_eq | HP_UEF |  | WtrHt-HtPmp | 50-gallon Elec storage water heater. EF/TE varies by vintage | 50-gallon medium-draw electric storage water heater (UEF = 0.92) | 50-gallon electric heat pump water heater (UEF = 3.09) | Varies by vintage | Stor_UEF-Elec-050gal-MD-0.92UEF | Stor_UEF-ElecHP-050gal-3.09UEF | Available |  | 0 | 0 |  |  |  | WtrHt-HtPmp |  | None | 2021-01-01 | 2022-12-31 | [5 empty] | Standard |  | 1 | 1 | 0 | Deemed Ex Ante Team |  |  |  | Corrected MeasImpactType to 'Deem-DEER' from 'DEER'.
2021 | RE-WtrHt-SmlStrg-HP-lte6kW-rep50G-MD-3p31UEF-50g | Efficient water heater: 50-gallon electric heat pump water heater (UEF = 3.31) replaces code/standard 50-gallon medium-draw electric storage water heater (UEF = 0.92) | DEER2021 | DEER-WaterHeater-Calculator v.4.2 | 2022-02-09 11:53 | RE-WtrHt-SmlStrg-HP-lte6kW-rep50G-MD-3p31UEF-50g | Deem-DEER | Standard | None | 0 | 0 | None |  | 0 |  | 1 | Res | Any | SHW | Heating | WaterHtg_eq | HP_UEF |  | WtrHt-HtPmp | 50-gallon Elec storage water heater. EF/TE varies by vintage | 50-gallon medium-draw electric storage water heater (UEF = 0.92) | 50-gallon electric heat pump water heater (UEF = 3.31) | Varies by vintage | Stor_UEF-Elec-050gal-MD-0.92UEF | Stor_UEF-ElecHP-050gal-3.31UEF | Available |  | 0 | 0 |  |  |  | WtrHt-HtPmp |  | None | 2021-01-01 | 2022-12-31 | [5 empty] | Standard |  | 1 | 1 | 0 | Deemed Ex Ante Team |  |  |  | Corrected MeasImpactType to 'Deem-DEER' from 'DEER'.
2021 | RG-WtrHt-SmlInst-Gas-lt200kBtuh-lt2G-HI-0p81UEF-40g | Efficient water heater: small high-draw gas instantaneous water heater (UEF = 0.81) replaces standard/code 40-gallon high-draw gas storage water heater (UEF = 0.64) | DEER2021 | DEER-WaterHeater-Calculator v.4.2 | 2022-02-09 11:53 | RG-WtrHt-SmlInst-Gas-lt200kBtuh-lt2G-HI-0p81UEF-40g | Deem-DEER | Standard | None | 0 | 0 | None |  | 0 |  | 1 | Res | Any | SHW | Heating | WaterHtg_eq | Instant_UEF |  | WtrHt-Instant-Res | 40-gallon Gas storage water heater. EF/TE varies by vintage | 40-gallon high-draw gas storage water heater (UEF = 0.64) | small high-draw gas instantaneous water heater (UEF = 0.81) | Varies by vintage | Stor_UEF-Gas-040gal-HI-0.64UEF | Inst_UEF-Gas-lt200kBtuh-HI-0.81UEF | Available |  | 0 | 0 |  |  |  | WtrHt-Instant-Res |  | None | 2021-01-01 | 2022-12-31 | [5 empty] | Standard |  | 1 | 1 | 0 | Deemed Ex Ante Team |  |  |  | Corrected MeasImpactType to 'Deem-DEER' from 'DEER'.
2021 | RG-WtrHt-SmlInst-Gas-lt200kBtuh-lt2G-HI-0p87UEF-40g | Efficient water heater: small high-draw gas instantaneous water heater (UEF = 0.87) replaces standard/code 40-gallon high-draw gas storage water heater (UEF = 0.64) | DEER2021 | DEER-WaterHeater-Calculator v.4.2 | 2022-02-09 11:53 | RG-WtrHt-SmlInst-Gas-lt200kBtuh-lt2G-HI-0p87UEF-40g | Deem-DEER | Standard | None | 0 | 0 | None |  | 0 |  | 1 | Res | Any | SHW | Heating | WaterHtg_eq | Instant_UEF |  | WtrHt-Instant-Res | 40-gallon Gas storage water heater. EF/TE varies by vintage | 40-gallon high-draw gas storage water heater (UEF = 0.64) | small high-draw gas instantaneous water heater (UEF = 0.87) | Varies by vintage | Stor_UEF-Gas-040gal-HI-0.64UEF | Inst_UEF-Gas-lt200kBtuh-HI-0.87UEF | Available |  | 0 | 0 |  |  |  | WtrHt-Instant-Res |  | None | 2021-01-01 | 2022-12-31 | [5 empty] | Standard |  | 1 | 1 | 0 | Deemed Ex Ante Team |  |  |  | Corrected MeasImpactType to 'Deem-DEER' from 'DEER'.
2021 | RG-WtrHt-SmlInst-Gas-lt200kBtuh-lt2G-HI-0p95UEF-40g | Efficient water heater: small high-draw gas instantaneous water heater (UEF = 0.95) replaces standard/code 40-gallon high-draw gas storage water heater (UEF = 0.64) | DEER2021 | DEER-WaterHeater-Calculator v.4.2 | 2022-02-09 11:53 | RG-WtrHt-SmlInst-Gas-lt200kBtuh-lt2G-HI-0p95UEF-40g | Deem-DEER | Standard | None | 0 | 0 | None |  | 0 |  | 1 | Res | Any | SHW | Heating | WaterHtg_eq | Instant_UEF |  | WtrHt-Instant-Res | 40-gallon Gas storage water heater. EF/TE varies by vintage | 40-gallon high-draw gas storage water heater (UEF = 0.64) | small high-draw gas instantaneous water heater (UEF = 0.95) | Varies by vintage | Stor_UEF-Gas-040gal-HI-0.64UEF | Inst_UEF-Gas-lt200kBtuh-HI-0.95UEF | Available |  | 0 | 0 |  |  |  | WtrHt-Instant-Res |  | None | 2021-01-01 | 2022-12-31 | [5 empty] | Standard |  | 1 | 1 | 0 | Deemed Ex Ante Team |  |  |  | Corrected MeasImpactType to 'Deem-DEER' from 'DEER'.
2021 | RG-WtrHt-SmlInst-Gas-lt200kBtuh-lt2G-LW-0p81UEF-40g | Efficient water heater: small low-draw gas instantaneous water heater (UEF = 0.81) replaces standard/code 40-gallon low-draw gas storage water heater (UEF = 0.52) | DEER2021 | DEER-WaterHeater-Calculator v.4.2 | 2022-02-09 11:53 | RG-WtrHt-SmlInst-Gas-lt200kBtuh-lt2G-LW-0p81UEF-40g | Deem-DEER | Standard | None | 0 | 0 | None |  | 0 |  | 1 | Res | Any | SHW | Heating | WaterHtg_eq | Instant_UEF |  | WtrHt-Instant-Res | 40-gallon Gas storage water heater. EF/TE varies by vintage | 40-gallon low-draw gas storage water heater (UEF = 0.52) | small low-draw gas instantaneous water heater (UEF = 0.81) | Varies by vintage | Stor_UEF-Gas-040gal-LW-0.52UEF | Inst_UEF-Gas-lt200kBtuh-LW-0.81UEF | Available |  | 0 | 0 |  |  |  | WtrHt-Instant-Res |  | None | 2021-01-01 | 2022-12-31 | [5 empty] | Standard |  | 1 | 1 | 0 | Deemed Ex Ante Team |  |  |  | Corrected MeasImpactType to 'Deem-DEER' from 'DEER'.
2021 | RG-WtrHt-SmlInst-Gas-lt200kBtuh-lt2G-LW-0p87UEF-40g | Efficient water heater: small low-draw gas instantaneous water heater (UEF = 0.87) replaces standard/code 40-gallon low-draw gas storage water heater (UEF = 0.52) | DEER2021 | DEER-WaterHeater-Calculator v.4.2 | 2022-02-09 11:53 | RG-WtrHt-SmlInst-Gas-lt200kBtuh-lt2G-LW-0p87UEF-40g | Deem-DEER | Standard | None | 0 | 0 | None |  | 0 |  | 1 | Res | Any | SHW | Heating | WaterHtg_eq | Instant_UEF |  | WtrHt-Instant-Res | 40-gallon Gas storage water heater. EF/TE varies by vintage | 40-gallon low-draw gas storage water heater (UEF = 0.52) | small low-draw gas instantaneous water heater (UEF = 0.87) | Varies by vintage | Stor_UEF-Gas-040gal-LW-0.52UEF | Inst_UEF-Gas-lt200kBtuh-LW-0.87UEF | Available |  | 0 | 0 |  |  |  | WtrHt-Instant-Res |  | None | 2021-01-01 | 2022-12-31 | [5 empty] | Standard |  | 1 | 1 | 0 | Deemed Ex Ante Team |  |  |  | Corrected MeasImpactType to 'Deem-DEER' from 'DEER'.
2021 | RG-WtrHt-SmlInst-Gas-lt200kBtuh-lt2G-LW-0p95UEF-40g | Efficient water heater: small low-draw gas instantaneous water heater (UEF = 0.95) replaces standard/code 40-gallon low-draw gas storage water heater (UEF = 0.52) | DEER2021 | DEER-WaterHeater-Calculator v.4.2 | 2022-02-09 11:53 | RG-WtrHt-SmlInst-Gas-lt200kBtuh-lt2G-LW-0p95UEF-40g | Deem-DEER | Standard | None | 0 | 0 | None |  | 0 |  | 1 | Res | Any | SHW | Heating | WaterHtg_eq | Instant_UEF |  | WtrHt-Instant-Res | 40-gallon Gas storage water heater. EF/TE varies by vintage | 40-gallon low-draw gas storage water heater (UEF = 0.52) | small low-draw gas instantaneous water heater (UEF = 0.95) | Varies by vintage | Stor_UEF-Gas-040gal-LW-0.52UEF | Inst_UEF-Gas-lt200kBtuh-LW-0.95UEF | Available |  | 0 | 0 |  |  |  | WtrHt-Instant-Res |  | None | 2021-01-01 | 2022-12-31 | [5 empty] | Standard |  | 1 | 1 | 0 | Deemed Ex Ante Team |  |  |  | Corrected MeasImpactType to 'Deem-DEER' from 'DEER'.
2021 | RG-WtrHt-SmlInst-Gas-lt200kBtuh-lt2G-MD-0p81UEF-40g | Efficient water heater: small medium-draw gas instantaneous water heater (UEF = 0.81) replaces standard/code 40-gallon medium-draw gas storage water heater (UEF = 0.58) | DEER2021 | DEER-WaterHeater-Calculator v.4.2 | 2022-02-09 11:53 | RG-WtrHt-SmlInst-Gas-lt200kBtuh-lt2G-MD-0p81UEF-40g | Deem-DEER | Standard | None | 0 | 0 | None |  | 0 |  | 1 | Res | Any | SHW | Heating | WaterHtg_eq | Instant_UEF |  | WtrHt-Instant-Res | 40-gallon Gas storage water heater. EF/TE varies by vintage | 40-gallon medium-draw gas storage water heater (UEF = 0.58) | small medium-draw gas instantaneous water heater (UEF = 0.81) | Varies by vintage | Stor_UEF-Gas-040gal-MD-0.58UEF | Inst_UEF-Gas-lt200kBtuh-MD-0.81UEF | Available |  | 0 | 0 |  |  |  | WtrHt-Instant-Res |  | None | 2021-01-01 | 2022-12-31 | [5 empty] | Standard |  | 1 | 1 | 0 | Deemed Ex Ante Team |  |  |  | Corrected MeasImpactType to 'Deem-DEER' from 'DEER'.
2021 | RG-WtrHt-SmlInst-Gas-lt200kBtuh-lt2G-MD-0p87UEF-40g | Efficient water heater: small medium-draw gas instantaneous water heater (UEF = 0.87) replaces standard/code 40-gallon medium-draw gas storage water heater (UEF = 0.58) | DEER2021 | DEER-WaterHeater-Calculator v.4.2 | 2022-02-09 11:53 | RG-WtrHt-SmlInst-Gas-lt200kBtuh-lt2G-MD-0p87UEF-40g | Deem-DEER | Standard | None | 0 | 0 | None |  | 0 |  | 1 | Res | Any | SHW | Heating | WaterHtg_eq | Instant_UEF |  | WtrHt-Instant-Res | 40-gallon Gas storage water heater. EF/TE varies by vintage | 40-gallon medium-draw gas storage water heater (UEF = 0.58) | small medium-draw gas instantaneous water heater (UEF = 0.87) | Varies by vintage | Stor_UEF-Gas-040gal-MD-0.58UEF | Inst_UEF-Gas-lt200kBtuh-MD-0.87UEF | Available |  | 0 | 0 |  |  |  | WtrHt-Instant-Res |  | None | 2021-01-01 | 2022-12-31 | [5 empty] | Standard |  | 1 | 1 | 0 | Deemed Ex Ante Team |  |  |  | Corrected MeasImpactType to 'Deem-DEER' from 'DEER'.
2021 | RG-WtrHt-SmlInst-Gas-lt200kBtuh-lt2G-MD-0p95UEF-40g | Efficient water heater: small medium-draw gas instantaneous water heater (UEF = 0.95) replaces standard/code 40-gallon medium-draw gas storage water heater (UEF = 0.58) | DEER2021 | DEER-WaterHeater-Calculator v.4.2 | 2022-02-09 11:53 | RG-WtrHt-SmlInst-Gas-lt200kBtuh-lt2G-MD-0p95UEF-40g | Deem-DEER | Standard | None | 0 | 0 | None |  | 0 |  | 1 | Res | Any | SHW | Heating | WaterHtg_eq | Instant_UEF |  | WtrHt-Instant-Res | 40-gallon Gas storage water heater. EF/TE varies by vintage | 40-gallon medium-draw gas storage water heater (UEF = 0.58) | small medium-draw gas instantaneous water heater (UEF = 0.95) | Varies by vintage | Stor_UEF-Gas-040gal-MD-0.58UEF | Inst_UEF-Gas-lt200kBtuh-MD-0.95UEF | Available |  | 0 | 0 |  |  |  | WtrHt-Instant-Res |  | None | 2021-01-01 | 2022-12-31 | [5 empty] | Standard |  | 1 | 1 | 0 | Deemed Ex Ante Team |  |  |  | Corrected MeasImpactType to 'Deem-DEER' from 'DEER'.
2021 | RG-WtrHt-SmlStrg-Gas-lte75kBtuh-30G-MD-0p64UEF | Efficient water heater: 30-gallon medium-draw gas storage water heater (UEF = 0.64) replaces standard/code 30-gallon medium-draw gas storage water heater (UEF= 0.60) | DEER2021 | DEER-WaterHeater-Calculator v.4.2 | 2022-02-09 11:53 | RG-WtrHt-SmlStrg-Gas-lte75kBtuh-30G-MD-0p64UEF | Deem-DEER | Standard | None | 0 | 0 | None |  | 0 |  | 1 | Res | Any | SHW | Heating | WaterHtg_eq | Stor_UEF |  | WtrHt-Res-Gas | 30-gallon Gas storage water heater. EF/TE varies by vintage | 30-gallon medium-draw gas storage water heater (UEF= 0.60) | 30-gallon medium-draw gas storage water heater (UEF = 0.64) | Varies by vintage | Stor_UEF-Gas-030gal-MD-0.60UEF | Stor_UEF-Gas-030gal-MD-0.64UEF | Available |  | 0 | 0 |  |  |  | WtrHt-Res-Gas |  | None | 2021-01-01 | 2022-12-31 | [5 empty] | Standard |  | 1 | 1 | 0 | Deemed Ex Ante Team |  |  |  | Corrected MeasImpactType to 'Deem-DEER' from 'DEER'.
2021 | RG-WtrHt-SmlStrg-Gas-lte75kBtuh-40G-HI-0p68UEF | Efficient water heater: 40-gallon high-draw gas storage water heater (UEF = 0.68) replaces standard/code 40-gallon high-draw gas storage water heater (UEF= 0.64) | DEER2021 | DEER-WaterHeater-Calculator v.4.2 | 2022-02-09 11:53 | RG-WtrHt-SmlStrg-Gas-lte75kBtuh-40G-HI-0p68UEF | Deem-DEER | Standard | None | 0 | 0 | None |  | 0 |  | 1 | Res | Any | SHW | Heating | WaterHtg_eq | Stor_UEF |  | WtrHt-Res-Gas | 40-gallon Gas storage water heater. EF/TE varies by vintage | 40-gallon high-draw gas storage water heater (UEF= 0.64) | 40-gallon high-draw gas storage water heater (UEF = 0.68) | Varies by vintage | Stor_UEF-Gas-040gal-HI-0.64UEF | Stor_UEF-Gas-040gal-HI-0.68UEF | Available |  | 0 | 0 |  |  |  | WtrHt-Res-Gas |  | None | 2021-01-01 | 2022-12-31 | [5 empty] | Standard |  | 1 | 1 | 0 | Deemed Ex Ante Team |  |  |  | Corrected MeasImpactType to 'Deem-DEER' from 'DEER'.
2021 | RG-WtrHt-SmlStrg-Gas-lte75kBtuh-40G-MD-0p64UEF | Efficient water heater: 40-gallon medium-draw gas storage water heater (UEF = 0.64) replaces standard/code 40-gallon medium-draw gas storage water heater (UEF= 0.58) | DEER2021 | DEER-WaterHeater-Calculator v.4.2 | 2022-02-09 11:53 | RG-WtrHt-SmlStrg-Gas-lte75kBtuh-40G-MD-0p64UEF | Deem-DEER | Standard | None | 0 | 0 | None |  | 0 |  | 1 | Res | Any | SHW | Heating | WaterHtg_eq | Stor_UEF |  | WtrHt-Res-Gas | 40-gallon Gas storage water heater. EF/TE varies by vintage | 40-gallon medium-draw gas storage water heater (UEF= 0.58) | 40-gallon medium-draw gas storage water heater (UEF = 0.64) | Varies by vintage | Stor_UEF-Gas-040gal-MD-0.58UEF | Stor_UEF-Gas-040gal-MD-0.64UEF | Available |  | 0 | 0 |  |  |  | WtrHt-Res-Gas |  | None | 2021-01-01 | 2022-12-31 | [5 empty] | Standard |  | 1 | 1 | 0 | Deemed Ex Ante Team |  |  |  | Corrected MeasImpactType to 'Deem-DEER' from 'DEER'.
2021 | RG-WtrHt-SmlStrg-Gas-lte75kBtuh-50G-HI-0p68UEF | Efficient water heater: 50-gallon high-draw gas storage water heater (UEF = 0.68) replaces standard/code 50-gallon high-draw gas storage water heater (UEF= 0.63) | DEER2021 | DEER-WaterHeater-Calculator v.4.2 | 2022-02-09 11:53 | RG-WtrHt-SmlStrg-Gas-lte75kBtuh-50G-HI-0p68UEF | Deem-DEER | Standard | None | 0 | 0 | None |  | 0 |  | 1 | Res | Any | SHW | Heating | WaterHtg_eq | Stor_UEF |  | WtrHt-Res-Gas | 50-gallon Gas storage water heater. EF/TE varies by vintage | 50-gallon high-draw gas storage water heater (UEF= 0.63) | 50-gallon high-draw gas storage water heater (UEF = 0.68) | Varies by vintage | Stor_UEF-Gas-050gal-HI-0.63UEF | Stor_UEF-Gas-050gal-HI-0.68UEF | Available |  | 0 | 0 |  |  |  | WtrHt-Res-Gas |  | None | 2021-01-01 | 2022-12-31 | [5 empty] | Standard |  | 1 | 1 | 0 | Deemed Ex Ante Team |  |  |  | Corrected MeasImpactType to 'Deem-DEER' from 'DEER'.
2021 | RG-WtrHt-SmlStrg-Gas-lte75kBtuh-50G-MD-0p64UEF | Efficient water heater: 50-gallon medium-draw gas storage water heater (UEF = 0.64) replaces standard/code 50-gallon medium-draw gas storage water heater (UEF= 0.56) | DEER2021 | DEER-WaterHeater-Calculator v.4.2 | 2022-02-09 11:53 | RG-WtrHt-SmlStrg-Gas-lte75kBtuh-50G-MD-0p64UEF | Deem-DEER | Standard | None | 0 | 0 | None |  | 0 |  | 1 | Res | Any | SHW | Heating | WaterHtg_eq | Stor_UEF |  | WtrHt-Res-Gas | 50-gallon Gas storage water heater. EF/TE varies by vintage | 50-gallon medium-draw gas storage water heater (UEF= 0.56) | 50-gallon medium-draw gas storage water heater (UEF = 0.64) | Varies by vintage | Stor_UEF-Gas-050gal-MD-0.56UEF | Stor_UEF-Gas-050gal-MD-0.64UEF | Available |  | 0 | 0 |  |  |  | WtrHt-Res-Gas |  | None | 2021-01-01 | 2022-12-31 | [5 empty] | Standard |  | 1 | 1 | 0 | Deemed Ex Ante Team |  |  |  | Corrected MeasImpactType to 'Deem-DEER' from 'DEER'.
2022 | Res-GasFurnace-AFUE90-ECM | Efficient Residential Gas Furnace - AFUE 90 with ECM supply fan motor | DEER2022 | D22v0 | 2021-10-14 16:56 | Res-GasFurnace-AFUE90-ECM | Deem-DEER | Standard | None |  |  | None |  | 0 |  | 1 | Res | Any | HVAC | SpaceHeat | SpaceHtg_eq | GasFurnace |  | HV-EffFurn | Furnace AFUE 80 with Standard Efficiency supply fan motor | Furnace AFUE 80 with ECM supply fan motor | Efficient Residential Gas Furnace - AFUE 90 with ECM supply fan motor | Furnace-0.80 | Furnace-0.80-ECM | Furnace-0.90-ECM | Available |  | 0 | 0 |  |  |  | HV-EffFurn |  |  | 2022-01-01 | [6 empty] | Standard |  | 1 | 1 | 0 | Deemed Ex Ante Team | 2021-10-14 16:56 | This update reflects: 1) change in federal code effective 2022-01-01 and 2) simulated using CZ2022 weather data. | Deemed Ex Ante Team
2022 | Res-GasFurnace-AFUE92-ECM | Efficient Residential Gas Furnace - AFUE 92 with ECM supply fan motor | DEER2022 | D22v0 | 2021-10-14 16:49 | Res-GasFurnace-AFUE92-ECM | Deem-DEER | Standard | None |  |  | None |  | 0 |  | 1 | Res | Any | HVAC | SpaceHeat | SpaceHtg_eq | GasFurnace |  | HV-EffFurn | Furnace AFUE 80 with Standard Efficiency supply fan motor | Furnace AFUE 80 with ECM supply fan motor | Efficient Residential Gas Furnace - AFUE 92 with ECM supply fan motor | Furnace-0.80 | Furnace-0.80-ECM | Furnace-0.94-ECM | Available |  | 0 | 0 |  |  |  | HV-EffFurn |  | None | 2022-01-01 | [6 empty] | Standard |  | 1 | 1 | 0 | Deemed Ex Ante Team | 2021-10-14 16:34 | This update reflects: 1) change in federal code effective 2022-01-01 and 2) simulated using CZ2022 weather data. | Deemed Ex Ante Team
2022 | Res-GasFurnace-AFUE93-ECM | Efficient Residential Gas Furnace - AFUE 93 with ECM supply fan motor | DEER2022 | D22v0 | 2021-11-01 09:25 | Res-GasFurnace-AFUE93-ECM | Deem-DEER | Standard | None |  |  | None |  | 0 |  | 1 | Res | Any | HVAC | SpaceHeat | SpaceHtg_eq | GasFurnace |  | HV-EffFurn | Furnace AFUE 80 with Standard Efficiency supply fan motor | Furnace AFUE 80 with ECM supply fan motor | Efficient Residential Gas Furnace - AFUE 93 with ECM supply fan motor | Furnace-0.80 | Furnace-0.80-ECM | Furnace-0.93-ECM | Available |  | 0 | 0 |  |  |  | HV-EffFurn |  | None | 2022-01-01 | [6 empty] | Standard |  | 1 | 1 | 0 | Deemed Ex Ante Team | 2021-10-14 10:32 | This update reflects: 1) change in federal code effective 2022-01-01 and 2) simulated using CZ2022 weather data. | Deemed Ex Ante Team | Updated to indicate claim/filing status
2022 | Res-GasFurnace-AFUE94-ECM | Efficient Residential Gas Furnace - AFUE 94 with ECM supply fan motor | DEER2022 | D22v0 | 2021-10-14 16:26 | Res-GasFurnace-AFUE94-ECM | Deem-DEER | Standard | None |  |  | None |  | 0 |  | 1 | Res | Any | HVAC | SpaceHeat | SpaceHtg_eq | GasFurnace |  | HV-EffFurn | Furnace AFUE 80 with Standard Efficiency supply fan motor | Furnace AFUE 80 with ECM supply fan motor | Efficient Residential Gas Furnace - AFUE 94 with ECM supply fan motor | Furnace-0.80 | Furnace-0.80-ECM | Furnace-0.94-ECM | Available |  | 0 | 0 |  |  |  | HV-EffFurn |  |  | 2022-01-01 | [6 empty] | Standard |  | 1 | 1 | 0 | Deemed Ex Ante Team | 2021-10-14 16:26 | This update reflects: 1) change in federal code effective 2022-01-01 and 2) simulated using CZ2022 weather data. | Deemed Ex Ante Team
2022 | Res-GasFurnace-AFUE95-ECM | Efficient Residential Gas Furnace - AFUE 95 with ECM supply fan motor | DEER2022 | D22v0 | 2021-10-14 15:48 | Res-GasFurnace-AFUE95-ECM | Deem-DEER | Standard | None |  |  | None |  | 0 |  | 1 | Res | Any | HVAC | SpaceHeat | SpaceHtg_eq | GasFurnace |  | HV-EffFurn | Furnace AFUE 80 with Standard Efficiency supply fan motor | Furnace AFUE 80 with ECM supply fan motor | Efficient Residential Gas Furnace - AFUE 95 with ECM supply fan motor | Furnace-0.80 | Furnace-0.80-ECM | Furnace-0.96-ECM | Available |  | 0 | 0 |  |  |  | HV-EffFurn |  |  | 2022-01-01 | [6 empty] | Standard |  | 1 | 1 | 0 | Deemed Ex Ante Team | 2021-10-14 15:48 | This update reflects: 1) change in federal code effective 2022-01-01 and 2) simulated using CZ2022 weather data. | Deemed Ex Ante Team
2022 | Res-GasFurnace-AFUE96-ECM | Efficient Residential Gas Furnace - AFUE 96 with ECM supply fan motor | DEER2022 | D22v0 | 2021-10-14 15:29 | Res-GasFurnace-AFUE96-ECM | Deem-DEER | Standard | None |  |  | None |  | 0 |  | 1 | Res | Any | HVAC | SpaceHeat | SpaceHtg_eq | GasFurnace |  | HV-EffFurn | Furnace AFUE 80 with Standard Efficiency supply fan motor | Furnace AFUE 80 with ECM supply fan motor | Efficient Residential Gas Furnace - AFUE 96 with ECM supply fan motor | Furnace-0.80 | Furnace-0.80-ECM | Furnace-0.96-ECM | Available |  | 0 | 0 |  |  |  | HV-EffFurn |  |  | 2022-01-01 | [6 empty] | Standard |  | 1 | 1 | 0 | Deemed Ex Ante Team | 2021-10-14 15:26 | This update reflects: 1) change in federal code effective 2022-01-01 and 2) simulated using CZ2022 weather data. | Deemed Ex Ante Team
2022 | Res-GasFurnace-AFUE97-ECM | Efficient Residential Gas Furnace - AFUE 97 with ECM supply fan motor | DEER2022 | D22v0 | 2021-10-14 13:52 | Res-GasFurnace-AFUE97-ECM | Deem-DEER | Standard | None |  |  | None |  | 0 |  | 1 | Res | Any | HVAC | SpaceHeat | SpaceHtg_eq | GasFurnace |  | HV-EffFurn | Furnace AFUE 80 with Standard Efficiency supply fan motor | Furnace AFUE 80 with ECM supply fan motor | Efficient Residential Gas Furnace - AFUE 97 with ECM supply fan motor | Furnace-0.80 | Furnace-0.80-ECM | Furnace-0.97-ECM | Available |  | 0 | 0 |  |  |  | HV-EffFurn |  | None | 2022-01-01 | [6 empty] | Standard |  | 1 | 1 | 0 | Deemed Ex Ante Team | 2021-10-14 13:52 | This update reflects: 1) change in federal code effective 2022-01-01 and 2) simulated using CZ2022 weather data. | Deemed Ex Ante Team
2022 | Res-GasFurnace-AFUE98-ECM | Efficient Residential Gas Furnace - AFUE 98 with ECM supply fan motor | DEER2022 | D22v0 | 2021-10-14 13:58 | Res-GasFurnace-AFUE98-ECM | Deem-DEER | Standard | None |  |  | None |  | 0 |  | 1 | Res | Any | HVAC | SpaceHeat | SpaceHtg_eq | GasFurnace |  | HV-EffFurn | Furnace AFUE 80 with Standard Efficiency supply fan motor | Furnace AFUE 80 with ECM supply fan motor | Efficient Residential Gas Furnace - AFUE 98 with ECM supply fan motor | Furnace-0.80 | Furnace-0.80-ECM | Furnace-0.98-ECM | Available |  | 0 | 0 |  |  |  | HV-EffFurn |  | None | 2022-01-01 | [6 empty] | Standard |  | 1 | 1 | 0 | Deemed Ex Ante Team | 2021-10-14 13:42 | This update reflects: 1) change in federal code effective 2022-01-01 and 2) simulated using CZ2022 weather data. | Deemed Ex Ante Team
2022 | Res-Lighting-InGen_CFLratio0353_CFLfixt-60w | Residential Indoor General Lighting: CFL Fixture replaces pre-existing standard lighting Wattage. Measure includes Code case. Impacts: CFL-based HOU (varies by BldgType) | DEER2017 | D13 v1.0 | 2020-11-24 16:30 | Res-Iltg-dWatt-CFL | DEER | Scaled | BaseRatio | 152 | 152 | None |  | 0 |  | 1 | Res | Any | Lighting | InGen-CFL | Ltg_Fixture | CFL_fixt |  | ILtg-CFL-Res | CFL fixture based on: Ballast; Total Watts = 3.53 | CFL fixture based on: Ballast; Total Watts = 3.53 | CFL fixture based on: CFLpin(60w); Total Watts = 60 | CFLratio0353 | CFLratio0353 | CFLfixt-60w(60w) | Available |  | 0 | 0 | DEER Lighting measure | ErRobNc |  | ILtg-Incand-Res |  | DEER131417 | 2013-01-01 | 2018-06-30 | InEA_modVal |  |  |  |  | Standard | Remove expiry date per Commission Staff direction 2018ScrewInLampSavignsMethods-11Dec2017.pdf | 1 | 1 | 0 | Deemed Ex Ante Team |  | Remove expiry date per Commission Staff direction 2018ScrewInLampSavignsMethods-11Dec2017.pdf |  | Updated to indicate claim/filing status
2023 | Appl-Dishwash-StdSize-ElecDHW-Tier1 | Dishwasher, Standard Capacity, Electric DHW, EAEU = 260 (Tier 1) | DEER2023 | D23v0 | 2022-05-02 12:36 | Appl-Dishwash-StdSize-ElecDHW-Tier1 | Deem-DEER | Standard | None |  |  | None |  | 0 |  | 1 | Res | Any | AppPlug | KitchenApp | Clean_equip | DishWash |  | Appl-EffDW |  |  |  |  | StdDW-StdSize-ElecDHW | MsrDW-StdSize-ElecDHW-Tier1 | Available |  | 0 | 0 |  |  |  | Appl-EffDW |  |  | 2023-01-01 | [6 empty] | Component |  | 1 | 1 | 0 | Deemed Ex Ante Team | 2022-04-07 13:59 | Re-simulated using CZ2022 weather data and changed standard baseline to ENERGY STAR | Deemed Ex Ante Team | Revised MeasType from Component to Standard
2023 | Appl-Dishwash-StdSize-ElecDHW-Tier2 | Dishwasher, Standard Capacity, Electric DHW, EAEU = 220 (Tier 2) | DEER2023 | D23v0 | 2022-05-02 12:36 | Appl-Dishwash-StdSize-ElecDHW-Tier2 | Deem-DEER | Standard | None |  |  | None |  | 0 |  | 1 | Res | Any | AppPlug | KitchenApp | Clean_equip | DishWash |  | Appl-EffDW |  |  |  |  | StdDW-StdSize-ElecDHW | MsrDW-StdSize-ElecDHW-Tier2 | Available |  | 0 | 0 |  |  |  | Appl-EffDW |  |  | 2023-01-01 | [6 empty] | Component |  | 1 | 1 | 0 | Deemed Ex Ante Team | 2022-04-07 13:59 | Re-simulated using CZ2022 weather data and changed standard baseline to ENERGY STAR | Deemed Ex Ante Team | Revised MeasType from Component to Standard
2023 | Appl-Dishwash-StdSize-GasDHW-Tier1 | Dishwasher, Standard Capacity, Gas DHW, EAEU = 260 (Tier 1) | DEER2023 | D23v0 | 2022-05-02 12:36 | Appl-Dishwash-StdSize-GasDHW-Tier1 | Deem-DEER | Standard | None |  |  | None |  | 0 |  | 1 | Res | Any | AppPlug | KitchenApp | Clean_equip | DishWash |  | Appl-EffDW |  |  |  |  | StdDW-StdSize-GasDHW | MsrDW-StdSize-GasDHW-Tier1 | Available |  | 0 | 0 |  |  |  | Appl-EffDW |  |  | 2023-01-01 | [6 empty] | Component |  | 1 | 1 | 0 | Deemed Ex Ante Team | 2022-04-07 13:59 | Re-simulated using CZ2022 weather data and changed standard baseline to ENERGY STAR | Deemed Ex Ante Team | Revised MeasType from Component to Standard
2023 | Appl-Dishwash-StdSize-GasDHW-Tier2 | Dishwasher, Standard Capacity, Gas DHW, EAEU = 220 (Tier 2) | DEER2023 | D23v0 | 2022-05-02 12:36 | Appl-Dishwash-StdSize-GasDHW-Tier2 | Deem-DEER | Standard | None |  |  | None |  | 0 |  | 1 | Res | Any | AppPlug | KitchenApp | Clean_equip | DishWash |  | Appl-EffDW |  |  |  |  | StdDW-StdSize-GasDHW | MsrDW-StdSize-GasDHW-Tier2 | Available |  | 0 | 0 |  |  |  | Appl-EffDW |  |  | 2023-01-01 | [6 empty] | Component |  | 1 | 1 | 0 | Deemed Ex Ante Team | 2022-04-07 13:59 | Re-simulated using CZ2022 weather data and changed standard baseline to ENERGY STAR | Deemed Ex Ante Team | Revised MeasType from Component to Standard
2023 | Appl-Dishwash-StdSize-Tier1 | Dishwasher, Standard Capacity, EAEU = 260 (Tier 1) | DEER2023 | D23v0 | 2022-05-02 12:00 | Appl-Dishwash-StdSize-Tier1 | Deem-DEER | Standard | None |  |  | None |  | 0 |  | 1 | Res | Any | AppPlug | KitchenApp | Clean_equip | DishWash |  | Appl-EffDW |  |  |  |  | StdDW-StdSize | MsrDW-StdSize-Tier1 | Available |  | 0 | 0 |  |  |  | Appl-EffDW |  |  | 2023-01-01 | [6 empty] | Standard |  | 1 | 1 | 0 | Deemed Ex Ante Team | 2022-05-02 12:00 | Re-simulated using CZ2022 weather data and changed Std baseline, weighted average using RASS fuel weights | Deemed Ex Ante Team
2023 | Appl-Dishwash-StdSize-Tier2 | Dishwasher, Standard Capacity, EAEU = 220 (Tier 2) | DEER2023 | D23v0 | 2022-05-02 12:00 | Appl-Dishwash-StdSize-Tier2 | Deem-DEER | Standard | None |  |  | None |  | 0 |  | 1 | Res | Any | AppPlug | KitchenApp | Clean_equip | DishWash |  | Appl-EffDW |  |  |  |  | StdDW-StdSize | MsrDW-StdSize-Tier2 | Available |  | 0 | 0 |  |  |  | Appl-EffDW |  |  | 2023-01-01 | [6 empty] | Standard |  | 1 | 1 | 0 | Deemed Ex Ante Team | 2022-05-02 12:00 | Re-simulated using CZ2022 weather data and changed Std baseline, weighted average using RASS fuel weights | Deemed Ex Ante Team
2023 | Furnace-Pkg-AFUE90-ECM-lt65kBtuh | Efficient Packaged Gas Furnace (Weatherized) - AFUE 90 with ECM supply fan motor | DEER2023 | D23v0 | 2021-12-22 11:53 | Furnace-Pkg-AFUE90-ECM-lt65kBtuh | Deem-DEER | Standard | None |  |  | None |  | 0 |  | 1 | Com | Any | HVAC | SpaceHeat | SpaceHtg_eq | GasFurnace |  | HVAC-Frnc | Packaged Furnace (Weatherized) 80 AFUE | Packaged Furnace (Weatherized) 80 AFUE, with ECM supply fan motor | Packaged Furnace (Weatherized) 90 AFUE, with ECM supply fan motor | PreNRes-PkgFurn-lt65kBtuh-0.80AFUE | StdNRes-PkgFurn-lt65kBtuh-0.80AFUE-ECM | MsrNRes-PkgFurn-lt65kBtuh-0.90AFUE-ECM | Available |  | 0 | 0 |  |  |  | HVAC-Frnc |  |  | 2023-01-01 | [6 empty] | Standard |  | 1 | 1 | 0 | Deemed Ex Ante Team | 2021-12-22 11:53 | Re-simulated using CZ2022 weather data | Deemed Ex Ante Team
2023 | Furnace-Pkg-AFUE91-ECM-lt65kBtuh | Efficient Packaged Gas Furnace (Weatherized) - AFUE 91 with ECM supply fan motor | DEER2023 | D23v0 | 2021-12-22 11:53 | Furnace-Pkg-AFUE91-ECM-lt65kBtuh | Deem-DEER | Standard | None |  |  | None |  | 0 |  | 1 | Com | Any | HVAC | SpaceHeat | SpaceHtg_eq | GasFurnace |  | HVAC-Frnc | Packaged Furnace (Weatherized) 80 AFUE | Packaged Furnace (Weatherized) 80 AFUE, with ECM supply fan motor | Packaged Furnace (Weatherized) 91 AFUE, with ECM supply fan motor | PreNRes-PkgFurn-lt65kBtuh-0.80AFUE | StdNRes-PkgFurn-lt65kBtuh-0.80AFUE-ECM | MsrNRes-PkgFurn-lt65kBtuh-0.91AFUE-ECM | Available |  | 0 | 0 |  |  |  | HVAC-Frnc |  |  | 2023-01-01 | [6 empty] | Standard |  | 1 | 1 | 0 | Deemed Ex Ante Team | 2021-12-22 11:53 | Re-simulated using CZ2022 weather data | Deemed Ex Ante Team
2023 | Furnace-Pkg-AFUE92-ECM-lt65kBtuh | Efficient Packaged Gas Furnace (Weatherized) - AFUE 92 with ECM supply fan motor | DEER2023 | D23v0 | 2021-12-22 11:53 | Furnace-Pkg-AFUE92-ECM-lt65kBtuh | Deem-DEER | Standard | None |  |  | None |  | 0 |  | 1 | Com | Any | HVAC | SpaceHeat | SpaceHtg_eq | GasFurnace |  | HVAC-Frnc | Packaged Furnace (Weatherized) 80 AFUE | Packaged Furnace (Weatherized) 80 AFUE, with ECM supply fan motor | Packaged Furnace (Weatherized) 92 AFUE, with ECM supply fan motor | PreNRes-PkgFurn-lt65kBtuh-0.80AFUE | StdNRes-PkgFurn-lt65kBtuh-0.80AFUE-ECM | MsrNRes-PkgFurn-lt65kBtuh-0.92AFUE-ECM | Available |  | 0 | 0 |  |  |  | HVAC-Frnc |  |  | 2023-01-01 | [6 empty] | Standard |  | 1 | 1 | 0 | Deemed Ex Ante Team | 2021-12-22 11:53 | Re-simulated using CZ2022 weather data | Deemed Ex Ante Team
2023 | Furnace-Pkg-AFUE93-ECM-lt65kBtuh | Efficient Packaged Gas Furnace (Weatherized) - AFUE 93 with ECM supply fan motor | DEER2023 | D23v0 | 2021-12-22 11:53 | Furnace-Pkg-AFUE93-ECM-lt65kBtuh | Deem-DEER | Standard | None |  |  | None |  | 0 |  | 1 | Com | Any | HVAC | SpaceHeat | SpaceHtg_eq | GasFurnace |  | HVAC-Frnc | Packaged Furnace (Weatherized) 80 AFUE | Packaged Furnace (Weatherized) 80 AFUE, with ECM supply fan motor | Packaged Furnace (Weatherized) 93 AFUE, with ECM supply fan motor | PreNRes-PkgFurn-lt65kBtuh-0.80AFUE | StdNRes-PkgFurn-lt65kBtuh-0.80AFUE-ECM | MsrNRes-PkgFurn-lt65kBtuh-0.93AFUE-ECM | Available |  | 0 | 0 |  |  |  | HVAC-Frnc |  |  | 2023-01-01 | [6 empty] | Standard |  | 1 | 1 | 0 | Deemed Ex Ante Team | 2021-12-22 11:53 | Re-simulated using CZ2022 weather data | Deemed Ex Ante Team
2023 | Furnace-Pkg-AFUE94-ECM-lt65kBtuh | Efficient Packaged Gas Furnace (Weatherized) - AFUE 94 with ECM supply fan motor | DEER2023 | D23v0 | 2021-12-22 11:53 | Furnace-Pkg-AFUE94-ECM-lt65kBtuh | Deem-DEER | Standard | None |  |  | None |  | 0 |  | 1 | Com | Any | HVAC | SpaceHeat | SpaceHtg_eq | GasFurnace |  | HVAC-Frnc | Packaged Furnace (Weatherized) 80 AFUE | Packaged Furnace (Weatherized) 80 AFUE, with ECM supply fan motor | Packaged Furnace (Weatherized) 94 AFUE, with ECM supply fan motor | PreNRes-PkgFurn-lt65kBtuh-0.80AFUE | StdNRes-PkgFurn-lt65kBtuh-0.80AFUE-ECM | MsrNRes-PkgFurn-lt65kBtuh-0.94AFUE-ECM | Available |  | 0 | 0 |  |  |  | HVAC-Frnc |  |  | 2023-01-01 | [6 empty] | Standard |  | 1 | 1 | 0 | Deemed Ex Ante Team | 2021-12-22 11:53 | Re-simulated using CZ2022 weather data | Deemed Ex Ante Team
2023 | Furnace-Pkg-AFUE95-ECM-lt65kBtuh | Efficient Packaged Gas Furnace (Weatherized) - AFUE 95 with ECM supply fan motor | DEER2023 | D23v0 | 2021-12-22 11:53 | Furnace-Pkg-AFUE95-ECM-lt65kBtuh | Deem-DEER | Standard | None |  |  | None |  | 0 |  | 1 | Com | Any | HVAC | SpaceHeat | SpaceHtg_eq | GasFurnace |  | HVAC-Frnc | Packaged Furnace (Weatherized) 80 AFUE | Packaged Furnace (Weatherized) 80 AFUE, with ECM supply fan motor | Packaged Furnace (Weatherized) 95 AFUE, with ECM supply fan motor | PreNRes-PkgFurn-lt65kBtuh-0.80AFUE | StdNRes-PkgFurn-lt65kBtuh-0.80AFUE-ECM | MsrNRes-PkgFurn-lt65kBtuh-0.95AFUE-ECM | Available |  | 0 | 0 |  |  |  | HVAC-Frnc |  |  | 2023-01-01 | [6 empty] | Standard |  | 1 | 1 | 0 | Deemed Ex Ante Team | 2021-12-22 11:53 | Re-simulated using CZ2022 weather data | Deemed Ex Ante Team
2023 | Furnace-Pkg-AFUE96-ECM-lt65kBtuh | Efficient Packaged Gas Furnace (Weatherized) - AFUE 96 with ECM supply fan motor | DEER2023 | D23v0 | 2021-12-22 11:53 | Furnace-Pkg-AFUE96-ECM-lt65kBtuh | Deem-DEER | Standard | None |  |  | None |  | 0 |  | 1 | Com | Any | HVAC | SpaceHeat | SpaceHtg_eq | GasFurnace |  | HVAC-Frnc | Packaged Furnace (Weatherized) 80 AFUE | Packaged Furnace (Weatherized) 80 AFUE, with ECM supply fan motor | Packaged Furnace (Weatherized) 96 AFUE, with ECM supply fan motor | PreNRes-PkgFurn-lt65kBtuh-0.80AFUE | StdNRes-PkgFurn-lt65kBtuh-0.80AFUE-ECM | MsrNRes-PkgFurn-lt65kBtuh-0.96AFUE-ECM | Available |  | 0 | 0 |  |  |  | HVAC-Frnc |  |  | 2023-01-01 | [6 empty] | Standard |  | 1 | 1 | 0 | Deemed Ex Ante Team | 2021-12-22 11:53 | Re-simulated using CZ2022 weather data | Deemed Ex Ante Team
2023 | Furnace-Pkg-AFUE97-ECM-lt65kBtuh | Efficient Packaged Gas Furnace (Weatherized) - AFUE 97 with ECM supply fan motor | DEER2023 | D23v0 | 2021-12-22 11:53 | Furnace-Pkg-AFUE97-ECM-lt65kBtuh | Deem-DEER | Standard | None |  |  | None |  | 0 |  | 1 | Com | Any | HVAC | SpaceHeat | SpaceHtg_eq | GasFurnace |  | HVAC-Frnc | Packaged Furnace (Weatherized) 80 AFUE | Packaged Furnace (Weatherized) 80 AFUE, with ECM supply fan motor | Packaged Furnace (Weatherized) 97 AFUE, with ECM supply fan motor | PreNRes-PkgFurn-lt65kBtuh-0.80AFUE | StdNRes-PkgFurn-lt65kBtuh-0.80AFUE-ECM | MsrNRes-PkgFurn-lt65kBtuh-0.97AFUE-ECM | Available |  | 0 | 0 |  |  |  | HVAC-Frnc |  |  | 2023-01-01 | [6 empty] | Standard |  | 1 | 1 | 0 | Deemed Ex Ante Team | 2021-12-22 11:53 | Re-simulated using CZ2022 weather data | Deemed Ex Ante Team
2023 | Furnace-Pkg-AFUE98-ECM-lt65kBtuh | Efficient Packaged Gas Furnace (Weatherized) - AFUE 98 with ECM supply fan motor | DEER2023 | D23v0 | 2021-12-22 11:53 | Furnace-Pkg-AFUE98-ECM-lt65kBtuh | Deem-DEER | Standard | None |  |  | None |  | 0 |  | 1 | Com | Any | HVAC | SpaceHeat | SpaceHtg_eq | GasFurnace |  | HVAC-Frnc | Packaged Furnace (Weatherized) 80 AFUE | Packaged Furnace (Weatherized) 80 AFUE, with ECM supply fan motor | Packaged Furnace (Weatherized) 98 AFUE, with ECM supply fan motor | PreNRes-PkgFurn-lt65kBtuh-0.80AFUE | StdNRes-PkgFurn-lt65kBtuh-0.80AFUE-ECM | MsrNRes-PkgFurn-lt65kBtuh-0.98AFUE-ECM | Available |  | 0 | 0 |  |  |  | HVAC-Frnc |  |  | 2023-01-01 | [6 empty] | Standard |  | 1 | 1 | 0 | Deemed Ex Ante Team | 2021-12-22 11:53 | Re-simulated using CZ2022 weather data | Deemed Ex Ante Team
2023 | NB-HVAC-DuctSeal-high | Duct Sealing (Total leakage reduced from 40% of AHU flow to 18%) | DEER2023 | D23v0 | 2021-12-22 11:59 | NB-HVAC-DuctSeal-high | Deem-DEER | Standard | None |  |  | None |  | 0 |  | 1 | Com | Any | HVAC | VentAirDist | HV_AirDist | DuctSysC |  | HVAC-DuctSeal | Duct Leakage: 20% supply; 20% return (40% total) |  | Duct Sealing (Total leakage of AHU flow is 18%) | Pre-ComDuctLeak-0.40 |  | Msr-ComDuctLeak-0.18 | Available |  | 0 | 0 |  |  |  | HVAC-DuctSeal |  |  | 2023-01-01 | [6 empty] | Standard |  | 1 | 1 | 0 | Deemed Ex Ante Team | 2021-12-22 11:59 | Re-simulated using CZ2022 weather data | Deemed Ex Ante Team
2023 | NB-HVAC-DuctSeal-low | Duct Sealing (Total leakage reduced from 28% of AHU flow to 18%) | DEER2023 | D23v0 | 2021-12-22 11:59 | NB-HVAC-DuctSeal-low | Deem-DEER | Standard | None |  |  | None |  | 0 |  | 1 | Com | Any | HVAC | VentAirDist | HV_AirDist | DuctSysC |  | HVAC-DuctSeal | Duct Leakage: 14% supply; 14% return (28% total) |  | Duct Sealing (Total leakage of AHU flow is 18%) | Pre-ComDuctLeak-0.28 |  | Msr-ComDuctLeak-0.18 | Available |  | 0 | 0 |  |  |  | HVAC-DuctSeal |  |  | 2023-01-01 | [6 empty] | Standard |  | 1 | 1 | 0 | Deemed Ex Ante Team | 2021-12-22 11:59 | Re-simulated using CZ2022 weather data | Deemed Ex Ante Team
2023 | NE-HVAC-airAC-Pkg-55to65kBtuh-15p0seer-PreEconByVint | Com SEER-rated packaged air conditioner, size range: 55 - 65 kBtu/h, SEER = 15 (EER = 12.6), EIR = 0.236, fan W/cfm = 0.25, two-speed fan, with economizer (most pre-existing vintages do not include economizer; 2014 does) | DEER2023 | D23v0 | 2022-02-04 18:39 | NE-HVAC-airAC-Pkg-55to65kBtuh-15p0seer-PreEconByVint | Deem-DEER | Standard | None |  |  | None |  | 0 |  | 1 | Com | Any | HVAC | SpaceCool | dxAC_equip | pkgSEER |  | HVAC-airAC | Com SEER-rated packaged air conditioner, 55-65 kBtu/h; pre-2001: SEER = 11.6, one-speed fan, no economizer; post-2001: SEER = 13 (EER = 11.06), one-speed fan, no economizer; 2014: SEER = 14 (EER = 11.7), two-speed fan, w/economizer | Com SEER-rated packaged air conditioners, size range: 55 - 65 kBtu/h, SEER = 14 (EER = 11.7), EIR = 0.249, fan W/cfm = 0.29, two-speed fan, with economizer | Com SEER-rated packaged air conditioners, size range: 55 - 65 kBtu/h, SEER = 15 (EER = 12.6), EIR = 0.236, fan W/cfm = 0.25, two-speed fan, with economizer | PreNResPkgAC-55to65kBtu/h-1to2Sp-S11.6to14.0-EconByVint | StdNResPkgAC-55to65kBtu/h-2Sp-S14.0-Econ | MsrNResPkgAC-55to65kBtu/h-2Sp-S15.0-Econ | Available |  | 1 | 1 |  |  |  | HVAC-airAC |  |  | 2023-01-01 | [6 empty] | Standard |  | 1 | 1 | 0 | Deemed Ex Ante Team | 2022-02-04 18:39 | Re-simulated using CZ2022 weather data | Deemed Ex Ante Team
2023 | NE-HVAC-airAC-Pkg-55to65kBtuh-15p0seer-wPreEcono | Com SEER-rated packaged air conditioner, size range: 55 - 65 kBtu/h, SEER = 15 (EER = 12.6), EIR = 0.236, fan W/cfm = 0.25, two-speed fan, with economizer (pre-existing vintages include economizer) | DEER2023 | D23v0 | 2022-02-04 18:39 | NE-HVAC-airAC-Pkg-55to65kBtuh-15p0seer-wPreEcono | Deem-DEER | Standard | None |  |  | None |  | 0 |  | 1 | Com | Any | HVAC | SpaceCool | dxAC_equip | pkgSEER |  | HVAC-airAC | Com SEER-rated packaged air conditioner, 55-65 kBtu/h; pre-2001: SEER = 11.6, one-speed fan, w/ economizer; post-2001: SEER = 13 (EER = 11.06), one-speed fan, w/economizer; 2014: SEER = 14 (EER = 11.75), two-speed fan, w/economizer | Com SEER-rated packaged air conditioners, size range: 55 - 65 kBtu/h, SEER = 14 (EER = 11.7), EIR = 0.249, fan W/cfm = 0.29, two-speed fan, with economizer | Com SEER-rated packaged air conditioners, size range: 55 - 65 kBtu/h, SEER = 15 (EER = 12.6), EIR = 0.236, fan W/cfm = 0.25, two-speed fan, with economizer | PreNResPkgAC-55to65kBtu/h-1to2Sp-S11.6to14.0-Econ | StdNResPkgAC-55to65kBtu/h-2Sp-S14.0-Econ | MsrNResPkgAC-55to65kBtu/h-2Sp-S15.0-Econ | Available |  | 1 | 1 |  |  |  | HVAC-airAC |  |  | 2023-01-01 | [6 empty] | Standard |  | 1 | 1 | 0 | Deemed Ex Ante Team | 2022-02-04 18:39 | Re-simulated using CZ2022 weather data | Deemed Ex Ante Team
2023 | NE-HVAC-airAC-Pkg-55to65kBtuh-16p0seer-PreEconByVint | Com SEER-rated packaged air conditioner, size range: 55 - 65 kBtu/h, SEER = 16 (EER = 12.5), EIR = 0.238, fan W/cfm = 0.27, two-speed fan, with economizer (most pre-existing vintages do not include economizer; 2014 does) | DEER2023 | D23v0 | 2022-02-04 18:39 | NE-HVAC-airAC-Pkg-55to65kBtuh-16p0seer-PreEconByVint | Deem-DEER | Standard | None |  |  | None |  | 0 |  | 1 | Com | Any | HVAC | SpaceCool | dxAC_equip | pkgSEER |  | HVAC-airAC | Com SEER-rated packaged air conditioner, 55-65 kBtu/h; pre-2001: SEER = 11.6, one-speed fan, no economizer; post-2001: SEER = 13 (EER = 11.06), one-speed fan, no economizer; 2014: SEER = 14 (EER = 11.7), two-speed fan, w/economizer | Com SEER-rated packaged air conditioners, size range: 55 - 65 kBtu/h, SEER = 14 (EER = 11.7), EIR = 0.249, fan W/cfm = 0.29, two-speed fan, with economizer | Com SEER-rated packaged air conditioners, size range: 55 - 65 kBtu/h, SEER = 16 (EER = 12.5), EIR = 0.238, fan W/cfm = 0.27, two-speed fan, with economizer | PreNResPkgAC-55to65kBtu/h-1to2Sp-S11.6to14.0-EconByVint | StdNResPkgAC-55to65kBtu/h-2Sp-S14.0-Econ | MsrNResPkgAC-55to65kBtu/h-2Sp-S16.0-Econ | Available |  | 1 | 1 |  |  |  | HVAC-airAC |  |  | 2023-01-01 | [6 empty] | Standard |  | 1 | 1 | 0 | Deemed Ex Ante Team | 2022-02-04 18:39 | Re-simulated using CZ2022 weather data | Deemed Ex Ante Team
2023 | NE-HVAC-airAC-Pkg-55to65kBtuh-16p0seer-wPreEcono | Com SEER-rated packaged air conditioner, size range: 55 - 65 kBtu/h, SEER = 16 (EER = 12.5), EIR = 0.238, fan W/cfm = 0.27, two-speed fan, with economizer (pre-existing vintages include economizer) | DEER2023 | D23v0 | 2021-11-01 19:45 | NE-HVAC-airAC-Pkg-55to65kBtuh-16p0seer-wPreEcono | Deem-DEER | Standard | None |  |  | None |  | 0 |  | 1 | Com | Any | HVAC | SpaceCool | dxAC_equip | pkgSEER |  | HVAC-airAC | Com SEER-rated packaged air conditioner, 55-65 kBtu/h; pre-2001: SEER = 11.6, one-speed fan, w/ economizer; post-2001: SEER = 13 (EER = 11.06), one-speed fan, w/economizer; 2014: SEER = 14 (EER = 11.75), two-speed fan, w/economizer | Com SEER-rated packaged air conditioners, size range: 55 - 65 kBtu/h, SEER = 14 (EER = 11.7), EIR = 0.249, fan W/cfm = 0.29, two-speed fan, with economizer | Com SEER-rated packaged air conditioners, size range: 55 - 65 kBtu/h, SEER = 16 (EER = 12.5), EIR = 0.238, fan W/cfm = 0.27, two-speed fan, with economizer | PreNResPkgAC-55to65kBtu/h-1to2Sp-S11.6to14.0-Econ | StdNResPkgAC-55to65kBtu/h-2Sp-S14.0-Econ | MsrNResPkgAC-55to65kBtu/h-2Sp-S16.0-Econ | Available |  | 1 | 1 |  |  |  | HVAC-airAC |  |  | 2023-01-01 | [6 empty] | Standard |  | 1 | 1 | 0 | Deemed Ex Ante Team | 2021-11-01 19:45 | Re-simulated using CZ2022 weather data | Deemed Ex Ante Team
2023 | NE-HVAC-airAC-Pkg-55to65kBtuh-17p0seer-PreEconByVint | Com SEER-rated packaged air conditioner, size range: 55 - 65 kBtu/h, SEER = 17 (EER = 13.3), EIR = 0.223, fan W/cfm = 0.27, two-speed fan, with economizer (most pre-existing vintages do not include economizer; 2014 does) | DEER2023 | D23v0 | 2021-11-01 19:45 | NE-HVAC-airAC-Pkg-55to65kBtuh-17p0seer-PreEconByVint | Deem-DEER | Standard | None |  |  | None |  | 0 |  | 1 | Com | Any | HVAC | SpaceCool | dxAC_equip | pkgSEER |  | HVAC-airAC | Com SEER-rated packaged air conditioner, 55-65 kBtu/h; pre-2001: SEER = 11.6, one-speed fan, no economizer; post-2001: SEER = 13 (EER = 11.06), one-speed fan, no economizer; 2014: SEER = 14 (EER = 11.7), two-speed fan, w/economizer | Com SEER-rated packaged air conditioners, size range: 55 - 65 kBtu/h, SEER = 14 (EER = 11.7), EIR = 0.249, fan W/cfm = 0.29, two-speed fan, with economizer | Com SEER-rated packaged air conditioners, size range: 55 - 65 kBtu/h, SEER = 17 (EER = 13.3), EIR = 0.223, fan W/cfm = 0.27, two-speed fan, with economizer | PreNResPkgAC-55to65kBtu/h-1to2Sp-S11.6to14.0-EconByVint | StdNResPkgAC-55to65kBtu/h-2Sp-S14.0-Econ | MsrNResPkgAC-55to65kBtu/h-2Sp-S17.0-Econ | Available |  | 1 | 1 |  |  |  | HVAC-airAC |  |  | 2023-01-01 | [6 empty] | Standard |  | 1 | 1 | 0 | Deemed Ex Ante Team | 2021-11-01 19:45 | Re-simulated using CZ2022 weather data | Deemed Ex Ante Team
2023 | NE-HVAC-airAC-Pkg-55to65kBtuh-17p0seer-wPreEcono | Com SEER-rated packaged air conditioner, size range: 55 - 65 kBtu/h, SEER = 17 (EER = 13.3), EIR = 0.223, fan W/cfm = 0.27, two-speed fan, with economizer (pre-existing vintages include economizer) | DEER2023 | D23v0 | 2021-11-01 19:45 | NE-HVAC-airAC-Pkg-55to65kBtuh-17p0seer-wPreEcono | Deem-DEER | Standard | None |  |  | None |  | 0 |  | 1 | Com | Any | HVAC | SpaceCool | dxAC_equip | pkgSEER |  | HVAC-airAC | Com SEER-rated packaged air conditioner, 55-65 kBtu/h; pre-2001: SEER = 11.6, one-speed fan, w/ economizer; post-2001: SEER = 13 (EER = 11.06), one-speed fan, w/economizer; 2014: SEER = 14 (EER = 11.75), two-speed fan, w/economizer | Com SEER-rated packaged air conditioners, size range: 55 - 65 kBtu/h, SEER = 14 (EER = 11.7), EIR = 0.249, fan W/cfm = 0.29, two-speed fan, with economizer | Com SEER-rated packaged air conditioners, size range: 55 - 65 kBtu/h, SEER = 17 (EER = 13.3), EIR = 0.223, fan W/cfm = 0.27, two-speed fan, with economizer | PreNResPkgAC-55to65kBtu/h-1to2Sp-S11.6to14.0-Econ | StdNResPkgAC-55to65kBtu/h-2Sp-S14.0-Econ | MsrNResPkgAC-55to65kBtu/h-2Sp-S17.0-Econ | Available |  | 1 | 1 |  |  |  | HVAC-airAC |  |  | 2023-01-01 | [6 empty] | Standard |  | 1 | 1 | 0 | Deemed Ex Ante Team | 2021-11-01 19:45 | Re-simulated using CZ2022 weather data | Deemed Ex Ante Team
2023 | NE-HVAC-airAC-Pkg-55to65kBtuh-18p0seer-PreEconByVint | Com SEER-rated packaged air conditioner, size range: 55 - 65 kBtu/h, SEER = 18 (EER = 14.0), EIR = 0.209, fan W/cfm = 0.27, two-speed fan, with economizer (most pre-existing vintages do not include economizer; 2014 does) | DEER2023 | D23v0 | 2021-11-01 19:45 | NE-HVAC-airAC-Pkg-55to65kBtuh-18p0seer-PreEconByVint | Deem-DEER | Standard | None |  |  | None |  | 0 |  | 1 | Com | Any | HVAC | SpaceCool | dxAC_equip | pkgSEER |  | HVAC-airAC | Com SEER-rated packaged air conditioner, 55-65 kBtu/h; pre-2001: SEER = 11.6, one-speed fan, no economizer; post-2001: SEER = 13 (EER = 11.06), one-speed fan, no economizer; 2014: SEER = 14 (EER = 11.7), two-speed fan, w/economizer | Com SEER-rated packaged air conditioners, size range: 55 - 65 kBtu/h, SEER = 14 (EER = 11.7), EIR = 0.249, fan W/cfm = 0.29, two-speed fan, with economizer | Com SEER-rated packaged air conditioners, size range: 55 - 65 kBtu/h, SEER = 18 (EER = 14.0), EIR = 0.209, fan W/cfm = 0.27, two-speed fan, with economizer | PreNResPkgAC-55to65kBtu/h-1to2Sp-S11.6to14.0-EconByVint | StdNResPkgAC-55to65kBtu/h-2Sp-S14.0-Econ | MsrNResPkgAC-55to65kBtu/h-2Sp-S18.0-Econ | Available |  | 1 | 1 |  |  |  | HVAC-airAC |  |  | 2023-01-01 | [6 empty] | Standard |  | 1 | 1 | 0 | Deemed Ex Ante Team | 2021-11-01 19:45 | Re-simulated using CZ2022 weather data | Deemed Ex Ante Team
2023 | NE-HVAC-airAC-Pkg-55to65kBtuh-18p0seer-wPreEcono | Com SEER-rated packaged air conditioner, size range: 55 - 65 kBtu/h, SEER = 18 (EER = 14.0), EIR = 0.209, fan W/cfm = 0.27, two-speed fan, with economizer (pre-existing vintages include economizer) | DEER2023 | D23v0 | 2021-11-01 19:45 | NE-HVAC-airAC-Pkg-55to65kBtuh-18p0seer-wPreEcono | Deem-DEER | Standard | None |  |  | None |  | 0 |  | 1 | Com | Any | HVAC | SpaceCool | dxAC_equip | pkgSEER |  | HVAC-airAC | Com SEER-rated packaged air conditioner, 55-65 kBtu/h; pre-2001: SEER = 11.6, one-speed fan, w/ economizer; post-2001: SEER = 13 (EER = 11.06), one-speed fan, w/economizer; 2014: SEER = 14 (EER = 11.75), two-speed fan, w/economizer | Com SEER-rated packaged air conditioners, size range: 55 - 65 kBtu/h, SEER = 14 (EER = 11.7), EIR = 0.249, fan W/cfm = 0.29, two-speed fan, with economizer | Com SEER-rated packaged air conditioners, size range: 55 - 65 kBtu/h, SEER = 18 (EER = 14.0), EIR = 0.209, fan W/cfm = 0.27, two-speed fan, with economizer | PreNResPkgAC-55to65kBtu/h-1to2Sp-S11.6to14.0-Econ | StdNResPkgAC-55to65kBtu/h-2Sp-S14.0-Econ | MsrNResPkgAC-55to65kBtu/h-2Sp-S18.0-Econ | Available |  | 1 | 1 |  |  |  | HVAC-airAC |  |  | 2023-01-01 | [6 empty] | Standard |  | 1 | 1 | 0 | Deemed Ex Ante Team | 2021-11-01 19:45 | Re-simulated using CZ2022 weather data | Deemed Ex Ante Team
2023 | NE-HVAC-airAC-Pkg-lt55kBtuh-15p0seer | Com SEER-rated packaged air conditioner, size range: 18 - 55 kBtu/h, SEER = 15 (EER = 12.9), EIR = 0.234, fan W/cfm = 0.25, one-speed fan, without economizer | DEER2023 | D23v0 | 2021-11-01 19:45 | NE-HVAC-airAC-Pkg-lt55kBtuh-15p0seer | Deem-DEER | Standard | None |  |  | None |  | 0 |  | 1 | Com | Any | HVAC | SpaceCool | dxAC_equip | pkgSEER |  | HVAC-airAC | Com SEER-rated packaged air conditioner, 18-55 kBtu/h; pre-2001: SEER = 11.6, one-speed fan, no economizer; post-2001: SEER = 13 (EER = 11.06), one-speed fan, no economizer; 2014: SEER = 14 (EER = 12.04), one-speed fan, no economizer | Com SEER-rated packaged air conditioners, size range: 18 - 55 kBtu/h, SEER = 14 (EER = 12), EIR = 0.246, fan W/cfm = 0.29, one-speed fan, without economizer | Com SEER-rated packaged air conditioners, size range: 18 - 55 kBtu/h, SEER = 15 (EER = 12.9), EIR = 0.234, fan W/cfm = 0.25, one-speed fan, without economizer | PreNResPkgAC-lt55kBtu/h-1Sp-S11.6to14.0 | StdNResPkgAC-lt55kBtu/h-1Sp-S14.0 | MsrNResPkgAC-lt55kBtu/h-1Sp-S15.0 | Available |  | 1 | 1 |  |  |  | HVAC-airAC |  |  | 2023-01-01 | [6 empty] | Standard |  | 1 | 1 | 0 | Deemed Ex Ante Team | 2021-11-01 19:45 | Re-simulated using CZ2022 weather data | Deemed Ex Ante Team
2023 | NE-HVAC-airAC-Pkg-lt55kBtuh-16p0seer | Com SEER-rated packaged air conditioner, size range: 18 - 55 kBtu/h, SEER = 16 (EER = 12.5), EIR = 0.238, fan W/cfm = 0.27, two-speed fan, without economizer | DEER2023 | D23v0 | 2021-11-01 19:45 | NE-HVAC-airAC-Pkg-lt55kBtuh-16p0seer | Deem-DEER | Standard | None |  |  | None |  | 0 |  | 1 | Com | Any | HVAC | SpaceCool | dxAC_equip | pkgSEER |  | HVAC-airAC | Com SEER-rated packaged air conditioner, less than 55 kBtu/h; pre-2001: SEER = 11.6, one-speed fan, no economizer; post-2001: SEER = 13 (EER = 11.06), one-speed fan, no economizer; 2014: SEER = 14 (EER = 12.04), one-speed fan, no economizer | Com SEER-rated packaged air conditioners, size range: 18 - 55 kBtu/h, SEER = 14 (EER = 12), EIR = 0.246, fan W/cfm = 0.29, one-speed fan, without economizer | Com SEER-rated packaged air conditioners, size range: 18 - 55 kBtu/h, SEER = 16 (EER = 12.5), EIR = 0.238, fan W/cfm = 0.27, two-speed fan, without economizer | PreNResPkgAC-lt55kBtu/h-1Sp-S11.6to14.0 | StdNResPkgAC-lt55kBtu/h-1Sp-S14.0 | MsrNResPkgAC-lt55kBtu/h-2Sp-S16.0 | Available |  | 1 | 1 |  |  |  | HVAC-airAC |  |  | 2023-01-01 | [6 empty] | Standard |  | 1 | 1 | 0 | Deemed Ex Ante Team | 2021-11-01 19:45 | Re-simulated using CZ2022 weather data | Deemed Ex Ante Team
2023 | NE-HVAC-airAC-Pkg-lt55kBtuh-17p0seer | Com SEER-rated packaged air conditioner, size range: 18 - 55 kBtu/h, SEER = 17 (EER = 13.3), EIR = 0.223, fan W/cfm = 0.27, two-speed fan, without economizer | DEER2023 | D23v0 | 2021-11-01 19:45 | NE-HVAC-airAC-Pkg-lt55kBtuh-17p0seer | Deem-DEER | Standard | None |  |  | None |  | 0 |  | 1 | Com | Any | HVAC | SpaceCool | dxAC_equip | pkgSEER |  | HVAC-airAC | Com SEER-rated packaged air conditioner, 18-55 kBtu/h; pre-2001: SEER = 11.6, one-speed fan, no economizer; post-2001: SEER = 13 (EER = 11.06), one-speed fan, no economizer; 2014: SEER = 14 (EER = 12.04), one-speed fan, no economizer | Com SEER-rated packaged air conditioners, size range: 18 - 55 kBtu/h, SEER = 14 (EER = 12), EIR = 0.246, fan W/cfm = 0.29, one-speed fan, without economizer | Com SEER-rated packaged air conditioners, size range: 18 - 55 kBtu/h, SEER = 17 (EER = 13.3), EIR = 0.223, fan W/cfm = 0.27, two-speed fan, without economizer | PreNResPkgAC-lt55kBtu/h-1Sp-S11.6to14.0 | StdNResPkgAC-lt55kBtu/h-1Sp-S14.0 | MsrNResPkgAC-lt55kBtu/h-2Sp-S17.0 | Available |  | 1 | 1 |  |  |  | HVAC-airAC |  |  | 2023-01-01 | [6 empty] | Standard |  | 1 | 1 | 0 | Deemed Ex Ante Team | 2021-11-01 19:45 | Re-simulated using CZ2022 weather data | Deemed Ex Ante Team
2023 | NE-HVAC-airAC-Pkg-lt55kBtuh-18p0seer | Com SEER-rated packaged air conditioner, size range: 18 - 55 kBtu/h, SEER = 18 (EER = 14.0), EIR = 0.209, fan W/cfm = 0.27, two-speed fan, without economizer | DEER2023 | D23v0 | 2021-11-01 19:45 | NE-HVAC-airAC-Pkg-lt55kBtuh-18p0seer | Deem-DEER | Standard | None |  |  | None |  | 0 |  | 1 | Com | Any | HVAC | SpaceCool | dxAC_equip | pkgSEER |  | HVAC-airAC | Com SEER-rated packaged air conditioner,18-55 kBtu/h; pre-2001: SEER = 11.6, one-speed fan, no economizer; post-2001: SEER = 13 (EER = 11.06), one-speed fan, no economizer; 2014: SEER = 14 (EER = 12.04), one-speed fan, no economizer | Com SEER-rated packaged air conditioners, size range: 18 - 55 kBtu/h, SEER = 14 (EER = 12), EIR = 0.246, fan W/cfm = 0.29, one-speed fan, without economizer | Com SEER-rated packaged air conditioners, size range: 18 - 55 kBtu/h, SEER = 18 (EER = 14.0), EIR = 0.209, fan W/cfm = 0.27, two-speed fan, without economizer | PreNResPkgAC-lt55kBtu/h-1Sp-S11.6to14.0 | StdNResPkgAC-lt55kBtu/h-1Sp-S14.0 | MsrNResPkgAC-lt55kBtu/h-2Sp-S18.0 | Available |  | 1 | 1 |  |  |  | HVAC-airAC |  |  | 2023-01-01 | [6 empty] | Standard |  | 1 | 1 | 0 | Deemed Ex Ante Team | 2021-11-01 19:45 | Re-simulated using CZ2022 weather data | Deemed Ex Ante Team
2023 | NE-HVAC-airAC-Split-45to55kBtuh-15p0seer | Com SEER-rated split Air Conditioners, Size Range: 45 - 55 kBtu/h, SEER = 15 (EER = 12.8), EIR = 0.232, fan W/cfm = 0.25, one-speed fan, without economizer | DEER2023 | D23v0 | 2021-11-01 20:02 | NE-HVAC-airAC-Split-45to55kBtuh-15p0seer | Deem-DEER | Standard | None |  |  | None |  | 0 |  | 1 | Com | Any | HVAC | SpaceCool | dxAC_equip | spltSEER |  | HVAC-airAC | Commercial SEER-rated split Air Conditioners, 45-55 kBtu/h; pre-2001: SEER = 11.5, one-speed fan, no economizers; post-2001: SEER = 13 (EER = 11.08), one-speed fan, no economizers; 2014: SEER = 14 (EER = 11.82), one-speed fan, no economizers | Commercial SEER-rated split Air Conditioners, Size Range: 45 - 55 kBtu/h, SEER = 14 (EER = 11.8), EIR = 0.247, Fan W/cfm = 0.29, one-speed fan, without economizers | Commercial SEER-rated split Air Conditioners, Size Range: 45 - 55 kBtu/h, SEER = 15 (EER = 12.8), EIR = 0.232, Fan W/cfm = 0.25, one-speed fan, without economizers | PreNRes-SplitAC-45to55kBtu/h-1Sp-S11.5toS14.0 | StdNRes-SplitAC-45to55kBtu/h-1Sp-S14.0 | MsrNRes-SplitAC-45to55kBtu/h-1Sp-S15.0 | Available |  | 1 | 1 |  |  |  | HVAC-airAC |  |  | 2023-01-01 | [6 empty] | Standard |  | 1 | 1 | 0 | Deemed Ex Ante Team | 2021-11-01 20:02 | Re-simulated using CZ2022 weather data | Deemed Ex Ante Team
2023 | NE-HVAC-airAC-Split-45to55kBtuh-16p0seer | Com SEER-rated split Air Conditioners, Size Range: 45 - 55 kBtu/h, SEER = 16 (EER = 12.5), EIR = 0.238, fan W/cfm = 0.27, two-speed fan, without economizer | DEER2023 | D23v0 | 2021-11-01 20:02 | NE-HVAC-airAC-Split-45to55kBtuh-16p0seer | Deem-DEER | Standard | None |  |  | None |  | 0 |  | 1 | Com | Any | HVAC | SpaceCool | dxAC_equip | spltSEER |  | HVAC-airAC | Commercial SEER-rated split Air Conditioners, 45-55 kBtu/h; pre-2001: SEER = 11.5, one-speed fan, no economizers; post-2001: SEER = 13 (EER = 11.08), one-speed fan, no economizers; 2014: SEER = 14 (EER = 11.82), one-speed fan, no economizers | Commercial SEER-rated split Air Conditioners, Size Range: 45 - 55 kBtu/h, SEER = 14 (EER = 11.8), EIR = 0.247, Fan W/cfm = 0.29, one-speed fan, without economizers | Commercial SEER-rated split Air Conditioners, Size Range: 45 - 55 kBtu/h, SEER = 16 (EER = 12.5), EIR = 0.238, Fan W/cfm = 0.27, two-speed fan, without economizers | PreNRes-SplitAC-45to55kBtu/h-1Sp-S11.5toS14.0 | StdNRes-SplitAC-45to55kBtu/h-1Sp-S14.0 | MsrNRes-SplitAC-45to55kBtu/h-2Sp-S16.0 | Available |  | 1 | 1 |  |  |  | HVAC-airAC |  |  | 2023-01-01 | [6 empty] | Standard |  | 1 | 1 | 0 | Deemed Ex Ante Team | 2021-11-01 20:02 | Re-simulated using CZ2022 weather data | Deemed Ex Ante Team
2023 | NE-HVAC-airAC-Split-45to55kBtuh-17p0seer | Com SEER-rated split Air Conditioners, Size Range: 45 - 55 kBtu/h, SEER = 17 (EER = 13.3), EIR = 0.223, fan W/cfm = 0.27, two-speed fan, without economizer | DEER2023 | D23v0 | 2021-11-01 20:02 | NE-HVAC-airAC-Split-45to55kBtuh-17p0seer | Deem-DEER | Standard | None |  |  | None |  | 0 |  | 1 | Com | Any | HVAC | SpaceCool | dxAC_equip | spltSEER |  | HVAC-airAC | Commercial SEER-rated split Air Conditioners, 45-55 kBtu/h; pre-2001: SEER = 11.5, one-speed fan, no economizers; post-2001: SEER = 13 (EER = 11.08), one-speed fan, no economizers; 2014: SEER = 14 (EER = 11.82), one-speed fan, no economizers | Commercial SEER-rated split Air Conditioners, Size Range: 45 - 55 kBtu/h, SEER = 14 (EER = 11.8), EIR = 0.247, Fan W/cfm = 0.29, one-speed fan, without economizers | Commercial SEER-rated split Air Conditioners, Size Range: 45 - 55 kBtu/h, SEER = 17 (EER = 13.3), EIR = 0.223, Fan W/cfm = 0.27, two-speed fan, without economizers | PreNRes-SplitAC-45to55kBtu/h-1Sp-S11.5toS14.0 | StdNRes-SplitAC-45to55kBtu/h-1Sp-S14.0 | MsrNRes-SplitAC-45to55kBtu/h-2Sp-S17.0 | Available |  | 1 | 1 |  |  |  | HVAC-airAC |  |  | 2023-01-01 | [6 empty] | Standard |  | 1 | 1 | 0 | Deemed Ex Ante Team | 2021-11-01 20:02 | Re-simulated using CZ2022 weather data | Deemed Ex Ante Team
2023 | NE-HVAC-airAC-Split-45to55kBtuh-18p0seer | Com SEER-rated split Air Conditioners, Size Range: 45 - 55 kBtu/h, SEER = 18 (EER = 14), EIR = 0.209, fan W/cfm = 0.27, two-speed fan, without economizer | DEER2023 | D23v0 | 2021-11-01 20:02 | NE-HVAC-airAC-Split-45to55kBtuh-18p0seer | Deem-DEER | Standard | None |  |  | None |  | 0 |  | 1 | Com | Any | HVAC | SpaceCool | dxAC_equip | spltSEER |  | HVAC-airAC | Commercial SEER-rated split Air Conditioners, 45-55 kBtu/h; pre-2001: SEER = 11.5, one-speed fan, no economizers; post-2001: SEER = 13 (EER = 11.08), one-speed fan, no economizers; 2014: SEER = 14 (EER = 11.82), one-speed fan, no economizers | Commercial SEER-rated split Air Conditioners, Size Range: 45 - 55 kBtu/h, SEER = 14 (EER = 11.8), EIR = 0.247, Fan W/cfm = 0.29, one-speed fan, without economizers | Commercial SEER-rated split Air Conditioners, Size Range: 45 - 55 kBtu/h, SEER = 18 (EER = 14), EIR = 0.209, Fan W/cfm = 0.27, two-speed fan, without economizers | PreNRes-SplitAC-45to55kBtu/h-1Sp-S11.5toS14.0 | StdNRes-SplitAC-45to55kBtu/h-1Sp-S14.0 | MsrNRes-SplitAC-45to55kBtu/h-2Sp-S18.0 | Available |  | 1 | 1 |  |  |  | HVAC-airAC |  |  | 2023-01-01 | [6 empty] | Standard |  | 1 | 1 | 0 | Deemed Ex Ante Team | 2021-11-01 20:02 | Re-simulated using CZ2022 weather data | Deemed Ex Ante Team
2023 | NE-HVAC-airAC-Split-55to65kBtuh-15p0seer-PreEconByVint | Com SEER-rated split Air Conditioners, Size Range: 55 - 65 kBtu/h, SEER = 15 (EER = 12.6), EIR = 0.236, fan W/cfm = 0.25, two-speed fan, with economizer (all pre-existing vintages--except2014--do not have economizer) | DEER2023 | D23v0 | 2021-11-01 20:02 | NE-HVAC-airAC-Split-55to65kBtuh-15p0seer-PreEconByVint | Deem-DEER | Standard | None |  |  | None |  | 0 |  | 1 | Com | Any | HVAC | SpaceCool | dxAC_equip | spltSEER |  | HVAC-airAC | Commercial SEER-rated split Air Conditioners, 55-65 kBtu/h; pre-2001: SEER = 11.5, one-speed fan, no economizers; post-2001: SEER = 13 (EER = 11.08), one-speed fan, no economizers; 2014: SEER = 14 (EER = 11.7), two-speed fan, w/economizers | Commercial SEER-rated split Air Conditioners, Size Range: 55 - 65 kBtu/h, SEER = 14 (EER = 11.7), EIR = 0.249, Fan W/cfm = 0.29, two-speed fan, with economizers | Commercial SEER-rated split Air Conditioners, Size Range: 55 - 65 kBtu/h, SEER = 15 (EER = 12.6), EIR = 0.236, Fan W/cfm = 0.25, two-speed fan, with economizers | PreNRes-SplitAC-55to65kBtu/h-1to2Sp-S11.5toS14.0-EconByVint | StdNRes-SplitAC-55to65kBtu/h-2Sp-S14.0-Econ | MsrNRes-SplitAC-55to65kBtu/h-2Sp-S15.0-Econ | Available |  | 1 | 1 |  |  |  | HVAC-airAC |  |  | 2023-01-01 | [6 empty] | Standard |  | 1 | 1 | 0 | Deemed Ex Ante Team | 2021-11-01 20:02 | Re-simulated using CZ2022 weather data | Deemed Ex Ante Team
2023 | NE-HVAC-airAC-Split-55to65kBtuh-15p0seer-wPreEcono | Com SEER-rated split Air Conditioners, Size Range: 55 - 65 kBtu/h, SEER = 15 (EER = 12.6), EIR = 0.236, fan W/cfm = 0.25, two-speed fan, with economizer (all pre-existing vintages have economizers) | DEER2023 | D23v0 | 2021-11-01 20:02 | NE-HVAC-airAC-Split-55to65kBtuh-15p0seer-wPreEcono | Deem-DEER | Standard | None |  |  | None |  | 0 |  | 1 | Com | Any | HVAC | SpaceCool | dxAC_equip | spltSEER |  | HVAC-airAC | Commercial SEER-rated split Air Conditioners, 55-65 kBtu/h; pre-2001: SEER = 11.5, one-speed fan, w/economizers; post-2001: SEER = 13 (EER = 11.08), one-speed fan, w/economizers; 2014: SEER = 14 (EER = 11.75), two-speed fan, w/economizers | Commercial SEER-rated split Air Conditioners, Size Range: 55 - 65 kBtu/h, SEER = 14 (EER = 11.7), EIR = 0.249, Fan W/cfm = 0.29, two-speed fan, with economizers | Commercial SEER-rated split Air Conditioners, Size Range: 55 - 65 kBtu/h, SEER = 15 (EER = 12.6), EIR = 0.236, Fan W/cfm = 0.25, two-speed fan, with economizers | PreNRes-SplitAC-55to65kBtu/h-1to2Sp-S11.5toS14.0-Econ | StdNRes-SplitAC-55to65kBtu/h-2Sp-S14.0 | MsrNRes-SplitAC-55to65kBtu/h-2Sp-S15.0-Econ | Available |  | 1 | 1 |  |  |  | HVAC-airAC |  |  | 2023-01-01 | [6 empty] | Standard |  | 1 | 1 | 0 | Deemed Ex Ante Team | 2021-11-01 20:02 | Re-simulated using CZ2022 weather data | Deemed Ex Ante Team
2023 | NE-HVAC-airAC-Split-55to65kBtuh-16p0seer-PreEconByVint | Com SEER-rated split Air Conditioners, Size Range: 55 - 65 kBtu/h, SEER = 16 (EER = 12.5), EIR = 0.238, fan W/cfm = 0.27, two-speed fan, with economizer (all pre-existing vintages--except2014--do not have economizer) | DEER2023 | D23v0 | 2021-11-01 20:02 | NE-HVAC-airAC-Split-55to65kBtuh-16p0seer-PreEconByVint | Deem-DEER | Standard | None |  |  | None |  | 0 |  | 1 | Com | Any | HVAC | SpaceCool | dxAC_equip | spltSEER |  | HVAC-airAC | Commercial SEER-rated split Air Conditioners, 55-65 kBtu/h; pre-2001: SEER = 11.5, one-speed fan, no economizers; post-2001: SEER = 13 (EER = 11.08), one-speed fan, no economizers; 2014: SEER = 14 (EER = 11.7), two-speed fan, w/economizers | Commercial SEER-rated split Air Conditioners, Size Range: 55 - 65 kBtu/h, SEER = 14 (EER = 11.7), EIR = 0.249, Fan W/cfm = 0.29, two-speed fan, with economizers | Commercial SEER-rated split Air Conditioners, Size Range: 55 - 65 kBtu/h, SEER = 16 (EER = 12.5), EIR = 0.238, Fan W/cfm = 0.27, two-speed fan, with economizers | PreNRes-SplitAC-55to65kBtu/h-1to2Sp-S11.5toS14.0-EconByVint | StdNRes-SplitAC-55to65kBtu/h-2Sp-S14.0-Econ | MsrNRes-SplitAC-55to65kBtu/h-2Sp-S16.0-Econ | Available |  | 1 | 1 |  |  |  | HVAC-airAC |  |  | 2023-01-01 | [6 empty] | Standard |  | 1 | 1 | 0 | Deemed Ex Ante Team | 2021-11-01 20:02 | Re-simulated using CZ2022 weather data | Deemed Ex Ante Team
2023 | NE-HVAC-airAC-Split-55to65kBtuh-16p0seer-wPreEcono | Com SEER-rated split Air Conditioners, Size Range: 55 - 65 kBtu/h, SEER = 16 (EER = 12.5), EIR = 0.238, fan W/cfm = 0.27, two-speed fan, with economizer (all pre-existing vintages have economizers) | DEER2023 | D23v0 | 2021-11-01 20:02 | NE-HVAC-airAC-Split-55to65kBtuh-16p0seer-wPreEcono | Deem-DEER | Standard | None |  |  | None |  | 0 |  | 1 | Com | Any | HVAC | SpaceCool | dxAC_equip | spltSEER |  | HVAC-airAC | Commercial SEER-rated split Air Conditioners, 55-65 kBtu/h; pre-2001: SEER = 11.5, one-speed fan, w/economizers; post-2001: SEER = 13 (EER = 11.08), one-speed fan, w/economizers; 2014: SEER = 14 (EER = 11.75), two-speed fan, w/economizers | Commercial SEER-rated split Air Conditioners, Size Range: 55 - 65 kBtu/h, SEER = 14 (EER = 11.7), EIR = 0.249, Fan W/cfm = 0.29, two-speed fan, with economizers | Commercial SEER-rated split Air Conditioners, Size Range: 55 - 65 kBtu/h, SEER = 16 (EER = 12.5), EIR = 0.238, Fan W/cfm = 0.27, two-speed fan, with economizers | PreNRes-SplitAC-55to65kBtu/h-1to2Sp-S11.5toS14.0-Econ | StdNRes-SplitAC-55to65kBtu/h-2Sp-S14.0 | MsrNRes-SplitAC-55to65kBtu/h-2Sp-S16.0-Econ | Available |  | 1 | 1 |  |  |  | HVAC-airAC |  |  | 2023-01-01 | [6 empty] | Standard |  | 1 | 1 | 0 | Deemed Ex Ante Team | 2021-11-01 20:02 | Re-simulated using CZ2022 weather data | Deemed Ex Ante Team
2023 | NE-HVAC-airAC-Split-55to65kBtuh-17p0seer-PreEconByVint | Com SEER-rated split Air Conditioners, Size Range: 55 - 65 kBtu/h, SEER = 17 (EER = 13.3), EIR = 0.223, fan W/cfm = 0.27, two-speed fan, with economizer (all pre-existing vintages--except2014--do not have economizer) | DEER2023 | D23v0 | 2021-11-01 20:02 | NE-HVAC-airAC-Split-55to65kBtuh-17p0seer-PreEconByVint | Deem-DEER | Standard | None |  |  | None |  | 0 |  | 1 | Com | Any | HVAC | SpaceCool | dxAC_equip | spltSEER |  | HVAC-airAC | Commercial SEER-rated split Air Conditioners, 55-65 kBtu/h; pre-2001: SEER = 11.5, one-speed fan, no economizers; post-2001: SEER = 13 (EER = 11.08), one-speed fan, no economizers; 2014: SEER = 14 (EER = 11.7), two-speed fan, w/economizers | Commercial SEER-rated split Air Conditioners, Size Range: 55 - 65 kBtu/h, SEER = 14 (EER = 11.7), EIR = 0.249, Fan W/cfm = 0.29, two-speed fan, with economizers | Commercial SEER-rated split Air Conditioners, Size Range: 55 - 65 kBtu/h, SEER = 17 (EER = 13.3), EIR = 0.223, Fan W/cfm = 0.27, two-speed fan, with economizers | PreNRes-SplitAC-55to65kBtu/h-1to2Sp-S11.5toS14.0-EconByVint | StdNRes-SplitAC-55to65kBtu/h-2Sp-S14.0-Econ | MsrNRes-SplitAC-55to65kBtu/h-2Sp-S17.0-Econ | Available |  | 1 | 1 |  |  |  | HVAC-airAC |  |  | 2023-01-01 | [6 empty] | Standard |  | 1 | 1 | 0 | Deemed Ex Ante Team | 2021-11-01 20:02 | Re-simulated using CZ2022 weather data | Deemed Ex Ante Team
2023 | NE-HVAC-airAC-Split-55to65kBtuh-17p0seer-wPreEcono | Com SEER-rated split Air Conditioners, Size Range: 55 - 65 kBtu/h, SEER = 17 (EER = 13.3), EIR = 0.223, fan W/cfm = 0.27, two-speed fan, with economizer (all pre-existing vintages have economizers) | DEER2023 | D23v0 | 2021-11-01 20:02 | NE-HVAC-airAC-Split-55to65kBtuh-17p0seer-wPreEcono | Deem-DEER | Standard | None |  |  | None |  | 0 |  | 1 | Com | Any | HVAC | SpaceCool | dxAC_equip | spltSEER |  | HVAC-airAC | Commercial SEER-rated split Air Conditioners, 55-65 kBtu/h; pre-2001: SEER = 11.5, one-speed fan, w/economizers; post-2001: SEER = 13 (EER = 11.08), one-speed fan, w/economizers; 2014: SEER = 14 (EER = 11.75), two-speed fan, w/economizers | Commercial SEER-rated split Air Conditioners, Size Range: 55 - 65 kBtu/h, SEER = 14 (EER = 11.7), EIR = 0.249, Fan W/cfm = 0.29, two-speed fan, with economizers | Commercial SEER-rated split Air Conditioners, Size Range: 55 - 65 kBtu/h, SEER = 17 (EER = 13.3), EIR = 0.223, Fan W/cfm = 0.27, two-speed fan, with economizers | PreNRes-SplitAC-55to65kBtu/h-1to2Sp-S11.5toS14.0-Econ | StdNRes-SplitAC-55to65kBtu/h-2Sp-S14.0 | MsrNRes-SplitAC-55to65kBtu/h-2Sp-S17.0-Econ | Available |  | 1 | 1 |  |  |  | HVAC-airAC |  |  | 2023-01-01 | [6 empty] | Standard |  | 1 | 1 | 0 | Deemed Ex Ante Team | 2021-11-01 20:02 | Re-simulated using CZ2022 weather data | Deemed Ex Ante Team
2023 | NE-HVAC-airAC-Split-55to65kBtuh-18p0seer-PreEconByVint | Com SEER-rated split Air Conditioners, Size Range: 55 - 65 kBtu/h, SEER = 18 (EER = 14), EIR = 0.209, fan W/cfm = 0.27, two-speed fan, with economizer (all pre-existing vintages--except2014--do not have economizer) | DEER2023 | D23v0 | 2021-11-01 20:02 | NE-HVAC-airAC-Split-55to65kBtuh-18p0seer-PreEconByVint | Deem-DEER | Standard | None |  |  | None |  | 0 |  | 1 | Com | Any | HVAC | SpaceCool | dxAC_equip | spltSEER |  | HVAC-airAC | Commercial SEER-rated split Air Conditioners, 55-65 kBtu/h; pre-2001: SEER = 11.5, one-speed fan, no economizers; post-2001: SEER = 13 (EER = 11.08), one-speed fan, no economizers; 2014: SEER = 14 (EER = 11.7), two-speed fan, w/economizers | Commercial SEER-rated split Air Conditioners, Size Range: 55 - 65 kBtu/h, SEER = 14 (EER = 11.7), EIR = 0.249, Fan W/cfm = 0.29, two-speed fan, with economizers | Commercial SEER-rated split Air Conditioners, Size Range: 55 - 65 kBtu/h, SEER = 18 (EER = 14), EIR = 0.209, Fan W/cfm = 0.27, two-speed fan, with economizers | PreNRes-SplitAC-55to65kBtu/h-1to2Sp-S11.5toS14.0-EconByVint | StdNRes-SplitAC-55to65kBtu/h-2Sp-S14.0-Econ | MsrNRes-SplitAC-55to65kBtu/h-2Sp-S18.0-Econ | Available |  | 1 | 1 |  |  |  | HVAC-airAC |  |  | 2023-01-01 | [6 empty] | Standard |  | 1 | 1 | 0 | Deemed Ex Ante Team | 2021-11-01 20:02 | Re-simulated using CZ2022 weather data | Deemed Ex Ante Team
2023 | NE-HVAC-airAC-Split-55to65kBtuh-18p0seer-wPreEcono | Com SEER-rated split Air Conditioners, Size Range: 55 - 65 kBtu/h, SEER = 18 (EER = 14), EIR = 0.209, fan W/cfm = 0.27, two-speed fan, with economizer (all pre-existing vintages have economizers) | DEER2023 | D23v0 | 2021-11-01 20:02 | NE-HVAC-airAC-Split-55to65kBtuh-18p0seer-wPreEcono | Deem-DEER | Standard | None |  |  | None |  | 0 |  | 1 | Com | Any | HVAC | SpaceCool | dxAC_equip | spltSEER |  | HVAC-airAC | Commercial SEER-rated split Air Conditioners, 55-65 kBtu/h; pre-2001: SEER = 11.5, one-speed fan, w/economizers; post-2001: SEER = 13 (EER = 11.08), one-speed fan, w/economizers; 2014: SEER = 14 (EER = 11.75), two-speed fan, w/economizers | Commercial SEER-rated split Air Conditioners, Size Range: 55 - 65 kBtu/h, SEER = 14 (EER = 11.7), EIR = 0.249, Fan W/cfm = 0.29, two-speed fan, with economizers | Commercial SEER-rated split Air Conditioners, Size Range: 55 - 65 kBtu/h, SEER = 18 (EER = 14), EIR = 0.209, Fan W/cfm = 0.27, two-speed fan, with economizers | PreNRes-SplitAC-55to65kBtu/h-1to2Sp-S11.5toS14.0-Econ | StdNRes-SplitAC-55to65kBtu/h-2Sp-S14.0 | MsrNRes-SplitAC-55to65kBtu/h-2Sp-S18.0-Econ | Available |  | 1 | 1 |  |  |  | HVAC-airAC |  |  | 2023-01-01 | [6 empty] | Standard |  | 1 | 1 | 0 | Deemed Ex Ante Team | 2021-11-01 20:02 | Re-simulated using CZ2022 weather data | Deemed Ex Ante Team
2023 | NE-HVAC-airAC-Split-lt45kBtuh-15p0seer | Com SEER-rated split Air Conditioners, Size Range: 18 - 45 kBtu/h, SEER = 15 (EER = 12.8), EIR = 0.232, fan W/cfm = 0.25, one-speed fan, without economizer | DEER2023 | D23v0 | 2021-11-01 20:02 | NE-HVAC-airAC-Split-lt45kBtuh-15p0seer | Deem-DEER | Standard | None |  |  | None |  | 0 |  | 1 | Com | Any | HVAC | SpaceCool | dxAC_equip | spltSEER |  | HVAC-airAC | Commercial SEER-rated split Air Conditioners, less than 45 kBtu/h; pre-2001: SEER = 11.5, one-speed fan, no economizers; post-2001: SEER = 13 (EER = 11.08), one-speed fan, no economizers; 2014: SEER = 14 (EER = 12.17), one-speed fan, no economizers | Commercial SEER-rated split Air Conditioners, Size Range: 18 - 45 kBtu/h, SEER = 14 (EER = 12.2), EIR = 0.239, Fan W/cfm = 0.29, one-speed fan, without economizers | Commercial SEER-rated split Air Conditioners, Size Range: 18 - 45 kBtu/h, SEER = 15 (EER = 12.8), EIR = 0.232, Fan W/cfm = 0.25, one-speed fan, without economizers | PreNRes-SplitAC-lt45kBtu/h-1Sp-S11.5toS14.0 | StdNRes-SplitAC-lt45kBtu/h-1Sp-S14.0 | MsrNRes-SplitAC-lt45kBtu/h-1Sp-S15.0 | Available |  | 1 | 1 |  |  |  | HVAC-airAC |  |  | 2023-01-01 | [6 empty] | Standard |  | 1 | 1 | 0 | Deemed Ex Ante Team | 2021-11-01 20:02 | Re-simulated using CZ2022 weather data | Deemed Ex Ante Team
2023 | NE-HVAC-airAC-Split-lt45kBtuh-16p0seer | Com SEER-rated split Air Conditioners, Size Range: 18 - 45 kBtu/h, SEER = 16 (EER = 12.5), EIR = 0.238, fan W/cfm = 0.27, two-speed fan, without economizer | DEER2023 | D23v0 | 2021-11-01 20:02 | NE-HVAC-airAC-Split-lt45kBtuh-16p0seer | Deem-DEER | Standard | None |  |  | None |  | 0 |  | 1 | Com | Any | HVAC | SpaceCool | dxAC_equip | spltSEER |  | HVAC-airAC | Commercial SEER-rated split Air Conditioners, less than 45 kBtu/h; pre-2001: SEER = 11.5, one-speed fan, no economizers; post-2001: SEER = 13 (EER = 11.08), one-speed fan, no economizers; 2014: SEER = 14 (EER = 12.17), one-speed fan, no economizers | Commercial SEER-rated split Air Conditioners, Size Range: 18 - 45 kBtu/h, SEER = 14 (EER = 12.2), EIR = 0.239, Fan W/cfm = 0.29, one-speed fan, without economizers | Commercial SEER-rated split Air Conditioners, Size Range: 18 - 45 kBtu/h, SEER = 16 (EER = 12.5), EIR = 0.238, Fan W/cfm = 0.27, two-speed fan, without economizers | PreNRes-SplitAC-lt45kBtu/h-1Sp-S11.5toS14.0 | StdNRes-SplitAC-lt45kBtu/h-1Sp-S14.0 | MsrNRes-SplitAC-lt45kBtu/h-1Sp-S16.0 | Available |  | 1 | 1 |  |  |  | HVAC-airAC |  |  | 2023-01-01 | [6 empty] | Standard |  | 1 | 1 | 0 | Deemed Ex Ante Team | 2021-11-01 20:02 | Re-simulated using CZ2022 weather data | Deemed Ex Ante Team
2023 | NE-HVAC-airAC-Split-lt45kBtuh-17p0seer | Com SEER-rated split Air Conditioners, Size Range: 18 - 45 kBtu/h, SEER = 17 (EER = 13.3), EIR = 0.223, fan W/cfm = 0.27, two-speed fan, without economizer | DEER2023 | D23v0 | 2021-11-01 20:02 | NE-HVAC-airAC-Split-lt45kBtuh-17p0seer | Deem-DEER | Standard | None |  |  | None |  | 0 |  | 1 | Com | Any | HVAC | SpaceCool | dxAC_equip | spltSEER |  | HVAC-airAC | Commercial SEER-rated split Air Conditioners, less than 45 kBtu/h; pre-2001: SEER = 11.5, one-speed fan, no economizers; post-2001: SEER = 13 (EER = 11.08), one-speed fan, no economizers; 2014: SEER = 14 (EER = 12.17), one-speed fan, no economizers | Commercial SEER-rated split Air Conditioners, Size Range: 18 - 45 kBtu/h, SEER = 14 (EER = 12.2), EIR = 0.239, Fan W/cfm = 0.29, one-speed fan, without economizers | Commercial SEER-rated split Air Conditioners, Size Range: 18 - 45 kBtu/h, SEER = 17 (EER = 13.3), EIR = 0.223, Fan W/cfm = 0.27, two-speed fan, without economizers | PreNRes-SplitAC-lt45kBtu/h-1Sp-S11.5toS14.0 | StdNRes-SplitAC-lt45kBtu/h-1Sp-S14.0 | MsrNRes-SplitAC-lt45kBtu/h-1Sp-S17.0 | Available |  | 1 | 1 |  |  |  | HVAC-airAC |  |  | 2023-01-01 | [6 empty] | Standard |  | 1 | 1 | 0 | Deemed Ex Ante Team | 2021-11-01 20:02 | Re-simulated using CZ2022 weather data | Deemed Ex Ante Team
2023 | NE-HVAC-airAC-Split-lt45kBtuh-18p0seer | Com SEER-rated split Air Conditioners, Size Range: 18 - 45 kBtu/h, SEER = 18 (EER = 14), EIR = 0.209, fan W/cfm = 0.27, two-speed fan, without economizer | DEER2023 | D23v0 | 2021-11-01 20:02 | NE-HVAC-airAC-Split-lt45kBtuh-18p0seer | Deem-DEER | Standard | None |  |  | None |  | 0 |  | 1 | Com | Any | HVAC | SpaceCool | dxAC_equip | spltSEER |  | HVAC-airAC | Commercial SEER-rated split Air Conditioners, less than 45 kBtu/h; pre-2001: SEER = 11.5, one-speed fan, no economizers; post-2001: SEER = 13 (EER = 11.08), one-speed fan, no economizers; 2014: SEER = 14 (EER = 12.17), one-speed fan, no economizers | Commercial SEER-rated split Air Conditioners, Size Range: 18 - 45 kBtu/h, SEER = 14 (EER = 12.2), EIR = 0.239, Fan W/cfm = 0.29, one-speed fan, without economizers | Commercial SEER-rated split Air Conditioners, Size Range: 18 - 45 kBtu/h, SEER = 18 (EER = 14), EIR = 0.209, Fan W/cfm = 0.27, two-speed fan, without economizers | PreNRes-SplitAC-lt45kBtu/h-1Sp-S11.5toS14.0 | StdNRes-SplitAC-lt45kBtu/h-1Sp-S14.0 | MsrNRes-SplitAC-lt45kBtu/h-1Sp-S18.0 | Available |  | 1 | 1 |  |  |  | HVAC-airAC |  |  | 2023-01-01 | [6 empty] | Standard |  | 1 | 1 | 0 | Deemed Ex Ante Team | 2021-11-01 20:02 | Re-simulated using CZ2022 weather data | Deemed Ex Ante Team
2023 | NE-HVAC-airAC-SpltPkg-135to239kBtuh-11p5eer-wPreEcono | EER-rated packaged air conditioner, size range: 135 - 240 kBtu/h, EER = 11.5, min IEER = 13, EIR = 0.255, fan W/cfm = 0.41, two-speed fan, with economizer | DEER2023 | D23v0 | 2021-11-01 20:02 | NE-HVAC-airAC-SpltPkg-135to239kBtuh-11p5eer-wPreEcono | Deem-DEER | Standard | None |  |  | None |  | 0 |  | 1 | Com | Any | HVAC | SpaceCool | dxAC_equip | pkgEER |  | HVAC-airAC | Com EER-rated packaged air conditioner, 135-240 kBtu/h; Pre-2005: EER = 9.7, one-speed fan, w/economizer; 2006 - 2009: EER = 9.7, one-speed fan, w/economizer; 2010 - 2013: EER = 10.8, one-speed fan, w/economizer; 2014 - 2015: EER = 10.8, IEER = 12.2, two-speed fan, w/economizer | Com EER-rated packaged air conditioner, size range: 135 - 240 kBtu/h, EER = 10.8, IEER = 12.2, EIR = 0.274, fan W/cfm = 0.41, two-speed fan, with economizer | Com EER-rated packaged air conditioner, size range: 135 - 240 kBtu/h, EER = 11.5, min IEER = 13, EIR = 0.255, fan W/cfm = 0.41, two-speed fan, with economizer | PreNRes-PkgAC-135to240kBtu/h-1to2SpH-E9.7to10.8-Econ | StdNRes-PkgAC-135to240kBtu/h-2SpP-E10.8-Econ | MsrNRes-PkgAC-135to240kBtu/h-2SpP-E11.5-Econ | Available |  | 0 | 0 |  |  |  | HVAC-airAC |  |  | 2023-01-01 | [6 empty] | Standard |  | 1 | 1 | 0 | Deemed Ex Ante Team | 2021-11-01 20:02 | Re-simulated using CZ2022 weather data | Deemed Ex Ante Team
2023 | NE-HVAC-airAC-SpltPkg-135to239kBtuh-12p0eer-wPreEcono | EER-rated packaged air conditioner, size range: 135 - 240 kBtu/h, EER = 12, min IEER = 13.5, EIR = 0.243, fan W/cfm = 0.41, two-speed fan, with economizer | DEER2023 | D23v0 | 2021-11-01 20:02 | NE-HVAC-airAC-SpltPkg-135to239kBtuh-12p0eer-wPreEcono | Deem-DEER | Standard | None |  |  | None |  | 0 |  | 1 | Com | Any | HVAC | SpaceCool | dxAC_equip | pkgEER |  | HVAC-airAC | Com EER-rated packaged air conditioner, 135-240 kBtu/h; Pre-2005: EER = 9.7, one-speed fan, w/economizer; 2006 - 2009: EER = 9.7, one-speed fan, w/economizer; 2010 - 2013: EER = 10.8, one-speed fan, w/economizer; 2014 - 2015: EER = 10.8, IEER = 12.2, two-speed fan, w/economizer | Com EER-rated packaged air conditioner, size range: 135 - 240 kBtu/h, EER = 10.8, IEER = 12.2, EIR = 0.274, fan W/cfm = 0.41, two-speed fan, with economizer | Com EER-rated packaged air conditioner, size range: 135 - 240 kBtu/h, EER = 12, min IEER = 13.5, EIR = 0.243, fan W/cfm = 0.41, two-speed fan, with economizer | PreNRes-PkgAC-135to240kBtu/h-1to2SpH-E9.7to10.8-Econ | StdNRes-PkgAC-135to240kBtu/h-2SpP-E10.8-Econ | MsrNRes-PkgAC-135to240kBtu/h-2SpP-E12.0-Econ | Available |  | 0 | 0 |  |  |  | HVAC-airAC |  |  | 2023-01-01 | [6 empty] | Standard |  | 1 | 1 | 0 | Deemed Ex Ante Team | 2021-11-01 20:02 | Re-simulated using CZ2022 weather data | Deemed Ex Ante Team
2023 | NE-HVAC-airAC-SpltPkg-135to239kBtuh-12p5eer-wPreEcono | EER-rated packaged air conditioner, size range: 135 - 240 kBtu/h, EER = 12.5, min IEER = 14, EIR = 0.231, fan W/cfm = 0.41, two-speed fan, with economizer | DEER2023 | D23v0 | 2021-11-01 20:02 | NE-HVAC-airAC-SpltPkg-135to239kBtuh-12p5eer-wPreEcono | Deem-DEER | Standard | None |  |  | None |  | 0 |  | 1 | Com | Any | HVAC | SpaceCool | dxAC_equip | pkgEER |  | HVAC-airAC | Com EER-rated packaged air conditioner, 135-240 kBtu/h; Pre-2005: EER = 9.7, one-speed fan, w/economizer; 2006 - 2009: EER = 9.7, one-speed fan, w/economizer; 2010 - 2013: EER = 10.8, one-speed fan, w/economizer; 2014 - 2015: EER = 10.8, IEER = 12.2, two-speed fan, w/economizer | Com EER-rated packaged air conditioner, size range: 135 - 240 kBtu/h, EER = 10.8, IEER = 12.2, EIR = 0.274, fan W/cfm = 0.41, two-speed fan, with economizer | Com EER-rated packaged air conditioner, size range: 135 - 240 kBtu/h, EER = 12.5, min IEER = 14, EIR = 0.231, fan W/cfm = 0.41, two-speed fan, with economizer | PreNRes-PkgAC-135to240kBtu/h-1to2SpH-E9.7to10.8-Econ | StdNRes-PkgAC-135to240kBtu/h-2SpP-E10.8-Econ | MsrNRes-PkgAC-135to240kBtu/h-2SpP-E12.5-Econ | Available |  | 0 | 0 |  |  |  | HVAC-airAC |  |  | 2023-01-01 | [6 empty] | Standard |  | 1 | 1 | 0 | Deemed Ex Ante Team | 2021-11-01 20:02 | Re-simulated using CZ2022 weather data | Deemed Ex Ante Team
2023 | NE-HVAC-airAC-SpltPkg-240to759kBtuh-10p8eer | EER-rated packaged air conditioner, size range: 240 - 760 kBtu/h, EER = 10.8, min IEER = 12.2, EIR = 0.255, fan W/CFM = 0.61, two-speed fan, with economizer | DEER2023 | D23v0 | 2022-05-27 18:53 | NE-HVAC-airAC-SpltPkg-240to759kBtuh-10p8eer | Deem-DEER | Standard | None |  |  | None |  | 0 |  | 1 | Com | Any | HVAC | SpaceCool | dxAC_equip | pkgEER |  | HVAC-airAC | EER-rated packaged air conditioner, 240-760 kBtu/h; mix of single-zone 9.8 EER and multi-zone 10.0 EER system configurations where applicable | EER-rated packaged air conditioner, size range: 240 - 760 kBtu/h, mix of single-zone 9.8 EER and multi-zone 10.0 EER system configurations where applicable | EER-rated packaged air conditioner, size range: 240 - 760 kBtu/h, EER = 10.8, mix of single-zone and multi-zone system configurations where applicable | PreNRes-PVVAC+PkgAC-240to760kBtu/h-VarSpH+1to2SpH-E10.0+E9.8-byBldgType | StdNRes-PVVAC+PkgAC-240to760kBtu/h-VarSpP+2SpP-E10.0+E9.8-byBldgType | MsrNRes-PVVAC+PkgAC-240to760kBtu/h-VarSpP+2SpP-E10.8-byBldgType | Available |  | 0 | 0 |  |  |  | HVAC-airAC |  | None | 2023-01-01 | [6 empty] | Standard |  | 1 | 1 | 0 | Deemed Ex Ante Team | 2022-05-27 18:53 | Re-simulated using CZ2022 weather data | Deemed Ex Ante Team
2023 | NE-HVAC-airAC-SpltPkg-240to759kBtuh-10p8eer_MZ | Multi-zone EER-rated packaged air conditioner, size range: 240 - 760 kBtu/h, EER = 10.8, min IEER = 12.2, EIR = 0.255, fan W/cfm = 0.61, variable-speed fan, with economizer | DEER2023 | D23v0 | 2021-11-01 20:02 | NE-HVAC-airAC-SpltPkg-240to759kBtuh-10p8eer_MZ | Deem-DEER | Standard | None |  |  | None |  | 0 |  | 1 | Com | Any | HVAC | SpaceCool | dxAC_equip | pkgEER |  | HVAC-airAC | Com EER-rated packaged air conditioner, 240-760 kBtu/h; Pre-2005: EER = 10.0 (IEER = 11.3), variable-speed fan, w/economizer; 2006 - 2009: EER = 10.0, variable-speed fan, w/economizer; 2010 - 2013: EER = 10.0, variable-speed fan, w/economizer; 2014 - 2015: EER = 10.0, IEER 11.6, variable-speed fan, w/economizer | Com EER-rated packaged air conditioner, size range: 240 - 760 kBtu/h, EER = 10.0 IEER = 11.4, EIR = 0.282, variable-speed fan, with economizer | Com EER-rated packaged air conditioner, size range: 240 - 760 kBtu/h, EER = 10.8, min IEER 12.2, EIR = 0.255, variable-speed fan, with economizer | PreNRes-PVVAC-240to760kBtu/h-VarSpH-E10.0-Econ | StdNRes-PVVAC-240to760kBtu/h-VarSpP-E10.0-Econ | MsrNRes-PVVAC-240to760kBtu/h-VarSpP-E10.8-Econ | Available |  | 0 | 0 |  |  |  | HVAC-airAC |  |  | 2023-01-01 | [6 empty] | Component |  | 1 | 1 | 0 | Deemed Ex Ante Team | 2021-11-01 20:02 | Re-simulated using CZ2022 weather data | Deemed Ex Ante Team
2023 | NE-HVAC-airAC-SpltPkg-240to759kBtuh-10p8eer_SZ | Single-zone EER-rated packaged air conditioner, size range: 240 - 760 kBtu/h, EER = 10.8, min IEER = 12.2, EIR = 0.255, fan W/cfm = 0.61, two-speed fan, with economizer | DEER2023 | D23v0 | 2021-11-01 20:02 | NE-HVAC-airAC-SpltPkg-240to759kBtuh-10p8eer_SZ | Deem-DEER | Standard | None |  |  | None |  | 0 |  | 1 | Com | Any | HVAC | SpaceCool | dxAC_equip | pkgEER |  | HVAC-airAC | Com EER-rated packaged air conditioner, 240-760 kBtu/h; Pre-2005: EER = 9.8 (1 spd IEER = 9.8, 2 spd IEER = 11.1), one-speed fan, w/economizer; 2006 - 2009: EER = 9.8, one-speed fan, w/economizer; 2010 - 2013: EER = 9.8, one-speed fan, w/economizer; 2014 - 2015: EER = 9.8, IEER 11.4, two-speed fan, w/economizer | Com EER-rated packaged air conditioner, size range: 240 - 760 kBtu/h, EER = 9.8, IEER = 11.4, EIR = 0.286, fan W/cfm = 0.61, two-speed fan, with economizer | Com EER-rated packaged air conditioner, size range: 240 - 760 kBtu/h, EER = 10.8, min IEER 12.2, EIR = 0.255, fan W/cfm = 0.61, two-speed fan, with economizer | PreNRes-PkgAC-240to760kBtu/h-1to2SpH-E9.8-Econ | StdNRes-PkgAC-240to760kBtu/h-2SpP-E9.8-Econ | MsrNRes-PkgAC-240to760kBtu/h-2SpP-E10.8 | Available |  | 0 | 0 |  |  |  | HVAC-airAC |  |  | 2023-01-01 | [6 empty] | Component |  | 1 | 1 | 0 | Deemed Ex Ante Team | 2021-11-01 20:02 | Re-simulated using CZ2022 weather data | Deemed Ex Ante Team
2023 | NE-HVAC-airAC-SpltPkg-240to759kBtuh-11p5eer | EER-rated packaged air conditioner, size range: 240 - 760 kBtu/h, EER = 11.5, min IEER = 12.7, EIR = 0.236, fan W/CFM = 0.61, two-speed fan, with economizer | DEER2023 | D23v0 | 2022-05-27 18:53 | NE-HVAC-airAC-SpltPkg-240to759kBtuh-11p5eer | Deem-DEER | Standard | None |  |  | None |  | 0 |  | 1 | Com | Any | HVAC | SpaceCool | dxAC_equip | pkgEER |  | HVAC-airAC | EER-rated packaged air conditioner, 240-760 kBtu/h; mix of single-zone 9.8 EER and multi-zone 10.0 EER system configurations where applicable | EER-rated packaged air conditioner, size range: 240 - 760 kBtu/h, mix of single-zone 9.8 EER and multi-zone 10.0 EER system configurations where applicable | EER-rated packaged air conditioner, size range: 240 - 760 kBtu/h, EER = 11.5, mix of single-zone and multi-zone system configurations where applicable | PreNRes-PVVAC+PkgAC-240to760kBtu/h-VarSpH+1to2SpH-E10.0+E9.8-byBldgType | StdNRes-PVVAC+PkgAC-240to760kBtu/h-VarSpP+2SpP-E10.0+E9.8-byBldgType | MsrNRes-PVVAC+PkgAC-240to760kBtu/h-VarSpP+2SpP-E11.5-byBldgType | Available |  | 0 | 0 |  |  |  | HVAC-airAC |  | None | 2023-01-01 | [6 empty] | Standard |  | 1 | 1 | 0 | Deemed Ex Ante Team | 2022-05-27 18:53 | Re-simulated using CZ2022 weather data | Deemed Ex Ante Team
2023 | NE-HVAC-airAC-SpltPkg-240to759kBtuh-11p5eer_MZ | Multi-zone EER-rated packaged air conditioner, size range: 240 - 760 kBtu/h, EER = 11.5, min IEER = 12.7, EIR = 0.236, fan W/cfm = 0.61, variable-speed fan, with economizer | DEER2023 | D23v0 | 2021-11-01 20:02 | NE-HVAC-airAC-SpltPkg-240to759kBtuh-11p5eer_MZ | Deem-DEER | Standard | None |  |  | None |  | 0 |  | 1 | Com | Any | HVAC | SpaceCool | dxAC_equip | pkgEER |  | HVAC-airAC | Com EER-rated packaged air conditioner, 240-760 kBtu/h; Pre-2005: EER = 10.0 (IEER = 11.3), variable-speed fan, w/economizer; 2006 - 2009: EER = 10.0, variable-speed fan, w/economizer; 2010 - 2013: EER = 10.0, variable-speed fan, w/economizer; 2014 - 2015: EER = 10.0, IEER 11.6, variable-speed fan, w/economizer | Com EER-rated packaged air conditioner, size range: 240 - 760 kBtu/h, EER = 10.0 IEER = 11.4, EIR = 0.282, variable-speed fan, with economizer | Com EER-rated packaged air conditioner, size range: 240 - 760 kBtu/h, EER = 11.5, min IEER = 12.7, EIR = 0.236, variable-speed fan, with economizer | PreNRes-PVVAC-240to760kBtu/h-VarSpH-E10.0-Econ | StdNRes-PVVAC-240to760kBtu/h-VarSpP-E10.0-Econ | MsrNRes-PVVAC-240to760kBtu/h-VarSpP-E11.5-Econ | Available |  | 0 | 0 |  |  |  | HVAC-airAC |  |  | 2023-01-01 | [6 empty] | Component |  | 1 | 1 | 0 | Deemed Ex Ante Team | 2021-11-01 20:02 | Re-simulated using CZ2022 weather data | Deemed Ex Ante Team
2023 | NE-HVAC-airAC-SpltPkg-240to759kBtuh-11p5eer_SZ | Single-zone EER-rated packaged air conditioner, size range: 240 - 760 kBtu/h, EER = 11.5, min IEER = 12.7, EIR = 0.236, fan W/cfm = 0.61, two-speed fan, with economizer | DEER2023 | D23v0 | 2021-11-01 20:02 | NE-HVAC-airAC-SpltPkg-240to759kBtuh-11p5eer_SZ | Deem-DEER | Standard | None |  |  | None |  | 0 |  | 1 | Com | Any | HVAC | SpaceCool | dxAC_equip | pkgEER |  | HVAC-airAC | Com EER-rated packaged air conditioner, 240-760 kBtu/h; Pre-2005: EER = 9.8 (1 spd IEER = 9.8, 2 spd IEER = 11.1), one-speed fan, w/economizer; 2006 - 2009: EER = 9.8, one-speed fan, w/economizer; 2010 - 2013: EER = 9.8, one-speed fan, w/economizer; 2014 - 2015: EER = 9.8, IEER 11.4, two-speed fan, w/economizer | Com EER-rated packaged air conditioner, size range: 240 - 760 kBtu/h, EER = 9.8, IEER = 11.4, EIR = 0.286, fan W/cfm = 0.61, two-speed fan, with economizer | Com EER-rated packaged air conditioner, size range: 240 - 760 kBtu/h, EER = 11.5, min IEER = 12.7, EIR = 0.236, fan W/cfm = 0.61, two-speed fan, with economizer | PreNRes-PkgAC-240to760kBtu/h-1to2SpH-E9.8-Econ | StdNRes-PkgAC-240to760kBtu/h-2SpP-E9.8-Econ | MsrNRes-PkgAC-240to760kBtu/h-2SpP-E11.5 | Available |  | 0 | 0 |  |  |  | HVAC-airAC |  |  | 2023-01-01 | [6 empty] | Component |  | 1 | 1 | 0 | Deemed Ex Ante Team | 2021-11-01 20:02 | Re-simulated using CZ2022 weather data | Deemed Ex Ante Team
2023 | NE-HVAC-airAC-SpltPkg-240to759kBtuh-12p5eer | EER-rated packaged air conditioner, size range: 240 - 760 kBtu/h, EER = 12.5, min IEER = 15.5, EIR = 0.213, fan W/CFM = 0.61, two-speed fan, with economizer | DEER2023 | D23v0 | 2022-05-27 18:53 | NE-HVAC-airAC-SpltPkg-240to759kBtuh-12p5eer | Deem-DEER | Standard | None |  |  | None |  | 0 |  | 1 | Com | Any | HVAC | SpaceCool | dxAC_equip | pkgEER |  | HVAC-airAC | EER-rated packaged air conditioner, 240-760 kBtu/h; mix of single-zone 9.8 EER and multi-zone 10.0 EER system configurations where applicable | EER-rated packaged air conditioner, size range: 240 - 760 kBtu/h, mix of single-zone 9.8 EER and multi-zone 10.0 EER system configurations where applicable | EER-rated packaged air conditioner, size range: 240 - 760 kBtu/h, EER = 12.5, mix of single-zone and multi-zone system configurations where applicable | PreNRes-PVVAC+PkgAC-240to760kBtu/h-VarSpH+1to2SpH-E10.0+E9.8-byBldgType | StdNRes-PVVAC+PkgAC-240to760kBtu/h-VarSpP+2SpP-E10.0+E9.8-byBldgType | MsrNRes-PVVAC+PkgAC-240to760kBtu/h-VarSpP+2SpP-E12.5-byBldgType | Available |  | 0 | 0 |  |  |  | HVAC-airAC |  | None | 2023-01-01 | [6 empty] | Standard |  | 1 | 1 | 0 | Deemed Ex Ante Team | 2022-05-27 18:53 | Re-simulated using CZ2022 weather data | Deemed Ex Ante Team
2023 | NE-HVAC-airAC-SpltPkg-240to759kBtuh-12p5eer_MZ | Multi-zone EER-rated packaged air conditioner, size range: 240 - 760 kBtu/h, EER = 12.5, min IEER = 15.5, EIR = 0.213, fan W/cfm = 0.61, variable-speed fan, with economizer | DEER2023 | D23v0 | 2021-11-01 20:02 | NE-HVAC-airAC-SpltPkg-240to759kBtuh-12p5eer_MZ | Deem-DEER | Standard | None |  |  | None |  | 0 |  | 1 | Com | Any | HVAC | SpaceCool | dxAC_equip | pkgEER |  | HVAC-airAC | Com EER-rated packaged air conditioner, 240-760 kBtu/h; Pre-2005: EER = 10.0 (IEER = 11.3), variable-speed fan, w/economizer; 2006 - 2009: EER = 10.0, variable-speed fan, w/economizer; 2010 - 2013: EER = 10.0, variable-speed fan, w/economizer; 2014 - 2015: EER = 10.0, IEER 11.6, variable-speed fan, w/economizer | Com EER-rated packaged air conditioner, size range: 240 - 760 kBtu/h, EER = 10.0 IEER = 11.4, EIR = 0.282, variable-speed fan, with economizer | Com EER-rated packaged air conditioner, size range: 240 - 760 kBtu/h, EER = 12.5, min IEER = 15.5, EIR = 0.213, variable-speed fan, with economizer | PreNRes-PVVAC-240to760kBtu/h-VarSpH-E10.0-Econ | StdNRes-PVVAC-240to760kBtu/h-VarSpP-E10.0-Econ | MsrNRes-PVVAC-240to760kBtu/h-VarSpP-E12.5-Econ | Available |  | 0 | 0 |  |  |  | HVAC-airAC |  |  | 2023-01-01 | [6 empty] | Component |  | 1 | 1 | 0 | Deemed Ex Ante Team | 2021-11-01 20:02 | Re-simulated using CZ2022 weather data | Deemed Ex Ante Team
2023 | NE-HVAC-airAC-SpltPkg-240to759kBtuh-12p5eer_SZ | Single-zone EER-rated packaged air conditioner, size range: 240 - 760 kBtu/h, EER = 12.5, min IEER = 15.5, EIR = 0.213, fan W/cfm = 0.61, two-speed fan, with economizer | DEER2023 | D23v0 | 2021-11-01 20:02 | NE-HVAC-airAC-SpltPkg-240to759kBtuh-12p5eer_SZ | Deem-DEER | Standard | None |  |  | None |  | 0 |  | 1 | Com | Any | HVAC | SpaceCool | dxAC_equip | pkgEER |  | HVAC-airAC | Com EER-rated packaged air conditioner, 240-760 kBtu/h; Pre-2005: EER = 9.8 (1 spd IEER = 9.8, 2 spd IEER = 11.1), one-speed fan, w/economizer; 2006 - 2009: EER = 9.8, one-speed fan, w/economizer; 2010 - 2013: EER = 9.8, one-speed fan, w/economizer; 2014 - 2015: EER = 9.8, IEER 11.4, two-speed fan, w/economizer | Com EER-rated packaged air conditioner, size range: 240 - 760 kBtu/h, EER = 9.8, IEER = 11.4, EIR = 0.286, fan W/cfm = 0.61, two-speed fan, with economizer | Com EER-rated packaged air conditioner, size range: 240 - 760 kBtu/h, EER = 12.5, min IEER = 15.5, EIR = 0.213, fan W/cfm = 0.61, two-speed fan, with economizer | PreNRes-PkgAC-240to760kBtu/h-1to2SpH-E9.8-Econ | StdNRes-PkgAC-240to760kBtu/h-2SpP-E9.8-Econ | MsrNRes-PkgAC-240to760kBtu/h-2SpP-E12.5 | Available |  | 0 | 0 |  |  |  | HVAC-airAC |  |  | 2023-01-01 | [6 empty] | Component |  | 1 | 1 | 0 | Deemed Ex Ante Team | 2021-11-01 20:02 | Re-simulated using CZ2022 weather data | Deemed Ex Ante Team
2023 | NE-HVAC-airAC-SpltPkg-65to134kBtuh-11p5eer-PreEconByVint | EER-rated packaged air conditioner, size range: 65 - 134 kBtu/h, EER = 11.5, min IEER = 13, EIR = 0.26, fan W/cfm = 0.4, two-speed fan (most pre-existing vintages do not include economizer; 2014 does) | DEER2023 | D23v0 | 2021-11-01 20:02 | NE-HVAC-airAC-SpltPkg-65to134kBtuh-11p5eer-PreEconByVint | Deem-DEER | Standard | None |  |  | None |  | 0 |  | 1 | Com | Any | HVAC | SpaceCool | dxAC_equip | pkgEER |  | HVAC-airAC | Com EER-rated packaged air conditioner, 65-134 kBtu/h; Pre-2005: EER = 10.0, one-speed fan, no economizer; 2006 - 2009: EER = 10.0, one-speed fan, no economizer; 2010 - 2013: EER = 11, one-speed fan, no economizer; 2014 - 2015: EER = 11, IEER 12.7, two-speed fan, w/economizer | Com EER-rated packaged air conditioner, size range: 65 - 134 kBtu/h, EER = 11, IEER = 12.7, EIR = 0.273, fan W/cfm = 0.4, two-speed fan, with economizer | Com EER-rated packaged air conditioner, size range: 65 - 134 kBtu/h, EER = 11.5, min IEER = 13, EIR = 0.26, fan W/cfm = 0.4, two-speed fan, with economizer | PreNRes-SpltPkgAC-65to134kBtu/h-1to2Sp-E10.0to11.0-EconByVint | StdNRes-SpltPkgAC-65to134kBtu/h-2Sp-E11.0-Econ | MsrNRes-SpltPkgAC-65to134kBtu/h-2Sp-E11.5-Econ | Available |  | 1 | 1 |  |  |  | HVAC-airAC |  |  | 2023-01-01 | [6 empty] | Standard |  | 1 | 1 | 0 | Deemed Ex Ante Team | 2021-11-01 20:02 | Re-simulated using CZ2022 weather data | Deemed Ex Ante Team
2023 | NE-HVAC-airAC-SpltPkg-65to134kBtuh-11p5eer-wPreEcono | EER-rated packaged air conditioner, size range: 65 - 134 kBtu/h, EER = 11.5, min IEER = 13, EIR = 0.26, fan W/cfm = 0.4, two-speed fan, with economizer (pre-existing vintages include economizer) | DEER2023 | D23v0 | 2021-11-01 20:02 | NE-HVAC-airAC-SpltPkg-65to134kBtuh-11p5eer-wPreEcono | Deem-DEER | Standard | None |  |  | None |  | 0 |  | 1 | Com | Any | HVAC | SpaceCool | dxAC_equip | pkgEER |  | HVAC-airAC | Com EER-rated packaged air conditioner, 65-134 kBtu/h; Pre-2005: EER = 10.0, one-speed fan, w/economizer; 2006 - 2009: EER = 10.0, one-speed fan, w/economizer; 2010 - 2013: EER = 11, one-speed fan, w/economizer; 2014 - 2015: EER = 11, IEER 12.7, two-speed fan, w/economizer | Com EER-rated packaged air conditioner, size range: 65 - 134 kBtu/h, EER = 11, IEER = 12.7, EIR = 0.273, fan W/cfm = 0.4, two-speed fan, with economizer | Com EER-rated packaged air conditioner, size range: 65 - 134 kBtu/h, EER = 11.5, min IEER = 13, EIR = 0.26, fan W/cfm = 0.4, two-speed fan, with economizer | PreNRes-SpltPkgAC-65to134kBtu/h-E10.0to11.0-Econ | StdNRes-SpltPkgAC-65to134kBtu/h-2Sp-E11.0-Econ | MsrNRes-SpltPkgAC-65to134kBtu/h-2Sp-E11.5-Econ | Available |  | 1 | 1 |  |  |  | HVAC-airAC |  |  | 2023-01-01 | [6 empty] | Standard |  | 1 | 1 | 0 | Deemed Ex Ante Team | 2021-11-01 20:02 | Re-simulated using CZ2022 weather data | Deemed Ex Ante Team
2023 | NE-HVAC-airAC-SpltPkg-65to134kBtuh-12p0eer-PreEconByVint | EER-rated packaged air conditioner, size range: 65 - 134 kBtu/h, EER = 12, min IEER = 13.5 EIR = 0.247, fan W/cfm = 0.4, two-speed fan, with economizer (most pre-existing vintages do not include economizer; 2014 does) | DEER2023 | D23v0 | 2021-11-01 20:02 | NE-HVAC-airAC-SpltPkg-65to134kBtuh-12p0eer-PreEconByVint | Deem-DEER | Standard | None |  |  | None |  | 0 |  | 1 | Com | Any | HVAC | SpaceCool | dxAC_equip | pkgEER |  | HVAC-airAC | Com EER-rated packaged air conditioner, 65-134 kBtu/h; Pre-2005: EER = 10.0, one-speed fan, no economizer; 2006 - 2009: EER = 10.0, one-speed fan, no economizer; 2010 - 2013: EER = 11, one-speed fan, no economizer; 2014 - 2015: EER = 11, IEER 12.7, two-speed fan, w/economizer | Com EER-rated packaged air conditioner, size range: 65 - 134 kBtu/h, EER = 11, IEER = 12.7, EIR = 0.273, fan W/cfm = 0.4, two-speed fan, with economizer | Com EER-rated packaged air conditioner, size range: 65 - 134 kBtu/h, EER = 12, min IEER = 13.5 EIR = 0.247, fan W/cfm = 0.4, two-speed fan, with economizer | PreNRes-SpltPkgAC-65to134kBtu/h-1to2Sp-E10.0to11.0-EconByVint | StdNRes-SpltPkgAC-65to134kBtu/h-2Sp-E11.0-Econ | MsrNRes-SpltPkgAC-65to134kBtu/h-2Sp-E12.0-Econ | Available |  | 1 | 1 |  |  |  | HVAC-airAC |  |  | 2023-01-01 | [6 empty] | Standard |  | 1 | 1 | 0 | Deemed Ex Ante Team | 2021-11-01 20:02 | Re-simulated using CZ2022 weather data | Deemed Ex Ante Team
2023 | NE-HVAC-airAC-SpltPkg-65to134kBtuh-12p0eer-wPreEcono | EER-rated packaged air conditioner, size range: 65 - 134 kBtu/h, EER = 12, min IEER = 13.5 EIR = 0.247, fan W/cfm = 0.4, two-speed fan, with economizer (pre-existing vintages include economizer) | DEER2023 | D23v0 | 2021-11-01 20:02 | NE-HVAC-airAC-SpltPkg-65to134kBtuh-12p0eer-wPreEcono | Deem-DEER | Standard | None |  |  | None |  | 0 |  | 1 | Com | Any | HVAC | SpaceCool | dxAC_equip | pkgEER |  | HVAC-airAC | Com EER-rated packaged air conditioner, 65-134 kBtu/h; Pre-2005: EER = 10.0, one-speed fan, w/economizer; 2006 - 2009: EER = 10.0, one-speed fan, w/economizer; 2010 - 2013: EER = 11, one-speed fan, w/economizer; 2014 - 2015: EER = 11, IEER 12.7, two-speed fan, w/economizer | Com EER-rated packaged air conditioner, size range: 65 - 134 kBtu/h, EER = 11, IEER = 12.7, EIR = 0.273, fan W/cfm = 0.4, two-speed fan, with economizer | Com EER-rated packaged air conditioner, size range: 65 - 134 kBtu/h, EER = 12, min IEER = 13.5 EIR = 0.247, fan W/cfm = 0.4, two-speed fan, with economizer | PreNRes-SpltPkgAC-65to134kBtu/h-E10.0to11.0-Econ | StdNRes-SpltPkgAC-65to134kBtu/h-2Sp-E11.0-Econ | MsrNRes-SpltPkgAC-65to134kBtu/h-2Sp-E12.0-Econ | Available |  | 1 | 1 |  |  |  | HVAC-airAC |  |  | 2023-01-01 | [6 empty] | Standard |  | 1 | 1 | 0 | Deemed Ex Ante Team | 2021-11-01 20:02 | Re-simulated using CZ2022 weather data | Deemed Ex Ante Team
2023 | NE-HVAC-airAC-SpltPkg-65to134kBtuh-12p5eer-PreEconByVint | EER-rated packaged air conditioner, size range: 65 - 134 kBtu/h, EER = 12.5, min IEER = 14, EIR = 0.236, fan W/cfm = 0.4, two-speed fan, with economizer (most pre-existing vintages do not include economizer; 2014 does) | DEER2023 | D23v0 | 2021-11-01 20:02 | NE-HVAC-airAC-SpltPkg-65to134kBtuh-12p5eer-PreEconByVint | Deem-DEER | CrossMeasWtd | None |  |  | None | airAC-SpltPkg-65to134kBtuh-12p5eer-wPreEcono | 0 |  | 1 | Com | Any | HVAC | SpaceCool | dxAC_equip | pkgEER |  | HVAC-airAC | Com EER-rated packaged air conditioner, 65-134 kBtu/h; Pre-2005: EER = 10.0, one-speed fan, no economizer; 2006 - 2009: EER = 10.0, one-speed fan, no economizer; 2010 - 2013: EER = 11, one-speed fan, no economizer; 2014 - 2015: EER = 11, IEER 12.7, two-speed fan, w/economizer | Com EER-rated packaged air conditioner, size range: 65 - 134 kBtu/h, EER = 11, IEER = 12.7, EIR = 0.273, fan W/cfm = 0.4, two-speed fan, with economizer | Com EER-rated packaged air conditioner, size range: 65 - 134 kBtu/h, EER = 12.5, min IEER = 14, EIR = 0.236, fan W/cfm = 0.4, two-speed fan, with economizer | PreNRes-SpltPkgAC-65to134kBtu/h-1to2Sp-E10.0to11.0-EconByVint | StdNRes-SpltPkgAC-65to134kBtu/h-2Sp-E11.0-Econ | MsrNRes-SpltPkgAC-65to134kBtu/h-2Sp-E12.5-Econ | Available |  | 1 | 1 |  |  |  | HVAC-airAC |  |  | 2023-01-01 | [6 empty] | Standard |  | 1 | 1 | 0 | Deemed Ex Ante Team | 2021-11-01 20:02 | Re-simulated using CZ2022 weather data | Deemed Ex Ante Team
2023 | NE-HVAC-airAC-SpltPkg-65to134kBtuh-12p5eer-wPreEcono | EER-rated packaged air conditioner, size range: 65 - 134 kBtu/h, EER = 12.5, min IEER = 14, EIR = 0.236, fan W/cfm = 0.4, two-speed fan, with economizer (pre-existing vintages include economizer) | DEER2023 | D23v0 | 2021-11-01 20:02 | NE-HVAC-airAC-SpltPkg-65to134kBtuh-12p5eer-wPreEcono | Deem-DEER | CrossMeasWtd | None |  |  | None | airAC-SpltPkg-65to134kBtuh-12p5eer-wPreEcono | 0 |  | 1 | Com | Any | HVAC | SpaceCool | dxAC_equip | pkgEER |  | HVAC-airAC | Com EER-rated packaged air conditioner, 65-134 kBtu/h; Pre-2005: EER = 10.0, one-speed fan, w/economizer; 2006 - 2009: EER = 10.0, one-speed fan, w/economizer; 2010 - 2013: EER = 11, one-speed fan, w/economizer; 2014 - 2015: EER = 11, IEER 12.7, two-speed fan, w/economizer | Com EER-rated packaged air conditioner, size range: 65 - 134 kBtu/h, EER = 11, IEER = 12.7, EIR = 0.273, fan W/cfm = 0.4, two-speed fan, with economizer | Com EER-rated packaged air conditioner, size range: 65 - 134 kBtu/h, EER = 12.5, min IEER = 14, EIR = 0.236, fan W/cfm = 0.4, two-speed fan, with economizer | PreNRes-SpltPkgAC-65to134kBtu/h-E10.0to11.0-Econ | StdNRes-SpltPkgAC-65to134kBtu/h-2Sp-E11.0-Econ | MsrNRes-SpltPkgAC-65to134kBtu/h-2Sp-E12.5-Econ | Available |  | 1 | 1 |  |  |  | HVAC-airAC |  |  | 2023-01-01 | [6 empty] | Standard |  | 1 | 1 | 0 | Deemed Ex Ante Team | 2021-11-01 20:02 | Re-simulated using CZ2022 weather data | Deemed Ex Ante Team
2023 | NE-HVAC-airAC-SpltPkg-65to134kBtuh-13p0eer-PreEconByVint | EER-rated packaged air conditioner, size range: 65 - 134 kBtu/h, EER = 13, min IEER = 15, EIR = 0.226, fan W/cfm = 0.4, two-speed fan, with economizer (most pre-existing vintages do not include economizer; 2014 does) | DEER2023 | D23v0 | 2021-11-01 20:02 | NE-HVAC-airAC-SpltPkg-65to134kBtuh-13p0eer-PreEconByVint | Deem-DEER | Standard | None |  |  | None |  | 0 |  | 1 | Com | Any | HVAC | SpaceCool | dxAC_equip | pkgEER |  | HVAC-airAC | Com EER-rated packaged air conditioner, 65-134 kBtu/h; Pre-2005: EER = 10.0, one-speed fan, no economizer; 2006 - 2009: EER = 10.0, one-speed fan, no economizer; 2010 - 2013: EER = 11, one-speed fan, no economizer; 2014 - 2015: EER = 11, IEER 12.7, two-speed fan, w/economizer | Com EER-rated packaged air conditioner, size range: 65 - 134 kBtu/h, EER = 11, IEER = 12.7, EIR = 0.273, fan W/cfm = 0.4, two-speed fan, with economizer | Com EER-rated packaged air conditioner, size range: 65 - 134 kBtu/h, EER = 13, min IEER = 15, EIR = 0.226, fan W/cfm = 0.4, two-speed fan, with economizer | PreNRes-SpltPkgAC-65to134kBtu/h-1to2Sp-E10.0to11.0-EconByVint | StdNRes-SpltPkgAC-65to134kBtu/h-2Sp-E11.0-Econ | MsrNRes-SpltPkgAC-65to134kBtu/h-2Sp-E13.0-Econ | Available |  | 1 | 1 |  |  |  | HVAC-airAC |  |  | 2023-01-01 | [6 empty] | Standard |  | 1 | 1 | 0 | Deemed Ex Ante Team | 2021-11-01 20:02 | Re-simulated using CZ2022 weather data | Deemed Ex Ante Team
2023 | NE-HVAC-airAC-SpltPkg-65to134kBtuh-13p0eer-wPreEcono | EER-rated packaged air conditioner, size range: 65 - 134 kBtu/h, EER = 13, min IEER = 15, EIR = 0.226, fan W/cfm = 0.4, two-speed fan, with economizer (pre-existing vintages include economizer) | DEER2023 | D23v0 | 2021-11-01 20:02 | NE-HVAC-airAC-SpltPkg-65to134kBtuh-13p0eer-wPreEcono | Deem-DEER | Standard | None |  |  | None |  | 0 |  | 1 | Com | Any | HVAC | SpaceCool | dxAC_equip | pkgEER |  | HVAC-airAC | Com EER-rated packaged air conditioner, 65-134 kBtu/h; Pre-2005: EER = 10.0, one-speed fan, w/economizer; 2006 - 2009: EER = 10.0, one-speed fan, w/economizer; 2010 - 2013: EER = 11, one-speed fan, w/economizer; 2014 - 2015: EER = 11, IEER 12.7, two-speed fan, w/economizer | Com EER-rated packaged air conditioner, size range: 65 - 134 kBtu/h, EER = 11, IEER = 12.7, EIR = 0.273, fan W/cfm = 0.4, two-speed fan, with economizer | Com EER-rated packaged air conditioner, size range: 65 - 134 kBtu/h, EER = 13, min IEER = 15, EIR = 0.226, fan W/cfm = 0.4, two-speed fan, with economizer | PreNRes-SpltPkgAC-65to134kBtu/h-E10.0to11.0-Econ | StdNRes-SpltPkgAC-65to134kBtu/h-2Sp-E11.0-Econ | MsrNRes-SpltPkgAC-65to134kBtu/h-2Sp-E13.0-Econ | Available |  | 1 | 1 |  |  |  | HVAC-airAC |  |  | 2023-01-01 | [6 empty] | Standard |  | 1 | 1 | 0 | Deemed Ex Ante Team | 2021-11-01 20:02 | Re-simulated using CZ2022 weather data | Deemed Ex Ante Team
2023 | NE-HVAC-airAC-SpltPkg-gte760kBtuh-10p2eer | EER-rated packaged air conditioner, size range: 760 - kBtu/h, EER = 10.2, min IEER = 11.6, EIR = 0.273, fan W/cfm = 0.61, variable-speed fan, with economizer | DEER2023 | D23v0 | 2021-11-01 20:02 | NE-HVAC-airAC-SpltPkg-gte760kBtuh-10p2eer | Deem-DEER | Standard | None |  |  | None |  | 0 |  | 1 | Com | Any | HVAC | SpaceCool | dxAC_equip | pkgEER |  | HVAC-airAC | Com EER-rated packaged air conditioner, 760+ kBtu/h; Pre-2005: EER = 9.2, variable-speed fan, w/economizer; 2006 - 2009: EER = 9.2, variable-speed fan, w/economizer; 2010 - 2013: EER = 9.5, variable-speed fan, w/economizer; 2014 - 2015: EER = 9.5, IEER = 11, variable-speed fan, w/economizer | Com EER-rated packaged air conditioner, size range: 760+ kBtu/h, EER = 9.5, IEER = 11, EIR = 0.297, variable-speed fan, with economizer | Com EER-rated packaged air conditioner, size range: 760+ kBtu/h, EER = 10.2, min IEER = 11.6, EIR = 0.273, variable-speed fan, with economizer | PreNRes-PVVAC-gte760kBtu/h-VarSpHorP-E9.2to9.7-Econ | StdNRes-PVVAC-gte760kBtu/h-VarSpP-E9.7-Econ | MsrNRes-PVVAC-gte760kBtu/h-VarSpP-E10.2-Econ | Available |  | 0 | 0 |  |  |  | HVAC-airAC |  |  | 2023-01-01 | [6 empty] | Standard |  | 1 | 1 | 0 | Deemed Ex Ante Team | 2021-11-01 20:02 | Re-simulated using CZ2022 weather data | Deemed Ex Ante Team
2023 | NE-HVAC-airAC-SpltPkg-gte760kBtuh-11p0eer | EER-rated packaged air conditioner, size range: 760 - kBtu/h, EER = 11, min IEER = 12.3, EIR = 0.249, fan W/cfm = 0.61, variable-speed fan, with economizer | DEER2023 | D23v0 | 2021-11-01 20:02 | NE-HVAC-airAC-SpltPkg-gte760kBtuh-11p0eer | Deem-DEER | Standard | None |  |  | None |  | 0 |  | 1 | Com | Any | HVAC | SpaceCool | dxAC_equip | pkgEER |  | HVAC-airAC | Com EER-rated packaged air conditioner, 760+ kBtu/h; Pre-2005: EER = 9.2, variable-speed fan, w/economizer; 2006 - 2009: EER = 9.2, variable-speed fan, w/economizer; 2010 - 2013: EER = 9.5, variable-speed fan, w/economizer; 2014 - 2015: EER = 9.5, IEER = 11, variable-speed fan, w/economizer | Com EER-rated packaged air conditioner, size range: 760+ kBtu/h, EER = 9.5, IEER = 11, EIR = 0.297, variable-speed fan, with economizer | Com EER-rated packaged air conditioner, size range: 760+ kBtu/h, EER = 11, min IEER = 12.3, EIR = 0.249, variable-speed fan, with economizer | PreNRes-PVVAC-gte760kBtu/h-VarSpHorP-E9.2to9.7-Econ | StdNRes-PVVAC-gte760kBtu/h-VarSpP-E9.7-Econ | MsrNRes-PVVAC-gte760kBtu/h-VarSpP-E11.0-Econ | Available |  | 0 | 0 |  |  |  | HVAC-airAC |  |  | 2023-01-01 | [6 empty] | Standard |  | 1 | 1 | 0 | Deemed Ex Ante Team | 2021-11-01 20:02 | Re-simulated using CZ2022 weather data | Deemed Ex Ante Team
2023 | NE-HVAC-airAC-SpltPkg-gte760kBtuh-12p0eer | EER-rated packaged air conditioner, size range: 760 - kBtu/h, EER = 12, min IEER = 13.8, EIR = 0.224, fan W/cfm = 0.61, variable-speed fan, with economizer | DEER2023 | D23v0 | 2021-11-01 20:02 | NE-HVAC-airAC-SpltPkg-gte760kBtuh-12p0eer | Deem-DEER | Standard | None |  |  | None |  | 0 |  | 1 | Com | Any | HVAC | SpaceCool | dxAC_equip | pkgEER |  | HVAC-airAC | Com EER-rated packaged air conditioner, 760+ kBtu/h; Pre-2005: EER = 9.2, variable-speed fan, w/economizer; 2006 - 2009: EER = 9.2, variable-speed fan, w/economizer; 2010 - 2013: EER = 9.5, variable-speed fan, w/economizer; 2014 - 2015: EER = 9.5, IEER = 11, variable-speed fan, w/economizer | Com EER-rated packaged air conditioner, size range: 760+ kBtu/h, EER = 9.5, IEER = 11, EIR = 0.297, variable-speed fan, with economizer | Com EER-rated packaged air conditioner, size range: 760+ kBtu/h, EER = 12, min IEER = 13.8, EIR = 0.224, variable-speed fan, with economizer | PreNRes-PVVAC-gte760kBtu/h-VarSpHorP-E9.2to9.7-Econ | StdNRes-PVVAC-gte760kBtu/h-VarSpP-E9.7-Econ | MsrNRes-PVVAC-gte760kBtu/h-VarSpP-E12.0-Econ | Available |  | 0 | 0 |  |  |  | HVAC-airAC |  |  | 2023-01-01 | [6 empty] | Standard |  | 1 | 1 | 0 | Deemed Ex Ante Team | 2021-11-01 20:02 | Re-simulated using CZ2022 weather data | Deemed Ex Ante Team
2023 | NE-HVAC-airHP-Pkg-55to65kBtuh-15p0seer-8p2hspf-PreEconByVint | Commercial SEER-rated packaged heat pump, size range: 55 - 65 kBtu/h, SEER = 15.0 (HSPF = 8.2), EIR = 0.256, fan W/cfm = 0.25, two-speed fan, with economizer | DEER2023 | D23v0 | 2022-02-08 17:28 | NE-HVAC-airHP-Pkg-55to65kBtuh-15p0seer-8p2hspf-PreEconByVint | Deem-DEER | Standard | None |  |  | None |  | 0 |  | 1 | Com | Any | HVAC | HeatCool | dxHP_equip | pkgSEER |  | HVAC-airHP | Com SEER-rated packaged heat pump, 55-65 kBtu/h; Old: SEER = 9.7 (HSPF = 6.6), one-speed fan, no economizer; Ex: SEER = 13 (HSPF = 7.7), one-speed fan, no economizer; Recent: SEER = 14.0 (HSPF = 8.0), two-speed fan, w/economizer | Com SEER-rated packaged heat pump, size range: 55 - 65 kBtu/h, SEER = 14.0 (HSPF = 8.0), EIR = 0.27, fan W/cfm = 0.29, two-speed fan, with economizer | Com SEER-rated packaged heat pump, size range: 55 - 65 kBtu/h, SEER = 15.0 (HSPF = 8.2), EIR = 0.256, fan W/cfm = 0.25, two-speed fan, with economizer | PreNRes-PkgHP-55-65kBtuh-S9.7to14.0-H6.6to8.0-1to2Sp-EconByVint | StdNRes-PkgHP-55to65kBtuh-S14.0-H8.0-2Sp-Econ | MsrNRes-PkgHP-55to65kBtuh-S15.0-H8.2-2Sp-Econ | Available |  | 1 | 1 |  |  |  | HVAC-airHP |  |  | 2023-01-01 | [6 empty] | Standard |  | 1 | 1 | 0 | Deemed Ex Ante Team | 2022-02-08 17:28 | Re-simulated using CZ2022 weather data | Deemed Ex Ante Team
2023 | NE-HVAC-airHP-Pkg-55to65kBtuh-15p0seer-8p2hspf-wPreEcono | Commercial SEER-rated packaged heat pump, size range: 55 - 65 kBtu/h, SEER = 15.0 (HSPF = 8.2), EIR = 0.256, fan W/cfm = 0.25, two-speed fan, with economizer | DEER2023 | D23v0 | 2022-02-08 17:28 | NE-HVAC-airHP-Pkg-55to65kBtuh-15p0seer-8p2hspf-wPreEcono | Deem-DEER | Standard | None |  |  | None |  | 0 |  | 1 | Com | Any | HVAC | HeatCool | dxHP_equip | pkgSEER |  | HVAC-airHP | Com SEER-rated packaged heat pump, 55-65 kBtu/h; Old: SEER = 9.7 (HSPF = 6.6), one-speed fan, w/economizer; Ex: SEER = 13.0 (HSPF = 7.7), one-speed fan, w/economizer; Recent: SEER = 14.0 (HSPF = 8.0), two-speed fan, w/economizer | Com SEER-rated packaged heat pump, size range: 55 - 65 kBtu/h, SEER = 14.0 (HSPF = 8.0), EIR = 0.27, fan W/cfm = 0.29, two-speed fan, with economizer | Com SEER-rated packaged heat pump, size range: 55 - 65 kBtu/h, SEER = 15.0 (HSPF = 8.2), EIR = 0.256, fan W/cfm = 0.25, two-speed fan, with economizer | PreNRes-PkgHP-55-65kBtuh-S9.7to14.0-H6.6to8.0-1to2Sp-Econ | StdNRes-PkgHP-55to65kBtuh-S14.0-H8.0-2Sp-Econ | MsrNRes-PkgHP-55to65kBtuh-S15.0-H8.2-2Sp-Econ | Available |  | 1 | 1 |  |  |  | HVAC-airHP |  |  | 2023-01-01 | [6 empty] | Standard |  | 1 | 1 | 0 | Deemed Ex Ante Team | 2022-02-08 17:28 | Re-simulated using CZ2022 weather data | Deemed Ex Ante Team
2023 | NE-HVAC-airHP-Pkg-55to65kBtuh-16p0seer-8p5hspf-PreEconByVint | Commercial SEER-rated packaged heat pump, size range: 55 - 65 kBtu/h, SEER = 16.0 (HSPF = 8.5), EIR = 0.238, fan W/cfm = 0.27, two-speed fan, with economizer | DEER2023 | D23v0 | 2022-02-08 17:28 | NE-HVAC-airHP-Pkg-55to65kBtuh-16p0seer-8p5hspf-PreEconByVint | Deem-DEER | Standard | None |  |  | None |  | 0 |  | 1 | Com | Any | HVAC | HeatCool | dxHP_equip | pkgSEER |  | HVAC-airHP | Com SEER-rated packaged heat pump, 55-65 kBtu/h; Old: SEER = 9.7 (HSPF = 6.6), one-speed fan, no economizer; Ex: SEER = 13 (HSPF = 7.7), one-speed fan, no economizer; Recent: SEER = 14.0 (HSPF = 8.0), two-speed fan, w/economizer | Com SEER-rated packaged heat pump, size range: 55 - 65 kBtu/h, SEER = 14.0 (HSPF = 8.0), EIR = 0.27, fan W/cfm = 0.29, two-speed fan, with economizer | Com SEER-rated packaged heat pump, size range: 55 - 65 kBtu/h, SEER = 16 (HSPF = 8.5), EIR = 0.238, fan W/cfm = 0.27, two-speed fan, with economizer | PreNRes-PkgHP-55-65kBtuh-S9.7to14.0-H6.6to8.0-1to2Sp-EconByVint | StdNRes-PkgHP-55to65kBtuh-S14.0-H8.0-2Sp-Econ | MsrNRes-PkgHP-55to65kBtuh-S16.0-H8.5-2Sp-Econ | Available |  | 1 | 1 |  |  |  | HVAC-airHP |  |  | 2023-01-01 | [6 empty] | Standard |  | 1 | 1 | 0 | Deemed Ex Ante Team | 2022-02-08 17:28 | Re-simulated using CZ2022 weather data | Deemed Ex Ante Team
2023 | NE-HVAC-airHP-Pkg-55to65kBtuh-16p0seer-8p5hspf-wPreEcono | Commercial SEER-rated packaged heat pump, size range: 55 - 65 kBtu/h, SEER = 16.0 (HSPF = 8.5), EIR = 0.238, fan W/cfm = 0.27, two-speed fan, with economizer | DEER2023 | D23v0 | 2022-02-08 17:28 | NE-HVAC-airHP-Pkg-55to65kBtuh-16p0seer-8p5hspf-wPreEcono | Deem-DEER | Standard | None |  |  | None |  | 0 |  | 1 | Com | Any | HVAC | HeatCool | dxHP_equip | pkgSEER |  | HVAC-airHP | Com SEER-rated packaged heat pump, 55-65 kBtu/h; Old: SEER = 9.7 (HSPF = 6.6), one-speed fan, w/economizer; Ex: SEER = 13.0 (HSPF = 7.7), one-speed fan, w/economizer; Recent: SEER = 14.0 (HSPF = 8.0), two-speed fan, w/economizer | Com SEER-rated packaged heat pump, size range: 55 - 65 kBtu/h, SEER = 14.0 (HSPF = 8.0), EIR = 0.27, fan W/cfm = 0.29, two-speed fan, with economizer | Com SEER-rated packaged heat pump, size range: 55 - 65 kBtu/h, SEER = 16 (HSPF = 8.5), EIR = 0.238, fan W/cfm = 0.27, two-speed fan, with economizer | PreNRes-PkgHP-55-65kBtuh-S9.7to14.0-H6.6to8.0-1to2Sp-Econ | StdNRes-PkgHP-55to65kBtuh-S14.0-H8.0-2Sp-Econ | MsrNRes-PkgHP-55to65kBtuh-S16.0-H8.5-2Sp-Econ | Available |  | 1 | 1 |  |  |  | HVAC-airHP |  |  | 2023-01-01 | [6 empty] | Standard |  | 1 | 1 | 0 | Deemed Ex Ante Team | 2022-02-08 17:28 | Re-simulated using CZ2022 weather data | Deemed Ex Ante Team
2023 | NE-HVAC-airHP-Pkg-55to65kBtuh-17p0seer-9p0hspf-PreEconByVint | Commercial SEER-rated packaged heat pump, size range: 55 - 65 kBtu/h, SEER = 17.0 (HSPF = 9.0), EIR = 0.223, fan W/cfm = 0.27, two-speed fan, with economizer | DEER2023 | D23v0 | 2022-02-08 17:28 | NE-HVAC-airHP-Pkg-55to65kBtuh-17p0seer-9p0hspf-PreEconByVint | Deem-DEER | Standard | None |  |  | None |  | 0 |  | 1 | Com | Any | HVAC | HeatCool | dxHP_equip | pkgSEER |  | HVAC-airHP | Com SEER-rated packaged heat pump, 55-65 kBtu/h; Old: SEER = 9.7 (HSPF = 6.6), one-speed fan, no economizer; Ex: SEER = 13 (HSPF = 7.7), one-speed fan, no economizer; Recent: SEER = 14.0 (HSPF = 8.0), two-speed fan, w/economizer | Com SEER-rated packaged heat pump, size range: 55 - 65 kBtu/h, SEER = 14.0 (HSPF = 8.0), EIR = 0.27, fan W/cfm = 0.29, two-speed fan, with economizer | Com SEER-rated packaged heat pump, size range: 55 - 65 kBtu/h, SEER = 17 (HSPF = 9.0), EIR = 0.223, fan W/cfm = 0.27, two-speed fan, with economizer | PreNRes-PkgHP-55-65kBtuh-S9.7to14.0-H6.6to8.0-1to2Sp-EconByVint | StdNRes-PkgHP-55to65kBtuh-S14.0-H8.0-2Sp-Econ | MsrNRes-PkgHP-55to65kBtuh-S17.0-H9.0-2Sp-Econ | Available |  | 1 | 1 |  |  |  | HVAC-airHP |  |  | 2023-01-01 | [6 empty] | Standard |  | 1 | 1 | 0 | Deemed Ex Ante Team | 2022-02-08 17:28 | Re-simulated using CZ2022 weather data | Deemed Ex Ante Team
2023 | NE-HVAC-airHP-Pkg-55to65kBtuh-17p0seer-9p0hspf-wPreEcono | Commercial SEER-rated packaged heat pump, size range: 55 - 65 kBtu/h, SEER = 17.0 (HSPF = 9.0), EIR = 0.223, fan W/cfm = 0.27, two-speed fan, with economizer | DEER2023 | D23v0 | 2022-02-08 17:28 | NE-HVAC-airHP-Pkg-55to65kBtuh-17p0seer-9p0hspf-wPreEcono | Deem-DEER | Standard | None |  |  | None |  | 0 |  | 1 | Com | Any | HVAC | HeatCool | dxHP_equip | pkgSEER |  | HVAC-airHP | Com SEER-rated packaged heat pump, 55-65 kBtu/h; Old: SEER = 9.7 (HSPF = 6.6), one-speed fan, w/economizer; Ex: SEER = 13.0 (HSPF = 7.7), one-speed fan, w/economizer; Recent: SEER = 14.0 (HSPF = 8.0), two-speed fan, w/economizer | Com SEER-rated packaged heat pump, size range: 55 - 65 kBtu/h, SEER = 14.0 (HSPF = 8.0), EIR = 0.27, fan W/cfm = 0.29, two-speed fan, with economizer | Com SEER-rated packaged heat pump, size range: 55 - 65 kBtu/h, SEER = 17 (HSPF = 9.0), EIR = 0.223, fan W/cfm = 0.27, two-speed fan, with economizer | PreNRes-PkgHP-55-65kBtuh-S9.7to14.0-H6.6to8.0-1to2Sp-Econ | StdNRes-PkgHP-55to65kBtuh-S14.0-H8.0-2Sp-Econ | MsrNRes-PkgHP-55to65kBtuh-S17.0-H9.0-2Sp-Econ | Available |  | 1 | 1 |  |  |  | HVAC-airHP |  |  | 2023-01-01 | [6 empty] | Standard |  | 1 | 1 | 0 | Deemed Ex Ante Team | 2022-02-08 17:28 | Re-simulated using CZ2022 weather data | Deemed Ex Ante Team
2023 | NE-HVAC-airHP-Pkg-lt55kBtuh-15p0seer-8p2hspf | Commercial SEER-rated packaged heat pump, size range: 18 - 65 kBtu/h, SEER = 15.0 (HSPF = 8.2), EIR = 0.226, fan W/cfm = 0.29, one-speed fan, without economizer | DEER2023 | D23v0 | 2022-02-08 17:28 | NE-HVAC-airHP-Pkg-lt55kBtuh-15p0seer-8p2hspf | Deem-DEER | Standard | None |  |  | None |  | 0 |  | 1 | Com | Any | HVAC | HeatCool | dxHP_equip | pkgSEER |  | HVAC-airHP | Com SEER-rated packaged heat pump, less than 55 kBtu/h; Old: SEER = 9.7 (HSPF = 6.6), one-speed fan, no economizer; Ex: SEER = 13 (HSPF = 7.7), one-speed fan, no economizer; Recent: SEER = 14.0 (HSPF = 8.0), one-speed fan, no economizer; | Com SEER-rated packaged heat pump, size range: 18 - 55 kBtu/h, SEER = 14.0 (HSPF = 8.0), EIR = 0.245, fan W/cfm = 0.29, one-speed fan, without economizer | Com SEER-rated packaged heat pump, size range: 18 - 65 kBtu/h, SEER = 15 (HSPF = 8.2), EIR = 0.226, fan W/cfm = 0.29, one-speed fan, without economizer | PreNRes-PkgHP-lt55kBtuh-S9.7to14.0-H6.6to8.0-1to2Sp | StdNRes-PkgHP-lt55kBtuh-S14.0-H8.0-1Sp | MsrNRes-PkgHP-lt55kBtuh-S15.0-H8.2-1Sp | Available |  | 1 | 1 |  |  |  | HVAC-airHP |  |  | 2023-01-01 | [6 empty] | Standard |  | 1 | 1 | 0 | Deemed Ex Ante Team | 2022-02-08 17:28 | Re-simulated using CZ2022 weather data | Deemed Ex Ante Team
2023 | NE-HVAC-airHP-Pkg-lt55kBtuh-16p0seer-8p5hspf | Commercial SEER-rated packaged heat pump, size range: 18 - 65 kBtu/h, SEER = 16.0 (HSPF = 8.5), EIR = 0.238, fan W/cfm = 0.27, two-speed fan, without economizer | DEER2023 | D23v0 | 2022-02-08 17:28 | NE-HVAC-airHP-Pkg-lt55kBtuh-16p0seer-8p5hspf | Deem-DEER | Standard | None |  |  | None |  | 0 |  | 1 | Com | Any | HVAC | HeatCool | dxHP_equip | pkgSEER |  | HVAC-airHP | Com SEER-rated packaged heat pump, less than 55 kBtu/h; Old: SEER = 9.7 (HSPF = 6.6), one-speed fan, no economizer; Ex: SEER = 13 (HSPF = 7.7), one-speed fan, no economizer; Recent: SEER = 14.0 (HSPF = 8.0), one-speed fan, no economizer; | Com SEER-rated packaged heat pump, size range: 18 - 55 kBtu/h, SEER = 14.0 (HSPF = 8.0), EIR = 0.245, fan W/cfm = 0.29, one-speed fan, without economizer | Com SEER-rated packaged heat pump, size range: 18 - 65 kBtu/h, SEER = 16 (HSPF = 8.5), EIR = 0.238, fan W/cfm = 0.27, two-speed fan, without economizer | PreNRes-PkgHP-lt55kBtuh-S9.7to14.0-H6.6to8.0-1to2Sp | StdNRes-PkgHP-lt55kBtuh-S14.0-H8.0-1Sp | MsrNRes-PkgHP-lt55kBtuh-S16.0-H8.5-2Sp | Available |  | 1 | 1 |  |  |  | HVAC-airHP |  |  | 2023-01-01 | [6 empty] | Standard |  | 1 | 1 | 0 | Deemed Ex Ante Team | 2022-02-08 17:28 | Re-simulated using CZ2022 weather data | Deemed Ex Ante Team
2023 | NE-HVAC-airHP-Pkg-lt55kBtuh-17p0seer-9p0hspf | Commercial SEER-rated packaged heat pump, size range: 18 - 65 kBtu/h, SEER = 17.0 (HSPF = 9.0), EIR = 0.223, fan W/cfm = 0.27, two-speed fan, without economizer | DEER2023 | D23v0 | 2022-02-08 17:28 | NE-HVAC-airHP-Pkg-lt55kBtuh-17p0seer-9p0hspf | Deem-DEER | Standard | None |  |  | None |  | 0 |  | 1 | Com | Any | HVAC | HeatCool | dxHP_equip | pkgSEER |  | HVAC-airHP | Com SEER-rated packaged heat pump, less than 55 kBtu/h; Old: SEER = 9.7 (HSPF = 6.6), one-speed fan, no economizer; Ex: SEER = 13 (HSPF = 7.7), one-speed fan, no economizer; Recent: SEER = 14.0 (HSPF = 8.0), one-speed fan, no economizer; | Com SEER-rated packaged heat pump, size range: 18 - 55 kBtu/h, SEER = 14.0 (HSPF = 8.0), EIR = 0.245, fan W/cfm = 0.29, one-speed fan, without economizer | Com SEER-rated packaged heat pump, size range: 18 - 65 kBtu/h, SEER = 17 (HSPF = 9.0), EIR = 0.223, fan W/cfm = 0.27, two-speed fan, without economizer | PreNRes-PkgHP-lt55kBtuh-S9.7to14.0-H6.6to8.0-1to2Sp | StdNRes-PkgHP-lt55kBtuh-S14.0-H8.0-1Sp | MsrNRes-PkgHP-lt55kBtuh-S17.0-H9.0-2Sp | Available |  | 1 | 1 |  |  |  | HVAC-airHP |  |  | 2023-01-01 | [6 empty] | Standard |  | 1 | 1 | 0 | Deemed Ex Ante Team | 2022-02-08 17:28 | Re-simulated using CZ2022 weather data | Deemed Ex Ante Team
2023 | NE-HVAC-airHP-Split-55to65kBtuh-15p0seer-8p7hspf-PreEconByVint | Commercial SEER-rated split heat pump, size range: 55 - 65 kBtu/h, SEER = 15.0 (HSPF = 8.7), EIR = 0.256, fan W/cfm = 0.25, two-speed fan, with economizer | DEER2023 | D23v0 | 2022-02-08 17:28 | NE-HVAC-airHP-Split-55to65kBtuh-15p0seer-8p7hspf-PreEconByVint | Deem-DEER | Standard | None |  |  | None |  | 0 |  | 1 | Com | Any | HVAC | HeatCool | dxHP_equip | spltSEER |  | HVAC-airHP | Com SEER-rated split heat pump, 55-65 kBtu/h; Old: SEER = 10.0 (HSPF = 6.8), one-speed fan, no economizer; Ex: SEER = 13.0 (HSPF = 7.7), one-speed fan, no economizer; Recent: SEER = 14.0 (HSPF = 8.2), two-speed fan, w/economizer | Com SEER-rated split heat pump, size range: 55 - 65 kBtu/h, SEER = 14.0 (HSPF = 8.2), EIR = 0.27, fan W/cfm = 0.29, two-speed fan, with economizer | Com SEER-rated split heat pump, size range: 55 - 65 kBtu/h, SEER = 15 (HSPF = 8.7), EIR = 0.256, fan W/cfm = 0.25, two-speed fan, with economizer | PreNRes-SplitHP-55to65kBtuh-S10.0to14.0-H6.8to8.2-1to2Sp-EconByVint | StdNRes-SplitHP-55to65kBtuh-S14.0-H8.2-2Sp-Econ | MsrNRes-SplitHP-55to65kBtuh-S15.0-H8.7-2Sp-Econ | Available |  | 1 | 1 |  |  |  | HVAC-airHP |  |  | 2023-01-01 | [6 empty] | Standard |  | 1 | 1 | 0 | Deemed Ex Ante Team | 2022-02-08 17:28 | Re-simulated using CZ2022 weather data | Deemed Ex Ante Team
2023 | NE-HVAC-airHP-Split-55to65kBtuh-15p0seer-8p7hspf-wPreEcono | Commercial SEER-rated split heat pump, size range: 55 - 65 kBtu/h, SEER = 15.0 (HSPF = 8.7), EIR = 0.256, fan W/cfm = 0.25, two-speed fan, with economizer | DEER2023 | D23v0 | 2022-02-08 17:28 | NE-HVAC-airHP-Split-55to65kBtuh-15p0seer-8p7hspf-wPreEcono | Deem-DEER | Standard | None |  |  | None |  | 0 |  | 1 | Com | Any | HVAC | HeatCool | dxHP_equip | spltSEER |  | HVAC-airHP | Com SEER-rated split heat pump, 55-65 kBtu/h; Old: SEER = 10.0 (HSPF = 6.8), one-speed fan, w/economizer; Ex: SEER = 13.0 (HSPF = 7.7), one-speed fan, w/economizer; Recent: SEER = 14.0 (HSPF = 8.2), two-speed fan, w/economizer | Com SEER-rated split heat pump, size range: 55 - 65 kBtu/h, SEER = 14.0 (HSPF = 8.2), EIR = 0.27, fan W/cfm = 0.29, two-speed fan, with economizer | Com SEER-rated split heat pump, size range: 55 - 65 kBtu/h, SEER = 15 (HSPF = 8.7), EIR = 0.256, fan W/cfm = 0.25, two-speed fan, with economizer | PreNRes-SplitHP-55to65kBtuh-S10.0to14.0-H6.8to8.2-1to2Sp-Econ | StdNRes-SplitHP-55to65kBtuh-S14.0-H8.2-2Sp-Econ | MsrNRes-SplitHP-55to65kBtuh-S15.0-H8.7-2Sp-Econ | Available |  | 1 | 1 |  |  |  | HVAC-airHP |  |  | 2023-01-01 | [6 empty] | Standard |  | 1 | 1 | 0 | Deemed Ex Ante Team | 2022-02-08 17:28 | Re-simulated using CZ2022 weather data | Deemed Ex Ante Team
2023 | NE-HVAC-airHP-Split-55to65kBtuh-16p0seer-9p0hspf-PreEconByVint | Commercial SEER-rated split heat pump, size range: 55 - 65 kBtu/h, SEER = 16.0 (HSPF = 9.0), EIR = 0.238, fan W/cfm = 0.27, two-speed fan, with economizer | DEER2023 | D23v0 | 2022-02-08 17:28 | NE-HVAC-airHP-Split-55to65kBtuh-16p0seer-9p0hspf-PreEconByVint | Deem-DEER | Standard | None |  |  | None |  | 0 |  | 1 | Com | Any | HVAC | HeatCool | dxHP_equip | spltSEER |  | HVAC-airHP | Com SEER-rated split heat pump, 55-65 kBtu/h; Old: SEER = 10.0 (HSPF = 6.8), one-speed fan, no economizer; Ex: SEER = 13.0 (HSPF = 7.7), one-speed fan, no economizer; Recent: SEER = 14.0 (HSPF = 8.2), two-speed fan, w/economizer | Com SEER-rated split heat pump, size range: 55 - 65 kBtu/h, SEER = 14.0 (HSPF = 8.2), EIR = 0.27, fan W/cfm = 0.29, two-speed fan, with economizer | Com SEER-rated split heat pump, size range: 55 - 65 kBtu/h, SEER = 16 (HSPF = 9.0), EIR = 0.238, fan W/cfm = 0.27, two-speed fan, with economizer | PreNRes-SplitHP-55to65kBtuh-S10.0to14.0-H6.8to8.2-1to2Sp-EconByVint | StdNRes-SplitHP-55to65kBtuh-S14.0-H8.2-2Sp-Econ | MsrNRes-SplitHP-55to65kBtuh-S16.0-H9.0-2Sp-Econ | Available |  | 1 | 1 |  |  |  | HVAC-airHP |  |  | 2023-01-01 | [6 empty] | Standard |  | 1 | 1 | 0 | Deemed Ex Ante Team | 2022-02-08 17:28 | Re-simulated using CZ2022 weather data | Deemed Ex Ante Team
2023 | NE-HVAC-airHP-Split-55to65kBtuh-16p0seer-9p0hspf-wPreEcono | Commercial SEER-rated split heat pump, size range: 55 - 65 kBtu/h, SEER = 16.0 (HSPF = 9.0), EIR = 0.238, fan W/cfm = 0.27, two-speed fan, with economizer | DEER2023 | D23v0 | 2022-02-08 17:28 | NE-HVAC-airHP-Split-55to65kBtuh-16p0seer-9p0hspf-wPreEcono | Deem-DEER | Standard | None |  |  | None |  | 0 |  | 1 | Com | Any | HVAC | HeatCool | dxHP_equip | spltSEER |  | HVAC-airHP | Com SEER-rated split heat pump, 55-65 kBtu/h; Old: SEER = 10.0 (HSPF = 6.8), one-speed fan, w/economizer; Ex: SEER = 13.0 (HSPF = 7.7), one-speed fan, w/economizer; Recent: SEER = 14.0 (HSPF = 8.2), two-speed fan, w/economizer | Com SEER-rated split heat pump, size range: 55 - 65 kBtu/h, SEER = 14.0 (HSPF = 8.2), EIR = 0.27, fan W/cfm = 0.29, two-speed fan, with economizer | Com SEER-rated split heat pump, size range: 55 - 65 kBtu/h, SEER = 16 (HSPF = 9.0), EIR = 0.238, fan W/cfm = 0.27, two-speed fan, with economizer | PreNRes-SplitHP-55to65kBtuh-S10.0to14.0-H6.8to8.2-1to2Sp-Econ | StdNRes-SplitHP-55to65kBtuh-S14.0-H8.2-2Sp-Econ | MsrNRes-SplitHP-55to65kBtuh-S16.0-H9.0-2Sp-Econ | Available |  | 1 | 1 |  |  |  | HVAC-airHP |  |  | 2023-01-01 | [6 empty] | Standard |  | 1 | 1 | 0 | Deemed Ex Ante Team | 2022-02-08 17:28 | Re-simulated using CZ2022 weather data | Deemed Ex Ante Team
2023 | NE-HVAC-airHP-Split-55to65kBtuh-17p0seer-9p4hspf-PreEconByVint | Commercial SEER-rated split heat pump, size range: 55 - 65 kBtu/h, SEER = 17.0 (HSPF = 9.4), EIR = 0.223, fan W/cfm = 0.27, two-speed fan, with economizer | DEER2023 | D23v0 | 2022-02-08 17:28 | NE-HVAC-airHP-Split-55to65kBtuh-17p0seer-9p4hspf-PreEconByVint | Deem-DEER | Standard | None |  |  | None |  | 0 |  | 1 | Com | Any | HVAC | HeatCool | dxHP_equip | spltSEER |  | HVAC-airHP | Com SEER-rated split heat pump, 55-65 kBtu/h; Old: SEER = 10.0 (HSPF = 6.8), one-speed fan, no economizer; Ex: SEER = 13.0 (HSPF = 7.7), one-speed fan, no economizer; Recent: SEER = 14.0 (HSPF = 8.2), two-speed fan, w/economizer | Com SEER-rated split heat pump, size range: 55 - 65 kBtu/h, SEER = 14.0 (HSPF = 8.2), EIR = 0.27, fan W/cfm = 0.29, two-speed fan, with economizer | Com SEER-rated split heat pump, size range: 55 - 65 kBtu/h, SEER = 17 (HSPF = 9.4), EIR = 0.223, fan W/cfm = 0.27, two-speed fan, with economizer | PreNRes-SplitHP-55to65kBtuh-S10.0to14.0-H6.8to8.2-1to2Sp-EconByVint | StdNRes-SplitHP-55to65kBtuh-S14.0-H8.2-2Sp-Econ | MsrNRes-SplitHP-55to65kBtuh-S17.0-H9.4-2Sp-Econ | Available |  | 1 | 1 |  |  |  | HVAC-airHP |  |  | 2023-01-01 | [6 empty] | Standard |  | 1 | 1 | 0 | Deemed Ex Ante Team | 2022-02-08 17:28 | Re-simulated using CZ2022 weather data | Deemed Ex Ante Team
2023 | NE-HVAC-airHP-Split-55to65kBtuh-17p0seer-9p4hspf-wPreEcono | Commercial SEER-rated split heat pump, size range: 55 - 65 kBtu/h, SEER = 17.0 (HSPF = 9.4), EIR = 0.223, fan W/cfm = 0.27, two-speed fan, with economizer | DEER2023 | D23v0 | 2022-02-08 17:28 | NE-HVAC-airHP-Split-55to65kBtuh-17p0seer-9p4hspf-wPreEcono | Deem-DEER | Standard | None |  |  | None |  | 0 |  | 1 | Com | Any | HVAC | HeatCool | dxHP_equip | spltSEER |  | HVAC-airHP | Com SEER-rated split heat pump, 55-65 kBtu/h; Old: SEER = 10.0 (HSPF = 6.8), one-speed fan, w/economizer; Ex: SEER = 13.0 (HSPF = 7.7), one-speed fan, w/economizer; Recent: SEER = 14.0 (HSPF = 8.2), two-speed fan, w/economizer | Com SEER-rated split heat pump, size range: 55 - 65 kBtu/h, SEER = 14.0 (HSPF = 8.2), EIR = 0.27, fan W/cfm = 0.29, two-speed fan, with economizer | Com SEER-rated split heat pump, size range: 55 - 65 kBtu/h, SEER = 17 (HSPF = 9.4), EIR = 0.223, fan W/cfm = 0.27, two-speed fan, with economizer | PreNRes-SplitHP-55to65kBtuh-S10.0to14.0-H6.8to8.2-1to2Sp-Econ | StdNRes-SplitHP-55to65kBtuh-S14.0-H8.2-2Sp-Econ | MsrNRes-SplitHP-55to65kBtuh-S17.0-H9.4-2Sp-Econ | Available |  | 1 | 1 |  |  |  | HVAC-airHP |  |  | 2023-01-01 | [6 empty] | Standard |  | 1 | 1 | 0 | Deemed Ex Ante Team | 2022-02-08 17:28 | Re-simulated using CZ2022 weather data | Deemed Ex Ante Team
2023 | NE-HVAC-airHP-Split-55to65kBtuh-18p0seer-9p7hspf-PreEconByVint | Commercial SEER-rated split heat pump, size range: 55 - 65 kBtu/h, SEER = 18.0 (HSPF = 9.7), EIR = 0.209, fan W/cfm = 0.27, two-speed fan, with economizer | DEER2023 | D23v0 | 2022-02-08 17:28 | NE-HVAC-airHP-Split-55to65kBtuh-18p0seer-9p7hspf-PreEconByVint | Deem-DEER | Standard | None |  |  | None |  | 0 |  | 1 | Com | Any | HVAC | HeatCool | dxHP_equip | spltSEER |  | HVAC-airHP | Com SEER-rated split heat pump, 55-65 kBtu/h; Old: SEER = 10.0 (HSPF = 6.8), one-speed fan, no economizer; Ex: SEER = 13.0 (HSPF = 7.7), one-speed fan, no economizer; Recent: SEER = 14.0 (HSPF = 8.2), two-speed fan, w/economizer | Com SEER-rated split heat pump, size range: 55 - 65 kBtu/h, SEER = 14.0 (HSPF = 8.2), EIR = 0.27, fan W/cfm = 0.29, two-speed fan, with economizer | Com SEER-rated split heat pump, size range: 55 - 65 kBtu/h, SEER = 18 (HSPF = 9.7), EIR = 0.209, fan W/cfm = 0.27, two-speed fan, with economizer | PreNRes-SplitHP-55to65kBtuh-S10.0to14.0-H6.8to8.2-1to2Sp-EconByVint | StdNRes-SplitHP-55to65kBtuh-S14.0-H8.2-2Sp-Econ | MsrNRes-SplitHP-55to65kBtuh-S18.0-H9.7-2Sp-Econ | Available |  | 1 | 1 |  |  |  | HVAC-airHP |  |  | 2023-01-01 | [6 empty] | Standard |  | 1 | 1 | 0 | Deemed Ex Ante Team | 2022-02-08 17:28 | Re-simulated using CZ2022 weather data | Deemed Ex Ante Team
2023 | NE-HVAC-airHP-Split-55to65kBtuh-18p0seer-9p7hspf-wPreEcono | Commercial SEER-rated split heat pump, size range: 55 - 65 kBtu/h, SEER = 18.0 (HSPF = 9.7), EIR = 0.209, fan W/cfm = 0.27, two-speed fan, with economizer | DEER2023 | D23v0 | 2022-02-08 17:28 | NE-HVAC-airHP-Split-55to65kBtuh-18p0seer-9p7hspf-wPreEcono | Deem-DEER | Standard | None |  |  | None |  | 0 |  | 1 | Com | Any | HVAC | HeatCool | dxHP_equip | spltSEER |  | HVAC-airHP | Com SEER-rated split heat pump, 55-65 kBtu/h; Old: SEER = 10.0 (HSPF = 6.8), one-speed fan, w/economizer; Ex: SEER = 13.0 (HSPF = 7.7), one-speed fan, w/economizer; Recent: SEER = 14.0 (HSPF = 8.2), two-speed fan, w/economizer | Com SEER-rated split heat pump, size range: 55 - 65 kBtu/h, SEER = 14.0 (HSPF = 8.2), EIR = 0.27, fan W/cfm = 0.29, two-speed fan, with economizer | Com SEER-rated split heat pump, size range: 55 - 65 kBtu/h, SEER = 18 (HSPF = 9.7), EIR = 0.209, fan W/cfm = 0.27, two-speed fan, with economizer | PreNRes-SplitHP-55to65kBtuh-S10.0to14.0-H6.8to8.2-1to2Sp-Econ | StdNRes-SplitHP-55to65kBtuh-S14.0-H8.2-2Sp-Econ | MsrNRes-SplitHP-55to65kBtuh-S18.0-H9.7-2Sp-Econ | Available |  | 1 | 1 |  |  |  | HVAC-airHP |  |  | 2023-01-01 | [6 empty] | Standard |  | 1 | 1 | 0 | Deemed Ex Ante Team | 2022-02-08 17:28 | Re-simulated using CZ2022 weather data | Deemed Ex Ante Team
2023 | NE-HVAC-airHP-Split-lt55kBtuh-15p0seer-8p7hspf | Commercial SEER-rated split heat pump, size range: 18 - 65 kBtu/h, SEER = 15.0 (HSPF = 8.7), EIR = 0.232, fan W/cfm = 0.25, one-speed fan, without economizer | DEER2023 | D23v0 | 2022-02-08 17:28 | NE-HVAC-airHP-Split-lt55kBtuh-15p0seer-8p7hspf | Deem-DEER | Standard | None |  |  | None |  | 0 |  | 1 | Com | Any | HVAC | HeatCool | dxHP_equip | spltSEER |  | HVAC-airHP | Com SEER-rated split heat pump, less than 55 kBtu/h; Old: SEER = 10.0 (HSPF = 6.8), one-speed fan, no economizer; Ex: SEER = 13.0 (HSPF = 7.7), one-speed fan, no economizer; Recent: SEER = 14.0 (HSPF = 8.2), one-speed fan, no economizer; | Com SEER-rated split heat pump, size range: 18 - 55 kBtu/h, SEER = 14.0 (HSPF = 8.2), EIR = 0.245, fan W/cfm = 0.29, one-speed fan, without economizer | Com SEER-rated split heat pump, size range: 18 - 65 kBtu/h, SEER = 15 (HSPF = 8.7), EIR = 0.232, fan W/cfm = 0.25, one-speed fan, without economizer | PreNRes-SplitHP-lt55kBtuh-S10.0to14.0-H6.8to8.2-1to2Sp | StdNRes-SplitHP-lt55kBtuh-S14.0-H8.2-1Sp | MsrNRes-SplitHP-lt55kBtuh-S15.0-H8.7-1Sp | Available |  | 1 | 1 |  |  |  | HVAC-airHP |  |  | 2023-01-01 | [6 empty] | Standard |  | 1 | 1 | 0 | Deemed Ex Ante Team | 2022-02-08 17:28 | Re-simulated using CZ2022 weather data | Deemed Ex Ante Team
2023 | NE-HVAC-airHP-Split-lt55kBtuh-16p0seer-9p0hspf | Commercial SEER-rated split heat pump, size range: 18 - 65 kBtu/h, SEER = 16.0 (HSPF = 9.0), EIR = 0.238, fan W/cfm = 0.27, two-speed fan, without economizer | DEER2023 | D23v0 | 2022-02-08 17:28 | NE-HVAC-airHP-Split-lt55kBtuh-16p0seer-9p0hspf | Deem-DEER | Standard | None |  |  | None |  | 0 |  | 1 | Com | Any | HVAC | HeatCool | dxHP_equip | spltSEER |  | HVAC-airHP | Com SEER-rated split heat pump, less than 55 kBtu/h; Old: SEER = 10.0 (HSPF = 6.8), one-speed fan, no economizer; Ex: SEER = 13.0 (HSPF = 7.7), one-speed fan, no economizer; Recent: SEER = 14.0 (HSPF = 8.2), one-speed fan, no economizer; | Com SEER-rated split heat pump, size range: 18 - 55 kBtu/h, SEER = 14.0 (HSPF = 8.2), EIR = 0.245, fan W/cfm = 0.29, one-speed fan, without economizer | Com SEER-rated split heat pump, size range: 18 - 65 kBtu/h, SEER = 16 (HSPF = 9.0), EIR = 0.238, fan W/cfm = 0.27, two-speed fan, without economizer | PreNRes-SplitHP-lt55kBtuh-S10.0to14.0-H6.8to8.2-1to2Sp | StdNRes-SplitHP-lt55kBtuh-S14.0-H8.2-1Sp | MsrNRes-SplitHP-lt55kBtuh-S16.0-H9.0-2Sp | Available |  | 1 | 1 |  |  |  | HVAC-airHP |  |  | 2023-01-01 | [6 empty] | Standard |  | 1 | 1 | 0 | Deemed Ex Ante Team | 2022-02-08 17:28 | Re-simulated using CZ2022 weather data | Deemed Ex Ante Team
2023 | NE-HVAC-airHP-Split-lt55kBtuh-17p0seer-9p4hspf | Commercial SEER-rated split heat pump, size range: 18 - 65 kBtu/h, SEER = 17.0 (HSPF = 9.4), EIR = 0.223, fan W/cfm = 0.27, two-speed fan, without economizer | DEER2023 | D23v0 | 2022-02-08 17:28 | NE-HVAC-airHP-Split-lt55kBtuh-17p0seer-9p4hspf | Deem-DEER | Standard | None |  |  | None |  | 0 |  | 1 | Com | Any | HVAC | HeatCool | dxHP_equip | spltSEER |  | HVAC-airHP | Com SEER-rated split heat pump, less than 55 kBtu/h; Old: SEER = 10.0 (HSPF = 6.8), one-speed fan, no economizer; Ex: SEER = 13.0 (HSPF = 7.7), one-speed fan, no economizer; Recent: SEER = 14.0 (HSPF = 8.2), one-speed fan, no economizer; | Com SEER-rated split heat pump, size range: 18 - 55 kBtu/h, SEER = 14.0 (HSPF = 8.2), EIR = 0.245, fan W/cfm = 0.29, one-speed fan, without economizer | Com SEER-rated split heat pump, size range: 18 - 65 kBtu/h, SEER = 17 (HSPF = 9.4), EIR = 0.223, fan W/cfm = 0.27, two-speed fan, without economizer | PreNRes-SplitHP-lt55kBtuh-S10.0to14.0-H6.8to8.2-1to2Sp | StdNRes-SplitHP-lt55kBtuh-S14.0-H8.2-1Sp | MsrNRes-SplitHP-lt55kBtuh-S17.0-H9.4-2Sp | Available |  | 1 | 1 |  |  |  | HVAC-airHP |  |  | 2023-01-01 | [6 empty] | Standard |  | 1 | 1 | 0 | Deemed Ex Ante Team | 2022-02-08 17:28 | Re-simulated using CZ2022 weather data | Deemed Ex Ante Team
2023 | NE-HVAC-airHP-Split-lt55kBtuh-18p0seer-9p7hspf | Commercial SEER-rated split heat pump, size range: 18 - 65 kBtu/h, SEER = 18.0 (HSPF = 9.7), EIR = 0.209, fan W/cfm = 0.27, two-speed fan, without economizer | DEER2023 | D23v0 | 2022-02-08 17:28 | NE-HVAC-airHP-Split-lt55kBtuh-18p0seer-9p7hspf | Deem-DEER | Standard | None |  |  | None |  | 0 |  | 1 | Com | Any | HVAC | HeatCool | dxHP_equip | spltSEER |  | HVAC-airHP | Com SEER-rated split heat pump, less than 55 kBtu/h; Old: SEER = 10.0 (HSPF = 6.8), one-speed fan, no economizer; Ex: SEER = 13.0 (HSPF = 7.7), one-speed fan, no economizer; Recent: SEER = 14.0 (HSPF = 8.2), one-speed fan, no economizer; | Com SEER-rated split heat pump, size range: 18 - 55 kBtu/h, SEER = 14.0 (HSPF = 8.2), EIR = 0.245, fan W/cfm = 0.29, one-speed fan, without economizer | Com SEER-rated split heat pump, size range: 18 - 65 kBtu/h, SEER = 18 (HSPF = 9.7), EIR = 0.209, fan W/cfm = 0.27, two-speed fan, without economizer | PreNRes-SplitHP-lt55kBtuh-S10.0to14.0-H6.8to8.2-1to2Sp | StdNRes-SplitHP-lt55kBtuh-S14.0-H8.2-1Sp | MsrNRes-SplitHP-lt55kBtuh-S18.0-H9.7-2Sp | Available |  | 1 | 1 |  |  |  | HVAC-airHP |  |  | 2023-01-01 | [6 empty] | Standard |  | 1 | 1 | 0 | Deemed Ex Ante Team | 2022-02-08 17:28 | Re-simulated using CZ2022 weather data | Deemed Ex Ante Team
2023 | NE-HVAC-airHP-SpltPkg-135to239kBtuh-11p5eer-3p2cop | Pkg HP EER = 11.5 (135-239 kBTUh), COP = 3.2; w/Econo; 2-spd Fan | DEER2023 | D23v0 | 2022-02-08 17:28 | NE-HVAC-airHP-SpltPkg-135to239kBtuh-11p5eer-3p2cop | Deem-DEER | Standard | None |  |  | None |  | 0 |  | 1 | Com | Any | HVAC | HeatCool | dxHP_equip | pkgEER |  | HVAC-airHP | Com packagedHP (135-239 kBtuh) EER and COP based on vintage: Before 2007: EER = 9.3, COP = 3.1, one-speed fan, High Eff; 2011: EER = 10.4, COP = 3.2, one-speed fan, High Eff; After 2014: EER = 10.4, COP = 3.2, two-speed, Premium | Com packaged HP EER = 10.4 (135-239 kBtuh), COP = 3.2; w/Econo; 2-spd fan | Com packaged HP EER = 11.5 (135-239 kBtuh), COP = 3.2; w/Econo; 2-spd fan | PreNRes-PkgHP-135to240kBtuh-E9.3to10.4-C3.1to3.2-1to2SpHP | StdNRes-PkgHP-135to240kBtuh-E10.4-C3.2-2Sp-Econ | MsrNRes-PkgHP-135to240kBtuh-E11.5-C3.2-2SpP | Available |  | 0 | 0 |  |  |  | HVAC-airHP |  |  | 2023-01-01 | [6 empty] | Standard |  | 1 | 1 | 0 | Deemed Ex Ante Team | 2022-02-08 17:28 | Re-simulated using CZ2022 weather data | Deemed Ex Ante Team
2023 | NE-HVAC-airHP-SpltPkg-135to239kBtuh-12p0eer-3p2cop | Pkg HP EER = 12.0 (135-239 kBTUh), COP = 3.2; w/Econo; 2-spd Fan | DEER2023 | D23v0 | 2022-02-08 17:28 | NE-HVAC-airHP-SpltPkg-135to239kBtuh-12p0eer-3p2cop | Deem-DEER | Standard | None |  |  | None |  | 0 |  | 1 | Com | Any | HVAC | HeatCool | dxHP_equip | pkgEER |  | HVAC-airHP | Com packagedHP (135-239 kBtuh) EER and COP based on vintage: Before 2007: EER = 9.3, COP = 3.1, one-speed fan, High Eff; 2011: EER = 10.4, COP = 3.2, one-speed fan, High Eff; After 2014: EER = 10.4, COP = 3.2, two-speed, Premium | Com packaged HP EER = 10.4 (135-239 kBtuh), COP = 3.2; w/Econo; 2-spd fan | Com packaged HP EER = 12.0 (135-239 kBtuh), COP = 3.2; w/Econo; 2-spd fan | PreNRes-PkgHP-135to240kBtuh-E9.3to10.4-C3.1to3.2-1to2SpHP | StdNRes-PkgHP-135to240kBtuh-E10.4-C3.2-2Sp-Econ | MsrNRes-PkgHP-135to240kBtuh-E12.0-C3.2-2SpP | Available |  | 0 | 0 |  |  |  | HVAC-airHP |  |  | 2023-01-01 | [6 empty] | Standard |  | 1 | 1 | 0 | Deemed Ex Ante Team | 2022-02-08 17:28 | Re-simulated using CZ2022 weather data | Deemed Ex Ante Team
2023 | NE-HVAC-airHP-SpltPkg-240to759kBtuh-10p5eer-3p2cop | Pkg HP EER = 10.5 (240-759 kBTUh), COP = 3.2; w/Econo; 2-spd Fan | DEER2023 | D23v0 | 2022-02-08 17:28 | NE-HVAC-airHP-SpltPkg-240to759kBtuh-10p5eer-3p2cop | Deem-DEER | Standard | None |  |  | None |  | 0 |  | 1 | Com | Any | HVAC | HeatCool | dxHP_equip | pkgEER |  | HVAC-airHP | Com packagedHP (240-759 kBtuh) EER and COP based on vintage: Before 2007: EER = 9, COP = 3.1, one-speed fan, High Eff; 2011: EER = 9.3, COP = 3.2, one-speed afn, High Eff; After 2014: EER = 9.3, COP = 3.2, two-speed fan, Premium | Com packaged HP EER = 9.3 (240-759 kBtuh), COP = 3.2; w/Econo; 2-spd fan | Com packaged HP EER = 10.5 (240-759 kBtuh), COP = 3.2; w/Econo; 2-spd fan | PreNRes-PkgHP-240to760kBtuh-E9to9.3-C3.1to3.2-1to2SpHP | StdNRes-PkgHP-240to760kBtuh-E9.3-C3.2-2SpP | MsrNRes-PkgHP-240to760kBtuh-E10.5-C3.2-2SpP | Available |  | 0 | 0 |  |  |  | HVAC-airHP |  |  | 2023-01-01 | [6 empty] | Standard |  | 1 | 1 | 0 | Deemed Ex Ante Team | 2022-02-08 17:28 | Re-simulated using CZ2022 weather data | Deemed Ex Ante Team
2023 | NE-HVAC-airHP-SpltPkg-240to759kBtuh-10p8eer-3p2cop | Pkg HP EER = 10.8 (240-759 kBTUh), COP = 3.2; w/Econo; 2-spd Fan | DEER2023 | D23v0 | 2022-02-08 17:28 | NE-HVAC-airHP-SpltPkg-240to759kBtuh-10p8eer-3p2cop | Deem-DEER | Standard | None |  |  | None |  | 0 |  | 1 | Com | Any | HVAC | HeatCool | dxHP_equip | pkgEER |  | HVAC-airHP | Com packagedHP (240-759 kBtuh) EER and COP based on vintage: Before 2007: EER = 9, COP = 3.1, one-speed fan, High Eff; 2011: EER = 9.3, COP = 3.2, one-speed afn, High Eff; After 2014: EER = 9.3, COP = 3.2, two-speed fan, Premium | Com packaged HP EER = 9.3 (240-759 kBtuh), COP = 3.2; w/Econo; 2-spd fan | Com packaged HP EER = 10.8 (240-759 kBtuh), COP = 3.2; w/Econo; 2-spd fan | PreNRes-PkgHP-240to760kBtuh-E9to9.3-C3.1to3.2-1to2SpHP | StdNRes-PkgHP-240to760kBtuh-E9.3-C3.2-2SpP | MsrNRes-PkgHP-240to760kBtuh-E10.8-C3.2-2SpP | Available |  | 0 | 0 |  |  |  | HVAC-airHP |  |  | 2023-01-01 | [6 empty] | Standard |  | 1 | 1 | 0 | Deemed Ex Ante Team | 2022-02-08 17:28 | Re-simulated using CZ2022 weather data | Deemed Ex Ante Team
2023 | NE-HVAC-airHP-SpltPkg-65to134kBtuh-11p5eer-3p4cop | Commercial EER-rated Heat Pumps, Size Range: 65 - 135 kBTU/h, EER = 11.5, COP = 3.4; w/Econo; 2-spd Fan | DEER2023 | D23v0 | 2022-02-08 17:28 | NE-HVAC-airHP-SpltPkg-65to134kBtuh-11p5eer-3p4cop | Deem-DEER | Standard | None |  |  | None |  | 0 |  | 1 | Com | Any | HVAC | HeatCool | dxHP_equip | pkgEER |  | HVAC-airHP | Com EER-rated Split-packaged HP, 65 to 134 kBtu/h; 1975-2007: EER = 10.0 (COP = 3.2), one-speed fan; 2011: EER = 11.0 (COP = 3.3), one-speed fan; 2014-2023: EER = 10.8 (COP = 3.3), two-speed fan | Com SEER-rated split heat pump, size range: 55 - 65 kBtu/h, SEER = 14.0 (HSPF = 8.2), EIR = 0.27, fan W/cfm = 0.29, two-speed fan, with economizer | Com EER-rated packaged heat pump EER = 11.5 (65-109 kBtuh), COP = 3.4; w/economizer; 2-spd fan | PreNRes-SplitPkgHP-65to134kBtuh-E10.0to11.0-C3.2to3.3-1to2Sp | StdNRes-SplitHP-55to65kBtuh-S14.0-H8.2-2Sp-Econ | MsrNRes-SplitPkgHP-65to134kBtuh-E11.5-C3.4-2Sp-Econ | Available |  | 1 | 1 |  |  |  | HVAC-airHP |  |  | 2023-01-01 | [6 empty] | Standard |  | 1 | 1 | 0 | Deemed Ex Ante Team | 2022-02-08 17:28 | Re-simulated using CZ2022 weather data | Deemed Ex Ante Team
2023 | NE-HVAC-airHP-SpltPkg-65to134kBtuh-11p5eer-3p4cop-PreEconByVint | Commercial EER-rated heat pump, size range: 65 - 135 kBtu/h, EER = 11.5, COP = 3.4; w/economizer; 2-speed fan | DEER2023 | D23v0 | 2022-02-08 17:28 | NE-HVAC-airHP-SpltPkg-65to134kBtuh-11p5eer-3p4cop-PreEconByVint | Deem-DEER | Standard | None |  |  | None |  | 0 |  | 1 | Com | Any | HVAC | HeatCool | dxHP_equip | pkgEER |  | HVAC-airHP | Com EER-rated Split-packaged HP, 65 to 134 kBtu/h; pre-2007: EER = 10.1 (COP = 3.2), one-speed high eff. fan; 2011: EER = 11 .0 (COP = 3.3), one-speed high eff. fan; 2014: EER = 10.8 (COP = 3.3), two-speed premium eff. fan, w/economizer | Com SEER-rated split heat pump, size range: 55 - 65 kBtu/h, SEER = 14.0 (HSPF = 8.2), EIR = 0.27, fan W/cfm = 0.29, two-speed fan, with economizer | Com EER-rated packaged heat pump EER = 11.5 (65-109 kBtuh), COP = 3.4; w/economizer; 2-spd fan | PreNRes-SplitPkgHP-65to134kBtuh-E10.0to11.0-C3.2to3.3-1to2Sp-EconByVint | StdNRes-SplitHP-55to65kBtuh-S14.0-H8.2-2Sp-Econ | MsrNRes-SplitPkgHP-65to134kBtuh-E11.5-C3.4-2Sp-Econ | Available |  | 1 | 1 |  |  |  | HVAC-airHP |  |  | 2023-01-01 | [6 empty] | Standard |  | 1 | 1 | 0 | Deemed Ex Ante Team | 2022-02-08 17:28 | Re-simulated using CZ2022 weather data | Deemed Ex Ante Team
2023 | NE-HVAC-airHP-SpltPkg-65to134kBtuh-12p0eer-3p4cop | Commercial EER-rated Heat Pumps, Size Range: 65 - 135 kBTU/h, EER = 12.0, COP = 3.4; w/Econo; 2-spd Fan | DEER2023 | D23v0 | 2022-02-08 17:28 | NE-HVAC-airHP-SpltPkg-65to134kBtuh-12p0eer-3p4cop | Deem-DEER | Standard | None |  |  | None |  | 0 |  | 1 | Com | Any | HVAC | HeatCool | dxHP_equip | pkgEER |  | HVAC-airHP | Com EER-rated Split-packaged HP, 65 to 134 kBtu/h; 1975-2007: EER = 10.0 (COP = 3.2), one-speed fan; 2011: EER = 11.0 (COP = 3.3), one-speed fan; 2014-2023: EER = 10.8 (COP = 3.3), two-speed fan | Com SEER-rated split heat pump, size range: 55 - 65 kBtu/h, SEER = 14.0 (HSPF = 8.2), EIR = 0.27, fan W/cfm = 0.29, two-speed fan, with economizer | Com packaged HP EER = 12.0 (65-109 kBtuh), COP = 3.4; 2-spd fan; w/economizer | PreNRes-SplitPkgHP-65to134kBtuh-E10.0to11.0-C3.2to3.3-1to2Sp | StdNRes-SplitHP-55to65kBtuh-S14.0-H8.2-2Sp-Econ | MsrNRes-SplitPkgHP-65to134kBtuh-E12.0-C3.4-2Sp-Econ | Available |  | 1 | 1 |  |  |  | HVAC-airHP |  |  | 2023-01-01 | [6 empty] | Standard |  | 1 | 1 | 0 | Deemed Ex Ante Team | 2022-02-08 17:28 | Re-simulated using CZ2022 weather data | Deemed Ex Ante Team
2023 | NE-HVAC-airHP-SpltPkg-65to134kBtuh-12p0eer-3p4cop-wPreEcono | Commercial EER-rated Heat Pumps, Size Range: 65 - 135 kBTU/h, EER = 11.5, COP = 3.4; w/Econo; 2-spd Fan | DEER2023 | D23v0 | 2022-02-08 17:28 | NE-HVAC-airHP-SpltPkg-65to134kBtuh-12p0eer-3p4cop-wPreEcono | Deem-DEER | Standard | None |  |  | None |  | 0 |  | 1 | Com | Any | HVAC | HeatCool | dxHP_equip | pkgEER |  | HVAC-airHP | Com EER-rated split-packaged HP, 65 to 134 kBtu/h; 1975-2007: EER = 10.0 (COP = 3.2), one-speed fan; 2011: EER = 11.0 (COP = 3.3), one-speed fan; 2014-2023: EER = 10.8 (COP = 3.3), two-speed fan | Com SEER-rated split heat pump, size range: 55 - 65 kBtu/h, SEER = 14.0 (HSPF = 8.2), EIR = 0.27, fan W/cfm = 0.29, two-speed fan, with economizer | Com packaged HP EER = 12.0 (65-109 kBtuh), COP = 3.4; 2-spd fan; w/economizer | PreNRes-SplitPkgHP-65to134kBtuh-E10.0to11.0-C3.2to3.3-1to2Sp-Econ | StdNRes-SplitHP-55to65kBtuh-S14.0-H8.2-2Sp-Econ | MsrNRes-SplitPkgHP-65to134kBtuh-E12.0-C3.4-2Sp-Econ | Available |  | 1 | 1 |  |  |  | HVAC-airHP |  |  | 2023-01-01 | [6 empty] | Standard |  | 1 | 1 | 0 | Deemed Ex Ante Team | 2022-02-08 17:28 | Re-simulated using CZ2022 weather data | Deemed Ex Ante Team
2023 | NE-HVAC-Chlr-AirCldScrewChlr-gte150tons-11.1EER-15.4IPLV | Air Cooled Constant Speed Screw Chiller (≥ 150 tons, 11.1 Min EER, 15.4 Min IPLV) | DEER2023 | D23 v0 | 2022-05-16 17:20 | NE-HVAC-Chlr-AirCldScrewChlr-gte150tons-11.1EER-15.4IPLV | Deem-DEER | Standard | None | 0 | 0 | None |  | 0 |  | 1 | Com | Any | HVAC | SpaceCool | Chiller | AirCldScrewChlr |  | HVAC-Chlr | Air Cooled Constant Speed Screw Chiller (≥ 150 tons, ByVint) | Air Cooled Constant Speed Screw Chiller (≥ 150 tons, 10.1 EER, 14 IPLV) | Air Cooled Constant Speed Screw Chiller (≥ 150 tons, 11.1 EER, 15.4 IPLV) | Pre-AirCldScrewChlr-gte150tons-ByVint | Std-AirCldScrewChlr-gte150tons-10.1EER-14.0IPLV | Msr-AirCldScrewChlr-gte150tons-11.1EER-15.4IPLV | Available |  | 0 | 0 |  |  |  | HVAC-Chlr |  |  | 2023-01-01 | [6 empty] | Standard |  | 1 | 1 | 1 | Deemed Ex Ante Team | 2022-05-16 17:20 | Simulated using CZ2022 weather data | Deemed Ex Ante Team
2023 | NE-HVAC-Chlr-AirCldScrewChlr-gte150tons-12.1EER-16.9IPLV | Air Cooled Constant Speed Screw Chiller (≥ 150 tons, 12.1 Min EER, 16.9 Min IPLV) | DEER2023 | D23 v0 | 2022-05-16 17:20 | NE-HVAC-Chlr-AirCldScrewChlr-gte150tons-12.1EER-16.9IPLV | Deem-DEER | Standard | None | 0 | 0 | None |  | 0 |  | 1 | Com | Any | HVAC | SpaceCool | Chiller | AirCldScrewChlr |  | HVAC-Chlr | Air Cooled Constant Speed Screw Chiller (≥ 150 tons, ByVint) | Air Cooled Constant Speed Screw Chiller (≥ 150 tons, 10.1 EER, 14 IPLV) | Air Cooled Constant Speed Screw Chiller (≥ 150 tons, 12.1 EER, 16.9 IPLV) | Pre-AirCldScrewChlr-gte150tons-ByVint | Std-AirCldScrewChlr-gte150tons-10.1EER-14.0IPLV | Msr-AirCldScrewChlr-gte150tons-12.1EER-16.9IPLV | Available |  | 0 | 0 |  |  |  | HVAC-Chlr |  |  | 2023-01-01 | [6 empty] | Standard |  | 1 | 1 | 1 | Deemed Ex Ante Team | 2022-05-16 17:20 | Simulated using CZ2022 weather data | Deemed Ex Ante Team
2023 | NE-HVAC-Chlr-AirCldScrewChlr-lt150tons-11.1EER-15.1IPLV | Air Cooled Constant Speed Screw Chiller (< 150 tons, 11.1 Min EER, 15.1 Min IPLV) | DEER2023 | D23 v0 | 2022-05-16 17:20 | NE-HVAC-Chlr-AirCldScrewChlr-lt150tons-11.1EER-15.1IPLV | Deem-DEER | Standard | None | 0 | 0 | None |  | 0 |  | 1 | Com | Any | HVAC | SpaceCool | Chiller | AirCldScrewChlr |  | HVAC-Chlr | Air Cooled Constant Speed Screw Chiller (< 150 tons, ByVint) | Air Cooled Constant Speed Screw Chiller (< 150 tons, 10.1 EER, 13.7 IPLV) | Air Cooled Constant Speed Screw Chiller (< 150 tons, 11.1 EER, 15.1 IPLV) | Pre-AirCldScrewChlr-lt150tons-ByVint | Std-AirCldScrewChlr-lt150tons-10.1EER-13.7IPLV | Msr-AirCldScrewChlr-lt150tons-11.1EER-15.1IPLV | Available |  | 0 | 0 |  |  |  | HVAC-Chlr |  |  | 2023-01-01 | [6 empty] | Standard |  | 1 | 1 | 1 | Deemed Ex Ante Team | 2022-05-16 17:20 | Simulated using CZ2022 weather data | Deemed Ex Ante Team
2023 | NE-HVAC-Chlr-AirCldScrewChlr-lt150tons-12.1EER-16.6IPLV | Air Cooled Constant Speed Screw Chiller (< 150 tons, 12.1 Min EER, 16.6 Min IPLV) | DEER2023 | D23 v0 | 2022-05-16 17:20 | NE-HVAC-Chlr-AirCldScrewChlr-lt150tons-12.1EER-16.6IPLV | Deem-DEER | Standard | None | 0 | 0 | None |  | 0 |  | 1 | Com | Any | HVAC | SpaceCool | Chiller | AirCldScrewChlr |  | HVAC-Chlr | Air Cooled Constant Speed Screw Chiller (< 150 tons, ByVint) | Air Cooled Constant Speed Screw Chiller (< 150 tons, 10.1 EER, 13.7 IPLV) | Air Cooled Constant Speed Screw Chiller (< 150 tons, 12.1 EER, 16.6 IPLV) | Pre-AirCldScrewChlr-lt150tons-ByVint | Std-AirCldScrewChlr-lt150tons-10.1EER-13.7IPLV | Msr-AirCldScrewChlr-lt150tons-12.1EER-16.6IPLV | Available |  | 0 | 0 |  |  |  | HVAC-Chlr |  |  | 2023-01-01 | [6 empty] | Standard |  | 1 | 1 | 1 | Deemed Ex Ante Team | 2022-05-16 17:20 | Simulated using CZ2022 weather data | Deemed Ex Ante Team
2023 | NE-HVAC-Chlr-WtrCldCentChlr-Conv-150to299tons-0.519kwpton-0.468IPLV | Water Cooled Constant Speed Centrifugal Chiller (150 to 299 tons, 0.519 Max kW/ton, 0.468 Max IPLV) | DEER2023 | D23 v0 | 2022-06-03 13:32 | NE-HVAC-Chlr-WtrCldCentChlr-Conv-150to299tons-0.519kwpton-0.468IPLV | Deem-DEER | Standard | None | 0 | 0 | None |  | 0 |  | 1 | Com | Any | HVAC | SpaceCool | Chiller | WtrCldCentChlr |  | HVAC-Chlr | Water Cooled Constant Speed Centrifugal Chiller (150 to 299 tons, efficiency varies by vintage) | Water Cooled Constant Speed Centrifugal Chiller (150 to 299 tons, 0.610 kW/ton, 0.550 IPLV) | Water Cooled Constant Speed Centrifugal Chiller (150 to 299 tons, 0.519 kW/ton, 0.468 IPLV) | Pre-WtrCldCentChlr-Conv-150to299tons-ByVint | Std-WtrCldCentChlr-Conv-150to299tons-0.610kWpton-0.550IPLV | Msr-WtrCldCentChlr-Conv-150to299tons-0.519kWpton-0.468IPLV | Available |  | 0 | 0 |  |  |  | HVAC-Chlr |  |  | 2023-01-01 | [6 empty] | Standard |  | 1 | 1 | 1 | Deemed Ex Ante Team | 2022-05-20 17:10 | Simulated using CZ2022 weather data | Deemed Ex Ante Team | Corrected TechType
2023 | NE-HVAC-Chlr-WtrCldCentChlr-Conv-150to299tons-0.549kwpton-0.495IPLV | Water Cooled Constant Speed Centrifugal Chiller (150 to 299 tons, 0.549 Max kW/ton, 0.495 Max IPLV) | DEER2023 | D23 v0 | 2022-06-03 13:32 | NE-HVAC-Chlr-WtrCldCentChlr-Conv-150to299tons-0.549kwpton-0.495IPLV | Deem-DEER | Standard | None | 0 | 0 | None |  | 0 |  | 1 | Com | Any | HVAC | SpaceCool | Chiller | WtrCldCentChlr |  | HVAC-Chlr | Water Cooled Constant Speed Centrifugal Chiller (150 to 299 tons, efficiency varies by vintage) | Water Cooled Constant Speed Centrifugal Chiller (150 to 299 tons, 0.610 kW/ton, 0.550 IPLV) | Water Cooled Constant Speed Centrifugal Chiller (150 to 299 tons, 0.549 kW/ton, 0.495 IPLV) | Pre-WtrCldCentChlr-Conv-150to299tons-ByVint | Std-WtrCldCentChlr-Conv-150to299tons-0.610kWpton-0.550IPLV | Msr-WtrCldCentChlr-Conv-150to299tons-0.549kWpton-0.495IPLV | Available |  | 0 | 0 |  |  |  | HVAC-Chlr |  |  | 2023-01-01 | [6 empty] | Standard |  | 1 | 1 | 1 | Deemed Ex Ante Team | 2022-05-20 17:10 | Simulated using CZ2022 weather data | Deemed Ex Ante Team | Corrected TechType
2023 | NE-HVAC-Chlr-WtrCldCentChlr-Conv-1Cmp-150to299tons-0.54kwpton-0.34IPLV-VarSpd-CndRlf | Water Cooled Centrifugal Chiller w/1 conventional VSD compressor and condenser relief (150 to 299 tons, 0.54 Max kW/ton, 0.34 Max IPLV) | DEER2023 | D23 v0 | 2022-06-03 13:32 | NE-HVAC-Chlr-WtrCldCentChlr-Conv-1Cmp-150to299tons-0.54kwpton-0.34IPLV-VarSpd-CndRlf | Deem-DEER | Standard | None | 0 | 0 | None |  | 0 |  | 1 | Com | Any | HVAC | SpaceCool | Chiller | WtrCldCentChlr |  | HVAC-Chlr | Water Cooled Variable Speed Centrifugal Chiller (150 to 299 tons, 0.635 kW/ton, 0.400 IPLV) | Water Cooled Variable Speed Centrifugal Chiller (150 to 299 tons, 0.635 kW/ton, 0.400 IPLV) | Water Cooled Variable Speed Centrifugal Chiller (150 to 299 tons, 0.540 kW/ton, 0.340 IPLV) | Std-WtrCldCentChlr-Conv-1Cmp-150to299tons-0.635kWpton-0.400IPLV-VarSpd-CndRlf | Std-WtrCldCentChlr-Conv-1Cmp-150to299tons-0.635kWpton-0.400IPLV-VarSpd-CndRlf | Msr-WtrCldCentChlr-Conv-1Cmp-150to299tons-0.540kWpton-0.340IPLV-VarSpd-CndRlf | Available |  | 0 | 0 |  |  |  | HVAC-Chlr |  |  | 2023-01-01 | [6 empty] | Standard |  | 1 | 1 | 1 | Deemed Ex Ante Team | 2022-05-20 17:10 | Simulated using CZ2022 weather data | Deemed Ex Ante Team | Corrected TechType
2023 | NE-HVAC-Chlr-WtrCldCentChlr-Conv-1Cmp-150to299tons-0.572kwpton-0.36IPLV-VarSpd-CndRlf | Water Cooled Centrifugal Chiller w/1 conventional VSD compressor and condenser relief (150 to 299 tons, 0.572 Max kW/ton, 0.36 Max IPLV) | DEER2023 | D23 v0 | 2022-06-03 13:32 | NE-HVAC-Chlr-WtrCldCentChlr-Conv-1Cmp-150to299tons-0.572kwpton-0.36IPLV-VarSpd-CndRlf | Deem-DEER | Standard | None | 0 | 0 | None |  | 0 |  | 1 | Com | Any | HVAC | SpaceCool | Chiller | WtrCldCentChlr |  | HVAC-Chlr | Water Cooled Variable Speed Centrifugal Chiller (150 to 299 tons, 0.635 kW/ton, 0.400 IPLV) | Water Cooled Variable Speed Centrifugal Chiller (150 to 299 tons, 0.635 kW/ton, 0.400 IPLV) | Water Cooled Variable Speed Centrifugal Chiller (150 to 299 tons, 0.572 kW/ton, 0.360 IPLV) | Std-WtrCldCentChlr-Conv-1Cmp-150to299tons-0.635kWpton-0.400IPLV-VarSpd-CndRlf | Std-WtrCldCentChlr-Conv-1Cmp-150to299tons-0.635kWpton-0.400IPLV-VarSpd-CndRlf | Msr-WtrCldCentChlr-Conv-1Cmp-150to299tons-0.572kWpton-0.360IPLV-VarSpd-CndRlf | Available |  | 0 | 0 |  |  |  | HVAC-Chlr |  |  | 2023-01-01 | [6 empty] | Standard |  | 1 | 1 | 1 | Deemed Ex Ante Team | 2022-05-20 17:10 | Simulated using CZ2022 weather data | Deemed Ex Ante Team | Corrected TechType
2023 | NE-HVAC-Chlr-WtrCldCentChlr-Conv-1Cmp-300to399tons-0.506kwpton-0.332IPLV-VarSpd-CndRlf | Water Cooled Centrifugal Chiller w/1 conventional VSD compressor and condenser relief (300 to 399 tons, 0.506 Max kW/ton, 0.332 Max IPLV) | DEER2023 | D23 v0 | 2022-06-03 13:32 | NE-HVAC-Chlr-WtrCldCentChlr-Conv-1Cmp-300to399tons-0.506kwpton-0.332IPLV-VarSpd-CndRlf | Deem-DEER | Standard | None | 0 | 0 | None |  | 0 |  | 1 | Com | Any | HVAC | SpaceCool | Chiller | WtrCldCentChlr |  | HVAC-Chlr | Water Cooled Variable Speed Centrifugal Chiller (300 to 399 tons, 0.595 kW/ton, 0.390 IPLV) | Water Cooled Variable Speed Centrifugal Chiller (300 to 399 tons, 0.595 kW/ton, 0.390 IPLV) | Water Cooled Variable Speed Centrifugal Chiller (300 to 399 tons, 0.506 kW/ton, 0.332 IPLV) | Std-WtrCldCentChlr-Conv-1Cmp-300to399tons-0.595kWpton-0.390IPLV-VarSpd-CndRlf | Std-WtrCldCentChlr-Conv-1Cmp-300to399tons-0.595kWpton-0.390IPLV-VarSpd-CndRlf | Msr-WtrCldCentChlr-Conv-1Cmp-300to399tons-0.506kWpton-0.332IPLV-VarSpd-CndRlf | Available |  | 0 | 0 |  |  |  | HVAC-Chlr |  |  | 2023-01-01 | [6 empty] | Standard |  | 1 | 1 | 1 | Deemed Ex Ante Team | 2022-05-20 17:10 | Simulated using CZ2022 weather data | Deemed Ex Ante Team | Corrected TechType
2023 | NE-HVAC-Chlr-WtrCldCentChlr-Conv-1Cmp-300to399tons-0.536kwpton-0.351IPLV-VarSpd-CndRlf | Water Cooled Centrifugal Chiller w/1 conventional VSD compressor and condenser relief (300 to 399 tons, 0.536 Max kW/ton, 0.351 Max IPLV) | DEER2023 | D23 v0 | 2022-06-03 13:32 | NE-HVAC-Chlr-WtrCldCentChlr-Conv-1Cmp-300to399tons-0.536kwpton-0.351IPLV-VarSpd-CndRlf | Deem-DEER | Standard | None | 0 | 0 | None |  | 0 |  | 1 | Com | Any | HVAC | SpaceCool | Chiller | WtrCldCentChlr |  | HVAC-Chlr | Water Cooled Variable Speed Centrifugal Chiller (300 to 399 tons, 0.595 kW/ton, 0.390 IPLV) | Water Cooled Variable Speed Centrifugal Chiller (300 to 399 tons, 0.595 kW/ton, 0.390 IPLV) | Water Cooled Variable Speed Centrifugal Chiller (300 to 399 tons, 0.536 kW/ton, 0.351 IPLV) | Std-WtrCldCentChlr-Conv-1Cmp-300to399tons-0.595kWpton-0.390IPLV-VarSpd-CndRlf | Std-WtrCldCentChlr-Conv-1Cmp-300to399tons-0.595kWpton-0.390IPLV-VarSpd-CndRlf | Msr-WtrCldCentChlr-Conv-1Cmp-300to399tons-0.536kWpton-0.351IPLV-VarSpd-CndRlf | Available |  | 0 | 0 |  |  |  | HVAC-Chlr |  |  | 2023-01-01 | [6 empty] | Standard |  | 1 | 1 | 1 | Deemed Ex Ante Team | 2022-05-20 17:10 | Simulated using CZ2022 weather data | Deemed Ex Ante Team | Corrected TechType
2023 | NE-HVAC-Chlr-WtrCldCentChlr-Conv-1Cmp-400to599tons-0.497kwpton-0.323IPLV-VarSpd-CndRlf | Water Cooled Centrifugal Chiller w/1 conventional VSD compressor and condenser relief (400 to 599 tons, 0.497 Max kW/ton, 0.323 Max IPLV) | DEER2023 | D23 v0 | 2022-06-03 13:32 | NE-HVAC-Chlr-WtrCldCentChlr-Conv-1Cmp-400to599tons-0.497kwpton-0.323IPLV-VarSpd-CndRlf | Deem-DEER | Standard | None | 0 | 0 | None |  | 0 |  | 1 | Com | Any | HVAC | SpaceCool | Chiller | WtrCldCentChlr |  | HVAC-Chlr | Water Cooled Variable Speed Centrifugal Chiller (400 to 599 tons, 0.585 kW/ton, 0.380 IPLV) | Water Cooled Variable Speed Centrifugal Chiller (400 to 599 tons, 0.585 kW/ton, 0.380 IPLV) | Water Cooled Variable Speed Centrifugal Chiller (400 to 599 tons, 0.497 kW/ton, 0.323 IPLV) | Std-WtrCldCentChlr-Conv-1Cmp-400to599tons-0.585kWpton-0.380IPLV-VarSpd-CndRlf | Std-WtrCldCentChlr-Conv-1Cmp-400to599tons-0.585kWpton-0.380IPLV-VarSpd-CndRlf | Msr-WtrCldCentChlr-Conv-1Cmp-400to599tons-0.497kWpton-0.323IPLV-VarSpd-CndRlf | Available |  | 0 | 0 |  |  |  | HVAC-Chlr |  |  | 2023-01-01 | [6 empty] | Standard |  | 1 | 1 | 1 | Deemed Ex Ante Team | 2022-05-20 17:10 | Simulated using CZ2022 weather data | Deemed Ex Ante Team | Corrected TechType
2023 | NE-HVAC-Chlr-WtrCldCentChlr-Conv-1Cmp-400to599tons-0.527kwpton-0.342IPLV-VarSpd-CndRlf | Water Cooled Centrifugal Chiller w/1 conventional VSD compressor and condenser relief (400 to 599 tons, 0.527 Max kW/ton, 0.342 Max IPLV) | DEER2023 | D23 v0 | 2022-06-03 13:32 | NE-HVAC-Chlr-WtrCldCentChlr-Conv-1Cmp-400to599tons-0.527kwpton-0.342IPLV-VarSpd-CndRlf | Deem-DEER | Standard | None | 0 | 0 | None |  | 0 |  | 1 | Com | Any | HVAC | SpaceCool | Chiller | WtrCldCentChlr |  | HVAC-Chlr | Water Cooled Variable Speed Centrifugal Chiller (400 to 599 tons, 0.585 kW/ton, 0.380 IPLV) | Water Cooled Variable Speed Centrifugal Chiller (400 to 599 tons, 0.585 kW/ton, 0.380 IPLV) | Water Cooled Variable Speed Centrifugal Chiller (400 to 599 tons, 0.527 kW/ton, 0.342 IPLV) | Std-WtrCldCentChlr-Conv-1Cmp-400to599tons-0.585kWpton-0.380IPLV-VarSpd-CndRlf | Std-WtrCldCentChlr-Conv-1Cmp-400to599tons-0.585kWpton-0.380IPLV-VarSpd-CndRlf | Msr-WtrCldCentChlr-Conv-1Cmp-400to599tons-0.527kWpton-0.342IPLV-VarSpd-CndRlf | Available |  | 0 | 0 |  |  |  | HVAC-Chlr |  |  | 2023-01-01 | [6 empty] | Standard |  | 1 | 1 | 1 | Deemed Ex Ante Team | 2022-05-20 17:10 | Simulated using CZ2022 weather data | Deemed Ex Ante Team | Corrected TechType
2023 | NE-HVAC-Chlr-WtrCldCentChlr-Conv-1Cmp-gte600tons-0.497kwpton-0.323IPLV-VarSpd-CndRlf | Water Cooled Centrifugal Chiller w/1 conventional VSD compressor and condenser relief (≥ 600 tons, 0.497 Max kW/ton, 0.323 Max IPLV) | DEER2023 | D23 v0 | 2022-06-03 13:32 | NE-HVAC-Chlr-WtrCldCentChlr-Conv-1Cmp-gte600tons-0.497kwpton-0.323IPLV-VarSpd-CndRlf | Deem-DEER | Standard | None | 0 | 0 | None |  | 0 |  | 1 | Com | Any | HVAC | SpaceCool | Chiller | WtrCldCentChlr |  | HVAC-Chlr | Water Cooled Variable Speed Centrifugal Chiller (≥600 tons, 0.585 kW/ton, 0.380 IPLV) | Water Cooled Variable Speed Centrifugal Chiller (≥600 tons, 0.585 kW/ton, 0.380 IPLV) | Water Cooled Variable Speed Centrifugal Chiller (≥600 tons, 0.497 kW/ton, 0.323 IPLV) | Std-WtrCldCentChlr-Conv-1Cmp-gte600tons-0.585kWpton-0.380IPLV-VarSpd-CndRlf | Std-WtrCldCentChlr-Conv-1Cmp-gte600tons-0.585kWpton-0.380IPLV-VarSpd-CndRlf | Msr-WtrCldCentChlr-Conv-1Cmp-gte600tons-0.497kWpton-0.323IPLV-VarSpd-CndRlf | Available |  | 0 | 0 |  |  |  | HVAC-Chlr |  |  | 2023-01-01 | [6 empty] | Standard |  | 1 | 1 | 1 | Deemed Ex Ante Team | 2022-05-20 17:10 | Simulated using CZ2022 weather data | Deemed Ex Ante Team | Corrected TechType
2023 | NE-HVAC-Chlr-WtrCldCentChlr-Conv-1Cmp-gte600tons-0.527kwpton-0.342IPLV-VarSpd-CndRlf | Water Cooled Centrifugal Chiller w/1 conventional VSD compressor and condenser relief (≥ 600 tons, 0.527 Max kW/ton, 0.342 Max IPLV) | DEER2023 | D23 v0 | 2022-06-03 13:32 | NE-HVAC-Chlr-WtrCldCentChlr-Conv-1Cmp-gte600tons-0.527kwpton-0.342IPLV-VarSpd-CndRlf | Deem-DEER | Standard | None | 0 | 0 | None |  | 0 |  | 1 | Com | Any | HVAC | SpaceCool | Chiller | WtrCldCentChlr |  | HVAC-Chlr | Water Cooled Variable Speed Centrifugal Chiller (≥600 tons, 0.585 kW/ton, 0.380 IPLV) | Water Cooled Variable Speed Centrifugal Chiller (≥600 tons, 0.585 kW/ton, 0.380 IPLV) | Water Cooled Variable Speed Centrifugal Chiller (≥600 tons, 0.527 kW/ton, 0.342 IPLV) | Std-WtrCldCentChlr-Conv-1Cmp-gte600tons-0.585kWpton-0.380IPLV-VarSpd-CndRlf | Std-WtrCldCentChlr-Conv-1Cmp-gte600tons-0.585kWpton-0.380IPLV-VarSpd-CndRlf | Msr-WtrCldCentChlr-Conv-1Cmp-gte600tons-0.527kWpton-0.342IPLV-VarSpd-CndRlf | Available |  | 0 | 0 |  |  |  | HVAC-Chlr |  |  | 2023-01-01 | [6 empty] | Standard |  | 1 | 1 | 1 | Deemed Ex Ante Team | 2022-05-20 17:10 | Simulated using CZ2022 weather data | Deemed Ex Ante Team | Corrected TechType
2023 | NE-HVAC-Chlr-WtrCldCentChlr-Conv-1Cmp-lt150tons-0.591kwpton-0.374IPLV-VarSpd-CndRlf | Water Cooled Centrifugal Chiller w/1 conventional VSD compressor and condenser relief (< 150 tons, 0.591 Max kW/ton, 0.374 Max IPLV) | DEER2023 | D23 v0 | 2022-06-03 13:32 | NE-HVAC-Chlr-WtrCldCentChlr-Conv-1Cmp-lt150tons-0.591kwpton-0.374IPLV-VarSpd-CndRlf | Deem-DEER | Standard | None | 0 | 0 | None |  | 0 |  | 1 | Com | Any | HVAC | SpaceCool | Chiller | WtrCldCentChlr |  | HVAC-Chlr | Water Cooled Variable Speed Centrifugal Chiller (<150 tons, 0.695 kW/ton, 0.440 IPLV) | Water Cooled Variable Speed Centrifugal Chiller (<150 tons, 0.695 kW/ton, 0.440 IPLV) | Water Cooled Variable Speed Centrifugal Chiller (<150 tons, 0.591 kW/ton, 0.374 IPLV) | Std-WtrCldCentChlr-Conv-1Cmp-lt150tons-0.695kWpton-0.440IPLV-VarSpd-CndRlf | Std-WtrCldCentChlr-Conv-1Cmp-lt150tons-0.695kWpton-0.440IPLV-VarSpd-CndRlf | Msr-WtrCldCentChlr-Conv-1Cmp-lt150tons-0.591kWpton-0.374IPLV-VarSpd-CndRlf | Available |  | 0 | 0 |  |  |  | HVAC-Chlr |  |  | 2023-01-01 | [6 empty] | Standard |  | 1 | 1 | 1 | Deemed Ex Ante Team | 2022-05-20 17:10 | Simulated using CZ2022 weather data | Deemed Ex Ante Team | Corrected TechType
2023 | NE-HVAC-Chlr-WtrCldCentChlr-Conv-1Cmp-lt150tons-0.626kwpton-0.396IPLV-VarSpd-CndRlf | Water Cooled Centrifugal Chiller w/1 conventional VSD compressor and condenser relief (< 150 tons, 0.626 Max kW/ton, 0.396 Max IPLV) | DEER2023 | D23 v0 | 2022-06-03 13:32 | NE-HVAC-Chlr-WtrCldCentChlr-Conv-1Cmp-lt150tons-0.626kwpton-0.396IPLV-VarSpd-CndRlf | Deem-DEER | Standard | None | 0 | 0 | None |  | 0 |  | 1 | Com | Any | HVAC | SpaceCool | Chiller | WtrCldCentChlr |  | HVAC-Chlr | Water Cooled Variable Speed Centrifugal Chiller (<150 tons, 0.695 kW/ton, 0.440 IPLV) | Water Cooled Variable Speed Centrifugal Chiller (<150 tons, 0.695 kW/ton, 0.440 IPLV) | Water Cooled Variable Speed Centrifugal Chiller (<150 tons, 0.626 kW/ton, 0.396 IPLV) | Std-WtrCldCentChlr-Conv-1Cmp-lt150tons-0.695kWpton-0.440IPLV-VarSpd-CndRlf | Std-WtrCldCentChlr-Conv-1Cmp-lt150tons-0.695kWpton-0.440IPLV-VarSpd-CndRlf | Msr-WtrCldCentChlr-Conv-1Cmp-lt150tons-0.626kWpton-0.396IPLV-VarSpd-CndRlf | Available |  | 0 | 0 |  |  |  | HVAC-Chlr |  |  | 2023-01-01 | [6 empty] | Standard |  | 1 | 1 | 1 | Deemed Ex Ante Team | 2022-05-20 17:10 | Simulated using CZ2022 weather data | Deemed Ex Ante Team | Corrected TechType
2023 | NE-HVAC-Chlr-WtrCldCentChlr-Conv-300to399tons-0.476kwpton-0.442IPLV | Water Cooled Constant Speed Centrifugal Chiller (300 to 399 tons, 0.476 Max kW/ton, 0.442 Max IPLV) | DEER2023 | D23 v0 | 2022-06-03 13:32 | NE-HVAC-Chlr-WtrCldCentChlr-Conv-300to399tons-0.476kwpton-0.442IPLV | Deem-DEER | Standard | None | 0 | 0 | None |  | 0 |  | 1 | Com | Any | HVAC | SpaceCool | Chiller | WtrCldCentChlr |  | HVAC-Chlr | Water Cooled Constant Speed Centrifugal Chiller (300 to 399 tons, efficiency varies by vintage) | Water Cooled Constant Speed Centrifugal Chiller (300 to 399 tons, 0.560 kW/ton, 0.520 IPLV) | Water Cooled Constant Speed Centrifugal Chiller (300 to 399 tons, 0.476 kW/ton, 0.442 IPLV) | Pre-WtrCldCentChlr-Conv-300to399tons-ByVint | Std-WtrCldCentChlr-Conv-300to399tons-0.560kWpton-0.520IPLV | Msr-WtrCldCentChlr-Conv-300to399tons-0.476kWpton-0.442IPLV | Available |  | 0 | 0 |  |  |  | HVAC-Chlr |  |  | 2023-01-01 | [6 empty] | Standard |  | 1 | 1 | 1 | Deemed Ex Ante Team | 2022-05-20 17:10 | Simulated using CZ2022 weather data | Deemed Ex Ante Team | Corrected TechType
2023 | NE-HVAC-Chlr-WtrCldCentChlr-Conv-300to399tons-0.504kwpton-0.468IPLV | Water Cooled Constant Speed Centrifugal Chiller (300 to 399 tons, 0.504 Max kW/ton, 0.468 Max IPLV) | DEER2023 | D23 v0 | 2022-06-03 13:32 | NE-HVAC-Chlr-WtrCldCentChlr-Conv-300to399tons-0.504kwpton-0.468IPLV | Deem-DEER | Standard | None | 0 | 0 | None |  | 0 |  | 1 | Com | Any | HVAC | SpaceCool | Chiller | WtrCldCentChlr |  | HVAC-Chlr | Water Cooled Constant Speed Centrifugal Chiller (300 to 399 tons, efficiency varies by vintage) | Water Cooled Constant Speed Centrifugal Chiller (300 to 399 tons, 0.560 kW/ton, 0.520 IPLV) | Water Cooled Constant Speed Centrifugal Chiller (300 to 399 tons, 0.504 kW/ton, 0.468 IPLV) | Pre-WtrCldCentChlr-Conv-300to399tons-ByVint | Std-WtrCldCentChlr-Conv-300to399tons-0.560kWpton-0.520IPLV | Msr-WtrCldCentChlr-Conv-300to399tons-0.504kWpton-0.468IPLV | Available |  | 0 | 0 |  |  |  | HVAC-Chlr |  |  | 2023-01-01 | [6 empty] | Standard |  | 1 | 1 | 1 | Deemed Ex Ante Team | 2022-05-20 17:10 | Simulated using CZ2022 weather data | Deemed Ex Ante Team | Corrected TechType
2023 | NE-HVAC-Chlr-WtrCldCentChlr-Conv-400to599tons-0.476kwpton-0.425IPLV | Water Cooled Constant Speed Centrifugal Chiller (400 to 599 tons, 0.476 Max kW/ton, 0.425 Max IPLV) | DEER2023 | D23 v0 | 2022-06-03 13:32 | NE-HVAC-Chlr-WtrCldCentChlr-Conv-400to599tons-0.476kwpton-0.425IPLV | Deem-DEER | Standard | None | 0 | 0 | None |  | 0 |  | 1 | Com | Any | HVAC | SpaceCool | Chiller | WtrCldCentChlr |  | HVAC-Chlr | Water Cooled Constant Speed Centrifugal Chiller (400 to 599 tons, efficiency varies by vintage) | Water Cooled Constant Speed Centrifugal Chiller (400 to 599 tons, 0.560 kW/ton, 0.500 IPLV) | Water Cooled Constant Speed Centrifugal Chiller (400 to 599 tons, 0.476 kW/ton, 0.425 IPLV) | Pre-WtrCldCentChlr-Conv-400to599tons-ByVint | Std-WtrCldCentChlr-Conv-400to599tons-0.560kWpton-0.500IPLV | Msr-WtrCldCentChlr-Conv-400to599tons-0.476kWpton-0.425IPLV | Available |  | 0 | 0 |  |  |  | HVAC-Chlr |  |  | 2023-01-01 | [6 empty] | Standard |  | 1 | 1 | 1 | Deemed Ex Ante Team | 2022-05-20 17:10 | Simulated using CZ2022 weather data | Deemed Ex Ante Team | Corrected TechType
2023 | NE-HVAC-Chlr-WtrCldCentChlr-Conv-400to599tons-0.504kwpton-0.5IPLV | Water Cooled Constant Speed Centrifugal Chiller (400 to 599 tons, 0.504 Max kW/ton, 0.5 Max IPLV) | DEER2023 | D23 v0 | 2022-06-03 13:32 | NE-HVAC-Chlr-WtrCldCentChlr-Conv-400to599tons-0.504kwpton-0.5IPLV | Deem-DEER | Standard | None | 0 | 0 | None |  | 0 |  | 1 | Com | Any | HVAC | SpaceCool | Chiller | WtrCldCentChlr |  | HVAC-Chlr | Water Cooled Constant Speed Centrifugal Chiller (400 to 599 tons, efficiency varies by vintage) | Water Cooled Constant Speed Centrifugal Chiller (400 to 599 tons, 0.560 kW/ton, 0.500 IPLV) | Water Cooled Constant Speed Centrifugal Chiller (400 to 599 tons, 0.504 kW/ton, 0.500 IPLV) | Pre-WtrCldCentChlr-Conv-400to599tons-ByVint | Std-WtrCldCentChlr-Conv-400to599tons-0.560kWpton-0.500IPLV | Msr-WtrCldCentChlr-Conv-400to599tons-0.504kWpton-0.500IPLV | Available |  | 0 | 0 |  |  |  | HVAC-Chlr |  |  | 2023-01-01 | [6 empty] | Standard |  | 1 | 1 | 1 | Deemed Ex Ante Team | 2022-05-20 17:10 | Simulated using CZ2022 weather data | Deemed Ex Ante Team | Corrected TechType
2023 | NE-HVAC-Chlr-WtrCldCentChlr-Conv-gte600tons-0.476kwpton-0.425IPLV | Water Cooled Constant Speed Centrifugal Chiller (≥ 600 tons, 0.476 Max kW/ton, 0.425 Max IPLV) | DEER2023 | D23 v0 | 2022-06-03 13:32 | NE-HVAC-Chlr-WtrCldCentChlr-Conv-gte600tons-0.476kwpton-0.425IPLV | Deem-DEER | Standard | None | 0 | 0 | None |  | 0 |  | 1 | Com | Any | HVAC | SpaceCool | Chiller | WtrCldCentChlr |  | HVAC-Chlr | Water Cooled Constant Speed Centrifugal Chiller (≥600 tons, efficiency varies by vintage) | Water Cooled Constant Speed Centrifugal Chiller (≥600 tons, 0.560 kW/ton, 0.500 IPLV) | Water Cooled Constant Speed Centrifugal Chiller (≥600 tons, 0.476 kW/ton, 0.425 IPLV) | Pre-WtrCldCentChlr-Conv-gte600tons-ByVint | Std-WtrCldCentChlr-Conv-gte600tons-0.560kWpton-0.500IPLV | Msr-WtrCldCentChlr-Conv-gte600tons-0.476kWpton-0.425IPLV | Available |  | 0 | 0 |  |  |  | HVAC-Chlr |  |  | 2023-01-01 | [6 empty] | Standard |  | 1 | 1 | 1 | Deemed Ex Ante Team | 2022-05-20 17:10 | Simulated using CZ2022 weather data | Deemed Ex Ante Team | Corrected TechType
2023 | NE-HVAC-Chlr-WtrCldCentChlr-Conv-gte600tons-0.504kwpton-0.45IPLV | Water Cooled Constant Speed Centrifugal Chiller (≥ 600 tons, 0.504 Max kW/ton, 0.45 Max IPLV) | DEER2023 | D23 v0 | 2022-06-03 13:32 | NE-HVAC-Chlr-WtrCldCentChlr-Conv-gte600tons-0.504kwpton-0.45IPLV | Deem-DEER | Standard | None | 0 | 0 | None |  | 0 |  | 1 | Com | Any | HVAC | SpaceCool | Chiller | WtrCldCentChlr |  | HVAC-Chlr | Water Cooled Constant Speed Centrifugal Chiller (≥600 tons, efficiency varies by vintage) | Water Cooled Constant Speed Centrifugal Chiller (≥600 tons, 0.560 kW/ton, 0.500 IPLV) | Water Cooled Constant Speed Centrifugal Chiller (≥600 tons, 0.504 kW/ton, 0.450 IPLV) | Pre-WtrCldCentChlr-Conv-gte600tons-ByVint | Std-WtrCldCentChlr-Conv-gte600tons-0.560kWpton-0.500IPLV | Msr-WtrCldCentChlr-Conv-gte600tons-0.504kWpton-0.450IPLV | Available |  | 0 | 0 |  |  |  | HVAC-Chlr |  |  | 2023-01-01 | [6 empty] | Standard |  | 1 | 1 | 1 | Deemed Ex Ante Team | 2022-05-20 17:10 | Simulated using CZ2022 weather data | Deemed Ex Ante Team | Corrected TechType
2023 | NE-HVAC-Chlr-WtrCldCentChlr-Conv-lt150tons-0.519kwpton-0.468IPLV | Water Cooled Constant Speed Centrifugal Chiller (< 150 tons, 0.519 Max kW/ton, 0.468 Max IPLV) | DEER2023 | D23 v0 | 2022-06-03 13:32 | NE-HVAC-Chlr-WtrCldCentChlr-Conv-lt150tons-0.519kwpton-0.468IPLV | Deem-DEER | Standard | None | 0 | 0 | None |  | 0 |  | 1 | Com | Any | HVAC | SpaceCool | Chiller | WtrCldCentChlr |  | HVAC-Chlr | Water Cooled Constant Speed Centrifugal Chiller (<150 tons, efficiency varies by vintage) | Water Cooled Constant Speed Centrifugal Chiller (<150 tons, 0.610 kW/ton, 0.550 IPLV) | Water Cooled Constant Speed Centrifugal Chiller (<150 tons, 0.519 kW/ton, 0.468 IPLV) | Pre-WtrCldCentChlr-Conv-lt150tons-ByVint | Std-WtrCldCentChlr-Conv-lt150tons-0.610kWpton-0.550IPLV | Msr-WtrCldCentChlr-Conv-lt150tons-0.519kWpton-0.468IPLV | Available |  | 0 | 0 |  |  |  | HVAC-Chlr |  |  | 2023-01-01 | [6 empty] | Standard |  | 1 | 1 | 1 | Deemed Ex Ante Team | 2022-05-20 17:10 | Simulated using CZ2022 weather data | Deemed Ex Ante Team | Corrected TechType
2023 | NE-HVAC-Chlr-WtrCldCentChlr-Conv-lt150tons-0.549kwpton-0.495IPLV | Water Cooled Constant Speed Centrifugal Chiller (< 150 tons, 0.549 Max kW/ton, 0.495 Max IPLV) | DEER2023 | D23 v0 | 2022-06-03 13:32 | NE-HVAC-Chlr-WtrCldCentChlr-Conv-lt150tons-0.549kwpton-0.495IPLV | Deem-DEER | Standard | None | 0 | 0 | None |  | 0 |  | 1 | Com | Any | HVAC | SpaceCool | Chiller | WtrCldCentChlr |  | HVAC-Chlr | Water Cooled Constant Speed Centrifugal Chiller (<150 tons, efficiency varies by vintage) | Water Cooled Constant Speed Centrifugal Chiller (<150 tons, 0.610 kW/ton, 0.550 IPLV) | Water Cooled Constant Speed Centrifugal Chiller (<150 tons, 0.549 kW/ton, 0.495 IPLV) | Pre-WtrCldCentChlr-Conv-lt150tons-ByVint | Std-WtrCldCentChlr-Conv-lt150tons-0.610kWpton-0.550IPLV | Msr-WtrCldCentChlr-Conv-lt150tons-0.549kWpton-0.495IPLV | Available |  | 0 | 0 |  |  |  | HVAC-Chlr |  |  | 2023-01-01 | [6 empty] | Standard |  | 1 | 1 | 1 | Deemed Ex Ante Team | 2022-05-20 17:10 | Simulated using CZ2022 weather data | Deemed Ex Ante Team | Corrected TechType
2023 | NE-HVAC-Chlr-WtrCldCentChlr-NoFric-1Cmp-150to299tons-0.54kwpton-0.34IPLV-VarSpd-CndRlf | Water Cooled Centrifugal Chiller w/1 frictionless VSD compressor and condenser relief (150 to 299 tons, 0.54 Max kW/ton, 0.34 Max IPLV) | DEER2023 | D23 v0 | 2022-05-20 18:13 | NE-HVAC-Chlr-WtrCldCentChlr-NoFric-1Cmp-150to299tons-0.54kwpton-0.34IPLV-VarSpd-CndRlf | Deem-DEER | Standard | None | 0 | 0 | None |  | 0 |  | 1 | Com | Any | HVAC | SpaceCool | Chiller | WtrCldCentChlr |  | HVAC-Chlr | Water Cooled Centrifugal Chiller w/1 frictionless VSD compressor and condenser relief (150 to 299 tons, 0.635 kW/ton, 0.400 IPLV) | Water Cooled Centrifugal Chiller w/1 frictionless VSD compressor and condenser relief (150 to 299 tons, 0.635 kW/ton, 0.400 IPLV) | Water Cooled Centrifugal Chiller w/1 frictionless VSD compressor and condenser relief (150 to 299 tons, 0.540 kW/ton, 0.340 IPLV) | Std-WtrCldCentChlr-NoFric-1Cmp-150to299tons-0.635kWpton-0.400IPLV-VarSpd-CndRlf | Std-WtrCldCentChlr-NoFric-1Cmp-150to299tons-0.635kWpton-0.400IPLV-VarSpd-CndRlf | Msr-WtrCldCentChlr-NoFric-1Cmp-150to299tons-0.540kWpton-0.340IPLV-VarSpd-CndRlf | Available |  | 0 | 0 |  |  |  | HVAC-Chlr |  |  | 2023-01-01 | [6 empty] | Standard |  | 1 | 1 | 0 | Deemed Ex Ante Team | 2022-05-20 18:13 | Simulated using CZ2022 weather data | Deemed Ex Ante Team
2023 | NE-HVAC-Chlr-WtrCldCentChlr-NoFric-1Cmp-150to299tons-0.572kwpton-0.36IPLV-VarSpd-CndRlf | Water Cooled Centrifugal Chiller w/1 frictionless VSD compressor and condenser relief (150 to 299 tons, 0.572 Max kW/ton, 0.36 Max IPLV) | DEER2023 | D23 v0 | 2022-05-20 18:13 | NE-HVAC-Chlr-WtrCldCentChlr-NoFric-1Cmp-150to299tons-0.572kwpton-0.36IPLV-VarSpd-CndRlf | Deem-DEER | Standard | None | 0 | 0 | None |  | 0 |  | 1 | Com | Any | HVAC | SpaceCool | Chiller | WtrCldCentChlr |  | HVAC-Chlr | Water Cooled Centrifugal Chiller w/1 frictionless VSD compressor and condenser relief (150 to 299 tons, 0.635 kW/ton, 0.400 IPLV) | Water Cooled Centrifugal Chiller w/1 frictionless VSD compressor and condenser relief (150 to 299 tons, 0.635 kW/ton, 0.400 IPLV) | Water Cooled Centrifugal Chiller w/1 frictionless VSD compressor and condenser relief (150 to 299 tons, 0.572 kW/ton, 0.360 IPLV) | Std-WtrCldCentChlr-NoFric-1Cmp-150to299tons-0.635kWpton-0.400IPLV-VarSpd-CndRlf | Std-WtrCldCentChlr-NoFric-1Cmp-150to299tons-0.635kWpton-0.400IPLV-VarSpd-CndRlf | Msr-WtrCldCentChlr-NoFric-1Cmp-150to299tons-0.572kWpton-0.360IPLV-VarSpd-CndRlf | Available |  | 0 | 0 |  |  |  | HVAC-Chlr |  |  | 2023-01-01 | [6 empty] | Standard |  | 1 | 1 | 0 | Deemed Ex Ante Team | 2022-05-20 18:13 | Simulated using CZ2022 weather data | Deemed Ex Ante Team
2023 | NE-HVAC-Chlr-WtrCldCentChlr-NoFric-1Cmp-300to399tons-0.506kwpton-0.332IPLV-VarSpd-CndRlf | Water Cooled Centrifugal Chiller w/1 frictionless VSD compressor and condenser relief (300 to 399 tons, 0.506 Max kW/ton, 0.332 Max IPLV) | DEER2023 | D23 v0 | 2022-05-20 18:13 | NE-HVAC-Chlr-WtrCldCentChlr-NoFric-1Cmp-300to399tons-0.506kwpton-0.332IPLV-VarSpd-CndRlf | Deem-DEER | Standard | None | 0 | 0 | None |  | 0 |  | 1 | Com | Any | HVAC | SpaceCool | Chiller | WtrCldCentChlr |  | HVAC-Chlr | Water Cooled Centrifugal Chiller w/1 frictionless VSD compressor and condenser relief (300 to 399 tons, 0.595 kW/ton, 0.390 IPLV) | Water Cooled Centrifugal Chiller w/1 frictionless VSD compressor and condenser relief (300 to 399 tons, 0.595 kW/ton, 0.390 IPLV) | Water Cooled Centrifugal Chiller w/1 frictionless VSD compressor and condenser relief (300 to 399 tons, 0.506 kW/ton, 0.332 IPLV) | Std-WtrCldCentChlr-NoFric-1Cmp-300to399tons-0.595kWpton-0.390IPLV-VarSpd-CndRlf | Std-WtrCldCentChlr-NoFric-1Cmp-300to399tons-0.595kWpton-0.390IPLV-VarSpd-CndRlf | Msr-WtrCldCentChlr-NoFric-1Cmp-300to399tons-0.506kWpton-0.332IPLV-VarSpd-CndRlf | Available |  | 0 | 0 |  |  |  | HVAC-Chlr |  |  | 2023-01-01 | [6 empty] | Standard |  | 1 | 1 | 0 | Deemed Ex Ante Team | 2022-05-20 18:13 | Simulated using CZ2022 weather data | Deemed Ex Ante Team
2023 | NE-HVAC-Chlr-WtrCldCentChlr-NoFric-1Cmp-300to399tons-0.536kwpton-0.351IPLV-VarSpd-CndRlf | Water Cooled Centrifugal Chiller w/1 frictionless VSD compressor and condenser relief (300 to 399 tons, 0.536 Max kW/ton, 0.351 Max IPLV) | DEER2023 | D23 v0 | 2022-05-20 18:13 | NE-HVAC-Chlr-WtrCldCentChlr-NoFric-1Cmp-300to399tons-0.536kwpton-0.351IPLV-VarSpd-CndRlf | Deem-DEER | Standard | None | 0 | 0 | None |  | 0 |  | 1 | Com | Any | HVAC | SpaceCool | Chiller | WtrCldCentChlr |  | HVAC-Chlr | Water Cooled Centrifugal Chiller w/1 frictionless VSD compressor and condenser relief (300 to 399 tons, 0.595 kW/ton, 0.390 IPLV) | Water Cooled Centrifugal Chiller w/1 frictionless VSD compressor and condenser relief (300 to 399 tons, 0.595 kW/ton, 0.390 IPLV) | Water Cooled Centrifugal Chiller w/1 frictionless VSD compressor and condenser relief (300 to 399 tons, 0.536 kW/ton, 0.351 IPLV) | Std-WtrCldCentChlr-NoFric-1Cmp-300to399tons-0.595kWpton-0.390IPLV-VarSpd-CndRlf | Std-WtrCldCentChlr-NoFric-1Cmp-300to399tons-0.595kWpton-0.390IPLV-VarSpd-CndRlf | Msr-WtrCldCentChlr-NoFric-1Cmp-300to399tons-0.536kWpton-0.351IPLV-VarSpd-CndRlf | Available |  | 0 | 0 |  |  |  | HVAC-Chlr |  |  | 2023-01-01 | [6 empty] | Standard |  | 1 | 1 | 0 | Deemed Ex Ante Team | 2022-05-20 18:13 | Simulated using CZ2022 weather data | Deemed Ex Ante Team
2023 | NE-HVAC-Chlr-WtrCldCentChlr-NoFric-1Cmp-400to599tons-0.497kwpton-0.323IPLV-VarSpd-CndRlf | Water Cooled Centrifugal Chiller w/1 frictionless VSD compressor and condenser relief (400 to 599 tons, 0.497 Max kW/ton, 0.323 Max IPLV) | DEER2023 | D23 v0 | 2022-05-20 18:13 | NE-HVAC-Chlr-WtrCldCentChlr-NoFric-1Cmp-400to599tons-0.497kwpton-0.323IPLV-VarSpd-CndRlf | Deem-DEER | Standard | None | 0 | 0 | None |  | 0 |  | 1 | Com | Any | HVAC | SpaceCool | Chiller | WtrCldCentChlr |  | HVAC-Chlr | Water Cooled Centrifugal Chiller w/1 frictionless VSD compressor and condenser relief (400 to 599 tons, 0.585 kW/ton, 0.380 IPLV) | Water Cooled Centrifugal Chiller w/1 frictionless VSD compressor and condenser relief (400 to 599 tons, 0.585 kW/ton, 0.380 IPLV) | Water Cooled Centrifugal Chiller w/1 frictionless VSD compressor and condenser relief (400 to 599 tons, 0.497 kW/ton, 0.323 IPLV) | Std-WtrCldCentChlr-NoFric-1Cmp-400to599tons-0.585kWpton-0.380IPLV-VarSpd-CndRlf | Std-WtrCldCentChlr-NoFric-1Cmp-400to599tons-0.585kWpton-0.380IPLV-VarSpd-CndRlf | Msr-WtrCldCentChlr-NoFric-1Cmp-400to599tons-0.497kWpton-0.323IPLV-VarSpd-CndRlf | Available |  | 0 | 0 |  |  |  | HVAC-Chlr |  |  | 2023-01-01 | [6 empty] | Standard |  | 1 | 1 | 0 | Deemed Ex Ante Team | 2022-05-20 18:13 | Simulated using CZ2022 weather data | Deemed Ex Ante Team
2023 | NE-HVAC-Chlr-WtrCldCentChlr-NoFric-1Cmp-400to599tons-0.527kwpton-0.342IPLV-VarSpd-CndRlf | Water Cooled Centrifugal Chiller w/1 frictionless VSD compressor and condenser relief (400 to 599 tons, 0.527 Max kW/ton, 0.342 Max IPLV) | DEER2023 | D23 v0 | 2022-05-20 18:13 | NE-HVAC-Chlr-WtrCldCentChlr-NoFric-1Cmp-400to599tons-0.527kwpton-0.342IPLV-VarSpd-CndRlf | Deem-DEER | Standard | None | 0 | 0 | None |  | 0 |  | 1 | Com | Any | HVAC | SpaceCool | Chiller | WtrCldCentChlr |  | HVAC-Chlr | Water Cooled Centrifugal Chiller w/1 frictionless VSD compressor and condenser relief (400 to 599 tons, 0.585 kW/ton, 0.380 IPLV) | Water Cooled Centrifugal Chiller w/1 frictionless VSD compressor and condenser relief (400 to 599 tons, 0.585 kW/ton, 0.380 IPLV) | Water Cooled Centrifugal Chiller w/1 frictionless VSD compressor and condenser relief (400 to 599 tons, 0.527 kW/ton, 0.342 IPLV) | Std-WtrCldCentChlr-NoFric-1Cmp-400to599tons-0.585kWpton-0.380IPLV-VarSpd-CndRlf | Std-WtrCldCentChlr-NoFric-1Cmp-400to599tons-0.585kWpton-0.380IPLV-VarSpd-CndRlf | Msr-WtrCldCentChlr-NoFric-1Cmp-400to599tons-0.527kWpton-0.342IPLV-VarSpd-CndRlf | Available |  | 0 | 0 |  |  |  | HVAC-Chlr |  |  | 2023-01-01 | [6 empty] | Standard |  | 1 | 1 | 0 | Deemed Ex Ante Team | 2022-05-20 18:13 | Simulated using CZ2022 weather data | Deemed Ex Ante Team
2023 | NE-HVAC-Chlr-WtrCldCentChlr-NoFric-1Cmp-gte600tons-0.497kwpton-0.323IPLV-VarSpd-CndRlf | Water Cooled Centrifugal Chiller w/1 frictionless VSD compressor and condenser relief (>= 600 tons, 0.497 Max kW/ton, 0.323 Max IPLV) | DEER2023 | D23 v0 | 2022-05-20 18:13 | NE-HVAC-Chlr-WtrCldCentChlr-NoFric-1Cmp-gte600tons-0.497kwpton-0.323IPLV-VarSpd-CndRlf | Deem-DEER | Standard | None | 0 | 0 | None |  | 0 |  | 1 | Com | Any | HVAC | SpaceCool | Chiller | WtrCldCentChlr |  | HVAC-Chlr | Water Cooled Centrifugal Chiller w/1 frictionless VSD compressor and condenser relief (≥600 tons, 0.585 kW/ton, 0.380 IPLV) | Water Cooled Centrifugal Chiller w/1 frictionless VSD compressor and condenser relief (≥600 tons, 0.585 kW/ton, 0.380 IPLV) | Water Cooled Centrifugal Chiller w/1 frictionless VSD compressor and condenser relief (≥600 tons, 0.497 kW/ton, 0.323 IPLV) | Std-WtrCldCentChlr-NoFric-1Cmp-gte600tons-0.585kWpton-0.380IPLV-VarSpd-CndRlf | Std-WtrCldCentChlr-NoFric-1Cmp-gte600tons-0.585kWpton-0.380IPLV-VarSpd-CndRlf | Msr-WtrCldCentChlr-NoFric-1Cmp-gte600tons-0.497kWpton-0.323IPLV-VarSpd-CndRlf | Available |  | 0 | 0 |  |  |  | HVAC-Chlr |  |  | 2023-01-01 | [6 empty] | Standard |  | 1 | 1 | 0 | Deemed Ex Ante Team | 2022-05-20 18:13 | Simulated using CZ2022 weather data | Deemed Ex Ante Team
2023 | NE-HVAC-Chlr-WtrCldCentChlr-NoFric-1Cmp-gte600tons-0.527kwpton-0.342IPLV-VarSpd-CndRlf | Water Cooled Centrifugal Chiller w/1 frictionless VSD compressor and condenser relief (>= 600 tons, 0.527 Max kW/ton, 0.342 Max IPLV) | DEER2023 | D23 v0 | 2022-05-20 18:13 | NE-HVAC-Chlr-WtrCldCentChlr-NoFric-1Cmp-gte600tons-0.527kwpton-0.342IPLV-VarSpd-CndRlf | Deem-DEER | Standard | None | 0 | 0 | None |  | 0 |  | 1 | Com | Any | HVAC | SpaceCool | Chiller | WtrCldCentChlr |  | HVAC-Chlr | Water Cooled Centrifugal Chiller w/1 frictionless VSD compressor and condenser relief (≥600 tons, 0.585 kW/ton, 0.380 IPLV) | Water Cooled Centrifugal Chiller w/1 frictionless VSD compressor and condenser relief (≥600 tons, 0.585 kW/ton, 0.380 IPLV) | Water Cooled Centrifugal Chiller w/1 frictionless VSD compressor and condenser relief (≥600 tons, 0.527 kW/ton, 0.342 IPLV) | Std-WtrCldCentChlr-NoFric-1Cmp-gte600tons-0.585kWpton-0.380IPLV-VarSpd-CndRlf | Std-WtrCldCentChlr-NoFric-1Cmp-gte600tons-0.585kWpton-0.380IPLV-VarSpd-CndRlf | Msr-WtrCldCentChlr-NoFric-1Cmp-gte600tons-0.527kWpton-0.342IPLV-VarSpd-CndRlf | Available |  | 0 | 0 |  |  |  | HVAC-Chlr |  |  | 2023-01-01 | [6 empty] | Standard |  | 1 | 1 | 0 | Deemed Ex Ante Team | 2022-05-20 18:13 | Simulated using CZ2022 weather data | Deemed Ex Ante Team
2023 | NE-HVAC-Chlr-WtrCldCentChlr-NoFric-1Cmp-lt150tons-0.591kwpton-0.374IPLV-VarSpd-CndRlf | Water Cooled Centrifugal Chiller w/1 frictionless VSD compressor and condenser relief (< 150 tons, 0.591 Max kW/ton, 0.374 Max IPLV) | DEER2023 | D23 v0 | 2022-05-20 18:13 | NE-HVAC-Chlr-WtrCldCentChlr-NoFric-1Cmp-lt150tons-0.591kwpton-0.374IPLV-VarSpd-CndRlf | Deem-DEER | Standard | None | 0 | 0 | None |  | 0 |  | 1 | Com | Any | HVAC | SpaceCool | Chiller | WtrCldCentChlr |  | HVAC-Chlr | Water Cooled Centrifugal Chiller w/1 frictionless VSD compressor and condenser relief (<150 tons, 0.695 kW/ton, 0.440 IPLV) | Water Cooled Centrifugal Chiller w/1 frictionless VSD compressor and condenser relief (<150 tons, 0.695 kW/ton, 0.440 IPLV) | Water Cooled Centrifugal Chiller w/1 frictionless VSD compressor and condenser relief (<150 tons, 0.591 kW/ton, 0.374 IPLV) | Std-WtrCldCentChlr-NoFric-1Cmp-lt150tons-0.695kWpton-0.440IPLV-VarSpd-CndRlf | Std-WtrCldCentChlr-NoFric-1Cmp-lt150tons-0.695kWpton-0.440IPLV-VarSpd-CndRlf | Msr-WtrCldCentChlr-NoFric-1Cmp-lt150tons-0.591kWpton-0.374IPLV-VarSpd-CndRlf | Available |  | 0 | 0 |  |  |  | HVAC-Chlr |  |  | 2023-01-01 | [6 empty] | Standard |  | 1 | 1 | 0 | Deemed Ex Ante Team | 2022-05-20 18:13 | Simulated using CZ2022 weather data | Deemed Ex Ante Team
2023 | NE-HVAC-Chlr-WtrCldCentChlr-NoFric-1Cmp-lt150tons-0.626kwpton-0.396IPLV-VarSpd-CndRlf | Water Cooled Centrifugal Chiller w/1 frictionless VSD compressor and condenser relief (< 150 tons, 0.626 Max kW/ton, 0.396 Max IPLV) | DEER2023 | D23 v0 | 2022-05-20 18:13 | NE-HVAC-Chlr-WtrCldCentChlr-NoFric-1Cmp-lt150tons-0.626kwpton-0.396IPLV-VarSpd-CndRlf | Deem-DEER | Standard | None | 0 | 0 | None |  | 0 |  | 1 | Com | Any | HVAC | SpaceCool | Chiller | WtrCldCentChlr |  | HVAC-Chlr | Water Cooled Centrifugal Chiller w/1 frictionless VSD compressor and condenser relief (<150 tons, 0.695 kW/ton, 0.440 IPLV) | Water Cooled Centrifugal Chiller w/1 frictionless VSD compressor and condenser relief (<150 tons, 0.695 kW/ton, 0.440 IPLV) | Water Cooled Centrifugal Chiller w/1 frictionless VSD compressor and condenser relief (<150 tons, 0.626 kW/ton, 0.396 IPLV) | Std-WtrCldCentChlr-NoFric-1Cmp-lt150tons-0.695kWpton-0.440IPLV-VarSpd-CndRlf | Std-WtrCldCentChlr-NoFric-1Cmp-lt150tons-0.695kWpton-0.440IPLV-VarSpd-CndRlf | Msr-WtrCldCentChlr-NoFric-1Cmp-lt150tons-0.626kWpton-0.396IPLV-VarSpd-CndRlf | Available |  | 0 | 0 |  |  |  | HVAC-Chlr |  |  | 2023-01-01 | [6 empty] | Standard |  | 1 | 1 | 0 | Deemed Ex Ante Team | 2022-05-20 18:13 | Simulated using CZ2022 weather data | Deemed Ex Ante Team
2023 | NE-HVAC-Chlr-WtrCldCentChlr-NoFric-2Cmp-150to299tons-0.54kwpton-0.34IPLV-VarSpd-CndRlf | Water Cooled Centrifugal Chiller w/2 frictionless VSD compressors and condenser relief (150 to 299 tons, 0.54 Max kW/ton, 0.34 Max IPLV) | DEER2023 | D23 v0 | 2022-05-20 18:13 | NE-HVAC-Chlr-WtrCldCentChlr-NoFric-2Cmp-150to299tons-0.54kwpton-0.34IPLV-VarSpd-CndRlf | Deem-DEER | Standard | None | 0 | 0 | None |  | 0 |  | 1 | Com | Any | HVAC | SpaceCool | Chiller | WtrCldCentChlr |  | HVAC-Chlr | Water Cooled Centrifugal Chiller w/2 frictionless VSD compressor and condenser relief (150 to 299 tons, 0.635 kW/ton, 0.400 IPLV) | Water Cooled Centrifugal Chiller w/2 frictionless VSD compressor and condenser relief (150 to 299 tons, 0.635 kW/ton, 0.400 IPLV) | Water Cooled Centrifugal Chiller w/2 frictionless VSD compressor and condenser relief (150 to 299 tons, 0.540 kW/ton, 0.341 IPLV) | Std-WtrCldCentChlr-NoFric-2Cmp-150to299tons-0.635kWpton-0.400IPLV-VarSpd-CndRlf | Std-WtrCldCentChlr-NoFric-2Cmp-150to299tons-0.635kWpton-0.400IPLV-VarSpd-CndRlf | Msr-WtrCldCentChlr-NoFric-2Cmp-150to299tons-0.540kWpton-0.341IPLV-VarSpd-CndRlf | Available |  | 0 | 0 |  |  |  | HVAC-Chlr |  |  | 2023-01-01 | [6 empty] | Standard |  | 1 | 1 | 0 | Deemed Ex Ante Team | 2022-05-20 18:13 | Simulated using CZ2022 weather data | Deemed Ex Ante Team
2023 | NE-HVAC-Chlr-WtrCldCentChlr-NoFric-2Cmp-150to299tons-0.572kwpton-0.36IPLV-VarSpd-CndRlf | Water Cooled Centrifugal Chiller w/2 frictionless VSD compressors and condenser relief (150 to 299 tons, 0.572 Max kW/ton, 0.36 Max IPLV) | DEER2023 | D23 v0 | 2022-05-20 18:13 | NE-HVAC-Chlr-WtrCldCentChlr-NoFric-2Cmp-150to299tons-0.572kwpton-0.36IPLV-VarSpd-CndRlf | Deem-DEER | Standard | None | 0 | 0 | None |  | 0 |  | 1 | Com | Any | HVAC | SpaceCool | Chiller | WtrCldCentChlr |  | HVAC-Chlr | Water Cooled Centrifugal Chiller w/2 frictionless VSD compressor and condenser relief (150 to 299 tons, 0.635 kW/ton, 0.400 IPLV) | Water Cooled Centrifugal Chiller w/2 frictionless VSD compressor and condenser relief (150 to 299 tons, 0.635 kW/ton, 0.400 IPLV) | Water Cooled Centrifugal Chiller w/2 frictionless VSD compressor and condenser relief (150 to 299 tons, 0.572 kW/ton, 0.361 IPLV) | Std-WtrCldCentChlr-NoFric-2Cmp-150to299tons-0.635kWpton-0.400IPLV-VarSpd-CndRlf | Std-WtrCldCentChlr-NoFric-2Cmp-150to299tons-0.635kWpton-0.400IPLV-VarSpd-CndRlf | Msr-WtrCldCentChlr-NoFric-2Cmp-150to299tons-0.572kWpton-0.361IPLV-VarSpd-CndRlf | Available |  | 0 | 0 |  |  |  | HVAC-Chlr |  |  | 2023-01-01 | [6 empty] | Standard |  | 1 | 1 | 0 | Deemed Ex Ante Team | 2022-05-20 18:13 | Simulated using CZ2022 weather data | Deemed Ex Ante Team
2023 | NE-HVAC-Chlr-WtrCldCentChlr-NoFric-2Cmp-300to399tons-0.506kwpton-0.332IPLV-VarSpd-CndRlf | Water Cooled Centrifugal Chiller w/2 frictionless VSD compressors and condenser relief (300 to 399 tons, 0.506 Max kW/ton, 0.332 Max IPLV) | DEER2023 | D23 v0 | 2022-05-20 18:13 | NE-HVAC-Chlr-WtrCldCentChlr-NoFric-2Cmp-300to399tons-0.506kwpton-0.332IPLV-VarSpd-CndRlf | Deem-DEER | Standard | None | 0 | 0 | None |  | 0 |  | 1 | Com | Any | HVAC | SpaceCool | Chiller | WtrCldCentChlr |  | HVAC-Chlr | Water Cooled Centrifugal Chiller w/2 frictionless VSD compressor and condenser relief (300 to 399 tons, 0.595 kW/ton, 0.390 IPLV) | Water Cooled Centrifugal Chiller w/2 frictionless VSD compressor and condenser relief (300 to 399 tons, 0.595 kW/ton, 0.390 IPLV) | Water Cooled Centrifugal Chiller w/2 frictionless VSD compressor and condenser relief (300 to 399 tons, 0.506 kW/ton, 0.332 IPLV) | Std-WtrCldCentChlr-NoFric-2Cmp-300to399tons-0.595kWpton-0.390IPLV-VarSpd-CndRlf | Std-WtrCldCentChlr-NoFric-2Cmp-300to399tons-0.595kWpton-0.390IPLV-VarSpd-CndRlf | Msr-WtrCldCentChlr-NoFric-2Cmp-300to399tons-0.506kWpton-0.332IPLV-VarSpd-CndRlf | Available |  | 0 | 0 |  |  |  | HVAC-Chlr |  |  | 2023-01-01 | [6 empty] | Standard |  | 1 | 1 | 0 | Deemed Ex Ante Team | 2022-05-20 18:13 | Simulated using CZ2022 weather data | Deemed Ex Ante Team
2023 | NE-HVAC-Chlr-WtrCldCentChlr-NoFric-2Cmp-300to399tons-0.536kwpton-0.351IPLV-VarSpd-CndRlf | Water Cooled Centrifugal Chiller w/2 frictionless VSD compressors and condenser relief (300 to 399 tons, 0.536 Max kW/ton, 0.351 Max IPLV) | DEER2023 | D23 v0 | 2022-05-20 18:13 | NE-HVAC-Chlr-WtrCldCentChlr-NoFric-2Cmp-300to399tons-0.536kwpton-0.351IPLV-VarSpd-CndRlf | Deem-DEER | Standard | None | 0 | 0 | None |  | 0 |  | 1 | Com | Any | HVAC | SpaceCool | Chiller | WtrCldCentChlr |  | HVAC-Chlr | Water Cooled Centrifugal Chiller w/2 frictionless VSD compressor and condenser relief (300 to 399 tons, 0.595 kW/ton, 0.390 IPLV) | Water Cooled Centrifugal Chiller w/2 frictionless VSD compressor and condenser relief (300 to 399 tons, 0.595 kW/ton, 0.390 IPLV) | Water Cooled Centrifugal Chiller w/2 frictionless VSD compressor and condenser relief (300 to 399 tons, 0.536 kW/ton, 0.351 IPLV) | Std-WtrCldCentChlr-NoFric-2Cmp-300to399tons-0.595kWpton-0.390IPLV-VarSpd-CndRlf | Std-WtrCldCentChlr-NoFric-2Cmp-300to399tons-0.595kWpton-0.390IPLV-VarSpd-CndRlf | Msr-WtrCldCentChlr-NoFric-2Cmp-300to399tons-0.536kWpton-0.351IPLV-VarSpd-CndRlf | Available |  | 0 | 0 |  |  |  | HVAC-Chlr |  |  | 2023-01-01 | [6 empty] | Standard |  | 1 | 1 | 0 | Deemed Ex Ante Team | 2022-05-20 18:13 | Simulated using CZ2022 weather data | Deemed Ex Ante Team
2023 | NE-HVAC-Chlr-WtrCldCentChlr-NoFric-2Cmp-400to599tons-0.497kwpton-0.323IPLV-VarSpd-CndRlf | Water Cooled Centrifugal Chiller w/2 frictionless VSD compressors and condenser relief (400 to 599 tons, 0.497 Max kW/ton, 0.323 Max IPLV) | DEER2023 | D23 v0 | 2022-05-20 18:13 | NE-HVAC-Chlr-WtrCldCentChlr-NoFric-2Cmp-400to599tons-0.497kwpton-0.323IPLV-VarSpd-CndRlf | Deem-DEER | Standard | None | 0 | 0 | None |  | 0 |  | 1 | Com | Any | HVAC | SpaceCool | Chiller | WtrCldCentChlr |  | HVAC-Chlr | Water Cooled Centrifugal Chiller w/2 frictionless VSD compressor and condenser relief (400 to 599 tons, 0.585 kW/ton, 0.380 IPLV) | Water Cooled Centrifugal Chiller w/2 frictionless VSD compressor and condenser relief (400 to 599 tons, 0.585 kW/ton, 0.380 IPLV) | Water Cooled Centrifugal Chiller w/2 frictionless VSD compressor and condenser relief (400 to 599 tons, 0.497 kW/ton, 0.323 IPLV) | Std-WtrCldCentChlr-NoFric-2Cmp-400to599tons-0.585kWpton-0.380IPLV-VarSpd-CndRlf | Std-WtrCldCentChlr-NoFric-2Cmp-400to599tons-0.585kWpton-0.380IPLV-VarSpd-CndRlf | Msr-WtrCldCentChlr-NoFric-2Cmp-400to599tons-0.497kWpton-0.323IPLV-VarSpd-CndRlf | Available |  | 0 | 0 |  |  |  | HVAC-Chlr |  |  | 2023-01-01 | [6 empty] | Standard |  | 1 | 1 | 0 | Deemed Ex Ante Team | 2022-05-20 18:13 | Simulated using CZ2022 weather data | Deemed Ex Ante Team
2023 | NE-HVAC-Chlr-WtrCldCentChlr-NoFric-2Cmp-400to599tons-0.527kwpton-0.342IPLV-VarSpd-CndRlf | Water Cooled Centrifugal Chiller w/2 frictionless VSD compressors and condenser relief (400 to 599 tons, 0.527 Max kW/ton, 0.342 Max IPLV) | DEER2023 | D23 v0 | 2022-05-20 18:13 | NE-HVAC-Chlr-WtrCldCentChlr-NoFric-2Cmp-400to599tons-0.527kwpton-0.342IPLV-VarSpd-CndRlf | Deem-DEER | Standard | None | 0 | 0 | None |  | 0 |  | 1 | Com | Any | HVAC | SpaceCool | Chiller | WtrCldCentChlr |  | HVAC-Chlr | Water Cooled Centrifugal Chiller w/2 frictionless VSD compressor and condenser relief (400 to 599 tons, 0.585 kW/ton, 0.380 IPLV) | Water Cooled Centrifugal Chiller w/2 frictionless VSD compressor and condenser relief (400 to 599 tons, 0.585 kW/ton, 0.380 IPLV) | Water Cooled Centrifugal Chiller w/2 frictionless VSD compressor and condenser relief (400 to 599 tons, 0.527 kW/ton, 0.342 IPLV) | Std-WtrCldCentChlr-NoFric-2Cmp-400to599tons-0.585kWpton-0.380IPLV-VarSpd-CndRlf | Std-WtrCldCentChlr-NoFric-2Cmp-400to599tons-0.585kWpton-0.380IPLV-VarSpd-CndRlf | Msr-WtrCldCentChlr-NoFric-2Cmp-400to599tons-0.527kWpton-0.342IPLV-VarSpd-CndRlf | Available |  | 0 | 0 |  |  |  | HVAC-Chlr |  |  | 2023-01-01 | [6 empty] | Standard |  | 1 | 1 | 0 | Deemed Ex Ante Team | 2022-05-20 18:13 | Simulated using CZ2022 weather data | Deemed Ex Ante Team
2023 | NE-HVAC-Chlr-WtrCldCentChlr-NoFric-2Cmp-gte600tons-0.497kwpton-0.323IPLV-VarSpd-CndRlf | Water Cooled Centrifugal Chiller w/2 frictionless VSD compressors and condenser relief (>= 600 tons, 0.497 Max kW/ton, 0.323 Max IPLV) | DEER2023 | D23 v0 | 2022-05-20 18:13 | NE-HVAC-Chlr-WtrCldCentChlr-NoFric-2Cmp-gte600tons-0.497kwpton-0.323IPLV-VarSpd-CndRlf | Deem-DEER | Standard | None | 0 | 0 | None |  | 0 |  | 1 | Com | Any | HVAC | SpaceCool | Chiller | WtrCldCentChlr |  | HVAC-Chlr | Water Cooled Centrifugal Chiller w/2 frictionless VSD compressor and condenser relief (≥600 tons, 0.585 kW/ton, 0.380 IPLV) | Water Cooled Centrifugal Chiller w/2 frictionless VSD compressor and condenser relief (≥600 tons, 0.585 kW/ton, 0.380 IPLV) | Water Cooled Centrifugal Chiller w/2 frictionless VSD compressor and condenser relief (≥600 tons, 0.497 kW/ton, 0.323 IPLV) | Std-WtrCldCentChlr-NoFric-2Cmp-gte600tons-0.585kWpton-0.380IPLV-VarSpd-CndRlf | Std-WtrCldCentChlr-NoFric-2Cmp-gte600tons-0.585kWpton-0.380IPLV-VarSpd-CndRlf | Msr-WtrCldCentChlr-NoFric-2Cmp-gte600tons-0.497kWpton-0.323IPLV-VarSpd-CndRlf | Available |  | 0 | 0 |  |  |  | HVAC-Chlr |  |  | 2023-01-01 | [6 empty] | Standard |  | 1 | 1 | 0 | Deemed Ex Ante Team | 2022-05-20 18:13 | Simulated using CZ2022 weather data | Deemed Ex Ante Team
2023 | NE-HVAC-Chlr-WtrCldCentChlr-NoFric-2Cmp-gte600tons-0.527kwpton-0.342IPLV-VarSpd-CndRlf | Water Cooled Centrifugal Chiller w/2 frictionless VSD compressors and condenser relief (>= 600 tons, 0.527 Max kW/ton, 0.342 Max IPLV) | DEER2023 | D23 v0 | 2022-05-20 18:13 | NE-HVAC-Chlr-WtrCldCentChlr-NoFric-2Cmp-gte600tons-0.527kwpton-0.342IPLV-VarSpd-CndRlf | Deem-DEER | Standard | None | 0 | 0 | None |  | 0 |  | 1 | Com | Any | HVAC | SpaceCool | Chiller | WtrCldCentChlr |  | HVAC-Chlr | Water Cooled Centrifugal Chiller w/2 frictionless VSD compressor and condenser relief (≥600 tons, 0.585 kW/ton, 0.380 IPLV) | Water Cooled Centrifugal Chiller w/2 frictionless VSD compressor and condenser relief (≥600 tons, 0.585 kW/ton, 0.380 IPLV) | Water Cooled Centrifugal Chiller w/2 frictionless VSD compressor and condenser relief (≥600 tons, 0.527 kW/ton, 0.342 IPLV) | Std-WtrCldCentChlr-NoFric-2Cmp-gte600tons-0.585kWpton-0.380IPLV-VarSpd-CndRlf | Std-WtrCldCentChlr-NoFric-2Cmp-gte600tons-0.585kWpton-0.380IPLV-VarSpd-CndRlf | Msr-WtrCldCentChlr-NoFric-2Cmp-gte600tons-0.527kWpton-0.342IPLV-VarSpd-CndRlf | Available |  | 0 | 0 |  |  |  | HVAC-Chlr |  |  | 2023-01-01 | [6 empty] | Standard |  | 1 | 1 | 0 | Deemed Ex Ante Team | 2022-05-20 18:13 | Simulated using CZ2022 weather data | Deemed Ex Ante Team
2023 | NE-HVAC-Chlr-WtrCldCentChlr-NoFric-2Cmp-lt150tons-0.591kwpton-0.374IPLV-VarSpd-CndRlf | Water Cooled Centrifugal Chiller w/2 frictionless VSD compressors and condenser relief (< 150 tons, 0.591 Max kW/ton, 0.374 Max IPLV) | DEER2023 | D23 v0 | 2022-05-20 18:13 | NE-HVAC-Chlr-WtrCldCentChlr-NoFric-2Cmp-lt150tons-0.591kwpton-0.374IPLV-VarSpd-CndRlf | Deem-DEER | Standard | None | 0 | 0 | None |  | 0 |  | 1 | Com | Any | HVAC | SpaceCool | Chiller | WtrCldCentChlr |  | HVAC-Chlr | Water Cooled Centrifugal Chiller w/2 frictionless VSD compressor and condenser relief (<150 tons, 0.695 kW/ton, 0.440 IPLV) | Water Cooled Centrifugal Chiller w/2 frictionless VSD compressor and condenser relief (<150 tons, 0.695 kW/ton, 0.440 IPLV) | Water Cooled Centrifugal Chiller w/2 frictionless VSD compressor and condenser relief (<150 tons, 0.591 kW/ton, 0.374 IPLV) | Std-WtrCldCentChlr-NoFric-2Cmp-lt150tons-0.695kWpton-0.440IPLV-VarSpd-CndRlf | Std-WtrCldCentChlr-NoFric-2Cmp-lt150tons-0.695kWpton-0.440IPLV-VarSpd-CndRlf | Msr-WtrCldCentChlr-NoFric-2Cmp-lt150tons-0.591kWpton-0.374IPLV-VarSpd-CndRlf | Available |  | 0 | 0 |  |  |  | HVAC-Chlr |  |  | 2023-01-01 | [6 empty] | Standard |  | 1 | 1 | 0 | Deemed Ex Ante Team | 2022-05-20 18:13 | Simulated using CZ2022 weather data | Deemed Ex Ante Team
2023 | NE-HVAC-Chlr-WtrCldCentChlr-NoFric-2Cmp-lt150tons-0.626kwpton-0.396IPLV-VarSpd-CndRlf | Water Cooled Centrifugal Chiller w/2 frictionless VSD compressors and condenser relief (< 150 tons, 0.626 Max kW/ton, 0.396 Max IPLV) | DEER2023 | D23 v0 | 2022-05-20 18:13 | NE-HVAC-Chlr-WtrCldCentChlr-NoFric-2Cmp-lt150tons-0.626kwpton-0.396IPLV-VarSpd-CndRlf | Deem-DEER | Standard | None | 0 | 0 | None |  | 0 |  | 1 | Com | Any | HVAC | SpaceCool | Chiller | WtrCldCentChlr |  | HVAC-Chlr | Water Cooled Centrifugal Chiller w/2 frictionless VSD compressor and condenser relief (<150 tons, 0.695 kW/ton, 0.440 IPLV) | Water Cooled Centrifugal Chiller w/2 frictionless VSD compressor and condenser relief (<150 tons, 0.695 kW/ton, 0.440 IPLV) | Water Cooled Centrifugal Chiller w/2 frictionless VSD compressor and condenser relief (<150 tons, 0.626 kW/ton, 0.396 IPLV) | Std-WtrCldCentChlr-NoFric-2Cmp-lt150tons-0.695kWpton-0.440IPLV-VarSpd-CndRlf | Std-WtrCldCentChlr-NoFric-2Cmp-lt150tons-0.695kWpton-0.440IPLV-VarSpd-CndRlf | Msr-WtrCldCentChlr-NoFric-2Cmp-lt150tons-0.626kWpton-0.396IPLV-VarSpd-CndRlf | Available |  | 0 | 0 |  |  |  | HVAC-Chlr |  |  | 2023-01-01 | [6 empty] | Standard |  | 1 | 1 | 0 | Deemed Ex Ante Team | 2022-05-20 18:13 | Simulated using CZ2022 weather data | Deemed Ex Ante Team
2023 | NE-HVAC-Chlr-WtrCldScrewChlr-150to299tons-0.561kwpton-0.459IPLV | Water Cooled Constant Speed Screw Chiller (150 to 299 tons, 0.561 Max kW/ton, 0.459 Max IPLV) | DEER2023 | D23 v0 | 2022-06-03 13:44 | NE-HVAC-Chlr-WtrCldScrewChlr-150to299tons-0.561kwpton-0.459IPLV | Deem-DEER | Standard | None | 0 | 0 | None |  | 0 |  | 1 | Com | Any | HVAC | SpaceCool | Chiller | WtrCldScrewChlr |  | HVAC-Chlr | Water Cooled Constant Speed Screw Chiller (150 to 299 tons, efficiency varies by vintage) | Water Cooled Constant Speed Screw Chiller (150 to 299 tons, 0.660 kW/ton, 0.540 IPLV) | Water Cooled Constant Speed Screw Chiller (150 to 299 tons, 0.561 kW/ton, 0.459 IPLV) | Pre-WtrCldScrewChlr-150to299tons-ByVint | Std-WtrCldScrewChlr-150to299tons-0.660kWpton-0.540IPLV | Msr-WtrCldScrewChlr-150to299tons-0.561kWpton-0.459IPLV | Available |  | 0 | 0 |  |  |  | HVAC-Chlr |  |  | 2023-01-01 | [6 empty] | Standard |  | 1 | 1 | 0 | Deemed Ex Ante Team | 2022-05-20 15:43 | Simulated using CZ2022 weather data | Deemed Ex Ante Team | Corrected EnergyImpactID
2023 | NE-HVAC-Chlr-WtrCldScrewChlr-150to299tons-0.578kwpton-0.374IPLV-VarSpd | Water Cooled Variable Speed Screw Chiller (150 to 299 tons, 0.578 Max kW/ton, 0.374 Max IPLV) | DEER2023 | D23 v0 | 2022-06-03 13:44 | NE-HVAC-Chlr-WtrCldScrewChlr-150to299tons-0.578kwpton-0.374IPLV-VarSpd | Deem-DEER | Standard | None | 0 | 0 | None |  | 0 |  | 1 | Com | Any | HVAC | SpaceCool | Chiller | WtrCldScrewChlr |  | HVAC-Chlr | Water Cooled Variable Speed Screw Chiller (150 to 299 tons, 0.680 kW/ton, 0.440 IPLV) | Water Cooled Variable Speed Screw Chiller (150 to 299 tons, 0.680 kW/ton, 0.440 IPLV) | Water Cooled Variable Speed Screw Chiller (150 to 299 tons, 0.578 kW/ton, 0.374 IPLV) | Std-WtrCldScrewChlr-150to299tons-0.680kWpton-0.440IPLV-VarSpd | Std-WtrCldScrewChlr-150to299tons-0.680kWpton-0.440IPLV-VarSpd | Msr-WtrCldScrewChlr-150to299tons-0.578kWpton-0.374IPLV-VarSpd | Available |  | 0 | 0 |  |  |  | HVAC-Chlr |  |  | 2023-01-01 | [6 empty] | Standard |  | 1 | 1 | 0 | Deemed Ex Ante Team | 2022-05-20 15:43 | Simulated using CZ2022 weather data | Deemed Ex Ante Team | Corrected EnergyImpactID
2023 | NE-HVAC-Chlr-WtrCldScrewChlr-150to299tons-0.594kwpton-0.486IPLV | Water Cooled Constant Speed Screw Chiller (150 to 299 tons, 0.594 Max kW/ton, 0.486 Max IPLV) | DEER2023 | D23 v0 | 2022-06-03 13:44 | NE-HVAC-Chlr-WtrCldScrewChlr-150to299tons-0.594kwpton-0.486IPLV | Deem-DEER | Standard | None | 0 | 0 | None |  | 0 |  | 1 | Com | Any | HVAC | SpaceCool | Chiller | WtrCldScrewChlr |  | HVAC-Chlr | Water Cooled Constant Speed Screw Chiller (150 to 299 tons, efficiency varies by vintage) | Water Cooled Constant Speed Screw Chiller (150 to 299 tons, 0.660 kW/ton, 0.540 IPLV) | Water Cooled Constant Speed Screw Chiller (150 to 299 tons, 0.594 kW/ton, 0.486 IPLV) | Pre-WtrCldScrewChlr-150to299tons-ByVint | Std-WtrCldScrewChlr-150to299tons-0.660kWpton-0.540IPLV | Msr-WtrCldScrewChlr-150to299tons-0.594kWpton-0.486IPLV | Available |  | 0 | 0 |  |  |  | HVAC-Chlr |  |  | 2023-01-01 | [6 empty] | Standard |  | 1 | 1 | 0 | Deemed Ex Ante Team | 2022-05-20 15:43 | Simulated using CZ2022 weather data | Deemed Ex Ante Team | Corrected EnergyImpactID
2023 | NE-HVAC-Chlr-WtrCldScrewChlr-150to299tons-0.612kwpton-0.396IPLV-VarSpd | Water Cooled Variable Speed Screw Chiller (150 to 299 tons, 0.612 Max kW/ton, 0.396 Max IPLV) | DEER2023 | D23 v0 | 2022-06-03 13:44 | NE-HVAC-Chlr-WtrCldScrewChlr-150to299tons-0.612kwpton-0.396IPLV-VarSpd | Deem-DEER | Standard | None | 0 | 0 | None |  | 0 |  | 1 | Com | Any | HVAC | SpaceCool | Chiller | WtrCldScrewChlr |  | HVAC-Chlr | Water Cooled Variable Speed Screw Chiller (150 to 299 tons, 0.680 kW/ton, 0.440 IPLV) | Water Cooled Variable Speed Screw Chiller (150 to 299 tons, 0.680 kW/ton, 0.440 IPLV) | Water Cooled Variable Speed Screw Chiller (150 to 299 tons, 0.612 kW/ton, 0.396 IPLV) | Std-WtrCldScrewChlr-150to299tons-0.680kWpton-0.440IPLV-VarSpd | Std-WtrCldScrewChlr-150to299tons-0.680kWpton-0.440IPLV-VarSpd | Msr-WtrCldScrewChlr-150to299tons-0.612kWpton-0.396IPLV-VarSpd | Available |  | 0 | 0 |  |  |  | HVAC-Chlr |  |  | 2023-01-01 | [6 empty] | Standard |  | 1 | 1 | 0 | Deemed Ex Ante Team | 2022-05-20 15:43 | Simulated using CZ2022 weather data | Deemed Ex Ante Team | Corrected EnergyImpactID
2023 | NE-HVAC-Chlr-WtrCldScrewChlr-300to599tons-0.519kwpton-0.442IPLV | Water Cooled Constant Speed Screw Chiller (300 to 599 tons, 0.519 Max kW/ton, 0.442 Max IPLV) | DEER2023 | D23 v0 | 2022-06-03 13:44 | NE-HVAC-Chlr-WtrCldScrewChlr-300to599tons-0.519kwpton-0.442IPLV | Deem-DEER | Standard | None | 0 | 0 | None |  | 0 |  | 1 | Com | Any | HVAC | SpaceCool | Chiller | WtrCldScrewChlr |  | HVAC-Chlr | Water Cooled Constant Speed Screw Chiller (300 to 599 tons, efficiency varies by vintage) | Water Cooled Constant Speed Screw Chiller (300 to 599 tons, 0.610 kW/ton, 0.520 IPLV) | Water Cooled Constant Speed Screw Chiller (300 to 599 tons, 0.519 kW/ton, 0.442 IPLV) | Pre-WtrCldScrewChlr-300to599tons-ByVint | Std-WtrCldScrewChlr-300to599tons-0.610kWpton-0.520IPLV | Msr-WtrCldScrewChlr-300to599tons-0.519kWpton-0.442IPLV | Available |  | 0 | 0 |  |  |  | HVAC-Chlr |  |  | 2023-01-01 | [6 empty] | Standard |  | 1 | 1 | 0 | Deemed Ex Ante Team | 2022-05-20 15:43 | Simulated using CZ2022 weather data | Deemed Ex Ante Team | Corrected EnergyImpactID
2023 | NE-HVAC-Chlr-WtrCldScrewChlr-300to599tons-0.531kwpton-0.349IPLV-VarSpd | Water Cooled Variable Speed Screw Chiller (300 to 599 tons, 0.531 Max kW/ton, 0.349 Max IPLV) | DEER2023 | D23 v0 | 2022-06-03 13:44 | NE-HVAC-Chlr-WtrCldScrewChlr-300to599tons-0.531kwpton-0.349IPLV-VarSpd | Deem-DEER | Standard | None | 0 | 0 | None |  | 0 |  | 1 | Com | Any | HVAC | SpaceCool | Chiller | WtrCldScrewChlr |  | HVAC-Chlr | Water Cooled Variable Speed Screw Chiller (300 to 599 tons, 0.625 kW/ton, 0.410 IPLV) | Water Cooled Variable Speed Screw Chiller (300 to 599 tons, 0.625 kW/ton, 0.410 IPLV) | Water Cooled Variable Speed Screw Chiller (300 to 599 tons, 0.531 kW/ton, 0.349 IPLV) | Std-WtrCldScrewChlr-300to599tons-0.625kWpton-0.410IPLV-VarSpd | Std-WtrCldScrewChlr-300to599tons-0.625kWpton-0.410IPLV-VarSpd | Msr-WtrCldScrewChlr-300to599tons-0.531kWpton-0.349IPLV-VarSpd | Available |  | 0 | 0 |  |  |  | HVAC-Chlr |  |  | 2023-01-01 | [6 empty] | Standard |  | 1 | 1 | 0 | Deemed Ex Ante Team | 2022-05-20 15:43 | Simulated using CZ2022 weather data | Deemed Ex Ante Team | Corrected EnergyImpactID
2023 | NE-HVAC-Chlr-WtrCldScrewChlr-300to599tons-0.549kwpton-0.468IPLV | Water Cooled Constant Speed Screw Chiller (300 to 599 tons, 0.549 Max kW/ton, 0.468 Max IPLV) | DEER2023 | D23 v0 | 2022-06-03 13:44 | NE-HVAC-Chlr-WtrCldScrewChlr-300to599tons-0.549kwpton-0.468IPLV | Deem-DEER | Standard | None | 0 | 0 | None |  | 0 |  | 1 | Com | Any | HVAC | SpaceCool | Chiller | WtrCldScrewChlr |  | HVAC-Chlr | Water Cooled Constant Speed Screw Chiller (300 to 599 tons, efficiency varies by vintage) | Water Cooled Constant Speed Screw Chiller (300 to 599 tons, 0.610 kW/ton, 0.520 IPLV) | Water Cooled Constant Speed Screw Chiller (300 to 599 tons, 0.549 kW/ton, 0.468 IPLV) | Pre-WtrCldScrewChlr-300to599tons-ByVint | Std-WtrCldScrewChlr-300to599tons-0.610kWpton-0.520IPLV | Msr-WtrCldScrewChlr-300to599tons-0.549kWpton-0.468IPLV | Available |  | 0 | 0 |  |  |  | HVAC-Chlr |  |  | 2023-01-01 | [6 empty] | Standard |  | 1 | 1 | 0 | Deemed Ex Ante Team | 2022-05-20 15:43 | Simulated using CZ2022 weather data | Deemed Ex Ante Team | Corrected EnergyImpactID
2023 | NE-HVAC-Chlr-WtrCldScrewChlr-300to599tons-0.563kwpton-0.369IPLV-VarSpd | Water Cooled Variable Speed Screw Chiller (300 to 599 tons, 0.563 Max kW/ton, 0.369 Max IPLV) | DEER2023 | D23 v0 | 2022-06-03 13:44 | NE-HVAC-Chlr-WtrCldScrewChlr-300to599tons-0.563kwpton-0.369IPLV-VarSpd | Deem-DEER | Standard | None | 0 | 0 | None |  | 0 |  | 1 | Com | Any | HVAC | SpaceCool | Chiller | WtrCldScrewChlr |  | HVAC-Chlr | Water Cooled Variable Speed Screw Chiller (300 to 599 tons, 0.625 kW/ton, 0.410 IPLV) | Water Cooled Variable Speed Screw Chiller (300 to 599 tons, 0.625 kW/ton, 0.410 IPLV) | Water Cooled Variable Speed Screw Chiller (300 to 599 tons, 0.563 kW/ton, 0.369 IPLV) | Std-WtrCldScrewChlr-300to599tons-0.625kWpton-0.410IPLV-VarSpd | Std-WtrCldScrewChlr-300to599tons-0.625kWpton-0.410IPLV-VarSpd | Msr-WtrCldScrewChlr-300to599tons-0.563kWpton-0.369IPLV-VarSpd | Available |  | 0 | 0 |  |  |  | HVAC-Chlr |  |  | 2023-01-01 | [6 empty] | Standard |  | 1 | 1 | 0 | Deemed Ex Ante Team | 2022-05-20 15:43 | Simulated using CZ2022 weather data | Deemed Ex Ante Team | Corrected EnergyImpactID
2023 | NE-HVAC-Chlr-WtrCldScrewChlr-75to149tons-0.612kwpton-0.476IPLV | Water Cooled Constant Speed Screw Chiller (75 to 149 tons, 0.612 Max kW/ton, 0.476 Max IPLV) | DEER2023 | D23 v0 | 2022-06-03 13:44 | NE-HVAC-Chlr-WtrCldScrewChlr-75to149tons-0.612kwpton-0.476IPLV | Deem-DEER | Standard | None | 0 | 0 | None |  | 0 |  | 1 | Com | Any | HVAC | SpaceCool | Chiller | WtrCldScrewChlr |  | HVAC-Chlr | Water Cooled Constant Speed Screw Chiller (75 to 149 tons, efficiency varies by vintage) | Water Cooled Constant Speed Screw Chiller (75 to 149 tons, 0.720 kW/ton, 0.560 IPLV) | Water Cooled Constant Speed Screw Chiller (75 to 149 tons, 0.612 kW/ton, 0.476 IPLV) | Pre-WtrCldScrewChlr-75to149tons-ByVint | Std-WtrCldScrewChlr-75to149tons-0.720kWpton-0.560IPLV | Msr-WtrCldScrewChlr-75to149tons-0.612kWpton-0.476IPLV | Available |  | 0 | 0 |  |  |  | HVAC-Chlr |  |  | 2023-01-01 | [6 empty] | Standard |  | 1 | 1 | 0 | Deemed Ex Ante Team | 2022-05-20 15:43 | Simulated using CZ2022 weather data | Deemed Ex Ante Team | Corrected EnergyImpactID
2023 | NE-HVAC-Chlr-WtrCldScrewChlr-75to149tons-0.638kwpton-0.417IPLV-VarSpd | Water Cooled Variable Speed Screw Chiller (75 to 149 tons, 0.638 Max kW/ton, 0.417 Max IPLV) | DEER2023 | D23 v0 | 2022-06-03 13:44 | NE-HVAC-Chlr-WtrCldScrewChlr-75to149tons-0.638kwpton-0.417IPLV-VarSpd | Deem-DEER | Standard | None | 0 | 0 | None |  | 0 |  | 1 | Com | Any | HVAC | SpaceCool | Chiller | WtrCldScrewChlr |  | HVAC-Chlr | Water Cooled Variable Speed Screw Chiller (75 to 149 tons, 0.750 kW/ton, 0.419 IPLV) | Water Cooled Variable Speed Screw Chiller (75 to 149 tons, 0.750 kW/ton, 0.419 IPLV) | Water Cooled Variable Speed Screw Chiller (75 to 149 tons, 0.638 kW/ton, 0.417 IPLV) | Std-WtrCldScrewChlr-75to149tons-0.750kWpton-0.419IPLV-VarSpd | Std-WtrCldScrewChlr-75to149tons-0.750kWpton-0.419IPLV-VarSpd | Msr-WtrCldScrewChlr-75to149tons-0.638kWpton-0.417IPLV-VarSpd | Available |  | 0 | 0 |  |  |  | HVAC-Chlr |  |  | 2023-01-01 | [6 empty] | Standard |  | 1 | 1 | 0 | Deemed Ex Ante Team | 2022-05-20 15:43 | Simulated using CZ2022 weather data | Deemed Ex Ante Team | Corrected EnergyImpactID
2023 | NE-HVAC-Chlr-WtrCldScrewChlr-75to149tons-0.648kwpton-0.504IPLV | Water Cooled Constant Speed Screw Chiller (75 to 149 tons, 0.648 Max kW/ton, 0.504 Max IPLV) | DEER2023 | D23 v0 | 2022-06-03 13:44 | NE-HVAC-Chlr-WtrCldScrewChlr-75to149tons-0.648kwpton-0.504IPLV | Deem-DEER | Standard | None | 0 | 0 | None |  | 0 |  | 1 | Com | Any | HVAC | SpaceCool | Chiller | WtrCldScrewChlr |  | HVAC-Chlr | Water Cooled Constant Speed Screw Chiller (75 to 149 tons, efficiency varies by vintage) | Water Cooled Constant Speed Screw Chiller (75 to 149 tons, 0.720 kW/ton, 0.560 IPLV) | Water Cooled Constant Speed Screw Chiller (75 to 149 tons, 0.648 kW/ton, 0.504 IPLV) | Pre-WtrCldScrewChlr-75to149tons-ByVint | Std-WtrCldScrewChlr-75to149tons-0.720kWpton-0.560IPLV | Msr-WtrCldScrewChlr-75to149tons-0.648kWpton-0.504IPLV | Available |  | 0 | 0 |  |  |  | HVAC-Chlr |  |  | 2023-01-01 | [6 empty] | Standard |  | 1 | 1 | 0 | Deemed Ex Ante Team | 2022-05-20 15:43 | Simulated using CZ2022 weather data | Deemed Ex Ante Team | Corrected EnergyImpactID
2023 | NE-HVAC-Chlr-WtrCldScrewChlr-75to149tons-0.675kwpton-0.441IPLV-VarSpd | Water Cooled Variable Speed Screw Chiller (75 to 149 tons, 0.675 Max kW/ton, 0.441 Max IPLV) | DEER2023 | D23 v0 | 2022-06-03 13:44 | NE-HVAC-Chlr-WtrCldScrewChlr-75to149tons-0.675kwpton-0.441IPLV-VarSpd | Deem-DEER | Standard | None | 0 | 0 | None |  | 0 |  | 1 | Com | Any | HVAC | SpaceCool | Chiller | WtrCldScrewChlr |  | HVAC-Chlr | Water Cooled Variable Speed Screw Chiller (75 to 149 tons, 0.750 kW/ton, 0.490 IPLV) | Water Cooled Variable Speed Screw Chiller (75 to 149 tons, 0.750 kW/ton, 0.490 IPLV) | Water Cooled Variable Speed Screw Chiller (75 to 149 tons, 0.675 kW/ton, 0.441 IPLV) | Std-WtrCldScrewChlr-75to149tons-0.750kWpton-0.490IPLV-VarSpd | Std-WtrCldScrewChlr-75to149tons-0.750kWpton-0.490IPLV-VarSpd | Msr-WtrCldScrewChlr-75to149tons-0.675kWpton-0.441IPLV-VarSpd | Available |  | 0 | 0 |  |  |  | HVAC-Chlr |  |  | 2023-01-01 | [6 empty] | Standard |  | 1 | 1 | 0 | Deemed Ex Ante Team | 2022-05-20 15:43 | Simulated using CZ2022 weather data | Deemed Ex Ante Team | Corrected EnergyImpactID
2023 | NE-HVAC-Chlr-WtrCldScrewChlr-gte600tons-0.476kwpton-0.425IPLV | Water Cooled Constant Speed Screw Chiller (>= 600 tons, 0.476 Max kW/ton, 0.425 Max IPLV) | DEER2023 | D23 v0 | 2022-06-03 13:44 | NE-HVAC-Chlr-WtrCldScrewChlr-gte600tons-0.476kwpton-0.425IPLV | Deem-DEER | Standard | None | 0 | 0 | None |  | 0 |  | 1 | Com | Any | HVAC | SpaceCool | Chiller | WtrCldScrewChlr |  | HVAC-Chlr | Water Cooled Constant Speed Screw Chiller (≥600 tons, efficiency varies by vintage) | Water Cooled Constant Speed Screw Chiller (≥600 tons, 0.560 kW/ton, 0.500 IPLV) | Water Cooled Constant Speed Screw Chiller (≥600 tons, 0.476 kW/ton, 0.425 IPLV) | Pre-WtrCldScrewChlr-gte600tons-ByVint | Std-WtrCldScrewChlr-gte600tons-0.560kWpton-0.500IPLV | Msr-WtrCldScrewChlr-gte600tons-0.476kWpton-0.425IPLV | Available |  | 0 | 0 |  |  |  | HVAC-Chlr |  |  | 2023-01-01 | [6 empty] | Standard |  | 1 | 1 | 0 | Deemed Ex Ante Team | 2022-05-20 15:43 | Simulated using CZ2022 weather data | Deemed Ex Ante Team | Corrected EnergyImpactID
2023 | NE-HVAC-Chlr-WtrCldScrewChlr-gte600tons-0.497kwpton-0.323IPLV-VarSpd | Water Cooled Variable Speed Screw Chiller (>= 600 tons, 0.497 Max kW/ton, 0.323 Max IPLV) | DEER2023 | D23 v0 | 2022-06-03 13:44 | NE-HVAC-Chlr-WtrCldScrewChlr-gte600tons-0.497kwpton-0.323IPLV-VarSpd | Deem-DEER | Standard | None | 0 | 0 | None |  | 0 |  | 1 | Com | Any | HVAC | SpaceCool | Chiller | WtrCldScrewChlr |  | HVAC-Chlr | Water Cooled Variable Speed Screw Chiller (≥600 tons, 0.585 kW/ton, 0.380 IPLV) | Water Cooled Variable Speed Screw Chiller (≥600 tons, 0.585 kW/ton, 0.380 IPLV) | Water Cooled Variable Speed Screw Chiller (≥600 tons, 0.497 kW/ton, 0.323 IPLV) | Std-WtrCldScrewChlr-gte600tons-0.585kWpton-0.380IPLV-VarSpd | Std-WtrCldScrewChlr-gte600tons-0.585kWpton-0.380IPLV-VarSpd | Msr-WtrCldScrewChlr-gte600tons-0.497kWpton-0.323IPLV-VarSpd | Available |  | 0 | 0 |  |  |  | HVAC-Chlr |  |  | 2023-01-01 | [6 empty] | Standard |  | 1 | 1 | 0 | Deemed Ex Ante Team | 2022-05-20 15:43 | Simulated using CZ2022 weather data | Deemed Ex Ante Team | Corrected EnergyImpactID
2023 | NE-HVAC-Chlr-WtrCldScrewChlr-gte600tons-0.504kwpton-0.45IPLV | Water Cooled Constant Speed Screw Chiller (>= 600 tons, 0.504 Max kW/ton, 0.45 Max IPLV) | DEER2023 | D23 v0 | 2022-06-03 13:44 | NE-HVAC-Chlr-WtrCldScrewChlr-gte600tons-0.504kwpton-0.45IPLV | Deem-DEER | Standard | None | 0 | 0 | None |  | 0 |  | 1 | Com | Any | HVAC | SpaceCool | Chiller | WtrCldScrewChlr |  | HVAC-Chlr | Water Cooled Constant Speed Screw Chiller (≥600 tons, efficiency varies by vintage) | Water Cooled Constant Speed Screw Chiller (≥600 tons, 0.560 kW/ton, 0.500 IPLV) | Water Cooled Constant Speed Screw Chiller (≥600 tons, 0.504 kW/ton, 0.450 IPLV) | Pre-WtrCldScrewChlr-gte600tons-ByVint | Std-WtrCldScrewChlr-gte600tons-0.560kWpton-0.500IPLV | Msr-WtrCldScrewChlr-gte600tons-0.504kWpton-0.450IPLV | Available |  | 0 | 0 |  |  |  | HVAC-Chlr |  |  | 2023-01-01 | [6 empty] | Standard |  | 1 | 1 | 0 | Deemed Ex Ante Team | 2022-05-20 15:43 | Simulated using CZ2022 weather data | Deemed Ex Ante Team | Corrected EnergyImpactID
2023 | NE-HVAC-Chlr-WtrCldScrewChlr-gte600tons-0.527kwpton-0.342IPLV-VarSpd | Water Cooled Variable Speed Screw Chiller (>= 600 tons, 0.527 Max kW/ton, 0.342 Max IPLV) | DEER2023 | D23 v0 | 2022-06-03 13:44 | NE-HVAC-Chlr-WtrCldScrewChlr-gte600tons-0.527kwpton-0.342IPLV-VarSpd | Deem-DEER | Standard | None | 0 | 0 | None |  | 0 |  | 1 | Com | Any | HVAC | SpaceCool | Chiller | WtrCldScrewChlr |  | HVAC-Chlr | Water Cooled Variable Speed Screw Chiller (≥600 tons, 0.585 kW/ton, 0.380 IPLV) | Water Cooled Variable Speed Screw Chiller (≥600 tons, 0.585 kW/ton, 0.380 IPLV) | Water Cooled Variable Speed Screw Chiller (≥600 tons, 0.527 kW/ton, 0.342 IPLV) | Std-WtrCldScrewChlr-gte600tons-0.585kWpton-0.380IPLV-VarSpd | Std-WtrCldScrewChlr-gte600tons-0.585kWpton-0.380IPLV-VarSpd | Msr-WtrCldScrewChlr-gte600tons-0.527kWpton-0.342IPLV-VarSpd | Available |  | 0 | 0 |  |  |  | HVAC-Chlr |  |  | 2023-01-01 | [6 empty] | Standard |  | 1 | 1 | 0 | Deemed Ex Ante Team | 2022-05-20 15:43 | Simulated using CZ2022 weather data | Deemed Ex Ante Team | Corrected EnergyImpactID
2023 | NE-HVAC-Chlr-WtrCldScrewChlr-lt75tons-0.638kwpton-0.51IPLV | Water Cooled Constant Speed Screw Chiller (< 75 tons, 0.638 Max kW/ton, 0.51 Max IPLV) | DEER2023 | D23 v0 | 2022-06-03 13:44 | NE-HVAC-Chlr-WtrCldScrewChlr-lt75tons-0.638kwpton-0.51IPLV | Deem-DEER | Standard | None | 0 | 0 | None |  | 0 |  | 1 | Com | Any | HVAC | SpaceCool | Chiller | WtrCldScrewChlr |  | HVAC-Chlr | Water Cooled Constant Speed Screw Chiller (<75 tons, efficiency varies by vintage) | Water Cooled Constant Speed Screw Chiller (<75 tons, 0.750 kW/ton, 0.600 IPLV) | Water Cooled Constant Speed Screw Chiller (<75 tons, 0.638 kW/ton, 0.510 IPLV) | Pre-WtrCldScrewChlr-lt75tons-ByVint | Std-WtrCldScrewChlr-lt75tons-0.750kWpton-0.600IPLV | Msr-WtrCldScrewChlr-lt75tons-0.638kWpton-0.510IPLV | Available |  | 0 | 0 |  |  |  | HVAC-Chlr |  |  | 2023-01-01 | [6 empty] | Standard |  | 1 | 1 | 0 | Deemed Ex Ante Team | 2022-05-20 15:43 | Simulated using CZ2022 weather data | Deemed Ex Ante Team | Corrected EnergyImpactID
2023 | NE-HVAC-Chlr-WtrCldScrewChlr-lt75tons-0.663kwpton-0.425IPLV-VarSpd | Water Cooled Variable Speed Screw Chiller (< 75 tons, 0.663 Max kW/ton, 0.425 Max IPLV) | DEER2023 | D23 v0 | 2022-06-03 13:44 | NE-HVAC-Chlr-WtrCldScrewChlr-lt75tons-0.663kwpton-0.425IPLV-VarSpd | Deem-DEER | Standard | None | 0 | 0 | None |  | 0 |  | 1 | Com | Any | HVAC | SpaceCool | Chiller | WtrCldScrewChlr |  | HVAC-Chlr | Water Cooled Variable Speed Screw Chiller (<75 tons, 0.780 kW/ton, 0.500 IPLV) | Water Cooled Variable Speed Screw Chiller (<75 tons, 0.780 kW/ton, 0.500 IPLV) | Water Cooled Variable Speed Screw Chiller (<75 tons, 0.663 kW/ton, 0.425 IPLV) | Std-WtrCldScrewChlr-lt75tons-0.780kWpton-0.500IPLV-VarSpd | Std-WtrCldScrewChlr-lt75tons-0.780kWpton-0.500IPLV-VarSpd | Msr-WtrCldScrewChlr-lt75tons-0.663kWpton-0.425IPLV-VarSpd | Available |  | 0 | 0 |  |  |  | HVAC-Chlr |  |  | 2023-01-01 | [6 empty] | Standard |  | 1 | 1 | 0 | Deemed Ex Ante Team | 2022-05-20 15:43 | Simulated using CZ2022 weather data | Deemed Ex Ante Team | Corrected EnergyImpactID
2023 | NE-HVAC-Chlr-WtrCldScrewChlr-lt75tons-0.675kwpton-0.54IPLV | Water Cooled Constant Speed Screw Chiller (< 75 tons, 0.675 Max kW/ton, 0.54 Max IPLV) | DEER2023 | D23 v0 | 2022-06-03 13:44 | NE-HVAC-Chlr-WtrCldScrewChlr-lt75tons-0.675kwpton-0.54IPLV | Deem-DEER | Standard | None | 0 | 0 | None |  | 0 |  | 1 | Com | Any | HVAC | SpaceCool | Chiller | WtrCldScrewChlr |  | HVAC-Chlr | Water Cooled Constant Speed Screw Chiller (<75 tons, efficiency varies by vintage) | Water Cooled Constant Speed Screw Chiller (<75 tons, 0.750 kW/ton, 0.600 IPLV) | Water Cooled Constant Speed Screw Chiller (<75 tons, 0.675 kW/ton, 0.540 IPLV) | Pre-WtrCldScrewChlr-lt75tons-ByVint | Std-WtrCldScrewChlr-lt75tons-0.750kWpton-0.600IPLV | Msr-WtrCldScrewChlr-lt75tons-0.675kWpton-0.540IPLV | Available |  | 0 | 0 |  |  |  | HVAC-Chlr |  |  | 2023-01-01 | [6 empty] | Standard |  | 1 | 1 | 0 | Deemed Ex Ante Team | 2022-05-20 15:43 | Simulated using CZ2022 weather data | Deemed Ex Ante Team | Corrected EnergyImpactID
2023 | NE-HVAC-Chlr-WtrCldScrewChlr-lt75tons-0.702kwpton-0.45IPLV-VarSpd | Water Cooled Variable Speed Screw Chiller (< 75 tons, 0.702 Max kW/ton, 0.45 Max IPLV) | DEER2023 | D23 v0 | 2022-06-03 13:44 | NE-HVAC-Chlr-WtrCldScrewChlr-lt75tons-0.702kwpton-0.45IPLV-VarSpd | Deem-DEER | Standard | None | 0 | 0 | None |  | 0 |  | 1 | Com | Any | HVAC | SpaceCool | Chiller | WtrCldScrewChlr |  | HVAC-Chlr | Water Cooled Variable Speed Screw Chiller (<75 tons, 0.780 kW/ton, 0.500 IPLV) | Water Cooled Variable Speed Screw Chiller (<75 tons, 0.780 kW/ton, 0.500 IPLV) | Water Cooled Variable Speed Screw Chiller (<75 tons, 0.702 kW/ton, 0.450 IPLV) | Std-WtrCldScrewChlr-lt75tons-0.780kWpton-0.500IPLV-VarSpd | Std-WtrCldScrewChlr-lt75tons-0.780kWpton-0.500IPLV-VarSpd | Msr-WtrCldScrewChlr-lt75tons-0.702kWpton-0.450IPLV-VarSpd | Available |  | 0 | 0 |  |  |  | HVAC-Chlr |  |  | 2023-01-01 | [6 empty] | Standard |  | 1 | 1 | 0 | Deemed Ex Ante Team | 2022-05-20 15:43 | Simulated using CZ2022 weather data | Deemed Ex Ante Team | Corrected EnergyImpactID
2023 | NE-HVAC-VarRefgHP-11.25to14ton-13.2EER | Heat pump VRF system, 11.25to14ton Tier 1, 13.2 EER | DEER2023 | D23v0 | 2021-12-23 10:50 | VarRefgHP-11.25to14ton-13.2EER | Deem-DEER | Standard | None |  |  | None |  | 0 |  | 1 | Com | Any | HVAC | HeatCool | dxHP_equip | VarRefgHP |  | HVAC-airHP |  | Heat pump VRF system, 11.25to14ton Tier 0, 10.6 EER | Heat pump VRF system, 11.25to14ton Tier 1, 13.2 EER |  | VarRefgHP-11.25to14ton-10.6EER | VarRefgHP-11.25to14ton-13.2EER | Available |  | 0 | 0 | [6 empty] | 2023-01-01 | [6 empty] | Standard |  | 1 | 1 | 0 | Deemed Ex Ante Team | 2021-12-23 10:50 | Re-simulated using CZ2022 weather data | Deemed Ex Ante Team
2023 | NE-HVAC-VarRefgHP-11.25to14ton-15.7EER | Heat pump VRF system, 11.25to14ton Tier 2, 15.7 EER | DEER2023 | D23v0 | 2021-12-23 10:50 | VarRefgHP-11.25to14ton-15.7EER | Deem-DEER | Standard | None |  |  | None |  | 0 |  | 1 | Com | Any | HVAC | HeatCool | dxHP_equip | VarRefgHP |  | HVAC-airHP |  | Heat pump VRF system, 11.25to14ton Tier 0, 10.6 EER | Heat pump VRF system, 11.25to14ton Tier 2, 15.7 EER |  | VarRefgHP-11.25to14ton-10.6EER | VarRefgHP-11.25to14ton-15.7EER | Available |  | 0 | 0 | [6 empty] | 2023-01-01 | [6 empty] | Standard |  | 1 | 1 | 0 | Deemed Ex Ante Team | 2021-12-23 10:50 | Re-simulated using CZ2022 weather data | Deemed Ex Ante Team
2023 | NE-HVAC-VarRefgHP-14to20ton-12.7EER | Heat pump VRF system, 14to20ton Tier 1, 12.7 EER | DEER2023 | D23v0 | 2021-12-23 10:50 | VarRefgHP-14to20ton-12.7EER | Deem-DEER | Standard | None |  |  | None |  | 0 |  | 1 | Com | Any | HVAC | HeatCool | dxHP_equip | VarRefgHP |  | HVAC-airHP |  | Heat pump VRF system, 14to20ton Tier 0, 10.6 EER | Heat pump VRF system, 14to20ton Tier 1, 12.7 EER |  | VarRefgHP-14to20ton-10.6EER | VarRefgHP-14to20ton-12.7EER | Available |  | 0 | 0 | [6 empty] | 2023-01-01 | [6 empty] | Standard |  | 1 | 1 | 0 | Deemed Ex Ante Team | 2021-12-23 10:50 | Re-simulated using CZ2022 weather data | Deemed Ex Ante Team
2023 | NE-HVAC-VarRefgHP-14to20ton-14.2EER | Heat pump VRF system, 14to20ton Tier 2, 14.2 EER | DEER2023 | D23v0 | 2021-12-23 10:50 | VarRefgHP-14to20ton-14.2EER | Deem-DEER | Standard | None |  |  | None |  | 0 |  | 1 | Com | Any | HVAC | HeatCool | dxHP_equip | VarRefgHP |  | HVAC-airHP |  | Heat pump VRF system, 14to20ton Tier 0, 10.6 EER | Heat pump VRF system, 14to20ton Tier 2, 14.2 EER |  | VarRefgHP-14to20ton-10.6EER | VarRefgHP-14to20ton-14.2EER | Available |  | 0 | 0 | [6 empty] | 2023-01-01 | [6 empty] | Standard |  | 1 | 1 | 0 | Deemed Ex Ante Team | 2021-12-23 10:50 | Re-simulated using CZ2022 weather data | Deemed Ex Ante Team
2023 | NE-HVAC-VarRefgHP-20to24ton-11.7EER | Heat pump VRF system, 20to24ton Tier 1, 11.7 EER | DEER2023 | D23v0 | 2021-12-23 10:50 | VarRefgHP-20to24ton-11.7EER | Deem-DEER | Standard | None |  |  | None |  | 0 |  | 1 | Com | Any | HVAC | HeatCool | dxHP_equip | VarRefgHP |  | HVAC-airHP |  | Heat pump VRF system, 20to24ton Tier 0, 9.5 EER | Heat pump VRF system, 20to24ton Tier 1, 11.7 EER |  | VarRefgHP-20to24ton-9.5EER | VarRefgHP-20to24ton-11.7EER | Available |  | 0 | 0 | [6 empty] | 2023-01-01 | [6 empty] | Standard |  | 1 | 1 | 0 | Deemed Ex Ante Team | 2021-12-23 10:50 | Re-simulated using CZ2022 weather data | Deemed Ex Ante Team
2023 | NE-HVAC-VarRefgHP-20to24ton-13.7EER | Heat pump VRF system, 20to24ton Tier 2, 13.7 EER | DEER2023 | D23v0 | 2021-12-23 10:50 | VarRefgHP-20to24ton-13.7EER | Deem-DEER | Standard | None |  |  | None |  | 0 |  | 1 | Com | Any | HVAC | HeatCool | dxHP_equip | VarRefgHP |  | HVAC-airHP |  | Heat pump VRF system, 20to24ton Tier 0, 9.5 EER | Heat pump VRF system, 20to24ton Tier 2, 13.7 EER |  | VarRefgHP-20to24ton-9.5EER | VarRefgHP-20to24ton-13.7EER | Available |  | 0 | 0 | [6 empty] | 2023-01-01 | [6 empty] | Standard |  | 1 | 1 | 0 | Deemed Ex Ante Team | 2021-12-23 10:50 | Re-simulated using CZ2022 weather data | Deemed Ex Ante Team
2023 | NE-HVAC-VarRefgHP-24to35ton-10.9EER | Heat pump VRF system, 24to35ton Tier 1, 10.9 EER | DEER2023 | D23v0 | 2021-12-23 10:50 | VarRefgHP-24to35ton-10.9EER | Deem-DEER | Standard | None |  |  | None |  | 0 |  | 1 | Com | Any | HVAC | HeatCool | dxHP_equip | VarRefgHP |  | HVAC-airHP |  | Heat pump VRF system, 24to35ton Tier 0, 9.5 EER | Heat pump VRF system, 24to35ton Tier 1, 10.9 EER |  | VarRefgHP-24to35ton-9.5EER | VarRefgHP-24to35ton-10.9EER | Available |  | 0 | 0 | [6 empty] | 2023-01-01 | [6 empty] | Standard |  | 1 | 1 | 0 | Deemed Ex Ante Team | 2021-12-23 10:50 | Re-simulated using CZ2022 weather data | Deemed Ex Ante Team
2023 | NE-HVAC-VarRefgHP-24to35ton-11.4EER | Heat pump VRF system, 24to35ton Tier 2, 11.4 EER | DEER2023 | D23v0 | 2021-12-23 10:50 | VarRefgHP-24to35ton-11.4EER | Deem-DEER | Standard | None |  |  | None |  | 0 |  | 1 | Com | Any | HVAC | HeatCool | dxHP_equip | VarRefgHP |  | HVAC-airHP |  | Heat pump VRF system, 24to35ton Tier 0, 9.5 EER | Heat pump VRF system, 24to35ton Tier 2, 11.4 EER |  | VarRefgHP-24to35ton-9.5EER | VarRefgHP-24to35ton-11.4EER | Available |  | 0 | 0 | [6 empty] | 2023-01-01 | [6 empty] | Standard |  | 1 | 1 | 0 | Deemed Ex Ante Team | 2021-12-23 10:50 | Re-simulated using CZ2022 weather data | Deemed Ex Ante Team
2023 | NE-HVAC-VarRefgHP-6to11.25ton-13.2EER | Heat pump VRF system, 6to11.25ton Tier 1, 13.2 EER | DEER2023 | D23v0 | 2021-12-23 10:50 | VarRefgHP-6to11.25ton-13.2EER | Deem-DEER | Standard | None |  |  | None |  | 0 |  | 1 | Com | Any | HVAC | HeatCool | dxHP_equip | VarRefgHP |  | HVAC-airHP |  | Heat pump VRF system, 6to11.25ton Tier 0, 11 EER | Heat pump VRF system, 6to11.25ton Tier 1, 13.2 EER |  | VarRefgHP-6to11.25ton-11.0EER | VarRefgHP-6to11.25ton-13.2EER | Available |  | 0 | 0 | [6 empty] | 2023-01-01 | [6 empty] | Standard |  | 1 | 1 | 0 | Deemed Ex Ante Team | 2021-12-23 10:50 | Re-simulated using CZ2022 weather data | Deemed Ex Ante Team
2023 | NE-HVAC-VarRefgHP-6to11.25ton-15.7EER | Heat pump VRF system, 6to11.25ton Tier 2, 15.7 EER | DEER2023 | D23v0 | 2021-12-23 10:50 | VarRefgHP-6to11.25ton-15.7EER | Deem-DEER | Standard | None |  |  | None |  | 0 |  | 1 | Com | Any | HVAC | HeatCool | dxHP_equip | VarRefgHP |  | HVAC-airHP |  | Heat pump VRF system, 6to11.25ton Tier 0, 11 EER | Heat pump VRF system, 6to11.25ton Tier 2, 15.7 EER |  | VarRefgHP-6to11.25ton-11.0EER | VarRefgHP-6to11.25ton-15.7EER | Available |  | 0 | 0 | [6 empty] | 2023-01-01 | [6 empty] | Standard |  | 1 | 1 | 0 | Deemed Ex Ante Team | 2021-12-23 10:50 | Re-simulated using CZ2022 weather data | Deemed Ex Ante Team
2023 | NE-HVAC-VarRefgHP-gt35ton-10.9EER | Heat pump VRF system, gt35ton Tier 1, 10.9 EER | DEER2023 | D23v0 | 2021-12-23 10:50 | VarRefgHP-gt35ton-10.9EER | Deem-DEER | Standard | None |  |  | None |  | 0 |  | 1 | Com | Any | HVAC | HeatCool | dxHP_equip | VarRefgHP |  | HVAC-airHP |  | Heat pump VRF system, gt35ton Tier 0, 9.5 EER | Heat pump VRF system, gt35ton Tier 1, 10.9 EER |  | VarRefgHP-gt35ton-9.5EER | VarRefgHP-gt35ton-10.9EER | Available |  | 0 | 0 | [6 empty] | 2023-01-01 | [6 empty] | Standard |  | 1 | 1 | 0 | Deemed Ex Ante Team | 2021-12-23 10:50 | Re-simulated using CZ2022 weather data | Deemed Ex Ante Team
2023 | NE-HVAC-VarRefgHP-gt35ton-11.4EER | Heat pump VRF system, gt35ton Tier 2, 11.4 EER | DEER2023 | D23v0 | 2021-12-23 10:50 | VarRefgHP-gt35ton-11.4EER | Deem-DEER | Standard | None |  |  | None |  | 0 |  | 1 | Com | Any | HVAC | HeatCool | dxHP_equip | VarRefgHP |  | HVAC-airHP |  | Heat pump VRF system, gt35ton Tier 0, 9.5 EER | Heat pump VRF system, gt35ton Tier 2, 11.4 EER |  | VarRefgHP-gt35ton-9.5EER | VarRefgHP-gt35ton-11.4EER | Available |  | 0 | 0 | [6 empty] | 2023-01-01 | [6 empty] | Standard |  | 1 | 1 | 0 | Deemed Ex Ante Team | 2021-12-23 10:50 | Re-simulated using CZ2022 weather data | Deemed Ex Ante Team
2023 | NE-HVAC-VarRefgHR-11.25to14ton-13.0EER | Heat recovery VRF system, 11.25to14ton Tier 1, 13 EER | DEER2023 | D23v0 | 2021-12-23 10:50 | VarRefgHR-11.25to14ton-13.0EER | Deem-DEER | Standard | None |  |  | None |  | 0 |  | 1 | Com | Any | HVAC | HeatCool | dxHP_equip | VarRefgHR |  | HVAC-airHP |  | Heat recovery VRF system, 11.25to14ton Tier 0, 10.4 EER | Heat recovery VRF system, 11.25to14ton Tier 1, 13 EER |  | VarRefgHR-11.25to14ton-10.4EER | VarRefgHR-11.25to14ton-13.0EER | Available |  | 0 | 0 | [6 empty] | 2023-01-01 | [6 empty] | Standard |  | 1 | 1 | 0 | Deemed Ex Ante Team | 2021-12-23 10:50 | Re-simulated using CZ2022 weather data | Deemed Ex Ante Team
2023 | NE-HVAC-VarRefgHR-11.25to14ton-15.5EER | Heat recovery VRF system, 11.25to14ton Tier 2, 15.5 EER | DEER2023 | D23v0 | 2021-12-23 10:50 | VarRefgHR-11.25to14ton-15.5EER | Deem-DEER | Standard | None |  |  | None |  | 0 |  | 1 | Com | Any | HVAC | HeatCool | dxHP_equip | VarRefgHR |  | HVAC-airHP |  | Heat recovery VRF system, 11.25to14ton Tier 0, 10.4 EER | Heat recovery VRF system, 11.25to14ton Tier 2, 15.5 EER |  | VarRefgHR-11.25to14ton-10.4EER | VarRefgHR-11.25to14ton-15.5EER | Available |  | 0 | 0 | [6 empty] | 2023-01-01 | [6 empty] | Standard |  | 1 | 1 | 0 | Deemed Ex Ante Team | 2021-12-23 10:50 | Re-simulated using CZ2022 weather data | Deemed Ex Ante Team
2023 | NE-HVAC-VarRefgHR-14to20ton-12.5EER | Heat recovery VRF system, 14to20ton Tier 1, 12.5 EER | DEER2023 | D23v0 | 2021-12-23 10:50 | VarRefgHR-14to20ton-12.5EER | Deem-DEER | Standard | None |  |  | None |  | 0 |  | 1 | Com | Any | HVAC | HeatCool | dxHP_equip | VarRefgHR |  | HVAC-airHP |  | Heat recovery VRF system, 14to20ton Tier 0, 10.4 EER | Heat recovery VRF system, 14to20ton Tier 1, 12.5 EER |  | VarRefgHR-14to20ton-10.4EER | VarRefgHR-14to20ton-12.5EER | Available |  | 0 | 0 | [6 empty] | 2023-01-01 | [6 empty] | Standard |  | 1 | 1 | 0 | Deemed Ex Ante Team | 2021-12-23 10:50 | Re-simulated using CZ2022 weather data | Deemed Ex Ante Team
2023 | NE-HVAC-VarRefgHR-14to20ton-14.0EER | Heat recovery VRF system, 14to20ton Tier 2, 14 EER | DEER2023 | D23v0 | 2021-12-23 10:50 | VarRefgHR-14to20ton-14.0EER | Deem-DEER | Standard | None |  |  | None |  | 0 |  | 1 | Com | Any | HVAC | HeatCool | dxHP_equip | VarRefgHR |  | HVAC-airHP |  | Heat recovery VRF system, 14to20ton Tier 0, 10.4 EER | Heat recovery VRF system, 14to20ton Tier 2, 14 EER |  | VarRefgHR-14to20ton-10.4EER | VarRefgHR-14to20ton-14.0EER | Available |  | 0 | 0 | [6 empty] | 2023-01-01 | [6 empty] | Standard |  | 1 | 1 | 0 | Deemed Ex Ante Team | 2021-12-23 10:50 | Re-simulated using CZ2022 weather data | Deemed Ex Ante Team
2023 | NE-HVAC-VarRefgHR-20to24ton-11.5EER | Heat recovery VRF system, 20to24ton Tier 1, 11.5 EER | DEER2023 | D23v0 | 2021-12-23 10:50 | VarRefgHR-20to24ton-11.5EER | Deem-DEER | Standard | None |  |  | None |  | 0 |  | 1 | Com | Any | HVAC | HeatCool | dxHP_equip | VarRefgHR |  | HVAC-airHP |  | Heat recovery VRF system, 20to24ton Tier 0, 9.3 EER | Heat recovery VRF system, 20to24ton Tier 1, 11.5 EER |  | VarRefgHR-20to24ton-9.3EER | VarRefgHR-20to24ton-11.5EER | Available |  | 0 | 0 | [6 empty] | 2023-01-01 | [6 empty] | Standard |  | 1 | 1 | 0 | Deemed Ex Ante Team | 2021-12-23 10:50 | Re-simulated using CZ2022 weather data | Deemed Ex Ante Team
2023 | NE-HVAC-VarRefgHR-20to24ton-13.5EER | Heat recovery VRF system, 20to24ton Tier 2, 13.5 EER | DEER2023 | D23v0 | 2021-12-23 10:50 | VarRefgHR-20to24ton-13.5EER | Deem-DEER | Standard | None |  |  | None |  | 0 |  | 1 | Com | Any | HVAC | HeatCool | dxHP_equip | VarRefgHR |  | HVAC-airHP |  | Heat recovery VRF system, 20to24ton Tier 0, 9.3 EER | Heat recovery VRF system, 20to24ton Tier 2, 13.5 EER |  | VarRefgHR-20to24ton-9.3EER | VarRefgHR-20to24ton-13.5EER | Available |  | 0 | 0 | [6 empty] | 2023-01-01 | [6 empty] | Standard |  | 1 | 1 | 0 | Deemed Ex Ante Team | 2021-12-23 10:50 | Re-simulated using CZ2022 weather data | Deemed Ex Ante Team
2023 | NE-HVAC-VarRefgHR-24to35ton-10.7EER | Heat recovery VRF system, 24to35ton Tier 1, 10.7 EER | DEER2023 | D23v0 | 2021-12-23 10:50 | VarRefgHR-24to35ton-10.7EER | Deem-DEER | Standard | None |  |  | None |  | 0 |  | 1 | Com | Any | HVAC | HeatCool | dxHP_equip | VarRefgHR |  | HVAC-airHP |  | Heat recovery VRF system, 24to35ton Tier 0, 9.3 EER | Heat recovery VRF system, 24to35ton Tier 1, 10.7 EER |  | VarRefgHR-24to35ton-9.3EER | VarRefgHR-24to35ton-10.7EER | Available |  | 0 | 0 | [6 empty] | 2023-01-01 | [6 empty] | Standard |  | 1 | 1 | 0 | Deemed Ex Ante Team | 2021-12-23 10:50 | Re-simulated using CZ2022 weather data | Deemed Ex Ante Team
2023 | NE-HVAC-VarRefgHR-24to35ton-11.2EER | Heat recovery VRF system, 24to35ton Tier 2, 11.2 EER | DEER2023 | D23v0 | 2021-12-23 10:50 | VarRefgHR-24to35ton-11.2EER | Deem-DEER | Standard | None |  |  | None |  | 0 |  | 1 | Com | Any | HVAC | HeatCool | dxHP_equip | VarRefgHR |  | HVAC-airHP |  | Heat recovery VRF system, 24to35ton Tier 0, 9.3 EER | Heat recovery VRF system, 24to35ton Tier 2, 11.2 EER |  | VarRefgHR-24to35ton-9.3EER | VarRefgHR-24to35ton-11.2EER | Available |  | 0 | 0 | [6 empty] | 2023-01-01 | [6 empty] | Standard |  | 1 | 1 | 0 | Deemed Ex Ante Team | 2021-12-23 10:50 | Re-simulated using CZ2022 weather data | Deemed Ex Ante Team
2023 | NE-HVAC-VarRefgHR-5.4to11.25ton-13.0EER | Heat recovery VRF system, 5.4to11.25ton Tier 1, 13 EER | DEER2023 | D23v0 | 2021-12-23 10:50 | VarRefgHR-5.4to11.25ton-13.0EER | Deem-DEER | Standard | None |  |  | None |  | 0 |  | 1 | Com | Any | HVAC | HeatCool | dxHP_equip | VarRefgHR |  | HVAC-airHP |  | Heat recovery VRF system, 5.4to11.25ton Tier 0, 10.8 EER | Heat recovery VRF system, 5.4to11.25ton Tier 1, 13 EER |  | VarRefgHR-5.4to11.25ton-10.8EER | VarRefgHR-5.4to11.25ton-13.0EER | Available |  | 0 | 0 | [6 empty] | 2023-01-01 | [6 empty] | Standard |  | 1 | 1 | 0 | Deemed Ex Ante Team | 2021-12-23 10:50 | Re-simulated using CZ2022 weather data | Deemed Ex Ante Team
2023 | NE-HVAC-VarRefgHR-5.4to11.25ton-15.5EER | Heat recovery VRF system, 5.4to11.25ton Tier 2, 15.5 EER | DEER2023 | D23v0 | 2021-12-23 10:50 | VarRefgHR-5.4to11.25ton-15.5EER | Deem-DEER | Standard | None |  |  | None |  | 0 |  | 1 | Com | Any | HVAC | HeatCool | dxHP_equip | VarRefgHR |  | HVAC-airHP |  | Heat recovery VRF system, 5.4to11.25ton Tier 0, 10.8 EER | Heat recovery VRF system, 5.4to11.25ton Tier 2, 15.5 EER |  | VarRefgHR-5.4to11.25ton-10.8EER | VarRefgHR-5.4to11.25ton-15.5EER | Available |  | 0 | 0 | [6 empty] | 2023-01-01 | [6 empty] | Standard |  | 1 | 1 | 0 | Deemed Ex Ante Team | 2021-12-23 10:50 | Re-simulated using CZ2022 weather data | Deemed Ex Ante Team
2023 | NE-HVAC-VarRefgHR-gt35ton-10.7EER | Heat recovery VRF system, gt35ton Tier 1, 10.7 EER | DEER2023 | D23v0 | 2021-12-23 10:50 | VarRefgHR-gt35ton-10.7EER | Deem-DEER | Standard | None |  |  | None |  | 0 |  | 1 | Com | Any | HVAC | HeatCool | dxHP_equip | VarRefgHR |  | HVAC-airHP |  | Heat recovery VRF system, gt35ton Tier 0, 9.3 EER | Heat recovery VRF system, gt35ton Tier 1, 10.7 EER |  | VarRefgHR-gt35ton-9.3EER | VarRefgHR-gt35ton-10.7EER | Available |  | 0 | 0 | [6 empty] | 2023-01-01 | [6 empty] | Standard |  | 1 | 1 | 0 | Deemed Ex Ante Team | 2021-12-23 10:50 | Re-simulated using CZ2022 weather data | Deemed Ex Ante Team
2023 | NE-HVAC-VarRefgHR-gt35ton-11.2EER | Heat recovery VRF system, gt35ton Tier 2, 11.2 EER | DEER2023 | D23v0 | 2021-12-23 10:50 | VarRefgHR-gt35ton-11.2EER | Deem-DEER | Standard | None |  |  | None |  | 0 |  | 1 | Com | Any | HVAC | HeatCool | dxHP_equip | VarRefgHR |  | HVAC-airHP |  | Heat recovery VRF system, gt35ton Tier 0, 9.3 EER | Heat recovery VRF system, gt35ton Tier 2, 11.2 EER |  | VarRefgHR-gt35ton-9.3EER | VarRefgHR-gt35ton-11.2EER | Available |  | 0 | 0 | [6 empty] | 2023-01-01 | [6 empty] | Standard |  | 1 | 1 | 0 | Deemed Ex Ante Team | 2021-12-23 10:50 | Re-simulated using CZ2022 weather data | Deemed Ex Ante Team
2023 | NE-WtrHt-FuelSub-LrgStrg-HP-gt6kW-120G-4p30COP | Efficient water heater: 120-gallon electric heat pump water heater, (COP=4.3) replaces Large natural gas, storage water heater (Et = 0.80) | DEER2023 | DEER WaterHeater Calculator v5.1 | 2022-09-02 09:25 | NE-WtrHt-FuelSub-LrgStrg-HP-gt6kW-120G-4p30COP | Deem-DEER-FuelSub | Standard | None | 0 | 0 | None |  | 0 |  | 0 | Com | Any | SHW | Heating | WaterHtg_eq | HP_COP |  | WtrHt-HtPmp | Varies by building vintage | Large natural gas, storage water heater (Et = 0.80) | 120-gallon electric heat pump water heater, (COP=4.3) | Varies by building vintage | Stor_TE-Gas-gt75kBtuh-0.80Et | Stor_COP-ElecHP-120gal-4.3COP | Available |  | 0 | 0 |  |  |  | WtrHt-HtPmp |  | None | 2023-01-01 | [6 empty] | Standard |  | 1 | 1 | 0 | Deemed Ex Ante Team | 2022-02-09 11:50 | Updated using new mains water temperatures from CZ2022 weather update | Deemed Ex Ante Team | Corrected ClaimSpec/FilingSpec flags
2023 | NE-WtrHt-FuelSub-SmlStrg-HP-lte6kW-rep30G-3.30UEF-50g | Efficient water heater: 50-gallon electric heat pump water heater, (UEF=3.30) replaces 30-gallon natural gas, storage water heater, (UEF=0.60) | DEER2023 | DEER WaterHeater Calculator v5.1 | 2022-09-02 09:25 | NE-WtrHt-FuelSub-SmlStrg-HP-lte6kW-rep30G-3.30UEF-50g | Deem-DEER-FuelSub | Standard | None | 0 | 0 | None |  | 0 |  | 0 | Com | Any | SHW | Heating | WaterHtg_eq | HP_UEF |  | WtrHt-HtPmp | Varies by building vintage | 30-gallon natural gas, storage water heater, (UEF=0.60) | 50-gallon electric heat pump water heater, (UEF=3.30) | Varies by building vintage | Stor_UEF-Gas-030gal-0.60UEF | Stor_UEF-ElecHP-050gal-3.30UEF | Available |  | 0 | 0 |  |  |  | WtrHt-HtPmp |  | None | 2023-01-01 | [6 empty] | Standard |  | 1 | 1 | 0 | Deemed Ex Ante Team | 2022-02-09 11:50 | Updated using new mains water temperatures from CZ2022 weather update | Deemed Ex Ante Team | Corrected ClaimSpec/FilingSpec flags
2023 | NE-WtrHt-FuelSub-SmlStrg-HP-lte6kW-rep30G-3.50UEF-50g | Efficient water heater: 50-gallon electric heat pump water heater, (UEF=3.50) replaces 30-gallon natural gas, storage water heater, (UEF=0.60) | DEER2023 | DEER WaterHeater Calculator v5.1 | 2022-09-02 09:25 | NE-WtrHt-FuelSub-SmlStrg-HP-lte6kW-rep30G-3.50UEF-50g | Deem-DEER-FuelSub | Standard | None | 0 | 0 | None |  | 0 |  | 0 | Com | Any | SHW | Heating | WaterHtg_eq | HP_UEF |  | WtrHt-HtPmp | Varies by building vintage | 30-gallon natural gas, storage water heater, (UEF=0.60) | 50-gallon electric heat pump water heater, (UEF=3.50) | Varies by building vintage | Stor_UEF-Gas-030gal-0.60UEF | Stor_UEF-ElecHP-050gal-3.50UEF | Available |  | 0 | 0 |  |  |  | WtrHt-HtPmp |  | None | 2023-01-01 | [6 empty] | Standard |  | 1 | 1 | 0 | Deemed Ex Ante Team | 2022-02-09 11:50 | Updated using new mains water temperatures from CZ2022 weather update | Deemed Ex Ante Team | Corrected ClaimSpec/FilingSpec flags
2023 | NE-WtrHt-FuelSub-SmlStrg-HP-lte6kW-rep30G-3.75UEF-50g | Efficient water heater: 50-gallon electric heat pump water heater, (UEF=3.75) replaces 30-gallon natural gas, storage water heater, (UEF=0.60) | DEER2023 | DEER WaterHeater Calculator v5.1 | 2022-09-02 09:25 | NE-WtrHt-FuelSub-SmlStrg-HP-lte6kW-rep30G-3.75UEF-50g | Deem-DEER-FuelSub | Standard | None | 0 | 0 | None |  | 0 |  | 0 | Com | Any | SHW | Heating | WaterHtg_eq | HP_UEF |  | WtrHt-HtPmp | Varies by building vintage | 30-gallon natural gas, storage water heater, (UEF=0.60) | 50-gallon electric heat pump water heater, (UEF=3.75) | Varies by building vintage | Stor_UEF-Gas-030gal-0.60UEF | Stor_UEF-ElecHP-050gal-3.75UEF | Available |  | 0 | 0 |  |  |  | WtrHt-HtPmp |  | None | 2023-01-01 | [6 empty] | Standard |  | 1 | 1 | 0 | Deemed Ex Ante Team | 2022-02-09 11:50 | Updated using new mains water temperatures from CZ2022 weather update | Deemed Ex Ante Team | Corrected ClaimSpec/FilingSpec flags
2023 | NE-WtrHt-FuelSub-SmlStrg-HP-lte6kW-rep40G-3.30UEF-50g | Efficient water heater: 50-gallon electric heat pump water heater, (UEF=3.30) replaces 40-gallon natural gas, storage water heater, (UEF=0.89) | DEER2023 | DEER WaterHeater Calculator v5.1 | 2022-09-02 09:25 | NE-WtrHt-FuelSub-SmlStrg-HP-lte6kW-rep40G-3.30UEF-50g | Deem-DEER-FuelSub | Standard | None | 0 | 0 | None |  | 0 |  | 0 | Com | Any | SHW | Heating | WaterHtg_eq | HP_UEF |  | WtrHt-HtPmp | Varies by building vintage | 40-gallon natural gas, storage water heater, (UEF=0.89) | 50-gallon electric heat pump water heater, (UEF=3.30) | Varies by building vintage | Stor_UEF-Gas-040gal-0.64UEF | Stor_UEF-ElecHP-050gal-3.30UEF | Available |  | 0 | 0 |  |  |  | WtrHt-HtPmp |  | None | 2023-01-01 | [6 empty] | Standard |  | 1 | 1 | 0 | Deemed Ex Ante Team | 2022-02-09 11:50 | Updated using new mains water temperatures from CZ2022 weather update | Deemed Ex Ante Team | Corrected ClaimSpec/FilingSpec flags
2023 | NE-WtrHt-FuelSub-SmlStrg-HP-lte6kW-rep40G-3.50UEF-50g | Efficient water heater: 50-gallon electric heat pump water heater, (UEF=3.50) replaces 40-gallon natural gas, storage water heater, (UEF=0.89) | DEER2023 | DEER WaterHeater Calculator v5.1 | 2022-09-02 09:25 | NE-WtrHt-FuelSub-SmlStrg-HP-lte6kW-rep40G-3.50UEF-50g | Deem-DEER-FuelSub | Standard | None | 0 | 0 | None |  | 0 |  | 0 | Com | Any | SHW | Heating | WaterHtg_eq | HP_UEF |  | WtrHt-HtPmp | Varies by building vintage | 40-gallon natural gas, storage water heater, (UEF=0.89) | 50-gallon electric heat pump water heater, (UEF=3.50) | Varies by building vintage | Stor_UEF-Gas-040gal-0.64UEF | Stor_UEF-ElecHP-050gal-3.50UEF | Available |  | 0 | 0 |  |  |  | WtrHt-HtPmp |  | None | 2023-01-01 | [6 empty] | Standard |  | 1 | 1 | 0 | Deemed Ex Ante Team | 2022-02-09 11:50 | Updated using new mains water temperatures from CZ2022 weather update | Deemed Ex Ante Team | Corrected ClaimSpec/FilingSpec flags
2023 | NE-WtrHt-FuelSub-SmlStrg-HP-lte6kW-rep40G-3.75UEF-50g | Efficient water heater: 50-gallon electric heat pump water heater, (UEF=3.75) replaces 40-gallon natural gas, storage water heater, (UEF=0.89) | DEER2023 | DEER WaterHeater Calculator v5.1 | 2022-09-02 09:25 | NE-WtrHt-FuelSub-SmlStrg-HP-lte6kW-rep40G-3.75UEF-50g | Deem-DEER-FuelSub | Standard | None | 0 | 0 | None |  | 0 |  | 0 | Com | Any | SHW | Heating | WaterHtg_eq | HP_UEF |  | WtrHt-HtPmp | Varies by building vintage | 40-gallon natural gas, storage water heater, (UEF=0.89) | 50-gallon electric heat pump water heater, (UEF=3.75) | Varies by building vintage | Stor_UEF-Gas-040gal-0.64UEF | Stor_UEF-ElecHP-050gal-3.75UEF | Available |  | 0 | 0 |  |  |  | WtrHt-HtPmp |  | None | 2023-01-01 | [6 empty] | Standard |  | 1 | 1 | 0 | Deemed Ex Ante Team | 2022-02-09 11:50 | Updated using new mains water temperatures from CZ2022 weather update | Deemed Ex Ante Team | Corrected ClaimSpec/FilingSpec flags
2023 | NE-WtrHt-FuelSub-SmlStrg-HP-lte6kW-rep50G-3.30UEF-50g | Efficient water heater: 50-gallon electric heat pump water heater, (UEF=3.30) replaces 50-gallon natural gas, storage water heater, (UEF=0.63) | DEER2023 | DEER WaterHeater Calculator v5.1 | 2022-09-02 09:25 | NE-WtrHt-FuelSub-SmlStrg-HP-lte6kW-rep50G-3.30UEF-50g | Deem-DEER-FuelSub | Standard | None | 0 | 0 | None |  | 0 |  | 0 | Com | Any | SHW | Heating | WaterHtg_eq | HP_UEF |  | WtrHt-HtPmp | Varies by building vintage | 50-gallon natural gas, storage water heater, (UEF=0.63) | 50-gallon electric heat pump water heater, (UEF=3.30) | Varies by building vintage | Stor_UEF-Gas-050gal-0.63UEF | Stor_UEF-ElecHP-050gal-3.30UEF | Available |  | 0 | 0 |  |  |  | WtrHt-HtPmp |  | None | 2023-01-01 | [6 empty] | Standard |  | 1 | 1 | 0 | Deemed Ex Ante Team | 2022-02-09 11:50 | Updated using new mains water temperatures from CZ2022 weather update | Deemed Ex Ante Team | Corrected ClaimSpec/FilingSpec flags
2023 | NE-WtrHt-FuelSub-SmlStrg-HP-lte6kW-rep50G-3.50UEF-50g | Efficient water heater: 50-gallon electric heat pump water heater, (UEF=3.50) replaces 50-gallon natural gas, storage water heater, (UEF=0.63) | DEER2023 | DEER WaterHeater Calculator v5.1 | 2022-09-02 09:25 | NE-WtrHt-FuelSub-SmlStrg-HP-lte6kW-rep50G-3.50UEF-50g | Deem-DEER-FuelSub | Standard | None | 0 | 0 | None |  | 0 |  | 0 | Com | Any | SHW | Heating | WaterHtg_eq | HP_UEF |  | WtrHt-HtPmp | Varies by building vintage | 50-gallon natural gas, storage water heater, (UEF=0.63) | 50-gallon electric heat pump water heater, (UEF=3.50) | Varies by building vintage | Stor_UEF-Gas-050gal-0.63UEF | Stor_UEF-ElecHP-050gal-3.50UEF | Available |  | 0 | 0 |  |  |  | WtrHt-HtPmp |  | None | 2023-01-01 | [6 empty] | Standard |  | 1 | 1 | 0 | Deemed Ex Ante Team | 2022-02-09 11:50 | Updated using new mains water temperatures from CZ2022 weather update | Deemed Ex Ante Team | Corrected ClaimSpec/FilingSpec flags
2023 | NE-WtrHt-FuelSub-SmlStrg-HP-lte6kW-rep50G-3.75UEF-50g | Efficient water heater: 50-gallon electric heat pump water heater, (UEF=3.75) replaces 50-gallon natural gas, storage water heater, (UEF=0.63) | DEER2023 | DEER WaterHeater Calculator v5.1 | 2022-09-02 09:25 | NE-WtrHt-FuelSub-SmlStrg-HP-lte6kW-rep50G-3.75UEF-50g | Deem-DEER-FuelSub | Standard | None | 0 | 0 | None |  | 0 |  | 0 | Com | Any | SHW | Heating | WaterHtg_eq | HP_UEF |  | WtrHt-HtPmp | Varies by building vintage | 50-gallon natural gas, storage water heater, (UEF=0.63) | 50-gallon electric heat pump water heater, (UEF=3.75) | Varies by building vintage | Stor_UEF-Gas-050gal-0.63UEF | Stor_UEF-ElecHP-050gal-3.75UEF | Available |  | 0 | 0 |  |  |  | WtrHt-HtPmp |  | None | 2023-01-01 | [6 empty] | Standard |  | 1 | 1 | 0 | Deemed Ex Ante Team | 2022-02-09 11:50 | Updated using new mains water temperatures from CZ2022 weather update | Deemed Ex Ante Team | Corrected ClaimSpec/FilingSpec flags
2023 | NE-WtrHt-FuelSub-SmlStrg-HP-lte6kW-rep60G-3.30UEF-65g | Efficient water heater: 65-gallon electric heat pump water heater, (UEF=3.30) replaces 55-gallon natural gas, high-draw, storage water heater, (UEF=0.61) | DEER2023 | DEER WaterHeater Calculator v5.1 | 2022-09-02 09:25 | NE-WtrHt-FuelSub-SmlStrg-HP-lte6kW-rep60G-3.30UEF-65g | Deem-DEER-FuelSub | Standard | None | 0 | 0 | None |  | 0 |  | 0 | Com | Any | SHW | Heating | WaterHtg_eq | HP_UEF |  | WtrHt-HtPmp | 60-gallon natural gas, storage water heater, (EF=0.56) | 55-gallon natural gas, high-draw, storage water heater, (UEF=0.61) | 65-gallon electric heat pump water heater, (UEF=3.30) | Stor_EF-Gas-060gal-0.56EF | Stor_UEF-Gas-055gal-HI-0.61UEF | Stor_UEF-ElecHP-065gal-3.30UEF | Available |  | 0 | 0 |  |  |  | WtrHt-HtPmp |  | None | 2023-01-01 | [6 empty] | Standard |  | 1 | 1 | 0 | Deemed Ex Ante Team | 2022-02-09 11:50 | Updated using new mains water temperatures from CZ2022 weather update | Deemed Ex Ante Team | Corrected ClaimSpec/FilingSpec flags
2023 | NE-WtrHt-FuelSub-SmlStrg-HP-lte6kW-rep60G-3.50UEF-65g | Efficient water heater: 65-gallon electric heat pump water heater, (UEF=3.50) replaces 55-gallon natural gas, high-draw, storage water heater, (UEF=0.61) | DEER2023 | DEER WaterHeater Calculator v5.1 | 2022-09-02 09:25 | NE-WtrHt-FuelSub-SmlStrg-HP-lte6kW-rep60G-3.50UEF-65g | Deem-DEER-FuelSub | Standard | None | 0 | 0 | None |  | 0 |  | 0 | Com | Any | SHW | Heating | WaterHtg_eq | HP_UEF |  | WtrHt-HtPmp | 60-gallon natural gas, storage water heater, (EF=0.56) | 55-gallon natural gas, high-draw, storage water heater, (UEF=0.61) | 65-gallon electric heat pump water heater, (UEF=3.50) | Stor_EF-Gas-060gal-0.56EF | Stor_UEF-Gas-055gal-HI-0.61UEF | Stor_UEF-ElecHP-065gal-3.50UEF | Available |  | 0 | 0 |  |  |  | WtrHt-HtPmp |  | None | 2023-01-01 | [6 empty] | Standard |  | 1 | 1 | 0 | Deemed Ex Ante Team | 2022-02-09 11:50 | Updated using new mains water temperatures from CZ2022 weather update | Deemed Ex Ante Team | Corrected ClaimSpec/FilingSpec flags
2023 | NE-WtrHt-FuelSub-SmlStrg-HP-lte6kW-rep60G-3.75UEF-65g | Efficient water heater: 65-gallon electric, heat pump water heater, (UEF=3.75) replaces 55-gallon natural gas, high-draw, storage water heater, (UEF=0.61) | DEER2023 | DEER WaterHeater Calculator v5.1 | 2022-09-02 09:25 | NE-WtrHt-FuelSub-SmlStrg-HP-lte6kW-rep60G-3.75UEF-65g | Deem-DEER-FuelSub | Standard | None | 0 | 0 | None |  | 0 |  | 0 | Com | Any | SHW | Heating | WaterHtg_eq | HP_UEF |  | WtrHt-HtPmp | 60-gallon natural gas, storage water heater, (EF=0.56) | 55-gallon natural gas, high-draw, storage water heater, (UEF=0.61) | 65-gallon electric, heat pump water heater, (UEF=3.75) | Stor_EF-Gas-060gal-0.56EF | Stor_UEF-Gas-055gal-HI-0.61UEF | Stor_UEF-ElecHP-065gal-3.75UEF | Available |  | 0 | 0 |  |  |  | WtrHt-HtPmp |  | None | 2023-01-01 | [6 empty] | Standard |  | 1 | 1 | 0 | Deemed Ex Ante Team | 2022-02-09 11:50 | Updated using new mains water temperatures from CZ2022 weather update | Deemed Ex Ante Team | Corrected ClaimSpec/FilingSpec flags
2023 | NE-WtrHt-FuelSub-SmlStrg-HP-lte6kW-rep75G-3.30UEF-80g | Efficient water heater: 80-gallon electric, heat pump water heater, (UEF=3.30) replaces 75-gallon high-draw, natural gas, storage water heater (UEF = 0.59) | DEER2023 | DEER WaterHeater Calculator v5.1 | 2022-09-02 09:25 | NE-WtrHt-FuelSub-SmlStrg-HP-lte6kW-rep75G-3.30UEF-80g | Deem-DEER-FuelSub | Standard | None | 0 | 0 | None |  | 0 |  | 0 | Com | Any | SHW | Heating | WaterHtg_eq | HP_UEF |  | WtrHt-HtPmp | Varies by building vintage | 75-gallon high-draw, natural gas, storage water heater (UEF = 0.59) | 80-gallon electric, heat pump water heater, (UEF=3.30) | Varies by building vintage | Stor_UEF-Gas-075gal-HI-0.59UEF | Stor_UEF-ElecHP-080gal-3.30UEF | Available |  | 0 | 0 |  |  |  | WtrHt-HtPmp |  | None | 2023-01-01 | [6 empty] | Standard |  | 1 | 1 | 0 | Deemed Ex Ante Team | 2022-02-09 11:50 | Updated using new mains water temperatures from CZ2022 weather update | Deemed Ex Ante Team | Corrected ClaimSpec/FilingSpec flags
2023 | NE-WtrHt-FuelSub-SmlStrg-HP-lte6kW-rep75G-3.50UEF-80g | Efficient water heater: 80-gallon electric, heat pump water heater, (UEF=3.50) replaces 75-gallon high-draw, natural gas, storage water heater (UEF = 0.59) | DEER2023 | DEER WaterHeater Calculator v5.1 | 2022-09-02 09:25 | NE-WtrHt-FuelSub-SmlStrg-HP-lte6kW-rep75G-3.50UEF-80g | Deem-DEER-FuelSub | Standard | None | 0 | 0 | None |  | 0 |  | 0 | Com | Any | SHW | Heating | WaterHtg_eq | HP_UEF |  | WtrHt-HtPmp | Varies by building vintage | 75-gallon high-draw, natural gas, storage water heater (UEF = 0.59) | 80-gallon electric, heat pump water heater, (UEF=3.50) | Varies by building vintage | Stor_UEF-Gas-075gal-HI-0.59UEF | Stor_UEF-ElecHP-080gal-3.50UEF | Available |  | 0 | 0 |  |  |  | WtrHt-HtPmp |  | None | 2023-01-01 | [6 empty] | Standard |  | 1 | 1 | 0 | Deemed Ex Ante Team | 2022-02-09 11:50 | Updated using new mains water temperatures from CZ2022 weather update | Deemed Ex Ante Team | Corrected ClaimSpec/FilingSpec flags
2023 | NE-WtrHt-FuelSub-SmlStrg-HP-lte6kW-rep75G-3.75UEF-80g | Efficient water heater: 80-gallon electric, heat pump water heater, (UEF=3.75) replaces 75-gallon high-draw, natural gas, storage water heater (UEF = 0.59) | DEER2023 | DEER WaterHeater Calculator v5.1 | 2022-09-02 09:25 | NE-WtrHt-FuelSub-SmlStrg-HP-lte6kW-rep75G-3.75UEF-80g | Deem-DEER-FuelSub | Standard | None | 0 | 0 | None |  | 0 |  | 0 | Com | Any | SHW | Heating | WaterHtg_eq | HP_UEF |  | WtrHt-HtPmp | Varies by building vintage | 75-gallon high-draw, natural gas, storage water heater (UEF = 0.59) | 80-gallon electric, heat pump water heater, (UEF=3.75) | Varies by building vintage | Stor_UEF-Gas-075gal-HI-0.59UEF | Stor_UEF-ElecHP-080gal-3.75UEF | Available |  | 0 | 0 |  |  |  | WtrHt-HtPmp |  | None | 2023-01-01 | [6 empty] | Standard |  | 1 | 1 | 0 | Deemed Ex Ante Team | 2022-02-09 11:50 | Updated using new mains water temperatures from CZ2022 weather update | Deemed Ex Ante Team | Corrected ClaimSpec/FilingSpec flags
2023 | NE-WtrHt-SmlStrg-HP-lte6kW-rep30G-3p30UEF-50g | Efficient water heater: 50-gallon electric heat pump water heater, (UEF=3.30) replaces 30-gallon medium-draw, electric storage water heater (UEF = 0.92) | DEER2023 | DEER WaterHeater Calculator v5.1 | 2022-09-02 09:25 | NE-WtrHt-SmlStrg-HP-lte6kW-rep30G-3p30UEF-50g | Deem-DEER | Standard | None | 0 | 0 | None |  | 0 |  | 0 | Com | Any | SHW | Heating | WaterHtg_eq | HP_UEF |  | WtrHt-HtPmp | Varies by building vintage | 30-gallon medium-draw, electric storage water heater (UEF = 0.92) | 50-gallon electric heat pump water heater, (UEF=3.30) | Varies by building vintage | Stor_UEF-Elec-030gal-MD-0.92UEF | Stor_UEF-ElecHP-050gal-3.30UEF | Available |  | 0 | 0 |  |  |  | WtrHt-HtPmp |  | None | 2023-01-01 | [6 empty] | Standard |  | 1 | 1 | 0 | Deemed Ex Ante Team | 2022-02-09 11:50 | Updated using new mains water temperatures from CZ2022 weather update | Deemed Ex Ante Team | Corrected ClaimSpec/FilingSpec flags
2023 | NE-WtrHt-SmlStrg-HP-lte6kW-rep30G-3p50UEF-50g | Efficient water heater: 50-gallon electric heat pump water heater, (UEF=3.50) replaces 30-gallon medium-draw, electric storage water heater (UEF = 0.92) | DEER2023 | DEER WaterHeater Calculator v5.1 | 2022-09-02 09:25 | NE-WtrHt-SmlStrg-HP-lte6kW-rep30G-3p50UEF-50g | Deem-DEER | Standard | None | 0 | 0 | None |  | 0 |  | 0 | Com | Any | SHW | Heating | WaterHtg_eq | HP_UEF |  | WtrHt-HtPmp | Varies by building vintage | 30-gallon medium-draw, electric storage water heater (UEF = 0.92) | 50-gallon electric heat pump water heater, (UEF=3.50) | Varies by building vintage | Stor_UEF-Elec-030gal-MD-0.92UEF | Stor_UEF-ElecHP-050gal-3.50UEF | Available |  | 0 | 0 |  |  |  | WtrHt-HtPmp |  | None | 2023-01-01 | [6 empty] | Standard |  | 1 | 1 | 0 | Deemed Ex Ante Team | 2022-02-09 11:50 | Updated using new mains water temperatures from CZ2022 weather update | Deemed Ex Ante Team | Corrected ClaimSpec/FilingSpec flags
2023 | NE-WtrHt-SmlStrg-HP-lte6kW-rep30G-3p75UEF-50g | Efficient water heater: 50-gallon electric heat pump water heater, (UEF=3.75) replaces 30-gallon medium-draw, electric storage water heater (UEF = 0.92) | DEER2023 | DEER WaterHeater Calculator v5.1 | 2022-09-02 09:25 | NE-WtrHt-SmlStrg-HP-lte6kW-rep30G-3p75UEF-50g | Deem-DEER | Standard | None | 0 | 0 | None |  | 0 |  | 0 | Com | Any | SHW | Heating | WaterHtg_eq | HP_UEF |  | WtrHt-HtPmp | Varies by building vintage | 30-gallon medium-draw, electric storage water heater (UEF = 0.92) | 50-gallon electric heat pump water heater, (UEF=3.75) | Varies by building vintage | Stor_UEF-Elec-030gal-MD-0.92UEF | Stor_UEF-ElecHP-050gal-3.75UEF | Available |  | 0 | 0 |  |  |  | WtrHt-HtPmp |  | None | 2023-01-01 | [6 empty] | Standard |  | 1 | 1 | 0 | Deemed Ex Ante Team | 2022-02-09 11:50 | Updated using new mains water temperatures from CZ2022 weather update | Deemed Ex Ante Team | Corrected ClaimSpec/FilingSpec flags
2023 | NE-WtrHt-SmlStrg-HP-lte6kW-rep40G-3p30UEF-50g | Efficient water heater: 50-gallon electric heat pump water heater, (UEF=3.30) replaces 40-gallon medium-draw, electric storage water heater (UEF = 0.92) | DEER2023 | DEER WaterHeater Calculator v5.1 | 2022-09-02 09:25 | NE-WtrHt-SmlStrg-HP-lte6kW-rep40G-3p30UEF-50g | Deem-DEER | Standard | None | 0 | 0 | None |  | 0 |  | 0 | Com | Any | SHW | Heating | WaterHtg_eq | HP_UEF |  | WtrHt-HtPmp | Varies by building vintage | 40-gallon medium-draw, electric storage water heater (UEF = 0.92) | 50-gallon electric heat pump water heater, (UEF=3.30) | Varies by building vintage | Stor_UEF-Elec-040gal-MD-0.92UEF | Stor_UEF-ElecHP-050gal-3.30UEF | Available |  | 0 | 0 |  |  |  | WtrHt-HtPmp |  | None | 2023-01-01 | [6 empty] | Standard |  | 1 | 1 | 0 | Deemed Ex Ante Team | 2022-02-09 11:50 | Updated using new mains water temperatures from CZ2022 weather update | Deemed Ex Ante Team | Corrected ClaimSpec/FilingSpec flags
2023 | NE-WtrHt-SmlStrg-HP-lte6kW-rep40G-3p50UEF-50g | Efficient water heater: 50-gallon electric heat pump water heater, (UEF=3.50) replaces 40-gallon medium-draw, electric storage water heater (UEF = 0.92) | DEER2023 | DEER WaterHeater Calculator v5.1 | 2022-09-02 09:25 | NE-WtrHt-SmlStrg-HP-lte6kW-rep40G-3p50UEF-50g | Deem-DEER | Standard | None | 0 | 0 | None |  | 0 |  | 0 | Com | Any | SHW | Heating | WaterHtg_eq | HP_UEF |  | WtrHt-HtPmp | Varies by building vintage | 40-gallon medium-draw, electric storage water heater (UEF = 0.92) | 50-gallon electric heat pump water heater, (UEF=3.50) | Varies by building vintage | Stor_UEF-Elec-040gal-MD-0.92UEF | Stor_UEF-ElecHP-050gal-3.50UEF | Available |  | 0 | 0 |  |  |  | WtrHt-HtPmp |  | None | 2023-01-01 | [6 empty] | Standard |  | 1 | 1 | 0 | Deemed Ex Ante Team | 2022-02-09 11:50 | Updated using new mains water temperatures from CZ2022 weather update | Deemed Ex Ante Team | Corrected ClaimSpec/FilingSpec flags
2023 | NE-WtrHt-SmlStrg-HP-lte6kW-rep40G-3p75UEF-50g | Efficient water heater: 50-gallon electric heat pump water heater, (UEF=3.75) replaces 40-gallon medium-draw, electric storage water heater (UEF = 0.92) | DEER2023 | DEER WaterHeater Calculator v5.1 | 2022-09-02 09:25 | NE-WtrHt-SmlStrg-HP-lte6kW-rep40G-3p75UEF-50g | Deem-DEER | Standard | None | 0 | 0 | None |  | 0 |  | 0 | Com | Any | SHW | Heating | WaterHtg_eq | HP_UEF |  | WtrHt-HtPmp | Varies by building vintage | 40-gallon medium-draw, electric storage water heater (UEF = 0.92) | 50-gallon electric heat pump water heater, (UEF=3.75) | Varies by building vintage | Stor_UEF-Elec-040gal-MD-0.92UEF | Stor_UEF-ElecHP-050gal-3.75UEF | Available |  | 0 | 0 |  |  |  | WtrHt-HtPmp |  | None | 2023-01-01 | [6 empty] | Standard |  | 1 | 1 | 0 | Deemed Ex Ante Team | 2022-02-09 11:50 | Updated using new mains water temperatures from CZ2022 weather update | Deemed Ex Ante Team | Corrected ClaimSpec/FilingSpec flags
2023 | NE-WtrHt-SmlStrg-HP-lte6kW-rep50G-3p30UEF-50g | Efficient water heater: 50-gallon electric heat pump water heater, (UEF=3.30) replaces 50-gallon medium-draw, electric storage water heater (UEF = 0.92) | DEER2023 | DEER WaterHeater Calculator v5.1 | 2022-09-02 09:25 | NE-WtrHt-SmlStrg-HP-lte6kW-rep50G-3p30UEF-50g | Deem-DEER | Standard | None | 0 | 0 | None |  | 0 |  | 0 | Com | Any | SHW | Heating | WaterHtg_eq | HP_UEF |  | WtrHt-HtPmp | Varies by building vintage | 50-gallon medium-draw, electric storage water heater (UEF = 0.92) | 50-gallon electric heat pump water heater, (UEF=3.30) | Varies by building vintage | Stor_UEF-Elec-050gal-MD-0.92UEF | Stor_UEF-ElecHP-050gal-3.30UEF | Available |  | 0 | 0 |  |  |  | WtrHt-HtPmp |  | None | 2023-01-01 | [6 empty] | Standard |  | 1 | 1 | 0 | Deemed Ex Ante Team | 2022-02-09 11:50 | Updated using new mains water temperatures from CZ2022 weather update | Deemed Ex Ante Team | Corrected ClaimSpec/FilingSpec flags
2023 | NE-WtrHt-SmlStrg-HP-lte6kW-rep50G-3p50UEF-50g | Efficient water heater: 50-gallon electric heat pump water heater, (UEF=3.50) replaces 50-gallon medium-draw, electric storage water heater (UEF = 0.92) | DEER2023 | DEER WaterHeater Calculator v5.1 | 2022-09-02 09:25 | NE-WtrHt-SmlStrg-HP-lte6kW-rep50G-3p50UEF-50g | Deem-DEER | Standard | None | 0 | 0 | None |  | 0 |  | 0 | Com | Any | SHW | Heating | WaterHtg_eq | HP_UEF |  | WtrHt-HtPmp | Varies by building vintage | 50-gallon medium-draw, electric storage water heater (UEF = 0.92) | 50-gallon electric heat pump water heater, (UEF=3.50) | Varies by building vintage | Stor_UEF-Elec-050gal-MD-0.92UEF | Stor_UEF-ElecHP-050gal-3.50UEF | Available |  | 0 | 0 |  |  |  | WtrHt-HtPmp |  | None | 2023-01-01 | [6 empty] | Standard |  | 1 | 1 | 0 | Deemed Ex Ante Team | 2022-02-09 11:50 | Updated using new mains water temperatures from CZ2022 weather update | Deemed Ex Ante Team | Corrected ClaimSpec/FilingSpec flags
2023 | NE-WtrHt-SmlStrg-HP-lte6kW-rep50G-3p75UEF-50g | Efficient water heater: 50-gallon electric heat pump water heater, (UEF=3.75) replaces 50-gallon medium-draw, electric storage water heater (UEF = 0.92) | DEER2023 | DEER WaterHeater Calculator v5.1 | 2022-09-02 09:25 | NE-WtrHt-SmlStrg-HP-lte6kW-rep50G-3p75UEF-50g | Deem-DEER | Standard | None | 0 | 0 | None |  | 0 |  | 0 | Com | Any | SHW | Heating | WaterHtg_eq | HP_UEF |  | WtrHt-HtPmp | Varies by building vintage | 50-gallon medium-draw, electric storage water heater (UEF = 0.92) | 50-gallon electric heat pump water heater, (UEF=3.75) | Varies by building vintage | Stor_UEF-Elec-050gal-MD-0.92UEF | Stor_UEF-ElecHP-050gal-3.75UEF | Available |  | 0 | 0 |  |  |  | WtrHt-HtPmp |  | None | 2023-01-01 | [6 empty] | Standard |  | 1 | 1 | 0 | Deemed Ex Ante Team | 2022-02-09 11:50 | Updated using new mains water temperatures from CZ2022 weather update | Deemed Ex Ante Team | Corrected ClaimSpec/FilingSpec flags
2023 | NE-WtrHt-SmlStrg-HP-lte6kW-rep60G-3p30UEF-65g | Efficient water heater: 65-gallon electric heat pump water heater, (UEF=3.30) replaces 65-gallon electric heat pump water heater (UEF = 2.91) | DEER2023 | DEER WaterHeater Calculator v5.1 | 2022-09-02 09:25 | NE-WtrHt-SmlStrg-HP-lte6kW-rep60G-3p30UEF-65g | Deem-DEER | Standard | None | 0 | 0 | None |  | 0 |  | 0 | Com | Any | SHW | Heating | WaterHtg_eq | HP_UEF |  | WtrHt-HtPmp | Varies by building vintage | 65-gallon electric heat pump water heater (UEF = 2.91) | 65-gallon electric heat pump water heater, (UEF=3.30) | Varies by building vintage | Stor_UEF-ElecHP-065gal-2.91UEF | Stor_UEF-ElecHP-065gal-3.30UEF | Available |  | 0 | 0 |  |  |  | WtrHt-HtPmp |  | None | 2023-01-01 | [6 empty] | Standard |  | 1 | 1 | 0 | Deemed Ex Ante Team | 2022-02-09 11:50 | Updated using new mains water temperatures from CZ2022 weather update | Deemed Ex Ante Team | Corrected ClaimSpec/FilingSpec flags
2023 | NE-WtrHt-SmlStrg-HP-lte6kW-rep60G-3p50UEF-65g | Efficient water heater: 65-gallon electric heat pump water heater, (UEF=3.50) replaces 65-gallon electric heat pump water heater (UEF = 2.91) | DEER2023 | DEER WaterHeater Calculator v5.1 | 2022-09-02 09:25 | NE-WtrHt-SmlStrg-HP-lte6kW-rep60G-3p50UEF-65g | Deem-DEER | Standard | None | 0 | 0 | None |  | 0 |  | 0 | Com | Any | SHW | Heating | WaterHtg_eq | HP_UEF |  | WtrHt-HtPmp | Varies by building vintage | 65-gallon electric heat pump water heater (UEF = 2.91) | 65-gallon electric heat pump water heater, (UEF=3.50) | Varies by building vintage | Stor_UEF-ElecHP-065gal-2.91UEF | Stor_UEF-ElecHP-065gal-3.50UEF | Available |  | 0 | 0 |  |  |  | WtrHt-HtPmp |  | None | 2023-01-01 | [6 empty] | Standard |  | 1 | 1 | 0 | Deemed Ex Ante Team | 2022-02-09 11:50 | Updated using new mains water temperatures from CZ2022 weather update | Deemed Ex Ante Team | Corrected ClaimSpec/FilingSpec flags
2023 | NE-WtrHt-SmlStrg-HP-lte6kW-rep60G-3p75UEF-65g | Efficient water heater: 65-gallon electric, heat pump water heater, (UEF=3.75) replaces 65-gallon electric heat pump water heater (UEF = 2.91) | DEER2023 | DEER WaterHeater Calculator v5.1 | 2022-09-02 09:25 | NE-WtrHt-SmlStrg-HP-lte6kW-rep60G-3p75UEF-65g | Deem-DEER | Standard | None | 0 | 0 | None |  | 0 |  | 0 | Com | Any | SHW | Heating | WaterHtg_eq | HP_UEF |  | WtrHt-HtPmp | Varies by building vintage | 65-gallon electric heat pump water heater (UEF = 2.91) | 65-gallon electric, heat pump water heater, (UEF=3.75) | Varies by building vintage | Stor_UEF-ElecHP-065gal-2.91UEF | Stor_UEF-ElecHP-065gal-3.75UEF | Available |  | 0 | 0 |  |  |  | WtrHt-HtPmp |  | None | 2023-01-01 | [6 empty] | Standard |  | 1 | 1 | 0 | Deemed Ex Ante Team | 2022-02-09 11:50 | Updated using new mains water temperatures from CZ2022 weather update | Deemed Ex Ante Team | Corrected ClaimSpec/FilingSpec flags
2023 | NE-WtrHt-SmlStrg-HP-lte6kW-rep75G-3p30UEF-80g | Efficient water heater: 80-gallon electric, heat pump water heater, (UEF=3.30) replaces 80-gallon electric heat pump water heater (UEF = 3.00) | DEER2023 | DEER WaterHeater Calculator v5.1 | 2022-09-02 09:25 | NE-WtrHt-SmlStrg-HP-lte6kW-rep75G-3p30UEF-80g | Deem-DEER | Standard | None | 0 | 0 | None |  | 0 |  | 0 | Com | Any | SHW | Heating | WaterHtg_eq | HP_UEF |  | WtrHt-HtPmp | Varies by building vintage | 80-gallon electric heat pump water heater (UEF = 3.00) | 80-gallon electric, heat pump water heater, (UEF=3.30) | Varies by building vintage | Stor_UEF-ElecHP-080gal-3.00UEF | Stor_UEF-ElecHP-080gal-3.30UEF | Available |  | 0 | 0 |  |  |  | WtrHt-HtPmp |  | None | 2023-01-01 | [6 empty] | Standard |  | 1 | 1 | 0 | Deemed Ex Ante Team | 2022-02-09 11:50 | Updated using new mains water temperatures from CZ2022 weather update | Deemed Ex Ante Team | Corrected ClaimSpec/FilingSpec flags
2023 | NE-WtrHt-SmlStrg-HP-lte6kW-rep75G-3p50UEF-80g | Efficient water heater: 80-gallon electric, heat pump water heater, (UEF=3.50) replaces 80-gallon electric heat pump water heater (UEF = 3.00) | DEER2023 | DEER WaterHeater Calculator v5.1 | 2022-09-02 09:25 | NE-WtrHt-SmlStrg-HP-lte6kW-rep75G-3p50UEF-80g | Deem-DEER | Standard | None | 0 | 0 | None |  | 0 |  | 0 | Com | Any | SHW | Heating | WaterHtg_eq | HP_UEF |  | WtrHt-HtPmp | Varies by building vintage | 80-gallon electric heat pump water heater (UEF = 3.00) | 80-gallon electric, heat pump water heater, (UEF=3.50) | Varies by building vintage | Stor_UEF-ElecHP-080gal-3.00UEF | Stor_UEF-ElecHP-080gal-3.50UEF | Available |  | 0 | 0 |  |  |  | WtrHt-HtPmp |  | None | 2023-01-01 | [6 empty] | Standard |  | 1 | 1 | 0 | Deemed Ex Ante Team | 2022-02-09 11:50 | Updated using new mains water temperatures from CZ2022 weather update | Deemed Ex Ante Team | Corrected ClaimSpec/FilingSpec flags
2023 | NE-WtrHt-SmlStrg-HP-lte6kW-rep75G-3p75UEF-80g | Efficient water heater: 80-gallon electric, heat pump water heater, (UEF=3.75) replaces 80-gallon electric heat pump water heater (UEF = 3.00) | DEER2023 | DEER WaterHeater Calculator v5.1 | 2022-09-02 09:25 | NE-WtrHt-SmlStrg-HP-lte6kW-rep75G-3p75UEF-80g | Deem-DEER | Standard | None | 0 | 0 | None |  | 0 |  | 0 | Com | Any | SHW | Heating | WaterHtg_eq | HP_UEF |  | WtrHt-HtPmp | Varies by building vintage | 80-gallon electric heat pump water heater (UEF = 3.00) | 80-gallon electric, heat pump water heater, (UEF=3.75) | Varies by building vintage | Stor_UEF-ElecHP-080gal-3.00UEF | Stor_UEF-ElecHP-080gal-3.75UEF | Available |  | 0 | 0 |  |  |  | WtrHt-HtPmp |  | None | 2023-01-01 | [6 empty] | Standard |  | 1 | 1 | 0 | Deemed Ex Ante Team | 2022-02-09 11:50 | Updated using new mains water temperatures from CZ2022 weather update | Deemed Ex Ante Team | Corrected ClaimSpec/FilingSpec flags
2023 | NG-HVAC-Blr-HW-300to2500kBtuh-85p0Et-Drft | Hot water boiler (300 - 2500 kBtuh, 85.0 Et, OA Reset from 140 to 165 F) | DEER2023 | D23v0 | 2021-12-22 11:53 | NG-HVAC-Blr-HW-300to2500kBtuh-85p0Et-Drft | Deem-DEER | Standard | None | 0 | 0 | None |  | 0 |  | 1 | Com | Any | HVAC | SpaceHeat | WaterHtg_eq | Boiler_Et |  | HVAC-Blr | Hot water boiler,300 - 2500 kBtuh; 1975-2011: 78.0 Et, OA Reset from 140 to 165 F 2012 - New: 80.0 Et, OA Reset from 140 to 165 F | Hot water boiler (300 - 2500 kBtuh, 84.0 Et, OA Reset from 140 to 165 F) | Hot water boiler (300 - 2500 kBtuh, 85.0 Et, OA Reset from 140 to 165 F) | PreNRes-HVAC-Blr-HW-300to2500kBtuh-78to80p0Et | StdNRes-HVAC-Blr-HW-300to2500kBtuh-84p0Et | MsrNRes-HVAC-Blr-HW-300to2500kBtuh-85p0Et | Available |  | 0 | 0 |  |  |  | HVAC-Blr |  |  | 2023-01-01 | [6 empty] | Standard |  | 1 | 1 | 0 | Deemed Ex Ante Team | 2021-12-22 11:53 | Re-simulated using CZ2022 weather data | Deemed Ex Ante Team
2023 | NG-HVAC-Blr-HW-300to2500kBtuh-90p0Et-CndLow | Hot water boiler (300 - 2500 kBtuh, 90.0 Et, condensing, OA reset from 115 to 140 F) | DEER2023 | D23v0 | 2021-12-22 11:53 | NG-HVAC-Blr-HW-300to2500kBtuh-90p0Et-CndLow | Deem-DEER | Standard | None | 0 | 0 | None |  | 0 |  | 1 | Com | Any | HVAC | SpaceHeat | WaterHtg_eq | Boiler_Et |  | HVAC-Blr | Hot water boiler,300 - 2500 kBtuh; 1975-2011: 78.0 Et, OA Reset from 140 to 165 F 2012 - New: 80.0 Et, OA Reset from 140 to 165 F | Hot water boiler (300 - 2500 kBtuh, 84.0 Et, OA Reset from 140 to 165 F) | Hot water boiler (300 - 2500 kBtuh, 90.0 Et, condensing, OA reset from 115 to 140 F) | PreNRes-HVAC-Blr-HW-300to2500kBtuh-78to80p0Et | StdNRes-HVAC-Blr-HW-300to2500kBtuh-84p0Et | MsrNRes-HVAC-Blr-HW-300to2500kBtuh-90p0Et-SP140OAReset | Available |  | 0 | 0 |  |  |  | HVAC-Blr |  |  | 2023-01-01 | [6 empty] | Standard |  | 1 | 1 | 0 | Deemed Ex Ante Team | 2021-12-22 11:53 | Re-simulated using CZ2022 weather data | Deemed Ex Ante Team
2023 | NG-HVAC-Blr-HW-300to2500kBtuh-90p0Et-CndReset | Hot water boiler (300 - 2500 kBtuh, 90.0 Et, condensing, load reset from 115 to 140 F) | DEER2023 | D23v0 | 2021-12-22 11:53 | NG-HVAC-Blr-HW-300to2500kBtuh-90p0Et-CndReset | Deem-DEER | Standard | None | 0 | 0 | None |  | 0 |  | 1 | Com | Any | HVAC | SpaceHeat | WaterHtg_eq | Boiler_Et |  | HVAC-Blr | Hot water boiler,300 - 2500 kBtuh; 1975-2011: 78.0 Et, OA Reset from 140 to 165 F 2012 - New: 80.0 Et, OA Reset from 140 to 165 F | Hot water boiler (300 - 2500 kBtuh, 84.0 Et, OA Reset from 140 to 165 F) | Hot water boiler (300 - 2500 kBtuh, 90.0 Et, condensing, load reset from 115 to 140 F) | PreNRes-HVAC-Blr-HW-300to2500kBtuh-78to80p0Et | StdNRes-HVAC-Blr-HW-300to2500kBtuh-84p0Et | MsrNRes-HVAC-Blr-HW-300to2500kBtuh-90p0Et-SP140LdReset | Available |  | 0 | 0 |  |  |  | HVAC-Blr |  |  | 2023-01-01 | [6 empty] | Standard |  | 1 | 1 | 0 | Deemed Ex Ante Team | 2021-12-22 11:53 | Re-simulated using CZ2022 weather data | Deemed Ex Ante Team
2023 | NG-HVAC-Blr-HW-300to2500kBtuh-90p0Et-CndStd | Hot water boiler (300 - 2500 kBtuh, 90.0 Et, condensing, OA reset from 140 to 165 F) | DEER2023 | D23v0 | 2021-12-22 11:53 | NG-HVAC-Blr-HW-300to2500kBtuh-90p0Et-CndStd | Deem-DEER | Standard | None | 0 | 0 | None |  | 0 |  | 1 | Com | Any | HVAC | SpaceHeat | WaterHtg_eq | Boiler_Et |  | HVAC-Blr | Hot water boiler,300 - 2500 kBtuh; 1975-2011: 78.0 Et, OA Reset from 140 to 165 F 2012 - New: 80.0 Et, OA Reset from 140 to 165 F | Hot water boiler (300 - 2500 kBtuh, 84.0 Et, OA Reset from 140 to 165 F) | Hot water boiler (300 - 2500 kBtuh, 90.0 Et, condensing, OA reset from 140 to 165 F) | PreNRes-HVAC-Blr-HW-300to2500kBtuh-78to80p0Et | StdNRes-HVAC-Blr-HW-300to2500kBtuh-84p0Et | MsrNRes-HVAC-Blr-HW-300to2500kBtuh-90p0Et-SP165OAReset | Available |  | 0 | 0 |  |  |  | HVAC-Blr |  |  | 2023-01-01 | [6 empty] | Standard |  | 1 | 1 | 0 | Deemed Ex Ante Team | 2021-12-22 11:53 | Re-simulated using CZ2022 weather data | Deemed Ex Ante Team
2023 | NG-HVAC-Blr-HW-300to2500kBtuh-94p0Et-CndLow | Hot water boiler (300 - 2500 kBtuh, 94.0 Et, condensing, OA reset from 115 to 140 F) | DEER2023 | D23v0 | 2021-12-22 11:53 | NG-HVAC-Blr-HW-300to2500kBtuh-94p0Et-CndLow | Deem-DEER | Standard | None | 0 | 0 | None |  | 0 |  | 1 | Com | Any | HVAC | SpaceHeat | WaterHtg_eq | Boiler_Et |  | HVAC-Blr | Hot water boiler,300 - 2500 kBtuh; 1975-2011: 78.0 Et, OA Reset from 140 to 165 F 2012 - New: 80.0 Et, OA Reset from 140 to 165 F | Hot water boiler (300 - 2500 kBtuh, 84.0 Et, OA Reset from 140 to 165 F) | Hot water boiler (300 - 2500 kBtuh, 94.0 Et, condensing, OA reset from 115 to 140 F) | PreNRes-HVAC-Blr-HW-300to2500kBtuh-78to80p0Et | StdNRes-HVAC-Blr-HW-300to2500kBtuh-84p0Et | MsrNRes-HVAC-Blr-HW-300to2500kBtuh-94p0Et-SP140OAReset | Available |  | 0 | 0 |  |  |  | HVAC-Blr |  |  | 2023-01-01 | [6 empty] | Standard |  | 1 | 1 | 0 | Deemed Ex Ante Team | 2021-12-22 11:53 | Re-simulated using CZ2022 weather data | Deemed Ex Ante Team
2023 | NG-HVAC-Blr-HW-300to2500kBtuh-94p0Et-CndReset | Hot water boiler (300 - 2500 kBtuh, 94.0 Et, condensing, load reset from 115 to 140 F) | DEER2023 | D23v0 | 2021-12-22 11:53 | NG-HVAC-Blr-HW-300to2500kBtuh-94p0Et-CndReset | Deem-DEER | Standard | None | 0 | 0 | None |  | 0 |  | 1 | Com | Any | HVAC | SpaceHeat | WaterHtg_eq | Boiler_Et |  | HVAC-Blr | Hot water boiler,300 - 2500 kBtuh; 1975-2011: 78.0 Et, OA Reset from 140 to 165 F 2012 - New: 80.0 Et, OA Reset from 140 to 165 F | Hot water boiler (300 - 2500 kBtuh, 84.0 Et, OA Reset from 140 to 165 F) | Hot water boiler (300 - 2500 kBtuh, 94.0 Et, condensing, load reset from 115 to 140 F) | PreNRes-HVAC-Blr-HW-300to2500kBtuh-78to80p0Et | StdNRes-HVAC-Blr-HW-300to2500kBtuh-84p0Et | MsrNRes-HVAC-Blr-HW-300to2500kBtuh-94p0Et-SP140LdReset | Available |  | 0 | 0 |  |  |  | HVAC-Blr |  |  | 2023-01-01 | [6 empty] | Standard |  | 1 | 1 | 0 | Deemed Ex Ante Team | 2021-12-22 11:53 | Re-simulated using CZ2022 weather data | Deemed Ex Ante Team
2023 | NG-HVAC-Blr-HW-300to2500kBtuh-94p0Et-CndStd | Hot water boiler (300 - 2500 kBtuh, 94.0 Et, condensing, OA reset from 140 to 165 F) | DEER2023 | D23v0 | 2021-12-22 11:53 | NG-HVAC-Blr-HW-300to2500kBtuh-94p0Et-CndStd | Deem-DEER | Standard | None | 0 | 0 | None |  | 0 |  | 1 | Com | Any | HVAC | SpaceHeat | WaterHtg_eq | Boiler_Et |  | HVAC-Blr | Hot water boiler,300 - 2500 kBtuh; 1975-2011: 78.0 Et, OA Reset from 140 to 165 F 2012 - New: 80.0 Et, OA Reset from 140 to 165 F | Hot water boiler (300 - 2500 kBtuh, 84.0 Et, OA Reset from 140 to 165 F) | Hot water boiler (300 - 2500 kBtuh, 94.0 Et, condensing, OA reset from 140 to 165 F) | PreNRes-HVAC-Blr-HW-300to2500kBtuh-78to80p0Et | StdNRes-HVAC-Blr-HW-300to2500kBtuh-84p0Et | MsrNRes-HVAC-Blr-HW-300to2500kBtuh-94p0Et-SP165OAReset | Available |  | 0 | 0 |  |  |  | HVAC-Blr |  |  | 2023-01-01 | [6 empty] | Standard |  | 1 | 1 | 0 | Deemed Ex Ante Team | 2021-12-22 11:53 | Re-simulated using CZ2022 weather data | Deemed Ex Ante Team
2023 | NG-HVAC-Blr-HW-gt2500to10000kBtuh-87p3Ec-Drft | Hot water boiler (> 2500 kBtuh, <= 10000 kBtuh, 85.3 Et, 87.3Ec, OA Reset from 140 to 165 F) | DEER2023 | D23v0 | 2021-12-22 11:53 | NG-HVAC-Blr-HW-gt2500to10000kBtuh-87p3Ec-Drft | Deem-DEER | Standard | None | 0 | 0 | None |  | 0 |  | 1 | Com | Any | HVAC | SpaceHeat | WaterHtg_eq | Boiler_Et |  | HVAC-Blr | Hot water boiler, >2500 kBtuh, <= 10000 kBtuh; 1975-2011: 78.0 Et, OA Reset from 140 to 165 F 2012 - New: 80.0 Et, OA Reset from 140 to 165 F | Hot water boiler (>2500 kBtuh, <= 10000 kBtuh, 85.0 Et, OA Reset from 140 to 165 F) | Hot water boiler (>2500 kBtuh, <= 10000 kBtuh, 85.3 Et, 87.3Ec, OA Reset from 140 to 165 F) | PreNRes-HVAC-Blr-HW-gt2500to10000kBtuh-80to82p0Ec | StdNRes-HVAC-Blr-HW-gt2500to10000kBtuh-87p0Ec | MsrNRes-HVAC-Blr-HW-gt2500to10000kBtuh-87p3Ec | Available |  | 0 | 0 |  |  |  | HVAC-Blr |  |  | 2023-01-01 | [6 empty] | Standard |  | 1 | 1 | 0 | Deemed Ex Ante Team | 2021-12-22 11:53 | Re-simulated using CZ2022 weather data | Deemed Ex Ante Team | new size bin category created, new code std baseline updated. New Measure ID name assigned, efficiency changed from "85p3Et" to "87p3Ec" to reflect code standard convention
2023 | NG-HVAC-Blr-HW-gt2500to10000kBtuh-95p0Ec-CndLow | Hot water boiler (> 2500 kBtuh, <= 10000 kBtuh, 93.0 Et, 95.0 Ec, condensing, OA reset from 115 to 140 F) | DEER2023 | D23v0 | 2021-12-22 11:53 | NG-HVAC-Blr-HW-gt2500to10000kBtuh-95p0Ec-CndLow | Deem-DEER | Standard | None | 0 | 0 | None |  | 0 |  | 1 | Com | Any | HVAC | SpaceHeat | WaterHtg_eq | Boiler_Et |  | HVAC-Blr | Hot water boiler, >2500 kBtuh, <= 10000 kBtuh; 1975-2011: 78.0 Et, OA Reset from 140 to 165 F 2012 - New: 80.0 Et, OA Reset from 140 to 165 F | Hot water boiler (>2500 kBtuh, <= 10000 kBtuh, 85.0 Et, OA Reset from 140 to 165 F) | Hot water boiler (> 2500 kBtuh, <= 10000 kBtuh, 93.0 Et, 95.0 Ec condensing, OA reset from 115 to 140 F) | PreNRes-HVAC-Blr-HW-gt2500to10000kBtuh-80to82p0Ec | StdNRes-HVAC-Blr-HW-gt2500to10000kBtuh-87p0Ec | MsrNRes-HVAC-Blr-HW-gt2500to10000kBtuh-95p0Ec-SP140OAReset | Available |  | 0 | 0 |  |  |  | HVAC-Blr |  |  | 2023-01-01 | [6 empty] | Standard |  | 1 | 1 | 0 | Deemed Ex Ante Team | 2021-12-22 11:53 | Re-simulated using CZ2022 weather data | Deemed Ex Ante Team | new size bin category created, new code std baseline updated, new efficiency tier defined to accommodate new baseline. New Measure ID name assigned, efficiency changed from "93p0Et" to "95p0Ec" to reflect code standard convention
2023 | NG-HVAC-Blr-HW-gt2500to10000kBtuh-95p0Ec-CndReset | Hot water boiler (> 2500 kBtuh, <= 10000 kBtuh, 93.0 Et, 95.0 Ec, condensing, load reset from 115 to 140 F) | DEER2023 | D23v0 | 2021-12-22 11:53 | NG-HVAC-Blr-HW-gt2500to10000kBtuh-95p0Ec-CndReset | Deem-DEER | Standard | None | 0 | 0 | None |  | 0 |  | 1 | Com | Any | HVAC | SpaceHeat | WaterHtg_eq | Boiler_Et |  | HVAC-Blr | Hot water boiler, >2500 kBtuh, <= 10000 kBtuh; 1975-2011: 78.0 Et, OA Reset from 140 to 165 F 2012 - New: 80.0 Et, OA Reset from 140 to 165 F | Hot water boiler (>2500 kBtuh, <= 10000 kBtuh, 85.0 Et, OA Reset from 140 to 165 F) | Hot water boiler (> 2500 kBtuh, <= 10000 kBtuh, 93.0 Et, 95.0 Ec condensing, load reset from 115 to 140 F) | PreNRes-HVAC-Blr-HW-gt2500to10000kBtuh-80to82p0Ec | StdNRes-HVAC-Blr-HW-gt2500to10000kBtuh-87p0Ec | MsrNRes-HVAC-Blr-HW-gt2500to10000kBtuh-95p0Ec-SP140LdReset | Available |  | 0 | 0 |  |  |  | HVAC-Blr |  |  | 2023-01-01 | [6 empty] | Standard |  | 1 | 1 | 0 | Deemed Ex Ante Team | 2021-12-22 11:53 | Re-simulated using CZ2022 weather data | Deemed Ex Ante Team | new size bin category created, new code std baseline updated, new efficiency tier defined to accommodate new baseline. New Measure ID name assigned, efficiency changed from "93p0Et" to "95p0Ec" to reflect code standard convention
2023 | NG-HVAC-Blr-HW-gt2500to10000kBtuh-95p0Ec-CndStd | Hot water boiler (> 2500 kBtuh, <= 10000 kBtuh, 93.0 Et, 95.0 Ec, condensing, OA reset from 140 to 165 F) | DEER2023 | D23v0 | 2021-12-22 11:53 | NG-HVAC-Blr-HW-gt2500to10000kBtuh-95p0Ec-CndStd | Deem-DEER | Standard | None | 0 | 0 | None |  | 0 |  | 1 | Com | Any | HVAC | SpaceHeat | WaterHtg_eq | Boiler_Et |  | HVAC-Blr | Hot water boiler, >2500 kBtuh, <= 10000 kBtuh; 1975-2011: 78.0 Et, OA Reset from 140 to 165 F 2012 - New: 80.0 Et, OA Reset from 140 to 165 F | Hot water boiler (>2500 kBtuh, <= 10000 kBtuh, 85.0 Et, OA Reset from 140 to 165 F) | Hot water boiler (> 2500 kBtuh, <= 10000 kBtuh, 93.0 Et, 95.0 Ec condensing, OA reset from 140 to 165 F) | PreNRes-HVAC-Blr-HW-gt2500to10000kBtuh-80to82p0Ec | StdNRes-HVAC-Blr-HW-gt2500to10000kBtuh-87p0Ec | MsrNRes-HVAC-Blr-HW-gt2500to10000kBtuh-95p0Ec-SP165OAReset | Available |  | 0 | 0 |  |  |  | HVAC-Blr |  |  | 2023-01-01 | [6 empty] | Standard |  | 1 | 1 | 0 | Deemed Ex Ante Team | 2021-12-22 11:53 | Re-simulated using CZ2022 weather data | Deemed Ex Ante Team | new size bin category created, new code std baseline updated, new efficiency tier defined to accommodate new baseline. New Measure ID name assigned, efficiency changed from "93p0Et" to "95p0Ec" to reflect code standard convention
2023 | NG-HVAC-Blr-HW-gt2500to10000kBtuh-98p0Ec-CndLow | Hot water boiler (> 2500 kBtuh, <= 10000 kBtuh, 96.0 Et, 98.0 Ec, condensing, OA reset from 115 to 140 F) | DEER2023 | D23v0 | 2021-12-22 11:53 | NG-HVAC-Blr-HW-gt2500to10000kBtuh-98p0Ec-CndLow | Deem-DEER | Standard | None | 0 | 0 | None |  | 0 |  | 1 | Com | Any | HVAC | SpaceHeat | WaterHtg_eq | Boiler_Et |  | HVAC-Blr | Hot water boiler, >2500 kBtuh, <= 10000 kBtuh; 1975-2011: 78.0 Et, OA Reset from 140 to 165 F 2012 - New: 80.0 Et, OA Reset from 140 to 165 F | Hot water boiler (>2500 kBtuh, <= 10000 kBtuh, 85.0 Et, OA Reset from 140 to 165 F) | Hot water boiler (> 2500 kBtuh, <= 10000 kBtuh, 96.0 Et, 98.0 Ec condensing, OA reset from 115 to 140 F) | PreNRes-HVAC-Blr-HW-gt2500to10000kBtuh-80to82p0Ec | StdNRes-HVAC-Blr-HW-gt2500to10000kBtuh-87p0Ec | MsrNRes-HVAC-Blr-HW-gt2500to10000kBtuh-98p0Ec-SP140OAReset | Available |  | 0 | 0 |  |  |  | HVAC-Blr |  |  | 2023-01-01 | [6 empty] | Standard |  | 1 | 1 | 0 | Deemed Ex Ante Team | 2021-12-22 11:53 | Re-simulated using CZ2022 weather data | Deemed Ex Ante Team | new size bin category created, new code std baseline updated, new efficiency tier defined to accommodate new baseline. New Measure ID name assigned, efficiency changed from "96p0Et" to "98p0Ec" to reflect code standard convention
2023 | NG-HVAC-Blr-HW-gt2500to10000kBtuh-98p0Ec-CndReset | Hot water boiler (> 2500 kBtuh, <= 10000 kBtuh, 96.0 Et, 98.0 Ec, condensing, load reset from 115 to 140 F) | DEER2023 | D23v0 | 2021-12-22 11:53 | NG-HVAC-Blr-HW-gt2500to10000kBtuh-98p0Ec-CndReset | Deem-DEER | Standard | None | 0 | 0 | None |  | 0 |  | 1 | Com | Any | HVAC | SpaceHeat | WaterHtg_eq | Boiler_Et |  | HVAC-Blr | Hot water boiler, >2500 kBtuh, <= 10000 kBtuh; 1975-2011: 78.0 Et, OA Reset from 140 to 165 F 2012 - New: 80.0 Et, OA Reset from 140 to 165 F | Hot water boiler (>2500 kBtuh, <= 10000 kBtuh, 85.0 Et, OA Reset from 140 to 165 F) | Hot water boiler (> 2500 kBtuh, <= 10000 kBtuh, 96.0 Et, 98.0 Ec condensing, load reset from 115 to 140 F) | PreNRes-HVAC-Blr-HW-gt2500to10000kBtuh-80to82p0Ec | StdNRes-HVAC-Blr-HW-gt2500to10000kBtuh-87p0Ec | MsrNRes-HVAC-Blr-HW-gt2500to10000kBtuh-98p0Ec-SP140LdReset | Available |  | 0 | 0 |  |  |  | HVAC-Blr |  |  | 2023-01-01 | [6 empty] | Standard |  | 1 | 1 | 0 | Deemed Ex Ante Team | 2021-12-22 11:53 | Re-simulated using CZ2022 weather data | Deemed Ex Ante Team | new size bin category created, new code std baseline updated, new efficiency tier defined to accommodate new baseline. New Measure ID name assigned, efficiency changed from "96p0Et" to "98p0Ec" to reflect code standard convention
2023 | NG-HVAC-Blr-HW-gt2500to10000kBtuh-98p0Ec-CndStd | Hot water boiler (> 2500 kBtuh, <= 10000 kBtuh, 96.0 Et, 98.0 Ec, condensing, OA reset from 140 to 165 F) | DEER2023 | D23v0 | 2021-12-22 11:53 | NG-HVAC-Blr-HW-gt2500to10000kBtuh-98p0Ec-CndStd | Deem-DEER | Standard | None | 0 | 0 | None |  | 0 |  | 1 | Com | Any | HVAC | SpaceHeat | WaterHtg_eq | Boiler_Et |  | HVAC-Blr | Hot water boiler, >2500 kBtuh, <= 10000 kBtuh; 1975-2011: 78.0 Et, OA Reset from 140 to 165 F 2012 - New: 80.0 Et, OA Reset from 140 to 165 F | Hot water boiler (>2500 kBtuh, <= 10000 kBtuh, 85.0 Et, OA Reset from 140 to 165 F) | Hot water boiler (> 2500 kBtuh, <= 10000 kBtuh, 96.0 Et, 98.0 Ec condensing, OA reset from 140 to 165 F) | PreNRes-HVAC-Blr-HW-gt2500to10000kBtuh-80to82p0Ec | StdNRes-HVAC-Blr-HW-gt2500to10000kBtuh-87p0Ec | MsrNRes-HVAC-Blr-HW-gt2500to10000kBtuh-98p0Ec-SP165OAReset | Available |  | 0 | 0 |  |  |  | HVAC-Blr |  |  | 2023-01-01 | [6 empty] | Standard |  | 1 | 1 | 0 | Deemed Ex Ante Team | 2021-12-22 11:53 | Re-simulated using CZ2022 weather data | Deemed Ex Ante Team | new size bin category created, new code std baseline updated, new efficiency tier defined to accommodate new baseline. New Measure ID name assigned, efficiency changed from "96p0Et" to "98p0Ec" to reflect code standard convention
2023 | NG-HVAC-Blr-HW-lt300kBtuh-84p0AFUE-Drft | Hot water boiler (< 300 kBtuh, 84.0 AFUE, OA Reset from 140 to 165 F) | DEER2023 | D23v0 | 2021-12-22 11:53 | NG-HVAC-Blr-HW-lt300kBtuh-84p0AFUE-Drft | Deem-DEER | Standard | None | 0 | 0 | None |  | 0 |  | 1 | Com | Any | HVAC | SpaceHeat | WaterHtg_eq | Boiler_AF |  | HVAC-Blr | Hot water boiler,< 300 kBtuh; 1975 - 2011: 80.0 Et, OA Reset from 140 to 165 F 2015 - New: 82.0 Et, OA Reset from 140 to 165 F | Hot water boiler (< 300 kBtuh, 82.0 AFUE, OA Reset from 140 to 165 F) | Hot water boiler (< 300 kBtuh, 84.0 AFUE, OA Reset from 140 to 165 F) | PreNRes-HVAC-Blr-HW-lt300kBtuh-80to82p0AFUE | StdNRes-HVAC-Blr-HW-lt300kBtuh-82p0AFUE | MsrNRes-HVAC-Blr-HW-lt300kBtuh-84p0AFUE | Available |  | 0 | 0 |  |  |  | HVAC-Blr |  |  | 2023-01-01 | [6 empty] | Standard |  | 1 | 1 | 0 | Deemed Ex Ante Team | 2021-12-22 11:53 | Re-simulated using CZ2022 weather data | Deemed Ex Ante Team
2023 | NG-HVAC-Blr-HW-lt300kBtuh-84p5AFUE-Drft | Hot water boiler (< 300 kBtuh, 84.5 AFUE, OA Reset from 140 to 165 F) | DEER2023 | D23v0 | 2021-12-22 11:53 | NG-HVAC-Blr-HW-lt300kBtuh-84p5AFUE-Drft | Deem-DEER | Standard | None | 0 | 0 | None |  | 0 |  | 1 | Com | Any | HVAC | SpaceHeat | WaterHtg_eq | Boiler_AF |  | HVAC-Blr | Hot water boiler,< 300 kBtuh; 1975 - 2011: 80.0 Et, OA Reset from 140 to 165 F 2015 - New: 82.0 Et, OA Reset from 140 to 165 F | Hot water boiler (< 300 kBtuh, 82.0 AFUE, OA Reset from 140 to 165 F) | Hot water boiler (< 300 kBtuh, 84.5 AFUE, OA Reset from 140 to 165 F) | PreNRes-HVAC-Blr-HW-lt300kBtuh-80to82p0AFUE | StdNRes-HVAC-Blr-HW-lt300kBtuh-82p0AFUE | MsrNRes-HVAC-Blr-HW-lt300kBtuh-84p5AFUE | Available |  | 0 | 0 |  |  |  | HVAC-Blr |  |  | 2023-01-01 | [6 empty] | Standard |  | 1 | 1 | 0 | Deemed Ex Ante Team | 2021-12-22 11:53 | Re-simulated using CZ2022 weather data | Deemed Ex Ante Team
2023 | NG-HVAC-Blr-HW-lt300kBtuh-85p0AFUE-Drft | Hot water boiler (< 300 kBtuh, 85.0 AFUE, OA Reset from 140 to 165 F) | DEER2023 | D23v0 | 2021-12-22 11:53 | NG-HVAC-Blr-HW-lt300kBtuh-85p0AFUE-Drft | Deem-DEER | Standard | None | 0 | 0 | None |  | 0 |  | 1 | Com | Any | HVAC | SpaceHeat | WaterHtg_eq | Boiler_AF |  | HVAC-Blr | Hot water boiler,< 300 kBtuh; 1975 - 2011: 80.0 Et, OA Reset from 140 to 165 F 2015 - New: 82.0 Et, OA Reset from 140 to 165 F | Hot water boiler (< 300 kBtuh, 82.0 AFUE, OA Reset from 140 to 165 F) | Hot water boiler (< 300 kBtuh, 85.0 AFUE, OA Reset from 140 to 165 F) | PreNRes-HVAC-Blr-HW-lt300kBtuh-80to82p0AFUE | StdNRes-HVAC-Blr-HW-lt300kBtuh-82p0AFUE | MsrNRes-HVAC-Blr-HW-lt300kBtuh-85p0AFUE | Available |  | 0 | 0 |  |  |  | HVAC-Blr |  |  | 2023-01-01 | [6 empty] | Standard |  | 1 | 1 | 0 | Deemed Ex Ante Team | 2021-12-22 11:53 | Re-simulated using CZ2022 weather data | Deemed Ex Ante Team
2023 | NG-HVAC-Blr-HW-lt300kBtuh-87p0AFUE-Drft | Hot water boiler (< 300 kBtuh, 87.0 AFUE, OA Reset from 140 to 165 F) | DEER2023 | D23v0 | 2021-12-22 11:53 | NG-HVAC-Blr-HW-lt300kBtuh-87p0AFUE-Drft | Deem-DEER | Standard | None | 0 | 0 | None |  | 0 |  | 1 | Com | Any | HVAC | SpaceHeat | WaterHtg_eq | Boiler_AF |  | HVAC-Blr | Hot water boiler,< 300 kBtuh; 1975 - 2011: 80.0 Et, OA Reset from 140 to 165 F 2015 - New: 82.0 Et, OA Reset from 140 to 165 F | Hot water boiler (< 300 kBtuh, 82.0 AFUE, OA Reset from 140 to 165 F) | Hot water boiler (< 300 kBtuh, 87.0 AFUE, OA Reset from 140 to 165 F) | PreNRes-HVAC-Blr-HW-lt300kBtuh-80to82p0AFUE | StdNRes-HVAC-Blr-HW-lt300kBtuh-82p0AFUE | MsrNRes-HVAC-Blr-HW-lt300kBtuh-87p0AFUE | Available |  | 0 | 0 |  |  |  | HVAC-Blr |  |  | 2023-01-01 | [6 empty] | Standard |  | 1 | 1 | 0 | Deemed Ex Ante Team | 2021-12-22 11:53 | Re-simulated using CZ2022 weather data | Deemed Ex Ante Team
2023 | NG-HVAC-Blr-HW-lt300kBtuh-90p0AFUE-CndLow | Hot water boiler (< 300 kBtuh, 90.0 AFUE, condensing, OA reset from 115 to 140 F) | DEER2023 | D23v0 | 2021-12-22 11:53 | NG-HVAC-Blr-HW-lt300kBtuh-90p0AFUE-CndLow | Deem-DEER | Standard | None | 0 | 0 | None |  | 0 |  | 1 | Com | Any | HVAC | SpaceHeat | WaterHtg_eq | Boiler_AF |  | HVAC-Blr | Hot water boiler,< 300 kBtuh; 1975 - 2011: 80.0 Et, OA Reset from 140 to 165 F 2015 - New: 82.0 Et, OA Reset from 140 to 165 F | Hot water boiler (< 300 kBtuh, 82.0 AFUE, OA Reset from 140 to 165 F) | Hot water boiler (< 300 kBtuh, 90.0 AFUE, condensing, OA reset from 115 to 140 F) | PreNRes-HVAC-Blr-HW-lt300kBtuh-80to82p0AFUE | StdNRes-HVAC-Blr-HW-lt300kBtuh-82p0AFUE | MsrNRes-HVAC-Blr-HW-lt300kBtuh-90p0AFUE-SP140OAReset | Available |  | 0 | 0 |  |  |  | HVAC-Blr |  |  | 2023-01-01 | [6 empty] | Standard |  | 1 | 1 | 0 | Deemed Ex Ante Team | 2021-12-22 11:53 | Re-simulated using CZ2022 weather data | Deemed Ex Ante Team
2023 | NG-HVAC-Blr-HW-lt300kBtuh-90p0AFUE-CndReset | Hot water boiler (< 300 kBtuh, 90.0 AFUE, condensing, load reset from 115 to 140 F) | DEER2023 | D23v0 | 2021-12-22 11:53 | NG-HVAC-Blr-HW-lt300kBtuh-90p0AFUE-CndReset | Deem-DEER | Standard | None | 0 | 0 | None |  | 0 |  | 1 | Com | Any | HVAC | SpaceHeat | WaterHtg_eq | Boiler_AF |  | HVAC-Blr | Hot water boiler,< 300 kBtuh; 1975 - 2011: 80.0 Et, OA Reset from 140 to 165 F 2015 - New: 82.0 Et, OA Reset from 140 to 165 F | Hot water boiler (< 300 kBtuh, 82.0 AFUE, OA Reset from 140 to 165 F) | Hot water boiler (< 300 kBtuh, 90.0 AFUE, condensing, load reset from 115 to 140 F) | PreNRes-HVAC-Blr-HW-lt300kBtuh-80to82p0AFUE | StdNRes-HVAC-Blr-HW-lt300kBtuh-82p0AFUE | MsrNRes-HVAC-Blr-HW-lt300kBtuh-90p0AFUE-SP140LdReset | Available |  | 0 | 0 |  |  |  | HVAC-Blr |  |  | 2023-01-01 | [6 empty] | Standard |  | 1 | 1 | 0 | Deemed Ex Ante Team | 2021-12-22 11:53 | Re-simulated using CZ2022 weather data | Deemed Ex Ante Team
2023 | NG-HVAC-Blr-HW-lt300kBtuh-90p0AFUE-CndStd | Hot water boiler (< 300 kBtuh, 90.0 AFUE, condensing, OA reset from 140 to 165 F) | DEER2023 | D23v0 | 2021-12-22 11:53 | NG-HVAC-Blr-HW-lt300kBtuh-90p0AFUE-CndStd | Deem-DEER | Standard | None | 0 | 0 | None |  | 0 |  | 1 | Com | Any | HVAC | SpaceHeat | WaterHtg_eq | Boiler_AF |  | HVAC-Blr | Hot water boiler,< 300 kBtuh; 1975 - 2011: 80.0 Et, OA Reset from 140 to 165 F 2015 - New: 82.0 Et, OA Reset from 140 to 165 F | Hot water boiler (< 300 kBtuh, 82.0 AFUE, OA Reset from 140 to 165 F) | Hot water boiler (< 300 kBtuh, 90.0 AFUE, condensing, OA reset from 115 to 165 F) | PreNRes-HVAC-Blr-HW-lt300kBtuh-80to82p0AFUE | StdNRes-HVAC-Blr-HW-lt300kBtuh-82p0AFUE | MsrNRes-HVAC-Blr-HW-lt300kBtuh-90p0AFUE-SP165OAReset | Available |  | 0 | 0 |  |  |  | HVAC-Blr |  |  | 2023-01-01 | [6 empty] | Standard |  | 1 | 1 | 0 | Deemed Ex Ante Team | 2021-12-22 11:53 | Re-simulated using CZ2022 weather data | Deemed Ex Ante Team
2023 | NG-HVAC-Blr-HW-lt300kBtuh-94p0AFUE-CndLow | Hot water boiler (< 300 kBtuh, 94.0 AFUE, condensing, OA reset from 115 to 140 F) | DEER2023 | D23v0 | 2021-12-22 11:53 | NG-HVAC-Blr-HW-lt300kBtuh-94p0AFUE-CndLow | Deem-DEER | Standard | None | 0 | 0 | None |  | 0 |  | 1 | Com | Any | HVAC | SpaceHeat | WaterHtg_eq | Boiler_AF |  | HVAC-Blr | Hot water boiler,< 300 kBtuh; 1975 - 2011: 80.0 Et, OA Reset from 140 to 165 F 2015 - New: 82.0 Et, OA Reset from 140 to 165 F | Hot water boiler (< 300 kBtuh, 82.0 AFUE, OA Reset from 140 to 165 F) | Hot water boiler (< 300 kBtuh, 94.0 AFUE, condensing, OA reset from 115 to 140 F) | PreNRes-HVAC-Blr-HW-lt300kBtuh-80to82p0AFUE | StdNRes-HVAC-Blr-HW-lt300kBtuh-82p0AFUE | MsrNRes-HVAC-Blr-HW-lt300kBtuh-94p0AFUE-SP140OAReset | Available |  | 0 | 0 |  |  |  | HVAC-Blr |  |  | 2023-01-01 | [6 empty] | Standard |  | 1 | 1 | 0 | Deemed Ex Ante Team | 2021-12-22 11:53 | Re-simulated using CZ2022 weather data | Deemed Ex Ante Team
2023 | NG-HVAC-Blr-HW-lt300kBtuh-94p0AFUE-CndReset | Hot water boiler (< 300 kBtuh, 94.0 AFUE, condensing, load reset from 115 to 140 F) | DEER2023 | D23v0 | 2021-12-22 11:53 | NG-HVAC-Blr-HW-lt300kBtuh-94p0AFUE-CndReset | Deem-DEER | Standard | None | 0 | 0 | None |  | 0 |  | 1 | Com | Any | HVAC | SpaceHeat | WaterHtg_eq | Boiler_AF |  | HVAC-Blr | Hot water boiler,< 300 kBtuh; 1975 - 2011: 80.0 Et, OA Reset from 140 to 165 F 2015 - New: 82.0 Et, OA Reset from 140 to 165 F | Hot water boiler (< 300 kBtuh, 82.0 AFUE, OA Reset from 140 to 165 F) | Hot water boiler (< 300 kBtuh, 94.0 AFUE, condensing, load reset from 115 to 140 F) | PreNRes-HVAC-Blr-HW-lt300kBtuh-80to82p0AFUE | StdNRes-HVAC-Blr-HW-lt300kBtuh-82p0AFUE | MsrNRes-HVAC-Blr-HW-lt300kBtuh-94p0AFUE-SP140LdReset | Available |  | 0 | 0 |  |  |  | HVAC-Blr |  |  | 2023-01-01 | [6 empty] | Standard |  | 1 | 1 | 0 | Deemed Ex Ante Team | 2021-12-22 11:53 | Re-simulated using CZ2022 weather data | Deemed Ex Ante Team
2023 | NG-HVAC-Blr-HW-lt300kBtuh-94p0AFUE-CndStd | Hot water boiler (< 300 kBtuh, 94.0 AFUE, condensing, OA reset from 140 to 165 F) | DEER2023 | D23v0 | 2021-12-22 11:53 | NG-HVAC-Blr-HW-lt300kBtuh-94p0AFUE-CndStd | Deem-DEER | Standard | None | 0 | 0 | None |  | 0 |  | 1 | Com | Any | HVAC | SpaceHeat | WaterHtg_eq | Boiler_AF |  | HVAC-Blr | Hot water boiler,< 300 kBtuh; 1975 - 2011: 80.0 Et, OA Reset from 140 to 165 F 2015 - New: 82.0 Et, OA Reset from 140 to 165 F | Hot water boiler (< 300 kBtuh, 82.0 AFUE, OA Reset from 140 to 165 F) | Hot water boiler (< 300 kBtuh, 94.0 AFUE, condensing, OA reset from 115 to 165 F) | PreNRes-HVAC-Blr-HW-lt300kBtuh-80to82p0AFUE | StdNRes-HVAC-Blr-HW-lt300kBtuh-82p0AFUE | MsrNRes-HVAC-Blr-HW-lt300kBtuh-94p0AFUE-SP165OAReset | Available |  | 0 | 0 |  |  |  | HVAC-Blr |  |  | 2023-01-01 | [6 empty] | Standard |  | 1 | 1 | 0 | Deemed Ex Ante Team | 2021-12-22 11:53 | Re-simulated using CZ2022 weather data | Deemed Ex Ante Team
2023 | NG-HVAC-Blr-Stm-300to2500kBtuh-82p0Et-Drft | Steam boiler (300 - 2500 kBtuh, 82.0 Et, OA Reset from 140 to 165 F) | DEER2023 | D23v0 | 2021-12-22 11:53 | NG-HVAC-Blr-Stm-300to2500kBtuh-82p0Et-Drft | Deem-DEER | Standard | None | 0 | 0 | None |  | 0 |  | 1 | Com | Any | HVAC | SpaceHeat | SteamHtg_eq | Boiler_Et |  | HVAC-Blr | Steam boiler, 300 - 2500 kBtuh; 1975 - 2011: 78.0 Et, OA Reset from 140 to 165 F 2015 - New: 79.0 Et, OA Reset from 140 to 165 F | Steam boiler (300 - 2500 kBtuh, 81.0 Et, 83.0 Ec, OA Reset from 140 to 165 F) | Steam boiler (300 - 2500 kBtuh, 82.0 Et, OA Reset from 140 to 165 F) | PreNRes-HVAC-Blr-Stm-300to2500kBtuh-78to79p0Et | StdNRes-HVAC-Blr-Stm-300to2500kBtuh-81p0Et | MsrNRes-HVAC-Blr-Stm-300to2500kBtuh-82p0Et | Available |  | 0 | 0 |  |  |  | HVAC-Blr |  |  | 2023-01-01 | [6 empty] | Standard |  | 1 | 1 | 0 | Deemed Ex Ante Team | 2021-12-22 11:53 | Re-simulated using CZ2022 weather data | Deemed Ex Ante Team | Std baseline updated to reflect code baseline (81 Et)
2023 | NG-HVAC-Blr-Stm-gt2500to10000kBtuh-83p0Et-Drft | Steam boiler (> 2500 kBtuh, <= 10000 kBtuh, 83.0 Et, OA Reset from 140 to 165 F) | DEER2023 | D23v0 | 2021-12-22 11:53 | NG-HVAC-Blr-Stm-gt2500to10000kBtuh-83p0Et-Drft | Deem-DEER | Standard | None | 0 | 0 | None |  | 0 |  | 1 | Com | Any | HVAC | SpaceHeat | SteamHtg_eq | Boiler_Et |  | HVAC-Blr | Steam boiler, > 2500 kBtuh, <= 10000 kBtuh; 1975 - 2011: 78.0 Et, OA Reset from 140 to 165 F 2015 - New: 79.0 Et, OA Reset from 140 to 165 F | Steam boiler (> 2500 kBtuh, <= 10000 kBtuh, 82.0 Et, 84.0 Ec, OA Reset from 140 to 165 F) | Steam boiler (> 2500 kBtuh, <= 10000 kBtuh, 83.0 Et, OA Reset from 140 to 165 F) | PreNRes-HVAC-Blr-Stm-gt2500to10000kBtuh-78to79Et | StdNRes-HVAC-Blr-Stm-gt2500to10000kBtuh-82p0Et | MsrNRes-HVAC-Blr-Stm-gt2500to10000kBtuh-83p0Et | Available |  | 0 | 0 |  |  |  | HVAC-Blr |  |  | 2023-01-01 | [6 empty] | Standard |  | 1 | 1 | 0 | Deemed Ex Ante Team | 2021-12-22 11:53 | Re-simulated using CZ2022 weather data | Deemed Ex Ante Team | changed size description from gt2500kBtuh to gt2500to10000kBtuh, and updated Std baseline to 82 Et
2023 | NG-HVAC-Blr-Stm-gt2500to10000kBtuh-84p0Et-Drft | Steam boiler (> 2500 kBtuh, <= 10000 kBtuh, 84.0 Et, OA Reset from 140 to 165 F) | DEER2023 | D23v0 | 2021-12-22 11:53 | NG-HVAC-Blr-Stm-gt2500to10000kBtuh-84p0Et-Drft | Deem-DEER | Standard | None | 0 | 0 | None |  | 0 |  | 1 | Com | Any | HVAC | SpaceHeat | SteamHtg_eq | Boiler_Et |  | HVAC-Blr | Steam boiler, > 2500 kBtuh, <= 10000 kBtuh; 1975 - 2011: 78.0 Et, OA Reset from 140 to 165 F 2015 - New: 79.0 Et, OA Reset from 140 to 165 F | Steam boiler (> 2500 kBtuh, <= 10000 kBtuh, 82.0 Et, 84.0 Ec, OA Reset from 140 to 165 F) | Steam boiler (> 2500 kBtuh, <= 10000 kBtuh, 84.0 Et, OA Reset from 140 to 165 F) | PreNRes-HVAC-Blr-Stm-gt2500to10000kBtuh-78to79Et | StdNRes-HVAC-Blr-Stm-gt2500to10000kBtuh-82p0Et | MsrNRes-HVAC-Blr-Stm-gt2500to10000kBtuh-84p0Et | Available |  | 0 | 0 |  |  |  | HVAC-Blr |  |  | 2023-01-01 | [6 empty] | Standard |  | 1 | 1 | 0 | Deemed Ex Ante Team | 2021-12-22 11:53 | Re-simulated using CZ2022 weather data | Deemed Ex Ante Team | changed size description from gt2500kBtuh to gt2500to10000kBtuh, and updated Std baseline to 82 Et
2023 | NG-HVAC-Blr-Stm-lt300kBtuh-82p0AFUE-Drft | Steam boiler (< 300 kBtuh, 82.0 AFUE, OA Reset from 140 to 165 F) | DEER2023 | D23v0 | 2021-12-22 11:53 | NG-HVAC-Blr-Stm-lt300kBtuh-82p0AFUE-Drft | Deem-DEER | Standard | None | 0 | 0 | None |  | 0 |  | 1 | Com | Any | HVAC | SpaceHeat | SteamHtg_eq | Boiler_AF |  | HVAC-Blr | Steam boiler, < 300 kBtuh; 1975 - 2011: 75.0 AFUE, OA Reset from 140 to 165 F 2015 - New: 80.0 AFUE, OA Reset from 140 to 165 F | Steam boiler (< 300 kBtuh, 80.0 AFUE, OA Reset from 140 to 165 F) | Steam boiler (< 300 kBtuh, 82.0 AFUE, OA Reset from 140 to 165 F) | PreNRes-HVAC-Blr-Stm-lt300kBtuh-75to80p0AFUE | StdNRes-HVAC-Blr-Stm-lt300kBtuh-80p0AFUE | MsrNRes-HVAC-Blr-Stm-lt300kBtuh-82p0AFUE | Available |  | 0 | 0 |  |  |  | HVAC-Blr |  |  | 2023-01-01 | [6 empty] | Standard |  | 1 | 1 | 0 | Deemed Ex Ante Team | 2021-12-22 11:53 | Re-simulated using CZ2022 weather data | Deemed Ex Ante Team
2023 | NG-HVAC-Blr-Stm-lt300kBtuh-83p0AFUE-Drft | Steam boiler (< 300 kBtuh, 83.0 AFUE, OA Reset from 140 to 165 F) | DEER2023 | D23v0 | 2021-12-22 11:53 | NG-HVAC-Blr-Stm-lt300kBtuh-83p0AFUE-Drft | Deem-DEER | Standard | None | 0 | 0 | None |  | 0 |  | 1 | Com | Any | HVAC | SpaceHeat | SteamHtg_eq | Boiler_AF |  | HVAC-Blr | Steam boiler, < 300 kBtuh; 1975 - 2011: 75.0 AFUE, OA Reset from 140 to 165 F 2015 - New: 80.0 AFUE, OA Reset from 140 to 165 F | Steam boiler (< 300 kBtuh, 80.0 AFUE, OA Reset from 140 to 165 F) | Steam boiler (< 300 kBtuh, 83.0 AFUE, OA Reset from 140 to 165 F) | PreNRes-HVAC-Blr-Stm-lt300kBtuh-75to80p0AFUE | StdNRes-HVAC-Blr-Stm-lt300kBtuh-80p0AFUE | MsrNRes-HVAC-Blr-Stm-lt300kBtuh-83p0AFUE | Available |  | 0 | 0 |  |  |  | HVAC-Blr |  |  | 2023-01-01 | [6 empty] | Standard |  | 1 | 1 | 0 | Deemed Ex Ante Team | 2021-12-22 11:53 | Re-simulated using CZ2022 weather data | Deemed Ex Ante Team
2023 | NG-WtrHt-Central-Blr-gt150kBtuh-0p90Et | Central Tier 1 (Et=0.90) boiler >150 kBtu/h output capacity upgrade at multi-family central DHW systems | DEER2023 | D23 E+_MFm_Central-Blr | 2022-06-17 19:41 | NG-WtrHt-Central-Blr-gt150kBtuh-0p90Et | Deem-DEER | Standard | None | 0 | 0 | None |  | 0 |  | 1 | Res | Any | SHW | Heating | WaterHtg_eq | Boiler_Et |  | WtrHt-Com | Central boiler, Gas, >150kBtu/h, TE = 78% | Central boiler, Gas, >150kBtu/h, TE = 84% | Central boiler, Gas, >150kBtu/h, Tier 1, TE = 90% | Pre-Central-Blr-TE-Gas-gt150kBtuh-0.78Et | Std-Central-Blr-TE-Gas-gt150kBtuh-0.84Et | Msr-WtrHt-Central-Blr-gt150kBtuh-0p90Et | Available |  | 0 | 0 |  |  |  | WtrHt-Com |  | None | 2023-01-01 | [6 empty] | Standard |  | 1 | 1 | 0 | Deemed Ex Ante Team | 2022-06-17 19:41 | Created using EnergyPlus multi-family central SHW model, Simulated using CZ2022 weather data | Deemed Ex Ante Team
2023 | NG-WtrHt-Central-Blr-gt150kBtuh-0p96Et | Central Tier 2 (Et=0.96) boiler >150 kBtu/h output capacity upgrade at multi-family central DHW systems | DEER2023 | D23 E+_MFm_Central-Blr | 2022-06-17 19:41 | NG-WtrHt-Central-Blr-gt150kBtuh-0p96Et | Deem-DEER | Standard | None | 0 | 0 | None |  | 0 |  | 1 | Res | Any | SHW | Heating | WaterHtg_eq | Boiler_Et |  | WtrHt-Com | Central boiler, Gas, >150kBtu/h, TE = 78% | Central boiler, Gas, >150kBtu/h, TE = 84% | Central boiler, Gas, >150kBtu/h, Tier 2, TE = 96% | Pre-Central-Blr-TE-Gas-gt150kBtuh-0.78Et | Std-Central-Blr-TE-Gas-gt150kBtuh-0.84Et | Msr-WtrHt-Central-Blr-gt150kBtuh-0p96Et | Available |  | 0 | 0 |  |  |  | WtrHt-Com |  |  | 2023-01-01 | [6 empty] | Standard |  | 1 | 1 | 0 | Deemed Ex Ante Team | 2022-06-17 19:41 | Created using EnergyPlus multi-family central SHW model, Simulated using CZ2022 weather data | Deemed Ex Ante Team
2023 | NG-WtrHt-LrgBoiler-Gas-gte300kBtuh-0p90Et | Efficient water heater: Large natural gas, water-heating boiler, ≥300 kBtu/h, (Et=0.90) replaces Large natural gas, water-heating boiler, ≥300 kBtu/h, (Et=0.84) | DEER2023 | DEER WaterHeater Calculator v5.1 | 2022-09-02 09:25 | NG-WtrHt-LrgBoiler-Gas-gte300kBtuh-0p90Et | Deem-DEER | Standard | None | 0 | 0 | None |  | 0 |  | 0 | Com | Any | SHW | Heating | WaterHtg_eq | Boiler_Et |  | WtrHt-Com | Varies by building vintage | Large natural gas, water-heating boiler, ≥300 kBtu/h, (Et=0.84) | Large natural gas, water-heating boiler, ≥300 kBtu/h, (Et=0.90) | Varies by building vintage | Blr_TE-Gas-gte300kBtuh-0.84Et | Blr_TE-Gas-gte300kBtuh-0.90Et | Available |  | 0 | 0 |  |  |  | WtrHt-Com |  | None | 2023-01-01 | [6 empty] | Standard |  | 1 | 1 | 0 | Deemed Ex Ante Team | 2022-02-09 11:50 | Updated using new mains water temperatures from CZ2022 weather update | Deemed Ex Ante Team | Corrected ClaimSpec/FilingSpec flags
2023 | NG-WtrHt-LrgBoiler-Gas-gte300kBtuh-0p96Et | Efficient water heater: Large natural gas, water-heating boiler, ≥300 kBtu/h, (Et=0.96) replaces Large natural gas, water-heating boiler, ≥300 kBtu/h, (Et=0.84) | DEER2023 | DEER WaterHeater Calculator v5.1 | 2022-09-02 09:25 | NG-WtrHt-LrgBoiler-Gas-gte300kBtuh-0p96Et | Deem-DEER | Standard | None | 0 | 0 | None |  | 0 |  | 0 | Com | Any | SHW | Heating | WaterHtg_eq | Boiler_Et |  | WtrHt-Com | Varies by building vintage | Large natural gas, water-heating boiler, ≥300 kBtu/h, (Et=0.84) | Large natural gas, water-heating boiler, ≥300 kBtu/h, (Et=0.96) | Varies by building vintage | Blr_TE-Gas-gte300kBtuh-0.84Et | Blr_TE-Gas-gte300kBtuh-0.96Et | Available |  | 0 | 0 |  |  |  | WtrHt-Com |  | None | 2023-01-01 | [6 empty] | Standard |  | 1 | 1 | 0 | Deemed Ex Ante Team | 2022-02-09 11:50 | Updated using new mains water temperatures from CZ2022 weather update | Deemed Ex Ante Team | Corrected ClaimSpec/FilingSpec flags
2023 | NG-WtrHt-LrgInst-Gas-gte200kBtuh-lt2G-0p84Et | Efficient water heater: Large natural gas, instantaneous water heater, ≥200 kBtu/h, (Et=0.84) replaces Large natural gas, storage water heater (Et = 0.80) | DEER2023 | DEER WaterHeater Calculator v5.1 | 2022-09-02 09:25 | NG-WtrHt-LrgInst-Gas-gte200kBtuh-lt2G-0p84Et | Deem-DEER | Standard | None | 0 | 0 | None |  | 0 |  | 0 | Com | Any | SHW | Heating | WaterHtg_eq | Instant_Et |  | WtrHt-Instant-Com | Varies by building vintage | Large natural gas, storage water heater (Et = 0.80) | Large natural gas, instantaneous water heater, ≥200 kBtu/h, (Et=0.84) | Varies by building vintage | Stor_TE-Gas-gt75kBtuh-0.80Et | Inst_TE-Gas-gte200kBtuh-0.84Et | Available |  | 0 | 0 |  |  |  | WtrHt-Instant-Com |  | None | 2023-01-01 | [6 empty] | Standard |  | 1 | 1 | 0 | Deemed Ex Ante Team | 2022-02-09 11:50 | Updated using new mains water temperatures from CZ2022 weather update | Deemed Ex Ante Team | Corrected ClaimSpec/FilingSpec flags
2023 | NG-WtrHt-LrgInst-Gas-gte200kBtuh-lt2G-0p90Et | Efficient water heater: Large natural gas, instantaneous water heater (Et = 0.90) replaces Large natural gas, storage water heater (Et = 0.80) | DEER2023 | DEER WaterHeater Calculator v5.1 | 2022-09-02 09:25 | NG-WtrHt-LrgInst-Gas-gte200kBtuh-lt2G-0p90Et | Deem-DEER | Standard | None | 0 | 0 | None |  | 0 |  | 0 | Com | Any | SHW | Heating | WaterHtg_eq | Instant_Et |  | WtrHt-Instant-Com | Varies by building vintage | Large natural gas, storage water heater (Et = 0.80) | Large natural gas, instantaneous water heater (Et = 0.90) | Varies by building vintage | Stor_TE-Gas-gt75kBtuh-0.80Et | Inst_TE-Gas-gte200kBtuh-0.90Et | Available |  | 0 | 0 |  |  |  | WtrHt-Instant-Com |  | None | 2023-01-01 | [6 empty] | Standard |  | 1 | 1 | 0 | Deemed Ex Ante Team | 2022-02-09 11:50 | Updated using new mains water temperatures from CZ2022 weather update | Deemed Ex Ante Team | Corrected ClaimSpec/FilingSpec flags
2023 | NG-WtrHt-LrgInst-Gas-gte200kBtuh-lt2G-0p96Et | Efficient water heater: Large natural gas, instantaneous water heater (Et = 0.96) replaces Large natural gas, storage water heater (Et = 0.80) | DEER2023 | DEER WaterHeater Calculator v5.1 | 2022-09-02 09:25 | NG-WtrHt-LrgInst-Gas-gte200kBtuh-lt2G-0p96Et | Deem-DEER | Standard | None | 0 | 0 | None |  | 0 |  | 0 | Com | Any | SHW | Heating | WaterHtg_eq | Instant_Et |  | WtrHt-Instant-Com | Varies by building vintage | Large natural gas, storage water heater (Et = 0.80) | Large natural gas, instantaneous water heater (Et = 0.96) | Varies by building vintage | Stor_TE-Gas-gt75kBtuh-0.80Et | Inst_TE-Gas-gte200kBtuh-0.96Et | Available |  | 0 | 0 |  |  |  | WtrHt-Instant-Com |  | None | 2023-01-01 | [6 empty] | Standard |  | 1 | 1 | 0 | Deemed Ex Ante Team | 2022-02-09 11:50 | Updated using new mains water temperatures from CZ2022 weather update | Deemed Ex Ante Team | Corrected ClaimSpec/FilingSpec flags
2023 | NG-WtrHt-LrgStrg-Gas-gt75kBtuh-0p90Et | Efficient water heater: Large natural gas, storage water heater (Et = 0.90) replaces Large natural gas, storage water heater (Et = 0.80) | DEER2023 | DEER WaterHeater Calculator v5.1 | 2022-09-02 09:25 | NG-WtrHt-LrgStrg-Gas-gt75kBtuh-0p90Et | Deem-DEER | Standard | None | 0 | 0 | None |  | 0 |  | 0 | Com | Any | SHW | Heating | WaterHtg_eq | Stor_Et |  | WtrHt-Com | Varies by building vintage | Large natural gas, storage water heater (Et = 0.80) | Large natural gas, storage water heater (Et = 0.90) | Varies by building vintage | Stor_TE-Gas-gt75kBtuh-0.80Et | Stor_TE-Gas-gt75kBtuh-0.90Et | Available |  | 0 | 0 |  |  |  | WtrHt-Com |  | None | 2023-01-01 | [6 empty] | Standard |  | 1 | 1 | 0 | Deemed Ex Ante Team | 2022-02-09 11:50 | Updated using new mains water temperatures from CZ2022 weather update | Deemed Ex Ante Team | Corrected ClaimSpec/FilingSpec flags
2023 | NG-WtrHt-LrgStrg-Gas-gt75kBtuh-0p96Et | Efficient water heater: Large natural gas, storage water heater (Et = 0.96) replaces Large natural gas, storage water heater (Et = 0.80) | DEER2023 | DEER WaterHeater Calculator v5.1 | 2022-09-02 09:25 | NG-WtrHt-LrgStrg-Gas-gt75kBtuh-0p96Et | Deem-DEER | Standard | None | 0 | 0 | None |  | 0 |  | 0 | Com | Any | SHW | Heating | WaterHtg_eq | Stor_Et |  | WtrHt-Com | Varies by building vintage | Large natural gas, storage water heater (Et = 0.80) | Large natural gas, storage water heater (Et = 0.96) | Varies by building vintage | Stor_TE-Gas-gt75kBtuh-0.80Et | Stor_TE-Gas-gt75kBtuh-0.96Et | Available |  | 0 | 0 |  |  |  | WtrHt-Com |  | None | 2023-01-01 | [6 empty] | Standard |  | 1 | 1 | 0 | Deemed Ex Ante Team | 2022-02-09 11:50 | Updated using new mains water temperatures from CZ2022 weather update | Deemed Ex Ante Team | Corrected ClaimSpec/FilingSpec flags
2023 | NG-WtrHt-SmlInst-Gas-lt200kBtuh-lt2G-0p84Et | Efficient water heater: Small natural gas, instantaneous water heater, <200 kBtu/h, (Et=0.84) replaces Large natural gas, storage water heater (Et = 0.80) | DEER2023 | DEER WaterHeater Calculator v5.1 | 2022-09-02 09:25 | NG-WtrHt-SmlInst-Gas-lt200kBtuh-lt2G-0p84Et | Deem-DEER | Standard | None | 0 | 0 | None |  | 0 |  | 0 | Com | Any | SHW | Heating | WaterHtg_eq | Instant_UEF |  | WtrHt-Instant-Com | Varies by building vintage | Large natural gas, storage water heater (Et = 0.80) | Small natural gas, instantaneous water heater, <200 kBtu/h, (Et=0.84) | Varies by building vintage | Stor_TE-Gas-gt75kBtuh-0.80Et | Inst_TE-Gas-lt200kBtuh-0.84Et | Available |  | 0 | 0 |  |  |  | WtrHt-Instant-Com |  | None | 2023-01-01 | [6 empty] | Standard |  | 1 | 1 | 0 | Deemed Ex Ante Team | 2022-02-09 11:50 | Updated using new mains water temperatures from CZ2022 weather update | Deemed Ex Ante Team | Corrected ClaimSpec/FilingSpec flags
2023 | NG-WtrHt-SmlInst-Gas-lt200kBtuh-lt2G-0p90Et | Efficient water heater: Small natural gas, instantaneous water heater, <200 kBtu/h, (Et=0.90) replaces Large natural gas, storage water heater (Et = 0.80) | DEER2023 | DEER WaterHeater Calculator v5.1 | 2022-09-02 09:25 | NG-WtrHt-SmlInst-Gas-lt200kBtuh-lt2G-0p90Et | Deem-DEER | Standard | None | 0 | 0 | None |  | 0 |  | 0 | Com | Any | SHW | Heating | WaterHtg_eq | Instant_UEF |  | WtrHt-Instant-Com | Varies by building vintage | Large natural gas, storage water heater (Et = 0.80) | Small natural gas, instantaneous water heater, <200 kBtu/h, (Et=0.90) | Varies by building vintage | Stor_TE-Gas-gt75kBtuh-0.80Et | Inst_TE-Gas-lt200kBtuh-0.90Et | Available |  | 0 | 0 |  |  |  | WtrHt-Instant-Com |  | None | 2023-01-01 | [6 empty] | Standard |  | 1 | 1 | 0 | Deemed Ex Ante Team | 2022-02-09 11:50 | Updated using new mains water temperatures from CZ2022 weather update | Deemed Ex Ante Team | Corrected ClaimSpec/FilingSpec flags
2023 | NG-WtrHt-SmlInst-Gas-lt200kBtuh-lt2G-0p96Et | Efficient water heater: Small natural gas, instantaneous water heater, <200 kBtu/h, (Et=0.96) replaces Large natural gas, storage water heater (Et = 0.80) | DEER2023 | DEER WaterHeater Calculator v5.1 | 2022-09-02 09:25 | NG-WtrHt-SmlInst-Gas-lt200kBtuh-lt2G-0p96Et | Deem-DEER | Standard | None | 0 | 0 | None |  | 0 |  | 0 | Com | Any | SHW | Heating | WaterHtg_eq | Instant_UEF |  | WtrHt-Instant-Com | Varies by building vintage | Large natural gas, storage water heater (Et = 0.80) | Small natural gas, instantaneous water heater, <200 kBtu/h, (Et=0.96) | Varies by building vintage | Stor_TE-Gas-gt75kBtuh-0.80Et | Inst_TE-Gas-lt200kBtuh-0.96Et | Available |  | 0 | 0 |  |  |  | WtrHt-Instant-Com |  | None | 2023-01-01 | [6 empty] | Standard |  | 1 | 1 | 0 | Deemed Ex Ante Team | 2022-02-09 11:50 | Updated using new mains water temperatures from CZ2022 weather update | Deemed Ex Ante Team | Corrected ClaimSpec/FilingSpec flags
2023 | NG-WtrHt-SmlInst-Gas-lt200kBtuh-lt2G-HI-0p87UEF | Efficient water heater: Mmall high-draw, natural gas, instantaneous water heater (UEF = 0.87) replaces High-draw, natural gas, instantaneous water heater (UEF = 0.81) | DEER2023 | DEER WaterHeater Calculator v5.1 | 2022-09-02 09:25 | NG-WtrHt-SmlInst-Gas-lt200kBtuh-lt2G-HI-0p87UEF | Deem-DEER | Standard | None | 0 | 0 | None |  | 0 |  | 0 | Com | Any | SHW | Heating | WaterHtg_eq | Instant_UEF |  | WtrHt-Instant-Com | Varies by building vintage | High-draw, natural gas, instantaneous water heater (UEF = 0.81) | Mmall high-draw, natural gas, instantaneous water heater (UEF = 0.87) | Varies by building vintage | Inst_UEF-Gas-lt200kBtuh-HI-0.81UEF | Inst_UEF-Gas-lt200kBtuh-HI-0.87UEF | Available |  | 0 | 0 |  |  |  | WtrHt-Instant-Com |  | None | 2023-01-01 | [6 empty] | Standard |  | 1 | 1 | 0 | Deemed Ex Ante Team | 2022-02-09 11:50 | Updated using new mains water temperatures from CZ2022 weather update | Deemed Ex Ante Team | Corrected ClaimSpec/FilingSpec flags
2023 | NG-WtrHt-SmlInst-Gas-lt200kBtuh-lt2G-HI-0p92UEF | Efficient water heater: Small natural gas, instantaneous high-draw water heater, <200 kBtu/h, (UEF=0.92) replaces High-draw, natural gas, instantaneous water heater (UEF = 0.81) | DEER2023 | DEER WaterHeater Calculator v5.1 | 2022-09-02 09:25 | NG-WtrHt-SmlInst-Gas-lt200kBtuh-lt2G-HI-0p92UEF | Deem-DEER | Standard | None | 0 | 0 | None |  | 0 |  | 0 | Com | Any | SHW | Heating | WaterHtg_eq | Instant_UEF |  | WtrHt-Instant-Com | Varies by building vintage | High-draw, natural gas, instantaneous water heater (UEF = 0.81) | Small natural gas, instantaneous high-draw water heater, <200 kBtu/h, (UEF=0.92) | Varies by building vintage | Inst_UEF-Gas-lt200kBtuh-HI-0.81UEF | Inst_UEF-Gas-lt200kBtuh-HI-0.92UEF | Available |  | 0 | 0 |  |  |  | WtrHt-Instant-Com |  | None | 2023-01-01 | [6 empty] | Standard |  | 1 | 1 | 0 | Deemed Ex Ante Team | 2022-02-09 11:50 | Updated using new mains water temperatures from CZ2022 weather update | Deemed Ex Ante Team | Corrected ClaimSpec/FilingSpec flags
2023 | NG-WtrHt-SmlInst-Gas-lt200kBtuh-lt2G-HI-0p96UEF | Efficient water heater: Small natural gas, instantaneous high-draw water heater, <200 kBtu/h, (UEF=0.96) replaces High-draw, natural gas, instantaneous water heater (UEF = 0.81) | DEER2023 | DEER WaterHeater Calculator v5.1 | 2022-09-02 09:25 | NG-WtrHt-SmlInst-Gas-lt200kBtuh-lt2G-HI-0p96UEF | Deem-DEER | Standard | None | 0 | 0 | None |  | 0 |  | 0 | Com | Any | SHW | Heating | WaterHtg_eq | Instant_UEF |  | WtrHt-Instant-Com | Varies by building vintage | High-draw, natural gas, instantaneous water heater (UEF = 0.81) | Small natural gas, instantaneous high-draw water heater, <200 kBtu/h, (UEF=0.96) | Varies by building vintage | Inst_UEF-Gas-lt200kBtuh-HI-0.81UEF | Inst_UEF-Gas-lt200kBtuh-HI-0.96UEF | Available |  | 0 | 0 |  |  |  | WtrHt-Instant-Com |  | None | 2023-01-01 | [6 empty] | Standard |  | 1 | 1 | 0 | Deemed Ex Ante Team | 2022-02-09 11:50 | Updated using new mains water temperatures from CZ2022 weather update | Deemed Ex Ante Team | Corrected ClaimSpec/FilingSpec flags
2023 | NG-WtrHt-SmlInst-Gas-lt200kBtuh-lt2G-rep40G-HI-0p81UEF | Efficient water heater: High-draw, natural gas, instantaneous water heater (UEF = 0.81) replaces 40-gallon high-draw, natural gas, storage water heater (UEF= 0.64) | DEER2023 | DEER WaterHeater Calculator v5.1 | 2022-09-02 09:25 | NG-WtrHt-SmlInst-Gas-lt200kBtuh-lt2G-rep40G-HI-0p81UEF | Deem-DEER | Standard | None | 0 | 0 | None |  | 0 |  | 0 | Com | Any | SHW | Heating | WaterHtg_eq | Instant_UEF |  | WtrHt-Instant-Com | Varies by building vintage | 40-gallon high-draw, natural gas, storage water heater (UEF= 0.64) | High-draw, natural gas, instantaneous water heater (UEF = 0.81) | Varies by building vintage | Stor_UEF-Gas-040gal-HI-0.64UEF | Inst_UEF-Gas-lt200kBtuh-HI-0.81UEF | Available |  | 0 | 0 |  |  |  | WtrHt-Instant-Com |  | None | 2023-01-01 | [6 empty] | Standard |  | 1 | 1 | 0 | Deemed Ex Ante Team | 2022-02-09 11:50 | Updated using new mains water temperatures from CZ2022 weather update | Deemed Ex Ante Team | Corrected ClaimSpec/FilingSpec flags
2023 | NG-WtrHt-SmlInst-Gas-lt200kBtuh-lt2G-rep40G-HI-0p87UEF | Efficient water heater: Mmall high-draw, natural gas, instantaneous water heater (UEF = 0.87) replaces 40-gallon high-draw, natural gas, storage water heater (UEF= 0.64) | DEER2023 | DEER WaterHeater Calculator v5.1 | 2022-09-02 09:25 | NG-WtrHt-SmlInst-Gas-lt200kBtuh-lt2G-rep40G-HI-0p87UEF | Deem-DEER | Standard | None | 0 | 0 | None |  | 0 |  | 0 | Com | Any | SHW | Heating | WaterHtg_eq | Instant_UEF |  | WtrHt-Instant-Com | Varies by building vintage | 40-gallon high-draw, natural gas, storage water heater (UEF= 0.64) | Mmall high-draw, natural gas, instantaneous water heater (UEF = 0.87) | Varies by building vintage | Stor_UEF-Gas-040gal-HI-0.64UEF | Inst_UEF-Gas-lt200kBtuh-HI-0.87UEF | Available |  | 0 | 0 |  |  |  | WtrHt-Instant-Com |  | None | 2023-01-01 | [6 empty] | Standard |  | 1 | 1 | 0 | Deemed Ex Ante Team | 2022-02-09 11:50 | Updated using new mains water temperatures from CZ2022 weather update | Deemed Ex Ante Team | Corrected ClaimSpec/FilingSpec flags
2023 | NG-WtrHt-SmlInst-Gas-lt200kBtuh-lt2G-rep40G-HI-0p92UEF | Efficient water heater: Small natural gas, instantaneous high-draw water heater, <200 kBtu/h, (UEF=0.92) replaces 40-gallon high-draw, natural gas, storage water heater (UEF= 0.64) | DEER2023 | DEER WaterHeater Calculator v5.1 | 2022-09-02 09:25 | NG-WtrHt-SmlInst-Gas-lt200kBtuh-lt2G-rep40G-HI-0p92UEF | Deem-DEER | Standard | None | 0 | 0 | None |  | 0 |  | 0 | Com | Any | SHW | Heating | WaterHtg_eq | Instant_UEF |  | WtrHt-Instant-Com | Varies by building vintage | 40-gallon high-draw, natural gas, storage water heater (UEF= 0.64) | Small natural gas, instantaneous high-draw water heater, <200 kBtu/h, (UEF=0.92) | Varies by building vintage | Stor_UEF-Gas-040gal-HI-0.64UEF | Inst_UEF-Gas-lt200kBtuh-HI-0.92UEF | Available |  | 0 | 0 |  |  |  | WtrHt-Instant-Com |  | None | 2023-01-01 | [6 empty] | Standard |  | 1 | 1 | 0 | Deemed Ex Ante Team | 2022-02-09 11:50 | Updated using new mains water temperatures from CZ2022 weather update | Deemed Ex Ante Team | Corrected ClaimSpec/FilingSpec flags
2023 | NG-WtrHt-SmlInst-Gas-lt200kBtuh-lt2G-rep40G-HI-0p96UEF | Efficient water heater: Small natural gas, instantaneous high-draw water heater, <200 kBtu/h, (UEF=0.96) replaces 40-gallon high-draw, natural gas, storage water heater (UEF= 0.64) | DEER2023 | DEER WaterHeater Calculator v5.1 | 2022-09-02 09:25 | NG-WtrHt-SmlInst-Gas-lt200kBtuh-lt2G-rep40G-HI-0p96UEF | Deem-DEER | Standard | None | 0 | 0 | None |  | 0 |  | 0 | Com | Any | SHW | Heating | WaterHtg_eq | Instant_UEF |  | WtrHt-Instant-Com | Varies by building vintage | 40-gallon high-draw, natural gas, storage water heater (UEF= 0.64) | Small natural gas, instantaneous high-draw water heater, <200 kBtu/h, (UEF=0.96) | Varies by building vintage | Stor_UEF-Gas-040gal-HI-0.64UEF | Inst_UEF-Gas-lt200kBtuh-HI-0.96UEF | Available |  | 0 | 0 |  |  |  | WtrHt-Instant-Com |  | None | 2023-01-01 | [6 empty] | Standard |  | 1 | 1 | 0 | Deemed Ex Ante Team | 2022-02-09 11:50 | Updated using new mains water temperatures from CZ2022 weather update | Deemed Ex Ante Team | Corrected ClaimSpec/FilingSpec flags
2023 | NG-WtrHt-SmlInst-Gas-lt200kBtuh-lt2G-rep40G-MD-0p81UEF | Efficient water heater: Medium-draw, natural gas, instantaneous water heater (UEF = 0.81) replaces 40-gallon medium-draw, natural gas, storage water heater (UEF= 0.58) | DEER2023 | DEER WaterHeater Calculator v5.1 | 2022-09-02 09:25 | NG-WtrHt-SmlInst-Gas-lt200kBtuh-lt2G-rep40G-MD-0p81UEF | Deem-DEER | Standard | None | 0 | 0 | None |  | 0 |  | 0 | Com | Any | SHW | Heating | WaterHtg_eq | Instant_UEF |  | WtrHt-Instant-Com | Varies by building vintage | 40-gallon medium-draw, natural gas, storage water heater (UEF= 0.58) | Medium-draw, natural gas, instantaneous water heater (UEF = 0.81) | Varies by building vintage | Stor_UEF-Gas-040gal-MD-0.58UEF | Inst_UEF-Gas-lt200kBtuh-MD-0.81UEF | Available |  | 0 | 0 |  |  |  | WtrHt-Instant-Com |  | None | 2023-01-01 | [6 empty] | Standard |  | 1 | 1 | 0 | Deemed Ex Ante Team | 2022-02-09 11:50 | Updated using new mains water temperatures from CZ2022 weather update | Deemed Ex Ante Team | Corrected ClaimSpec/FilingSpec flags
2023 | NG-WtrHt-SmlInst-Gas-lt200kBtuh-lt2G-rep40G-MD-0p87UEF | Efficient water heater: Small medium-draw, natural gas, instantaneous water heater (UEF = 0.87) replaces 40-gallon medium-draw, natural gas, storage water heater (UEF= 0.58) | DEER2023 | DEER WaterHeater Calculator v5.1 | 2022-09-02 09:25 | NG-WtrHt-SmlInst-Gas-lt200kBtuh-lt2G-rep40G-MD-0p87UEF | Deem-DEER | Standard | None | 0 | 0 | None |  | 0 |  | 0 | Com | Any | SHW | Heating | WaterHtg_eq | Instant_UEF |  | WtrHt-Instant-Com | Varies by building vintage | 40-gallon medium-draw, natural gas, storage water heater (UEF= 0.58) | Small medium-draw, natural gas, instantaneous water heater (UEF = 0.87) | Varies by building vintage | Stor_UEF-Gas-040gal-MD-0.58UEF | Inst_UEF-Gas-lt200kBtuh-MD-0.87UEF | Available |  | 0 | 0 |  |  |  | WtrHt-Instant-Com |  | None | 2023-01-01 | [6 empty] | Standard |  | 1 | 1 | 0 | Deemed Ex Ante Team | 2022-02-09 11:50 | Updated using new mains water temperatures from CZ2022 weather update | Deemed Ex Ante Team | Corrected ClaimSpec/FilingSpec flags
2023 | NG-WtrHt-SmlStrg-Gas-lte75kBtuh-30G-HI-0p68UEF | Efficient water heater: 30-gallon high-draw, natural gas, storage water heater (UEF = 0.68) replaces 30-gallon high-draw, natural gas, storage water heater (UEF= 0.65) | DEER2023 | DEER WaterHeater Calculator v5.1 | 2022-09-02 09:25 | NG-WtrHt-SmlStrg-Gas-lte75kBtuh-30G-HI-0p68UEF | Deem-DEER | Standard | None | 0 | 0 | None |  | 0 |  | 0 | Com | Any | SHW | Heating | WaterHtg_eq | Stor_UEF |  | WtrHt-Com | Varies by building vintage | 30-gallon high-draw, natural gas, storage water heater (UEF= 0.65) | 30-gallon high-draw, natural gas, storage water heater (UEF = 0.68) | Varies by building vintage | Stor_UEF-Gas-030gal-HI-0.65UEF | Stor_UEF-Gas-030gal-HI-0.68UEF | Available |  | 0 | 0 |  |  |  | WtrHt-Com |  | None | 2023-01-01 | [6 empty] | Standard |  | 1 | 1 | 0 | Deemed Ex Ante Team | 2022-02-09 11:50 | Updated using new mains water temperatures from CZ2022 weather update | Deemed Ex Ante Team | Corrected ClaimSpec/FilingSpec flags
2023 | NG-WtrHt-SmlStrg-Gas-lte75kBtuh-30G-HI-0p78UEF | Efficient water heater: 30-gallon natural gas, high-draw, storage water heater, (UEF=0.78) replaces 30-gallon high-draw, natural gas, storage water heater (UEF= 0.65) | DEER2023 | DEER WaterHeater Calculator v5.1 | 2022-09-02 09:25 | NG-WtrHt-SmlStrg-Gas-lte75kBtuh-30G-HI-0p78UEF | Deem-DEER | Standard | None | 0 | 0 | None |  | 0 |  | 0 | Com | Any | SHW | Heating | WaterHtg_eq | Stor_UEF |  | WtrHt-Com | Varies by building vintage | 30-gallon high-draw, natural gas, storage water heater (UEF= 0.65) | 30-gallon natural gas, high-draw, storage water heater, (UEF=0.78) | Varies by building vintage | Stor_UEF-Gas-030gal-HI-0.65UEF | Stor_UEF-Gas-030gal-HI-0.78UEF | Available |  | 0 | 0 |  |  |  | WtrHt-Com |  | None | 2023-01-01 | [6 empty] | Standard |  | 1 | 1 | 0 | Deemed Ex Ante Team | 2022-02-09 11:50 | Updated using new mains water temperatures from CZ2022 weather update | Deemed Ex Ante Team | Corrected ClaimSpec/FilingSpec flags
2023 | NG-WtrHt-SmlStrg-Gas-lte75kBtuh-30G-HI-0p88UEF | Efficient water heater: 30-gallon natural gas, high-draw, storage water heater, (UEF=0.89) replaces 30-gallon high-draw, natural gas, storage water heater (UEF= 0.65) | DEER2023 | DEER WaterHeater Calculator v5.1 | 2022-09-02 09:25 | NG-WtrHt-SmlStrg-Gas-lte75kBtuh-30G-HI-0p88UEF | Deem-DEER | Standard | None | 0 | 0 | None |  | 0 |  | 0 | Com | Any | SHW | Heating | WaterHtg_eq | Stor_UEF |  | WtrHt-Com | Varies by building vintage | 30-gallon high-draw, natural gas, storage water heater (UEF= 0.65) | 30-gallon natural gas, high-draw, storage water heater, (UEF=0.89) | Varies by building vintage | Stor_UEF-Gas-030gal-HI-0.65UEF | Stor_UEF-Gas-030gal-HI-0.89UEF | Available |  | 0 | 0 |  |  |  | WtrHt-Com |  | None | 2023-01-01 | [6 empty] | Standard |  | 1 | 1 | 0 | Deemed Ex Ante Team | 2022-02-09 11:50 | Updated using new mains water temperatures from CZ2022 weather update | Deemed Ex Ante Team | Corrected ClaimSpec/FilingSpec flags
2023 | NG-WtrHt-SmlStrg-Gas-lte75kBtuh-30G-MD-0p64UEF | Efficient water heater: 30-gallon medium-draw, natural gas, storage water heater (UEF = 0.64) replaces 30-gallon medium-draw, natural gas, storage water heater (UEF= 0.60) | DEER2023 | DEER WaterHeater Calculator v5.1 | 2022-09-02 09:25 | NG-WtrHt-SmlStrg-Gas-lte75kBtuh-30G-MD-0p64UEF | Deem-DEER | Standard | None | 0 | 0 | None |  | 0 |  | 0 | Com | Any | SHW | Heating | WaterHtg_eq | Stor_UEF |  | WtrHt-Com | Varies by building vintage | 30-gallon medium-draw, natural gas, storage water heater (UEF= 0.60) | 30-gallon medium-draw, natural gas, storage water heater (UEF = 0.64) | Varies by building vintage | Stor_UEF-Gas-030gal-MD-0.60UEF | Stor_UEF-Gas-030gal-MD-0.64UEF | Available |  | 0 | 0 |  |  |  | WtrHt-Com |  | None | 2023-01-01 | [6 empty] | Standard |  | 1 | 1 | 0 | Deemed Ex Ante Team | 2022-02-09 11:50 | Updated using new mains water temperatures from CZ2022 weather update | Deemed Ex Ante Team | Corrected ClaimSpec/FilingSpec flags
2023 | NG-WtrHt-SmlStrg-Gas-lte75kBtuh-40G-HI-0p68UEF | Efficient water heater: 40-gallon high-draw, natural gas, storage water heater (UEF = 0.68) replaces 40-gallon high-draw, natural gas, storage water heater (UEF= 0.64) | DEER2023 | DEER WaterHeater Calculator v5.1 | 2022-09-02 09:25 | NG-WtrHt-SmlStrg-Gas-lte75kBtuh-40G-HI-0p68UEF | Deem-DEER | Standard | None | 0 | 0 | None |  | 0 |  | 0 | Com | Any | SHW | Heating | WaterHtg_eq | Stor_UEF |  | WtrHt-Com | Varies by building vintage | 40-gallon high-draw, natural gas, storage water heater (UEF= 0.64) | 40-gallon high-draw, natural gas, storage water heater (UEF = 0.68) | Varies by building vintage | Stor_UEF-Gas-040gal-HI-0.64UEF | Stor_UEF-Gas-040gal-HI-0.68UEF | Available |  | 0 | 0 |  |  |  | WtrHt-Com |  | None | 2023-01-01 | [6 empty] | Standard |  | 1 | 1 | 0 | Deemed Ex Ante Team | 2022-02-09 11:50 | Updated using new mains water temperatures from CZ2022 weather update | Deemed Ex Ante Team | Corrected ClaimSpec/FilingSpec flags
2023 | NG-WtrHt-SmlStrg-Gas-lte75kBtuh-40G-HI-0p78UEF | Efficient water heater: 40-gallon natural gas, high-draw, storage water heater, (UEF=0.78) replaces 40-gallon high-draw, natural gas, storage water heater (UEF= 0.64) | DEER2023 | DEER WaterHeater Calculator v5.1 | 2022-09-02 09:25 | NG-WtrHt-SmlStrg-Gas-lte75kBtuh-40G-HI-0p78UEF | Deem-DEER | Standard | None | 0 | 0 | None |  | 0 |  | 0 | Com | Any | SHW | Heating | WaterHtg_eq | Stor_UEF |  | WtrHt-Com | Varies by building vintage | 40-gallon high-draw, natural gas, storage water heater (UEF= 0.64) | 40-gallon natural gas, high-draw, storage water heater, (UEF=0.78) | Varies by building vintage | Stor_UEF-Gas-040gal-HI-0.64UEF | Stor_UEF-Gas-040gal-HI-0.78UEF | Available |  | 0 | 0 |  |  |  | WtrHt-Com |  | None | 2023-01-01 | [6 empty] | Standard |  | 1 | 1 | 0 | Deemed Ex Ante Team | 2022-02-09 11:50 | Updated using new mains water temperatures from CZ2022 weather update | Deemed Ex Ante Team | Corrected ClaimSpec/FilingSpec flags
2023 | NG-WtrHt-SmlStrg-Gas-lte75kBtuh-40G-HI-0p88UEF | Efficient water heater: 40-gallon natural gas, high-draw, storage water heater, (UEF=0.90) replaces 40-gallon high-draw, natural gas, storage water heater (UEF= 0.64) | DEER2023 | DEER WaterHeater Calculator v5.1 | 2022-09-02 09:25 | NG-WtrHt-SmlStrg-Gas-lte75kBtuh-40G-HI-0p88UEF | Deem-DEER | Standard | None | 0 | 0 | None |  | 0 |  | 0 | Com | Any | SHW | Heating | WaterHtg_eq | Stor_UEF |  | WtrHt-Com | Varies by building vintage | 40-gallon high-draw, natural gas, storage water heater (UEF= 0.64) | 40-gallon natural gas, high-draw, storage water heater, (UEF=0.90) | Varies by building vintage | Stor_UEF-Gas-040gal-HI-0.64UEF | Stor_UEF-Gas-040gal-HI-0.90UEF | Available |  | 0 | 0 |  |  |  | WtrHt-Com |  | None | 2023-01-01 | [6 empty] | Standard |  | 1 | 1 | 0 | Deemed Ex Ante Team | 2022-02-09 11:50 | Updated using new mains water temperatures from CZ2022 weather update | Deemed Ex Ante Team | Corrected ClaimSpec/FilingSpec flags
2023 | NG-WtrHt-SmlStrg-Gas-lte75kBtuh-40G-MD-0p64UEF | Efficient water heater: 40-gallon medium-draw, natural gas, storage water heater (UEF = 0.64) replaces 40-gallon medium-draw, natural gas, storage water heater (UEF= 0.58) | DEER2023 | DEER WaterHeater Calculator v5.1 | 2022-09-02 09:25 | NG-WtrHt-SmlStrg-Gas-lte75kBtuh-40G-MD-0p64UEF | Deem-DEER | Standard | None | 0 | 0 | None |  | 0 |  | 0 | Com | Any | SHW | Heating | WaterHtg_eq | Stor_UEF |  | WtrHt-Com | Varies by building vintage | 40-gallon medium-draw, natural gas, storage water heater (UEF= 0.58) | 40-gallon medium-draw, natural gas, storage water heater (UEF = 0.64) | Varies by building vintage | Stor_UEF-Gas-040gal-MD-0.58UEF | Stor_UEF-Gas-040gal-MD-0.64UEF | Available |  | 0 | 0 |  |  |  | WtrHt-Com |  | None | 2023-01-01 | [6 empty] | Standard |  | 1 | 1 | 0 | Deemed Ex Ante Team | 2022-02-09 11:50 | Updated using new mains water temperatures from CZ2022 weather update | Deemed Ex Ante Team | Corrected ClaimSpec/FilingSpec flags
2023 | NG-WtrHt-SmlStrg-Gas-lte75kBtuh-50G-HI-0p68UEF | Efficient water heater: 50-gallon high-draw, natural gas, storage water heater (UEF = 0.68) replaces 50-gallon high-draw, natural gas, storage water heater (UEF= 0.63) | DEER2023 | DEER WaterHeater Calculator v5.1 | 2022-09-02 09:25 | NG-WtrHt-SmlStrg-Gas-lte75kBtuh-50G-HI-0p68UEF | Deem-DEER | Standard | None | 0 | 0 | None |  | 0 |  | 0 | Com | Any | SHW | Heating | WaterHtg_eq | Stor_UEF |  | WtrHt-Com | Varies by building vintage | 50-gallon high-draw, natural gas, storage water heater (UEF= 0.63) | 50-gallon high-draw, natural gas, storage water heater (UEF = 0.68) | Varies by building vintage | Stor_UEF-Gas-050gal-HI-0.63UEF | Stor_UEF-Gas-050gal-HI-0.68UEF | Available |  | 0 | 0 |  |  |  | WtrHt-Com |  | None | 2023-01-01 | [6 empty] | Standard |  | 1 | 1 | 0 | Deemed Ex Ante Team | 2022-02-09 11:50 | Updated using new mains water temperatures from CZ2022 weather update | Deemed Ex Ante Team | Corrected ClaimSpec/FilingSpec flags
2023 | NG-WtrHt-SmlStrg-Gas-lte75kBtuh-50G-HI-0p78UEF | Efficient water heater: 50-gallon natural gas, high-draw, storage water heater, (UEF=0.78) replaces 50-gallon high-draw, natural gas, storage water heater (UEF= 0.63) | DEER2023 | DEER WaterHeater Calculator v5.1 | 2022-09-02 09:25 | NG-WtrHt-SmlStrg-Gas-lte75kBtuh-50G-HI-0p78UEF | Deem-DEER | Standard | None | 0 | 0 | None |  | 0 |  | 0 | Com | Any | SHW | Heating | WaterHtg_eq | Stor_UEF |  | WtrHt-Com | Varies by building vintage | 50-gallon high-draw, natural gas, storage water heater (UEF= 0.63) | 50-gallon natural gas, high-draw, storage water heater, (UEF=0.78) | Varies by building vintage | Stor_UEF-Gas-050gal-HI-0.63UEF | Stor_UEF-Gas-050gal-HI-0.78UEF | Available |  | 0 | 0 |  |  |  | WtrHt-Com |  | None | 2023-01-01 | [6 empty] | Standard |  | 1 | 1 | 0 | Deemed Ex Ante Team | 2022-02-09 11:50 | Updated using new mains water temperatures from CZ2022 weather update | Deemed Ex Ante Team | Corrected ClaimSpec/FilingSpec flags
2023 | NG-WtrHt-SmlStrg-Gas-lte75kBtuh-50G-HI-0p88UEF | Efficient water heater: 50-gallon natural gas, high-draw, storage water heater, (UEF=0.88) replaces 50-gallon high-draw, natural gas, storage water heater (UEF= 0.63) | DEER2023 | DEER WaterHeater Calculator v5.1 | 2022-09-02 09:25 | NG-WtrHt-SmlStrg-Gas-lte75kBtuh-50G-HI-0p88UEF | Deem-DEER | Standard | None | 0 | 0 | None |  | 0 |  | 0 | Com | Any | SHW | Heating | WaterHtg_eq | Stor_UEF |  | WtrHt-Com | Varies by building vintage | 50-gallon high-draw, natural gas, storage water heater (UEF= 0.63) | 50-gallon natural gas, high-draw, storage water heater, (UEF=0.88) | Varies by building vintage | Stor_UEF-Gas-050gal-HI-0.63UEF | Stor_UEF-Gas-050gal-HI-0.88UEF | Available |  | 0 | 0 |  |  |  | WtrHt-Com |  | None | 2023-01-01 | [6 empty] | Standard |  | 1 | 1 | 0 | Deemed Ex Ante Team | 2022-02-09 11:50 | Updated using new mains water temperatures from CZ2022 weather update | Deemed Ex Ante Team | Corrected ClaimSpec/FilingSpec flags
2023 | NG-WtrHt-SmlStrg-Gas-lte75kBtuh-50G-MD-0p64UEF | Efficient water heater: 50-gallon medium-draw, natural gas, storage water heater (UEF = 0.64) replaces 50-gallon medium-draw, natural gas, storage water heater (UEF= 0.56) | DEER2023 | DEER WaterHeater Calculator v5.1 | 2022-09-02 09:25 | NG-WtrHt-SmlStrg-Gas-lte75kBtuh-50G-MD-0p64UEF | Deem-DEER | Standard | None | 0 | 0 | None |  | 0 |  | 0 | Com | Any | SHW | Heating | WaterHtg_eq | Stor_UEF |  | WtrHt-Com | Varies by building vintage | 50-gallon medium-draw, natural gas, storage water heater (UEF= 0.56) | 50-gallon medium-draw, natural gas, storage water heater (UEF = 0.64) | Varies by building vintage | Stor_UEF-Gas-050gal-MD-0.56UEF | Stor_UEF-Gas-050gal-MD-0.64UEF | Available |  | 0 | 0 |  |  |  | WtrHt-Com |  | None | 2023-01-01 | [6 empty] | Standard |  | 1 | 1 | 0 | Deemed Ex Ante Team | 2022-02-09 11:50 | Updated using new mains water temperatures from CZ2022 weather update | Deemed Ex Ante Team | Corrected ClaimSpec/FilingSpec flags
2023 | RB-Appl-EffCW-med-ElecDHW-GasCDryer-Tier1-Front | Clothes washer, Front loading, Elec DHW, Gas Dryer, Tier1, IMEF = 2.38 to < 2.74, IWF ≤ 3.7 | DEER2023 | D23v0 | 2022-05-18 11:44 | Appl-CW-Front-ElecDHW-GasDry-Tier1 | Deem-DEER | Standard | None | 0 | 0 | TRUE |  | 0 |  | 1 | Res | Any | AppPlug | Laundry | Clean_equip | ClothesWash |  | Appl-EffCW | Clothes washer, Front loading, Elec DHW, Gas Dryer, Standard, IMEF = 1.29, IWF < 8.4 | Clothes washer, Front loading, Elec DHW, Gas Dryer, Standard, IMEF = 1.84, IWF < 4.7 | Clothes washer, Front loading, Elec DHW, Gas Dryer, Tier1, IMEF = 2.38, IWF ≤ 3.7 | Pre-Res-CW-Front-ElecDHW-GasDry | Std-Res-CW-Front-ElecDHW-GasDry | Msr-Res-CW-Tier1-Front-ElecDHW-GasDry | Available |  | 1 | 1 |  |  |  | Appl-EffCW |  | None | 2023-01-01 | [6 empty] | Component |  | 1 | 1 | 0 | Deemed Ex Ante Team | 2022-05-18 11:44 | Re-simulated using CZ2022 weather data, 2019 RASS data, and ENERGY STAR/CEE updates. | Deemed Ex Ante Team
2023 | RB-Appl-EffCW-med-ElecDHW-GasCDryer-Tier1-Top | Clothes washer, Top loading, Elec DHW, Gas Dryer, Tier1, IMEF = 2.06 to < 2.32, IWF ≤ 4.3 | DEER2023 | D23v0 | 2022-05-18 11:44 | Appl-CW-Top-ElecDHW-GasDry-Tier1 | Deem-DEER | Standard | None | 0 | 0 | TRUE |  | 0 |  | 1 | Res | Any | AppPlug | Laundry | Clean_equip | ClothesWash |  | Appl-EffCW | Clothes washer, Top loading, Elec DHW, Gas Dryer, Standard, IMEF = 1.08, IWF ≤ 9.4 | Clothes washer, Top loading, Elec DHW, Gas Dryer, Standard, IMEF = 1.57, IWF ≤ 6.5 | Clothes washer, Top loading, Elec DHW, Gas Dryer, Tier1, IMEF = 2.06, IWF ≤ 4.3 | Pre-Res-CW-Top-ElecDHW-GasDry | Std-Res-CW-Top-ElecDHW-GasDry | Msr-Res-CW-Tier1-Top-ElecDHW-GasDry | Available |  | 1 | 1 |  |  |  | Appl-EffCW |  | None | 2023-01-01 | [6 empty] | Component |  | 1 | 1 | 0 | Deemed Ex Ante Team | 2022-05-18 11:44 | Re-simulated using CZ2022 weather data, 2019 RASS data, and ENERGY STAR/CEE updates. | Deemed Ex Ante Team
2023 | RB-Appl-EffCW-med-ElecDHW-GasCDryer-Tier2-Front | Clothes washer, Front loading, Elec DHW, Gas Dryer, Tier2, IMEF = 2.74 to < 2.92, IWF ≤ 3.2 | DEER2023 | D23v0 | 2022-05-18 11:44 | Appl-CW-Front-ElecDHW-GasDry-Tier2 | Deem-DEER | Standard | None | 0 | 0 | TRUE |  | 0 |  | 1 | Res | Any | AppPlug | Laundry | Clean_equip | ClothesWash |  | Appl-EffCW | Clothes washer, Front loading, Elec DHW, Gas Dryer, Standard, IMEF = 1.29, IWF < 8.4 | Clothes washer, Front loading, Elec DHW, Gas Dryer, Standard, IMEF = 1.84, IWF < 4.7 | Clothes washer, Front loading, Elec DHW, Gas Dryer, Tier2, IMEF = 2.74, IWF ≤ 3.2 | Pre-Res-CW-Front-ElecDHW-GasDry | Std-Res-CW-Front-ElecDHW-GasDry | Msr-Res-CW-Tier2-Front-ElecDHW-GasDry | Available |  | 1 | 1 |  |  |  | Appl-EffCW |  | None | 2023-01-01 | [6 empty] | Component |  | 1 | 1 | 0 | Deemed Ex Ante Team | 2022-05-18 11:44 | Re-simulated using CZ2022 weather data, 2019 RASS data, and ENERGY STAR/CEE updates. | Deemed Ex Ante Team
2023 | RB-Appl-EffCW-med-ElecDHW-GasCDryer-Tier3-Front | Clothes washer, Front loading, Elec DHW, Gas Dryer, Tier3, IMEF ≥ 2.92, IWF ≤ 3.2 | DEER2023 | D23v0 | 2022-05-18 11:44 | Appl-CW-Front-ElecDHW-GasDry-Tier3 | Deem-DEER | Standard | None | 0 | 0 | TRUE |  | 0 |  | 1 | Res | Any | AppPlug | Laundry | Clean_equip | ClothesWash |  | Appl-EffCW | Clothes washer, Front loading, Elec DHW, Gas Dryer, Standard, IMEF = 1.29, IWF < 8.4 | Clothes washer, Front loading, Elec DHW, Gas Dryer, Standard, IMEF = 1.84, IWF < 4.7 | Clothes washer, Front loading, Elec DHW, Gas Dryer, Tier3, IMEF = 2.92, IWF ≤ 3.2 | Pre-Res-CW-Front-ElecDHW-GasDry | Std-Res-CW-Front-ElecDHW-GasDry | Msr-Res-CW-Tier3-Front-ElecDHW-GasDry | Available |  | 1 | 1 |  |  |  | Appl-EffCW |  | None | 2023-01-01 | [6 empty] | Component |  | 1 | 1 | 0 | Deemed Ex Ante Team | 2022-05-18 11:44 | Re-simulated using CZ2022 weather data, 2019 RASS data, and ENERGY STAR/CEE updates. | Deemed Ex Ante Team
2023 | RB-Appl-EffCW-med-GasDHW-ElecCDryer-Tier1-Front | Clothes washer, Front loading, Gas DHW, Elec Dryer, Tier1, IMEF = 2.38 to < 2.74, IWF ≤ 3.7 | DEER2023 | D23v0 | 2022-05-18 11:44 | Appl-CW-Front-GasDHW-ElecDry-Tier1 | Deem-DEER | Standard | None | 0 | 0 | TRUE |  | 0 |  | 1 | Res | Any | AppPlug | Laundry | Clean_equip | ClothesWash |  | Appl-EffCW | Clothes washer, Front loading, Gas DHW, Elec Dryer, Standard, IMEF = 1.29, IWF < 8.4 | Clothes washer, Front loading, Gas DHW, Elec Dryer, Standard, IMEF = 1.84, IWF < 4.7 | Clothes washer, Front loading, Gas DHW, Elec Dryer, Tier1, IMEF = 2.38, IWF ≤ 3.7 | Pre-Res-CW-Front-GasDHW-ElecDry | Std-Res-CW-Front-GasDHW-ElecDry | Msr-Res-CW-Tier1-Front-GasDHW-ElecDry | Available |  | 1 | 1 |  |  |  | Appl-EffCW |  | None | 2023-01-01 | [6 empty] | Component |  | 1 | 1 | 0 | Deemed Ex Ante Team | 2022-05-18 11:44 | Re-simulated using CZ2022 weather data, 2019 RASS data, and ENERGY STAR/CEE updates. | Deemed Ex Ante Team
2023 | RB-Appl-EffCW-med-GasDHW-ElecCDryer-Tier1-Top | Clothes washer, Top loading, Gas DHW, Elec Dryer, Tier1, IMEF = 2.06 to < 2.32, IWF ≤ 4.3 | DEER2023 | D23v0 | 2022-05-18 11:44 | Appl-CW-Top-GasDHW-ElecDry-Tier1 | Deem-DEER | Standard | None | 0 | 0 | TRUE |  | 0 |  | 1 | Res | Any | AppPlug | Laundry | Clean_equip | ClothesWash |  | Appl-EffCW | Clothes washer, Top loading, Gas DHW, Elec Dryer, Standard, IMEF = 1.08, IWF ≤ 9.4 | Clothes washer, Top loading, Gas DHW, Elec Dryer, Standard, IMEF = 1.57, IWF ≤ 6.5 | Clothes washer, Top loading, Gas DHW, Elec Dryer, Tier1, IMEF = 2.06, IWF ≤ 4.3 | Pre-Res-CW-Top-GasDHW-ElecDry | Std-Res-CW-Top-GasDHW-ElecDry | Msr-Res-CW-Tier1-Top-GasDHW-ElecDry | Available |  | 1 | 1 |  |  |  | Appl-EffCW |  | None | 2023-01-01 | [6 empty] | Component |  | 1 | 1 | 0 | Deemed Ex Ante Team | 2022-05-18 11:44 | Re-simulated using CZ2022 weather data, 2019 RASS data, and ENERGY STAR/CEE updates. | Deemed Ex Ante Team
2023 | RB-Appl-EffCW-med-GasDHW-ElecCDryer-Tier2-Front | Clothes washer, Front loading, Gas DHW, Elec Dryer, Tier2, IMEF = 2.74 to < 2.92, IWF ≤ 3.2 | DEER2023 | D23v0 | 2022-05-18 11:44 | Appl-CW-Front-GasDHW-ElecDry-Tier2 | Deem-DEER | Standard | None | 0 | 0 | TRUE |  | 0 |  | 1 | Res | Any | AppPlug | Laundry | Clean_equip | ClothesWash |  | Appl-EffCW | Clothes washer, Front loading, Gas DHW, Elec Dryer, Standard, IMEF = 1.29, IWF < 8.4 | Clothes washer, Front loading, Gas DHW, Elec Dryer, Standard, IMEF = 1.84, IWF < 4.7 | Clothes washer, Front loading, Gas DHW, Elec Dryer, Tier2, IMEF = 2.74, IWF ≤ 3.2 | Pre-Res-CW-Front-GasDHW-ElecDry | Std-Res-CW-Front-GasDHW-ElecDry | Msr-Res-CW-Tier2-Front-GasDHW-ElecDry | Available |  | 1 | 1 |  |  |  | Appl-EffCW |  | None | 2023-01-01 | [6 empty] | Component |  | 1 | 1 | 0 | Deemed Ex Ante Team | 2022-05-18 11:44 | Re-simulated using CZ2022 weather data, 2019 RASS data, and ENERGY STAR/CEE updates. | Deemed Ex Ante Team
2023 | RB-Appl-EffCW-med-GasDHW-ElecCDryer-Tier3-Front | Clothes washer, Front loading, Gas DHW, Elec Dryer, Tier3, IMEF ≥ 2.92, IWF ≤ 3.2 | DEER2023 | D23v0 | 2022-05-18 11:44 | Appl-CW-Front-GasDHW-ElecDry-Tier3 | Deem-DEER | Standard | None | 0 | 0 | TRUE |  | 0 |  | 1 | Res | Any | AppPlug | Laundry | Clean_equip | ClothesWash |  | Appl-EffCW | Clothes washer, Front loading, Gas DHW, Elec Dryer, Standard, IMEF = 1.29, IWF < 8.4 | Clothes washer, Front loading, Gas DHW, Elec Dryer, Standard, IMEF = 1.84, IWF < 4.7 | Clothes washer, Front loading, Gas DHW, Elec Dryer, Tier3, IMEF = 2.92, IWF ≤ 3.2 | Pre-Res-CW-Front-GasDHW-ElecDry | Std-Res-CW-Front-GasDHW-ElecDry | Msr-Res-CW-Tier3-Front-GasDHW-ElecDry | Available |  | 1 | 1 |  |  |  | Appl-EffCW |  | None | 2023-01-01 | [6 empty] | Component |  | 1 | 1 | 0 | Deemed Ex Ante Team | 2022-05-18 11:44 | Re-simulated using CZ2022 weather data, 2019 RASS data, and ENERGY STAR/CEE updates. | Deemed Ex Ante Team
2023 | RB-Appl-EffCW-med-GasDHW-GasCDryer-Tier1-Front | Clothes washer, Front loading, Gas DHW, Gas Dryer, Tier1, IMEF = 2.38 to < 2.74, IWF ≤ 3.7 | DEER2023 | D23v0 | 2022-05-18 11:44 | Appl-CW-Front-GasDHW-GasDry-Tier1 | Deem-DEER | Standard | None | 0 | 0 | TRUE |  | 0 |  | 1 | Res | Any | AppPlug | Laundry | Clean_equip | ClothesWash |  | Appl-EffCW | Clothes washer, Front loading, Gas DHW, Gas Dryer, Standard, IMEF = 1.29, IWF < 8.4 | Clothes washer, Front loading, Gas DHW, Gas Dryer, Standard, IMEF = 1.84, IWF < 4.7 | Clothes washer, Front loading, Gas DHW, Gas Dryer, Tier1, IMEF = 2.38, IWF ≤ 3.7 | Pre-Res-CW-Front-GasDHW-GasDry | Std-Res-CW-Front-GasDHW-GasDry | Msr-Res-CW-Tier1-Front-GasDHW-GasDry | Available |  | 1 | 1 |  |  |  | Appl-EffCW |  | None | 2023-01-01 | [6 empty] | Component |  | 1 | 1 | 0 | Deemed Ex Ante Team | 2022-05-18 11:44 | Re-simulated using CZ2022 weather data, 2019 RASS data, and ENERGY STAR/CEE updates. | Deemed Ex Ante Team
2023 | RB-Appl-EffCW-med-GasDHW-GasCDryer-Tier1-Top | Clothes washer, Top loading, Gas DHW, Gas Dryer, Tier1, IMEF = 2.06 to < 2.32, IWF ≤ 4.3 | DEER2023 | D23v0 | 2022-05-18 11:44 | Appl-CW-Top-GasDHW-GasDry-Tier1 | Deem-DEER | Standard | None | 0 | 0 | TRUE |  | 0 |  | 1 | Res | Any | AppPlug | Laundry | Clean_equip | ClothesWash |  | Appl-EffCW | Clothes washer, Top loading, Gas DHW, Gas Dryer, Standard, IMEF = 1.08, IWF ≤ 9.4 | Clothes washer, Top loading, Gas DHW, Gas Dryer, Standard, IMEF = 1.57, IWF ≤ 6.5 | Clothes washer, Top loading, Gas DHW, Gas Dryer, Tier1, IMEF = 2.06, IWF ≤ 4.3 | Pre-Res-CW-Top-GasDHW-GasDry | Std-Res-CW-Top-GasDHW-GasDry | Msr-Res-CW-Tier1-Top-GasDHW-GasDry | Available |  | 1 | 1 |  |  |  | Appl-EffCW |  | None | 2023-01-01 | [6 empty] | Component |  | 1 | 1 | 0 | Deemed Ex Ante Team | 2022-05-18 11:44 | Re-simulated using CZ2022 weather data, 2019 RASS data, and ENERGY STAR/CEE updates. | Deemed Ex Ante Team
2023 | RB-Appl-EffCW-med-GasDHW-GasCDryer-Tier2-Front | Clothes washer, Front loading, Gas DHW, Gas Dryer, Tier2, IMEF = 2.74 to < 2.92, IWF ≤ 3.2 | DEER2023 | D23v0 | 2022-05-18 11:44 | Appl-CW-Front-GasDHW-GasDry-Tier2 | Deem-DEER | Standard | None | 0 | 0 | TRUE |  | 0 |  | 1 | Res | Any | AppPlug | Laundry | Clean_equip | ClothesWash |  | Appl-EffCW | Clothes washer, Front loading, Gas DHW, Gas Dryer, Standard, IMEF = 1.29, IWF < 8.4 | Clothes washer, Front loading, Gas DHW, Gas Dryer, Standard, IMEF = 1.84, IWF < 4.7 | Clothes washer, Front loading, Gas DHW, Gas Dryer, Tier2, IMEF = 2.74, IWF ≤ 3.2 | Pre-Res-CW-Front-GasDHW-GasDry | Std-Res-CW-Front-GasDHW-GasDry | Msr-Res-CW-Tier2-Front-GasDHW-GasDry | Available |  | 1 | 1 |  |  |  | Appl-EffCW |  | None | 2023-01-01 | [6 empty] | Component |  | 1 | 1 | 0 | Deemed Ex Ante Team | 2022-05-18 11:44 | Re-simulated using CZ2022 weather data, 2019 RASS data, and ENERGY STAR/CEE updates. | Deemed Ex Ante Team
2023 | RB-Appl-EffCW-med-GasDHW-GasCDryer-Tier3-Front | Clothes washer, Front loading, Gas DHW, Gas Dryer, Tier3, IMEF ≥ 2.92, IWF ≤ 3.2 | DEER2023 | D23v0 | 2022-05-18 11:44 | Appl-CW-Front-GasDHW-GasDry-Tier3 | Deem-DEER | Standard | None | 0 | 0 | TRUE |  | 0 |  | 1 | Res | Any | AppPlug | Laundry | Clean_equip | ClothesWash |  | Appl-EffCW | Clothes washer, Front loading, Gas DHW, Gas Dryer, Standard, IMEF = 1.29, IWF < 8.4 | Clothes washer, Front loading, Gas DHW, Gas Dryer, Standard, IMEF = 1.84, IWF < 4.7 | Clothes washer, Front loading, Gas DHW, Gas Dryer, Tier3, IMEF = 2.92, IWF ≤ 3.2 | Pre-Res-CW-Front-GasDHW-GasDry | Std-Res-CW-Front-GasDHW-GasDry | Msr-Res-CW-Tier3-Front-GasDHW-GasDry | Available |  | 1 | 1 |  |  |  | Appl-EffCW |  | None | 2023-01-01 | [6 empty] | Component |  | 1 | 1 | 0 | Deemed Ex Ante Team | 2022-05-18 11:44 | Re-simulated using CZ2022 weather data, 2019 RASS data, and ENERGY STAR/CEE updates. | Deemed Ex Ante Team
2023 | RB-Appl-EffCW-med-Tier1-Front | Clothes washer, Front loading, Weighted Fuel Type, Tier1, IMEF = 2.38 to < 2.74, IWF ≤ 3.7 | DEER2023 | D23v0 | 2022-05-18 11:44 | Appl-CW-Front-Tier1 | Deem-DEER | Standard | None | 0 | 0 | TRUE |  | 0 |  | 1 | Res | Any | AppPlug | Laundry | Clean_equip | ClothesWash |  | Appl-EffCW | Clothes washer, Front loading, Weighted Fuel Types, Standard, IMEF =1.29, IWF < 8.4 | Clothes washer, Front loading, Weighted Fuel Types, Standard, IMEF =1.84, IWF < 4.7 | Clothes washer, Front loading, Weighted Fuel Types, Tier1, IMEF = 2.38, IWF ≤ 3.7 | Pre-Res-CW-Front | Std-Res-CW-Front | Msr-Res-CW-Tier1-Front | Available |  | 1 | 1 |  |  |  | Appl-EffCW |  | None | 2023-01-01 | [6 empty] | Standard |  | 1 | 1 | 0 | Deemed Ex Ante Team | 2022-05-18 11:44 | Re-simulated using CZ2022 weather data, 2019 RASS data, and ENERGY STAR/CEE updates. | Deemed Ex Ante Team
2023 | RB-Appl-EffCW-med-Tier1-Top | Clothes washer, Top loading, Weighted Fuel Type, Tier1, IMEF = 2.06 to < 2.32, IWF ≤ 4.3 | DEER2023 | D23v0 | 2022-05-18 11:44 | Appl-CW-Top-Tier1 | Deem-DEER | Standard | None | 0 | 0 | TRUE |  | 0 |  | 1 | Res | Any | AppPlug | Laundry | Clean_equip | ClothesWash |  | Appl-EffCW | Clothes washer, Top loading, Weighted Fuel Types, Standard, IMEF = 1.08, IWF ≤ 9.4 | Clothes washer, Top loading, Weighted Fuel Types, Standard, IMEF = 1.57, IWF ≤ 6.5 | Clothes washer, Top loading, Weighted Fuel Types, Tier1, IMEF = 2.06, IWF ≤ 4.3 | Pre-Res-CW-Top | Std-Res-CW-Top | Msr-Res-CW-Tier1-Top | Available |  | 1 | 1 |  |  |  | Appl-EffCW |  | None | 2023-01-01 | [6 empty] | Standard |  | 1 | 1 | 0 | Deemed Ex Ante Team | 2022-05-18 11:44 | Re-simulated using CZ2022 weather data, 2019 RASS data, and ENERGY STAR/CEE updates. | Deemed Ex Ante Team
2023 | RB-Appl-EffCW-med-Tier2-Front | Clothes washer, Front loading, Weighted Fuel Type, Tier2, IMEF = 2.74 to < 2.92, IWF ≤ 3.2 | DEER2023 | D23v0 | 2022-05-18 11:44 | Appl-CW-Front-Tier2 | Deem-DEER | Standard | None | 0 | 0 | TRUE |  | 0 |  | 1 | Res | Any | AppPlug | Laundry | Clean_equip | ClothesWash |  | Appl-EffCW | Clothes washer, Front loading, Weighted Fuel Types, Standard, IMEF =1.29, IWF < 8.4 | Clothes washer, Front loading, Weighted Fuel Types, Standard, IMEF =1.84, IWF < 4.7 | Clothes washer, Front loading, Weighted Fuel Types, Tier2, IMEF = 2.74, IWF ≤ 3.2 | Pre-Res-CW-Front | Std-Res-CW-Front | Msr-Res-CW-Tier2-Front | Available |  | 1 | 1 |  |  |  | Appl-EffCW |  | None | 2023-01-01 | [6 empty] | Standard |  | 1 | 1 | 0 | Deemed Ex Ante Team | 2022-05-18 11:44 | Re-simulated using CZ2022 weather data, 2019 RASS data, and ENERGY STAR/CEE updates. | Deemed Ex Ante Team
2023 | RB-Appl-EffCW-med-Tier3-Front | Clothes washer, Front loading, Weighted Fuel Type, Tier3, IMEF ≥ 2.92, IWF ≤ 3.2 | DEER2023 | D23v0 | 2022-05-18 11:44 | Appl-CW-Front-Tier3 | Deem-DEER | Standard | None | 0 | 0 | TRUE |  | 0 |  | 1 | Res | Any | AppPlug | Laundry | Clean_equip | ClothesWash |  | Appl-EffCW | Clothes washer, Front loading, Weighted Fuel Types, Standard, IMEF =1.29, IWF < 8.4 | Clothes washer, Front loading, Weighted Fuel Types, Standard, IMEF =1.84, IWF < 4.7 | Clothes washer, Front loading, Weighted Fuel Types, Tier3, IMEF = 2.92, IWF ≤ 3.2 | Pre-Res-CW-Front | Std-Res-CW-Front | Msr-Res-CW-Tier3-Front | Available |  | 1 | 1 |  |  |  | Appl-EffCW |  | None | 2023-01-01 | [6 empty] | Standard |  | 1 | 1 | 0 | Deemed Ex Ante Team | 2022-05-18 11:44 | Re-simulated using CZ2022 weather data, 2019 RASS data, and ENERGY STAR/CEE updates. | Deemed Ex Ante Team
2023 | RE-Appl-EffCW-med-ElecDHW-ElecCDryer-Tier1-Front | Clothes washer, Front loading, Elec DHW, Elec Dryer, Tier1, IMEF = 2.38 to < 2.74, IWF ≤ 3.7 | DEER2023 | D23v0 | 2022-05-18 11:44 | Appl-CW-Front-ElecDHW-ElecDry-Tier1 | Deem-DEER | Standard | None | 0 | 0 | TRUE |  | 0 |  | 1 | Res | Any | AppPlug | Laundry | Clean_equip | ClothesWash |  | Appl-EffCW | Clothes washer, Front loading, Elec DHW, Elec Dryer, Standard, IMEF = 1.29, IWF < 8.4 | Clothes washer, Front loading, Elec DHW, Elec Dryer, Standard, IMEF = 1.84, IWF < 4.7 | Clothes washer, Front loading, Elec DHW, Elec Dryer, Tier1, IMEF = 2.38, IWF ≤ 3.7 | Pre-Res-CW-Front-ElecDHW-ElecDry | Std-Res-CW-Front-ElecDHW-ElecDry | Msr-Res-CW-Tier1-Front-ElecDHW-ElecDry | Available |  | 1 | 1 |  |  |  | Appl-EffCW |  | None | 2023-01-01 | [6 empty] | Component |  | 1 | 1 | 0 | Deemed Ex Ante Team | 2022-05-18 11:44 | Re-simulated using CZ2022 weather data, 2019 RASS data, and ENERGY STAR/CEE updates. | Deemed Ex Ante Team
2023 | RE-Appl-EffCW-med-ElecDHW-ElecCDryer-Tier1-Top | Clothes washer, Top loading, Elec DHW, Elec Dryer, Tier1, IMEF = 2.06 to < 2.32, IWF ≤ 4.3 | DEER2023 | D23v0 | 2022-05-18 11:44 | Appl-CW-Top-ElecDHW-ElecDry-Tier1 | Deem-DEER | Standard | None | 0 | 0 | TRUE |  | 0 |  | 1 | Res | Any | AppPlug | Laundry | Clean_equip | ClothesWash |  | Appl-EffCW | Clothes washer, Top loading, Elec DHW, Elec Dryer, Standard, IMEF = 1.08, IWF ≤ 9.4 | Clothes washer, Top loading, Elec DHW, Elec Dryer, Standard, IMEF = 1.57, IWF ≤ 6.5 | Clothes washer, Top loading, Elec DHW, Elec Dryer, Tier1, IMEF = 2.06, IWF ≤ 4.3 | Pre-Res-CW-Top-ElecDHW-ElecDry | Std-Res-CW-Top-ElecDHW-ElecDry | Msr-Res-CW-Tier1-Top-ElecDHW-ElecDry | Available |  | 1 | 1 |  |  |  | Appl-EffCW |  | None | 2023-01-01 | [6 empty] | Component |  | 1 | 1 | 0 | Deemed Ex Ante Team | 2022-05-18 11:44 | Re-simulated using CZ2022 weather data, 2019 RASS data, and ENERGY STAR/CEE updates. | Deemed Ex Ante Team
2023 | RE-Appl-EffCW-med-ElecDHW-ElecCDryer-Tier2-Front | Clothes washer, Front loading, Elec DHW, Elec Dryer, Tier2, IMEF = 2.74 to < 2.92, IWF ≤ 3.2 | DEER2023 | D23v0 | 2022-05-18 11:44 | Appl-CW-Front-ElecDHW-ElecDry-Tier2 | Deem-DEER | Standard | None | 0 | 0 | TRUE |  | 0 |  | 1 | Res | Any | AppPlug | Laundry | Clean_equip | ClothesWash |  | Appl-EffCW | Clothes washer, Front loading, Elec DHW, Elec Dryer, Standard, IMEF = 1.29, IWF < 8.4 | Clothes washer, Front loading, Elec DHW, Elec Dryer, Standard, IMEF = 1.84, IWF < 4.7 | Clothes washer, Front loading, Elec DHW, Elec Dryer, Tier2, IMEF = 2.74, IWF ≤ 3.2 | Pre-Res-CW-Front-ElecDHW-ElecDry | Std-Res-CW-Front-ElecDHW-ElecDry | Msr-Res-CW-Tier2-Front-ElecDHW-ElecDry | Available |  | 1 | 1 |  |  |  | Appl-EffCW |  | None | 2023-01-01 | [6 empty] | Component |  | 1 | 1 | 0 | Deemed Ex Ante Team | 2022-05-18 11:44 | Re-simulated using CZ2022 weather data, 2019 RASS data, and ENERGY STAR/CEE updates. | Deemed Ex Ante Team
2023 | RE-Appl-EffCW-med-ElecDHW-ElecCDryer-Tier3-Front | Clothes washer, Front loading, Elec DHW, Elec Dryer, Tier3, IMEF ≥ 2.92, IWF ≤ 3.2 | DEER2023 | D23v0 | 2022-05-18 11:44 | Appl-CW-Front-ElecDHW-ElecDry-Tier3 | Deem-DEER | Standard | None | 0 | 0 | TRUE |  | 0 |  | 1 | Res | Any | AppPlug | Laundry | Clean_equip | ClothesWash |  | Appl-EffCW | Clothes washer, Front loading, Elec DHW, Elec Dryer, Standard, IMEF = 1.29, IWF < 8.4 | Clothes washer, Front loading, Elec DHW, Elec Dryer, Standard, IMEF = 1.84, IWF < 4.7 | Clothes washer, Front loading, Elec DHW, Elec Dryer, Tier3, IMEF = 2.92, IWF ≤ 3.2 | Pre-Res-CW-Front-ElecDHW-ElecDry | Std-Res-CW-Front-ElecDHW-ElecDry | Msr-Res-CW-Tier3-Front-ElecDHW-ElecDry | Available |  | 1 | 1 |  |  |  | Appl-EffCW |  | None | 2023-01-01 | [6 empty] | Component |  | 1 | 1 | 0 | Deemed Ex Ante Team | 2022-05-18 11:44 | Re-simulated using CZ2022 weather data, 2019 RASS data, and ENERGY STAR/CEE updates. | Deemed Ex Ante Team
2023 | Res-Lighting-InGen_CFLratio0353_CFLfixt-75w | Residential Indoor General Lighting: CFL Fixture replaces pre-existing standard lighting Wattage. Measure includes Code case. Impacts: CFL-based HOU (varies by BldgType) | DEER2017 | D13 v1.0 | 2020-11-24 16:30 | Res-Iltg-dWatt-CFL | DEER | Scaled | BaseRatio | 190 | 190 | None |  | 0 |  | 1 | Res | Any | Lighting | InGen-CFL | Ltg_Fixture | CFL_fixt |  | ILtg-CFL-Res | CFL fixture based on: Ballast; Total Watts = 3.53 | CFL fixture based on: Ballast; Total Watts = 3.53 | CFL fixture based on: CFLpin(75w); Total Watts = 75 | CFLratio0353 | CFLratio0353 | CFLfixt-75w(75w) | Available |  | 0 | 0 | DEER Lighting measure | ErRobNc |  | ILtg-Incand-Res |  | DEER131417 | 2013-01-01 | 2018-06-30 | InEA_modVal |  |  |  |  | Standard | Remove expiry date per Commission Staff direction 2018ScrewInLampSavignsMethods-11Dec2017.pdf | 1 | 1 | 0 | Deemed Ex Ante Team |  | Remove expiry date per Commission Staff direction 2018ScrewInLampSavignsMethods-11Dec2017.pdf |  | Updated to indicate claim/filing status
2023 | RE-WtrHt-FuelSub-Central-HP-3p00COP-repBlr | Central heat pump water heater system >150 kBtu/h output capacity (COP = 3.00) at multi-family buildings to replace a central gas boiler >150 kBtu/h input capacity (Et = 0.84) for fuel substitution | DEER2023 | D23 E+_MFm_Central-HPWH | 2022-02-18 08:57 | RE-WtrHt-FuelSub-Central-HP-3p00COP-repBlr | Deem-DEER-FuelSub | Standard | None | 0 | 0 | None |  | 0 |  | 1 | Res | Any | SHW | Heating | WaterHtg_eq | HP_COP_Central |  | WtrHt-Com | Central gas boiler >150 kBtu/h (Et = 0.78) | Central gas boiler >150 kBtu/h (Et = 0.84) | Central heat pump water heater system (COP = 3.00) | Boiler-Et-Central-Gas-gt150kBtuh-0.78Et | Boiler-Et-Central-Gas-gt150kBtuh-0.84Et | HP-COP-Central-3.00COP | Available |  | 0 | 0 |  |  |  | WtrHt-Com |  | None | 2023-01-01 | [6 empty] | Standard |  | 1 | 1 | 0 | Deemed Ex Ante Team | 2022-02-15 19:07 | Created using EnergyPlus multi-family central SHW model | Deemed Ex Ante Team | Corrected TechID and description from instantaneous water heater to boiler
2023 | RE-WtrHt-FuelSub-Central-HP-3p00COP-repStrg | Central heat pump water heater system >150 kBtu/h output capacity (COP = 3.00) at multi-family buildings to replace a central gas storage water heater >75 kBtu/h input capacity (Et = 0.84) for fuel substitution | DEER2023 | D23 E+_MFm_Central-HPWH | 2022-02-18 08:57 | RE-WtrHt-FuelSub-Central-HP-3p00COP-repStrg | Deem-DEER-FuelSub | Standard | None | 0 | 0 | None |  | 0 |  | 1 | Res | Any | SHW | Heating | WaterHtg_eq | HP_COP_Central |  | WtrHt-Com | Central gas storage water heater >75 kBtu/h (Et = 0.78) | Central gas storage water heater >75 kBtu/h (Et = 0.84) | Central heat pump water heater system (COP = 3.00) | Stor-Et-Central-Gas-gt75kBtuh-0.78Et | Stor-Et-Central-Gas-gt75kBtuh-0.84Et | HP-COP-Central-3.00COP | Available |  | 0 | 0 |  |  |  | WtrHt-Com |  | None | 2023-01-01 | [6 empty] | Standard |  | 1 | 1 | 0 | Deemed Ex Ante Team | 2022-02-15 19:07 | Created using EnergyPlus multi-family central SHW model | Deemed Ex Ante Team | Corrected TechID and description from instantaneous water heater to storage water heater
2023 | RE-WtrHt-FuelSub-SmlStrg-HP-lte6kW-rep30G-3p30UEF-50g | Efficient water heater: 50-gallon electric heat pump water heater, (UEF=3.30) replaces 30-gallon natural gas, storage water heater, (UEF=0.60) | DEER2023 | DEER WaterHeater Calculator v5.1 | 2022-09-02 09:25 | RE-WtrHt-FuelSub-SmlStrg-HP-lte6kW-rep30G-3p30UEF-50g | Deem-DEER-FuelSub | Standard | None | 0 | 0 | None |  | 0 |  | 0 | Res | Any | SHW | Heating | WaterHtg_eq | HP_UEF |  | WtrHt-HtPmp | 30-gallon natural gas, storage water heater, (EF=0.59) | 30-gallon natural gas, storage water heater, (UEF=0.60) | 50-gallon electric heat pump water heater, (UEF=3.30) | Stor_EF-Gas-030gal-0.59EF | Stor_UEF-Gas-030gal-0.60UEF | Stor_UEF-ElecHP-050gal-3.30UEF | Available |  | 0 | 0 |  |  |  | WtrHt-HtPmp |  | None | 2023-01-01 | [6 empty] | Standard |  | 1 | 1 | 0 | Deemed Ex Ante Team | 2022-02-09 11:50 | Updated using new mains water temperatures from CZ2022 weather update | Deemed Ex Ante Team | Corrected ClaimSpec/FilingSpec flags
2023 | RE-WtrHt-FuelSub-SmlStrg-HP-lte6kW-rep30G-3p50UEF-50g | Efficient water heater: 50-gallon electric heat pump water heater, (UEF=3.50) replaces 30-gallon natural gas, storage water heater, (UEF=0.60) | DEER2023 | DEER WaterHeater Calculator v5.1 | 2022-09-02 09:25 | RE-WtrHt-FuelSub-SmlStrg-HP-lte6kW-rep30G-3p50UEF-50g | Deem-DEER-FuelSub | Standard | None | 0 | 0 | None |  | 0 |  | 0 | Res | Any | SHW | Heating | WaterHtg_eq | HP_UEF |  | WtrHt-HtPmp | 30-gallon natural gas, storage water heater, (EF=0.59) | 30-gallon natural gas, storage water heater, (UEF=0.60) | 50-gallon electric heat pump water heater, (UEF=3.50) | Stor_EF-Gas-030gal-0.59EF | Stor_UEF-Gas-030gal-0.60UEF | Stor_UEF-ElecHP-050gal-3.50UEF | Available |  | 0 | 0 |  |  |  | WtrHt-HtPmp |  | None | 2023-01-01 | [6 empty] | Standard |  | 1 | 1 | 0 | Deemed Ex Ante Team | 2022-02-09 11:50 | Updated using new mains water temperatures from CZ2022 weather update | Deemed Ex Ante Team | Corrected ClaimSpec/FilingSpec flags
2023 | RE-WtrHt-FuelSub-SmlStrg-HP-lte6kW-rep30G-3p75UEF-50g | Efficient water heater: 50-gallon electric heat pump water heater, (UEF=3.75) replaces 30-gallon natural gas, storage water heater, (UEF=0.60) | DEER2023 | DEER WaterHeater Calculator v5.1 | 2022-09-02 09:25 | RE-WtrHt-FuelSub-SmlStrg-HP-lte6kW-rep30G-3p75UEF-50g | Deem-DEER-FuelSub | Standard | None | 0 | 0 | None |  | 0 |  | 0 | Res | Any | SHW | Heating | WaterHtg_eq | HP_UEF |  | WtrHt-HtPmp | 30-gallon natural gas, storage water heater, (EF=0.59) | 30-gallon natural gas, storage water heater, (UEF=0.60) | 50-gallon electric heat pump water heater, (UEF=3.75) | Stor_EF-Gas-030gal-0.59EF | Stor_UEF-Gas-030gal-0.60UEF | Stor_UEF-ElecHP-050gal-3.75UEF | Available |  | 0 | 0 |  |  |  | WtrHt-HtPmp |  | None | 2023-01-01 | [6 empty] | Standard |  | 1 | 1 | 0 | Deemed Ex Ante Team | 2022-02-09 11:50 | Updated using new mains water temperatures from CZ2022 weather update | Deemed Ex Ante Team | Corrected ClaimSpec/FilingSpec flags
2023 | RE-WtrHt-FuelSub-SmlStrg-HP-lte6kW-rep40G-3p30UEF-50g | Efficient water heater: 50-gallon electric heat pump water heater, (UEF=3.30) replaces 40-gallon natural gas, storage water heater, (UEF=0.89) | DEER2023 | DEER WaterHeater Calculator v5.1 | 2022-09-02 09:25 | RE-WtrHt-FuelSub-SmlStrg-HP-lte6kW-rep40G-3p30UEF-50g | Deem-DEER-FuelSub | Standard | None | 0 | 0 | None |  | 0 |  | 0 | Res | Any | SHW | Heating | WaterHtg_eq | HP_UEF |  | WtrHt-HtPmp | 40-gallon natural gas, storage water heater, (EF=0.60) | 40-gallon natural gas, storage water heater, (UEF=0.89) | 50-gallon electric heat pump water heater, (UEF=3.30) | Stor_EF-Gas-040gal-0.60EF | Stor_UEF-Gas-040gal-0.64UEF | Stor_UEF-ElecHP-050gal-3.30UEF | Available |  | 0 | 0 |  |  |  | WtrHt-HtPmp |  | None | 2023-01-01 | [6 empty] | Standard |  | 1 | 1 | 0 | Deemed Ex Ante Team | 2022-02-09 11:50 | Updated using new mains water temperatures from CZ2022 weather update | Deemed Ex Ante Team | Corrected ClaimSpec/FilingSpec flags
2023 | RE-WtrHt-FuelSub-SmlStrg-HP-lte6kW-rep40G-3p50UEF-50g | Efficient water heater: 50-gallon electric heat pump water heater, (UEF=3.50) replaces 40-gallon natural gas, storage water heater, (UEF=0.89) | DEER2023 | DEER WaterHeater Calculator v5.1 | 2022-09-02 09:25 | RE-WtrHt-FuelSub-SmlStrg-HP-lte6kW-rep40G-3p50UEF-50g | Deem-DEER-FuelSub | Standard | None | 0 | 0 | None |  | 0 |  | 0 | Res | Any | SHW | Heating | WaterHtg_eq | HP_UEF |  | WtrHt-HtPmp | 40-gallon natural gas, storage water heater, (EF=0.60) | 40-gallon natural gas, storage water heater, (UEF=0.89) | 50-gallon electric heat pump water heater, (UEF=3.50) | Stor_EF-Gas-040gal-0.60EF | Stor_UEF-Gas-040gal-0.64UEF | Stor_UEF-ElecHP-050gal-3.50UEF | Available |  | 0 | 0 |  |  |  | WtrHt-HtPmp |  | None | 2023-01-01 | [6 empty] | Standard |  | 1 | 1 | 0 | Deemed Ex Ante Team | 2022-02-09 11:50 | Updated using new mains water temperatures from CZ2022 weather update | Deemed Ex Ante Team | Corrected ClaimSpec/FilingSpec flags
2023 | RE-WtrHt-FuelSub-SmlStrg-HP-lte6kW-rep40G-3p75UEF-50g | Efficient water heater: 50-gallon electric heat pump water heater, (UEF=3.75) replaces 40-gallon natural gas, storage water heater, (UEF=0.89) | DEER2023 | DEER WaterHeater Calculator v5.1 | 2022-09-02 09:25 | RE-WtrHt-FuelSub-SmlStrg-HP-lte6kW-rep40G-3p75UEF-50g | Deem-DEER-FuelSub | Standard | None | 0 | 0 | None |  | 0 |  | 0 | Res | Any | SHW | Heating | WaterHtg_eq | HP_UEF |  | WtrHt-HtPmp | 40-gallon natural gas, storage water heater, (EF=0.60) | 40-gallon natural gas, storage water heater, (UEF=0.89) | 50-gallon electric heat pump water heater, (UEF=3.75) | Stor_EF-Gas-040gal-0.60EF | Stor_UEF-Gas-040gal-0.64UEF | Stor_UEF-ElecHP-050gal-3.75UEF | Available |  | 0 | 0 |  |  |  | WtrHt-HtPmp |  | None | 2023-01-01 | [6 empty] | Standard |  | 1 | 1 | 0 | Deemed Ex Ante Team | 2022-02-09 11:50 | Updated using new mains water temperatures from CZ2022 weather update | Deemed Ex Ante Team | Corrected ClaimSpec/FilingSpec flags
2023 | RE-WtrHt-FuelSub-SmlStrg-HP-lte6kW-rep50G-3p30UEF-50g | Efficient water heater: 50-gallon electric heat pump water heater, (UEF=3.30) replaces 50-gallon natural gas, storage water heater, (UEF=0.63) | DEER2023 | DEER WaterHeater Calculator v5.1 | 2022-09-02 09:25 | RE-WtrHt-FuelSub-SmlStrg-HP-lte6kW-rep50G-3p30UEF-50g | Deem-DEER-FuelSub | Standard | None | 0 | 0 | None |  | 0 |  | 0 | Res | Any | SHW | Heating | WaterHtg_eq | HP_UEF |  | WtrHt-HtPmp | 50-gallon natural gas, storage water heater, (EF=0.59) | 50-gallon natural gas, storage water heater, (UEF=0.63) | 50-gallon electric heat pump water heater, (UEF=3.30) | Stor_EF-Gas-050gal-0.59EF | Stor_UEF-Gas-050gal-0.63UEF | Stor_UEF-ElecHP-050gal-3.30UEF | Available |  | 0 | 0 |  |  |  | WtrHt-HtPmp |  | None | 2023-01-01 | [6 empty] | Standard |  | 1 | 1 | 0 | Deemed Ex Ante Team | 2022-02-09 11:50 | Updated using new mains water temperatures from CZ2022 weather update | Deemed Ex Ante Team | Corrected ClaimSpec/FilingSpec flags
2023 | RE-WtrHt-FuelSub-SmlStrg-HP-lte6kW-rep50G-3p50UEF-50g | Efficient water heater: 50-gallon electric heat pump water heater, (UEF=3.50) replaces 50-gallon natural gas, storage water heater, (UEF=0.63) | DEER2023 | DEER WaterHeater Calculator v5.1 | 2022-09-02 09:25 | RE-WtrHt-FuelSub-SmlStrg-HP-lte6kW-rep50G-3p50UEF-50g | Deem-DEER-FuelSub | Standard | None | 0 | 0 | None |  | 0 |  | 0 | Res | Any | SHW | Heating | WaterHtg_eq | HP_UEF |  | WtrHt-HtPmp | 50-gallon natural gas, storage water heater, (EF=0.59) | 50-gallon natural gas, storage water heater, (UEF=0.63) | 50-gallon electric heat pump water heater, (UEF=3.50) | Stor_EF-Gas-050gal-0.59EF | Stor_UEF-Gas-050gal-0.63UEF | Stor_UEF-ElecHP-050gal-3.50UEF | Available |  | 0 | 0 |  |  |  | WtrHt-HtPmp |  | None | 2023-01-01 | [6 empty] | Standard |  | 1 | 1 | 0 | Deemed Ex Ante Team | 2022-02-09 11:50 | Updated using new mains water temperatures from CZ2022 weather update | Deemed Ex Ante Team | Corrected ClaimSpec/FilingSpec flags
2023 | RE-WtrHt-FuelSub-SmlStrg-HP-lte6kW-rep50G-3p75UEF-50g | Efficient water heater: 50-gallon electric heat pump water heater, (UEF=3.75) replaces 50-gallon natural gas, storage water heater, (UEF=0.63) | DEER2023 | DEER WaterHeater Calculator v5.1 | 2022-09-02 09:25 | RE-WtrHt-FuelSub-SmlStrg-HP-lte6kW-rep50G-3p75UEF-50g | Deem-DEER-FuelSub | Standard | None | 0 | 0 | None |  | 0 |  | 0 | Res | Any | SHW | Heating | WaterHtg_eq | HP_UEF |  | WtrHt-HtPmp | 50-gallon natural gas, storage water heater, (EF=0.59) | 50-gallon natural gas, storage water heater, (UEF=0.63) | 50-gallon electric heat pump water heater, (UEF=3.75) | Stor_EF-Gas-050gal-0.59EF | Stor_UEF-Gas-050gal-0.63UEF | Stor_UEF-ElecHP-050gal-3.75UEF | Available |  | 0 | 0 |  |  |  | WtrHt-HtPmp |  | None | 2023-01-01 | [6 empty] | Standard |  | 1 | 1 | 0 | Deemed Ex Ante Team | 2022-02-09 11:50 | Updated using new mains water temperatures from CZ2022 weather update | Deemed Ex Ante Team | Corrected ClaimSpec/FilingSpec flags
2023 | RE-WtrHt-FuelSub-SmlStrg-HP-lte6kW-rep60G-3p30UEF-65g | Efficient water heater: 65-gallon electric heat pump water heater, (UEF=3.30) replaces 55-gallon natural gas, high-draw, storage water heater, (UEF=0.61) | DEER2023 | DEER WaterHeater Calculator v5.1 | 2022-09-02 09:25 | RE-WtrHt-FuelSub-SmlStrg-HP-lte6kW-rep60G-3p30UEF-65g | Deem-DEER-FuelSub | Standard | None | 0 | 0 | None |  | 0 |  | 0 | Res | Any | SHW | Heating | WaterHtg_eq | HP_UEF |  | WtrHt-HtPmp | 60-gallon natural gas, storage water heater, (EF=0.57) | 55-gallon natural gas, high-draw, storage water heater, (UEF=0.61) | 65-gallon electric heat pump water heater, (UEF=3.30) | Stor_EF-Gas-060gal-0.57EF | Stor_UEF-Gas-055gal-HI-0.61UEF | Stor_UEF-ElecHP-065gal-3.30UEF | Available |  | 0 | 0 |  |  |  | WtrHt-HtPmp |  | None | 2023-01-01 | [6 empty] | Standard |  | 1 | 1 | 0 | Deemed Ex Ante Team | 2022-02-09 11:50 | Updated using new mains water temperatures from CZ2022 weather update | Deemed Ex Ante Team | Corrected ClaimSpec/FilingSpec flags
2023 | RE-WtrHt-FuelSub-SmlStrg-HP-lte6kW-rep60G-3p50UEF-65g | Efficient water heater: 65-gallon electric heat pump water heater, (UEF=3.50) replaces 55-gallon natural gas, high-draw, storage water heater, (UEF=0.61) | DEER2023 | DEER WaterHeater Calculator v5.1 | 2022-09-02 09:25 | RE-WtrHt-FuelSub-SmlStrg-HP-lte6kW-rep60G-3p50UEF-65g | Deem-DEER-FuelSub | Standard | None | 0 | 0 | None |  | 0 |  | 0 | Res | Any | SHW | Heating | WaterHtg_eq | HP_UEF |  | WtrHt-HtPmp | 60-gallon natural gas, storage water heater, (EF=0.57) | 55-gallon natural gas, high-draw, storage water heater, (UEF=0.61) | 65-gallon electric heat pump water heater, (UEF=3.50) | Stor_EF-Gas-060gal-0.57EF | Stor_UEF-Gas-055gal-HI-0.61UEF | Stor_UEF-ElecHP-065gal-3.50UEF | Available |  | 0 | 0 |  |  |  | WtrHt-HtPmp |  | None | 2023-01-01 | [6 empty] | Standard |  | 1 | 1 | 0 | Deemed Ex Ante Team | 2022-02-09 11:50 | Updated using new mains water temperatures from CZ2022 weather update | Deemed Ex Ante Team | Corrected ClaimSpec/FilingSpec flags
2023 | RE-WtrHt-FuelSub-SmlStrg-HP-lte6kW-rep60G-3p75UEF-65g | Efficient water heater: 65-gallon electric, heat pump water heater, (UEF=3.75) replaces 55-gallon natural gas, high-draw, storage water heater, (UEF=0.61) | DEER2023 | DEER WaterHeater Calculator v5.1 | 2022-09-02 09:25 | RE-WtrHt-FuelSub-SmlStrg-HP-lte6kW-rep60G-3p75UEF-65g | Deem-DEER-FuelSub | Standard | None | 0 | 0 | None |  | 0 |  | 0 | Res | Any | SHW | Heating | WaterHtg_eq | HP_UEF |  | WtrHt-HtPmp | 60-gallon natural gas, storage water heater, (EF=0.57) | 55-gallon natural gas, high-draw, storage water heater, (UEF=0.61) | 65-gallon electric, heat pump water heater, (UEF=3.75) | Stor_EF-Gas-060gal-0.57EF | Stor_UEF-Gas-055gal-HI-0.61UEF | Stor_UEF-ElecHP-065gal-3.75UEF | Available |  | 0 | 0 |  |  |  | WtrHt-HtPmp |  | None | 2023-01-01 | [6 empty] | Standard |  | 1 | 1 | 0 | Deemed Ex Ante Team | 2022-02-09 11:50 | Updated using new mains water temperatures from CZ2022 weather update | Deemed Ex Ante Team | Corrected ClaimSpec/FilingSpec flags
2023 | RE-WtrHt-FuelSub-SmlStrg-HP-lte6kW-rep75G-3p30UEF-80g | Efficient water heater: 80-gallon electric, heat pump water heater, (UEF=3.30) replaces 75-gallon high-draw, natural gas, storage water heater (UEF = 0.59) | DEER2023 | DEER WaterHeater Calculator v5.1 | 2022-09-02 09:25 | RE-WtrHt-FuelSub-SmlStrg-HP-lte6kW-rep75G-3p30UEF-80g | Deem-DEER-FuelSub | Standard | None | 0 | 0 | None |  | 0 |  | 0 | Res | Any | SHW | Heating | WaterHtg_eq | HP_UEF |  | WtrHt-HtPmp | 75-gallon natural gas, storage water heater, (EF=0.52) | 75-gallon high-draw, natural gas, storage water heater (UEF = 0.59) | 80-gallon electric, heat pump water heater, (UEF=3.30) | Stor_EF-Gas-075gal-0.52EF | Stor_UEF-Gas-075gal-HI-0.59UEF | Stor_UEF-ElecHP-080gal-3.30UEF | Available |  | 0 | 0 |  |  |  | WtrHt-HtPmp |  | None | 2023-01-01 | [6 empty] | Standard |  | 1 | 1 | 0 | Deemed Ex Ante Team | 2022-02-09 11:50 | Updated using new mains water temperatures from CZ2022 weather update | Deemed Ex Ante Team | Corrected ClaimSpec/FilingSpec flags
2023 | RE-WtrHt-FuelSub-SmlStrg-HP-lte6kW-rep75G-3p50UEF-80g | Efficient water heater: 80-gallon electric, heat pump water heater, (UEF=3.50) replaces 75-gallon high-draw, natural gas, storage water heater (UEF = 0.59) | DEER2023 | DEER WaterHeater Calculator v5.1 | 2022-09-02 09:25 | RE-WtrHt-FuelSub-SmlStrg-HP-lte6kW-rep75G-3p50UEF-80g | Deem-DEER-FuelSub | Standard | None | 0 | 0 | None |  | 0 |  | 0 | Res | Any | SHW | Heating | WaterHtg_eq | HP_UEF |  | WtrHt-HtPmp | 75-gallon natural gas, storage water heater, (EF=0.52) | 75-gallon high-draw, natural gas, storage water heater (UEF = 0.59) | 80-gallon electric, heat pump water heater, (UEF=3.50) | Stor_EF-Gas-075gal-0.52EF | Stor_UEF-Gas-075gal-HI-0.59UEF | Stor_UEF-ElecHP-080gal-3.50UEF | Available |  | 0 | 0 |  |  |  | WtrHt-HtPmp |  | None | 2023-01-01 | [6 empty] | Standard |  | 1 | 1 | 0 | Deemed Ex Ante Team | 2022-02-09 11:50 | Updated using new mains water temperatures from CZ2022 weather update | Deemed Ex Ante Team | Corrected ClaimSpec/FilingSpec flags
2023 | RE-WtrHt-FuelSub-SmlStrg-HP-lte6kW-rep75G-3p75UEF-80g | Efficient water heater: 80-gallon electric, heat pump water heater, (UEF=3.75) replaces 75-gallon high-draw, natural gas, storage water heater (UEF = 0.59) | DEER2023 | DEER WaterHeater Calculator v5.1 | 2022-09-02 09:25 | RE-WtrHt-FuelSub-SmlStrg-HP-lte6kW-rep75G-3p75UEF-80g | Deem-DEER-FuelSub | Standard | None | 0 | 0 | None |  | 0 |  | 0 | Res | Any | SHW | Heating | WaterHtg_eq | HP_UEF |  | WtrHt-HtPmp | 75-gallon natural gas, storage water heater, (EF=0.52) | 75-gallon high-draw, natural gas, storage water heater (UEF = 0.59) | 80-gallon electric, heat pump water heater, (UEF=3.75) | Stor_EF-Gas-075gal-0.52EF | Stor_UEF-Gas-075gal-HI-0.59UEF | Stor_UEF-ElecHP-080gal-3.75UEF | Available |  | 0 | 0 |  |  |  | WtrHt-HtPmp |  | None | 2023-01-01 | [6 empty] | Standard |  | 1 | 1 | 0 | Deemed Ex Ante Team | 2022-02-09 11:50 | Updated using new mains water temperatures from CZ2022 weather update | Deemed Ex Ante Team | Corrected ClaimSpec/FilingSpec flags
2023 | RE-WtrHt-SmlStrg-HP-lte6kW-rep30G-3p30UEF-50g | Efficient water heater: 50-gallon electric heat pump water heater, (UEF=3.30) replaces 30-gallon medium-draw, electric storage water heater (UEF = 0.92) | DEER2023 | DEER WaterHeater Calculator v5.1 | 2022-09-02 09:25 | RE-WtrHt-SmlStrg-HP-lte6kW-rep30G-3p30UEF-50g | Deem-DEER | Standard | None | 0 | 0 | None |  | 0 |  | 0 | Res | Any | SHW | Heating | WaterHtg_eq | HP_UEF |  | WtrHt-HtPmp | 30-gallon electric storage water heater, (EF=0.91) | 30-gallon medium-draw, electric storage water heater (UEF = 0.92) | 50-gallon electric heat pump water heater, (UEF=3.30) | Stor_EF-Elec-030gal-0.91EF | Stor_UEF-Elec-030gal-MD-0.92UEF | Stor_UEF-ElecHP-050gal-3.30UEF | Available |  | 0 | 0 |  |  |  | WtrHt-HtPmp |  | None | 2023-01-01 | [6 empty] | Standard |  | 1 | 1 | 0 | Deemed Ex Ante Team | 2022-02-09 11:50 | Updated using new mains water temperatures from CZ2022 weather update | Deemed Ex Ante Team | Corrected ClaimSpec/FilingSpec flags
2023 | RE-WtrHt-SmlStrg-HP-lte6kW-rep30G-3p50UEF-50g | Efficient water heater: 50-gallon electric heat pump water heater, (UEF=3.50) replaces 30-gallon medium-draw, electric storage water heater (UEF = 0.92) | DEER2023 | DEER WaterHeater Calculator v5.1 | 2022-09-02 09:25 | RE-WtrHt-SmlStrg-HP-lte6kW-rep30G-3p50UEF-50g | Deem-DEER | Standard | None | 0 | 0 | None |  | 0 |  | 0 | Res | Any | SHW | Heating | WaterHtg_eq | HP_UEF |  | WtrHt-HtPmp | 30-gallon electric storage water heater, (EF=0.91) | 30-gallon medium-draw, electric storage water heater (UEF = 0.92) | 50-gallon electric heat pump water heater, (UEF=3.50) | Stor_EF-Elec-030gal-0.91EF | Stor_UEF-Elec-030gal-MD-0.92UEF | Stor_UEF-ElecHP-050gal-3.50UEF | Available |  | 0 | 0 |  |  |  | WtrHt-HtPmp |  | None | 2023-01-01 | [6 empty] | Standard |  | 1 | 1 | 0 | Deemed Ex Ante Team | 2022-02-09 11:50 | Updated using new mains water temperatures from CZ2022 weather update | Deemed Ex Ante Team | Corrected ClaimSpec/FilingSpec flags
2023 | RE-WtrHt-SmlStrg-HP-lte6kW-rep30G-3p75UEF-50g | Efficient water heater: 50-gallon electric heat pump water heater, (UEF=3.75) replaces 30-gallon medium-draw, electric storage water heater (UEF = 0.92) | DEER2023 | DEER WaterHeater Calculator v5.1 | 2022-09-02 09:25 | RE-WtrHt-SmlStrg-HP-lte6kW-rep30G-3p75UEF-50g | Deem-DEER | Standard | None | 0 | 0 | None |  | 0 |  | 0 | Res | Any | SHW | Heating | WaterHtg_eq | HP_UEF |  | WtrHt-HtPmp | 30-gallon electric storage water heater, (EF=0.91) | 30-gallon medium-draw, electric storage water heater (UEF = 0.92) | 50-gallon electric heat pump water heater, (UEF=3.75) | Stor_EF-Elec-030gal-0.91EF | Stor_UEF-Elec-030gal-MD-0.92UEF | Stor_UEF-ElecHP-050gal-3.75UEF | Available |  | 0 | 0 |  |  |  | WtrHt-HtPmp |  | None | 2023-01-01 | [6 empty] | Standard |  | 1 | 1 | 0 | Deemed Ex Ante Team | 2022-02-09 11:50 | Updated using new mains water temperatures from CZ2022 weather update | Deemed Ex Ante Team | Corrected ClaimSpec/FilingSpec flags
2023 | RE-WtrHt-SmlStrg-HP-lte6kW-rep40G-3p30UEF-50g | Efficient water heater: 50-gallon electric heat pump water heater, (UEF=3.30) replaces 40-gallon medium-draw, electric storage water heater (UEF = 0.92) | DEER2023 | DEER WaterHeater Calculator v5.1 | 2022-09-02 09:25 | RE-WtrHt-SmlStrg-HP-lte6kW-rep40G-3p30UEF-50g | Deem-DEER | Standard | None | 0 | 0 | None |  | 0 |  | 0 | Res | Any | SHW | Heating | WaterHtg_eq | HP_UEF |  | WtrHt-HtPmp | 40-gallon electric storage water heater, (EF=0.92) | 40-gallon medium-draw, electric storage water heater (UEF = 0.92) | 50-gallon electric heat pump water heater, (UEF=3.30) | Stor_EF-Elec-040gal-0.92EF | Stor_UEF-Elec-040gal-MD-0.92UEF | Stor_UEF-ElecHP-050gal-3.30UEF | Available |  | 0 | 0 |  |  |  | WtrHt-HtPmp |  | None | 2023-01-01 | [6 empty] | Standard |  | 1 | 1 | 0 | Deemed Ex Ante Team | 2022-02-09 11:50 | Updated using new mains water temperatures from CZ2022 weather update | Deemed Ex Ante Team | Corrected ClaimSpec/FilingSpec flags
2023 | RE-WtrHt-SmlStrg-HP-lte6kW-rep40G-3p50UEF-50g | Efficient water heater: 50-gallon electric heat pump water heater, (UEF=3.50) replaces 40-gallon medium-draw, electric storage water heater (UEF = 0.92) | DEER2023 | DEER WaterHeater Calculator v5.1 | 2022-09-02 09:25 | RE-WtrHt-SmlStrg-HP-lte6kW-rep40G-3p50UEF-50g | Deem-DEER | Standard | None | 0 | 0 | None |  | 0 |  | 0 | Res | Any | SHW | Heating | WaterHtg_eq | HP_UEF |  | WtrHt-HtPmp | 40-gallon electric storage water heater, (EF=0.92) | 40-gallon medium-draw, electric storage water heater (UEF = 0.92) | 50-gallon electric heat pump water heater, (UEF=3.50) | Stor_EF-Elec-040gal-0.92EF | Stor_UEF-Elec-040gal-MD-0.92UEF | Stor_UEF-ElecHP-050gal-3.50UEF | Available |  | 0 | 0 |  |  |  | WtrHt-HtPmp |  | None | 2023-01-01 | [6 empty] | Standard |  | 1 | 1 | 0 | Deemed Ex Ante Team | 2022-02-09 11:50 | Updated using new mains water temperatures from CZ2022 weather update | Deemed Ex Ante Team | Corrected ClaimSpec/FilingSpec flags
2023 | RE-WtrHt-SmlStrg-HP-lte6kW-rep40G-3p75UEF-50g | Efficient water heater: 50-gallon electric heat pump water heater, (UEF=3.75) replaces 40-gallon medium-draw, electric storage water heater (UEF = 0.92) | DEER2023 | DEER WaterHeater Calculator v5.1 | 2022-09-02 09:25 | RE-WtrHt-SmlStrg-HP-lte6kW-rep40G-3p75UEF-50g | Deem-DEER | Standard | None | 0 | 0 | None |  | 0 |  | 0 | Res | Any | SHW | Heating | WaterHtg_eq | HP_UEF |  | WtrHt-HtPmp | 40-gallon electric storage water heater, (EF=0.92) | 40-gallon medium-draw, electric storage water heater (UEF = 0.92) | 50-gallon electric heat pump water heater, (UEF=3.75) | Stor_EF-Elec-040gal-0.92EF | Stor_UEF-Elec-040gal-MD-0.92UEF | Stor_UEF-ElecHP-050gal-3.75UEF | Available |  | 0 | 0 |  |  |  | WtrHt-HtPmp |  | None | 2023-01-01 | [6 empty] | Standard |  | 1 | 1 | 0 | Deemed Ex Ante Team | 2022-02-09 11:50 | Updated using new mains water temperatures from CZ2022 weather update | Deemed Ex Ante Team | Corrected ClaimSpec/FilingSpec flags
2023 | RE-WtrHt-SmlStrg-HP-lte6kW-rep50G-3p30UEF-50g | Efficient water heater: 50-gallon electric heat pump water heater, (UEF=3.30) replaces 50-gallon medium-draw, electric storage water heater (UEF = 0.92) | DEER2023 | DEER WaterHeater Calculator v5.1 | 2022-09-02 09:25 | RE-WtrHt-SmlStrg-HP-lte6kW-rep50G-3p30UEF-50g | Deem-DEER | Standard | None | 0 | 0 | None |  | 0 |  | 0 | Res | Any | SHW | Heating | WaterHtg_eq | HP_UEF |  | WtrHt-HtPmp | 50-gallon electric storage water heater, (EF=0.92) | 50-gallon medium-draw, electric storage water heater (UEF = 0.92) | 50-gallon electric heat pump water heater, (UEF=3.30) | Stor_EF-Elec-050gal-0.92EF | Stor_UEF-Elec-050gal-MD-0.92UEF | Stor_UEF-ElecHP-050gal-3.30UEF | Available |  | 0 | 0 |  |  |  | WtrHt-HtPmp |  | None | 2023-01-01 | [6 empty] | Standard |  | 1 | 1 | 0 | Deemed Ex Ante Team | 2022-02-09 11:50 | Updated using new mains water temperatures from CZ2022 weather update | Deemed Ex Ante Team | Corrected ClaimSpec/FilingSpec flags
2023 | RE-WtrHt-SmlStrg-HP-lte6kW-rep50G-3p50UEF-50g | Efficient water heater: 50-gallon electric heat pump water heater, (UEF=3.50) replaces 50-gallon medium-draw, electric storage water heater (UEF = 0.92) | DEER2023 | DEER WaterHeater Calculator v5.1 | 2022-09-02 09:25 | RE-WtrHt-SmlStrg-HP-lte6kW-rep50G-3p50UEF-50g | Deem-DEER | Standard | None | 0 | 0 | None |  | 0 |  | 0 | Res | Any | SHW | Heating | WaterHtg_eq | HP_UEF |  | WtrHt-HtPmp | 50-gallon electric storage water heater, (EF=0.92) | 50-gallon medium-draw, electric storage water heater (UEF = 0.92) | 50-gallon electric heat pump water heater, (UEF=3.50) | Stor_EF-Elec-050gal-0.92EF | Stor_UEF-Elec-050gal-MD-0.92UEF | Stor_UEF-ElecHP-050gal-3.50UEF | Available |  | 0 | 0 |  |  |  | WtrHt-HtPmp |  | None | 2023-01-01 | [6 empty] | Standard |  | 1 | 1 | 0 | Deemed Ex Ante Team | 2022-02-09 11:50 | Updated using new mains water temperatures from CZ2022 weather update | Deemed Ex Ante Team | Corrected ClaimSpec/FilingSpec flags
2023 | RE-WtrHt-SmlStrg-HP-lte6kW-rep50G-3p75UEF-50g | Efficient water heater: 50-gallon electric heat pump water heater, (UEF=3.75) replaces 50-gallon medium-draw, electric storage water heater (UEF = 0.92) | DEER2023 | DEER WaterHeater Calculator v5.1 | 2022-09-02 09:25 | RE-WtrHt-SmlStrg-HP-lte6kW-rep50G-3p75UEF-50g | Deem-DEER | Standard | None | 0 | 0 | None |  | 0 |  | 0 | Res | Any | SHW | Heating | WaterHtg_eq | HP_UEF |  | WtrHt-HtPmp | 50-gallon electric storage water heater, (EF=0.92) | 50-gallon medium-draw, electric storage water heater (UEF = 0.92) | 50-gallon electric heat pump water heater, (UEF=3.75) | Stor_EF-Elec-050gal-0.92EF | Stor_UEF-Elec-050gal-MD-0.92UEF | Stor_UEF-ElecHP-050gal-3.75UEF | Available |  | 0 | 0 |  |  |  | WtrHt-HtPmp |  | None | 2023-01-01 | [6 empty] | Standard |  | 1 | 1 | 0 | Deemed Ex Ante Team | 2022-02-09 11:50 | Updated using new mains water temperatures from CZ2022 weather update | Deemed Ex Ante Team | Corrected ClaimSpec/FilingSpec flags
2023 | RE-WtrHt-SmlStrg-HP-lte6kW-rep60G-3p30UEF-65g | Efficient water heater: 65-gallon electric heat pump water heater, (UEF=3.30) replaces 65-gallon electric heat pump water heater (UEF = 2.91) | DEER2023 | DEER WaterHeater Calculator v5.1 | 2022-09-02 09:25 | RE-WtrHt-SmlStrg-HP-lte6kW-rep60G-3p30UEF-65g | Deem-DEER | Standard | None | 0 | 0 | None |  | 0 |  | 0 | Res | Any | SHW | Heating | WaterHtg_eq | HP_UEF |  | WtrHt-HtPmp | 60-gallon electric storage water heater, (EF=0.89) | 65-gallon electric heat pump water heater (UEF = 2.91) | 65-gallon electric heat pump water heater, (UEF=3.30) | Stor_EF-Elec-060gal-0.89EF | Stor_UEF-ElecHP-065gal-2.91UEF | Stor_UEF-ElecHP-065gal-3.30UEF | Available |  | 0 | 0 |  |  |  | WtrHt-HtPmp |  | None | 2023-01-01 | [6 empty] | Standard |  | 1 | 1 | 0 | Deemed Ex Ante Team | 2022-02-09 11:50 | Updated using new mains water temperatures from CZ2022 weather update | Deemed Ex Ante Team | Corrected ClaimSpec/FilingSpec flags
2023 | RE-WtrHt-SmlStrg-HP-lte6kW-rep60G-3p50UEF-65g | Efficient water heater: 65-gallon electric heat pump water heater, (UEF=3.50) replaces 65-gallon electric heat pump water heater (UEF = 2.91) | DEER2023 | DEER WaterHeater Calculator v5.1 | 2022-09-02 09:25 | RE-WtrHt-SmlStrg-HP-lte6kW-rep60G-3p50UEF-65g | Deem-DEER | Standard | None | 0 | 0 | None |  | 0 |  | 0 | Res | Any | SHW | Heating | WaterHtg_eq | HP_UEF |  | WtrHt-HtPmp | 60-gallon electric storage water heater, (EF=0.89) | 65-gallon electric heat pump water heater (UEF = 2.91) | 65-gallon electric heat pump water heater, (UEF=3.50) | Stor_EF-Elec-060gal-0.89EF | Stor_UEF-ElecHP-065gal-2.91UEF | Stor_UEF-ElecHP-065gal-3.50UEF | Available |  | 0 | 0 |  |  |  | WtrHt-HtPmp |  | None | 2023-01-01 | [6 empty] | Standard |  | 1 | 1 | 0 | Deemed Ex Ante Team | 2022-02-09 11:50 | Updated using new mains water temperatures from CZ2022 weather update | Deemed Ex Ante Team | Corrected ClaimSpec/FilingSpec flags
2023 | RE-WtrHt-SmlStrg-HP-lte6kW-rep60G-3p75UEF-65g | Efficient water heater: 65-gallon electric, heat pump water heater, (UEF=3.75) replaces 65-gallon electric heat pump water heater (UEF = 2.91) | DEER2023 | DEER WaterHeater Calculator v5.1 | 2022-09-02 09:25 | RE-WtrHt-SmlStrg-HP-lte6kW-rep60G-3p75UEF-65g | Deem-DEER | Standard | None | 0 | 0 | None |  | 0 |  | 0 | Res | Any | SHW | Heating | WaterHtg_eq | HP_UEF |  | WtrHt-HtPmp | 60-gallon electric storage water heater, (EF=0.89) | 65-gallon electric heat pump water heater (UEF = 2.91) | 65-gallon electric, heat pump water heater, (UEF=3.75) | Stor_EF-Elec-060gal-0.89EF | Stor_UEF-ElecHP-065gal-2.91UEF | Stor_UEF-ElecHP-065gal-3.75UEF | Available |  | 0 | 0 |  |  |  | WtrHt-HtPmp |  | None | 2023-01-01 | [6 empty] | Standard |  | 1 | 1 | 0 | Deemed Ex Ante Team | 2022-02-09 11:50 | Updated using new mains water temperatures from CZ2022 weather update | Deemed Ex Ante Team | Corrected ClaimSpec/FilingSpec flags
2023 | RE-WtrHt-SmlStrg-HP-lte6kW-rep75G-3p30UEF-80g | Efficient water heater: 80-gallon electric, heat pump water heater, (UEF=3.30) replaces 80-gallon electric heat pump water heater (UEF = 3.00) | DEER2023 | DEER WaterHeater Calculator v5.1 | 2022-09-02 09:25 | RE-WtrHt-SmlStrg-HP-lte6kW-rep75G-3p30UEF-80g | Deem-DEER | Standard | None | 0 | 0 | None |  | 0 |  | 0 | Res | Any | SHW | Heating | WaterHtg_eq | HP_UEF |  | WtrHt-HtPmp | 75-gallon electric storage water heater, (EF=0.87) | 80-gallon electric heat pump water heater (UEF = 3.00) | 80-gallon electric, heat pump water heater, (UEF=3.30) | Stor_EF-Elec-075gal-0.87EF | Stor_UEF-ElecHP-080gal-3.00UEF | Stor_UEF-ElecHP-080gal-3.30UEF | Available |  | 0 | 0 |  |  |  | WtrHt-HtPmp |  | None | 2023-01-01 | [6 empty] | Standard |  | 1 | 1 | 0 | Deemed Ex Ante Team | 2022-02-09 11:50 | Updated using new mains water temperatures from CZ2022 weather update | Deemed Ex Ante Team | Corrected ClaimSpec/FilingSpec flags
2023 | RE-WtrHt-SmlStrg-HP-lte6kW-rep75G-3p50UEF-80g | Efficient water heater: 80-gallon electric, heat pump water heater, (UEF=3.50) replaces 80-gallon electric heat pump water heater (UEF = 3.00) | DEER2023 | DEER WaterHeater Calculator v5.1 | 2022-09-02 09:25 | RE-WtrHt-SmlStrg-HP-lte6kW-rep75G-3p50UEF-80g | Deem-DEER | Standard | None | 0 | 0 | None |  | 0 |  | 0 | Res | Any | SHW | Heating | WaterHtg_eq | HP_UEF |  | WtrHt-HtPmp | 75-gallon electric storage water heater, (EF=0.87) | 80-gallon electric heat pump water heater (UEF = 3.00) | 80-gallon electric, heat pump water heater, (UEF=3.50) | Stor_EF-Elec-075gal-0.87EF | Stor_UEF-ElecHP-080gal-3.00UEF | Stor_UEF-ElecHP-080gal-3.50UEF | Available |  | 0 | 0 |  |  |  | WtrHt-HtPmp |  | None | 2023-01-01 | [6 empty] | Standard |  | 1 | 1 | 0 | Deemed Ex Ante Team | 2022-02-09 11:50 | Updated using new mains water temperatures from CZ2022 weather update | Deemed Ex Ante Team | Corrected ClaimSpec/FilingSpec flags
2023 | RE-WtrHt-SmlStrg-HP-lte6kW-rep75G-3p75UEF-80g | Efficient water heater: 80-gallon electric, heat pump water heater, (UEF=3.75) replaces 80-gallon electric heat pump water heater (UEF = 3.00) | DEER2023 | DEER WaterHeater Calculator v5.1 | 2022-09-02 09:25 | RE-WtrHt-SmlStrg-HP-lte6kW-rep75G-3p75UEF-80g | Deem-DEER | Standard | None | 0 | 0 | None |  | 0 |  | 0 | Res | Any | SHW | Heating | WaterHtg_eq | HP_UEF |  | WtrHt-HtPmp | 75-gallon electric storage water heater, (EF=0.87) | 80-gallon electric heat pump water heater (UEF = 3.00) | 80-gallon electric, heat pump water heater, (UEF=3.75) | Stor_EF-Elec-075gal-0.87EF | Stor_UEF-ElecHP-080gal-3.00UEF | Stor_UEF-ElecHP-080gal-3.75UEF | Available |  | 0 | 0 |  |  |  | WtrHt-HtPmp |  | None | 2023-01-01 | [6 empty] | Standard |  | 1 | 1 | 0 | Deemed Ex Ante Team | 2022-02-09 11:50 | Updated using new mains water temperatures from CZ2022 weather update | Deemed Ex Ante Team | Corrected ClaimSpec/FilingSpec flags
2023 | RG-WtrHt-SmlInst-Gas-lt200kBtuh-lt2G-HI-0p87UEF | Efficient water heater: Mmall high-draw, natural gas, instantaneous water heater (UEF = 0.87) replaces High-draw, natural gas, instantaneous water heater (UEF = 0.81) | DEER2023 | DEER WaterHeater Calculator v5.1 | 2022-09-02 09:25 | RG-WtrHt-SmlInst-Gas-lt200kBtuh-lt2G-HI-0p87UEF | Deem-DEER | Standard | None | 0 | 0 | None |  | 0 |  | 0 | Res | Any | SHW | Heating | WaterHtg_eq | Instant_UEF |  | WtrHt-Instant-Res | 40-gallon natural gas, storage water heater, (EF=0.60) | High-draw, natural gas, instantaneous water heater (UEF = 0.81) | Mmall high-draw, natural gas, instantaneous water heater (UEF = 0.87) | Stor_EF-Gas-040gal-0.60EF | Inst_UEF-Gas-lt200kBtuh-HI-0.81UEF | Inst_UEF-Gas-lt200kBtuh-HI-0.87UEF | Available |  | 0 | 0 |  |  |  | WtrHt-Instant-Res |  | None | 2023-01-01 | [6 empty] | Standard |  | 1 | 1 | 0 | Deemed Ex Ante Team | 2022-02-09 11:50 | Updated using new mains water temperatures from CZ2022 weather update | Deemed Ex Ante Team | Corrected ClaimSpec/FilingSpec flags
2023 | RG-WtrHt-SmlInst-Gas-lt200kBtuh-lt2G-HI-0p92UEF | Efficient water heater: Small natural gas, instantaneous high-draw water heater, <200 kBtu/h, (UEF=0.92) replaces High-draw, natural gas, instantaneous water heater (UEF = 0.81) | DEER2023 | DEER WaterHeater Calculator v5.1 | 2022-09-02 09:25 | RG-WtrHt-SmlInst-Gas-lt200kBtuh-lt2G-HI-0p92UEF | Deem-DEER | Standard | None | 0 | 0 | None |  | 0 |  | 0 | Res | Any | SHW | Heating | WaterHtg_eq | Instant_UEF |  | WtrHt-Instant-Res | 40-gallon natural gas, storage water heater, (EF=0.60) | High-draw, natural gas, instantaneous water heater (UEF = 0.81) | Small natural gas, instantaneous high-draw water heater, <200 kBtu/h, (UEF=0.92) | Stor_EF-Gas-040gal-0.60EF | Inst_UEF-Gas-lt200kBtuh-HI-0.81UEF | Inst_UEF-Gas-lt200kBtuh-HI-0.92UEF | Available |  | 0 | 0 |  |  |  | WtrHt-Instant-Res |  | None | 2023-01-01 | [6 empty] | Standard |  | 1 | 1 | 0 | Deemed Ex Ante Team | 2022-02-09 11:50 | Updated using new mains water temperatures from CZ2022 weather update | Deemed Ex Ante Team | Corrected ClaimSpec/FilingSpec flags
2023 | RG-WtrHt-SmlInst-Gas-lt200kBtuh-lt2G-HI-0p96UEF | Efficient water heater: Small natural gas, instantaneous high-draw water heater, <200 kBtu/h, (UEF=0.96) replaces High-draw, natural gas, instantaneous water heater (UEF = 0.81) | DEER2023 | DEER WaterHeater Calculator v5.1 | 2022-09-02 09:25 | RG-WtrHt-SmlInst-Gas-lt200kBtuh-lt2G-HI-0p96UEF | Deem-DEER | Standard | None | 0 | 0 | None |  | 0 |  | 0 | Res | Any | SHW | Heating | WaterHtg_eq | Instant_UEF |  | WtrHt-Instant-Res | 40-gallon natural gas, storage water heater, (EF=0.60) | High-draw, natural gas, instantaneous water heater (UEF = 0.81) | Small natural gas, instantaneous high-draw water heater, <200 kBtu/h, (UEF=0.96) | Stor_EF-Gas-040gal-0.60EF | Inst_UEF-Gas-lt200kBtuh-HI-0.81UEF | Inst_UEF-Gas-lt200kBtuh-HI-0.96UEF | Available |  | 0 | 0 |  |  |  | WtrHt-Instant-Res |  | None | 2023-01-01 | [6 empty] | Standard |  | 1 | 1 | 0 | Deemed Ex Ante Team | 2022-02-09 11:50 | Updated using new mains water temperatures from CZ2022 weather update | Deemed Ex Ante Team | Corrected ClaimSpec/FilingSpec flags
2023 | RG-WtrHt-SmlInst-Gas-lt200kBtuh-lt2G-rep40G-HI-0p81UEF | Efficient water heater: High-draw, natural gas, instantaneous water heater (UEF = 0.81) replaces 40-gallon high-draw, natural gas, storage water heater (UEF= 0.64) | DEER2023 | DEER WaterHeater Calculator v5.1 | 2022-09-02 09:25 | RG-WtrHt-SmlInst-Gas-lt200kBtuh-lt2G-rep40G-HI-0p81UEF | Deem-DEER | Standard | None | 0 | 0 | None |  | 0 |  | 0 | Res | Any | SHW | Heating | WaterHtg_eq | Instant_UEF |  | WtrHt-Instant-Res | 40-gallon natural gas, storage water heater, (EF=0.60) | 40-gallon high-draw, natural gas, storage water heater (UEF= 0.64) | High-draw, natural gas, instantaneous water heater (UEF = 0.81) | Stor_EF-Gas-040gal-0.60EF | Stor_UEF-Gas-040gal-HI-0.64UEF | Inst_UEF-Gas-lt200kBtuh-HI-0.81UEF | Available |  | 0 | 0 |  |  |  | WtrHt-Instant-Res |  | None | 2023-01-01 | [6 empty] | Standard |  | 1 | 1 | 0 | Deemed Ex Ante Team | 2022-02-09 11:50 | Updated using new mains water temperatures from CZ2022 weather update | Deemed Ex Ante Team | Corrected ClaimSpec/FilingSpec flags
2023 | RG-WtrHt-SmlInst-Gas-lt200kBtuh-lt2G-rep40G-HI-0p87UEF | Efficient water heater: Mmall high-draw, natural gas, instantaneous water heater (UEF = 0.87) replaces 40-gallon high-draw, natural gas, storage water heater (UEF= 0.64) | DEER2023 | DEER WaterHeater Calculator v5.1 | 2022-09-02 09:25 | RG-WtrHt-SmlInst-Gas-lt200kBtuh-lt2G-rep40G-HI-0p87UEF | Deem-DEER | Standard | None | 0 | 0 | None |  | 0 |  | 0 | Res | Any | SHW | Heating | WaterHtg_eq | Instant_UEF |  | WtrHt-Instant-Res | 40-gallon natural gas, storage water heater, (EF=0.60) | 40-gallon high-draw, natural gas, storage water heater (UEF= 0.64) | Mmall high-draw, natural gas, instantaneous water heater (UEF = 0.87) | Stor_EF-Gas-040gal-0.60EF | Stor_UEF-Gas-040gal-HI-0.64UEF | Inst_UEF-Gas-lt200kBtuh-HI-0.87UEF | Available |  | 0 | 0 |  |  |  | WtrHt-Instant-Res |  | None | 2023-01-01 | [6 empty] | Standard |  | 1 | 1 | 0 | Deemed Ex Ante Team | 2022-02-09 11:50 | Updated using new mains water temperatures from CZ2022 weather update | Deemed Ex Ante Team | Corrected ClaimSpec/FilingSpec flags
2023 | RG-WtrHt-SmlInst-Gas-lt200kBtuh-lt2G-rep40G-HI-0p92UEF | Efficient water heater: Small natural gas, instantaneous high-draw water heater, <200 kBtu/h, (UEF=0.92) replaces 40-gallon high-draw, natural gas, storage water heater (UEF= 0.64) | DEER2023 | DEER WaterHeater Calculator v5.1 | 2022-09-02 09:25 | RG-WtrHt-SmlInst-Gas-lt200kBtuh-lt2G-rep40G-HI-0p92UEF | Deem-DEER | Standard | None | 0 | 0 | None |  | 0 |  | 0 | Res | Any | SHW | Heating | WaterHtg_eq | Instant_UEF |  | WtrHt-Instant-Res | 40-gallon natural gas, storage water heater, (EF=0.60) | 40-gallon high-draw, natural gas, storage water heater (UEF= 0.64) | Small natural gas, instantaneous high-draw water heater, <200 kBtu/h, (UEF=0.92) | Stor_EF-Gas-040gal-0.60EF | Stor_UEF-Gas-040gal-HI-0.64UEF | Inst_UEF-Gas-lt200kBtuh-HI-0.92UEF | Available |  | 0 | 0 |  |  |  | WtrHt-Instant-Res |  | None | 2023-01-01 | [6 empty] | Standard |  | 1 | 1 | 0 | Deemed Ex Ante Team | 2022-02-09 11:50 | Updated using new mains water temperatures from CZ2022 weather update | Deemed Ex Ante Team | Corrected ClaimSpec/FilingSpec flags
2023 | RG-WtrHt-SmlInst-Gas-lt200kBtuh-lt2G-rep40G-HI-0p96UEF | Efficient water heater: Small natural gas, instantaneous high-draw water heater, <200 kBtu/h, (UEF=0.96) replaces 40-gallon high-draw, natural gas, storage water heater (UEF= 0.64) | DEER2023 | DEER WaterHeater Calculator v5.1 | 2022-09-02 09:25 | RG-WtrHt-SmlInst-Gas-lt200kBtuh-lt2G-rep40G-HI-0p96UEF | Deem-DEER | Standard | None | 0 | 0 | None |  | 0 |  | 0 | Res | Any | SHW | Heating | WaterHtg_eq | Instant_UEF |  | WtrHt-Instant-Res | 40-gallon natural gas, storage water heater, (EF=0.60) | 40-gallon high-draw, natural gas, storage water heater (UEF= 0.64) | Small natural gas, instantaneous high-draw water heater, <200 kBtu/h, (UEF=0.96) | Stor_EF-Gas-040gal-0.60EF | Stor_UEF-Gas-040gal-HI-0.64UEF | Inst_UEF-Gas-lt200kBtuh-HI-0.96UEF | Available |  | 0 | 0 |  |  |  | WtrHt-Instant-Res |  | None | 2023-01-01 | [6 empty] | Standard |  | 1 | 1 | 0 | Deemed Ex Ante Team | 2022-02-09 11:50 | Updated using new mains water temperatures from CZ2022 weather update | Deemed Ex Ante Team | Corrected ClaimSpec/FilingSpec flags
2023 | RG-WtrHt-SmlInst-Gas-lt200kBtuh-lt2G-rep40G-MD-0p81UEF | Efficient water heater: Medium-draw, natural gas, instantaneous water heater (UEF = 0.81) replaces 40-gallon medium-draw, natural gas, storage water heater (UEF= 0.58) | DEER2023 | DEER WaterHeater Calculator v5.1 | 2022-09-02 09:25 | RG-WtrHt-SmlInst-Gas-lt200kBtuh-lt2G-rep40G-MD-0p81UEF | Deem-DEER | Standard | None | 0 | 0 | None |  | 0 |  | 0 | Res | Any | SHW | Heating | WaterHtg_eq | Instant_UEF |  | WtrHt-Instant-Res | 40-gallon natural gas, storage water heater, (EF=0.60) | 40-gallon medium-draw, natural gas, storage water heater (UEF= 0.58) | Medium-draw, natural gas, instantaneous water heater (UEF = 0.81) | Stor_EF-Gas-040gal-0.60EF | Stor_UEF-Gas-040gal-MD-0.58UEF | Inst_UEF-Gas-lt200kBtuh-MD-0.81UEF | Available |  | 0 | 0 |  |  |  | WtrHt-Instant-Res |  | None | 2023-01-01 | [6 empty] | Standard |  | 1 | 1 | 0 | Deemed Ex Ante Team | 2022-02-09 11:50 | Updated using new mains water temperatures from CZ2022 weather update | Deemed Ex Ante Team | Corrected ClaimSpec/FilingSpec flags
2023 | RG-WtrHt-SmlInst-Gas-lt200kBtuh-lt2G-rep40G-MD-0p87UEF | Efficient water heater: Small medium-draw, natural gas, instantaneous water heater (UEF = 0.87) replaces 40-gallon medium-draw, natural gas, storage water heater (UEF= 0.58) | DEER2023 | DEER WaterHeater Calculator v5.1 | 2022-09-02 09:25 | RG-WtrHt-SmlInst-Gas-lt200kBtuh-lt2G-rep40G-MD-0p87UEF | Deem-DEER | Standard | None | 0 | 0 | None |  | 0 |  | 0 | Res | Any | SHW | Heating | WaterHtg_eq | Instant_UEF |  | WtrHt-Instant-Res | 40-gallon natural gas, storage water heater, (EF=0.60) | 40-gallon medium-draw, natural gas, storage water heater (UEF= 0.58) | Small medium-draw, natural gas, instantaneous water heater (UEF = 0.87) | Stor_EF-Gas-040gal-0.60EF | Stor_UEF-Gas-040gal-MD-0.58UEF | Inst_UEF-Gas-lt200kBtuh-MD-0.87UEF | Available |  | 0 | 0 |  |  |  | WtrHt-Instant-Res |  | None | 2023-01-01 | [6 empty] | Standard |  | 1 | 1 | 0 | Deemed Ex Ante Team | 2022-02-09 11:50 | Updated using new mains water temperatures from CZ2022 weather update | Deemed Ex Ante Team | Corrected ClaimSpec/FilingSpec flags
2023 | RG-WtrHt-SmlStrg-Gas-lte75kBtuh-30G-HI-0p68UEF | Efficient water heater: 30-gallon high-draw, natural gas, storage water heater (UEF = 0.68) replaces 30-gallon high-draw, natural gas, storage water heater (UEF= 0.65) | DEER2023 | DEER WaterHeater Calculator v5.1 | 2022-09-02 09:25 | RG-WtrHt-SmlStrg-Gas-lte75kBtuh-30G-HI-0p68UEF | Deem-DEER | Standard | None | 0 | 0 | None |  | 0 |  | 0 | Res | Any | SHW | Heating | WaterHtg_eq | Stor_UEF |  | WtrHt-Res-Gas | 30-gallon natural gas, storage water heater, (EF=0.59) | 30-gallon high-draw, natural gas, storage water heater (UEF= 0.65) | 30-gallon high-draw, natural gas, storage water heater (UEF = 0.68) | Stor_EF-Gas-030gal-0.59EF | Stor_UEF-Gas-030gal-HI-0.65UEF | Stor_UEF-Gas-030gal-HI-0.68UEF | Available |  | 0 | 0 |  |  |  | WtrHt-Res-Gas |  | None | 2023-01-01 | [6 empty] | Standard |  | 1 | 1 | 0 | Deemed Ex Ante Team | 2022-02-09 11:50 | Updated using new mains water temperatures from CZ2022 weather update | Deemed Ex Ante Team | Corrected ClaimSpec/FilingSpec flags
2023 | RG-WtrHt-SmlStrg-Gas-lte75kBtuh-30G-HI-0p78UEF | Efficient water heater: 30-gallon natural gas, high-draw, storage water heater, (UEF=0.78) replaces 30-gallon high-draw, natural gas, storage water heater (UEF= 0.65) | DEER2023 | DEER WaterHeater Calculator v5.1 | 2022-09-02 09:25 | RG-WtrHt-SmlStrg-Gas-lte75kBtuh-30G-HI-0p78UEF | Deem-DEER | Standard | None | 0 | 0 | None |  | 0 |  | 0 | Res | Any | SHW | Heating | WaterHtg_eq | Stor_UEF |  | WtrHt-Res-Gas | 30-gallon natural gas, storage water heater, (EF=0.59) | 30-gallon high-draw, natural gas, storage water heater (UEF= 0.65) | 30-gallon natural gas, high-draw, storage water heater, (UEF=0.78) | Stor_EF-Gas-030gal-0.59EF | Stor_UEF-Gas-030gal-HI-0.65UEF | Stor_UEF-Gas-030gal-HI-0.78UEF | Available |  | 0 | 0 |  |  |  | WtrHt-Res-Gas |  | None | 2023-01-01 | [6 empty] | Standard |  | 1 | 1 | 0 | Deemed Ex Ante Team | 2022-02-09 11:50 | Updated using new mains water temperatures from CZ2022 weather update | Deemed Ex Ante Team | Corrected ClaimSpec/FilingSpec flags
2023 | RG-WtrHt-SmlStrg-Gas-lte75kBtuh-30G-HI-0p88UEF | Efficient water heater: 30-gallon natural gas, high-draw, storage water heater, (UEF=0.89) replaces 30-gallon high-draw, natural gas, storage water heater (UEF= 0.65) | DEER2023 | DEER WaterHeater Calculator v5.1 | 2022-09-02 09:25 | RG-WtrHt-SmlStrg-Gas-lte75kBtuh-30G-HI-0p88UEF | Deem-DEER | Standard | None | 0 | 0 | None |  | 0 |  | 0 | Res | Any | SHW | Heating | WaterHtg_eq | Stor_UEF |  | WtrHt-Res-Gas | 30-gallon natural gas, storage water heater, (EF=0.59) | 30-gallon high-draw, natural gas, storage water heater (UEF= 0.65) | 30-gallon natural gas, high-draw, storage water heater, (UEF=0.89) | Stor_EF-Gas-030gal-0.59EF | Stor_UEF-Gas-030gal-HI-0.65UEF | Stor_UEF-Gas-030gal-HI-0.89UEF | Available |  | 0 | 0 |  |  |  | WtrHt-Res-Gas |  | None | 2023-01-01 | [6 empty] | Standard |  | 1 | 1 | 0 | Deemed Ex Ante Team | 2022-02-09 11:50 | Updated using new mains water temperatures from CZ2022 weather update | Deemed Ex Ante Team | Corrected ClaimSpec/FilingSpec flags
2023 | RG-WtrHt-SmlStrg-Gas-lte75kBtuh-30G-MD-0p64UEF | Efficient water heater: 30-gallon medium-draw, natural gas, storage water heater (UEF = 0.64) replaces 30-gallon medium-draw, natural gas, storage water heater (UEF= 0.60) | DEER2023 | DEER WaterHeater Calculator v5.1 | 2022-09-02 09:25 | RG-WtrHt-SmlStrg-Gas-lte75kBtuh-30G-MD-0p64UEF | Deem-DEER | Standard | None | 0 | 0 | None |  | 0 |  | 0 | Res | Any | SHW | Heating | WaterHtg_eq | Stor_UEF |  | WtrHt-Res-Gas | 30-gallon natural gas, storage water heater, (EF=0.59) | 30-gallon medium-draw, natural gas, storage water heater (UEF= 0.60) | 30-gallon medium-draw, natural gas, storage water heater (UEF = 0.64) | Stor_EF-Gas-030gal-0.59EF | Stor_UEF-Gas-030gal-MD-0.60UEF | Stor_UEF-Gas-030gal-MD-0.64UEF | Available |  | 0 | 0 |  |  |  | WtrHt-Res-Gas |  | None | 2023-01-01 | [6 empty] | Standard |  | 1 | 1 | 0 | Deemed Ex Ante Team | 2022-02-09 11:50 | Updated using new mains water temperatures from CZ2022 weather update | Deemed Ex Ante Team | Corrected ClaimSpec/FilingSpec flags
2023 | RG-WtrHt-SmlStrg-Gas-lte75kBtuh-40G-HI-0p68UEF | Efficient water heater: 40-gallon high-draw, natural gas, storage water heater (UEF = 0.68) replaces 40-gallon high-draw, natural gas, storage water heater (UEF= 0.64) | DEER2023 | DEER WaterHeater Calculator v5.1 | 2022-09-02 09:25 | RG-WtrHt-SmlStrg-Gas-lte75kBtuh-40G-HI-0p68UEF | Deem-DEER | Standard | None | 0 | 0 | None |  | 0 |  | 0 | Res | Any | SHW | Heating | WaterHtg_eq | Stor_UEF |  | WtrHt-Res-Gas | 40-gallon natural gas, storage water heater, (EF=0.60) | 40-gallon high-draw, natural gas, storage water heater (UEF= 0.64) | 40-gallon high-draw, natural gas, storage water heater (UEF = 0.68) | Stor_EF-Gas-040gal-0.60EF | Stor_UEF-Gas-040gal-HI-0.64UEF | Stor_UEF-Gas-040gal-HI-0.68UEF | Available |  | 0 | 0 |  |  |  | WtrHt-Res-Gas |  | None | 2023-01-01 | [6 empty] | Standard |  | 1 | 1 | 0 | Deemed Ex Ante Team | 2022-02-09 11:50 | Updated using new mains water temperatures from CZ2022 weather update | Deemed Ex Ante Team | Corrected ClaimSpec/FilingSpec flags
2023 | RG-WtrHt-SmlStrg-Gas-lte75kBtuh-40G-HI-0p78UEF | Efficient water heater: 40-gallon natural gas, high-draw, storage water heater, (UEF=0.78) replaces 40-gallon high-draw, natural gas, storage water heater (UEF= 0.64) | DEER2023 | DEER WaterHeater Calculator v5.1 | 2022-09-02 09:25 | RG-WtrHt-SmlStrg-Gas-lte75kBtuh-40G-HI-0p78UEF | Deem-DEER | Standard | None | 0 | 0 | None |  | 0 |  | 0 | Res | Any | SHW | Heating | WaterHtg_eq | Stor_UEF |  | WtrHt-Res-Gas | 40-gallon natural gas, storage water heater, (EF=0.60) | 40-gallon high-draw, natural gas, storage water heater (UEF= 0.64) | 40-gallon natural gas, high-draw, storage water heater, (UEF=0.78) | Stor_EF-Gas-040gal-0.60EF | Stor_UEF-Gas-040gal-HI-0.64UEF | Stor_UEF-Gas-040gal-HI-0.78UEF | Available |  | 0 | 0 |  |  |  | WtrHt-Res-Gas |  | None | 2023-01-01 | [6 empty] | Standard |  | 1 | 1 | 0 | Deemed Ex Ante Team | 2022-02-09 11:50 | Updated using new mains water temperatures from CZ2022 weather update | Deemed Ex Ante Team | Corrected ClaimSpec/FilingSpec flags
2023 | RG-WtrHt-SmlStrg-Gas-lte75kBtuh-40G-HI-0p88UEF | Efficient water heater: 40-gallon natural gas, high-draw, storage water heater, (UEF=0.90) replaces 40-gallon high-draw, natural gas, storage water heater (UEF= 0.64) | DEER2023 | DEER WaterHeater Calculator v5.1 | 2022-09-02 09:25 | RG-WtrHt-SmlStrg-Gas-lte75kBtuh-40G-HI-0p88UEF | Deem-DEER | Standard | None | 0 | 0 | None |  | 0 |  | 0 | Res | Any | SHW | Heating | WaterHtg_eq | Stor_UEF |  | WtrHt-Res-Gas | 40-gallon natural gas, storage water heater, (EF=0.60) | 40-gallon high-draw, natural gas, storage water heater (UEF= 0.64) | 40-gallon natural gas, high-draw, storage water heater, (UEF=0.90) | Stor_EF-Gas-040gal-0.60EF | Stor_UEF-Gas-040gal-HI-0.64UEF | Stor_UEF-Gas-040gal-HI-0.90UEF | Available |  | 0 | 0 |  |  |  | WtrHt-Res-Gas |  | None | 2023-01-01 | [6 empty] | Standard |  | 1 | 1 | 0 | Deemed Ex Ante Team | 2022-02-09 11:50 | Updated using new mains water temperatures from CZ2022 weather update | Deemed Ex Ante Team | Corrected ClaimSpec/FilingSpec flags
2023 | RG-WtrHt-SmlStrg-Gas-lte75kBtuh-40G-MD-0p64UEF | Efficient water heater: 40-gallon medium-draw, natural gas, storage water heater (UEF = 0.64) replaces 40-gallon medium-draw, natural gas, storage water heater (UEF= 0.58) | DEER2023 | DEER WaterHeater Calculator v5.1 | 2022-09-02 09:25 | RG-WtrHt-SmlStrg-Gas-lte75kBtuh-40G-MD-0p64UEF | Deem-DEER | Standard | None | 0 | 0 | None |  | 0 |  | 0 | Res | Any | SHW | Heating | WaterHtg_eq | Stor_UEF |  | WtrHt-Res-Gas | 40-gallon natural gas, storage water heater, (EF=0.60) | 40-gallon medium-draw, natural gas, storage water heater (UEF= 0.58) | 40-gallon medium-draw, natural gas, storage water heater (UEF = 0.64) | Stor_EF-Gas-040gal-0.60EF | Stor_UEF-Gas-040gal-MD-0.58UEF | Stor_UEF-Gas-040gal-MD-0.64UEF | Available |  | 0 | 0 |  |  |  | WtrHt-Res-Gas |  | None | 2023-01-01 | [6 empty] | Standard |  | 1 | 1 | 0 | Deemed Ex Ante Team | 2022-02-09 11:50 | Updated using new mains water temperatures from CZ2022 weather update | Deemed Ex Ante Team | Corrected ClaimSpec/FilingSpec flags
2023 | RG-WtrHt-SmlStrg-Gas-lte75kBtuh-50G-HI-0p68UEF | Efficient water heater: 50-gallon high-draw, natural gas, storage water heater (UEF = 0.68) replaces 50-gallon high-draw, natural gas, storage water heater (UEF= 0.63) | DEER2023 | DEER WaterHeater Calculator v5.1 | 2022-09-02 09:25 | RG-WtrHt-SmlStrg-Gas-lte75kBtuh-50G-HI-0p68UEF | Deem-DEER | Standard | None | 0 | 0 | None |  | 0 |  | 0 | Res | Any | SHW | Heating | WaterHtg_eq | Stor_UEF |  | WtrHt-Res-Gas | 50-gallon natural gas, storage water heater, (EF=0.59) | 50-gallon high-draw, natural gas, storage water heater (UEF= 0.63) | 50-gallon high-draw, natural gas, storage water heater (UEF = 0.68) | Stor_EF-Gas-050gal-0.59EF | Stor_UEF-Gas-050gal-HI-0.63UEF | Stor_UEF-Gas-050gal-HI-0.68UEF | Available |  | 0 | 0 |  |  |  | WtrHt-Res-Gas |  | None | 2023-01-01 | [6 empty] | Standard |  | 1 | 1 | 0 | Deemed Ex Ante Team | 2022-02-09 11:50 | Updated using new mains water temperatures from CZ2022 weather update | Deemed Ex Ante Team | Corrected ClaimSpec/FilingSpec flags
2023 | RG-WtrHt-SmlStrg-Gas-lte75kBtuh-50G-HI-0p78UEF | Efficient water heater: 50-gallon natural gas, high-draw, storage water heater, (UEF=0.78) replaces 50-gallon high-draw, natural gas, storage water heater (UEF= 0.63) | DEER2023 | DEER WaterHeater Calculator v5.1 | 2022-09-02 09:25 | RG-WtrHt-SmlStrg-Gas-lte75kBtuh-50G-HI-0p78UEF | Deem-DEER | Standard | None | 0 | 0 | None |  | 0 |  | 0 | Res | Any | SHW | Heating | WaterHtg_eq | Stor_UEF |  | WtrHt-Res-Gas | 50-gallon natural gas, storage water heater, (EF=0.59) | 50-gallon high-draw, natural gas, storage water heater (UEF= 0.63) | 50-gallon natural gas, high-draw, storage water heater, (UEF=0.78) | Stor_EF-Gas-050gal-0.59EF | Stor_UEF-Gas-050gal-HI-0.63UEF | Stor_UEF-Gas-050gal-HI-0.78UEF | Available |  | 0 | 0 |  |  |  | WtrHt-Res-Gas |  | None | 2023-01-01 | [6 empty] | Standard |  | 1 | 1 | 0 | Deemed Ex Ante Team | 2022-02-09 11:50 | Updated using new mains water temperatures from CZ2022 weather update | Deemed Ex Ante Team | Corrected ClaimSpec/FilingSpec flags
2023 | RG-WtrHt-SmlStrg-Gas-lte75kBtuh-50G-HI-0p88UEF | Efficient water heater: 50-gallon natural gas, high-draw, storage water heater, (UEF=0.88) replaces 50-gallon high-draw, natural gas, storage water heater (UEF= 0.63) | DEER2023 | DEER WaterHeater Calculator v5.1 | 2022-09-02 09:25 | RG-WtrHt-SmlStrg-Gas-lte75kBtuh-50G-HI-0p88UEF | Deem-DEER | Standard | None | 0 | 0 | None |  | 0 |  | 0 | Res | Any | SHW | Heating | WaterHtg_eq | Stor_UEF |  | WtrHt-Res-Gas | 50-gallon natural gas, storage water heater, (EF=0.59) | 50-gallon high-draw, natural gas, storage water heater (UEF= 0.63) | 50-gallon natural gas, high-draw, storage water heater, (UEF=0.88) | Stor_EF-Gas-050gal-0.59EF | Stor_UEF-Gas-050gal-HI-0.63UEF | Stor_UEF-Gas-050gal-HI-0.88UEF | Available |  | 0 | 0 |  |  |  | WtrHt-Res-Gas |  | None | 2023-01-01 | [6 empty] | Standard |  | 1 | 1 | 0 | Deemed Ex Ante Team | 2022-02-09 11:50 | Updated using new mains water temperatures from CZ2022 weather update | Deemed Ex Ante Team | Corrected ClaimSpec/FilingSpec flags
2023 | RG-WtrHt-SmlStrg-Gas-lte75kBtuh-50G-MD-0p64UEF | Efficient water heater: 50-gallon medium-draw, natural gas, storage water heater (UEF = 0.64) replaces 50-gallon medium-draw, natural gas, storage water heater (UEF= 0.56) | DEER2023 | DEER WaterHeater Calculator v5.1 | 2022-09-02 09:25 | RG-WtrHt-SmlStrg-Gas-lte75kBtuh-50G-MD-0p64UEF | Deem-DEER | Standard | None | 0 | 0 | None |  | 0 |  | 0 | Res | Any | SHW | Heating | WaterHtg_eq | Stor_UEF |  | WtrHt-Res-Gas | 50-gallon natural gas, storage water heater, (EF=0.59) | 50-gallon medium-draw, natural gas, storage water heater (UEF= 0.56) | 50-gallon medium-draw, natural gas, storage water heater (UEF = 0.64) | Stor_EF-Gas-050gal-0.59EF | Stor_UEF-Gas-050gal-MD-0.56UEF | Stor_UEF-Gas-050gal-MD-0.64UEF | Available |  | 0 | 0 |  |  |  | WtrHt-Res-Gas |  | None | 2023-01-01 | [6 empty] | Standard |  | 1 | 1 | 0 | Deemed Ex Ante Team | 2022-02-09 11:50 | Updated using new mains water temperatures from CZ2022 weather update | Deemed Ex Ante Team | Corrected ClaimSpec/FilingSpec flags
2024 | RB-BS-BlowInIns-R0-R13 | Wall Blow-In R-0 to R-13 Insulation | DEER2024 | D24_E+_Res_v0 | 2022-07-22 17:21 | RB-BS-BlowInIns-R0-R13 | Deem-DEER | Standard | None |  |  | None |  | 0 |  | 1 | Res | Any | BldgEnv | Opaque | BldgShell | WallBlowIns |  | BS-BlowInIns | 2x4 Wall w/R-0 Insulation | None | Wall Blow-In R-0 to R-13 Insulation | Pre-BS-BlowInIns-R0-R13 |  | Msr-BS-BlowInIns-R0-R13 | Available |  | 0 | 0 |  |  |  | BS-BlowInIns |  |  | 2024-01-01 | [6 empty] | Standard |  | 1 | 1 | 1 | Deemed Ex Ante Team | 2022-07-22 17:21 | Re-simulated using DEER2024 EnergyPlus prototypes calibrated using RASS2019 study results and CZ2022 weather data | Deemed Ex Ante Team
2024 | RB-BS-CeilIns-VintR-AddR11 | Ceiling - Add R-11 batts on top of vintage-specific existing insulation | DEER2024 | D24_E+_Res_v1 | 2022-08-10 17:27 | RB-BS-CeilIns-VintR-AddR11 | Deem-DEER | Standard | None |  |  | None |  | 0 |  | 0 | Res | Any | BldgEnv | Opaque | BldgShell | AttBatIns |  | BS-CeilIns | Baseline Ceiling Insulation varies by climate zone: R-7 (CZ01-09); R-18 to R-28 (CZ10-16) | None | Ceiling - Add R-11 batts on top of vintage-specific existing insulation | Pre-BS-CeilIns-VintR-RvaluebyCZ |  | Msr-BS-CeilIns-VintR-AddR11 | Available |  | 0 | 0 |  |  |  | BS-CeilIns |  |  | 2024-01-01 | [6 empty] | Standard |  | 1 | 1 | 1 | Deemed Ex Ante Team | 2022-08-10 17:27 | Re-simulated using DEER2024 EnergyPlus prototypes calibrated using RASS2019 study results and CZ2022 weather data | Deemed Ex Ante Team
2024 | RB-BS-CeilIns-VintR-AddR19 | Ceiling - Add R-19 batts on top of vintage-specific existing insulation | DEER2024 | D24_E+_Res_v1 | 2022-08-10 17:27 | RB-BS-CeilIns-VintR-AddR19 | Deem-DEER | Standard | None |  |  | None |  | 0 |  | 0 | Res | Any | BldgEnv | Opaque | BldgShell | AttBatIns |  | BS-CeilIns | Baseline Ceiling Insulation varies by climate zone: R-7 (CZ01-09); R-18 to R-28 (CZ10-16) | None | Ceiling - Add R-19 batts on top of vintage-specific existing insulation | Pre-BS-CeilIns-VintR-RvaluebyCZ |  | Msr-BS-CeilIns-VintR-AddR19 | Available |  | 0 | 0 |  |  |  | BS-CeilIns |  |  | 2024-01-01 | [6 empty] | Standard |  | 1 | 1 | 1 | Deemed Ex Ante Team | 2022-08-10 17:27 | Re-simulated using DEER2024 EnergyPlus prototypes calibrated using RASS2019 study results and CZ2022 weather data | Deemed Ex Ante Team
2024 | RB-BS-CeilIns-VintR-AddR30 | Ceiling - Add R-30 batts on top of vintage-specific existing insulation | DEER2024 | D24_E+_Res_v1 | 2022-08-10 17:27 | RB-BS-CeilIns-VintR-AddR30 | Deem-DEER | Standard | None |  |  | None |  | 0 |  | 0 | Res | Any | BldgEnv | Opaque | BldgShell | AttBatIns |  | BS-CeilIns | Baseline Ceiling Insulation varies by climate zone: R-7 (CZ01-09); R-18 to R-28 (CZ10-16) | None | Ceiling - Add R-30 batts on top of vintage-specific existing insulation | Pre-BS-CeilIns-VintR-RvaluebyCZ |  | Msr-BS-CeilIns-VintR-AddR30 | Available |  | 0 | 0 |  |  |  | BS-CeilIns |  |  | 2024-01-01 | [6 empty] | Standard |  | 1 | 1 | 1 | Deemed Ex Ante Team | 2022-08-10 17:27 | Re-simulated using DEER2024 EnergyPlus prototypes calibrated using RASS2019 study results and CZ2022 weather data | Deemed Ex Ante Team
2024 | RB-BS-CeilIns-VintR-AddR38 | Ceiling - Add R-38 batts on top of vintage-specific existing insulation | DEER2024 | D24_E+_Res_v1 | 2022-08-10 17:27 | RB-BS-CeilIns-VintR-AddR38 | Deem-DEER | Standard | None |  |  | None |  | 0 |  | 0 | Res | Any | BldgEnv | Opaque | BldgShell | AttBatIns |  | BS-CeilIns | Baseline Ceiling Insulation varies by climate zone: R-7 (CZ01-09); R-18 to R-28 (CZ10-16) | None | Ceiling - Add R-38 batts on top of vintage-specific existing insulation | Pre-BS-CeilIns-VintR-RvaluebyCZ |  | Msr-BS-CeilIns-VintR-AddR38 | Available |  | 0 | 0 |  |  |  | BS-CeilIns |  |  | 2024-01-01 | [6 empty] | Standard |  | 1 | 1 | 1 | Deemed Ex Ante Team | 2022-08-10 17:27 | Re-simulated using DEER2024 EnergyPlus prototypes calibrated using RASS2019 study results and CZ2022 weather data | Deemed Ex Ante Team
2024 | RB-BS-CeilIns-VintR-AddR44 | Ceiling - Add R-44 batts on top of vintage-specific existing insulation | DEER2024 | D24_E+_Res_v1 | 2022-08-10 17:27 | RB-BS-CeilIns-VintR-AddR44 | Deem-DEER | Standard | None |  |  | None |  | 0 |  | 0 | Res | Any | BldgEnv | Opaque | BldgShell | AttBatIns |  | BS-CeilIns | Baseline Ceiling Insulation varies by climate zone: R-7 (CZ01-09); R-18 to R-28 (CZ10-16) | None | Ceiling - Add R-44 batts on top of vintage-specific existing insulation | Pre-BS-CeilIns-VintR-RvaluebyCZ |  | Msr-BS-CeilIns-VintR-AddR44 | Available |  | 0 | 0 |  |  |  | BS-CeilIns |  |  | 2024-01-01 | [6 empty] | Standard |  | 1 | 1 | 1 | Deemed Ex Ante Team | 2022-08-10 17:27 | Re-simulated using DEER2024 EnergyPlus prototypes calibrated using RASS2019 study results and CZ2022 weather data | Deemed Ex Ante Team
2024 | RB-BS-CeilIns-VintR-AddR60 | Ceiling - Add R-60 batts on top of vintage-specific existing insulation | DEER2024 | D24_E+_Res_v1 | 2022-08-10 17:27 | RB-BS-CeilIns-VintR-AddR60 | Deem-DEER | Standard | None |  |  | None |  | 0 |  | 0 | Res | Any | BldgEnv | Opaque | BldgShell | AttBatIns |  | BS-CeilIns | Baseline Ceiling Insulation varies by climate zone: R-7 (CZ01-09); R-18 to R-28 (CZ10-16) | None | Ceiling - Add R-60 batts on top of vintage-specific existing insulation | Pre-BS-CeilIns-VintR-RvaluebyCZ |  | Msr-BS-CeilIns-VintR-AddR60 | Available |  | 0 | 0 |  |  |  | BS-CeilIns |  |  | 2024-01-01 | [6 empty] | Standard |  | 1 | 1 | 1 | Deemed Ex Ante Team | 2022-08-10 17:27 | Re-simulated using DEER2024 EnergyPlus prototypes calibrated using RASS2019 study results and CZ2022 weather data | Deemed Ex Ante Team
2024 | RE-BrushlessFanMotor | Brushless fan motor (BFM) replacing a permanent split capacitor (PSC) residential fan motor | DEER2024 | D24_E+_Res_v4 | 2022-09-13 16:23 | RE-BrushlessFanMotor | Deem-DEER | Standard | None |  |  | None |  | 0 |  | 1 | Res | Any | HVAC | VentAirDist | HV_AirDist | SupFanMtr-BA |  | HV-BFMotor | Permanent split capacitor (PSC) residential fan (blower) motor serving a HVAC system for which fan performance (W/cfm) varies between existing condition and code/standard |  | Brushless fan motor (BFM, or DC motor) specifically configured as a drop-in retrofit for a standard permanent split capacitor (PSC) residential fan motor serving a central HVAC system | RE-HV-PSCFanMotor |  | RE-HV-BrushlessFanMotor | Available |  | 0 | 0 |  |  |  | HV-BFMotor |  |  | 2024-01-01 | [6 empty] | Standard |  | 1 | 1 | 1 | Deemed Ex Ante Team | 2022-09-13 16:23 | Re-simulated using DEER2024 EnergyPlus prototypes calibrated using RASS2019 study results and CZ2022 weather data | Deemed Ex Ante Team
2024 | RE-PTAC-10.7to12.84EER-New | Package terminal AC (dwelling area) DX equipment ≤ 24 kBtu/h, new construction, 10.70 EER to 12.84 EER | DEER2024 | D24_E+_Res_v4 | 2022-09-13 09:20 | RE-PTAC-10.70to12.84EER-New | Deem-DEER | Standard | None |  |  | None |  | 0 |  | 0 | Res | Any | HVAC | SpaceCool | dxAC_equip | pkgTerm |  | HVAC-PTAC | None | Package Terminal Air Conditioner (PTAC), through-the-wall, self-contained, cooling capacity ≤ 2 tons (≤ 24 kBtu/h), baseline minimum efficiency 10.70 EER, new construction | Package Terminal Air Conditioner (PTAC), through-the-wall, self-contained, cooling capacity ≤ 2 tons (≤ 24 kBtu/h), efficiency 12.84 EER, new construction |  | Std-RE-PTAC-10.70EER-New | Msr-RE-PTAC-12.84EER-New | Available |  | 0 | 0 |  |  |  | HVAC-PTAC |  |  | 2024-01-01 | [6 empty] | Standard |  | 1 | 1 | 1 | Deemed Ex Ante Team | 2022-09-13 09:20 | Re-simulated using DEER2024 EnergyPlus prototypes calibrated using RASS2019 study results and CZ2022 weather data | Deemed Ex Ante Team
2024 | RE-PTAC-8.56to10.27EER-Ex | Package terminal AC (dwelling area) DX equipment ≤ 24 kBtu/h, existing building, 8.56 EER to 10.27 EER | DEER2024 | D24_E+_Res_v4 | 2022-09-13 09:20 | RE-PTAC-8.56to10.27EER-Ex | Deem-DEER | Standard | None |  |  | None |  | 0 |  | 0 | Res | Any | HVAC | SpaceCool | dxAC_equip | pkgTerm |  | HVAC-PTAC | None | Package Terminal Air Conditioner (PTAC), through-the-wall, self-contained, cooling capacity ≤ 2 tons (≤ 24 kBtu/h), baseline minimum efficiency 8.56 EER, existing building | Package Terminal Air Conditioner (PTAC), through-the-wall, self-contained, cooling capacity ≤ 2 tons (≤ 24 kBtu/h), efficiency 10.27 EER, existing building |  | Std-RE-PTAC-8.56EER-Ex | Msr-RE-PTAC-10.27EER-Ex | Available |  | 0 | 0 |  |  |  | HVAC-PTAC |  |  | 2024-01-01 | [6 empty] | Standard |  | 1 | 1 | 1 | Deemed Ex Ante Team | 2022-09-13 09:20 | Re-simulated using DEER2024 EnergyPlus prototypes calibrated using RASS2019 study results and CZ2022 weather data | Deemed Ex Ante Team
2024 | RE-PTHP-10.7to12.81EER-New | Package terminal HP (dwelling area) DX equipment ≤ 24 kBtu/h, new construction, 10.70 EER to 12.81 EER | DEER2024 | D24_E+_Res_v4 | 2022-09-13 09:20 | RE-PTHP-10.70to12.81EER-New | Deem-DEER | Standard | None |  |  | None |  | 0 |  | 0 | Res | Any | HVAC | HeatCool | dxHP_equip | pkgTerm |  | HVAC-PTHP | None | Package Terminal Heat Pump (PTHP), through-the-wall, self-contained, cooling capacity ≤ 2 tons (≤ 24 kBtu/h), baseline minimum efficiency 10.70 EER, new construction | Package Terminal Heat Pump (PTHP), through-the-wall, self-contained, cooling capacity ≤ 2 tons (≤ 24 kBtu/h), baseline minimum efficiency 12.81 EER, new construction |  | Std-RE-PTHP-10.70EER-New | Msr-RE-PTHP-12.81EER-New | Available |  | 0 | 0 |  |  |  | HVAC-PTHP |  |  | 2024-01-01 | [6 empty] | Standard |  | 1 | 1 | 1 | Deemed Ex Ante Team | 2022-09-13 09:20 | Re-simulated using DEER2024 EnergyPlus prototypes calibrated using RASS2019 study results and CZ2022 weather data | Deemed Ex Ante Team
2024 | RE-PTHP-8.92to10.70EER-Ex | Package terminal HP (dwelling area) DX equipment ≤ 24 kBtu/h, existing building, 8.92 EER to 10.70 EER | DEER2024 | D24_E+_Res_v4 | 2022-09-13 09:20 | RE-PTHP-8.92to10.70EER-Ex | Deem-DEER | Standard | None |  |  | None |  | 0 |  | 0 | Res | Any | HVAC | HeatCool | dxHP_equip | pkgTerm |  | HVAC-PTHP | None | Package Terminal Heat Pump (PTHP), through-the-wall, self-contained, cooling capacity ≤ 2 tons (≤ 24 kBtu/h), baseline minimum efficiency 8.92 EER | Package Terminal Heat Pump (PTHP), through-the-wall, self-contained, cooling capacity ≤ 2 tons (≤ 24 kBtu/h), baseline minimum efficiency 10.70 EER, existing building |  | Std-RE-PTHP-8.92EER-Ex | Msr-RE-PTHP-10.70EER-Ex | Available |  | 0 | 0 |  |  |  | HVAC-PTHP |  |  | 2024-01-01 | [6 empty] | Standard |  | 1 | 1 | 1 | Deemed Ex Ante Team | 2022-09-13 09:20 | Re-simulated using DEER2024 EnergyPlus prototypes calibrated using RASS2019 study results and CZ2022 weather data | Deemed Ex Ante Team
2024 | Res-DuctOpt-HighToLow-Replacement | Duct Optimization, Crossover Duct Replacement, Mobile Home (Supply Leakage Reduced from 35% of AHU flow to 15%) | DEER2024 | D24_E+_Res_v0 | 2022-07-29 16:05 | Res-DuctOpt-HighToLow-Replacement | Deem-DEER | Standard | None |  |  | None |  | 0 |  | 1 | Res | Any | HVAC | VentAirDist | HV_AirDist | DuctLeak |  | HV-DuctOpt | Duct Optimization, Crossover Duct Replacement, Mobile Home, 35% Supply Leakge | None | Duct Optimization, Crossover Duct Replacement, Mobile Home, 15% Supply Leakge | Pre-DuctOpt-HighToLow-Replacement |  | Msr-DuctOpt-HighToLow-Replacement | Available |  | 0 | 0 |  |  |  | HV-DuctOpt |  |  | 2024-01-01 | [6 empty] | Standard | TRUE | 1 | 1 | 1 | Deemed Ex Ante Team | 2022-07-29 16:05 | Re-simulated using DEER2024 EnergyPlus prototypes calibrated using RASS2019 study results and CZ2022 weather data | Deemed Ex Ante Team
2024 | Res-DuctOpt-HighToLow-Retrofit | Duct Optimization, Return Duct Retrofit, Mobile Home (Supply Leakage Reduced from 50% of AHU flow to 15%) | DEER2024 | D24_E+_Res_v0 | 2022-07-29 16:05 | Res-DuctOpt-HighToLow-Retrofit | Deem-DEER | Standard | None |  |  | None |  | 0 |  | 1 | Res | Any | HVAC | VentAirDist | HV_AirDist | DuctLeak |  | HV-DuctOpt | Duct Optimization, Return Duct Retrofit, Mobile Home, 50% Supply Leakage | None | Duct Optimization, Return Duct Retrofit, Mobile Home, 15% Supply Leakage | Pre-DuctOpt-HighToLow-Retrofit |  | Msr-DuctOpt-HighToLow-Retrofit | Available |  | 0 | 0 |  |  |  | HV-DuctOpt |  |  | 2024-01-01 | [6 empty] | Standard | TRUE | 1 | 1 | 1 | Deemed Ex Ante Team | 2022-07-29 16:05 | Re-simulated using DEER2024 EnergyPlus prototypes calibrated using RASS2019 study results and CZ2022 weather data | Deemed Ex Ante Team
2024 | Res-DuctSeal-HighToLow-wtd | Residential: Duct Sealing (Total Leakage Reduced from High (40/35%) to Low (15/12%) | DEER2024 | D24_E+_Res_v0 | 2022-07-26 17:20 | RB-HV-DuctSeal-HighToLow | Deem-DEER | Standard | None |  |  | None |  | 0 |  | 1 | Res | Any | HVAC | VentAirDist | HV_AirDist | DuctLeak |  | HV-DuctSeal | 20% Supply/20% Return Leakage (single and multi-family), 35% Supply Leakage (mobile home) | None | 6% Supply/6% Return Leakage (single and multi-family), 15% Supply Leakage (mobile home) | Pre-HV-DuctSeal-HighToLow |  | Msr-HV-DuctSeal-HighToLow | Available |  | 0 | 0 |  |  |  | HV-DuctSeal |  |  | 2024-01-01 | [6 empty] | Standard |  | 1 | 1 | 1 | Deemed Ex Ante Team | 2022-07-26 17:20 | Re-simulated using DEER2024 EnergyPlus prototypes calibrated using RASS2019 study results and CZ2022 weather data | Deemed Ex Ante Team
2024 | Res-DuctSeal-MedToLow-wtd | Residential: Duct Sealing (Total Leakage Reduced from Medium (25/24%) to Low (15/12%) | DEER2024 | D24_E+_Res_v0 | 2022-07-26 17:20 | RB-HV-DuctSeal-MedToLow | Deem-DEER | Standard | None |  |  | None |  | 0 |  | 1 | Res | Any | HVAC | VentAirDist | HV_AirDist | DuctLeak |  | HV-DuctSeal | 12% Supply/12% Return Leakage (single and multi-family), 25% Supply Leakage (mobile home) | None | 6% Supply/6% Return Leakage (single and multi-family), 15% Supply Leakage (mobile home) | Pre-HV-DuctSeal-MedToLow |  | Msr-HV-DuctSeal-MedToLow | Available |  | 0 | 0 |  |  |  | HV-DuctSeal |  |  | 2024-01-01 | [6 empty] | Standard |  | 1 | 1 | 1 | Deemed Ex Ante Team | 2022-07-26 17:20 | Re-simulated using DEER2024 EnergyPlus prototypes calibrated using RASS2019 study results and CZ2022 weather data | Deemed Ex Ante Team
2024 | Res-GasFurnace-AFUE92-ECM | Efficient Residential Gas Furnace - AFUE 92 with ECM supply fan motor | DEER2024 | D24_E+_Res_v4 | 2022-09-13 11:24 | Res-GasFurnace-AFUE92-ECM | Deem-DEER | Standard | None |  |  | None |  | 0 |  | 0 | Res | Any | HVAC | SpaceHeat | SpaceHtg_eq | GasFurnace |  | HV-EffFurn | Furnace AFUE 80 with Standard Efficiency supply fan motor | Furnace AFUE 80 with ECM supply fan motor | Efficient Residential Gas Furnace - AFUE 92 with ECM supply fan motor | Pre-Res-GasFurnace-AFUE80-PSC | Std-Res-GasFurnace-AFUE80-ECM | Msr-Res-GasFurnace-AFUE92-ECM | Available |  | 0 | 0 |  |  |  | HV-EffFurn |  |  | 2023-01-01 | [6 empty] | Standard |  | 1 | 1 | 0 | Deemed Ex Ante Team | 2022-09-12 17:26 | Re-simulated using CZ2022 weather data | Deemed Ex Ante Team
2024 | Res-GasFurnace-AFUE95-ECM | Efficient Residential Gas Furnace - AFUE 95 with ECM supply fan motor | DEER2024 | D24_E+_Res_v4 | 2022-09-13 11:24 | Res-GasFurnace-AFUE95-ECM | Deem-DEER | Standard | None |  |  | None |  | 0 |  | 0 | Res | Any | HVAC | SpaceHeat | SpaceHtg_eq | GasFurnace |  | HV-EffFurn | Furnace AFUE 80 with Standard Efficiency supply fan motor | Furnace AFUE 80 with ECM supply fan motor | Efficient Residential Gas Furnace - AFUE 95 with ECM supply fan motor | Pre-Res-GasFurnace-AFUE80-PSC | Std-Res-GasFurnace-AFUE80-ECM | Msr-Res-GasFurnace-AFUE95-ECM | Available |  | 0 | 0 |  |  |  | HV-EffFurn |  |  | 2023-01-01 | [6 empty] | Standard |  | 1 | 1 | 0 | Deemed Ex Ante Team | 2022-09-12 17:26 | Re-simulated using CZ2022 weather data | Deemed Ex Ante Team
2024 | Res-GasFurnace-AFUE97-ECM | Efficient Residential Gas Furnace - AFUE 97 with ECM supply fan motor | DEER2024 | D24_E+_Res_v4 | 2022-09-13 11:24 | Res-GasFurnace-AFUE97-ECM | Deem-DEER | Standard | None |  |  | None |  | 0 |  | 0 | Res | Any | HVAC | SpaceHeat | SpaceHtg_eq | GasFurnace |  | HV-EffFurn | Furnace AFUE 80 with Standard Efficiency supply fan motor | Furnace AFUE 80 with ECM supply fan motor | Efficient Residential Gas Furnace - AFUE 97 with ECM supply fan motor | Pre-Res-GasFurnace-AFUE80-PSC | Std-Res-GasFurnace-AFUE80-ECM | Msr-Res-GasFurnace-AFUE97-ECM | Available |  | 0 | 0 |  |  |  | HV-EffFurn |  |  | 2023-01-01 | [6 empty] | Standard |  | 1 | 1 | 0 | Deemed Ex Ante Team | 2022-09-12 17:26 | Re-simulated using CZ2022 weather data | Deemed Ex Ante Team
2024 | Res-Lighting-InGen_CFLratio0353_CFLfixt-7w | Residential Indoor General Lighting: CFL Fixture replaces pre-existing standard lighting Wattage. Measure includes Code case. Impacts: CFL-based HOU (varies by BldgType) | DEER2017 | D13 v1.0 | 2020-11-24 16:30 | Res-Iltg-dWatt-CFL | DEER | Scaled | BaseRatio | 18 | 18 | None |  | 0 |  | 1 | Res | Any | Lighting | InGen-CFL | Ltg_Fixture | CFL_fixt |  | ILtg-CFL-Res | CFL fixture based on: Ballast; Total Watts = 3.53 | CFL fixture based on: Ballast; Total Watts = 3.53 | CFL fixture based on: CFLpin(7w); Total Watts = 7 | CFLratio0353 | CFLratio0353 | CFLfixt-7w(7w) | Available |  | 0 | 0 | DEER Lighting measure | ErRobNc |  | ILtg-Incand-Res |  | DEER131417 | 2013-01-01 | 2018-06-30 | InEA_modVal |  |  |  |  | Standard | Remove expiry date per Commission Staff direction 2018ScrewInLampSavignsMethods-11Dec2017.pdf | 1 | 1 | 0 | Deemed Ex Ante Team |  | Remove expiry date per Commission Staff direction 2018ScrewInLampSavignsMethods-11Dec2017.pdf |  | Updated to indicate claim/filing status
2025 | Res-Lighting-InGen_CFLratio0353_CFLfixt-80w | Residential Indoor General Lighting: CFL Fixture replaces pre-existing standard lighting Wattage. Measure includes Code case. Impacts: CFL-based HOU (varies by BldgType) | DEER2017 | D13 v1.0 | 2020-11-24 16:30 | Res-Iltg-dWatt-CFL | DEER | Scaled | BaseRatio | 202 | 202 | None |  | 0 |  | 1 | Res | Any | Lighting | InGen-CFL | Ltg_Fixture | CFL_fixt |  | ILtg-CFL-Res | CFL fixture based on: Ballast; Total Watts = 3.53 | CFL fixture based on: Ballast; Total Watts = 3.53 | CFL fixture based on: CFLpin(80w); Total Watts = 80 | CFLratio0353 | CFLratio0353 | CFLfixt-80w(80w) | Available |  | 0 | 0 | DEER Lighting measure | ErRobNc |  | ILtg-Incand-Res |  | DEER131417 | 2013-01-01 | 2018-06-30 | InEA_modVal |  |  |  |  | Standard | Remove expiry date per Commission Staff direction 2018ScrewInLampSavignsMethods-11Dec2017.pdf | 1 | 1 | 0 | Deemed Ex Ante Team |  | Remove expiry date per Commission Staff direction 2018ScrewInLampSavignsMethods-11Dec2017.pdf |  | Updated to indicate claim/filing status
2026 | Res-Lighting-InGen_CFLratio0353_CFLfixt-85w | Residential Indoor General Lighting: CFL Fixture replaces pre-existing standard lighting Wattage. Measure includes Code case. Impacts: CFL-based HOU (varies by BldgType) | DEER2017 | D13 v1.0 | 2020-11-24 16:30 | Res-Iltg-dWatt-CFL | DEER | Scaled | BaseRatio | 215 | 215 | None |  | 0 |  | 1 | Res | Any | Lighting | InGen-CFL | Ltg_Fixture | CFL_fixt |  | ILtg-CFL-Res | CFL fixture based on: Ballast; Total Watts = 3.53 | CFL fixture based on: Ballast; Total Watts = 3.53 | CFL fixture based on: CFLpin(85w); Total Watts = 85 | CFLratio0353 | CFLratio0353 | CFLfixt-85w(85w) | Available |  | 0 | 0 | DEER Lighting measure | ErRobNc |  | ILtg-Incand-Res |  | DEER131417 | 2013-01-01 | 2018-06-30 | InEA_modVal |  |  |  |  | Standard | Remove expiry date per Commission Staff direction 2018ScrewInLampSavignsMethods-11Dec2017.pdf | 1 | 1 | 0 | Deemed Ex Ante Team |  | Remove expiry date per Commission Staff direction 2018ScrewInLampSavignsMethods-11Dec2017.pdf |  | Updated to indicate claim/filing status
2027 | Res-Lighting-InGen_CFLratio0353_CFLfixt-95w | Residential Indoor General Lighting: CFL Fixture replaces pre-existing standard lighting Wattage. Measure includes Code case. Impacts: CFL-based HOU (varies by BldgType) | DEER2017 | D13 v1.0 | 2020-11-24 16:30 | Res-Iltg-dWatt-CFL | DEER | Scaled | BaseRatio | 240 | 240 | None |  | 0 |  | 1 | Res | Any | Lighting | InGen-CFL | Ltg_Fixture | CFL_fixt |  | ILtg-CFL-Res | CFL fixture based on: Ballast; Total Watts = 3.53 | CFL fixture based on: Ballast; Total Watts = 3.53 | CFL fixture based on: CFLpin(95w); Total Watts = 95 | CFLratio0353 | CFLratio0353 | CFLfixt-95w(95w) | Available |  | 0 | 0 | DEER Lighting measure | ErRobNc |  | ILtg-Incand-Res |  | DEER131417 | 2013-01-01 | 2018-06-30 | InEA_modVal |  |  |  |  | Standard | Remove expiry date per Commission Staff direction 2018ScrewInLampSavignsMethods-11Dec2017.pdf | 1 | 1 | 0 | Deemed Ex Ante Team |  | Remove expiry date per Commission Staff direction 2018ScrewInLampSavignsMethods-11Dec2017.pdf |  | Updated to indicate claim/filing status
2028 | Res-Lighting-InGen_CFLratio0353_CFLfixt-9w | Residential Indoor General Lighting: CFL Fixture replaces pre-existing standard lighting Wattage. Measure includes Code case. Impacts: CFL-based HOU (varies by BldgType) | DEER2017 | D13 v1.0 | 2020-11-24 16:30 | Res-Iltg-dWatt-CFL | DEER | Scaled | BaseRatio | 23 | 23 | None |  | 0 |  | 1 | Res | Any | Lighting | InGen-CFL | Ltg_Fixture | CFL_fixt |  | ILtg-CFL-Res | CFL fixture based on: Ballast; Total Watts = 3.53 | CFL fixture based on: Ballast; Total Watts = 3.53 | CFL fixture based on: CFLpin(9w); Total Watts = 9 | CFLratio0353 | CFLratio0353 | CFLfixt-9w(9w) | Available |  | 0 | 0 | DEER Lighting measure | ErRobNc |  | ILtg-Incand-Res |  | DEER131417 | 2013-01-01 | 2018-06-30 | InEA_modVal |  |  |  |  | Standard | Remove expiry date per Commission Staff direction 2018ScrewInLampSavignsMethods-11Dec2017.pdf | 1 | 1 | 0 | Deemed Ex Ante Team |  | Remove expiry date per Commission Staff direction 2018ScrewInLampSavignsMethods-11Dec2017.pdf |  | Updated to indicate claim/filing status
2029 | Res-Lighting-InGen_CFLratio0347_CFLscw-100w | Residential Indoor General Lighting: CFL Lamp with integated Ballast replaces pre-existing standard lighting Wattage. Measure includes Code case. Impacts: CFL-based HOU (varies by BldgType) | DEER2014 | D13 v1.0 | 2020-11-24 16:30 | Res-Iltg-dWatt-CFL | DEER | Scaled | BaseRatio | 247 | 247 | None |  | 0 |  | 1 | Res | Any | Lighting | InGen-CFL | Ltg_Lamp | CFLint_lamp |  | ILtg-CFL-Res | Res indoor non-refl CFL base case, Total Watts = 3.47 x Msr Watts | Res indoor non-refl CFL base case, Total Watts = 3.47 x Msr Watts | CFL Lamp: Non-Reflector, 100 Watts | CFLratio0347 | CFLratio0347 | CFLscw(100w) | Available | Transition to new HOU begins 1/1/2016 as part of DEER2016 | 0 | 0 | DEER Lighting measure | ErRobNc |  | ILtg-Incand-Res |  | DEER1315end | 2013-01-01 | 2015-12-31 | InEA_modVal |  |  |  |  | Standard |  | 1 | 1 | 0 | Deemed Ex Ante Team |  |  |  | Updated to indicate claim/filing status
2030 | Res-Lighting-InGen_CFLratio0347_CFLscw-10w | Residential Indoor General Lighting: CFL Lamp with integated Ballast replaces pre-existing standard lighting Wattage. Measure includes Code case. Impacts: CFL-based HOU (varies by BldgType) | DEER2014 | D13 v1.0 | 2020-11-24 16:30 | Res-Iltg-dWatt-CFL | DEER | Scaled | BaseRatio | 25 | 25 | None |  | 0 |  | 1 | Res | Any | Lighting | InGen-CFL | Ltg_Lamp | CFLint_lamp | CFLscw(10w) | ILtg-CFL-Res | Res indoor non-refl CFL base case, Total Watts = 3.47 x Msr Watts | Res indoor non-refl CFL base case, Total Watts = 3.47 x Msr Watts | CFL Lamp: Non-Reflector, 382 initial lumens, 10 Watts | CFLratio0347 | CFLratio0347 | CFLscw(10w) | Available |  | 0 | 0 | DEER Lighting measure | ErRobNc |  | ILtg-Incand-Res |  | DEER1315end | 2013-01-01 | 2015-05-31 | InEA_modVal |  |  |  |  | Standard |  | 1 | 1 | 0 | Deemed Ex Ante Team |  |  |  | Updated to indicate claim/filing status
2031 | Res-Lighting-InGen_CFLratio0347_CFLscw-11w | Residential Indoor General Lighting: CFL Lamp with integated Ballast replaces pre-existing standard lighting Wattage. Measure includes Code case. Impacts: CFL-based HOU (varies by BldgType) | DEER2014 | D13 v1.0 | 2020-11-24 16:30 | Res-Iltg-dWatt-CFL | DEER | Scaled | BaseRatio | 27 | 27 | None |  | 0 |  | 1 | Res | Any | Lighting | InGen-CFL | Ltg_Lamp | CFLint_lamp | CFLscw(11w) | ILtg-CFL-Res | Res indoor non-refl CFL base case, Total Watts = 3.47 x Msr Watts | Res indoor non-refl CFL base case, Total Watts = 3.47 x Msr Watts | CFL Lamp: Non-Reflector, 420 initial lumens, 11 Watts | CFLratio0347 | CFLratio0347 | CFLscw(11w) | Available |  | 0 | 0 | DEER Lighting measure | ErRobNc |  | ILtg-Incand-Res | D08-RE-ILtg-CFL-Int-11W-Rpl-Prim | DEER1315end | 2013-01-01 | 2015-05-31 | InEA_modVal |  |  |  |  | Standard |  | 1 | 1 | 0 | Deemed Ex Ante Team |  |  |  | Updated to indicate claim/filing status
2032 | Res-Lighting-InGen_CFLratio0347_CFLscw-12w | Residential Indoor General Lighting: CFL Lamp with integated Ballast replaces pre-existing standard lighting Wattage. Measure includes Code case. Impacts: CFL-based HOU (varies by BldgType) | DEER2014 | D13 v1.0 | 2020-11-24 16:30 | Res-Iltg-dWatt-CFL | DEER | Scaled | BaseRatio | 30 | 30 | None |  | 0 |  | 1 | Res | Any | Lighting | InGen-CFL | Ltg_Lamp | CFLint_lamp | CFLscw(12w) | ILtg-CFL-Res | Res indoor non-refl CFL base case, Total Watts = 3.47 x Msr Watts | Res indoor non-refl CFL base case, Total Watts = 3.47 x Msr Watts | CFL Lamp: Non-Reflector, 540 initial lumens, 12 Watts | CFLratio0347 | CFLratio0347 | CFLscw(12w) | Available |  | 0 | 0 | DEER Lighting measure | ErRobNc |  | ILtg-Incand-Res |  | DEER1315end | 2013-01-01 | 2015-05-31 | InEA_modVal |  |  |  |  | Standard |  | 1 | 1 | 0 | Deemed Ex Ante Team |  |  |  | Updated to indicate claim/filing status
2033 | Res-Lighting-InGen_CFLratio0347_CFLscw-13w | Residential Indoor General Lighting: CFL Lamp with integated Ballast replaces pre-existing standard lighting Wattage. Measure includes Code case. Impacts: CFL-based HOU (varies by BldgType) | DEER2014 | D13 v1.0 | 2020-11-24 16:30 | Res-Iltg-dWatt-CFL | DEER | Scaled | BaseRatio | 32 | 32 | None |  | 0 |  | 1 | Res | Any | Lighting | InGen-CFL | Ltg_Lamp | CFLint_lamp | CFLscw(13w) | ILtg-CFL-Res | Res indoor non-refl CFL base case, Total Watts = 3.47 x Msr Watts | Res indoor non-refl CFL base case, Total Watts = 3.47 x Msr Watts | CFL Lamp: Non-Reflector, 660 initial lumens, 13 Watts | CFLratio0347 | CFLratio0347 | CFLscw(13w) | Available |  | 0 | 0 | DEER Lighting measure | ErRobNc |  | ILtg-Incand-Res | D08-RE-ILtg-CFL-Int-13W-Rpl-Prim | DEER1315end | 2013-01-01 | 2015-05-31 | InEA_modVal |  |  |  |  | Standard |  | 1 | 1 | 0 | Deemed Ex Ante Team |  |  |  | Updated to indicate claim/filing status
2034 | Res-Lighting-InGen_CFLratio0347_CFLscw-14w | Residential Indoor General Lighting: CFL Lamp with integated Ballast replaces pre-existing standard lighting Wattage. Measure includes Code case. Impacts: CFL-based HOU (varies by BldgType) | DEER2014 | D13 v1.0 | 2020-11-24 16:30 | Res-Iltg-dWatt-CFL | DEER | Scaled | BaseRatio | 35 | 35 | None |  | 0 |  | 1 | Res | Any | Lighting | InGen-CFL | Ltg_Lamp | CFLint_lamp | CFLscw(14w) | ILtg-CFL-Res | Res indoor non-refl CFL base case, Total Watts = 3.47 x Msr Watts | Res indoor non-refl CFL base case, Total Watts = 3.47 x Msr Watts | CFL Lamp: Non-Reflector, 713 initial lumens, 14 Watts | CFLratio0347 | CFLratio0347 | CFLscw(14w) | Available |  | 0 | 0 | DEER Lighting measure | ErRobNc |  | ILtg-Incand-Res | D08-RE-ILtg-CFL-Int-14W-Rpl-Prim | DEER1315end | 2013-01-01 | 2015-05-31 | InEA_modVal |  |  |  |  | Standard |  | 1 | 1 | 0 | Deemed Ex Ante Team |  |  |  | Updated to indicate claim/filing status
2035 | Res-Lighting-InGen_CFLratio0347_CFLscw-150w | Residential Indoor General Lighting: CFL Lamp with integated Ballast replaces pre-existing standard lighting Wattage. Measure includes Code case. Impacts: CFL-based HOU (varies by BldgType) | DEER2014 | D13 v1.0 | 2020-11-24 16:30 | Res-Iltg-dWatt-CFL | DEER | Scaled | BaseRatio | 371 | 371 | None |  | 0 |  | 1 | Res | Any | Lighting | InGen-CFL | Ltg_Lamp | CFLint_lamp |  | ILtg-CFL-Res | Res indoor non-refl CFL base case, Total Watts = 3.47 x Msr Watts | Res indoor non-refl CFL base case, Total Watts = 3.47 x Msr Watts | CFL Lamp: Non-Reflector, 150 Watts | CFLratio0347 | CFLratio0347 | CFLscw(150w) | Available | Transition to new HOU begins 1/1/2016 as part of DEER2016 | 0 | 0 | DEER Lighting measure | ErRobNc |  | ILtg-Incand-Res |  | DEER1315end | 2013-01-01 | 2015-12-31 | InEA_modVal |  |  |  |  | Standard |  | 1 | 1 | 0 | Deemed Ex Ante Team |  |  |  | Updated to indicate claim/filing status
2036 | Res-Lighting-InGen_CFLratio0347_CFLscw-15w | Residential Indoor General Lighting: CFL Lamp with integated Ballast replaces pre-existing standard lighting Wattage. Measure includes Code case. Impacts: CFL-based HOU (varies by BldgType) | DEER2014 | D13 v1.0 | 2020-11-24 16:30 | Res-Iltg-dWatt-CFL | DEER | Scaled | BaseRatio | 37 | 37 | None |  | 0 |  | 1 | Res | Any | Lighting | InGen-CFL | Ltg_Lamp | CFLint_lamp | CFLscw(15w) | ILtg-CFL-Res | Res indoor non-refl CFL base case, Total Watts = 3.47 x Msr Watts | Res indoor non-refl CFL base case, Total Watts = 3.47 x Msr Watts | CFL Lamp: Non-Reflector, 765 initial lumens, 15 Watts | CFLratio0347 | CFLratio0347 | CFLscw(15w) | Available |  | 0 | 0 | DEER Lighting measure | ErRobNc |  | ILtg-Incand-Res | D08-RE-ILtg-CFL-Int-15W-Rpl-Prim | DEER1315end | 2013-01-01 | 2015-05-31 | InEA_modVal |  |  |  |  | Standard |  | 1 | 1 | 0 | Deemed Ex Ante Team |  |  |  | Updated to indicate claim/filing status
2037 | Res-Lighting-InGen_CFLratio0347_CFLscw-16w | Residential Indoor General Lighting: CFL Lamp with integated Ballast replaces pre-existing standard lighting Wattage. Measure includes Code case. Impacts: CFL-based HOU (varies by BldgType) | DEER2014 | D13 v1.0 | 2020-11-24 16:30 | Res-Iltg-dWatt-CFL | DEER | Scaled | BaseRatio | 40 | 40 | None |  | 0 |  | 1 | Res | Any | Lighting | InGen-CFL | Ltg_Lamp | CFLint_lamp | CFLscw(16w) | ILtg-CFL-Res | Res indoor non-refl CFL base case, Total Watts = 3.47 x Msr Watts | Res indoor non-refl CFL base case, Total Watts = 3.47 x Msr Watts | CFL Lamp: Non-Reflector, 810 initial lumens, 16 Watts | CFLratio0347 | CFLratio0347 | CFLscw(16w) | Available |  | 0 | 0 | DEER Lighting measure | ErRobNc |  | ILtg-Incand-Res | D08-RE-ILtg-CFL-Int-16W-Rpl-Prim | DEER1315end | 2013-01-01 | 2015-05-31 | InEA_modVal |  |  |  |  | Standard |  | 1 | 1 | 0 | Deemed Ex Ante Team |  |  |  | Updated to indicate claim/filing status
2038 | Res-Lighting-InGen_CFLratio0347_CFLscw-17w | Residential Indoor General Lighting: CFL Lamp with integated Ballast replaces pre-existing standard lighting Wattage. Measure includes Code case. Impacts: CFL-based HOU (varies by BldgType) | DEER2014 | D13 v1.0 | 2020-11-24 16:30 | Res-Iltg-dWatt-CFL | DEER | Scaled | BaseRatio | 42 | 42 | None |  | 0 |  | 1 | Res | Any | Lighting | InGen-CFL | Ltg_Lamp | CFLint_lamp | CFLscw(17w) | ILtg-CFL-Res | Res indoor non-refl CFL base case, Total Watts = 3.47 x Msr Watts | Res indoor non-refl CFL base case, Total Watts = 3.47 x Msr Watts | CFL Lamp: Non-Reflector, 845 initial lumens, 17 Watts | CFLratio0347 | CFLratio0347 | CFLscw(17w) | Available |  | 0 | 0 | DEER Lighting measure | ErRobNc |  | ILtg-Incand-Res |  | DEER1315end | 2013-01-01 | 2015-05-31 | InEA_modVal |  |  |  |  | Standard |  | 1 | 1 | 0 | Deemed Ex Ante Team |  |  |  | Updated to indicate claim/filing status
2039 | Res-Lighting-InGen_CFLratio0347_CFLscw-18w | Residential Indoor General Lighting: CFL Lamp with integated Ballast replaces pre-existing standard lighting Wattage. Measure includes Code case. Impacts: CFL-based HOU (varies by BldgType) | DEER2014 | D13 v1.0 | 2020-11-24 16:30 | Res-Iltg-dWatt-CFL | DEER | Scaled | BaseRatio | 44 | 44 | None |  | 0 |  | 1 | Res | Any | Lighting | InGen-CFL | Ltg_Lamp | CFLint_lamp | CFLscw(18w) | ILtg-CFL-Res | Res indoor non-refl CFL base case, Total Watts = 3.47 x Msr Watts | Res indoor non-refl CFL base case, Total Watts = 3.47 x Msr Watts | CFL Lamp: Non-Reflector, 885 initial lumens, 18 Watts | CFLratio0347 | CFLratio0347 | CFLscw(18w) | Available |  | 0 | 0 | DEER Lighting measure | ErRobNc |  | ILtg-Incand-Res | D08-RE-ILtg-CFL-Int-18W-Rpl-Prim | DEER1315end | 2013-01-01 | 2015-05-31 | InEA_modVal |  |  |  |  | Standard |  | 1 | 1 | 0 | Deemed Ex Ante Team |  |  |  | Updated to indicate claim/filing status
2040 | Res-Lighting-InGen_CFLratio0347_CFLscw-19w | Residential Indoor General Lighting: CFL Lamp with integated Ballast replaces pre-existing standard lighting Wattage. Measure includes Code case. Impacts: CFL-based HOU (varies by BldgType) | DEER2014 | D13 v1.0 | 2020-11-24 16:30 | Res-Iltg-dWatt-CFL | DEER | Scaled | BaseRatio | 47 | 47 | None |  | 0 |  | 1 | Res | Any | Lighting | InGen-CFL | Ltg_Lamp | CFLint_lamp | CFLscw(19w) | ILtg-CFL-Res | Res indoor non-refl CFL base case, Total Watts = 3.47 x Msr Watts | Res indoor non-refl CFL base case, Total Watts = 3.47 x Msr Watts | CFL Lamp: Non-Reflector, 925 initial lumens, 19 Watts | CFLratio0347 | CFLratio0347 | CFLscw(19w) | Available |  | 0 | 0 | DEER Lighting measure | ErRobNc |  | ILtg-Incand-Res | D08-RE-ILtg-CFL-Int-19W-Rpl-Prim | DEER1315end | 2013-01-01 | 2015-05-31 | InEA_modVal |  |  |  |  | Standard |  | 1 | 1 | 0 | Deemed Ex Ante Team |  |  |  | Updated to indicate claim/filing status
2041 | Res-Lighting-InGen_CFLratio0347_CFLscw-200w | Residential Indoor General Lighting: CFL Lamp with integated Ballast replaces pre-existing standard lighting Wattage. Measure includes Code case. Impacts: CFL-based HOU (varies by BldgType) | DEER2014 | D13 v1.0 | 2020-11-24 16:30 | Res-Iltg-dWatt-CFL | DEER | Scaled | BaseRatio | 494 | 494 | None |  | 0 |  | 1 | Res | Any | Lighting | InGen-CFL | Ltg_Lamp | CFLint_lamp |  | ILtg-CFL-Res | Res indoor non-refl CFL base case, Total Watts = 3.47 x Msr Watts | Res indoor non-refl CFL base case, Total Watts = 3.47 x Msr Watts | CFL Lamp: Non-Reflector, 200 Watts | CFLratio0347 | CFLratio0347 | CFLscw(200w) | Available | Transition to new HOU begins 1/1/2016 as part of DEER2016 | 0 | 0 | DEER Lighting measure | ErRobNc |  | ILtg-Incand-Res |  | DEER1315end | 2013-01-01 | 2015-12-31 | InEA_modVal |  |  |  |  | Standard |  | 1 | 1 | 0 | Deemed Ex Ante Team |  |  |  | Updated to indicate claim/filing status
2042 | Res-Lighting-InGen_CFLratio0347_CFLscw-20w | Residential Indoor General Lighting: CFL Lamp with integated Ballast replaces pre-existing standard lighting Wattage. Measure includes Code case. Impacts: CFL-based HOU (varies by BldgType) | DEER2014 | D13 v1.0 | 2020-11-24 16:30 | Res-Iltg-dWatt-CFL | DEER | Scaled | BaseRatio | 49 | 49 | None |  | 0 |  | 1 | Res | Any | Lighting | InGen-CFL | Ltg_Lamp | CFLint_lamp | CFLscw(20w) | ILtg-CFL-Res | Res indoor non-refl CFL base case, Total Watts = 3.47 x Msr Watts | Res indoor non-refl CFL base case, Total Watts = 3.47 x Msr Watts | CFL Lamp: Non-Reflector, 965 initial lumens, 20 Watts | CFLratio0347 | CFLratio0347 | CFLscw(20w) | Available |  | 0 | 0 | DEER Lighting measure | ErRobNc |  | ILtg-Incand-Res | D08-RE-ILtg-CFL-Int-20W-Rpl-Prim | DEER1315end | 2013-01-01 | 2015-05-31 | InEA_modVal |  |  |  |  | Standard |  | 1 | 1 | 0 | Deemed Ex Ante Team |  |  |  | Updated to indicate claim/filing status
2043 | Res-Lighting-InGen_CFLratio0347_CFLscw-21w | Residential Indoor General Lighting: CFL Lamp with integated Ballast replaces pre-existing standard lighting Wattage. Measure includes Code case. Impacts: CFL-based HOU (varies by BldgType) | DEER2014 | D13 v1.0 | 2020-11-24 16:30 | Res-Iltg-dWatt-CFL | DEER | Scaled | BaseRatio | 52 | 52 | None |  | 0 |  | 1 | Res | Any | Lighting | InGen-CFL | Ltg_Lamp | CFLint_lamp | CFLscw(21w) | ILtg-CFL-Res | Res indoor non-refl CFL base case, Total Watts = 3.47 x Msr Watts | Res indoor non-refl CFL base case, Total Watts = 3.47 x Msr Watts | CFL Lamp: Non-Reflector, 1070 initial lumens, 21 Watts | CFLratio0347 | CFLratio0347 | CFLscw(21w) | Available |  | 0 | 0 | DEER Lighting measure | ErRobNc |  | ILtg-Incand-Res |  | DEER1315end | 2013-01-01 | 2015-05-31 | InEA_modVal |  |  |  |  | Standard |  | 1 | 1 | 0 | Deemed Ex Ante Team |  |  |  | Updated to indicate claim/filing status
2044 | Res-Lighting-InGen_CFLratio0347_CFLscw-22w | Residential Indoor General Lighting: CFL Lamp with integated Ballast replaces pre-existing standard lighting Wattage. Measure includes Code case. Impacts: CFL-based HOU (varies by BldgType) | DEER2014 | D13 v1.0 | 2020-11-24 16:30 | Res-Iltg-dWatt-CFL | DEER | Scaled | BaseRatio | 54 | 54 | None |  | 0 |  | 1 | Res | Any | Lighting | InGen-CFL | Ltg_Lamp | CFLint_lamp | CFLscw(22w) | ILtg-CFL-Res | Res indoor non-refl CFL base case, Total Watts = 3.47 x Msr Watts | Res indoor non-refl CFL base case, Total Watts = 3.47 x Msr Watts | CFL Lamp: Non-Reflector, 1175 initial lumens, 22 Watts | CFLratio0347 | CFLratio0347 | CFLscw(22w) | Available |  | 0 | 0 | DEER Lighting measure | ErRobNc |  | ILtg-Incand-Res |  | DEER1315end | 2013-01-01 | 2015-05-31 | InEA_modVal |  |  |  |  | Standard |  | 1 | 1 | 0 | Deemed Ex Ante Team |  |  |  | Updated to indicate claim/filing status
2045 | Res-Lighting-InGen_CFLratio0347_CFLscw-23w | Residential Indoor General Lighting: CFL Lamp with integated Ballast replaces pre-existing standard lighting Wattage. Measure includes Code case. Impacts: CFL-based HOU (varies by BldgType) | DEER2014 | D13 v1.0 | 2020-11-24 16:30 | Res-Iltg-dWatt-CFL | DEER | Scaled | BaseRatio | 57 | 57 | None |  | 0 |  | 1 | Res | Any | Lighting | InGen-CFL | Ltg_Lamp | CFLint_lamp | CFLscw(23w) | ILtg-CFL-Res | Res indoor non-refl CFL base case, Total Watts = 3.47 x Msr Watts | Res indoor non-refl CFL base case, Total Watts = 3.47 x Msr Watts | CFL Lamp: Non-Reflector, 1280 initial lumens, 23 Watts | CFLratio0347 | CFLratio0347 | CFLscw(23w) | Available |  | 0 | 0 | DEER Lighting measure | ErRobNc |  | ILtg-Incand-Res | D08-RE-ILtg-CFL-Int-23W-Rpl-Prim | DEER1315end | 2013-01-01 | 2015-05-31 | InEA_modVal |  |  |  |  | Standard |  | 1 | 1 | 0 | Deemed Ex Ante Team |  |  |  | Updated to indicate claim/filing status
2046 | Res-Lighting-InGen_CFLratio0347_CFLscw-24w | Residential Indoor General Lighting: CFL Lamp with integated Ballast replaces pre-existing standard lighting Wattage. Measure includes Code case. Impacts: CFL-based HOU (varies by BldgType) | DEER2014 | D13 v1.0 | 2020-11-24 16:30 | Res-Iltg-dWatt-CFL | DEER | Scaled | BaseRatio | 59 | 59 | None |  | 0 |  | 1 | Res | Any | Lighting | InGen-CFL | Ltg_Lamp | CFLint_lamp | CFLscw(24w) | ILtg-CFL-Res | Res indoor non-refl CFL base case, Total Watts = 3.47 x Msr Watts | Res indoor non-refl CFL base case, Total Watts = 3.47 x Msr Watts | CFL Lamp: Non-Reflector, 1295 initial lumens, 24 Watts | CFLratio0347 | CFLratio0347 | CFLscw(24w) | Available |  | 0 | 0 | DEER Lighting measure | ErRobNc |  | ILtg-Incand-Res | D08-RE-ILtg-CFL-Int-24W-Rpl-Prim | DEER1315end | 2013-01-01 | 2015-05-31 | InEA_modVal |  |  |  |  | Standard |  | 1 | 1 | 0 | Deemed Ex Ante Team |  |  |  | Updated to indicate claim/filing status
2047 | Res-Lighting-InGen_CFLratio0347_CFLscw-25w | Residential Indoor General Lighting: CFL Lamp with integated Ballast replaces pre-existing standard lighting Wattage. Measure includes Code case. Impacts: CFL-based HOU (varies by BldgType) | DEER2014 | D13 v1.0 | 2020-11-24 16:30 | Res-Iltg-dWatt-CFL | DEER | Scaled | BaseRatio | 62 | 62 | None |  | 0 |  | 1 | Res | Any | Lighting | InGen-CFL | Ltg_Lamp | CFLint_lamp | CFLscw(25w) | ILtg-CFL-Res | Res indoor non-refl CFL base case, Total Watts = 3.47 x Msr Watts | Res indoor non-refl CFL base case, Total Watts = 3.47 x Msr Watts | CFL Lamp: Non-Reflector, 1310 initial lumens, 25 Watts | CFLratio0347 | CFLratio0347 | CFLscw(25w) | Available |  | 0 | 0 | DEER Lighting measure | ErRobNc |  | ILtg-Incand-Res | D08-RE-ILtg-CFL-Int-25W-Rpl-Prim | DEER1315end | 2013-01-01 | 2015-05-31 | InEA_modVal |  |  |  |  | Standard |  | 1 | 1 | 0 | Deemed Ex Ante Team |  |  |  | Updated to indicate claim/filing status
2048 | Res-Lighting-InGen_CFLratio0347_CFLscw-26w | Residential Indoor General Lighting: CFL Lamp with integated Ballast replaces pre-existing standard lighting Wattage. Measure includes Code case. Impacts: CFL-based HOU (varies by BldgType) | DEER2014 | D13 v1.0 | 2020-11-24 16:30 | Res-Iltg-dWatt-CFL | DEER | Scaled | BaseRatio | 64 | 64 | None |  | 0 |  | 1 | Res | Any | Lighting | InGen-CFL | Ltg_Lamp | CFLint_lamp | CFLscw(26w) | ILtg-CFL-Res | Res indoor non-refl CFL base case, Total Watts = 3.47 x Msr Watts | Res indoor non-refl CFL base case, Total Watts = 3.47 x Msr Watts | CFL Lamp: Non-Reflector, 1368 initial lumens, 26 Watts | CFLratio0347 | CFLratio0347 | CFLscw(26w) | Available |  | 0 | 0 | DEER Lighting measure | ErRobNc |  | ILtg-Incand-Res | D08-RE-ILtg-CFL-Int-26W-Rpl-Prim | DEER1315end | 2013-01-01 | 2015-05-31 | InEA_modVal |  |  |  |  | Standard |  | 1 | 1 | 0 | Deemed Ex Ante Team |  |  |  | Updated to indicate claim/filing status
2049 | Res-Lighting-InGen_CFLratio0347_CFLscw-27w | Residential Indoor General Lighting: CFL Lamp with integated Ballast replaces pre-existing standard lighting Wattage. Measure includes Code case. Impacts: CFL-based HOU (varies by BldgType) | DEER2014 | D13 v1.0 | 2020-11-24 16:30 | Res-Iltg-dWatt-CFL | DEER | Scaled | BaseRatio | 67 | 67 | None |  | 0 |  | 1 | Res | Any | Lighting | InGen-CFL | Ltg_Lamp | CFLint_lamp | CFLscw(27w) | ILtg-CFL-Res | Res indoor non-refl CFL base case, Total Watts = 3.47 x Msr Watts | Res indoor non-refl CFL base case, Total Watts = 3.47 x Msr Watts | CFL Lamp: Non-Reflector, 1427 initial lumens, 27 Watts | CFLratio0347 | CFLratio0347 | CFLscw(27w) | Available |  | 0 | 0 | DEER Lighting measure | ErRobNc |  | ILtg-Incand-Res | D08-RE-ILtg-CFL-Int-27W-Rpl-Prim | DEER1315end | 2013-01-01 | 2015-05-31 | InEA_modVal |  |  |  |  | Standard |  | 1 | 1 | 0 | Deemed Ex Ante Team |  |  |  | Updated to indicate claim/filing status
2050 | Res-Lighting-InGen_CFLratio0347_CFLscw-28w | Residential Indoor General Lighting: CFL Lamp with integated Ballast replaces pre-existing standard lighting Wattage. Measure includes Code case. Impacts: CFL-based HOU (varies by BldgType) | DEER2014 | D13 v1.0 | 2020-11-24 16:30 | Res-Iltg-dWatt-CFL | DEER | Scaled | BaseRatio | 69 | 69 | None |  | 0 |  | 1 | Res | Any | Lighting | InGen-CFL | Ltg_Lamp | CFLint_lamp | CFLscw(28w) | ILtg-CFL-Res | Res indoor non-refl CFL base case, Total Watts = 3.47 x Msr Watts | Res indoor non-refl CFL base case, Total Watts = 3.47 x Msr Watts | CFL Lamp: Non-Reflector, 1485 initial lumens, 28 Watts | CFLratio0347 | CFLratio0347 | CFLscw(28w) | Available |  | 0 | 0 | DEER Lighting measure | ErRobNc |  | ILtg-Incand-Res | D08-RE-ILtg-CFL-Int-28W-Rpl-Prim | DEER1315end | 2013-01-01 | 2015-05-31 | InEA_modVal |  |  |  |  | Standard |  | 1 | 1 | 0 | Deemed Ex Ante Team |  |  |  | Updated to indicate claim/filing status
2051 | Res-Lighting-InGen_CFLratio0347_CFLscw-29w | Residential Indoor General Lighting: CFL Lamp with integated Ballast replaces pre-existing standard lighting Wattage. Measure includes Code case. Impacts: CFL-based HOU (varies by BldgType) | DEER2014 | D13 v1.0 | 2020-11-24 16:30 | Res-Iltg-dWatt-CFL | DEER | Scaled | BaseRatio | 72 | 72 | None |  | 0 |  | 1 | Res | Any | Lighting | InGen-CFL | Ltg_Lamp | CFLint_lamp | CFLscw(29w) | ILtg-CFL-Res | Res indoor non-refl CFL base case, Total Watts = 3.47 x Msr Watts | Res indoor non-refl CFL base case, Total Watts = 3.47 x Msr Watts | CFL Lamp: Non-Reflector, 29 Watts | CFLratio0347 | CFLratio0347 | CFLscw(29w) | Available |  | 0 | 0 | DEER Lighting measure | ErRobNc |  | ILtg-Incand-Res |  | DEER1315end | 2013-01-01 | 2015-05-31 | InEA_modVal |  |  |  |  | Standard |  | 1 | 1 | 0 | Deemed Ex Ante Team |  |  |  | Updated to indicate claim/filing status
2052 | Res-Lighting-InGen_CFLratio0347_CFLscw-30w | Residential Indoor General Lighting: CFL Lamp with integated Ballast replaces pre-existing standard lighting Wattage. Measure includes Code case. Impacts: CFL-based HOU (varies by BldgType) | DEER2014 | D13 v1.0 | 2020-11-24 16:30 | Res-Iltg-dWatt-CFL | DEER | Scaled | BaseRatio | 74 | 74 | None |  | 0 |  | 1 | Res | Any | Lighting | InGen-CFL | Ltg_Lamp | CFLint_lamp | CFLscw(30w) | ILtg-CFL-Res | Res indoor non-refl CFL base case, Total Watts = 3.47 x Msr Watts | Res indoor non-refl CFL base case, Total Watts = 3.47 x Msr Watts | CFL Lamp: Non-Reflector, 30 Watts | CFLratio0347 | CFLratio0347 | CFLscw(30w) | Available |  | 0 | 0 | DEER Lighting measure | ErRobNc |  | ILtg-Incand-Res | D08-RE-ILtg-CFL-Int-30W-Rpl-Prim | DEER1315end | 2013-01-01 | 2015-05-31 | InEA_modVal |  |  |  |  | Standard |  | 1 | 1 | 0 | Deemed Ex Ante Team |  |  |  | Updated to indicate claim/filing status
2053 | Res-Lighting-InGen_CFLratio0347_CFLscw-31w | Residential Indoor General Lighting: CFL Lamp with integated Ballast replaces pre-existing standard lighting Wattage. Measure includes Code case. Impacts: CFL-based HOU (varies by BldgType) | DEER2014 | D13 v1.0 | 2020-11-24 16:30 | Res-Iltg-dWatt-CFL | DEER | Scaled | BaseRatio | 77 | 77 | None |  | 0 |  | 1 | Res | Any | Lighting | InGen-CFL | Ltg_Lamp | CFLint_lamp | CFLscw(31w) | ILtg-CFL-Res | Res indoor non-refl CFL base case, Total Watts = 3.47 x Msr Watts | Res indoor non-refl CFL base case, Total Watts = 3.47 x Msr Watts | CFL Lamp: Non-Reflector, 31 Watts | CFLratio0347 | CFLratio0347 | CFLscw(31w) | Available | Transition to new HOU begins 1/1/2016 as part of DEER2016 | 0 | 0 | DEER Lighting measure | ErRobNc |  | ILtg-Incand-Res | D08-RE-ILtg-CFL-Int-36W-Rpl-Prim | DEER1315end | 2013-01-01 | 2015-12-31 | InEA_modVal |  |  |  |  | Standard |  | 1 | 1 | 0 | Deemed Ex Ante Team |  |  |  | Updated to indicate claim/filing status
2054 | Res-Lighting-InGen_CFLratio0347_CFLscw-32w | Residential Indoor General Lighting: CFL Lamp with integated Ballast replaces pre-existing standard lighting Wattage. Measure includes Code case. Impacts: CFL-based HOU (varies by BldgType) | DEER2014 | D13 v1.0 | 2020-11-24 16:30 | Res-Iltg-dWatt-CFL | DEER | Scaled | BaseRatio | 79 | 79 | None |  | 0 |  | 1 | Res | Any | Lighting | InGen-CFL | Ltg_Lamp | CFLint_lamp | CFLscw(32w) | ILtg-CFL-Res | Res indoor non-refl CFL base case, Total Watts = 3.47 x Msr Watts | Res indoor non-refl CFL base case, Total Watts = 3.47 x Msr Watts | CFL Lamp: Non-Reflector, 32 Watts | CFLratio0347 | CFLratio0347 | CFLscw(32w) | Available | Transition to new HOU begins 1/1/2016 as part of DEER2016 | 0 | 0 | DEER Lighting measure | ErRobNc |  | ILtg-Incand-Res | D08-RE-ILtg-CFL-Int-40W-Rpl-Prim | DEER1315end | 2013-01-01 | 2015-12-31 | InEA_modVal |  |  |  |  | Standard |  | 1 | 1 | 0 | Deemed Ex Ante Team |  |  |  | Updated to indicate claim/filing status
2055 | Res-Lighting-InGen_CFLratio0347_CFLscw-3w | Residential Indoor General Lighting: CFL Lamp with integated Ballast replaces pre-existing standard lighting Wattage. Measure includes Code case. Impacts: CFL-based HOU (varies by BldgType) | DEER2014 | D13 v1.0 | 2020-11-24 16:30 | Res-Iltg-dWatt-CFL | DEER | Scaled | BaseRatio | 7 | 7 | None |  | 0 |  | 1 | Res | Any | Lighting | InGen-CFL | Ltg_Lamp | CFLint_lamp | CFLscw(3w) | ILtg-CFL-Res | Res indoor non-refl CFL base case, Total Watts = 3.47 x Msr Watts | Res indoor non-refl CFL base case, Total Watts = 3.47 x Msr Watts | CFL Lamp: Non-Reflector, 3 Watts | CFLratio0347 | CFLratio0347 | CFLscw(3w) | Available |  | 0 | 0 | DEER Lighting measure | ErRobNc |  | ILtg-Incand-Res |  | DEER1315end | 2013-01-01 | 2015-05-31 | InEA_modVal |  |  |  |  | Standard |  | 1 | 1 | 0 | Deemed Ex Ante Team |  |  |  | Updated to indicate claim/filing status
2056 | Res-Lighting-InGen_CFLratio0347_CFLscw-42w | Residential Indoor General Lighting: CFL Lamp with integated Ballast replaces pre-existing standard lighting Wattage. Measure includes Code case. Impacts: CFL-based HOU (varies by BldgType) | DEER2014 | D13 v1.0 | 2020-11-24 16:30 | Res-Iltg-dWatt-CFL | DEER | Scaled | BaseRatio | 104 | 104 | None |  | 0 |  | 1 | Res | Any | Lighting | InGen-CFL | Ltg_Lamp | CFLint_lamp | CFLscw(42w) | ILtg-CFL-Res | Res indoor non-refl CFL base case, Total Watts = 3.47 x Msr Watts | Res indoor non-refl CFL base case, Total Watts = 3.47 x Msr Watts | CFL Lamp: Non-Reflector, 42 Watts | CFLratio0347 | CFLratio0347 | CFLscw(42w) | Available | Transition to new HOU begins 1/1/2016 as part of DEER2016 | 0 | 0 | DEER Lighting measure | ErRobNc |  | ILtg-Incand-Res |  | DEER1315end | 2013-01-01 | 2015-12-31 | InEA_modVal |  |  |  |  | Standard |  | 1 | 1 | 0 | Deemed Ex Ante Team |  |  |  | Updated to indicate claim/filing status
2057 | Res-Lighting-InGen_CFLratio0347_CFLscw-4w | Residential Indoor General Lighting: CFL Lamp with integated Ballast replaces pre-existing standard lighting Wattage. Measure includes Code case. Impacts: CFL-based HOU (varies by BldgType) | DEER2014 | D13 v1.0 | 2020-11-24 16:30 | Res-Iltg-dWatt-CFL | DEER | Scaled | BaseRatio | 10 | 10 | None |  | 0 |  | 1 | Res | Any | Lighting | InGen-CFL | Ltg_Lamp | CFLint_lamp | CFLscw(4w) | ILtg-CFL-Res | Res indoor non-refl CFL base case, Total Watts = 3.47 x Msr Watts | Res indoor non-refl CFL base case, Total Watts = 3.47 x Msr Watts | CFL Lamp: Non-Reflector, 4 Watts | CFLratio0347 | CFLratio0347 | CFLscw(4w) | Available |  | 0 | 0 | DEER Lighting measure | ErRobNc |  | ILtg-Incand-Res |  | DEER1315end | 2013-01-01 | 2015-05-31 | InEA_modVal |  |  |  |  | Standard |  | 1 | 1 | 0 | Deemed Ex Ante Team |  |  |  | Updated to indicate claim/filing status
2058 | Res-Lighting-InGen_CFLratio0347_CFLscw-55w | Residential Indoor General Lighting: CFL Lamp with integated Ballast replaces pre-existing standard lighting Wattage. Measure includes Code case. Impacts: CFL-based HOU (varies by BldgType) | DEER2014 | D13 v1.0 | 2020-11-24 16:30 | Res-Iltg-dWatt-CFL | DEER | Scaled | BaseRatio | 136 | 136 | None |  | 0 |  | 1 | Res | Any | Lighting | InGen-CFL | Ltg_Lamp | CFLint_lamp | CFLscw(55w) | ILtg-CFL-Res | Res indoor non-refl CFL base case, Total Watts = 3.47 x Msr Watts | Res indoor non-refl CFL base case, Total Watts = 3.47 x Msr Watts | CFL Lamp: Non-Reflector, 55 Watts | CFLratio0347 | CFLratio0347 | CFLscw(55w) | Available | Transition to new HOU begins 1/1/2016 as part of DEER2016 | 0 | 0 | DEER Lighting measure | ErRobNc |  | ILtg-Incand-Res |  | DEER1315end | 2013-01-01 | 2015-12-31 | InEA_modVal |  |  |  |  | Standard |  | 1 | 1 | 0 | Deemed Ex Ante Team |  |  |  | Updated to indicate claim/filing status
2059 | Res-Lighting-InGen_CFLratio0347_CFLscw-5w | Residential Indoor General Lighting: CFL Lamp with integated Ballast replaces pre-existing standard lighting Wattage. Measure includes Code case. Impacts: CFL-based HOU (varies by BldgType) | DEER2014 | D13 v1.0 | 2020-11-24 16:30 | Res-Iltg-dWatt-CFL | DEER | Scaled | BaseRatio | 12 | 12 | None |  | 0 |  | 1 | Res | Any | Lighting | InGen-CFL | Ltg_Lamp | CFLint_lamp | CFLscw(5w) | ILtg-CFL-Res | Res indoor non-refl CFL base case, Total Watts = 3.47 x Msr Watts | Res indoor non-refl CFL base case, Total Watts = 3.47 x Msr Watts | CFL Lamp: Non-Reflector, 5 Watts | CFLratio0347 | CFLratio0347 | CFLscw(5w) | Available |  | 0 | 0 | DEER Lighting measure | ErRobNc |  | ILtg-Incand-Res |  | DEER1315end | 2013-01-01 | 2015-05-31 | InEA_modVal |  |  |  |  | Standard |  | 1 | 1 | 0 | Deemed Ex Ante Team |  |  |  | Updated to indicate claim/filing status
2060 | Res-Lighting-InGen_CFLratio0347_CFLscw-60w | Residential Indoor General Lighting: CFL Lamp with integated Ballast replaces pre-existing standard lighting Wattage. Measure includes Code case. Impacts: CFL-based HOU (varies by BldgType) | DEER2014 | D13 v1.0 | 2020-11-24 16:30 | Res-Iltg-dWatt-CFL | DEER | Scaled | BaseRatio | 148 | 148 | None |  | 0 |  | 1 | Res | Any | Lighting | InGen-CFL | Ltg_Lamp | CFLint_lamp |  | ILtg-CFL-Res | Res indoor non-refl CFL base case, Total Watts = 3.47 x Msr Watts | Res indoor non-refl CFL base case, Total Watts = 3.47 x Msr Watts | CFL Lamp: Non-Reflector, 60 Watts | CFLratio0347 | CFLratio0347 | CFLscw(60w) | Available | Transition to new HOU begins 1/1/2016 as part of DEER2016 | 0 | 0 | DEER Lighting measure | ErRobNc |  | ILtg-Incand-Res |  | DEER1315end | 2013-01-01 | 2015-12-31 | InEA_modVal |  |  |  |  | Standard |  | 1 | 1 | 0 | Deemed Ex Ante Team |  |  |  | Updated to indicate claim/filing status
2061 | Res-Lighting-InGen_CFLratio0347_CFLscw-6w | Residential Indoor General Lighting: CFL Lamp with integated Ballast replaces pre-existing standard lighting Wattage. Measure includes Code case. Impacts: CFL-based HOU (varies by BldgType) | DEER2014 | D13 v1.0 | 2020-11-24 16:30 | Res-Iltg-dWatt-CFL | DEER | Scaled | BaseRatio | 15 | 15 | None |  | 0 |  | 1 | Res | Any | Lighting | InGen-CFL | Ltg_Lamp | CFLint_lamp | CFLscw(6w) | ILtg-CFL-Res | Res indoor non-refl CFL base case, Total Watts = 3.47 x Msr Watts | Res indoor non-refl CFL base case, Total Watts = 3.47 x Msr Watts | CFL Lamp: Non-Reflector, 6 Watts | CFLratio0347 | CFLratio0347 | CFLscw(6w) | Available |  | 0 | 0 | DEER Lighting measure | ErRobNc |  | ILtg-Incand-Res |  | DEER1315end | 2013-01-01 | 2015-05-31 | InEA_modVal |  |  |  |  | Standard |  | 1 | 1 | 0 | Deemed Ex Ante Team |  |  |  | Updated to indicate claim/filing status
2062 | Res-Lighting-InGen_CFLratio0347_CFLscw-7w | Residential Indoor General Lighting: CFL Lamp with integated Ballast replaces pre-existing standard lighting Wattage. Measure includes Code case. Impacts: CFL-based HOU (varies by BldgType) | DEER2014 | D13 v1.0 | 2020-11-24 16:30 | Res-Iltg-dWatt-CFL | DEER | Scaled | BaseRatio | 17 | 17 | None |  | 0 |  | 1 | Res | Any | Lighting | InGen-CFL | Ltg_Lamp | CFLint_lamp | CFLscw(7w) | ILtg-CFL-Res | Res indoor non-refl CFL base case, Total Watts = 3.47 x Msr Watts | Res indoor non-refl CFL base case, Total Watts = 3.47 x Msr Watts | CFL Lamp: Non-Reflector, 296 initial lumens, 7 Watts | CFLratio0347 | CFLratio0347 | CFLscw(7w) | Available |  | 0 | 0 | DEER Lighting measure | ErRobNc |  | ILtg-Incand-Res |  | DEER1315end | 2013-01-01 | 2015-05-31 | InEA_modVal |  |  |  |  | Standard |  | 1 | 1 | 0 | Deemed Ex Ante Team |  |  |  | Updated to indicate claim/filing status
2063 | Res-Lighting-InGen_CFLratio0347_CFLscw-80w | Residential Indoor General Lighting: CFL Lamp with integated Ballast replaces pre-existing standard lighting Wattage. Measure includes Code case. Impacts: CFL-based HOU (varies by BldgType) | DEER2014 | D13 v1.0 | 2020-11-24 16:30 | Res-Iltg-dWatt-CFL | DEER | Scaled | BaseRatio | 198 | 198 | None |  | 0 |  | 1 | Res | Any | Lighting | InGen-CFL | Ltg_Lamp | CFLint_lamp |  | ILtg-CFL-Res | Res indoor non-refl CFL base case, Total Watts = 3.47 x Msr Watts | Res indoor non-refl CFL base case, Total Watts = 3.47 x Msr Watts | CFL Lamp: Non-Reflector, 80 Watts | CFLratio0347 | CFLratio0347 | CFLscw(80w) | Available | Transition to new HOU begins 1/1/2016 as part of DEER2016 | 0 | 0 | DEER Lighting measure | ErRobNc |  | ILtg-Incand-Res |  | DEER1315end | 2013-01-01 | 2015-12-31 | InEA_modVal |  |  |  |  | Standard |  | 1 | 1 | 0 | Deemed Ex Ante Team |  |  |  | Updated to indicate claim/filing status
2064 | Res-Lighting-InGen_CFLratio0347_CFLscw-8w | Residential Indoor General Lighting: CFL Lamp with integated Ballast replaces pre-existing standard lighting Wattage. Measure includes Code case. Impacts: CFL-based HOU (varies by BldgType) | DEER2014 | D13 v1.0 | 2020-11-24 16:30 | Res-Iltg-dWatt-CFL | DEER | Scaled | BaseRatio | 20 | 20 | None |  | 0 |  | 1 | Res | Any | Lighting | InGen-CFL | Ltg_Lamp | CFLint_lamp | CFLscw(8w) | ILtg-CFL-Res | Res indoor non-refl CFL base case, Total Watts = 3.47 x Msr Watts | Res indoor non-refl CFL base case, Total Watts = 3.47 x Msr Watts | CFL Lamp: Non-Reflector, 320 initial lumens, 8 Watts | CFLratio0347 | CFLratio0347 | CFLscw(8w) | Available |  | 0 | 0 | DEER Lighting measure | ErRobNc |  | ILtg-Incand-Res |  | DEER1315end | 2013-01-01 | 2015-05-31 | InEA_modVal |  |  |  |  | Standard |  | 1 | 1 | 0 | Deemed Ex Ante Team |  |  |  | Updated to indicate claim/filing status
2065 | Res-Lighting-InGen_CFLratio0347_CFLscw-9w | Residential Indoor General Lighting: CFL Lamp with integated Ballast replaces pre-existing standard lighting Wattage. Measure includes Code case. Impacts: CFL-based HOU (varies by BldgType) | DEER2014 | D13 v1.0 | 2020-11-24 16:30 | Res-Iltg-dWatt-CFL | DEER | Scaled | BaseRatio | 22 | 22 | None |  | 0 |  | 1 | Res | Any | Lighting | InGen-CFL | Ltg_Lamp | CFLint_lamp | CFLscw(9w) | ILtg-CFL-Res | Res indoor non-refl CFL base case, Total Watts = 3.47 x Msr Watts | Res indoor non-refl CFL base case, Total Watts = 3.47 x Msr Watts | CFL Lamp: Non-Reflector, 344 initial lumens, 9 Watts | CFLratio0347 | CFLratio0347 | CFLscw(9w) | Available |  | 0 | 0 | DEER Lighting measure | ErRobNc |  | ILtg-Incand-Res |  | DEER1315end | 2013-01-01 | 2015-05-31 | InEA_modVal |  |  |  |  | Standard |  | 1 | 1 | 0 | Deemed Ex Ante Team |  |  |  | Updated to indicate claim/filing status
2066 | Res-Lighting-InGen_CFLratio0409_CFLscw-Refl-100w | Residential Indoor General Lighting: CFL Lamp with integated Ballast replaces pre-existing standard lighting Wattage. Measure includes Code case. Impacts: CFL-based HOU (varies by BldgType) | DEER2014 | D13 v1.0 | 2020-11-24 16:30 | Res-Iltg-dWatt-CFL | DEER | Scaled | BaseRatio | 309 | 309 | None |  | 0 |  | 1 | Res | Any | Lighting | InGen-CFL | Ltg_Lamp | CFLint_lamp |  | ILtg-CFL-Res | Res indoor Reflector CFL base case, Total Watts = 4.09 x Msr Watts | Res indoor Reflector CFL base case, Total Watts = 4.09 x Msr Watts | CFL Lamp: Reflector, 100 Watts | CFLratio0409 | CFLratio0409 | CFLscw-Refl(100w) | Available | Transition to new HOU begins 1/1/2016 as part of DEER2016 | 0 | 0 | DEER Lighting measure | ErRobNc |  | ILtg-Incand-Res |  | DEER1315end | 2013-01-01 | 2015-12-31 | InEA_modVal |  |  |  |  | Standard |  | 1 | 1 | 0 | Deemed Ex Ante Team |  |  |  | Updated to indicate claim/filing status
2067 | Res-Lighting-InGen_CFLratio0409_CFLscw-Refl-10w | Residential Indoor General Lighting: CFL Lamp with integated Ballast replaces pre-existing standard lighting Wattage. Measure includes Code case. Impacts: CFL-based HOU (varies by BldgType) | DEER2014 | D13 v1.0 | 2020-11-24 16:30 | Res-Iltg-dWatt-CFL | DEER | Scaled | BaseRatio | 31 | 31 | None |  | 0 |  | 1 | Res | Any | Lighting | InGen-CFL | Ltg_Lamp | CFLint_lamp | CFLscw-Refl(10w) | ILtg-CFL-Res | Res indoor Reflector CFL base case, Total Watts = 4.09 x Msr Watts | Res indoor Reflector CFL base case, Total Watts = 4.09 x Msr Watts | CFL Lamp: Reflector, 10 Watts | CFLratio0409 | CFLratio0409 | CFLscw-Refl(10w) | Available |  | 0 | 0 | DEER Lighting measure | ErRobNc |  | ILtg-Incand-Res |  | DEER1315end | 2013-01-01 | 2015-05-31 | InEA_modVal |  |  |  |  | Standard |  | 1 | 1 | 0 | Deemed Ex Ante Team |  |  |  | Updated to indicate claim/filing status
2068 | Res-Lighting-InGen_CFLratio0409_CFLscw-Refl-11w | Residential Indoor General Lighting: CFL Lamp with integated Ballast replaces pre-existing standard lighting Wattage. Measure includes Code case. Impacts: CFL-based HOU (varies by BldgType) | DEER2014 | D13 v1.0 | 2020-11-24 16:30 | Res-Iltg-dWatt-CFL | DEER | Scaled | BaseRatio | 34 | 34 | None |  | 0 |  | 1 | Res | Any | Lighting | InGen-CFL | Ltg_Lamp | CFLint_lamp | CFLscw-Refl(11w) | ILtg-CFL-Res | Res indoor Reflector CFL base case, Total Watts = 4.09 x Msr Watts | Res indoor Reflector CFL base case, Total Watts = 4.09 x Msr Watts | CFL Lamp: Reflector, 11 Watts | CFLratio0409 | CFLratio0409 | CFLscw-Refl(11w) | Available |  | 0 | 0 | DEER Lighting measure | ErRobNc |  | ILtg-Incand-Res |  | DEER1315end | 2013-01-01 | 2015-05-31 | InEA_modVal |  |  |  |  | Standard |  | 1 | 1 | 0 | Deemed Ex Ante Team |  |  |  | Updated to indicate claim/filing status
2069 | Res-Lighting-InGen_CFLratio0409_CFLscw-Refl-12w | Residential Indoor General Lighting: CFL Lamp with integated Ballast replaces pre-existing standard lighting Wattage. Measure includes Code case. Impacts: CFL-based HOU (varies by BldgType) | DEER2014 | D13 v1.0 | 2020-11-24 16:30 | Res-Iltg-dWatt-CFL | DEER | Scaled | BaseRatio | 37 | 37 | None |  | 0 |  | 1 | Res | Any | Lighting | InGen-CFL | Ltg_Lamp | CFLint_lamp | CFLscw-Refl(12w) | ILtg-CFL-Res | Res indoor Reflector CFL base case, Total Watts = 4.09 x Msr Watts | Res indoor Reflector CFL base case, Total Watts = 4.09 x Msr Watts | CFL Lamp: Reflector, 12 Watts | CFLratio0409 | CFLratio0409 | CFLscw-Refl(12w) | Available |  | 0 | 0 | DEER Lighting measure | ErRobNc |  | ILtg-Incand-Res |  | DEER1315end | 2013-01-01 | 2015-05-31 | InEA_modVal |  |  |  |  | Standard |  | 1 | 1 | 0 | Deemed Ex Ante Team |  |  |  | Updated to indicate claim/filing status
2070 | Res-Lighting-InGen_CFLratio0409_CFLscw-Refl-13w | Residential Indoor General Lighting: CFL Lamp with integated Ballast replaces pre-existing standard lighting Wattage. Measure includes Code case. Impacts: CFL-based HOU (varies by BldgType) | DEER2014 | D13 v1.0 | 2020-11-24 16:30 | Res-Iltg-dWatt-CFL | DEER | Scaled | BaseRatio | 40 | 40 | None |  | 0 |  | 1 | Res | Any | Lighting | InGen-CFL | Ltg_Lamp | CFLint_lamp | CFLscw-Refl(13w) | ILtg-CFL-Res | Res indoor Reflector CFL base case, Total Watts = 4.09 x Msr Watts | Res indoor Reflector CFL base case, Total Watts = 4.09 x Msr Watts | CFL Lamp: Reflector, 13 Watts | CFLratio0409 | CFLratio0409 | CFLscw-Refl(13w) | Available |  | 0 | 0 | DEER Lighting measure | ErRobNc |  | ILtg-Incand-Res |  | DEER1315end | 2013-01-01 | 2015-05-31 | InEA_modVal |  |  |  |  | Standard |  | 1 | 1 | 0 | Deemed Ex Ante Team |  |  |  | Updated to indicate claim/filing status
2071 | Res-Lighting-InGen_CFLratio0409_CFLscw-Refl-14w | Residential Indoor General Lighting: CFL Lamp with integated Ballast replaces pre-existing standard lighting Wattage. Measure includes Code case. Impacts: CFL-based HOU (varies by BldgType) | DEER2014 | D13 v1.0 | 2020-11-24 16:30 | Res-Iltg-dWatt-CFL | DEER | Scaled | BaseRatio | 43 | 43 | None |  | 0 |  | 1 | Res | Any | Lighting | InGen-CFL | Ltg_Lamp | CFLint_lamp | CFLscw-Refl(14w) | ILtg-CFL-Res | Res indoor Reflector CFL base case, Total Watts = 4.09 x Msr Watts | Res indoor Reflector CFL base case, Total Watts = 4.09 x Msr Watts | CFL Lamp: Reflector, 14 Watts | CFLratio0409 | CFLratio0409 | CFLscw-Refl(14w) | Available |  | 0 | 0 | DEER Lighting measure | ErRobNc |  | ILtg-Incand-Res |  | DEER1315end | 2013-01-01 | 2015-05-31 | InEA_modVal |  |  |  |  | Standard |  | 1 | 1 | 0 | Deemed Ex Ante Team |  |  |  | Updated to indicate claim/filing status
2072 | Res-Lighting-InGen_CFLratio0409_CFLscw-Refl-150w | Residential Indoor General Lighting: CFL Lamp with integated Ballast replaces pre-existing standard lighting Wattage. Measure includes Code case. Impacts: CFL-based HOU (varies by BldgType) | DEER2014 | D13 v1.0 | 2020-11-24 16:30 | Res-Iltg-dWatt-CFL | DEER | Scaled | BaseRatio | 464 | 464 | None |  | 0 |  | 1 | Res | Any | Lighting | InGen-CFL | Ltg_Lamp | CFLint_lamp |  | ILtg-CFL-Res | Res indoor Reflector CFL base case, Total Watts = 4.09 x Msr Watts | Res indoor Reflector CFL base case, Total Watts = 4.09 x Msr Watts | CFL Lamp: Reflector, 150 Watts | CFLratio0409 | CFLratio0409 | CFLscw-Refl(150w) | Available | Transition to new HOU begins 1/1/2016 as part of DEER2016 | 0 | 0 | DEER Lighting measure | ErRobNc |  | ILtg-Incand-Res |  | DEER1315end | 2013-01-01 | 2015-12-31 | InEA_modVal |  |  |  |  | Standard |  | 1 | 1 | 0 | Deemed Ex Ante Team |  |  |  | Updated to indicate claim/filing status
2073 | Res-Lighting-InGen_CFLratio0409_CFLscw-Refl-15w | Residential Indoor General Lighting: CFL Lamp with integated Ballast replaces pre-existing standard lighting Wattage. Measure includes Code case. Impacts: CFL-based HOU (varies by BldgType) | DEER2014 | D13 v1.0 | 2020-11-24 16:30 | Res-Iltg-dWatt-CFL | DEER | Scaled | BaseRatio | 46 | 46 | None |  | 0 |  | 1 | Res | Any | Lighting | InGen-CFL | Ltg_Lamp | CFLint_lamp | CFLscw-Refl-1(15w) | ILtg-CFL-Res | Res indoor Reflector CFL base case, Total Watts = 4.09 x Msr Watts | Res indoor Reflector CFL base case, Total Watts = 4.09 x Msr Watts | CFL Lamp: Reflector, 565 initial lumens, 15 Watts | CFLratio0409 | CFLratio0409 | CFLscw-Refl-1(15w) | Available |  | 0 | 0 | DEER Lighting measure | ErRobNc |  | ILtg-Incand-Res |  | DEER1315end | 2013-01-01 | 2015-05-31 | InEA_modVal |  |  |  |  | Standard |  | 1 | 1 | 0 | Deemed Ex Ante Team |  |  |  | Updated to indicate claim/filing status
2074 | Res-Lighting-InGen_CFLratio0409_CFLscw-Refl-16w | Residential Indoor General Lighting: CFL Lamp with integated Ballast replaces pre-existing standard lighting Wattage. Measure includes Code case. Impacts: CFL-based HOU (varies by BldgType) | DEER2014 | D13 v1.0 | 2020-11-24 16:30 | Res-Iltg-dWatt-CFL | DEER | Scaled | BaseRatio | 49 | 49 | None |  | 0 |  | 1 | Res | Any | Lighting | InGen-CFL | Ltg_Lamp | CFLint_lamp | CFLscw-Refl(16w) | ILtg-CFL-Res | Res indoor Reflector CFL base case, Total Watts = 4.09 x Msr Watts | Res indoor Reflector CFL base case, Total Watts = 4.09 x Msr Watts | CFL Lamp: Reflector, 604 initial lumens, 16 Watts | CFLratio0409 | CFLratio0409 | CFLscw-Refl(16w) | Available |  | 0 | 0 | DEER Lighting measure | ErRobNc |  | ILtg-Incand-Res |  | DEER1315end | 2013-01-01 | 2015-05-31 | InEA_modVal |  |  |  |  | Standard |  | 1 | 1 | 0 | Deemed Ex Ante Team |  |  |  | Updated to indicate claim/filing status
2075 | Res-Lighting-InGen_CFLratio0409_CFLscw-Refl-17w | Residential Indoor General Lighting: CFL Lamp with integated Ballast replaces pre-existing standard lighting Wattage. Measure includes Code case. Impacts: CFL-based HOU (varies by BldgType) | DEER2014 | D13 v1.0 | 2020-11-24 16:30 | Res-Iltg-dWatt-CFL | DEER | Scaled | BaseRatio | 53 | 53 | None |  | 0 |  | 1 | Res | Any | Lighting | InGen-CFL | Ltg_Lamp | CFLint_lamp | CFLscw-Refl(17w) | ILtg-CFL-Res | Res indoor Reflector CFL base case, Total Watts = 4.09 x Msr Watts | Res indoor Reflector CFL base case, Total Watts = 4.09 x Msr Watts | CFL Lamp: Reflector, 644 initial lumens, 17 Watts | CFLratio0409 | CFLratio0409 | CFLscw-Refl(17w) | Available |  | 0 | 0 | DEER Lighting measure | ErRobNc |  | ILtg-Incand-Res |  | DEER1315end | 2013-01-01 | 2015-05-31 | InEA_modVal |  |  |  |  | Standard |  | 1 | 1 | 0 | Deemed Ex Ante Team |  |  |  | Updated to indicate claim/filing status
2076 | Res-Lighting-InGen_CFLratio0409_CFLscw-Refl-18w | Residential Indoor General Lighting: CFL Lamp with integated Ballast replaces pre-existing standard lighting Wattage. Measure includes Code case. Impacts: CFL-based HOU (varies by BldgType) | DEER2014 | D13 v1.0 | 2020-11-24 16:30 | Res-Iltg-dWatt-CFL | DEER | Scaled | BaseRatio | 56 | 56 | None |  | 0 |  | 1 | Res | Any | Lighting | InGen-CFL | Ltg_Lamp | CFLint_lamp | CFLscw-Refl(18w) | ILtg-CFL-Res | Res indoor Reflector CFL base case, Total Watts = 4.09 x Msr Watts | Res indoor Reflector CFL base case, Total Watts = 4.09 x Msr Watts | CFL Lamp: Reflector, 683 initial lumens, 18 Watts | CFLratio0409 | CFLratio0409 | CFLscw-Refl(18w) | Available |  | 0 | 0 | DEER Lighting measure | ErRobNc |  | ILtg-Incand-Res |  | DEER1315end | 2013-01-01 | 2015-05-31 | InEA_modVal |  |  |  |  | Standard |  | 1 | 1 | 0 | Deemed Ex Ante Team |  |  |  | Updated to indicate claim/filing status
2077 | Res-Lighting-InGen_CFLratio0409_CFLscw-Refl-19w | Residential Indoor General Lighting: CFL Lamp with integated Ballast replaces pre-existing standard lighting Wattage. Measure includes Code case. Impacts: CFL-based HOU (varies by BldgType) | DEER2014 | D13 v1.0 | 2020-11-24 16:30 | Res-Iltg-dWatt-CFL | DEER | Scaled | BaseRatio | 59 | 59 | None |  | 0 |  | 1 | Res | Any | Lighting | InGen-CFL | Ltg_Lamp | CFLint_lamp | CFLscw-Refl(19w) | ILtg-CFL-Res | Res indoor Reflector CFL base case, Total Watts = 4.09 x Msr Watts | Res indoor Reflector CFL base case, Total Watts = 4.09 x Msr Watts | CFL Lamp: Reflector, 723 initial lumens, 19 Watts | CFLratio0409 | CFLratio0409 | CFLscw-Refl(19w) | Available |  | 0 | 0 | DEER Lighting measure | ErRobNc |  | ILtg-Incand-Res |  | DEER1315end | 2013-01-01 | 2015-05-31 | InEA_modVal |  |  |  |  | Standard |  | 1 | 1 | 0 | Deemed Ex Ante Team |  |  |  | Updated to indicate claim/filing status
2078 | Res-Lighting-InGen_CFLratio0409_CFLscw-Refl-200w | Residential Indoor General Lighting: CFL Lamp with integated Ballast replaces pre-existing standard lighting Wattage. Measure includes Code case. Impacts: CFL-based HOU (varies by BldgType) | DEER2014 | D13 v1.0 | 2020-11-24 16:30 | Res-Iltg-dWatt-CFL | DEER | Scaled | BaseRatio | 618 | 618 | None |  | 0 |  | 1 | Res | Any | Lighting | InGen-CFL | Ltg_Lamp | CFLint_lamp |  | ILtg-CFL-Res | Res indoor Reflector CFL base case, Total Watts = 4.09 x Msr Watts | Res indoor Reflector CFL base case, Total Watts = 4.09 x Msr Watts | CFL Lamp: Reflector, 200 Watts | CFLratio0409 | CFLratio0409 | CFLscw-Refl(200w) | Available | Transition to new HOU begins 1/1/2016 as part of DEER2016 | 0 | 0 | DEER Lighting measure | ErRobNc |  | ILtg-Incand-Res |  | DEER1315end | 2013-01-01 | 2015-12-31 | InEA_modVal |  |  |  |  | Standard |  | 1 | 1 | 0 | Deemed Ex Ante Team |  |  |  | Updated to indicate claim/filing status
2079 | Res-Lighting-InGen_CFLratio0409_CFLscw-Refl-20w | Residential Indoor General Lighting: CFL Lamp with integated Ballast replaces pre-existing standard lighting Wattage. Measure includes Code case. Impacts: CFL-based HOU (varies by BldgType) | DEER2014 | D13 v1.0 | 2020-11-24 16:30 | Res-Iltg-dWatt-CFL | DEER | Scaled | BaseRatio | 62 | 62 | None |  | 0 |  | 1 | Res | Any | Lighting | InGen-CFL | Ltg_Lamp | CFLint_lamp | CFLscw-Refl(20w) | ILtg-CFL-Res | Res indoor Reflector CFL base case, Total Watts = 4.09 x Msr Watts | Res indoor Reflector CFL base case, Total Watts = 4.09 x Msr Watts | CFL Lamp: Reflector, 762 initial lumens, 20 Watts | CFLratio0409 | CFLratio0409 | CFLscw-Refl(20w) | Available |  | 0 | 0 | DEER Lighting measure | ErRobNc |  | ILtg-Incand-Res |  | DEER1315end | 2013-01-01 | 2015-05-31 | InEA_modVal |  |  |  |  | Standard |  | 1 | 1 | 0 | Deemed Ex Ante Team |  |  |  | Updated to indicate claim/filing status
2080 | Res-Lighting-InGen_CFLratio0409_CFLscw-Refl-21w | Residential Indoor General Lighting: CFL Lamp with integated Ballast replaces pre-existing standard lighting Wattage. Measure includes Code case. Impacts: CFL-based HOU (varies by BldgType) | DEER2014 | D13 v1.0 | 2020-11-24 16:30 | Res-Iltg-dWatt-CFL | DEER | Scaled | BaseRatio | 65 | 65 | None |  | 0 |  | 1 | Res | Any | Lighting | InGen-CFL | Ltg_Lamp | CFLint_lamp | CFLscw-Refl(21w) | ILtg-CFL-Res | Res indoor Reflector CFL base case, Total Watts = 4.09 x Msr Watts | Res indoor Reflector CFL base case, Total Watts = 4.09 x Msr Watts | CFL Lamp: Reflector, 801 initial lumens, 21 Watts | CFLratio0409 | CFLratio0409 | CFLscw-Refl(21w) | Available |  | 0 | 0 | DEER Lighting measure | ErRobNc |  | ILtg-Incand-Res |  | DEER1315end | 2013-01-01 | 2015-05-31 | InEA_modVal |  |  |  |  | Standard |  | 1 | 1 | 0 | Deemed Ex Ante Team |  |  |  | Updated to indicate claim/filing status
2081 | Res-Lighting-InGen_CFLratio0409_CFLscw-Refl-22w | Residential Indoor General Lighting: CFL Lamp with integated Ballast replaces pre-existing standard lighting Wattage. Measure includes Code case. Impacts: CFL-based HOU (varies by BldgType) | DEER2014 | D13 v1.0 | 2020-11-24 16:30 | Res-Iltg-dWatt-CFL | DEER | Scaled | BaseRatio | 68 | 68 | None |  | 0 |  | 1 | Res | Any | Lighting | InGen-CFL | Ltg_Lamp | CFLint_lamp | CFLscw-Refl(22w) | ILtg-CFL-Res | Res indoor Reflector CFL base case, Total Watts = 4.09 x Msr Watts | Res indoor Reflector CFL base case, Total Watts = 4.09 x Msr Watts | CFL Lamp: Reflector, 841 initial lumens, 22 Watts | CFLratio0409 | CFLratio0409 | CFLscw-Refl(22w) | Available |  | 0 | 0 | DEER Lighting measure | ErRobNc |  | ILtg-Incand-Res |  | DEER1315end | 2013-01-01 | 2015-05-31 | InEA_modVal |  |  |  |  | Standard |  | 1 | 1 | 0 | Deemed Ex Ante Team |  |  |  | Updated to indicate claim/filing status
2082 | Res-Lighting-InGen_CFLratio0409_CFLscw-Refl-23w | Residential Indoor General Lighting: CFL Lamp with integated Ballast replaces pre-existing standard lighting Wattage. Measure includes Code case. Impacts: CFL-based HOU (varies by BldgType) | DEER2014 | D13 v1.0 | 2020-11-24 16:30 | Res-Iltg-dWatt-CFL | DEER | Scaled | BaseRatio | 71 | 71 | None |  | 0 |  | 1 | Res | Any | Lighting | InGen-CFL | Ltg_Lamp | CFLint_lamp | CFLscw-Refl-1(23w) | ILtg-CFL-Res | Res indoor Reflector CFL base case, Total Watts = 4.09 x Msr Watts | Res indoor Reflector CFL base case, Total Watts = 4.09 x Msr Watts | CFL Lamp: Reflector, 880 initial lumens, 23 Watts | CFLratio0409 | CFLratio0409 | CFLscw-Refl-1(23w) | Available |  | 0 | 0 | DEER Lighting measure | ErRobNc |  | ILtg-Incand-Res |  | DEER1315end | 2013-01-01 | 2015-05-31 | InEA_modVal |  |  |  |  | Standard |  | 1 | 1 | 0 | Deemed Ex Ante Team |  |  |  | Updated to indicate claim/filing status
2083 | Res-Lighting-InGen_CFLratio0409_CFLscw-Refl-24w | Residential Indoor General Lighting: CFL Lamp with integated Ballast replaces pre-existing standard lighting Wattage. Measure includes Code case. Impacts: CFL-based HOU (varies by BldgType) | DEER2014 | D13 v1.0 | 2020-11-24 16:30 | Res-Iltg-dWatt-CFL | DEER | Scaled | BaseRatio | 74 | 74 | None |  | 0 |  | 1 | Res | Any | Lighting | InGen-CFL | Ltg_Lamp | CFLint_lamp | CFLscw-Refl(24w) | ILtg-CFL-Res | Res indoor Reflector CFL base case, Total Watts = 4.09 x Msr Watts | Res indoor Reflector CFL base case, Total Watts = 4.09 x Msr Watts | CFL Lamp: Reflector, 925 initial lumens, 24 Watts | CFLratio0409 | CFLratio0409 | CFLscw-Refl(24w) | Available |  | 0 | 0 | DEER Lighting measure | ErRobNc |  | ILtg-Incand-Res |  | DEER1315end | 2013-01-01 | 2015-05-31 | InEA_modVal |  |  |  |  | Standard |  | 1 | 1 | 0 | Deemed Ex Ante Team |  |  |  | Updated to indicate claim/filing status
2084 | Res-Lighting-InGen_CFLratio0409_CFLscw-Refl-25w | Residential Indoor General Lighting: CFL Lamp with integated Ballast replaces pre-existing standard lighting Wattage. Measure includes Code case. Impacts: CFL-based HOU (varies by BldgType) | DEER2014 | D13 v1.0 | 2020-11-24 16:30 | Res-Iltg-dWatt-CFL | DEER | Scaled | BaseRatio | 77 | 77 | None |  | 0 |  | 1 | Res | Any | Lighting | InGen-CFL | Ltg_Lamp | CFLint_lamp | CFLscw-Refl(25w) | ILtg-CFL-Res | Res indoor Reflector CFL base case, Total Watts = 4.09 x Msr Watts | Res indoor Reflector CFL base case, Total Watts = 4.09 x Msr Watts | CFL Lamp: Reflector, 970 initial lumens, 25 Watts | CFLratio0409 | CFLratio0409 | CFLscw-Refl(25w) | Available |  | 0 | 0 | DEER Lighting measure | ErRobNc |  | ILtg-Incand-Res |  | DEER1315end | 2013-01-01 | 2015-05-31 | InEA_modVal |  |  |  |  | Standard |  | 1 | 1 | 0 | Deemed Ex Ante Team |  |  |  | Updated to indicate claim/filing status
2085 | Res-Lighting-InGen_CFLratio0409_CFLscw-Refl-26w | Residential Indoor General Lighting: CFL Lamp with integated Ballast replaces pre-existing standard lighting Wattage. Measure includes Code case. Impacts: CFL-based HOU (varies by BldgType) | DEER2014 | D13 v1.0 | 2020-11-24 16:30 | Res-Iltg-dWatt-CFL | DEER | Scaled | BaseRatio | 80 | 80 | None |  | 0 |  | 1 | Res | Any | Lighting | InGen-CFL | Ltg_Lamp | CFLint_lamp | CFLscw-Refl(26w) | ILtg-CFL-Res | Res indoor Reflector CFL base case, Total Watts = 4.09 x Msr Watts | Res indoor Reflector CFL base case, Total Watts = 4.09 x Msr Watts | CFL Lamp: Reflector, 26 Watts | CFLratio0409 | CFLratio0409 | CFLscw-Refl(26w) | Available |  | 0 | 0 | DEER Lighting measure | ErRobNc |  | ILtg-Incand-Res |  | DEER1315end | 2013-01-01 | 2015-05-31 | InEA_modVal |  |  |  |  | Standard |  | 1 | 1 | 0 | Deemed Ex Ante Team |  |  |  | Updated to indicate claim/filing status
2086 | Res-Lighting-InGen_CFLratio0409_CFLscw-Refl-27w | Residential Indoor General Lighting: CFL Lamp with integated Ballast replaces pre-existing standard lighting Wattage. Measure includes Code case. Impacts: CFL-based HOU (varies by BldgType) | DEER2014 | D13 v1.0 | 2020-11-24 16:30 | Res-Iltg-dWatt-CFL | DEER | Scaled | BaseRatio | 83 | 83 | None |  | 0 |  | 1 | Res | Any | Lighting | InGen-CFL | Ltg_Lamp | CFLint_lamp |  | ILtg-CFL-Res | Res indoor Reflector CFL base case, Total Watts = 4.09 x Msr Watts | Res indoor Reflector CFL base case, Total Watts = 4.09 x Msr Watts | CFL Lamp: Reflector, 27 Watts | CFLratio0409 | CFLratio0409 | CFLscw-Refl(27w) | Available |  | 0 | 0 | DEER Lighting measure | ErRobNc |  | ILtg-Incand-Res |  | DEER1315end | 2013-01-01 | 2015-05-31 | InEA_modVal |  |  |  |  | Standard |  | 1 | 1 | 0 | Deemed Ex Ante Team |  |  |  | Updated to indicate claim/filing status
2087 | Res-Lighting-InGen_CFLratio0409_CFLscw-Refl-28w | Residential Indoor General Lighting: CFL Lamp with integated Ballast replaces pre-existing standard lighting Wattage. Measure includes Code case. Impacts: CFL-based HOU (varies by BldgType) | DEER2014 | D13 v1.0 | 2020-11-24 16:30 | Res-Iltg-dWatt-CFL | DEER | Scaled | BaseRatio | 87 | 87 | None |  | 0 |  | 1 | Res | Any | Lighting | InGen-CFL | Ltg_Lamp | CFLint_lamp |  | ILtg-CFL-Res | Res indoor Reflector CFL base case, Total Watts = 4.09 x Msr Watts | Res indoor Reflector CFL base case, Total Watts = 4.09 x Msr Watts | CFL Lamp: Reflector, 28 Watts | CFLratio0409 | CFLratio0409 | CFLscw-Refl(28w) | Available |  | 0 | 0 | DEER Lighting measure | ErRobNc |  | ILtg-Incand-Res |  | DEER1315end | 2013-01-01 | 2015-05-31 | InEA_modVal |  |  |  |  | Standard |  | 1 | 1 | 0 | Deemed Ex Ante Team |  |  |  | Updated to indicate claim/filing status
2088 | Res-Lighting-InGen_CFLratio0409_CFLscw-Refl-29w | Residential Indoor General Lighting: CFL Lamp with integated Ballast replaces pre-existing standard lighting Wattage. Measure includes Code case. Impacts: CFL-based HOU (varies by BldgType) | DEER2014 | D13 v1.0 | 2020-11-24 16:30 | Res-Iltg-dWatt-CFL | DEER | Scaled | BaseRatio | 90 | 90 | None |  | 0 |  | 1 | Res | Any | Lighting | InGen-CFL | Ltg_Lamp | CFLint_lamp |  | ILtg-CFL-Res | Res indoor Reflector CFL base case, Total Watts = 4.09 x Msr Watts | Res indoor Reflector CFL base case, Total Watts = 4.09 x Msr Watts | CFL Lamp: Reflector, 29 Watts | CFLratio0409 | CFLratio0409 | CFLscw-Refl(29w) | Available |  | 0 | 0 | DEER Lighting measure | ErRobNc |  | ILtg-Incand-Res |  | DEER1315end | 2013-01-01 | 2015-05-31 | InEA_modVal |  |  |  |  | Standard |  | 1 | 1 | 0 | Deemed Ex Ante Team |  |  |  | Updated to indicate claim/filing status
2089 | Res-Lighting-InGen_CFLratio0409_CFLscw-Refl-30w | Residential Indoor General Lighting: CFL Lamp with integated Ballast replaces pre-existing standard lighting Wattage. Measure includes Code case. Impacts: CFL-based HOU (varies by BldgType) | DEER2014 | D13 v1.0 | 2020-11-24 16:30 | Res-Iltg-dWatt-CFL | DEER | Scaled | BaseRatio | 93 | 93 | None |  | 0 |  | 1 | Res | Any | Lighting | InGen-CFL | Ltg_Lamp | CFLint_lamp |  | ILtg-CFL-Res | Res indoor Reflector CFL base case, Total Watts = 4.09 x Msr Watts | Res indoor Reflector CFL base case, Total Watts = 4.09 x Msr Watts | CFL Lamp: Reflector, 30 Watts | CFLratio0409 | CFLratio0409 | CFLscw-Refl(30w) | Available |  | 0 | 0 | DEER Lighting measure | ErRobNc |  | ILtg-Incand-Res |  | DEER1315end | 2013-01-01 | 2015-05-31 | InEA_modVal |  |  |  |  | Standard |  | 1 | 1 | 0 | Deemed Ex Ante Team |  |  |  | Updated to indicate claim/filing status
2090 | Res-Lighting-InGen_CFLratio0409_CFLscw-Refl-31w | Residential Indoor General Lighting: CFL Lamp with integated Ballast replaces pre-existing standard lighting Wattage. Measure includes Code case. Impacts: CFL-based HOU (varies by BldgType) | DEER2014 | D13 v1.0 | 2020-11-24 16:30 | Res-Iltg-dWatt-CFL | DEER | Scaled | BaseRatio | 96 | 96 | None |  | 0 |  | 1 | Res | Any | Lighting | InGen-CFL | Ltg_Lamp | CFLint_lamp |  | ILtg-CFL-Res | Res indoor Reflector CFL base case, Total Watts = 4.09 x Msr Watts | Res indoor Reflector CFL base case, Total Watts = 4.09 x Msr Watts | CFL Lamp: Reflector, 31 Watts | CFLratio0409 | CFLratio0409 | CFLscw-Refl(31w) | Available | Transition to new HOU begins 1/1/2016 as part of DEER2016 | 0 | 0 | DEER Lighting measure | ErRobNc |  | ILtg-Incand-Res |  | DEER1315end | 2013-01-01 | 2015-12-31 | InEA_modVal |  |  |  |  | Standard |  | 1 | 1 | 0 | Deemed Ex Ante Team |  |  |  | Updated to indicate claim/filing status
2091 | Res-Lighting-InGen_CFLratio0409_CFLscw-Refl-32w | Residential Indoor General Lighting: CFL Lamp with integated Ballast replaces pre-existing standard lighting Wattage. Measure includes Code case. Impacts: CFL-based HOU (varies by BldgType) | DEER2014 | D13 v1.0 | 2020-11-24 16:30 | Res-Iltg-dWatt-CFL | DEER | Scaled | BaseRatio | 99 | 99 | None |  | 0 |  | 1 | Res | Any | Lighting | InGen-CFL | Ltg_Lamp | CFLint_lamp |  | ILtg-CFL-Res | Res indoor Reflector CFL base case, Total Watts = 4.09 x Msr Watts | Res indoor Reflector CFL base case, Total Watts = 4.09 x Msr Watts | CFL Lamp: Reflector, 32 Watts | CFLratio0409 | CFLratio0409 | CFLscw-Refl(32w) | Available | Transition to new HOU begins 1/1/2016 as part of DEER2016 | 0 | 0 | DEER Lighting measure | ErRobNc |  | ILtg-Incand-Res |  | DEER1315end | 2013-01-01 | 2015-12-31 | InEA_modVal |  |  |  |  | Standard |  | 1 | 1 | 0 | Deemed Ex Ante Team |  |  |  | Updated to indicate claim/filing status
2092 | Res-Lighting-InGen_CFLratio0409_CFLscw-Refl-3w | Residential Indoor General Lighting: CFL Lamp with integated Ballast replaces pre-existing standard lighting Wattage. Measure includes Code case. Impacts: CFL-based HOU (varies by BldgType) | DEER2014 | D13 v1.0 | 2020-11-24 16:30 | Res-Iltg-dWatt-CFL | DEER | Scaled | BaseRatio | 9 | 9 | None |  | 0 |  | 1 | Res | Any | Lighting | InGen-CFL | Ltg_Lamp | CFLint_lamp |  | ILtg-CFL-Res | Res indoor Reflector CFL base case, Total Watts = 4.09 x Msr Watts | Res indoor Reflector CFL base case, Total Watts = 4.09 x Msr Watts | CFL Lamp: Reflector, 3 Watts | CFLratio0409 | CFLratio0409 | CFLscw-Refl(3w) | Available |  | 0 | 0 | DEER Lighting measure | ErRobNc |  | ILtg-Incand-Res |  | DEER1315end | 2013-01-01 | 2015-05-31 | InEA_modVal |  |  |  |  | Standard |  | 1 | 1 | 0 | Deemed Ex Ante Team |  |  |  | Updated to indicate claim/filing status
2093 | Res-Lighting-InGen_CFLratio0409_CFLscw-Refl-42w | Residential Indoor General Lighting: CFL Lamp with integated Ballast replaces pre-existing standard lighting Wattage. Measure includes Code case. Impacts: CFL-based HOU (varies by BldgType) | DEER2014 | D13 v1.0 | 2020-11-24 16:30 | Res-Iltg-dWatt-CFL | DEER | Scaled | BaseRatio | 130 | 130 | None |  | 0 |  | 1 | Res | Any | Lighting | InGen-CFL | Ltg_Lamp | CFLint_lamp |  | ILtg-CFL-Res | Res indoor Reflector CFL base case, Total Watts = 4.09 x Msr Watts | Res indoor Reflector CFL base case, Total Watts = 4.09 x Msr Watts | CFL Lamp: Reflector, 42 Watts | CFLratio0409 | CFLratio0409 | CFLscw-Refl(42w) | Available | Transition to new HOU begins 1/1/2016 as part of DEER2016 | 0 | 0 | DEER Lighting measure | ErRobNc |  | ILtg-Incand-Res |  | DEER1315end | 2013-01-01 | 2015-12-31 | InEA_modVal |  |  |  |  | Standard |  | 1 | 1 | 0 | Deemed Ex Ante Team |  |  |  | Updated to indicate claim/filing status
2094 | Res-Lighting-InGen_CFLratio0409_CFLscw-Refl-4w | Residential Indoor General Lighting: CFL Lamp with integated Ballast replaces pre-existing standard lighting Wattage. Measure includes Code case. Impacts: CFL-based HOU (varies by BldgType) | DEER2014 | D13 v1.0 | 2020-11-24 16:30 | Res-Iltg-dWatt-CFL | DEER | Scaled | BaseRatio | 12 | 12 | None |  | 0 |  | 1 | Res | Any | Lighting | InGen-CFL | Ltg_Lamp | CFLint_lamp |  | ILtg-CFL-Res | Res indoor Reflector CFL base case, Total Watts = 4.09 x Msr Watts | Res indoor Reflector CFL base case, Total Watts = 4.09 x Msr Watts | CFL Lamp: Reflector, 4 Watts | CFLratio0409 | CFLratio0409 | CFLscw-Refl(4w) | Available |  | 0 | 0 | DEER Lighting measure | ErRobNc |  | ILtg-Incand-Res |  | DEER1315end | 2013-01-01 | 2015-05-31 | InEA_modVal |  |  |  |  | Standard |  | 1 | 1 | 0 | Deemed Ex Ante Team |  |  |  | Updated to indicate claim/filing status
2095 | Res-Lighting-InGen_CFLratio0409_CFLscw-Refl-55w | Residential Indoor General Lighting: CFL Lamp with integated Ballast replaces pre-existing standard lighting Wattage. Measure includes Code case. Impacts: CFL-based HOU (varies by BldgType) | DEER2014 | D13 v1.0 | 2020-11-24 16:30 | Res-Iltg-dWatt-CFL | DEER | Scaled | BaseRatio | 170 | 170 | None |  | 0 |  | 1 | Res | Any | Lighting | InGen-CFL | Ltg_Lamp | CFLint_lamp |  | ILtg-CFL-Res | Res indoor Reflector CFL base case, Total Watts = 4.09 x Msr Watts | Res indoor Reflector CFL base case, Total Watts = 4.09 x Msr Watts | CFL Lamp: Reflector, 55 Watts | CFLratio0409 | CFLratio0409 | CFLscw-Refl(55w) | Available | Transition to new HOU begins 1/1/2016 as part of DEER2016 | 0 | 0 | DEER Lighting measure | ErRobNc |  | ILtg-Incand-Res |  | DEER1315end | 2013-01-01 | 2015-12-31 | InEA_modVal |  |  |  |  | Standard |  | 1 | 1 | 0 | Deemed Ex Ante Team |  |  |  | Updated to indicate claim/filing status
2096 | Res-Lighting-InGen_CFLratio0409_CFLscw-Refl-5w | Residential Indoor General Lighting: CFL Lamp with integated Ballast replaces pre-existing standard lighting Wattage. Measure includes Code case. Impacts: CFL-based HOU (varies by BldgType) | DEER2014 | D13 v1.0 | 2020-11-24 16:30 | Res-Iltg-dWatt-CFL | DEER | Scaled | BaseRatio | 15 | 15 | None |  | 0 |  | 1 | Res | Any | Lighting | InGen-CFL | Ltg_Lamp | CFLint_lamp | CFLscw-Refl(5w) | ILtg-CFL-Res | Res indoor Reflector CFL base case, Total Watts = 4.09 x Msr Watts | Res indoor Reflector CFL base case, Total Watts = 4.09 x Msr Watts | CFL Lamp: Reflector, 5 Watts | CFLratio0409 | CFLratio0409 | CFLscw-Refl(5w) | Available |  | 0 | 0 | DEER Lighting measure | ErRobNc |  | ILtg-Incand-Res |  | DEER1315end | 2013-01-01 | 2015-05-31 | InEA_modVal |  |  |  |  | Standard |  | 1 | 1 | 0 | Deemed Ex Ante Team |  |  |  | Updated to indicate claim/filing status
2097 | Res-Lighting-InGen_CFLratio0409_CFLscw-Refl-60w | Residential Indoor General Lighting: CFL Lamp with integated Ballast replaces pre-existing standard lighting Wattage. Measure includes Code case. Impacts: CFL-based HOU (varies by BldgType) | DEER2014 | D13 v1.0 | 2020-11-24 16:30 | Res-Iltg-dWatt-CFL | DEER | Scaled | BaseRatio | 185 | 185 | None |  | 0 |  | 1 | Res | Any | Lighting | InGen-CFL | Ltg_Lamp | CFLint_lamp |  | ILtg-CFL-Res | Res indoor Reflector CFL base case, Total Watts = 4.09 x Msr Watts | Res indoor Reflector CFL base case, Total Watts = 4.09 x Msr Watts | CFL Lamp: Reflector, 60 Watts | CFLratio0409 | CFLratio0409 | CFLscw-Refl(60w) | Available | Transition to new HOU begins 1/1/2016 as part of DEER2016 | 0 | 0 | DEER Lighting measure | ErRobNc |  | ILtg-Incand-Res |  | DEER1315end | 2013-01-01 | 2015-12-31 | InEA_modVal |  |  |  |  | Standard |  | 1 | 1 | 0 | Deemed Ex Ante Team |  |  |  | Updated to indicate claim/filing status
2098 | Res-Lighting-InGen_CFLratio0409_CFLscw-Refl-6w | Residential Indoor General Lighting: CFL Lamp with integated Ballast replaces pre-existing standard lighting Wattage. Measure includes Code case. Impacts: CFL-based HOU (varies by BldgType) | DEER2014 | D13 v1.0 | 2020-11-24 16:30 | Res-Iltg-dWatt-CFL | DEER | Scaled | BaseRatio | 19 | 19 | None |  | 0 |  | 1 | Res | Any | Lighting | InGen-CFL | Ltg_Lamp | CFLint_lamp | CFLscw-Refl(6w) | ILtg-CFL-Res | Res indoor Reflector CFL base case, Total Watts = 4.09 x Msr Watts | Res indoor Reflector CFL base case, Total Watts = 4.09 x Msr Watts | CFL Lamp: Reflector, 6 Watts | CFLratio0409 | CFLratio0409 | CFLscw-Refl(6w) | Available |  | 0 | 0 | DEER Lighting measure | ErRobNc |  | ILtg-Incand-Res |  | DEER1315end | 2013-01-01 | 2015-05-31 | InEA_modVal |  |  |  |  | Standard |  | 1 | 1 | 0 | Deemed Ex Ante Team |  |  |  | Updated to indicate claim/filing status
2099 | Res-Lighting-InGen_CFLratio0409_CFLscw-Refl-7w | Residential Indoor General Lighting: CFL Lamp with integated Ballast replaces pre-existing standard lighting Wattage. Measure includes Code case. Impacts: CFL-based HOU (varies by BldgType) | DEER2014 | D13 v1.0 | 2020-11-24 16:30 | Res-Iltg-dWatt-CFL | DEER | Scaled | BaseRatio | 22 | 22 | None |  | 0 |  | 1 | Res | Any | Lighting | InGen-CFL | Ltg_Lamp | CFLint_lamp | CFLscw-Refl(7w) | ILtg-CFL-Res | Res indoor Reflector CFL base case, Total Watts = 4.09 x Msr Watts | Res indoor Reflector CFL base case, Total Watts = 4.09 x Msr Watts | CFL Lamp: Reflector, 7 Watts | CFLratio0409 | CFLratio0409 | CFLscw-Refl(7w) | Available |  | 0 | 0 | DEER Lighting measure | ErRobNc |  | ILtg-Incand-Res |  | DEER1315end | 2013-01-01 | 2015-05-31 | InEA_modVal |  |  |  |  | Standard |  | 1 | 1 | 0 | Deemed Ex Ante Team |  |  |  | Updated to indicate claim/filing status
2100 | Res-Lighting-InGen_CFLratio0409_CFLscw-Refl-80w | Residential Indoor General Lighting: CFL Lamp with integated Ballast replaces pre-existing standard lighting Wattage. Measure includes Code case. Impacts: CFL-based HOU (varies by BldgType) | DEER2014 | D13 v1.0 | 2020-11-24 16:30 | Res-Iltg-dWatt-CFL | DEER | Scaled | BaseRatio | 247 | 247 | None |  | 0 |  | 1 | Res | Any | Lighting | InGen-CFL | Ltg_Lamp | CFLint_lamp |  | ILtg-CFL-Res | Res indoor Reflector CFL base case, Total Watts = 4.09 x Msr Watts | Res indoor Reflector CFL base case, Total Watts = 4.09 x Msr Watts | CFL Lamp: Reflector, 80 Watts | CFLratio0409 | CFLratio0409 | CFLscw-Refl(80w) | Available | Transition to new HOU begins 1/1/2016 as part of DEER2016 | 0 | 0 | DEER Lighting measure | ErRobNc |  | ILtg-Incand-Res |  | DEER1315end | 2013-01-01 | 2015-12-31 | InEA_modVal |  |  |  |  | Standard |  | 1 | 1 | 0 | Deemed Ex Ante Team |  |  |  | Updated to indicate claim/filing status
2101 | Res-Lighting-InGen_CFLratio0409_CFLscw-Refl-8w | Residential Indoor General Lighting: CFL Lamp with integated Ballast replaces pre-existing standard lighting Wattage. Measure includes Code case. Impacts: CFL-based HOU (varies by BldgType) | DEER2014 | D13 v1.0 | 2020-11-24 16:30 | Res-Iltg-dWatt-CFL | DEER | Scaled | BaseRatio | 25 | 25 | None |  | 0 |  | 1 | Res | Any | Lighting | InGen-CFL | Ltg_Lamp | CFLint_lamp | CFLscw-Refl(8w) | ILtg-CFL-Res | Res indoor Reflector CFL base case, Total Watts = 4.09 x Msr Watts | Res indoor Reflector CFL base case, Total Watts = 4.09 x Msr Watts | CFL Lamp: Reflector, 8 Watts | CFLratio0409 | CFLratio0409 | CFLscw-Refl(8w) | Available |  | 0 | 0 | DEER Lighting measure | ErRobNc |  | ILtg-Incand-Res |  | DEER1315end | 2013-01-01 | 2015-05-31 | InEA_modVal |  |  |  |  | Standard |  | 1 | 1 | 0 | Deemed Ex Ante Team |  |  |  | Updated to indicate claim/filing status
2102 | Res-Lighting-InGen_CFLratio0409_CFLscw-Refl-9w | Residential Indoor General Lighting: CFL Lamp with integated Ballast replaces pre-existing standard lighting Wattage. Measure includes Code case. Impacts: CFL-based HOU (varies by BldgType) | DEER2014 | D13 v1.0 | 2020-11-24 16:30 | Res-Iltg-dWatt-CFL | DEER | Scaled | BaseRatio | 28 | 28 | None |  | 0 |  | 1 | Res | Any | Lighting | InGen-CFL | Ltg_Lamp | CFLint_lamp | CFLscw-Refl(9w) | ILtg-CFL-Res | Res indoor Reflector CFL base case, Total Watts = 4.09 x Msr Watts | Res indoor Reflector CFL base case, Total Watts = 4.09 x Msr Watts | CFL Lamp: Reflector, 9 Watts | CFLratio0409 | CFLratio0409 | CFLscw-Refl(9w) | Available |  | 0 | 0 | DEER Lighting measure | ErRobNc |  | ILtg-Incand-Res |  | DEER1315end | 2013-01-01 | 2015-05-31 | InEA_modVal |  |  |  |  | Standard |  | 1 | 1 | 0 | Deemed Ex Ante Team |  |  |  | Updated to indicate claim/filing status
2103 | Res-Lighting-OutGen_CFLratio0407_CFLfixt-110w | Residential Outdoor General Lighting: CFL Fixture replaces pre-existing standard lighting Wattage. Measure includes Code case. Impacts: HOU = 1249; CDF = 0 | DEER1314 | D13 v1.0 | 2020-11-24 16:30 | Res-Oltg-dWatt-CFL | DEER | Scaled | BaseRatio | 338 | 338 | None |  | 0 |  | 1 | Res | Any | Lighting | OutGen | Ltg_Fixture | CFL_fixt |  | OLtg-CFL | Res outdoor CFL base case, Total Watts = 4.07 x Msr Watts | Res outdoor CFL base case, Total Watts = 4.07 x Msr Watts | CFL fixture based on: CFLpin(110w); Total Watts = 110 | CFLratio0407 | CFLratio0407 | CFLfixt-110w(110w) | Available | WRR Updated for 2016 | 0 | 0 | DEER Lighting measure | ErRobNc |  | OLtg-Incand-Res |  | None | 2013-01-01 | 2015-12-31 | InEA_modVal |  |  |  |  | Standard | EUL_ID corrected; RUL_ID corrected; Measure expires because WRR Updated for 2016 | 1 | 1 | 0 | Deemed Ex Ante Team |  | EUL_ID corrected; RUL_ID corrected; Measure expires because WRR Updated for 2016 |  | Updated to indicate claim/filing status
2104 | Res-Lighting-OutGen_CFLratio0407_CFLfixt-120w | Residential Outdoor General Lighting: CFL Fixture replaces pre-existing standard lighting Wattage. Measure includes Code case. Impacts: HOU = 1249; CDF = 0 | DEER1314 | D13 v1.0 | 2020-11-24 16:30 | Res-Oltg-dWatt-CFL | DEER | Scaled | BaseRatio | 368 | 368 | None |  | 0 |  | 1 | Res | Any | Lighting | OutGen | Ltg_Fixture | CFL_fixt |  | OLtg-CFL | Res outdoor CFL base case, Total Watts = 4.07 x Msr Watts | Res outdoor CFL base case, Total Watts = 4.07 x Msr Watts | CFL fixture based on: CFLpin(120w); Total Watts = 120 | CFLratio0407 | CFLratio0407 | CFLfixt-120w(120w) | Available | WRR Updated for 2016 | 0 | 0 | DEER Lighting measure | ErRobNc |  | OLtg-Incand-Res |  | None | 2013-01-01 | 2015-12-31 | InEA_modVal |  |  |  |  | Standard | EUL_ID corrected; RUL_ID corrected; Measure expires because WRR Updated for 2016 | 1 | 1 | 0 | Deemed Ex Ante Team |  | EUL_ID corrected; RUL_ID corrected; Measure expires because WRR Updated for 2016 |  | Updated to indicate claim/filing status
2105 | Res-Lighting-OutGen_CFLratio0407_CFLfixt-13w | Residential Outdoor General Lighting: CFL Fixture replaces pre-existing standard lighting Wattage. Measure includes Code case. Impacts: HOU = 1249; CDF = 0 | DEER1314 | D13 v1.0 | 2020-11-24 16:30 | Res-Oltg-dWatt-CFL | DEER | Scaled | BaseRatio | 40 | 40 | None |  | 0 |  | 1 | Res | Any | Lighting | OutGen | Ltg_Fixture | CFL_fixt |  | OLtg-CFL | Res outdoor CFL base case, Total Watts = 4.07 x Msr Watts | Res outdoor CFL base case, Total Watts = 4.07 x Msr Watts | CFL fixture based on: CFLpin(13w); Total Watts = 13 | CFLratio0407 | CFLratio0407 | CFLfixt-13w(13w) | Available | WRR Updated for 2016 | 0 | 0 | DEER Lighting measure | ErRobNc |  | OLtg-Incand-Res |  | None | 2013-01-01 | 2015-12-31 | InEA_modVal |  |  |  |  | Standard | EUL_ID corrected; RUL_ID corrected; Measure expires because WRR Updated for 2016 | 1 | 1 | 0 | Deemed Ex Ante Team |  | EUL_ID corrected; RUL_ID corrected; Measure expires because WRR Updated for 2016 |  | Updated to indicate claim/filing status
2106 | Res-Lighting-OutGen_CFLratio0407_CFLfixt-15w | Residential Outdoor General Lighting: CFL Fixture replaces pre-existing standard lighting Wattage. Measure includes Code case. Impacts: HOU = 1249; CDF = 0 | DEER1314 | D13 v1.0 | 2020-11-24 16:30 | Res-Oltg-dWatt-CFL | DEER | Scaled | BaseRatio | 46 | 46 | None |  | 0 |  | 1 | Res | Any | Lighting | OutGen | Ltg_Fixture | CFL_fixt |  | OLtg-CFL | Res outdoor CFL base case, Total Watts = 4.07 x Msr Watts | Res outdoor CFL base case, Total Watts = 4.07 x Msr Watts | CFL fixture based on: CFLpin(15w); Total Watts = 15 | CFLratio0407 | CFLratio0407 | CFLfixt-15w(15w) | Available | WRR Updated for 2016 | 0 | 0 | DEER Lighting measure | ErRobNc |  | OLtg-Incand-Res |  | None | 2013-01-01 | 2015-12-31 | InEA_modVal |  |  |  |  | Standard | EUL_ID corrected; RUL_ID corrected; Measure expires because WRR Updated for 2016 | 1 | 1 | 0 | Deemed Ex Ante Team |  | EUL_ID corrected; RUL_ID corrected; Measure expires because WRR Updated for 2016 |  | Updated to indicate claim/filing status
2107 | Res-Lighting-OutGen_CFLratio0407_CFLfixt-18w | Residential Outdoor General Lighting: CFL Fixture replaces pre-existing standard lighting Wattage. Measure includes Code case. Impacts: HOU = 1249; CDF = 0 | DEER1314 | D13 v1.0 | 2020-11-24 16:30 | Res-Oltg-dWatt-CFL | DEER | Scaled | BaseRatio | 55 | 55 | None |  | 0 |  | 1 | Res | Any | Lighting | OutGen | Ltg_Fixture | CFL_fixt |  | OLtg-CFL | Res outdoor CFL base case, Total Watts = 4.07 x Msr Watts | Res outdoor CFL base case, Total Watts = 4.07 x Msr Watts | CFL fixture based on: CFLpin(18w); Total Watts = 18 | CFLratio0407 | CFLratio0407 | CFLfixt-18w(18w) | Available | WRR Updated for 2016 | 0 | 0 | DEER Lighting measure | ErRobNc |  | OLtg-Incand-Res |  | None | 2013-01-01 | 2015-12-31 | InEA_modVal |  |  |  |  | Standard | EUL_ID corrected; RUL_ID corrected; Measure expires because WRR Updated for 2016 | 1 | 1 | 0 | Deemed Ex Ante Team |  | EUL_ID corrected; RUL_ID corrected; Measure expires because WRR Updated for 2016 |  | Updated to indicate claim/filing status
2108 | Res-Lighting-OutGen_CFLratio0407_CFLfixt-20w | Residential Outdoor General Lighting: CFL Fixture replaces pre-existing standard lighting Wattage. Measure includes Code case. Impacts: HOU = 1249; CDF = 0 | DEER1314 | D13 v1.0 | 2020-11-24 16:30 | Res-Oltg-dWatt-CFL | DEER | Scaled | BaseRatio | 61 | 61 | None |  | 0 |  | 1 | Res | Any | Lighting | OutGen | Ltg_Fixture | CFL_fixt |  | OLtg-CFL | Res outdoor CFL base case, Total Watts = 4.07 x Msr Watts | Res outdoor CFL base case, Total Watts = 4.07 x Msr Watts | CFL fixture based on: CFLpin(20w); Total Watts = 20 | CFLratio0407 | CFLratio0407 | CFLfixt-20w(20w) | Available | WRR Updated for 2016 | 0 | 0 | DEER Lighting measure | ErRobNc |  | OLtg-Incand-Res |  | None | 2013-01-01 | 2015-12-31 | InEA_modVal |  |  |  |  | Standard | EUL_ID corrected; RUL_ID corrected; Measure expires because WRR Updated for 2016 | 1 | 1 | 0 | Deemed Ex Ante Team |  | EUL_ID corrected; RUL_ID corrected; Measure expires because WRR Updated for 2016 |  | Updated to indicate claim/filing status
2109 | Res-Lighting-OutGen_CFLratio0407_CFLfixt-24w | Residential Outdoor General Lighting: CFL Fixture replaces pre-existing standard lighting Wattage. Measure includes Code case. Impacts: HOU = 1249; CDF = 0 | DEER1314 | D13 v1.0 | 2020-11-24 16:30 | Res-Oltg-dWatt-CFL | DEER | Scaled | BaseRatio | 74 | 74 | None |  | 0 |  | 1 | Res | Any | Lighting | OutGen | Ltg_Fixture | CFL_fixt |  | OLtg-CFL | Res outdoor CFL base case, Total Watts = 4.07 x Msr Watts | Res outdoor CFL base case, Total Watts = 4.07 x Msr Watts | CFL fixture based on: CFLpin(24w); Total Watts = 24 | CFLratio0407 | CFLratio0407 | CFLfixt-24w(24w) | Available | WRR Updated for 2016 | 0 | 0 | DEER Lighting measure | ErRobNc |  | OLtg-Incand-Res |  | None | 2013-01-01 | 2015-12-31 | InEA_modVal |  |  |  |  | Standard | EUL_ID corrected; RUL_ID corrected; Measure expires because WRR Updated for 2016 | 1 | 1 | 0 | Deemed Ex Ante Team |  | EUL_ID corrected; RUL_ID corrected; Measure expires because WRR Updated for 2016 |  | Updated to indicate claim/filing status
2110 | Res-Lighting-OutGen_CFLratio0407_CFLfixt-25w | Residential Outdoor General Lighting: CFL Fixture replaces pre-existing standard lighting Wattage. Measure includes Code case. Impacts: HOU = 1249; CDF = 0 | DEER1314 | D13 v1.0 | 2020-11-24 16:30 | Res-Oltg-dWatt-CFL | DEER | Scaled | BaseRatio | 77 | 77 | None |  | 0 |  | 1 | Res | Any | Lighting | OutGen | Ltg_Fixture | CFL_fixt |  | OLtg-CFL | Res outdoor CFL base case, Total Watts = 4.07 x Msr Watts | Res outdoor CFL base case, Total Watts = 4.07 x Msr Watts | CFL fixture based on: CFLpin(25w); Total Watts = 25 | CFLratio0407 | CFLratio0407 | CFLfixt-25w(25w) | Available | WRR Updated for 2016 | 0 | 0 | DEER Lighting measure | ErRobNc |  | OLtg-Incand-Res |  | None | 2013-01-01 | 2015-12-31 | InEA_modVal |  |  |  |  | Standard | EUL_ID corrected; RUL_ID corrected; Measure expires because WRR Updated for 2016 | 1 | 1 | 0 | Deemed Ex Ante Team |  | EUL_ID corrected; RUL_ID corrected; Measure expires because WRR Updated for 2016 |  | Updated to indicate claim/filing status
2111 | Res-Lighting-OutGen_CFLratio0407_CFLfixt-26w | Residential Outdoor General Lighting: CFL Fixture replaces pre-existing standard lighting Wattage. Measure includes Code case. Impacts: HOU = 1249; CDF = 0 | DEER1314 | D13 v1.0 | 2020-11-24 16:30 | Res-Oltg-dWatt-CFL | DEER | Scaled | BaseRatio | 80 | 80 | None |  | 0 |  | 1 | Res | Any | Lighting | OutGen | Ltg_Fixture | CFL_fixt |  | OLtg-CFL | Res outdoor CFL base case, Total Watts = 4.07 x Msr Watts | Res outdoor CFL base case, Total Watts = 4.07 x Msr Watts | CFL fixture based on: CFLpin(26w); Total Watts = 26 | CFLratio0407 | CFLratio0407 | CFLfixt-26w(26w) | Available | WRR Updated for 2016 | 0 | 0 | DEER Lighting measure | ErRobNc |  | OLtg-Incand-Res |  | None | 2013-01-01 | 2015-12-31 | InEA_modVal |  |  |  |  | Standard | EUL_ID corrected; RUL_ID corrected; Measure expires because WRR Updated for 2016 | 1 | 1 | 0 | Deemed Ex Ante Team |  | EUL_ID corrected; RUL_ID corrected; Measure expires because WRR Updated for 2016 |  | Updated to indicate claim/filing status
2112 | Res-Lighting-OutGen_CFLratio0407_CFLfixt-27w | Residential Outdoor General Lighting: CFL Fixture replaces pre-existing standard lighting Wattage. Measure includes Code case. Impacts: HOU = 1249; CDF = 0 | DEER1314 | D13 v1.0 | 2020-11-24 16:30 | Res-Oltg-dWatt-CFL | DEER | Scaled | BaseRatio | 83 | 83 | None |  | 0 |  | 1 | Res | Any | Lighting | OutGen | Ltg_Fixture | CFL_fixt |  | OLtg-CFL | Res outdoor CFL base case, Total Watts = 4.07 x Msr Watts | Res outdoor CFL base case, Total Watts = 4.07 x Msr Watts | CFL fixture based on: CFLpin(27w); Total Watts = 27 | CFLratio0407 | CFLratio0407 | CFLfixt-27w(27w) | Available | WRR Updated for 2016 | 0 | 0 | DEER Lighting measure | ErRobNc |  | OLtg-Incand-Res |  | None | 2013-01-01 | 2015-12-31 | InEA_modVal |  |  |  |  | Standard | EUL_ID corrected; RUL_ID corrected; Measure expires because WRR Updated for 2016 | 1 | 1 | 0 | Deemed Ex Ante Team |  | EUL_ID corrected; RUL_ID corrected; Measure expires because WRR Updated for 2016 |  | Updated to indicate claim/filing status
2113 | Res-Lighting-OutGen_CFLratio0407_CFLfixt-28w | Residential Outdoor General Lighting: CFL Fixture replaces pre-existing standard lighting Wattage. Measure includes Code case. Impacts: HOU = 1249; CDF = 0 | DEER1314 | D13 v1.0 | 2020-11-24 16:30 | Res-Oltg-dWatt-CFL | DEER | Scaled | BaseRatio | 86 | 86 | None |  | 0 |  | 1 | Res | Any | Lighting | OutGen | Ltg_Fixture | CFL_fixt |  | OLtg-CFL | Res outdoor CFL base case, Total Watts = 4.07 x Msr Watts | Res outdoor CFL base case, Total Watts = 4.07 x Msr Watts | CFL fixture based on: CFLpin(28w); Total Watts = 28 | CFLratio0407 | CFLratio0407 | CFLfixt-28w(28w) | Available | WRR Updated for 2016 | 0 | 0 | DEER Lighting measure | ErRobNc |  | OLtg-Incand-Res |  | None | 2013-01-01 | 2015-12-31 | InEA_modVal |  |  |  |  | Standard | EUL_ID corrected; RUL_ID corrected; Measure expires because WRR Updated for 2016 | 1 | 1 | 0 | Deemed Ex Ante Team |  | EUL_ID corrected; RUL_ID corrected; Measure expires because WRR Updated for 2016 |  | Updated to indicate claim/filing status
2114 | Res-Lighting-OutGen_CFLratio0407_CFLfixt-32w | Residential Outdoor General Lighting: CFL Fixture replaces pre-existing standard lighting Wattage. Measure includes Code case. Impacts: HOU = 1249; CDF = 0 | DEER1314 | D13 v1.0 | 2020-11-24 16:30 | Res-Oltg-dWatt-CFL | DEER | Scaled | BaseRatio | 98 | 98 | None |  | 0 |  | 1 | Res | Any | Lighting | OutGen | Ltg_Fixture | CFL_fixt |  | OLtg-CFL | Res outdoor CFL base case, Total Watts = 4.07 x Msr Watts | Res outdoor CFL base case, Total Watts = 4.07 x Msr Watts | CFL fixture based on: CFLpin(32w); Total Watts = 32 | CFLratio0407 | CFLratio0407 | CFLfixt-32w(32w) | Available | WRR Updated for 2016 | 0 | 0 | DEER Lighting measure | ErRobNc |  | OLtg-Incand-Res |  | None | 2013-01-01 | 2015-12-31 | InEA_modVal |  |  |  |  | Standard | EUL_ID corrected; RUL_ID corrected; Measure expires because WRR Updated for 2016 | 1 | 1 | 0 | Deemed Ex Ante Team |  | EUL_ID corrected; RUL_ID corrected; Measure expires because WRR Updated for 2016 |  | Updated to indicate claim/filing status
2115 | Res-Lighting-OutGen_CFLratio0407_CFLfixt-34w | Residential Outdoor General Lighting: CFL Fixture replaces pre-existing standard lighting Wattage. Measure includes Code case. Impacts: HOU = 1249; CDF = 0 | DEER1314 | D13 v1.0 | 2020-11-24 16:30 | Res-Oltg-dWatt-CFL | DEER | Scaled | BaseRatio | 104 | 104 | None |  | 0 |  | 1 | Res | Any | Lighting | OutGen | Ltg_Fixture | CFL_fixt |  | OLtg-CFL | Res outdoor CFL base case, Total Watts = 4.07 x Msr Watts | Res outdoor CFL base case, Total Watts = 4.07 x Msr Watts | CFL fixture based on: CFLpin(34w); Total Watts = 34 | CFLratio0407 | CFLratio0407 | CFLfixt-34w(34w) | Available | WRR Updated for 2016 | 0 | 0 | DEER Lighting measure | ErRobNc |  | OLtg-Incand-Res |  | None | 2013-01-01 | 2015-12-31 | InEA_modVal |  |  |  |  | Standard | EUL_ID corrected; RUL_ID corrected; Measure expires because WRR Updated for 2016 | 1 | 1 | 0 | Deemed Ex Ante Team |  | EUL_ID corrected; RUL_ID corrected; Measure expires because WRR Updated for 2016 |  | Updated to indicate claim/filing status
2116 | Res-Lighting-OutGen_CFLratio0407_CFLfixt-35w | Residential Outdoor General Lighting: CFL Fixture replaces pre-existing standard lighting Wattage. Measure includes Code case. Impacts: HOU = 1249; CDF = 0 | DEER1314 | D13 v1.0 | 2020-11-24 16:30 | Res-Oltg-dWatt-CFL | DEER | Scaled | BaseRatio | 107 | 107 | None |  | 0 |  | 1 | Res | Any | Lighting | OutGen | Ltg_Fixture | CFL_fixt |  | OLtg-CFL | Res outdoor CFL base case, Total Watts = 4.07 x Msr Watts | Res outdoor CFL base case, Total Watts = 4.07 x Msr Watts | CFL fixture based on: CFLpin(35w); Total Watts = 35 | CFLratio0407 | CFLratio0407 | CFLfixt-35w(35w) | Available | WRR Updated for 2016 | 0 | 0 | DEER Lighting measure | ErRobNc |  | OLtg-Incand-Res |  | None | 2013-01-01 | 2015-12-31 | InEA_modVal |  |  |  |  | Standard | EUL_ID corrected; RUL_ID corrected; Measure expires because WRR Updated for 2016 | 1 | 1 | 0 | Deemed Ex Ante Team |  | EUL_ID corrected; RUL_ID corrected; Measure expires because WRR Updated for 2016 |  | Updated to indicate claim/filing status
2117 | Res-Lighting-OutGen_CFLratio0407_CFLfixt-36w | Residential Outdoor General Lighting: CFL Fixture replaces pre-existing standard lighting Wattage. Measure includes Code case. Impacts: HOU = 1249; CDF = 0 | DEER1314 | D13 v1.0 | 2020-11-24 16:30 | Res-Oltg-dWatt-CFL | DEER | Scaled | BaseRatio | 111 | 111 | None |  | 0 |  | 1 | Res | Any | Lighting | OutGen | Ltg_Fixture | CFL_fixt |  | OLtg-CFL | Res outdoor CFL base case, Total Watts = 4.07 x Msr Watts | Res outdoor CFL base case, Total Watts = 4.07 x Msr Watts | CFL fixture based on: CFLpin(36w); Total Watts = 36 | CFLratio0407 | CFLratio0407 | CFLfixt-36w(36w) | Available | WRR Updated for 2016 | 0 | 0 | DEER Lighting measure | ErRobNc |  | OLtg-Incand-Res |  | None | 2013-01-01 | 2015-12-31 | InEA_modVal |  |  |  |  | Standard | EUL_ID corrected; RUL_ID corrected; Measure expires because WRR Updated for 2016 | 1 | 1 | 0 | Deemed Ex Ante Team |  | EUL_ID corrected; RUL_ID corrected; Measure expires because WRR Updated for 2016 |  | Updated to indicate claim/filing status
2118 | Res-Lighting-OutGen_CFLratio0407_CFLfixt-40w | Residential Outdoor General Lighting: CFL Fixture replaces pre-existing standard lighting Wattage. Measure includes Code case. Impacts: HOU = 1249; CDF = 0 | DEER1314 | D13 v1.0 | 2020-11-24 16:30 | Res-Oltg-dWatt-CFL | DEER | Scaled | BaseRatio | 123 | 123 | None |  | 0 |  | 1 | Res | Any | Lighting | OutGen | Ltg_Fixture | CFL_fixt |  | OLtg-CFL | Res outdoor CFL base case, Total Watts = 4.07 x Msr Watts | Res outdoor CFL base case, Total Watts = 4.07 x Msr Watts | CFL fixture based on: CFLpin(40w); Total Watts = 40 | CFLratio0407 | CFLratio0407 | CFLfixt-40w(40w) | Available | WRR Updated for 2016 | 0 | 0 | DEER Lighting measure | ErRobNc |  | OLtg-Incand-Res |  | None | 2013-01-01 | 2015-12-31 | InEA_modVal |  |  |  |  | Standard | EUL_ID corrected; RUL_ID corrected; Measure expires because WRR Updated for 2016 | 1 | 1 | 0 | Deemed Ex Ante Team |  | EUL_ID corrected; RUL_ID corrected; Measure expires because WRR Updated for 2016 |  | Updated to indicate claim/filing status
2119 | Res-Lighting-OutGen_CFLratio0407_CFLfixt-42w | Residential Outdoor General Lighting: CFL Fixture replaces pre-existing standard lighting Wattage. Measure includes Code case. Impacts: HOU = 1249; CDF = 0 | DEER1314 | D13 v1.0 | 2020-11-24 16:30 | Res-Oltg-dWatt-CFL | DEER | Scaled | BaseRatio | 129 | 129 | None |  | 0 |  | 1 | Res | Any | Lighting | OutGen | Ltg_Fixture | CFL_fixt |  | OLtg-CFL | Res outdoor CFL base case, Total Watts = 4.07 x Msr Watts | Res outdoor CFL base case, Total Watts = 4.07 x Msr Watts | CFL fixture based on: CFLpin(42w); Total Watts = 42 | CFLratio0407 | CFLratio0407 | CFLfixt-42w(42w) | Available | WRR Updated for 2016 | 0 | 0 | DEER Lighting measure | ErRobNc |  | OLtg-Incand-Res |  | None | 2013-01-01 | 2015-12-31 | InEA_modVal |  |  |  |  | Standard | EUL_ID corrected; RUL_ID corrected; Measure expires because WRR Updated for 2016 | 1 | 1 | 0 | Deemed Ex Ante Team |  | EUL_ID corrected; RUL_ID corrected; Measure expires because WRR Updated for 2016 |  | Updated to indicate claim/filing status
2120 | Res-Lighting-OutGen_CFLratio0407_CFLfixt-50w | Residential Outdoor General Lighting: CFL Fixture replaces pre-existing standard lighting Wattage. Measure includes Code case. Impacts: HOU = 1249; CDF = 0 | DEER1314 | D13 v1.0 | 2020-11-24 16:30 | Res-Oltg-dWatt-CFL | DEER | Scaled | BaseRatio | 154 | 154 | None |  | 0 |  | 1 | Res | Any | Lighting | OutGen | Ltg_Fixture | CFL_fixt |  | OLtg-CFL | Res outdoor CFL base case, Total Watts = 4.07 x Msr Watts | Res outdoor CFL base case, Total Watts = 4.07 x Msr Watts | CFL fixture based on: CFLpin(50w); Total Watts = 50 | CFLratio0407 | CFLratio0407 | CFLfixt-50w(50w) | Available | WRR Updated for 2016 | 0 | 0 | DEER Lighting measure | ErRobNc |  | OLtg-Incand-Res |  | None | 2013-01-01 | 2015-12-31 | InEA_modVal |  |  |  |  | Standard | EUL_ID corrected; RUL_ID corrected; Measure expires because WRR Updated for 2016 | 1 | 1 | 0 | Deemed Ex Ante Team |  | EUL_ID corrected; RUL_ID corrected; Measure expires because WRR Updated for 2016 |  | Updated to indicate claim/filing status
2121 | Res-Lighting-OutGen_CFLratio0407_CFLfixt-55w | Residential Outdoor General Lighting: CFL Fixture replaces pre-existing standard lighting Wattage. Measure includes Code case. Impacts: HOU = 1249; CDF = 0 | DEER1314 | D13 v1.0 | 2020-11-24 16:30 | Res-Oltg-dWatt-CFL | DEER | Scaled | BaseRatio | 169 | 169 | None |  | 0 |  | 1 | Res | Any | Lighting | OutGen | Ltg_Fixture | CFL_fixt |  | OLtg-CFL | Res outdoor CFL base case, Total Watts = 4.07 x Msr Watts | Res outdoor CFL base case, Total Watts = 4.07 x Msr Watts | CFL fixture based on: CFLpin(55w); Total Watts = 55 | CFLratio0407 | CFLratio0407 | CFLfixt-55w(55w) | Available | WRR Updated for 2016 | 0 | 0 | DEER Lighting measure | ErRobNc |  | OLtg-Incand-Res |  | None | 2013-01-01 | 2015-12-31 | InEA_modVal |  |  |  |  | Standard | EUL_ID corrected; RUL_ID corrected; Measure expires because WRR Updated for 2016 | 1 | 1 | 0 | Deemed Ex Ante Team |  | EUL_ID corrected; RUL_ID corrected; Measure expires because WRR Updated for 2016 |  | Updated to indicate claim/filing status
2122 | Res-Lighting-OutGen_CFLratio0407_CFLfixt-57w | Residential Outdoor General Lighting: CFL Fixture replaces pre-existing standard lighting Wattage. Measure includes Code case. Impacts: HOU = 1249; CDF = 0 | DEER1314 | D13 v1.0 | 2020-11-24 16:30 | Res-Oltg-dWatt-CFL | DEER | Scaled | BaseRatio | 175 | 175 | None |  | 0 |  | 1 | Res | Any | Lighting | OutGen | Ltg_Fixture | CFL_fixt |  | OLtg-CFL | Res outdoor CFL base case, Total Watts = 4.07 x Msr Watts | Res outdoor CFL base case, Total Watts = 4.07 x Msr Watts | CFL fixture based on: CFLpin(57w); Total Watts = 57 | CFLratio0407 | CFLratio0407 | CFLfixt-57w(57w) | Available | WRR Updated for 2016 | 0 | 0 | DEER Lighting measure | ErRobNc |  | OLtg-Incand-Res |  | None | 2013-01-01 | 2015-12-31 | InEA_modVal |  |  |  |  | Standard | EUL_ID corrected; RUL_ID corrected; Measure expires because WRR Updated for 2016 | 1 | 1 | 0 | Deemed Ex Ante Team |  | EUL_ID corrected; RUL_ID corrected; Measure expires because WRR Updated for 2016 |  | Updated to indicate claim/filing status
2123 | Res-Lighting-OutGen_CFLratio0407_CFLfixt-5w | Residential Outdoor General Lighting: CFL Fixture replaces pre-existing standard lighting Wattage. Measure includes Code case. Impacts: HOU = 1249; CDF = 0 | DEER1314 | D13 v1.0 | 2020-11-24 16:30 | Res-Oltg-dWatt-CFL | DEER | Scaled | BaseRatio | 15 | 15 | None |  | 0 |  | 1 | Res | Any | Lighting | OutGen | Ltg_Fixture | CFL_fixt |  | OLtg-CFL | Res outdoor CFL base case, Total Watts = 4.07 x Msr Watts | Res outdoor CFL base case, Total Watts = 4.07 x Msr Watts | CFL fixture based on: CFLpin(5w); Total Watts = 5 | CFLratio0407 | CFLratio0407 | CFLfixt-5w(5w) | Available | WRR Updated for 2016 | 0 | 0 | DEER Lighting measure | ErRobNc |  | OLtg-Incand-Res |  | None | 2013-01-01 | 2015-12-31 | InEA_modVal |  |  |  |  | Standard | EUL_ID corrected; RUL_ID corrected; Measure expires because WRR Updated for 2016 | 1 | 1 | 0 | Deemed Ex Ante Team |  | EUL_ID corrected; RUL_ID corrected; Measure expires because WRR Updated for 2016 |  | Updated to indicate claim/filing status
2124 | Res-Lighting-OutGen_CFLratio0407_CFLfixt-60w | Residential Outdoor General Lighting: CFL Fixture replaces pre-existing standard lighting Wattage. Measure includes Code case. Impacts: HOU = 1249; CDF = 0 | DEER1314 | D13 v1.0 | 2020-11-24 16:30 | Res-Oltg-dWatt-CFL | DEER | Scaled | BaseRatio | 184 | 184 | None |  | 0 |  | 1 | Res | Any | Lighting | OutGen | Ltg_Fixture | CFL_fixt |  | OLtg-CFL | Res outdoor CFL base case, Total Watts = 4.07 x Msr Watts | Res outdoor CFL base case, Total Watts = 4.07 x Msr Watts | CFL fixture based on: CFLpin(60w); Total Watts = 60 | CFLratio0407 | CFLratio0407 | CFLfixt-60w(60w) | Available | WRR Updated for 2016 | 0 | 0 | DEER Lighting measure | ErRobNc |  | OLtg-Incand-Res |  | None | 2013-01-01 | 2015-12-31 | InEA_modVal |  |  |  |  | Standard | EUL_ID corrected; RUL_ID corrected; Measure expires because WRR Updated for 2016 | 1 | 1 | 0 | Deemed Ex Ante Team |  | EUL_ID corrected; RUL_ID corrected; Measure expires because WRR Updated for 2016 |  | Updated to indicate claim/filing status
2125 | Res-Lighting-OutGen_CFLratio0407_CFLfixt-75w | Residential Outdoor General Lighting: CFL Fixture replaces pre-existing standard lighting Wattage. Measure includes Code case. Impacts: HOU = 1249; CDF = 0 | DEER1314 | D13 v1.0 | 2020-11-24 16:30 | Res-Oltg-dWatt-CFL | DEER | Scaled | BaseRatio | 230 | 230 | None |  | 0 |  | 1 | Res | Any | Lighting | OutGen | Ltg_Fixture | CFL_fixt |  | OLtg-CFL | Res outdoor CFL base case, Total Watts = 4.07 x Msr Watts | Res outdoor CFL base case, Total Watts = 4.07 x Msr Watts | CFL fixture based on: CFLpin(75w); Total Watts = 75 | CFLratio0407 | CFLratio0407 | CFLfixt-75w(75w) | Available | WRR Updated for 2016 | 0 | 0 | DEER Lighting measure | ErRobNc |  | OLtg-Incand-Res |  | None | 2013-01-01 | 2015-12-31 | InEA_modVal |  |  |  |  | Standard | EUL_ID corrected; RUL_ID corrected; Measure expires because WRR Updated for 2016 | 1 | 1 | 0 | Deemed Ex Ante Team |  | EUL_ID corrected; RUL_ID corrected; Measure expires because WRR Updated for 2016 |  | Updated to indicate claim/filing status
2126 | Res-Lighting-OutGen_CFLratio0407_CFLfixt-7w | Residential Outdoor General Lighting: CFL Fixture replaces pre-existing standard lighting Wattage. Measure includes Code case. Impacts: HOU = 1249; CDF = 0 | DEER1314 | D13 v1.0 | 2020-11-24 16:30 | Res-Oltg-dWatt-CFL | DEER | Scaled | BaseRatio | 21 | 21 | None |  | 0 |  | 1 | Res | Any | Lighting | OutGen | Ltg_Fixture | CFL_fixt |  | OLtg-CFL | Res outdoor CFL base case, Total Watts = 4.07 x Msr Watts | Res outdoor CFL base case, Total Watts = 4.07 x Msr Watts | CFL fixture based on: CFLpin(7w); Total Watts = 7 | CFLratio0407 | CFLratio0407 | CFLfixt-7w(7w) | Available | WRR Updated for 2016 | 0 | 0 | DEER Lighting measure | ErRobNc |  | OLtg-Incand-Res |  | None | 2013-01-01 | 2015-12-31 | InEA_modVal |  |  |  |  | Standard | EUL_ID corrected; RUL_ID corrected; Measure expires because WRR Updated for 2016 | 1 | 1 | 0 | Deemed Ex Ante Team |  | EUL_ID corrected; RUL_ID corrected; Measure expires because WRR Updated for 2016 |  | Updated to indicate claim/filing status
2127 | Res-Lighting-OutGen_CFLratio0407_CFLfixt-80w | Residential Outdoor General Lighting: CFL Fixture replaces pre-existing standard lighting Wattage. Measure includes Code case. Impacts: HOU = 1249; CDF = 0 | DEER1314 | D13 v1.0 | 2020-11-24 16:30 | Res-Oltg-dWatt-CFL | DEER | Scaled | BaseRatio | 246 | 246 | None |  | 0 |  | 1 | Res | Any | Lighting | OutGen | Ltg_Fixture | CFL_fixt |  | OLtg-CFL | Res outdoor CFL base case, Total Watts = 4.07 x Msr Watts | Res outdoor CFL base case, Total Watts = 4.07 x Msr Watts | CFL fixture based on: CFLpin(80w); Total Watts = 80 | CFLratio0407 | CFLratio0407 | CFLfixt-80w(80w) | Available | WRR Updated for 2016 | 0 | 0 | DEER Lighting measure | ErRobNc |  | OLtg-Incand-Res |  | None | 2013-01-01 | 2015-12-31 | InEA_modVal |  |  |  |  | Standard | EUL_ID corrected; RUL_ID corrected; Measure expires because WRR Updated for 2016 | 1 | 1 | 0 | Deemed Ex Ante Team |  | EUL_ID corrected; RUL_ID corrected; Measure expires because WRR Updated for 2016 |  | Updated to indicate claim/filing status
2128 | Res-Lighting-OutGen_CFLratio0407_CFLfixt-85w | Residential Outdoor General Lighting: CFL Fixture replaces pre-existing standard lighting Wattage. Measure includes Code case. Impacts: HOU = 1249; CDF = 0 | DEER1314 | D13 v1.0 | 2020-11-24 16:30 | Res-Oltg-dWatt-CFL | DEER | Scaled | BaseRatio | 261 | 261 | None |  | 0 |  | 1 | Res | Any | Lighting | OutGen | Ltg_Fixture | CFL_fixt |  | OLtg-CFL | Res outdoor CFL base case, Total Watts = 4.07 x Msr Watts | Res outdoor CFL base case, Total Watts = 4.07 x Msr Watts | CFL fixture based on: CFLpin(85w); Total Watts = 85 | CFLratio0407 | CFLratio0407 | CFLfixt-85w(85w) | Available | WRR Updated for 2016 | 0 | 0 | DEER Lighting measure | ErRobNc |  | OLtg-Incand-Res |  | None | 2013-01-01 | 2015-12-31 | InEA_modVal |  |  |  |  | Standard | EUL_ID corrected; RUL_ID corrected; Measure expires because WRR Updated for 2016 | 1 | 1 | 0 | Deemed Ex Ante Team |  | EUL_ID corrected; RUL_ID corrected; Measure expires because WRR Updated for 2016 |  | Updated to indicate claim/filing status
2129 | Res-Lighting-OutGen_CFLratio0407_CFLfixt-95w | Residential Outdoor General Lighting: CFL Fixture replaces pre-existing standard lighting Wattage. Measure includes Code case. Impacts: HOU = 1249; CDF = 0 | DEER1314 | D13 v1.0 | 2020-11-24 16:30 | Res-Oltg-dWatt-CFL | DEER | Scaled | BaseRatio | 292 | 292 | None |  | 0 |  | 1 | Res | Any | Lighting | OutGen | Ltg_Fixture | CFL_fixt |  | OLtg-CFL | Res outdoor CFL base case, Total Watts = 4.07 x Msr Watts | Res outdoor CFL base case, Total Watts = 4.07 x Msr Watts | CFL fixture based on: CFLpin(95w); Total Watts = 95 | CFLratio0407 | CFLratio0407 | CFLfixt-95w(95w) | Available | WRR Updated for 2016 | 0 | 0 | DEER Lighting measure | ErRobNc |  | OLtg-Incand-Res |  | None | 2013-01-01 | 2015-12-31 | InEA_modVal |  |  |  |  | Standard | EUL_ID corrected; RUL_ID corrected; Measure expires because WRR Updated for 2016 | 1 | 1 | 0 | Deemed Ex Ante Team |  | EUL_ID corrected; RUL_ID corrected; Measure expires because WRR Updated for 2016 |  | Updated to indicate claim/filing status
2130 | Res-Lighting-OutGen_CFLratio0407_CFLfixt-9w | Residential Outdoor General Lighting: CFL Fixture replaces pre-existing standard lighting Wattage. Measure includes Code case. Impacts: HOU = 1249; CDF = 0 | DEER1314 | D13 v1.0 | 2020-11-24 16:30 | Res-Oltg-dWatt-CFL | DEER | Scaled | BaseRatio | 28 | 28 | None |  | 0 |  | 1 | Res | Any | Lighting | OutGen | Ltg_Fixture | CFL_fixt |  | OLtg-CFL | Res outdoor CFL base case, Total Watts = 4.07 x Msr Watts | Res outdoor CFL base case, Total Watts = 4.07 x Msr Watts | CFL fixture based on: CFLpin(9w); Total Watts = 9 | CFLratio0407 | CFLratio0407 | CFLfixt-9w(9w) | Available | WRR Updated for 2016 | 0 | 0 | DEER Lighting measure | ErRobNc |  | OLtg-Incand-Res |  | None | 2013-01-01 | 2015-12-31 | InEA_modVal |  |  |  |  | Standard | EUL_ID corrected; RUL_ID corrected; Measure expires because WRR Updated for 2016 | 1 | 1 | 0 | Deemed Ex Ante Team |  | EUL_ID corrected; RUL_ID corrected; Measure expires because WRR Updated for 2016 |  | Updated to indicate claim/filing status
2131 | Res-Lighting-OutGen_CFLratio0407_CFLscw-100w | Residential Outdoor General Lighting: CFL Lamp with integated Ballast replaces pre-existing standard lighting Wattage. Measure includes Code case. Impacts: HOU = 1249; CDF = 0 | DEER1314 | D13 v1.0 | 2020-11-24 16:30 | Res-Oltg-dWatt-CFL | DEER | Scaled | BaseRatio | 307 | 307 | None |  | 0 |  | 1 | Res | Any | Lighting | OutGen | Ltg_Lamp | CFLint_lamp |  | OLtg-CFL | Res outdoor CFL base case, Total Watts = 4.07 x Msr Watts | Res outdoor CFL base case, Total Watts = 4.07 x Msr Watts | CFL Lamp: Non-Reflector, 100 Watts | CFLratio0407 | CFLratio0407 | CFLscw(100w) | Available | Transition to new HOU begins 1/1/2016 as part of DEER2016 | 0 | 0 | DEER Lighting measure | ErRobNc |  | OLtg-Incand-Res |  | None | 2013-01-01 | 2015-12-31 | InEA_modVal |  |  |  |  | Standard | EUL_ID corrected; RUL_ID corrected | 1 | 1 | 0 | Deemed Ex Ante Team |  | EUL_ID corrected; RUL_ID corrected |  | Updated to indicate claim/filing status
2132 | Res-Lighting-OutGen_CFLratio0407_CFLscw-10w | Residential Outdoor General Lighting: CFL Lamp with integated Ballast replaces pre-existing standard lighting Wattage. Measure includes Code case. Impacts: HOU = 1249; CDF = 0 | DEER1314 | D13 v1.0 | 2020-11-24 16:30 | Res-Oltg-dWatt-CFL | DEER | Scaled | BaseRatio | 31 | 31 | None |  | 0 |  | 1 | Res | Any | Lighting | OutGen | Ltg_Lamp | CFLint_lamp | CFLscw(10w) | OLtg-CFL | Res outdoor CFL base case, Total Watts = 4.07 x Msr Watts | Res outdoor CFL base case, Total Watts = 4.07 x Msr Watts | CFL Lamp: Non-Reflector, 382 initial lumens, 10 Watts | CFLratio0407 | CFLratio0407 | CFLscw(10w) | Available | WRR Updated for 2016 | 0 | 0 | DEER Lighting measure | ErRobNc |  | OLtg-Incand-Res |  | None | 2013-01-01 | 2015-12-31 | InEA_modVal |  |  |  |  | Standard | EUL_ID corrected; RUL_ID corrected; Measure expires because WRR Updated for 2016 | 1 | 1 | 0 | Deemed Ex Ante Team |  | EUL_ID corrected; RUL_ID corrected; Measure expires because WRR Updated for 2016 |  | Updated to indicate claim/filing status
2133 | Res-Lighting-OutGen_CFLratio0407_CFLscw-11w | Residential Outdoor General Lighting: CFL Lamp with integated Ballast replaces pre-existing standard lighting Wattage. Measure includes Code case. Impacts: HOU = 1249; CDF = 0 | DEER1314 | D13 v1.0 | 2020-11-24 16:30 | Res-Oltg-dWatt-CFL | DEER | Scaled | BaseRatio | 34 | 34 | None |  | 0 |  | 1 | Res | Any | Lighting | OutGen | Ltg_Lamp | CFLint_lamp | CFLscw(11w) | OLtg-CFL | Res outdoor CFL base case, Total Watts = 4.07 x Msr Watts | Res outdoor CFL base case, Total Watts = 4.07 x Msr Watts | CFL Lamp: Non-Reflector, 420 initial lumens, 11 Watts | CFLratio0407 | CFLratio0407 | CFLscw(11w) | Available | WRR Updated for 2016 | 0 | 0 | DEER Lighting measure | ErRobNc |  | OLtg-Incand-Res |  | None | 2013-01-01 | 2015-12-31 | InEA_modVal |  |  |  |  | Standard | EUL_ID corrected; RUL_ID corrected; Measure expires because WRR Updated for 2016 | 1 | 1 | 0 | Deemed Ex Ante Team |  | EUL_ID corrected; RUL_ID corrected; Measure expires because WRR Updated for 2016 |  | Updated to indicate claim/filing status
2134 | Res-Lighting-OutGen_CFLratio0407_CFLscw-12w | Residential Outdoor General Lighting: CFL Lamp with integated Ballast replaces pre-existing standard lighting Wattage. Measure includes Code case. Impacts: HOU = 1249; CDF = 0 | DEER1314 | D13 v1.0 | 2020-11-24 16:30 | Res-Oltg-dWatt-CFL | DEER | Scaled | BaseRatio | 37 | 37 | None |  | 0 |  | 1 | Res | Any | Lighting | OutGen | Ltg_Lamp | CFLint_lamp | CFLscw(12w) | OLtg-CFL | Res outdoor CFL base case, Total Watts = 4.07 x Msr Watts | Res outdoor CFL base case, Total Watts = 4.07 x Msr Watts | CFL Lamp: Non-Reflector, 540 initial lumens, 12 Watts | CFLratio0407 | CFLratio0407 | CFLscw(12w) | Available | WRR Updated for 2016 | 0 | 0 | DEER Lighting measure | ErRobNc |  | OLtg-Incand-Res |  | None | 2013-01-01 | 2015-12-31 | InEA_modVal |  |  |  |  | Standard | EUL_ID corrected; RUL_ID corrected; Measure expires because WRR Updated for 2016 | 1 | 1 | 0 | Deemed Ex Ante Team |  | EUL_ID corrected; RUL_ID corrected; Measure expires because WRR Updated for 2016 |  | Updated to indicate claim/filing status
2135 | Res-Lighting-OutGen_CFLratio0407_CFLscw-13w | Residential Outdoor General Lighting: CFL Lamp with integated Ballast replaces pre-existing standard lighting Wattage. Measure includes Code case. Impacts: HOU = 1249; CDF = 0 | DEER1314 | D13 v1.0 | 2020-11-24 16:30 | Res-Oltg-dWatt-CFL | DEER | Scaled | BaseRatio | 40 | 40 | None |  | 0 |  | 1 | Res | Any | Lighting | OutGen | Ltg_Lamp | CFLint_lamp | CFLscw(13w) | OLtg-CFL | Res outdoor CFL base case, Total Watts = 4.07 x Msr Watts | Res outdoor CFL base case, Total Watts = 4.07 x Msr Watts | CFL Lamp: Non-Reflector, 660 initial lumens, 13 Watts | CFLratio0407 | CFLratio0407 | CFLscw(13w) | Available | WRR Updated for 2016 | 0 | 0 | DEER Lighting measure | ErRobNc |  | OLtg-Incand-Res |  | None | 2013-01-01 | 2015-12-31 | InEA_modVal |  |  |  |  | Standard | EUL_ID corrected; RUL_ID corrected; Measure expires because WRR Updated for 2016 | 1 | 1 | 0 | Deemed Ex Ante Team |  | EUL_ID corrected; RUL_ID corrected; Measure expires because WRR Updated for 2016 |  | Updated to indicate claim/filing status
2136 | Res-Lighting-OutGen_CFLratio0407_CFLscw-14w | Residential Outdoor General Lighting: CFL Lamp with integated Ballast replaces pre-existing standard lighting Wattage. Measure includes Code case. Impacts: HOU = 1249; CDF = 0 | DEER1314 | D13 v1.0 | 2020-11-24 16:30 | Res-Oltg-dWatt-CFL | DEER | Scaled | BaseRatio | 43 | 43 | None |  | 0 |  | 1 | Res | Any | Lighting | OutGen | Ltg_Lamp | CFLint_lamp | CFLscw(14w) | OLtg-CFL | Res outdoor CFL base case, Total Watts = 4.07 x Msr Watts | Res outdoor CFL base case, Total Watts = 4.07 x Msr Watts | CFL Lamp: Non-Reflector, 713 initial lumens, 14 Watts | CFLratio0407 | CFLratio0407 | CFLscw(14w) | Available | WRR Updated for 2016 | 0 | 0 | DEER Lighting measure | ErRobNc |  | OLtg-Incand-Res |  | None | 2013-01-01 | 2015-12-31 | InEA_modVal |  |  |  |  | Standard | EUL_ID corrected; RUL_ID corrected; Measure expires because WRR Updated for 2016 | 1 | 1 | 0 | Deemed Ex Ante Team |  | EUL_ID corrected; RUL_ID corrected; Measure expires because WRR Updated for 2016 |  | Updated to indicate claim/filing status
2137 | Res-Lighting-OutGen_CFLratio0407_CFLscw-150w | Residential Outdoor General Lighting: CFL Lamp with integated Ballast replaces pre-existing standard lighting Wattage. Measure includes Code case. Impacts: HOU = 1249; CDF = 0 | DEER1314 | D13 v1.0 | 2020-11-24 16:30 | Res-Oltg-dWatt-CFL | DEER | Scaled | BaseRatio | 461 | 461 | None |  | 0 |  | 1 | Res | Any | Lighting | OutGen | Ltg_Lamp | CFLint_lamp |  | OLtg-CFL | Res outdoor CFL base case, Total Watts = 4.07 x Msr Watts | Res outdoor CFL base case, Total Watts = 4.07 x Msr Watts | CFL Lamp: Non-Reflector, 150 Watts | CFLratio0407 | CFLratio0407 | CFLscw(150w) | Available | Transition to new HOU begins 1/1/2016 as part of DEER2016 | 0 | 0 | DEER Lighting measure | ErRobNc |  | OLtg-Incand-Res |  | None | 2013-01-01 | 2015-12-31 | InEA_modVal |  |  |  |  | Standard | EUL_ID corrected; RUL_ID corrected | 1 | 1 | 0 | Deemed Ex Ante Team |  | EUL_ID corrected; RUL_ID corrected |  | Updated to indicate claim/filing status
2138 | Res-Lighting-OutGen_CFLratio0407_CFLscw-15w | Residential Outdoor General Lighting: CFL Lamp with integated Ballast replaces pre-existing standard lighting Wattage. Measure includes Code case. Impacts: HOU = 1249; CDF = 0 | DEER1314 | D13 v1.0 | 2020-11-24 16:30 | Res-Oltg-dWatt-CFL | DEER | Scaled | BaseRatio | 46 | 46 | None |  | 0 |  | 1 | Res | Any | Lighting | OutGen | Ltg_Lamp | CFLint_lamp | CFLscw(15w) | OLtg-CFL | Res outdoor CFL base case, Total Watts = 4.07 x Msr Watts | Res outdoor CFL base case, Total Watts = 4.07 x Msr Watts | CFL Lamp: Non-Reflector, 765 initial lumens, 15 Watts | CFLratio0407 | CFLratio0407 | CFLscw(15w) | Available | WRR Updated for 2016 | 0 | 0 | DEER Lighting measure | ErRobNc |  | OLtg-Incand-Res |  | None | 2013-01-01 | 2015-12-31 | InEA_modVal |  |  |  |  | Standard | EUL_ID corrected; RUL_ID corrected; Measure expires because WRR Updated for 2016 | 1 | 1 | 0 | Deemed Ex Ante Team |  | EUL_ID corrected; RUL_ID corrected; Measure expires because WRR Updated for 2016 |  | Updated to indicate claim/filing status
2139 | Res-Lighting-OutGen_CFLratio0407_CFLscw-16w | Residential Outdoor General Lighting: CFL Lamp with integated Ballast replaces pre-existing standard lighting Wattage. Measure includes Code case. Impacts: HOU = 1249; CDF = 0 | DEER1314 | D13 v1.0 | 2020-11-24 16:30 | Res-Oltg-dWatt-CFL | DEER | Scaled | BaseRatio | 49 | 49 | None |  | 0 |  | 1 | Res | Any | Lighting | OutGen | Ltg_Lamp | CFLint_lamp | CFLscw(16w) | OLtg-CFL | Res outdoor CFL base case, Total Watts = 4.07 x Msr Watts | Res outdoor CFL base case, Total Watts = 4.07 x Msr Watts | CFL Lamp: Non-Reflector, 810 initial lumens, 16 Watts | CFLratio0407 | CFLratio0407 | CFLscw(16w) | Available | WRR Updated for 2016 | 0 | 0 | DEER Lighting measure | ErRobNc |  | OLtg-Incand-Res |  | None | 2013-01-01 | 2015-12-31 | InEA_modVal |  |  |  |  | Standard | EUL_ID corrected; RUL_ID corrected; Measure expires because WRR Updated for 2016 | 1 | 1 | 0 | Deemed Ex Ante Team |  | EUL_ID corrected; RUL_ID corrected; Measure expires because WRR Updated for 2016 |  | Updated to indicate claim/filing status
2140 | Res-Lighting-OutGen_CFLratio0407_CFLscw-17w | Residential Outdoor General Lighting: CFL Lamp with integated Ballast replaces pre-existing standard lighting Wattage. Measure includes Code case. Impacts: HOU = 1249; CDF = 0 | DEER1314 | D13 v1.0 | 2020-11-24 16:30 | Res-Oltg-dWatt-CFL | DEER | Scaled | BaseRatio | 52 | 52 | None |  | 0 |  | 1 | Res | Any | Lighting | OutGen | Ltg_Lamp | CFLint_lamp | CFLscw(17w) | OLtg-CFL | Res outdoor CFL base case, Total Watts = 4.07 x Msr Watts | Res outdoor CFL base case, Total Watts = 4.07 x Msr Watts | CFL Lamp: Non-Reflector, 845 initial lumens, 17 Watts | CFLratio0407 | CFLratio0407 | CFLscw(17w) | Available | WRR Updated for 2016 | 0 | 0 | DEER Lighting measure | ErRobNc |  | OLtg-Incand-Res |  | None | 2013-01-01 | 2015-12-31 | InEA_modVal |  |  |  |  | Standard | EUL_ID corrected; RUL_ID corrected; Measure expires because WRR Updated for 2016 | 1 | 1 | 0 | Deemed Ex Ante Team |  | EUL_ID corrected; RUL_ID corrected; Measure expires because WRR Updated for 2016 |  | Updated to indicate claim/filing status
2141 | Res-Lighting-OutGen_CFLratio0407_CFLscw-18w | Residential Outdoor General Lighting: CFL Lamp with integated Ballast replaces pre-existing standard lighting Wattage. Measure includes Code case. Impacts: HOU = 1249; CDF = 0 | DEER1314 | D13 v1.0 | 2020-11-24 16:30 | Res-Oltg-dWatt-CFL | DEER | Scaled | BaseRatio | 55 | 55 | None |  | 0 |  | 1 | Res | Any | Lighting | OutGen | Ltg_Lamp | CFLint_lamp | CFLscw(18w) | OLtg-CFL | Res outdoor CFL base case, Total Watts = 4.07 x Msr Watts | Res outdoor CFL base case, Total Watts = 4.07 x Msr Watts | CFL Lamp: Non-Reflector, 885 initial lumens, 18 Watts | CFLratio0407 | CFLratio0407 | CFLscw(18w) | Available | WRR Updated for 2016 | 0 | 0 | DEER Lighting measure | ErRobNc |  | OLtg-Incand-Res |  | None | 2013-01-01 | 2015-12-31 | InEA_modVal |  |  |  |  | Standard | EUL_ID corrected; RUL_ID corrected; Measure expires because WRR Updated for 2016 | 1 | 1 | 0 | Deemed Ex Ante Team |  | EUL_ID corrected; RUL_ID corrected; Measure expires because WRR Updated for 2016 |  | Updated to indicate claim/filing status
2142 | Res-Lighting-OutGen_CFLratio0407_CFLscw-19w | Residential Outdoor General Lighting: CFL Lamp with integated Ballast replaces pre-existing standard lighting Wattage. Measure includes Code case. Impacts: HOU = 1249; CDF = 0 | DEER1314 | D13 v1.0 | 2020-11-24 16:30 | Res-Oltg-dWatt-CFL | DEER | Scaled | BaseRatio | 58 | 58 | None |  | 0 |  | 1 | Res | Any | Lighting | OutGen | Ltg_Lamp | CFLint_lamp | CFLscw(19w) | OLtg-CFL | Res outdoor CFL base case, Total Watts = 4.07 x Msr Watts | Res outdoor CFL base case, Total Watts = 4.07 x Msr Watts | CFL Lamp: Non-Reflector, 925 initial lumens, 19 Watts | CFLratio0407 | CFLratio0407 | CFLscw(19w) | Available | WRR Updated for 2016 | 0 | 0 | DEER Lighting measure | ErRobNc |  | OLtg-Incand-Res |  | None | 2013-01-01 | 2015-12-31 | InEA_modVal |  |  |  |  | Standard | EUL_ID corrected; RUL_ID corrected; Measure expires because WRR Updated for 2016 | 1 | 1 | 0 | Deemed Ex Ante Team |  | EUL_ID corrected; RUL_ID corrected; Measure expires because WRR Updated for 2016 |  | Updated to indicate claim/filing status
2143 | Res-Lighting-OutGen_CFLratio0407_CFLscw-200w | Residential Outdoor General Lighting: CFL Lamp with integated Ballast replaces pre-existing standard lighting Wattage. Measure includes Code case. Impacts: HOU = 1249; CDF = 0 | DEER1314 | D13 v1.0 | 2020-11-24 16:30 | Res-Oltg-dWatt-CFL | DEER | Scaled | BaseRatio | 614 | 614 | None |  | 0 |  | 1 | Res | Any | Lighting | OutGen | Ltg_Lamp | CFLint_lamp |  | OLtg-CFL | Res outdoor CFL base case, Total Watts = 4.07 x Msr Watts | Res outdoor CFL base case, Total Watts = 4.07 x Msr Watts | CFL Lamp: Non-Reflector, 200 Watts | CFLratio0407 | CFLratio0407 | CFLscw(200w) | Available | Transition to new HOU begins 1/1/2016 as part of DEER2016 | 0 | 0 | DEER Lighting measure | ErRobNc |  | OLtg-Incand-Res |  | None | 2013-01-01 | 2015-12-31 | InEA_modVal |  |  |  |  | Standard | EUL_ID corrected; RUL_ID corrected | 1 | 1 | 0 | Deemed Ex Ante Team |  | EUL_ID corrected; RUL_ID corrected |  | Updated to indicate claim/filing status
2144 | Res-Lighting-OutGen_CFLratio0407_CFLscw-20w | Residential Outdoor General Lighting: CFL Lamp with integated Ballast replaces pre-existing standard lighting Wattage. Measure includes Code case. Impacts: HOU = 1249; CDF = 0 | DEER1314 | D13 v1.0 | 2020-11-24 16:30 | Res-Oltg-dWatt-CFL | DEER | Scaled | BaseRatio | 61 | 61 | None |  | 0 |  | 1 | Res | Any | Lighting | OutGen | Ltg_Lamp | CFLint_lamp | CFLscw(20w) | OLtg-CFL | Res outdoor CFL base case, Total Watts = 4.07 x Msr Watts | Res outdoor CFL base case, Total Watts = 4.07 x Msr Watts | CFL Lamp: Non-Reflector, 965 initial lumens, 20 Watts | CFLratio0407 | CFLratio0407 | CFLscw(20w) | Available | WRR Updated for 2016 | 0 | 0 | DEER Lighting measure | ErRobNc |  | OLtg-Incand-Res |  | None | 2013-01-01 | 2015-12-31 | InEA_modVal |  |  |  |  | Standard | EUL_ID corrected; RUL_ID corrected; Measure expires because WRR Updated for 2016 | 1 | 1 | 0 | Deemed Ex Ante Team |  | EUL_ID corrected; RUL_ID corrected; Measure expires because WRR Updated for 2016 |  | Updated to indicate claim/filing status
2145 | Res-Lighting-OutGen_CFLratio0407_CFLscw-21w | Residential Outdoor General Lighting: CFL Lamp with integated Ballast replaces pre-existing standard lighting Wattage. Measure includes Code case. Impacts: HOU = 1249; CDF = 0 | DEER1314 | D13 v1.0 | 2020-11-24 16:30 | Res-Oltg-dWatt-CFL | DEER | Scaled | BaseRatio | 64 | 64 | None |  | 0 |  | 1 | Res | Any | Lighting | OutGen | Ltg_Lamp | CFLint_lamp | CFLscw(21w) | OLtg-CFL | Res outdoor CFL base case, Total Watts = 4.07 x Msr Watts | Res outdoor CFL base case, Total Watts = 4.07 x Msr Watts | CFL Lamp: Non-Reflector, 1070 initial lumens, 21 Watts | CFLratio0407 | CFLratio0407 | CFLscw(21w) | Available | WRR Updated for 2016 | 0 | 0 | DEER Lighting measure | ErRobNc |  | OLtg-Incand-Res |  | None | 2013-01-01 | 2015-12-31 | InEA_modVal |  |  |  |  | Standard | EUL_ID corrected; RUL_ID corrected; Measure expires because WRR Updated for 2016 | 1 | 1 | 0 | Deemed Ex Ante Team |  | EUL_ID corrected; RUL_ID corrected; Measure expires because WRR Updated for 2016 |  | Updated to indicate claim/filing status
2146 | Res-Lighting-OutGen_CFLratio0407_CFLscw-22w | Residential Outdoor General Lighting: CFL Lamp with integated Ballast replaces pre-existing standard lighting Wattage. Measure includes Code case. Impacts: HOU = 1249; CDF = 0 | DEER1314 | D13 v1.0 | 2020-11-24 16:30 | Res-Oltg-dWatt-CFL | DEER | Scaled | BaseRatio | 68 | 68 | None |  | 0 |  | 1 | Res | Any | Lighting | OutGen | Ltg_Lamp | CFLint_lamp | CFLscw(22w) | OLtg-CFL | Res outdoor CFL base case, Total Watts = 4.07 x Msr Watts | Res outdoor CFL base case, Total Watts = 4.07 x Msr Watts | CFL Lamp: Non-Reflector, 1175 initial lumens, 22 Watts | CFLratio0407 | CFLratio0407 | CFLscw(22w) | Available | WRR Updated for 2016 | 0 | 0 | DEER Lighting measure | ErRobNc |  | OLtg-Incand-Res |  | None | 2013-01-01 | 2015-12-31 | InEA_modVal |  |  |  |  | Standard | EUL_ID corrected; RUL_ID corrected; Measure expires because WRR Updated for 2016 | 1 | 1 | 0 | Deemed Ex Ante Team |  | EUL_ID corrected; RUL_ID corrected; Measure expires because WRR Updated for 2016 |  | Updated to indicate claim/filing status
2147 | Res-Lighting-OutGen_CFLratio0407_CFLscw-23w | Residential Outdoor General Lighting: CFL Lamp with integated Ballast replaces pre-existing standard lighting Wattage. Measure includes Code case. Impacts: HOU = 1249; CDF = 0 | DEER1314 | D13 v1.0 | 2020-11-24 16:30 | Res-Oltg-dWatt-CFL | DEER | Scaled | BaseRatio | 71 | 71 | None |  | 0 |  | 1 | Res | Any | Lighting | OutGen | Ltg_Lamp | CFLint_lamp | CFLscw(23w) | OLtg-CFL | Res outdoor CFL base case, Total Watts = 4.07 x Msr Watts | Res outdoor CFL base case, Total Watts = 4.07 x Msr Watts | CFL Lamp: Non-Reflector, 1280 initial lumens, 23 Watts | CFLratio0407 | CFLratio0407 | CFLscw(23w) | Available | WRR Updated for 2016 | 0 | 0 | DEER Lighting measure | ErRobNc |  | OLtg-Incand-Res |  | None | 2013-01-01 | 2015-12-31 | InEA_modVal |  |  |  |  | Standard | EUL_ID corrected; RUL_ID corrected; Measure expires because WRR Updated for 2016 | 1 | 1 | 0 | Deemed Ex Ante Team |  | EUL_ID corrected; RUL_ID corrected; Measure expires because WRR Updated for 2016 |  | Updated to indicate claim/filing status
2148 | Res-Lighting-OutGen_CFLratio0407_CFLscw-24w | Residential Outdoor General Lighting: CFL Lamp with integated Ballast replaces pre-existing standard lighting Wattage. Measure includes Code case. Impacts: HOU = 1249; CDF = 0 | DEER1314 | D13 v1.0 | 2020-11-24 16:30 | Res-Oltg-dWatt-CFL | DEER | Scaled | BaseRatio | 74 | 74 | None |  | 0 |  | 1 | Res | Any | Lighting | OutGen | Ltg_Lamp | CFLint_lamp | CFLscw(24w) | OLtg-CFL | Res outdoor CFL base case, Total Watts = 4.07 x Msr Watts | Res outdoor CFL base case, Total Watts = 4.07 x Msr Watts | CFL Lamp: Non-Reflector, 1295 initial lumens, 24 Watts | CFLratio0407 | CFLratio0407 | CFLscw(24w) | Available | WRR Updated for 2016 | 0 | 0 | DEER Lighting measure | ErRobNc |  | OLtg-Incand-Res |  | None | 2013-01-01 | 2015-12-31 | InEA_modVal |  |  |  |  | Standard | EUL_ID corrected; RUL_ID corrected; Measure expires because WRR Updated for 2016 | 1 | 1 | 0 | Deemed Ex Ante Team |  | EUL_ID corrected; RUL_ID corrected; Measure expires because WRR Updated for 2016 |  | Updated to indicate claim/filing status
2149 | Res-Lighting-OutGen_CFLratio0407_CFLscw-25w | Residential Outdoor General Lighting: CFL Lamp with integated Ballast replaces pre-existing standard lighting Wattage. Measure includes Code case. Impacts: HOU = 1249; CDF = 0 | DEER1314 | D13 v1.0 | 2020-11-24 16:30 | Res-Oltg-dWatt-CFL | DEER | Scaled | BaseRatio | 77 | 77 | None |  | 0 |  | 1 | Res | Any | Lighting | OutGen | Ltg_Lamp | CFLint_lamp | CFLscw(25w) | OLtg-CFL | Res outdoor CFL base case, Total Watts = 4.07 x Msr Watts | Res outdoor CFL base case, Total Watts = 4.07 x Msr Watts | CFL Lamp: Non-Reflector, 1310 initial lumens, 25 Watts | CFLratio0407 | CFLratio0407 | CFLscw(25w) | Available | WRR Updated for 2016 | 0 | 0 | DEER Lighting measure | ErRobNc |  | OLtg-Incand-Res |  | None | 2013-01-01 | 2015-12-31 | InEA_modVal |  |  |  |  | Standard | EUL_ID corrected; RUL_ID corrected; Measure expires because WRR Updated for 2016 | 1 | 1 | 0 | Deemed Ex Ante Team |  | EUL_ID corrected; RUL_ID corrected; Measure expires because WRR Updated for 2016 |  | Updated to indicate claim/filing status
2150 | Res-Lighting-OutGen_CFLratio0407_CFLscw-26w | Residential Outdoor General Lighting: CFL Lamp with integated Ballast replaces pre-existing standard lighting Wattage. Measure includes Code case. Impacts: HOU = 1249; CDF = 0 | DEER1314 | D13 v1.0 | 2020-11-24 16:30 | Res-Oltg-dWatt-CFL | DEER | Scaled | BaseRatio | 80 | 80 | None |  | 0 |  | 1 | Res | Any | Lighting | OutGen | Ltg_Lamp | CFLint_lamp | CFLscw(26w) | OLtg-CFL | Res outdoor CFL base case, Total Watts = 4.07 x Msr Watts | Res outdoor CFL base case, Total Watts = 4.07 x Msr Watts | CFL Lamp: Non-Reflector, 1368 initial lumens, 26 Watts | CFLratio0407 | CFLratio0407 | CFLscw(26w) | Available | WRR Updated for 2016 | 0 | 0 | DEER Lighting measure | ErRobNc |  | OLtg-Incand-Res |  | None | 2013-01-01 | 2015-12-31 | InEA_modVal |  |  |  |  | Standard | EUL_ID corrected; RUL_ID corrected; Measure expires because WRR Updated for 2016 | 1 | 1 | 0 | Deemed Ex Ante Team |  | EUL_ID corrected; RUL_ID corrected; Measure expires because WRR Updated for 2016 |  | Updated to indicate claim/filing status
2151 | Res-Lighting-OutGen_CFLratio0407_CFLscw-27w | Residential Outdoor General Lighting: CFL Lamp with integated Ballast replaces pre-existing standard lighting Wattage. Measure includes Code case. Impacts: HOU = 1249; CDF = 0 | DEER1314 | D13 v1.0 | 2020-11-24 16:30 | Res-Oltg-dWatt-CFL | DEER | Scaled | BaseRatio | 83 | 83 | None |  | 0 |  | 1 | Res | Any | Lighting | OutGen | Ltg_Lamp | CFLint_lamp | CFLscw(27w) | OLtg-CFL | Res outdoor CFL base case, Total Watts = 4.07 x Msr Watts | Res outdoor CFL base case, Total Watts = 4.07 x Msr Watts | CFL Lamp: Non-Reflector, 1427 initial lumens, 27 Watts | CFLratio0407 | CFLratio0407 | CFLscw(27w) | Available | WRR Updated for 2016 | 0 | 0 | DEER Lighting measure | ErRobNc |  | OLtg-Incand-Res |  | None | 2013-01-01 | 2015-12-31 | InEA_modVal |  |  |  |  | Standard | EUL_ID corrected; RUL_ID corrected; Measure expires because WRR Updated for 2016 | 1 | 1 | 0 | Deemed Ex Ante Team |  | EUL_ID corrected; RUL_ID corrected; Measure expires because WRR Updated for 2016 |  | Updated to indicate claim/filing status
2152 | Res-Lighting-OutGen_CFLratio0407_CFLscw-28w | Residential Outdoor General Lighting: CFL Lamp with integated Ballast replaces pre-existing standard lighting Wattage. Measure includes Code case. Impacts: HOU = 1249; CDF = 0 | DEER1314 | D13 v1.0 | 2020-11-24 16:30 | Res-Oltg-dWatt-CFL | DEER | Scaled | BaseRatio | 86 | 86 | None |  | 0 |  | 1 | Res | Any | Lighting | OutGen | Ltg_Lamp | CFLint_lamp | CFLscw(28w) | OLtg-CFL | Res outdoor CFL base case, Total Watts = 4.07 x Msr Watts | Res outdoor CFL base case, Total Watts = 4.07 x Msr Watts | CFL Lamp: Non-Reflector, 1485 initial lumens, 28 Watts | CFLratio0407 | CFLratio0407 | CFLscw(28w) | Available | WRR Updated for 2016 | 0 | 0 | DEER Lighting measure | ErRobNc |  | OLtg-Incand-Res |  | None | 2013-01-01 | 2015-12-31 | InEA_modVal |  |  |  |  | Standard | EUL_ID corrected; RUL_ID corrected; Measure expires because WRR Updated for 2016 | 1 | 1 | 0 | Deemed Ex Ante Team |  | EUL_ID corrected; RUL_ID corrected; Measure expires because WRR Updated for 2016 |  | Updated to indicate claim/filing status
2153 | Res-Lighting-OutGen_CFLratio0407_CFLscw-29w | Residential Outdoor General Lighting: CFL Lamp with integated Ballast replaces pre-existing standard lighting Wattage. Measure includes Code case. Impacts: HOU = 1249; CDF = 0 | DEER1314 | D13 v1.0 | 2020-11-24 16:30 | Res-Oltg-dWatt-CFL | DEER | Scaled | BaseRatio | 89 | 89 | None |  | 0 |  | 1 | Res | Any | Lighting | OutGen | Ltg_Lamp | CFLint_lamp | CFLscw(29w) | OLtg-CFL | Res outdoor CFL base case, Total Watts = 4.07 x Msr Watts | Res outdoor CFL base case, Total Watts = 4.07 x Msr Watts | CFL Lamp: Non-Reflector, 29 Watts | CFLratio0407 | CFLratio0407 | CFLscw(29w) | Available | WRR Updated for 2016 | 0 | 0 | DEER Lighting measure | ErRobNc |  | OLtg-Incand-Res |  | None | 2013-01-01 | 2015-12-31 | InEA_modVal |  |  |  |  | Standard | EUL_ID corrected; RUL_ID corrected; Measure expires because WRR Updated for 2016 | 1 | 1 | 0 | Deemed Ex Ante Team |  | EUL_ID corrected; RUL_ID corrected; Measure expires because WRR Updated for 2016 |  | Updated to indicate claim/filing status
2154 | Res-Lighting-OutGen_CFLratio0407_CFLscw-30w | Residential Outdoor General Lighting: CFL Lamp with integated Ballast replaces pre-existing standard lighting Wattage. Measure includes Code case. Impacts: HOU = 1249; CDF = 0 | DEER1314 | D13 v1.0 | 2020-11-24 16:30 | Res-Oltg-dWatt-CFL | DEER | Scaled | BaseRatio | 92 | 92 | None |  | 0 |  | 1 | Res | Any | Lighting | OutGen | Ltg_Lamp | CFLint_lamp | CFLscw(30w) | OLtg-CFL | Res outdoor CFL base case, Total Watts = 4.07 x Msr Watts | Res outdoor CFL base case, Total Watts = 4.07 x Msr Watts | CFL Lamp: Non-Reflector, 30 Watts | CFLratio0407 | CFLratio0407 | CFLscw(30w) | Available | WRR Updated for 2016 | 0 | 0 | DEER Lighting measure | ErRobNc |  | OLtg-Incand-Res |  | None | 2013-01-01 | 2015-12-31 | InEA_modVal |  |  |  |  | Standard | EUL_ID corrected; RUL_ID corrected; Measure expires because WRR Updated for 2016 | 1 | 1 | 0 | Deemed Ex Ante Team |  | EUL_ID corrected; RUL_ID corrected; Measure expires because WRR Updated for 2016 |  | Updated to indicate claim/filing status
2155 | Res-Lighting-OutGen_CFLratio0407_CFLscw-31w | Residential Outdoor General Lighting: CFL Lamp with integated Ballast replaces pre-existing standard lighting Wattage. Measure includes Code case. Impacts: HOU = 1249; CDF = 0 | DEER1314 | D13 v1.0 | 2020-11-24 16:30 | Res-Oltg-dWatt-CFL | DEER | Scaled | BaseRatio | 95 | 95 | None |  | 0 |  | 1 | Res | Any | Lighting | OutGen | Ltg_Lamp | CFLint_lamp | CFLscw(31w) | OLtg-CFL | Res outdoor CFL base case, Total Watts = 4.07 x Msr Watts | Res outdoor CFL base case, Total Watts = 4.07 x Msr Watts | CFL Lamp: Non-Reflector, 31 Watts | CFLratio0407 | CFLratio0407 | CFLscw(31w) | Available | Transition to new HOU begins 1/1/2016 as part of DEER2016 | 0 | 0 | DEER Lighting measure | ErRobNc |  | OLtg-Incand-Res |  | None | 2013-01-01 | 2015-12-31 | InEA_modVal |  |  |  |  | Standard | EUL_ID corrected; RUL_ID corrected | 1 | 1 | 0 | Deemed Ex Ante Team |  | EUL_ID corrected; RUL_ID corrected |  | Updated to indicate claim/filing status
2156 | Res-Lighting-OutGen_CFLratio0407_CFLscw-32w | Residential Outdoor General Lighting: CFL Lamp with integated Ballast replaces pre-existing standard lighting Wattage. Measure includes Code case. Impacts: HOU = 1249; CDF = 0 | DEER1314 | D13 v1.0 | 2020-11-24 16:30 | Res-Oltg-dWatt-CFL | DEER | Scaled | BaseRatio | 98 | 98 | None |  | 0 |  | 1 | Res | Any | Lighting | OutGen | Ltg_Lamp | CFLint_lamp | CFLscw(32w) | OLtg-CFL | Res outdoor CFL base case, Total Watts = 4.07 x Msr Watts | Res outdoor CFL base case, Total Watts = 4.07 x Msr Watts | CFL Lamp: Non-Reflector, 32 Watts | CFLratio0407 | CFLratio0407 | CFLscw(32w) | Available | Transition to new HOU begins 1/1/2016 as part of DEER2016 | 0 | 0 | DEER Lighting measure | ErRobNc |  | OLtg-Incand-Res |  | None | 2013-01-01 | 2015-12-31 | InEA_modVal |  |  |  |  | Standard | EUL_ID corrected; RUL_ID corrected | 1 | 1 | 0 | Deemed Ex Ante Team |  | EUL_ID corrected; RUL_ID corrected |  | Updated to indicate claim/filing status
2157 | Res-Lighting-OutGen_CFLratio0407_CFLscw-3w | Residential Outdoor General Lighting: CFL Lamp with integated Ballast replaces pre-existing standard lighting Wattage. Measure includes Code case. Impacts: HOU = 1249; CDF = 0 | DEER1314 | D13 v1.0 | 2020-11-24 16:30 | Res-Oltg-dWatt-CFL | DEER | Scaled | BaseRatio | 9 | 9 | None |  | 0 |  | 1 | Res | Any | Lighting | OutGen | Ltg_Lamp | CFLint_lamp | CFLscw(3w) | OLtg-CFL | Res outdoor CFL base case, Total Watts = 4.07 x Msr Watts | Res outdoor CFL base case, Total Watts = 4.07 x Msr Watts | CFL Lamp: Non-Reflector, 3 Watts | CFLratio0407 | CFLratio0407 | CFLscw(3w) | Available | WRR Updated for 2016 | 0 | 0 | DEER Lighting measure | ErRobNc |  | OLtg-Incand-Res |  | None | 2013-01-01 | 2015-12-31 | InEA_modVal |  |  |  |  | Standard | EUL_ID corrected; RUL_ID corrected; Measure expires because WRR Updated for 2016 | 1 | 1 | 0 | Deemed Ex Ante Team |  | EUL_ID corrected; RUL_ID corrected; Measure expires because WRR Updated for 2016 |  | Updated to indicate claim/filing status
2158 | Res-Lighting-OutGen_CFLratio0407_CFLscw-42w | Residential Outdoor General Lighting: CFL Lamp with integated Ballast replaces pre-existing standard lighting Wattage. Measure includes Code case. Impacts: HOU = 1249; CDF = 0 | DEER1314 | D13 v1.0 | 2020-11-24 16:30 | Res-Oltg-dWatt-CFL | DEER | Scaled | BaseRatio | 129 | 129 | None |  | 0 |  | 1 | Res | Any | Lighting | OutGen | Ltg_Lamp | CFLint_lamp | CFLscw(42w) | OLtg-CFL | Res outdoor CFL base case, Total Watts = 4.07 x Msr Watts | Res outdoor CFL base case, Total Watts = 4.07 x Msr Watts | CFL Lamp: Non-Reflector, 42 Watts | CFLratio0407 | CFLratio0407 | CFLscw(42w) | Available | Transition to new HOU begins 1/1/2016 as part of DEER2016 | 0 | 0 | DEER Lighting measure | ErRobNc |  | OLtg-Incand-Res |  | None | 2013-01-01 | 2015-12-31 | InEA_modVal |  |  |  |  | Standard | EUL_ID corrected; RUL_ID corrected | 1 | 1 | 0 | Deemed Ex Ante Team |  | EUL_ID corrected; RUL_ID corrected |  | Updated to indicate claim/filing status
2159 | Res-Lighting-OutGen_CFLratio0407_CFLscw-4w | Residential Outdoor General Lighting: CFL Lamp with integated Ballast replaces pre-existing standard lighting Wattage. Measure includes Code case. Impacts: HOU = 1249; CDF = 0 | DEER1314 | D13 v1.0 | 2020-11-24 16:30 | Res-Oltg-dWatt-CFL | DEER | Scaled | BaseRatio | 12 | 12 | None |  | 0 |  | 1 | Res | Any | Lighting | OutGen | Ltg_Lamp | CFLint_lamp | CFLscw(4w) | OLtg-CFL | Res outdoor CFL base case, Total Watts = 4.07 x Msr Watts | Res outdoor CFL base case, Total Watts = 4.07 x Msr Watts | CFL Lamp: Non-Reflector, 4 Watts | CFLratio0407 | CFLratio0407 | CFLscw(4w) | Available | WRR Updated for 2016 | 0 | 0 | DEER Lighting measure | ErRobNc |  | OLtg-Incand-Res |  | None | 2013-01-01 | 2015-12-31 | InEA_modVal |  |  |  |  | Standard | EUL_ID corrected; RUL_ID corrected; Measure expires because WRR Updated for 2016 | 1 | 1 | 0 | Deemed Ex Ante Team |  | EUL_ID corrected; RUL_ID corrected; Measure expires because WRR Updated for 2016 |  | Updated to indicate claim/filing status
2160 | Res-Lighting-OutGen_CFLratio0407_CFLscw-55w | Residential Outdoor General Lighting: CFL Lamp with integated Ballast replaces pre-existing standard lighting Wattage. Measure includes Code case. Impacts: HOU = 1249; CDF = 0 | DEER1314 | D13 v1.0 | 2020-11-24 16:30 | Res-Oltg-dWatt-CFL | DEER | Scaled | BaseRatio | 169 | 169 | None |  | 0 |  | 1 | Res | Any | Lighting | OutGen | Ltg_Lamp | CFLint_lamp | CFLscw(55w) | OLtg-CFL | Res outdoor CFL base case, Total Watts = 4.07 x Msr Watts | Res outdoor CFL base case, Total Watts = 4.07 x Msr Watts | CFL Lamp: Non-Reflector, 55 Watts | CFLratio0407 | CFLratio0407 | CFLscw(55w) | Available | Transition to new HOU begins 1/1/2016 as part of DEER2016 | 0 | 0 | DEER Lighting measure | ErRobNc |  | OLtg-Incand-Res |  | None | 2013-01-01 | 2015-12-31 | InEA_modVal |  |  |  |  | Standard | EUL_ID corrected; RUL_ID corrected | 1 | 1 | 0 | Deemed Ex Ante Team |  | EUL_ID corrected; RUL_ID corrected |  | Updated to indicate claim/filing status
2161 | Res-Lighting-OutGen_CFLratio0407_CFLscw-5w | Residential Outdoor General Lighting: CFL Lamp with integated Ballast replaces pre-existing standard lighting Wattage. Measure includes Code case. Impacts: HOU = 1249; CDF = 0 | DEER1314 | D13 v1.0 | 2020-11-24 16:30 | Res-Oltg-dWatt-CFL | DEER | Scaled | BaseRatio | 15 | 15 | None |  | 0 |  | 1 | Res | Any | Lighting | OutGen | Ltg_Lamp | CFLint_lamp | CFLscw(5w) | OLtg-CFL | Res outdoor CFL base case, Total Watts = 4.07 x Msr Watts | Res outdoor CFL base case, Total Watts = 4.07 x Msr Watts | CFL Lamp: Non-Reflector, 5 Watts | CFLratio0407 | CFLratio0407 | CFLscw(5w) | Available | WRR Updated for 2016 | 0 | 0 | DEER Lighting measure | ErRobNc |  | OLtg-Incand-Res |  | None | 2013-01-01 | 2015-12-31 | InEA_modVal |  |  |  |  | Standard | EUL_ID corrected; RUL_ID corrected; Measure expires because WRR Updated for 2016 | 1 | 1 | 0 | Deemed Ex Ante Team |  | EUL_ID corrected; RUL_ID corrected; Measure expires because WRR Updated for 2016 |  | Updated to indicate claim/filing status
2162 | Res-Lighting-OutGen_CFLratio0407_CFLscw-60w | Residential Outdoor General Lighting: CFL Lamp with integated Ballast replaces pre-existing standard lighting Wattage. Measure includes Code case. Impacts: HOU = 1249; CDF = 0 | DEER1314 | D13 v1.0 | 2020-11-24 16:30 | Res-Oltg-dWatt-CFL | DEER | Scaled | BaseRatio | 184 | 184 | None |  | 0 |  | 1 | Res | Any | Lighting | OutGen | Ltg_Lamp | CFLint_lamp |  | OLtg-CFL | Res outdoor CFL base case, Total Watts = 4.07 x Msr Watts | Res outdoor CFL base case, Total Watts = 4.07 x Msr Watts | CFL Lamp: Non-Reflector, 60 Watts | CFLratio0407 | CFLratio0407 | CFLscw(60w) | Available | Transition to new HOU begins 1/1/2016 as part of DEER2016 | 0 | 0 | DEER Lighting measure | ErRobNc |  | OLtg-Incand-Res |  | None | 2013-01-01 | 2015-12-31 | InEA_modVal |  |  |  |  | Standard | EUL_ID corrected; RUL_ID corrected | 1 | 1 | 0 | Deemed Ex Ante Team |  | EUL_ID corrected; RUL_ID corrected |  | Updated to indicate claim/filing status
2163 | Res-Lighting-OutGen_CFLratio0407_CFLscw-6w | Residential Outdoor General Lighting: CFL Lamp with integated Ballast replaces pre-existing standard lighting Wattage. Measure includes Code case. Impacts: HOU = 1249; CDF = 0 | DEER1314 | D13 v1.0 | 2020-11-24 16:30 | Res-Oltg-dWatt-CFL | DEER | Scaled | BaseRatio | 18 | 18 | None |  | 0 |  | 1 | Res | Any | Lighting | OutGen | Ltg_Lamp | CFLint_lamp | CFLscw(6w) | OLtg-CFL | Res outdoor CFL base case, Total Watts = 4.07 x Msr Watts | Res outdoor CFL base case, Total Watts = 4.07 x Msr Watts | CFL Lamp: Non-Reflector, 6 Watts | CFLratio0407 | CFLratio0407 | CFLscw(6w) | Available | WRR Updated for 2016 | 0 | 0 | DEER Lighting measure | ErRobNc |  | OLtg-Incand-Res |  | None | 2013-01-01 | 2015-12-31 | InEA_modVal |  |  |  |  | Standard | EUL_ID corrected; RUL_ID corrected; Measure expires because WRR Updated for 2016 | 1 | 1 | 0 | Deemed Ex Ante Team |  | EUL_ID corrected; RUL_ID corrected; Measure expires because WRR Updated for 2016 |  | Updated to indicate claim/filing status
2164 | Res-Lighting-OutGen_CFLratio0407_CFLscw-7w | Residential Outdoor General Lighting: CFL Lamp with integated Ballast replaces pre-existing standard lighting Wattage. Measure includes Code case. Impacts: HOU = 1249; CDF = 0 | DEER1314 | D13 v1.0 | 2020-11-24 16:30 | Res-Oltg-dWatt-CFL | DEER | Scaled | BaseRatio | 21 | 21 | None |  | 0 |  | 1 | Res | Any | Lighting | OutGen | Ltg_Lamp | CFLint_lamp | CFLscw(7w) | OLtg-CFL | Res outdoor CFL base case, Total Watts = 4.07 x Msr Watts | Res outdoor CFL base case, Total Watts = 4.07 x Msr Watts | CFL Lamp: Non-Reflector, 296 initial lumens, 7 Watts | CFLratio0407 | CFLratio0407 | CFLscw(7w) | Available | WRR Updated for 2016 | 0 | 0 | DEER Lighting measure | ErRobNc |  | OLtg-Incand-Res |  | None | 2013-01-01 | 2015-12-31 | InEA_modVal |  |  |  |  | Standard | EUL_ID corrected; RUL_ID corrected; Measure expires because WRR Updated for 2016 | 1 | 1 | 0 | Deemed Ex Ante Team |  | EUL_ID corrected; RUL_ID corrected; Measure expires because WRR Updated for 2016 |  | Updated to indicate claim/filing status
2165 | Res-Lighting-OutGen_CFLratio0407_CFLscw-80w | Residential Outdoor General Lighting: CFL Lamp with integated Ballast replaces pre-existing standard lighting Wattage. Measure includes Code case. Impacts: HOU = 1249; CDF = 0 | DEER1314 | D13 v1.0 | 2020-11-24 16:30 | Res-Oltg-dWatt-CFL | DEER | Scaled | BaseRatio | 246 | 246 | None |  | 0 |  | 1 | Res | Any | Lighting | OutGen | Ltg_Lamp | CFLint_lamp |  | OLtg-CFL | Res outdoor CFL base case, Total Watts = 4.07 x Msr Watts | Res outdoor CFL base case, Total Watts = 4.07 x Msr Watts | CFL Lamp: Non-Reflector, 80 Watts | CFLratio0407 | CFLratio0407 | CFLscw(80w) | Available | Transition to new HOU begins 1/1/2016 as part of DEER2016 | 0 | 0 | DEER Lighting measure | ErRobNc |  | OLtg-Incand-Res |  | None | 2013-01-01 | 2015-12-31 | InEA_modVal |  |  |  |  | Standard | EUL_ID corrected; RUL_ID corrected | 1 | 1 | 0 | Deemed Ex Ante Team |  | EUL_ID corrected; RUL_ID corrected |  | Updated to indicate claim/filing status
2166 | Res-Lighting-OutGen_CFLratio0407_CFLscw-8w | Residential Outdoor General Lighting: CFL Lamp with integated Ballast replaces pre-existing standard lighting Wattage. Measure includes Code case. Impacts: HOU = 1249; CDF = 0 | DEER1314 | D13 v1.0 | 2020-11-24 16:30 | Res-Oltg-dWatt-CFL | DEER | Scaled | BaseRatio | 25 | 25 | None |  | 0 |  | 1 | Res | Any | Lighting | OutGen | Ltg_Lamp | CFLint_lamp | CFLscw(8w) | OLtg-CFL | Res outdoor CFL base case, Total Watts = 4.07 x Msr Watts | Res outdoor CFL base case, Total Watts = 4.07 x Msr Watts | CFL Lamp: Non-Reflector, 320 initial lumens, 8 Watts | CFLratio0407 | CFLratio0407 | CFLscw(8w) | Available | WRR Updated for 2016 | 0 | 0 | DEER Lighting measure | ErRobNc |  | OLtg-Incand-Res |  | None | 2013-01-01 | 2015-12-31 | InEA_modVal |  |  |  |  | Standard | EUL_ID corrected; RUL_ID corrected; Measure expires because WRR Updated for 2016 | 1 | 1 | 0 | Deemed Ex Ante Team |  | EUL_ID corrected; RUL_ID corrected; Measure expires because WRR Updated for 2016 |  | Updated to indicate claim/filing status
2167 | Res-Lighting-OutGen_CFLratio0407_CFLscw-9w | Residential Outdoor General Lighting: CFL Lamp with integated Ballast replaces pre-existing standard lighting Wattage. Measure includes Code case. Impacts: HOU = 1249; CDF = 0 | DEER1314 | D13 v1.0 | 2020-11-24 16:30 | Res-Oltg-dWatt-CFL | DEER | Scaled | BaseRatio | 28 | 28 | None |  | 0 |  | 1 | Res | Any | Lighting | OutGen | Ltg_Lamp | CFLint_lamp | CFLscw(9w) | OLtg-CFL | Res outdoor CFL base case, Total Watts = 4.07 x Msr Watts | Res outdoor CFL base case, Total Watts = 4.07 x Msr Watts | CFL Lamp: Non-Reflector, 344 initial lumens, 9 Watts | CFLratio0407 | CFLratio0407 | CFLscw(9w) | Available | WRR Updated for 2016 | 0 | 0 | DEER Lighting measure | ErRobNc |  | OLtg-Incand-Res |  | None | 2013-01-01 | 2015-12-31 | InEA_modVal |  |  |  |  | Standard | EUL_ID corrected; RUL_ID corrected; Measure expires because WRR Updated for 2016 | 1 | 1 | 0 | Deemed Ex Ante Team |  | EUL_ID corrected; RUL_ID corrected; Measure expires because WRR Updated for 2016 |  | Updated to indicate claim/filing status
2168 | Com-Lighting-InGen_T12-48in-144w-A_T12-48in-144w-A_T12-48in-76w | Commercial Indoor General Lighting: Linear Fluorescent Lamp & Ballast replaces pre-existing standard lighting Wattage. Measure includes Code case. Impacts: Linear Fluorescent-based HOU (varies by BldgType) | DEER2014 | D13 v1.2 | 2020-11-24 16:30 | Com-Iltg-dWatt-LF | DEER | Scaled | Delta |  |  | None |  | 0 |  | 1 | Com | Any | Lighting | InGen-LF | Ltg_Lmp+Blst | LF_LmpBlst |  | ILtg-Lfluor-fix |  |  |  | LFLmpBlst-T12-48in-34w+MagES-RS-NLO(144w) | LFLmpBlst-T12-48in-34w+MagES-RS-NLO(144w) | LFLmpBlst-T12-48in-34w+MagES-RS-NLO-Del(76w) | Available | Delamping | 0 | 0 | DEER Lighting measure | RobNc |  | ILtg-Lfluor-fix | D08-NE-ILtg-LFluor-Prim-Rtr-48in34wT12ESMg144w-48in34wT122ESMg76w | DEER1316-Ltg-Com-LF | 2013-01-01 | 2018-12-31 | DEER2016 HOU Update |  |  |  |  | Standard | Expires 12/31/2018 due to revised DEER2019 code/ISP baseline | 1 | 1 | 0 | Deemed Ex Ante Team |  | Expires 12/31/2018 due to revised DEER2019 code/ISP baseline |  | Updated to indicate claim/filing status
2169 | Com-Lighting-InGen_T12-48in-216w_T12-48in-216w_T12-48in-152w | Commercial Indoor General Lighting: Linear Fluorescent Lamp & Ballast replaces pre-existing standard lighting Wattage. Measure includes Code case. Impacts: Linear Fluorescent-based HOU (varies by BldgType) | DEER2014 | D13 v1.2 | 2020-11-24 16:30 | Com-Iltg-dWatt-LF | DEER | Scaled | Delta |  |  | None |  | 0 |  | 1 | Com | Any | Lighting | InGen-LF | Ltg_Lmp+Blst | LF_LmpBlst |  | ILtg-Lfluor-fix |  |  |  | LFLmpBlst-T12-48in-34w+MagES-RS-NLO(216w) | LFLmpBlst-T12-48in-34w+MagES-RS-NLO(216w) | LFLmpBlst-T12-48in-34w+MagES-RS-NLO-Del(152w) | Available | Delamping | 0 | 0 | DEER Lighting measure | RobNc |  | ILtg-Lfluor-fix | D08-NE-ILtg-LFluor-Prim-Rtr-48in34wT12ESMg216w-48in34wT12ESMg152w | DEER1316-Ltg-Com-LF | 2013-01-01 | 2018-12-31 | DEER2016 HOU Update |  |  |  |  | Standard | Expires 12/31/2018 due to revised DEER2019 code/ISP baseline | 1 | 1 | 0 | Deemed Ex Ante Team |  | Expires 12/31/2018 due to revised DEER2019 code/ISP baseline |  | Updated to indicate claim/filing status
2170 | Com-Lighting-InGen_T12-48in-43w-A_T5-46in-33w_T5-46in-33w | Commercial Indoor General Lighting: more efficient Linear Fluorescent Lamp & Ballast installed. Measure includes Code case. Impacts: Linear Fluorescent-based HOU (varies by BldgType) | DEER2014 | D13 v1.2 | 2020-11-24 16:30 | Com-Iltg-dWatt-LF | DEER | Scaled | Delta |  |  | None |  | 0 |  | 1 | Com | Any | Lighting | InGen-LF | Ltg_Lmp+Blst | LF_LmpBlst | LFLmpBlst-T5-46in-28w+El-PS-HLO(33w) | ILtg-Lfluor-fix |  |  |  | LFLmpBlst-T12-48in-34w+MagES-RS-NLO(43w) | LFLmpBlst-T5-46in-28w+El-PS-HLO(33w) | LFLmpBlst-T5-46in-28w+El-PS-HLO(33w) | Available |  | 0 | 0 | DEER Lighting measure | ErRul | LFLmpBlst-T5-46in-28w+El-PS-HLO(33w) | ILtg-Lfluor-fix | D08-NE-ILtg-LFluor-Prim-RplLPD-48in34wT12ESMg43w-46in28wT5PSEl33w | DEER1316-Ltg-Com-LF | 2013-01-01 | 2018-12-31 | DEER2016 HOU Update |  |  |  |  | Standard | Expires 12/31/2018 due to revised DEER2019 code/ISP baseline | 1 | 1 | 0 | Deemed Ex Ante Team |  | Expires 12/31/2018 due to revised DEER2019 code/ISP baseline |  | Updated to indicate claim/filing status
2171 | Com-Lighting-InGen_T12-48in-72w-A_T5-46in-64w_T5-46in-64w | Commercial Indoor General Lighting: more efficient Linear Fluorescent Lamp & Ballast installed. Measure includes Code case. Impacts: Linear Fluorescent-based HOU (varies by BldgType) | DEER2014 | D13 v1.2 | 2020-11-24 16:30 | Com-Iltg-dWatt-LF | DEER | Scaled | Delta |  |  | None |  | 0 |  | 1 | Com | Any | Lighting | InGen-LF | Ltg_Lmp+Blst | LF_LmpBlst | LFLmpBlst-T5-46in-28w+El-PS-HLO(64w) | ILtg-Lfluor-fix |  |  |  | LFLmpBlst-T12-48in-34w+MagES-RS-NLO(72w) | LFLmpBlst-T5-46in-28w+El-PS-HLO(64w) | LFLmpBlst-T5-46in-28w+El-PS-HLO(64w) | Available |  | 0 | 0 | DEER Lighting measure | ErRul | LFLmpBlst-T5-46in-28w+El-PS-HLO(64w) | ILtg-Lfluor-fix | D08-NE-ILtg-LFluor-Prim-RplLPD-48in34wT12ESMg72w-46in28wT5PSEl64w | DEER1316-Ltg-Com-LF | 2013-01-01 | 2018-12-31 | DEER2016 HOU Update |  |  |  |  | Standard | Expires 12/31/2018 due to revised DEER2019 code/ISP baseline | 1 | 1 | 0 | Deemed Ex Ante Team |  | Expires 12/31/2018 due to revised DEER2019 code/ISP baseline |  | Updated to indicate claim/filing status
2172 | Com-Lighting-InGen_T12-48in-115w_T5-46in-64w_T5-46in-64w | Commercial Indoor General Lighting: more efficient Linear Fluorescent Lamp & Ballast installed. Measure includes Code case. Impacts: Linear Fluorescent-based HOU (varies by BldgType) | DEER2014 | D13 v1.2 | 2020-11-24 16:30 | Com-Iltg-dWatt-LF | DEER | Scaled | Delta |  |  | None |  | 0 |  | 1 | Com | Any | Lighting | InGen-LF | Ltg_Lmp+Blst | LF_LmpBlst | LFLmpBlst-T5-46in-28w+El-PS-HLO(64w) | ILtg-Lfluor-fix |  |  |  | LFLmpBlst-T12-48in-34w+MagES-RS-NLO(115w) | LFLmpBlst-T5-46in-28w+El-PS-HLO(64w) | LFLmpBlst-T5-46in-28w+El-PS-HLO(64w) | Available |  | 0 | 0 | DEER Lighting measure | ErRul | LFLmpBlst-T5-46in-28w+El-PS-HLO(64w) | ILtg-Lfluor-fix | D08-NE-ILtg-LFluor-Prim-RplLPD-48in34wT12ESMg115w-46in28wT5PSEl64w | DEER1316-Ltg-Com-LF | 2013-01-01 | 2018-12-31 | DEER2016 HOU Update |  |  |  |  | Standard | Expires 12/31/2018 due to revised DEER2019 code/ISP baseline | 1 | 1 | 0 | Deemed Ex Ante Team |  | Expires 12/31/2018 due to revised DEER2019 code/ISP baseline |  | Updated to indicate claim/filing status
2173 | Com-Lighting-InGen_T12-48in-144w-A_T5-46in-97w_T5-46in-97w | Commercial Indoor General Lighting: more efficient Linear Fluorescent Lamp & Ballast installed. Measure includes Code case. Impacts: Linear Fluorescent-based HOU (varies by BldgType) | DEER2014 | D13 v1.2 | 2020-11-24 16:30 | Com-Iltg-dWatt-LF | DEER | Scaled | Delta |  |  | None |  | 0 |  | 1 | Com | Any | Lighting | InGen-LF | Ltg_Lmp+Blst | LF_LmpBlst | LFLmpBlst-T5-46in-28w+El-PS-HLO(97w) | ILtg-Lfluor-fix |  |  |  | LFLmpBlst-T12-48in-34w+MagES-RS-NLO(144w) | LFLmpBlst-T5-46in-28w+El-PS-HLO(97w) | LFLmpBlst-T5-46in-28w+El-PS-HLO(97w) | Available |  | 0 | 0 | DEER Lighting measure | ErRul | LFLmpBlst-T5-46in-28w+El-PS-HLO(97w) | ILtg-Lfluor-fix | D08-NE-ILtg-LFluor-Prim-RplLPD-48in34wT12ESMg144w-46in28wT52PSEl97w | DEER1316-Ltg-Com-LF | 2013-01-01 | 2018-12-31 | DEER2016 HOU Update |  |  |  |  | Standard | Expires 12/31/2018 due to revised DEER2019 code/ISP baseline | 1 | 1 | 0 | Deemed Ex Ante Team |  | Expires 12/31/2018 due to revised DEER2019 code/ISP baseline |  | Updated to indicate claim/filing status
2174 | Com-Lighting-InGen_T8-48in-102w-B_T5-46in-97w_T5-46in-97w | Commercial Indoor General Lighting: more efficient Linear Fluorescent Lamp & Ballast installed. Measure includes Code case. Impacts: Linear Fluorescent-based HOU (varies by BldgType) | DEER2014 | D13 v1.2 | 2020-11-24 16:30 | Com-Iltg-dWatt-LF | DEER | Scaled | Delta |  |  | None |  | 0 |  | 1 | Com | Any | Lighting | InGen-LF | Ltg_Lmp+Blst | LF_LmpBlst | LFLmpBlst-T5-46in-28w+El-PS-HLO(97w) | ILtg-Lfluor-fix |  |  |  | LFLmpBlst-T8-48in-32w-2g+El-IS-RLO(102w) | LFLmpBlst-T5-46in-28w+El-PS-HLO(97w) | LFLmpBlst-T5-46in-28w+El-PS-HLO(97w) | Available |  | 0 | 0 | DEER Lighting measure | ErRul | LFLmpBlst-T5-46in-28w+El-PS-HLO(97w) | ILtg-Lfluor-fix |  | DEER1316-Ltg-Com-LF | 2013-01-01 | 2018-12-31 | DEER2016 HOU Update |  |  |  |  | Standard | Expires 12/31/2018 due to revised DEER2019 code/ISP baseline | 1 | 1 | 0 | Deemed Ex Ante Team |  | Expires 12/31/2018 due to revised DEER2019 code/ISP baseline |  | Updated to indicate claim/filing status
2175 | Com-Lighting-InGen_T12-48in-72w-A_T5-46in-59w_T5-46in-59w | Commercial Indoor General Lighting: more efficient Linear Fluorescent Lamp & Ballast installed. Measure includes Code case. Impacts: Linear Fluorescent-based HOU (varies by BldgType) | DEER2014 | D13 v1.2 | 2020-11-24 16:30 | Com-Iltg-dWatt-LF | DEER | Scaled | Delta |  |  | None |  | 0 |  | 1 | Com | Any | Lighting | InGen-LF | Ltg_Lmp+Blst | LF_LmpBlst | LFLmpBlst-T5-46in-54w+El-PS-HLO(59w) | ILtg-Lfluor-fix |  |  |  | LFLmpBlst-T12-48in-34w+MagES-RS-NLO(72w) | LFLmpBlst-T5-46in-54w+El-PS-HLO(59w) | LFLmpBlst-T5-46in-54w+El-PS-HLO(59w) | Available |  | 0 | 0 | DEER Lighting measure | ErRul | LFLmpBlst-T5-46in-54w+El-PS-HLO(59w) | ILtg-Lfluor-fix | D08-NE-ILtg-LFluor-Prim-RplLPD-48in34wT12ESMg72w-46in54wT5HOT2PSEl59w | DEER1316-Ltg-Com-LF | 2013-01-01 | 2018-12-31 | DEER2016 HOU Update |  |  |  |  | Standard | Expires 12/31/2018 due to revised DEER2019 code/ISP baseline | 1 | 1 | 0 | Deemed Ex Ante Team |  | Expires 12/31/2018 due to revised DEER2019 code/ISP baseline |  | Updated to indicate claim/filing status
2176 | Com-Lighting-InGen_T12-48in-72w-A_T5-46in-62w_T5-46in-62w | Commercial Indoor General Lighting: more efficient Linear Fluorescent Lamp & Ballast installed. Measure includes Code case. Impacts: Linear Fluorescent-based HOU (varies by BldgType) | DEER2014 | D13 v1.2 | 2020-11-24 16:30 | Com-Iltg-dWatt-LF | DEER | Scaled | Delta |  |  | None |  | 0 |  | 1 | Com | Any | Lighting | InGen-LF | Ltg_Lmp+Blst | LF_LmpBlst | LFLmpBlst-T5-46in-54w+El-PS-HLO(62w) | ILtg-Lfluor-fix |  |  |  | LFLmpBlst-T12-48in-34w+MagES-RS-NLO(72w) | LFLmpBlst-T5-46in-54w+El-PS-HLO(62w) | LFLmpBlst-T5-46in-54w+El-PS-HLO(62w) | Available |  | 0 | 0 | DEER Lighting measure | ErRul | LFLmpBlst-T5-46in-54w+El-PS-HLO(62w) | ILtg-Lfluor-fix | D08-NE-ILtg-LFluor-Prim-RplLPD-48in34wT12ESMg72w-46in54wT5HOPSEl62w | DEER1316-Ltg-Com-LF | 2013-01-01 | 2018-12-31 | DEER2016 HOU Update |  |  |  |  | Standard | Expires 12/31/2018 due to revised DEER2019 code/ISP baseline | 1 | 1 | 0 | Deemed Ex Ante Team |  | Expires 12/31/2018 due to revised DEER2019 code/ISP baseline |  | Updated to indicate claim/filing status
2177 | Com-Lighting-InGen_T12-48in-144w-A_T5-46in-117w_T5-46in-117w | Commercial Indoor General Lighting: more efficient Linear Fluorescent Lamp & Ballast installed. Measure includes Code case. Impacts: Linear Fluorescent-based HOU (varies by BldgType) | DEER2014 | D13 v1.2 | 2020-11-24 16:30 | Com-Iltg-dWatt-LF | DEER | Scaled | Delta |  |  | None |  | 0 |  | 1 | Com | Any | Lighting | InGen-LF | Ltg_Lmp+Blst | LF_LmpBlst | LFLmpBlst-T5-46in-54w+El-PS-HLO(117w) | ILtg-Lfluor-fix |  |  |  | LFLmpBlst-T12-48in-34w+MagES-RS-NLO(144w) | LFLmpBlst-T5-46in-54w+El-PS-HLO(117w) | LFLmpBlst-T5-46in-54w+El-PS-HLO(117w) | Available |  | 0 | 0 | DEER Lighting measure | ErRul | LFLmpBlst-T5-46in-54w+El-PS-HLO(117w) | ILtg-Lfluor-fix | D08-NE-ILtg-LFluor-Prim-RplLPD-48in34wT12ESMg144w-46in54wT5HOPSEl117w | DEER1316-Ltg-Com-LF | 2013-01-01 | 2018-12-31 | DEER2016 HOU Update |  |  |  |  | Standard | Expires 12/31/2018 due to revised DEER2019 code/ISP baseline | 1 | 1 | 0 | Deemed Ex Ante Team |  | Expires 12/31/2018 due to revised DEER2019 code/ISP baseline |  | Updated to indicate claim/filing status
2178 | Com-Lighting-InGen_PSMH-365w_PSMH-365w_T5-46in-234w | Commercial Indoor General Lighting: Linear Fluorescent Lamp & Ballast replaces HID Lamp & Ballast. Measure includes Code case. Impacts: Linear Fluorescent-based HOU (varies by BldgType) | DEER2014 | D13 v1.2 | 2020-11-24 16:30 | Com-Iltg-dWatt-LF | DEER | Scaled | Delta |  |  | None |  | 0 |  | 1 | Com | Any | Lighting | InGen-HB | Ltg_Lmp+Blst | LF_LmpBlst | LFLmpBlst-T5-46in-54w+El-PS-HLO-1(234w) | ILtg-Lfluor-fix |  |  |  | PSMH-320w(365w) | PSMH-320w(365w) | LFLmpBlst-T5-46in-54w+El-PS-HLO-1(234w) | Available | Transition to new HOU begin 6/1/2015 since this is a T5 High Bay measure | 0 | 0 | DEER Lighting measure | RobNc |  | ILtg-Lfluor-fix |  | DEER1316-Ltg-Com-HB | 2013-01-01 | 2018-03-31 | DEER2015 Uncertain Msr Update |  |  |  |  | Standard |  | 1 | 1 | 0 | Deemed Ex Ante Team |  |  |  | Updated to indicate claim/filing status
2179 | Com-Lighting-InGen_PSMH-456w_PSMH-456w_T5-46in-351w | Commercial Indoor General Lighting: Linear Fluorescent Lamp & Ballast replaces HID Lamp & Ballast. Measure includes Code case. Impacts: Linear Fluorescent-based HOU (varies by BldgType) | DEER2014 | D13 v1.2 | 2020-11-24 16:30 | Com-Iltg-dWatt-LF | DEER | Scaled | Delta |  |  | None |  | 0 |  | 1 | Com | Any | Lighting | InGen-HB | Ltg_Lmp+Blst | LF_LmpBlst | LFLmpBlst-T5-46in-54w+El-PS-HLO-1(351w) | ILtg-Lfluor-fix |  |  |  | PSMH-400w(456w) | PSMH-400w(456w) | LFLmpBlst-T5-46in-54w+El-PS-HLO-1(351w) | Available | Transition to new HOU begin 6/1/2015 since this is a T5 High Bay measure | 0 | 0 | DEER Lighting measure | RobNc |  | ILtg-Lfluor-fix | D08-NE-ILtg-Othr-Prim-RplLPD-400wPSMHMgC456w-46in54wT5HO3PSEl351w | DEER1316-Ltg-Com-HB | 2013-01-01 | 2018-03-31 | DEER2015 Uncertain Msr Update |  |  |  |  | Standard |  | 1 | 1 | 0 | Deemed Ex Ante Team |  |  |  | Updated to indicate claim/filing status
2180 | Com-Lighting-InGen_PSMH-456w_T5-46in-351w_T5-46in-351w | Commercial Indoor General Lighting: Linear Fluorescent Lamp & Ballast replaces HID Lamp & Ballast. Measure includes Code case. Impacts: Linear Fluorescent-based HOU (varies by BldgType) | DEER2014 | D13 v1.2 | 2020-11-24 16:30 | Com-Iltg-dWatt-LF | DEER | Scaled | Delta |  |  | None |  | 0 |  | 1 | Com | Any | Lighting | InGen-HB | Ltg_Lmp+Blst | LF_LmpBlst | LFLmpBlst-T5-46in-54w+El-PS-HLO-1(351w) | ILtg-Lfluor-fix |  |  |  | PSMH-400w(456w) | LFLmpBlst-T5-46in-54w+El-PS-HLO-1(351w) | LFLmpBlst-T5-46in-54w+El-PS-HLO-1(351w) | Available | Transition to new HOU begin 6/1/2015 since this is a T5 High Bay measure | 0 | 0 | DEER Lighting measure | ErRul | LFLmpBlst-T5-46in-54w+El-PS-HLO-1(351w) | ILtg-Lfluor-fix |  | DEER1316-Ltg-Com-HB | 2013-01-01 | 2018-03-31 | DEER2015 Uncertain Msr Update |  |  |  |  | Standard |  | 1 | 1 | 0 | Deemed Ex Ante Team |  |  |  | Updated to indicate claim/filing status
2181 | Com-Lighting-InGen_MV-455w_T5-46in-234w_T5-46in-234w | Commercial Indoor General Lighting: Linear Fluorescent Lamp & Ballast replaces HID Lamp & Ballast. Measure includes Code case. Impacts: Linear Fluorescent-based HOU (varies by BldgType) | DEER2014 | D13 v1.2 | 2020-11-24 16:30 | Com-Iltg-dWatt-LF | DEER | Scaled | Delta |  |  | None |  | 0 |  | 1 | Com | Any | Lighting | InGen-HB | Ltg_Lmp+Blst | LF_LmpBlst | LFLmpBlst-T5-46in-54w+El-PS-HLO-1(234w) | ILtg-Lfluor-fix |  |  |  | MV-400w(455w) | LFLmpBlst-T5-46in-54w+El-PS-HLO-1(234w) | LFLmpBlst-T5-46in-54w+El-PS-HLO-1(234w) | Available | Transition to new HOU begin 6/1/2015 since this is a T5 High Bay measure | 0 | 0 | DEER Lighting measure | ErRul | LFLmpBlst-T5-46in-54w+El-PS-HLO-1(234w) | ILtg-Lfluor-fix | D08-NE-ILtg-Othr-Prim-RplLPD-400wMVMgC455w-46in54wT5HO2PSEl234w | DEER1316-Ltg-Com-HB | 2013-01-01 | 2018-03-31 | DEER2015 Uncertain Msr Update |  |  |  |  | Standard |  | 1 | 1 | 0 | Deemed Ex Ante Team |  |  |  | Updated to indicate claim/filing status
2182 | Com-Lighting-InGen_MV-455w_PSMH-365w_T5-46in-234w | Commercial Indoor General Lighting: Linear Fluorescent Lamp & Ballast replaces HID Lamp & Ballast. Measure includes Code case. Impacts: Linear Fluorescent-based HOU (varies by BldgType) | DEER2014 | D13 v1.2 | 2020-11-24 16:30 | Com-Iltg-dWatt-LF | DEER | Scaled | Delta |  |  | None |  | 0 |  | 1 | Com | Any | Lighting | InGen-HB | Ltg_Lmp+Blst | LF_LmpBlst | LFLmpBlst-T5-46in-54w+El-PS-HLO-1(234w) | ILtg-Lfluor-fix |  |  |  | MV-400w(455w) | PSMH-320w(365w) | LFLmpBlst-T5-46in-54w+El-PS-HLO-1(234w) | Available | Transition to new HOU begin 6/1/2015 since this is a T5 High Bay measure | 0 | 0 | DEER Lighting measure | ErRobNc |  | ILtg-Lfluor-fix |  | DEER1316-Ltg-Com-HB | 2013-01-01 | 2018-03-31 | DEER2015 Uncertain Msr Update |  |  |  |  | Standard |  | 1 | 1 | 0 | Deemed Ex Ante Team |  |  |  | Updated to indicate claim/filing status
2183 | Com-Lighting-InGen_MV-780w_T5-46in-351w_T5-46in-351w | Commercial Indoor General Lighting: Linear Fluorescent Lamp & Ballast replaces HID Lamp & Ballast. Measure includes Code case. Impacts: Linear Fluorescent-based HOU (varies by BldgType) | DEER2014 | D13 v1.2 | 2020-11-24 16:30 | Com-Iltg-dWatt-LF | DEER | Scaled | Delta |  |  | None |  | 0 |  | 1 | Com | Any | Lighting | InGen-HB | Ltg_Lmp+Blst | LF_LmpBlst | LFLmpBlst-T5-46in-54w+El-PS-HLO-1(351w) | ILtg-Lfluor-fix |  |  |  | MV-700w(780w) | LFLmpBlst-T5-46in-54w+El-PS-HLO-1(351w) | LFLmpBlst-T5-46in-54w+El-PS-HLO-1(351w) | Available | Transition to new HOU begin 6/1/2015 since this is a T5 High Bay measure | 0 | 0 | DEER Lighting measure | ErRul | LFLmpBlst-T5-46in-54w+El-PS-HLO-1(351w) | ILtg-Lfluor-fix | D08-NE-ILtg-Othr-Prim-RplLPD-700wMVMgC780w-46in54wT5HO3PSEl351w | DEER1316-Ltg-Com-HB | 2013-01-01 | 2018-03-31 | DEER2015 Uncertain Msr Update |  |  |  |  | Standard |  | 1 | 1 | 0 | Deemed Ex Ante Team |  |  |  | Updated to indicate claim/filing status
2184 | Com-Lighting-InGen_MV-780w_PSMH-456w_T5-46in-351w | Commercial Indoor General Lighting: Linear Fluorescent Lamp & Ballast replaces HID Lamp & Ballast. Measure includes Code case. Impacts: Linear Fluorescent-based HOU (varies by BldgType) | DEER2014 | D13 v1.2 | 2020-11-24 16:30 | Com-Iltg-dWatt-LF | DEER | Scaled | Delta |  |  | None |  | 0 |  | 1 | Com | Any | Lighting | InGen-HB | Ltg_Lmp+Blst | LF_LmpBlst | LFLmpBlst-T5-46in-54w+El-PS-HLO-1(351w) | ILtg-Lfluor-fix |  |  |  | MV-700w(780w) | PSMH-400w(456w) | LFLmpBlst-T5-46in-54w+El-PS-HLO-1(351w) | Available | Transition to new HOU begin 6/1/2015 since this is a T5 High Bay measure | 0 | 0 | DEER Lighting measure | ErRobNc |  | ILtg-Lfluor-fix |  | DEER1316-Ltg-Com-HB | 2013-01-01 | 2018-03-31 | DEER2015 Uncertain Msr Update |  |  |  |  | Standard |  | 1 | 1 | 0 | Deemed Ex Ante Team |  |  |  | Updated to indicate claim/filing status
2185 | Com-Lighting-InGen_T12-48in-36w-B_T8-48in-31w-D_T8-48in-31w-D | Commercial Indoor General Lighting: more efficient Linear Fluorescent Lamp & Ballast installed. Measure includes Code case. Impacts: Linear Fluorescent-based HOU (varies by BldgType) | DEER2014 | D13 v1.2 | 2020-11-24 16:30 | Com-Iltg-dWatt-LF | DEER | Scaled | Delta |  |  | None |  | 0 |  | 1 | Com | Any | Lighting | InGen-LF | Ltg_Lmp+Blst | LF_LmpBlst | LFLmpBlst-T8-48in-32w-2g+El-IS-NLO(31w) | ILtg-Lfluor-fix |  |  |  | LFLmpBlst-T12-48in-34w+Hyb-RS-NLO(36w) | LFLmpBlst-T8-48in-32w-2g+El-IS-NLO(31w) | LFLmpBlst-T8-48in-32w-2g+El-IS-NLO(31w) | Available |  | 0 | 0 | DEER Lighting measure | ErRul | LFLmpBlst-T8-48in-32w-2g+El-IS-NLO(31w) | ILtg-Lfluor-fix |  | DEER1316-Ltg-Com-LF | 2013-01-01 | 2018-12-31 | InEA_same |  |  |  |  | Standard | Expires 12/31/2018 due to revised DEER2019 code/ISP baseline | 1 | 1 | 0 | Deemed Ex Ante Team |  | Expires 12/31/2018 due to revised DEER2019 code/ISP baseline |  | Updated to indicate claim/filing status
2186 | Com-Lighting-InGen_T12-48in-41w_T8-48in-31w-D_T8-48in-31w-D | Commercial Indoor General Lighting: more efficient Linear Fluorescent Lamp & Ballast installed. Measure includes Code case. Impacts: Linear Fluorescent-based HOU (varies by BldgType) | DEER2014 | D13 v1.2 | 2020-11-24 16:30 | Com-Iltg-dWatt-LF | DEER | Scaled | Delta |  |  | None |  | 0 |  | 1 | Com | Any | Lighting | InGen-LF | Ltg_Lmp+Blst | LF_LmpBlst | LFLmpBlst-T8-48in-32w-2g+El-IS-NLO(31w) | ILtg-Lfluor-fix |  |  |  | LFLmpBlst-T12-48in-39w+Hyb-IS-NLO(41w) | LFLmpBlst-T8-48in-32w-2g+El-IS-NLO(31w) | LFLmpBlst-T8-48in-32w-2g+El-IS-NLO(31w) | Available |  | 0 | 0 | DEER Lighting measure | ErRul | LFLmpBlst-T8-48in-32w-2g+El-IS-NLO(31w) | ILtg-Lfluor-fix |  | DEER1316-Ltg-Com-LF | 2013-01-01 | 2018-12-31 | InEA_same |  |  |  |  | Standard | Expires 12/31/2018 due to revised DEER2019 code/ISP baseline | 1 | 1 | 0 | Deemed Ex Ante Team |  | Expires 12/31/2018 due to revised DEER2019 code/ISP baseline |  | Updated to indicate claim/filing status
2187 | Com-Lighting-InGen_T12-48in-43w-A_T8-48in-31w-D_T8-48in-31w-D | Commercial Indoor General Lighting: more efficient Linear Fluorescent Lamp & Ballast installed. Measure includes Code case. Impacts: Linear Fluorescent-based HOU (varies by BldgType) | DEER2014 | D13 v1.2 | 2020-11-24 16:30 | Com-Iltg-dWatt-LF | DEER | Scaled | Delta |  |  | None |  | 0 |  | 1 | Com | Any | Lighting | InGen-LF | Ltg_Lmp+Blst | LF_LmpBlst | LFLmpBlst-T8-48in-32w-2g+El-IS-NLO(31w) | ILtg-Lfluor-fix |  |  |  | LFLmpBlst-T12-48in-34w+MagES-RS-NLO(43w) | LFLmpBlst-T8-48in-32w-2g+El-IS-NLO(31w) | LFLmpBlst-T8-48in-32w-2g+El-IS-NLO(31w) | Available |  | 0 | 0 | DEER Lighting measure | ErRul | LFLmpBlst-T8-48in-32w-2g+El-IS-NLO(31w) | ILtg-Lfluor-fix | D08-NE-ILtg-LFluor-Prim-RplLPD-48in34wT12ESMg43w-48in2g32wT8ISNEl31w | DEER1316-Ltg-Com-LF | 2013-01-01 | 2018-12-31 | DEER2016 HOU Update |  |  |  |  | Standard | Expires 12/31/2018 due to revised DEER2019 code/ISP baseline | 1 | 1 | 0 | Deemed Ex Ante Team |  | Expires 12/31/2018 due to revised DEER2019 code/ISP baseline |  | Updated to indicate claim/filing status
2188 | Com-Lighting-InGen_T12-48in-36w-B_T8-48in-32w-A_T8-48in-31w-D | Commercial Indoor General Lighting: more efficient Linear Fluorescent Lamp & Ballast installed. Measure includes Code case. Impacts: Linear Fluorescent-based HOU (varies by BldgType) | DEER2011 | D11 v4.01 | 2020-11-24 16:30 | Com-Iltg-dWatt-LF | DEER | Scaled | Delta | 0 | 0 | None |  | 1 | Com-InLtg-LF | 1 | Com | Any | Lighting | InGen-LF | Ltg_Lmp+Blst | LF_LmpBlst |  | ILtg-Lfluor-fix | LF lamp and ballast: LF lamp: T12, 48 inch, 34W, 2475 lm, CRI = 60, rated life = 20000 hours (1): LF Ballast: Hybrid, Rapid Start, Normal LO (1); Total Fixture Watts = 36 | LF lamp and ballast: LF lamp: T8, 48 inch, 32W, 2710 lm, CRI = 75, rated life = 15000 hours (1): LF Ballast: Electronic, Rapid Start, Normal LO (1); Total Fixture Watts = 32 | LF lamp and ballast: LF lamp: T8, 48 inch, 32W, 2970 lm, CRI = 82, rated life = 20000 hours (1): LF Ballast: Electronic, Instant Start, Normal LO (1); Total Fixture Watts = 31 | LFLmpBlst-T12-48in-34w+Hyb-RS-NLO(36w) | LFLmpBlst-T8-48in-32w-1g+El-RS-NLO(32w) | LFLmpBlst-T8-48in-32w-2g+El-IS-NLO(31w) | Available | Code Technology base on: Minor Retrofit Only | 0 | 0 | DEER Lighting measure | ErRobNc |  | ILtg-Lfluor-fix |  | None | 2013-01-01 | 2014-06-30 | DEER |  |  |  |  | Standard |  | 1 | 1 | 0 | Deemed Ex Ante Team |  |  |  | Updated to indicate claim/filing status
2189 | Com-Lighting-InGen_T12-48in-43w-C_T8-48in-31w-D_T8-48in-31w-D | Commercial Indoor General Lighting: more efficient Linear Fluorescent Lamp & Ballast installed. Measure includes Code case. Impacts: Linear Fluorescent-based HOU (varies by BldgType) | DEER2014 | D13 v1.2 | 2020-11-24 16:30 | Com-Iltg-dWatt-LF | DEER | Scaled | Delta |  |  | None |  | 0 |  | 1 | Com | Any | Lighting | InGen-LF | Ltg_Lmp+Blst | LF_LmpBlst | LFLmpBlst-T8-48in-32w-2g+El-IS-NLO(31w) | ILtg-Lfluor-fix |  |  |  | LFLmpBlst-T12-48in-30w+MagStd-IS-NLO(43w) | LFLmpBlst-T8-48in-32w-2g+El-IS-NLO(31w) | LFLmpBlst-T8-48in-32w-2g+El-IS-NLO(31w) | Available |  | 0 | 0 | DEER Lighting measure | ErRul | LFLmpBlst-T8-48in-32w-2g+El-IS-NLO(31w) | ILtg-Lfluor-fix |  | DEER1316-Ltg-Com-LF | 2013-01-01 | 2018-12-31 | InEA_same |  |  |  |  | Standard | Expires 12/31/2018 due to revised DEER2019 code/ISP baseline | 1 | 1 | 0 | Deemed Ex Ante Team |  | Expires 12/31/2018 due to revised DEER2019 code/ISP baseline |  | Updated to indicate claim/filing status
2190 | Com-Lighting-InGen_T12-48in-41w_T8-48in-32w-A_T8-48in-31w-D | Commercial Indoor General Lighting: more efficient Linear Fluorescent Lamp & Ballast installed. Measure includes Code case. Impacts: Linear Fluorescent-based HOU (varies by BldgType) | DEER2011 | D11 v4.01 | 2020-11-24 16:30 | Com-Iltg-dWatt-LF | DEER | Scaled | Delta | 0 | 0 | None |  | 1 | Com-InLtg-LF | 1 | Com | Any | Lighting | InGen-LF | Ltg_Lmp+Blst | LF_LmpBlst |  | ILtg-Lfluor-fix | LF lamp and ballast: LF lamp: T12, 48 inch, 39W, 2750 lm, CRI = 60, rated life = 20000 hours (1): LF Ballast: Hybrid, Instant Start, Normal LO (1); Total Fixture Watts = 41 | LF lamp and ballast: LF lamp: T8, 48 inch, 32W, 2710 lm, CRI = 75, rated life = 15000 hours (1): LF Ballast: Electronic, Rapid Start, Normal LO (1); Total Fixture Watts = 32 | LF lamp and ballast: LF lamp: T8, 48 inch, 32W, 2970 lm, CRI = 82, rated life = 20000 hours (1): LF Ballast: Electronic, Instant Start, Normal LO (1); Total Fixture Watts = 31 | LFLmpBlst-T12-48in-39w+Hyb-IS-NLO(41w) | LFLmpBlst-T8-48in-32w-1g+El-RS-NLO(32w) | LFLmpBlst-T8-48in-32w-2g+El-IS-NLO(31w) | Available | Code Technology base on: Minor Retrofit Only | 0 | 0 | DEER Lighting measure | ErRobNc |  | ILtg-Lfluor-fix |  | None | 2013-01-01 | 2014-06-30 | DEER |  |  |  |  | Standard |  | 1 | 1 | 0 | Deemed Ex Ante Team |  |  |  | Updated to indicate claim/filing status
2191 | Com-Lighting-InGen_T12-48in-48w_T8-48in-31w-D_T8-48in-31w-D | Commercial Indoor General Lighting: more efficient Linear Fluorescent Lamp & Ballast installed. Measure includes Code case. Impacts: Linear Fluorescent-based HOU (varies by BldgType) | DEER2014 | D13 v1.2 | 2020-11-24 16:30 | Com-Iltg-dWatt-LF | DEER | Scaled | Delta |  |  | None |  | 0 |  | 1 | Com | Any | Lighting | InGen-LF | Ltg_Lmp+Blst | LF_LmpBlst | LFLmpBlst-T8-48in-32w-2g+El-IS-NLO(31w) | ILtg-Lfluor-fix |  |  |  | LFLmpBlst-T12-48in-39w+MagStd-IS-NLO(48w) | LFLmpBlst-T8-48in-32w-2g+El-IS-NLO(31w) | LFLmpBlst-T8-48in-32w-2g+El-IS-NLO(31w) | Available |  | 0 | 0 | DEER Lighting measure | ErRul | LFLmpBlst-T8-48in-32w-2g+El-IS-NLO(31w) | ILtg-Lfluor-fix |  | DEER1316-Ltg-Com-LF | 2013-01-01 | 2018-12-31 | InEA_same |  |  |  |  | Standard | Expires 12/31/2018 due to revised DEER2019 code/ISP baseline | 1 | 1 | 0 | Deemed Ex Ante Team |  | Expires 12/31/2018 due to revised DEER2019 code/ISP baseline |  | Updated to indicate claim/filing status
2192 | Com-Lighting-InGen_T12-48in-43w-A_T8-48in-32w-A_T8-48in-31w-D | Commercial Indoor General Lighting: more efficient Linear Fluorescent Lamp & Ballast installed. Measure includes Code case. Impacts: Linear Fluorescent-based HOU (varies by BldgType) | DEER2011 | D11 v4.01 | 2020-11-24 16:30 | Com-Iltg-dWatt-LF | DEER | Scaled | Delta | 0 | 0 | None |  | 1 | Com-InLtg-LF | 1 | Com | Any | Lighting | InGen-LF | Ltg_Lmp+Blst | LF_LmpBlst |  | ILtg-Lfluor-fix | LF lamp and ballast: LF lamp: T12, 48 inch, 34W, 2475 lm, CRI = 60, rated life = 20000 hours (1): LF Ballast: Energy Saver Magnetic (EPACT compliant), Rapid Start, Normal LO (1); Total Fixture Watts = 43 | LF lamp and ballast: LF lamp: T8, 48 inch, 32W, 2710 lm, CRI = 75, rated life = 15000 hours (1): LF Ballast: Electronic, Rapid Start, Normal LO (1); Total Fixture Watts = 32 | LF lamp and ballast: LF lamp: T8, 48 inch, 32W, 2970 lm, CRI = 82, rated life = 20000 hours (1): LF Ballast: Electronic, Instant Start, Normal LO (1); Total Fixture Watts = 31 | LFLmpBlst-T12-48in-34w+MagES-RS-NLO(43w) | LFLmpBlst-T8-48in-32w-1g+El-RS-NLO(32w) | LFLmpBlst-T8-48in-32w-2g+El-IS-NLO(31w) | Available | Code Technology base on: Minor Retrofit Only | 0 | 0 | DEER Lighting measure | ErRobNc |  | ILtg-Lfluor-fix | D08-NE-ILtg-LFluor-Prim-Rtr-48in34wT12ESMg43w-48in2g32wT8ISNEl31w | None | 2013-01-01 | 2014-06-30 | DEER |  |  |  |  | Standard |  | 1 | 1 | 0 | Deemed Ex Ante Team |  |  |  | Updated to indicate claim/filing status
2193 | Com-Lighting-InGen_T12-48in-68w_T8-48in-60w-B_T8-48in-54w-B | Commercial Indoor General Lighting: more efficient Linear Fluorescent Lamp & Ballast installed. Measure includes Code case. Impacts: Linear Fluorescent-based HOU (varies by BldgType) | DEER2014 | D13 v1.2 | 2020-11-24 16:30 | Com-Iltg-dWatt-LF | DEER | Scaled | Delta |  |  | None |  | 0 |  | 1 | Com | Any | Lighting | InGen-LF | Ltg_Lmp+Blst | LF_LmpBlst |  | ILtg-Lfluor-fix |  |  |  | LFLmpBlst-T12-48in-34w+Hyb-RS-NLO(68w) | LFLmpBlst-T8-48in-32w-2g+El-RS-NLO(60w) | LFLmpBlst-T8-48in-32w-2g+El-RS-RLO(54w) | Available |  | 0 | 0 | DEER Lighting measure | ErRobNc |  | ILtg-Lfluor-fix |  | DEER1316-Ltg-Com-LF | 2013-01-01 | 2017-12-31 | InEA_same |  |  |  |  | Standard | Measure expired as part of DEER2018 | 1 | 1 | 0 | Deemed Ex Ante Team |  | Measure expired as part of DEER2018 |  | Updated to indicate claim/filing status
2194 | Com-Lighting-InGen_T12-48in-43w-C_T8-48in-32w-A_T8-48in-31w-D | Commercial Indoor General Lighting: more efficient Linear Fluorescent Lamp & Ballast installed. Measure includes Code case. Impacts: Linear Fluorescent-based HOU (varies by BldgType) | DEER2011 | D11 v4.01 | 2020-11-24 16:30 | Com-Iltg-dWatt-LF | DEER | Scaled | Delta | 0 | 0 | None |  | 1 | Com-InLtg-LF | 1 | Com | Any | Lighting | InGen-LF | Ltg_Lmp+Blst | LF_LmpBlst |  | ILtg-Lfluor-fix | LF lamp and ballast: LF lamp: T12, 48 inch, 30W, 2600 lm, CRI = 60, rated life = 20000 hours (1): LF Ballast: Standard Magnetic (pre-EPACT), Instant Start, Normal LO (1); Total Fixture Watts = 43 | LF lamp and ballast: LF lamp: T8, 48 inch, 32W, 2710 lm, CRI = 75, rated life = 15000 hours (1): LF Ballast: Electronic, Rapid Start, Normal LO (1); Total Fixture Watts = 32 | LF lamp and ballast: LF lamp: T8, 48 inch, 32W, 2970 lm, CRI = 82, rated life = 20000 hours (1): LF Ballast: Electronic, Instant Start, Normal LO (1); Total Fixture Watts = 31 | LFLmpBlst-T12-48in-30w+MagStd-IS-NLO(43w) | LFLmpBlst-T8-48in-32w-1g+El-RS-NLO(32w) | LFLmpBlst-T8-48in-32w-2g+El-IS-NLO(31w) | Available | Code Technology base on: Minor Retrofit Only | 0 | 0 | DEER Lighting measure | ErRobNc |  | ILtg-Lfluor-fix | D08-NE-ILtg-LFluor-Prim-Rpl-48in34wT12ESMg43w-48in2g32wT8ISNEl31w | None | 2013-01-01 | 2014-06-30 | DEER |  |  |  |  | Standard |  | 1 | 1 | 0 | Deemed Ex Ante Team |  |  |  | Updated to indicate claim/filing status
2195 | Com-Lighting-InGen_T12-48in-72w-A_T8-48in-41w-B_T8-48in-41w-B | Commercial Indoor General Lighting: more efficient Linear Fluorescent Lamp & Ballast installed. Measure includes Code case. Impacts: Linear Fluorescent-based HOU (varies by BldgType) | DEER2014 | D13 v1.2 | 2020-11-24 16:30 | Com-Iltg-dWatt-LF | DEER | Scaled | Delta |  |  | None |  | 0 |  | 1 | Com | Any | Lighting | InGen-LF | Ltg_Lmp+Blst | LF_LmpBlst | LFLmpBlst-T8-48in-32w-2g+El-IS-VHLO(41w) | ILtg-Lfluor-fix |  |  |  | LFLmpBlst-T12-48in-34w+MagES-RS-NLO(72w) | LFLmpBlst-T8-48in-32w-2g+El-IS-VHLO(41w) | LFLmpBlst-T8-48in-32w-2g+El-IS-VHLO(41w) | Available |  | 0 | 0 | DEER Lighting measure | ErRul | LFLmpBlst-T8-48in-32w-2g+El-IS-VHLO(41w) | ILtg-Lfluor-fix | D08-NE-ILtg-LFluor-Prim-RplLPD-48in34wT12ESMg72w-48in2g32wT8ISVEl41w | DEER1316-Ltg-Com-LF | 2013-01-01 | 2017-12-31 | InEA_same |  |  |  |  | Standard | Measure expired as part of DEER2018 | 1 | 1 | 0 | Deemed Ex Ante Team |  | Measure expired as part of DEER2018 |  | Updated to indicate claim/filing status
2196 | Com-Lighting-InGen_T12-48in-48w_T8-48in-32w-A_T8-48in-31w-D | Commercial Indoor General Lighting: more efficient Linear Fluorescent Lamp & Ballast installed. Measure includes Code case. Impacts: Linear Fluorescent-based HOU (varies by BldgType) | DEER2011 | D11 v4.01 | 2020-11-24 16:30 | Com-Iltg-dWatt-LF | DEER | Scaled | Delta | 0 | 0 | None |  | 1 | Com-InLtg-LF | 1 | Com | Any | Lighting | InGen-LF | Ltg_Lmp+Blst | LF_LmpBlst |  | ILtg-Lfluor-fix | LF lamp and ballast: LF lamp: T12, 48 inch, 39W, 2750 lm, CRI = 60, rated life = 20000 hours (1): LF Ballast: Standard Magnetic (pre-EPACT), Instant Start, Normal LO (1); Total Fixture Watts = 48 | LF lamp and ballast: LF lamp: T8, 48 inch, 32W, 2710 lm, CRI = 75, rated life = 15000 hours (1): LF Ballast: Electronic, Rapid Start, Normal LO (1); Total Fixture Watts = 32 | LF lamp and ballast: LF lamp: T8, 48 inch, 32W, 2970 lm, CRI = 82, rated life = 20000 hours (1): LF Ballast: Electronic, Instant Start, Normal LO (1); Total Fixture Watts = 31 | LFLmpBlst-T12-48in-39w+MagStd-IS-NLO(48w) | LFLmpBlst-T8-48in-32w-1g+El-RS-NLO(32w) | LFLmpBlst-T8-48in-32w-2g+El-IS-NLO(31w) | Available | Code Technology base on: Minor Retrofit Only | 0 | 0 | DEER Lighting measure | ErRobNc |  | ILtg-Lfluor-fix |  | None | 2013-01-01 | 2014-06-30 | DEER |  |  |  |  | Standard |  | 1 | 1 | 0 | Deemed Ex Ante Team |  |  |  | Updated to indicate claim/filing status
2197 | Com-Lighting-InGen_T12-48in-72w-A_T8-48in-60w-B_T8-48in-54w-B | Commercial Indoor General Lighting: more efficient Linear Fluorescent Lamp & Ballast installed. Measure includes Code case. Impacts: Linear Fluorescent-based HOU (varies by BldgType) | DEER2014 | D13 v1.2 | 2020-11-24 16:30 | Com-Iltg-dWatt-LF | DEER | Scaled | Delta |  |  | None |  | 0 |  | 1 | Com | Any | Lighting | InGen-LF | Ltg_Lmp+Blst | LF_LmpBlst |  | ILtg-Lfluor-fix |  |  |  | LFLmpBlst-T12-48in-34w+MagES-RS-NLO(72w) | LFLmpBlst-T8-48in-32w-2g+El-RS-NLO(60w) | LFLmpBlst-T8-48in-32w-2g+El-RS-RLO(54w) | Available |  | 0 | 0 | DEER Lighting measure | ErRobNc |  | ILtg-Lfluor-fix |  | DEER1316-Ltg-Com-LF | 2013-01-01 | 2017-12-31 | InEA_same |  |  |  |  | Standard | Measure expired as part of DEER2018 | 1 | 1 | 0 | Deemed Ex Ante Team |  | Measure expired as part of DEER2018 |  | Updated to indicate claim/filing status
2198 | Com-Lighting-InGen_T12-48in-68w_T8-48in-60w-A_T8-48in-54w-B | Commercial Indoor General Lighting: more efficient Linear Fluorescent Lamp & Ballast installed. Measure includes Code case. Impacts: Linear Fluorescent-based HOU (varies by BldgType) | DEER2011 | D11 v4.01 | 2020-11-24 16:30 | Com-Iltg-dWatt-LF | DEER | Scaled | Delta | 0 | 0 | None |  | 1 | Com-InLtg-LF | 1 | Com | Any | Lighting | InGen-LF | Ltg_Lmp+Blst | LF_LmpBlst |  | ILtg-Lfluor-fix | LF lamp and ballast: LF lamp: T12, 48 inch, 34W, 2475 lm, CRI = 60, rated life = 20000 hours (2): LF Ballast: Hybrid, Rapid Start, Normal LO (1); Total Fixture Watts = 68 | LF lamp and ballast: LF lamp: T8, 48 inch, 32W, 2710 lm, CRI = 75, rated life = 15000 hours (2): LF Ballast: Electronic, Rapid Start, Normal LO (1); Total Fixture Watts = 60 | LF lamp and ballast: LF lamp: T8, 48 inch, 32W, 2970 lm, CRI = 82, rated life = 20000 hours (2): LF Ballast: Electronic, Rapid Start, Reduced LO (1); Total Fixture Watts = 54 | LFLmpBlst-T12-48in-34w+Hyb-RS-NLO(68w) | LFLmpBlst-T8-48in-32w-1g+El-RS-NLO(60w) | LFLmpBlst-T8-48in-32w-2g+El-RS-RLO(54w) | Available | Code Technology base on: Minor Retrofit Only | 0 | 0 | DEER Lighting measure | ErRobNc |  | ILtg-Lfluor-fix |  | None | 2013-01-01 | 2014-06-30 | DEER |  |  |  |  | Standard |  | 1 | 1 | 0 | Deemed Ex Ante Team |  |  |  | Updated to indicate claim/filing status
2199 | Com-Lighting-InGen_T12-48in-74w-B_T8-48in-60w-B_T8-48in-54w-B | Commercial Indoor General Lighting: more efficient Linear Fluorescent Lamp & Ballast installed. Measure includes Code case. Impacts: Linear Fluorescent-based HOU (varies by BldgType) | DEER2014 | D13 v1.2 | 2020-11-24 16:30 | Com-Iltg-dWatt-LF | DEER | Scaled | Delta |  |  | None |  | 0 |  | 1 | Com | Any | Lighting | InGen-LF | Ltg_Lmp+Blst | LF_LmpBlst |  | ILtg-Lfluor-fix |  |  |  | LFLmpBlst-T12-48in-39w+MagES-IS-NLO(74w) | LFLmpBlst-T8-48in-32w-2g+El-RS-NLO(60w) | LFLmpBlst-T8-48in-32w-2g+El-RS-RLO(54w) | Available |  | 0 | 0 | DEER Lighting measure | ErRobNc |  | ILtg-Lfluor-fix |  | DEER1316-Ltg-Com-LF | 2013-01-01 | 2017-12-31 | InEA_same |  |  |  |  | Standard | Measure expired as part of DEER2018 | 1 | 1 | 0 | Deemed Ex Ante Team |  | Measure expired as part of DEER2018 |  | Updated to indicate claim/filing status
2200 | Com-Lighting-InGen_T12-48in-72w-A_T8-48in-60w-A_T8-48in-41w-B | Commercial Indoor General Lighting: more efficient Linear Fluorescent Lamp & Ballast installed. Measure includes Code case. Impacts: Linear Fluorescent-based HOU (varies by BldgType) | DEER2011 | D11 v4.01 | 2020-11-24 16:30 | Com-Iltg-dWatt-LF | DEER | Scaled | Delta | 0 | 0 | None |  | 1 | Com-InLtg-LF | 1 | Com | Any | Lighting | InGen-LF | Ltg_Lmp+Blst | LF_LmpBlst |  | ILtg-Lfluor-fix | LF lamp and ballast: LF lamp: T12, 48 inch, 34W, 2475 lm, CRI = 60, rated life = 20000 hours (2): LF Ballast: Energy Saver Magnetic (EPACT compliant), Rapid Start, Normal LO (1); Total Fixture Watts = 72 | LF lamp and ballast: LF lamp: T8, 48 inch, 32W, 2710 lm, CRI = 75, rated life = 15000 hours (2): LF Ballast: Electronic, Rapid Start, Normal LO (1); Total Fixture Watts = 60 | LF lamp and ballast: LF lamp: T8, 48 inch, 32W, 2970 lm, CRI = 82, rated life = 20000 hours (1): LF Ballast: Electronic, Instant Start, Very High LO (1); Total Fixture Watts = 41 | LFLmpBlst-T12-48in-34w+MagES-RS-NLO(72w) | LFLmpBlst-T8-48in-32w-1g+El-RS-NLO(60w) | LFLmpBlst-T8-48in-32w-2g+El-IS-VHLO(41w) | Available | Code Technology base on: Minor Retrofit Only | 0 | 0 | DEER Lighting measure | ErRobNc |  | ILtg-Lfluor-fix | D08-NE-ILtg-LFluor-Prim-Rpl-48in34wT12ESMg72w-48in2g32wT8ISVEl41w | None | 2013-01-01 | 2014-06-30 | DEER |  |  |  |  | Standard |  | 1 | 1 | 0 | Deemed Ex Ante Team |  |  |  | Updated to indicate claim/filing status
2201 | Com-Lighting-InGen_T12-48in-80w-C_T8-48in-60w-B_T8-48in-54w-B | Commercial Indoor General Lighting: more efficient Linear Fluorescent Lamp & Ballast installed. Measure includes Code case. Impacts: Linear Fluorescent-based HOU (varies by BldgType) | DEER2014 | D13 v1.2 | 2020-11-24 16:30 | Com-Iltg-dWatt-LF | DEER | Scaled | Delta |  |  | None |  | 0 |  | 1 | Com | Any | Lighting | InGen-LF | Ltg_Lmp+Blst | LF_LmpBlst |  | ILtg-Lfluor-fix |  |  |  | LFLmpBlst-T12-48in-39w+Hyb-IS-NLO(80w) | LFLmpBlst-T8-48in-32w-2g+El-RS-NLO(60w) | LFLmpBlst-T8-48in-32w-2g+El-RS-RLO(54w) | Available |  | 0 | 0 | DEER Lighting measure | ErRobNc |  | ILtg-Lfluor-fix |  | DEER1316-Ltg-Com-LF | 2013-01-01 | 2017-12-31 | InEA_same |  |  |  |  | Standard | Measure expired as part of DEER2018 | 1 | 1 | 0 | Deemed Ex Ante Team |  | Measure expired as part of DEER2018 |  | Updated to indicate claim/filing status
2202 | Com-Lighting-InGen_T12-48in-72w-A_T8-48in-60w-A_T8-48in-54w-B | Commercial Indoor General Lighting: more efficient Linear Fluorescent Lamp & Ballast installed. Measure includes Code case. Impacts: Linear Fluorescent-based HOU (varies by BldgType) | DEER2011 | D11 v4.01 | 2020-11-24 16:30 | Com-Iltg-dWatt-LF | DEER | Scaled | Delta | 0 | 0 | None |  | 1 | Com-InLtg-LF | 1 | Com | Any | Lighting | InGen-LF | Ltg_Lmp+Blst | LF_LmpBlst |  | ILtg-Lfluor-fix | LF lamp and ballast: LF lamp: T12, 48 inch, 34W, 2475 lm, CRI = 60, rated life = 20000 hours (2): LF Ballast: Energy Saver Magnetic (EPACT compliant), Rapid Start, Normal LO (1); Total Fixture Watts = 72 | LF lamp and ballast: LF lamp: T8, 48 inch, 32W, 2710 lm, CRI = 75, rated life = 15000 hours (2): LF Ballast: Electronic, Rapid Start, Normal LO (1); Total Fixture Watts = 60 | LF lamp and ballast: LF lamp: T8, 48 inch, 32W, 2970 lm, CRI = 82, rated life = 20000 hours (2): LF Ballast: Electronic, Rapid Start, Reduced LO (1); Total Fixture Watts = 54 | LFLmpBlst-T12-48in-34w+MagES-RS-NLO(72w) | LFLmpBlst-T8-48in-32w-1g+El-RS-NLO(60w) | LFLmpBlst-T8-48in-32w-2g+El-RS-RLO(54w) | Available | Code Technology base on: Minor Retrofit Only | 0 | 0 | DEER Lighting measure | ErRobNc |  | ILtg-Lfluor-fix |  | None | 2013-01-01 | 2014-06-30 | DEER |  |  |  |  | Standard |  | 1 | 1 | 0 | Deemed Ex Ante Team |  |  |  | Updated to indicate claim/filing status
2203 | Com-Lighting-InGen_T12-48in-72w-B_T8-48in-60w-B_T8-48in-54w-B | Commercial Indoor General Lighting: more efficient Linear Fluorescent Lamp & Ballast installed. Measure includes Code case. Impacts: Linear Fluorescent-based HOU (varies by BldgType) | DEER2014 | D13 v1.2 | 2020-11-24 16:30 | Com-Iltg-dWatt-LF | DEER | Scaled | Delta |  |  | None |  | 0 |  | 1 | Com | Any | Lighting | InGen-LF | Ltg_Lmp+Blst | LF_LmpBlst |  | ILtg-Lfluor-fix |  |  |  | LFLmpBlst-T12-48in-30w+MagStd-IS-NLO(72w) | LFLmpBlst-T8-48in-32w-2g+El-RS-NLO(60w) | LFLmpBlst-T8-48in-32w-2g+El-RS-RLO(54w) | Available |  | 0 | 0 | DEER Lighting measure | ErRobNc |  | ILtg-Lfluor-fix |  | DEER1316-Ltg-Com-LF | 2013-01-01 | 2017-12-31 | InEA_same |  |  |  |  | Standard | Measure expired as part of DEER2018 | 1 | 1 | 0 | Deemed Ex Ante Team |  | Measure expired as part of DEER2018 |  | Updated to indicate claim/filing status
2204 | Com-Lighting-InGen_T12-48in-74w-B_T8-48in-60w-A_T8-48in-54w-B | Commercial Indoor General Lighting: more efficient Linear Fluorescent Lamp & Ballast installed. Measure includes Code case. Impacts: Linear Fluorescent-based HOU (varies by BldgType) | DEER2011 | D11 v4.01 | 2020-11-24 16:30 | Com-Iltg-dWatt-LF | DEER | Scaled | Delta | 0 | 0 | None |  | 1 | Com-InLtg-LF | 1 | Com | Any | Lighting | InGen-LF | Ltg_Lmp+Blst | LF_LmpBlst |  | ILtg-Lfluor-fix | LF lamp and ballast: LF lamp: T12, 48 inch, 39W, 2750 lm, CRI = 60, rated life = 20000 hours (2): LF Ballast: Energy Saver Magnetic (EPACT compliant), Instant Start, Normal LO (1); Total Fixture Watts = 74 | LF lamp and ballast: LF lamp: T8, 48 inch, 32W, 2710 lm, CRI = 75, rated life = 15000 hours (2): LF Ballast: Electronic, Rapid Start, Normal LO (1); Total Fixture Watts = 60 | LF lamp and ballast: LF lamp: T8, 48 inch, 32W, 2970 lm, CRI = 82, rated life = 20000 hours (2): LF Ballast: Electronic, Rapid Start, Reduced LO (1); Total Fixture Watts = 54 | LFLmpBlst-T12-48in-39w+MagES-IS-NLO(74w) | LFLmpBlst-T8-48in-32w-1g+El-RS-NLO(60w) | LFLmpBlst-T8-48in-32w-2g+El-RS-RLO(54w) | Available | Code Technology base on: Minor Retrofit Only | 0 | 0 | DEER Lighting measure | ErRobNc |  | ILtg-Lfluor-fix |  | None | 2013-01-01 | 2014-06-30 | DEER |  |  |  |  | Standard |  | 1 | 1 | 0 | Deemed Ex Ante Team |  |  |  | Updated to indicate claim/filing status
2205 | Com-Lighting-InGen_T12-48in-74w-C_T8-48in-60w-B_T8-48in-54w-B | Commercial Indoor General Lighting: more efficient Linear Fluorescent Lamp & Ballast installed. Measure includes Code case. Impacts: Linear Fluorescent-based HOU (varies by BldgType) | DEER2014 | D13 v1.2 | 2020-11-24 16:30 | Com-Iltg-dWatt-LF | DEER | Scaled | Delta |  |  | None |  | 0 |  | 1 | Com | Any | Lighting | InGen-LF | Ltg_Lmp+Blst | LF_LmpBlst |  | ILtg-Lfluor-fix |  |  |  | LFLmpBlst-T12-48in-39w+MagStd-IS-NLO(74w) | LFLmpBlst-T8-48in-32w-2g+El-RS-NLO(60w) | LFLmpBlst-T8-48in-32w-2g+El-RS-RLO(54w) | Available |  | 0 | 0 | DEER Lighting measure | ErRobNc |  | ILtg-Lfluor-fix |  | DEER1316-Ltg-Com-LF | 2013-01-01 | 2017-12-31 | InEA_same |  |  |  |  | Standard | Measure expired as part of DEER2018 | 1 | 1 | 0 | Deemed Ex Ante Team |  | Measure expired as part of DEER2018 |  | Updated to indicate claim/filing status
2206 | Com-Lighting-InGen_T12-48in-80w-C_T8-48in-60w-A_T8-48in-54w-B | Commercial Indoor General Lighting: more efficient Linear Fluorescent Lamp & Ballast installed. Measure includes Code case. Impacts: Linear Fluorescent-based HOU (varies by BldgType) | DEER2011 | D11 v4.01 | 2020-11-24 16:30 | Com-Iltg-dWatt-LF | DEER | Scaled | Delta | 0 | 0 | None |  | 1 | Com-InLtg-LF | 1 | Com | Any | Lighting | InGen-LF | Ltg_Lmp+Blst | LF_LmpBlst |  | ILtg-Lfluor-fix | LF lamp and ballast: LF lamp: T12, 48 inch, 39W, 2750 lm, CRI = 60, rated life = 20000 hours (2): LF Ballast: Hybrid, Instant Start, Normal LO (1); Total Fixture Watts = 80 | LF lamp and ballast: LF lamp: T8, 48 inch, 32W, 2710 lm, CRI = 75, rated life = 15000 hours (2): LF Ballast: Electronic, Rapid Start, Normal LO (1); Total Fixture Watts = 60 | LF lamp and ballast: LF lamp: T8, 48 inch, 32W, 2970 lm, CRI = 82, rated life = 20000 hours (2): LF Ballast: Electronic, Rapid Start, Reduced LO (1); Total Fixture Watts = 54 | LFLmpBlst-T12-48in-39w+Hyb-IS-NLO(80w) | LFLmpBlst-T8-48in-32w-1g+El-RS-NLO(60w) | LFLmpBlst-T8-48in-32w-2g+El-RS-RLO(54w) | Available | Code Technology base on: Minor Retrofit Only | 0 | 0 | DEER Lighting measure | ErRobNc |  | ILtg-Lfluor-fix |  | None | 2013-01-01 | 2014-06-30 | DEER |  |  |  |  | Standard |  | 1 | 1 | 0 | Deemed Ex Ante Team |  |  |  | Updated to indicate claim/filing status
2207 | Com-Lighting-InGen_T12-48in-102w_T8-48in-89w-B_T8-48in-78w-B | Commercial Indoor General Lighting: more efficient Linear Fluorescent Lamp & Ballast installed. Measure includes Code case. Impacts: Linear Fluorescent-based HOU (varies by BldgType) | DEER2014 | D13 v1.2 | 2020-11-24 16:30 | Com-Iltg-dWatt-LF | DEER | Scaled | Delta |  |  | None |  | 0 |  | 1 | Com | Any | Lighting | InGen-LF | Ltg_Lmp+Blst | LF_LmpBlst | LFLmpBlst-T8-48in-32w-2g+El-IS-RLO(78w) | ILtg-Lfluor-fix |  |  |  | LFLmpBlst-T12-48in-34w+Hyb-RS-NLO(102w) | LFLmpBlst-T8-48in-32w-2g+El-IS-NLO(89w) | LFLmpBlst-T8-48in-32w-2g+El-IS-RLO(78w) | Available |  | 0 | 0 | DEER Lighting measure | ErRobNc | LFLmpBlst-T8-48in-32w-2g+El-IS-NLO(89w) | ILtg-Lfluor-fix |  | DEER1316-Ltg-Com-LF | 2013-01-01 | 2017-12-31 | InEA_same |  |  |  |  | Standard | Measure expired as part of DEER2018 | 1 | 1 | 0 | Deemed Ex Ante Team |  | Measure expired as part of DEER2018 |  | Updated to indicate claim/filing status
2208 | Com-Lighting-InGen_T12-48in-72w-B_T8-48in-60w-A_T8-48in-54w-B | Commercial Indoor General Lighting: more efficient Linear Fluorescent Lamp & Ballast installed. Measure includes Code case. Impacts: Linear Fluorescent-based HOU (varies by BldgType) | DEER2011 | D11 v4.01 | 2020-11-24 16:30 | Com-Iltg-dWatt-LF | DEER | Scaled | Delta | 0 | 0 | None |  | 1 | Com-InLtg-LF | 1 | Com | Any | Lighting | InGen-LF | Ltg_Lmp+Blst | LF_LmpBlst |  | ILtg-Lfluor-fix | LF lamp and ballast: LF lamp: T12, 48 inch, 30W, 2600 lm, CRI = 60, rated life = 20000 hours (2): LF Ballast: Standard Magnetic (pre-EPACT), Instant Start, Normal LO (1); Total Fixture Watts = 72 | LF lamp and ballast: LF lamp: T8, 48 inch, 32W, 2710 lm, CRI = 75, rated life = 15000 hours (2): LF Ballast: Electronic, Rapid Start, Normal LO (1); Total Fixture Watts = 60 | LF lamp and ballast: LF lamp: T8, 48 inch, 32W, 2970 lm, CRI = 82, rated life = 20000 hours (2): LF Ballast: Electronic, Rapid Start, Reduced LO (1); Total Fixture Watts = 54 | LFLmpBlst-T12-48in-30w+MagStd-IS-NLO(72w) | LFLmpBlst-T8-48in-32w-1g+El-RS-NLO(60w) | LFLmpBlst-T8-48in-32w-2g+El-RS-RLO(54w) | Available | Code Technology base on: Minor Retrofit Only | 0 | 0 | DEER Lighting measure | ErRobNc |  | ILtg-Lfluor-fix |  | None | 2013-01-01 | 2014-06-30 | DEER |  |  |  |  | Standard |  | 1 | 1 | 0 | Deemed Ex Ante Team |  |  |  | Updated to indicate claim/filing status
2209 | Com-Lighting-InGen_T12-48in-115w_T8-48in-89w-B_T8-48in-78w-B | Commercial Indoor General Lighting: more efficient Linear Fluorescent Lamp & Ballast installed. Measure includes Code case. Impacts: Linear Fluorescent-based HOU (varies by BldgType) | DEER2014 | D13 v1.2 | 2020-11-24 16:30 | Com-Iltg-dWatt-LF | DEER | Scaled | Delta |  |  | None |  | 0 |  | 1 | Com | Any | Lighting | InGen-LF | Ltg_Lmp+Blst | LF_LmpBlst | LFLmpBlst-T8-48in-32w-2g+El-IS-RLO(78w) | ILtg-Lfluor-fix |  |  |  | LFLmpBlst-T12-48in-34w+MagES-RS-NLO(115w) | LFLmpBlst-T8-48in-32w-2g+El-IS-NLO(89w) | LFLmpBlst-T8-48in-32w-2g+El-IS-RLO(78w) | Available |  | 0 | 0 | DEER Lighting measure | ErRobNc | LFLmpBlst-T8-48in-32w-2g+El-IS-NLO(89w) | ILtg-Lfluor-fix | D08-NE-ILtg-LFluor-Prim-RplLPD-48in34wT12ESMg115w-48in2g32wT8ISREl78w | DEER1316-Ltg-Com-LF | 2013-01-01 | 2017-12-31 | InEA_same |  |  |  |  | Standard | Measure expired as part of DEER2018 | 1 | 1 | 0 | Deemed Ex Ante Team |  | Measure expired as part of DEER2018 |  | Updated to indicate claim/filing status
2210 | Com-Lighting-InGen_T12-48in-74w-C_T8-48in-60w-A_T8-48in-54w-B | Commercial Indoor General Lighting: more efficient Linear Fluorescent Lamp & Ballast installed. Measure includes Code case. Impacts: Linear Fluorescent-based HOU (varies by BldgType) | DEER2011 | D11 v4.01 | 2020-11-24 16:30 | Com-Iltg-dWatt-LF | DEER | Scaled | Delta | 0 | 0 | None |  | 1 | Com-InLtg-LF | 1 | Com | Any | Lighting | InGen-LF | Ltg_Lmp+Blst | LF_LmpBlst |  | ILtg-Lfluor-fix | LF lamp and ballast: LF lamp: T12, 48 inch, 39W, 2750 lm, CRI = 60, rated life = 20000 hours (2): LF Ballast: Standard Magnetic (pre-EPACT), Instant Start, Normal LO (1); Total Fixture Watts = 74 | LF lamp and ballast: LF lamp: T8, 48 inch, 32W, 2710 lm, CRI = 75, rated life = 15000 hours (2): LF Ballast: Electronic, Rapid Start, Normal LO (1); Total Fixture Watts = 60 | LF lamp and ballast: LF lamp: T8, 48 inch, 32W, 2970 lm, CRI = 82, rated life = 20000 hours (2): LF Ballast: Electronic, Rapid Start, Reduced LO (1); Total Fixture Watts = 54 | LFLmpBlst-T12-48in-39w+MagStd-IS-NLO(74w) | LFLmpBlst-T8-48in-32w-1g+El-RS-NLO(60w) | LFLmpBlst-T8-48in-32w-2g+El-RS-RLO(54w) | Available | Code Technology base on: Minor Retrofit Only | 0 | 0 | DEER Lighting measure | ErRobNc |  | ILtg-Lfluor-fix |  | None | 2013-01-01 | 2014-06-30 | DEER |  |  |  |  | Standard |  | 1 | 1 | 0 | Deemed Ex Ante Team |  |  |  | Updated to indicate claim/filing status
2211 | Com-Lighting-InGen_T12-48in-120w-C_T8-48in-89w-B_T8-48in-78w-B | Commercial Indoor General Lighting: more efficient Linear Fluorescent Lamp & Ballast installed. Measure includes Code case. Impacts: Linear Fluorescent-based HOU (varies by BldgType) | DEER2014 | D13 v1.2 | 2020-11-24 16:30 | Com-Iltg-dWatt-LF | DEER | Scaled | Delta |  |  | None |  | 0 |  | 1 | Com | Any | Lighting | InGen-LF | Ltg_Lmp+Blst | LF_LmpBlst | LFLmpBlst-T8-48in-32w-2g+El-IS-RLO(78w) | ILtg-Lfluor-fix |  |  |  | LFLmpBlst-T12-48in-39w+Hyb-IS-NLO(120w) | LFLmpBlst-T8-48in-32w-2g+El-IS-NLO(89w) | LFLmpBlst-T8-48in-32w-2g+El-IS-RLO(78w) | Available |  | 0 | 0 | DEER Lighting measure | ErRobNc | LFLmpBlst-T8-48in-32w-2g+El-IS-NLO(89w) | ILtg-Lfluor-fix |  | DEER1316-Ltg-Com-LF | 2013-01-01 | 2017-12-31 | InEA_same |  |  |  |  | Standard | Measure expired as part of DEER2018 | 1 | 1 | 0 | Deemed Ex Ante Team |  | Measure expired as part of DEER2018 |  | Updated to indicate claim/filing status
2212 | Com-Lighting-InGen_T12-48in-102w_T8-48in-93w-B_T8-48in-78w-B | Commercial Indoor General Lighting: more efficient Linear Fluorescent Lamp & Ballast installed. Measure includes Code case. Impacts: Linear Fluorescent-based HOU (varies by BldgType) | DEER2011 | D11 v4.01 | 2020-11-24 16:30 | Com-Iltg-dWatt-LF | DEER | Scaled | Delta | 0 | 0 | None |  | 1 | Com-InLtg-LF | 1 | Com | Any | Lighting | InGen-LF | Ltg_Lmp+Blst | LF_LmpBlst |  | ILtg-Lfluor-fix | LF lamp and ballast: LF lamp: T12, 48 inch, 34W, 2475 lm, CRI = 60, rated life = 20000 hours (3): LF Ballast: Hybrid, Rapid Start, Normal LO (1.5); Total Fixture Watts = 102 | LF lamp and ballast: LF lamp: T8, 48 inch, 32W, 2710 lm, CRI = 75, rated life = 15000 hours (3): LF Ballast: Electronic, Rapid Start, Normal LO (1); Total Fixture Watts = 93 | LF lamp and ballast: LF lamp: T8, 48 inch, 32W, 2970 lm, CRI = 82, rated life = 20000 hours (3): LF Ballast: Electronic, Instant Start, Reduced LO (1); Total Fixture Watts = 78 | LFLmpBlst-T12-48in-34w+Hyb-RS-NLO(102w) | LFLmpBlst-T8-48in-32w-1g+El-RS-NLO(93w) | LFLmpBlst-T8-48in-32w-2g+El-IS-RLO(78w) | Available | Code Technology base on: Minor Retrofit Only | 0 | 0 | DEER Lighting measure | ErRobNc |  | ILtg-Lfluor-fix |  | None | 2013-01-01 | 2014-06-30 | DEER |  |  |  |  | Standard |  | 1 | 1 | 0 | Deemed Ex Ante Team |  |  |  | Updated to indicate claim/filing status
2213 | Com-Lighting-InGen_T12-48in-109w_T8-48in-89w-B_T8-48in-78w-B | Commercial Indoor General Lighting: more efficient Linear Fluorescent Lamp & Ballast installed. Measure includes Code case. Impacts: Linear Fluorescent-based HOU (varies by BldgType) | DEER2014 | D13 v1.2 | 2020-11-24 16:30 | Com-Iltg-dWatt-LF | DEER | Scaled | Delta |  |  | None |  | 0 |  | 1 | Com | Any | Lighting | InGen-LF | Ltg_Lmp+Blst | LF_LmpBlst | LFLmpBlst-T8-48in-32w-2g+El-IS-RLO(78w) | ILtg-Lfluor-fix |  |  |  | LFLmpBlst-T12-48in-30w+MagStd-IS-NLO(109w) | LFLmpBlst-T8-48in-32w-2g+El-IS-NLO(89w) | LFLmpBlst-T8-48in-32w-2g+El-IS-RLO(78w) | Available |  | 0 | 0 | DEER Lighting measure | ErRobNc | LFLmpBlst-T8-48in-32w-2g+El-IS-NLO(89w) | ILtg-Lfluor-fix |  | DEER1316-Ltg-Com-LF | 2013-01-01 | 2017-12-31 | InEA_same |  |  |  |  | Standard | Measure expired as part of DEER2018 | 1 | 1 | 0 | Deemed Ex Ante Team |  | Measure expired as part of DEER2018 |  | Updated to indicate claim/filing status
2214 | Com-Lighting-InGen_T12-48in-115w_T8-48in-93w-B_T8-48in-78w-B | Commercial Indoor General Lighting: more efficient Linear Fluorescent Lamp & Ballast installed. Measure includes Code case. Impacts: Linear Fluorescent-based HOU (varies by BldgType) | DEER2011 | D11 v4.01 | 2020-11-24 16:30 | Com-Iltg-dWatt-LF | DEER | Scaled | Delta | 0 | 0 | None |  | 1 | Com-InLtg-LF | 1 | Com | Any | Lighting | InGen-LF | Ltg_Lmp+Blst | LF_LmpBlst |  | ILtg-Lfluor-fix | LF lamp and ballast: LF lamp: T12, 48 inch, 34W, 2475 lm, CRI = 60, rated life = 20000 hours (3): LF Ballast: Energy Saver Magnetic (EPACT compliant), Rapid Start, Normal LO (1); Total Fixture Watts = 115 | LF lamp and ballast: LF lamp: T8, 48 inch, 32W, 2710 lm, CRI = 75, rated life = 15000 hours (3): LF Ballast: Electronic, Rapid Start, Normal LO (1); Total Fixture Watts = 93 | LF lamp and ballast: LF lamp: T8, 48 inch, 32W, 2970 lm, CRI = 82, rated life = 20000 hours (3): LF Ballast: Electronic, Instant Start, Reduced LO (1); Total Fixture Watts = 78 | LFLmpBlst-T12-48in-34w+MagES-RS-NLO(115w) | LFLmpBlst-T8-48in-32w-1g+El-RS-NLO(93w) | LFLmpBlst-T8-48in-32w-2g+El-IS-RLO(78w) | Available | Code Technology base on: Minor Retrofit Only | 0 | 0 | DEER Lighting measure | ErRobNc |  | ILtg-Lfluor-fix |  | None | 2013-01-01 | 2014-06-30 | DEER |  |  |  |  | Standard |  | 1 | 1 | 0 | Deemed Ex Ante Team |  |  |  | Updated to indicate claim/filing status
2215 | Com-Lighting-InGen_T12-48in-112w_T8-48in-89w-B_T8-48in-78w-B | Commercial Indoor General Lighting: more efficient Linear Fluorescent Lamp & Ballast installed. Measure includes Code case. Impacts: Linear Fluorescent-based HOU (varies by BldgType) | DEER2014 | D13 v1.2 | 2020-11-24 16:30 | Com-Iltg-dWatt-LF | DEER | Scaled | Delta |  |  | None |  | 0 |  | 1 | Com | Any | Lighting | InGen-LF | Ltg_Lmp+Blst | LF_LmpBlst | LFLmpBlst-T8-48in-32w-2g+El-IS-RLO(78w) | ILtg-Lfluor-fix |  |  |  | LFLmpBlst-T12-48in-39w+MagStd-IS-NLO(112w) | LFLmpBlst-T8-48in-32w-2g+El-IS-NLO(89w) | LFLmpBlst-T8-48in-32w-2g+El-IS-RLO(78w) | Available |  | 0 | 0 | DEER Lighting measure | ErRobNc | LFLmpBlst-T8-48in-32w-2g+El-IS-NLO(89w) | ILtg-Lfluor-fix |  | DEER1316-Ltg-Com-LF | 2013-01-01 | 2017-12-31 | InEA_same |  |  |  |  | Standard | Measure expired as part of DEER2018 | 1 | 1 | 0 | Deemed Ex Ante Team |  | Measure expired as part of DEER2018 |  | Updated to indicate claim/filing status
2216 | Com-Lighting-InGen_T12-48in-120w-C_T8-48in-93w-B_T8-48in-78w-B | Commercial Indoor General Lighting: more efficient Linear Fluorescent Lamp & Ballast installed. Measure includes Code case. Impacts: Linear Fluorescent-based HOU (varies by BldgType) | DEER2011 | D11 v4.01 | 2020-11-24 16:30 | Com-Iltg-dWatt-LF | DEER | Scaled | Delta | 0 | 0 | None |  | 1 | Com-InLtg-LF | 1 | Com | Any | Lighting | InGen-LF | Ltg_Lmp+Blst | LF_LmpBlst |  | ILtg-Lfluor-fix | LF lamp and ballast: LF lamp: T12, 48 inch, 39W, 2750 lm, CRI = 60, rated life = 20000 hours (3): LF Ballast: Hybrid, Instant Start, Normal LO (1.5); Total Fixture Watts = 120 | LF lamp and ballast: LF lamp: T8, 48 inch, 32W, 2710 lm, CRI = 75, rated life = 15000 hours (3): LF Ballast: Electronic, Rapid Start, Normal LO (1); Total Fixture Watts = 93 | LF lamp and ballast: LF lamp: T8, 48 inch, 32W, 2970 lm, CRI = 82, rated life = 20000 hours (3): LF Ballast: Electronic, Instant Start, Reduced LO (1); Total Fixture Watts = 78 | LFLmpBlst-T12-48in-39w+Hyb-IS-NLO(120w) | LFLmpBlst-T8-48in-32w-1g+El-RS-NLO(93w) | LFLmpBlst-T8-48in-32w-2g+El-IS-RLO(78w) | Available | Code Technology base on: Minor Retrofit Only | 0 | 0 | DEER Lighting measure | ErRobNc |  | ILtg-Lfluor-fix |  | None | 2013-01-01 | 2014-06-30 | DEER |  |  |  |  | Standard |  | 1 | 1 | 0 | Deemed Ex Ante Team |  |  |  | Updated to indicate claim/filing status
2217 | Com-Lighting-InGen_T12-48in-136w_T8-48in-112w-D_T8-48in-102w-B | Commercial Indoor General Lighting: more efficient Linear Fluorescent Lamp & Ballast installed. Measure includes Code case. Impacts: Linear Fluorescent-based HOU (varies by BldgType) | DEER2014 | D13 v1.2 | 2020-11-24 16:30 | Com-Iltg-dWatt-LF | DEER | Scaled | Delta |  |  | None |  | 0 |  | 1 | Com | Any | Lighting | InGen-LF | Ltg_Lmp+Blst | LF_LmpBlst | LFLmpBlst-T8-48in-32w-2g+El-IS-RLO(102w) | ILtg-Lfluor-fix |  |  |  | LFLmpBlst-T12-48in-34w+Hyb-RS-NLO(136w) | LFLmpBlst-T8-48in-32w-2g+El-IS-NLO(112w) | LFLmpBlst-T8-48in-32w-2g+El-IS-RLO(102w) | Available |  | 0 | 0 | DEER Lighting measure | ErRobNc | LFLmpBlst-T8-48in-32w-2g+El-IS-NLO(112w) | ILtg-Lfluor-fix |  | DEER1316-Ltg-Com-LF | 2013-01-01 | 2017-12-31 | InEA_same |  |  |  |  | Standard | Measure expired as part of DEER2018 | 1 | 1 | 0 | Deemed Ex Ante Team |  | Measure expired as part of DEER2018 |  | Updated to indicate claim/filing status
2218 | Com-Lighting-InGen_T12-48in-109w_T8-48in-93w-B_T8-48in-78w-B | Commercial Indoor General Lighting: more efficient Linear Fluorescent Lamp & Ballast installed. Measure includes Code case. Impacts: Linear Fluorescent-based HOU (varies by BldgType) | DEER2011 | D11 v4.01 | 2020-11-24 16:30 | Com-Iltg-dWatt-LF | DEER | Scaled | Delta | 0 | 0 | None |  | 1 | Com-InLtg-LF | 1 | Com | Any | Lighting | InGen-LF | Ltg_Lmp+Blst | LF_LmpBlst |  | ILtg-Lfluor-fix | LF lamp and ballast: LF lamp: T12, 48 inch, 30W, 2600 lm, CRI = 60, rated life = 20000 hours (3): LF Ballast: Standard Magnetic (pre-EPACT), Instant Start, Normal LO (1); Total Fixture Watts = 109 | LF lamp and ballast: LF lamp: T8, 48 inch, 32W, 2710 lm, CRI = 75, rated life = 15000 hours (3): LF Ballast: Electronic, Rapid Start, Normal LO (1); Total Fixture Watts = 93 | LF lamp and ballast: LF lamp: T8, 48 inch, 32W, 2970 lm, CRI = 82, rated life = 20000 hours (3): LF Ballast: Electronic, Instant Start, Reduced LO (1); Total Fixture Watts = 78 | LFLmpBlst-T12-48in-30w+MagStd-IS-NLO(109w) | LFLmpBlst-T8-48in-32w-1g+El-RS-NLO(93w) | LFLmpBlst-T8-48in-32w-2g+El-IS-RLO(78w) | Available | Code Technology base on: Minor Retrofit Only | 0 | 0 | DEER Lighting measure | ErRobNc |  | ILtg-Lfluor-fix |  | None | 2013-01-01 | 2014-06-30 | DEER |  |  |  |  | Standard |  | 1 | 1 | 0 | Deemed Ex Ante Team |  |  |  | Updated to indicate claim/filing status
2219 | Com-Lighting-InGen_T12-48in-112w_T8-48in-93w-B_T8-48in-78w-B | Commercial Indoor General Lighting: more efficient Linear Fluorescent Lamp & Ballast installed. Measure includes Code case. Impacts: Linear Fluorescent-based HOU (varies by BldgType) | DEER2011 | D11 v4.01 | 2020-11-24 16:30 | Com-Iltg-dWatt-LF | DEER | Scaled | Delta | 0 | 0 | None |  | 1 | Com-InLtg-LF | 1 | Com | Any | Lighting | InGen-LF | Ltg_Lmp+Blst | LF_LmpBlst |  | ILtg-Lfluor-fix | LF lamp and ballast: LF lamp: T12, 48 inch, 39W, 2750 lm, CRI = 60, rated life = 20000 hours (3): LF Ballast: Standard Magnetic (pre-EPACT), Instant Start, Normal LO (1); Total Fixture Watts = 112 | LF lamp and ballast: LF lamp: T8, 48 inch, 32W, 2710 lm, CRI = 75, rated life = 15000 hours (3): LF Ballast: Electronic, Rapid Start, Normal LO (1); Total Fixture Watts = 93 | LF lamp and ballast: LF lamp: T8, 48 inch, 32W, 2970 lm, CRI = 82, rated life = 20000 hours (3): LF Ballast: Electronic, Instant Start, Reduced LO (1); Total Fixture Watts = 78 | LFLmpBlst-T12-48in-39w+MagStd-IS-NLO(112w) | LFLmpBlst-T8-48in-32w-1g+El-RS-NLO(93w) | LFLmpBlst-T8-48in-32w-2g+El-IS-RLO(78w) | Available | Code Technology base on: Minor Retrofit Only | 0 | 0 | DEER Lighting measure | ErRobNc |  | ILtg-Lfluor-fix |  | None | 2013-01-01 | 2014-06-30 | DEER |  |  |  |  | Standard |  | 1 | 1 | 0 | Deemed Ex Ante Team |  |  |  | Updated to indicate claim/filing status
2220 | Com-Lighting-InGen_T12-48in-144w-A_T8-48in-79w-B_T8-48in-79w-B | Commercial Indoor General Lighting: more efficient Linear Fluorescent Lamp & Ballast installed. Measure includes Code case. Impacts: Linear Fluorescent-based HOU (varies by BldgType) | DEER2014 | D13 v1.2 | 2020-11-24 16:30 | Com-Iltg-dWatt-LF | DEER | Scaled | Delta |  |  | None |  | 0 |  | 1 | Com | Any | Lighting | InGen-LF | Ltg_Lmp+Blst | LF_LmpBlst | LFLmpBlst-T8-48in-32w-2g+El-IS-VHLO(79w) | ILtg-Lfluor-fix |  |  |  | LFLmpBlst-T12-48in-34w+MagES-RS-NLO(144w) | LFLmpBlst-T8-48in-32w-2g+El-IS-VHLO(79w) | LFLmpBlst-T8-48in-32w-2g+El-IS-VHLO(79w) | Available |  | 0 | 0 | DEER Lighting measure | ErRul | LFLmpBlst-T8-48in-32w-2g+El-IS-VHLO(79w) | ILtg-Lfluor-fix | D08-NE-ILtg-LFluor-Prim-Rpl-48in34wT12ESMg144w-48in2g32wT8ISVEl79w | DEER1316-Ltg-Com-LF | 2013-01-01 | 2017-12-31 | InEA_same |  |  |  |  | Standard | Measure expired as part of DEER2018 | 1 | 1 | 0 | Deemed Ex Ante Team |  | Measure expired as part of DEER2018 |  | Updated to indicate claim/filing status
2221 | Com-Lighting-InGen_T12-48in-144w-A_T8-48in-112w-D_T8-48in-102w-B | Commercial Indoor General Lighting: more efficient Linear Fluorescent Lamp & Ballast installed. Measure includes Code case. Impacts: Linear Fluorescent-based HOU (varies by BldgType) | DEER2014 | D13 v1.2 | 2020-11-24 16:30 | Com-Iltg-dWatt-LF | DEER | Scaled | Delta |  |  | None |  | 0 |  | 1 | Com | Any | Lighting | InGen-LF | Ltg_Lmp+Blst | LF_LmpBlst | LFLmpBlst-T8-48in-32w-2g+El-IS-RLO(102w) | ILtg-Lfluor-fix |  |  |  | LFLmpBlst-T12-48in-34w+MagES-RS-NLO(144w) | LFLmpBlst-T8-48in-32w-2g+El-IS-NLO(112w) | LFLmpBlst-T8-48in-32w-2g+El-IS-RLO(102w) | Available |  | 0 | 0 | DEER Lighting measure | ErRobNc | LFLmpBlst-T8-48in-32w-2g+El-IS-NLO(112w) | ILtg-Lfluor-fix | D08-NE-ILtg-LFluor-Prim-RplLPD-48in34wT12ESMg144w-48in2g32wT8ISREl102w | DEER1316-Ltg-Com-LF | 2013-01-01 | 2017-12-31 | InEA_same |  |  |  |  | Standard | Measure expired as part of DEER2018 | 1 | 1 | 0 | Deemed Ex Ante Team |  | Measure expired as part of DEER2018 |  | Updated to indicate claim/filing status
2222 | Com-Lighting-InGen_T12-48in-136w_T8-48in-118w-B_T8-48in-102w-B | Commercial Indoor General Lighting: more efficient Linear Fluorescent Lamp & Ballast installed. Measure includes Code case. Impacts: Linear Fluorescent-based HOU (varies by BldgType) | DEER2011 | D11 v4.01 | 2020-11-24 16:30 | Com-Iltg-dWatt-LF | DEER | Scaled | Delta | 0 | 0 | None |  | 1 | Com-InLtg-LF | 1 | Com | Any | Lighting | InGen-LF | Ltg_Lmp+Blst | LF_LmpBlst |  | ILtg-Lfluor-fix | LF lamp and ballast: LF lamp: T12, 48 inch, 34W, 2475 lm, CRI = 60, rated life = 20000 hours (4): LF Ballast: Hybrid, Rapid Start, Normal LO (2); Total Fixture Watts = 136 | LF lamp and ballast: LF lamp: T8, 48 inch, 32W, 2710 lm, CRI = 75, rated life = 15000 hours (4): LF Ballast: Electronic, Rapid Start, Normal LO (1); Total Fixture Watts = 118 | LF lamp and ballast: LF lamp: T8, 48 inch, 32W, 2970 lm, CRI = 82, rated life = 20000 hours (4): LF Ballast: Electronic, Instant Start, Reduced LO (1); Total Fixture Watts = 102 | LFLmpBlst-T12-48in-34w+Hyb-RS-NLO(136w) | LFLmpBlst-T8-48in-32w-1g+El-RS-NLO(118w) | LFLmpBlst-T8-48in-32w-2g+El-IS-RLO(102w) | Available | Code Technology base on: Minor Retrofit Only | 0 | 0 | DEER Lighting measure | ErRobNc |  | ILtg-Lfluor-fix |  | None | 2013-01-01 | 2014-06-30 | DEER |  |  |  |  | Standard |  | 1 | 1 | 0 | Deemed Ex Ante Team |  |  |  | Updated to indicate claim/filing status
2223 | Com-Lighting-InGen_T12-48in-160w_T8-48in-112w-D_T8-48in-102w-B | Commercial Indoor General Lighting: more efficient Linear Fluorescent Lamp & Ballast installed. Measure includes Code case. Impacts: Linear Fluorescent-based HOU (varies by BldgType) | DEER2014 | D13 v1.2 | 2020-11-24 16:30 | Com-Iltg-dWatt-LF | DEER | Scaled | Delta |  |  | None |  | 0 |  | 1 | Com | Any | Lighting | InGen-LF | Ltg_Lmp+Blst | LF_LmpBlst | LFLmpBlst-T8-48in-32w-2g+El-IS-RLO(102w) | ILtg-Lfluor-fix |  |  |  | LFLmpBlst-T12-48in-39w+Hyb-IS-NLO(160w) | LFLmpBlst-T8-48in-32w-2g+El-IS-NLO(112w) | LFLmpBlst-T8-48in-32w-2g+El-IS-RLO(102w) | Available |  | 0 | 0 | DEER Lighting measure | ErRobNc | LFLmpBlst-T8-48in-32w-2g+El-IS-NLO(112w) | ILtg-Lfluor-fix |  | DEER1316-Ltg-Com-LF | 2013-01-01 | 2017-12-31 | InEA_same |  |  |  |  | Standard | Measure expired as part of DEER2018 | 1 | 1 | 0 | Deemed Ex Ante Team |  | Measure expired as part of DEER2018 |  | Updated to indicate claim/filing status
2224 | Com-Lighting-InGen_T12-48in-144w-A_T8-48in-93w-B_T8-48in-79w-B | Commercial Indoor General Lighting: more efficient Linear Fluorescent Lamp & Ballast installed. Measure includes Code case. Impacts: Linear Fluorescent-based HOU (varies by BldgType) | DEER2011 | D11 v4.01 | 2020-11-24 16:30 | Com-Iltg-dWatt-LF | DEER | Scaled | Delta | 0 | 0 | None |  | 1 | Com-InLtg-LF | 1 | Com | Any | Lighting | InGen-LF | Ltg_Lmp+Blst | LF_LmpBlst |  | ILtg-Lfluor-fix | LF lamp and ballast: LF lamp: T12, 48 inch, 34W, 2475 lm, CRI = 60, rated life = 20000 hours (4): LF Ballast: Energy Saver Magnetic (EPACT compliant), Rapid Start, Normal LO (2); Total Fixture Watts = 144 | LF lamp and ballast: LF lamp: T8, 48 inch, 32W, 2710 lm, CRI = 75, rated life = 15000 hours (3): LF Ballast: Electronic, Rapid Start, Normal LO (1); Total Fixture Watts = 93 | LF lamp and ballast: LF lamp: T8, 48 inch, 32W, 2970 lm, CRI = 82, rated life = 20000 hours (2): LF Ballast: Electronic, Instant Start, Very High LO (1); Total Fixture Watts = 79 | LFLmpBlst-T12-48in-34w+MagES-RS-NLO(144w) | LFLmpBlst-T8-48in-32w-1g+El-RS-NLO(93w) | LFLmpBlst-T8-48in-32w-2g+El-IS-VHLO(79w) | Available | Code Technology base on: Minor Retrofit Only | 0 | 0 | DEER Lighting measure | ErRobNc |  | ILtg-Lfluor-fix | D08-NE-ILtg-LFluor-Prim-RplLPD-48in34wT12ESMg144w-48in2g32wT8ISVEl79w | None | 2013-01-01 | 2014-06-30 | DEER |  |  |  |  | Standard |  | 1 | 1 | 0 | Deemed Ex Ante Team |  |  |  | Updated to indicate claim/filing status
2225 | Com-Lighting-InGen_T12-48in-144w-A_T8-48in-118w-B_T8-48in-102w-B | Commercial Indoor General Lighting: more efficient Linear Fluorescent Lamp & Ballast installed. Measure includes Code case. Impacts: Linear Fluorescent-based HOU (varies by BldgType) | DEER2011 | D11 v4.01 | 2020-11-24 16:30 | Com-Iltg-dWatt-LF | DEER | Scaled | Delta | 0 | 0 | None |  | 1 | Com-InLtg-LF | 1 | Com | Any | Lighting | InGen-LF | Ltg_Lmp+Blst | LF_LmpBlst |  | ILtg-Lfluor-fix | LF lamp and ballast: LF lamp: T12, 48 inch, 34W, 2475 lm, CRI = 60, rated life = 20000 hours (4): LF Ballast: Energy Saver Magnetic (EPACT compliant), Rapid Start, Normal LO (2); Total Fixture Watts = 144 | LF lamp and ballast: LF lamp: T8, 48 inch, 32W, 2710 lm, CRI = 75, rated life = 15000 hours (4): LF Ballast: Electronic, Rapid Start, Normal LO (1); Total Fixture Watts = 118 | LF lamp and ballast: LF lamp: T8, 48 inch, 32W, 2970 lm, CRI = 82, rated life = 20000 hours (4): LF Ballast: Electronic, Instant Start, Reduced LO (1); Total Fixture Watts = 102 | LFLmpBlst-T12-48in-34w+MagES-RS-NLO(144w) | LFLmpBlst-T8-48in-32w-1g+El-RS-NLO(118w) | LFLmpBlst-T8-48in-32w-2g+El-IS-RLO(102w) | Available | Code Technology base on: Minor Retrofit Only | 0 | 0 | DEER Lighting measure | ErRobNc |  | ILtg-Lfluor-fix |  | None | 2013-01-01 | 2014-06-30 | DEER |  |  |  |  | Standard |  | 1 | 1 | 0 | Deemed Ex Ante Team |  |  |  | Updated to indicate claim/filing status
2226 | Com-Lighting-InGen_T12-48in-168w_T8-48in-112w-D_T8-48in-102w-B | Commercial Indoor General Lighting: more efficient Linear Fluorescent Lamp & Ballast installed. Measure includes Code case. Impacts: Linear Fluorescent-based HOU (varies by BldgType) | DEER2014 | D13 v1.2 | 2020-11-24 16:30 | Com-Iltg-dWatt-LF | DEER | Scaled | Delta |  |  | None |  | 0 |  | 1 | Com | Any | Lighting | InGen-LF | Ltg_Lmp+Blst | LF_LmpBlst | LFLmpBlst-T8-48in-32w-2g+El-IS-RLO(102w) | ILtg-Lfluor-fix |  |  |  | LFLmpBlst-T12-48in-39w+MagStd-IS-NLO(168w) | LFLmpBlst-T8-48in-32w-2g+El-IS-NLO(112w) | LFLmpBlst-T8-48in-32w-2g+El-IS-RLO(102w) | Available |  | 0 | 0 | DEER Lighting measure | ErRobNc | LFLmpBlst-T8-48in-32w-2g+El-IS-NLO(112w) | ILtg-Lfluor-fix |  | DEER1316-Ltg-Com-LF | 2013-01-01 | 2017-12-31 | InEA_same |  |  |  |  | Standard | Measure expired as part of DEER2018 | 1 | 1 | 0 | Deemed Ex Ante Team |  | Measure expired as part of DEER2018 |  | Updated to indicate claim/filing status
2227 | Com-Lighting-InGen_T12-96in-62w-A_T8-48in-60w-B_T8-48in-54w-B | Commercial Indoor General Lighting: more efficient Linear Fluorescent Lamp & Ballast installed. Measure includes Code case. Impacts: Linear Fluorescent-based HOU (varies by BldgType) | DEER2014 | D13 v1.2 | 2020-11-24 16:30 | Com-Iltg-dWatt-LF | DEER | Scaled | Delta |  |  | None |  | 0 |  | 1 | Com | Any | Lighting | InGen-LF | Ltg_Lmp+Blst | LF_LmpBlst |  | ILtg-Lfluor-fix |  |  |  | LFLmpBlst-T12-96in-60w+MagES-RS-NLO(62w) | LFLmpBlst-T8-48in-32w-2g+El-RS-NLO(60w) | LFLmpBlst-T8-48in-32w-2g+El-RS-RLO(54w) | Available |  | 0 | 0 | DEER Lighting measure | ErRobNc |  | ILtg-Lfluor-fix | D08-NE-ILtg-LFluor-Prim-RplLPD-96in60wT12ESMg62w-48in1g32wT8ISREl52w | DEER1316-Ltg-Com-LF | 2013-01-01 | 2017-12-31 | InEA_same |  |  |  |  | Standard | Measure expired as part of DEER2018 | 1 | 1 | 0 | Deemed Ex Ante Team |  | Measure expired as part of DEER2018 |  | Updated to indicate claim/filing status
2228 | Com-Lighting-InGen_T12-48in-160w_T8-48in-118w-B_T8-48in-102w-B | Commercial Indoor General Lighting: more efficient Linear Fluorescent Lamp & Ballast installed. Measure includes Code case. Impacts: Linear Fluorescent-based HOU (varies by BldgType) | DEER2011 | D11 v4.01 | 2020-11-24 16:30 | Com-Iltg-dWatt-LF | DEER | Scaled | Delta | 0 | 0 | None |  | 1 | Com-InLtg-LF | 1 | Com | Any | Lighting | InGen-LF | Ltg_Lmp+Blst | LF_LmpBlst |  | ILtg-Lfluor-fix | LF lamp and ballast: LF lamp: T12, 48 inch, 39W, 2750 lm, CRI = 60, rated life = 20000 hours (4): LF Ballast: Hybrid, Instant Start, Normal LO (2); Total Fixture Watts = 160 | LF lamp and ballast: LF lamp: T8, 48 inch, 32W, 2710 lm, CRI = 75, rated life = 15000 hours (4): LF Ballast: Electronic, Rapid Start, Normal LO (1); Total Fixture Watts = 118 | LF lamp and ballast: LF lamp: T8, 48 inch, 32W, 2970 lm, CRI = 82, rated life = 20000 hours (4): LF Ballast: Electronic, Instant Start, Reduced LO (1); Total Fixture Watts = 102 | LFLmpBlst-T12-48in-39w+Hyb-IS-NLO(160w) | LFLmpBlst-T8-48in-32w-1g+El-RS-NLO(118w) | LFLmpBlst-T8-48in-32w-2g+El-IS-RLO(102w) | Available | Code Technology base on: Minor Retrofit Only | 0 | 0 | DEER Lighting measure | ErRobNc |  | ILtg-Lfluor-fix |  | None | 2013-01-01 | 2014-06-30 | DEER |  |  |  |  | Standard |  | 1 | 1 | 0 | Deemed Ex Ante Team |  |  |  | Updated to indicate claim/filing status
2229 | Com-Lighting-InGen_T12-96in-123w-A_T8-48in-112w-D_T8-48in-102w-B | Commercial Indoor General Lighting: more efficient Linear Fluorescent Lamp & Ballast installed. Measure includes Code case. Impacts: Linear Fluorescent-based HOU (varies by BldgType) | DEER2014 | D13 v1.2 | 2020-11-24 16:30 | Com-Iltg-dWatt-LF | DEER | Scaled | Delta |  |  | None |  | 0 |  | 1 | Com | Any | Lighting | InGen-LF | Ltg_Lmp+Blst | LF_LmpBlst | LFLmpBlst-T8-48in-32w-2g+El-IS-RLO(102w) | ILtg-Lfluor-fix |  |  |  | LFLmpBlst-T12-96in-60w+MagES-RS-NLO(123w) | LFLmpBlst-T8-48in-32w-2g+El-IS-NLO(112w) | LFLmpBlst-T8-48in-32w-2g+El-IS-RLO(102w) | Available |  | 0 | 0 | DEER Lighting measure | ErRobNc | LFLmpBlst-T8-48in-32w-2g+El-IS-NLO(112w) | ILtg-Lfluor-fix | D08-NE-ILtg-LFluor-Prim-RplLPD-96in60wT12ESMg123w-48in2g32wT8ISREl102w | DEER1316-Ltg-Com-LF | 2013-01-01 | 2017-12-31 | InEA_same |  |  |  |  | Standard | Measure expired as part of DEER2018 | 1 | 1 | 0 | Deemed Ex Ante Team |  | Measure expired as part of DEER2018 |  | Updated to indicate claim/filing status
2230 | Com-Lighting-InGen_T12-48in-168w_T8-48in-118w-B_T8-48in-102w-B | Commercial Indoor General Lighting: more efficient Linear Fluorescent Lamp & Ballast installed. Measure includes Code case. Impacts: Linear Fluorescent-based HOU (varies by BldgType) | DEER2011 | D11 v4.01 | 2020-11-24 16:30 | Com-Iltg-dWatt-LF | DEER | Scaled | Delta | 0 | 0 | None |  | 1 | Com-InLtg-LF | 1 | Com | Any | Lighting | InGen-LF | Ltg_Lmp+Blst | LF_LmpBlst |  | ILtg-Lfluor-fix | LF lamp and ballast: LF lamp: T12, 48 inch, 39W, 2750 lm, CRI = 60, rated life = 20000 hours (4): LF Ballast: Standard Magnetic (pre-EPACT), Instant Start, Normal LO (1); Total Fixture Watts = 168 | LF lamp and ballast: LF lamp: T8, 48 inch, 32W, 2710 lm, CRI = 75, rated life = 15000 hours (4): LF Ballast: Electronic, Rapid Start, Normal LO (1); Total Fixture Watts = 118 | LF lamp and ballast: LF lamp: T8, 48 inch, 32W, 2970 lm, CRI = 82, rated life = 20000 hours (4): LF Ballast: Electronic, Instant Start, Reduced LO (1); Total Fixture Watts = 102 | LFLmpBlst-T12-48in-39w+MagStd-IS-NLO(168w) | LFLmpBlst-T8-48in-32w-1g+El-RS-NLO(118w) | LFLmpBlst-T8-48in-32w-2g+El-IS-RLO(102w) | Available | Code Technology base on: Minor Retrofit Only | 0 | 0 | DEER Lighting measure | ErRobNc |  | ILtg-Lfluor-fix |  | None | 2013-01-01 | 2014-06-30 | DEER |  |  |  |  | Standard |  | 1 | 1 | 0 | Deemed Ex Ante Team |  |  |  | Updated to indicate claim/filing status
2231 | Com-Lighting-InGen_T12-96in-210w_T8-48in-175w-B_T8-48in-156w-B | Commercial Indoor General Lighting: more efficient Linear Fluorescent Lamp & Ballast installed. Measure includes Code case. Impacts: Linear Fluorescent-based HOU (varies by BldgType) | DEER2014 | D13 v1.2 | 2020-11-24 16:30 | Com-Iltg-dWatt-LF | DEER | Scaled | Delta |  |  | None |  | 0 |  | 1 | Com | Any | Lighting | InGen-LF | Ltg_Lmp+Blst | LF_LmpBlst | LFLmpBlst-T8-48in-32w-2g+El-IS-RLO(156w) | ILtg-Lfluor-fix |  |  |  | LFLmpBlst-T12-96in-60w+MagES-RS-NLO(210w) | LFLmpBlst-T8-48in-32w-2g+El-IS-NLO(175w) | LFLmpBlst-T8-48in-32w-2g+El-IS-RLO(156w) | Available |  | 0 | 0 | DEER Lighting measure | ErRobNc | LFLmpBlst-T8-48in-32w-2g+El-IS-NLO(175w) | ILtg-Lfluor-fix | D08-NE-ILtg-LFluor-Prim-Rpl-96in60wT12ESMg210w-48in2g32wT8ISREl156w | DEER1316-Ltg-Com-LF | 2013-01-01 | 2017-12-31 | InEA_same |  |  |  |  | Standard | Measure expired as part of DEER2018 | 1 | 1 | 0 | Deemed Ex Ante Team |  | Measure expired as part of DEER2018 |  | Updated to indicate claim/filing status
2232 | Com-Lighting-InGen_T12-96in-62w-A_T8-48in-54w-A_T8-48in-54w-B | Commercial Indoor General Lighting: more efficient Linear Fluorescent Lamp & Ballast installed. Measure includes Code case. Impacts: Linear Fluorescent-based HOU (varies by BldgType) | DEER2011 | D11 v4.01 | 2020-11-24 16:30 | Com-Iltg-dWatt-LF | DEER | Scaled | Delta | 0 | 0 | None |  | 1 | Com-InLtg-LF | 1 | Com | Any | Lighting | InGen-LF | Ltg_Lmp+Blst | LF_LmpBlst |  | ILtg-Lfluor-fix | LF lamp and ballast: LF lamp: T12, 96 inch, 60W, 4750 lm, CRI = 60, rated life = 12000 hours (1): LF Ballast: Energy Saver Magnetic (EPACT compliant), Rapid Start, Normal LO (0.5); Total Fixture Watts = 62 | LF lamp and ballast: LF lamp: T8, 48 inch, 32W, 2710 lm, CRI = 75, rated life = 15000 hours (2): LF Ballast: Electronic, Rapid Start, Reduced LO (1); Total Fixture Watts = 54 | LF lamp and ballast: LF lamp: T8, 48 inch, 32W, 2970 lm, CRI = 82, rated life = 20000 hours (2): LF Ballast: Electronic, Rapid Start, Reduced LO (1); Total Fixture Watts = 54 | LFLmpBlst-T12-96in-60w+MagES-RS-NLO(62w) | LFLmpBlst-T8-48in-32w-1g+El-RS-RLO(54w) | LFLmpBlst-T8-48in-32w-2g+El-RS-RLO(54w) | Available | Code Technology base on: Minor Retrofit Only | 0 | 0 | DEER Lighting measure | ErRobNc |  | ILtg-Lfluor-fix | D08-NE-ILtg-LFluor-Prim-Rtr-96in60wT12ESMg62w-48in1g32wT8ISREl52w | None | 2013-01-01 | 2014-06-30 | DEER |  |  |  |  | Standard |  | 1 | 1 | 0 | Deemed Ex Ante Team |  |  |  | Updated to indicate claim/filing status
2233 | Com-Lighting-InGen_T12-96in-246w-A_T8-48in-175w-B_T8-48in-175w-B | Commercial Indoor General Lighting: more efficient Linear Fluorescent Lamp & Ballast installed. Measure includes Code case. Impacts: Linear Fluorescent-based HOU (varies by BldgType) | DEER2014 | D13 v1.2 | 2020-11-24 16:30 | Com-Iltg-dWatt-LF | DEER | Scaled | Delta |  |  | None |  | 0 |  | 1 | Com | Any | Lighting | InGen-LF | Ltg_Lmp+Blst | LF_LmpBlst | LFLmpBlst-T8-48in-32w-2g+El-IS-NLO(175w) | ILtg-Lfluor-fix |  |  |  | LFLmpBlst-T12-96in-60w+MagES-RS-NLO(246w) | LFLmpBlst-T8-48in-32w-2g+El-IS-NLO(175w) | LFLmpBlst-T8-48in-32w-2g+El-IS-NLO(175w) | Available |  | 0 | 0 | DEER Lighting measure | ErRul | LFLmpBlst-T8-48in-32w-2g+El-IS-NLO(175w) | ILtg-Lfluor-fix | D08-NE-ILtg-LFluor-Prim-RplLPD-96in60wT12ESMg246w-48in2g32wT8ISNEl175w | DEER1316-Ltg-Com-LF | 2013-01-01 | 2018-12-31 | DEER2016 HOU Update |  |  |  |  | Standard | Expires 12/31/2018 due to revised DEER2019 code/ISP baseline | 1 | 1 | 0 | Deemed Ex Ante Team |  | Expires 12/31/2018 due to revised DEER2019 code/ISP baseline |  | Updated to indicate claim/filing status
2234 | Com-Lighting-InGen_T8-48in-52w-B_T8-48in-41w-B_T8-48in-41w-B | Commercial Indoor General Lighting: more efficient Linear Fluorescent Lamp & Ballast installed. Measure includes Code case. Impacts: Linear Fluorescent-based HOU (varies by BldgType) | DEER2014 | D13 v1.2 | 2020-11-24 16:30 | Com-Iltg-dWatt-LF | DEER | Scaled | Delta |  |  | None |  | 0 |  | 1 | Com | Any | Lighting | InGen-LF | Ltg_Lmp+Blst | LF_LmpBlst | LFLmpBlst-T8-48in-32w-2g+El-IS-VHLO(41w) | ILtg-Lfluor-fix |  |  |  | LFLmpBlst-T8-48in-32w-2g+El-IS-RLO(52w) | LFLmpBlst-T8-48in-32w-2g+El-IS-VHLO(41w) | LFLmpBlst-T8-48in-32w-2g+El-IS-VHLO(41w) | Available |  | 0 | 0 | DEER Lighting measure | ErRul | LFLmpBlst-T8-48in-32w-2g+El-IS-VHLO(41w) | ILtg-Lfluor-fix |  | DEER1316-Ltg-Com-LF | 2013-01-01 | 2017-12-31 | InEA_same |  |  |  |  | Standard | Measure expired as part of DEER2018 | 1 | 1 | 0 | Deemed Ex Ante Team |  | Measure expired as part of DEER2018 |  | Updated to indicate claim/filing status
2235 | Com-Lighting-InGen_T12-96in-123w-A_T8-48in-118w-B_T8-48in-102w-B | Commercial Indoor General Lighting: more efficient Linear Fluorescent Lamp & Ballast installed. Measure includes Code case. Impacts: Linear Fluorescent-based HOU (varies by BldgType) | DEER2011 | D11 v4.01 | 2020-11-24 16:30 | Com-Iltg-dWatt-LF | DEER | Scaled | Delta | 0 | 0 | None |  | 1 | Com-InLtg-LF | 1 | Com | Any | Lighting | InGen-LF | Ltg_Lmp+Blst | LF_LmpBlst |  | ILtg-Lfluor-fix | LF lamp and ballast: LF lamp: T12, 96 inch, 60W, 4750 lm, CRI = 60, rated life = 12000 hours (2): LF Ballast: Energy Saver Magnetic (EPACT compliant), Rapid Start, Normal LO (1); Total Fixture Watts = 123 | LF lamp and ballast: LF lamp: T8, 48 inch, 32W, 2710 lm, CRI = 75, rated life = 15000 hours (4): LF Ballast: Electronic, Rapid Start, Normal LO (1); Total Fixture Watts = 118 | LF lamp and ballast: LF lamp: T8, 48 inch, 32W, 2970 lm, CRI = 82, rated life = 20000 hours (4): LF Ballast: Electronic, Instant Start, Reduced LO (1); Total Fixture Watts = 102 | LFLmpBlst-T12-96in-60w+MagES-RS-NLO(123w) | LFLmpBlst-T8-48in-32w-1g+El-RS-NLO(118w) | LFLmpBlst-T8-48in-32w-2g+El-IS-RLO(102w) | Available | Code Technology base on: Minor Retrofit Only | 0 | 0 | DEER Lighting measure | ErRobNc |  | ILtg-Lfluor-fix | D08-NE-ILtg-LFluor-Prim-Rtr-96in60wT12ESMg123w-48in2g32wT8ISREl102w | None | 2013-01-01 | 2014-06-30 | DEER |  |  |  |  | Standard |  | 1 | 1 | 0 | Deemed Ex Ante Team |  |  |  | Updated to indicate claim/filing status
2236 | Com-Lighting-InGen_T12-96in-210w_T8-48in-182w-A_T8-48in-156w-B | Commercial Indoor General Lighting: more efficient Linear Fluorescent Lamp & Ballast installed. Measure includes Code case. Impacts: Linear Fluorescent-based HOU (varies by BldgType) | DEER2011 | D11 v4.01 | 2020-11-24 16:30 | Com-Iltg-dWatt-LF | DEER | Scaled | Delta | 0 | 0 | None |  | 1 | Com-InLtg-LF | 1 | Com | Any | Lighting | InGen-LF | Ltg_Lmp+Blst | LF_LmpBlst |  | ILtg-Lfluor-fix | LF lamp and ballast: LF lamp: T12, 96 inch, 60W, 4750 lm, CRI = 60, rated life = 12000 hours (3): LF Ballast: Energy Saver Magnetic (EPACT compliant), Rapid Start, Normal LO (2); Total Fixture Watts = 210 | LF lamp and ballast: LF lamp: T8, 48 inch, 32W, 2710 lm, CRI = 75, rated life = 15000 hours (6): LF Ballast: Electronic, Rapid Start, Normal LO (2); Total Fixture Watts = 182 | LF lamp and ballast: LF lamp: T8, 48 inch, 32W, 2970 lm, CRI = 82, rated life = 20000 hours (6): LF Ballast: Electronic, Instant Start, Reduced LO (2); Total Fixture Watts = 156 | LFLmpBlst-T12-96in-60w+MagES-RS-NLO(210w) | LFLmpBlst-T8-48in-32w-1g+El-RS-NLO(182w) | LFLmpBlst-T8-48in-32w-2g+El-IS-RLO(156w) | Available | Code Technology base on: Minor Retrofit Only | 0 | 0 | DEER Lighting measure | ErRobNc |  | ILtg-Lfluor-fix | D08-NE-ILtg-LFluor-Prim-RplLPD-96in60wT12ESMg210w-48in2g32wT8ISREl156w | None | 2013-01-01 | 2014-06-30 | DEER |  |  |  |  | Standard |  | 1 | 1 | 0 | Deemed Ex Ante Team |  |  |  | Updated to indicate claim/filing status
2237 | Com-Lighting-InGen_T12-48in-36w-B_T8-48in-31w-D_T8-48in-24w | Commercial Indoor General Lighting: more efficient Linear Fluorescent Lamp & Ballast installed. Measure includes Code case. Impacts: Linear Fluorescent-based HOU (varies by BldgType) | DEER2014 | D13 v1.2 | 2020-11-24 16:30 | Com-Iltg-dWatt-LF | DEER | Scaled | Delta |  |  | None |  | 0 |  | 1 | Com | Any | Lighting | InGen-LF | Ltg_Lmp+Blst | LF_LmpBlst | LFLmpBlst-T8-48in-30w+El-IS-RLO(24w) | ILtg-Lfluor-fix |  |  |  | LFLmpBlst-T12-48in-34w+Hyb-RS-NLO(36w) | LFLmpBlst-T8-48in-32w-2g+El-IS-NLO(31w) | LFLmpBlst-T8-48in-30w+El-IS-RLO(24w) | Available |  | 0 | 0 | DEER Lighting measure | ErRobNc | LFLmpBlst-T8-48in-32w-2g+El-IS-NLO(31w) | ILtg-Lfluor-fix |  | DEER1316-Ltg-Com-LF | 2013-01-01 | 2017-12-31 | InEA_same |  |  |  |  | Standard | Measure expired as part of DEER2018 | 1 | 1 | 0 | Deemed Ex Ante Team |  | Measure expired as part of DEER2018 |  | Updated to indicate claim/filing status
2238 | Com-Lighting-InGen_T12-48in-36w-B_T8-48in-31w-D_T8-48in-25w-C | Commercial Indoor General Lighting: more efficient Linear Fluorescent Lamp & Ballast installed. Measure includes Code case. Impacts: Linear Fluorescent-based HOU (varies by BldgType) | DEER2014 | D13 v1.2 | 2020-11-24 16:30 | Com-Iltg-dWatt-LF | DEER | Scaled | Delta |  |  | None |  | 0 |  | 1 | Com | Any | Lighting | InGen-LF | Ltg_Lmp+Blst | LF_LmpBlst | LFLmpBlst-T8-48in-32w-3g+El-IS-RLO(25w) | ILtg-Lfluor-fix |  |  |  | LFLmpBlst-T12-48in-34w+Hyb-RS-NLO(36w) | LFLmpBlst-T8-48in-32w-2g+El-IS-NLO(31w) | LFLmpBlst-T8-48in-32w-3g+El-IS-RLO(25w) | Available |  | 0 | 0 | DEER Lighting measure | ErRobNc | LFLmpBlst-T8-48in-32w-2g+El-IS-NLO(31w) | ILtg-Lfluor-fix |  | DEER1316-Ltg-Com-LF | 2013-01-01 | 2017-12-31 | InEA_same |  |  |  |  | Standard | Measure expired as part of DEER2018 | 1 | 1 | 0 | Deemed Ex Ante Team |  | Measure expired as part of DEER2018 |  | Updated to indicate claim/filing status
2239 | Com-Lighting-InGen_T12-48in-36w-B_T8-48in-27w-B_T8-48in-24w | Commercial Indoor General Lighting: more efficient Linear Fluorescent Lamp & Ballast installed. Measure includes Code case. Impacts: Linear Fluorescent-based HOU (varies by BldgType) | DEER2011 | D11 v4.01 | 2020-11-24 16:30 | Com-Iltg-dWatt-LF | DEER | Scaled | Delta | 0 | 0 | None |  | 1 | Com-InLtg-LF | 1 | Com | Any | Lighting | InGen-LF | Ltg_Lmp+Blst | LF_LmpBlst |  | ILtg-Lfluor-fix | LF lamp and ballast: LF lamp: T12, 48 inch, 34W, 2475 lm, CRI = 60, rated life = 20000 hours (1): LF Ballast: Hybrid, Rapid Start, Normal LO (1); Total Fixture Watts = 36 | LF lamp and ballast: LF lamp: T8, 48 inch, 32W, 2710 lm, CRI = 75, rated life = 15000 hours (1): LF Ballast: Electronic, Rapid Start, Reduced LO (1); Total Fixture Watts = 27 | LF lamp and ballast: LF lamp: T8, 48 inch, 30W, 2750 lm, CRI = 85, rated life = 24000 hours (1): LF Ballast: Electronic, Instant Start, Reduced LO (1); Total Fixture Watts = 24 | LFLmpBlst-T12-48in-34w+Hyb-RS-NLO(36w) | LFLmpBlst-T8-48in-32w-1g+El-RS-RLO-2(27w) | LFLmpBlst-T8-48in-30w+El-IS-RLO(24w) | Available | Code Technology base on: Minor Retrofit Only | 0 | 0 | DEER Lighting measure | ErRobNc |  | ILtg-Lfluor-fix |  | None | 2013-01-01 | 2014-06-30 | DEER |  |  |  |  | Standard |  | 1 | 1 | 0 | Deemed Ex Ante Team |  |  |  | Updated to indicate claim/filing status
2240 | Com-Lighting-InGen_T12-48in-36w-B_T8-48in-31w-D_T8-48in-27w-E | Commercial Indoor General Lighting: more efficient Linear Fluorescent Lamp & Ballast installed. Measure includes Code case. Impacts: Linear Fluorescent-based HOU (varies by BldgType) | DEER2014 | D13 v1.2 | 2020-11-24 16:30 | Com-Iltg-dWatt-LF | DEER | Scaled | Delta |  |  | None |  | 0 |  | 1 | Com | Any | Lighting | InGen-LF | Ltg_Lmp+Blst | LF_LmpBlst | LFLmpBlst-T8-48in-30w+El-IS-NLO(27w) | ILtg-Lfluor-fix |  |  |  | LFLmpBlst-T12-48in-34w+Hyb-RS-NLO(36w) | LFLmpBlst-T8-48in-32w-2g+El-IS-NLO(31w) | LFLmpBlst-T8-48in-30w+El-IS-NLO(27w) | Available |  | 0 | 0 | DEER Lighting measure | ErRobNc | LFLmpBlst-T8-48in-32w-2g+El-IS-NLO(31w) | ILtg-Lfluor-fix |  | DEER1316-Ltg-Com-LF | 2013-01-01 | 2017-12-31 | InEA_same |  |  |  |  | Standard | Measure expired as part of DEER2018 | 1 | 1 | 0 | Deemed Ex Ante Team |  | Measure expired as part of DEER2018 |  | Updated to indicate claim/filing status
2241 | Com-Lighting-InGen_T12-48in-36w-B_T8-48in-31w-D_T8-48in-28w-C | Commercial Indoor General Lighting: more efficient Linear Fluorescent Lamp & Ballast installed. Measure includes Code case. Impacts: Linear Fluorescent-based HOU (varies by BldgType) | DEER2014 | D13 v1.2 | 2020-11-24 16:30 | Com-Iltg-dWatt-LF | DEER | Scaled | Delta |  |  | None |  | 0 |  | 1 | Com | Any | Lighting | InGen-LF | Ltg_Lmp+Blst | LF_LmpBlst | LFLmpBlst-T8-48in-32w-3g+El-IS-NLO(28w) | ILtg-Lfluor-fix |  |  |  | LFLmpBlst-T12-48in-34w+Hyb-RS-NLO(36w) | LFLmpBlst-T8-48in-32w-2g+El-IS-NLO(31w) | LFLmpBlst-T8-48in-32w-3g+El-IS-NLO(28w) | Available |  | 0 | 0 | DEER Lighting measure | ErRobNc | LFLmpBlst-T8-48in-32w-2g+El-IS-NLO(31w) | ILtg-Lfluor-fix |  | DEER1316-Ltg-Com-LF | 2013-01-01 | 2017-12-31 | InEA_same |  |  |  |  | Standard | Measure expired as part of DEER2018 | 1 | 1 | 0 | Deemed Ex Ante Team |  | Measure expired as part of DEER2018 |  | Updated to indicate claim/filing status
2242 | Com-Lighting-InGen_T12-48in-36w-B_T8-48in-27w-B_T8-48in-25w-C | Commercial Indoor General Lighting: more efficient Linear Fluorescent Lamp & Ballast installed. Measure includes Code case. Impacts: Linear Fluorescent-based HOU (varies by BldgType) | DEER2011 | D11 v4.01 | 2020-11-24 16:30 | Com-Iltg-dWatt-LF | DEER | Scaled | Delta | 0 | 0 | None |  | 1 | Com-InLtg-LF | 1 | Com | Any | Lighting | InGen-LF | Ltg_Lmp+Blst | LF_LmpBlst |  | ILtg-Lfluor-fix | LF lamp and ballast: LF lamp: T12, 48 inch, 34W, 2475 lm, CRI = 60, rated life = 20000 hours (1): LF Ballast: Hybrid, Rapid Start, Normal LO (1); Total Fixture Watts = 36 | LF lamp and ballast: LF lamp: T8, 48 inch, 32W, 2710 lm, CRI = 75, rated life = 15000 hours (1): LF Ballast: Electronic, Rapid Start, Reduced LO (1); Total Fixture Watts = 27 | LF lamp and ballast: LF lamp: T8, 48 inch, 32W, 2970 lm, CRI = 85, rated life = 24000 hours (1): LF Ballast: Electronic, Instant Start, Reduced LO (1); Total Fixture Watts = 25 | LFLmpBlst-T12-48in-34w+Hyb-RS-NLO(36w) | LFLmpBlst-T8-48in-32w-1g+El-RS-RLO-2(27w) | LFLmpBlst-T8-48in-32w-3g+El-IS-RLO(25w) | Available | Code Technology base on: Minor Retrofit Only | 0 | 0 | DEER Lighting measure | ErRobNc |  | ILtg-Lfluor-fix |  | None | 2013-01-01 | 2014-06-30 | DEER |  |  |  |  | Standard |  | 1 | 1 | 0 | Deemed Ex Ante Team |  |  |  | Updated to indicate claim/filing status
2243 | Com-Lighting-InGen_T12-48in-36w-B_T8-48in-32w-A_T8-48in-27w-E | Commercial Indoor General Lighting: more efficient Linear Fluorescent Lamp & Ballast installed. Measure includes Code case. Impacts: Linear Fluorescent-based HOU (varies by BldgType) | DEER2011 | D11 v4.01 | 2020-11-24 16:30 | Com-Iltg-dWatt-LF | DEER | Scaled | Delta | 0 | 0 | None |  | 1 | Com-InLtg-LF | 1 | Com | Any | Lighting | InGen-LF | Ltg_Lmp+Blst | LF_LmpBlst |  | ILtg-Lfluor-fix | LF lamp and ballast: LF lamp: T12, 48 inch, 34W, 2475 lm, CRI = 60, rated life = 20000 hours (1): LF Ballast: Hybrid, Rapid Start, Normal LO (1); Total Fixture Watts = 36 | LF lamp and ballast: LF lamp: T8, 48 inch, 32W, 2710 lm, CRI = 75, rated life = 15000 hours (1): LF Ballast: Electronic, Rapid Start, Normal LO (1); Total Fixture Watts = 32 | LF lamp and ballast: LF lamp: T8, 48 inch, 30W, 2750 lm, CRI = 85, rated life = 24000 hours (1): LF Ballast: Electronic, Instant Start, Normal LO (1); Total Fixture Watts = 27 | LFLmpBlst-T12-48in-34w+Hyb-RS-NLO(36w) | LFLmpBlst-T8-48in-32w-1g+El-RS-NLO(32w) | LFLmpBlst-T8-48in-30w+El-IS-NLO(27w) | Available | Code Technology base on: Minor Retrofit Only | 0 | 0 | DEER Lighting measure | ErRobNc |  | ILtg-Lfluor-fix |  | None | 2013-01-01 | 2014-06-30 | DEER |  |  |  |  | Standard |  | 1 | 1 | 0 | Deemed Ex Ante Team |  |  |  | Updated to indicate claim/filing status
2244 | Com-Lighting-InGen_T12-48in-36w-B_T8-48in-32w-A_T8-48in-28w-C | Commercial Indoor General Lighting: more efficient Linear Fluorescent Lamp & Ballast installed. Measure includes Code case. Impacts: Linear Fluorescent-based HOU (varies by BldgType) | DEER2011 | D11 v4.01 | 2020-11-24 16:30 | Com-Iltg-dWatt-LF | DEER | Scaled | Delta | 0 | 0 | None |  | 1 | Com-InLtg-LF | 1 | Com | Any | Lighting | InGen-LF | Ltg_Lmp+Blst | LF_LmpBlst |  | ILtg-Lfluor-fix | LF lamp and ballast: LF lamp: T12, 48 inch, 34W, 2475 lm, CRI = 60, rated life = 20000 hours (1): LF Ballast: Hybrid, Rapid Start, Normal LO (1); Total Fixture Watts = 36 | LF lamp and ballast: LF lamp: T8, 48 inch, 32W, 2710 lm, CRI = 75, rated life = 15000 hours (1): LF Ballast: Electronic, Rapid Start, Normal LO (1); Total Fixture Watts = 32 | LF lamp and ballast: LF lamp: T8, 48 inch, 32W, 2970 lm, CRI = 85, rated life = 24000 hours (1): LF Ballast: Electronic, Instant Start, Normal LO (1); Total Fixture Watts = 28 | LFLmpBlst-T12-48in-34w+Hyb-RS-NLO(36w) | LFLmpBlst-T8-48in-32w-1g+El-RS-NLO(32w) | LFLmpBlst-T8-48in-32w-3g+El-IS-NLO(28w) | Available | Code Technology base on: Minor Retrofit Only | 0 | 0 | DEER Lighting measure | ErRobNc |  | ILtg-Lfluor-fix |  | None | 2013-01-01 | 2014-06-30 | DEER |  |  |  |  | Standard |  | 1 | 1 | 0 | Deemed Ex Ante Team |  |  |  | Updated to indicate claim/filing status
2245 | Com-Lighting-InGen_T12-48in-41w_T8-48in-31w-D_T8-48in-24w | Commercial Indoor General Lighting: more efficient Linear Fluorescent Lamp & Ballast installed. Measure includes Code case. Impacts: Linear Fluorescent-based HOU (varies by BldgType) | DEER2014 | D13 v1.2 | 2020-11-24 16:30 | Com-Iltg-dWatt-LF | DEER | Scaled | Delta |  |  | None |  | 0 |  | 1 | Com | Any | Lighting | InGen-LF | Ltg_Lmp+Blst | LF_LmpBlst | LFLmpBlst-T8-48in-30w+El-IS-RLO(24w) | ILtg-Lfluor-fix |  |  |  | LFLmpBlst-T12-48in-39w+Hyb-IS-NLO(41w) | LFLmpBlst-T8-48in-32w-2g+El-IS-NLO(31w) | LFLmpBlst-T8-48in-30w+El-IS-RLO(24w) | Available |  | 0 | 0 | DEER Lighting measure | ErRobNc | LFLmpBlst-T8-48in-32w-2g+El-IS-NLO(31w) | ILtg-Lfluor-fix |  | DEER1316-Ltg-Com-LF | 2013-01-01 | 2017-12-31 | InEA_same |  |  |  |  | Standard | Measure expired as part of DEER2018 | 1 | 1 | 0 | Deemed Ex Ante Team |  | Measure expired as part of DEER2018 |  | Updated to indicate claim/filing status
2246 | Com-Lighting-InGen_T12-48in-41w_T8-48in-31w-D_T8-48in-25w-C | Commercial Indoor General Lighting: more efficient Linear Fluorescent Lamp & Ballast installed. Measure includes Code case. Impacts: Linear Fluorescent-based HOU (varies by BldgType) | DEER2014 | D13 v1.2 | 2020-11-24 16:30 | Com-Iltg-dWatt-LF | DEER | Scaled | Delta |  |  | None |  | 0 |  | 1 | Com | Any | Lighting | InGen-LF | Ltg_Lmp+Blst | LF_LmpBlst | LFLmpBlst-T8-48in-32w-3g+El-IS-RLO(25w) | ILtg-Lfluor-fix |  |  |  | LFLmpBlst-T12-48in-39w+Hyb-IS-NLO(41w) | LFLmpBlst-T8-48in-32w-2g+El-IS-NLO(31w) | LFLmpBlst-T8-48in-32w-3g+El-IS-RLO(25w) | Available |  | 0 | 0 | DEER Lighting measure | ErRobNc | LFLmpBlst-T8-48in-32w-2g+El-IS-NLO(31w) | ILtg-Lfluor-fix |  | DEER1316-Ltg-Com-LF | 2013-01-01 | 2017-12-31 | InEA_same |  |  |  |  | Standard | Measure expired as part of DEER2018 | 1 | 1 | 0 | Deemed Ex Ante Team |  | Measure expired as part of DEER2018 |  | Updated to indicate claim/filing status
2247 | Com-Lighting-InGen_T12-48in-41w_T8-48in-31w-D_T8-48in-27w-E | Commercial Indoor General Lighting: more efficient Linear Fluorescent Lamp & Ballast installed. Measure includes Code case. Impacts: Linear Fluorescent-based HOU (varies by BldgType) | DEER2014 | D13 v1.2 | 2020-11-24 16:30 | Com-Iltg-dWatt-LF | DEER | Scaled | Delta |  |  | None |  | 0 |  | 1 | Com | Any | Lighting | InGen-LF | Ltg_Lmp+Blst | LF_LmpBlst | LFLmpBlst-T8-48in-30w+El-IS-NLO(27w) | ILtg-Lfluor-fix |  |  |  | LFLmpBlst-T12-48in-39w+Hyb-IS-NLO(41w) | LFLmpBlst-T8-48in-32w-2g+El-IS-NLO(31w) | LFLmpBlst-T8-48in-30w+El-IS-NLO(27w) | Available |  | 0 | 0 | DEER Lighting measure | ErRobNc | LFLmpBlst-T8-48in-32w-2g+El-IS-NLO(31w) | ILtg-Lfluor-fix |  | DEER1316-Ltg-Com-LF | 2013-01-01 | 2017-12-31 | InEA_same |  |  |  |  | Standard | Measure expired as part of DEER2018 | 1 | 1 | 0 | Deemed Ex Ante Team |  | Measure expired as part of DEER2018 |  | Updated to indicate claim/filing status
2248 | Com-Lighting-InGen_T12-48in-41w_T8-48in-27w-B_T8-48in-24w | Commercial Indoor General Lighting: more efficient Linear Fluorescent Lamp & Ballast installed. Measure includes Code case. Impacts: Linear Fluorescent-based HOU (varies by BldgType) | DEER2011 | D11 v4.01 | 2020-11-24 16:30 | Com-Iltg-dWatt-LF | DEER | Scaled | Delta | 0 | 0 | None |  | 1 | Com-InLtg-LF | 1 | Com | Any | Lighting | InGen-LF | Ltg_Lmp+Blst | LF_LmpBlst |  | ILtg-Lfluor-fix | LF lamp and ballast: LF lamp: T12, 48 inch, 39W, 2750 lm, CRI = 60, rated life = 20000 hours (1): LF Ballast: Hybrid, Instant Start, Normal LO (1); Total Fixture Watts = 41 | LF lamp and ballast: LF lamp: T8, 48 inch, 32W, 2710 lm, CRI = 75, rated life = 15000 hours (1): LF Ballast: Electronic, Rapid Start, Reduced LO (1); Total Fixture Watts = 27 | LF lamp and ballast: LF lamp: T8, 48 inch, 30W, 2750 lm, CRI = 85, rated life = 24000 hours (1): LF Ballast: Electronic, Instant Start, Reduced LO (1); Total Fixture Watts = 24 | LFLmpBlst-T12-48in-39w+Hyb-IS-NLO(41w) | LFLmpBlst-T8-48in-32w-1g+El-RS-RLO-2(27w) | LFLmpBlst-T8-48in-30w+El-IS-RLO(24w) | Available | Code Technology base on: Minor Retrofit Only | 0 | 0 | DEER Lighting measure | ErRobNc |  | ILtg-Lfluor-fix |  | None | 2013-01-01 | 2014-06-30 | DEER |  |  |  |  | Standard |  | 1 | 1 | 0 | Deemed Ex Ante Team |  |  |  | Updated to indicate claim/filing status
2249 | Com-Lighting-InGen_T12-48in-41w_T8-48in-27w-B_T8-48in-25w-C | Commercial Indoor General Lighting: more efficient Linear Fluorescent Lamp & Ballast installed. Measure includes Code case. Impacts: Linear Fluorescent-based HOU (varies by BldgType) | DEER2011 | D11 v4.01 | 2020-11-24 16:30 | Com-Iltg-dWatt-LF | DEER | Scaled | Delta | 0 | 0 | None |  | 1 | Com-InLtg-LF | 1 | Com | Any | Lighting | InGen-LF | Ltg_Lmp+Blst | LF_LmpBlst |  | ILtg-Lfluor-fix | LF lamp and ballast: LF lamp: T12, 48 inch, 39W, 2750 lm, CRI = 60, rated life = 20000 hours (1): LF Ballast: Hybrid, Instant Start, Normal LO (1); Total Fixture Watts = 41 | LF lamp and ballast: LF lamp: T8, 48 inch, 32W, 2710 lm, CRI = 75, rated life = 15000 hours (1): LF Ballast: Electronic, Rapid Start, Reduced LO (1); Total Fixture Watts = 27 | LF lamp and ballast: LF lamp: T8, 48 inch, 32W, 2970 lm, CRI = 85, rated life = 24000 hours (1): LF Ballast: Electronic, Instant Start, Reduced LO (1); Total Fixture Watts = 25 | LFLmpBlst-T12-48in-39w+Hyb-IS-NLO(41w) | LFLmpBlst-T8-48in-32w-1g+El-RS-RLO-2(27w) | LFLmpBlst-T8-48in-32w-3g+El-IS-RLO(25w) | Available | Code Technology base on: Minor Retrofit Only | 0 | 0 | DEER Lighting measure | ErRobNc |  | ILtg-Lfluor-fix |  | None | 2013-01-01 | 2014-06-30 | DEER |  |  |  |  | Standard |  | 1 | 1 | 0 | Deemed Ex Ante Team |  |  |  | Updated to indicate claim/filing status
2250 | Com-Lighting-InGen_T12-48in-41w_T8-48in-31w-D_T8-48in-28w-C | Commercial Indoor General Lighting: more efficient Linear Fluorescent Lamp & Ballast installed. Measure includes Code case. Impacts: Linear Fluorescent-based HOU (varies by BldgType) | DEER2014 | D13 v1.2 | 2020-11-24 16:30 | Com-Iltg-dWatt-LF | DEER | Scaled | Delta |  |  | None |  | 0 |  | 1 | Com | Any | Lighting | InGen-LF | Ltg_Lmp+Blst | LF_LmpBlst | LFLmpBlst-T8-48in-32w-3g+El-IS-NLO(28w) | ILtg-Lfluor-fix |  |  |  | LFLmpBlst-T12-48in-39w+Hyb-IS-NLO(41w) | LFLmpBlst-T8-48in-32w-2g+El-IS-NLO(31w) | LFLmpBlst-T8-48in-32w-3g+El-IS-NLO(28w) | Available |  | 0 | 0 | DEER Lighting measure | ErRobNc | LFLmpBlst-T8-48in-32w-2g+El-IS-NLO(31w) | ILtg-Lfluor-fix |  | DEER1316-Ltg-Com-LF | 2013-01-01 | 2017-12-31 | InEA_same |  |  |  |  | Standard | Measure expired as part of DEER2018 | 1 | 1 | 0 | Deemed Ex Ante Team |  | Measure expired as part of DEER2018 |  | Updated to indicate claim/filing status
2251 | Com-Lighting-InGen_T12-48in-41w_T8-48in-32w-A_T8-48in-27w-E | Commercial Indoor General Lighting: more efficient Linear Fluorescent Lamp & Ballast installed. Measure includes Code case. Impacts: Linear Fluorescent-based HOU (varies by BldgType) | DEER2011 | D11 v4.01 | 2020-11-24 16:30 | Com-Iltg-dWatt-LF | DEER | Scaled | Delta | 0 | 0 | None |  | 1 | Com-InLtg-LF | 1 | Com | Any | Lighting | InGen-LF | Ltg_Lmp+Blst | LF_LmpBlst |  | ILtg-Lfluor-fix | LF lamp and ballast: LF lamp: T12, 48 inch, 39W, 2750 lm, CRI = 60, rated life = 20000 hours (1): LF Ballast: Hybrid, Instant Start, Normal LO (1); Total Fixture Watts = 41 | LF lamp and ballast: LF lamp: T8, 48 inch, 32W, 2710 lm, CRI = 75, rated life = 15000 hours (1): LF Ballast: Electronic, Rapid Start, Normal LO (1); Total Fixture Watts = 32 | LF lamp and ballast: LF lamp: T8, 48 inch, 30W, 2750 lm, CRI = 85, rated life = 24000 hours (1): LF Ballast: Electronic, Instant Start, Normal LO (1); Total Fixture Watts = 27 | LFLmpBlst-T12-48in-39w+Hyb-IS-NLO(41w) | LFLmpBlst-T8-48in-32w-1g+El-RS-NLO(32w) | LFLmpBlst-T8-48in-30w+El-IS-NLO(27w) | Available | Code Technology base on: Minor Retrofit Only | 0 | 0 | DEER Lighting measure | ErRobNc |  | ILtg-Lfluor-fix |  | None | 2013-01-01 | 2014-06-30 | DEER |  |  |  |  | Standard |  | 1 | 1 | 0 | Deemed Ex Ante Team |  |  |  | Updated to indicate claim/filing status
2252 | Com-Lighting-InGen_T12-48in-41w_T8-48in-32w-A_T8-48in-28w-C | Commercial Indoor General Lighting: more efficient Linear Fluorescent Lamp & Ballast installed. Measure includes Code case. Impacts: Linear Fluorescent-based HOU (varies by BldgType) | DEER2011 | D11 v4.01 | 2020-11-24 16:30 | Com-Iltg-dWatt-LF | DEER | Scaled | Delta | 0 | 0 | None |  | 1 | Com-InLtg-LF | 1 | Com | Any | Lighting | InGen-LF | Ltg_Lmp+Blst | LF_LmpBlst |  | ILtg-Lfluor-fix | LF lamp and ballast: LF lamp: T12, 48 inch, 39W, 2750 lm, CRI = 60, rated life = 20000 hours (1): LF Ballast: Hybrid, Instant Start, Normal LO (1); Total Fixture Watts = 41 | LF lamp and ballast: LF lamp: T8, 48 inch, 32W, 2710 lm, CRI = 75, rated life = 15000 hours (1): LF Ballast: Electronic, Rapid Start, Normal LO (1); Total Fixture Watts = 32 | LF lamp and ballast: LF lamp: T8, 48 inch, 32W, 2970 lm, CRI = 85, rated life = 24000 hours (1): LF Ballast: Electronic, Instant Start, Normal LO (1); Total Fixture Watts = 28 | LFLmpBlst-T12-48in-39w+Hyb-IS-NLO(41w) | LFLmpBlst-T8-48in-32w-1g+El-RS-NLO(32w) | LFLmpBlst-T8-48in-32w-3g+El-IS-NLO(28w) | Available | Code Technology base on: Minor Retrofit Only | 0 | 0 | DEER Lighting measure | ErRobNc |  | ILtg-Lfluor-fix |  | None | 2013-01-01 | 2014-06-30 | DEER |  |  |  |  | Standard |  | 1 | 1 | 0 | Deemed Ex Ante Team |  |  |  | Updated to indicate claim/filing status
2253 | Com-Lighting-InGen_T12-48in-43w-A_T8-48in-31w-D_T8-48in-24w | Commercial Indoor General Lighting: more efficient Linear Fluorescent Lamp & Ballast installed. Measure includes Code case. Impacts: Linear Fluorescent-based HOU (varies by BldgType) | DEER2014 | D13 v1.2 | 2020-11-24 16:30 | Com-Iltg-dWatt-LF | DEER | Scaled | Delta |  |  | None |  | 0 |  | 1 | Com | Any | Lighting | InGen-LF | Ltg_Lmp+Blst | LF_LmpBlst | LFLmpBlst-T8-48in-30w+El-IS-RLO(24w) | ILtg-Lfluor-fix |  |  |  | LFLmpBlst-T12-48in-34w+MagES-RS-NLO(43w) | LFLmpBlst-T8-48in-32w-2g+El-IS-NLO(31w) | LFLmpBlst-T8-48in-30w+El-IS-RLO(24w) | Available |  | 0 | 0 | DEER Lighting measure | ErRobNc | LFLmpBlst-T8-48in-32w-2g+El-IS-NLO(31w) | ILtg-Lfluor-fix |  | DEER1316-Ltg-Com-LF | 2013-01-01 | 2017-12-31 | InEA_same |  |  |  |  | Standard | Measure expired as part of DEER2018 | 1 | 1 | 0 | Deemed Ex Ante Team |  | Measure expired as part of DEER2018 |  | Updated to indicate claim/filing status
2254 | Com-Lighting-InGen_T12-48in-43w-A_T8-48in-31w-D_T8-48in-25w-C | Commercial Indoor General Lighting: more efficient Linear Fluorescent Lamp & Ballast installed. Measure includes Code case. Impacts: Linear Fluorescent-based HOU (varies by BldgType) | DEER2014 | D13 v1.2 | 2020-11-24 16:30 | Com-Iltg-dWatt-LF | DEER | Scaled | Delta |  |  | None |  | 0 |  | 1 | Com | Any | Lighting | InGen-LF | Ltg_Lmp+Blst | LF_LmpBlst | LFLmpBlst-T8-48in-32w-3g+El-IS-RLO(25w) | ILtg-Lfluor-fix |  |  |  | LFLmpBlst-T12-48in-34w+MagES-RS-NLO(43w) | LFLmpBlst-T8-48in-32w-2g+El-IS-NLO(31w) | LFLmpBlst-T8-48in-32w-3g+El-IS-RLO(25w) | Available |  | 0 | 0 | DEER Lighting measure | ErRobNc | LFLmpBlst-T8-48in-32w-2g+El-IS-NLO(31w) | ILtg-Lfluor-fix | D08-NE-ILtg-LFluor-Prim-RplLPD-48in34wT12ESMg43w-48in3g32wT8PISREl25w | DEER1316-Ltg-Com-LF | 2013-01-01 | 2017-12-31 | InEA_same |  |  |  |  | Standard | Measure expired as part of DEER2018 | 1 | 1 | 0 | Deemed Ex Ante Team |  | Measure expired as part of DEER2018 |  | Updated to indicate claim/filing status
2255 | Com-Lighting-InGen_T12-48in-43w-A_T8-48in-31w-D_T8-48in-27w-E | Commercial Indoor General Lighting: more efficient Linear Fluorescent Lamp & Ballast installed. Measure includes Code case. Impacts: Linear Fluorescent-based HOU (varies by BldgType) | DEER2014 | D13 v1.2 | 2020-11-24 16:30 | Com-Iltg-dWatt-LF | DEER | Scaled | Delta |  |  | None |  | 0 |  | 1 | Com | Any | Lighting | InGen-LF | Ltg_Lmp+Blst | LF_LmpBlst | LFLmpBlst-T8-48in-30w+El-IS-NLO(27w) | ILtg-Lfluor-fix |  |  |  | LFLmpBlst-T12-48in-34w+MagES-RS-NLO(43w) | LFLmpBlst-T8-48in-32w-2g+El-IS-NLO(31w) | LFLmpBlst-T8-48in-30w+El-IS-NLO(27w) | Available |  | 0 | 0 | DEER Lighting measure | ErRobNc | LFLmpBlst-T8-48in-32w-2g+El-IS-NLO(31w) | ILtg-Lfluor-fix |  | DEER1316-Ltg-Com-LF | 2013-01-01 | 2017-12-31 | InEA_same |  |  |  |  | Standard | Measure expired as part of DEER2018 | 1 | 1 | 0 | Deemed Ex Ante Team |  | Measure expired as part of DEER2018 |  | Updated to indicate claim/filing status
2256 | Com-Lighting-InGen_T12-48in-43w-A_T8-48in-27w-B_T8-48in-24w | Commercial Indoor General Lighting: more efficient Linear Fluorescent Lamp & Ballast installed. Measure includes Code case. Impacts: Linear Fluorescent-based HOU (varies by BldgType) | DEER2011 | D11 v4.01 | 2020-11-24 16:30 | Com-Iltg-dWatt-LF | DEER | Scaled | Delta | 0 | 0 | None |  | 1 | Com-InLtg-LF | 1 | Com | Any | Lighting | InGen-LF | Ltg_Lmp+Blst | LF_LmpBlst |  | ILtg-Lfluor-fix | LF lamp and ballast: LF lamp: T12, 48 inch, 34W, 2475 lm, CRI = 60, rated life = 20000 hours (1): LF Ballast: Energy Saver Magnetic (EPACT compliant), Rapid Start, Normal LO (1); Total Fixture Watts = 43 | LF lamp and ballast: LF lamp: T8, 48 inch, 32W, 2710 lm, CRI = 75, rated life = 15000 hours (1): LF Ballast: Electronic, Rapid Start, Reduced LO (1); Total Fixture Watts = 27 | LF lamp and ballast: LF lamp: T8, 48 inch, 30W, 2750 lm, CRI = 85, rated life = 24000 hours (1): LF Ballast: Electronic, Instant Start, Reduced LO (1); Total Fixture Watts = 24 | LFLmpBlst-T12-48in-34w+MagES-RS-NLO(43w) | LFLmpBlst-T8-48in-32w-1g+El-RS-RLO-2(27w) | LFLmpBlst-T8-48in-30w+El-IS-RLO(24w) | Available | Code Technology base on: Minor Retrofit Only | 0 | 0 | DEER Lighting measure | ErRobNc |  | ILtg-Lfluor-fix |  | None | 2013-01-01 | 2014-06-30 | DEER |  |  |  |  | Standard |  | 1 | 1 | 0 | Deemed Ex Ante Team |  |  |  | Updated to indicate claim/filing status
2257 | Com-Lighting-InGen_T12-48in-43w-A_T8-48in-27w-B_T8-48in-25w-C | Commercial Indoor General Lighting: more efficient Linear Fluorescent Lamp & Ballast installed. Measure includes Code case. Impacts: Linear Fluorescent-based HOU (varies by BldgType) | DEER2011 | D11 v4.01 | 2020-11-24 16:30 | Com-Iltg-dWatt-LF | DEER | Scaled | Delta | 0 | 0 | None |  | 1 | Com-InLtg-LF | 1 | Com | Any | Lighting | InGen-LF | Ltg_Lmp+Blst | LF_LmpBlst |  | ILtg-Lfluor-fix | LF lamp and ballast: LF lamp: T12, 48 inch, 34W, 2475 lm, CRI = 60, rated life = 20000 hours (1): LF Ballast: Energy Saver Magnetic (EPACT compliant), Rapid Start, Normal LO (1); Total Fixture Watts = 43 | LF lamp and ballast: LF lamp: T8, 48 inch, 32W, 2710 lm, CRI = 75, rated life = 15000 hours (1): LF Ballast: Electronic, Rapid Start, Reduced LO (1); Total Fixture Watts = 27 | LF lamp and ballast: LF lamp: T8, 48 inch, 32W, 2970 lm, CRI = 85, rated life = 24000 hours (1): LF Ballast: Electronic, Instant Start, Reduced LO (1); Total Fixture Watts = 25 | LFLmpBlst-T12-48in-34w+MagES-RS-NLO(43w) | LFLmpBlst-T8-48in-32w-1g+El-RS-RLO-2(27w) | LFLmpBlst-T8-48in-32w-3g+El-IS-RLO(25w) | Available | Code Technology base on: Minor Retrofit Only | 0 | 0 | DEER Lighting measure | ErRobNc |  | ILtg-Lfluor-fix | D08-NE-ILtg-LFluor-Prim-Rtr-48in34wT12ESMg43w-48in3g32wT8PISREl25w | None | 2013-01-01 | 2014-06-30 | DEER |  |  |  |  | Standard |  | 1 | 1 | 0 | Deemed Ex Ante Team |  |  |  | Updated to indicate claim/filing status
2258 | Com-Lighting-InGen_T12-48in-43w-A_T8-48in-31w-D_T8-48in-28w-C | Commercial Indoor General Lighting: more efficient Linear Fluorescent Lamp & Ballast installed. Measure includes Code case. Impacts: Linear Fluorescent-based HOU (varies by BldgType) | DEER2014 | D13 v1.2 | 2020-11-24 16:30 | Com-Iltg-dWatt-LF | DEER | Scaled | Delta |  |  | None |  | 0 |  | 1 | Com | Any | Lighting | InGen-LF | Ltg_Lmp+Blst | LF_LmpBlst | LFLmpBlst-T8-48in-32w-3g+El-IS-NLO(28w) | ILtg-Lfluor-fix |  |  |  | LFLmpBlst-T12-48in-34w+MagES-RS-NLO(43w) | LFLmpBlst-T8-48in-32w-2g+El-IS-NLO(31w) | LFLmpBlst-T8-48in-32w-3g+El-IS-NLO(28w) | Available |  | 0 | 0 | DEER Lighting measure | ErRobNc | LFLmpBlst-T8-48in-32w-2g+El-IS-NLO(31w) | ILtg-Lfluor-fix |  | DEER1316-Ltg-Com-LF | 2013-01-01 | 2017-12-31 | InEA_same |  |  |  |  | Standard | Measure expired as part of DEER2018 | 1 | 1 | 0 | Deemed Ex Ante Team |  | Measure expired as part of DEER2018 |  | Updated to indicate claim/filing status
2259 | Com-Lighting-InGen_T12-48in-43w-A_T8-48in-32w-A_T8-48in-27w-E | Commercial Indoor General Lighting: more efficient Linear Fluorescent Lamp & Ballast installed. Measure includes Code case. Impacts: Linear Fluorescent-based HOU (varies by BldgType) | DEER2011 | D11 v4.01 | 2020-11-24 16:30 | Com-Iltg-dWatt-LF | DEER | Scaled | Delta | 0 | 0 | None |  | 1 | Com-InLtg-LF | 1 | Com | Any | Lighting | InGen-LF | Ltg_Lmp+Blst | LF_LmpBlst |  | ILtg-Lfluor-fix | LF lamp and ballast: LF lamp: T12, 48 inch, 34W, 2475 lm, CRI = 60, rated life = 20000 hours (1): LF Ballast: Energy Saver Magnetic (EPACT compliant), Rapid Start, Normal LO (1); Total Fixture Watts = 43 | LF lamp and ballast: LF lamp: T8, 48 inch, 32W, 2710 lm, CRI = 75, rated life = 15000 hours (1): LF Ballast: Electronic, Rapid Start, Normal LO (1); Total Fixture Watts = 32 | LF lamp and ballast: LF lamp: T8, 48 inch, 30W, 2750 lm, CRI = 85, rated life = 24000 hours (1): LF Ballast: Electronic, Instant Start, Normal LO (1); Total Fixture Watts = 27 | LFLmpBlst-T12-48in-34w+MagES-RS-NLO(43w) | LFLmpBlst-T8-48in-32w-1g+El-RS-NLO(32w) | LFLmpBlst-T8-48in-30w+El-IS-NLO(27w) | Available | Code Technology base on: Minor Retrofit Only | 0 | 0 | DEER Lighting measure | ErRobNc |  | ILtg-Lfluor-fix |  | None | 2013-01-01 | 2014-06-30 | DEER |  |  |  |  | Standard |  | 1 | 1 | 0 | Deemed Ex Ante Team |  |  |  | Updated to indicate claim/filing status
2260 | Com-Lighting-InGen_T12-48in-43w-A_T8-48in-32w-A_T8-48in-28w-C | Commercial Indoor General Lighting: more efficient Linear Fluorescent Lamp & Ballast installed. Measure includes Code case. Impacts: Linear Fluorescent-based HOU (varies by BldgType) | DEER2011 | D11 v4.01 | 2020-11-24 16:30 | Com-Iltg-dWatt-LF | DEER | Scaled | Delta | 0 | 0 | None |  | 1 | Com-InLtg-LF | 1 | Com | Any | Lighting | InGen-LF | Ltg_Lmp+Blst | LF_LmpBlst |  | ILtg-Lfluor-fix | LF lamp and ballast: LF lamp: T12, 48 inch, 34W, 2475 lm, CRI = 60, rated life = 20000 hours (1): LF Ballast: Energy Saver Magnetic (EPACT compliant), Rapid Start, Normal LO (1); Total Fixture Watts = 43 | LF lamp and ballast: LF lamp: T8, 48 inch, 32W, 2710 lm, CRI = 75, rated life = 15000 hours (1): LF Ballast: Electronic, Rapid Start, Normal LO (1); Total Fixture Watts = 32 | LF lamp and ballast: LF lamp: T8, 48 inch, 32W, 2970 lm, CRI = 85, rated life = 24000 hours (1): LF Ballast: Electronic, Instant Start, Normal LO (1); Total Fixture Watts = 28 | LFLmpBlst-T12-48in-34w+MagES-RS-NLO(43w) | LFLmpBlst-T8-48in-32w-1g+El-RS-NLO(32w) | LFLmpBlst-T8-48in-32w-3g+El-IS-NLO(28w) | Available | Code Technology base on: Minor Retrofit Only | 0 | 0 | DEER Lighting measure | ErRobNc |  | ILtg-Lfluor-fix |  | None | 2013-01-01 | 2014-06-30 | DEER |  |  |  |  | Standard |  | 1 | 1 | 0 | Deemed Ex Ante Team |  |  |  | Updated to indicate claim/filing status
2261 | Com-Lighting-InGen_T12-48in-43w-C_T8-48in-31w-D_T8-48in-24w | Commercial Indoor General Lighting: more efficient Linear Fluorescent Lamp & Ballast installed. Measure includes Code case. Impacts: Linear Fluorescent-based HOU (varies by BldgType) | DEER2014 | D13 v1.2 | 2020-11-24 16:30 | Com-Iltg-dWatt-LF | DEER | Scaled | Delta |  |  | None |  | 0 |  | 1 | Com | Any | Lighting | InGen-LF | Ltg_Lmp+Blst | LF_LmpBlst | LFLmpBlst-T8-48in-30w+El-IS-RLO(24w) | ILtg-Lfluor-fix |  |  |  | LFLmpBlst-T12-48in-30w+MagStd-IS-NLO(43w) | LFLmpBlst-T8-48in-32w-2g+El-IS-NLO(31w) | LFLmpBlst-T8-48in-30w+El-IS-RLO(24w) | Available |  | 0 | 0 | DEER Lighting measure | ErRobNc | LFLmpBlst-T8-48in-32w-2g+El-IS-NLO(31w) | ILtg-Lfluor-fix |  | DEER1316-Ltg-Com-LF | 2013-01-01 | 2017-12-31 | InEA_same |  |  |  |  | Standard | Measure expired as part of DEER2018 | 1 | 1 | 0 | Deemed Ex Ante Team |  | Measure expired as part of DEER2018 |  | Updated to indicate claim/filing status
2262 | Com-Lighting-InGen_T12-48in-43w-C_T8-48in-31w-D_T8-48in-25w-C | Commercial Indoor General Lighting: more efficient Linear Fluorescent Lamp & Ballast installed. Measure includes Code case. Impacts: Linear Fluorescent-based HOU (varies by BldgType) | DEER2014 | D13 v1.2 | 2020-11-24 16:30 | Com-Iltg-dWatt-LF | DEER | Scaled | Delta |  |  | None |  | 0 |  | 1 | Com | Any | Lighting | InGen-LF | Ltg_Lmp+Blst | LF_LmpBlst | LFLmpBlst-T8-48in-32w-3g+El-IS-RLO(25w) | ILtg-Lfluor-fix |  |  |  | LFLmpBlst-T12-48in-30w+MagStd-IS-NLO(43w) | LFLmpBlst-T8-48in-32w-2g+El-IS-NLO(31w) | LFLmpBlst-T8-48in-32w-3g+El-IS-RLO(25w) | Available |  | 0 | 0 | DEER Lighting measure | ErRobNc | LFLmpBlst-T8-48in-32w-2g+El-IS-NLO(31w) | ILtg-Lfluor-fix |  | DEER1316-Ltg-Com-LF | 2013-01-01 | 2017-12-31 | InEA_same |  |  |  |  | Standard | Measure expired as part of DEER2018 | 1 | 1 | 0 | Deemed Ex Ante Team |  | Measure expired as part of DEER2018 |  | Updated to indicate claim/filing status
2263 | Com-Lighting-InGen_T12-48in-43w-C_T8-48in-31w-D_T8-48in-27w-E | Commercial Indoor General Lighting: more efficient Linear Fluorescent Lamp & Ballast installed. Measure includes Code case. Impacts: Linear Fluorescent-based HOU (varies by BldgType) | DEER2014 | D13 v1.2 | 2020-11-24 16:30 | Com-Iltg-dWatt-LF | DEER | Scaled | Delta |  |  | None |  | 0 |  | 1 | Com | Any | Lighting | InGen-LF | Ltg_Lmp+Blst | LF_LmpBlst | LFLmpBlst-T8-48in-30w+El-IS-NLO(27w) | ILtg-Lfluor-fix |  |  |  | LFLmpBlst-T12-48in-30w+MagStd-IS-NLO(43w) | LFLmpBlst-T8-48in-32w-2g+El-IS-NLO(31w) | LFLmpBlst-T8-48in-30w+El-IS-NLO(27w) | Available |  | 0 | 0 | DEER Lighting measure | ErRobNc | LFLmpBlst-T8-48in-32w-2g+El-IS-NLO(31w) | ILtg-Lfluor-fix |  | DEER1316-Ltg-Com-LF | 2013-01-01 | 2017-12-31 | InEA_same |  |  |  |  | Standard | Measure expired as part of DEER2018 | 1 | 1 | 0 | Deemed Ex Ante Team |  | Measure expired as part of DEER2018 |  | Updated to indicate claim/filing status
2264 | Com-Lighting-InGen_T12-48in-43w-C_T8-48in-27w-B_T8-48in-24w | Commercial Indoor General Lighting: more efficient Linear Fluorescent Lamp & Ballast installed. Measure includes Code case. Impacts: Linear Fluorescent-based HOU (varies by BldgType) | DEER2011 | D11 v4.01 | 2020-11-24 16:30 | Com-Iltg-dWatt-LF | DEER | Scaled | Delta | 0 | 0 | None |  | 1 | Com-InLtg-LF | 1 | Com | Any | Lighting | InGen-LF | Ltg_Lmp+Blst | LF_LmpBlst |  | ILtg-Lfluor-fix | LF lamp and ballast: LF lamp: T12, 48 inch, 30W, 2600 lm, CRI = 60, rated life = 20000 hours (1): LF Ballast: Standard Magnetic (pre-EPACT), Instant Start, Normal LO (1); Total Fixture Watts = 43 | LF lamp and ballast: LF lamp: T8, 48 inch, 32W, 2710 lm, CRI = 75, rated life = 15000 hours (1): LF Ballast: Electronic, Rapid Start, Reduced LO (1); Total Fixture Watts = 27 | LF lamp and ballast: LF lamp: T8, 48 inch, 30W, 2750 lm, CRI = 85, rated life = 24000 hours (1): LF Ballast: Electronic, Instant Start, Reduced LO (1); Total Fixture Watts = 24 | LFLmpBlst-T12-48in-30w+MagStd-IS-NLO(43w) | LFLmpBlst-T8-48in-32w-1g+El-RS-RLO-2(27w) | LFLmpBlst-T8-48in-30w+El-IS-RLO(24w) | Available | Code Technology base on: Minor Retrofit Only | 0 | 0 | DEER Lighting measure | ErRobNc |  | ILtg-Lfluor-fix |  | None | 2013-01-01 | 2014-06-30 | DEER |  |  |  |  | Standard |  | 1 | 1 | 0 | Deemed Ex Ante Team |  |  |  | Updated to indicate claim/filing status
2265 | Com-Lighting-InGen_T12-48in-43w-C_T8-48in-31w-D_T8-48in-28w-C | Commercial Indoor General Lighting: more efficient Linear Fluorescent Lamp & Ballast installed. Measure includes Code case. Impacts: Linear Fluorescent-based HOU (varies by BldgType) | DEER2014 | D13 v1.2 | 2020-11-24 16:30 | Com-Iltg-dWatt-LF | DEER | Scaled | Delta |  |  | None |  | 0 |  | 1 | Com | Any | Lighting | InGen-LF | Ltg_Lmp+Blst | LF_LmpBlst | LFLmpBlst-T8-48in-32w-3g+El-IS-NLO(28w) | ILtg-Lfluor-fix |  |  |  | LFLmpBlst-T12-48in-30w+MagStd-IS-NLO(43w) | LFLmpBlst-T8-48in-32w-2g+El-IS-NLO(31w) | LFLmpBlst-T8-48in-32w-3g+El-IS-NLO(28w) | Available |  | 0 | 0 | DEER Lighting measure | ErRobNc | LFLmpBlst-T8-48in-32w-2g+El-IS-NLO(31w) | ILtg-Lfluor-fix |  | DEER1316-Ltg-Com-LF | 2013-01-01 | 2017-12-31 | InEA_same |  |  |  |  | Standard | Measure expired as part of DEER2018 | 1 | 1 | 0 | Deemed Ex Ante Team |  | Measure expired as part of DEER2018 |  | Updated to indicate claim/filing status
2266 | Com-Lighting-InGen_T12-48in-43w-C_T8-48in-27w-B_T8-48in-25w-C | Commercial Indoor General Lighting: more efficient Linear Fluorescent Lamp & Ballast installed. Measure includes Code case. Impacts: Linear Fluorescent-based HOU (varies by BldgType) | DEER2011 | D11 v4.01 | 2020-11-24 16:30 | Com-Iltg-dWatt-LF | DEER | Scaled | Delta | 0 | 0 | None |  | 1 | Com-InLtg-LF | 1 | Com | Any | Lighting | InGen-LF | Ltg_Lmp+Blst | LF_LmpBlst |  | ILtg-Lfluor-fix | LF lamp and ballast: LF lamp: T12, 48 inch, 30W, 2600 lm, CRI = 60, rated life = 20000 hours (1): LF Ballast: Standard Magnetic (pre-EPACT), Instant Start, Normal LO (1); Total Fixture Watts = 43 | LF lamp and ballast: LF lamp: T8, 48 inch, 32W, 2710 lm, CRI = 75, rated life = 15000 hours (1): LF Ballast: Electronic, Rapid Start, Reduced LO (1); Total Fixture Watts = 27 | LF lamp and ballast: LF lamp: T8, 48 inch, 32W, 2970 lm, CRI = 85, rated life = 24000 hours (1): LF Ballast: Electronic, Instant Start, Reduced LO (1); Total Fixture Watts = 25 | LFLmpBlst-T12-48in-30w+MagStd-IS-NLO(43w) | LFLmpBlst-T8-48in-32w-1g+El-RS-RLO-2(27w) | LFLmpBlst-T8-48in-32w-3g+El-IS-RLO(25w) | Available | Code Technology base on: Minor Retrofit Only | 0 | 0 | DEER Lighting measure | ErRobNc |  | ILtg-Lfluor-fix |  | None | 2013-01-01 | 2014-06-30 | DEER |  |  |  |  | Standard |  | 1 | 1 | 0 | Deemed Ex Ante Team |  |  |  | Updated to indicate claim/filing status
2267 | Com-Lighting-InGen_T12-48in-43w-C_T8-48in-32w-A_T8-48in-27w-E | Commercial Indoor General Lighting: more efficient Linear Fluorescent Lamp & Ballast installed. Measure includes Code case. Impacts: Linear Fluorescent-based HOU (varies by BldgType) | DEER2011 | D11 v4.01 | 2020-11-24 16:30 | Com-Iltg-dWatt-LF | DEER | Scaled | Delta | 0 | 0 | None |  | 1 | Com-InLtg-LF | 1 | Com | Any | Lighting | InGen-LF | Ltg_Lmp+Blst | LF_LmpBlst |  | ILtg-Lfluor-fix | LF lamp and ballast: LF lamp: T12, 48 inch, 30W, 2600 lm, CRI = 60, rated life = 20000 hours (1): LF Ballast: Standard Magnetic (pre-EPACT), Instant Start, Normal LO (1); Total Fixture Watts = 43 | LF lamp and ballast: LF lamp: T8, 48 inch, 32W, 2710 lm, CRI = 75, rated life = 15000 hours (1): LF Ballast: Electronic, Rapid Start, Normal LO (1); Total Fixture Watts = 32 | LF lamp and ballast: LF lamp: T8, 48 inch, 30W, 2750 lm, CRI = 85, rated life = 24000 hours (1): LF Ballast: Electronic, Instant Start, Normal LO (1); Total Fixture Watts = 27 | LFLmpBlst-T12-48in-30w+MagStd-IS-NLO(43w) | LFLmpBlst-T8-48in-32w-1g+El-RS-NLO(32w) | LFLmpBlst-T8-48in-30w+El-IS-NLO(27w) | Available | Code Technology base on: Minor Retrofit Only | 0 | 0 | DEER Lighting measure | ErRobNc |  | ILtg-Lfluor-fix |  | None | 2013-01-01 | 2014-06-30 | DEER |  |  |  |  | Standard |  | 1 | 1 | 0 | Deemed Ex Ante Team |  |  |  | Updated to indicate claim/filing status
2268 | Com-Lighting-InGen_T12-48in-43w-C_T8-48in-32w-A_T8-48in-28w-C | Commercial Indoor General Lighting: more efficient Linear Fluorescent Lamp & Ballast installed. Measure includes Code case. Impacts: Linear Fluorescent-based HOU (varies by BldgType) | DEER2011 | D11 v4.01 | 2020-11-24 16:30 | Com-Iltg-dWatt-LF | DEER | Scaled | Delta | 0 | 0 | None |  | 1 | Com-InLtg-LF | 1 | Com | Any | Lighting | InGen-LF | Ltg_Lmp+Blst | LF_LmpBlst |  | ILtg-Lfluor-fix | LF lamp and ballast: LF lamp: T12, 48 inch, 30W, 2600 lm, CRI = 60, rated life = 20000 hours (1): LF Ballast: Standard Magnetic (pre-EPACT), Instant Start, Normal LO (1); Total Fixture Watts = 43 | LF lamp and ballast: LF lamp: T8, 48 inch, 32W, 2710 lm, CRI = 75, rated life = 15000 hours (1): LF Ballast: Electronic, Rapid Start, Normal LO (1); Total Fixture Watts = 32 | LF lamp and ballast: LF lamp: T8, 48 inch, 32W, 2970 lm, CRI = 85, rated life = 24000 hours (1): LF Ballast: Electronic, Instant Start, Normal LO (1); Total Fixture Watts = 28 | LFLmpBlst-T12-48in-30w+MagStd-IS-NLO(43w) | LFLmpBlst-T8-48in-32w-1g+El-RS-NLO(32w) | LFLmpBlst-T8-48in-32w-3g+El-IS-NLO(28w) | Available | Code Technology base on: Minor Retrofit Only | 0 | 0 | DEER Lighting measure | ErRobNc |  | ILtg-Lfluor-fix |  | None | 2013-01-01 | 2014-06-30 | DEER |  |  |  |  | Standard |  | 1 | 1 | 0 | Deemed Ex Ante Team |  |  |  | Updated to indicate claim/filing status
2269 | Com-Lighting-InGen_T12-48in-48w_T8-48in-31w-D_T8-48in-24w | Commercial Indoor General Lighting: more efficient Linear Fluorescent Lamp & Ballast installed. Measure includes Code case. Impacts: Linear Fluorescent-based HOU (varies by BldgType) | DEER2014 | D13 v1.2 | 2020-11-24 16:30 | Com-Iltg-dWatt-LF | DEER | Scaled | Delta |  |  | None |  | 0 |  | 1 | Com | Any | Lighting | InGen-LF | Ltg_Lmp+Blst | LF_LmpBlst | LFLmpBlst-T8-48in-30w+El-IS-RLO(24w) | ILtg-Lfluor-fix |  |  |  | LFLmpBlst-T12-48in-39w+MagStd-IS-NLO(48w) | LFLmpBlst-T8-48in-32w-2g+El-IS-NLO(31w) | LFLmpBlst-T8-48in-30w+El-IS-RLO(24w) | Available |  | 0 | 0 | DEER Lighting measure | ErRobNc | LFLmpBlst-T8-48in-32w-2g+El-IS-NLO(31w) | ILtg-Lfluor-fix |  | DEER1316-Ltg-Com-LF | 2013-01-01 | 2017-12-31 | InEA_same |  |  |  |  | Standard | Measure expired as part of DEER2018 | 1 | 1 | 0 | Deemed Ex Ante Team |  | Measure expired as part of DEER2018 |  | Updated to indicate claim/filing status
2270 | Com-Lighting-InGen_T12-48in-48w_T8-48in-31w-D_T8-48in-25w-C | Commercial Indoor General Lighting: more efficient Linear Fluorescent Lamp & Ballast installed. Measure includes Code case. Impacts: Linear Fluorescent-based HOU (varies by BldgType) | DEER2014 | D13 v1.2 | 2020-11-24 16:30 | Com-Iltg-dWatt-LF | DEER | Scaled | Delta |  |  | None |  | 0 |  | 1 | Com | Any | Lighting | InGen-LF | Ltg_Lmp+Blst | LF_LmpBlst | LFLmpBlst-T8-48in-32w-3g+El-IS-RLO(25w) | ILtg-Lfluor-fix |  |  |  | LFLmpBlst-T12-48in-39w+MagStd-IS-NLO(48w) | LFLmpBlst-T8-48in-32w-2g+El-IS-NLO(31w) | LFLmpBlst-T8-48in-32w-3g+El-IS-RLO(25w) | Available |  | 0 | 0 | DEER Lighting measure | ErRobNc | LFLmpBlst-T8-48in-32w-2g+El-IS-NLO(31w) | ILtg-Lfluor-fix |  | DEER1316-Ltg-Com-LF | 2013-01-01 | 2017-12-31 | InEA_same |  |  |  |  | Standard | Measure expired as part of DEER2018 | 1 | 1 | 0 | Deemed Ex Ante Team |  | Measure expired as part of DEER2018 |  | Updated to indicate claim/filing status
2271 | Com-Lighting-InGen_T12-48in-48w_T8-48in-31w-D_T8-48in-27w-E | Commercial Indoor General Lighting: more efficient Linear Fluorescent Lamp & Ballast installed. Measure includes Code case. Impacts: Linear Fluorescent-based HOU (varies by BldgType) | DEER2014 | D13 v1.2 | 2020-11-24 16:30 | Com-Iltg-dWatt-LF | DEER | Scaled | Delta |  |  | None |  | 0 |  | 1 | Com | Any | Lighting | InGen-LF | Ltg_Lmp+Blst | LF_LmpBlst | LFLmpBlst-T8-48in-30w+El-IS-NLO(27w) | ILtg-Lfluor-fix |  |  |  | LFLmpBlst-T12-48in-39w+MagStd-IS-NLO(48w) | LFLmpBlst-T8-48in-32w-2g+El-IS-NLO(31w) | LFLmpBlst-T8-48in-30w+El-IS-NLO(27w) | Available |  | 0 | 0 | DEER Lighting measure | ErRobNc | LFLmpBlst-T8-48in-32w-2g+El-IS-NLO(31w) | ILtg-Lfluor-fix |  | DEER1316-Ltg-Com-LF | 2013-01-01 | 2017-12-31 | InEA_same |  |  |  |  | Standard | Measure expired as part of DEER2018 | 1 | 1 | 0 | Deemed Ex Ante Team |  | Measure expired as part of DEER2018 |  | Updated to indicate claim/filing status
2272 | Com-Lighting-InGen_T12-48in-48w_T8-48in-27w-B_T8-48in-24w | Commercial Indoor General Lighting: more efficient Linear Fluorescent Lamp & Ballast installed. Measure includes Code case. Impacts: Linear Fluorescent-based HOU (varies by BldgType) | DEER2011 | D11 v4.01 | 2020-11-24 16:30 | Com-Iltg-dWatt-LF | DEER | Scaled | Delta | 0 | 0 | None |  | 1 | Com-InLtg-LF | 1 | Com | Any | Lighting | InGen-LF | Ltg_Lmp+Blst | LF_LmpBlst |  | ILtg-Lfluor-fix | LF lamp and ballast: LF lamp: T12, 48 inch, 39W, 2750 lm, CRI = 60, rated life = 20000 hours (1): LF Ballast: Standard Magnetic (pre-EPACT), Instant Start, Normal LO (1); Total Fixture Watts = 48 | LF lamp and ballast: LF lamp: T8, 48 inch, 32W, 2710 lm, CRI = 75, rated life = 15000 hours (1): LF Ballast: Electronic, Rapid Start, Reduced LO (1); Total Fixture Watts = 27 | LF lamp and ballast: LF lamp: T8, 48 inch, 30W, 2750 lm, CRI = 85, rated life = 24000 hours (1): LF Ballast: Electronic, Instant Start, Reduced LO (1); Total Fixture Watts = 24 | LFLmpBlst-T12-48in-39w+MagStd-IS-NLO(48w) | LFLmpBlst-T8-48in-32w-1g+El-RS-RLO-2(27w) | LFLmpBlst-T8-48in-30w+El-IS-RLO(24w) | Available | Code Technology base on: Minor Retrofit Only | 0 | 0 | DEER Lighting measure | ErRobNc |  | ILtg-Lfluor-fix |  | None | 2013-01-01 | 2014-06-30 | DEER |  |  |  |  | Standard |  | 1 | 1 | 0 | Deemed Ex Ante Team |  |  |  | Updated to indicate claim/filing status
2273 | Com-Lighting-InGen_T12-48in-48w_T8-48in-27w-B_T8-48in-25w-C | Commercial Indoor General Lighting: more efficient Linear Fluorescent Lamp & Ballast installed. Measure includes Code case. Impacts: Linear Fluorescent-based HOU (varies by BldgType) | DEER2011 | D11 v4.01 | 2020-11-24 16:30 | Com-Iltg-dWatt-LF | DEER | Scaled | Delta | 0 | 0 | None |  | 1 | Com-InLtg-LF | 1 | Com | Any | Lighting | InGen-LF | Ltg_Lmp+Blst | LF_LmpBlst |  | ILtg-Lfluor-fix | LF lamp and ballast: LF lamp: T12, 48 inch, 39W, 2750 lm, CRI = 60, rated life = 20000 hours (1): LF Ballast: Standard Magnetic (pre-EPACT), Instant Start, Normal LO (1); Total Fixture Watts = 48 | LF lamp and ballast: LF lamp: T8, 48 inch, 32W, 2710 lm, CRI = 75, rated life = 15000 hours (1): LF Ballast: Electronic, Rapid Start, Reduced LO (1); Total Fixture Watts = 27 | LF lamp and ballast: LF lamp: T8, 48 inch, 32W, 2970 lm, CRI = 85, rated life = 24000 hours (1): LF Ballast: Electronic, Instant Start, Reduced LO (1); Total Fixture Watts = 25 | LFLmpBlst-T12-48in-39w+MagStd-IS-NLO(48w) | LFLmpBlst-T8-48in-32w-1g+El-RS-RLO-2(27w) | LFLmpBlst-T8-48in-32w-3g+El-IS-RLO(25w) | Available | Code Technology base on: Minor Retrofit Only | 0 | 0 | DEER Lighting measure | ErRobNc |  | ILtg-Lfluor-fix |  | None | 2013-01-01 | 2014-06-30 | DEER |  |  |  |  | Standard |  | 1 | 1 | 0 | Deemed Ex Ante Team |  |  |  | Updated to indicate claim/filing status
2274 | Com-Lighting-InGen_T12-48in-48w_T8-48in-31w-D_T8-48in-28w-C | Commercial Indoor General Lighting: more efficient Linear Fluorescent Lamp & Ballast installed. Measure includes Code case. Impacts: Linear Fluorescent-based HOU (varies by BldgType) | DEER2014 | D13 v1.2 | 2020-11-24 16:30 | Com-Iltg-dWatt-LF | DEER | Scaled | Delta |  |  | None |  | 0 |  | 1 | Com | Any | Lighting | InGen-LF | Ltg_Lmp+Blst | LF_LmpBlst | LFLmpBlst-T8-48in-32w-3g+El-IS-NLO(28w) | ILtg-Lfluor-fix |  |  |  | LFLmpBlst-T12-48in-39w+MagStd-IS-NLO(48w) | LFLmpBlst-T8-48in-32w-2g+El-IS-NLO(31w) | LFLmpBlst-T8-48in-32w-3g+El-IS-NLO(28w) | Available |  | 0 | 0 | DEER Lighting measure | ErRobNc | LFLmpBlst-T8-48in-32w-2g+El-IS-NLO(31w) | ILtg-Lfluor-fix |  | DEER1316-Ltg-Com-LF | 2013-01-01 | 2017-12-31 | InEA_same |  |  |  |  | Standard | Measure expired as part of DEER2018 | 1 | 1 | 0 | Deemed Ex Ante Team |  | Measure expired as part of DEER2018 |  | Updated to indicate claim/filing status
2275 | Com-Lighting-InGen_T12-48in-48w_T8-48in-32w-A_T8-48in-27w-E | Commercial Indoor General Lighting: more efficient Linear Fluorescent Lamp & Ballast installed. Measure includes Code case. Impacts: Linear Fluorescent-based HOU (varies by BldgType) | DEER2011 | D11 v4.01 | 2020-11-24 16:30 | Com-Iltg-dWatt-LF | DEER | Scaled | Delta | 0 | 0 | None |  | 1 | Com-InLtg-LF | 1 | Com | Any | Lighting | InGen-LF | Ltg_Lmp+Blst | LF_LmpBlst |  | ILtg-Lfluor-fix | LF lamp and ballast: LF lamp: T12, 48 inch, 39W, 2750 lm, CRI = 60, rated life = 20000 hours (1): LF Ballast: Standard Magnetic (pre-EPACT), Instant Start, Normal LO (1); Total Fixture Watts = 48 | LF lamp and ballast: LF lamp: T8, 48 inch, 32W, 2710 lm, CRI = 75, rated life = 15000 hours (1): LF Ballast: Electronic, Rapid Start, Normal LO (1); Total Fixture Watts = 32 | LF lamp and ballast: LF lamp: T8, 48 inch, 30W, 2750 lm, CRI = 85, rated life = 24000 hours (1): LF Ballast: Electronic, Instant Start, Normal LO (1); Total Fixture Watts = 27 | LFLmpBlst-T12-48in-39w+MagStd-IS-NLO(48w) | LFLmpBlst-T8-48in-32w-1g+El-RS-NLO(32w) | LFLmpBlst-T8-48in-30w+El-IS-NLO(27w) | Available | Code Technology base on: Minor Retrofit Only | 0 | 0 | DEER Lighting measure | ErRobNc |  | ILtg-Lfluor-fix |  | None | 2013-01-01 | 2014-06-30 | DEER |  |  |  |  | Standard |  | 1 | 1 | 0 | Deemed Ex Ante Team |  |  |  | Updated to indicate claim/filing status
2276 | Com-Lighting-InGen_T12-48in-48w_T8-48in-32w-A_T8-48in-28w-C | Commercial Indoor General Lighting: more efficient Linear Fluorescent Lamp & Ballast installed. Measure includes Code case. Impacts: Linear Fluorescent-based HOU (varies by BldgType) | DEER2011 | D11 v4.01 | 2020-11-24 16:30 | Com-Iltg-dWatt-LF | DEER | Scaled | Delta | 0 | 0 | None |  | 1 | Com-InLtg-LF | 1 | Com | Any | Lighting | InGen-LF | Ltg_Lmp+Blst | LF_LmpBlst |  | ILtg-Lfluor-fix | LF lamp and ballast: LF lamp: T12, 48 inch, 39W, 2750 lm, CRI = 60, rated life = 20000 hours (1): LF Ballast: Standard Magnetic (pre-EPACT), Instant Start, Normal LO (1); Total Fixture Watts = 48 | LF lamp and ballast: LF lamp: T8, 48 inch, 32W, 2710 lm, CRI = 75, rated life = 15000 hours (1): LF Ballast: Electronic, Rapid Start, Normal LO (1); Total Fixture Watts = 32 | LF lamp and ballast: LF lamp: T8, 48 inch, 32W, 2970 lm, CRI = 85, rated life = 24000 hours (1): LF Ballast: Electronic, Instant Start, Normal LO (1); Total Fixture Watts = 28 | LFLmpBlst-T12-48in-39w+MagStd-IS-NLO(48w) | LFLmpBlst-T8-48in-32w-1g+El-RS-NLO(32w) | LFLmpBlst-T8-48in-32w-3g+El-IS-NLO(28w) | Available | Code Technology base on: Minor Retrofit Only | 0 | 0 | DEER Lighting measure | ErRobNc |  | ILtg-Lfluor-fix |  | None | 2013-01-01 | 2014-06-30 | DEER |  |  |  |  | Standard |  | 1 | 1 | 0 | Deemed Ex Ante Team |  |  |  | Updated to indicate claim/filing status
2277 | Com-Lighting-InGen_T12-48in-68w_T8-48in-52w-B_T8-48in-45w | Commercial Indoor General Lighting: more efficient Linear Fluorescent Lamp & Ballast installed. Measure includes Code case. Impacts: Linear Fluorescent-based HOU (varies by BldgType) | DEER2014 | D13 v1.2 | 2020-11-24 16:30 | Com-Iltg-dWatt-LF | DEER | Scaled | Delta |  |  | None |  | 0 |  | 1 | Com | Any | Lighting | InGen-LF | Ltg_Lmp+Blst | LF_LmpBlst | LFLmpBlst-T8-48in-30w+El-IS-RLO(45w) | ILtg-Lfluor-fix |  |  |  | LFLmpBlst-T12-48in-34w+Hyb-RS-NLO(68w) | LFLmpBlst-T8-48in-32w-2g+El-IS-RLO(52w) | LFLmpBlst-T8-48in-30w+El-IS-RLO(45w) | Available |  | 0 | 0 | DEER Lighting measure | ErRobNc | LFLmpBlst-T8-48in-32w-2g+El-IS-RLO(52w) | ILtg-Lfluor-fix |  | DEER1316-Ltg-Com-LF | 2013-01-01 | 2017-12-31 | InEA_same |  |  |  |  | Standard | Measure expired as part of DEER2018 | 1 | 1 | 0 | Deemed Ex Ante Team |  | Measure expired as part of DEER2018 |  | Updated to indicate claim/filing status
2278 | Com-Lighting-InGen_T12-48in-68w_T8-48in-52w-B_T8-48in-48w | Commercial Indoor General Lighting: more efficient Linear Fluorescent Lamp & Ballast installed. Measure includes Code case. Impacts: Linear Fluorescent-based HOU (varies by BldgType) | DEER2014 | D13 v1.2 | 2020-11-24 16:30 | Com-Iltg-dWatt-LF | DEER | Scaled | Delta |  |  | None |  | 0 |  | 1 | Com | Any | Lighting | InGen-LF | Ltg_Lmp+Blst | LF_LmpBlst | LFLmpBlst-T8-48in-32w-3g+El-IS-RLO(48w) | ILtg-Lfluor-fix |  |  |  | LFLmpBlst-T12-48in-34w+Hyb-RS-NLO(68w) | LFLmpBlst-T8-48in-32w-2g+El-IS-RLO(52w) | LFLmpBlst-T8-48in-32w-3g+El-IS-RLO(48w) | Available |  | 0 | 0 | DEER Lighting measure | ErRobNc | LFLmpBlst-T8-48in-32w-2g+El-IS-RLO(52w) | ILtg-Lfluor-fix |  | DEER1316-Ltg-Com-LF | 2013-01-01 | 2017-12-31 | InEA_same |  |  |  |  | Standard | Measure expired as part of DEER2018 | 1 | 1 | 0 | Deemed Ex Ante Team |  | Measure expired as part of DEER2018 |  | Updated to indicate claim/filing status
2279 | Com-Lighting-InGen_T12-48in-68w_T8-48in-59w-C_T8-48in-51w-C | Commercial Indoor General Lighting: more efficient Linear Fluorescent Lamp & Ballast installed. Measure includes Code case. Impacts: Linear Fluorescent-based HOU (varies by BldgType) | DEER2014 | D13 v1.2 | 2020-11-24 16:30 | Com-Iltg-dWatt-LF | DEER | Scaled | Delta |  |  | None |  | 0 |  | 1 | Com | Any | Lighting | InGen-LF | Ltg_Lmp+Blst | LF_LmpBlst | LFLmpBlst-T8-48in-30w+El-IS-NLO(51w) | ILtg-Lfluor-fix |  |  |  | LFLmpBlst-T12-48in-34w+Hyb-RS-NLO(68w) | LFLmpBlst-T8-48in-32w-2g+El-IS-NLO+Refl(59w) | LFLmpBlst-T8-48in-30w+El-IS-NLO(51w) | Available |  | 0 | 0 | DEER Lighting measure | ErRobNc | LFLmpBlst-T8-48in-32w-2g+El-IS-NLO+Refl(59w) | ILtg-Lfluor-fix |  | DEER1316-Ltg-Com-LF | 2013-01-01 | 2017-12-31 | InEA_same |  |  |  |  | Standard | Measure expired as part of DEER2018 | 1 | 1 | 0 | Deemed Ex Ante Team |  | Measure expired as part of DEER2018 |  | Updated to indicate claim/filing status
2280 | Com-Lighting-InGen_T12-48in-68w_T8-48in-52w-A_T8-48in-45w | Commercial Indoor General Lighting: more efficient Linear Fluorescent Lamp & Ballast installed. Measure includes Code case. Impacts: Linear Fluorescent-based HOU (varies by BldgType) | DEER2011 | D11 v4.01 | 2020-11-24 16:30 | Com-Iltg-dWatt-LF | DEER | Scaled | Delta | 0 | 0 | None |  | 1 | Com-InLtg-LF | 1 | Com | Any | Lighting | InGen-LF | Ltg_Lmp+Blst | LF_LmpBlst |  | ILtg-Lfluor-fix | LF lamp and ballast: LF lamp: T12, 48 inch, 34W, 2475 lm, CRI = 60, rated life = 20000 hours (2): LF Ballast: Hybrid, Rapid Start, Normal LO (1); Total Fixture Watts = 68 | LF lamp and ballast: LF lamp: T8, 48 inch, 32W, 2710 lm, CRI = 75, rated life = 15000 hours (2): LF Ballast: Electronic, Instant Start, Reduced LO (1); Total Fixture Watts = 52 | LF lamp and ballast: LF lamp: T8, 48 inch, 30W, 2750 lm, CRI = 85, rated life = 24000 hours (2): LF Ballast: Electronic, Instant Start, Reduced LO (1); Total Fixture Watts = 45 | LFLmpBlst-T12-48in-34w+Hyb-RS-NLO(68w) | LFLmpBlst-T8-48in-32w-1g+El-IS-RLO(52w) | LFLmpBlst-T8-48in-30w+El-IS-RLO(45w) | Available | Code Technology base on: Minor Retrofit Only | 0 | 0 | DEER Lighting measure | ErRobNc |  | ILtg-Lfluor-fix |  | None | 2013-01-01 | 2014-06-30 | DEER |  |  |  |  | Standard |  | 1 | 1 | 0 | Deemed Ex Ante Team |  |  |  | Updated to indicate claim/filing status
2281 | Com-Lighting-InGen_T12-48in-68w_T8-48in-59w-C_T8-48in-54w-C | Commercial Indoor General Lighting: more efficient Linear Fluorescent Lamp & Ballast installed. Measure includes Code case. Impacts: Linear Fluorescent-based HOU (varies by BldgType) | DEER2014 | D13 v1.2 | 2020-11-24 16:30 | Com-Iltg-dWatt-LF | DEER | Scaled | Delta |  |  | None |  | 0 |  | 1 | Com | Any | Lighting | InGen-LF | Ltg_Lmp+Blst | LF_LmpBlst | LFLmpBlst-T8-48in-32w-3g+El-IS-NLO(54w) | ILtg-Lfluor-fix |  |  |  | LFLmpBlst-T12-48in-34w+Hyb-RS-NLO(68w) | LFLmpBlst-T8-48in-32w-2g+El-IS-NLO+Refl(59w) | LFLmpBlst-T8-48in-32w-3g+El-IS-NLO(54w) | Available |  | 0 | 0 | DEER Lighting measure | ErRobNc | LFLmpBlst-T8-48in-32w-2g+El-IS-NLO+Refl(59w) | ILtg-Lfluor-fix |  | DEER1316-Ltg-Com-LF | 2013-01-01 | 2017-12-31 | InEA_same |  |  |  |  | Standard | Measure expired as part of DEER2018 | 1 | 1 | 0 | Deemed Ex Ante Team |  | Measure expired as part of DEER2018 |  | Updated to indicate claim/filing status
2282 | Com-Lighting-InGen_T12-48in-68w_T8-48in-60w-A_T8-48in-48w | Commercial Indoor General Lighting: more efficient Linear Fluorescent Lamp & Ballast installed. Measure includes Code case. Impacts: Linear Fluorescent-based HOU (varies by BldgType) | DEER2011 | D11 v4.01 | 2020-11-24 16:30 | Com-Iltg-dWatt-LF | DEER | Scaled | Delta | 0 | 0 | None |  | 1 | Com-InLtg-LF | 1 | Com | Any | Lighting | InGen-LF | Ltg_Lmp+Blst | LF_LmpBlst |  | ILtg-Lfluor-fix | LF lamp and ballast: LF lamp: T12, 48 inch, 34W, 2475 lm, CRI = 60, rated life = 20000 hours (2): LF Ballast: Hybrid, Rapid Start, Normal LO (1); Total Fixture Watts = 68 | LF lamp and ballast: LF lamp: T8, 48 inch, 32W, 2710 lm, CRI = 75, rated life = 15000 hours (2): LF Ballast: Electronic, Rapid Start, Normal LO (1); Total Fixture Watts = 60 | LF lamp and ballast: LF lamp: T8, 48 inch, 32W, 2970 lm, CRI = 85, rated life = 24000 hours (2): LF Ballast: Electronic, Instant Start, Reduced LO (1); Total Fixture Watts = 48 | LFLmpBlst-T12-48in-34w+Hyb-RS-NLO(68w) | LFLmpBlst-T8-48in-32w-1g+El-RS-NLO(60w) | LFLmpBlst-T8-48in-32w-3g+El-IS-RLO(48w) | Available | Code Technology base on: Minor Retrofit Only | 0 | 0 | DEER Lighting measure | ErRobNc |  | ILtg-Lfluor-fix |  | None | 2013-01-01 | 2014-06-30 | DEER |  |  |  |  | Standard |  | 1 | 1 | 0 | Deemed Ex Ante Team |  |  |  | Updated to indicate claim/filing status
2283 | Com-Lighting-InGen_T12-48in-68w_T8-48in-60w-A_T8-48in-51w-C | Commercial Indoor General Lighting: more efficient Linear Fluorescent Lamp & Ballast installed. Measure includes Code case. Impacts: Linear Fluorescent-based HOU (varies by BldgType) | DEER2011 | D11 v4.01 | 2020-11-24 16:30 | Com-Iltg-dWatt-LF | DEER | Scaled | Delta | 0 | 0 | None |  | 1 | Com-InLtg-LF | 1 | Com | Any | Lighting | InGen-LF | Ltg_Lmp+Blst | LF_LmpBlst |  | ILtg-Lfluor-fix | LF lamp and ballast: LF lamp: T12, 48 inch, 34W, 2475 lm, CRI = 60, rated life = 20000 hours (2): LF Ballast: Hybrid, Rapid Start, Normal LO (1); Total Fixture Watts = 68 | LF lamp and ballast: LF lamp: T8, 48 inch, 32W, 2710 lm, CRI = 75, rated life = 15000 hours (2): LF Ballast: Electronic, Rapid Start, Normal LO (1); Total Fixture Watts = 60 | LF lamp and ballast: LF lamp: T8, 48 inch, 30W, 2750 lm, CRI = 85, rated life = 24000 hours (2): LF Ballast: Electronic, Instant Start, Normal LO (1); Total Fixture Watts = 51 | LFLmpBlst-T12-48in-34w+Hyb-RS-NLO(68w) | LFLmpBlst-T8-48in-32w-1g+El-RS-NLO(60w) | LFLmpBlst-T8-48in-30w+El-IS-NLO(51w) | Available | Code Technology base on: Minor Retrofit Only | 0 | 0 | DEER Lighting measure | ErRobNc |  | ILtg-Lfluor-fix |  | None | 2013-01-01 | 2014-06-30 | DEER |  |  |  |  | Standard |  | 1 | 1 | 0 | Deemed Ex Ante Team |  |  |  | Updated to indicate claim/filing status
2284 | Com-Lighting-InGen_T12-48in-68w_T8-48in-70w-A_T8-48in-54w-C | Commercial Indoor General Lighting: more efficient Linear Fluorescent Lamp & Ballast installed. Measure includes Code case. Impacts: Linear Fluorescent-based HOU (varies by BldgType) | DEER2011 | D11 v4.01 | 2020-11-24 16:30 | Com-Iltg-dWatt-LF | DEER | Scaled | Delta | 0 | 0 | None |  | 1 | Com-InLtg-LF | 1 | Com | Any | Lighting | InGen-LF | Ltg_Lmp+Blst | LF_LmpBlst |  | ILtg-Lfluor-fix | LF lamp and ballast: LF lamp: T12, 48 inch, 34W, 2475 lm, CRI = 60, rated life = 20000 hours (2): LF Ballast: Hybrid, Rapid Start, Normal LO (1); Total Fixture Watts = 68 | LF lamp and ballast: LF lamp: T8, 48 inch, 32W, 2710 lm, CRI = 75, rated life = 15000 hours (2): LF Ballast: Electronic, Rapid Start, High LO (1); Total Fixture Watts = 70 | LF lamp and ballast: LF lamp: T8, 48 inch, 32W, 2970 lm, CRI = 85, rated life = 24000 hours (2): LF Ballast: Electronic, Instant Start, Normal LO (1); Total Fixture Watts = 54 | LFLmpBlst-T12-48in-34w+Hyb-RS-NLO(68w) | LFLmpBlst-T8-48in-32w-1g+El-RS-HLO(70w) | LFLmpBlst-T8-48in-32w-3g+El-IS-NLO(54w) | Available | Code Technology base on: Minor Retrofit Only | 0 | 0 | DEER Lighting measure | ErRobNc |  | ILtg-Lfluor-fix |  | None | 2013-01-01 | 2014-06-30 | DEER |  |  |  |  | Standard |  | 1 | 1 | 0 | Deemed Ex Ante Team |  |  |  | Updated to indicate claim/filing status
2285 | Com-Lighting-InGen_T12-48in-72w-A_T8-48in-59w-C_T8-48in-45w | Commercial Indoor General Lighting: more efficient Linear Fluorescent Lamp & Ballast installed. Measure includes Code case. Impacts: Linear Fluorescent-based HOU (varies by BldgType) | DEER2014 | D13 v1.2 | 2020-11-24 16:30 | Com-Iltg-dWatt-LF | DEER | Scaled | Delta |  |  | None |  | 0 |  | 1 | Com | Any | Lighting | InGen-LF | Ltg_Lmp+Blst | LF_LmpBlst | LFLmpBlst-T8-48in-30w+El-IS-RLO(45w) | ILtg-Lfluor-fix |  |  |  | LFLmpBlst-T12-48in-34w+MagES-RS-NLO(72w) | LFLmpBlst-T8-48in-32w-2g+El-IS-NLO+Refl(59w) | LFLmpBlst-T8-48in-30w+El-IS-RLO(45w) | Available |  | 0 | 0 | DEER Lighting measure | ErRobNc | LFLmpBlst-T8-48in-32w-2g+El-IS-NLO+Refl(59w) | ILtg-Lfluor-fix |  | DEER1316-Ltg-Com-LF | 2013-01-01 | 2017-12-31 | InEA_same |  |  |  |  | Standard | Measure expired as part of DEER2018 | 1 | 1 | 0 | Deemed Ex Ante Team |  | Measure expired as part of DEER2018 |  | Updated to indicate claim/filing status
2286 | Com-Lighting-InGen_T12-48in-72w-A_T8-48in-52w-B_T8-48in-48w | Commercial Indoor General Lighting: more efficient Linear Fluorescent Lamp & Ballast installed. Measure includes Code case. Impacts: Linear Fluorescent-based HOU (varies by BldgType) | DEER2014 | D13 v1.2 | 2020-11-24 16:30 | Com-Iltg-dWatt-LF | DEER | Scaled | Delta |  |  | None |  | 0 |  | 1 | Com | Any | Lighting | InGen-LF | Ltg_Lmp+Blst | LF_LmpBlst | LFLmpBlst-T8-48in-32w-3g+El-IS-RLO(48w) | ILtg-Lfluor-fix |  |  |  | LFLmpBlst-T12-48in-34w+MagES-RS-NLO(72w) | LFLmpBlst-T8-48in-32w-2g+El-IS-RLO(52w) | LFLmpBlst-T8-48in-32w-3g+El-IS-RLO(48w) | Available |  | 0 | 0 | DEER Lighting measure | ErRobNc | LFLmpBlst-T8-48in-32w-2g+El-IS-RLO(52w) | ILtg-Lfluor-fix |  | DEER1316-Ltg-Com-LF | 2013-01-01 | 2017-12-31 | InEA_same |  |  |  |  | Standard | Measure expired as part of DEER2018 | 1 | 1 | 0 | Deemed Ex Ante Team |  | Measure expired as part of DEER2018 |  | Updated to indicate claim/filing status
2287 | Com-Lighting-InGen_T12-48in-72w-A_T8-48in-52w-A_T8-48in-45w | Commercial Indoor General Lighting: more efficient Linear Fluorescent Lamp & Ballast installed. Measure includes Code case. Impacts: Linear Fluorescent-based HOU (varies by BldgType) | DEER2011 | D11 v4.01 | 2020-11-24 16:30 | Com-Iltg-dWatt-LF | DEER | Scaled | Delta | 0 | 0 | None |  | 1 | Com-InLtg-LF | 1 | Com | Any | Lighting | InGen-LF | Ltg_Lmp+Blst | LF_LmpBlst |  | ILtg-Lfluor-fix | LF lamp and ballast: LF lamp: T12, 48 inch, 34W, 2475 lm, CRI = 60, rated life = 20000 hours (2): LF Ballast: Energy Saver Magnetic (EPACT compliant), Rapid Start, Normal LO (1); Total Fixture Watts = 72 | LF lamp and ballast: LF lamp: T8, 48 inch, 32W, 2710 lm, CRI = 75, rated life = 15000 hours (2): LF Ballast: Electronic, Instant Start, Reduced LO (1); Total Fixture Watts = 52 | LF lamp and ballast: LF lamp: T8, 48 inch, 30W, 2750 lm, CRI = 85, rated life = 24000 hours (2): LF Ballast: Electronic, Instant Start, Reduced LO (1); Total Fixture Watts = 45 | LFLmpBlst-T12-48in-34w+MagES-RS-NLO(72w) | LFLmpBlst-T8-48in-32w-1g+El-IS-RLO(52w) | LFLmpBlst-T8-48in-30w+El-IS-RLO(45w) | Available | Code Technology base on: Minor Retrofit Only | 0 | 0 | DEER Lighting measure | ErRobNc |  | ILtg-Lfluor-fix |  | None | 2013-01-01 | 2014-06-30 | DEER |  |  |  |  | Standard |  | 1 | 1 | 0 | Deemed Ex Ante Team |  |  |  | Updated to indicate claim/filing status
2288 | Com-Lighting-InGen_T12-48in-72w-A_T8-48in-59w-C_T8-48in-51w-C | Commercial Indoor General Lighting: more efficient Linear Fluorescent Lamp & Ballast installed. Measure includes Code case. Impacts: Linear Fluorescent-based HOU (varies by BldgType) | DEER2014 | D13 v1.2 | 2020-11-24 16:30 | Com-Iltg-dWatt-LF | DEER | Scaled | Delta |  |  | None |  | 0 |  | 1 | Com | Any | Lighting | InGen-LF | Ltg_Lmp+Blst | LF_LmpBlst | LFLmpBlst-T8-48in-30w+El-IS-NLO(51w) | ILtg-Lfluor-fix |  |  |  | LFLmpBlst-T12-48in-34w+MagES-RS-NLO(72w) | LFLmpBlst-T8-48in-32w-2g+El-IS-NLO+Refl(59w) | LFLmpBlst-T8-48in-30w+El-IS-NLO(51w) | Available |  | 0 | 0 | DEER Lighting measure | ErRobNc | LFLmpBlst-T8-48in-32w-2g+El-IS-NLO+Refl(59w) | ILtg-Lfluor-fix |  | DEER1316-Ltg-Com-LF | 2013-01-01 | 2017-12-31 | InEA_same |  |  |  |  | Standard | Measure expired as part of DEER2018 | 1 | 1 | 0 | Deemed Ex Ante Team |  | Measure expired as part of DEER2018 |  | Updated to indicate claim/filing status
2289 | Com-Lighting-InGen_T12-48in-72w-A_T8-48in-59w-C_T8-48in-54w-C | Commercial Indoor General Lighting: more efficient Linear Fluorescent Lamp & Ballast installed. Measure includes Code case. Impacts: Linear Fluorescent-based HOU (varies by BldgType) | DEER2014 | D13 v1.2 | 2020-11-24 16:30 | Com-Iltg-dWatt-LF | DEER | Scaled | Delta |  |  | None |  | 0 |  | 1 | Com | Any | Lighting | InGen-LF | Ltg_Lmp+Blst | LF_LmpBlst | LFLmpBlst-T8-48in-32w-3g+El-IS-NLO(54w) | ILtg-Lfluor-fix |  |  |  | LFLmpBlst-T12-48in-34w+MagES-RS-NLO(72w) | LFLmpBlst-T8-48in-32w-2g+El-IS-NLO+Refl(59w) | LFLmpBlst-T8-48in-32w-3g+El-IS-NLO(54w) | Available |  | 0 | 0 | DEER Lighting measure | ErRobNc | LFLmpBlst-T8-48in-32w-2g+El-IS-NLO+Refl(59w) | ILtg-Lfluor-fix | D08-NE-ILtg-LFluor-Prim-RplLPD-48in34wT12ESMg72w-48in2g32wT8RSREl54w | DEER1316-Ltg-Com-LF | 2013-01-01 | 2017-12-31 | InEA_same |  |  |  |  | Standard | Measure expired as part of DEER2018 | 1 | 1 | 0 | Deemed Ex Ante Team |  | Measure expired as part of DEER2018 |  | Updated to indicate claim/filing status
2290 | Com-Lighting-InGen_T12-48in-72w-A_T8-48in-60w-A_T8-48in-48w | Commercial Indoor General Lighting: more efficient Linear Fluorescent Lamp & Ballast installed. Measure includes Code case. Impacts: Linear Fluorescent-based HOU (varies by BldgType) | DEER2011 | D11 v4.01 | 2020-11-24 16:30 | Com-Iltg-dWatt-LF | DEER | Scaled | Delta | 0 | 0 | None |  | 1 | Com-InLtg-LF | 1 | Com | Any | Lighting | InGen-LF | Ltg_Lmp+Blst | LF_LmpBlst |  | ILtg-Lfluor-fix | LF lamp and ballast: LF lamp: T12, 48 inch, 34W, 2475 lm, CRI = 60, rated life = 20000 hours (2): LF Ballast: Energy Saver Magnetic (EPACT compliant), Rapid Start, Normal LO (1); Total Fixture Watts = 72 | LF lamp and ballast: LF lamp: T8, 48 inch, 32W, 2710 lm, CRI = 75, rated life = 15000 hours (2): LF Ballast: Electronic, Rapid Start, Normal LO (1); Total Fixture Watts = 60 | LF lamp and ballast: LF lamp: T8, 48 inch, 32W, 2970 lm, CRI = 85, rated life = 24000 hours (2): LF Ballast: Electronic, Instant Start, Reduced LO (1); Total Fixture Watts = 48 | LFLmpBlst-T12-48in-34w+MagES-RS-NLO(72w) | LFLmpBlst-T8-48in-32w-1g+El-RS-NLO(60w) | LFLmpBlst-T8-48in-32w-3g+El-IS-RLO(48w) | Available | Code Technology base on: Minor Retrofit Only | 0 | 0 | DEER Lighting measure | ErRobNc |  | ILtg-Lfluor-fix |  | None | 2013-01-01 | 2014-06-30 | DEER |  |  |  |  | Standard |  | 1 | 1 | 0 | Deemed Ex Ante Team |  |  |  | Updated to indicate claim/filing status
2291 | Com-Lighting-InGen_T12-48in-72w-A_T8-48in-60w-A_T8-48in-51w-C | Commercial Indoor General Lighting: more efficient Linear Fluorescent Lamp & Ballast installed. Measure includes Code case. Impacts: Linear Fluorescent-based HOU (varies by BldgType) | DEER2011 | D11 v4.01 | 2020-11-24 16:30 | Com-Iltg-dWatt-LF | DEER | Scaled | Delta | 0 | 0 | None |  | 1 | Com-InLtg-LF | 1 | Com | Any | Lighting | InGen-LF | Ltg_Lmp+Blst | LF_LmpBlst |  | ILtg-Lfluor-fix | LF lamp and ballast: LF lamp: T12, 48 inch, 34W, 2475 lm, CRI = 60, rated life = 20000 hours (2): LF Ballast: Energy Saver Magnetic (EPACT compliant), Rapid Start, Normal LO (1); Total Fixture Watts = 72 | LF lamp and ballast: LF lamp: T8, 48 inch, 32W, 2710 lm, CRI = 75, rated life = 15000 hours (2): LF Ballast: Electronic, Rapid Start, Normal LO (1); Total Fixture Watts = 60 | LF lamp and ballast: LF lamp: T8, 48 inch, 30W, 2750 lm, CRI = 85, rated life = 24000 hours (2): LF Ballast: Electronic, Instant Start, Normal LO (1); Total Fixture Watts = 51 | LFLmpBlst-T12-48in-34w+MagES-RS-NLO(72w) | LFLmpBlst-T8-48in-32w-1g+El-RS-NLO(60w) | LFLmpBlst-T8-48in-30w+El-IS-NLO(51w) | Available | Code Technology base on: Minor Retrofit Only | 0 | 0 | DEER Lighting measure | ErRobNc |  | ILtg-Lfluor-fix |  | None | 2013-01-01 | 2014-06-30 | DEER |  |  |  |  | Standard |  | 1 | 1 | 0 | Deemed Ex Ante Team |  |  |  | Updated to indicate claim/filing status
2292 | Com-Lighting-InGen_T12-48in-72w-A_T8-48in-70w-A_T8-48in-54w-C | Commercial Indoor General Lighting: more efficient Linear Fluorescent Lamp & Ballast installed. Measure includes Code case. Impacts: Linear Fluorescent-based HOU (varies by BldgType) | DEER2011 | D11 v4.01 | 2020-11-24 16:30 | Com-Iltg-dWatt-LF | DEER | Scaled | Delta | 0 | 0 | None |  | 1 | Com-InLtg-LF | 1 | Com | Any | Lighting | InGen-LF | Ltg_Lmp+Blst | LF_LmpBlst |  | ILtg-Lfluor-fix | LF lamp and ballast: LF lamp: T12, 48 inch, 34W, 2475 lm, CRI = 60, rated life = 20000 hours (2): LF Ballast: Energy Saver Magnetic (EPACT compliant), Rapid Start, Normal LO (1); Total Fixture Watts = 72 | LF lamp and ballast: LF lamp: T8, 48 inch, 32W, 2710 lm, CRI = 75, rated life = 15000 hours (2): LF Ballast: Electronic, Rapid Start, High LO (1); Total Fixture Watts = 70 | LF lamp and ballast: LF lamp: T8, 48 inch, 32W, 2970 lm, CRI = 85, rated life = 24000 hours (2): LF Ballast: Electronic, Instant Start, Normal LO (1); Total Fixture Watts = 54 | LFLmpBlst-T12-48in-34w+MagES-RS-NLO(72w) | LFLmpBlst-T8-48in-32w-1g+El-RS-HLO(70w) | LFLmpBlst-T8-48in-32w-3g+El-IS-NLO(54w) | Available | Code Technology base on: Minor Retrofit Only | 0 | 0 | DEER Lighting measure | ErRobNc |  | ILtg-Lfluor-fix | D08-NE-ILtg-LFluor-Prim-Rtr-48in34wT12ESMg72w-48in3g32wT8PISNEl54w | None | 2013-01-01 | 2014-06-30 | DEER |  |  |  |  | Standard |  | 1 | 1 | 0 | Deemed Ex Ante Team |  |  |  | Updated to indicate claim/filing status
2293 | Com-Lighting-InGen_T12-48in-74w-B_T8-48in-52w-B_T8-48in-45w | Commercial Indoor General Lighting: more efficient Linear Fluorescent Lamp & Ballast installed. Measure includes Code case. Impacts: Linear Fluorescent-based HOU (varies by BldgType) | DEER2014 | D13 v1.2 | 2020-11-24 16:30 | Com-Iltg-dWatt-LF | DEER | Scaled | Delta |  |  | None |  | 0 |  | 1 | Com | Any | Lighting | InGen-LF | Ltg_Lmp+Blst | LF_LmpBlst | LFLmpBlst-T8-48in-30w+El-IS-RLO(45w) | ILtg-Lfluor-fix |  |  |  | LFLmpBlst-T12-48in-39w+MagES-IS-NLO(74w) | LFLmpBlst-T8-48in-32w-2g+El-IS-RLO(52w) | LFLmpBlst-T8-48in-30w+El-IS-RLO(45w) | Available |  | 0 | 0 | DEER Lighting measure | ErRobNc | LFLmpBlst-T8-48in-32w-2g+El-IS-RLO(52w) | ILtg-Lfluor-fix |  | DEER1316-Ltg-Com-LF | 2013-01-01 | 2017-12-31 | InEA_same |  |  |  |  | Standard | Measure expired as part of DEER2018 | 1 | 1 | 0 | Deemed Ex Ante Team |  | Measure expired as part of DEER2018 |  | Updated to indicate claim/filing status
2294 | Com-Lighting-InGen_T12-48in-74w-B_T8-48in-52w-B_T8-48in-48w | Commercial Indoor General Lighting: more efficient Linear Fluorescent Lamp & Ballast installed. Measure includes Code case. Impacts: Linear Fluorescent-based HOU (varies by BldgType) | DEER2014 | D13 v1.2 | 2020-11-24 16:30 | Com-Iltg-dWatt-LF | DEER | Scaled | Delta |  |  | None |  | 0 |  | 1 | Com | Any | Lighting | InGen-LF | Ltg_Lmp+Blst | LF_LmpBlst | LFLmpBlst-T8-48in-32w-3g+El-IS-RLO(48w) | ILtg-Lfluor-fix |  |  |  | LFLmpBlst-T12-48in-39w+MagES-IS-NLO(74w) | LFLmpBlst-T8-48in-32w-2g+El-IS-RLO(52w) | LFLmpBlst-T8-48in-32w-3g+El-IS-RLO(48w) | Available |  | 0 | 0 | DEER Lighting measure | ErRobNc | LFLmpBlst-T8-48in-32w-2g+El-IS-RLO(52w) | ILtg-Lfluor-fix |  | DEER1316-Ltg-Com-LF | 2013-01-01 | 2017-12-31 | InEA_same |  |  |  |  | Standard | Measure expired as part of DEER2018 | 1 | 1 | 0 | Deemed Ex Ante Team |  | Measure expired as part of DEER2018 |  | Updated to indicate claim/filing status
2295 | Com-Lighting-InGen_T12-48in-74w-B_T8-48in-59w-C_T8-48in-51w-C | Commercial Indoor General Lighting: more efficient Linear Fluorescent Lamp & Ballast installed. Measure includes Code case. Impacts: Linear Fluorescent-based HOU (varies by BldgType) | DEER2014 | D13 v1.2 | 2020-11-24 16:30 | Com-Iltg-dWatt-LF | DEER | Scaled | Delta |  |  | None |  | 0 |  | 1 | Com | Any | Lighting | InGen-LF | Ltg_Lmp+Blst | LF_LmpBlst | LFLmpBlst-T8-48in-30w+El-IS-NLO(51w) | ILtg-Lfluor-fix |  |  |  | LFLmpBlst-T12-48in-39w+MagES-IS-NLO(74w) | LFLmpBlst-T8-48in-32w-2g+El-IS-NLO+Refl(59w) | LFLmpBlst-T8-48in-30w+El-IS-NLO(51w) | Available |  | 0 | 0 | DEER Lighting measure | ErRobNc | LFLmpBlst-T8-48in-32w-2g+El-IS-NLO+Refl(59w) | ILtg-Lfluor-fix |  | DEER1316-Ltg-Com-LF | 2013-01-01 | 2017-12-31 | InEA_same |  |  |  |  | Standard | Measure expired as part of DEER2018 | 1 | 1 | 0 | Deemed Ex Ante Team |  | Measure expired as part of DEER2018 |  | Updated to indicate claim/filing status
2296 | Com-Lighting-InGen_T12-48in-74w-B_T8-48in-52w-A_T8-48in-45w | Commercial Indoor General Lighting: more efficient Linear Fluorescent Lamp & Ballast installed. Measure includes Code case. Impacts: Linear Fluorescent-based HOU (varies by BldgType) | DEER2011 | D11 v4.01 | 2020-11-24 16:30 | Com-Iltg-dWatt-LF | DEER | Scaled | Delta | 0 | 0 | None |  | 1 | Com-InLtg-LF | 1 | Com | Any | Lighting | InGen-LF | Ltg_Lmp+Blst | LF_LmpBlst |  | ILtg-Lfluor-fix | LF lamp and ballast: LF lamp: T12, 48 inch, 39W, 2750 lm, CRI = 60, rated life = 20000 hours (2): LF Ballast: Energy Saver Magnetic (EPACT compliant), Instant Start, Normal LO (1); Total Fixture Watts = 74 | LF lamp and ballast: LF lamp: T8, 48 inch, 32W, 2710 lm, CRI = 75, rated life = 15000 hours (2): LF Ballast: Electronic, Instant Start, Reduced LO (1); Total Fixture Watts = 52 | LF lamp and ballast: LF lamp: T8, 48 inch, 30W, 2750 lm, CRI = 85, rated life = 24000 hours (2): LF Ballast: Electronic, Instant Start, Reduced LO (1); Total Fixture Watts = 45 | LFLmpBlst-T12-48in-39w+MagES-IS-NLO(74w) | LFLmpBlst-T8-48in-32w-1g+El-IS-RLO(52w) | LFLmpBlst-T8-48in-30w+El-IS-RLO(45w) | Available | Code Technology base on: Minor Retrofit Only | 0 | 0 | DEER Lighting measure | ErRobNc |  | ILtg-Lfluor-fix |  | None | 2013-01-01 | 2014-06-30 | DEER |  |  |  |  | Standard |  | 1 | 1 | 0 | Deemed Ex Ante Team |  |  |  | Updated to indicate claim/filing status
2297 | Com-Lighting-InGen_T12-48in-74w-B_T8-48in-60w-A_T8-48in-48w | Commercial Indoor General Lighting: more efficient Linear Fluorescent Lamp & Ballast installed. Measure includes Code case. Impacts: Linear Fluorescent-based HOU (varies by BldgType) | DEER2011 | D11 v4.01 | 2020-11-24 16:30 | Com-Iltg-dWatt-LF | DEER | Scaled | Delta | 0 | 0 | None |  | 1 | Com-InLtg-LF | 1 | Com | Any | Lighting | InGen-LF | Ltg_Lmp+Blst | LF_LmpBlst |  | ILtg-Lfluor-fix | LF lamp and ballast: LF lamp: T12, 48 inch, 39W, 2750 lm, CRI = 60, rated life = 20000 hours (2): LF Ballast: Energy Saver Magnetic (EPACT compliant), Instant Start, Normal LO (1); Total Fixture Watts = 74 | LF lamp and ballast: LF lamp: T8, 48 inch, 32W, 2710 lm, CRI = 75, rated life = 15000 hours (2): LF Ballast: Electronic, Rapid Start, Normal LO (1); Total Fixture Watts = 60 | LF lamp and ballast: LF lamp: T8, 48 inch, 32W, 2970 lm, CRI = 85, rated life = 24000 hours (2): LF Ballast: Electronic, Instant Start, Reduced LO (1); Total Fixture Watts = 48 | LFLmpBlst-T12-48in-39w+MagES-IS-NLO(74w) | LFLmpBlst-T8-48in-32w-1g+El-RS-NLO(60w) | LFLmpBlst-T8-48in-32w-3g+El-IS-RLO(48w) | Available | Code Technology base on: Minor Retrofit Only | 0 | 0 | DEER Lighting measure | ErRobNc |  | ILtg-Lfluor-fix |  | None | 2013-01-01 | 2014-06-30 | DEER |  |  |  |  | Standard |  | 1 | 1 | 0 | Deemed Ex Ante Team |  |  |  | Updated to indicate claim/filing status
2298 | Com-Lighting-InGen_T12-48in-74w-B_T8-48in-59w-C_T8-48in-54w-C | Commercial Indoor General Lighting: more efficient Linear Fluorescent Lamp & Ballast installed. Measure includes Code case. Impacts: Linear Fluorescent-based HOU (varies by BldgType) | DEER2014 | D13 v1.2 | 2020-11-24 16:30 | Com-Iltg-dWatt-LF | DEER | Scaled | Delta |  |  | None |  | 0 |  | 1 | Com | Any | Lighting | InGen-LF | Ltg_Lmp+Blst | LF_LmpBlst | LFLmpBlst-T8-48in-32w-3g+El-IS-NLO(54w) | ILtg-Lfluor-fix |  |  |  | LFLmpBlst-T12-48in-39w+MagES-IS-NLO(74w) | LFLmpBlst-T8-48in-32w-2g+El-IS-NLO+Refl(59w) | LFLmpBlst-T8-48in-32w-3g+El-IS-NLO(54w) | Available |  | 0 | 0 | DEER Lighting measure | ErRobNc | LFLmpBlst-T8-48in-32w-2g+El-IS-NLO+Refl(59w) | ILtg-Lfluor-fix |  | DEER1316-Ltg-Com-LF | 2013-01-01 | 2017-12-31 | InEA_same |  |  |  |  | Standard | Measure expired as part of DEER2018 | 1 | 1 | 0 | Deemed Ex Ante Team |  | Measure expired as part of DEER2018 |  | Updated to indicate claim/filing status
2299 | Com-Lighting-InGen_T12-48in-74w-B_T8-48in-60w-A_T8-48in-51w-C | Commercial Indoor General Lighting: more efficient Linear Fluorescent Lamp & Ballast installed. Measure includes Code case. Impacts: Linear Fluorescent-based HOU (varies by BldgType) | DEER2011 | D11 v4.01 | 2020-11-24 16:30 | Com-Iltg-dWatt-LF | DEER | Scaled | Delta | 0 | 0 | None |  | 1 | Com-InLtg-LF | 1 | Com | Any | Lighting | InGen-LF | Ltg_Lmp+Blst | LF_LmpBlst |  | ILtg-Lfluor-fix | LF lamp and ballast: LF lamp: T12, 48 inch, 39W, 2750 lm, CRI = 60, rated life = 20000 hours (2): LF Ballast: Energy Saver Magnetic (EPACT compliant), Instant Start, Normal LO (1); Total Fixture Watts = 74 | LF lamp and ballast: LF lamp: T8, 48 inch, 32W, 2710 lm, CRI = 75, rated life = 15000 hours (2): LF Ballast: Electronic, Rapid Start, Normal LO (1); Total Fixture Watts = 60 | LF lamp and ballast: LF lamp: T8, 48 inch, 30W, 2750 lm, CRI = 85, rated life = 24000 hours (2): LF Ballast: Electronic, Instant Start, Normal LO (1); Total Fixture Watts = 51 | LFLmpBlst-T12-48in-39w+MagES-IS-NLO(74w) | LFLmpBlst-T8-48in-32w-1g+El-RS-NLO(60w) | LFLmpBlst-T8-48in-30w+El-IS-NLO(51w) | Available | Code Technology base on: Minor Retrofit Only | 0 | 0 | DEER Lighting measure | ErRobNc |  | ILtg-Lfluor-fix |  | None | 2013-01-01 | 2014-06-30 | DEER |  |  |  |  | Standard |  | 1 | 1 | 0 | Deemed Ex Ante Team |  |  |  | Updated to indicate claim/filing status
2300 | Com-Lighting-InGen_T12-48in-74w-B_T8-48in-70w-A_T8-48in-54w-C | Commercial Indoor General Lighting: more efficient Linear Fluorescent Lamp & Ballast installed. Measure includes Code case. Impacts: Linear Fluorescent-based HOU (varies by BldgType) | DEER2011 | D11 v4.01 | 2020-11-24 16:30 | Com-Iltg-dWatt-LF | DEER | Scaled | Delta | 0 | 0 | None |  | 1 | Com-InLtg-LF | 1 | Com | Any | Lighting | InGen-LF | Ltg_Lmp+Blst | LF_LmpBlst |  | ILtg-Lfluor-fix | LF lamp and ballast: LF lamp: T12, 48 inch, 39W, 2750 lm, CRI = 60, rated life = 20000 hours (2): LF Ballast: Energy Saver Magnetic (EPACT compliant), Instant Start, Normal LO (1); Total Fixture Watts = 74 | LF lamp and ballast: LF lamp: T8, 48 inch, 32W, 2710 lm, CRI = 75, rated life = 15000 hours (2): LF Ballast: Electronic, Rapid Start, High LO (1); Total Fixture Watts = 70 | LF lamp and ballast: LF lamp: T8, 48 inch, 32W, 2970 lm, CRI = 85, rated life = 24000 hours (2): LF Ballast: Electronic, Instant Start, Normal LO (1); Total Fixture Watts = 54 | LFLmpBlst-T12-48in-39w+MagES-IS-NLO(74w) | LFLmpBlst-T8-48in-32w-1g+El-RS-HLO(70w) | LFLmpBlst-T8-48in-32w-3g+El-IS-NLO(54w) | Available | Code Technology base on: Minor Retrofit Only | 0 | 0 | DEER Lighting measure | ErRobNc |  | ILtg-Lfluor-fix |  | None | 2013-01-01 | 2014-06-30 | DEER |  |  |  |  | Standard |  | 1 | 1 | 0 | Deemed Ex Ante Team |  |  |  | Updated to indicate claim/filing status
2301 | Com-Lighting-InGen_T12-48in-80w-C_T8-48in-52w-B_T8-48in-45w | Commercial Indoor General Lighting: more efficient Linear Fluorescent Lamp & Ballast installed. Measure includes Code case. Impacts: Linear Fluorescent-based HOU (varies by BldgType) | DEER2014 | D13 v1.2 | 2020-11-24 16:30 | Com-Iltg-dWatt-LF | DEER | Scaled | Delta |  |  | None |  | 0 |  | 1 | Com | Any | Lighting | InGen-LF | Ltg_Lmp+Blst | LF_LmpBlst | LFLmpBlst-T8-48in-30w+El-IS-RLO(45w) | ILtg-Lfluor-fix |  |  |  | LFLmpBlst-T12-48in-39w+Hyb-IS-NLO(80w) | LFLmpBlst-T8-48in-32w-2g+El-IS-RLO(52w) | LFLmpBlst-T8-48in-30w+El-IS-RLO(45w) | Available |  | 0 | 0 | DEER Lighting measure | ErRobNc | LFLmpBlst-T8-48in-32w-2g+El-IS-RLO(52w) | ILtg-Lfluor-fix |  | DEER1316-Ltg-Com-LF | 2013-01-01 | 2017-12-31 | InEA_same |  |  |  |  | Standard | Measure expired as part of DEER2018 | 1 | 1 | 0 | Deemed Ex Ante Team |  | Measure expired as part of DEER2018 |  | Updated to indicate claim/filing status
2302 | Com-Lighting-InGen_T12-48in-80w-C_T8-48in-52w-B_T8-48in-48w | Commercial Indoor General Lighting: more efficient Linear Fluorescent Lamp & Ballast installed. Measure includes Code case. Impacts: Linear Fluorescent-based HOU (varies by BldgType) | DEER2014 | D13 v1.2 | 2020-11-24 16:30 | Com-Iltg-dWatt-LF | DEER | Scaled | Delta |  |  | None |  | 0 |  | 1 | Com | Any | Lighting | InGen-LF | Ltg_Lmp+Blst | LF_LmpBlst | LFLmpBlst-T8-48in-32w-3g+El-IS-RLO(48w) | ILtg-Lfluor-fix |  |  |  | LFLmpBlst-T12-48in-39w+Hyb-IS-NLO(80w) | LFLmpBlst-T8-48in-32w-2g+El-IS-RLO(52w) | LFLmpBlst-T8-48in-32w-3g+El-IS-RLO(48w) | Available |  | 0 | 0 | DEER Lighting measure | ErRobNc | LFLmpBlst-T8-48in-32w-2g+El-IS-RLO(52w) | ILtg-Lfluor-fix |  | DEER1316-Ltg-Com-LF | 2013-01-01 | 2017-12-31 | InEA_same |  |  |  |  | Standard | Measure expired as part of DEER2018 | 1 | 1 | 0 | Deemed Ex Ante Team |  | Measure expired as part of DEER2018 |  | Updated to indicate claim/filing status
2303 | Com-Lighting-InGen_T12-48in-80w-C_T8-48in-52w-A_T8-48in-45w | Commercial Indoor General Lighting: more efficient Linear Fluorescent Lamp & Ballast installed. Measure includes Code case. Impacts: Linear Fluorescent-based HOU (varies by BldgType) | DEER2011 | D11 v4.01 | 2020-11-24 16:30 | Com-Iltg-dWatt-LF | DEER | Scaled | Delta | 0 | 0 | None |  | 1 | Com-InLtg-LF | 1 | Com | Any | Lighting | InGen-LF | Ltg_Lmp+Blst | LF_LmpBlst |  | ILtg-Lfluor-fix | LF lamp and ballast: LF lamp: T12, 48 inch, 39W, 2750 lm, CRI = 60, rated life = 20000 hours (2): LF Ballast: Hybrid, Instant Start, Normal LO (1); Total Fixture Watts = 80 | LF lamp and ballast: LF lamp: T8, 48 inch, 32W, 2710 lm, CRI = 75, rated life = 15000 hours (2): LF Ballast: Electronic, Instant Start, Reduced LO (1); Total Fixture Watts = 52 | LF lamp and ballast: LF lamp: T8, 48 inch, 30W, 2750 lm, CRI = 85, rated life = 24000 hours (2): LF Ballast: Electronic, Instant Start, Reduced LO (1); Total Fixture Watts = 45 | LFLmpBlst-T12-48in-39w+Hyb-IS-NLO(80w) | LFLmpBlst-T8-48in-32w-1g+El-IS-RLO(52w) | LFLmpBlst-T8-48in-30w+El-IS-RLO(45w) | Available | Code Technology base on: Minor Retrofit Only | 0 | 0 | DEER Lighting measure | ErRobNc |  | ILtg-Lfluor-fix |  | None | 2013-01-01 | 2014-06-30 | DEER |  |  |  |  | Standard |  | 1 | 1 | 0 | Deemed Ex Ante Team |  |  |  | Updated to indicate claim/filing status
2304 | Com-Lighting-InGen_T12-48in-80w-C_T8-48in-59w-C_T8-48in-51w-C | Commercial Indoor General Lighting: more efficient Linear Fluorescent Lamp & Ballast installed. Measure includes Code case. Impacts: Linear Fluorescent-based HOU (varies by BldgType) | DEER2014 | D13 v1.2 | 2020-11-24 16:30 | Com-Iltg-dWatt-LF | DEER | Scaled | Delta |  |  | None |  | 0 |  | 1 | Com | Any | Lighting | InGen-LF | Ltg_Lmp+Blst | LF_LmpBlst | LFLmpBlst-T8-48in-30w+El-IS-NLO(51w) | ILtg-Lfluor-fix |  |  |  | LFLmpBlst-T12-48in-39w+Hyb-IS-NLO(80w) | LFLmpBlst-T8-48in-32w-2g+El-IS-NLO+Refl(59w) | LFLmpBlst-T8-48in-30w+El-IS-NLO(51w) | Available |  | 0 | 0 | DEER Lighting measure | ErRobNc | LFLmpBlst-T8-48in-32w-2g+El-IS-NLO+Refl(59w) | ILtg-Lfluor-fix |  | DEER1316-Ltg-Com-LF | 2013-01-01 | 2017-12-31 | InEA_same |  |  |  |  | Standard | Measure expired as part of DEER2018 | 1 | 1 | 0 | Deemed Ex Ante Team |  | Measure expired as part of DEER2018 |  | Updated to indicate claim/filing status
2305 | Com-Lighting-InGen_T12-48in-80w-C_T8-48in-59w-C_T8-48in-54w-C | Commercial Indoor General Lighting: more efficient Linear Fluorescent Lamp & Ballast installed. Measure includes Code case. Impacts: Linear Fluorescent-based HOU (varies by BldgType) | DEER2014 | D13 v1.2 | 2020-11-24 16:30 | Com-Iltg-dWatt-LF | DEER | Scaled | Delta |  |  | None |  | 0 |  | 1 | Com | Any | Lighting | InGen-LF | Ltg_Lmp+Blst | LF_LmpBlst | LFLmpBlst-T8-48in-32w-3g+El-IS-NLO(54w) | ILtg-Lfluor-fix |  |  |  | LFLmpBlst-T12-48in-39w+Hyb-IS-NLO(80w) | LFLmpBlst-T8-48in-32w-2g+El-IS-NLO+Refl(59w) | LFLmpBlst-T8-48in-32w-3g+El-IS-NLO(54w) | Available |  | 0 | 0 | DEER Lighting measure | ErRobNc | LFLmpBlst-T8-48in-32w-2g+El-IS-NLO+Refl(59w) | ILtg-Lfluor-fix |  | DEER1316-Ltg-Com-LF | 2013-01-01 | 2017-12-31 | InEA_same |  |  |  |  | Standard | Measure expired as part of DEER2018 | 1 | 1 | 0 | Deemed Ex Ante Team |  | Measure expired as part of DEER2018 |  | Updated to indicate claim/filing status
2306 | Com-Lighting-InGen_T12-48in-80w-C_T8-48in-60w-A_T8-48in-48w | Commercial Indoor General Lighting: more efficient Linear Fluorescent Lamp & Ballast installed. Measure includes Code case. Impacts: Linear Fluorescent-based HOU (varies by BldgType) | DEER2011 | D11 v4.01 | 2020-11-24 16:30 | Com-Iltg-dWatt-LF | DEER | Scaled | Delta | 0 | 0 | None |  | 1 | Com-InLtg-LF | 1 | Com | Any | Lighting | InGen-LF | Ltg_Lmp+Blst | LF_LmpBlst |  | ILtg-Lfluor-fix | LF lamp and ballast: LF lamp: T12, 48 inch, 39W, 2750 lm, CRI = 60, rated life = 20000 hours (2): LF Ballast: Hybrid, Instant Start, Normal LO (1); Total Fixture Watts = 80 | LF lamp and ballast: LF lamp: T8, 48 inch, 32W, 2710 lm, CRI = 75, rated life = 15000 hours (2): LF Ballast: Electronic, Rapid Start, Normal LO (1); Total Fixture Watts = 60 | LF lamp and ballast: LF lamp: T8, 48 inch, 32W, 2970 lm, CRI = 85, rated life = 24000 hours (2): LF Ballast: Electronic, Instant Start, Reduced LO (1); Total Fixture Watts = 48 | LFLmpBlst-T12-48in-39w+Hyb-IS-NLO(80w) | LFLmpBlst-T8-48in-32w-1g+El-RS-NLO(60w) | LFLmpBlst-T8-48in-32w-3g+El-IS-RLO(48w) | Available | Code Technology base on: Minor Retrofit Only | 0 | 0 | DEER Lighting measure | ErRobNc |  | ILtg-Lfluor-fix |  | None | 2013-01-01 | 2014-06-30 | DEER |  |  |  |  | Standard |  | 1 | 1 | 0 | Deemed Ex Ante Team |  |  |  | Updated to indicate claim/filing status
2307 | Com-Lighting-InGen_T12-48in-80w-C_T8-48in-60w-A_T8-48in-51w-C | Commercial Indoor General Lighting: more efficient Linear Fluorescent Lamp & Ballast installed. Measure includes Code case. Impacts: Linear Fluorescent-based HOU (varies by BldgType) | DEER2011 | D11 v4.01 | 2020-11-24 16:30 | Com-Iltg-dWatt-LF | DEER | Scaled | Delta | 0 | 0 | None |  | 1 | Com-InLtg-LF | 1 | Com | Any | Lighting | InGen-LF | Ltg_Lmp+Blst | LF_LmpBlst |  | ILtg-Lfluor-fix | LF lamp and ballast: LF lamp: T12, 48 inch, 39W, 2750 lm, CRI = 60, rated life = 20000 hours (2): LF Ballast: Hybrid, Instant Start, Normal LO (1); Total Fixture Watts = 80 | LF lamp and ballast: LF lamp: T8, 48 inch, 32W, 2710 lm, CRI = 75, rated life = 15000 hours (2): LF Ballast: Electronic, Rapid Start, Normal LO (1); Total Fixture Watts = 60 | LF lamp and ballast: LF lamp: T8, 48 inch, 30W, 2750 lm, CRI = 85, rated life = 24000 hours (2): LF Ballast: Electronic, Instant Start, Normal LO (1); Total Fixture Watts = 51 | LFLmpBlst-T12-48in-39w+Hyb-IS-NLO(80w) | LFLmpBlst-T8-48in-32w-1g+El-RS-NLO(60w) | LFLmpBlst-T8-48in-30w+El-IS-NLO(51w) | Available | Code Technology base on: Minor Retrofit Only | 0 | 0 | DEER Lighting measure | ErRobNc |  | ILtg-Lfluor-fix |  | None | 2013-01-01 | 2014-06-30 | DEER |  |  |  |  | Standard |  | 1 | 1 | 0 | Deemed Ex Ante Team |  |  |  | Updated to indicate claim/filing status
2308 | Com-Lighting-InGen_T12-48in-80w-C_T8-48in-70w-A_T8-48in-54w-C | Commercial Indoor General Lighting: more efficient Linear Fluorescent Lamp & Ballast installed. Measure includes Code case. Impacts: Linear Fluorescent-based HOU (varies by BldgType) | DEER2011 | D11 v4.01 | 2020-11-24 16:30 | Com-Iltg-dWatt-LF | DEER | Scaled | Delta | 0 | 0 | None |  | 1 | Com-InLtg-LF | 1 | Com | Any | Lighting | InGen-LF | Ltg_Lmp+Blst | LF_LmpBlst |  | ILtg-Lfluor-fix | LF lamp and ballast: LF lamp: T12, 48 inch, 39W, 2750 lm, CRI = 60, rated life = 20000 hours (2): LF Ballast: Hybrid, Instant Start, Normal LO (1); Total Fixture Watts = 80 | LF lamp and ballast: LF lamp: T8, 48 inch, 32W, 2710 lm, CRI = 75, rated life = 15000 hours (2): LF Ballast: Electronic, Rapid Start, High LO (1); Total Fixture Watts = 70 | LF lamp and ballast: LF lamp: T8, 48 inch, 32W, 2970 lm, CRI = 85, rated life = 24000 hours (2): LF Ballast: Electronic, Instant Start, Normal LO (1); Total Fixture Watts = 54 | LFLmpBlst-T12-48in-39w+Hyb-IS-NLO(80w) | LFLmpBlst-T8-48in-32w-1g+El-RS-HLO(70w) | LFLmpBlst-T8-48in-32w-3g+El-IS-NLO(54w) | Available | Code Technology base on: Minor Retrofit Only | 0 | 0 | DEER Lighting measure | ErRobNc |  | ILtg-Lfluor-fix |  | None | 2013-01-01 | 2014-06-30 | DEER |  |  |  |  | Standard |  | 1 | 1 | 0 | Deemed Ex Ante Team |  |  |  | Updated to indicate claim/filing status
2309 | Com-Lighting-InGen_T12-48in-72w-B_T8-48in-59w-C_T8-48in-45w | Commercial Indoor General Lighting: more efficient Linear Fluorescent Lamp & Ballast installed. Measure includes Code case. Impacts: Linear Fluorescent-based HOU (varies by BldgType) | DEER2014 | D13 v1.2 | 2020-11-24 16:30 | Com-Iltg-dWatt-LF | DEER | Scaled | Delta |  |  | None |  | 0 |  | 1 | Com | Any | Lighting | InGen-LF | Ltg_Lmp+Blst | LF_LmpBlst | LFLmpBlst-T8-48in-30w+El-IS-RLO(45w) | ILtg-Lfluor-fix |  |  |  | LFLmpBlst-T12-48in-30w+MagStd-IS-NLO(72w) | LFLmpBlst-T8-48in-32w-2g+El-IS-NLO+Refl(59w) | LFLmpBlst-T8-48in-30w+El-IS-RLO(45w) | Available |  | 0 | 0 | DEER Lighting measure | ErRobNc | LFLmpBlst-T8-48in-32w-2g+El-IS-NLO+Refl(59w) | ILtg-Lfluor-fix |  | DEER1316-Ltg-Com-LF | 2013-01-01 | 2017-12-31 | InEA_same |  |  |  |  | Standard | Measure expired as part of DEER2018 | 1 | 1 | 0 | Deemed Ex Ante Team |  | Measure expired as part of DEER2018 |  | Updated to indicate claim/filing status
2310 | Com-Lighting-InGen_T12-48in-72w-B_T8-48in-52w-B_T8-48in-48w | Commercial Indoor General Lighting: more efficient Linear Fluorescent Lamp & Ballast installed. Measure includes Code case. Impacts: Linear Fluorescent-based HOU (varies by BldgType) | DEER2014 | D13 v1.2 | 2020-11-24 16:30 | Com-Iltg-dWatt-LF | DEER | Scaled | Delta |  |  | None |  | 0 |  | 1 | Com | Any | Lighting | InGen-LF | Ltg_Lmp+Blst | LF_LmpBlst | LFLmpBlst-T8-48in-32w-3g+El-IS-RLO(48w) | ILtg-Lfluor-fix |  |  |  | LFLmpBlst-T12-48in-30w+MagStd-IS-NLO(72w) | LFLmpBlst-T8-48in-32w-2g+El-IS-RLO(52w) | LFLmpBlst-T8-48in-32w-3g+El-IS-RLO(48w) | Available |  | 0 | 0 | DEER Lighting measure | ErRobNc | LFLmpBlst-T8-48in-32w-2g+El-IS-RLO(52w) | ILtg-Lfluor-fix |  | DEER1316-Ltg-Com-LF | 2013-01-01 | 2017-12-31 | InEA_same |  |  |  |  | Standard | Measure expired as part of DEER2018 | 1 | 1 | 0 | Deemed Ex Ante Team |  | Measure expired as part of DEER2018 |  | Updated to indicate claim/filing status
2311 | Com-Lighting-InGen_T12-48in-72w-B_T8-48in-52w-A_T8-48in-45w | Commercial Indoor General Lighting: more efficient Linear Fluorescent Lamp & Ballast installed. Measure includes Code case. Impacts: Linear Fluorescent-based HOU (varies by BldgType) | DEER2011 | D11 v4.01 | 2020-11-24 16:30 | Com-Iltg-dWatt-LF | DEER | Scaled | Delta | 0 | 0 | None |  | 1 | Com-InLtg-LF | 1 | Com | Any | Lighting | InGen-LF | Ltg_Lmp+Blst | LF_LmpBlst |  | ILtg-Lfluor-fix | LF lamp and ballast: LF lamp: T12, 48 inch, 30W, 2600 lm, CRI = 60, rated life = 20000 hours (2): LF Ballast: Standard Magnetic (pre-EPACT), Instant Start, Normal LO (1); Total Fixture Watts = 72 | LF lamp and ballast: LF lamp: T8, 48 inch, 32W, 2710 lm, CRI = 75, rated life = 15000 hours (2): LF Ballast: Electronic, Instant Start, Reduced LO (1); Total Fixture Watts = 52 | LF lamp and ballast: LF lamp: T8, 48 inch, 30W, 2750 lm, CRI = 85, rated life = 24000 hours (2): LF Ballast: Electronic, Instant Start, Reduced LO (1); Total Fixture Watts = 45 | LFLmpBlst-T12-48in-30w+MagStd-IS-NLO(72w) | LFLmpBlst-T8-48in-32w-1g+El-IS-RLO(52w) | LFLmpBlst-T8-48in-30w+El-IS-RLO(45w) | Available | Code Technology base on: Minor Retrofit Only | 0 | 0 | DEER Lighting measure | ErRobNc |  | ILtg-Lfluor-fix |  | None | 2013-01-01 | 2014-06-30 | DEER |  |  |  |  | Standard |  | 1 | 1 | 0 | Deemed Ex Ante Team |  |  |  | Updated to indicate claim/filing status
2312 | Com-Lighting-InGen_T12-48in-72w-B_T8-48in-59w-C_T8-48in-51w-C | Commercial Indoor General Lighting: more efficient Linear Fluorescent Lamp & Ballast installed. Measure includes Code case. Impacts: Linear Fluorescent-based HOU (varies by BldgType) | DEER2014 | D13 v1.2 | 2020-11-24 16:30 | Com-Iltg-dWatt-LF | DEER | Scaled | Delta |  |  | None |  | 0 |  | 1 | Com | Any | Lighting | InGen-LF | Ltg_Lmp+Blst | LF_LmpBlst | LFLmpBlst-T8-48in-30w+El-IS-NLO(51w) | ILtg-Lfluor-fix |  |  |  | LFLmpBlst-T12-48in-30w+MagStd-IS-NLO(72w) | LFLmpBlst-T8-48in-32w-2g+El-IS-NLO+Refl(59w) | LFLmpBlst-T8-48in-30w+El-IS-NLO(51w) | Available |  | 0 | 0 | DEER Lighting measure | ErRobNc | LFLmpBlst-T8-48in-32w-2g+El-IS-NLO+Refl(59w) | ILtg-Lfluor-fix |  | DEER1316-Ltg-Com-LF | 2013-01-01 | 2017-12-31 | InEA_same |  |  |  |  | Standard | Measure expired as part of DEER2018 | 1 | 1 | 0 | Deemed Ex Ante Team |  | Measure expired as part of DEER2018 |  | Updated to indicate claim/filing status
2313 | Com-Lighting-InGen_T12-48in-72w-B_T8-48in-59w-C_T8-48in-54w-C | Commercial Indoor General Lighting: more efficient Linear Fluorescent Lamp & Ballast installed. Measure includes Code case. Impacts: Linear Fluorescent-based HOU (varies by BldgType) | DEER2014 | D13 v1.2 | 2020-11-24 16:30 | Com-Iltg-dWatt-LF | DEER | Scaled | Delta |  |  | None |  | 0 |  | 1 | Com | Any | Lighting | InGen-LF | Ltg_Lmp+Blst | LF_LmpBlst | LFLmpBlst-T8-48in-32w-3g+El-IS-NLO(54w) | ILtg-Lfluor-fix |  |  |  | LFLmpBlst-T12-48in-30w+MagStd-IS-NLO(72w) | LFLmpBlst-T8-48in-32w-2g+El-IS-NLO+Refl(59w) | LFLmpBlst-T8-48in-32w-3g+El-IS-NLO(54w) | Available |  | 0 | 0 | DEER Lighting measure | ErRobNc | LFLmpBlst-T8-48in-32w-2g+El-IS-NLO+Refl(59w) | ILtg-Lfluor-fix |  | DEER1316-Ltg-Com-LF | 2013-01-01 | 2017-12-31 | InEA_same |  |  |  |  | Standard | Measure expired as part of DEER2018 | 1 | 1 | 0 | Deemed Ex Ante Team |  | Measure expired as part of DEER2018 |  | Updated to indicate claim/filing status
2314 | Com-Lighting-InGen_T12-48in-72w-B_T8-48in-60w-A_T8-48in-48w | Commercial Indoor General Lighting: more efficient Linear Fluorescent Lamp & Ballast installed. Measure includes Code case. Impacts: Linear Fluorescent-based HOU (varies by BldgType) | DEER2011 | D11 v4.01 | 2020-11-24 16:30 | Com-Iltg-dWatt-LF | DEER | Scaled | Delta | 0 | 0 | None |  | 1 | Com-InLtg-LF | 1 | Com | Any | Lighting | InGen-LF | Ltg_Lmp+Blst | LF_LmpBlst |  | ILtg-Lfluor-fix | LF lamp and ballast: LF lamp: T12, 48 inch, 30W, 2600 lm, CRI = 60, rated life = 20000 hours (2): LF Ballast: Standard Magnetic (pre-EPACT), Instant Start, Normal LO (1); Total Fixture Watts = 72 | LF lamp and ballast: LF lamp: T8, 48 inch, 32W, 2710 lm, CRI = 75, rated life = 15000 hours (2): LF Ballast: Electronic, Rapid Start, Normal LO (1); Total Fixture Watts = 60 | LF lamp and ballast: LF lamp: T8, 48 inch, 32W, 2970 lm, CRI = 85, rated life = 24000 hours (2): LF Ballast: Electronic, Instant Start, Reduced LO (1); Total Fixture Watts = 48 | LFLmpBlst-T12-48in-30w+MagStd-IS-NLO(72w) | LFLmpBlst-T8-48in-32w-1g+El-RS-NLO(60w) | LFLmpBlst-T8-48in-32w-3g+El-IS-RLO(48w) | Available | Code Technology base on: Minor Retrofit Only | 0 | 0 | DEER Lighting measure | ErRobNc |  | ILtg-Lfluor-fix |  | None | 2013-01-01 | 2014-06-30 | DEER |  |  |  |  | Standard |  | 1 | 1 | 0 | Deemed Ex Ante Team |  |  |  | Updated to indicate claim/filing status
2315 | Com-Lighting-InGen_T12-48in-72w-B_T8-48in-60w-A_T8-48in-51w-C | Commercial Indoor General Lighting: more efficient Linear Fluorescent Lamp & Ballast installed. Measure includes Code case. Impacts: Linear Fluorescent-based HOU (varies by BldgType) | DEER2011 | D11 v4.01 | 2020-11-24 16:30 | Com-Iltg-dWatt-LF | DEER | Scaled | Delta | 0 | 0 | None |  | 1 | Com-InLtg-LF | 1 | Com | Any | Lighting | InGen-LF | Ltg_Lmp+Blst | LF_LmpBlst |  | ILtg-Lfluor-fix | LF lamp and ballast: LF lamp: T12, 48 inch, 30W, 2600 lm, CRI = 60, rated life = 20000 hours (2): LF Ballast: Standard Magnetic (pre-EPACT), Instant Start, Normal LO (1); Total Fixture Watts = 72 | LF lamp and ballast: LF lamp: T8, 48 inch, 32W, 2710 lm, CRI = 75, rated life = 15000 hours (2): LF Ballast: Electronic, Rapid Start, Normal LO (1); Total Fixture Watts = 60 | LF lamp and ballast: LF lamp: T8, 48 inch, 30W, 2750 lm, CRI = 85, rated life = 24000 hours (2): LF Ballast: Electronic, Instant Start, Normal LO (1); Total Fixture Watts = 51 | LFLmpBlst-T12-48in-30w+MagStd-IS-NLO(72w) | LFLmpBlst-T8-48in-32w-1g+El-RS-NLO(60w) | LFLmpBlst-T8-48in-30w+El-IS-NLO(51w) | Available | Code Technology base on: Minor Retrofit Only | 0 | 0 | DEER Lighting measure | ErRobNc |  | ILtg-Lfluor-fix |  | None | 2013-01-01 | 2014-06-30 | DEER |  |  |  |  | Standard |  | 1 | 1 | 0 | Deemed Ex Ante Team |  |  |  | Updated to indicate claim/filing status
2316 | Com-Lighting-InGen_T12-48in-72w-B_T8-48in-70w-A_T8-48in-54w-C | Commercial Indoor General Lighting: more efficient Linear Fluorescent Lamp & Ballast installed. Measure includes Code case. Impacts: Linear Fluorescent-based HOU (varies by BldgType) | DEER2011 | D11 v4.01 | 2020-11-24 16:30 | Com-Iltg-dWatt-LF | DEER | Scaled | Delta | 0 | 0 | None |  | 1 | Com-InLtg-LF | 1 | Com | Any | Lighting | InGen-LF | Ltg_Lmp+Blst | LF_LmpBlst |  | ILtg-Lfluor-fix | LF lamp and ballast: LF lamp: T12, 48 inch, 30W, 2600 lm, CRI = 60, rated life = 20000 hours (2): LF Ballast: Standard Magnetic (pre-EPACT), Instant Start, Normal LO (1); Total Fixture Watts = 72 | LF lamp and ballast: LF lamp: T8, 48 inch, 32W, 2710 lm, CRI = 75, rated life = 15000 hours (2): LF Ballast: Electronic, Rapid Start, High LO (1); Total Fixture Watts = 70 | LF lamp and ballast: LF lamp: T8, 48 inch, 32W, 2970 lm, CRI = 85, rated life = 24000 hours (2): LF Ballast: Electronic, Instant Start, Normal LO (1); Total Fixture Watts = 54 | LFLmpBlst-T12-48in-30w+MagStd-IS-NLO(72w) | LFLmpBlst-T8-48in-32w-1g+El-RS-HLO(70w) | LFLmpBlst-T8-48in-32w-3g+El-IS-NLO(54w) | Available | Code Technology base on: Minor Retrofit Only | 0 | 0 | DEER Lighting measure | ErRobNc |  | ILtg-Lfluor-fix |  | None | 2013-01-01 | 2014-06-30 | DEER |  |  |  |  | Standard |  | 1 | 1 | 0 | Deemed Ex Ante Team |  |  |  | Updated to indicate claim/filing status
2317 | Com-Lighting-InGen_T12-48in-74w-C_T8-48in-52w-B_T8-48in-45w | Commercial Indoor General Lighting: more efficient Linear Fluorescent Lamp & Ballast installed. Measure includes Code case. Impacts: Linear Fluorescent-based HOU (varies by BldgType) | DEER2014 | D13 v1.2 | 2020-11-24 16:30 | Com-Iltg-dWatt-LF | DEER | Scaled | Delta |  |  | None |  | 0 |  | 1 | Com | Any | Lighting | InGen-LF | Ltg_Lmp+Blst | LF_LmpBlst | LFLmpBlst-T8-48in-30w+El-IS-RLO(45w) | ILtg-Lfluor-fix |  |  |  | LFLmpBlst-T12-48in-39w+MagStd-IS-NLO(74w) | LFLmpBlst-T8-48in-32w-2g+El-IS-RLO(52w) | LFLmpBlst-T8-48in-30w+El-IS-RLO(45w) | Available |  | 0 | 0 | DEER Lighting measure | ErRobNc | LFLmpBlst-T8-48in-32w-2g+El-IS-RLO(52w) | ILtg-Lfluor-fix |  | DEER1316-Ltg-Com-LF | 2013-01-01 | 2017-12-31 | InEA_same |  |  |  |  | Standard | Measure expired as part of DEER2018 | 1 | 1 | 0 | Deemed Ex Ante Team |  | Measure expired as part of DEER2018 |  | Updated to indicate claim/filing status
2318 | Com-Lighting-InGen_T12-48in-74w-C_T8-48in-52w-B_T8-48in-48w | Commercial Indoor General Lighting: more efficient Linear Fluorescent Lamp & Ballast installed. Measure includes Code case. Impacts: Linear Fluorescent-based HOU (varies by BldgType) | DEER2014 | D13 v1.2 | 2020-11-24 16:30 | Com-Iltg-dWatt-LF | DEER | Scaled | Delta |  |  | None |  | 0 |  | 1 | Com | Any | Lighting | InGen-LF | Ltg_Lmp+Blst | LF_LmpBlst | LFLmpBlst-T8-48in-32w-3g+El-IS-RLO(48w) | ILtg-Lfluor-fix |  |  |  | LFLmpBlst-T12-48in-39w+MagStd-IS-NLO(74w) | LFLmpBlst-T8-48in-32w-2g+El-IS-RLO(52w) | LFLmpBlst-T8-48in-32w-3g+El-IS-RLO(48w) | Available |  | 0 | 0 | DEER Lighting measure | ErRobNc | LFLmpBlst-T8-48in-32w-2g+El-IS-RLO(52w) | ILtg-Lfluor-fix |  | DEER1316-Ltg-Com-LF | 2013-01-01 | 2017-12-31 | InEA_same |  |  |  |  | Standard | Measure expired as part of DEER2018 | 1 | 1 | 0 | Deemed Ex Ante Team |  | Measure expired as part of DEER2018 |  | Updated to indicate claim/filing status
2319 | Com-Lighting-InGen_T12-48in-74w-C_T8-48in-59w-C_T8-48in-51w-C | Commercial Indoor General Lighting: more efficient Linear Fluorescent Lamp & Ballast installed. Measure includes Code case. Impacts: Linear Fluorescent-based HOU (varies by BldgType) | DEER2014 | D13 v1.2 | 2020-11-24 16:30 | Com-Iltg-dWatt-LF | DEER | Scaled | Delta |  |  | None |  | 0 |  | 1 | Com | Any | Lighting | InGen-LF | Ltg_Lmp+Blst | LF_LmpBlst | LFLmpBlst-T8-48in-30w+El-IS-NLO(51w) | ILtg-Lfluor-fix |  |  |  | LFLmpBlst-T12-48in-39w+MagStd-IS-NLO(74w) | LFLmpBlst-T8-48in-32w-2g+El-IS-NLO+Refl(59w) | LFLmpBlst-T8-48in-30w+El-IS-NLO(51w) | Available |  | 0 | 0 | DEER Lighting measure | ErRobNc | LFLmpBlst-T8-48in-32w-2g+El-IS-NLO+Refl(59w) | ILtg-Lfluor-fix |  | DEER1316-Ltg-Com-LF | 2013-01-01 | 2017-12-31 | InEA_same |  |  |  |  | Standard | Measure expired as part of DEER2018 | 1 | 1 | 0 | Deemed Ex Ante Team |  | Measure expired as part of DEER2018 |  | Updated to indicate claim/filing status
2320 | Com-Lighting-InGen_T12-48in-74w-C_T8-48in-52w-A_T8-48in-45w | Commercial Indoor General Lighting: more efficient Linear Fluorescent Lamp & Ballast installed. Measure includes Code case. Impacts: Linear Fluorescent-based HOU (varies by BldgType) | DEER2011 | D11 v4.01 | 2020-11-24 16:30 | Com-Iltg-dWatt-LF | DEER | Scaled | Delta | 0 | 0 | None |  | 1 | Com-InLtg-LF | 1 | Com | Any | Lighting | InGen-LF | Ltg_Lmp+Blst | LF_LmpBlst |  | ILtg-Lfluor-fix | LF lamp and ballast: LF lamp: T12, 48 inch, 39W, 2750 lm, CRI = 60, rated life = 20000 hours (2): LF Ballast: Standard Magnetic (pre-EPACT), Instant Start, Normal LO (1); Total Fixture Watts = 74 | LF lamp and ballast: LF lamp: T8, 48 inch, 32W, 2710 lm, CRI = 75, rated life = 15000 hours (2): LF Ballast: Electronic, Instant Start, Reduced LO (1); Total Fixture Watts = 52 | LF lamp and ballast: LF lamp: T8, 48 inch, 30W, 2750 lm, CRI = 85, rated life = 24000 hours (2): LF Ballast: Electronic, Instant Start, Reduced LO (1); Total Fixture Watts = 45 | LFLmpBlst-T12-48in-39w+MagStd-IS-NLO(74w) | LFLmpBlst-T8-48in-32w-1g+El-IS-RLO(52w) | LFLmpBlst-T8-48in-30w+El-IS-RLO(45w) | Available | Code Technology base on: Minor Retrofit Only | 0 | 0 | DEER Lighting measure | ErRobNc |  | ILtg-Lfluor-fix |  | None | 2013-01-01 | 2014-06-30 | DEER |  |  |  |  | Standard |  | 1 | 1 | 0 | Deemed Ex Ante Team |  |  |  | Updated to indicate claim/filing status
2321 | Com-Lighting-InGen_T12-48in-74w-C_T8-48in-60w-A_T8-48in-48w | Commercial Indoor General Lighting: more efficient Linear Fluorescent Lamp & Ballast installed. Measure includes Code case. Impacts: Linear Fluorescent-based HOU (varies by BldgType) | DEER2011 | D11 v4.01 | 2020-11-24 16:30 | Com-Iltg-dWatt-LF | DEER | Scaled | Delta | 0 | 0 | None |  | 1 | Com-InLtg-LF | 1 | Com | Any | Lighting | InGen-LF | Ltg_Lmp+Blst | LF_LmpBlst |  | ILtg-Lfluor-fix | LF lamp and ballast: LF lamp: T12, 48 inch, 39W, 2750 lm, CRI = 60, rated life = 20000 hours (2): LF Ballast: Standard Magnetic (pre-EPACT), Instant Start, Normal LO (1); Total Fixture Watts = 74 | LF lamp and ballast: LF lamp: T8, 48 inch, 32W, 2710 lm, CRI = 75, rated life = 15000 hours (2): LF Ballast: Electronic, Rapid Start, Normal LO (1); Total Fixture Watts = 60 | LF lamp and ballast: LF lamp: T8, 48 inch, 32W, 2970 lm, CRI = 85, rated life = 24000 hours (2): LF Ballast: Electronic, Instant Start, Reduced LO (1); Total Fixture Watts = 48 | LFLmpBlst-T12-48in-39w+MagStd-IS-NLO(74w) | LFLmpBlst-T8-48in-32w-1g+El-RS-NLO(60w) | LFLmpBlst-T8-48in-32w-3g+El-IS-RLO(48w) | Available | Code Technology base on: Minor Retrofit Only | 0 | 0 | DEER Lighting measure | ErRobNc |  | ILtg-Lfluor-fix |  | None | 2013-01-01 | 2014-06-30 | DEER |  |  |  |  | Standard |  | 1 | 1 | 0 | Deemed Ex Ante Team |  |  |  | Updated to indicate claim/filing status
2322 | Com-Lighting-InGen_T12-48in-74w-C_T8-48in-59w-C_T8-48in-54w-C | Commercial Indoor General Lighting: more efficient Linear Fluorescent Lamp & Ballast installed. Measure includes Code case. Impacts: Linear Fluorescent-based HOU (varies by BldgType) | DEER2014 | D13 v1.2 | 2020-11-24 16:30 | Com-Iltg-dWatt-LF | DEER | Scaled | Delta |  |  | None |  | 0 |  | 1 | Com | Any | Lighting | InGen-LF | Ltg_Lmp+Blst | LF_LmpBlst | LFLmpBlst-T8-48in-32w-3g+El-IS-NLO(54w) | ILtg-Lfluor-fix |  |  |  | LFLmpBlst-T12-48in-39w+MagStd-IS-NLO(74w) | LFLmpBlst-T8-48in-32w-2g+El-IS-NLO+Refl(59w) | LFLmpBlst-T8-48in-32w-3g+El-IS-NLO(54w) | Available |  | 0 | 0 | DEER Lighting measure | ErRobNc | LFLmpBlst-T8-48in-32w-2g+El-IS-NLO+Refl(59w) | ILtg-Lfluor-fix |  | DEER1316-Ltg-Com-LF | 2013-01-01 | 2017-12-31 | InEA_same |  |  |  |  | Standard | Measure expired as part of DEER2018 | 1 | 1 | 0 | Deemed Ex Ante Team |  | Measure expired as part of DEER2018 |  | Updated to indicate claim/filing status
2323 | Com-Lighting-InGen_T12-48in-74w-C_T8-48in-60w-A_T8-48in-51w-C | Commercial Indoor General Lighting: more efficient Linear Fluorescent Lamp & Ballast installed. Measure includes Code case. Impacts: Linear Fluorescent-based HOU (varies by BldgType) | DEER2011 | D11 v4.01 | 2020-11-24 16:30 | Com-Iltg-dWatt-LF | DEER | Scaled | Delta | 0 | 0 | None |  | 1 | Com-InLtg-LF | 1 | Com | Any | Lighting | InGen-LF | Ltg_Lmp+Blst | LF_LmpBlst |  | ILtg-Lfluor-fix | LF lamp and ballast: LF lamp: T12, 48 inch, 39W, 2750 lm, CRI = 60, rated life = 20000 hours (2): LF Ballast: Standard Magnetic (pre-EPACT), Instant Start, Normal LO (1); Total Fixture Watts = 74 | LF lamp and ballast: LF lamp: T8, 48 inch, 32W, 2710 lm, CRI = 75, rated life = 15000 hours (2): LF Ballast: Electronic, Rapid Start, Normal LO (1); Total Fixture Watts = 60 | LF lamp and ballast: LF lamp: T8, 48 inch, 30W, 2750 lm, CRI = 85, rated life = 24000 hours (2): LF Ballast: Electronic, Instant Start, Normal LO (1); Total Fixture Watts = 51 | LFLmpBlst-T12-48in-39w+MagStd-IS-NLO(74w) | LFLmpBlst-T8-48in-32w-1g+El-RS-NLO(60w) | LFLmpBlst-T8-48in-30w+El-IS-NLO(51w) | Available | Code Technology base on: Minor Retrofit Only | 0 | 0 | DEER Lighting measure | ErRobNc |  | ILtg-Lfluor-fix |  | None | 2013-01-01 | 2014-06-30 | DEER |  |  |  |  | Standard |  | 1 | 1 | 0 | Deemed Ex Ante Team |  |  |  | Updated to indicate claim/filing status
2324 | Com-Lighting-InGen_T12-48in-144w-A_T8-48in-89w-B_T8-48in-83w | Commercial Indoor General Lighting: more efficient Linear Fluorescent Lamp & Ballast installed. Measure includes Code case. Impacts: Linear Fluorescent-based HOU (varies by BldgType) | DEER2014 | D13 v1.2 | 2020-11-24 16:30 | Com-Iltg-dWatt-LF | DEER | Scaled | Delta |  |  | None |  | 0 |  | 1 | Com | Any | Lighting | InGen-LF | Ltg_Lmp+Blst | LF_LmpBlst | LFLmpBlst-T8-48in-32w-3g+El-IS-NLO(83w) | ILtg-Lfluor-fix |  |  |  | LFLmpBlst-T12-48in-34w+MagES-RS-NLO(144w) | LFLmpBlst-T8-48in-32w-2g+El-IS-NLO(89w) | LFLmpBlst-T8-48in-32w-3g+El-IS-NLO(83w) | Available |  | 0 | 0 | DEER Lighting measure | ErRobNc | LFLmpBlst-T8-48in-32w-2g+El-IS-NLO(89w) | ILtg-Lfluor-fix | D08-NE-ILtg-LFluor-Prim-RplLPD-48in34wT12ESMg144w-48in3g32wT8PISNEl83w | DEER1316-Ltg-Com-LF | 2013-01-01 | 2017-12-31 | InEA_same |  |  |  |  | Standard | Measure expired as part of DEER2018 | 1 | 1 | 0 | Deemed Ex Ante Team |  | Measure expired as part of DEER2018 |  | Updated to indicate claim/filing status
2325 | Com-Lighting-InGen_T12-48in-74w-C_T8-48in-70w-A_T8-48in-54w-C | Commercial Indoor General Lighting: more efficient Linear Fluorescent Lamp & Ballast installed. Measure includes Code case. Impacts: Linear Fluorescent-based HOU (varies by BldgType) | DEER2011 | D11 v4.01 | 2020-11-24 16:30 | Com-Iltg-dWatt-LF | DEER | Scaled | Delta | 0 | 0 | None |  | 1 | Com-InLtg-LF | 1 | Com | Any | Lighting | InGen-LF | Ltg_Lmp+Blst | LF_LmpBlst |  | ILtg-Lfluor-fix | LF lamp and ballast: LF lamp: T12, 48 inch, 39W, 2750 lm, CRI = 60, rated life = 20000 hours (2): LF Ballast: Standard Magnetic (pre-EPACT), Instant Start, Normal LO (1); Total Fixture Watts = 74 | LF lamp and ballast: LF lamp: T8, 48 inch, 32W, 2710 lm, CRI = 75, rated life = 15000 hours (2): LF Ballast: Electronic, Rapid Start, High LO (1); Total Fixture Watts = 70 | LF lamp and ballast: LF lamp: T8, 48 inch, 32W, 2970 lm, CRI = 85, rated life = 24000 hours (2): LF Ballast: Electronic, Instant Start, Normal LO (1); Total Fixture Watts = 54 | LFLmpBlst-T12-48in-39w+MagStd-IS-NLO(74w) | LFLmpBlst-T8-48in-32w-1g+El-RS-HLO(70w) | LFLmpBlst-T8-48in-32w-3g+El-IS-NLO(54w) | Available | Code Technology base on: Minor Retrofit Only | 0 | 0 | DEER Lighting measure | ErRobNc |  | ILtg-Lfluor-fix |  | None | 2013-01-01 | 2014-06-30 | DEER |  |  |  |  | Standard |  | 1 | 1 | 0 | Deemed Ex Ante Team |  |  |  | Updated to indicate claim/filing status
2326 | Com-Lighting-InGen_T12-96in-210w_T8-48in-175w-B_T8-48in-142w-B | Commercial Indoor General Lighting: more efficient Linear Fluorescent Lamp & Ballast installed. Measure includes Code case. Impacts: Linear Fluorescent-based HOU (varies by BldgType) | DEER2014 | D13 v1.2 | 2020-11-24 16:30 | Com-Iltg-dWatt-LF | DEER | Scaled | Delta |  |  | None |  | 0 |  | 1 | Com | Any | Lighting | InGen-LF | Ltg_Lmp+Blst | LF_LmpBlst | LFLmpBlst-T8-48in-32w-3g+El-IS-RLO(142w) | ILtg-Lfluor-fix |  |  |  | LFLmpBlst-T12-96in-60w+MagES-RS-NLO(210w) | LFLmpBlst-T8-48in-32w-2g+El-IS-NLO(175w) | LFLmpBlst-T8-48in-32w-3g+El-IS-RLO(142w) | Available |  | 0 | 0 | DEER Lighting measure | ErRobNc | LFLmpBlst-T8-48in-32w-2g+El-IS-NLO(175w) | ILtg-Lfluor-fix | D08-NE-ILtg-LFluor-Prim-RplLPD-96in60wT12ESMg210w-48in3g32wT82PISREl142w | DEER1316-Ltg-Com-LF | 2013-01-01 | 2017-12-31 | InEA_same |  |  |  |  | Standard | Measure expired as part of DEER2018 | 1 | 1 | 0 | Deemed Ex Ante Team |  | Measure expired as part of DEER2018 |  | Updated to indicate claim/filing status
2327 | Com-Lighting-InGen_T12-48in-144w-A_T8-48in-118w-B_T8-48in-83w | Commercial Indoor General Lighting: more efficient Linear Fluorescent Lamp & Ballast installed. Measure includes Code case. Impacts: Linear Fluorescent-based HOU (varies by BldgType) | DEER2011 | D11 v4.01 | 2020-11-24 16:30 | Com-Iltg-dWatt-LF | DEER | Scaled | Delta | 0 | 0 | None |  | 1 | Com-InLtg-LF | 1 | Com | Any | Lighting | InGen-LF | Ltg_Lmp+Blst | LF_LmpBlst |  | ILtg-Lfluor-fix | LF lamp and ballast: LF lamp: T12, 48 inch, 34W, 2475 lm, CRI = 60, rated life = 20000 hours (4): LF Ballast: Energy Saver Magnetic (EPACT compliant), Rapid Start, Normal LO (2); Total Fixture Watts = 144 | LF lamp and ballast: LF lamp: T8, 48 inch, 32W, 2710 lm, CRI = 75, rated life = 15000 hours (4): LF Ballast: Electronic, Rapid Start, Normal LO (1); Total Fixture Watts = 118 | LF lamp and ballast: LF lamp: T8, 48 inch, 32W, 2970 lm, CRI = 85, rated life = 24000 hours (3): LF Ballast: Electronic, Instant Start, Normal LO (1); Total Fixture Watts = 83 | LFLmpBlst-T12-48in-34w+MagES-RS-NLO(144w) | LFLmpBlst-T8-48in-32w-1g+El-RS-NLO(118w) | LFLmpBlst-T8-48in-32w-3g+El-IS-NLO(83w) | Available | Code Technology base on: Minor Retrofit Only | 0 | 0 | DEER Lighting measure | ErRobNc |  | ILtg-Lfluor-fix |  | None | 2013-01-01 | 2014-06-30 | DEER |  |  |  |  | Standard |  | 1 | 1 | 0 | Deemed Ex Ante Team |  |  |  | Updated to indicate claim/filing status
2328 | Com-Lighting-InGen_T12-96in-246w-A_T8-48in-175w-B_T8-48in-162w | Commercial Indoor General Lighting: more efficient Linear Fluorescent Lamp & Ballast installed. Measure includes Code case. Impacts: Linear Fluorescent-based HOU (varies by BldgType) | DEER2014 | D13 v1.2 | 2020-11-24 16:30 | Com-Iltg-dWatt-LF | DEER | Scaled | Delta |  |  | None |  | 0 |  | 1 | Com | Any | Lighting | InGen-LF | Ltg_Lmp+Blst | LF_LmpBlst | LFLmpBlst-T8-48in-32w-3g+El-IS-NLO-1(162w) | ILtg-Lfluor-fix |  |  |  | LFLmpBlst-T12-96in-60w+MagES-RS-NLO(246w) | LFLmpBlst-T8-48in-32w-2g+El-IS-NLO(175w) | LFLmpBlst-T8-48in-32w-3g+El-IS-NLO-1(162w) | Available |  | 0 | 0 | DEER Lighting measure | ErRobNc | LFLmpBlst-T8-48in-32w-2g+El-IS-NLO(175w) | ILtg-Lfluor-fix | D08-NE-ILtg-LFluor-Prim-RplLPD-96in60wT12ESMg246w-48in3g32wT82PISNEl162w | DEER1316-Ltg-Com-LF | 2013-01-01 | 2017-12-31 | InEA_same |  |  |  |  | Standard | Measure expired as part of DEER2018 | 1 | 1 | 0 | Deemed Ex Ante Team |  | Measure expired as part of DEER2018 |  | Updated to indicate claim/filing status
2329 | Com-Lighting-InGen_T12-96in-246w-A_T8-48in-224w-B_T8-48in-188w | Commercial Indoor General Lighting: more efficient Linear Fluorescent Lamp & Ballast installed. Measure includes Code case. Impacts: Linear Fluorescent-based HOU (varies by BldgType) | DEER2014 | D13 v1.2 | 2020-11-24 16:30 | Com-Iltg-dWatt-LF | DEER | Scaled | Delta |  |  | None |  | 0 |  | 1 | Com | Any | Lighting | InGen-LF | Ltg_Lmp+Blst | LF_LmpBlst | LFLmpBlst-T8-48in-32w-3g+El-IS-RLO(188w) | ILtg-Lfluor-fix |  |  |  | LFLmpBlst-T12-96in-60w+MagES-RS-NLO(246w) | LFLmpBlst-T8-48in-32w-2g+El-IS-NLO(224w) | LFLmpBlst-T8-48in-32w-3g+El-IS-RLO(188w) | Available |  | 0 | 0 | DEER Lighting measure | ErRobNc | LFLmpBlst-T8-48in-32w-2g+El-IS-NLO(224w) | ILtg-Lfluor-fix | D08-NE-ILtg-LFluor-Prim-Rpl-96in60wT12ESMg246w-48in3g32wT82PISREl188w | DEER1316-Ltg-Com-LF | 2013-01-01 | 2017-12-31 | InEA_same |  |  |  |  | Standard | Measure expired as part of DEER2018 | 1 | 1 | 0 | Deemed Ex Ante Team |  | Measure expired as part of DEER2018 |  | Updated to indicate claim/filing status
2330 | Com-Lighting-InGen_T8-48in-27w-D_T8-48in-31w-D_T8-48in-24w | Commercial Indoor General Lighting: more efficient Linear Fluorescent Lamp & Ballast installed. Measure includes Code case. Impacts: Linear Fluorescent-based HOU (varies by BldgType) | DEER2014 | D13 v1.2 | 2020-11-24 16:30 | Com-Iltg-dWatt-LF | DEER | Scaled | Delta |  |  | None |  | 0 |  | 1 | Com | Any | Lighting | InGen-LF | Ltg_Lmp+Blst | LF_LmpBlst | LFLmpBlst-T8-48in-30w+El-IS-RLO(24w) | ILtg-Lfluor-fix |  |  |  | LFLmpBlst-T8-48in-32w-2g+El-RS-RLO-2(27w) | LFLmpBlst-T8-48in-32w-2g+El-IS-NLO(31w) | LFLmpBlst-T8-48in-30w+El-IS-RLO(24w) | Available |  | 0 | 0 | DEER Lighting measure | ErRobNc | LFLmpBlst-T8-48in-32w-2g+El-IS-NLO(31w) | ILtg-Lfluor-fix |  | DEER1316-Ltg-Com-LF | 2013-01-01 | 2017-12-31 | InEA_same |  |  |  |  | Standard | Measure expired as part of DEER2018 | 1 | 1 | 0 | Deemed Ex Ante Team |  | Measure expired as part of DEER2018 |  | Updated to indicate claim/filing status
2331 | Com-Lighting-InGen_T12-96in-210w_T8-48in-182w-A_T8-48in-142w-B | Commercial Indoor General Lighting: more efficient Linear Fluorescent Lamp & Ballast installed. Measure includes Code case. Impacts: Linear Fluorescent-based HOU (varies by BldgType) | DEER2011 | D11 v4.01 | 2020-11-24 16:30 | Com-Iltg-dWatt-LF | DEER | Scaled | Delta | 0 | 0 | None |  | 1 | Com-InLtg-LF | 1 | Com | Any | Lighting | InGen-LF | Ltg_Lmp+Blst | LF_LmpBlst |  | ILtg-Lfluor-fix | LF lamp and ballast: LF lamp: T12, 96 inch, 60W, 4750 lm, CRI = 60, rated life = 12000 hours (3): LF Ballast: Energy Saver Magnetic (EPACT compliant), Rapid Start, Normal LO (2); Total Fixture Watts = 210 | LF lamp and ballast: LF lamp: T8, 48 inch, 32W, 2710 lm, CRI = 75, rated life = 15000 hours (6): LF Ballast: Electronic, Rapid Start, Normal LO (2); Total Fixture Watts = 182 | LF lamp and ballast: LF lamp: T8, 48 inch, 32W, 2970 lm, CRI = 85, rated life = 24000 hours (6): LF Ballast: Electronic, Instant Start, Reduced LO (2); Total Fixture Watts = 142 | LFLmpBlst-T12-96in-60w+MagES-RS-NLO(210w) | LFLmpBlst-T8-48in-32w-1g+El-RS-NLO(182w) | LFLmpBlst-T8-48in-32w-3g+El-IS-RLO(142w) | Available | Code Technology base on: Minor Retrofit Only | 0 | 0 | DEER Lighting measure | ErRobNc |  | ILtg-Lfluor-fix |  | None | 2013-01-01 | 2014-06-30 | DEER |  |  |  |  | Standard |  | 1 | 1 | 0 | Deemed Ex Ante Team |  |  |  | Updated to indicate claim/filing status
2332 | Com-Lighting-InGen_T8-48in-27w-D_T8-48in-31w-D_T8-48in-25w-C | Commercial Indoor General Lighting: more efficient Linear Fluorescent Lamp & Ballast installed. Measure includes Code case. Impacts: Linear Fluorescent-based HOU (varies by BldgType) | DEER2014 | D13 v1.2 | 2020-11-24 16:30 | Com-Iltg-dWatt-LF | DEER | Scaled | Delta |  |  | None |  | 0 |  | 1 | Com | Any | Lighting | InGen-LF | Ltg_Lmp+Blst | LF_LmpBlst | LFLmpBlst-T8-48in-32w-3g+El-IS-RLO(25w) | ILtg-Lfluor-fix |  |  |  | LFLmpBlst-T8-48in-32w-2g+El-RS-RLO-2(27w) | LFLmpBlst-T8-48in-32w-2g+El-IS-NLO(31w) | LFLmpBlst-T8-48in-32w-3g+El-IS-RLO(25w) | Available |  | 0 | 0 | DEER Lighting measure | ErRobNc | LFLmpBlst-T8-48in-32w-2g+El-IS-NLO(31w) | ILtg-Lfluor-fix |  | DEER1316-Ltg-Com-LF | 2013-01-01 | 2017-12-31 | InEA_same |  |  |  |  | Standard | Measure expired as part of DEER2018 | 1 | 1 | 0 | Deemed Ex Ante Team |  | Measure expired as part of DEER2018 |  | Updated to indicate claim/filing status
2333 | Com-Lighting-InGen_T8-48in-31w-D_T8-48in-31w-D_T8-48in-27w-E | Commercial Indoor General Lighting: more efficient Linear Fluorescent Lamp & Ballast installed. Measure includes Code case. Impacts: Linear Fluorescent-based HOU (varies by BldgType) | DEER2014 | D13 v1.2 | 2020-11-24 16:30 | Com-Iltg-dWatt-LF | DEER | Scaled | Delta |  |  | None |  | 0 |  | 1 | Com | Any | Lighting | InGen-LF | Ltg_Lmp+Blst | LF_LmpBlst | LFLmpBlst-T8-48in-30w+El-IS-NLO(27w) | ILtg-Lfluor-fix |  |  |  | LFLmpBlst-T8-48in-32w-2g+El-IS-NLO(31w) | LFLmpBlst-T8-48in-32w-2g+El-IS-NLO(31w) | LFLmpBlst-T8-48in-30w+El-IS-NLO(27w) | Available |  | 0 | 0 | DEER Lighting measure | RobNc | LFLmpBlst-T8-48in-32w-2g+El-IS-NLO(31w) | ILtg-Lfluor-fix |  | DEER1316-Ltg-Com-LF | 2013-01-01 | 2017-12-31 | InEA_same |  |  |  |  | Standard | Measure expired as part of DEER2018 | 1 | 1 | 0 | Deemed Ex Ante Team |  | Measure expired as part of DEER2018 |  | Updated to indicate claim/filing status
2334 | Com-Lighting-InGen_T12-96in-246w-A_T8-48in-182w-A_T8-48in-162w | Commercial Indoor General Lighting: more efficient Linear Fluorescent Lamp & Ballast installed. Measure includes Code case. Impacts: Linear Fluorescent-based HOU (varies by BldgType) | DEER2011 | D11 v4.01 | 2020-11-24 16:30 | Com-Iltg-dWatt-LF | DEER | Scaled | Delta | 0 | 0 | None |  | 1 | Com-InLtg-LF | 1 | Com | Any | Lighting | InGen-LF | Ltg_Lmp+Blst | LF_LmpBlst |  | ILtg-Lfluor-fix | LF lamp and ballast: LF lamp: T12, 96 inch, 60W, 4750 lm, CRI = 60, rated life = 12000 hours (4): LF Ballast: Energy Saver Magnetic (EPACT compliant), Rapid Start, Normal LO (2); Total Fixture Watts = 246 | LF lamp and ballast: LF lamp: T8, 48 inch, 32W, 2710 lm, CRI = 75, rated life = 15000 hours (6): LF Ballast: Electronic, Rapid Start, Normal LO (2); Total Fixture Watts = 182 | LF lamp and ballast: LF lamp: T8, 48 inch, 32W, 2970 lm, CRI = 85, rated life = 24000 hours (6): LF Ballast: Electronic, Instant Start, Normal LO (2); Total Fixture Watts = 162 | LFLmpBlst-T12-96in-60w+MagES-RS-NLO(246w) | LFLmpBlst-T8-48in-32w-1g+El-RS-NLO(182w) | LFLmpBlst-T8-48in-32w-3g+El-IS-NLO-1(162w) | Available | Code Technology base on: Minor Retrofit Only | 0 | 0 | DEER Lighting measure | ErRobNc |  | ILtg-Lfluor-fix |  | None | 2013-01-01 | 2014-06-30 | DEER |  |  |  |  | Standard |  | 1 | 1 | 0 | Deemed Ex Ante Team |  |  |  | Updated to indicate claim/filing status
2335 | Com-Lighting-InGen_T12-96in-246w-A_T8-48in-226w-A_T8-48in-188w | Commercial Indoor General Lighting: more efficient Linear Fluorescent Lamp & Ballast installed. Measure includes Code case. Impacts: Linear Fluorescent-based HOU (varies by BldgType) | DEER2011 | D11 v4.01 | 2020-11-24 16:30 | Com-Iltg-dWatt-LF | DEER | Scaled | Delta | 0 | 0 | None |  | 1 | Com-InLtg-LF | 1 | Com | Any | Lighting | InGen-LF | Ltg_Lmp+Blst | LF_LmpBlst |  | ILtg-Lfluor-fix | LF lamp and ballast: LF lamp: T12, 96 inch, 60W, 4750 lm, CRI = 60, rated life = 12000 hours (4): LF Ballast: Energy Saver Magnetic (EPACT compliant), Rapid Start, Normal LO (2); Total Fixture Watts = 246 | LF lamp and ballast: LF lamp: T8, 48 inch, 32W, 2710 lm, CRI = 75, rated life = 15000 hours (6): LF Ballast: Electronic, Instant Start, Very High LO (2); Total Fixture Watts = 226 | LF lamp and ballast: LF lamp: T8, 48 inch, 32W, 2970 lm, CRI = 85, rated life = 24000 hours (8): LF Ballast: Electronic, Instant Start, Reduced LO (2); Total Fixture Watts = 188 | LFLmpBlst-T12-96in-60w+MagES-RS-NLO(246w) | LFLmpBlst-T8-48in-32w-1g+El-IS-VHLO(226w) | LFLmpBlst-T8-48in-32w-3g+El-IS-RLO(188w) | Available | Code Technology base on: Minor Retrofit Only | 0 | 0 | DEER Lighting measure | ErRobNc |  | ILtg-Lfluor-fix | D08-NE-ILtg-LFluor-Prim-RplLPD-96in60wT12ESMg246w-48in3g32wT82PISREl188w | None | 2013-01-01 | 2014-06-30 | DEER |  |  |  |  | Standard |  | 1 | 1 | 0 | Deemed Ex Ante Team |  |  |  | Updated to indicate claim/filing status
2336 | Com-Lighting-InGen_T8-48in-31w-D_T8-48in-31w-D_T8-48in-28w-C | Commercial Indoor General Lighting: more efficient Linear Fluorescent Lamp & Ballast installed. Measure includes Code case. Impacts: Linear Fluorescent-based HOU (varies by BldgType) | DEER2014 | D13 v1.2 | 2020-11-24 16:30 | Com-Iltg-dWatt-LF | DEER | Scaled | Delta |  |  | None |  | 0 |  | 1 | Com | Any | Lighting | InGen-LF | Ltg_Lmp+Blst | LF_LmpBlst | LFLmpBlst-T8-48in-32w-3g+El-IS-NLO(28w) | ILtg-Lfluor-fix |  |  |  | LFLmpBlst-T8-48in-32w-2g+El-IS-NLO(31w) | LFLmpBlst-T8-48in-32w-2g+El-IS-NLO(31w) | LFLmpBlst-T8-48in-32w-3g+El-IS-NLO(28w) | Available |  | 0 | 0 | DEER Lighting measure | RobNc | LFLmpBlst-T8-48in-32w-2g+El-IS-NLO(31w) | ILtg-Lfluor-fix |  | DEER1316-Ltg-Com-LF | 2013-01-01 | 2017-12-31 | InEA_same |  |  |  |  | Standard | Measure expired as part of DEER2018 | 1 | 1 | 0 | Deemed Ex Ante Team |  | Measure expired as part of DEER2018 |  | Updated to indicate claim/filing status
2337 | Com-Lighting-InGen_T8-48in-52w-B_T8-48in-59w-C_T8-48in-45w | Commercial Indoor General Lighting: more efficient Linear Fluorescent Lamp & Ballast installed. Measure includes Code case. Impacts: Linear Fluorescent-based HOU (varies by BldgType) | DEER2014 | D13 v1.2 | 2020-11-24 16:30 | Com-Iltg-dWatt-LF | DEER | Scaled | Delta |  |  | None |  | 0 |  | 1 | Com | Any | Lighting | InGen-LF | Ltg_Lmp+Blst | LF_LmpBlst | LFLmpBlst-T8-48in-30w+El-IS-RLO(45w) | ILtg-Lfluor-fix |  |  |  | LFLmpBlst-T8-48in-32w-2g+El-IS-RLO(52w) | LFLmpBlst-T8-48in-32w-2g+El-IS-NLO+Refl(59w) | LFLmpBlst-T8-48in-30w+El-IS-RLO(45w) | Available |  | 0 | 0 | DEER Lighting measure | ErRobNc | LFLmpBlst-T8-48in-32w-2g+El-IS-NLO+Refl(59w) | ILtg-Lfluor-fix |  | DEER1316-Ltg-Com-LF | 2013-01-01 | 2017-12-31 | InEA_same |  |  |  |  | Standard | Measure expired as part of DEER2018 | 1 | 1 | 0 | Deemed Ex Ante Team |  | Measure expired as part of DEER2018 |  | Updated to indicate claim/filing status
2338 | Com-Lighting-InGen_T8-48in-52w-B_T8-48in-59w-C_T8-48in-48w | Commercial Indoor General Lighting: more efficient Linear Fluorescent Lamp & Ballast installed. Measure includes Code case. Impacts: Linear Fluorescent-based HOU (varies by BldgType) | DEER2014 | D13 v1.2 | 2020-11-24 16:30 | Com-Iltg-dWatt-LF | DEER | Scaled | Delta |  |  | None |  | 0 |  | 1 | Com | Any | Lighting | InGen-LF | Ltg_Lmp+Blst | LF_LmpBlst | LFLmpBlst-T8-48in-32w-3g+El-IS-RLO(48w) | ILtg-Lfluor-fix |  |  |  | LFLmpBlst-T8-48in-32w-2g+El-IS-RLO(52w) | LFLmpBlst-T8-48in-32w-2g+El-IS-NLO+Refl(59w) | LFLmpBlst-T8-48in-32w-3g+El-IS-RLO(48w) | Available |  | 0 | 0 | DEER Lighting measure | ErRobNc | LFLmpBlst-T8-48in-32w-2g+El-IS-NLO+Refl(59w) | ILtg-Lfluor-fix |  | DEER1316-Ltg-Com-LF | 2013-01-01 | 2017-12-31 | InEA_same |  |  |  |  | Standard | Measure expired as part of DEER2018 | 1 | 1 | 0 | Deemed Ex Ante Team |  | Measure expired as part of DEER2018 |  | Updated to indicate claim/filing status
2339 | Com-Lighting-InGen_T8-48in-59w-C_T8-48in-59w-C_T8-48in-51w-C | Commercial Indoor General Lighting: more efficient Linear Fluorescent Lamp & Ballast installed. Measure includes Code case. Impacts: Linear Fluorescent-based HOU (varies by BldgType) | DEER2014 | D13 v1.2 | 2020-11-24 16:30 | Com-Iltg-dWatt-LF | DEER | Scaled | Delta |  |  | None |  | 0 |  | 1 | Com | Any | Lighting | InGen-LF | Ltg_Lmp+Blst | LF_LmpBlst | LFLmpBlst-T8-48in-30w+El-IS-NLO(51w) | ILtg-Lfluor-fix |  |  |  | LFLmpBlst-T8-48in-32w-2g+El-IS-NLO+Refl(59w) | LFLmpBlst-T8-48in-32w-2g+El-IS-NLO+Refl(59w) | LFLmpBlst-T8-48in-30w+El-IS-NLO(51w) | Available |  | 0 | 0 | DEER Lighting measure | RobNc | LFLmpBlst-T8-48in-32w-2g+El-IS-NLO+Refl(59w) | ILtg-Lfluor-fix |  | DEER1316-Ltg-Com-LF | 2013-01-01 | 2017-12-31 | InEA_same |  |  |  |  | Standard | Measure expired as part of DEER2018 | 1 | 1 | 0 | Deemed Ex Ante Team |  | Measure expired as part of DEER2018 |  | Updated to indicate claim/filing status
2340 | Com-Lighting-InGen_T8-48in-59w-C_T8-48in-59w-C_T8-48in-54w-C | Commercial Indoor General Lighting: more efficient Linear Fluorescent Lamp & Ballast installed. Measure includes Code case. Impacts: Linear Fluorescent-based HOU (varies by BldgType) | DEER2014 | D13 v1.2 | 2020-11-24 16:30 | Com-Iltg-dWatt-LF | DEER | Scaled | Delta |  |  | None |  | 0 |  | 1 | Com | Any | Lighting | InGen-LF | Ltg_Lmp+Blst | LF_LmpBlst | LFLmpBlst-T8-48in-32w-3g+El-IS-NLO(54w) | ILtg-Lfluor-fix |  |  |  | LFLmpBlst-T8-48in-32w-2g+El-IS-NLO+Refl(59w) | LFLmpBlst-T8-48in-32w-2g+El-IS-NLO+Refl(59w) | LFLmpBlst-T8-48in-32w-3g+El-IS-NLO(54w) | Available |  | 0 | 0 | DEER Lighting measure | RobNc | LFLmpBlst-T8-48in-32w-2g+El-IS-NLO+Refl(59w) | ILtg-Lfluor-fix |  | DEER1316-Ltg-Com-LF | 2013-01-01 | 2017-12-31 | InEA_same |  |  |  |  | Standard | Measure expired as part of DEER2018 | 1 | 1 | 0 | Deemed Ex Ante Team |  | Measure expired as part of DEER2018 |  | Updated to indicate claim/filing status
2341 | Com-Lighting-InGen_T8-48in-89w-B_T8-48in-89w-B_T8-48in-83w | Commercial Indoor General Lighting: more efficient Linear Fluorescent Lamp & Ballast installed. Measure includes Code case. Impacts: Linear Fluorescent-based HOU (varies by BldgType) | DEER2014 | D13 v1.2 | 2020-11-24 16:30 | Com-Iltg-dWatt-LF | DEER | Scaled | Delta |  |  | None |  | 0 |  | 1 | Com | Any | Lighting | InGen-LF | Ltg_Lmp+Blst | LF_LmpBlst | LFLmpBlst-T8-48in-32w-3g+El-IS-NLO(83w) | ILtg-Lfluor-fix |  |  |  | LFLmpBlst-T8-48in-32w-2g+El-IS-NLO(89w) | LFLmpBlst-T8-48in-32w-2g+El-IS-NLO(89w) | LFLmpBlst-T8-48in-32w-3g+El-IS-NLO(83w) | Available |  | 0 | 0 | DEER Lighting measure | RobNc | LFLmpBlst-T8-48in-32w-2g+El-IS-NLO(89w) | ILtg-Lfluor-fix |  | DEER1316-Ltg-Com-LF | 2013-01-01 | 2017-12-31 | InEA_same |  |  |  |  | Standard | Measure expired as part of DEER2018 | 1 | 1 | 0 | Deemed Ex Ante Team |  | Measure expired as part of DEER2018 |  | Updated to indicate claim/filing status
2342 | Com-Lighting-InGen_T8-48in-156w-B_T8-48in-175w-B_T8-48in-142w-B | Commercial Indoor General Lighting: more efficient Linear Fluorescent Lamp & Ballast installed. Measure includes Code case. Impacts: Linear Fluorescent-based HOU (varies by BldgType) | DEER2014 | D13 v1.2 | 2020-11-24 16:30 | Com-Iltg-dWatt-LF | DEER | Scaled | Delta |  |  | None |  | 0 |  | 1 | Com | Any | Lighting | InGen-LF | Ltg_Lmp+Blst | LF_LmpBlst | LFLmpBlst-T8-48in-32w-3g+El-IS-RLO(142w) | ILtg-Lfluor-fix |  |  |  | LFLmpBlst-T8-48in-32w-2g+El-IS-RLO(156w) | LFLmpBlst-T8-48in-32w-2g+El-IS-NLO(175w) | LFLmpBlst-T8-48in-32w-3g+El-IS-RLO(142w) | Available |  | 0 | 0 | DEER Lighting measure | ErRobNc | LFLmpBlst-T8-48in-32w-2g+El-IS-NLO(175w) | ILtg-Lfluor-fix |  | DEER1316-Ltg-Com-LF | 2013-01-01 | 2017-12-31 | InEA_same |  |  |  |  | Standard | Measure expired as part of DEER2018 | 1 | 1 | 0 | Deemed Ex Ante Team |  | Measure expired as part of DEER2018 |  | Updated to indicate claim/filing status
2343 | Com-Lighting-InGen_T8-48in-175w-B_T8-48in-175w-B_T8-48in-162w | Commercial Indoor General Lighting: more efficient Linear Fluorescent Lamp & Ballast installed. Measure includes Code case. Impacts: Linear Fluorescent-based HOU (varies by BldgType) | DEER2014 | D13 v1.2 | 2020-11-24 16:30 | Com-Iltg-dWatt-LF | DEER | Scaled | Delta |  |  | None |  | 0 |  | 1 | Com | Any | Lighting | InGen-LF | Ltg_Lmp+Blst | LF_LmpBlst | LFLmpBlst-T8-48in-32w-3g+El-IS-NLO-1(162w) | ILtg-Lfluor-fix |  |  |  | LFLmpBlst-T8-48in-32w-2g+El-IS-NLO(175w) | LFLmpBlst-T8-48in-32w-2g+El-IS-NLO(175w) | LFLmpBlst-T8-48in-32w-3g+El-IS-NLO-1(162w) | Available |  | 0 | 0 | DEER Lighting measure | RobNc | LFLmpBlst-T8-48in-32w-2g+El-IS-NLO(175w) | ILtg-Lfluor-fix |  | DEER1316-Ltg-Com-LF | 2013-01-01 | 2017-12-31 | InEA_same |  |  |  |  | Standard | Measure expired as part of DEER2018 | 1 | 1 | 0 | Deemed Ex Ante Team |  | Measure expired as part of DEER2018 |  | Updated to indicate claim/filing status
2344 | Com-Lighting-InGen_T8-48in-204w-B_T8-48in-224w-B_T8-48in-188w | Commercial Indoor General Lighting: more efficient Linear Fluorescent Lamp & Ballast installed. Measure includes Code case. Impacts: Linear Fluorescent-based HOU (varies by BldgType) | DEER2014 | D13 v1.2 | 2020-11-24 16:30 | Com-Iltg-dWatt-LF | DEER | Scaled | Delta |  |  | None |  | 0 |  | 1 | Com | Any | Lighting | InGen-LF | Ltg_Lmp+Blst | LF_LmpBlst | LFLmpBlst-T8-48in-32w-3g+El-IS-RLO(188w) | ILtg-Lfluor-fix |  |  |  | LFLmpBlst-T8-48in-32w-2g+El-IS-RLO(204w) | LFLmpBlst-T8-48in-32w-2g+El-IS-NLO(224w) | LFLmpBlst-T8-48in-32w-3g+El-IS-RLO(188w) | Available |  | 0 | 0 | DEER Lighting measure | ErRobNc | LFLmpBlst-T8-48in-32w-2g+El-IS-NLO(224w) | ILtg-Lfluor-fix |  | DEER1316-Ltg-Com-LF | 2013-01-01 | 2017-12-31 | InEA_same |  |  |  |  | Standard | Measure expired as part of DEER2018 | 1 | 1 | 0 | Deemed Ex Ante Team |  | Measure expired as part of DEER2018 |  | Updated to indicate claim/filing status
2345 | Com-Lighting-InGen_T12-96in-62w-A_T8-96in-55w_T8-96in-49w | Commercial Indoor General Lighting: more efficient Linear Fluorescent Lamp & Ballast installed. Measure includes Code case. Impacts: Linear Fluorescent-based HOU (varies by BldgType) | DEER2014 | D13 v1.2 | 2020-11-24 16:30 | Com-Iltg-dWatt-LF | DEER | Scaled | Delta |  |  | None |  | 0 |  | 1 | Com | Any | Lighting | InGen-LF | Ltg_Lmp+Blst | LF_LmpBlst | LFLmpBlst-T8-96in-59w+El-IS-RLO(49w) | ILtg-Lfluor-fix |  |  |  | LFLmpBlst-T12-96in-60w+MagES-RS-NLO(62w) | LFLmpBlst-T8-96in-59w+El-IS-NLO(55w) | LFLmpBlst-T8-96in-59w+El-IS-RLO(49w) | Available |  | 0 | 0 | DEER Lighting measure | ErRobNc | LFLmpBlst-T8-96in-59w+El-IS-NLO(55w) | ILtg-Lfluor-fix | D08-NE-ILtg-LFluor-Prim-RplLPD-96in60wT12ESMg62w-96in59wT8T2ISREl49w | DEER1316-Ltg-Com-LF | 2013-01-01 | 2018-12-31 | DEER2016 HOU Update |  |  |  |  | Standard | Expires 12/31/2018 due to revised DEER2019 code/ISP baseline | 1 | 1 | 0 | Deemed Ex Ante Team |  | Expires 12/31/2018 due to revised DEER2019 code/ISP baseline |  | Updated to indicate claim/filing status
2346 | Com-Lighting-InGen_T12-96in-123w-A_T8-96in-109w_T8-96in-98w | Commercial Indoor General Lighting: more efficient Linear Fluorescent Lamp & Ballast installed. Measure includes Code case. Impacts: Linear Fluorescent-based HOU (varies by BldgType) | DEER2014 | D13 v1.2 | 2020-11-24 16:30 | Com-Iltg-dWatt-LF | DEER | Scaled | Delta |  |  | None |  | 0 |  | 1 | Com | Any | Lighting | InGen-LF | Ltg_Lmp+Blst | LF_LmpBlst | LFLmpBlst-T8-96in-59w+El-IS-RLO(98w) | ILtg-Lfluor-fix |  |  |  | LFLmpBlst-T12-96in-60w+MagES-RS-NLO(123w) | LFLmpBlst-T8-96in-59w+El-IS-NLO(109w) | LFLmpBlst-T8-96in-59w+El-IS-RLO(98w) | Available |  | 0 | 0 | DEER Lighting measure | ErRobNc | LFLmpBlst-T8-96in-59w+El-IS-NLO(109w) | ILtg-Lfluor-fix | D08-NE-ILtg-LFluor-Prim-RplLPD-96in60wT12ESMg123w-96in59wT8ISREl98w | DEER1316-Ltg-Com-LF | 2013-01-01 | 2018-12-31 | DEER2016 HOU Update |  |  |  |  | Standard | Expires 12/31/2018 due to revised DEER2019 code/ISP baseline | 1 | 1 | 0 | Deemed Ex Ante Team |  | Expires 12/31/2018 due to revised DEER2019 code/ISP baseline |  | Updated to indicate claim/filing status
2347 | Com-Lighting-InGen_T12-96in-210w_T8-96in-160w_T8-96in-160w | Commercial Indoor General Lighting: more efficient Linear Fluorescent Lamp & Ballast installed. Measure includes Code case. Impacts: Linear Fluorescent-based HOU (varies by BldgType) | DEER2014 | D13 v1.2 | 2020-11-24 16:30 | Com-Iltg-dWatt-LF | DEER | Scaled | Delta |  |  | None |  | 0 |  | 1 | Com | Any | Lighting | InGen-LF | Ltg_Lmp+Blst | LF_LmpBlst | LFLmpBlst-T8-96in-86w+El-IS-NLO(160w) | ILtg-Lfluor-fix |  |  |  | LFLmpBlst-T12-96in-60w+MagES-RS-NLO(210w) | LFLmpBlst-T8-96in-86w+El-IS-NLO(160w) | LFLmpBlst-T8-96in-86w+El-IS-NLO(160w) | Available |  | 0 | 0 | DEER Lighting measure | ErRul | LFLmpBlst-T8-96in-86w+El-IS-NLO(160w) | ILtg-Lfluor-fix | D08-NE-ILtg-LFluor-Prim-RplLPD-96in60wT12ESMg210w-96in86wT8HOEl160w | DEER1316-Ltg-Com-LF | 2013-01-01 | 2018-12-31 | DEER2016 HOU Update |  |  |  |  | Standard | Expires 12/31/2018 due to revised DEER2019 code/ISP baseline | 1 | 1 | 0 | Deemed Ex Ante Team |  | Expires 12/31/2018 due to revised DEER2019 code/ISP baseline |  | Updated to indicate claim/filing status
2348 | Com-Lighting-InGen_T12-96in-210w_T8-96in-167w_T8-96in-167w | Commercial Indoor General Lighting: more efficient Linear Fluorescent Lamp & Ballast installed. Measure includes Code case. Impacts: Linear Fluorescent-based HOU (varies by BldgType) | DEER2014 | D13 v1.2 | 2020-11-24 16:30 | Com-Iltg-dWatt-LF | DEER | Scaled | Delta |  |  | None |  | 0 |  | 1 | Com | Any | Lighting | InGen-LF | Ltg_Lmp+Blst | LF_LmpBlst | LFLmpBlst-T8-96in-59w+El-IS-NLO(167w) | ILtg-Lfluor-fix |  |  |  | LFLmpBlst-T12-96in-60w+MagES-RS-NLO(210w) | LFLmpBlst-T8-96in-59w+El-IS-NLO(167w) | LFLmpBlst-T8-96in-59w+El-IS-NLO(167w) | Available |  | 0 | 0 | DEER Lighting measure | ErRul | LFLmpBlst-T8-96in-59w+El-IS-NLO(167w) | ILtg-Lfluor-fix | D08-NE-ILtg-LFluor-Prim-RplLPD-96in60wT12ESMg210w-96in59wT8ISNEl167w | DEER1316-Ltg-Com-LF | 2013-01-01 | 2018-12-31 | DEER2016 HOU Update |  |  |  |  | Standard | Expires 12/31/2018 due to revised DEER2019 code/ISP baseline | 1 | 1 | 0 | Deemed Ex Ante Team |  | Expires 12/31/2018 due to revised DEER2019 code/ISP baseline |  | Updated to indicate claim/filing status
2349 | Com-Lighting-InGen_T12-96in-246w-A_T8-96in-219w_T8-96in-219w | Commercial Indoor General Lighting: more efficient Linear Fluorescent Lamp & Ballast installed. Measure includes Code case. Impacts: Linear Fluorescent-based HOU (varies by BldgType) | DEER2014 | D13 v1.2 | 2020-11-24 16:30 | Com-Iltg-dWatt-LF | DEER | Scaled | Delta |  |  | None |  | 0 |  | 1 | Com | Any | Lighting | InGen-LF | Ltg_Lmp+Blst | LF_LmpBlst | LFLmpBlst-T8-96in-59w+El-IS-NLO(219w) | ILtg-Lfluor-fix |  |  |  | LFLmpBlst-T12-96in-60w+MagES-RS-NLO(246w) | LFLmpBlst-T8-96in-59w+El-IS-NLO(219w) | LFLmpBlst-T8-96in-59w+El-IS-NLO(219w) | Available |  | 0 | 0 | DEER Lighting measure | ErRul | LFLmpBlst-T8-96in-59w+El-IS-NLO(219w) | ILtg-Lfluor-fix | D08-NE-ILtg-LFluor-Prim-RplLPD-96in60wT12ESMg246w-96in59wT8ISNEl219w | DEER1316-Ltg-Com-LF | 2013-01-01 | 2018-12-31 | DEER2016 HOU Update |  |  |  |  | Standard | Expires 12/31/2018 due to revised DEER2019 code/ISP baseline | 1 | 1 | 0 | Deemed Ex Ante Team |  | Expires 12/31/2018 due to revised DEER2019 code/ISP baseline |  | Updated to indicate claim/filing status
2350 | Com-Lighting-InGen_Incan-100w_MH-43w_MH-43w | Commercial Indoor General Lighting: HID Lamp & Ballast replaces Incandescent Lamp. Measure includes Code case. Impacts: Linear Fluorescent-based HOU (varies by BldgType) | DEER2014 | D13 v1.2 | 2020-11-24 16:30 | Com-Iltg-dWatt-LF | DEER | Scaled | Delta | 0 | 57 | None |  | 0 |  | 1 | Com | Any | Lighting | InGen-CFL | Ltg_Lmp+Blst | HID_LmpBlst |  | ILtg-MH | Incandescent lamp: 100W lamp; lm=1690, Rated Life=1500hrs | HID Lamp and Ballast: HID Lamp: Metal Halide , Any shape, 32w, Universal position, 1940 lm, CRI = 70, rated hours = 10000 (1); HID Ballast: HID Reactor, No dimming capability (1); Total fixture Watts = 43 | HID Lamp and Ballast: HID Lamp: Metal Halide , Any shape, 32w, Universal position, 1940 lm, CRI = 70, rated hours = 10000 (1); HID Ballast: HID Reactor, No dimming capability (1); Total fixture Watts = 43 | Incan(100w) | MH-32w(43w) | MH-32w(43w) | Available | Retired due to change in lighting application type in 2016 (LF to CFL) | 0 | 0 | DEER Lighting measure | ErRul |  | ILtg-Incand-Com | D08-NE-ILtg-Othr-Prim-RplLPD-100wInc100w-32wMHR43w | DEER1315-Ltg-Com-LF | 2013-01-01 | 2015-12-31 | DEER |  |  |  |  | Standard |  | 1 | 1 | 0 | Deemed Ex Ante Team |  |  |  | Updated to indicate claim/filing status
2351 | Com-Lighting-InGen_MH-295w_PSMH-208w_PSMH-208w | Commercial Indoor General Lighting: more efficient HID Lamp & Ballast installed. Measure includes Code case. Impacts: Linear Fluorescent-based HOU (varies by BldgType) | DEER2014 | D13 v1.2 | 2020-11-24 16:30 | Com-Iltg-dWatt-LF | DEER | Scaled | Delta | 0 | 87 | None |  | 0 |  | 1 | Com | Any | Lighting | InGen-HB | Ltg_Lmp+Blst | HID_LmpBlst |  | ILtg-MH | HID Lamp and Ballast: HID Lamp: Metal Halide , Any shape, 250w, Universal position, 21640 lm, CRI = 65, rated hours = 10000 (1); HID Ballast: Constant Wattage Autotransformer, No dimming capability (1); Total fixture Watts = 295 | HID Lamp and Ballast: HID Lamp: Pulse Start Metal Halide , Any shape, 175w, Universal position, 16000 lm, CRI = 62, rated hours = 15000 (1); HID Ballast: Constant Wattage Autotransformer, No dimming capability (1); Total fixture Watts = 208 | HID Lamp and Ballast: HID Lamp: Pulse Start Metal Halide , Any shape, 175w, Universal position, 16000 lm, CRI = 62, rated hours = 15000 (1); HID Ballast: Constant Wattage Autotransformer, No dimming capability (1); Total fixture Watts = 208 | MH-250w(295w) | PSMH-175w(208w) | PSMH-175w(208w) | Available |  | 0 | 0 | DEER Lighting measure | ErRul |  | ILtg-MH | D08-NE-ILtg-Othr-Prim-RplLPD-250wMHMgC295w-175wPSMHMgC208w | DEER1316-Ltg-Com-HB | 2013-01-01 | 2018-03-31 | DEER2016 HOU Update |  |  |  |  | Standard |  | 1 | 1 | 0 | Deemed Ex Ante Team |  |  |  | Updated to indicate claim/filing status
2352 | Com-Lighting-InGen_Incan-500w_PSMH-208w_PSMH-208w | Commercial Indoor General Lighting: HID Lamp & Ballast replaces Incandescent Lamp. Measure includes Code case. Impacts: Linear Fluorescent-based HOU (varies by BldgType) | DEER2014 | D13 v1.2 | 2020-11-24 16:30 | Com-Iltg-dWatt-LF | DEER | Scaled | Delta | 0 | 292 | None |  | 0 |  | 1 | Com | Any | Lighting | InGen-HB | Ltg_Lmp+Blst | HID_LmpBlst |  | ILtg-MH | Incandescent lamp: 500W lamp; lm=5500, Rated Life=1500hrs | HID Lamp and Ballast: HID Lamp: Pulse Start Metal Halide , Any shape, 175w, Universal position, 16000 lm, CRI = 62, rated hours = 15000 (1); HID Ballast: Constant Wattage Autotransformer, No dimming capability (1); Total fixture Watts = 208 | HID Lamp and Ballast: HID Lamp: Pulse Start Metal Halide , Any shape, 175w, Universal position, 16000 lm, CRI = 62, rated hours = 15000 (1); HID Ballast: Constant Wattage Autotransformer, No dimming capability (1); Total fixture Watts = 208 | Incan(500w) | PSMH-175w(208w) | PSMH-175w(208w) | Available |  | 0 | 0 | DEER Lighting measure | ErRul |  | ILtg-Incand-Com | D08-NE-ILtg-Othr-Prim-RplLPD-500wInc500w-175wPSMHMgC208w | DEER1316-Ltg-Com-HB | 2013-01-01 | 2018-03-31 | DEER2016 HOU Update |  |  |  |  | Standard |  | 1 | 1 | 0 | Deemed Ex Ante Team |  |  |  | Updated to indicate claim/filing status
2353 | Com-Lighting-InGen_MH-295w_PSMH-288w_PSMH-288w | Commercial Indoor General Lighting: more efficient HID Lamp & Ballast installed. Measure includes Code case. Impacts: Linear Fluorescent-based HOU (varies by BldgType) | DEER2014 | D13 v1.2 | 2020-11-24 16:30 | Com-Iltg-dWatt-LF | DEER | Scaled | Delta | 0 | 7 | None |  | 0 |  | 1 | Com | Any | Lighting | InGen-HB | Ltg_Lmp+Blst | HID_LmpBlst |  | ILtg-MH | HID Lamp and Ballast: HID Lamp: Metal Halide , Any shape, 250w, Universal position, 21640 lm, CRI = 65, rated hours = 10000 (1); HID Ballast: Constant Wattage Autotransformer, No dimming capability (1); Total fixture Watts = 295 | HID Lamp and Ballast: HID Lamp: Pulse Start Metal Halide , Any shape, 250w, Universal position, 23750 lm, CRI = 62, rated hours = 15000 (1); HID Ballast: Constant Wattage Autotransformer, No dimming capability (1); Total fixture Watts = 288 | HID Lamp and Ballast: HID Lamp: Pulse Start Metal Halide , Any shape, 250w, Universal position, 23750 lm, CRI = 62, rated hours = 15000 (1); HID Ballast: Constant Wattage Autotransformer, No dimming capability (1); Total fixture Watts = 288 | MH-250w(295w) | PSMH-250w(288w) | PSMH-250w(288w) | Available |  | 0 | 0 | DEER Lighting measure | ErRul |  | ILtg-MH |  | DEER1316-Ltg-Com-HB | 2013-01-01 | 2018-03-31 | DEER2016 HOU Update |  |  |  |  | Standard |  | 1 | 1 | 0 | Deemed Ex Ante Team |  |  |  | Updated to indicate claim/filing status
2354 | Com-Lighting-InGen_MV-455w_PSMH-288w_PSMH-288w | Commercial Indoor General Lighting: more efficient HID Lamp & Ballast installed. Measure includes Code case. Impacts: Linear Fluorescent-based HOU (varies by BldgType) | DEER2014 | D13 v1.2 | 2020-11-24 16:30 | Com-Iltg-dWatt-LF | DEER | Scaled | Delta | 0 | 167 | None |  | 0 |  | 1 | Com | Any | Lighting | InGen-HB | Ltg_Lmp+Blst | HID_LmpBlst |  | ILtg-MH | HID Lamp and Ballast: HID Lamp: Mercury Vapor, Any shape, 400w, Universal position, 22805 lm, CRI = 45, rated hours = 24000 (1); HID Ballast: Constant Wattage Autotransformer, No dimming capability (1); Total fixture Watts = 455 | HID Lamp and Ballast: HID Lamp: Pulse Start Metal Halide , Any shape, 250w, Universal position, 23750 lm, CRI = 62, rated hours = 15000 (1); HID Ballast: Constant Wattage Autotransformer, No dimming capability (1); Total fixture Watts = 288 | HID Lamp and Ballast: HID Lamp: Pulse Start Metal Halide , Any shape, 250w, Universal position, 23750 lm, CRI = 62, rated hours = 15000 (1); HID Ballast: Constant Wattage Autotransformer, No dimming capability (1); Total fixture Watts = 288 | MV-400w(455w) | PSMH-250w(288w) | PSMH-250w(288w) | Available |  | 0 | 0 | DEER Lighting measure | ErRul |  | ILtg-HPS | D08-NE-ILtg-Othr-Prim-RplLPD-400wMVMgC455w-250wPSMHMgC288w | DEER1316-Ltg-Com-HB | 2013-01-01 | 2018-03-31 | DEER2016 HOU Update |  |  |  |  | Standard |  | 1 | 1 | 0 | Deemed Ex Ante Team |  |  |  | Updated to indicate claim/filing status
2355 | Com-Lighting-InGen_MH-458w_PSMH-400w_PSMH-400w | Commercial Indoor General Lighting: more efficient HID Lamp & Ballast installed. Measure includes Code case. Impacts: Linear Fluorescent-based HOU (varies by BldgType) | DEER2014 | D13 v1.2 | 2020-11-24 16:30 | Com-Iltg-dWatt-LF | DEER | Scaled | Delta | 0 | 58 | None |  | 0 |  | 1 | Com | Any | Lighting | InGen-HB | Ltg_Lmp+Blst | HID_LmpBlst |  | ILtg-MH | HID Lamp and Ballast: HID Lamp: Metal Halide , Any shape, 400w, Universal position, 32835 lm, CRI = 65, rated hours = 20000 (1); HID Ballast: Constant Wattage Autotransformer, No dimming capability (1); Total fixture Watts = 458 | HID Lamp and Ballast: HID Lamp: Pulse Start Metal Halide , Any shape, 350w, Universal position, 36000 lm, CRI = 62, rated hours = 20000 (1); HID Ballast: Constant Wattage Autotransformer, No dimming capability (1); Total fixture Watts = 400 | HID Lamp and Ballast: HID Lamp: Pulse Start Metal Halide , Any shape, 350w, Universal position, 36000 lm, CRI = 62, rated hours = 20000 (1); HID Ballast: Constant Wattage Autotransformer, No dimming capability (1); Total fixture Watts = 400 | MH-400w(458w) | PSMH-350w(400w) | PSMH-350w(400w) | Available |  | 0 | 0 | DEER Lighting measure | ErRul |  | ILtg-MH |  | DEER1316-Ltg-Com-HB | 2013-01-01 | 2018-03-31 | DEER2016 HOU Update |  |  |  |  | Standard |  | 1 | 1 | 0 | Deemed Ex Ante Team |  |  |  | Updated to indicate claim/filing status
2356 | Com-Lighting-InGen_Incan-1000w_PSMH-400w_PSMH-400w | Commercial Indoor General Lighting: HID Lamp & Ballast replaces Incandescent Lamp. Measure includes Code case. Impacts: Linear Fluorescent-based HOU (varies by BldgType) | DEER2014 | D13 v1.2 | 2020-11-24 16:30 | Com-Iltg-dWatt-LF | DEER | Scaled | Delta | 0 | 600 | None |  | 0 |  | 1 | Com | Any | Lighting | InGen-HB | Ltg_Lmp+Blst | HID_LmpBlst |  | ILtg-MH | Incandescent lamp: 1000W lamp; lm=23740, Rated Life=1500hrs | HID Lamp and Ballast: HID Lamp: Pulse Start Metal Halide , Any shape, 350w, Universal position, 36000 lm, CRI = 62, rated hours = 20000 (1); HID Ballast: Constant Wattage Autotransformer, No dimming capability (1); Total fixture Watts = 400 | HID Lamp and Ballast: HID Lamp: Pulse Start Metal Halide , Any shape, 350w, Universal position, 36000 lm, CRI = 62, rated hours = 20000 (1); HID Ballast: Constant Wattage Autotransformer, No dimming capability (1); Total fixture Watts = 400 | Incan(1000w) | PSMH-350w(400w) | PSMH-350w(400w) | Available |  | 0 | 0 | DEER Lighting measure | ErRul |  | ILtg-Incand-Com | D08-NE-ILtg-Othr-Prim-RplLPD-1kwInc1000w-350wPSMHMgC400w | DEER1316-Ltg-Com-HB | 2013-01-01 | 2018-03-31 | DEER2016 HOU Update |  |  |  |  | Standard |  | 1 | 1 | 0 | Deemed Ex Ante Team |  |  |  | Updated to indicate claim/filing status
2357 | Com-Lighting-InGen_CFLratio0357_CFLscw-3w | Commercial Indoor General Lighting: CFL Lamp with integated Ballast replaces pre-existing standard lighting Wattage. Measure includes Code case. Impacts: CFL-based HOU (varies by BldgType) | DEER2014 | D13 v1.2 | 2020-11-24 16:30 | Com-Iltg-dWatt-CFL | DEER | Scaled | BaseRatio | 8 | 8 | None |  | 0 |  | 1 | Com | Any | Lighting | InGen-CFL | Ltg_Lamp | CFLint_lamp | CFLscw(3w) | ILtg-CFL-Com | Com indoor non-refl CFL base case, Total Watts = 3.57 x Msr Watts | Com indoor non-refl CFL base case, Total Watts = 3.57 x Msr Watts | CFL Lamp: Non-Reflector, 3 Watts | CFLratio0357 | CFLratio0357 | CFLscw(3w) | Available |  | 0 | 0 | DEER Lighting measure | ErRobNc |  | ILtg-Incand-Com |  | DEER1316-Ltg-Com-CFL | 2013-01-01 | 2017-06-30 | InEA_modVal |  |  |  |  | Standard |  | 1 | 1 | 0 | Deemed Ex Ante Team |  |  |  | Updated to indicate claim/filing status
2358 | Com-Lighting-InExit_Exit-Incand-40w-Double_Exit-CFL-21w-Double | Commercial Indoor Exit Lighting: more efficient Exit Lighting fixture installed. Measure includes Code case. Impacts: HOU = 8760; CDF = 1 | DEER2014 | D13 v1.0 | 2020-11-24 16:30 | Com-Iltg-dWatt-Exit | DEER | Scaled | Delta | -11 | 19 | None |  | 0 |  | 1 | Com | Any | Lighting | InExit | Ltg_Fixture | Exit_fixt |  | ILtg-Exit | Exit fixture: 20 Watt Incand lamps (2), Double Face, Total fix watts = 40 | Exit fixture: 5 Watt Code lamps (2), Double Face, Total fix watts = 10 | Exit fixture: 7 Watt CFL lamps (2), Double Face, Total fix watts = 21 | Exit-Incand-20w(40w) | Exit-Code-5w(10w) | Exit-CFL-7w(21w) | Available |  | 0 | 0 | DEER Lighting measure | ErRobNc |  | ILtg-Exit | D08-NE-ILtg-Exit-Rpl-20wxInc40w-7wxCFLSMg21w | DEER1314 | 2013-01-01 | 2018-12-31 | DEER |  |  |  |  | Standard | Expires 12/31/2018 due to revised DEER2019 code/ISP baseline | 1 | 1 | 0 | Deemed Ex Ante Team |  | Expires 12/31/2018 due to revised DEER2019 code/ISP baseline |  | Updated to indicate claim/filing status
2359 | Com-Lighting-InGen_CFLratio0357_CFLscw-4w | Commercial Indoor General Lighting: CFL Lamp with integated Ballast replaces pre-existing standard lighting Wattage. Measure includes Code case. Impacts: CFL-based HOU (varies by BldgType) | DEER2014 | D13 v1.2 | 2020-11-24 16:30 | Com-Iltg-dWatt-CFL | DEER | Scaled | BaseRatio | 10 | 10 | None |  | 0 |  | 1 | Com | Any | Lighting | InGen-CFL | Ltg_Lamp | CFLint_lamp | CFLscw(4w) | ILtg-CFL-Com | Com indoor non-refl CFL base case, Total Watts = 3.57 x Msr Watts | Com indoor non-refl CFL base case, Total Watts = 3.57 x Msr Watts | CFL Lamp: Non-Reflector, 4 Watts | CFLratio0357 | CFLratio0357 | CFLscw(4w) | Available |  | 0 | 0 | DEER Lighting measure | ErRobNc |  | ILtg-Incand-Com |  | DEER1316-Ltg-Com-CFL | 2013-01-01 | 2017-06-30 | InEA_modVal |  |  |  |  | Standard |  | 1 | 1 | 0 | Deemed Ex Ante Team |  |  |  | Updated to indicate claim/filing status
2360 | Com-Lighting-InExit_Exit-Incand-25w-Single_Exit-CFL-10w-Single | Commercial Indoor Exit Lighting: more efficient Exit Lighting fixture installed. Measure includes Code case. Impacts: HOU = 8760; CDF = 1 | DEER2014 | D13 v1.0 | 2020-11-24 16:30 | Com-Iltg-dWatt-Exit | DEER | Scaled | Delta | -5 | 15 | None |  | 0 |  | 1 | Com | Any | Lighting | InExit | Ltg_Fixture | Exit_fixt |  | ILtg-Exit | Exit fixture: 25 Watt Incand lamps (1), Single Face, Total fix watts = 25 | Exit fixture: 5 Watt Code lamps (1), Single Face, Total fix watts = 5 | Exit fixture: 7 Watt CFL lamps (1), Single Face, Total fix watts = 10 | Exit-Incand-25w(25w) | Exit-Code-5w(5w) | Exit-CFL-7w(10w) | Available |  | 0 | 0 | DEER Lighting measure | ErRobNc |  | ILtg-Exit | D08-NE-ILtg-Exit-Rpl-25wxInc25w-7wxCFLSMg10w | DEER1314 | 2013-01-01 | 2018-12-31 | DEER |  |  |  |  | Standard | Expires 12/31/2018 due to revised DEER2019 code/ISP baseline | 1 | 1 | 0 | Deemed Ex Ante Team |  | Expires 12/31/2018 due to revised DEER2019 code/ISP baseline |  | Updated to indicate claim/filing status
2361 | Com-Lighting-InGen_CFLratio0357_CFLscw-5w | Commercial Indoor General Lighting: CFL Lamp with integated Ballast replaces pre-existing standard lighting Wattage. Measure includes Code case. Impacts: CFL-based HOU (varies by BldgType) | DEER2014 | D13 v1.2 | 2020-11-24 16:30 | Com-Iltg-dWatt-CFL | DEER | Scaled | BaseRatio | 13 | 13 | None |  | 0 |  | 1 | Com | Any | Lighting | InGen-CFL | Ltg_Lamp | CFLint_lamp | CFLscw(5w) | ILtg-CFL-Com | Com indoor non-refl CFL base case, Total Watts = 3.57 x Msr Watts | Com indoor non-refl CFL base case, Total Watts = 3.57 x Msr Watts | CFL Lamp: Non-Reflector, 5 Watts | CFLratio0357 | CFLratio0357 | CFLscw(5w) | Available |  | 0 | 0 | DEER Lighting measure | ErRobNc |  | ILtg-Incand-Com |  | DEER1316-Ltg-Com-CFL | 2013-01-01 | 2017-06-30 | InEA_modVal |  |  |  |  | Standard |  | 1 | 1 | 0 | Deemed Ex Ante Team |  |  |  | Updated to indicate claim/filing status
2362 | Com-Lighting-InExit_Exit-CFL-10w-Single_Exit-LED-4w-Single | Commercial Indoor Exit Lighting: more efficient Exit Lighting fixture installed. Measure includes Code case. Impacts: HOU = 8760; CDF = 1 | DEER2014 | D13 v1.0 | 2020-11-24 16:30 | Com-Iltg-dWatt-Exit | DEER | Scaled | Delta | 1 | 6 | None |  | 0 |  | 1 | Com | Any | Lighting | InExit | Ltg_Fixture | Exit_fixt |  | ILtg-Exit | Exit fixture: 7 Watt CFL lamps (1), Single Face, Total fix watts = 10 | Exit fixture: 5 Watt Code lamps (1), Single Face, Total fix watts = 5 | Exit fixture: 2 Watt LED lamps (2), Single Face, Total fix watts = 4 | Exit-CFL-7w(10w) | Exit-Code-5w(5w) | Exit-LED-2w-1(4w) | Available |  | 0 | 0 | DEER Lighting measure | ErRobNc |  | ILtg-Exit |  | DEER1314 | 2013-01-01 | 2018-12-31 | DEER |  |  |  |  | Standard | Expires 12/31/2018 due to revised DEER2019 code/ISP baseline | 1 | 1 | 0 | Deemed Ex Ante Team |  | Expires 12/31/2018 due to revised DEER2019 code/ISP baseline |  | Updated to indicate claim/filing status
2363 | Com-Lighting-InGen_CFLratio0357_CFLscw-6w | Commercial Indoor General Lighting: CFL Lamp with integated Ballast replaces pre-existing standard lighting Wattage. Measure includes Code case. Impacts: CFL-based HOU (varies by BldgType) | DEER2014 | D13 v1.2 | 2020-11-24 16:30 | Com-Iltg-dWatt-CFL | DEER | Scaled | BaseRatio | 15 | 15 | None |  | 0 |  | 1 | Com | Any | Lighting | InGen-CFL | Ltg_Lamp | CFLint_lamp | CFLscw(6w) | ILtg-CFL-Com | Com indoor non-refl CFL base case, Total Watts = 3.57 x Msr Watts | Com indoor non-refl CFL base case, Total Watts = 3.57 x Msr Watts | CFL Lamp: Non-Reflector, 6 Watts | CFLratio0357 | CFLratio0357 | CFLscw(6w) | Available |  | 0 | 0 | DEER Lighting measure | ErRobNc |  | ILtg-Incand-Com |  | DEER1316-Ltg-Com-CFL | 2013-01-01 | 2017-06-30 | InEA_modVal |  |  |  |  | Standard |  | 1 | 1 | 0 | Deemed Ex Ante Team |  |  |  | Updated to indicate claim/filing status
2364 | Com-Lighting-InExit_Exit-CFL-21w-Double_Exit-LED-4w-Double | Commercial Indoor Exit Lighting: more efficient Exit Lighting fixture installed. Measure includes Code case. Impacts: HOU = 8760; CDF = 1 | DEER2014 | D13 v1.0 | 2020-11-24 16:30 | Com-Iltg-dWatt-Exit | DEER | Scaled | Delta | 6 | 17 | None |  | 0 |  | 1 | Com | Any | Lighting | InExit | Ltg_Fixture | Exit_fixt |  | ILtg-Exit | Exit fixture: 7 Watt CFL lamps (2), Double Face, Total fix watts = 21 | Exit fixture: 5 Watt Code lamps (2), Double Face, Total fix watts = 10 | Exit fixture: 2 Watt LED lamps (2), Double Face, Total fix watts = 4 | Exit-CFL-7w(21w) | Exit-Code-5w(10w) | Exit-LED-2w-2(4w) | Available |  | 0 | 0 | DEER Lighting measure | ErRobNc |  | ILtg-Exit |  | DEER1314 | 2013-01-01 | 2018-12-31 | DEER |  |  |  |  | Standard | Expires 12/31/2018 due to revised DEER2019 code/ISP baseline | 1 | 1 | 0 | Deemed Ex Ante Team |  | Expires 12/31/2018 due to revised DEER2019 code/ISP baseline |  | Updated to indicate claim/filing status
2365 | Com-Lighting-InExit_Exit-Incand-40w-Double_Exit-LED-4w-Double | Commercial Indoor Exit Lighting: more efficient Exit Lighting fixture installed. Measure includes Code case. Impacts: HOU = 8760; CDF = 1 | DEER2014 | D13 v1.0 | 2020-11-24 16:30 | Com-Iltg-dWatt-Exit | DEER | Scaled | Delta | 6 | 36 | None |  | 0 |  | 1 | Com | Any | Lighting | InExit | Ltg_Fixture | Exit_fixt |  | ILtg-Exit | Exit fixture: 20 Watt Incand lamps (2), Double Face, Total fix watts = 40 | Exit fixture: 5 Watt Code lamps (2), Double Face, Total fix watts = 10 | Exit fixture: 2 Watt LED lamps (2), Double Face, Total fix watts = 4 | Exit-Incand-20w(40w) | Exit-Code-5w(10w) | Exit-LED-2w-2(4w) | Available |  | 0 | 0 | DEER Lighting measure | ErRobNc |  | ILtg-Exit |  | DEER1314 | 2013-01-01 | 2018-12-31 | DEER |  |  |  |  | Standard | Expires 12/31/2018 due to revised DEER2019 code/ISP baseline | 1 | 1 | 0 | Deemed Ex Ante Team |  | Expires 12/31/2018 due to revised DEER2019 code/ISP baseline |  | Updated to indicate claim/filing status
2366 | Com-Lighting-InGen_CFLratio0357_CFLscw-7w | Commercial Indoor General Lighting: CFL Lamp with integated Ballast replaces pre-existing standard lighting Wattage. Measure includes Code case. Impacts: CFL-based HOU (varies by BldgType) | DEER2014 | D13 v1.2 | 2020-11-24 16:30 | Com-Iltg-dWatt-CFL | DEER | Scaled | BaseRatio | 18 | 18 | None |  | 0 |  | 1 | Com | Any | Lighting | InGen-CFL | Ltg_Lamp | CFLint_lamp | CFLscw(7w) | ILtg-CFL-Com | Com indoor non-refl CFL base case, Total Watts = 3.57 x Msr Watts | Com indoor non-refl CFL base case, Total Watts = 3.57 x Msr Watts | CFL Lamp: Non-Reflector, 296 initial lumens, 7 Watts | CFLratio0357 | CFLratio0357 | CFLscw(7w) | Available |  | 0 | 0 | DEER Lighting measure | ErRobNc |  | ILtg-Incand-Com | D08-NE-ILtg-CFL-Sec-Rpl-Int-7wCFLsSMg7w | DEER1316-Ltg-Com-CFL | 2013-01-01 | 2017-06-30 | InEA_modVal |  |  |  |  | Standard |  | 1 | 1 | 0 | Deemed Ex Ante Team |  |  |  | Updated to indicate claim/filing status
2367 | Com-Lighting-InGen_CFLratio0357_CFLscw-8w | Commercial Indoor General Lighting: CFL Lamp with integated Ballast replaces pre-existing standard lighting Wattage. Measure includes Code case. Impacts: CFL-based HOU (varies by BldgType) | DEER2014 | D13 v1.2 | 2020-11-24 16:30 | Com-Iltg-dWatt-CFL | DEER | Scaled | BaseRatio | 21 | 21 | None |  | 0 |  | 1 | Com | Any | Lighting | InGen-CFL | Ltg_Lamp | CFLint_lamp | CFLscw(8w) | ILtg-CFL-Com | Com indoor non-refl CFL base case, Total Watts = 3.57 x Msr Watts | Com indoor non-refl CFL base case, Total Watts = 3.57 x Msr Watts | CFL Lamp: Non-Reflector, 320 initial lumens, 8 Watts | CFLratio0357 | CFLratio0357 | CFLscw(8w) | Available |  | 0 | 0 | DEER Lighting measure | ErRobNc |  | ILtg-Incand-Com |  | DEER1316-Ltg-Com-CFL | 2013-01-01 | 2017-06-30 | InEA_modVal |  |  |  |  | Standard |  | 1 | 1 | 0 | Deemed Ex Ante Team |  |  |  | Updated to indicate claim/filing status
2368 | Com-Lighting-InExit_Exit-Incand-25w-Single_Exit-LED-4w-Single | Commercial Indoor Exit Lighting: more efficient Exit Lighting fixture installed. Measure includes Code case. Impacts: HOU = 8760; CDF = 1 | DEER2014 | D13 v1.0 | 2020-11-24 16:30 | Com-Iltg-dWatt-Exit | DEER | Scaled | Delta | 1 | 21 | None |  | 0 |  | 1 | Com | Any | Lighting | InExit | Ltg_Fixture | Exit_fixt |  | ILtg-Exit | Exit fixture: 25 Watt Incand lamps (1), Single Face, Total fix watts = 25 | Exit fixture: 5 Watt Code lamps (1), Single Face, Total fix watts = 5 | Exit fixture: 2 Watt LED lamps (2), Single Face, Total fix watts = 4 | Exit-Incand-25w(25w) | Exit-Code-5w(5w) | Exit-LED-2w-1(4w) | Available |  | 0 | 0 | DEER Lighting measure | ErRobNc |  | ILtg-Exit |  | DEER1314 | 2013-01-01 | 2018-12-31 | DEER |  |  |  |  | Standard | Expires 12/31/2018 due to revised DEER2019 code/ISP baseline | 1 | 1 | 0 | Deemed Ex Ante Team |  | Expires 12/31/2018 due to revised DEER2019 code/ISP baseline |  | Updated to indicate claim/filing status
2369 | Com-Lighting-InGen_CFLratio0357_CFLscw-9w | Commercial Indoor General Lighting: CFL Lamp with integated Ballast replaces pre-existing standard lighting Wattage. Measure includes Code case. Impacts: CFL-based HOU (varies by BldgType) | DEER2014 | D13 v1.2 | 2020-11-24 16:30 | Com-Iltg-dWatt-CFL | DEER | Scaled | BaseRatio | 23 | 23 | None |  | 0 |  | 1 | Com | Any | Lighting | InGen-CFL | Ltg_Lamp | CFLint_lamp | CFLscw(9w) | ILtg-CFL-Com | Com indoor non-refl CFL base case, Total Watts = 3.57 x Msr Watts | Com indoor non-refl CFL base case, Total Watts = 3.57 x Msr Watts | CFL Lamp: Non-Reflector, 344 initial lumens, 9 Watts | CFLratio0357 | CFLratio0357 | CFLscw(9w) | Available |  | 0 | 0 | DEER Lighting measure | ErRobNc |  | ILtg-Incand-Com | D08-NE-ILtg-CFL-Sec-Rpl-Int-9wCFLsSMg9w | DEER1316-Ltg-Com-CFL | 2013-01-01 | 2017-06-30 | InEA_modVal |  |  |  |  | Standard |  | 1 | 1 | 0 | Deemed Ex Ante Team |  |  |  | Updated to indicate claim/filing status
2370 | Com-Lighting-InExit_Exit-Incand-40w-Double_Exit-T5-24w-Double | Commercial Indoor Exit Lighting: more efficient Exit Lighting fixture installed. Measure includes Code case. Impacts: HOU = 8760; CDF = 1 | DEER2014 | D13 v1.0 | 2020-11-24 16:30 | Com-Iltg-dWatt-Exit | DEER | Scaled | Delta | -14 | 16 | None |  | 0 |  | 1 | Com | Any | Lighting | InExit | Ltg_Fixture | Exit_fixt |  | ILtg-Exit | Exit fixture: 20 Watt Incand lamps (2), Double Face, Total fix watts = 40 | Exit fixture: 5 Watt Code lamps (2), Double Face, Total fix watts = 10 | Exit fixture: 8 Watt T5 lamps (2), Double Face, Total fix watts = 24 | Exit-Incand-20w(40w) | Exit-Code-5w(10w) | Exit-T5-8w(24w) | Available |  | 0 | 0 | DEER Lighting measure | ErRobNc |  | ILtg-Exit | D08-NE-ILtg-Exit-Rpl-20wxInc40w-8wxT5SMg24w | DEER1314 | 2013-01-01 | 2018-12-31 | DEER |  |  |  |  | Standard | Expires 12/31/2018 due to revised DEER2019 code/ISP baseline | 1 | 1 | 0 | Deemed Ex Ante Team |  | Expires 12/31/2018 due to revised DEER2019 code/ISP baseline |  | Updated to indicate claim/filing status
2371 | Com-Lighting-InExit_Exit-Incand-25w-Single_Exit-T5-12w-Single | Commercial Indoor Exit Lighting: more efficient Exit Lighting fixture installed. Measure includes Code case. Impacts: HOU = 8760; CDF = 1 | DEER2014 | D13 v1.0 | 2020-11-24 16:30 | Com-Iltg-dWatt-Exit | DEER | Scaled | Delta | -7 | 13 | None |  | 0 |  | 1 | Com | Any | Lighting | InExit | Ltg_Fixture | Exit_fixt |  | ILtg-Exit | Exit fixture: 25 Watt Incand lamps (1), Single Face, Total fix watts = 25 | Exit fixture: 5 Watt Code lamps (1), Single Face, Total fix watts = 5 | Exit fixture: 8 Watt T5 lamps (1), Single Face, Total fix watts = 12 | Exit-Incand-25w(25w) | Exit-Code-5w(5w) | Exit-T5-8w(12w) | Available |  | 0 | 0 | DEER Lighting measure | ErRobNc |  | ILtg-Exit | D08-NE-ILtg-Exit-Rpl-25wxInc25w-8wxT5SMg12w | DEER1314 | 2013-01-01 | 2018-12-31 | DEER |  |  |  |  | Standard | Expires 12/31/2018 due to revised DEER2019 code/ISP baseline | 1 | 1 | 0 | Deemed Ex Ante Team |  | Expires 12/31/2018 due to revised DEER2019 code/ISP baseline |  | Updated to indicate claim/filing status
2372 | Com-Lighting-InGen_CFLratio0357_CFLscw-10w | Commercial Indoor General Lighting: CFL Lamp with integated Ballast replaces pre-existing standard lighting Wattage. Measure includes Code case. Impacts: CFL-based HOU (varies by BldgType) | DEER2014 | D13 v1.2 | 2020-11-24 16:30 | Com-Iltg-dWatt-CFL | DEER | Scaled | BaseRatio | 26 | 26 | None |  | 0 |  | 1 | Com | Any | Lighting | InGen-CFL | Ltg_Lamp | CFLint_lamp | CFLscw(10w) | ILtg-CFL-Com | Com indoor non-refl CFL base case, Total Watts = 3.57 x Msr Watts | Com indoor non-refl CFL base case, Total Watts = 3.57 x Msr Watts | CFL Lamp: Non-Reflector, 382 initial lumens, 10 Watts | CFLratio0357 | CFLratio0357 | CFLscw(10w) | Available |  | 0 | 0 | DEER Lighting measure | ErRobNc |  | ILtg-Incand-Com |  | DEER1316-Ltg-Com-CFL | 2013-01-01 | 2017-06-30 | InEA_modVal |  |  |  |  | Standard |  | 1 | 1 | 0 | Deemed Ex Ante Team |  |  |  | Updated to indicate claim/filing status
2373 | Com-Lighting-InGen_CFLratio0357_CFLscw-11w | Commercial Indoor General Lighting: CFL Lamp with integated Ballast replaces pre-existing standard lighting Wattage. Measure includes Code case. Impacts: CFL-based HOU (varies by BldgType) | DEER2014 | D13 v1.2 | 2020-11-24 16:30 | Com-Iltg-dWatt-CFL | DEER | Scaled | BaseRatio | 28 | 28 | None |  | 0 |  | 1 | Com | Any | Lighting | InGen-CFL | Ltg_Lamp | CFLint_lamp | CFLscw(11w) | ILtg-CFL-Com | Com indoor non-refl CFL base case, Total Watts = 3.57 x Msr Watts | Com indoor non-refl CFL base case, Total Watts = 3.57 x Msr Watts | CFL Lamp: Non-Reflector, 420 initial lumens, 11 Watts | CFLratio0357 | CFLratio0357 | CFLscw(11w) | Available |  | 0 | 0 | DEER Lighting measure | ErRobNc |  | ILtg-Incand-Com | D08-NE-ILtg-CFL-Sec-Rpl-Int-11wCFLsSMg11w | DEER1316-Ltg-Com-CFL | 2013-01-01 | 2017-06-30 | InEA_modVal |  |  |  |  | Standard |  | 1 | 1 | 0 | Deemed Ex Ante Team |  |  |  | Updated to indicate claim/filing status
2374 | Com-Lighting-InGen_CFLratio0357_CFLscw-12w | Commercial Indoor General Lighting: CFL Lamp with integated Ballast replaces pre-existing standard lighting Wattage. Measure includes Code case. Impacts: CFL-based HOU (varies by BldgType) | DEER2014 | D13 v1.2 | 2020-11-24 16:30 | Com-Iltg-dWatt-CFL | DEER | Scaled | BaseRatio | 31 | 31 | None |  | 0 |  | 1 | Com | Any | Lighting | InGen-CFL | Ltg_Lamp | CFLint_lamp | CFLscw(12w) | ILtg-CFL-Com | Com indoor non-refl CFL base case, Total Watts = 3.57 x Msr Watts | Com indoor non-refl CFL base case, Total Watts = 3.57 x Msr Watts | CFL Lamp: Non-Reflector, 540 initial lumens, 12 Watts | CFLratio0357 | CFLratio0357 | CFLscw(12w) | Available |  | 0 | 0 | DEER Lighting measure | ErRobNc |  | ILtg-Incand-Com |  | DEER1316-Ltg-Com-CFL | 2013-01-01 | 2017-06-30 | InEA_modVal |  |  |  |  | Standard |  | 1 | 1 | 0 | Deemed Ex Ante Team |  |  |  | Updated to indicate claim/filing status
2375 | Com-Lighting-InGen_CFLratio0357_CFLscw-13w | Commercial Indoor General Lighting: CFL Lamp with integated Ballast replaces pre-existing standard lighting Wattage. Measure includes Code case. Impacts: CFL-based HOU (varies by BldgType) | DEER2014 | D13 v1.2 | 2020-11-24 16:30 | Com-Iltg-dWatt-CFL | DEER | Scaled | BaseRatio | 33 | 33 | None |  | 0 |  | 1 | Com | Any | Lighting | InGen-CFL | Ltg_Lamp | CFLint_lamp | CFLscw(13w) | ILtg-CFL-Com | Com indoor non-refl CFL base case, Total Watts = 3.57 x Msr Watts | Com indoor non-refl CFL base case, Total Watts = 3.57 x Msr Watts | CFL Lamp: Non-Reflector, 660 initial lumens, 13 Watts | CFLratio0357 | CFLratio0357 | CFLscw(13w) | Available |  | 0 | 0 | DEER Lighting measure | ErRobNc |  | ILtg-Incand-Com | D08-NE-ILtg-CFL-Sec-Rpl-Int-13wCFLsSMg13w | DEER1316-Ltg-Com-CFL | 2013-01-01 | 2017-06-30 | InEA_modVal |  |  |  |  | Standard |  | 1 | 1 | 0 | Deemed Ex Ante Team |  |  |  | Updated to indicate claim/filing status
2376 | Com-Lighting-InGen_CFLratio0357_CFLscw-14w | Commercial Indoor General Lighting: CFL Lamp with integated Ballast replaces pre-existing standard lighting Wattage. Measure includes Code case. Impacts: CFL-based HOU (varies by BldgType) | DEER2014 | D13 v1.2 | 2020-11-24 16:30 | Com-Iltg-dWatt-CFL | DEER | Scaled | BaseRatio | 36 | 36 | None |  | 0 |  | 1 | Com | Any | Lighting | InGen-CFL | Ltg_Lamp | CFLint_lamp | CFLscw(14w) | ILtg-CFL-Com | Com indoor non-refl CFL base case, Total Watts = 3.57 x Msr Watts | Com indoor non-refl CFL base case, Total Watts = 3.57 x Msr Watts | CFL Lamp: Non-Reflector, 713 initial lumens, 14 Watts | CFLratio0357 | CFLratio0357 | CFLscw(14w) | Available |  | 0 | 0 | DEER Lighting measure | ErRobNc |  | ILtg-Incand-Com |  | DEER1316-Ltg-Com-CFL | 2013-01-01 | 2017-06-30 | InEA_modVal |  |  |  |  | Standard |  | 1 | 1 | 0 | Deemed Ex Ante Team |  |  |  | Updated to indicate claim/filing status
2377 | Com-Lighting-InGen_CFLratio0357_CFLscw-15w | Commercial Indoor General Lighting: CFL Lamp with integated Ballast replaces pre-existing standard lighting Wattage. Measure includes Code case. Impacts: CFL-based HOU (varies by BldgType) | DEER2014 | D13 v1.2 | 2020-11-24 16:30 | Com-Iltg-dWatt-CFL | DEER | Scaled | BaseRatio | 39 | 39 | None |  | 0 |  | 1 | Com | Any | Lighting | InGen-CFL | Ltg_Lamp | CFLint_lamp | CFLscw(15w) | ILtg-CFL-Com | Com indoor non-refl CFL base case, Total Watts = 3.57 x Msr Watts | Com indoor non-refl CFL base case, Total Watts = 3.57 x Msr Watts | CFL Lamp: Non-Reflector, 765 initial lumens, 15 Watts | CFLratio0357 | CFLratio0357 | CFLscw(15w) | Available |  | 0 | 0 | DEER Lighting measure | ErRobNc |  | ILtg-Incand-Com |  | DEER1316-Ltg-Com-CFL | 2013-01-01 | 2017-06-30 | InEA_modVal |  |  |  |  | Standard |  | 1 | 1 | 0 | Deemed Ex Ante Team |  |  |  | Updated to indicate claim/filing status
2378 | Com-Lighting-InGen_CFLratio0357_CFLscw-16w | Commercial Indoor General Lighting: CFL Lamp with integated Ballast replaces pre-existing standard lighting Wattage. Measure includes Code case. Impacts: CFL-based HOU (varies by BldgType) | DEER2014 | D13 v1.2 | 2020-11-24 16:30 | Com-Iltg-dWatt-CFL | DEER | Scaled | BaseRatio | 41 | 41 | None |  | 0 |  | 1 | Com | Any | Lighting | InGen-CFL | Ltg_Lamp | CFLint_lamp | CFLscw(16w) | ILtg-CFL-Com | Com indoor non-refl CFL base case, Total Watts = 3.57 x Msr Watts | Com indoor non-refl CFL base case, Total Watts = 3.57 x Msr Watts | CFL Lamp: Non-Reflector, 810 initial lumens, 16 Watts | CFLratio0357 | CFLratio0357 | CFLscw(16w) | Available |  | 0 | 0 | DEER Lighting measure | ErRobNc |  | ILtg-Incand-Com | D08-NE-ILtg-CFL-Sec-Rpl-Int-16wCFLsSMg16w | DEER1316-Ltg-Com-CFL | 2013-01-01 | 2017-06-30 | InEA_modVal |  |  |  |  | Standard |  | 1 | 1 | 0 | Deemed Ex Ante Team |  |  |  | Updated to indicate claim/filing status
2379 | Com-Lighting-InGen_CFLratio0357_CFLscw-17w | Commercial Indoor General Lighting: CFL Lamp with integated Ballast replaces pre-existing standard lighting Wattage. Measure includes Code case. Impacts: CFL-based HOU (varies by BldgType) | DEER2014 | D13 v1.2 | 2020-11-24 16:30 | Com-Iltg-dWatt-CFL | DEER | Scaled | BaseRatio | 44 | 44 | None |  | 0 |  | 1 | Com | Any | Lighting | InGen-CFL | Ltg_Lamp | CFLint_lamp | CFLscw(17w) | ILtg-CFL-Com | Com indoor non-refl CFL base case, Total Watts = 3.57 x Msr Watts | Com indoor non-refl CFL base case, Total Watts = 3.57 x Msr Watts | CFL Lamp: Non-Reflector, 845 initial lumens, 17 Watts | CFLratio0357 | CFLratio0357 | CFLscw(17w) | Available |  | 0 | 0 | DEER Lighting measure | ErRobNc |  | ILtg-Incand-Com | D08-NE-ILtg-CFL-Sec-Rpl-Int-17wCFLsSMg17w | DEER1316-Ltg-Com-CFL | 2013-01-01 | 2017-06-30 | InEA_modVal |  |  |  |  | Standard |  | 1 | 1 | 0 | Deemed Ex Ante Team |  |  |  | Updated to indicate claim/filing status
2380 | Com-Lighting-InGen_CFLratio0357_CFLscw-18w | Commercial Indoor General Lighting: CFL Lamp with integated Ballast replaces pre-existing standard lighting Wattage. Measure includes Code case. Impacts: CFL-based HOU (varies by BldgType) | DEER2014 | D13 v1.2 | 2020-11-24 16:30 | Com-Iltg-dWatt-CFL | DEER | Scaled | BaseRatio | 46 | 46 | None |  | 0 |  | 1 | Com | Any | Lighting | InGen-CFL | Ltg_Lamp | CFLint_lamp | CFLscw(18w) | ILtg-CFL-Com | Com indoor non-refl CFL base case, Total Watts = 3.57 x Msr Watts | Com indoor non-refl CFL base case, Total Watts = 3.57 x Msr Watts | CFL Lamp: Non-Reflector, 885 initial lumens, 18 Watts | CFLratio0357 | CFLratio0357 | CFLscw(18w) | Available |  | 0 | 0 | DEER Lighting measure | ErRobNc |  | ILtg-Incand-Com | D08-NE-ILtg-CFL-Sec-Rpl-Int-18wCFLsSMg18w | DEER1316-Ltg-Com-CFL | 2013-01-01 | 2017-06-30 | InEA_modVal |  |  |  |  | Standard |  | 1 | 1 | 0 | Deemed Ex Ante Team |  |  |  | Updated to indicate claim/filing status
2381 | Com-Lighting-InGen_CFLratio0357_CFLscw-19w | Commercial Indoor General Lighting: CFL Lamp with integated Ballast replaces pre-existing standard lighting Wattage. Measure includes Code case. Impacts: CFL-based HOU (varies by BldgType) | DEER2014 | D13 v1.2 | 2020-11-24 16:30 | Com-Iltg-dWatt-CFL | DEER | Scaled | BaseRatio | 49 | 49 | None |  | 0 |  | 1 | Com | Any | Lighting | InGen-CFL | Ltg_Lamp | CFLint_lamp | CFLscw(19w) | ILtg-CFL-Com | Com indoor non-refl CFL base case, Total Watts = 3.57 x Msr Watts | Com indoor non-refl CFL base case, Total Watts = 3.57 x Msr Watts | CFL Lamp: Non-Reflector, 925 initial lumens, 19 Watts | CFLratio0357 | CFLratio0357 | CFLscw(19w) | Available |  | 0 | 0 | DEER Lighting measure | ErRobNc |  | ILtg-Incand-Com |  | DEER1316-Ltg-Com-CFL | 2013-01-01 | 2017-06-30 | InEA_modVal |  |  |  |  | Standard |  | 1 | 1 | 0 | Deemed Ex Ante Team |  |  |  | Updated to indicate claim/filing status
2382 | Com-Lighting-InGen_CFLratio0357_CFLscw-20w | Commercial Indoor General Lighting: CFL Lamp with integated Ballast replaces pre-existing standard lighting Wattage. Measure includes Code case. Impacts: CFL-based HOU (varies by BldgType) | DEER2014 | D13 v1.2 | 2020-11-24 16:30 | Com-Iltg-dWatt-CFL | DEER | Scaled | BaseRatio | 51 | 51 | None |  | 0 |  | 1 | Com | Any | Lighting | InGen-CFL | Ltg_Lamp | CFLint_lamp | CFLscw(20w) | ILtg-CFL-Com | Com indoor non-refl CFL base case, Total Watts = 3.57 x Msr Watts | Com indoor non-refl CFL base case, Total Watts = 3.57 x Msr Watts | CFL Lamp: Non-Reflector, 965 initial lumens, 20 Watts | CFLratio0357 | CFLratio0357 | CFLscw(20w) | Available |  | 0 | 0 | DEER Lighting measure | ErRobNc |  | ILtg-Incand-Com | D08-NE-ILtg-CFL-Sec-Rpl-Int-20wCFLsSMg20w | DEER1316-Ltg-Com-CFL | 2013-01-01 | 2017-06-30 | InEA_modVal |  |  |  |  | Standard |  | 1 | 1 | 0 | Deemed Ex Ante Team |  |  |  | Updated to indicate claim/filing status
2383 | Com-Lighting-InGen_CFLratio0357_CFLscw-21w | Commercial Indoor General Lighting: CFL Lamp with integated Ballast replaces pre-existing standard lighting Wattage. Measure includes Code case. Impacts: CFL-based HOU (varies by BldgType) | DEER2014 | D13 v1.2 | 2020-11-24 16:30 | Com-Iltg-dWatt-CFL | DEER | Scaled | BaseRatio | 54 | 54 | None |  | 0 |  | 1 | Com | Any | Lighting | InGen-CFL | Ltg_Lamp | CFLint_lamp | CFLscw(21w) | ILtg-CFL-Com | Com indoor non-refl CFL base case, Total Watts = 3.57 x Msr Watts | Com indoor non-refl CFL base case, Total Watts = 3.57 x Msr Watts | CFL Lamp: Non-Reflector, 1070 initial lumens, 21 Watts | CFLratio0357 | CFLratio0357 | CFLscw(21w) | Available |  | 0 | 0 | DEER Lighting measure | ErRobNc |  | ILtg-Incand-Com |  | DEER1316-Ltg-Com-CFL | 2013-01-01 | 2017-06-30 | InEA_modVal |  |  |  |  | Standard |  | 1 | 1 | 0 | Deemed Ex Ante Team |  |  |  | Updated to indicate claim/filing status
2384 | Com-Lighting-InGen_CFLratio0357_CFLscw-22w | Commercial Indoor General Lighting: CFL Lamp with integated Ballast replaces pre-existing standard lighting Wattage. Measure includes Code case. Impacts: CFL-based HOU (varies by BldgType) | DEER2014 | D13 v1.2 | 2020-11-24 16:30 | Com-Iltg-dWatt-CFL | DEER | Scaled | BaseRatio | 57 | 57 | None |  | 0 |  | 1 | Com | Any | Lighting | InGen-CFL | Ltg_Lamp | CFLint_lamp | CFLscw(22w) | ILtg-CFL-Com | Com indoor non-refl CFL base case, Total Watts = 3.57 x Msr Watts | Com indoor non-refl CFL base case, Total Watts = 3.57 x Msr Watts | CFL Lamp: Non-Reflector, 1175 initial lumens, 22 Watts | CFLratio0357 | CFLratio0357 | CFLscw(22w) | Available |  | 0 | 0 | DEER Lighting measure | ErRobNc |  | ILtg-Incand-Com |  | DEER1316-Ltg-Com-CFL | 2013-01-01 | 2017-06-30 | InEA_modVal |  |  |  |  | Standard |  | 1 | 1 | 0 | Deemed Ex Ante Team |  |  |  | Updated to indicate claim/filing status
2385 | Com-Lighting-InGen_CFLratio0357_CFLscw-23w | Commercial Indoor General Lighting: CFL Lamp with integated Ballast replaces pre-existing standard lighting Wattage. Measure includes Code case. Impacts: CFL-based HOU (varies by BldgType) | DEER2014 | D13 v1.2 | 2020-11-24 16:30 | Com-Iltg-dWatt-CFL | DEER | Scaled | BaseRatio | 59 | 59 | None |  | 0 |  | 1 | Com | Any | Lighting | InGen-CFL | Ltg_Lamp | CFLint_lamp | CFLscw(23w) | ILtg-CFL-Com | Com indoor non-refl CFL base case, Total Watts = 3.57 x Msr Watts | Com indoor non-refl CFL base case, Total Watts = 3.57 x Msr Watts | CFL Lamp: Non-Reflector, 1280 initial lumens, 23 Watts | CFLratio0357 | CFLratio0357 | CFLscw(23w) | Available |  | 0 | 0 | DEER Lighting measure | ErRobNc |  | ILtg-Incand-Com | D08-NE-ILtg-CFL-Sec-Rpl-Int-23wCFLsSMg23w | DEER1316-Ltg-Com-CFL | 2013-01-01 | 2017-06-30 | InEA_modVal |  |  |  |  | Standard |  | 1 | 1 | 0 | Deemed Ex Ante Team |  |  |  | Updated to indicate claim/filing status
2386 | Com-Lighting-InGen_CFLratio0357_CFLscw-24w | Commercial Indoor General Lighting: CFL Lamp with integated Ballast replaces pre-existing standard lighting Wattage. Measure includes Code case. Impacts: CFL-based HOU (varies by BldgType) | DEER2014 | D13 v1.2 | 2020-11-24 16:30 | Com-Iltg-dWatt-CFL | DEER | Scaled | BaseRatio | 62 | 62 | None |  | 0 |  | 1 | Com | Any | Lighting | InGen-CFL | Ltg_Lamp | CFLint_lamp | CFLscw(24w) | ILtg-CFL-Com | Com indoor non-refl CFL base case, Total Watts = 3.57 x Msr Watts | Com indoor non-refl CFL base case, Total Watts = 3.57 x Msr Watts | CFL Lamp: Non-Reflector, 1295 initial lumens, 24 Watts | CFLratio0357 | CFLratio0357 | CFLscw(24w) | Available |  | 0 | 0 | DEER Lighting measure | ErRobNc |  | ILtg-Incand-Com |  | DEER1316-Ltg-Com-CFL | 2013-01-01 | 2017-06-30 | InEA_modVal |  |  |  |  | Standard |  | 1 | 1 | 0 | Deemed Ex Ante Team |  |  |  | Updated to indicate claim/filing status
2387 | Com-Lighting-InGen_CFLratio0357_CFLscw-25w | Commercial Indoor General Lighting: CFL Lamp with integated Ballast replaces pre-existing standard lighting Wattage. Measure includes Code case. Impacts: CFL-based HOU (varies by BldgType) | DEER2014 | D13 v1.2 | 2020-11-24 16:30 | Com-Iltg-dWatt-CFL | DEER | Scaled | BaseRatio | 64 | 64 | None |  | 0 |  | 1 | Com | Any | Lighting | InGen-CFL | Ltg_Lamp | CFLint_lamp | CFLscw(25w) | ILtg-CFL-Com | Com indoor non-refl CFL base case, Total Watts = 3.57 x Msr Watts | Com indoor non-refl CFL base case, Total Watts = 3.57 x Msr Watts | CFL Lamp: Non-Reflector, 1310 initial lumens, 25 Watts | CFLratio0357 | CFLratio0357 | CFLscw(25w) | Available |  | 0 | 0 | DEER Lighting measure | ErRobNc |  | ILtg-Incand-Com | D08-NE-ILtg-CFL-Sec-Rpl-Int-25wCFLsSMg25w | DEER1316-Ltg-Com-CFL | 2013-01-01 | 2017-06-30 | InEA_modVal |  |  |  |  | Standard |  | 1 | 1 | 0 | Deemed Ex Ante Team |  |  |  | Updated to indicate claim/filing status
2388 | Com-Lighting-InGen_CFLratio0357_CFLscw-26w | Commercial Indoor General Lighting: CFL Lamp with integated Ballast replaces pre-existing standard lighting Wattage. Measure includes Code case. Impacts: CFL-based HOU (varies by BldgType) | DEER2014 | D13 v1.2 | 2020-11-24 16:30 | Com-Iltg-dWatt-CFL | DEER | Scaled | BaseRatio | 67 | 67 | None |  | 0 |  | 1 | Com | Any | Lighting | InGen-CFL | Ltg_Lamp | CFLint_lamp | CFLscw(26w) | ILtg-CFL-Com | Com indoor non-refl CFL base case, Total Watts = 3.57 x Msr Watts | Com indoor non-refl CFL base case, Total Watts = 3.57 x Msr Watts | CFL Lamp: Non-Reflector, 1368 initial lumens, 26 Watts | CFLratio0357 | CFLratio0357 | CFLscw(26w) | Available |  | 0 | 0 | DEER Lighting measure | ErRobNc |  | ILtg-Incand-Com |  | DEER1316-Ltg-Com-CFL | 2013-01-01 | 2017-06-30 | InEA_modVal |  |  |  |  | Standard |  | 1 | 1 | 0 | Deemed Ex Ante Team |  |  |  | Updated to indicate claim/filing status
2389 | Com-Lighting-InGen_CFLratio0357_CFLscw-27w | Commercial Indoor General Lighting: CFL Lamp with integated Ballast replaces pre-existing standard lighting Wattage. Measure includes Code case. Impacts: CFL-based HOU (varies by BldgType) | DEER2014 | D13 v1.2 | 2020-11-24 16:30 | Com-Iltg-dWatt-CFL | DEER | Scaled | BaseRatio | 69 | 69 | None |  | 0 |  | 1 | Com | Any | Lighting | InGen-CFL | Ltg_Lamp | CFLint_lamp | CFLscw(27w) | ILtg-CFL-Com | Com indoor non-refl CFL base case, Total Watts = 3.57 x Msr Watts | Com indoor non-refl CFL base case, Total Watts = 3.57 x Msr Watts | CFL Lamp: Non-Reflector, 1427 initial lumens, 27 Watts | CFLratio0357 | CFLratio0357 | CFLscw(27w) | Available |  | 0 | 0 | DEER Lighting measure | ErRobNc |  | ILtg-Incand-Com |  | DEER1316-Ltg-Com-CFL | 2013-01-01 | 2017-06-30 | InEA_modVal |  |  |  |  | Standard |  | 1 | 1 | 0 | Deemed Ex Ante Team |  |  |  | Updated to indicate claim/filing status
2390 | Com-Lighting-InGen_CFLratio0357_CFLscw-28w | Commercial Indoor General Lighting: CFL Lamp with integated Ballast replaces pre-existing standard lighting Wattage. Measure includes Code case. Impacts: CFL-based HOU (varies by BldgType) | DEER2014 | D13 v1.2 | 2020-11-24 16:30 | Com-Iltg-dWatt-CFL | DEER | Scaled | BaseRatio | 72 | 72 | None |  | 0 |  | 1 | Com | Any | Lighting | InGen-CFL | Ltg_Lamp | CFLint_lamp | CFLscw(28w) | ILtg-CFL-Com | Com indoor non-refl CFL base case, Total Watts = 3.57 x Msr Watts | Com indoor non-refl CFL base case, Total Watts = 3.57 x Msr Watts | CFL Lamp: Non-Reflector, 1485 initial lumens, 28 Watts | CFLratio0357 | CFLratio0357 | CFLscw(28w) | Available |  | 0 | 0 | DEER Lighting measure | ErRobNc |  | ILtg-Incand-Com | D08-NE-ILtg-CFL-Sec-Rpl-Int-28wCFLsSMg28w | DEER1316-Ltg-Com-CFL | 2013-01-01 | 2017-06-30 | InEA_modVal |  |  |  |  | Standard |  | 1 | 1 | 0 | Deemed Ex Ante Team |  |  |  | Updated to indicate claim/filing status
2391 | Com-Lighting-InGen_CFLratio0357_CFLscw-29w | Commercial Indoor General Lighting: CFL Lamp with integated Ballast replaces pre-existing standard lighting Wattage. Measure includes Code case. Impacts: CFL-based HOU (varies by BldgType) | DEER2014 | D13 v1.2 | 2020-11-24 16:30 | Com-Iltg-dWatt-CFL | DEER | Scaled | BaseRatio | 75 | 75 | None |  | 0 |  | 1 | Com | Any | Lighting | InGen-CFL | Ltg_Lamp | CFLint_lamp | CFLscw(29w) | ILtg-CFL-Com | Com indoor non-refl CFL base case, Total Watts = 3.57 x Msr Watts | Com indoor non-refl CFL base case, Total Watts = 3.57 x Msr Watts | CFL Lamp: Non-Reflector, 29 Watts | CFLratio0357 | CFLratio0357 | CFLscw(29w) | Available |  | 0 | 0 | DEER Lighting measure | ErRobNc |  | ILtg-Incand-Com |  | DEER1316-Ltg-Com-CFL | 2013-01-01 | 2017-06-30 | InEA_modVal |  |  |  |  | Standard |  | 1 | 1 | 0 | Deemed Ex Ante Team |  |  |  | Updated to indicate claim/filing status
2392 | Com-Lighting-InGen_CFLratio0357_CFLscw-30w | Commercial Indoor General Lighting: CFL Lamp with integated Ballast replaces pre-existing standard lighting Wattage. Measure includes Code case. Impacts: CFL-based HOU (varies by BldgType) | DEER2014 | D13 v1.2 | 2020-11-24 16:30 | Com-Iltg-dWatt-CFL | DEER | Scaled | BaseRatio | 77 | 77 | None |  | 0 |  | 1 | Com | Any | Lighting | InGen-CFL | Ltg_Lamp | CFLint_lamp | CFLscw(30w) | ILtg-CFL-Com | Com indoor non-refl CFL base case, Total Watts = 3.57 x Msr Watts | Com indoor non-refl CFL base case, Total Watts = 3.57 x Msr Watts | CFL Lamp: Non-Reflector, 30 Watts | CFLratio0357 | CFLratio0357 | CFLscw(30w) | Available |  | 0 | 0 | DEER Lighting measure | ErRobNc |  | ILtg-Incand-Com |  | DEER1316-Ltg-Com-CFL | 2013-01-01 | 2017-06-30 | InEA_modVal |  |  |  |  | Standard |  | 1 | 1 | 0 | Deemed Ex Ante Team |  |  |  | Updated to indicate claim/filing status
2393 | Com-Lighting-InGen_CFLratio0357_CFLscw-31w | Commercial Indoor General Lighting: CFL Lamp with integated Ballast replaces pre-existing standard lighting Wattage. Measure includes Code case. Impacts: CFL-based HOU (varies by BldgType) | DEER2014 | D13 v1.2 | 2020-11-24 16:30 | Com-Iltg-dWatt-CFL | DEER | Scaled | BaseRatio | 80 | 80 | None |  | 0 |  | 1 | Com | Any | Lighting | InGen-CFL | Ltg_Lamp | CFLint_lamp | CFLscw(31w) | ILtg-CFL-Com | Com indoor non-refl CFL base case, Total Watts = 3.57 x Msr Watts | Com indoor non-refl CFL base case, Total Watts = 3.57 x Msr Watts | CFL Lamp: Non-Reflector, 31 Watts | CFLratio0357 | CFLratio0357 | CFLscw(31w) | Available |  | 0 | 0 | DEER Lighting measure | ErRobNc |  | ILtg-Incand-Com |  | DEER1316-Ltg-Com-CFL | 2013-01-01 | 2017-06-30 | InEA_modVal |  |  |  |  | Standard |  | 1 | 1 | 0 | Deemed Ex Ante Team |  |  |  | Updated to indicate claim/filing status
2394 | Com-Lighting-InGen_CFLratio0357_CFLscw-32w | Commercial Indoor General Lighting: CFL Lamp with integated Ballast replaces pre-existing standard lighting Wattage. Measure includes Code case. Impacts: CFL-based HOU (varies by BldgType) | DEER2014 | D13 v1.2 | 2020-11-24 16:30 | Com-Iltg-dWatt-CFL | DEER | Scaled | BaseRatio | 82 | 82 | None |  | 0 |  | 1 | Com | Any | Lighting | InGen-CFL | Ltg_Lamp | CFLint_lamp | CFLscw(32w) | ILtg-CFL-Com | Com indoor non-refl CFL base case, Total Watts = 3.57 x Msr Watts | Com indoor non-refl CFL base case, Total Watts = 3.57 x Msr Watts | CFL Lamp: Non-Reflector, 32 Watts | CFLratio0357 | CFLratio0357 | CFLscw(32w) | Available |  | 0 | 0 | DEER Lighting measure | ErRobNc |  | ILtg-Incand-Com |  | DEER1316-Ltg-Com-CFL | 2013-01-01 | 2017-06-30 | InEA_modVal |  |  |  |  | Standard |  | 1 | 1 | 0 | Deemed Ex Ante Team |  |  |  | Updated to indicate claim/filing status
2395 | Com-Lighting-InGen_CFLratio0357_CFLscw-40w | Commercial Indoor General Lighting: CFL Lamp with integated Ballast replaces pre-existing standard lighting Wattage. Measure includes Code case. Impacts: CFL-based HOU (varies by BldgType) | DEER2014 | D13 v1.2 | 2020-11-24 16:30 | Com-Iltg-dWatt-CFL | DEER | Scaled | BaseRatio | 103 | 103 | None |  | 0 |  | 1 | Com | Any | Lighting | InGen-CFL | Ltg_Lamp | CFLint_lamp | CFLscw(40w) | ILtg-CFL-Com | Com indoor non-refl CFL base case, Total Watts = 3.57 x Msr Watts | Com indoor non-refl CFL base case, Total Watts = 3.57 x Msr Watts | CFL Lamp: Non-Reflector, 40 Watts | CFLratio0357 | CFLratio0357 | CFLscw(40w) | Available | Added based on IOU workpaper measure | 0 | 0 | DEER Lighting measure | ErRobNc |  | ILtg-Incand-Com |  | DEER1316-Ltg-Com-CFL | 2013-01-01 | 2017-06-30 | InEA_modVal |  |  |  |  | Standard |  | 1 | 1 | 0 | Deemed Ex Ante Team |  |  |  | Updated to indicate claim/filing status
2396 | Com-Lighting-InGen_CFLratio0357_CFLscw-42w | Commercial Indoor General Lighting: CFL Lamp with integated Ballast replaces pre-existing standard lighting Wattage. Measure includes Code case. Impacts: CFL-based HOU (varies by BldgType) | DEER2014 | D13 v1.2 | 2020-11-24 16:30 | Com-Iltg-dWatt-CFL | DEER | Scaled | BaseRatio | 108 | 108 | None |  | 0 |  | 1 | Com | Any | Lighting | InGen-CFL | Ltg_Lamp | CFLint_lamp | CFLscw(42w) | ILtg-CFL-Com | Com indoor non-refl CFL base case, Total Watts = 3.57 x Msr Watts | Com indoor non-refl CFL base case, Total Watts = 3.57 x Msr Watts | CFL Lamp: Non-Reflector, 42 Watts | CFLratio0357 | CFLratio0357 | CFLscw(42w) | Available |  | 0 | 0 | DEER Lighting measure | ErRobNc |  | ILtg-Incand-Com |  | DEER1316-Ltg-Com-CFL | 2013-01-01 | 2017-06-30 | InEA_modVal |  |  |  |  | Standard |  | 1 | 1 | 0 | Deemed Ex Ante Team |  |  |  | Updated to indicate claim/filing status
2397 | Com-Lighting-InGen_CFLratio0357_CFLscw-55w | Commercial Indoor General Lighting: CFL Lamp with integated Ballast replaces pre-existing standard lighting Wattage. Measure includes Code case. Impacts: CFL-based HOU (varies by BldgType) | DEER2014 | D13 v1.2 | 2020-11-24 16:30 | Com-Iltg-dWatt-CFL | DEER | Scaled | BaseRatio | 141 | 141 | None |  | 0 |  | 1 | Com | Any | Lighting | InGen-CFL | Ltg_Lamp | CFLint_lamp | CFLscw(55w) | ILtg-CFL-Com | Com indoor non-refl CFL base case, Total Watts = 3.57 x Msr Watts | Com indoor non-refl CFL base case, Total Watts = 3.57 x Msr Watts | CFL Lamp: Non-Reflector, 55 Watts | CFLratio0357 | CFLratio0357 | CFLscw(55w) | Available |  | 0 | 0 | DEER Lighting measure | ErRobNc |  | ILtg-Incand-Com |  | DEER1316-Ltg-Com-CFL | 2013-01-01 | 2017-06-30 | InEA_modVal |  |  |  |  | Standard |  | 1 | 1 | 0 | Deemed Ex Ante Team |  |  |  | Updated to indicate claim/filing status
2398 | Com-Lighting-InGen_CFLratio0357_CFLscw-60w | Commercial Indoor General Lighting: CFL Lamp with integated Ballast replaces pre-existing standard lighting Wattage. Measure includes Code case. Impacts: CFL-based HOU (varies by BldgType) | DEER2014 | D13 v1.2 | 2020-11-24 16:30 | Com-Iltg-dWatt-CFL | DEER | Scaled | BaseRatio | 154 | 154 | None |  | 0 |  | 1 | Com | Any | Lighting | InGen-CFL | Ltg_Lamp | CFLint_lamp |  | ILtg-CFL-Com | Com indoor non-refl CFL base case, Total Watts = 3.57 x Msr Watts | Com indoor non-refl CFL base case, Total Watts = 3.57 x Msr Watts | CFL Lamp: Non-Reflector, 60 Watts | CFLratio0357 | CFLratio0357 | CFLscw(60w) | Available |  | 0 | 0 | DEER Lighting measure | ErRobNc |  | ILtg-Incand-Com |  | DEER1316-Ltg-Com-CFL | 2013-01-01 | 2017-06-30 | InEA_modVal |  |  |  |  | Standard |  | 1 | 1 | 0 | Deemed Ex Ante Team |  |  |  | Updated to indicate claim/filing status
2399 | Com-Lighting-InGen_CFLratio0357_CFLscw-80w | Commercial Indoor General Lighting: CFL Lamp with integated Ballast replaces pre-existing standard lighting Wattage. Measure includes Code case. Impacts: CFL-based HOU (varies by BldgType) | DEER2014 | D13 v1.2 | 2020-11-24 16:30 | Com-Iltg-dWatt-CFL | DEER | Scaled | BaseRatio | 206 | 206 | None |  | 0 |  | 1 | Com | Any | Lighting | InGen-CFL | Ltg_Lamp | CFLint_lamp |  | ILtg-CFL-Com | Com indoor non-refl CFL base case, Total Watts = 3.57 x Msr Watts | Com indoor non-refl CFL base case, Total Watts = 3.57 x Msr Watts | CFL Lamp: Non-Reflector, 80 Watts | CFLratio0357 | CFLratio0357 | CFLscw(80w) | Available |  | 0 | 0 | DEER Lighting measure | ErRobNc |  | ILtg-Incand-Com |  | DEER1316-Ltg-Com-CFL | 2013-01-01 | 2017-06-30 | InEA_modVal |  |  |  |  | Standard |  | 1 | 1 | 0 | Deemed Ex Ante Team |  |  |  | Updated to indicate claim/filing status
2400 | Com-Lighting-InGen_CFLratio0357_CFLscw-100w | Commercial Indoor General Lighting: CFL Lamp with integated Ballast replaces pre-existing standard lighting Wattage. Measure includes Code case. Impacts: CFL-based HOU (varies by BldgType) | DEER2014 | D13 v1.2 | 2020-11-24 16:30 | Com-Iltg-dWatt-CFL | DEER | Scaled | BaseRatio | 257 | 257 | None |  | 0 |  | 1 | Com | Any | Lighting | InGen-CFL | Ltg_Lamp | CFLint_lamp |  | ILtg-CFL-Com | Com indoor non-refl CFL base case, Total Watts = 3.57 x Msr Watts | Com indoor non-refl CFL base case, Total Watts = 3.57 x Msr Watts | CFL Lamp: Non-Reflector, 100 Watts | CFLratio0357 | CFLratio0357 | CFLscw(100w) | Available |  | 0 | 0 | DEER Lighting measure | ErRobNc |  | ILtg-Incand-Com |  | DEER1316-Ltg-Com-CFL | 2013-01-01 | 2017-06-30 | InEA_modVal |  |  |  |  | Standard |  | 1 | 1 | 0 | Deemed Ex Ante Team |  |  |  | Updated to indicate claim/filing status
2401 | Com-Lighting-InGen_CFLratio0357_CFLscw-150w | Commercial Indoor General Lighting: CFL Lamp with integated Ballast replaces pre-existing standard lighting Wattage. Measure includes Code case. Impacts: CFL-based HOU (varies by BldgType) | DEER2014 | D13 v1.2 | 2020-11-24 16:30 | Com-Iltg-dWatt-CFL | DEER | Scaled | BaseRatio | 386 | 386 | None |  | 0 |  | 1 | Com | Any | Lighting | InGen-CFL | Ltg_Lamp | CFLint_lamp |  | ILtg-CFL-Com | Com indoor non-refl CFL base case, Total Watts = 3.57 x Msr Watts | Com indoor non-refl CFL base case, Total Watts = 3.57 x Msr Watts | CFL Lamp: Non-Reflector, 150 Watts | CFLratio0357 | CFLratio0357 | CFLscw(150w) | Available |  | 0 | 0 | DEER Lighting measure | ErRobNc |  | ILtg-Incand-Com |  | DEER1316-Ltg-Com-CFL | 2013-01-01 | 2017-06-30 | InEA_modVal |  |  |  |  | Standard |  | 1 | 1 | 0 | Deemed Ex Ante Team |  |  |  | Updated to indicate claim/filing status
2402 | Com-Lighting-InGen_CFLratio0357_CFLscw-200w | Commercial Indoor General Lighting: CFL Lamp with integated Ballast replaces pre-existing standard lighting Wattage. Measure includes Code case. Impacts: CFL-based HOU (varies by BldgType) | DEER2014 | D13 v1.2 | 2020-11-24 16:30 | Com-Iltg-dWatt-CFL | DEER | Scaled | BaseRatio | 514 | 514 | None |  | 0 |  | 1 | Com | Any | Lighting | InGen-CFL | Ltg_Lamp | CFLint_lamp |  | ILtg-CFL-Com | Com indoor non-refl CFL base case, Total Watts = 3.57 x Msr Watts | Com indoor non-refl CFL base case, Total Watts = 3.57 x Msr Watts | CFL Lamp: Non-Reflector, 200 Watts | CFLratio0357 | CFLratio0357 | CFLscw(200w) | Available |  | 0 | 0 | DEER Lighting measure | ErRobNc |  | ILtg-Incand-Com |  | DEER1316-Ltg-Com-CFL | 2013-01-01 | 2017-06-30 | InEA_modVal |  |  |  |  | Standard |  | 1 | 1 | 0 | Deemed Ex Ante Team |  |  |  | Updated to indicate claim/filing status
2403 | Com-Lighting-InGen_CFLratio0353_CFLfixt-5W | Commercial Indoor General Lighting: CFL Fixture replaces pre-existing standard lighting Wattage. Measure includes Code case. Impacts: CFL-based HOU (varies by BldgType) | DEER2014 | D13 v1.2 | 2020-11-24 16:30 | Com-Iltg-dWatt-CFL | DEER | Scaled | BaseRatio | 13 | 13 | None |  | 0 |  | 1 | Com | Any | Lighting | InGen-CFL | Ltg_Fixture | CFL_fixt |  | ILtg-CFL-Com | CFL fixture based on: Ballast; Total Watts = 3.53 | CFL fixture based on: Ballast; Total Watts = 3.53 | CFL fixture based on: CFLpin(5w); Total Watts = 5 | CFLratio0353 | CFLratio0353 | CFLfixt-5w(5w) | Available |  | 0 | 0 | DEER Lighting measure | ErRobNc |  | ILtg-Incand-Com |  | DEER1316-Ltg-Com-CFL | 2013-01-01 | 2018-06-30 | InEA_modVal |  |  |  |  | Standard | Remove expiry date per Commission Staff direction 2018ScrewInLampSavignsMethods-11Dec2017.pdf | 1 | 1 | 0 | Deemed Ex Ante Team |  | Remove expiry date per Commission Staff direction 2018ScrewInLampSavignsMethods-11Dec2017.pdf |  | Updated to indicate claim/filing status
2404 | Com-Lighting-InGen_CFLratio0353_CFLfixt-7W | Commercial Indoor General Lighting: CFL Fixture replaces pre-existing standard lighting Wattage. Measure includes Code case. Impacts: CFL-based HOU (varies by BldgType) | DEER2014 | D13 v1.2 | 2020-11-24 16:30 | Com-Iltg-dWatt-CFL | DEER | Scaled | BaseRatio | 18 | 18 | None |  | 0 |  | 1 | Com | Any | Lighting | InGen-CFL | Ltg_Fixture | CFL_fixt |  | ILtg-CFL-Com | CFL fixture based on: Ballast; Total Watts = 3.53 | CFL fixture based on: Ballast; Total Watts = 3.53 | CFL fixture based on: CFLpin(7w); Total Watts = 7 | CFLratio0353 | CFLratio0353 | CFLfixt-7w(7w) | Available |  | 0 | 0 | DEER Lighting measure | ErRobNc |  | ILtg-Incand-Com |  | DEER1316-Ltg-Com-CFL | 2013-01-01 | 2018-06-30 | InEA_modVal |  |  |  |  | Standard | Remove expiry date per Commission Staff direction 2018ScrewInLampSavignsMethods-11Dec2017.pdf | 1 | 1 | 0 | Deemed Ex Ante Team |  | Remove expiry date per Commission Staff direction 2018ScrewInLampSavignsMethods-11Dec2017.pdf |  | Updated to indicate claim/filing status
2405 | Com-Lighting-InGen_CFLratio0353_CFLfixt-9W | Commercial Indoor General Lighting: CFL Fixture replaces pre-existing standard lighting Wattage. Measure includes Code case. Impacts: CFL-based HOU (varies by BldgType) | DEER2014 | D13 v1.2 | 2020-11-24 16:30 | Com-Iltg-dWatt-CFL | DEER | Scaled | BaseRatio | 23 | 23 | None |  | 0 |  | 1 | Com | Any | Lighting | InGen-CFL | Ltg_Fixture | CFL_fixt |  | ILtg-CFL-Com | CFL fixture based on: Ballast; Total Watts = 3.53 | CFL fixture based on: Ballast; Total Watts = 3.53 | CFL fixture based on: CFLpin(9w); Total Watts = 9 | CFLratio0353 | CFLratio0353 | CFLfixt-9w(9w) | Available |  | 0 | 0 | DEER Lighting measure | ErRobNc |  | ILtg-Incand-Com |  | DEER1316-Ltg-Com-CFL | 2013-01-01 | 2018-06-30 | InEA_modVal |  |  |  |  | Standard | Remove expiry date per Commission Staff direction 2018ScrewInLampSavignsMethods-11Dec2017.pdf | 1 | 1 | 0 | Deemed Ex Ante Team |  | Remove expiry date per Commission Staff direction 2018ScrewInLampSavignsMethods-11Dec2017.pdf |  | Updated to indicate claim/filing status
2406 | Com-Lighting-InGen_CFLratio0353_CFLfixt-13W | Commercial Indoor General Lighting: CFL Fixture replaces pre-existing standard lighting Wattage. Measure includes Code case. Impacts: CFL-based HOU (varies by BldgType) | DEER2014 | D13 v1.2 | 2020-11-24 16:30 | Com-Iltg-dWatt-CFL | DEER | Scaled | BaseRatio | 33 | 33 | None |  | 0 |  | 1 | Com | Any | Lighting | InGen-CFL | Ltg_Fixture | CFL_fixt |  | ILtg-CFL-Com | CFL fixture based on: Ballast; Total Watts = 3.53 | CFL fixture based on: Ballast; Total Watts = 3.53 | CFL fixture based on: CFLpin(13w); Total Watts = 13 | CFLratio0353 | CFLratio0353 | CFLfixt-13w(13w) | Available |  | 0 | 0 | DEER Lighting measure | ErRobNc |  | ILtg-Incand-Com |  | DEER1316-Ltg-Com-CFL | 2013-01-01 | 2018-06-30 | InEA_modVal |  |  |  |  | Standard | Remove expiry date per Commission Staff direction 2018ScrewInLampSavignsMethods-11Dec2017.pdf | 1 | 1 | 0 | Deemed Ex Ante Team |  | Remove expiry date per Commission Staff direction 2018ScrewInLampSavignsMethods-11Dec2017.pdf |  | Updated to indicate claim/filing status
2407 | Com-Lighting-InGen_CFLratio0353_CFLfixt-15W | Commercial Indoor General Lighting: CFL Fixture replaces pre-existing standard lighting Wattage. Measure includes Code case. Impacts: CFL-based HOU (varies by BldgType) | DEER2014 | D13 v1.2 | 2020-11-24 16:30 | Com-Iltg-dWatt-CFL | DEER | Scaled | BaseRatio | 38 | 38 | None |  | 0 |  | 1 | Com | Any | Lighting | InGen-CFL | Ltg_Fixture | CFL_fixt |  | ILtg-CFL-Com | CFL fixture based on: Ballast; Total Watts = 3.53 | CFL fixture based on: Ballast; Total Watts = 3.53 | CFL fixture based on: CFLpin(15w); Total Watts = 15 | CFLratio0353 | CFLratio0353 | CFLfixt-15w(15w) | Available |  | 0 | 0 | DEER Lighting measure | ErRobNc |  | ILtg-Incand-Com |  | DEER1316-Ltg-Com-CFL | 2013-01-01 | 2018-06-30 | InEA_modVal |  |  |  |  | Standard | Remove expiry date per Commission Staff direction 2018ScrewInLampSavignsMethods-11Dec2017.pdf | 1 | 1 | 0 | Deemed Ex Ante Team |  | Remove expiry date per Commission Staff direction 2018ScrewInLampSavignsMethods-11Dec2017.pdf |  | Updated to indicate claim/filing status
2408 | Com-Lighting-InGen_CFLratio0353_CFLfixt-18W | Commercial Indoor General Lighting: CFL Fixture replaces pre-existing standard lighting Wattage. Measure includes Code case. Impacts: CFL-based HOU (varies by BldgType) | DEER2014 | D13 v1.2 | 2020-11-24 16:30 | Com-Iltg-dWatt-CFL | DEER | Scaled | BaseRatio | 46 | 46 | None |  | 0 |  | 1 | Com | Any | Lighting | InGen-CFL | Ltg_Fixture | CFL_fixt |  | ILtg-CFL-Com | CFL fixture based on: Ballast; Total Watts = 3.53 | CFL fixture based on: Ballast; Total Watts = 3.53 | CFL fixture based on: CFLpin(18w); Total Watts = 18 | CFLratio0353 | CFLratio0353 | CFLfixt-18w(18w) | Available |  | 0 | 0 | DEER Lighting measure | ErRobNc |  | ILtg-Incand-Com |  | DEER1316-Ltg-Com-CFL | 2013-01-01 | 2018-06-30 | InEA_modVal |  |  |  |  | Standard | Remove expiry date per Commission Staff direction 2018ScrewInLampSavignsMethods-11Dec2017.pdf | 1 | 1 | 0 | Deemed Ex Ante Team |  | Remove expiry date per Commission Staff direction 2018ScrewInLampSavignsMethods-11Dec2017.pdf |  | Updated to indicate claim/filing status
2409 | Com-Lighting-InGen_CFLratio0353_CFLfixt-20W | Commercial Indoor General Lighting: CFL Fixture replaces pre-existing standard lighting Wattage. Measure includes Code case. Impacts: CFL-based HOU (varies by BldgType) | DEER2014 | D13 v1.2 | 2020-11-24 16:30 | Com-Iltg-dWatt-CFL | DEER | Scaled | BaseRatio | 51 | 51 | None |  | 0 |  | 1 | Com | Any | Lighting | InGen-CFL | Ltg_Fixture | CFL_fixt |  | ILtg-CFL-Com | CFL fixture based on: Ballast; Total Watts = 3.53 | CFL fixture based on: Ballast; Total Watts = 3.53 | CFL fixture based on: CFLpin(20w); Total Watts = 20 | CFLratio0353 | CFLratio0353 | CFLfixt-20w(20w) | Available |  | 0 | 0 | DEER Lighting measure | ErRobNc |  | ILtg-Incand-Com |  | DEER1316-Ltg-Com-CFL | 2013-01-01 | 2018-06-30 | InEA_modVal |  |  |  |  | Standard | Remove expiry date per Commission Staff direction 2018ScrewInLampSavignsMethods-11Dec2017.pdf | 1 | 1 | 0 | Deemed Ex Ante Team |  | Remove expiry date per Commission Staff direction 2018ScrewInLampSavignsMethods-11Dec2017.pdf |  | Updated to indicate claim/filing status
2410 | Com-Lighting-InGen_CFLratio0353_CFLfixt-24W | Commercial Indoor General Lighting: CFL Fixture replaces pre-existing standard lighting Wattage. Measure includes Code case. Impacts: CFL-based HOU (varies by BldgType) | DEER2014 | D13 v1.2 | 2020-11-24 16:30 | Com-Iltg-dWatt-CFL | DEER | Scaled | BaseRatio | 61 | 61 | None |  | 0 |  | 1 | Com | Any | Lighting | InGen-CFL | Ltg_Fixture | CFL_fixt |  | ILtg-CFL-Com | CFL fixture based on: Ballast; Total Watts = 3.53 | CFL fixture based on: Ballast; Total Watts = 3.53 | CFL fixture based on: CFLpin(24w); Total Watts = 24 | CFLratio0353 | CFLratio0353 | CFLfixt-24w(24w) | Available |  | 0 | 0 | DEER Lighting measure | ErRobNc |  | ILtg-Incand-Com |  | DEER1316-Ltg-Com-CFL | 2013-01-01 | 2018-06-30 | InEA_modVal |  |  |  |  | Standard | Remove expiry date per Commission Staff direction 2018ScrewInLampSavignsMethods-11Dec2017.pdf | 1 | 1 | 0 | Deemed Ex Ante Team |  | Remove expiry date per Commission Staff direction 2018ScrewInLampSavignsMethods-11Dec2017.pdf |  | Updated to indicate claim/filing status
2411 | Com-Lighting-InGen_CFLratio0353_CFLfixt-25W | Commercial Indoor General Lighting: CFL Fixture replaces pre-existing standard lighting Wattage. Measure includes Code case. Impacts: CFL-based HOU (varies by BldgType) | DEER2014 | D13 v1.2 | 2020-11-24 16:30 | Com-Iltg-dWatt-CFL | DEER | Scaled | BaseRatio | 63 | 63 | None |  | 0 |  | 1 | Com | Any | Lighting | InGen-CFL | Ltg_Fixture | CFL_fixt |  | ILtg-CFL-Com | CFL fixture based on: Ballast; Total Watts = 3.53 | CFL fixture based on: Ballast; Total Watts = 3.53 | CFL fixture based on: CFLpin(25w); Total Watts = 25 | CFLratio0353 | CFLratio0353 | CFLfixt-25w(25w) | Available |  | 0 | 0 | DEER Lighting measure | ErRobNc |  | ILtg-Incand-Com |  | DEER1316-Ltg-Com-CFL | 2013-01-01 | 2018-06-30 | InEA_modVal |  |  |  |  | Standard | Remove expiry date per Commission Staff direction 2018ScrewInLampSavignsMethods-11Dec2017.pdf | 1 | 1 | 0 | Deemed Ex Ante Team |  | Remove expiry date per Commission Staff direction 2018ScrewInLampSavignsMethods-11Dec2017.pdf |  | Updated to indicate claim/filing status
2412 | Com-Lighting-InGen_CFLratio0353_CFLfixt-26W | Commercial Indoor General Lighting: CFL Fixture replaces pre-existing standard lighting Wattage. Measure includes Code case. Impacts: CFL-based HOU (varies by BldgType) | DEER2014 | D13 v1.2 | 2020-11-24 16:30 | Com-Iltg-dWatt-CFL | DEER | Scaled | BaseRatio | 66 | 66 | None |  | 0 |  | 1 | Com | Any | Lighting | InGen-CFL | Ltg_Fixture | CFL_fixt |  | ILtg-CFL-Com | CFL fixture based on: Ballast; Total Watts = 3.53 | CFL fixture based on: Ballast; Total Watts = 3.53 | CFL fixture based on: CFLpin(26w); Total Watts = 26 | CFLratio0353 | CFLratio0353 | CFLfixt-26w(26w) | Available |  | 0 | 0 | DEER Lighting measure | ErRobNc |  | ILtg-Incand-Com |  | DEER1316-Ltg-Com-CFL | 2013-01-01 | 2018-06-30 | InEA_modVal |  |  |  |  | Standard | Remove expiry date per Commission Staff direction 2018ScrewInLampSavignsMethods-11Dec2017.pdf | 1 | 1 | 0 | Deemed Ex Ante Team |  | Remove expiry date per Commission Staff direction 2018ScrewInLampSavignsMethods-11Dec2017.pdf |  | Updated to indicate claim/filing status
2413 | Com-Lighting-InGen_CFLratio0353_CFLfixt-27W | Commercial Indoor General Lighting: CFL Fixture replaces pre-existing standard lighting Wattage. Measure includes Code case. Impacts: CFL-based HOU (varies by BldgType) | DEER2014 | D13 v1.2 | 2020-11-24 16:30 | Com-Iltg-dWatt-CFL | DEER | Scaled | BaseRatio | 68 | 68 | None |  | 0 |  | 1 | Com | Any | Lighting | InGen-CFL | Ltg_Fixture | CFL_fixt |  | ILtg-CFL-Com | CFL fixture based on: Ballast; Total Watts = 3.53 | CFL fixture based on: Ballast; Total Watts = 3.53 | CFL fixture based on: CFLpin(27w); Total Watts = 27 | CFLratio0353 | CFLratio0353 | CFLfixt-27w(27w) | Available |  | 0 | 0 | DEER Lighting measure | ErRobNc |  | ILtg-Incand-Com |  | DEER1316-Ltg-Com-CFL | 2013-01-01 | 2018-06-30 | InEA_modVal |  |  |  |  | Standard | Remove expiry date per Commission Staff direction 2018ScrewInLampSavignsMethods-11Dec2017.pdf | 1 | 1 | 0 | Deemed Ex Ante Team |  | Remove expiry date per Commission Staff direction 2018ScrewInLampSavignsMethods-11Dec2017.pdf |  | Updated to indicate claim/filing status
2414 | Com-Lighting-InGen_CFLratio0353_CFLfixt-28W | Commercial Indoor General Lighting: CFL Fixture replaces pre-existing standard lighting Wattage. Measure includes Code case. Impacts: CFL-based HOU (varies by BldgType) | DEER2014 | D13 v1.2 | 2020-11-24 16:30 | Com-Iltg-dWatt-CFL | DEER | Scaled | BaseRatio | 71 | 71 | None |  | 0 |  | 1 | Com | Any | Lighting | InGen-CFL | Ltg_Fixture | CFL_fixt |  | ILtg-CFL-Com | CFL fixture based on: Ballast; Total Watts = 3.53 | CFL fixture based on: Ballast; Total Watts = 3.53 | CFL fixture based on: CFLpin(28w); Total Watts = 28 | CFLratio0353 | CFLratio0353 | CFLfixt-28w(28w) | Available |  | 0 | 0 | DEER Lighting measure | ErRobNc |  | ILtg-Incand-Com |  | DEER1316-Ltg-Com-CFL | 2013-01-01 | 2018-06-30 | InEA_modVal |  |  |  |  | Standard | Remove expiry date per Commission Staff direction 2018ScrewInLampSavignsMethods-11Dec2017.pdf | 1 | 1 | 0 | Deemed Ex Ante Team |  | Remove expiry date per Commission Staff direction 2018ScrewInLampSavignsMethods-11Dec2017.pdf |  | Updated to indicate claim/filing status
2415 | Com-Lighting-InGen_CFLratio0353_CFLfixt-32W | Commercial Indoor General Lighting: CFL Fixture replaces pre-existing standard lighting Wattage. Measure includes Code case. Impacts: CFL-based HOU (varies by BldgType) | DEER2014 | D13 v1.2 | 2020-11-24 16:30 | Com-Iltg-dWatt-CFL | DEER | Scaled | BaseRatio | 81 | 81 | None |  | 0 |  | 1 | Com | Any | Lighting | InGen-CFL | Ltg_Fixture | CFL_fixt |  | ILtg-CFL-Com | CFL fixture based on: Ballast; Total Watts = 3.53 | CFL fixture based on: Ballast; Total Watts = 3.53 | CFL fixture based on: CFLpin(32w); Total Watts = 32 | CFLratio0353 | CFLratio0353 | CFLfixt-32w(32w) | Available |  | 0 | 0 | DEER Lighting measure | ErRobNc |  | ILtg-Incand-Com |  | DEER1316-Ltg-Com-CFL | 2013-01-01 | 2018-06-30 | InEA_modVal |  |  |  |  | Standard | Remove expiry date per Commission Staff direction 2018ScrewInLampSavignsMethods-11Dec2017.pdf | 1 | 1 | 0 | Deemed Ex Ante Team |  | Remove expiry date per Commission Staff direction 2018ScrewInLampSavignsMethods-11Dec2017.pdf |  | Updated to indicate claim/filing status
2416 | Com-Lighting-InGen_CFLratio0353_CFLfixt-34W | Commercial Indoor General Lighting: CFL Fixture replaces pre-existing standard lighting Wattage. Measure includes Code case. Impacts: CFL-based HOU (varies by BldgType) | DEER2014 | D13 v1.2 | 2020-11-24 16:30 | Com-Iltg-dWatt-CFL | DEER | Scaled | BaseRatio | 86 | 86 | None |  | 0 |  | 1 | Com | Any | Lighting | InGen-CFL | Ltg_Fixture | CFL_fixt |  | ILtg-CFL-Com | CFL fixture based on: Ballast; Total Watts = 3.53 | CFL fixture based on: Ballast; Total Watts = 3.53 | CFL fixture based on: CFLpin(34w); Total Watts = 34 | CFLratio0353 | CFLratio0353 | CFLfixt-34w(34w) | Available |  | 0 | 0 | DEER Lighting measure | ErRobNc |  | ILtg-Incand-Com |  | DEER1316-Ltg-Com-CFL | 2013-01-01 | 2018-06-30 | InEA_modVal |  |  |  |  | Standard | Remove expiry date per Commission Staff direction 2018ScrewInLampSavignsMethods-11Dec2017.pdf | 1 | 1 | 0 | Deemed Ex Ante Team |  | Remove expiry date per Commission Staff direction 2018ScrewInLampSavignsMethods-11Dec2017.pdf |  | Updated to indicate claim/filing status
2417 | Com-Lighting-InGen_CFLratio0353_CFLfixt-35W | Commercial Indoor General Lighting: CFL Fixture replaces pre-existing standard lighting Wattage. Measure includes Code case. Impacts: CFL-based HOU (varies by BldgType) | DEER2014 | D13 v1.2 | 2020-11-24 16:30 | Com-Iltg-dWatt-CFL | DEER | Scaled | BaseRatio | 89 | 89 | None |  | 0 |  | 1 | Com | Any | Lighting | InGen-CFL | Ltg_Fixture | CFL_fixt |  | ILtg-CFL-Com | CFL fixture based on: Ballast; Total Watts = 3.53 | CFL fixture based on: Ballast; Total Watts = 3.53 | CFL fixture based on: CFLpin(35w); Total Watts = 35 | CFLratio0353 | CFLratio0353 | CFLfixt-35w(35w) | Available |  | 0 | 0 | DEER Lighting measure | ErRobNc |  | ILtg-Incand-Com |  | DEER1316-Ltg-Com-CFL | 2013-01-01 | 2018-06-30 | InEA_modVal |  |  |  |  | Standard | Remove expiry date per Commission Staff direction 2018ScrewInLampSavignsMethods-11Dec2017.pdf | 1 | 1 | 0 | Deemed Ex Ante Team |  | Remove expiry date per Commission Staff direction 2018ScrewInLampSavignsMethods-11Dec2017.pdf |  | Updated to indicate claim/filing status
2418 | Com-Lighting-InGen_CFLratio0353_CFLfixt-36W | Commercial Indoor General Lighting: CFL Fixture replaces pre-existing standard lighting Wattage. Measure includes Code case. Impacts: CFL-based HOU (varies by BldgType) | DEER2014 | D13 v1.2 | 2020-11-24 16:30 | Com-Iltg-dWatt-CFL | DEER | Scaled | BaseRatio | 91 | 91 | None |  | 0 |  | 1 | Com | Any | Lighting | InGen-CFL | Ltg_Fixture | CFL_fixt |  | ILtg-CFL-Com | CFL fixture based on: Ballast; Total Watts = 3.53 | CFL fixture based on: Ballast; Total Watts = 3.53 | CFL fixture based on: CFLpin(36w); Total Watts = 36 | CFLratio0353 | CFLratio0353 | CFLfixt-36w(36w) | Available |  | 0 | 0 | DEER Lighting measure | ErRobNc |  | ILtg-Incand-Com |  | DEER1316-Ltg-Com-CFL | 2013-01-01 | 2018-06-30 | InEA_modVal |  |  |  |  | Standard | Remove expiry date per Commission Staff direction 2018ScrewInLampSavignsMethods-11Dec2017.pdf | 1 | 1 | 0 | Deemed Ex Ante Team |  | Remove expiry date per Commission Staff direction 2018ScrewInLampSavignsMethods-11Dec2017.pdf |  | Updated to indicate claim/filing status
2419 | Com-Lighting-InGen_CFLratio0353_CFLfixt-40W | Commercial Indoor General Lighting: CFL Fixture replaces pre-existing standard lighting Wattage. Measure includes Code case. Impacts: CFL-based HOU (varies by BldgType) | DEER2014 | D13 v1.2 | 2020-11-24 16:30 | Com-Iltg-dWatt-CFL | DEER | Scaled | BaseRatio | 101 | 101 | None |  | 0 |  | 1 | Com | Any | Lighting | InGen-CFL | Ltg_Fixture | CFL_fixt |  | ILtg-CFL-Com | CFL fixture based on: Ballast; Total Watts = 3.53 | CFL fixture based on: Ballast; Total Watts = 3.53 | CFL fixture based on: CFLpin(40w); Total Watts = 40 | CFLratio0353 | CFLratio0353 | CFLfixt-40w(40w) | Available |  | 0 | 0 | DEER Lighting measure | ErRobNc |  | ILtg-Incand-Com |  | DEER1316-Ltg-Com-CFL | 2013-01-01 | 2018-06-30 | InEA_modVal |  |  |  |  | Standard | Remove expiry date per Commission Staff direction 2018ScrewInLampSavignsMethods-11Dec2017.pdf | 1 | 1 | 0 | Deemed Ex Ante Team |  | Remove expiry date per Commission Staff direction 2018ScrewInLampSavignsMethods-11Dec2017.pdf |  | Updated to indicate claim/filing status
2420 | Com-Lighting-InGen_CFLratio0353_CFLfixt-42W | Commercial Indoor General Lighting: CFL Fixture replaces pre-existing standard lighting Wattage. Measure includes Code case. Impacts: CFL-based HOU (varies by BldgType) | DEER2014 | D13 v1.2 | 2020-11-24 16:30 | Com-Iltg-dWatt-CFL | DEER | Scaled | BaseRatio | 106 | 106 | None |  | 0 |  | 1 | Com | Any | Lighting | InGen-CFL | Ltg_Fixture | CFL_fixt |  | ILtg-CFL-Com | CFL fixture based on: Ballast; Total Watts = 3.53 | CFL fixture based on: Ballast; Total Watts = 3.53 | CFL fixture based on: CFLpin(42w); Total Watts = 42 | CFLratio0353 | CFLratio0353 | CFLfixt-42w(42w) | Available |  | 0 | 0 | DEER Lighting measure | ErRobNc |  | ILtg-Incand-Com |  | DEER1316-Ltg-Com-CFL | 2013-01-01 | 2018-06-30 | InEA_modVal |  |  |  |  | Standard | Remove expiry date per Commission Staff direction 2018ScrewInLampSavignsMethods-11Dec2017.pdf | 1 | 1 | 0 | Deemed Ex Ante Team |  | Remove expiry date per Commission Staff direction 2018ScrewInLampSavignsMethods-11Dec2017.pdf |  | Updated to indicate claim/filing status
2421 | Com-Lighting-InGen_CFLratio0353_CFLfixt-50W | Commercial Indoor General Lighting: CFL Fixture replaces pre-existing standard lighting Wattage. Measure includes Code case. Impacts: CFL-based HOU (varies by BldgType) | DEER2014 | D13 v1.2 | 2020-11-24 16:30 | Com-Iltg-dWatt-CFL | DEER | Scaled | BaseRatio | 127 | 127 | None |  | 0 |  | 1 | Com | Any | Lighting | InGen-CFL | Ltg_Fixture | CFL_fixt |  | ILtg-CFL-Com | CFL fixture based on: Ballast; Total Watts = 3.53 | CFL fixture based on: Ballast; Total Watts = 3.53 | CFL fixture based on: CFLpin(50w); Total Watts = 50 | CFLratio0353 | CFLratio0353 | CFLfixt-50w(50w) | Available |  | 0 | 0 | DEER Lighting measure | ErRobNc |  | ILtg-Incand-Com |  | DEER1316-Ltg-Com-CFL | 2013-01-01 | 2018-06-30 | InEA_modVal |  |  |  |  | Standard | Remove expiry date per Commission Staff direction 2018ScrewInLampSavignsMethods-11Dec2017.pdf | 1 | 1 | 0 | Deemed Ex Ante Team |  | Remove expiry date per Commission Staff direction 2018ScrewInLampSavignsMethods-11Dec2017.pdf |  | Updated to indicate claim/filing status
2422 | Com-Lighting-InGen_CFLratio0353_CFLfixt-55W | Commercial Indoor General Lighting: CFL Fixture replaces pre-existing standard lighting Wattage. Measure includes Code case. Impacts: CFL-based HOU (varies by BldgType) | DEER2014 | D13 v1.2 | 2020-11-24 16:30 | Com-Iltg-dWatt-CFL | DEER | Scaled | BaseRatio | 139 | 139 | None |  | 0 |  | 1 | Com | Any | Lighting | InGen-CFL | Ltg_Fixture | CFL_fixt |  | ILtg-CFL-Com | CFL fixture based on: Ballast; Total Watts = 3.53 | CFL fixture based on: Ballast; Total Watts = 3.53 | CFL fixture based on: CFLpin(55w); Total Watts = 55 | CFLratio0353 | CFLratio0353 | CFLfixt-55w(55w) | Available |  | 0 | 0 | DEER Lighting measure | ErRobNc |  | ILtg-Incand-Com |  | DEER1316-Ltg-Com-CFL | 2013-01-01 | 2018-06-30 | InEA_modVal |  |  |  |  | Standard | Remove expiry date per Commission Staff direction 2018ScrewInLampSavignsMethods-11Dec2017.pdf | 1 | 1 | 0 | Deemed Ex Ante Team |  | Remove expiry date per Commission Staff direction 2018ScrewInLampSavignsMethods-11Dec2017.pdf |  | Updated to indicate claim/filing status
2423 | Com-Lighting-InGen_CFLratio0353_CFLfixt-57W | Commercial Indoor General Lighting: CFL Fixture replaces pre-existing standard lighting Wattage. Measure includes Code case. Impacts: CFL-based HOU (varies by BldgType) | DEER2014 | D13 v1.2 | 2020-11-24 16:30 | Com-Iltg-dWatt-CFL | DEER | Scaled | BaseRatio | 144 | 144 | None |  | 0 |  | 1 | Com | Any | Lighting | InGen-CFL | Ltg_Fixture | CFL_fixt |  | ILtg-CFL-Com | CFL fixture based on: Ballast; Total Watts = 3.53 | CFL fixture based on: Ballast; Total Watts = 3.53 | CFL fixture based on: CFLpin(57w); Total Watts = 57 | CFLratio0353 | CFLratio0353 | CFLfixt-57w(57w) | Available |  | 0 | 0 | DEER Lighting measure | ErRobNc |  | ILtg-Incand-Com |  | DEER1316-Ltg-Com-CFL | 2013-01-01 | 2018-06-30 | InEA_modVal |  |  |  |  | Standard | Remove expiry date per Commission Staff direction 2018ScrewInLampSavignsMethods-11Dec2017.pdf | 1 | 1 | 0 | Deemed Ex Ante Team |  | Remove expiry date per Commission Staff direction 2018ScrewInLampSavignsMethods-11Dec2017.pdf |  | Updated to indicate claim/filing status
2424 | Com-Lighting-InGen_CFLratio0353_CFLfixt-60W | Commercial Indoor General Lighting: CFL Fixture replaces pre-existing standard lighting Wattage. Measure includes Code case. Impacts: CFL-based HOU (varies by BldgType) | DEER2014 | D13 v1.2 | 2020-11-24 16:30 | Com-Iltg-dWatt-CFL | DEER | Scaled | BaseRatio | 152 | 152 | None |  | 0 |  | 1 | Com | Any | Lighting | InGen-CFL | Ltg_Fixture | CFL_fixt |  | ILtg-CFL-Com | CFL fixture based on: Ballast; Total Watts = 3.53 | CFL fixture based on: Ballast; Total Watts = 3.53 | CFL fixture based on: CFLpin(60w); Total Watts = 60 | CFLratio0353 | CFLratio0353 | CFLfixt-60w(60w) | Available |  | 0 | 0 | DEER Lighting measure | ErRobNc |  | ILtg-Incand-Com |  | DEER1316-Ltg-Com-CFL | 2013-01-01 | 2018-06-30 | InEA_modVal |  |  |  |  | Standard | Remove expiry date per Commission Staff direction 2018ScrewInLampSavignsMethods-11Dec2017.pdf | 1 | 1 | 0 | Deemed Ex Ante Team |  | Remove expiry date per Commission Staff direction 2018ScrewInLampSavignsMethods-11Dec2017.pdf |  | Updated to indicate claim/filing status
2425 | Com-Lighting-InGen_CFLratio0353_CFLfixt-75W | Commercial Indoor General Lighting: CFL Fixture replaces pre-existing standard lighting Wattage. Measure includes Code case. Impacts: CFL-based HOU (varies by BldgType) | DEER2014 | D13 v1.2 | 2020-11-24 16:30 | Com-Iltg-dWatt-CFL | DEER | Scaled | BaseRatio | 190 | 190 | None |  | 0 |  | 1 | Com | Any | Lighting | InGen-CFL | Ltg_Fixture | CFL_fixt |  | ILtg-CFL-Com | CFL fixture based on: Ballast; Total Watts = 3.53 | CFL fixture based on: Ballast; Total Watts = 3.53 | CFL fixture based on: CFLpin(75w); Total Watts = 75 | CFLratio0353 | CFLratio0353 | CFLfixt-75w(75w) | Available |  | 0 | 0 | DEER Lighting measure | ErRobNc |  | ILtg-Incand-Com |  | DEER1316-Ltg-Com-CFL | 2013-01-01 | 2018-06-30 | InEA_modVal |  |  |  |  | Standard | Remove expiry date per Commission Staff direction 2018ScrewInLampSavignsMethods-11Dec2017.pdf | 1 | 1 | 0 | Deemed Ex Ante Team |  | Remove expiry date per Commission Staff direction 2018ScrewInLampSavignsMethods-11Dec2017.pdf |  | Updated to indicate claim/filing status
2426 | Com-Lighting-InGen_CFLratio0353_CFLfixt-80W | Commercial Indoor General Lighting: CFL Fixture replaces pre-existing standard lighting Wattage. Measure includes Code case. Impacts: CFL-based HOU (varies by BldgType) | DEER2014 | D13 v1.2 | 2020-11-24 16:30 | Com-Iltg-dWatt-CFL | DEER | Scaled | BaseRatio | 202 | 202 | None |  | 0 |  | 1 | Com | Any | Lighting | InGen-CFL | Ltg_Fixture | CFL_fixt |  | ILtg-CFL-Com | CFL fixture based on: Ballast; Total Watts = 3.53 | CFL fixture based on: Ballast; Total Watts = 3.53 | CFL fixture based on: CFLpin(80w); Total Watts = 80 | CFLratio0353 | CFLratio0353 | CFLfixt-80w(80w) | Available |  | 0 | 0 | DEER Lighting measure | ErRobNc |  | ILtg-Incand-Com |  | DEER1316-Ltg-Com-CFL | 2013-01-01 | 2018-06-30 | InEA_modVal |  |  |  |  | Standard | Remove expiry date per Commission Staff direction 2018ScrewInLampSavignsMethods-11Dec2017.pdf | 1 | 1 | 0 | Deemed Ex Ante Team |  | Remove expiry date per Commission Staff direction 2018ScrewInLampSavignsMethods-11Dec2017.pdf |  | Updated to indicate claim/filing status
2427 | Com-Lighting-InGen_CFLratio0353_CFLfixt-85W | Commercial Indoor General Lighting: CFL Fixture replaces pre-existing standard lighting Wattage. Measure includes Code case. Impacts: CFL-based HOU (varies by BldgType) | DEER2014 | D13 v1.2 | 2020-11-24 16:30 | Com-Iltg-dWatt-CFL | DEER | Scaled | BaseRatio | 215 | 215 | None |  | 0 |  | 1 | Com | Any | Lighting | InGen-CFL | Ltg_Fixture | CFL_fixt |  | ILtg-CFL-Com | CFL fixture based on: Ballast; Total Watts = 3.53 | CFL fixture based on: Ballast; Total Watts = 3.53 | CFL fixture based on: CFLpin(85w); Total Watts = 85 | CFLratio0353 | CFLratio0353 | CFLfixt-85w(85w) | Available |  | 0 | 0 | DEER Lighting measure | ErRobNc |  | ILtg-Incand-Com |  | DEER1316-Ltg-Com-CFL | 2013-01-01 | 2018-06-30 | InEA_modVal |  |  |  |  | Standard | Remove expiry date per Commission Staff direction 2018ScrewInLampSavignsMethods-11Dec2017.pdf | 1 | 1 | 0 | Deemed Ex Ante Team |  | Remove expiry date per Commission Staff direction 2018ScrewInLampSavignsMethods-11Dec2017.pdf |  | Updated to indicate claim/filing status
2428 | Com-Lighting-InGen_CFLratio0353_CFLfixt-95W | Commercial Indoor General Lighting: CFL Fixture replaces pre-existing standard lighting Wattage. Measure includes Code case. Impacts: CFL-based HOU (varies by BldgType) | DEER2014 | D13 v1.2 | 2020-11-24 16:30 | Com-Iltg-dWatt-CFL | DEER | Scaled | BaseRatio | 240 | 240 | None |  | 0 |  | 1 | Com | Any | Lighting | InGen-CFL | Ltg_Fixture | CFL_fixt |  | ILtg-CFL-Com | CFL fixture based on: Ballast; Total Watts = 3.53 | CFL fixture based on: Ballast; Total Watts = 3.53 | CFL fixture based on: CFLpin(95w); Total Watts = 95 | CFLratio0353 | CFLratio0353 | CFLfixt-95w(95w) | Available |  | 0 | 0 | DEER Lighting measure | ErRobNc |  | ILtg-Incand-Com |  | DEER1316-Ltg-Com-CFL | 2013-01-01 | 2018-06-30 | InEA_modVal |  |  |  |  | Standard | Remove expiry date per Commission Staff direction 2018ScrewInLampSavignsMethods-11Dec2017.pdf | 1 | 1 | 0 | Deemed Ex Ante Team |  | Remove expiry date per Commission Staff direction 2018ScrewInLampSavignsMethods-11Dec2017.pdf |  | Updated to indicate claim/filing status
2429 | Com-Lighting-InGen_CFLratio0353_CFLfixt-110W | Commercial Indoor General Lighting: CFL Fixture replaces pre-existing standard lighting Wattage. Measure includes Code case. Impacts: CFL-based HOU (varies by BldgType) | DEER2014 | D13 v1.2 | 2020-11-24 16:30 | Com-Iltg-dWatt-CFL | DEER | Scaled | BaseRatio | 278 | 278 | None |  | 0 |  | 1 | Com | Any | Lighting | InGen-CFL | Ltg_Fixture | CFL_fixt |  | ILtg-CFL-Com | CFL fixture based on: Ballast; Total Watts = 3.53 | CFL fixture based on: Ballast; Total Watts = 3.53 | CFL fixture based on: CFLpin(110w); Total Watts = 110 | CFLratio0353 | CFLratio0353 | CFLfixt-110w(110w) | Available |  | 0 | 0 | DEER Lighting measure | ErRobNc |  | ILtg-Incand-Com |  | DEER1316-Ltg-Com-CFL | 2013-01-01 | 2018-06-30 | InEA_modVal |  |  |  |  | Standard | Remove expiry date per Commission Staff direction 2018ScrewInLampSavignsMethods-11Dec2017.pdf | 1 | 1 | 0 | Deemed Ex Ante Team |  | Remove expiry date per Commission Staff direction 2018ScrewInLampSavignsMethods-11Dec2017.pdf |  | Updated to indicate claim/filing status
2430 | Com-Lighting-InGen_CFLratio0353_CFLfixt-120W | Commercial Indoor General Lighting: CFL Fixture replaces pre-existing standard lighting Wattage. Measure includes Code case. Impacts: CFL-based HOU (varies by BldgType) | DEER2014 | D13 v1.2 | 2020-11-24 16:30 | Com-Iltg-dWatt-CFL | DEER | Scaled | BaseRatio | 304 | 304 | None |  | 0 |  | 1 | Com | Any | Lighting | InGen-CFL | Ltg_Fixture | CFL_fixt |  | ILtg-CFL-Com | CFL fixture based on: Ballast; Total Watts = 3.53 | CFL fixture based on: Ballast; Total Watts = 3.53 | CFL fixture based on: CFLpin(120w); Total Watts = 120 | CFLratio0353 | CFLratio0353 | CFLfixt-120w(120w) | Available |  | 0 | 0 | DEER Lighting measure | ErRobNc |  | ILtg-Incand-Com |  | DEER1316-Ltg-Com-CFL | 2013-01-01 | 2018-06-30 | InEA_modVal |  |  |  |  | Standard | Remove expiry date per Commission Staff direction 2018ScrewInLampSavignsMethods-11Dec2017.pdf | 1 | 1 | 0 | Deemed Ex Ante Team |  | Remove expiry date per Commission Staff direction 2018ScrewInLampSavignsMethods-11Dec2017.pdf |  | Updated to indicate claim/filing status
2431 | Com-Iltg-dWatt-CFL-basis | Non-IE Basis for commercial indoor lighting - CFL | DEER2011 | D11 v4.01 | 2020-11-24 16:30 | Com-Iltg-dWatt-CFL | DEER | Standard | None | 0 | 0 | None |  | 0 |  | 0 | Com | Any | Lighting | InGen | Ltg_ScrewIn | CFL_lamp |  | ILtg-CFL-Com | [6 empty] | Available |  | 0 | 0 | DEER Lighting measure |  |  |  |  | None | 2013-01-01 | 2019-12-31 | DEER |  |  |  |  | Basis |  | 1 | 1 | 0 | Deemed Ex Ante Team |  |  |  | Updated to indicate claim/filing status
2432 | Com-Iltg-dWatt-CFL-basis-OSbldg | Non-IE Basis for commercial indoor lighting - CFL - Building-wide Occupancy Sensors | DEER2014 | D11 v4.01 | 2020-11-24 16:30 | Com-Iltg-dWatt-CFL_OSbldg | DEER | Standard | None | 0 | 0 | None |  | 0 |  | 0 | Com | Any | Lighting | InGen | Ltg_Lamp | CFLint_lamp |  | ILtg-CFL-Com | [6 empty] | Available |  | 0 | 0 | DEER Lighting measure |  |  |  |  | None | 2014-07-01 | 2019-12-31 | DEER |  |  |  |  | Basis |  | 1 | 1 | 0 | Deemed Ex Ante Team |  |  |  | Updated to indicate claim/filing status
2433 | Com-Iltg-dWatt-CFL-basis-OSnone | Non-IE Basis for commercial indoor lighting - CFL - No Occupacy Sensors | DEER2014 | D11 v4.01 | 2020-11-24 16:30 | Com-Iltg-dWatt-CFL_OSnone | DEER | Standard | None | 0 | 0 | None |  | 0 |  | 0 | Com | Any | Lighting | InGen | Ltg_Lamp | CFLint_lamp |  | ILtg-CFL-Com | [6 empty] | Available |  | 0 | 0 | DEER Lighting measure |  |  |  |  | None | 2014-07-01 | 2019-12-31 | DEER |  |  |  |  | Basis |  | 1 | 1 | 0 | Deemed Ex Ante Team |  |  |  | Updated to indicate claim/filing status
2434 | Com-Iltg-dWatt-CFL-basis-OSspc | Non-IE Basis for commercial indoor lighting - CFL - Occupancy Sensors in all Spaces | DEER2014 | D11 v4.01 | 2020-11-24 16:30 | Com-Iltg-dWatt-CFL_OSspc | DEER | Standard | None | 0 | 0 | None |  | 0 |  | 0 | Com | Any | Lighting | InGen | Ltg_Lamp | CFLint_lamp |  | ILtg-CFL-Com | [6 empty] | Available |  | 0 | 0 | DEER Lighting measure |  |  |  |  | None | 2014-07-01 | 2019-12-31 | DEER |  |  |  |  | Basis |  | 1 | 1 | 0 | Deemed Ex Ante Team |  |  |  | Updated to indicate claim/filing status
2435 | Com-Iltg-dWatt-Exit-basis | Non-IE Basis for commercial indoor lighting - Exit | DEER2014 | D11 v4.01 | 2020-11-24 16:30 | Com-Iltg-dWatt-Exit | DEER | Standard | None | 0 | 0 | None |  | 0 |  | 0 | Com | Any | Lighting | InGen | Ltg_Fixture | Exit_fixt |  | ILtg-Exit | [6 empty] | Available |  | 0 | 0 | DEER Lighting measure |  |  |  |  | None | 2014-07-01 | 2019-12-31 | DEER |  |  |  |  | Basis |  | 1 | 1 | 0 | Deemed Ex Ante Team |  |  |  | Updated to indicate claim/filing status
2436 | Com-Iltg-dWatt-IEbase-CFL-basis | IE Basis for commercial indoor lighting - CFL (DEER2011 IE factors) | DEER2011 | D11 v4.01 | 2020-11-24 16:30 | Com-Iltg-dWatt-IEbase-CFL | DEER | ScaledDirectIE | Delta | 1 | 1 | None |  | 1 | 2011-Com-InLtg-CFL | 0 | Com | Any | Lighting | InGen | Ltg_ScrewIn | CFL_lamp |  | ILtg-CFL-Com | [6 empty] | Available | Used to create the lighting normalized energy impacts that do not use IE. | 0 | 0 | DEER Lighting measure |  |  |  |  | None | 2013-01-01 | 2019-12-31 | DEER |  |  |  |  | Basis |  | 1 | 1 | 0 | Deemed Ex Ante Team |  |  |  | Updated to indicate claim/filing status
2437 | Com-Iltg-dWatt-IEbase-CFL-OSbldg-basis | IE Basis for commercial indoor lighting - CFL - OS(building) | DEER2014 | D11 v4.01 | 2020-11-24 16:30 | Com-Iltg-dWatt-IEbase-CFL_OSbldg | DEER | ScaledDirectIE | Delta | 1 | 1 | None |  | 1 | 2014-Com-InLtg-CFL | 0 | Com | Any | Lighting | InGen | Ltg_Lamp | CFLint_lamp |  | ILtg-CFL-Com | [6 empty] | Available | Used to create the lighting normalized energy impacts that do not use IE. | 0 | 0 | DEER Lighting measure |  |  |  |  | None | 2014-07-01 | 2019-12-31 | DEER |  |  |  |  | Basis |  | 1 | 1 | 0 | Deemed Ex Ante Team |  |  |  | Updated to indicate claim/filing status
2438 | Com-Iltg-dWatt-IEbase-CFL-OSnone-basis | IE Basis for commercial indoor lighting - CFL - OS(none) | DEER2014 | D11 v4.01 | 2020-11-24 16:30 | Com-Iltg-dWatt-IEbase-CFL_OSnone | DEER | ScaledDirectIE | Delta | 1 | 1 | None |  | 1 | 2014-Com-InLtg-CFL | 0 | Com | Any | Lighting | InGen | Ltg_Lamp | CFLint_lamp |  | ILtg-CFL-Com | [6 empty] | Available | Used to create the lighting normalized energy impacts that do not use IE. | 0 | 0 | DEER Lighting measure |  |  |  |  | None | 2014-07-01 | 2019-12-31 | DEER |  |  |  |  | Basis |  | 1 | 1 | 0 | Deemed Ex Ante Team |  |  |  | Updated to indicate claim/filing status
2439 | Com-Iltg-dWatt-IEbase-CFL-OSspc-basis | IE Basis for commercial indoor lighting - CFL - OS(space) | DEER2014 | D11 v4.01 | 2020-11-24 16:30 | Com-Iltg-dWatt-IEbase-CFL_OSspc | DEER | ScaledDirectIE | Delta | 1 | 1 | None |  | 1 | 2014-Com-InLtg-CFL | 0 | Com | Any | Lighting | InGen | Ltg_Lamp | CFLint_lamp |  | ILtg-CFL-Com | [6 empty] | Available | Used to create the lighting normalized energy impacts that do not use IE. | 0 | 0 | DEER Lighting measure |  |  |  |  | None | 2014-07-01 | 2019-12-31 | DEER |  |  |  |  | Basis |  | 1 | 1 | 0 | Deemed Ex Ante Team |  |  |  | Updated to indicate claim/filing status
2440 | Com-Iltg-dWatt-IEbase-Exit-basis-2014 | IE Basis for commercial indoor lighting - Exit (DEER2014 IE factors) | DEER2014 | D11 v4.01 | 2020-11-24 16:30 | Com-Iltg-dWatt-IEbase-Exit | DEER | ScaledDirectIE | Delta | 1 | 1 | None |  | 1 | 2014-Com-InLtg-Exit | 0 | Com | Any | Lighting | InGen | Ltg_Fixture | Exit_fixt |  | ILtg-Exit | [6 empty] | Available | Used to create the lighting normalized energy impacts that do not use IE. | 0 | 0 | DEER Lighting measure |  |  |  |  | None | 2014-07-01 | 2019-12-31 | DEER |  |  |  |  | Basis |  | 1 | 1 | 0 | Deemed Ex Ante Team |  |  |  | Updated to indicate claim/filing status
2441 | Com-Iltg-dWatt-IEbase-LF-basis | IE Basis for commercial indoor lighting - Linear Fluorescent | DEER2011 | D11 v4.01 | 2020-11-24 16:30 | Com-Iltg-dWatt-IEbase-LF | DEER | ScaledDirectIE | Delta | 1 | 1 | None |  | 1 | 2011-Com-InLtg-LF | 0 | Com | Any | Lighting | InGen | Ltg_Wired | LinFluor_fixt |  | ILtg-Lfluor-fix | [6 empty] | Available | Used to create the lighting normalized energy impacts that do not use IE. | 0 | 0 | DEER Lighting measure |  |  |  |  | None | 2013-01-01 | 2019-12-31 | DEER |  |  |  |  | Basis |  | 1 | 1 | 0 | Deemed Ex Ante Team |  |  |  | Updated to indicate claim/filing status
2442 | Com-Iltg-dWatt-IEbase-LF-OSbldg-basis | IE Basis for commercial indoor lighting - Linear Fluorescent - OS(building) | DEER2014 | D11 v4.01 | 2020-11-24 16:30 | Com-Iltg-dWatt-IEbase-LF_OSbldg | DEER | ScaledDirectIE | Delta | 1 | 1 | None |  | 1 | 2014-Com-InLtg-LF | 0 | Com | Any | Lighting | InGen | Ltg_Lmp+Blst | LF_LmpBlst |  | ILtg-Lfluor-fix | [6 empty] | Available | Used to create the lighting normalized energy impacts that do not use IE. | 0 | 0 | DEER Lighting measure |  |  |  |  | None | 2014-07-01 | 2019-12-31 | DEER |  |  |  |  | Basis |  | 1 | 1 | 0 | Deemed Ex Ante Team |  |  |  | Updated to indicate claim/filing status
2443 | Com-Iltg-dWatt-IEbase-LF-OSnone-basis | IE Basis for commercial indoor lighting - Linear Fluorescent - OS(none) | DEER2014 | D11 v4.01 | 2020-11-24 16:30 | Com-Iltg-dWatt-IEbase-LF_OSnone | DEER | ScaledDirectIE | Delta | 1 | 1 | None |  | 1 | 2014-Com-InLtg-LF | 0 | Com | Any | Lighting | InGen | Ltg_Lmp+Blst | LF_LmpBlst |  | ILtg-Lfluor-fix | [6 empty] | Available | Used to create the lighting normalized energy impacts that do not use IE. | 0 | 0 | DEER Lighting measure |  |  |  |  | None | 2014-07-01 | 2019-12-31 | DEER |  |  |  |  | Basis |  | 1 | 1 | 0 | Deemed Ex Ante Team |  |  |  | Updated to indicate claim/filing status
2444 | Com-Iltg-dWatt-IEbase-LF-OSspc-basis | IE Basis for commercial indoor lighting - Linear Fluorescent - OS(space) | DEER2014 | D11 v4.01 | 2020-11-24 16:30 | Com-Iltg-dWatt-IEbase-LF_OSspc | DEER | ScaledDirectIE | Delta | 1 | 1 | None |  | 1 | 2014-Com-InLtg-LF | 0 | Com | Any | Lighting | InGen | Ltg_Lmp+Blst | LF_LmpBlst |  | ILtg-Lfluor-fix | [6 empty] | Available | Used to create the lighting normalized energy impacts that do not use IE. | 0 | 0 | DEER Lighting measure |  |  |  |  | None | 2014-07-01 | 2019-12-31 | DEER |  |  |  |  | Basis |  | 1 | 1 | 0 | Deemed Ex Ante Team |  |  |  | Updated to indicate claim/filing status
2445 | Com-Iltg-dWatt-LF-basis | Non-IE Basis for commercial indoor lighting - Linear Fluorescent | DEER2011 | D11 v4.01 | 2020-11-24 16:30 | Com-Iltg-dWatt-LF | DEER | Standard | None | 0 | 0 | None |  | 0 |  | 0 | Com | Any | Lighting | InGen | Ltg_Wired | LinFluor_fixt |  | ILtg-Lfluor-fix | [6 empty] | Available |  | 0 | 0 | DEER Lighting measure |  |  |  |  | None | 2013-01-01 | 2019-12-31 | DEER |  |  |  |  | Basis |  | 1 | 1 | 0 | Deemed Ex Ante Team |  |  |  | Updated to indicate claim/filing status
2446 | Com-Iltg-dWatt-LF-basis-OSbldg | Non-IE Basis for commercial indoor lighting - Linear Fluorescent - Building-wide Occupancy Sensors | DEER2014 | D11 v4.01 | 2020-11-24 16:30 | Com-Iltg-dWatt-LF_OSbldg | DEER | Standard | None | 0 | 0 | None |  | 0 |  | 0 | Com | Any | Lighting | InGen | Ltg_Lmp+Blst | LF_LmpBlst |  | ILtg-Lfluor-fix | [6 empty] | Available |  | 0 | 0 | DEER Lighting measure |  |  |  |  | None | 2014-07-01 | 2019-12-31 | DEER |  |  |  |  | Basis |  | 1 | 1 | 0 | Deemed Ex Ante Team |  |  |  | Updated to indicate claim/filing status
2447 | Com-Iltg-dWatt-LF-basis-OSnone | Non-IE Basis for commercial indoor lighting - Linear Fluorescent - No Occupancy Sensors | DEER2014 | D11 v4.01 | 2020-11-24 16:30 | Com-Iltg-dWatt-LF_OSnone | DEER | Standard | None | 0 | 0 | None |  | 0 |  | 0 | Com | Any | Lighting | InGen | Ltg_Lmp+Blst | LF_LmpBlst |  | ILtg-Lfluor-fix | [6 empty] | Available |  | 0 | 0 | DEER Lighting measure |  |  |  |  | None | 2014-07-01 | 2019-12-31 | DEER |  |  |  |  | Basis |  | 1 | 1 | 0 | Deemed Ex Ante Team |  |  |  | Updated to indicate claim/filing status
2448 | Com-Iltg-dWatt-LF-basis-OSspc | Non-IE Basis for commercial indoor lighting - Linear Fluorescent - Occupancy Sensors in all Spaces | DEER2014 | D11 v4.01 | 2020-11-24 16:30 | Com-Iltg-dWatt-LF_OSspc | DEER | Standard | None | 0 | 0 | None |  | 0 |  | 0 | Com | Any | Lighting | InGen | Ltg_Lmp+Blst | LF_LmpBlst |  | ILtg-Lfluor-fix | [6 empty] | Available |  | 0 | 0 | DEER Lighting measure |  |  |  |  | None | 2014-07-01 | 2019-12-31 | DEER |  |  |  |  | Basis |  | 1 | 1 | 0 | Deemed Ex Ante Team |  |  |  | Updated to indicate claim/filing status
2449 | Res-Iltg-dWatt-CFL-basis | Non-IE Basis for residential indoor lighting - CFL | DEER2014 | D11 v4.01 | 2020-11-24 16:30 | Res-Iltg-dWatt-CFL | DEER | Standard | None | 0 | 0 | None |  | 0 |  | 0 | Res | Any | Lighting | InGen | Ltg_Lamp | CFLint_lamp |  | ILtg-CFL-Res | [6 empty] | Available |  | 0 | 0 | DEER Lighting measure |  |  |  |  | None | 2014-07-01 | 2019-12-31 | InEA_same |  |  |  |  | Basis | Updated for DEER2017 via Qualifier | 1 | 1 | 0 | Deemed Ex Ante Team |  | Updated for DEER2017 via Qualifier |  | Updated to indicate claim/filing status
2450 | Res-Iltg-dWatt-IEbase-CFL-basis-2014 | IE Basis for residential indoor lighting - CFL (DEER2014 IE factors) | DEER2014 | D11 v4.01 | 2020-11-24 16:30 | Res-Iltg-dWatt-IEbase-CFL | DEER | ScaledDirectIE | Delta | 1 | 1 | None |  | 1 | 2014-Res-InLtg-CFL | 0 | Res | Any | Lighting | InGen | Ltg_Lamp | CFLint_lamp |  | ILtg-CFL-Res | [6 empty] | Available | Used to create the lighting normalized energy impacts that do not use IE. | 0 | 0 | DEER Lighting measure |  |  |  |  | None | 2014-07-01 | 2019-12-31 | InEA_same |  |  |  |  | Basis | Updated for DEER2017 via Qualifier | 1 | 1 | 0 | Deemed Ex Ante Team |  | Updated for DEER2017 via Qualifier |  | Updated to indicate claim/filing status
2451 | Res-Iltg-Cmn-dWatt-IEbase-CFL-basis-2011 | IE Basis for residential common indoor lighting - CFL (DEER2011 IE factors) | DEER2011 | D11 v4.01 | 2020-11-24 16:30 | Res-Iltg-Cmn-IEbase-dWatt-CFL | DEER | ScaledDirectIE | Delta | 1 | 1 | None |  | 1 | 2011-Res-InLtg-CFL | 0 | Res | Any | Lighting | InCommon | Ltg_Lamp | CFLint_lamp | [8 empty] | Available | Used to create the lighting normalized energy impacts that do not use IE. | 0 | 0 | DEER Lighting measure |  |  |  |  | None | 2013-01-01 | 2019-12-31 | InEA_same |  |  |  |  | Basis | Updated for DEER2017 via Qualifier | 1 | 1 | 0 | Deemed Ex Ante Team |  | Updated for DEER2017 via Qualifier |  | Updated to indicate claim/filing status
2452 | Res-Iltg-Cmn-dWatt-IEbase-LF-basis-2011 | IE Basis for residential common indoor lighting - LF (DEER2011 IE factors) | DEER2011 | D11 v4.01 | 2020-11-24 16:30 | Res-Iltg-Cmn-IEbase-dWatt-LF | DEER | ScaledDirectIE | Delta | 1 | 1 | None |  | 1 | 2011-Res-InLtg-CFL | 0 | Res | Any | Lighting | InCommon | Ltg_Lamp | CFLint_lamp | [8 empty] | Available | Used to create the lighting normalized energy impacts that do not use IE. | 0 | 0 | DEER Lighting measure |  |  |  |  | None | 2013-01-01 | 2019-12-31 | InEA_same |  |  |  |  | Basis | Updated for DEER2017 via Qualifier | 1 | 1 | 0 | Deemed Ex Ante Team |  | Updated for DEER2017 via Qualifier |  | Updated to indicate claim/filing status
2453 | Res-Iltg-Cmn-dWatt-IEbase-CFL-basis-2014 | IE Basis for residential common indoor lighting - CFL (DEER2014 IE factors) | DEER2014 | D11 v4.01 | 2020-11-24 16:30 | Res-Iltg-Cmn-IEbase-dWatt-CFL | DEER | ScaledDirectIE | Delta | 1 | 1 | None |  | 1 | 2014-Res-InLtg-CFL | 0 | Res | Any | Lighting | InCommon | Ltg_Lamp | CFLint_lamp | [8 empty] | Available | Used to create the lighting normalized energy impacts that do not use IE. | 0 | 0 | DEER Lighting measure |  |  |  |  | None | 2014-07-01 | 2019-12-31 | InEA_same |  |  |  |  | Basis | Updated for DEER2017 via Qualifier | 1 | 1 | 0 | Deemed Ex Ante Team |  | Updated for DEER2017 via Qualifier |  | Updated to indicate claim/filing status
2454 | Res-Iltg-Cmn-dWatt-IEbase-LF-basis-2014 | IE Basis for residential common indoor lighting - LF (DEER2014 IE factors) | DEER2014 | D11 v4.01 | 2020-11-24 16:30 | Res-Iltg-Cmn-IEbase-dWatt-LF | DEER | ScaledDirectIE | Delta | 1 | 1 | None |  | 1 | 2014-Res-InLtg-CFL | 0 | Res | Any | Lighting | InCommon | Ltg_Lamp | CFLint_lamp | [8 empty] | Available | Used to create the lighting normalized energy impacts that do not use IE. | 0 | 0 | DEER Lighting measure |  |  |  |  | None | 2014-07-01 | 2019-12-31 | InEA_same |  |  |  |  | Basis | Updated for DEER2017 via Qualifier | 1 | 1 | 0 | Deemed Ex Ante Team |  | Updated for DEER2017 via Qualifier |  | Updated to indicate claim/filing status
2455 | Res-Iltg-Cmn-dWatt-CFL-basis | Non-IE Basis for residential common indoor lighting - CFL | DEER1314 | D11 v4.01 | 2020-11-24 16:30 | Res-Iltg-Cmn-dWatt-CFL | DEER | Standard | None | 0 | 0 | None |  | 0 |  | 0 | Res | Any | Lighting | InCommon | Ltg_Lamp | CFLint_lamp |  | ILtg-CFL-Res | [6 empty] | Available |  | 0 | 0 | DEER Lighting measure |  |  |  |  | DEER131417 | 2013-01-01 | 2019-12-31 | InEA_same |  |  |  |  | Basis | Updated for DEER2017 via Qualifier | 1 | 1 | 0 | Deemed Ex Ante Team |  | Updated for DEER2017 via Qualifier |  | Updated to indicate claim/filing status
2456 | Res-Iltg-Cmn-dWatt-LF-basis | Non-IE Basis for residential common indoor lighting - LF | DEER1314 | D11 v4.01 | 2020-11-24 16:30 | Res-Iltg-Cmn-dWatt-LF | DEER | Standard | None | 0 | 0 | None |  | 0 |  | 0 | Res | Any | Lighting | InCommon | Ltg_Lmp+Blst | LF_LmpBlst |  | ILtg-Lfluor-fix | [6 empty] | Available |  | 0 | 0 | DEER Lighting measure |  |  |  |  | DEER131417 | 2013-01-01 | 2019-12-31 | InEA_same |  |  |  |  | Basis | Updated for DEER2017 via Qualifier | 1 | 1 | 0 | Deemed Ex Ante Team |  | Updated for DEER2017 via Qualifier |  | Updated to indicate claim/filing status
2457 | Com-Iltg-dWatt-IEbase-Exit-basis-2011 | IE Basis for commercial indoor lighting - Exit (DEER2011 IE factors) | DEER2011 | D11 v4.01 | 2020-11-24 16:30 | Com-Iltg-dWatt-IEbase-Exit | DEER | ScaledDirectIE | Delta | 1 | 1 | None |  | 1 | 2011-Com-InLtg-Exit | 0 | Com | Any | Lighting | InGen | Ltg_Fixture | Exit_fixt |  | ILtg-Exit | [6 empty] | Available | Used to create the lighting normalized energy impacts that do not use IE. | 0 | 0 | DEER Lighting measure |  |  |  |  | None | 2013-01-01 | 2019-12-31 | DEER |  |  |  |  | Basis |  | 1 | 1 | 0 | Deemed Ex Ante Team |  |  |  | Updated to indicate claim/filing status
2458 | Res-Iltg-dWatt-IEbase-CFL-basis-2011 | IE Basis for residential indoor lighting - CFL (DEER2011 IE factors) | DEER2011 | D11 v4.01 | 2020-11-24 16:30 | Res-Iltg-dWatt-IEbase-CFL | DEER | ScaledDirectIE | Delta | 1 | 1 | None |  | 1 | 2011-Res-InLtg-CFL | 0 | Res | Any | Lighting | InGen | Ltg_Lamp | CFLint_lamp |  | ILtg-CFL-Res | [6 empty] | Available | Used to create the lighting normalized energy impacts that do not use IE. | 0 | 0 | DEER Lighting measure |  |  |  |  | None | 2013-01-01 | 2019-12-31 | InEA_same |  |  |  |  | Basis | Updated for DEER2017 via Qualifier | 1 | 1 | 0 | Deemed Ex Ante Team |  | Updated for DEER2017 via Qualifier |  | Updated to indicate claim/filing status
2460 | Com-Iltg-dWatt-IEbase-CFL-OSbldg-basis | IE Basis for commercial indoor lighting - CFL - OS(building) | DEER2016 | D16v1 | 2020-11-24 16:30 | Com-Iltg-dWatt-IEbase-CFL_OSbldg | DEER | ScaledDirectIE | Delta | 1 | 1 | None |  | 1 | 2014-Com-InLtg-CFL | 0 | Com | Any | Lighting | InGen | Ltg_Lamp | CFLint_lamp |  | ILtg-CFL-Com | [6 empty] | Available | Used to create the lighting normalized energy impacts that do not use IE. | 0 | 0 | DEER Lighting measure |  |  |  |  | None | 2014-07-01 | 2019-12-31 | DEER2016 HOU Update |  |  |  |  | Basis |  | 1 | 1 | 0 | Deemed Ex Ante Team |  |  |  | Updated to indicate claim/filing status
2461 | Com-Iltg-dWatt-IEbase-CFL-OSnone-basis | IE Basis for commercial indoor lighting - CFL - OS(none) | DEER2016 | D16v1 | 2020-11-24 16:30 | Com-Iltg-dWatt-IEbase-CFL_OSnone | DEER | ScaledDirectIE | Delta | 1 | 1 | None |  | 1 | 2014-Com-InLtg-CFL | 0 | Com | Any | Lighting | InGen | Ltg_Lamp | CFLint_lamp |  | ILtg-CFL-Com | [6 empty] | Available | Used to create the lighting normalized energy impacts that do not use IE. | 0 | 0 | DEER Lighting measure |  |  |  |  | None | 2014-07-01 | 2019-12-31 | DEER2016 HOU Update |  |  |  |  | Basis |  | 1 | 1 | 0 | Deemed Ex Ante Team |  |  |  | Updated to indicate claim/filing status
2462 | Com-Iltg-dWatt-IEbase-CFL-OSspc-basis | IE Basis for commercial indoor lighting - CFL - OS(space) | DEER2016 | D16v1 | 2020-11-24 16:30 | Com-Iltg-dWatt-IEbase-CFL_OSspc | DEER | ScaledDirectIE | Delta | 1 | 1 | None |  | 1 | 2014-Com-InLtg-CFL | 0 | Com | Any | Lighting | InGen | Ltg_Lamp | CFLint_lamp |  | ILtg-CFL-Com | [6 empty] | Available | Used to create the lighting normalized energy impacts that do not use IE. | 0 | 0 | DEER Lighting measure |  |  |  |  | None | 2014-07-01 | 2019-12-31 | DEER2016 HOU Update |  |  |  |  | Basis |  | 1 | 1 | 0 | Deemed Ex Ante Team |  |  |  | Updated to indicate claim/filing status
2463 | Com-Iltg-dWatt-IEbase-LF-OSbldg-basis | IE Basis for commercial indoor lighting - Linear Fluorescent - OS(building) | DEER2016 | D16v1 | 2020-11-24 16:30 | Com-Iltg-dWatt-IEbase-LF_OSbldg | DEER | ScaledDirectIE | Delta | 1 | 1 | None |  | 1 | 2014-Com-InLtg-LF | 0 | Com | Any | Lighting | InGen | Ltg_Lmp+Blst | LF_LmpBlst |  | ILtg-Lfluor-fix | [6 empty] | Available | Used to create the lighting normalized energy impacts that do not use IE. | 0 | 0 | DEER Lighting measure |  |  |  |  | None | 2014-07-01 | 2019-12-31 | DEER2016 HOU Update |  |  |  |  | Basis |  | 1 | 1 | 0 | Deemed Ex Ante Team |  |  |  | Updated to indicate claim/filing status
2464 | Com-Iltg-dWatt-IEbase-LF-OSnone-basis | IE Basis for commercial indoor lighting - Linear Fluorescent - OS(none) | DEER2016 | D16v1 | 2020-11-24 16:30 | Com-Iltg-dWatt-IEbase-LF_OSnone | DEER | ScaledDirectIE | Delta | 1 | 1 | None |  | 1 | 2014-Com-InLtg-LF | 0 | Com | Any | Lighting | InGen | Ltg_Lmp+Blst | LF_LmpBlst |  | ILtg-Lfluor-fix | [6 empty] | Available | Used to create the lighting normalized energy impacts that do not use IE. | 0 | 0 | DEER Lighting measure |  |  |  |  | None | 2014-07-01 | 2019-12-31 | DEER2016 HOU Update |  |  |  |  | Basis |  | 1 | 1 | 0 | Deemed Ex Ante Team |  |  |  | Updated to indicate claim/filing status
2465 | Com-Iltg-dWatt-IEbase-LF-OSspc-basis | IE Basis for commercial indoor lighting - Linear Fluorescent - OS(space) | DEER2016 | D16v1 | 2020-11-24 16:30 | Com-Iltg-dWatt-IEbase-LF_OSspc | DEER | ScaledDirectIE | Delta | 1 | 1 | None |  | 1 | 2014-Com-InLtg-LF | 0 | Com | Any | Lighting | InGen | Ltg_Lmp+Blst | LF_LmpBlst |  | ILtg-Lfluor-fix | [6 empty] | Available | Used to create the lighting normalized energy impacts that do not use IE. | 0 | 0 | DEER Lighting measure |  |  |  |  | None | 2014-07-01 | 2019-12-31 | DEER2016 HOU Update |  |  |  |  | Basis |  | 1 | 1 | 0 | Deemed Ex Ante Team |  |  |  | Updated to indicate claim/filing status
2466 | Com-Iltg-dWatt-IEbase-HB-OSbldg-basis | IE Basis for commercial indoor lighting - High Bay - OS(building) | DEER2016 | D16v1 | 2020-11-24 16:30 | Com-Iltg-dWatt-IEbase-HB_OSbldg | DEER | ScaledDirectIE | Delta | 1 | 1 | None |  | 1 | 2014-Com-InLtg-LF | 0 | Com | Any | Lighting | InGen | Ltg_Lmp+Blst | HID_LmpBlst |  | ILtg-HID | [6 empty] | Available | Used to create the lighting normalized energy impacts that do not use IE. | 0 | 0 | DEER Lighting measure |  |  |  |  | None | 2014-07-01 | 2019-12-31 | DEER2016 HOU Update |  |  |  |  | Basis |  | 1 | 1 | 0 | Deemed Ex Ante Team |  |  |  | Updated to indicate claim/filing status
2467 | Com-Iltg-dWatt-IEbase-HB-OSnone-basis | IE Basis for commercial indoor lighting - HighBay - OS(none) | DEER2016 | D16v1 | 2020-11-24 16:30 | Com-Iltg-dWatt-IEbase-HB_OSnone | DEER | ScaledDirectIE | Delta | 1 | 1 | None |  | 1 | 2014-Com-InLtg-LF | 0 | Com | Any | Lighting | InGen | Ltg_Lmp+Blst | HID_LmpBlst |  | ILtg-HID | [6 empty] | Available | Used to create the lighting normalized energy impacts that do not use IE. | 0 | 0 | DEER Lighting measure |  |  |  |  | None | 2014-07-01 | 2019-12-31 | DEER2016 HOU Update |  |  |  |  | Basis |  | 1 | 1 | 0 | Deemed Ex Ante Team |  |  |  | Updated to indicate claim/filing status
2468 | Com-Iltg-dWatt-IEbase-HB-OSspc-basis | IE Basis for commercial indoor lighting - High Bay - OS(space) | DEER2016 | D16v1 | 2020-11-24 16:30 | Com-Iltg-dWatt-IEbase-HB_OSspc | DEER | ScaledDirectIE | Delta | 1 | 1 | None |  | 1 | 2014-Com-InLtg-LF | 0 | Com | Any | Lighting | InGen | Ltg_Lmp+Blst | HID_LmpBlst |  | ILtg-HID | [6 empty] | Available | Used to create the lighting normalized energy impacts that do not use IE. | 0 | 0 | DEER Lighting measure |  |  |  |  | None | 2014-07-01 | 2019-12-31 | DEER2016 HOU Update |  |  |  |  | Basis |  | 1 | 1 | 0 | Deemed Ex Ante Team |  |  |  | Updated to indicate claim/filing status
2469 | Com-Iltg-dWatt-CFL-basis-OSbldg | Non-IE Basis for commercial indoor lighting - CFL - Building-wide Occupancy Sensors | DEER2016 | D16v1 | 2020-11-24 16:30 | Com-Iltg-dWatt-CFL_OSbldg | DEER | Standard | None | 0 | 0 | None |  | 0 |  | 0 | Com | Any | Lighting | InGen | Ltg_Lamp | CFLint_lamp |  | ILtg-CFL-Com | [6 empty] | Available |  | 0 | 0 | DEER Lighting measure |  |  |  |  | None | 2016-07-01 | 2019-12-31 | DEER2016 HOU Update |  |  |  |  | Basis |  | 1 | 1 | 0 | Deemed Ex Ante Team |  |  |  | Updated to indicate claim/filing status
2470 | Com-Iltg-dWatt-CFL-basis-OSnone | Non-IE Basis for commercial indoor lighting - CFL - No Occupacy Sensors | DEER2016 | D16v1 | 2020-11-24 16:30 | Com-Iltg-dWatt-CFL_OSnone | DEER | Standard | None | 0 | 0 | None |  | 0 |  | 0 | Com | Any | Lighting | InGen | Ltg_Lamp | CFLint_lamp |  | ILtg-CFL-Com | [6 empty] | Available |  | 0 | 0 | DEER Lighting measure |  |  |  |  | None | 2016-07-01 | 2019-12-31 | DEER2016 HOU Update |  |  |  |  | Basis |  | 1 | 1 | 0 | Deemed Ex Ante Team |  |  |  | Updated to indicate claim/filing status
2471 | Com-Iltg-dWatt-CFL-basis-OSspc | Non-IE Basis for commercial indoor lighting - CFL - Occupancy Sensors in all Spaces | DEER2016 | D16v1 | 2020-11-24 16:30 | Com-Iltg-dWatt-CFL_OSspc | DEER | Standard | None | 0 | 0 | None |  | 0 |  | 0 | Com | Any | Lighting | InGen | Ltg_Lamp | CFLint_lamp |  | ILtg-CFL-Com | [6 empty] | Available |  | 0 | 0 | DEER Lighting measure |  |  |  |  | None | 2016-07-01 | 2019-12-31 | DEER2016 HOU Update |  |  |  |  | Basis |  | 1 | 1 | 0 | Deemed Ex Ante Team |  |  |  | Updated to indicate claim/filing status
2472 | Com-Iltg-dWatt-LF-basis-OSbldg | Non-IE Basis for commercial indoor lighting - Linear Fluorescent - Building-wide Occupancy Sensors | DEER2016 | D16v1 | 2020-11-24 16:30 | Com-Iltg-dWatt-LF_OSbldg | DEER | Standard | None | 0 | 0 | None |  | 0 |  | 0 | Com | Any | Lighting | InGen | Ltg_Lmp+Blst | LF_LmpBlst |  | ILtg-Lfluor-fix | [6 empty] | Available |  | 0 | 0 | DEER Lighting measure |  |  |  |  | None | 2016-07-01 | 2019-12-31 | DEER2016 HOU Update |  |  |  |  | Basis |  | 1 | 1 | 0 | Deemed Ex Ante Team |  |  |  | Updated to indicate claim/filing status
2473 | Com-Iltg-dWatt-LF-basis-OSnone | Non-IE Basis for commercial indoor lighting - Linear Fluorescent - No Occupancy Sensors | DEER2016 | D16v1 | 2020-11-24 16:30 | Com-Iltg-dWatt-LF_OSnone | DEER | Standard | None | 0 | 0 | None |  | 0 |  | 0 | Com | Any | Lighting | InGen | Ltg_Lmp+Blst | LF_LmpBlst |  | ILtg-Lfluor-fix | [6 empty] | Available |  | 0 | 0 | DEER Lighting measure |  |  |  |  | None | 2016-07-01 | 2019-12-31 | DEER2016 HOU Update |  |  |  |  | Basis |  | 1 | 1 | 0 | Deemed Ex Ante Team |  |  |  | Updated to indicate claim/filing status
2474 | Com-Iltg-dWatt-LF-basis-OSspc | Non-IE Basis for commercial indoor lighting - Linear Fluorescent - Occupancy Sensors in all Spaces | DEER2016 | D16v1 | 2020-11-24 16:30 | Com-Iltg-dWatt-LF_OSspc | DEER | Standard | None | 0 | 0 | None |  | 0 |  | 0 | Com | Any | Lighting | InGen | Ltg_Lmp+Blst | LF_LmpBlst |  | ILtg-Lfluor-fix | [6 empty] | Available |  | 0 | 0 | DEER Lighting measure |  |  |  |  | None | 2016-07-01 | 2019-12-31 | DEER2016 HOU Update |  |  |  |  | Basis |  | 1 | 1 | 0 | Deemed Ex Ante Team |  |  |  | Updated to indicate claim/filing status
2475 | Com-Iltg-dWatt-HB-basis-OSbldg | Non-IE Basis for commercial indoor lighting - High Bay - Building-wide Occupancy Sensors | DEER2016 | D16v1 | 2020-11-24 16:30 | Com-Iltg-dWatt-HB_OSbldg | DEER | Standard | None | 0 | 0 | None |  | 0 |  | 0 | Com | Any | Lighting | InGen | Ltg_Lmp+Blst | HID_LmpBlst |  | ILtg-HID | [6 empty] | Available |  | 0 | 0 | DEER Lighting measure |  |  |  |  | None | 2016-07-01 | 2019-12-31 | DEER2016 HOU Update |  |  |  |  | Basis |  | 1 | 1 | 0 | Deemed Ex Ante Team |  |  |  | Updated to indicate claim/filing status
2476 | Com-Iltg-dWatt-HB-basis-OSnone | Non-IE Basis for commercial indoor lighting - High Bay - No Occupancy Sensors | DEER2016 | D16v1 | 2020-11-24 16:30 | Com-Iltg-dWatt-HB_OSnone | DEER | Standard | None | 0 | 0 | None |  | 0 |  | 0 | Com | Any | Lighting | InGen | Ltg_Lmp+Blst | HID_LmpBlst |  | ILtg-HID | [6 empty] | Available |  | 0 | 0 | DEER Lighting measure |  |  |  |  | None | 2016-07-01 | 2019-12-31 | DEER2016 HOU Update |  |  |  |  | Basis |  | 1 | 1 | 0 | Deemed Ex Ante Team |  |  |  | Updated to indicate claim/filing status
2477 | Com-Iltg-dWatt-HB-basis-OSspc | Non-IE Basis for commercial indoor lighting - High Bay - Occupancy Sensors in all Spaces | DEER2016 | D16v1 | 2020-11-24 16:30 | Com-Iltg-dWatt-HB_OSspc | DEER | Standard | None | 0 | 0 | None |  | 0 |  | 0 | Com | Any | Lighting | InGen | Ltg_Lmp+Blst | HID_LmpBlst |  | ILtg-HID | [6 empty] | Available |  | 0 | 0 | DEER Lighting measure |  |  |  |  | None | 2016-07-01 | 2019-12-31 | DEER2016 HOU Update |  |  |  |  | Basis |  | 1 | 1 | 0 | Deemed Ex Ante Team |  |  |  | Updated to indicate claim/filing status
2514 | Com-Lighting-InGen_Incan-100w_MH-43w_MH-43w_CFL | Commercial Indoor General Lighting: HID Lamp & Ballast replaces Incandescent Lamp. Measure includes Code case. Impacts: Linear Fluorescent-based HOU (varies by BldgType) | DEER2014 | D13 v1.2 | 2020-11-24 16:30 | Com-Iltg-dWatt-CFL | DEER | Scaled | Delta | 0 | 57 | None |  | 0 |  | 1 | Com | Any | Lighting | InGen-CFL | Ltg_Lmp+Blst | HID_LmpBlst |  | ILtg-MH | Incandescent lamp: 100W lamp; lm=1690, Rated Life=1500hrs | HID Lamp and Ballast: HID Lamp: Metal Halide , Any shape, 32w, Universal position, 1940 lm, CRI = 70, rated hours = 10000 (1); HID Ballast: HID Reactor, No dimming capability (1); Total fixture Watts = 43 | HID Lamp and Ballast: HID Lamp: Metal Halide , Any shape, 32w, Universal position, 1940 lm, CRI = 70, rated hours = 10000 (1); HID Ballast: HID Reactor, No dimming capability (1); Total fixture Watts = 43 | Incan(100w) | MH-32w(43w) | MH-32w(43w) | Available | added due to change in lighting application type in 2016 (LF to CFL) | 0 | 0 | DEER Lighting measure | ErRul |  | ILtg-Incand-Com | D08-NE-ILtg-Othr-Prim-RplLPD-100wInc100w-32wMHR43w | DEER1316-Ltg-Com-CFL | 2013-01-01 | 2018-12-31 | DEER |  |  |  |  | Standard | Expires 12/31/2018 due to revised DEER2019 code/ISP baseline | 1 | 1 | 0 | Deemed Ex Ante Team |  | Expires 12/31/2018 due to revised DEER2019 code/ISP baseline |  | Updated to indicate claim/filing status
4001 | C-In-CFLfixt-117w(117w)-dWP296 | Commercial Indoor General Lighting: CFL Fixture replaces pre-existing standard lighting Wattage. Measure includes Code case. Impacts: CFL-based HOU (varies by BldgType) | DEER1314 | Lighting Disposition | 2020-11-24 16:30 | Com-Iltg-dWatt-CFL | DEER | Scaled | BaseRatio | 0 | 0 | None |  | 0 |  | 1 | Com | Any | Lighting | InGen-CFL | Ltg_Fixture | CFL_fixt |  | ILtg-CFLfix-Com | CFL fixture based on: Ballast; Total Watts = 3.53 | CFL fixture based on: Ballast; Total Watts = 3.53 | CFL fixture based on: CFLpin(117w); Total Watts = 117 | CFLratio0353 | CFLratio0353 | CFLfixt-117w(117w) | Available |  | 0 | 0 | Disposition: MeasuresList-October312014.xlsx | RobNc |  |  |  | DEER1316-Ltg-Com-CFL | 2013-01-01 | 2018-06-30 | InEA_modVal |  |  |  |  | Standard | Remove expiry date per Commission Staff direction 2018ScrewInLampSavignsMethods-11Dec2017.pdf | 1 | 1 | 0 | Deemed Ex Ante Team |  | Remove expiry date per Commission Staff direction 2018ScrewInLampSavignsMethods-11Dec2017.pdf |  | Updated to indicate claim/filing status
4002 | C-In-CFLfixt-11w(11w)-dWP27 | Commercial Indoor General Lighting: CFL Fixture replaces pre-existing standard lighting Wattage. Measure includes Code case. Impacts: CFL-based HOU (varies by BldgType) | DEER1314 | Lighting Disposition | 2020-11-24 16:30 | Com-Iltg-dWatt-CFL | DEER | Scaled | BaseRatio | 0 | 0 | None |  | 0 |  | 1 | Com | Any | Lighting | InGen-CFL | Ltg_Fixture | CFL_fixt |  | ILtg-CFLfix-Com | CFL fixture based on: Ballast; Total Watts = 3.53 | CFL fixture based on: Ballast; Total Watts = 3.53 | CFL fixture based on: CFLpin(11w); Total Watts = 11 | CFLratio0353 | CFLratio0353 | CFLfixt-11w(11w) | Available |  | 0 | 0 | Disposition: MeasuresList-October312014.xlsx | RobNc |  |  |  | DEER1316-Ltg-Com-CFL | 2013-01-01 | 2018-06-30 | InEA_modVal |  |  |  |  | Standard | Remove expiry date per Commission Staff direction 2018ScrewInLampSavignsMethods-11Dec2017.pdf | 1 | 1 | 0 | Deemed Ex Ante Team |  | Remove expiry date per Commission Staff direction 2018ScrewInLampSavignsMethods-11Dec2017.pdf |  | Updated to indicate claim/filing status
4003 | C-In-CFLfixt-128w(128w)-dWP323 | Commercial Indoor General Lighting: CFL Fixture replaces pre-existing standard lighting Wattage. Measure includes Code case. Impacts: CFL-based HOU (varies by BldgType) | DEER1314 | Lighting Disposition | 2020-11-24 16:30 | Com-Iltg-dWatt-CFL | DEER | Scaled | BaseRatio | 0 | 0 | None |  | 0 |  | 1 | Com | Any | Lighting | InGen-CFL | Ltg_Fixture | CFL_fixt |  | ILtg-CFLfix-Com | CFL fixture based on: Ballast; Total Watts = 3.53 | CFL fixture based on: Ballast; Total Watts = 3.53 | CFL fixture based on: CFLpin(128w); Total Watts = 128 | CFLratio0353 | CFLratio0353 | CFLfixt-128w(128w) | Available |  | 0 | 0 | Disposition: MeasuresList-October312014.xlsx | RobNc |  |  |  | DEER1316-Ltg-Com-CFL | 2013-01-01 | 2018-06-30 | InEA_modVal |  | L0229 |  |  | Standard | Remove expiry date per Commission Staff direction 2018ScrewInLampSavignsMethods-11Dec2017.pdf | 1 | 1 | 0 | Deemed Ex Ante Team |  | Remove expiry date per Commission Staff direction 2018ScrewInLampSavignsMethods-11Dec2017.pdf |  | Updated to indicate claim/filing status
4004 | C-In-CFLfixt-13w(13w)-dWP32 | Commercial Indoor General Lighting: CFL Fixture replaces pre-existing standard lighting Wattage. Measure includes Code case. Impacts: CFL-based HOU (varies by BldgType) | DEER1314 | Lighting Disposition | 2020-11-24 16:30 | Com-Iltg-dWatt-CFL | DEER | Scaled | BaseRatio | 0 | 0 | None |  | 0 |  | 1 | Com | Any | Lighting | InGen-CFL | Ltg_Fixture | CFL_fixt |  | ILtg-CFLfix-Com | CFL fixture based on: Ballast; Total Watts = 3.53 | CFL fixture based on: Ballast; Total Watts = 3.53 | CFL fixture based on: CFLpin(13w); Total Watts = 13 | CFLratio0353 | CFLratio0353 | CFLfixt-13w(13w) | Available |  | 0 | 0 | Disposition: MeasuresList-October312014.xlsx | RobNc |  |  | Com-Lighting-InGen_CFLratio0353_CFLfixt-13W | DEER1316-Ltg-Com-CFL | 2013-01-01 | 2018-06-30 | InEA_modDescVal |  | L0214 |  |  | Standard | Remove expiry date per Commission Staff direction 2018ScrewInLampSavignsMethods-11Dec2017.pdf | 1 | 1 | 0 | Deemed Ex Ante Team |  | Remove expiry date per Commission Staff direction 2018ScrewInLampSavignsMethods-11Dec2017.pdf |  | Updated to indicate claim/filing status
4005 | C-In-CFLfixt-15w(15w)-dWP37 | Commercial Indoor General Lighting: CFL Fixture replaces pre-existing standard lighting Wattage. Measure includes Code case. Impacts: CFL-based HOU (varies by BldgType) | DEER1314 | Lighting Disposition | 2020-11-24 16:30 | Com-Iltg-dWatt-CFL | DEER | Scaled | BaseRatio | 0 | 0 | None |  | 0 |  | 1 | Com | Any | Lighting | InGen-CFL | Ltg_Fixture | CFL_fixt |  | ILtg-CFLfix-Com | CFL fixture based on: Ballast; Total Watts = 3.53 | CFL fixture based on: Ballast; Total Watts = 3.53 | CFL fixture based on: CFLpin(15w); Total Watts = 15 | CFLratio0353 | CFLratio0353 | CFLfixt-15w(15w) | Available |  | 0 | 0 | Disposition: MeasuresList-October312014.xlsx | RobNc |  |  | Com-Lighting-InGen_CFLratio0353_CFLfixt-15W | DEER1316-Ltg-Com-CFL | 2013-01-01 | 2018-06-30 | InEA_modDescVal |  |  |  |  | Standard | Remove expiry date per Commission Staff direction 2018ScrewInLampSavignsMethods-11Dec2017.pdf | 1 | 1 | 0 | Deemed Ex Ante Team |  | Remove expiry date per Commission Staff direction 2018ScrewInLampSavignsMethods-11Dec2017.pdf |  | Updated to indicate claim/filing status
4006 | C-In-CFLfixt-16w(16w)-dWP40 | Commercial Indoor General Lighting: CFL Fixture replaces pre-existing standard lighting Wattage. Measure includes Code case. Impacts: CFL-based HOU (varies by BldgType) | DEER1314 | Lighting Disposition | 2020-11-24 16:30 | Com-Iltg-dWatt-CFL | DEER | Scaled | BaseRatio | 0 | 0 | None |  | 0 |  | 1 | Com | Any | Lighting | InGen-CFL | Ltg_Fixture | CFL_fixt |  | ILtg-CFLfix-Com | CFL fixture based on: Ballast; Total Watts = 3.53 | CFL fixture based on: Ballast; Total Watts = 3.53 | CFL fixture based on: CFLpin(16w); Total Watts = 16 | CFLratio0353 | CFLratio0353 | CFLfixt-16w(16w) | Available |  | 0 | 0 | Disposition: MeasuresList-October312014.xlsx | RobNc |  |  |  | DEER1316-Ltg-Com-CFL | 2013-01-01 | 2018-06-30 | InEA_modVal |  |  |  |  | Standard | Remove expiry date per Commission Staff direction 2018ScrewInLampSavignsMethods-11Dec2017.pdf | 1 | 1 | 0 | Deemed Ex Ante Team |  | Remove expiry date per Commission Staff direction 2018ScrewInLampSavignsMethods-11Dec2017.pdf |  | Updated to indicate claim/filing status
4007 | C-In-CFLfixt-17w(17w)-dWP43 | Commercial Indoor General Lighting: CFL Fixture replaces pre-existing standard lighting Wattage. Measure includes Code case. Impacts: CFL-based HOU (varies by BldgType) | DEER1314 | Lighting Disposition | 2020-11-24 16:30 | Com-Iltg-dWatt-CFL | DEER | Scaled | BaseRatio | 0 | 0 | None |  | 0 |  | 1 | Com | Any | Lighting | InGen-CFL | Ltg_Fixture | CFL_fixt |  | ILtg-CFLfix-Com | CFL fixture based on: Ballast; Total Watts = 3.53 | CFL fixture based on: Ballast; Total Watts = 3.53 | CFL fixture based on: CFLpin(17w); Total Watts = 17 | CFLratio0353 | CFLratio0353 | CFLfixt-17w(17w) | Available |  | 0 | 0 | Disposition: MeasuresList-October312014.xlsx | RobNc |  |  |  | DEER1316-Ltg-Com-CFL | 2013-01-01 | 2018-06-30 | InEA_modVal |  |  |  |  | Standard | Remove expiry date per Commission Staff direction 2018ScrewInLampSavignsMethods-11Dec2017.pdf | 1 | 1 | 0 | Deemed Ex Ante Team |  | Remove expiry date per Commission Staff direction 2018ScrewInLampSavignsMethods-11Dec2017.pdf |  | Updated to indicate claim/filing status
4008 | C-In-CFLfixt-18w(18w)-dWP45 | Commercial Indoor General Lighting: CFL Fixture replaces pre-existing standard lighting Wattage. Measure includes Code case. Impacts: CFL-based HOU (varies by BldgType) | DEER1314 | Lighting Disposition | 2020-11-24 16:30 | Com-Iltg-dWatt-CFL | DEER | Scaled | BaseRatio | 0 | 0 | None |  | 0 |  | 1 | Com | Any | Lighting | InGen-CFL | Ltg_Fixture | CFL_fixt |  | ILtg-CFLfix-Com | CFL fixture based on: Ballast; Total Watts = 3.53 | CFL fixture based on: Ballast; Total Watts = 3.53 | CFL fixture based on: CFLpin(18w); Total Watts = 18 | CFLratio0353 | CFLratio0353 | CFLfixt-18w(18w) | Available |  | 0 | 0 | Disposition: MeasuresList-October312014.xlsx | RobNc |  |  | Com-Lighting-InGen_CFLratio0353_CFLfixt-18W | DEER1316-Ltg-Com-CFL | 2013-01-01 | 2018-06-30 | InEA_modDescVal |  | L0215 |  |  | Standard | Remove expiry date per Commission Staff direction 2018ScrewInLampSavignsMethods-11Dec2017.pdf | 1 | 1 | 0 | Deemed Ex Ante Team |  | Remove expiry date per Commission Staff direction 2018ScrewInLampSavignsMethods-11Dec2017.pdf |  | Updated to indicate claim/filing status
4009 | C-In-CFLfixt-195w(195w)-dWP493 | Commercial Indoor General Lighting: CFL Fixture replaces pre-existing standard lighting Wattage. Measure includes Code case. Impacts: CFL-based HOU (varies by BldgType) | DEER1314 | Lighting Disposition | 2020-11-24 16:30 | Com-Iltg-dWatt-CFL | NonDEER | Scaled | BaseRatio | 0 | 0 | None |  | 0 |  | 1 | Com | Any | Lighting | InGen-CFL | Ltg_Fixture | CFL_fixt |  | ILtg-CFLfix-Com | CFL fixture based on: Ballast; Total Watts = 3.53 | CFL fixture based on: Ballast; Total Watts = 3.53 | CFL fixture based on: CFLpin(195w); Total Watts = 195 | CFLratio0353 | CFLratio0353 | CFLfixt-195w(195w) | Available |  | 0 | 0 | Disposition: MeasuresList-October312014.xlsx | RobNc |  |  |  | DEER1316-Ltg-Com-CFL | 2013-01-01 | 2018-06-30 | InEA_modVal |  |  |  |  | Standard | Remove expiry date per Commission Staff direction 2018ScrewInLampSavignsMethods-11Dec2017.pdf | 1 | 1 | 0 | Deemed Ex Ante Team |  | Remove expiry date per Commission Staff direction 2018ScrewInLampSavignsMethods-11Dec2017.pdf |  | Updated to indicate claim/filing status
4010 | C-In-CFLfixt-19w(19w)-dWP48 | Commercial Indoor General Lighting: CFL Fixture replaces pre-existing standard lighting Wattage. Measure includes Code case. Impacts: CFL-based HOU (varies by BldgType) | DEER1314 | Lighting Disposition | 2020-11-24 16:30 | Com-Iltg-dWatt-CFL | DEER | Scaled | BaseRatio | 0 | 0 | None |  | 0 |  | 1 | Com | Any | Lighting | InGen-CFL | Ltg_Fixture | CFL_fixt |  | ILtg-CFLfix-Com | CFL fixture based on: Ballast; Total Watts = 3.53 | CFL fixture based on: Ballast; Total Watts = 3.53 | CFL fixture based on: CFLpin(19w); Total Watts = 19 | CFLratio0353 | CFLratio0353 | CFLfixt-19w(19w) | Available |  | 0 | 0 | Disposition: MeasuresList-October312014.xlsx | RobNc |  |  |  | DEER1316-Ltg-Com-CFL | 2013-01-01 | 2018-06-30 | InEA_modVal |  |  |  |  | Standard | Remove expiry date per Commission Staff direction 2018ScrewInLampSavignsMethods-11Dec2017.pdf | 1 | 1 | 0 | Deemed Ex Ante Team |  | Remove expiry date per Commission Staff direction 2018ScrewInLampSavignsMethods-11Dec2017.pdf |  | Updated to indicate claim/filing status
4011 | C-In-CFLfixt-20w(20w)-dWP50 | Commercial Indoor General Lighting: CFL Fixture replaces pre-existing standard lighting Wattage. Measure includes Code case. Impacts: CFL-based HOU (varies by BldgType) | DEER1314 | Lighting Disposition | 2020-11-24 16:30 | Com-Iltg-dWatt-CFL | DEER | Scaled | BaseRatio | 0 | 0 | None |  | 0 |  | 1 | Com | Any | Lighting | InGen-CFL | Ltg_Fixture | CFL_fixt |  | ILtg-CFLfix-Com | CFL fixture based on: Ballast; Total Watts = 3.53 | CFL fixture based on: Ballast; Total Watts = 3.53 | CFL fixture based on: CFLpin(20w); Total Watts = 20 | CFLratio0353 | CFLratio0353 | CFLfixt-20w(20w) | Available |  | 0 | 0 | Disposition: MeasuresList-October312014.xlsx | RobNc |  |  | Com-Lighting-InGen_CFLratio0353_CFLfixt-20W | DEER1316-Ltg-Com-CFL | 2013-01-01 | 2018-06-30 | InEA_modDescVal |  |  |  |  | Standard | Remove expiry date per Commission Staff direction 2018ScrewInLampSavignsMethods-11Dec2017.pdf | 1 | 1 | 0 | Deemed Ex Ante Team |  | Remove expiry date per Commission Staff direction 2018ScrewInLampSavignsMethods-11Dec2017.pdf |  | Updated to indicate claim/filing status
4012 | C-In-CFLfixt-21w(21w)-dWP53 | Commercial Indoor General Lighting: CFL Fixture replaces pre-existing standard lighting Wattage. Measure includes Code case. Impacts: CFL-based HOU (varies by BldgType) | DEER1314 | Lighting Disposition | 2020-11-24 16:30 | Com-Iltg-dWatt-CFL | DEER | Scaled | BaseRatio | 0 | 0 | None |  | 0 |  | 1 | Com | Any | Lighting | InGen-CFL | Ltg_Fixture | CFL_fixt |  | ILtg-CFLfix-Com | CFL fixture based on: Ballast; Total Watts = 3.53 | CFL fixture based on: Ballast; Total Watts = 3.53 | CFL fixture based on: CFLpin(21w); Total Watts = 21 | CFLratio0353 | CFLratio0353 | CFLfixt-21w(21w) | Available |  | 0 | 0 | Disposition: MeasuresList-October312014.xlsx | RobNc |  |  |  | DEER1316-Ltg-Com-CFL | 2013-01-01 | 2018-06-30 | InEA_modVal |  |  |  |  | Standard | Remove expiry date per Commission Staff direction 2018ScrewInLampSavignsMethods-11Dec2017.pdf | 1 | 1 | 0 | Deemed Ex Ante Team |  | Remove expiry date per Commission Staff direction 2018ScrewInLampSavignsMethods-11Dec2017.pdf |  | Updated to indicate claim/filing status
4013 | C-In-CFLfixt-22w(22w)-dWP55 | Commercial Indoor General Lighting: CFL Fixture replaces pre-existing standard lighting Wattage. Measure includes Code case. Impacts: CFL-based HOU (varies by BldgType) | DEER1314 | Lighting Disposition | 2020-11-24 16:30 | Com-Iltg-dWatt-CFL | DEER | Scaled | BaseRatio | 0 | 0 | None |  | 0 |  | 1 | Com | Any | Lighting | InGen-CFL | Ltg_Fixture | CFL_fixt |  | ILtg-CFLfix-Com | CFL fixture based on: Ballast; Total Watts = 3.53 | CFL fixture based on: Ballast; Total Watts = 3.53 | CFL fixture based on: CFLpin(22w); Total Watts = 22 | CFLratio0353 | CFLratio0353 | CFLfixt-22w(22w) | Available |  | 0 | 0 | Disposition: MeasuresList-October312014.xlsx | RobNc |  |  |  | DEER1316-Ltg-Com-CFL | 2013-01-01 | 2018-06-30 | InEA_modVal |  | L0216 |  |  | Standard | Remove expiry date per Commission Staff direction 2018ScrewInLampSavignsMethods-11Dec2017.pdf | 1 | 1 | 0 | Deemed Ex Ante Team |  | Remove expiry date per Commission Staff direction 2018ScrewInLampSavignsMethods-11Dec2017.pdf |  | Updated to indicate claim/filing status
4014 | C-In-CFLfixt-23w(23w)-dWP58 | Commercial Indoor General Lighting: CFL Fixture replaces pre-existing standard lighting Wattage. Measure includes Code case. Impacts: CFL-based HOU (varies by BldgType) | DEER1314 | Lighting Disposition | 2020-11-24 16:30 | Com-Iltg-dWatt-CFL | DEER | Scaled | BaseRatio | 0 | 0 | None |  | 0 |  | 1 | Com | Any | Lighting | InGen-CFL | Ltg_Fixture | CFL_fixt |  | ILtg-CFLfix-Com | CFL fixture based on: Ballast; Total Watts = 3.53 | CFL fixture based on: Ballast; Total Watts = 3.53 | CFL fixture based on: CFLpin(23w); Total Watts = 23 | CFLratio0353 | CFLratio0353 | CFLfixt-23w(23w) | Available |  | 0 | 0 | Disposition: MeasuresList-October312014.xlsx | RobNc |  |  |  | DEER1316-Ltg-Com-CFL | 2013-01-01 | 2018-06-30 | InEA_modVal |  | L0217 |  |  | Standard | Remove expiry date per Commission Staff direction 2018ScrewInLampSavignsMethods-11Dec2017.pdf | 1 | 1 | 0 | Deemed Ex Ante Team |  | Remove expiry date per Commission Staff direction 2018ScrewInLampSavignsMethods-11Dec2017.pdf |  | Updated to indicate claim/filing status
4015 | C-In-CFLfixt-24w(24w)-dWP60 | Commercial Indoor General Lighting: CFL Fixture replaces pre-existing standard lighting Wattage. Measure includes Code case. Impacts: CFL-based HOU (varies by BldgType) | DEER1314 | Lighting Disposition | 2020-11-24 16:30 | Com-Iltg-dWatt-CFL | DEER | Scaled | BaseRatio | 0 | 0 | None |  | 0 |  | 1 | Com | Any | Lighting | InGen-CFL | Ltg_Fixture | CFL_fixt |  | ILtg-CFLfix-Com | CFL fixture based on: Ballast; Total Watts = 3.53 | CFL fixture based on: Ballast; Total Watts = 3.53 | CFL fixture based on: CFLpin(24w); Total Watts = 24 | CFLratio0353 | CFLratio0353 | CFLfixt-24w(24w) | Available |  | 0 | 0 | Disposition: MeasuresList-October312014.xlsx | RobNc |  |  | Com-Lighting-InGen_CFLratio0353_CFLfixt-24W | DEER1316-Ltg-Com-CFL | 2013-01-01 | 2018-06-30 | InEA_modDescVal |  |  |  |  | Standard | Remove expiry date per Commission Staff direction 2018ScrewInLampSavignsMethods-11Dec2017.pdf | 1 | 1 | 0 | Deemed Ex Ante Team |  | Remove expiry date per Commission Staff direction 2018ScrewInLampSavignsMethods-11Dec2017.pdf |  | Updated to indicate claim/filing status
4016 | C-In-CFLfixt-25w(25w)-dWP63 | Commercial Indoor General Lighting: CFL Fixture replaces pre-existing standard lighting Wattage. Measure includes Code case. Impacts: CFL-based HOU (varies by BldgType) | DEER1314 | Lighting Disposition | 2020-11-24 16:30 | Com-Iltg-dWatt-CFL | DEER | Scaled | BaseRatio | 0 | 0 | None |  | 0 |  | 1 | Com | Any | Lighting | InGen-CFL | Ltg_Fixture | CFL_fixt |  | ILtg-CFLfix-Com | CFL fixture based on: Ballast; Total Watts = 3.53 | CFL fixture based on: Ballast; Total Watts = 3.53 | CFL fixture based on: CFLpin(25w); Total Watts = 25 | CFLratio0353 | CFLratio0353 | CFLfixt-25w(25w) | Available |  | 0 | 0 | Disposition: MeasuresList-October312014.xlsx | RobNc |  |  | Com-Lighting-InGen_CFLratio0353_CFLfixt-25W | DEER1316-Ltg-Com-CFL | 2013-01-01 | 2018-06-30 | InEA_modVal |  |  |  |  | Standard | Remove expiry date per Commission Staff direction 2018ScrewInLampSavignsMethods-11Dec2017.pdf | 1 | 1 | 0 | Deemed Ex Ante Team |  | Remove expiry date per Commission Staff direction 2018ScrewInLampSavignsMethods-11Dec2017.pdf |  | Updated to indicate claim/filing status
4017 | C-In-CFLfixt-26w(26w)-dWP65 | Commercial Indoor General Lighting: CFL Fixture replaces pre-existing standard lighting Wattage. Measure includes Code case. Impacts: CFL-based HOU (varies by BldgType) | DEER1314 | Lighting Disposition | 2020-11-24 16:30 | Com-Iltg-dWatt-CFL | DEER | Scaled | BaseRatio | 0 | 0 | None |  | 0 |  | 1 | Com | Any | Lighting | InGen-CFL | Ltg_Fixture | CFL_fixt |  | ILtg-CFLfix-Com | CFL fixture based on: Ballast; Total Watts = 3.53 | CFL fixture based on: Ballast; Total Watts = 3.53 | CFL fixture based on: CFLpin(26w); Total Watts = 26 | CFLratio0353 | CFLratio0353 | CFLfixt-26w(26w) | Available |  | 0 | 0 | Disposition: MeasuresList-October312014.xlsx | RobNc |  |  | Com-Lighting-InGen_CFLratio0353_CFLfixt-26W | DEER1316-Ltg-Com-CFL | 2013-01-01 | 2018-06-30 | InEA_modDescVal |  | L0218 |  |  | Standard | Remove expiry date per Commission Staff direction 2018ScrewInLampSavignsMethods-11Dec2017.pdf | 1 | 1 | 0 | Deemed Ex Ante Team |  | Remove expiry date per Commission Staff direction 2018ScrewInLampSavignsMethods-11Dec2017.pdf |  | Updated to indicate claim/filing status
4018 | C-In-CFLfixt-26w-2Lmp(56w)-dWP39 | Commercial Indoor General Lighting: CFL Fixture replaces HID Fixture. Measure includes Code case. Impacts: Linear Fluorescent-based HOU (varies by BldgType) | DEER1314 | Lighting Disposition | 2020-11-24 16:30 | Com-Iltg-dWatt-HB | DEER | Scaled | Delta |  |  | None |  | 0 |  | 1 | Com | Any | Lighting | InGen-HB | Ltg_Fixture | CFL_fixt |  | ILtg-CFLfix-Com |  |  |  | HIDFixt-MH-70w-Ext(95w) | HIDFixt-MH-70w-Ext(95w) | CFLfixt-26w-2Lmp(56w) | Available | WP source e.g.: PGECOLTG131r4 | 0 | 0 | Disposition: MeasuresList-May222014.xlsx | RobNc |  | ILtg-MH |  | DEER1316-Ltg-Com-HB | 2013-01-01 | 2018-03-31 | DEER2016 HOU Update |  | L962 |  |  | Standard |  | 1 | 1 | 0 | Deemed Ex Ante Team |  |  |  | Updated to indicate claim/filing status
4019 | C-In-CFLfixt-26w-2Lmp(70w)-dWP25 | Commercial Indoor General Lighting: CFL Fixture replaces HID Fixture. Measure includes Code case. Impacts: Linear Fluorescent-based HOU (varies by BldgType) | DEER1314 | Lighting Disposition | 2020-11-24 16:30 | Com-Iltg-dWatt-HB | DEER | Scaled | Delta |  |  | None |  | 0 |  | 1 | Com | Any | Lighting | InGen-HB | Ltg_Fixture | CFL_fixt |  | ILtg-CFLfix-Com |  |  |  | HIDFixt-MH-70w(95w) | HIDFixt-MH-70w(95w) | CFLfixt-26w-2Lmp(70w) | Available | WP source e.g.: SCE13LG085r2 | 0 | 0 | Disposition: MeasuresList-May222014.xlsx | RobNc |  | ILtg-MH |  | DEER1316-Ltg-Com-HB | 2013-01-01 | 2018-03-31 | DEER2016 HOU Update | LT-17083 |  |  |  | Standard |  | 1 | 1 | 0 | Deemed Ex Ante Team |  |  |  | Updated to indicate claim/filing status
4020 | C-In-CFLfixt-26w-4Lmp(112w)-dWP78-dWC73 | Commercial Indoor General Lighting: CFL Fixture replaces HID Fixture. Measure includes Code case. Impacts: Linear Fluorescent-based HOU (varies by BldgType) | DEER1314 | Lighting Disposition | 2020-11-24 16:30 | Com-Iltg-dWatt-HB | DEER | Scaled | Delta |  |  | None |  | 0 |  | 1 | Com | Any | Lighting | InGen-HB | Ltg_Fixture | CFL_fixt |  | ILtg-CFLfix-Com |  |  |  | HIDFixt-MH-150w(190w) | HIDFixt-PSMH-150w(185w) | CFLfixt-26w-4Lmp(112w) | Available | WP source e.g.: PGECOLTG131r4 | 0 | 0 | Disposition: MeasuresList-May222014.xlsx | ErRobNc |  | ILtg-MH |  | DEER1316-Ltg-Com-HB | 2013-01-01 | 2018-03-31 | DEER2016 HOU Update |  | L1021 |  |  | Standard |  | 1 | 1 | 0 | Deemed Ex Ante Team |  |  |  | Updated to indicate claim/filing status
4021 | C-In-CFLfixt-26w-4Lmp(128w)-dWP62-dWC57 | Commercial Indoor General Lighting: CFL Fixture replaces HID Fixture. Measure includes Code case. Impacts: Linear Fluorescent-based HOU (varies by BldgType) | DEER1314 | Lighting Disposition | 2020-11-24 16:30 | Com-Iltg-dWatt-HB | DEER | Scaled | Delta |  |  | None |  | 0 |  | 1 | Com | Any | Lighting | InGen-HB | Ltg_Fixture | CFL_fixt |  | ILtg-CFLfix-Com |  |  |  | HIDFixt-MH-150w(190w) | HIDFixt-PSMH-150w(185w) | CFLfixt-26w-4Lmp(128w) | Available | WP source e.g.: SCE13LG085r2 | 0 | 0 | Disposition: MeasuresList-May222014.xlsx | ErRobNc |  | ILtg-MH |  | DEER1316-Ltg-Com-HB | 2013-01-01 | 2018-03-31 | DEER2016 HOU Update | LT-83701 |  |  |  | Standard |  | 1 | 1 | 0 | Deemed Ex Ante Team |  |  |  | Updated to indicate claim/filing status
4022 | C-In-CFLfixt-27w(27w)-dWP68 | Commercial Indoor General Lighting: CFL Fixture replaces pre-existing standard lighting Wattage. Measure includes Code case. Impacts: CFL-based HOU (varies by BldgType) | DEER1314 | Lighting Disposition | 2020-11-24 16:30 | Com-Iltg-dWatt-CFL | DEER | Scaled | BaseRatio | 0 | 0 | None |  | 0 |  | 1 | Com | Any | Lighting | InGen-CFL | Ltg_Fixture | CFL_fixt |  | ILtg-CFLfix-Com | CFL fixture based on: Ballast; Total Watts = 3.53 | CFL fixture based on: Ballast; Total Watts = 3.53 | CFL fixture based on: CFLpin(27w); Total Watts = 27 | CFLratio0353 | CFLratio0353 | CFLfixt-27w(27w) | Available |  | 0 | 0 | Disposition: MeasuresList-October312014.xlsx | RobNc |  |  | Com-Lighting-InGen_CFLratio0353_CFLfixt-27W | DEER1316-Ltg-Com-CFL | 2013-01-01 | 2018-06-30 | InEA_modVal |  |  |  |  | Standard | Remove expiry date per Commission Staff direction 2018ScrewInLampSavignsMethods-11Dec2017.pdf | 1 | 1 | 0 | Deemed Ex Ante Team |  | Remove expiry date per Commission Staff direction 2018ScrewInLampSavignsMethods-11Dec2017.pdf |  | Updated to indicate claim/filing status
4023 | C-In-CFLfixt-28w(28w)-dWP70 | Commercial Indoor General Lighting: CFL Fixture replaces pre-existing standard lighting Wattage. Measure includes Code case. Impacts: CFL-based HOU (varies by BldgType) | DEER1314 | Lighting Disposition | 2020-11-24 16:30 | Com-Iltg-dWatt-CFL | DEER | Scaled | BaseRatio | 0 | 0 | None |  | 0 |  | 1 | Com | Any | Lighting | InGen-CFL | Ltg_Fixture | CFL_fixt |  | ILtg-CFLfix-Com | CFL fixture based on: Ballast; Total Watts = 3.53 | CFL fixture based on: Ballast; Total Watts = 3.53 | CFL fixture based on: CFLpin(28w); Total Watts = 28 | CFLratio0353 | CFLratio0353 | CFLfixt-28w(28w) | Available |  | 0 | 0 | Disposition: MeasuresList-October312014.xlsx | RobNc |  |  | Com-Lighting-InGen_CFLratio0353_CFLfixt-28W | DEER1316-Ltg-Com-CFL | 2013-01-01 | 2018-06-30 | InEA_modDescVal |  |  |  |  | Standard | Remove expiry date per Commission Staff direction 2018ScrewInLampSavignsMethods-11Dec2017.pdf | 1 | 1 | 0 | Deemed Ex Ante Team |  | Remove expiry date per Commission Staff direction 2018ScrewInLampSavignsMethods-11Dec2017.pdf |  | Updated to indicate claim/filing status
4024 | C-In-CFLfixt-29w(29w)-dWP73 | Commercial Indoor General Lighting: CFL Fixture replaces pre-existing standard lighting Wattage. Measure includes Code case. Impacts: CFL-based HOU (varies by BldgType) | DEER1314 | Lighting Disposition | 2020-11-24 16:30 | Com-Iltg-dWatt-CFL | DEER | Scaled | BaseRatio | 0 | 0 | None |  | 0 |  | 1 | Com | Any | Lighting | InGen-CFL | Ltg_Fixture | CFL_fixt |  | ILtg-CFLfix-Com | CFL fixture based on: Ballast; Total Watts = 3.53 | CFL fixture based on: Ballast; Total Watts = 3.53 | CFL fixture based on: CFLpin(29w); Total Watts = 29 | CFLratio0353 | CFLratio0353 | CFLfixt-29w(29w) | Available |  | 0 | 0 | Disposition: MeasuresList-October312014.xlsx | RobNc |  |  |  | DEER1316-Ltg-Com-CFL | 2013-01-01 | 2018-06-30 | InEA_modVal |  |  |  |  | Standard | Remove expiry date per Commission Staff direction 2018ScrewInLampSavignsMethods-11Dec2017.pdf | 1 | 1 | 0 | Deemed Ex Ante Team |  | Remove expiry date per Commission Staff direction 2018ScrewInLampSavignsMethods-11Dec2017.pdf |  | Updated to indicate claim/filing status
4025 | C-In-CFLfixt-30w(30w)-dWP75 | Commercial Indoor General Lighting: CFL Fixture replaces pre-existing standard lighting Wattage. Measure includes Code case. Impacts: CFL-based HOU (varies by BldgType) | DEER1314 | Lighting Disposition | 2020-11-24 16:30 | Com-Iltg-dWatt-CFL | DEER | Scaled | BaseRatio | 0 | 0 | None |  | 0 |  | 1 | Com | Any | Lighting | InGen-CFL | Ltg_Fixture | CFL_fixt |  | ILtg-CFLfix-Com | CFL fixture based on: Ballast; Total Watts = 3.53 | CFL fixture based on: Ballast; Total Watts = 3.53 | CFL fixture based on: CFLpin(30w); Total Watts = 30 | CFLratio0353 | CFLratio0353 | CFLfixt-30w(30w) | Available |  | 0 | 0 | Disposition: MeasuresList-October312014.xlsx | RobNc |  |  |  | DEER1316-Ltg-Com-CFL | 2013-01-01 | 2018-06-30 | InEA_modVal |  | L0219 |  |  | Standard | Remove expiry date per Commission Staff direction 2018ScrewInLampSavignsMethods-11Dec2017.pdf | 1 | 1 | 0 | Deemed Ex Ante Team |  | Remove expiry date per Commission Staff direction 2018ScrewInLampSavignsMethods-11Dec2017.pdf |  | Updated to indicate claim/filing status
4026 | C-In-CFLfixt-31w(31w)-dWP78 | Commercial Indoor General Lighting: CFL Fixture replaces pre-existing standard lighting Wattage. Measure includes Code case. Impacts: CFL-based HOU (varies by BldgType) | DEER1314 | Lighting Disposition | 2020-11-24 16:30 | Com-Iltg-dWatt-CFL | NonDEER | Scaled | BaseRatio | 0 | 0 | None |  | 0 |  | 1 | Com | Any | Lighting | InGen-CFL | Ltg_Fixture | CFL_fixt |  | ILtg-CFLfix-Com | CFL fixture based on: Ballast; Total Watts = 3.53 | CFL fixture based on: Ballast; Total Watts = 3.53 | CFL fixture based on: CFLpin(31w); Total Watts = 31 | CFLratio0353 | CFLratio0353 | CFLfixt-31w(31w) | Available |  | 0 | 0 | Disposition: MeasuresList-October312014.xlsx | RobNc |  |  |  | DEER1316-Ltg-Com-CFL | 2013-01-01 | 2018-06-30 | InEA_modVal |  |  |  |  | Standard | Remove expiry date per Commission Staff direction 2018ScrewInLampSavignsMethods-11Dec2017.pdf | 1 | 1 | 0 | Deemed Ex Ante Team |  | Remove expiry date per Commission Staff direction 2018ScrewInLampSavignsMethods-11Dec2017.pdf |  | Updated to indicate claim/filing status
4027 | C-In-CFLfixt-32w(32w)-dWP80 | Commercial Indoor General Lighting: CFL Fixture replaces pre-existing standard lighting Wattage. Measure includes Code case. Impacts: CFL-based HOU (varies by BldgType) | DEER1314 | Lighting Disposition | 2020-11-24 16:30 | Com-Iltg-dWatt-CFL | NonDEER | Scaled | BaseRatio | 0 | 0 | None |  | 0 |  | 1 | Com | Any | Lighting | InGen-CFL | Ltg_Fixture | CFL_fixt |  | ILtg-CFLfix-Com | CFL fixture based on: Ballast; Total Watts = 3.53 | CFL fixture based on: Ballast; Total Watts = 3.53 | CFL fixture based on: CFLpin(32w); Total Watts = 32 | CFLratio0353 | CFLratio0353 | CFLfixt-32w(32w) | Available |  | 0 | 0 | Disposition: MeasuresList-October312014.xlsx | RobNc |  |  | Com-Lighting-InGen_CFLratio0353_CFLfixt-32W | DEER1316-Ltg-Com-CFL | 2013-01-01 | 2018-06-30 | InEA_modDescVal |  | L0220 |  |  | Standard | Remove expiry date per Commission Staff direction 2018ScrewInLampSavignsMethods-11Dec2017.pdf | 1 | 1 | 0 | Deemed Ex Ante Team |  | Remove expiry date per Commission Staff direction 2018ScrewInLampSavignsMethods-11Dec2017.pdf |  | Updated to indicate claim/filing status
4028 | C-In-CFLfixt-36w(36w)-dWP91 | Commercial Indoor General Lighting: CFL Fixture replaces pre-existing standard lighting Wattage. Measure includes Code case. Impacts: CFL-based HOU (varies by BldgType) | DEER1314 | Lighting Disposition | 2020-11-24 16:30 | Com-Iltg-dWatt-CFL | NonDEER | Scaled | BaseRatio | 0 | 0 | None |  | 0 |  | 1 | Com | Any | Lighting | InGen-CFL | Ltg_Fixture | CFL_fixt |  | ILtg-CFLfix-Com | CFL fixture based on: Ballast; Total Watts = 3.53 | CFL fixture based on: Ballast; Total Watts = 3.53 | CFL fixture based on: CFLpin(36w); Total Watts = 36 | CFLratio0353 | CFLratio0353 | CFLfixt-36w(36w) | Available |  | 0 | 0 | Disposition: MeasuresList-October312014.xlsx | RobNc |  |  | Com-Lighting-InGen_CFLratio0353_CFLfixt-36W | DEER1316-Ltg-Com-CFL | 2013-01-01 | 2018-06-30 | InEA_modVal |  |  |  |  | Standard | Remove expiry date per Commission Staff direction 2018ScrewInLampSavignsMethods-11Dec2017.pdf | 1 | 1 | 0 | Deemed Ex Ante Team |  | Remove expiry date per Commission Staff direction 2018ScrewInLampSavignsMethods-11Dec2017.pdf |  | Updated to indicate claim/filing status
4029 | C-In-CFLfixt-38w(38w)-dWP96 | Commercial Indoor General Lighting: CFL Fixture replaces pre-existing standard lighting Wattage. Measure includes Code case. Impacts: CFL-based HOU (varies by BldgType) | DEER1314 | Lighting Disposition | 2020-11-24 16:30 | Com-Iltg-dWatt-CFL | NonDEER | Scaled | BaseRatio | 0 | 0 | None |  | 0 |  | 1 | Com | Any | Lighting | InGen-CFL | Ltg_Fixture | CFL_fixt |  | ILtg-CFLfix-Com | CFL fixture based on: Ballast; Total Watts = 3.53 | CFL fixture based on: Ballast; Total Watts = 3.53 | CFL fixture based on: CFLpin(38w); Total Watts = 38 | CFLratio0353 | CFLratio0353 | CFLfixt-38w(38w) | Available |  | 0 | 0 | Disposition: MeasuresList-October312014.xlsx | RobNc |  |  |  | DEER1316-Ltg-Com-CFL | 2013-01-01 | 2018-06-30 | InEA_modVal |  | L0221 |  |  | Standard | Remove expiry date per Commission Staff direction 2018ScrewInLampSavignsMethods-11Dec2017.pdf | 1 | 1 | 0 | Deemed Ex Ante Team |  | Remove expiry date per Commission Staff direction 2018ScrewInLampSavignsMethods-11Dec2017.pdf |  | Updated to indicate claim/filing status
4030 | C-In-CFLfixt-39w(39w)-dWP98 | Commercial Indoor General Lighting: CFL Fixture replaces pre-existing standard lighting Wattage. Measure includes Code case. Impacts: CFL-based HOU (varies by BldgType) | DEER1314 | Lighting Disposition | 2020-11-24 16:30 | Com-Iltg-dWatt-CFL | NonDEER | Scaled | BaseRatio | 0 | 0 | None |  | 0 |  | 1 | Com | Any | Lighting | InGen-CFL | Ltg_Fixture | CFL_fixt |  | ILtg-CFLfix-Com | CFL fixture based on: Ballast; Total Watts = 3.53 | CFL fixture based on: Ballast; Total Watts = 3.53 | CFL fixture based on: CFLpin(39w); Total Watts = 39 | CFLratio0353 | CFLratio0353 | CFLfixt-39w(39w) | Available |  | 0 | 0 | Disposition: MeasuresList-October312014.xlsx | RobNc |  |  |  | DEER1316-Ltg-Com-CFL | 2013-01-01 | 2018-06-30 | InEA_modVal |  | L0239 |  |  | Standard | Remove expiry date per Commission Staff direction 2018ScrewInLampSavignsMethods-11Dec2017.pdf | 1 | 1 | 0 | Deemed Ex Ante Team |  | Remove expiry date per Commission Staff direction 2018ScrewInLampSavignsMethods-11Dec2017.pdf |  | Updated to indicate claim/filing status
4031 | C-In-CFLfixt-40w(40w)-dWP101 | Commercial Indoor General Lighting: CFL Fixture replaces pre-existing standard lighting Wattage. Measure includes Code case. Impacts: CFL-based HOU (varies by BldgType) | DEER1314 | Lighting Disposition | 2020-11-24 16:30 | Com-Iltg-dWatt-CFL | NonDEER | Scaled | BaseRatio | 0 | 0 | None |  | 0 |  | 1 | Com | Any | Lighting | InGen-CFL | Ltg_Fixture | CFL_fixt |  | ILtg-CFLfix-Com | CFL fixture based on: Ballast; Total Watts = 3.53 | CFL fixture based on: Ballast; Total Watts = 3.53 | CFL fixture based on: CFLpin(40w); Total Watts = 40 | CFLratio0353 | CFLratio0353 | CFLfixt-40w(40w) | Available |  | 0 | 0 | Disposition: MeasuresList-October312014.xlsx | RobNc |  |  | Com-Lighting-InGen_CFLratio0353_CFLfixt-40W | DEER1316-Ltg-Com-CFL | 2013-01-01 | 2018-06-30 | InEA_modVal |  | L0222 |  |  | Standard | Remove expiry date per Commission Staff direction 2018ScrewInLampSavignsMethods-11Dec2017.pdf | 1 | 1 | 0 | Deemed Ex Ante Team |  | Remove expiry date per Commission Staff direction 2018ScrewInLampSavignsMethods-11Dec2017.pdf |  | Updated to indicate claim/filing status
4032 | C-In-CFLfixt-42w(42w)-dWP106 | Commercial Indoor General Lighting: CFL Fixture replaces pre-existing standard lighting Wattage. Measure includes Code case. Impacts: CFL-based HOU (varies by BldgType) | DEER1314 | Lighting Disposition | 2020-11-24 16:30 | Com-Iltg-dWatt-CFL | NonDEER | Scaled | BaseRatio | 0 | 0 | None |  | 0 |  | 1 | Com | Any | Lighting | InGen-CFL | Ltg_Fixture | CFL_fixt |  | ILtg-CFLfix-Com | CFL fixture based on: Ballast; Total Watts = 3.53 | CFL fixture based on: Ballast; Total Watts = 3.53 | CFL fixture based on: CFLpin(42w); Total Watts = 42 | CFLratio0353 | CFLratio0353 | CFLfixt-42w(42w) | Available |  | 0 | 0 | Disposition: MeasuresList-October312014.xlsx | RobNc |  |  | Com-Lighting-InGen_CFLratio0353_CFLfixt-42W | DEER1316-Ltg-Com-CFL | 2013-01-01 | 2018-06-30 | InEA_modVal |  |  |  |  | Standard | Remove expiry date per Commission Staff direction 2018ScrewInLampSavignsMethods-11Dec2017.pdf | 1 | 1 | 0 | Deemed Ex Ante Team |  | Remove expiry date per Commission Staff direction 2018ScrewInLampSavignsMethods-11Dec2017.pdf |  | Updated to indicate claim/filing status
4033 | C-In-CFLfixt-42w-4Lmp(182w)-dWP113-dWC50 | Commercial Indoor General Lighting: CFL Fixture replaces HID Fixture. Measure includes Code case. Impacts: Linear Fluorescent-based HOU (varies by BldgType) | DEER1314 | Lighting Disposition | 2020-11-24 16:30 | Com-Iltg-dWatt-HB | NonDEER | Scaled | Delta |  |  | None |  | 0 |  | 1 | Com | Any | Lighting | InGen-HB | Ltg_Fixture | CFL_fixt |  | ILtg-CFLfix-Com |  |  |  | HIDFixt-MH-250w(295w) | HIDFixt-PSMH-200w(232w) | CFLfixt-42w-4Lmp(182w) | Available | WP source e.g.: PGECOLTG131r4 | 0 | 0 | Disposition: MeasuresList-May222014.xlsx | ErRobNc |  | ILtg-MH |  | DEER1316-Ltg-Com-HB | 2013-01-01 | 2018-03-31 | DEER2016 HOU Update |  | L1022 |  |  | Standard |  | 1 | 1 | 0 | Deemed Ex Ante Team |  |  |  | Updated to indicate claim/filing status
4034 | C-In-CFLfixt-42w-4Lmp(192w)-dWP103-dWC40 | Commercial Indoor General Lighting: CFL Fixture replaces HID Fixture. Measure includes Code case. Impacts: Linear Fluorescent-based HOU (varies by BldgType) | DEER1314 | Lighting Disposition | 2020-11-24 16:30 | Com-Iltg-dWatt-HB | NonDEER | Scaled | Delta |  |  | None |  | 0 |  | 1 | Com | Any | Lighting | InGen-HB | Ltg_Fixture | CFL_fixt |  | ILtg-CFLfix-Com |  |  |  | HIDFixt-MH-250w(295w) | HIDFixt-PSMH-200w(232w) | CFLfixt-42w-4Lmp(192w) | Available | WP source e.g.: SCE13LG085r2 | 0 | 0 | Disposition: MeasuresList-May222014.xlsx | ErRobNc |  | ILtg-MH |  | DEER1316-Ltg-Com-HB | 2013-01-01 | 2018-03-31 | DEER2016 HOU Update | LT-33489 |  |  |  | Standard |  | 1 | 1 | 0 | Deemed Ex Ante Team |  |  |  | Updated to indicate claim/filing status
4035 | C-In-CFLfixt-44w(44w)-dWP111 | Commercial Indoor General Lighting: CFL Fixture replaces pre-existing standard lighting Wattage. Measure includes Code case. Impacts: CFL-based HOU (varies by BldgType) | DEER1314 | Lighting Disposition | 2020-11-24 16:30 | Com-Iltg-dWatt-CFL | NonDEER | Scaled | BaseRatio | 0 | 0 | None |  | 0 |  | 1 | Com | Any | Lighting | InGen-CFL | Ltg_Fixture | CFL_fixt |  | ILtg-CFLfix-Com | CFL fixture based on: Ballast; Total Watts = 3.53 | CFL fixture based on: Ballast; Total Watts = 3.53 | CFL fixture based on: CFLpin(44w); Total Watts = 44 | CFLratio0353 | CFLratio0353 | CFLfixt-44w(44w) | Available |  | 0 | 0 | Disposition: MeasuresList-October312014.xlsx | RobNc |  |  |  | DEER1316-Ltg-Com-CFL | 2013-01-01 | 2018-06-30 | InEA_modVal |  |  |  |  | Standard | Remove expiry date per Commission Staff direction 2018ScrewInLampSavignsMethods-11Dec2017.pdf | 1 | 1 | 0 | Deemed Ex Ante Team |  | Remove expiry date per Commission Staff direction 2018ScrewInLampSavignsMethods-11Dec2017.pdf |  | Updated to indicate claim/filing status
4036 | C-In-CFLfixt-45w(45w)-dWP113 | Commercial Indoor General Lighting: CFL Fixture replaces pre-existing standard lighting Wattage. Measure includes Code case. Impacts: CFL-based HOU (varies by BldgType) | DEER1314 | Lighting Disposition | 2020-11-24 16:30 | Com-Iltg-dWatt-CFL | NonDEER | Scaled | BaseRatio | 0 | 0 | None |  | 0 |  | 1 | Com | Any | Lighting | InGen-CFL | Ltg_Fixture | CFL_fixt |  | ILtg-CFLfix-Com | CFL fixture based on: Ballast; Total Watts = 3.53 | CFL fixture based on: Ballast; Total Watts = 3.53 | CFL fixture based on: CFLpin(45w); Total Watts = 45 | CFLratio0353 | CFLratio0353 | CFLfixt-45w(45w) | Available |  | 0 | 0 | Disposition: MeasuresList-October312014.xlsx | RobNc |  |  |  | DEER1316-Ltg-Com-CFL | 2013-01-01 | 2018-06-30 | InEA_modVal |  | L0223 |  |  | Standard | Remove expiry date per Commission Staff direction 2018ScrewInLampSavignsMethods-11Dec2017.pdf | 1 | 1 | 0 | Deemed Ex Ante Team |  | Remove expiry date per Commission Staff direction 2018ScrewInLampSavignsMethods-11Dec2017.pdf |  | Updated to indicate claim/filing status
4037 | C-In-CFLfixt-46w(46w)-dWP116 | Commercial Indoor General Lighting: CFL Fixture replaces pre-existing standard lighting Wattage. Measure includes Code case. Impacts: CFL-based HOU (varies by BldgType) | DEER1314 | Lighting Disposition | 2020-11-24 16:30 | Com-Iltg-dWatt-CFL | NonDEER | Scaled | BaseRatio | 0 | 0 | None |  | 0 |  | 1 | Com | Any | Lighting | InGen-CFL | Ltg_Fixture | CFL_fixt |  | ILtg-CFLfix-Com | CFL fixture based on: Ballast; Total Watts = 3.53 | CFL fixture based on: Ballast; Total Watts = 3.53 | CFL fixture based on: CFLpin(46w); Total Watts = 46 | CFLratio0353 | CFLratio0353 | CFLfixt-46w(46w) | Available |  | 0 | 0 | Disposition: MeasuresList-October312014.xlsx | RobNc |  |  |  | DEER1316-Ltg-Com-CFL | 2013-01-01 | 2018-06-30 | InEA_modVal |  | L0224 |  |  | Standard | Remove expiry date per Commission Staff direction 2018ScrewInLampSavignsMethods-11Dec2017.pdf | 1 | 1 | 0 | Deemed Ex Ante Team |  | Remove expiry date per Commission Staff direction 2018ScrewInLampSavignsMethods-11Dec2017.pdf |  | Updated to indicate claim/filing status
4038 | C-In-CFLfixt-48w(48w)-dWP121 | Commercial Indoor General Lighting: CFL Fixture replaces pre-existing standard lighting Wattage. Measure includes Code case. Impacts: CFL-based HOU (varies by BldgType) | DEER1314 | Lighting Disposition | 2020-11-24 16:30 | Com-Iltg-dWatt-CFL | NonDEER | Scaled | BaseRatio | 0 | 0 | None |  | 0 |  | 1 | Com | Any | Lighting | InGen-CFL | Ltg_Fixture | CFL_fixt |  | ILtg-CFLfix-Com | CFL fixture based on: Ballast; Total Watts = 3.53 | CFL fixture based on: Ballast; Total Watts = 3.53 | CFL fixture based on: CFLpin(48w); Total Watts = 48 | CFLratio0353 | CFLratio0353 | CFLfixt-48w(48w) | Available |  | 0 | 0 | Disposition: MeasuresList-October312014.xlsx | RobNc |  |  |  | DEER1316-Ltg-Com-CFL | 2013-01-01 | 2018-06-30 | InEA_modVal |  |  |  |  | Standard | Remove expiry date per Commission Staff direction 2018ScrewInLampSavignsMethods-11Dec2017.pdf | 1 | 1 | 0 | Deemed Ex Ante Team |  | Remove expiry date per Commission Staff direction 2018ScrewInLampSavignsMethods-11Dec2017.pdf |  | Updated to indicate claim/filing status
4039 | C-In-CFLfixt-50w(50w)-dWP126 | Commercial Indoor General Lighting: CFL Fixture replaces pre-existing standard lighting Wattage. Measure includes Code case. Impacts: CFL-based HOU (varies by BldgType) | DEER1314 | Lighting Disposition | 2020-11-24 16:30 | Com-Iltg-dWatt-CFL | NonDEER | Scaled | BaseRatio | 0 | 0 | None |  | 0 |  | 1 | Com | Any | Lighting | InGen-CFL | Ltg_Fixture | CFL_fixt |  | ILtg-CFLfix-Com | CFL fixture based on: Ballast; Total Watts = 3.53 | CFL fixture based on: Ballast; Total Watts = 3.53 | CFL fixture based on: CFLpin(50w); Total Watts = 50 | CFLratio0353 | CFLratio0353 | CFLfixt-50w(50w) | Available |  | 0 | 0 | Disposition: MeasuresList-October312014.xlsx | RobNc |  |  | Com-Lighting-InGen_CFLratio0353_CFLfixt-50W | DEER1316-Ltg-Com-CFL | 2013-01-01 | 2018-06-30 | InEA_modDescVal |  |  |  |  | Standard | Remove expiry date per Commission Staff direction 2018ScrewInLampSavignsMethods-11Dec2017.pdf | 1 | 1 | 0 | Deemed Ex Ante Team |  | Remove expiry date per Commission Staff direction 2018ScrewInLampSavignsMethods-11Dec2017.pdf |  | Updated to indicate claim/filing status
4040 | C-In-CFLfixt-50w-4Lmp(244w)-dWP214-dWC121 | Commercial Indoor General Lighting: CFL Fixture replaces HID Fixture. Measure includes Code case. Impacts: Linear Fluorescent-based HOU (varies by BldgType) | DEER1314 | Lighting Disposition | 2020-11-24 16:30 | Com-Iltg-dWatt-HB | NonDEER | Scaled | Delta |  |  | None |  | 0 |  | 1 | Com | Any | Lighting | InGen-HB | Ltg_Fixture | CFL_fixt |  | ILtg-CFLfix-Com |  |  |  | HIDFixt-MH-400w(458w) | HIDFixt-PSMH-320w(365w) | CFLfixt-50w-4Lmp(244w) | Available | Not Used in 2013-2014 Final Lighting Disposition | 0 | 0 | Disposition: MeasuresList-May222014.xlsx | ErRobNc |  | ILtg-MH |  | DEER1316-Ltg-Com-HB | 2013-01-01 | 2018-03-31 | DEER2016 HOU Update |  |  |  |  | Standard |  | 1 | 1 | 0 | Deemed Ex Ante Team |  |  |  | Updated to indicate claim/filing status
4041 | C-In-CFLfixt-50w-4Lmp(244w)-dwP214-dwC156 | Commercial Indoor General Lighting: CFL Fixture replaces HID fixture. Measure includes Code case. Impacts: Linear Fluorescent-based HOU (varies by BldgType) | DEER1314 | Lighting Disposition | 2020-11-24 16:30 | Com-Iltg-dWatt-HB | NonDEER | Scaled | Delta |  |  | None |  | 0 |  | 1 | Com | Any | Lighting | InGen-HB | Ltg_Fixture | CFL_fixt |  | ILtg-CFLfix-Com |  |  |  | HIDFixt-MH-400w(458w) | HIDFixt-PSMH-350w(400w) | CFLfixt-50w-4Lmp(244w) | Available |  | 0 | 0 | RevisedHighBay.xlsx | ErRobNc |  | ILtg-MH |  | DEER1316-Ltg-Com-HB | 2013-01-01 | 2018-03-31 | DEER2016 HOU Update | LT-26133 |  |  |  | Standard |  | 1 | 1 | 0 | Deemed Ex Ante Team |  |  |  | Updated to indicate claim/filing status
4042 | C-In-CFLfixt-50w-6Lmp(360w)-dWP98 | Commercial Indoor General Lighting: CFL Fixture replaces HID Fixture. Measure includes Code case. Impacts: Linear Fluorescent-based HOU (varies by BldgType) | DEER1314 | Lighting Disposition | 2020-11-24 16:30 | Com-Iltg-dWatt-HB | NonDEER | Scaled | Delta |  |  | None |  | 0 |  | 1 | Com | Any | Lighting | InGen-HB | Ltg_Fixture | CFL_fixt |  | ILtg-CFLfix-Com |  |  |  | HIDFixt-MH-400w(458w) | HIDFixt-MH-400w(458w) | CFLfixt-50w-6Lmp(360w) | Available | Not Used in 2013-2014 Final Lighting Disposition | 0 | 0 | Disposition: MeasuresList-May222014.xlsx | RobNc |  | ILtg-MH |  | DEER1316-Ltg-Com-HB | 2013-01-01 | 2018-03-31 | DEER2016 HOU Update |  |  |  |  | Standard |  | 1 | 1 | 0 | Deemed Ex Ante Team |  |  |  | Updated to indicate claim/filing status
4043 | C-In-CFLfixt-50w-6Lmp(360w)-dwP98-dwC40 | Commercial Indoor General Lighting: CFL Fixture replaces HID fixture. Measure includes Code case. Impacts: Linear Fluorescent-based HOU (varies by BldgType) | DEER1314 | Lighting Disposition | 2020-11-24 16:30 | Com-Iltg-dWatt-HB | NonDEER | Scaled | Delta |  |  | None |  | 0 |  | 1 | Com | Any | Lighting | InGen-HB | Ltg_Fixture | CFL_fixt |  | ILtg-CFLfix-Com |  |  |  | HIDFixt-MH-400w(458w) | HIDFixt-PSMH-350w(400w) | CFLfixt-50w-6Lmp(360w) | Available |  | 0 | 0 | RevisedHighBay.xlsx | ErRobNc |  | ILtg-MH |  | DEER1316-Ltg-Com-HB | 2013-01-01 | 2018-03-31 | DEER2016 HOU Update |  |  |  |  | Standard |  | 1 | 1 | 0 | Deemed Ex Ante Team |  |  |  | Updated to indicate claim/filing status
4044 | C-In-CFLfixt-52w(52w)-dWP131 | Commercial Indoor General Lighting: CFL Fixture replaces pre-existing standard lighting Wattage. Measure includes Code case. Impacts: CFL-based HOU (varies by BldgType) | DEER1314 | Lighting Disposition | 2020-11-24 16:30 | Com-Iltg-dWatt-CFL | NonDEER | Scaled | BaseRatio | 0 | 0 | None |  | 0 |  | 1 | Com | Any | Lighting | InGen-CFL | Ltg_Fixture | CFL_fixt |  | ILtg-CFLfix-Com | CFL fixture based on: Ballast; Total Watts = 3.53 | CFL fixture based on: Ballast; Total Watts = 3.53 | CFL fixture based on: CFLpin(52w); Total Watts = 52 | CFLratio0353 | CFLratio0353 | CFLfixt-52w(52w) | Available |  | 0 | 0 | Disposition: MeasuresList-October312014.xlsx | RobNc |  |  |  | DEER1316-Ltg-Com-CFL | 2013-01-01 | 2018-06-30 | InEA_modVal |  | L0261 |  |  | Standard | Remove expiry date per Commission Staff direction 2018ScrewInLampSavignsMethods-11Dec2017.pdf | 1 | 1 | 0 | Deemed Ex Ante Team |  | Remove expiry date per Commission Staff direction 2018ScrewInLampSavignsMethods-11Dec2017.pdf |  | Updated to indicate claim/filing status
4045 | C-In-CFLfixt-54w(54w)-dWP136 | Commercial Indoor General Lighting: CFL Fixture replaces pre-existing standard lighting Wattage. Measure includes Code case. Impacts: CFL-based HOU (varies by BldgType) | DEER1314 | Lighting Disposition | 2020-11-24 16:30 | Com-Iltg-dWatt-CFL | NonDEER | Scaled | BaseRatio | 0 | 0 | None |  | 0 |  | 1 | Com | Any | Lighting | InGen-CFL | Ltg_Fixture | CFL_fixt |  | ILtg-CFLfix-Com | CFL fixture based on: Ballast; Total Watts = 3.53 | CFL fixture based on: Ballast; Total Watts = 3.53 | CFL fixture based on: CFLpin(54w); Total Watts = 54 | CFLratio0353 | CFLratio0353 | CFLfixt-54w(54w) | Available |  | 0 | 0 | Disposition: MeasuresList-October312014.xlsx | RobNc |  |  |  | DEER1316-Ltg-Com-CFL | 2013-01-01 | 2018-06-30 | InEA_modVal |  | L0225 |  |  | Standard | Remove expiry date per Commission Staff direction 2018ScrewInLampSavignsMethods-11Dec2017.pdf | 1 | 1 | 0 | Deemed Ex Ante Team |  | Remove expiry date per Commission Staff direction 2018ScrewInLampSavignsMethods-11Dec2017.pdf |  | Updated to indicate claim/filing status
4046 | C-In-CFLfixt-55w(55w)-dWP139 | Commercial Indoor General Lighting: CFL Fixture replaces pre-existing standard lighting Wattage. Measure includes Code case. Impacts: CFL-based HOU (varies by BldgType) | DEER1314 | Lighting Disposition | 2020-11-24 16:30 | Com-Iltg-dWatt-CFL | NonDEER | Scaled | BaseRatio | 0 | 0 | None |  | 0 |  | 1 | Com | Any | Lighting | InGen-CFL | Ltg_Fixture | CFL_fixt |  | ILtg-CFLfix-Com | CFL fixture based on: Ballast; Total Watts = 3.53 | CFL fixture based on: Ballast; Total Watts = 3.53 | CFL fixture based on: CFLpin(55w); Total Watts = 55 | CFLratio0353 | CFLratio0353 | CFLfixt-55w(55w) | Available |  | 0 | 0 | Disposition: MeasuresList-October312014.xlsx | RobNc |  |  | Com-Lighting-InGen_CFLratio0353_CFLfixt-55W | DEER1316-Ltg-Com-CFL | 2013-01-01 | 2018-06-30 | InEA_modVal |  | L0226 |  |  | Standard | Remove expiry date per Commission Staff direction 2018ScrewInLampSavignsMethods-11Dec2017.pdf | 1 | 1 | 0 | Deemed Ex Ante Team |  | Remove expiry date per Commission Staff direction 2018ScrewInLampSavignsMethods-11Dec2017.pdf |  | Updated to indicate claim/filing status
4047 | C-In-CFLfixt-64w(64w)-dWP161 | Commercial Indoor General Lighting: CFL Fixture replaces pre-existing standard lighting Wattage. Measure includes Code case. Impacts: CFL-based HOU (varies by BldgType) | DEER1314 | Lighting Disposition | 2020-11-24 16:30 | Com-Iltg-dWatt-CFL | NonDEER | Scaled | BaseRatio | 0 | 0 | None |  | 0 |  | 1 | Com | Any | Lighting | InGen-CFL | Ltg_Fixture | CFL_fixt |  | ILtg-CFLfix-Com | CFL fixture based on: Ballast; Total Watts = 3.53 | CFL fixture based on: Ballast; Total Watts = 3.53 | CFL fixture based on: CFLpin(64w); Total Watts = 64 | CFLratio0353 | CFLratio0353 | CFLfixt-64w(64w) | Available |  | 0 | 0 | Disposition: MeasuresList-October312014.xlsx | RobNc |  |  |  | DEER1316-Ltg-Com-CFL | 2013-01-01 | 2018-06-30 | InEA_modVal |  | L0227 |  |  | Standard | Remove expiry date per Commission Staff direction 2018ScrewInLampSavignsMethods-11Dec2017.pdf | 1 | 1 | 0 | Deemed Ex Ante Team |  | Remove expiry date per Commission Staff direction 2018ScrewInLampSavignsMethods-11Dec2017.pdf |  | Updated to indicate claim/filing status
4048 | C-In-CFLfixt-65w(65w)-dWP164 | Commercial Indoor General Lighting: CFL Fixture replaces pre-existing standard lighting Wattage. Measure includes Code case. Impacts: CFL-based HOU (varies by BldgType) | DEER1314 | Lighting Disposition | 2020-11-24 16:30 | Com-Iltg-dWatt-CFL | NonDEER | Scaled | BaseRatio | 0 | 0 | None |  | 0 |  | 1 | Com | Any | Lighting | InGen-CFL | Ltg_Fixture | CFL_fixt |  | ILtg-CFLfix-Com | CFL fixture based on: Ballast; Total Watts = 3.53 | CFL fixture based on: Ballast; Total Watts = 3.53 | CFL fixture based on: CFLpin(65w); Total Watts = 65 | CFLratio0353 | CFLratio0353 | CFLfixt-65w(65w) | Available |  | 0 | 0 | Disposition: MeasuresList-October312014.xlsx | RobNc |  |  |  | DEER1316-Ltg-Com-CFL | 2013-01-01 | 2018-06-30 | InEA_modVal |  |  |  |  | Standard | Remove expiry date per Commission Staff direction 2018ScrewInLampSavignsMethods-11Dec2017.pdf | 1 | 1 | 0 | Deemed Ex Ante Team |  | Remove expiry date per Commission Staff direction 2018ScrewInLampSavignsMethods-11Dec2017.pdf |  | Updated to indicate claim/filing status
4049 | C-In-CFLfixt-69w(69w)-dWP174 | Commercial Indoor General Lighting: CFL Fixture replaces pre-existing standard lighting Wattage. Measure includes Code case. Impacts: CFL-based HOU (varies by BldgType) | DEER1314 | Lighting Disposition | 2020-11-24 16:30 | Com-Iltg-dWatt-CFL | NonDEER | Scaled | BaseRatio | 0 | 0 | None |  | 0 |  | 1 | Com | Any | Lighting | InGen-CFL | Ltg_Fixture | CFL_fixt |  | ILtg-CFLfix-Com | CFL fixture based on: Ballast; Total Watts = 3.53 | CFL fixture based on: Ballast; Total Watts = 3.53 | CFL fixture based on: CFLpin(69w); Total Watts = 69 | CFLratio0353 | CFLratio0353 | CFLfixt-69w(69w) | Available |  | 0 | 0 | Disposition: MeasuresList-October312014.xlsx | RobNc |  |  |  | DEER1316-Ltg-Com-CFL | 2013-01-01 | 2018-06-30 | InEA_modVal |  | L0228 |  |  | Standard | Remove expiry date per Commission Staff direction 2018ScrewInLampSavignsMethods-11Dec2017.pdf | 1 | 1 | 0 | Deemed Ex Ante Team |  | Remove expiry date per Commission Staff direction 2018ScrewInLampSavignsMethods-11Dec2017.pdf |  | Updated to indicate claim/filing status
4050 | C-In-CFLfixt-70w(70w)-dWP177 | Commercial Indoor General Lighting: CFL Fixture replaces pre-existing standard lighting Wattage. Measure includes Code case. Impacts: CFL-based HOU (varies by BldgType) | DEER1314 | Lighting Disposition | 2020-11-24 16:30 | Com-Iltg-dWatt-CFL | NonDEER | Scaled | BaseRatio | 0 | 0 | None |  | 0 |  | 1 | Com | Any | Lighting | InGen-CFL | Ltg_Fixture | CFL_fixt |  | ILtg-CFLfix-Com | CFL fixture based on: Ballast; Total Watts = 3.53 | CFL fixture based on: Ballast; Total Watts = 3.53 | CFL fixture based on: CFLpin(70w); Total Watts = 70 | CFLratio0353 | CFLratio0353 | CFLfixt-70w(70w) | Available |  | 0 | 0 | Disposition: MeasuresList-October312014.xlsx | RobNc |  |  |  | DEER1316-Ltg-Com-CFL | 2013-01-01 | 2018-06-30 | InEA_modVal |  |  |  |  | Standard | Remove expiry date per Commission Staff direction 2018ScrewInLampSavignsMethods-11Dec2017.pdf | 1 | 1 | 0 | Deemed Ex Ante Team |  | Remove expiry date per Commission Staff direction 2018ScrewInLampSavignsMethods-11Dec2017.pdf |  | Updated to indicate claim/filing status
4051 | C-In-CFLfixt-72w(72w)-dWP182 | Commercial Indoor General Lighting: CFL Fixture replaces pre-existing standard lighting Wattage. Measure includes Code case. Impacts: CFL-based HOU (varies by BldgType) | DEER1314 | Lighting Disposition | 2020-11-24 16:30 | Com-Iltg-dWatt-CFL | NonDEER | Scaled | BaseRatio | 0 | 0 | None |  | 0 |  | 1 | Com | Any | Lighting | InGen-CFL | Ltg_Fixture | CFL_fixt |  | ILtg-CFLfix-Com | CFL fixture based on: Ballast; Total Watts = 3.53 | CFL fixture based on: Ballast; Total Watts = 3.53 | CFL fixture based on: CFLpin(72w); Total Watts = 72 | CFLratio0353 | CFLratio0353 | CFLfixt-72w(72w) | Available |  | 0 | 0 | Disposition: MeasuresList-October312014.xlsx | RobNc |  |  |  | DEER1316-Ltg-Com-CFL | 2013-01-01 | 2018-06-30 | InEA_modVal |  |  |  |  | Standard | Remove expiry date per Commission Staff direction 2018ScrewInLampSavignsMethods-11Dec2017.pdf | 1 | 1 | 0 | Deemed Ex Ante Team |  | Remove expiry date per Commission Staff direction 2018ScrewInLampSavignsMethods-11Dec2017.pdf |  | Updated to indicate claim/filing status
4052 | C-In-CFLfixt-78w(78w)-dWP197 | Commercial Indoor General Lighting: CFL Fixture replaces pre-existing standard lighting Wattage. Measure includes Code case. Impacts: CFL-based HOU (varies by BldgType) | DEER1314 | Lighting Disposition | 2020-11-24 16:30 | Com-Iltg-dWatt-CFL | NonDEER | Scaled | BaseRatio | 0 | 0 | None |  | 0 |  | 1 | Com | Any | Lighting | InGen-CFL | Ltg_Fixture | CFL_fixt |  | ILtg-CFLfix-Com | CFL fixture based on: Ballast; Total Watts = 3.53 | CFL fixture based on: Ballast; Total Watts = 3.53 | CFL fixture based on: CFLpin(78w); Total Watts = 78 | CFLratio0353 | CFLratio0353 | CFLfixt-78w(78w) | Available |  | 0 | 0 | Disposition: MeasuresList-October312014.xlsx | RobNc |  |  |  | DEER1316-Ltg-Com-CFL | 2013-01-01 | 2018-06-30 | InEA_modVal |  |  |  |  | Standard | Remove expiry date per Commission Staff direction 2018ScrewInLampSavignsMethods-11Dec2017.pdf | 1 | 1 | 0 | Deemed Ex Ante Team |  | Remove expiry date per Commission Staff direction 2018ScrewInLampSavignsMethods-11Dec2017.pdf |  | Updated to indicate claim/filing status
4053 | C-In-CFLfixt-7w(7w)-dWP17 | Commercial Indoor General Lighting: CFL Fixture replaces pre-existing standard lighting Wattage. Measure includes Code case. Impacts: CFL-based HOU (varies by BldgType) | DEER1314 | Lighting Disposition | 2020-11-24 16:30 | Com-Iltg-dWatt-CFL | DEER | Scaled | BaseRatio | 0 | 0 | None |  | 0 |  | 1 | Com | Any | Lighting | InGen-CFL | Ltg_Fixture | CFL_fixt |  | ILtg-CFLfix-Com | CFL fixture based on: Ballast; Total Watts = 3.53 | CFL fixture based on: Ballast; Total Watts = 3.53 | CFL fixture based on: CFLpin(7w); Total Watts = 7 | CFLratio0353 | CFLratio0353 | CFLfixt-7w(7w) | Available |  | 0 | 0 | Disposition: MeasuresList-October312014.xlsx | RobNc |  |  | Com-Lighting-InGen_CFLratio0353_CFLfixt-7W | DEER1316-Ltg-Com-CFL | 2013-01-01 | 2018-06-30 | InEA_modDescVal |  |  |  |  | Standard | Remove expiry date per Commission Staff direction 2018ScrewInLampSavignsMethods-11Dec2017.pdf | 1 | 1 | 0 | Deemed Ex Ante Team |  | Remove expiry date per Commission Staff direction 2018ScrewInLampSavignsMethods-11Dec2017.pdf |  | Updated to indicate claim/filing status
4054 | C-In-CFLfixt-8w(8w)-dWP20 | Commercial Indoor General Lighting: CFL Fixture replaces pre-existing standard lighting Wattage. Measure includes Code case. Impacts: CFL-based HOU (varies by BldgType) | DEER1314 | Lighting Disposition | 2020-11-24 16:30 | Com-Iltg-dWatt-CFL | DEER | Scaled | BaseRatio | 0 | 0 | None |  | 0 |  | 1 | Com | Any | Lighting | InGen-CFL | Ltg_Fixture | CFL_fixt |  | ILtg-CFLfix-Com | CFL fixture based on: Ballast; Total Watts = 3.53 | CFL fixture based on: Ballast; Total Watts = 3.53 | CFL fixture based on: CFLpin(8w); Total Watts = 8 | CFLratio0353 | CFLratio0353 | CFLfixt-8w(8w) | Available |  | 0 | 0 | Disposition: MeasuresList-October312014.xlsx | RobNc |  |  |  | DEER1316-Ltg-Com-CFL | 2013-01-01 | 2018-06-30 | InEA_modVal |  |  |  |  | Standard | Remove expiry date per Commission Staff direction 2018ScrewInLampSavignsMethods-11Dec2017.pdf | 1 | 1 | 0 | Deemed Ex Ante Team |  | Remove expiry date per Commission Staff direction 2018ScrewInLampSavignsMethods-11Dec2017.pdf |  | Updated to indicate claim/filing status
4055 | C-In-CFLfixt-92w(92w)-dWP232 | Commercial Indoor General Lighting: CFL Fixture replaces pre-existing standard lighting Wattage. Measure includes Code case. Impacts: CFL-based HOU (varies by BldgType) | DEER1314 | Lighting Disposition | 2020-11-24 16:30 | Com-Iltg-dWatt-CFL | NonDEER | Scaled | BaseRatio | 0 | 0 | None |  | 0 |  | 1 | Com | Any | Lighting | InGen-CFL | Ltg_Fixture | CFL_fixt |  | ILtg-CFLfix-Com | CFL fixture based on: Ballast; Total Watts = 3.53 | CFL fixture based on: Ballast; Total Watts = 3.53 | CFL fixture based on: CFLpin(92w); Total Watts = 92 | CFLratio0353 | CFLratio0353 | CFLfixt-92w(92w) | Available |  | 0 | 0 | Disposition: MeasuresList-October312014.xlsx | RobNc |  |  |  | DEER1316-Ltg-Com-CFL | 2013-01-01 | 2018-06-30 | InEA_modVal |  |  |  |  | Standard | Remove expiry date per Commission Staff direction 2018ScrewInLampSavignsMethods-11Dec2017.pdf | 1 | 1 | 0 | Deemed Ex Ante Team |  | Remove expiry date per Commission Staff direction 2018ScrewInLampSavignsMethods-11Dec2017.pdf |  | Updated to indicate claim/filing status
4056 | C-In-CFLfixt-96w(96w)-dWP242 | Commercial Indoor General Lighting: CFL Fixture replaces pre-existing standard lighting Wattage. Measure includes Code case. Impacts: CFL-based HOU (varies by BldgType) | DEER1314 | Lighting Disposition | 2020-11-24 16:30 | Com-Iltg-dWatt-CFL | NonDEER | Scaled | BaseRatio | 0 | 0 | None |  | 0 |  | 1 | Com | Any | Lighting | InGen-CFL | Ltg_Fixture | CFL_fixt |  | ILtg-CFLfix-Com | CFL fixture based on: Ballast; Total Watts = 3.53 | CFL fixture based on: Ballast; Total Watts = 3.53 | CFL fixture based on: CFLpin(96w); Total Watts = 96 | CFLratio0353 | CFLratio0353 | CFLfixt-96w(96w) | Available |  | 0 | 0 | Disposition: MeasuresList-October312014.xlsx | RobNc |  |  |  | DEER1316-Ltg-Com-CFL | 2013-01-01 | 2018-06-30 | InEA_modVal |  |  |  |  | Standard | Remove expiry date per Commission Staff direction 2018ScrewInLampSavignsMethods-11Dec2017.pdf | 1 | 1 | 0 | Deemed Ex Ante Team |  | Remove expiry date per Commission Staff direction 2018ScrewInLampSavignsMethods-11Dec2017.pdf |  | Updated to indicate claim/filing status
4057 | C-In-CFLfixt-Circ-22w(22w)-dWP55 | Commercial Indoor General Lighting: CFL Fixture replaces pre-existing standard lighting Wattage. Measure includes Code case. Impacts: CFL-based HOU (varies by BldgType) | DEER1314 | Lighting Disposition | 2020-11-24 16:30 | Com-Iltg-dWatt-CFL | DEER | Scaled | BaseRatio | 0 | 0 | None |  | 0 |  | 1 | Com | Any | Lighting | InGen-CFL | Ltg_Fixture | CFL_fixt |  | ILtg-CFLfix-Com | CFL fixture based on: Ballast; Total Watts = 3.53 | CFL fixture based on: Ballast; Total Watts = 3.53 | CFL fixture based on: CFLpin-Circ(22w), Exterior Rated; Total Watts = 22 | CFLratio0353 | CFLratio0353 | CFLfixt-Circ-22w(22w) | Available |  | 0 | 0 | Disposition: MeasuresList-October312014.xlsx | RobNc |  |  |  | DEER1316-Ltg-Com-CFL | 2013-01-01 | 2018-06-30 | InEA_modVal |  |  |  |  | Standard | Remove expiry date per Commission Staff direction 2018ScrewInLampSavignsMethods-11Dec2017.pdf | 1 | 1 | 0 | Deemed Ex Ante Team |  | Remove expiry date per Commission Staff direction 2018ScrewInLampSavignsMethods-11Dec2017.pdf |  | Updated to indicate claim/filing status
4058 | C-In-CFLretrofit-42w+6Blst(273w)-dwP185-dwC127 | Commercial Indoor General Lighting: Pin-based CFL lamp & separate Ballast replaces Metal Halide. Measure includes Code case. Impacts: Linear Fluorescent-based HOU (varies by BldgType) | DEER1314 | Lighting Disposition | 2020-11-24 16:30 | Com-Iltg-dWatt-HB | NonDEER | Scaled | Delta |  |  | None |  | 0 |  | 1 | Com | Any | Lighting | InGen-HB | Ltg_Lmp+Blst | CFL_LmpBlst |  | ILtg-CFLfix-Com |  |  |  | MH-400w(458w) | HIDFixt-PSMH-350w(400w) | CFLretrofit-42w+6Blst(273w) | Available |  | 0 | 0 | RevisedHighBay.xlsx | ErRobNc |  | ILtg-MH |  | DEER1316-Ltg-Com-HB | 2013-01-01 | 2018-03-31 | DEER2016 HOU Update |  | L1013 |  |  | Standard |  | 1 | 1 | 0 | Deemed Ex Ante Team |  |  |  | Updated to indicate claim/filing status
4059 | C-In-CFLretrofit-42w+6Blst(273w)-dWP185-dWC92 | Commercial Indoor General Lighting: Pin-based CFL lamp & separate Ballast replaces HID Lamp & Ballast. Measure includes Code case. Impacts: Linear Fluorescent-based HOU (varies by BldgType) | DEER1314 | Lighting Disposition | 2020-11-24 16:30 | Com-Iltg-dWatt-HB | NonDEER | Scaled | Delta |  |  | None |  | 0 |  | 1 | Com | Any | Lighting | InGen-HB | Ltg_Lmp+Blst | CFL_LmpBlst |  | ILtg-CFLfix-Com |  |  |  | MH-400w(458w) | PSMH-320w(365w) | CFLretrofit-42w+6Blst(273w) | Available | Not Used in 2013-2014 Final Lighting Disposition | 0 | 0 | Disposition: MeasuresList-May222014.xlsx | ErRobNc |  | ILtg-MH |  | DEER1316-Ltg-Com-HB | 2013-01-01 | 2018-03-31 | DEER2016 HOU Update |  |  |  |  | Standard |  | 1 | 1 | 0 | Deemed Ex Ante Team |  |  |  | Updated to indicate claim/filing status
4060 | C-In-CFLretrofit-50w+4Blst(233w)-dWP225-dWC132 | Commercial Indoor General Lighting: Pin-based CFL lamp & separate Ballast replaces HID Lamp & Ballast. Measure includes Code case. Impacts: Linear Fluorescent-based HOU (varies by BldgType) | DEER1314 | Lighting Disposition | 2020-11-24 16:30 | Com-Iltg-dWatt-HB | NonDEER | Scaled | Delta |  |  | None |  | 0 |  | 1 | Com | Any | Lighting | InGen-HB | Ltg_Lmp+Blst | CFL_LmpBlst |  | ILtg-CFLfix-Com |  |  |  | MH-400w(458w) | PSMH-320w(365w) | CFLretrofit-50w+4Blst(233w) | Available | Not Used in 2013-2014 Final Lighting Disposition | 0 | 0 | Disposition: MeasuresList-May222014.xlsx | ErRobNc |  | ILtg-MH |  | DEER1316-Ltg-Com-HB | 2013-01-01 | 2018-03-31 | DEER2016 HOU Update |  |  |  |  | Standard |  | 1 | 1 | 0 | Deemed Ex Ante Team |  |  |  | Updated to indicate claim/filing status
4061 | C-In-CFLretrofit-50w+4Blst(233w)-dwP225-dwC167 | Commercial Indoor General Lighting: Pin-based CFL lamp & separate Ballast replaces Metal Halide. Measure includes Code case. Impacts: Linear Fluorescent-based HOU (varies by BldgType) | DEER1314 | Lighting Disposition | 2020-11-24 16:30 | Com-Iltg-dWatt-HB | NonDEER | Scaled | Delta |  |  | None |  | 0 |  | 1 | Com | Any | Lighting | InGen-HB | Ltg_Lmp+Blst | CFL_LmpBlst |  | ILtg-CFLfix-Com |  |  |  | MH-400w(458w) | HIDFixt-PSMH-350w(400w) | CFLretrofit-50w+4Blst(233w) | Available |  | 0 | 0 | RevisedHighBay.xlsx | ErRobNc |  | ILtg-MH |  | DEER1316-Ltg-Com-HB | 2013-01-01 | 2018-03-31 | DEER2016 HOU Update |  | L1014 |  |  | Standard |  | 1 | 1 | 0 | Deemed Ex Ante Team |  |  |  | Updated to indicate claim/filing status
4062 | C-In-CFLscw(100w)-dWP257 | Commercial Indoor General Lighting: CFL Lamp with integated Ballast replaces pre-existing standard lighting Wattage. Measure includes Code case. Impacts: CFL-based HOU (varies by BldgType) | DEER1314 | Lighting Disposition | 2020-11-24 16:30 | Com-Iltg-dWatt-CFL | NonDEER | Scaled | BaseRatio | 0 | 0 | None |  | 0 |  | 1 | Com | Any | Lighting | InGen-CFL | Ltg_Lamp | CFLint_lamp |  | ILtg-CFL-Com | Com indoor non-refl CFL base case, Total Watts = 3.57 x Msr Watts | Com indoor non-refl CFL base case, Total Watts = 3.57 x Msr Watts | CFL Lamp: Non-Reflector, 100 Watts | CFLratio0357 | CFLratio0357 | CFLscw(100w) | Available |  | 0 | 0 | Disposition: MeasuresList-October312014.xlsx | RobNc |  |  | Com-Lighting-InGen_CFLratio0357_CFLscw-100w | DEER1316-Ltg-Com-CFL | 2013-01-01 | 2017-06-30 | InEA_modVal |  | LC70 |  |  | Standard |  | 1 | 1 | 0 | Deemed Ex Ante Team |  |  |  | Updated to indicate claim/filing status
4063 | C-In-CFLscw(10w)-dWP25 | Commercial Indoor General Lighting: CFL Lamp with integated Ballast replaces pre-existing standard lighting Wattage. Measure includes Code case. Impacts: CFL-based HOU (varies by BldgType) | DEER1314 | Lighting Disposition | 2020-11-24 16:30 | Com-Iltg-dWatt-CFL | DEER | Scaled | BaseRatio | 0 | 0 | None |  | 0 |  | 1 | Com | Any | Lighting | InGen-CFL | Ltg_Lamp | CFLint_lamp | CFLscw(10w) | ILtg-CFL-Com | Com indoor non-refl CFL base case, Total Watts = 3.57 x Msr Watts | Com indoor non-refl CFL base case, Total Watts = 3.57 x Msr Watts | CFL Lamp: Non-Reflector, 382 initial lumens, 10 Watts | CFLratio0357 | CFLratio0357 | CFLscw(10w) | Available |  | 0 | 0 | Disposition: MeasuresList-October312014.xlsx | RobNc |  |  | Com-Lighting-InGen_CFLratio0357_CFLscw-10w | DEER1316-Ltg-Com-CFL | 2013-01-01 | 2017-06-30 | InEA_modDescVal |  | L0164 |  |  | Standard | Added LegacyID | 1 | 1 | 0 | Deemed Ex Ante Team |  | Added LegacyID |  | Updated to indicate claim/filing status
4064 | C-In-CFLscw(11w)-dWP28 | Commercial Indoor General Lighting: CFL Lamp with integated Ballast replaces pre-existing standard lighting Wattage. Measure includes Code case. Impacts: CFL-based HOU (varies by BldgType) | DEER1314 | Lighting Disposition | 2020-11-24 16:30 | Com-Iltg-dWatt-CFL | DEER | Scaled | BaseRatio | 0 | 0 | None |  | 0 |  | 1 | Com | Any | Lighting | InGen-CFL | Ltg_Lamp | CFLint_lamp | CFLscw(11w) | ILtg-CFL-Com | Com indoor non-refl CFL base case, Total Watts = 3.57 x Msr Watts | Com indoor non-refl CFL base case, Total Watts = 3.57 x Msr Watts | CFL Lamp: Non-Reflector, 420 initial lumens, 11 Watts | CFLratio0357 | CFLratio0357 | CFLscw(11w) | Available |  | 0 | 0 | Disposition: MeasuresList-October312014.xlsx | RobNc |  |  | Com-Lighting-InGen_CFLratio0357_CFLscw-11w | DEER1316-Ltg-Com-CFL | 2013-01-01 | 2017-06-30 | InEA_modVal |  | LC77 |  |  | Standard |  | 1 | 1 | 0 | Deemed Ex Ante Team |  |  |  | Updated to indicate claim/filing status
4065 | C-In-CFLscw(12w)-dWP30 | Commercial Indoor General Lighting: CFL Lamp with integated Ballast replaces pre-existing standard lighting Wattage. Measure includes Code case. Impacts: CFL-based HOU (varies by BldgType) | DEER1314 | Lighting Disposition | 2020-11-24 16:30 | Com-Iltg-dWatt-CFL | DEER | Scaled | BaseRatio | 0 | 0 | None |  | 0 |  | 1 | Com | Any | Lighting | InGen-CFL | Ltg_Lamp | CFLint_lamp | CFLscw(12w) | ILtg-CFL-Com | Com indoor non-refl CFL base case, Total Watts = 3.57 x Msr Watts | Com indoor non-refl CFL base case, Total Watts = 3.57 x Msr Watts | CFL Lamp: Non-Reflector, 540 initial lumens, 12 Watts | CFLratio0357 | CFLratio0357 | CFLscw(12w) | Available |  | 0 | 0 | Disposition: MeasuresList-October312014.xlsx | RobNc |  |  | Com-Lighting-InGen_CFLratio0357_CFLscw-12w | DEER1316-Ltg-Com-CFL | 2013-01-01 | 2017-06-30 | InEA_modDescVal |  |  |  |  | Standard | Added LegacyID | 1 | 1 | 0 | Deemed Ex Ante Team |  | Added LegacyID |  | Updated to indicate claim/filing status
4066 | C-In-CFLscw(13w)-dWP33 | Commercial Indoor General Lighting: CFL Lamp with integated Ballast replaces pre-existing standard lighting Wattage. Measure includes Code case. Impacts: CFL-based HOU (varies by BldgType) | DEER1314 | Lighting Disposition | 2020-11-24 16:30 | Com-Iltg-dWatt-CFL | DEER | Scaled | BaseRatio | 0 | 0 | None |  | 0 |  | 1 | Com | Any | Lighting | InGen-CFL | Ltg_Lamp | CFLint_lamp | CFLscw(13w) | ILtg-CFL-Com | Com indoor non-refl CFL base case, Total Watts = 3.57 x Msr Watts | Com indoor non-refl CFL base case, Total Watts = 3.57 x Msr Watts | CFL Lamp: Non-Reflector, 660 initial lumens, 13 Watts | CFLratio0357 | CFLratio0357 | CFLscw(13w) | Available |  | 0 | 0 | Disposition: MeasuresList-October312014.xlsx | RobNc |  |  | Com-Lighting-InGen_CFLratio0357_CFLscw-13w | DEER1316-Ltg-Com-CFL | 2013-01-01 | 2017-06-30 | InEA_modVal | LT-38821 | LC78 |  |  | Standard |  | 1 | 1 | 0 | Deemed Ex Ante Team |  |  |  | Updated to indicate claim/filing status
4067 | C-In-CFLscw(14w)-dWP35 | Commercial Indoor General Lighting: CFL Lamp with integated Ballast replaces pre-existing standard lighting Wattage. Measure includes Code case. Impacts: CFL-based HOU (varies by BldgType) | DEER1314 | Lighting Disposition | 2020-11-24 16:30 | Com-Iltg-dWatt-CFL | DEER | Scaled | BaseRatio | 0 | 0 | None |  | 0 |  | 1 | Com | Any | Lighting | InGen-CFL | Ltg_Lamp | CFLint_lamp | CFLscw(14w) | ILtg-CFL-Com | Com indoor non-refl CFL base case, Total Watts = 3.57 x Msr Watts | Com indoor non-refl CFL base case, Total Watts = 3.57 x Msr Watts | CFL Lamp: Non-Reflector, 713 initial lumens, 14 Watts | CFLratio0357 | CFLratio0357 | CFLscw(14w) | Available |  | 0 | 0 | Disposition: MeasuresList-October312014.xlsx | RobNc |  |  | Com-Lighting-InGen_CFLratio0357_CFLscw-14w | DEER1316-Ltg-Com-CFL | 2013-01-01 | 2017-06-30 | InEA_modDescVal |  | LC79 |  |  | Standard | Added LegacyID | 1 | 1 | 0 | Deemed Ex Ante Team |  | Added LegacyID |  | Updated to indicate claim/filing status
4068 | C-In-CFLscw(150w)-dWP385 | Commercial Indoor General Lighting: CFL Lamp with integated Ballast replaces pre-existing standard lighting Wattage. Measure includes Code case. Impacts: CFL-based HOU (varies by BldgType) | DEER1314 | Lighting Disposition | 2020-11-24 16:30 | Com-Iltg-dWatt-CFL | NonDEER | Scaled | BaseRatio | 0 | 0 | None |  | 0 |  | 1 | Com | Any | Lighting | InGen-CFL | Ltg_Lamp | CFLint_lamp |  | ILtg-CFL-Com | Com indoor non-refl CFL base case, Total Watts = 3.57 x Msr Watts | Com indoor non-refl CFL base case, Total Watts = 3.57 x Msr Watts | CFL Lamp: Non-Reflector, 150 Watts | CFLratio0357 | CFLratio0357 | CFLscw(150w) | Available |  | 0 | 0 | Disposition: MeasuresList-October312014.xlsx | RobNc |  |  | Com-Lighting-InGen_CFLratio0357_CFLscw-150w | DEER1316-Ltg-Com-CFL | 2013-01-01 | 2017-06-30 | InEA_modDescVal |  | LC71 |  |  | Standard | Added LegacyID | 1 | 1 | 0 | Deemed Ex Ante Team |  | Added LegacyID |  | Updated to indicate claim/filing status
4069 | C-In-CFLscw(15w)-dWP38 | Commercial Indoor General Lighting: CFL Lamp with integated Ballast replaces pre-existing standard lighting Wattage. Measure includes Code case. Impacts: CFL-based HOU (varies by BldgType) | DEER1314 | Lighting Disposition | 2020-11-24 16:30 | Com-Iltg-dWatt-CFL | DEER | Scaled | BaseRatio | 0 | 0 | None |  | 0 |  | 1 | Com | Any | Lighting | InGen-CFL | Ltg_Lamp | CFLint_lamp | CFLscw(15w) | ILtg-CFL-Com | Com indoor non-refl CFL base case, Total Watts = 3.57 x Msr Watts | Com indoor non-refl CFL base case, Total Watts = 3.57 x Msr Watts | CFL Lamp: Non-Reflector, 765 initial lumens, 15 Watts | CFLratio0357 | CFLratio0357 | CFLscw(15w) | Available |  | 0 | 0 | Disposition: MeasuresList-October312014.xlsx | RobNc |  |  | Com-Lighting-InGen_CFLratio0357_CFLscw-15w | DEER1316-Ltg-Com-CFL | 2013-01-01 | 2017-06-30 | InEA_modDescVal |  | LC80 |  |  | Standard | Added LegacyID | 1 | 1 | 0 | Deemed Ex Ante Team |  | Added LegacyID |  | Updated to indicate claim/filing status
4070 | C-In-CFLscw(16w)-dWP41 | Commercial Indoor General Lighting: CFL Lamp with integated Ballast replaces pre-existing standard lighting Wattage. Measure includes Code case. Impacts: CFL-based HOU (varies by BldgType) | DEER1314 | Lighting Disposition | 2020-11-24 16:30 | Com-Iltg-dWatt-CFL | DEER | Scaled | BaseRatio | 0 | 0 | None |  | 0 |  | 1 | Com | Any | Lighting | InGen-CFL | Ltg_Lamp | CFLint_lamp | CFLscw(16w) | ILtg-CFL-Com | Com indoor non-refl CFL base case, Total Watts = 3.57 x Msr Watts | Com indoor non-refl CFL base case, Total Watts = 3.57 x Msr Watts | CFL Lamp: Non-Reflector, 810 initial lumens, 16 Watts | CFLratio0357 | CFLratio0357 | CFLscw(16w) | Available |  | 0 | 0 | Disposition: MeasuresList-October312014.xlsx | RobNc |  |  | Com-Lighting-InGen_CFLratio0357_CFLscw-16w | DEER1316-Ltg-Com-CFL | 2013-01-01 | 2017-06-30 | InEA_modVal |  | LC81 |  |  | Standard |  | 1 | 1 | 0 | Deemed Ex Ante Team |  |  |  | Updated to indicate claim/filing status
4071 | C-In-CFLscw(17w)-dWP43 | Commercial Indoor General Lighting: CFL Lamp with integated Ballast replaces pre-existing standard lighting Wattage. Measure includes Code case. Impacts: CFL-based HOU (varies by BldgType) | DEER1314 | Lighting Disposition | 2020-11-24 16:30 | Com-Iltg-dWatt-CFL | DEER | Scaled | BaseRatio | 0 | 0 | None |  | 0 |  | 1 | Com | Any | Lighting | InGen-CFL | Ltg_Lamp | CFLint_lamp | CFLscw(17w) | ILtg-CFL-Com | Com indoor non-refl CFL base case, Total Watts = 3.57 x Msr Watts | Com indoor non-refl CFL base case, Total Watts = 3.57 x Msr Watts | CFL Lamp: Non-Reflector, 845 initial lumens, 17 Watts | CFLratio0357 | CFLratio0357 | CFLscw(17w) | Available |  | 0 | 0 | Disposition: MeasuresList-October312014.xlsx | RobNc |  |  | Com-Lighting-InGen_CFLratio0357_CFLscw-17w | DEER1316-Ltg-Com-CFL | 2013-01-01 | 2017-06-30 | InEA_modDescVal | LT-12909 | LC82 |  |  | Standard | Added LegacyID | 1 | 1 | 0 | Deemed Ex Ante Team |  | Added LegacyID |  | Updated to indicate claim/filing status
4072 | C-In-CFLscw(18w)-dWP132 | Commercial Indoor General Lighting: CFL Lamp with integated Ballast replaces Incandescent Lamp. Measure includes Code case. Impacts: CFL-based HOU (varies by BldgType) | DEER1314 | Lighting Disposition | 2020-11-24 16:30 | Com-Iltg-dWatt-CFL | DEER | Scaled | Delta | 0 | 0 | None |  | 0 |  | 1 | Com | Any | Lighting | InGen-CFL | Ltg_Lamp | CFLint_lamp | CFLscw(18w) | ILtg-CFL-Com | Incandescent lamp: 150W lamp; lm=2174, Rated Life=1500hrs | Incandescent lamp: 150W lamp; lm=2174, Rated Life=1500hrs | CFL Lamp: Non-Reflector, 885 initial lumens, 18 Watts | Incan(150w) | Incan(150w) | CFLscw(18w) | Available |  | 0 | 0 | Disposition: MeasuresList-October312014.xlsx | RobNc |  | ILtg-Incand-Com |  | DEER1316-Ltg-Com-CFL | 2013-01-01 | 2018-06-30 | InEA_modVal |  |  |  |  | Standard | Remove expiry date per Commission Staff direction 2018ScrewInLampSavignsMethods-11Dec2017.pdf | 1 | 1 | 0 | Deemed Ex Ante Team |  | Remove expiry date per Commission Staff direction 2018ScrewInLampSavignsMethods-11Dec2017.pdf |  | Updated to indicate claim/filing status
4073 | C-In-CFLscw(18w)-dWP46-1 | Commercial Indoor General Lighting: CFL Lamp with integated Ballast replaces pre-existing standard lighting Wattage. Measure includes Code case. Impacts: CFL-based HOU (varies by BldgType) | DEER1314 | Lighting Disposition | 2020-11-24 16:30 | Com-Iltg-dWatt-CFL | DEER | Scaled | BaseRatio | 0 | 0 | None |  | 0 |  | 1 | Com | Any | Lighting | InGen-CFL | Ltg_Lamp | CFLint_lamp | CFLscw(18w) | ILtg-CFL-Com | Com indoor non-refl CFL base case, Total Watts = 3.57 x Msr Watts | Com indoor non-refl CFL base case, Total Watts = 3.57 x Msr Watts | CFL Lamp: Non-Reflector, 885 initial lumens, 18 Watts | CFLratio0357 | CFLratio0357 | CFLscw(18w) | Available |  | 0 | 0 | Disposition: MeasuresList-October312014.xlsx | RobNc |  |  | Com-Lighting-InGen_CFLratio0357_CFLscw-18w | DEER1316-Ltg-Com-CFL | 2013-01-01 | 2017-06-30 | InEA_modDescVal | LT-56098 | LC83 |  |  | Standard | Added LegacyID | 1 | 1 | 0 | Deemed Ex Ante Team |  | Added LegacyID |  | Updated to indicate claim/filing status
4074 | C-In-CFLscw(18w)-dWP46-2 | Commercial Indoor General Lighting: CFL Lamp with integated Ballast replaces Linear Fluorescent Fixture. Measure includes Code case. Impacts: Linear Fluorescent-based HOU (varies by BldgType) | DEER1314 | Lighting Disposition | 2020-11-24 16:30 | Com-Iltg-dWatt-CFL | DEER | Scaled | Delta | 0 | 0 | None |  | 0 |  | 1 | Com | Any | Lighting | InGen-CFL | Ltg_Lamp | CFLint_lamp | CFLscw(18w) | ILtg-CFL-Com | LF Fixture based on: LFLmpBlst-Circ12-12in-32w+MagES-RS-NLO; Any type of housing, any direction of light, No integral control; Total Watts = 64 | LF Fixture based on: LFLmpBlst-Circ12-12in-32w+MagES-RS-NLO; Any type of housing, any direction of light, No integral control; Total Watts = 64 | CFL Lamp: Non-Reflector, 885 initial lumens, 18 Watts | LFFixt-Circ12-12in-32w+MagES-RS-NLO(64w) | LFFixt-Circ12-12in-32w+MagES-RS-NLO(64w) | CFLscw(18w) | Available |  | 0 | 0 | Disposition: MeasuresList-October312014.xlsx | RobNc |  | ILtg-Lfluor-T12Mag |  | DEER1316-Ltg-Com-CFL | 2013-01-01 | 2018-06-30 | InEA_modVal |  |  |  |  | Standard | Remove expiry date per Commission Staff direction 2018ScrewInLampSavignsMethods-11Dec2017.pdf | 1 | 1 | 0 | Deemed Ex Ante Team |  | Remove expiry date per Commission Staff direction 2018ScrewInLampSavignsMethods-11Dec2017.pdf |  | Updated to indicate claim/filing status
4075 | C-In-CFLscw(19w)-dWP48 | Commercial Indoor General Lighting: CFL Lamp with integated Ballast replaces pre-existing standard lighting Wattage. Measure includes Code case. Impacts: CFL-based HOU (varies by BldgType) | DEER1314 | Lighting Disposition | 2020-11-24 16:30 | Com-Iltg-dWatt-CFL | DEER | Scaled | BaseRatio | 0 | 0 | None |  | 0 |  | 1 | Com | Any | Lighting | InGen-CFL | Ltg_Lamp | CFLint_lamp | CFLscw(19w) | ILtg-CFL-Com | Com indoor non-refl CFL base case, Total Watts = 3.57 x Msr Watts | Com indoor non-refl CFL base case, Total Watts = 3.57 x Msr Watts | CFL Lamp: Non-Reflector, 925 initial lumens, 19 Watts | CFLratio0357 | CFLratio0357 | CFLscw(19w) | Available |  | 0 | 0 | Disposition: MeasuresList-October312014.xlsx | RobNc |  |  | Com-Lighting-InGen_CFLratio0357_CFLscw-19w | DEER1316-Ltg-Com-CFL | 2013-01-01 | 2017-06-30 | InEA_modDescVal |  | LC84 |  |  | Standard | Added LegacyID | 1 | 1 | 0 | Deemed Ex Ante Team |  | Added LegacyID |  | Updated to indicate claim/filing status
4076 | C-In-CFLscw(200w)-dWP514 | Commercial Indoor General Lighting: CFL Lamp with integated Ballast replaces pre-existing standard lighting Wattage. Measure includes Code case. Impacts: CFL-based HOU (varies by BldgType) | DEER1314 | Lighting Disposition | 2020-11-24 16:30 | Com-Iltg-dWatt-CFL | NonDEER | Scaled | BaseRatio | 0 | 0 | None |  | 0 |  | 1 | Com | Any | Lighting | InGen-CFL | Ltg_Lamp | CFLint_lamp |  | ILtg-CFL-Com | Com indoor non-refl CFL base case, Total Watts = 3.57 x Msr Watts | Com indoor non-refl CFL base case, Total Watts = 3.57 x Msr Watts | CFL Lamp: Non-Reflector, 200 Watts | CFLratio0357 | CFLratio0357 | CFLscw(200w) | Available |  | 0 | 0 | Disposition: MeasuresList-October312014.xlsx | RobNc |  |  | Com-Lighting-InGen_CFLratio0357_CFLscw-200w | DEER1316-Ltg-Com-CFL | 2013-01-01 | 2017-06-30 | InEA_modVal |  | LC72 |  |  | Standard |  | 1 | 1 | 0 | Deemed Ex Ante Team |  |  |  | Updated to indicate claim/filing status
4077 | C-In-CFLscw(20w)-dWP51 | Commercial Indoor General Lighting: CFL Lamp with integated Ballast replaces pre-existing standard lighting Wattage. Measure includes Code case. Impacts: CFL-based HOU (varies by BldgType) | DEER1314 | Lighting Disposition | 2020-11-24 16:30 | Com-Iltg-dWatt-CFL | DEER | Scaled | BaseRatio | 0 | 0 | None |  | 0 |  | 1 | Com | Any | Lighting | InGen-CFL | Ltg_Lamp | CFLint_lamp | CFLscw(20w) | ILtg-CFL-Com | Com indoor non-refl CFL base case, Total Watts = 3.57 x Msr Watts | Com indoor non-refl CFL base case, Total Watts = 3.57 x Msr Watts | CFL Lamp: Non-Reflector, 965 initial lumens, 20 Watts | CFLratio0357 | CFLratio0357 | CFLscw(20w) | Available |  | 0 | 0 | Disposition: MeasuresList-October312014.xlsx | RobNc |  |  | Com-Lighting-InGen_CFLratio0357_CFLscw-20w | DEER1316-Ltg-Com-CFL | 2013-01-01 | 2017-06-30 | InEA_modVal |  | LC85 |  |  | Standard |  | 1 | 1 | 0 | Deemed Ex Ante Team |  |  |  | Updated to indicate claim/filing status
4078 | C-In-CFLscw(22w)-dWP56 | Commercial Indoor General Lighting: CFL Lamp with integated Ballast replaces pre-existing standard lighting Wattage. Measure includes Code case. Impacts: CFL-based HOU (varies by BldgType) | DEER1314 | Lighting Disposition | 2020-11-24 16:30 | Com-Iltg-dWatt-CFL | DEER | Scaled | BaseRatio | 0 | 0 | None |  | 0 |  | 1 | Com | Any | Lighting | InGen-CFL | Ltg_Lamp | CFLint_lamp | CFLscw(22w) | ILtg-CFL-Com | Com indoor non-refl CFL base case, Total Watts = 3.57 x Msr Watts | Com indoor non-refl CFL base case, Total Watts = 3.57 x Msr Watts | CFL Lamp: Non-Reflector, 1175 initial lumens, 22 Watts | CFLratio0357 | CFLratio0357 | CFLscw(22w) | Available |  | 0 | 0 | Disposition: MeasuresList-October312014.xlsx | RobNc |  |  | Com-Lighting-InGen_CFLratio0357_CFLscw-22w | DEER1316-Ltg-Com-CFL | 2013-01-01 | 2017-06-30 | InEA_modDescVal |  | LC86 |  |  | Standard | Added LegacyID | 1 | 1 | 0 | Deemed Ex Ante Team |  | Added LegacyID |  | Updated to indicate claim/filing status
4079 | C-In-CFLscw(23w)-dWP127 | Commercial Indoor General Lighting: CFL Lamp with integated Ballast replaces Incandescent Lamp. Measure includes Code case. Impacts: CFL-based HOU (varies by BldgType) | DEER1314 | Lighting Disposition | 2020-11-24 16:30 | Com-Iltg-dWatt-CFL | DEER | Scaled | Delta | 0 | 0 | None |  | 0 |  | 1 | Com | Any | Lighting | InGen-CFL | Ltg_Lamp | CFLint_lamp | CFLscw(23w) | ILtg-CFL-Com | Incandescent lamp: 150W lamp; lm=2174, Rated Life=1500hrs | Incandescent lamp: 150W lamp; lm=2174, Rated Life=1500hrs | CFL Lamp: Non-Reflector, 1280 initial lumens, 23 Watts | Incan(150w) | Incan(150w) | CFLscw(23w) | Available |  | 0 | 0 | Disposition: MeasuresList-October312014.xlsx | RobNc |  | ILtg-Incand-Com |  | DEER1316-Ltg-Com-CFL | 2013-01-01 | 2018-06-30 | InEA_modVal |  |  |  |  | Standard | Remove expiry date per Commission Staff direction 2018ScrewInLampSavignsMethods-11Dec2017.pdf | 1 | 1 | 0 | Deemed Ex Ante Team |  | Remove expiry date per Commission Staff direction 2018ScrewInLampSavignsMethods-11Dec2017.pdf |  | Updated to indicate claim/filing status
4080 | C-In-CFLscw(23w)-dWP177 | Commercial Indoor General Lighting: CFL Lamp with integated Ballast replaces Incandescent Lamp. Measure includes Code case. Impacts: CFL-based HOU (varies by BldgType) | DEER1314 | Lighting Disposition | 2020-11-24 16:30 | Com-Iltg-dWatt-CFL | DEER | Scaled | Delta | 0 | 0 | None |  | 0 |  | 1 | Com | Any | Lighting | InGen-CFL | Ltg_Lamp | CFLint_lamp | CFLscw(23w) | ILtg-CFL-Com | Incandescent lamp: 200W lamp; lm=3910, Rated Life=1500hrs | Incandescent lamp: 200W lamp; lm=3910, Rated Life=1500hrs | CFL Lamp: Non-Reflector, 1280 initial lumens, 23 Watts | Incan(200w) | Incan(200w) | CFLscw(23w) | Available |  | 0 | 0 | Disposition: MeasuresList-October312014.xlsx | RobNc |  | ILtg-Incand-Com |  | DEER1316-Ltg-Com-CFL | 2013-01-01 | 2018-06-30 | InEA_modVal |  |  |  |  | Standard | Remove expiry date per Commission Staff direction 2018ScrewInLampSavignsMethods-11Dec2017.pdf | 1 | 1 | 0 | Deemed Ex Ante Team |  | Remove expiry date per Commission Staff direction 2018ScrewInLampSavignsMethods-11Dec2017.pdf |  | Updated to indicate claim/filing status
4081 | C-In-CFLscw(23w)-dWP59 | Commercial Indoor General Lighting: CFL Lamp with integated Ballast replaces pre-existing standard lighting Wattage. Measure includes Code case. Impacts: CFL-based HOU (varies by BldgType) | DEER1314 | Lighting Disposition | 2020-11-24 16:30 | Com-Iltg-dWatt-CFL | DEER | Scaled | BaseRatio | 0 | 0 | None |  | 0 |  | 1 | Com | Any | Lighting | InGen-CFL | Ltg_Lamp | CFLint_lamp | CFLscw(23w) | ILtg-CFL-Com | Com indoor non-refl CFL base case, Total Watts = 3.57 x Msr Watts | Com indoor non-refl CFL base case, Total Watts = 3.57 x Msr Watts | CFL Lamp: Non-Reflector, 1280 initial lumens, 23 Watts | CFLratio0357 | CFLratio0357 | CFLscw(23w) | Available |  | 0 | 0 | Disposition: MeasuresList-October312014.xlsx | RobNc |  |  | Com-Lighting-InGen_CFLratio0357_CFLscw-23w | DEER1316-Ltg-Com-CFL | 2013-01-01 | 2017-06-30 | InEA_modVal |  | LC87 |  |  | Standard |  | 1 | 1 | 0 | Deemed Ex Ante Team |  |  |  | Updated to indicate claim/filing status
4082 | C-In-CFLscw(24w)-dWP61 | Commercial Indoor General Lighting: CFL Lamp with integated Ballast replaces pre-existing standard lighting Wattage. Measure includes Code case. Impacts: CFL-based HOU (varies by BldgType) | DEER1314 | Lighting Disposition | 2020-11-24 16:30 | Com-Iltg-dWatt-CFL | DEER | Scaled | BaseRatio | 0 | 0 | None |  | 0 |  | 1 | Com | Any | Lighting | InGen-CFL | Ltg_Lamp | CFLint_lamp | CFLscw(24w) | ILtg-CFL-Com | Com indoor non-refl CFL base case, Total Watts = 3.57 x Msr Watts | Com indoor non-refl CFL base case, Total Watts = 3.57 x Msr Watts | CFL Lamp: Non-Reflector, 1295 initial lumens, 24 Watts | CFLratio0357 | CFLratio0357 | CFLscw(24w) | Available |  | 0 | 0 | Disposition: MeasuresList-October312014.xlsx | RobNc |  |  | Com-Lighting-InGen_CFLratio0357_CFLscw-24w | DEER1316-Ltg-Com-CFL | 2013-01-01 | 2017-06-30 | InEA_modDescVal |  | L0182 |  |  | Standard | Added LegacyID | 1 | 1 | 0 | Deemed Ex Ante Team |  | Added LegacyID |  | Updated to indicate claim/filing status
4083 | C-In-CFLscw(25w)-dWP64 | Commercial Indoor General Lighting: CFL Lamp with integated Ballast replaces pre-existing standard lighting Wattage. Measure includes Code case. Impacts: CFL-based HOU (varies by BldgType) | DEER1314 | Lighting Disposition | 2020-11-24 16:30 | Com-Iltg-dWatt-CFL | DEER | Scaled | BaseRatio | 0 | 0 | None |  | 0 |  | 1 | Com | Any | Lighting | InGen-CFL | Ltg_Lamp | CFLint_lamp | CFLscw(25w) | ILtg-CFL-Com | Com indoor non-refl CFL base case, Total Watts = 3.57 x Msr Watts | Com indoor non-refl CFL base case, Total Watts = 3.57 x Msr Watts | CFL Lamp: Non-Reflector, 1310 initial lumens, 25 Watts | CFLratio0357 | CFLratio0357 | CFLscw(25w) | Available |  | 0 | 0 | Disposition: MeasuresList-October312014.xlsx | RobNc |  |  | Com-Lighting-InGen_CFLratio0357_CFLscw-25w | DEER1316-Ltg-Com-CFL | 2013-01-01 | 2017-06-30 | InEA_modVal |  | LC88 |  |  | Standard |  | 1 | 1 | 0 | Deemed Ex Ante Team |  |  |  | Updated to indicate claim/filing status
4084 | C-In-CFLscw(26w)-dWP66 | Commercial Indoor General Lighting: CFL Lamp with integated Ballast replaces pre-existing standard lighting Wattage. Measure includes Code case. Impacts: CFL-based HOU (varies by BldgType) | DEER1314 | Lighting Disposition | 2020-11-24 16:30 | Com-Iltg-dWatt-CFL | DEER | Scaled | BaseRatio | 0 | 0 | None |  | 0 |  | 1 | Com | Any | Lighting | InGen-CFL | Ltg_Lamp | CFLint_lamp | CFLscw(26w) | ILtg-CFL-Com | Com indoor non-refl CFL base case, Total Watts = 3.57 x Msr Watts | Com indoor non-refl CFL base case, Total Watts = 3.57 x Msr Watts | CFL Lamp: Non-Reflector, 1368 initial lumens, 26 Watts | CFLratio0357 | CFLratio0357 | CFLscw(26w) | Available |  | 0 | 0 | Disposition: MeasuresList-October312014.xlsx | RobNc |  |  | Com-Lighting-InGen_CFLratio0357_CFLscw-26w | DEER1316-Ltg-Com-CFL | 2013-01-01 | 2017-06-30 | InEA_modDescVal |  | L0186 |  |  | Standard | Added LegacyID | 1 | 1 | 0 | Deemed Ex Ante Team |  | Added LegacyID |  | Updated to indicate claim/filing status
4085 | C-In-CFLscw(27w)-dWP69 | Commercial Indoor General Lighting: CFL Lamp with integated Ballast replaces pre-existing standard lighting Wattage. Measure includes Code case. Impacts: CFL-based HOU (varies by BldgType) | DEER1314 | Lighting Disposition | 2020-11-24 16:30 | Com-Iltg-dWatt-CFL | DEER | Scaled | BaseRatio | 0 | 0 | None |  | 0 |  | 1 | Com | Any | Lighting | InGen-CFL | Ltg_Lamp | CFLint_lamp | CFLscw(27w) | ILtg-CFL-Com | Com indoor non-refl CFL base case, Total Watts = 3.57 x Msr Watts | Com indoor non-refl CFL base case, Total Watts = 3.57 x Msr Watts | CFL Lamp: Non-Reflector, 1427 initial lumens, 27 Watts | CFLratio0357 | CFLratio0357 | CFLscw(27w) | Available |  | 0 | 0 | Disposition: MeasuresList-October312014.xlsx | RobNc |  |  | Com-Lighting-InGen_CFLratio0357_CFLscw-27w | DEER1316-Ltg-Com-CFL | 2013-01-01 | 2017-06-30 | InEA_modVal |  | LC89 |  |  | Standard |  | 1 | 1 | 0 | Deemed Ex Ante Team |  |  |  | Updated to indicate claim/filing status
4086 | C-In-CFLscw(28w)-dWP71 | Commercial Indoor General Lighting: CFL Lamp with integated Ballast replaces pre-existing standard lighting Wattage. Measure includes Code case. Impacts: CFL-based HOU (varies by BldgType) | DEER1314 | Lighting Disposition | 2020-11-24 16:30 | Com-Iltg-dWatt-CFL | DEER | Scaled | BaseRatio | 0 | 0 | None |  | 0 |  | 1 | Com | Any | Lighting | InGen-CFL | Ltg_Lamp | CFLint_lamp | CFLscw(28w) | ILtg-CFL-Com | Com indoor non-refl CFL base case, Total Watts = 3.57 x Msr Watts | Com indoor non-refl CFL base case, Total Watts = 3.57 x Msr Watts | CFL Lamp: Non-Reflector, 1485 initial lumens, 28 Watts | CFLratio0357 | CFLratio0357 | CFLscw(28w) | Available |  | 0 | 0 | Disposition: MeasuresList-October312014.xlsx | RobNc |  |  | Com-Lighting-InGen_CFLratio0357_CFLscw-28w | DEER1316-Ltg-Com-CFL | 2013-01-01 | 2017-06-30 | InEA_modDescVal | LT-97466 | LC90 |  |  | Standard | Added LegacyID | 1 | 1 | 0 | Deemed Ex Ante Team |  | Added LegacyID |  | Updated to indicate claim/filing status
4087 | C-In-CFLscw(30w)-dWP77 | Commercial Indoor General Lighting: CFL Lamp with integated Ballast replaces pre-existing standard lighting Wattage. Measure includes Code case. Impacts: CFL-based HOU (varies by BldgType) | DEER1314 | Lighting Disposition | 2020-11-24 16:30 | Com-Iltg-dWatt-CFL | DEER | Scaled | BaseRatio | 0 | 0 | None |  | 0 |  | 1 | Com | Any | Lighting | InGen-CFL | Ltg_Lamp | CFLint_lamp | CFLscw(30w) | ILtg-CFL-Com | Com indoor non-refl CFL base case, Total Watts = 3.57 x Msr Watts | Com indoor non-refl CFL base case, Total Watts = 3.57 x Msr Watts | CFL Lamp: Non-Reflector, 30 Watts | CFLratio0357 | CFLratio0357 | CFLscw(30w) | Available |  | 0 | 0 | Disposition: MeasuresList-October312014.xlsx | RobNc |  |  | Com-Lighting-InGen_CFLratio0357_CFLscw-30w | DEER1316-Ltg-Com-CFL | 2013-01-01 | 2017-06-30 | InEA_modVal |  | L0188 |  |  | Standard |  | 1 | 1 | 0 | Deemed Ex Ante Team |  |  |  | Updated to indicate claim/filing status
4088 | C-In-CFLscw(31w)-dWP79 | Commercial Indoor General Lighting: CFL Lamp with integated Ballast replaces pre-existing standard lighting Wattage. Measure includes Code case. Impacts: CFL-based HOU (varies by BldgType) | DEER1314 | Lighting Disposition | 2020-11-24 16:30 | Com-Iltg-dWatt-CFL | NonDEER | Scaled | BaseRatio | 0 | 0 | None |  | 0 |  | 1 | Com | Any | Lighting | InGen-CFL | Ltg_Lamp | CFLint_lamp | CFLscw(31w) | ILtg-CFL-Com | Com indoor non-refl CFL base case, Total Watts = 3.57 x Msr Watts | Com indoor non-refl CFL base case, Total Watts = 3.57 x Msr Watts | CFL Lamp: Non-Reflector, 31 Watts | CFLratio0357 | CFLratio0357 | CFLscw(31w) | Available |  | 0 | 0 | Disposition: MeasuresList-October312014.xlsx | RobNc |  |  | Com-Lighting-InGen_CFLratio0357_CFLscw-31w | DEER1316-Ltg-Com-CFL | 2013-01-01 | 2017-06-30 | InEA_modDescVal |  | L0321 |  |  | Standard | Added LegacyID | 1 | 1 | 0 | Deemed Ex Ante Team |  | Added LegacyID |  | Updated to indicate claim/filing status
4089 | C-In-CFLscw(32w)-dWP118 | Commercial Indoor General Lighting: CFL Lamp with integated Ballast replaces Incandescent Lamp. Measure includes Code case. Impacts: CFL-based HOU (varies by BldgType) | DEER1314 | Lighting Disposition | 2020-11-24 16:30 | Com-Iltg-dWatt-CFL | NonDEER | Scaled | Delta | 0 | 0 | None |  | 0 |  | 1 | Com | Any | Lighting | InGen-CFL | Ltg_Lamp | CFLint_lamp | CFLscw(32w) | ILtg-CFL-Com | Incandescent lamp: 150W lamp; lm=2174, Rated Life=1500hrs | Incandescent lamp: 150W lamp; lm=2174, Rated Life=1500hrs | CFL Lamp: Non-Reflector, 32 Watts | Incan(150w) | Incan(150w) | CFLscw(32w) | Available |  | 0 | 0 | Disposition: MeasuresList-October312014.xlsx | RobNc |  | ILtg-Incand-Com |  | DEER1316-Ltg-Com-CFL | 2013-01-01 | 2018-06-30 | InEA_modVal |  |  |  |  | Standard | Remove expiry date per Commission Staff direction 2018ScrewInLampSavignsMethods-11Dec2017.pdf | 1 | 1 | 0 | Deemed Ex Ante Team |  | Remove expiry date per Commission Staff direction 2018ScrewInLampSavignsMethods-11Dec2017.pdf |  | Updated to indicate claim/filing status
4090 | C-In-CFLscw(32w)-dWP168 | Commercial Indoor General Lighting: CFL Lamp with integated Ballast replaces Incandescent Lamp. Measure includes Code case. Impacts: CFL-based HOU (varies by BldgType) | DEER1314 | Lighting Disposition | 2020-11-24 16:30 | Com-Iltg-dWatt-CFL | NonDEER | Scaled | Delta | 0 | 0 | None |  | 0 |  | 1 | Com | Any | Lighting | InGen-CFL | Ltg_Lamp | CFLint_lamp | CFLscw(32w) | ILtg-CFL-Com | Incandescent lamp: 200W lamp; lm=3910, Rated Life=1500hrs | Incandescent lamp: 200W lamp; lm=3910, Rated Life=1500hrs | CFL Lamp: Non-Reflector, 32 Watts | Incan(200w) | Incan(200w) | CFLscw(32w) | Available |  | 0 | 0 | Disposition: MeasuresList-October312014.xlsx | RobNc |  | ILtg-Incand-Com |  | DEER1316-Ltg-Com-CFL | 2013-01-01 | 2018-06-30 | InEA_modVal |  |  |  |  | Standard | Remove expiry date per Commission Staff direction 2018ScrewInLampSavignsMethods-11Dec2017.pdf | 1 | 1 | 0 | Deemed Ex Ante Team |  | Remove expiry date per Commission Staff direction 2018ScrewInLampSavignsMethods-11Dec2017.pdf |  | Updated to indicate claim/filing status
4091 | C-In-CFLscw(32w)-dWP82 | Commercial Indoor General Lighting: CFL Lamp with integated Ballast replaces pre-existing standard lighting Wattage. Measure includes Code case. Impacts: CFL-based HOU (varies by BldgType) | DEER1314 | Lighting Disposition | 2020-11-24 16:30 | Com-Iltg-dWatt-CFL | NonDEER | Scaled | BaseRatio | 0 | 0 | None |  | 0 |  | 1 | Com | Any | Lighting | InGen-CFL | Ltg_Lamp | CFLint_lamp | CFLscw(32w) | ILtg-CFL-Com | Com indoor non-refl CFL base case, Total Watts = 3.57 x Msr Watts | Com indoor non-refl CFL base case, Total Watts = 3.57 x Msr Watts | CFL Lamp: Non-Reflector, 32 Watts | CFLratio0357 | CFLratio0357 | CFLscw(32w) | Available |  | 0 | 0 | Disposition: MeasuresList-October312014.xlsx | RobNc |  |  | Com-Lighting-InGen_CFLratio0357_CFLscw-32w | DEER1316-Ltg-Com-CFL | 2013-01-01 | 2017-06-30 | InEA_modVal | LT-89584 | LC91 |  |  | Standard |  | 1 | 1 | 0 | Deemed Ex Ante Team |  |  |  | Updated to indicate claim/filing status
4092 | C-In-CFLscw(36w)-dWP114 | Commercial Indoor General Lighting: CFL Lamp with integated Ballast replaces Incandescent Lamp. Measure includes Code case. Impacts: CFL-based HOU (varies by BldgType) | DEER1314 | Lighting Disposition | 2020-11-24 16:30 | Com-Iltg-dWatt-CFL | NonDEER | Scaled | Delta | 0 | 0 | None |  | 0 |  | 1 | Com | Any | Lighting | InGen-CFL | Ltg_Lamp | CFLint_lamp | CFLscw(36w) | ILtg-CFL-Com | Incandescent lamp: 150W lamp; lm=2174, Rated Life=1500hrs | Incandescent lamp: 150W lamp; lm=2174, Rated Life=1500hrs | CFL Lamp: Any Non-reflector, 36 Watts | Incan(150w) | Incan(150w) | CFLscw(36w) | Available |  | 0 | 0 | Disposition: MeasuresList-October312014.xlsx | RobNc |  | ILtg-Incand-Com |  | DEER1316-Ltg-Com-CFL | 2013-01-01 | 2018-06-30 | InEA_modVal | LT-53737 |  |  |  | Standard | Remove expiry date per Commission Staff direction 2018ScrewInLampSavignsMethods-11Dec2017.pdf | 1 | 1 | 0 | Deemed Ex Ante Team |  | Remove expiry date per Commission Staff direction 2018ScrewInLampSavignsMethods-11Dec2017.pdf |  | Updated to indicate claim/filing status
4093 | C-In-CFLscw(40w)-dWP102 | Commercial Indoor General Lighting: CFL Lamp with integated Ballast replaces pre-existing standard lighting Wattage. Measure includes Code case. Impacts: CFL-based HOU (varies by BldgType) | DEER1314 | Lighting Disposition | 2020-11-24 16:30 | Com-Iltg-dWatt-CFL | NonDEER | Scaled | BaseRatio | 0 | 0 | None |  | 0 |  | 1 | Com | Any | Lighting | InGen-CFL | Ltg_Lamp | CFLint_lamp | CFLscw(40w) | ILtg-CFL-Com | Com indoor non-refl CFL base case, Total Watts = 3.57 x Msr Watts | Com indoor non-refl CFL base case, Total Watts = 3.57 x Msr Watts | CFL Lamp: Non-Reflector, 40 Watts | CFLratio0357 | CFLratio0357 | CFLscw(40w) | Available |  | 0 | 0 | Disposition: MeasuresList-October312014.xlsx | RobNc |  |  | Com-Lighting-InGen_CFLratio0357_CFLscw-40w | DEER1316-Ltg-Com-CFL | 2013-01-01 | 2017-06-30 | InEA_modDescVal | LT-90135 | L0190 |  |  | Standard | Added LegacyID | 1 | 1 | 0 | Deemed Ex Ante Team |  | Added LegacyID |  | Updated to indicate claim/filing status
4094 | C-In-CFLscw(42w)-dWP107 | Commercial Indoor General Lighting: CFL Lamp with integated Ballast replaces pre-existing standard lighting Wattage. Measure includes Code case. Impacts: CFL-based HOU (varies by BldgType) | DEER1314 | Lighting Disposition | 2020-11-24 16:30 | Com-Iltg-dWatt-CFL | NonDEER | Scaled | BaseRatio | 0 | 0 | None |  | 0 |  | 1 | Com | Any | Lighting | InGen-CFL | Ltg_Lamp | CFLint_lamp | CFLscw(42w) | ILtg-CFL-Com | Com indoor non-refl CFL base case, Total Watts = 3.57 x Msr Watts | Com indoor non-refl CFL base case, Total Watts = 3.57 x Msr Watts | CFL Lamp: Non-Reflector, 42 Watts | CFLratio0357 | CFLratio0357 | CFLscw(42w) | Available |  | 0 | 0 | Disposition: MeasuresList-October312014.xlsx | RobNc |  |  | Com-Lighting-InGen_CFLratio0357_CFLscw-42w | DEER1316-Ltg-Com-CFL | 2013-01-01 | 2017-06-30 | InEA_modDescVal | LT-69840 | LC92 |  |  | Standard | Added LegacyID | 1 | 1 | 0 | Deemed Ex Ante Team |  | Added LegacyID |  | Updated to indicate claim/filing status
4095 | C-In-CFLscw(42w)-dWP108 | Commercial Indoor General Lighting: CFL Lamp with integated Ballast replaces Incandescent Lamp. Measure includes Code case. Impacts: CFL-based HOU (varies by BldgType) | DEER1314 | Lighting Disposition | 2020-11-24 16:30 | Com-Iltg-dWatt-CFL | NonDEER | Scaled | Delta | 0 | 0 | None |  | 0 |  | 1 | Com | Any | Lighting | InGen-CFL | Ltg_Lamp | CFLint_lamp | CFLscw(42w) | ILtg-CFL-Com | Incandescent lamp: 150W lamp; lm=2174, Rated Life=1500hrs | Incandescent lamp: 150W lamp; lm=2174, Rated Life=1500hrs | CFL Lamp: Non-Reflector, 42 Watts | Incan(150w) | Incan(150w) | CFLscw(42w) | Available |  | 0 | 0 | Disposition: MeasuresList-October312014.xlsx | RobNc |  | ILtg-Incand-Com | Com-Lighting-InGen_CFLratio0357_CFLscw-42w | DEER1316-Ltg-Com-CFL | 2013-01-01 | 2018-06-30 | InEA_modVal |  |  |  |  | Standard | Remove expiry date per Commission Staff direction 2018ScrewInLampSavignsMethods-11Dec2017.pdf | 1 | 1 | 0 | Deemed Ex Ante Team |  | Remove expiry date per Commission Staff direction 2018ScrewInLampSavignsMethods-11Dec2017.pdf |  | Updated to indicate claim/filing status
4096 | C-In-CFLscw(42w)-dWP458 | Commercial Indoor General Lighting: CFL Lamp with integated Ballast replaces Incandescent Lamp. Measure includes Code case. Impacts: CFL-based HOU (varies by BldgType) | DEER1314 | Lighting Disposition | 2020-11-24 16:30 | Com-Iltg-dWatt-CFL | NonDEER | Scaled | Delta | 0 | 0 | None |  | 0 |  | 1 | Com | Any | Lighting | InGen-CFL | Ltg_Lamp | CFLint_lamp | CFLscw(42w) | ILtg-CFL-Com | Incandescent lamp: 500W lamp; lm=5500, Rated Life=1500hrs | Incandescent lamp: 500W lamp; lm=5500, Rated Life=1500hrs | CFL Lamp: Non-Reflector, 42 Watts | Incan(500w) | Incan(500w) | CFLscw(42w) | Available |  | 0 | 0 | Disposition: MeasuresList-October312014.xlsx | RobNc |  | ILtg-Incand-Com |  | DEER1316-Ltg-Com-CFL | 2013-01-01 | 2018-06-30 | InEA_modVal |  |  |  |  | Standard | Remove expiry date per Commission Staff direction 2018ScrewInLampSavignsMethods-11Dec2017.pdf | 1 | 1 | 0 | Deemed Ex Ante Team |  | Remove expiry date per Commission Staff direction 2018ScrewInLampSavignsMethods-11Dec2017.pdf |  | Updated to indicate claim/filing status
4097 | C-In-CFLscw(42w)-dWP58 | Commercial Indoor General Lighting: CFL Lamp with integated Ballast replaces HID Lamp & Ballast. Measure includes Code case. Impacts: Linear Fluorescent-based HOU (varies by BldgType) | DEER1314 | Lighting Disposition | 2020-11-24 16:30 | Com-Iltg-dWatt-CFL | NonDEER | Scaled | Delta | 0 | 0 | None |  | 0 |  | 1 | Com | Any | Lighting | InGen-CFL | Ltg_Lamp | CFLint_lamp | CFLscw(42w) | ILtg-CFL-Com | HID Lamp and Ballast: HID Lamp: Metal Halide , Any shape, 100w, Universal position (1); HID Ballast: Unspecified, No dimming capability (1); Total Watts = 100 | HID Lamp and Ballast: HID Lamp: Metal Halide , Any shape, 100w, Universal position (1); HID Ballast: Unspecified, No dimming capability (1); Total Watts = 100 | CFL Lamp: Non-Reflector, 42 Watts | MH-100w(100w) | MH-100w(100w) | CFLscw(42w) | Available | WP source e.g.: SCE13LG099r0 | 0 | 0 | Disposition: MeasuresList-May222014.xlsx | RobNc |  | ILtg-MH |  | DEER1316-Ltg-Com-CFL | 2013-01-01 | 2018-06-30 | InEA_modVal |  |  |  |  | Standard | Remove expiry date per Commission Staff direction 2018ScrewInLampSavignsMethods-11Dec2017.pdf | 1 | 1 | 0 | Deemed Ex Ante Team |  | Remove expiry date per Commission Staff direction 2018ScrewInLampSavignsMethods-11Dec2017.pdf |  | Updated to indicate claim/filing status
4098 | C-In-CFLscw(45w)-dWP115 | Commercial Indoor General Lighting: CFL Lamp with integated Ballast replaces pre-existing standard lighting Wattage. Measure includes Code case. Impacts: CFL-based HOU (varies by BldgType) | DEER1314 | Lighting Disposition | 2020-11-24 16:30 | Com-Iltg-dWatt-CFL | NonDEER | Scaled | BaseRatio | 0 | 0 | None |  | 0 |  | 1 | Com | Any | Lighting | InGen-CFL | Ltg_Lamp | CFLint_lamp | CFLscw(45w) | ILtg-CFL-Com | Com indoor non-refl CFL base case, Total Watts = 3.57 x Msr Watts | Com indoor non-refl CFL base case, Total Watts = 3.57 x Msr Watts | CFL Lamp: Any Non-reflector, 45 Watts | CFLratio0357 | CFLratio0357 | CFLscw(45w) | Available |  | 0 | 0 | Disposition: MeasuresList-October312014.xlsx | RobNc |  |  |  | DEER1316-Ltg-Com-CFL | 2013-01-01 | 2017-06-30 | InEA_modVal |  |  |  |  | Standard |  | 1 | 1 | 0 | Deemed Ex Ante Team |  |  |  | Updated to indicate claim/filing status
4099 | C-In-CFLscw(4w)-dWP10 | Commercial Indoor General Lighting: CFL Lamp with integated Ballast replaces pre-existing standard lighting Wattage. Measure includes Code case. Impacts: CFL-based HOU (varies by BldgType) | DEER1314 | Lighting Disposition | 2020-11-24 16:30 | Com-Iltg-dWatt-CFL | DEER | Scaled | BaseRatio | 0 | 0 | None |  | 0 |  | 1 | Com | Any | Lighting | InGen-CFL | Ltg_Lamp | CFLint_lamp | CFLscw(4w) | ILtg-CFL-Com | Com indoor non-refl CFL base case, Total Watts = 3.57 x Msr Watts | Com indoor non-refl CFL base case, Total Watts = 3.57 x Msr Watts | CFL Lamp: Non-Reflector, 4 Watts | CFLratio0357 | CFLratio0357 | CFLscw(4w) | Available |  | 0 | 0 | Disposition: MeasuresList-October312014.xlsx | RobNc |  |  | Com-Lighting-InGen_CFLratio0357_CFLscw-4w | DEER1316-Ltg-Com-CFL | 2013-01-01 | 2017-06-30 | InEA_modVal |  | LC105 |  |  | Standard |  | 1 | 1 | 0 | Deemed Ex Ante Team |  |  |  | Updated to indicate claim/filing status
4100 | C-In-CFLscw(4w)-dWP12 | Commercial Indoor General Lighting: CFL Lamp with integated Ballast replaces pre-existing standard lighting Wattage. Measure includes Code case. Impacts: CFL-based HOU (varies by BldgType) | DEER2011 | Lighting Disposition | 2020-11-24 16:30 | Com-Iltg-dWatt-CFL | NonDEER | Scaled | BaseRatio | 0 | 0 | None |  | 0 |  | 1 | Com | Any | Lighting | InGen-CFL | Ltg_Lamp | CFLint_lamp | CFLscw(4w) | ILtg-CFL-Com | Res outdoor CFL base case, Total Watts = 4.07 x Msr Watts | Res outdoor CFL base case, Total Watts = 4.07 x Msr Watts | CFL Lamp: Non-Reflector, 4 Watts | CFLratio0407 | CFLratio0407 | CFLscw(4w) | Available | For PGE3PLTG173r1 only. This measure may only be claimed by this work paper. For revision 2 and later, use C-In-CFLscw(4w)-dWP10. | 0 | 0 | Disposition: MeasuresList-October312014.xlsx | RobNc |  |  |  | None | 2013-01-01 | 2014-06-30 | InEA_modVal |  |  |  |  | Standard |  | 1 | 1 | 0 | Deemed Ex Ante Team |  |  |  | Updated to indicate claim/filing status
4101 | C-In-CFLscw(55w)-dWP141 | Commercial Indoor General Lighting: CFL Lamp with integated Ballast replaces pre-existing standard lighting Wattage. Measure includes Code case. Impacts: CFL-based HOU (varies by BldgType) | DEER1314 | Lighting Disposition | 2020-11-24 16:30 | Com-Iltg-dWatt-CFL | NonDEER | Scaled | BaseRatio | 0 | 0 | None |  | 0 |  | 1 | Com | Any | Lighting | InGen-CFL | Ltg_Lamp | CFLint_lamp | CFLscw(55w) | ILtg-CFL-Com | Com indoor non-refl CFL base case, Total Watts = 3.57 x Msr Watts | Com indoor non-refl CFL base case, Total Watts = 3.57 x Msr Watts | CFL Lamp: Non-Reflector, 55 Watts | CFLratio0357 | CFLratio0357 | CFLscw(55w) | Available |  | 0 | 0 | Disposition: MeasuresList-October312014.xlsx | RobNc |  |  | Com-Lighting-InGen_CFLratio0357_CFLscw-55w | DEER1316-Ltg-Com-CFL | 2013-01-01 | 2017-06-30 | InEA_modVal | LT-79693 | LC93 |  |  | Standard |  | 1 | 1 | 0 | Deemed Ex Ante Team |  |  |  | Updated to indicate claim/filing status
4102 | C-In-CFLscw(55w)-dWP145 | Commercial Indoor General Lighting: CFL Lamp with integated Ballast replaces Incandescent Lamp. Measure includes Code case. Impacts: CFL-based HOU (varies by BldgType) | DEER1314 | Lighting Disposition | 2020-11-24 16:30 | Com-Iltg-dWatt-CFL | NonDEER | Scaled | Delta | 0 | 0 | None |  | 0 |  | 1 | Com | Any | Lighting | InGen-CFL | Ltg_Lamp | CFLint_lamp | CFLscw(55w) | ILtg-CFL-Com | Incandescent lamp: 200W lamp; lm=3910, Rated Life=1500hrs | Incandescent lamp: 200W lamp; lm=3910, Rated Life=1500hrs | CFL Lamp: Non-Reflector, 55 Watts | Incan(200w) | Incan(200w) | CFLscw(55w) | Available |  | 0 | 0 | Disposition: MeasuresList-October312014.xlsx | RobNc |  | ILtg-Incand-Com |  | DEER1316-Ltg-Com-CFL | 2013-01-01 | 2018-06-30 | InEA_modVal | LT-58329 |  |  |  | Standard | Remove expiry date per Commission Staff direction 2018ScrewInLampSavignsMethods-11Dec2017.pdf | 1 | 1 | 0 | Deemed Ex Ante Team |  | Remove expiry date per Commission Staff direction 2018ScrewInLampSavignsMethods-11Dec2017.pdf |  | Updated to indicate claim/filing status
4103 | C-In-CFLscw(60w)-dWP154 | Commercial Indoor General Lighting: CFL Lamp with integated Ballast replaces pre-existing standard lighting Wattage. Measure includes Code case. Impacts: CFL-based HOU (varies by BldgType) | DEER1314 | Lighting Disposition | 2020-11-24 16:30 | Com-Iltg-dWatt-CFL | NonDEER | Scaled | BaseRatio | 0 | 0 | None |  | 0 |  | 1 | Com | Any | Lighting | InGen-CFL | Ltg_Lamp | CFLint_lamp |  | ILtg-CFL-Com | Com indoor non-refl CFL base case, Total Watts = 3.57 x Msr Watts | Com indoor non-refl CFL base case, Total Watts = 3.57 x Msr Watts | CFL Lamp: Non-Reflector, 60 Watts | CFLratio0357 | CFLratio0357 | CFLscw(60w) | Available |  | 0 | 0 | Disposition: MeasuresList-October312014.xlsx | RobNc |  |  | Com-Lighting-InGen_CFLratio0357_CFLscw-60w | DEER1316-Ltg-Com-CFL | 2013-01-01 | 2017-06-30 | InEA_modVal |  | LC94 |  |  | Standard |  | 1 | 1 | 0 | Deemed Ex Ante Team |  |  |  | Updated to indicate claim/filing status
4104 | C-In-CFLscw(7w)-dWP17 | Commercial Indoor General Lighting: CFL Lamp with integated Ballast replaces pre-existing standard lighting Wattage. Measure includes Code case. Impacts: CFL-based HOU (varies by BldgType) | DEER1314 | Lighting Disposition | 2020-11-24 16:30 | Com-Iltg-dWatt-CFL | DEER | Scaled | BaseRatio | 0 | 0 | None |  | 0 |  | 1 | Com | Any | Lighting | InGen-CFL | Ltg_Lamp | CFLint_lamp | CFLscw(7w) | ILtg-CFL-Com | Com indoor non-refl CFL base case, Total Watts = 3.57 x Msr Watts | Com indoor non-refl CFL base case, Total Watts = 3.57 x Msr Watts | CFL Lamp: Non-Reflector, 296 initial lumens, 7 Watts | CFLratio0357 | CFLratio0357 | CFLscw(7w) | Available |  | 0 | 0 | Disposition: MeasuresList-October312014.xlsx | RobNc |  |  | Com-Lighting-InGen_CFLratio0357_CFLscw-7w | DEER1316-Ltg-Com-CFL | 2013-01-01 | 2017-06-30 | InEA_modDescVal |  | LC106 |  |  | Standard | Added LegacyID | 1 | 1 | 0 | Deemed Ex Ante Team |  | Added LegacyID |  | Updated to indicate claim/filing status
4105 | C-In-CFLscw(80w)-dWP205 | Commercial Indoor General Lighting: CFL Lamp with integated Ballast replaces pre-existing standard lighting Wattage. Measure includes Code case. Impacts: CFL-based HOU (varies by BldgType) | DEER1314 | Lighting Disposition | 2020-11-24 16:30 | Com-Iltg-dWatt-CFL | NonDEER | Scaled | BaseRatio | 0 | 0 | None |  | 0 |  | 1 | Com | Any | Lighting | InGen-CFL | Ltg_Lamp | CFLint_lamp |  | ILtg-CFL-Com | Com indoor non-refl CFL base case, Total Watts = 3.57 x Msr Watts | Com indoor non-refl CFL base case, Total Watts = 3.57 x Msr Watts | CFL Lamp: Non-Reflector, 80 Watts | CFLratio0357 | CFLratio0357 | CFLscw(80w) | Available |  | 0 | 0 | Disposition: MeasuresList-October312014.xlsx | RobNc |  |  | Com-Lighting-InGen_CFLratio0357_CFLscw-80w | DEER1316-Ltg-Com-CFL | 2013-01-01 | 2017-06-30 | InEA_modDescVal |  | LC95 |  |  | Standard | Added LegacyID | 1 | 1 | 0 | Deemed Ex Ante Team |  | Added LegacyID |  | Updated to indicate claim/filing status
4106 | C-In-CFLscw(8w)-dWP20 | Commercial Indoor General Lighting: CFL Lamp with integated Ballast replaces pre-existing standard lighting Wattage. Measure includes Code case. Impacts: CFL-based HOU (varies by BldgType) | DEER1314 | Lighting Disposition | 2020-11-24 16:30 | Com-Iltg-dWatt-CFL | DEER | Scaled | BaseRatio | 0 | 0 | None |  | 0 |  | 1 | Com | Any | Lighting | InGen-CFL | Ltg_Lamp | CFLint_lamp | CFLscw(8w) | ILtg-CFL-Com | Com indoor non-refl CFL base case, Total Watts = 3.57 x Msr Watts | Com indoor non-refl CFL base case, Total Watts = 3.57 x Msr Watts | CFL Lamp: Non-Reflector, 320 initial lumens, 8 Watts | CFLratio0357 | CFLratio0357 | CFLscw(8w) | Available |  | 0 | 0 | Disposition: MeasuresList-October312014.xlsx | RobNc |  |  | Com-Lighting-InGen_CFLratio0357_CFLscw-8w | DEER1316-Ltg-Com-CFL | 2013-01-01 | 2017-06-30 | InEA_modDescVal |  |  |  |  | Standard | Added LegacyID | 1 | 1 | 0 | Deemed Ex Ante Team |  | Added LegacyID |  | Updated to indicate claim/filing status
4107 | C-In-CFLscw(9w)-dWP23 | Commercial Indoor General Lighting: CFL Lamp with integated Ballast replaces pre-existing standard lighting Wattage. Measure includes Code case. Impacts: CFL-based HOU (varies by BldgType) | DEER1314 | Lighting Disposition | 2020-11-24 16:30 | Com-Iltg-dWatt-CFL | DEER | Scaled | BaseRatio | 0 | 0 | None |  | 0 |  | 1 | Com | Any | Lighting | InGen-CFL | Ltg_Lamp | CFLint_lamp | CFLscw(9w) | ILtg-CFL-Com | Com indoor non-refl CFL base case, Total Watts = 3.57 x Msr Watts | Com indoor non-refl CFL base case, Total Watts = 3.57 x Msr Watts | CFL Lamp: Non-Reflector, 344 initial lumens, 9 Watts | CFLratio0357 | CFLratio0357 | CFLscw(9w) | Available |  | 0 | 0 | Disposition: MeasuresList-October312014.xlsx | RobNc |  |  | Com-Lighting-InGen_CFLratio0357_CFLscw-9w | DEER1316-Ltg-Com-CFL | 2013-01-01 | 2017-06-30 | InEA_modVal |  | LC107 |  |  | Standard |  | 1 | 1 | 0 | Deemed Ex Ante Team |  |  |  | Updated to indicate claim/filing status
4108 | C-In-CFLscw-A(10w)-dWP25 | Commercial Indoor General Lighting: CFL Lamp with integated Ballast replaces pre-existing standard lighting Wattage. Measure includes Code case. Impacts: CFL-based HOU (varies by BldgType) | DEER1314 | Lighting Disposition | 2020-11-24 16:30 | Com-Iltg-dWatt-CFL | DEER | Scaled | BaseRatio | 0 | 0 | None |  | 0 |  | 1 | Com | Any | Lighting | InGen-CFL | Ltg_Lamp | CFLint_lamp | CFLscw-A(10w) | ILtg-CFL-Com | Com indoor non-refl CFL base case, Total Watts = 3.57 x Msr Watts | Com indoor non-refl CFL base case, Total Watts = 3.57 x Msr Watts | CFL Lamp: A-lamp, 10 Watts | CFLratio0357 | CFLratio0357 | CFLscw-A(10w) | Available |  | 0 | 0 | Disposition: MeasuresList-October312014.xlsx | RobNc |  |  |  | DEER1316-Ltg-Com-CFL | 2013-01-01 | 2017-06-30 | InEA_modVal |  |  |  |  | Standard |  | 1 | 1 | 0 | Deemed Ex Ante Team |  |  |  | Updated to indicate claim/filing status
4109 | C-In-CFLscw-A(11w)-dWP28 | Commercial Indoor General Lighting: CFL Lamp with integated Ballast replaces pre-existing standard lighting Wattage. Measure includes Code case. Impacts: CFL-based HOU (varies by BldgType) | DEER1314 | Lighting Disposition | 2020-11-24 16:30 | Com-Iltg-dWatt-CFL | DEER | Scaled | BaseRatio | 0 | 0 | None |  | 0 |  | 1 | Com | Any | Lighting | InGen-CFL | Ltg_Lamp | CFLint_lamp | CFLscw-A(11w) | ILtg-CFL-Com | Com indoor non-refl CFL base case, Total Watts = 3.57 x Msr Watts | Com indoor non-refl CFL base case, Total Watts = 3.57 x Msr Watts | CFL Lamp: A-lamp, 11 Watts | CFLratio0357 | CFLratio0357 | CFLscw-A(11w) | Available |  | 0 | 0 | Disposition: MeasuresList-October312014.xlsx | RobNc |  |  |  | DEER1316-Ltg-Com-CFL | 2013-01-01 | 2017-06-30 | InEA_modVal |  |  |  |  | Standard |  | 1 | 1 | 0 | Deemed Ex Ante Team |  |  |  | Updated to indicate claim/filing status
4110 | C-In-CFLscw-A(12w)-dWP30 | Commercial Indoor General Lighting: CFL Lamp with integated Ballast replaces pre-existing standard lighting Wattage. Measure includes Code case. Impacts: CFL-based HOU (varies by BldgType) | DEER1314 | Lighting Disposition | 2020-11-24 16:30 | Com-Iltg-dWatt-CFL | DEER | Scaled | BaseRatio | 0 | 0 | None |  | 0 |  | 1 | Com | Any | Lighting | InGen-CFL | Ltg_Lamp | CFLint_lamp | CFLscw-A(12w) | ILtg-CFL-Com | Com indoor non-refl CFL base case, Total Watts = 3.57 x Msr Watts | Com indoor non-refl CFL base case, Total Watts = 3.57 x Msr Watts | CFL Lamp: A-lamp, 12 Watts | CFLratio0357 | CFLratio0357 | CFLscw-A(12w) | Available |  | 0 | 0 | Disposition: MeasuresList-October312014.xlsx | RobNc |  |  |  | DEER1316-Ltg-Com-CFL | 2013-01-01 | 2017-06-30 | InEA_modVal | LT-10566 |  |  |  | Standard |  | 1 | 1 | 0 | Deemed Ex Ante Team |  |  |  | Updated to indicate claim/filing status
4111 | C-In-CFLscw-A(13w)-dWP33 | Commercial Indoor General Lighting: CFL Lamp with integated Ballast replaces pre-existing standard lighting Wattage. Measure includes Code case. Impacts: CFL-based HOU (varies by BldgType) | DEER1314 | Lighting Disposition | 2020-11-24 16:30 | Com-Iltg-dWatt-CFL | DEER | Scaled | BaseRatio | 0 | 0 | None |  | 0 |  | 1 | Com | Any | Lighting | InGen-CFL | Ltg_Lamp | CFLint_lamp | CFLscw-A(13w) | ILtg-CFL-Com | Com indoor non-refl CFL base case, Total Watts = 3.57 x Msr Watts | Com indoor non-refl CFL base case, Total Watts = 3.57 x Msr Watts | CFL Lamp: A-lamp, 13 Watts | CFLratio0357 | CFLratio0357 | CFLscw-A(13w) | Available |  | 0 | 0 | Disposition: MeasuresList-October312014.xlsx | RobNc |  |  |  | DEER1316-Ltg-Com-CFL | 2013-01-01 | 2017-06-30 | InEA_modVal |  |  |  |  | Standard |  | 1 | 1 | 0 | Deemed Ex Ante Team |  |  |  | Updated to indicate claim/filing status
4112 | C-In-CFLscw-A(14w)-dWP35 | Commercial Indoor General Lighting: CFL Lamp with integated Ballast replaces pre-existing standard lighting Wattage. Measure includes Code case. Impacts: CFL-based HOU (varies by BldgType) | DEER1314 | Lighting Disposition | 2020-11-24 16:30 | Com-Iltg-dWatt-CFL | DEER | Scaled | BaseRatio | 0 | 0 | None |  | 0 |  | 1 | Com | Any | Lighting | InGen-CFL | Ltg_Lamp | CFLint_lamp | CFLscw-A(14w) | ILtg-CFL-Com | Com indoor non-refl CFL base case, Total Watts = 3.57 x Msr Watts | Com indoor non-refl CFL base case, Total Watts = 3.57 x Msr Watts | CFL Lamp: A-lamp, 14 Watts | CFLratio0357 | CFLratio0357 | CFLscw-A(14w) | Available |  | 0 | 0 | Disposition: MeasuresList-October312014.xlsx | RobNc |  |  |  | DEER1316-Ltg-Com-CFL | 2013-01-01 | 2017-06-30 | InEA_modVal | LT-46312 |  |  |  | Standard |  | 1 | 1 | 0 | Deemed Ex Ante Team |  |  |  | Updated to indicate claim/filing status
4113 | C-In-CFLscw-A(15w)-dWP38 | Commercial Indoor General Lighting: CFL Lamp with integated Ballast replaces pre-existing standard lighting Wattage. Measure includes Code case. Impacts: CFL-based HOU (varies by BldgType) | DEER1314 | Lighting Disposition | 2020-11-24 16:30 | Com-Iltg-dWatt-CFL | DEER | Scaled | BaseRatio | 0 | 0 | None |  | 0 |  | 1 | Com | Any | Lighting | InGen-CFL | Ltg_Lamp | CFLint_lamp | CFLscw-A(15w) | ILtg-CFL-Com | Com indoor non-refl CFL base case, Total Watts = 3.57 x Msr Watts | Com indoor non-refl CFL base case, Total Watts = 3.57 x Msr Watts | CFL Lamp: A-lamp, 15 Watts | CFLratio0357 | CFLratio0357 | CFLscw-A(15w) | Available |  | 0 | 0 | Disposition: MeasuresList-October312014.xlsx | RobNc |  |  |  | DEER1316-Ltg-Com-CFL | 2013-01-01 | 2017-06-30 | InEA_modVal |  |  |  |  | Standard |  | 1 | 1 | 0 | Deemed Ex Ante Team |  |  |  | Updated to indicate claim/filing status
4114 | C-In-CFLscw-A(16w)-dWP41 | Commercial Indoor General Lighting: CFL Lamp with integated Ballast replaces pre-existing standard lighting Wattage. Measure includes Code case. Impacts: CFL-based HOU (varies by BldgType) | DEER1314 | Lighting Disposition | 2020-11-24 16:30 | Com-Iltg-dWatt-CFL | DEER | Scaled | BaseRatio | 0 | 0 | None |  | 0 |  | 1 | Com | Any | Lighting | InGen-CFL | Ltg_Lamp | CFLint_lamp | CFLscw-A(16w) | ILtg-CFL-Com | Com indoor non-refl CFL base case, Total Watts = 3.57 x Msr Watts | Com indoor non-refl CFL base case, Total Watts = 3.57 x Msr Watts | CFL Lamp: A-lamp, 16 Watts | CFLratio0357 | CFLratio0357 | CFLscw-A(16w) | Available |  | 0 | 0 | Disposition: MeasuresList-October312014.xlsx | RobNc |  |  |  | DEER1316-Ltg-Com-CFL | 2013-01-01 | 2017-06-30 | InEA_modVal |  |  |  |  | Standard |  | 1 | 1 | 0 | Deemed Ex Ante Team |  |  |  | Updated to indicate claim/filing status
4115 | C-In-CFLscw-A(18w)-dWP46 | Commercial Indoor General Lighting: CFL Lamp with integated Ballast replaces pre-existing standard lighting Wattage. Measure includes Code case. Impacts: CFL-based HOU (varies by BldgType) | DEER1314 | Lighting Disposition | 2020-11-24 16:30 | Com-Iltg-dWatt-CFL | DEER | Scaled | BaseRatio | 0 | 0 | None |  | 0 |  | 1 | Com | Any | Lighting | InGen-CFL | Ltg_Lamp | CFLint_lamp | CFLscw-A(18w) | ILtg-CFL-Com | Com indoor non-refl CFL base case, Total Watts = 3.57 x Msr Watts | Com indoor non-refl CFL base case, Total Watts = 3.57 x Msr Watts | CFL Lamp: A-lamp, 18 Watts | CFLratio0357 | CFLratio0357 | CFLscw-A(18w) | Available |  | 0 | 0 | Disposition: MeasuresList-October312014.xlsx | RobNc |  |  |  | DEER1316-Ltg-Com-CFL | 2013-01-01 | 2017-06-30 | InEA_modVal | LT-48984 |  |  |  | Standard |  | 1 | 1 | 0 | Deemed Ex Ante Team |  |  |  | Updated to indicate claim/filing status
4116 | C-In-CFLscw-A(19w)-dWP48 | Commercial Indoor General Lighting: CFL Lamp with integated Ballast replaces pre-existing standard lighting Wattage. Measure includes Code case. Impacts: CFL-based HOU (varies by BldgType) | DEER1314 | Lighting Disposition | 2020-11-24 16:30 | Com-Iltg-dWatt-CFL | DEER | Scaled | BaseRatio | 0 | 0 | None |  | 0 |  | 1 | Com | Any | Lighting | InGen-CFL | Ltg_Lamp | CFLint_lamp | CFLscw-A(19w) | ILtg-CFL-Com | Com indoor non-refl CFL base case, Total Watts = 3.57 x Msr Watts | Com indoor non-refl CFL base case, Total Watts = 3.57 x Msr Watts | CFL Lamp: A-lamp, 19 Watts | CFLratio0357 | CFLratio0357 | CFLscw-A(19w) | Available |  | 0 | 0 | Disposition: MeasuresList-October312014.xlsx | RobNc |  |  |  | DEER1316-Ltg-Com-CFL | 2013-01-01 | 2017-06-30 | InEA_modVal | LT-71032 |  |  |  | Standard |  | 1 | 1 | 0 | Deemed Ex Ante Team |  |  |  | Updated to indicate claim/filing status
4117 | C-In-CFLscw-A(20w)-dWP51 | Commercial Indoor General Lighting: CFL Lamp with integated Ballast replaces pre-existing standard lighting Wattage. Measure includes Code case. Impacts: CFL-based HOU (varies by BldgType) | DEER1314 | Lighting Disposition | 2020-11-24 16:30 | Com-Iltg-dWatt-CFL | DEER | Scaled | BaseRatio | 0 | 0 | None |  | 0 |  | 1 | Com | Any | Lighting | InGen-CFL | Ltg_Lamp | CFLint_lamp | CFLscw-A(20w) | ILtg-CFL-Com | Com indoor non-refl CFL base case, Total Watts = 3.57 x Msr Watts | Com indoor non-refl CFL base case, Total Watts = 3.57 x Msr Watts | CFL Lamp: A-lamp, 20 Watts | CFLratio0357 | CFLratio0357 | CFLscw-A(20w) | Available |  | 0 | 0 | Disposition: MeasuresList-October312014.xlsx | RobNc |  |  |  | DEER1316-Ltg-Com-CFL | 2013-01-01 | 2017-06-30 | InEA_modVal | LT-13421 |  |  |  | Standard |  | 1 | 1 | 0 | Deemed Ex Ante Team |  |  |  | Updated to indicate claim/filing status
4118 | C-In-CFLscw-A(22w)-dWP56 | Commercial Indoor General Lighting: CFL Lamp with integated Ballast replaces pre-existing standard lighting Wattage. Measure includes Code case. Impacts: CFL-based HOU (varies by BldgType) | DEER1314 | Lighting Disposition | 2020-11-24 16:30 | Com-Iltg-dWatt-CFL | DEER | Scaled | BaseRatio | 0 | 0 | None |  | 0 |  | 1 | Com | Any | Lighting | InGen-CFL | Ltg_Lamp | CFLint_lamp | CFLscw-A(22w) | ILtg-CFL-Com | Com indoor non-refl CFL base case, Total Watts = 3.57 x Msr Watts | Com indoor non-refl CFL base case, Total Watts = 3.57 x Msr Watts | CFL Lamp: A-lamp, 22 Watts | CFLratio0357 | CFLratio0357 | CFLscw-A(22w) | Available |  | 0 | 0 | Disposition: MeasuresList-October312014.xlsx | RobNc |  |  |  | DEER1316-Ltg-Com-CFL | 2013-01-01 | 2017-06-30 | InEA_modVal |  |  |  |  | Standard |  | 1 | 1 | 0 | Deemed Ex Ante Team |  |  |  | Updated to indicate claim/filing status
4119 | C-In-CFLscw-A(23w)-dWP59 | Commercial Indoor General Lighting: CFL Lamp with integated Ballast replaces pre-existing standard lighting Wattage. Measure includes Code case. Impacts: CFL-based HOU (varies by BldgType) | DEER1314 | Lighting Disposition | 2020-11-24 16:30 | Com-Iltg-dWatt-CFL | DEER | Scaled | BaseRatio | 0 | 0 | None |  | 0 |  | 1 | Com | Any | Lighting | InGen-CFL | Ltg_Lamp | CFLint_lamp | CFLscw-A(23w) | ILtg-CFL-Com | Com indoor non-refl CFL base case, Total Watts = 3.57 x Msr Watts | Com indoor non-refl CFL base case, Total Watts = 3.57 x Msr Watts | CFL Lamp: A-lamp, 23 Watts | CFLratio0357 | CFLratio0357 | CFLscw-A(23w) | Available |  | 0 | 0 | Disposition: MeasuresList-October312014.xlsx | RobNc |  |  |  | DEER1316-Ltg-Com-CFL | 2013-01-01 | 2017-06-30 | InEA_modVal |  |  |  |  | Standard |  | 1 | 1 | 0 | Deemed Ex Ante Team |  |  |  | Updated to indicate claim/filing status
4120 | C-In-CFLscw-A(24w)-dWP61 | Commercial Indoor General Lighting: CFL Lamp with integated Ballast replaces pre-existing standard lighting Wattage. Measure includes Code case. Impacts: CFL-based HOU (varies by BldgType) | DEER1314 | Lighting Disposition | 2020-11-24 16:30 | Com-Iltg-dWatt-CFL | DEER | Scaled | BaseRatio | 0 | 0 | None |  | 0 |  | 1 | Com | Any | Lighting | InGen-CFL | Ltg_Lamp | CFLint_lamp | CFLscw-A(24w) | ILtg-CFL-Com | Com indoor non-refl CFL base case, Total Watts = 3.57 x Msr Watts | Com indoor non-refl CFL base case, Total Watts = 3.57 x Msr Watts | CFL Lamp: A-lamp, 24 Watts | CFLratio0357 | CFLratio0357 | CFLscw-A(24w) | Available |  | 0 | 0 | Disposition: MeasuresList-October312014.xlsx | RobNc |  |  |  | DEER1316-Ltg-Com-CFL | 2013-01-01 | 2017-06-30 | InEA_modVal |  |  |  |  | Standard |  | 1 | 1 | 0 | Deemed Ex Ante Team |  |  |  | Updated to indicate claim/filing status
4121 | C-In-CFLscw-A(25w)-dWP64 | Commercial Indoor General Lighting: CFL Lamp with integated Ballast replaces pre-existing standard lighting Wattage. Measure includes Code case. Impacts: CFL-based HOU (varies by BldgType) | DEER1314 | Lighting Disposition | 2020-11-24 16:30 | Com-Iltg-dWatt-CFL | DEER | Scaled | BaseRatio | 0 | 0 | None |  | 0 |  | 1 | Com | Any | Lighting | InGen-CFL | Ltg_Lamp | CFLint_lamp | CFLscw-A(25w) | ILtg-CFL-Com | Com indoor non-refl CFL base case, Total Watts = 3.57 x Msr Watts | Com indoor non-refl CFL base case, Total Watts = 3.57 x Msr Watts | CFL Lamp: A-lamp, 25 Watts | CFLratio0357 | CFLratio0357 | CFLscw-A(25w) | Available |  | 0 | 0 | Disposition: MeasuresList-October312014.xlsx | RobNc |  |  |  | DEER1316-Ltg-Com-CFL | 2013-01-01 | 2017-06-30 | InEA_modVal |  |  |  |  | Standard |  | 1 | 1 | 0 | Deemed Ex Ante Team |  |  |  | Updated to indicate claim/filing status
4122 | C-In-CFLscw-A(26w)-dWP66 | Commercial Indoor General Lighting: CFL Lamp with integated Ballast replaces pre-existing standard lighting Wattage. Measure includes Code case. Impacts: CFL-based HOU (varies by BldgType) | DEER1314 | Lighting Disposition | 2020-11-24 16:30 | Com-Iltg-dWatt-CFL | DEER | Scaled | BaseRatio | 0 | 0 | None |  | 0 |  | 1 | Com | Any | Lighting | InGen-CFL | Ltg_Lamp | CFLint_lamp | CFLscw-A(26w) | ILtg-CFL-Com | Com indoor non-refl CFL base case, Total Watts = 3.57 x Msr Watts | Com indoor non-refl CFL base case, Total Watts = 3.57 x Msr Watts | CFL Lamp: A-lamp, 26 Watts | CFLratio0357 | CFLratio0357 | CFLscw-A(26w) | Available |  | 0 | 0 | Disposition: MeasuresList-October312014.xlsx | RobNc |  |  |  | DEER1316-Ltg-Com-CFL | 2013-01-01 | 2017-06-30 | InEA_modVal |  |  |  |  | Standard |  | 1 | 1 | 0 | Deemed Ex Ante Team |  |  |  | Updated to indicate claim/filing status
4123 | C-In-CFLscw-A(27w)-dWP69 | Commercial Indoor General Lighting: CFL Lamp with integated Ballast replaces pre-existing standard lighting Wattage. Measure includes Code case. Impacts: CFL-based HOU (varies by BldgType) | DEER1314 | Lighting Disposition | 2020-11-24 16:30 | Com-Iltg-dWatt-CFL | DEER | Scaled | BaseRatio | 0 | 0 | None |  | 0 |  | 1 | Com | Any | Lighting | InGen-CFL | Ltg_Lamp | CFLint_lamp | CFLscw-A(27w) | ILtg-CFL-Com | Com indoor non-refl CFL base case, Total Watts = 3.57 x Msr Watts | Com indoor non-refl CFL base case, Total Watts = 3.57 x Msr Watts | CFL Lamp: A-lamp, 27 Watts | CFLratio0357 | CFLratio0357 | CFLscw-A(27w) | Available |  | 0 | 0 | Disposition: MeasuresList-October312014.xlsx | RobNc |  |  |  | DEER1316-Ltg-Com-CFL | 2013-01-01 | 2017-06-30 | InEA_modVal |  |  |  |  | Standard |  | 1 | 1 | 0 | Deemed Ex Ante Team |  |  |  | Updated to indicate claim/filing status
4124 | C-In-CFLscw-A(28w)-dWP71 | Commercial Indoor General Lighting: CFL Lamp with integated Ballast replaces pre-existing standard lighting Wattage. Measure includes Code case. Impacts: CFL-based HOU (varies by BldgType) | DEER1314 | Lighting Disposition | 2020-11-24 16:30 | Com-Iltg-dWatt-CFL | DEER | Scaled | BaseRatio | 0 | 0 | None |  | 0 |  | 1 | Com | Any | Lighting | InGen-CFL | Ltg_Lamp | CFLint_lamp | CFLscw-A(28w) | ILtg-CFL-Com | Com indoor non-refl CFL base case, Total Watts = 3.57 x Msr Watts | Com indoor non-refl CFL base case, Total Watts = 3.57 x Msr Watts | CFL Lamp: A-lamp, 28 Watts | CFLratio0357 | CFLratio0357 | CFLscw-A(28w) | Available |  | 0 | 0 | Disposition: MeasuresList-October312014.xlsx | RobNc |  |  |  | DEER1316-Ltg-Com-CFL | 2013-01-01 | 2017-06-30 | InEA_modVal |  |  |  |  | Standard |  | 1 | 1 | 0 | Deemed Ex Ante Team |  |  |  | Updated to indicate claim/filing status
4125 | C-In-CFLscw-A(30w)-dWP77 | Commercial Indoor General Lighting: CFL Lamp with integated Ballast replaces pre-existing standard lighting Wattage. Measure includes Code case. Impacts: CFL-based HOU (varies by BldgType) | DEER1314 | Lighting Disposition | 2020-11-24 16:30 | Com-Iltg-dWatt-CFL | DEER | Scaled | BaseRatio | 0 | 0 | None |  | 0 |  | 1 | Com | Any | Lighting | InGen-CFL | Ltg_Lamp | CFLint_lamp | CFLscw-A(30w) | ILtg-CFL-Com | Com indoor non-refl CFL base case, Total Watts = 3.57 x Msr Watts | Com indoor non-refl CFL base case, Total Watts = 3.57 x Msr Watts | CFL Lamp: A-lamp, 30 Watts | CFLratio0357 | CFLratio0357 | CFLscw-A(30w) | Available |  | 0 | 0 | Disposition: MeasuresList-October312014.xlsx | RobNc |  |  |  | DEER1316-Ltg-Com-CFL | 2013-01-01 | 2017-06-30 | InEA_modVal |  |  |  |  | Standard |  | 1 | 1 | 0 | Deemed Ex Ante Team |  |  |  | Updated to indicate claim/filing status
4126 | C-In-CFLscw-A(32w)-dWP82 | Commercial Indoor General Lighting: CFL Lamp with integated Ballast replaces pre-existing standard lighting Wattage. Measure includes Code case. Impacts: CFL-based HOU (varies by BldgType) | DEER1314 | Lighting Disposition | 2020-11-24 16:30 | Com-Iltg-dWatt-CFL | NonDEER | Scaled | BaseRatio | 0 | 0 | None |  | 0 |  | 1 | Com | Any | Lighting | InGen-CFL | Ltg_Lamp | CFLint_lamp | CFLscw-A(32w) | ILtg-CFL-Com | Com indoor non-refl CFL base case, Total Watts = 3.57 x Msr Watts | Com indoor non-refl CFL base case, Total Watts = 3.57 x Msr Watts | CFL Lamp: A-lamp, 32 Watts | CFLratio0357 | CFLratio0357 | CFLscw-A(32w) | Available |  | 0 | 0 | Disposition: MeasuresList-October312014.xlsx | RobNc |  |  |  | DEER1316-Ltg-Com-CFL | 2013-01-01 | 2017-06-30 | InEA_modVal |  |  |  |  | Standard |  | 1 | 1 | 0 | Deemed Ex Ante Team |  |  |  | Updated to indicate claim/filing status
4127 | C-In-CFLscw-A(40w)-dWP102 | Commercial Indoor General Lighting: CFL Lamp with integated Ballast replaces pre-existing standard lighting Wattage. Measure includes Code case. Impacts: CFL-based HOU (varies by BldgType) | DEER1314 | Lighting Disposition | 2020-11-24 16:30 | Com-Iltg-dWatt-CFL | NonDEER | Scaled | BaseRatio | 0 | 0 | None |  | 0 |  | 1 | Com | Any | Lighting | InGen-CFL | Ltg_Lamp | CFLint_lamp | CFLscw-A(40w) | ILtg-CFL-Com | Com indoor non-refl CFL base case, Total Watts = 3.57 x Msr Watts | Com indoor non-refl CFL base case, Total Watts = 3.57 x Msr Watts | CFL Lamp: A-lamp, 40 Watts | CFLratio0357 | CFLratio0357 | CFLscw-A(40w) | Available |  | 0 | 0 | Disposition: MeasuresList-October312014.xlsx | RobNc |  |  |  | DEER1316-Ltg-Com-CFL | 2013-01-01 | 2017-06-30 | InEA_modVal |  |  |  |  | Standard |  | 1 | 1 | 0 | Deemed Ex Ante Team |  |  |  | Updated to indicate claim/filing status
4128 | C-In-CFLscw-A(42w)-dWP107 | Commercial Indoor General Lighting: CFL Lamp with integated Ballast replaces pre-existing standard lighting Wattage. Measure includes Code case. Impacts: CFL-based HOU (varies by BldgType) | DEER1314 | Lighting Disposition | 2020-11-24 16:30 | Com-Iltg-dWatt-CFL | NonDEER | Scaled | BaseRatio | 0 | 0 | None |  | 0 |  | 1 | Com | Any | Lighting | InGen-CFL | Ltg_Lamp | CFLint_lamp | CFLscw-A(42w) | ILtg-CFL-Com | Com indoor non-refl CFL base case, Total Watts = 3.57 x Msr Watts | Com indoor non-refl CFL base case, Total Watts = 3.57 x Msr Watts | CFL Lamp: A-lamp, 42 Watts | CFLratio0357 | CFLratio0357 | CFLscw-A(42w) | Available |  | 0 | 0 | Disposition: MeasuresList-October312014.xlsx | RobNc |  |  |  | DEER1316-Ltg-Com-CFL | 2013-01-01 | 2017-06-30 | InEA_modVal |  |  |  |  | Standard |  | 1 | 1 | 0 | Deemed Ex Ante Team |  |  |  | Updated to indicate claim/filing status
4129 | C-In-CFLscw-A(45w)-dWP115 | Commercial Indoor General Lighting: CFL Lamp with integated Ballast replaces pre-existing standard lighting Wattage. Measure includes Code case. Impacts: CFL-based HOU (varies by BldgType) | DEER1314 | Lighting Disposition | 2020-11-24 16:30 | Com-Iltg-dWatt-CFL | NonDEER | Scaled | BaseRatio | 0 | 0 | None |  | 0 |  | 1 | Com | Any | Lighting | InGen-CFL | Ltg_Lamp | CFLint_lamp | CFLscw-A(45w) | ILtg-CFL-Com | Com indoor non-refl CFL base case, Total Watts = 3.57 x Msr Watts | Com indoor non-refl CFL base case, Total Watts = 3.57 x Msr Watts | CFL Lamp: A-lamp, 45 Watts | CFLratio0357 | CFLratio0357 | CFLscw-A(45w) | Available |  | 0 | 0 | Disposition: MeasuresList-October312014.xlsx | RobNc |  |  |  | DEER1316-Ltg-Com-CFL | 2013-01-01 | 2017-06-30 | InEA_modVal |  |  |  |  | Standard |  | 1 | 1 | 0 | Deemed Ex Ante Team |  |  |  | Updated to indicate claim/filing status
4130 | C-In-CFLscw-A(55w)-dWP141 | Commercial Indoor General Lighting: CFL Lamp with integated Ballast replaces pre-existing standard lighting Wattage. Measure includes Code case. Impacts: CFL-based HOU (varies by BldgType) | DEER1314 | Lighting Disposition | 2020-11-24 16:30 | Com-Iltg-dWatt-CFL | NonDEER | Scaled | BaseRatio | 0 | 0 | None |  | 0 |  | 1 | Com | Any | Lighting | InGen-CFL | Ltg_Lamp | CFLint_lamp | CFLscw-A(55w) | ILtg-CFL-Com | Com indoor non-refl CFL base case, Total Watts = 3.57 x Msr Watts | Com indoor non-refl CFL base case, Total Watts = 3.57 x Msr Watts | CFL Lamp: A-lamp, 55 Watts | CFLratio0357 | CFLratio0357 | CFLscw-A(55w) | Available |  | 0 | 0 | Disposition: MeasuresList-October312014.xlsx | RobNc |  |  |  | DEER1316-Ltg-Com-CFL | 2013-01-01 | 2017-06-30 | InEA_modVal |  |  |  |  | Standard |  | 1 | 1 | 0 | Deemed Ex Ante Team |  |  |  | Updated to indicate claim/filing status
4131 | C-In-CFLscw-A(7w)-dWP17 | Commercial Indoor General Lighting: CFL Lamp with integated Ballast replaces pre-existing standard lighting Wattage. Measure includes Code case. Impacts: CFL-based HOU (varies by BldgType) | DEER1314 | Lighting Disposition | 2020-11-24 16:30 | Com-Iltg-dWatt-CFL | DEER | Scaled | BaseRatio | 0 | 0 | None |  | 0 |  | 1 | Com | Any | Lighting | InGen-CFL | Ltg_Lamp | CFLint_lamp | CFLscw-A(7w) | ILtg-CFL-Com | Com indoor non-refl CFL base case, Total Watts = 3.57 x Msr Watts | Com indoor non-refl CFL base case, Total Watts = 3.57 x Msr Watts | CFL Lamp: A-lamp, 7 Watts | CFLratio0357 | CFLratio0357 | CFLscw-A(7w) | Available |  | 0 | 0 | Disposition: MeasuresList-October312014.xlsx | RobNc |  |  |  | DEER1316-Ltg-Com-CFL | 2013-01-01 | 2017-06-30 | InEA_modVal |  |  |  |  | Standard |  | 1 | 1 | 0 | Deemed Ex Ante Team |  |  |  | Updated to indicate claim/filing status
4132 | C-In-CFLscw-A(8w)-dWP20 | Commercial Indoor General Lighting: CFL Lamp with integated Ballast replaces pre-existing standard lighting Wattage. Measure includes Code case. Impacts: CFL-based HOU (varies by BldgType) | DEER1314 | Lighting Disposition | 2020-11-24 16:30 | Com-Iltg-dWatt-CFL | DEER | Scaled | BaseRatio | 0 | 0 | None |  | 0 |  | 1 | Com | Any | Lighting | InGen-CFL | Ltg_Lamp | CFLint_lamp | CFLscw-A(8w) | ILtg-CFL-Com | Com indoor non-refl CFL base case, Total Watts = 3.57 x Msr Watts | Com indoor non-refl CFL base case, Total Watts = 3.57 x Msr Watts | CFL Lamp: A-lamp, 8 Watts | CFLratio0357 | CFLratio0357 | CFLscw-A(8w) | Available |  | 0 | 0 | Disposition: MeasuresList-October312014.xlsx | RobNc |  |  |  | DEER1316-Ltg-Com-CFL | 2013-01-01 | 2017-06-30 | InEA_modVal |  |  |  |  | Standard |  | 1 | 1 | 0 | Deemed Ex Ante Team |  |  |  | Updated to indicate claim/filing status
4133 | C-In-CFLscw-A(9w)-dWP23 | Commercial Indoor General Lighting: CFL Lamp with integated Ballast replaces pre-existing standard lighting Wattage. Measure includes Code case. Impacts: CFL-based HOU (varies by BldgType) | DEER1314 | Lighting Disposition | 2020-11-24 16:30 | Com-Iltg-dWatt-CFL | DEER | Scaled | BaseRatio | 0 | 0 | None |  | 0 |  | 1 | Com | Any | Lighting | InGen-CFL | Ltg_Lamp | CFLint_lamp | CFLscw-A(9w) | ILtg-CFL-Com | Com indoor non-refl CFL base case, Total Watts = 3.57 x Msr Watts | Com indoor non-refl CFL base case, Total Watts = 3.57 x Msr Watts | CFL Lamp: A-lamp, 9 Watts | CFLratio0357 | CFLratio0357 | CFLscw-A(9w) | Available |  | 0 | 0 | Disposition: MeasuresList-October312014.xlsx | RobNc |  |  |  | DEER1316-Ltg-Com-CFL | 2013-01-01 | 2017-06-30 | InEA_modVal |  |  |  |  | Standard |  | 1 | 1 | 0 | Deemed Ex Ante Team |  |  |  | Updated to indicate claim/filing status
4134 | C-In-CFLscw-Candle(10w)-dWP25 | Commercial Indoor General Lighting: CFL Lamp with integated Ballast replaces pre-existing standard lighting Wattage. Measure includes Code case. Impacts: CFL-based HOU (varies by BldgType) | DEER1314 | Lighting Disposition | 2020-11-24 16:30 | Com-Iltg-dWatt-CFL | DEER | Scaled | BaseRatio | 0 | 0 | None |  | 0 |  | 1 | Com | Any | Lighting | InGen-CFL | Ltg_Lamp | CFLint_lamp | CFLscw-Candle(10w) | ILtg-CFL-Com | Com indoor non-refl CFL base case, Total Watts = 3.57 x Msr Watts | Com indoor non-refl CFL base case, Total Watts = 3.57 x Msr Watts | CFL Lamp: Candelabra, 10 Watts | CFLratio0357 | CFLratio0357 | CFLscw-Candle(10w) | Available |  | 0 | 0 | Disposition: MeasuresList-October312014.xlsx | RobNc |  |  |  | DEER1316-Ltg-Com-CFL | 2013-01-01 | 2018-06-30 | InEA_modVal |  |  |  |  | Standard | Revise expiry date to 60/30/2018 Commission Staff direction 2018ScrewInLampSavignsMethods-11Dec2017.pdf | 1 | 1 | 0 | Deemed Ex Ante Team |  | Revise expiry date to 60/30/2018 Commission Staff direction 2018ScrewInLampSavignsMethods-11Dec2017.pdf |  | Updated to indicate claim/filing status
4135 | C-In-CFLscw-Candle(11w)-dWP28 | Commercial Indoor General Lighting: CFL Lamp with integated Ballast replaces pre-existing standard lighting Wattage. Measure includes Code case. Impacts: CFL-based HOU (varies by BldgType) | DEER1314 | Lighting Disposition | 2020-11-24 16:30 | Com-Iltg-dWatt-CFL | DEER | Scaled | BaseRatio | 0 | 0 | None |  | 0 |  | 1 | Com | Any | Lighting | InGen-CFL | Ltg_Lamp | CFLint_lamp | CFLscw-Candle(11w) | ILtg-CFL-Com | Com indoor non-refl CFL base case, Total Watts = 3.57 x Msr Watts | Com indoor non-refl CFL base case, Total Watts = 3.57 x Msr Watts | CFL Lamp: Candelabra, 11 Watts | CFLratio0357 | CFLratio0357 | CFLscw-Candle(11w) | Available |  | 0 | 0 | Disposition: MeasuresList-October312014.xlsx | RobNc |  |  |  | DEER1316-Ltg-Com-CFL | 2013-01-01 | 2018-06-30 | InEA_modVal |  |  |  |  | Standard | Revise expiry date to 60/30/2018 Commission Staff direction 2018ScrewInLampSavignsMethods-11Dec2017.pdf | 1 | 1 | 0 | Deemed Ex Ante Team |  | Revise expiry date to 60/30/2018 Commission Staff direction 2018ScrewInLampSavignsMethods-11Dec2017.pdf |  | Updated to indicate claim/filing status
4136 | C-In-CFLscw-Candle(12w)-dWP30 | Commercial Indoor General Lighting: CFL Lamp with integated Ballast replaces pre-existing standard lighting Wattage. Measure includes Code case. Impacts: CFL-based HOU (varies by BldgType) | DEER1314 | Lighting Disposition | 2020-11-24 16:30 | Com-Iltg-dWatt-CFL | DEER | Scaled | BaseRatio | 0 | 0 | None |  | 0 |  | 1 | Com | Any | Lighting | InGen-CFL | Ltg_Lamp | CFLint_lamp | CFLscw-Candle(12w) | ILtg-CFL-Com | Com indoor non-refl CFL base case, Total Watts = 3.57 x Msr Watts | Com indoor non-refl CFL base case, Total Watts = 3.57 x Msr Watts | CFL Lamp: Candelabra, 12 Watts | CFLratio0357 | CFLratio0357 | CFLscw-Candle(12w) | Available |  | 0 | 0 | Disposition: MeasuresList-October312014.xlsx | RobNc |  |  |  | DEER1316-Ltg-Com-CFL | 2013-01-01 | 2018-06-30 | InEA_modVal |  |  |  |  | Standard | Revise expiry date to 60/30/2018 Commission Staff direction 2018ScrewInLampSavignsMethods-11Dec2017.pdf | 1 | 1 | 0 | Deemed Ex Ante Team |  | Revise expiry date to 60/30/2018 Commission Staff direction 2018ScrewInLampSavignsMethods-11Dec2017.pdf |  | Updated to indicate claim/filing status
4137 | C-In-CFLscw-Candle(13w)-dWP33 | Commercial Indoor General Lighting: CFL Lamp with integated Ballast replaces pre-existing standard lighting Wattage. Measure includes Code case. Impacts: CFL-based HOU (varies by BldgType) | DEER1314 | Lighting Disposition | 2020-11-24 16:30 | Com-Iltg-dWatt-CFL | DEER | Scaled | BaseRatio | 0 | 0 | None |  | 0 |  | 1 | Com | Any | Lighting | InGen-CFL | Ltg_Lamp | CFLint_lamp | CFLscw-Candle(13w) | ILtg-CFL-Com | Com indoor non-refl CFL base case, Total Watts = 3.57 x Msr Watts | Com indoor non-refl CFL base case, Total Watts = 3.57 x Msr Watts | CFL Lamp: Candelabra, 13 Watts | CFLratio0357 | CFLratio0357 | CFLscw-Candle(13w) | Available |  | 0 | 0 | Disposition: MeasuresList-October312014.xlsx | RobNc |  |  |  | DEER1316-Ltg-Com-CFL | 2013-01-01 | 2018-06-30 | InEA_modVal |  |  |  |  | Standard | Revise expiry date to 60/30/2018 Commission Staff direction 2018ScrewInLampSavignsMethods-11Dec2017.pdf | 1 | 1 | 0 | Deemed Ex Ante Team |  | Revise expiry date to 60/30/2018 Commission Staff direction 2018ScrewInLampSavignsMethods-11Dec2017.pdf |  | Updated to indicate claim/filing status
4138 | C-In-CFLscw-Candle(14w)-dWP35 | Commercial Indoor General Lighting: CFL Lamp with integated Ballast replaces pre-existing standard lighting Wattage. Measure includes Code case. Impacts: CFL-based HOU (varies by BldgType) | DEER1314 | Lighting Disposition | 2020-11-24 16:30 | Com-Iltg-dWatt-CFL | DEER | Scaled | BaseRatio | 0 | 0 | None |  | 0 |  | 1 | Com | Any | Lighting | InGen-CFL | Ltg_Lamp | CFLint_lamp | CFLscw-Candle(14w) | ILtg-CFL-Com | Com indoor non-refl CFL base case, Total Watts = 3.57 x Msr Watts | Com indoor non-refl CFL base case, Total Watts = 3.57 x Msr Watts | CFL Lamp: Candelabra, 14 Watts | CFLratio0357 | CFLratio0357 | CFLscw-Candle(14w) | Available |  | 0 | 0 | Disposition: MeasuresList-October312014.xlsx | RobNc |  |  |  | DEER1316-Ltg-Com-CFL | 2013-01-01 | 2018-06-30 | InEA_modVal |  |  |  |  | Standard | Revise expiry date to 60/30/2018 Commission Staff direction 2018ScrewInLampSavignsMethods-11Dec2017.pdf | 1 | 1 | 0 | Deemed Ex Ante Team |  | Revise expiry date to 60/30/2018 Commission Staff direction 2018ScrewInLampSavignsMethods-11Dec2017.pdf |  | Updated to indicate claim/filing status
4139 | C-In-CFLscw-Candle(15w)-dWP38 | Commercial Indoor General Lighting: CFL Lamp with integated Ballast replaces pre-existing standard lighting Wattage. Measure includes Code case. Impacts: CFL-based HOU (varies by BldgType) | DEER1314 | Lighting Disposition | 2020-11-24 16:30 | Com-Iltg-dWatt-CFL | DEER | Scaled | BaseRatio | 0 | 0 | None |  | 0 |  | 1 | Com | Any | Lighting | InGen-CFL | Ltg_Lamp | CFLint_lamp | CFLscw-Candle(15w) | ILtg-CFL-Com | Com indoor non-refl CFL base case, Total Watts = 3.57 x Msr Watts | Com indoor non-refl CFL base case, Total Watts = 3.57 x Msr Watts | CFL Lamp: Candelabra, 15 Watts | CFLratio0357 | CFLratio0357 | CFLscw-Candle(15w) | Available |  | 0 | 0 | Disposition: MeasuresList-October312014.xlsx | RobNc |  |  |  | DEER1316-Ltg-Com-CFL | 2013-01-01 | 2018-06-30 | InEA_modVal |  |  |  |  | Standard | Revise expiry date to 60/30/2018 Commission Staff direction 2018ScrewInLampSavignsMethods-11Dec2017.pdf | 1 | 1 | 0 | Deemed Ex Ante Team |  | Revise expiry date to 60/30/2018 Commission Staff direction 2018ScrewInLampSavignsMethods-11Dec2017.pdf |  | Updated to indicate claim/filing status
4140 | C-In-CFLscw-Candle(16w)-dWP41 | Commercial Indoor General Lighting: CFL Lamp with integated Ballast replaces pre-existing standard lighting Wattage. Measure includes Code case. Impacts: CFL-based HOU (varies by BldgType) | DEER1314 | Lighting Disposition | 2020-11-24 16:30 | Com-Iltg-dWatt-CFL | DEER | Scaled | BaseRatio | 0 | 0 | None |  | 0 |  | 1 | Com | Any | Lighting | InGen-CFL | Ltg_Lamp | CFLint_lamp |  | ILtg-CFL-Com | Com indoor non-refl CFL base case, Total Watts = 3.57 x Msr Watts | Com indoor non-refl CFL base case, Total Watts = 3.57 x Msr Watts | CFL Lamp: Candelabra, 16 Watts | CFLratio0357 | CFLratio0357 | CFLscw-Candle(16w) | Available |  | 0 | 0 | Disposition: MeasuresList-October312014.xlsx | RobNc |  |  |  | DEER1316-Ltg-Com-CFL | 2013-01-01 | 2018-06-30 | InEA_modVal |  |  |  |  | Standard | Revise expiry date to 60/30/2018 Commission Staff direction 2018ScrewInLampSavignsMethods-11Dec2017.pdf | 1 | 1 | 0 | Deemed Ex Ante Team |  | Revise expiry date to 60/30/2018 Commission Staff direction 2018ScrewInLampSavignsMethods-11Dec2017.pdf |  | Updated to indicate claim/filing status
4141 | C-In-CFLscw-Candle(18w)-dWP46 | Commercial Indoor General Lighting: CFL Lamp with integated Ballast replaces pre-existing standard lighting Wattage. Measure includes Code case. Impacts: CFL-based HOU (varies by BldgType) | DEER1314 | Lighting Disposition | 2020-11-24 16:30 | Com-Iltg-dWatt-CFL | DEER | Scaled | BaseRatio | 0 | 0 | None |  | 0 |  | 1 | Com | Any | Lighting | InGen-CFL | Ltg_Lamp | CFLint_lamp |  | ILtg-CFL-Com | Com indoor non-refl CFL base case, Total Watts = 3.57 x Msr Watts | Com indoor non-refl CFL base case, Total Watts = 3.57 x Msr Watts | CFL Lamp: Candelabra, 18 Watts | CFLratio0357 | CFLratio0357 | CFLscw-Candle(18w) | Available |  | 0 | 0 | Disposition: MeasuresList-October312014.xlsx | RobNc |  |  |  | DEER1316-Ltg-Com-CFL | 2013-01-01 | 2018-06-30 | InEA_modVal |  |  |  |  | Standard | Revise expiry date to 60/30/2018 Commission Staff direction 2018ScrewInLampSavignsMethods-11Dec2017.pdf | 1 | 1 | 0 | Deemed Ex Ante Team |  | Revise expiry date to 60/30/2018 Commission Staff direction 2018ScrewInLampSavignsMethods-11Dec2017.pdf |  | Updated to indicate claim/filing status
4142 | C-In-CFLscw-Candle(19w)-dWP48 | Commercial Indoor General Lighting: CFL Lamp with integated Ballast replaces pre-existing standard lighting Wattage. Measure includes Code case. Impacts: CFL-based HOU (varies by BldgType) | DEER1314 | Lighting Disposition | 2020-11-24 16:30 | Com-Iltg-dWatt-CFL | DEER | Scaled | BaseRatio | 0 | 0 | None |  | 0 |  | 1 | Com | Any | Lighting | InGen-CFL | Ltg_Lamp | CFLint_lamp |  | ILtg-CFL-Com | Com indoor non-refl CFL base case, Total Watts = 3.57 x Msr Watts | Com indoor non-refl CFL base case, Total Watts = 3.57 x Msr Watts | CFL Lamp: Candelabra, 19 Watts | CFLratio0357 | CFLratio0357 | CFLscw-Candle(19w) | Available |  | 0 | 0 | Disposition: MeasuresList-October312014.xlsx | RobNc |  |  |  | DEER1316-Ltg-Com-CFL | 2013-01-01 | 2018-06-30 | InEA_modVal |  |  |  |  | Standard | Revise expiry date to 60/30/2018 Commission Staff direction 2018ScrewInLampSavignsMethods-11Dec2017.pdf | 1 | 1 | 0 | Deemed Ex Ante Team |  | Revise expiry date to 60/30/2018 Commission Staff direction 2018ScrewInLampSavignsMethods-11Dec2017.pdf |  | Updated to indicate claim/filing status
4143 | C-In-CFLscw-Candle(20w)-dWP51 | Commercial Indoor General Lighting: CFL Lamp with integated Ballast replaces pre-existing standard lighting Wattage. Measure includes Code case. Impacts: CFL-based HOU (varies by BldgType) | DEER1314 | Lighting Disposition | 2020-11-24 16:30 | Com-Iltg-dWatt-CFL | DEER | Scaled | BaseRatio | 0 | 0 | None |  | 0 |  | 1 | Com | Any | Lighting | InGen-CFL | Ltg_Lamp | CFLint_lamp |  | ILtg-CFL-Com | Com indoor non-refl CFL base case, Total Watts = 3.57 x Msr Watts | Com indoor non-refl CFL base case, Total Watts = 3.57 x Msr Watts | CFL Lamp: Candelabra, 20 Watts | CFLratio0357 | CFLratio0357 | CFLscw-Candle(20w) | Available |  | 0 | 0 | Disposition: MeasuresList-October312014.xlsx | RobNc |  |  |  | DEER1316-Ltg-Com-CFL | 2013-01-01 | 2018-06-30 | InEA_modVal |  |  |  |  | Standard | Revise expiry date to 60/30/2018 Commission Staff direction 2018ScrewInLampSavignsMethods-11Dec2017.pdf | 1 | 1 | 0 | Deemed Ex Ante Team |  | Revise expiry date to 60/30/2018 Commission Staff direction 2018ScrewInLampSavignsMethods-11Dec2017.pdf |  | Updated to indicate claim/filing status
4144 | C-In-CFLscw-Candle(22w)-dWP56 | Commercial Indoor General Lighting: CFL Lamp with integated Ballast replaces pre-existing standard lighting Wattage. Measure includes Code case. Impacts: CFL-based HOU (varies by BldgType) | DEER1314 | Lighting Disposition | 2020-11-24 16:30 | Com-Iltg-dWatt-CFL | DEER | Scaled | BaseRatio | 0 | 0 | None |  | 0 |  | 1 | Com | Any | Lighting | InGen-CFL | Ltg_Lamp | CFLint_lamp |  | ILtg-CFL-Com | Com indoor non-refl CFL base case, Total Watts = 3.57 x Msr Watts | Com indoor non-refl CFL base case, Total Watts = 3.57 x Msr Watts | CFL Lamp: Candelabra, 22 Watts | CFLratio0357 | CFLratio0357 | CFLscw-Candle(22w) | Available |  | 0 | 0 | Disposition: MeasuresList-October312014.xlsx | RobNc |  |  |  | DEER1316-Ltg-Com-CFL | 2013-01-01 | 2018-06-30 | InEA_modVal |  |  |  |  | Standard | Revise expiry date to 60/30/2018 Commission Staff direction 2018ScrewInLampSavignsMethods-11Dec2017.pdf | 1 | 1 | 0 | Deemed Ex Ante Team |  | Revise expiry date to 60/30/2018 Commission Staff direction 2018ScrewInLampSavignsMethods-11Dec2017.pdf |  | Updated to indicate claim/filing status
4145 | C-In-CFLscw-Candle(23w)-dWP59 | Commercial Indoor General Lighting: CFL Lamp with integated Ballast replaces pre-existing standard lighting Wattage. Measure includes Code case. Impacts: CFL-based HOU (varies by BldgType) | DEER1314 | Lighting Disposition | 2020-11-24 16:30 | Com-Iltg-dWatt-CFL | DEER | Scaled | BaseRatio | 0 | 0 | None |  | 0 |  | 1 | Com | Any | Lighting | InGen-CFL | Ltg_Lamp | CFLint_lamp |  | ILtg-CFL-Com | Com indoor non-refl CFL base case, Total Watts = 3.57 x Msr Watts | Com indoor non-refl CFL base case, Total Watts = 3.57 x Msr Watts | CFL Lamp: Candelabra, 23 Watts | CFLratio0357 | CFLratio0357 | CFLscw-Candle(23w) | Available |  | 0 | 0 | Disposition: MeasuresList-October312014.xlsx | RobNc |  |  |  | DEER1316-Ltg-Com-CFL | 2013-01-01 | 2018-06-30 | InEA_modVal |  |  |  |  | Standard | Revise expiry date to 60/30/2018 Commission Staff direction 2018ScrewInLampSavignsMethods-11Dec2017.pdf | 1 | 1 | 0 | Deemed Ex Ante Team |  | Revise expiry date to 60/30/2018 Commission Staff direction 2018ScrewInLampSavignsMethods-11Dec2017.pdf |  | Updated to indicate claim/filing status
4146 | C-In-CFLscw-Candle(24w)-dWP61 | Commercial Indoor General Lighting: CFL Lamp with integated Ballast replaces pre-existing standard lighting Wattage. Measure includes Code case. Impacts: CFL-based HOU (varies by BldgType) | DEER1314 | Lighting Disposition | 2020-11-24 16:30 | Com-Iltg-dWatt-CFL | DEER | Scaled | BaseRatio | 0 | 0 | None |  | 0 |  | 1 | Com | Any | Lighting | InGen-CFL | Ltg_Lamp | CFLint_lamp |  | ILtg-CFL-Com | Com indoor non-refl CFL base case, Total Watts = 3.57 x Msr Watts | Com indoor non-refl CFL base case, Total Watts = 3.57 x Msr Watts | CFL Lamp: Candelabra, 24 Watts | CFLratio0357 | CFLratio0357 | CFLscw-Candle(24w) | Available |  | 0 | 0 | Disposition: MeasuresList-October312014.xlsx | RobNc |  |  |  | DEER1316-Ltg-Com-CFL | 2013-01-01 | 2018-06-30 | InEA_modVal |  |  |  |  | Standard | Revise expiry date to 60/30/2018 Commission Staff direction 2018ScrewInLampSavignsMethods-11Dec2017.pdf | 1 | 1 | 0 | Deemed Ex Ante Team |  | Revise expiry date to 60/30/2018 Commission Staff direction 2018ScrewInLampSavignsMethods-11Dec2017.pdf |  | Updated to indicate claim/filing status
4147 | C-In-CFLscw-Candle(25w)-dWP64 | Commercial Indoor General Lighting: CFL Lamp with integated Ballast replaces pre-existing standard lighting Wattage. Measure includes Code case. Impacts: CFL-based HOU (varies by BldgType) | DEER1314 | Lighting Disposition | 2020-11-24 16:30 | Com-Iltg-dWatt-CFL | DEER | Scaled | BaseRatio | 0 | 0 | None |  | 0 |  | 1 | Com | Any | Lighting | InGen-CFL | Ltg_Lamp | CFLint_lamp |  | ILtg-CFL-Com | Com indoor non-refl CFL base case, Total Watts = 3.57 x Msr Watts | Com indoor non-refl CFL base case, Total Watts = 3.57 x Msr Watts | CFL Lamp: Candelabra, 25 Watts | CFLratio0357 | CFLratio0357 | CFLscw-Candle(25w) | Available |  | 0 | 0 | Disposition: MeasuresList-October312014.xlsx | RobNc |  |  |  | DEER1316-Ltg-Com-CFL | 2013-01-01 | 2018-06-30 | InEA_modVal |  |  |  |  | Standard | Revise expiry date to 60/30/2018 Commission Staff direction 2018ScrewInLampSavignsMethods-11Dec2017.pdf | 1 | 1 | 0 | Deemed Ex Ante Team |  | Revise expiry date to 60/30/2018 Commission Staff direction 2018ScrewInLampSavignsMethods-11Dec2017.pdf |  | Updated to indicate claim/filing status
4148 | C-In-CFLscw-Candle(26w)-dWP66 | Commercial Indoor General Lighting: CFL Lamp with integated Ballast replaces pre-existing standard lighting Wattage. Measure includes Code case. Impacts: CFL-based HOU (varies by BldgType) | DEER1314 | Lighting Disposition | 2020-11-24 16:30 | Com-Iltg-dWatt-CFL | DEER | Scaled | BaseRatio | 0 | 0 | None |  | 0 |  | 1 | Com | Any | Lighting | InGen-CFL | Ltg_Lamp | CFLint_lamp |  | ILtg-CFL-Com | Com indoor non-refl CFL base case, Total Watts = 3.57 x Msr Watts | Com indoor non-refl CFL base case, Total Watts = 3.57 x Msr Watts | CFL Lamp: Candelabra, 26 Watts | CFLratio0357 | CFLratio0357 | CFLscw-Candle(26w) | Available |  | 0 | 0 | Disposition: MeasuresList-October312014.xlsx | RobNc |  |  |  | DEER1316-Ltg-Com-CFL | 2013-01-01 | 2018-06-30 | InEA_modVal |  |  |  |  | Standard | Revise expiry date to 60/30/2018 Commission Staff direction 2018ScrewInLampSavignsMethods-11Dec2017.pdf | 1 | 1 | 0 | Deemed Ex Ante Team |  | Revise expiry date to 60/30/2018 Commission Staff direction 2018ScrewInLampSavignsMethods-11Dec2017.pdf |  | Updated to indicate claim/filing status
4149 | C-In-CFLscw-Candle(27w)-dWP69 | Commercial Indoor General Lighting: CFL Lamp with integated Ballast replaces pre-existing standard lighting Wattage. Measure includes Code case. Impacts: CFL-based HOU (varies by BldgType) | DEER1314 | Lighting Disposition | 2020-11-24 16:30 | Com-Iltg-dWatt-CFL | DEER | Scaled | BaseRatio | 0 | 0 | None |  | 0 |  | 1 | Com | Any | Lighting | InGen-CFL | Ltg_Lamp | CFLint_lamp |  | ILtg-CFL-Com | Com indoor non-refl CFL base case, Total Watts = 3.57 x Msr Watts | Com indoor non-refl CFL base case, Total Watts = 3.57 x Msr Watts | CFL Lamp: Candelabra, 27 Watts | CFLratio0357 | CFLratio0357 | CFLscw-Candle(27w) | Available |  | 0 | 0 | Disposition: MeasuresList-October312014.xlsx | RobNc |  |  |  | DEER1316-Ltg-Com-CFL | 2013-01-01 | 2018-06-30 | InEA_modVal |  |  |  |  | Standard | Revise expiry date to 60/30/2018 Commission Staff direction 2018ScrewInLampSavignsMethods-11Dec2017.pdf | 1 | 1 | 0 | Deemed Ex Ante Team |  | Revise expiry date to 60/30/2018 Commission Staff direction 2018ScrewInLampSavignsMethods-11Dec2017.pdf |  | Updated to indicate claim/filing status
4150 | C-In-CFLscw-Candle(28w)-dWP71 | Commercial Indoor General Lighting: CFL Lamp with integated Ballast replaces pre-existing standard lighting Wattage. Measure includes Code case. Impacts: CFL-based HOU (varies by BldgType) | DEER1314 | Lighting Disposition | 2020-11-24 16:30 | Com-Iltg-dWatt-CFL | DEER | Scaled | BaseRatio | 0 | 0 | None |  | 0 |  | 1 | Com | Any | Lighting | InGen-CFL | Ltg_Lamp | CFLint_lamp |  | ILtg-CFL-Com | Com indoor non-refl CFL base case, Total Watts = 3.57 x Msr Watts | Com indoor non-refl CFL base case, Total Watts = 3.57 x Msr Watts | CFL Lamp: Candelabra, 28 Watts | CFLratio0357 | CFLratio0357 | CFLscw-Candle(28w) | Available |  | 0 | 0 | Disposition: MeasuresList-October312014.xlsx | RobNc |  |  |  | DEER1316-Ltg-Com-CFL | 2013-01-01 | 2018-06-30 | InEA_modVal |  |  |  |  | Standard | Revise expiry date to 60/30/2018 Commission Staff direction 2018ScrewInLampSavignsMethods-11Dec2017.pdf | 1 | 1 | 0 | Deemed Ex Ante Team |  | Revise expiry date to 60/30/2018 Commission Staff direction 2018ScrewInLampSavignsMethods-11Dec2017.pdf |  | Updated to indicate claim/filing status
4151 | C-In-CFLscw-Candle(30w)-dWP77 | Commercial Indoor General Lighting: CFL Lamp with integated Ballast replaces pre-existing standard lighting Wattage. Measure includes Code case. Impacts: CFL-based HOU (varies by BldgType) | DEER1314 | Lighting Disposition | 2020-11-24 16:30 | Com-Iltg-dWatt-CFL | DEER | Scaled | BaseRatio | 0 | 0 | None |  | 0 |  | 1 | Com | Any | Lighting | InGen-CFL | Ltg_Lamp | CFLint_lamp |  | ILtg-CFL-Com | Com indoor non-refl CFL base case, Total Watts = 3.57 x Msr Watts | Com indoor non-refl CFL base case, Total Watts = 3.57 x Msr Watts | CFL Lamp: Candelabra, 30 Watts | CFLratio0357 | CFLratio0357 | CFLscw-Candle(30w) | Available |  | 0 | 0 | Disposition: MeasuresList-October312014.xlsx | RobNc |  |  |  | DEER1316-Ltg-Com-CFL | 2013-01-01 | 2018-06-30 | InEA_modVal |  |  |  |  | Standard | Revise expiry date to 60/30/2018 Commission Staff direction 2018ScrewInLampSavignsMethods-11Dec2017.pdf | 1 | 1 | 0 | Deemed Ex Ante Team |  | Revise expiry date to 60/30/2018 Commission Staff direction 2018ScrewInLampSavignsMethods-11Dec2017.pdf |  | Updated to indicate claim/filing status
4152 | C-In-CFLscw-Candle(32w)-dWP82 | Commercial Indoor General Lighting: CFL Lamp with integated Ballast replaces pre-existing standard lighting Wattage. Measure includes Code case. Impacts: CFL-based HOU (varies by BldgType) | DEER1314 | Lighting Disposition | 2020-11-24 16:30 | Com-Iltg-dWatt-CFL | NonDEER | Scaled | BaseRatio | 0 | 0 | None |  | 0 |  | 1 | Com | Any | Lighting | InGen-CFL | Ltg_Lamp | CFLint_lamp |  | ILtg-CFL-Com | Com indoor non-refl CFL base case, Total Watts = 3.57 x Msr Watts | Com indoor non-refl CFL base case, Total Watts = 3.57 x Msr Watts | CFL Lamp: Candelabra, 32 Watts | CFLratio0357 | CFLratio0357 | CFLscw-Candle(32w) | Available |  | 0 | 0 | Disposition: MeasuresList-October312014.xlsx | RobNc |  |  |  | DEER1316-Ltg-Com-CFL | 2013-01-01 | 2018-06-30 | InEA_modVal |  |  |  |  | Standard | Revise expiry date to 60/30/2018 Commission Staff direction 2018ScrewInLampSavignsMethods-11Dec2017.pdf | 1 | 1 | 0 | Deemed Ex Ante Team |  | Revise expiry date to 60/30/2018 Commission Staff direction 2018ScrewInLampSavignsMethods-11Dec2017.pdf |  | Updated to indicate claim/filing status
4153 | C-In-CFLscw-Candle(40w)-dWP102 | Commercial Indoor General Lighting: CFL Lamp with integated Ballast replaces pre-existing standard lighting Wattage. Measure includes Code case. Impacts: CFL-based HOU (varies by BldgType) | DEER1314 | Lighting Disposition | 2020-11-24 16:30 | Com-Iltg-dWatt-CFL | NonDEER | Scaled | BaseRatio | 0 | 0 | None |  | 0 |  | 1 | Com | Any | Lighting | InGen-CFL | Ltg_Lamp | CFLint_lamp |  | ILtg-CFL-Com | Com indoor non-refl CFL base case, Total Watts = 3.57 x Msr Watts | Com indoor non-refl CFL base case, Total Watts = 3.57 x Msr Watts | CFL Lamp: Candelabra, 40 Watts | CFLratio0357 | CFLratio0357 | CFLscw-Candle(40w) | Available |  | 0 | 0 | Disposition: MeasuresList-October312014.xlsx | RobNc |  |  |  | DEER1316-Ltg-Com-CFL | 2013-01-01 | 2018-06-30 | InEA_modVal |  |  |  |  | Standard | Revise expiry date to 60/30/2018 Commission Staff direction 2018ScrewInLampSavignsMethods-11Dec2017.pdf | 1 | 1 | 0 | Deemed Ex Ante Team |  | Revise expiry date to 60/30/2018 Commission Staff direction 2018ScrewInLampSavignsMethods-11Dec2017.pdf |  | Updated to indicate claim/filing status
4154 | C-In-CFLscw-Candle(42w)-dWP107 | Commercial Indoor General Lighting: CFL Lamp with integated Ballast replaces pre-existing standard lighting Wattage. Measure includes Code case. Impacts: CFL-based HOU (varies by BldgType) | DEER1314 | Lighting Disposition | 2020-11-24 16:30 | Com-Iltg-dWatt-CFL | NonDEER | Scaled | BaseRatio | 0 | 0 | None |  | 0 |  | 1 | Com | Any | Lighting | InGen-CFL | Ltg_Lamp | CFLint_lamp |  | ILtg-CFL-Com | Com indoor non-refl CFL base case, Total Watts = 3.57 x Msr Watts | Com indoor non-refl CFL base case, Total Watts = 3.57 x Msr Watts | CFL Lamp: Candelabra, 42 Watts | CFLratio0357 | CFLratio0357 | CFLscw-Candle(42w) | Available |  | 0 | 0 | Disposition: MeasuresList-October312014.xlsx | RobNc |  |  |  | DEER1316-Ltg-Com-CFL | 2013-01-01 | 2018-06-30 | InEA_modVal |  |  |  |  | Standard | Revise expiry date to 60/30/2018 Commission Staff direction 2018ScrewInLampSavignsMethods-11Dec2017.pdf | 1 | 1 | 0 | Deemed Ex Ante Team |  | Revise expiry date to 60/30/2018 Commission Staff direction 2018ScrewInLampSavignsMethods-11Dec2017.pdf |  | Updated to indicate claim/filing status
4155 | C-In-CFLscw-Candle(45w)-dWP115 | Commercial Indoor General Lighting: CFL Lamp with integated Ballast replaces pre-existing standard lighting Wattage. Measure includes Code case. Impacts: CFL-based HOU (varies by BldgType) | DEER1314 | Lighting Disposition | 2020-11-24 16:30 | Com-Iltg-dWatt-CFL | NonDEER | Scaled | BaseRatio | 0 | 0 | None |  | 0 |  | 1 | Com | Any | Lighting | InGen-CFL | Ltg_Lamp | CFLint_lamp |  | ILtg-CFL-Com | Com indoor non-refl CFL base case, Total Watts = 3.57 x Msr Watts | Com indoor non-refl CFL base case, Total Watts = 3.57 x Msr Watts | CFL Lamp: Candelabra, 45 Watts | CFLratio0357 | CFLratio0357 | CFLscw-Candle(45w) | Available |  | 0 | 0 | Disposition: MeasuresList-October312014.xlsx | RobNc |  |  |  | DEER1316-Ltg-Com-CFL | 2013-01-01 | 2018-06-30 | InEA_modVal |  |  |  |  | Standard | Revise expiry date to 60/30/2018 Commission Staff direction 2018ScrewInLampSavignsMethods-11Dec2017.pdf | 1 | 1 | 0 | Deemed Ex Ante Team |  | Revise expiry date to 60/30/2018 Commission Staff direction 2018ScrewInLampSavignsMethods-11Dec2017.pdf |  | Updated to indicate claim/filing status
4156 | C-In-CFLscw-Candle(55w)-dWP141 | Commercial Indoor General Lighting: CFL Lamp with integated Ballast replaces pre-existing standard lighting Wattage. Measure includes Code case. Impacts: CFL-based HOU (varies by BldgType) | DEER1314 | Lighting Disposition | 2020-11-24 16:30 | Com-Iltg-dWatt-CFL | NonDEER | Scaled | BaseRatio | 0 | 0 | None |  | 0 |  | 1 | Com | Any | Lighting | InGen-CFL | Ltg_Lamp | CFLint_lamp |  | ILtg-CFL-Com | Com indoor non-refl CFL base case, Total Watts = 3.57 x Msr Watts | Com indoor non-refl CFL base case, Total Watts = 3.57 x Msr Watts | CFL Lamp: Candelabra, 55 Watts | CFLratio0357 | CFLratio0357 | CFLscw-Candle(55w) | Available |  | 0 | 0 | Disposition: MeasuresList-October312014.xlsx | RobNc |  |  |  | DEER1316-Ltg-Com-CFL | 2013-01-01 | 2018-06-30 | InEA_modVal |  |  |  |  | Standard | Revise expiry date to 60/30/2018 Commission Staff direction 2018ScrewInLampSavignsMethods-11Dec2017.pdf | 1 | 1 | 0 | Deemed Ex Ante Team |  | Revise expiry date to 60/30/2018 Commission Staff direction 2018ScrewInLampSavignsMethods-11Dec2017.pdf |  | Updated to indicate claim/filing status
4157 | C-In-CFLscw-Candle(7w)-dWP17 | Commercial Indoor General Lighting: CFL Lamp with integated Ballast replaces pre-existing standard lighting Wattage. Measure includes Code case. Impacts: CFL-based HOU (varies by BldgType) | DEER1314 | Lighting Disposition | 2020-11-24 16:30 | Com-Iltg-dWatt-CFL | DEER | Scaled | BaseRatio | 0 | 0 | None |  | 0 |  | 1 | Com | Any | Lighting | InGen-CFL | Ltg_Lamp | CFLint_lamp | CFLscw-Candle(7w) | ILtg-CFL-Com | Com indoor non-refl CFL base case, Total Watts = 3.57 x Msr Watts | Com indoor non-refl CFL base case, Total Watts = 3.57 x Msr Watts | CFL Lamp: Candelabra, 7 Watts | CFLratio0357 | CFLratio0357 | CFLscw-Candle(7w) | Available |  | 0 | 0 | Disposition: MeasuresList-October312014.xlsx | RobNc |  |  |  | DEER1316-Ltg-Com-CFL | 2013-01-01 | 2018-06-30 | InEA_modVal |  |  |  |  | Standard | Revise expiry date to 60/30/2018 Commission Staff direction 2018ScrewInLampSavignsMethods-11Dec2017.pdf | 1 | 1 | 0 | Deemed Ex Ante Team |  | Revise expiry date to 60/30/2018 Commission Staff direction 2018ScrewInLampSavignsMethods-11Dec2017.pdf |  | Updated to indicate claim/filing status
4158 | C-In-CFLscw-Candle(8w)-dWP20 | Commercial Indoor General Lighting: CFL Lamp with integated Ballast replaces pre-existing standard lighting Wattage. Measure includes Code case. Impacts: CFL-based HOU (varies by BldgType) | DEER1314 | Lighting Disposition | 2020-11-24 16:30 | Com-Iltg-dWatt-CFL | DEER | Scaled | BaseRatio | 0 | 0 | None |  | 0 |  | 1 | Com | Any | Lighting | InGen-CFL | Ltg_Lamp | CFLint_lamp | CFLscw-Candle(8w) | ILtg-CFL-Com | Com indoor non-refl CFL base case, Total Watts = 3.57 x Msr Watts | Com indoor non-refl CFL base case, Total Watts = 3.57 x Msr Watts | CFL Lamp: Candelabra, 8 Watts | CFLratio0357 | CFLratio0357 | CFLscw-Candle(8w) | Available |  | 0 | 0 | Disposition: MeasuresList-October312014.xlsx | RobNc |  |  |  | DEER1316-Ltg-Com-CFL | 2013-01-01 | 2018-06-30 | InEA_modVal |  |  |  |  | Standard | Revise expiry date to 60/30/2018 Commission Staff direction 2018ScrewInLampSavignsMethods-11Dec2017.pdf | 1 | 1 | 0 | Deemed Ex Ante Team |  | Revise expiry date to 60/30/2018 Commission Staff direction 2018ScrewInLampSavignsMethods-11Dec2017.pdf |  | Updated to indicate claim/filing status
4159 | C-In-CFLscw-Candle(9w)-dWP23 | Commercial Indoor General Lighting: CFL Lamp with integated Ballast replaces pre-existing standard lighting Wattage. Measure includes Code case. Impacts: CFL-based HOU (varies by BldgType) | DEER1314 | Lighting Disposition | 2020-11-24 16:30 | Com-Iltg-dWatt-CFL | DEER | Scaled | BaseRatio | 0 | 0 | None |  | 0 |  | 1 | Com | Any | Lighting | InGen-CFL | Ltg_Lamp | CFLint_lamp | CFLscw-Candle(9w) | ILtg-CFL-Com | Com indoor non-refl CFL base case, Total Watts = 3.57 x Msr Watts | Com indoor non-refl CFL base case, Total Watts = 3.57 x Msr Watts | CFL Lamp: Candelabra, 9 Watts | CFLratio0357 | CFLratio0357 | CFLscw-Candle(9w) | Available |  | 0 | 0 | Disposition: MeasuresList-October312014.xlsx | RobNc |  |  |  | DEER1316-Ltg-Com-CFL | 2013-01-01 | 2018-06-30 | InEA_modVal |  |  |  |  | Standard | Revise expiry date to 60/30/2018 Commission Staff direction 2018ScrewInLampSavignsMethods-11Dec2017.pdf | 1 | 1 | 0 | Deemed Ex Ante Team |  | Revise expiry date to 60/30/2018 Commission Staff direction 2018ScrewInLampSavignsMethods-11Dec2017.pdf |  | Updated to indicate claim/filing status
4160 | C-In-CFLscw-CC(3w)-dWP12 | Commercial Indoor General Lighting: CFL Lamp with integated Ballast replaces Incandescent Lamp. Measure includes Code case. Impacts: CFL-based HOU (varies by BldgType) | DEER1314 | Lighting Disposition | 2020-11-24 16:30 | Com-Iltg-dWatt-CFL | NonDEER | Scaled | Delta |  |  | None |  | 0 |  | 1 | Com | Any | Lighting | InGen-CFL | Ltg_Lamp | CFLint_lamp | CFLscw-CC(3w) | ILtg-CFL-Com |  |  |  | Incan(15w) | Incan(15w) | CFLscw-CC(3w) | Available | WP source e.g.: WPSDGENRSH001r0. Replaced by measure ID C-In-CFLscw-CC(3w)-dWP7 | 0 | 0 | Disposition: MeasuresList-October312014.xlsx | RobNc |  | ILtg-Incand-Com |  | DEER1314-Ltg-Com-CFL | 2013-01-01 | 2014-10-30 | DEER |  |  |  |  | Standard |  | 1 | 1 | 0 | Deemed Ex Ante Team |  |  |  | Updated to indicate claim/filing status
4161 | C-In-CFLscw-CC(3w)-dWP17 | Commercial Indoor General Lighting: CFL Lamp with integated Ballast replaces Incandescent Lamp. Measure includes Code case. Impacts: CFL-based HOU (varies by BldgType) | DEER1314 | Lighting Disposition | 2020-11-24 16:30 | Com-Iltg-dWatt-CFL | NonDEER | Scaled | Delta |  |  | None |  | 0 |  | 1 | Com | Any | Lighting | InGen-CFL | Ltg_Lamp | CFLint_lamp | CFLscw-CC(3w) | ILtg-CFL-Com |  |  |  | Incan(20w) | Incan(20w) | CFLscw-CC(3w) | Available | WP source e.g.: SCE13LG063r0. May disposition measure includes an error. Replaced with C-In-CFLscw-CC(5w)-dWP10 | 0 | 0 | Disposition: MeasuresList-October312014.xlsx | RobNc |  | ILtg-Incand-Com |  | DEER1314-Ltg-Com-CFL | 2013-01-01 | 2014-10-30 | DEER |  |  |  |  | Standard |  | 1 | 1 | 0 | Deemed Ex Ante Team |  |  |  | Updated to indicate claim/filing status
4162 | C-In-CFLscw-CC(3w)-dWP7 | Commercial Indoor General Lighting: CFL Lamp with integated Ballast replaces pre-existing standard lighting Wattage. Measure includes Code case. Impacts: CFL-based HOU (varies by BldgType) | DEER1314 | Lighting Disposition | 2020-11-24 16:30 | Com-Iltg-dWatt-CFL | DEER | Scaled | BaseRatio | 0 | 0 | None |  | 0 |  | 1 | Com | Any | Lighting | InGen-CFL | Ltg_Lamp | CFLint_lamp | CFLscw-CC(3w) | ILtg-CFL-Com | Com indoor non-refl CFL base case, Total Watts = 3.57 x Msr Watts | Com indoor non-refl CFL base case, Total Watts = 3.57 x Msr Watts | CFL Lamp: Any Non-reflector, Code Cathode, 3 Watts | CFLratio0357 | CFLratio0357 | CFLscw-CC(3w) | Available | WP source e.g.: WPSDGENRSH001r0; Old Measure ID = C-In-CFLscw-CC(3w)-dWP12 | 0 | 0 | Disposition: MeasuresList-October312014.xlsx | RobNc |  |  |  | DEER1316-Ltg-Com-CFL | 2014-10-31 | 2017-06-30 | InEA_modVal |  |  |  |  | Standard |  | 1 | 1 | 0 | Deemed Ex Ante Team |  |  |  | Updated to indicate claim/filing status
4163 | C-In-CFLscw-CC(5w)-dWP10 | Commercial Indoor General Lighting: CFL Lamp with integated Ballast replaces Incandescent Lamp. Measure includes Code case. Impacts: CFL-based HOU (varies by BldgType) | DEER1314 | Lighting Disposition | 2020-11-24 16:30 | Com-Iltg-dWatt-CFL | DEER | Scaled | Delta |  |  | None |  | 0 |  | 1 | Com | Any | Lighting | InGen-CFL | Ltg_Lamp | CFLint_lamp | CFLscw-CC(5w) | ILtg-CFL-Com |  |  |  | Incan(15w) | Incan(15w) | CFLscw-CC(5w) | Available | WP source e.g.: SCE13LG063r0; May 2014 disposition measure ID = C-In-CFLscw-CC(3w)-dWP17 is replaced by this measure (ED mistake in May disposition) | 0 | 0 | Disposition: MeasuresList-October312014.xlsx | RobNc |  | ILtg-Incand-Com |  | DEER1316-Ltg-Com-CFL | 2014-10-31 | 2018-06-30 | DEER2015 Uncertain Msr Update |  |  |  |  | Standard |  | 1 | 1 | 0 | Deemed Ex Ante Team |  |  |  | Updated to indicate claim/filing status
4164 | C-In-CFLscw-CC(5w)-dWP12-1 | Commercial Indoor General Lighting: CFL Lamp with integated Ballast replaces pre-existing standard lighting Wattage. Measure includes Code case. Impacts: CFL-based HOU (varies by BldgType) | DEER1314 | Lighting Disposition | 2020-11-24 16:30 | Com-Iltg-dWatt-CFL | DEER | Scaled | BaseRatio | 0 | 0 | None |  | 0 |  | 1 | Com | Any | Lighting | InGen-CFL | Ltg_Lamp | CFLint_lamp | CFLscw-CC(5w) | ILtg-CFL-Com | Com indoor non-refl CFL base case, Total Watts = 3.57 x Msr Watts | Com indoor non-refl CFL base case, Total Watts = 3.57 x Msr Watts | CFL Lamp: Any Non-reflector, Code Cathode, 5 Watts | CFLratio0357 | CFLratio0357 | CFLscw-CC(5w) | Available | Replaces measure ID C-In-CFLscw-CC(5w)-dWP12-2 (which used to be C-In-CFLscw-CC(5w)-dWP12) | 0 | 0 | Disposition: MeasuresList-October312014.xlsx | RobNc |  |  |  | DEER1316-Ltg-Com-CFL | 2014-10-31 | 2017-06-30 | InEA_modVal |  |  |  |  | Standard |  | 1 | 1 | 0 | Deemed Ex Ante Team |  |  |  | Updated to indicate claim/filing status
4165 | C-In-CFLscw-CC(5w)-dWP12-2 | Commercial Indoor General Lighting: CFL Lamp with integated Ballast replaces Incandescent Lamp. Measure includes Code case. Impacts: CFL-based HOU (varies by BldgType) | DEER1314 | Lighting Disposition | 2020-11-24 16:30 | Com-Iltg-dWatt-CFL | NonDEER | Scaled | Delta |  |  | None |  | 0 |  | 1 | Com | Any | Lighting | InGen-CFL | Ltg_Lamp | CFLint_lamp | CFLscw-CC(5w) | ILtg-CFL-Com |  |  |  | Incan(17.65w) | Incan(17.65w) | CFLscw-CC(5w) | Available | WP source e.g.: SCE13LG063r0. Old Measure ID C-In-CFLscw-CC(5w)-dWP12. Replaced by measure ID C-In-CFLscw-CC(5w)-dWP12-1 | 0 | 0 | Disposition: MeasuresList-October312014.xlsx | RobNc |  | ILtg-Incand-Com |  | DEER1314-Ltg-Com-CFL | 2013-01-01 | 2014-10-30 | DEER |  |  |  |  | Standard |  | 1 | 1 | 0 | Deemed Ex Ante Team |  |  |  | Updated to indicate claim/filing status
4166 | C-In-CFLscw-CC(8w)-dWP20-1 | Commercial Indoor General Lighting: CFL Lamp with integated Ballast replaces pre-existing standard lighting Wattage. Measure includes Code case. Impacts: CFL-based HOU (varies by BldgType) | DEER1314 | Lighting Disposition | 2020-11-24 16:30 | Com-Iltg-dWatt-CFL | DEER | Scaled | BaseRatio | 0 | 0 | None |  | 0 |  | 1 | Com | Any | Lighting | InGen-CFL | Ltg_Lamp | CFLint_lamp | CFLscw-CC(8w) | ILtg-CFL-Com | Com indoor non-refl CFL base case, Total Watts = 3.57 x Msr Watts | Com indoor non-refl CFL base case, Total Watts = 3.57 x Msr Watts | CFL Lamp: Any Non-reflector, Code Cathode, 8 Watts | CFLratio0357 | CFLratio0357 | CFLscw-CC(8w) | Available | Old measure ID: C-In-CFLscw-CC(8w)-dWP20-2 (which used to be C-In-CFLscw-CC(8w)-dWP20) | 0 | 0 | Disposition: MeasuresList-October312014.xlsx | RobNc |  |  |  | DEER1316-Ltg-Com-CFL | 2014-10-31 | 2017-06-30 | InEA_modVal |  |  |  |  | Standard |  | 1 | 1 | 0 | Deemed Ex Ante Team |  |  |  | Updated to indicate claim/filing status
4167 | C-In-CFLscw-CC(8w)-dWP20-2 | Commercial Indoor General Lighting: CFL Lamp with integated Ballast replaces Incandescent Lamp. Measure includes Code case. Impacts: CFL-based HOU (varies by BldgType) | DEER1314 | Lighting Disposition | 2020-11-24 16:30 | Com-Iltg-dWatt-CFL | NonDEER | Scaled | Delta |  |  | None |  | 0 |  | 1 | Com | Any | Lighting | InGen-CFL | Ltg_Lamp | CFLint_lamp | CFLscw-CC(8w) | ILtg-CFL-Com |  |  |  | Incan(28.24w) | Incan(28.24w) | CFLscw-CC(8w) | Available | WP source e.g.: SCE13LG063r0. Replaced with measure ID C-In-CFLscw-CC(8w)-dWP20-1 | 0 | 0 | Disposition: MeasuresList-October312014.xlsx | RobNc |  | ILtg-Incand-Com |  | DEER1314-Ltg-Com-CFL | 2013-01-01 | 2014-10-30 | DEER |  |  |  |  | Standard |  | 1 | 1 | 0 | Deemed Ex Ante Team |  |  |  | Updated to indicate claim/filing status
4168 | C-In-CFLscw-Circ9(22w)-dWP103 | Commercial Indoor General Lighting: CFL Lamp with integated Ballast replaces Incandescent Lamp. Measure includes Code case. Impacts: CFL-based HOU (varies by BldgType) | DEER1314 | Lighting Disposition | 2020-11-24 16:30 | Com-Iltg-dWatt-CFL | DEER | Scaled | Delta |  |  | None |  | 0 |  | 1 | Com | Any | Lighting | InGen-CFL | Ltg_Lamp | CFLint_lamp |  | ILtg-CFL-Com |  |  |  | Incan(125w) | Incan(125w) | CFLscw-Circ9(22w) | Available | WP source e.g.: SCE13LG017r0; Old Measure ID = C-In-CFLscw-Circ9(22w)-dWP70 | 0 | 0 | Disposition: MeasuresList-October312014.xlsx | RobNc |  | ILtg-Incand-Com |  | DEER1316-Ltg-Com-CFL | 2014-10-31 | 2018-06-30 | DEER2015 Uncertain Msr Update |  |  |  |  | Standard |  | 1 | 1 | 0 | Deemed Ex Ante Team |  |  |  | Updated to indicate claim/filing status
4169 | C-In-CFLscw-Circ9(22w)-dWP56 | Commercial Indoor General Lighting: CFL Lamp with integated Ballast replaces pre-existing standard lighting Wattage. Measure includes Code case. Impacts: CFL-based HOU (varies by BldgType) | DEER1314 | Lighting Disposition | 2020-11-24 16:30 | Com-Iltg-dWatt-CFL | DEER | Scaled | BaseRatio | 0 | 0 | None |  | 0 |  | 1 | Com | Any | Lighting | InGen-CFL | Ltg_Lamp | CFLint_lamp |  | ILtg-CFL-Com | Com indoor non-refl CFL base case, Total Watts = 3.57 x Msr Watts | Com indoor non-refl CFL base case, Total Watts = 3.57 x Msr Watts | CFL Lamp: T-9 Circular Tube, 22 Watts | CFLratio0357 | CFLratio0357 | CFLscw-Circ9(22w) | Available |  | 0 | 0 | Disposition: MeasuresList-October312014.xlsx | RobNc |  |  |  | DEER1316-Ltg-Com-CFL | 2013-01-01 | 2017-06-30 | InEA_modVal |  |  |  |  | Standard |  | 1 | 1 | 0 | Deemed Ex Ante Team |  |  |  | Updated to indicate claim/filing status
4170 | C-In-CFLscw-Circ9(22w)-dWP70 | Commercial Indoor General Lighting: CFL Lamp with integated Ballast replaces Incandescent Lamp. Measure includes Code case. Impacts: CFL-based HOU (varies by BldgType) | DEER1314 | Lighting Disposition | 2020-11-24 16:30 | Com-Iltg-dWatt-CFL | NonDEER | Scaled | Delta |  |  | None |  | 0 |  | 1 | Com | Any | Lighting | InGen-CFL | Ltg_Lamp | CFLint_lamp |  | ILtg-CFL-Com |  |  |  | Incan(92w) | Incan(92w) | CFLscw-Circ9(22w) | Available | Replaced in October disposition with Measure ID = C-In-CFLscw-Circ9(22w)-dWP103 | 0 | 0 | Disposition: MeasuresList-October312014.xlsx | RobNc |  | ILtg-Incand-Com |  | DEER1314-Ltg-Com-CFL | 2013-01-01 | 2014-10-30 | DEER |  |  |  |  | Standard |  | 1 | 1 | 0 | Deemed Ex Ante Team |  |  |  | Updated to indicate claim/filing status
4171 | C-In-CFLscw-Circ9(26w)-dWP66 | Commercial Indoor General Lighting: CFL Lamp with integated Ballast replaces pre-existing standard lighting Wattage. Measure includes Code case. Impacts: CFL-based HOU (varies by BldgType) | DEER1314 | Lighting Disposition | 2020-11-24 16:30 | Com-Iltg-dWatt-CFL | DEER | Scaled | BaseRatio | 0 | 0 | None |  | 0 |  | 1 | Com | Any | Lighting | InGen-CFL | Ltg_Lamp | CFLint_lamp |  | ILtg-CFL-Com | Com indoor non-refl CFL base case, Total Watts = 3.57 x Msr Watts | Com indoor non-refl CFL base case, Total Watts = 3.57 x Msr Watts | CFL Lamp: T-9 Circular Tube, 26 Watts | CFLratio0357 | CFLratio0357 | CFLscw-Circ9(26w) | Available |  | 0 | 0 | Disposition: MeasuresList-October312014.xlsx | RobNc |  |  |  | DEER1316-Ltg-Com-CFL | 2013-01-01 | 2017-06-30 | InEA_modVal |  |  |  |  | Standard |  | 1 | 1 | 0 | Deemed Ex Ante Team |  |  |  | Updated to indicate claim/filing status
4172 | C-In-CFLscw-Circ9(32w)-dWP112 | Commercial Indoor General Lighting: CFL Lamp with integated Ballast replaces Incandescent Lamp. Measure includes Code case. Impacts: CFL-based HOU (varies by BldgType) | DEER1314 | Lighting Disposition | 2020-11-24 16:30 | Com-Iltg-dWatt-CFL | NonDEER | Scaled | Delta |  |  | None |  | 0 |  | 1 | Com | Any | Lighting | InGen-CFL | Ltg_Lamp | CFLint_lamp |  | ILtg-CFL-Com |  |  |  | Incan(144w) | Incan(144w) | CFLscw-Circ9(32w) | Available | WP source e.g.: SCE13LG017r0; Old Measure ID = C-In-CFLscw-Circ9(32w)-dWP72 | 0 | 0 | Disposition: MeasuresList-October312014.xlsx | RobNc |  | ILtg-Incand-Com |  | DEER1316-Ltg-Com-CFL | 2014-10-31 | 2018-06-30 | DEER2016 HOU Update |  |  |  |  | Standard |  | 1 | 1 | 0 | Deemed Ex Ante Team |  |  |  | Updated to indicate claim/filing status
4173 | C-In-CFLscw-Circ9(32w)-dWP72 | Commercial Indoor General Lighting: CFL Lamp with integated Ballast replaces Incandescent Lamp. Measure includes Code case. Impacts: CFL-based HOU (varies by BldgType) | DEER1314 | Lighting Disposition | 2020-11-24 16:30 | Com-Iltg-dWatt-CFL | NonDEER | Scaled | Delta |  |  | None |  | 0 |  | 1 | Com | Any | Lighting | InGen-CFL | Ltg_Lamp | CFLint_lamp |  | ILtg-CFL-Com |  |  |  | Incan(104w) | Incan(104w) | CFLscw-Circ9(32w) | Available | Replaced in October disposition with Measure ID = C-In-CFLscw-Circ9(32w)-dWP112 | 0 | 0 | Disposition: MeasuresList-October312014.xlsx | RobNc |  | ILtg-Incand-Com |  | DEER1314-Ltg-Com-CFL | 2013-01-01 | 2014-10-30 | DEER |  |  |  |  | Standard |  | 1 | 1 | 0 | Deemed Ex Ante Team |  |  |  | Updated to indicate claim/filing status
4174 | C-In-CFLscw-Circ9(32w)-dWP82 | Commercial Indoor General Lighting: CFL Lamp with integated Ballast replaces pre-existing standard lighting Wattage. Measure includes Code case. Impacts: CFL-based HOU (varies by BldgType) | DEER1314 | Lighting Disposition | 2020-11-24 16:30 | Com-Iltg-dWatt-CFL | NonDEER | Scaled | BaseRatio | 0 | 0 | None |  | 0 |  | 1 | Com | Any | Lighting | InGen-CFL | Ltg_Lamp | CFLint_lamp |  | ILtg-CFL-Com | Com indoor non-refl CFL base case, Total Watts = 3.57 x Msr Watts | Com indoor non-refl CFL base case, Total Watts = 3.57 x Msr Watts | CFL Lamp: T-9 Circular Tube, 32 Watts | CFLratio0357 | CFLratio0357 | CFLscw-Circ9(32w) | Available |  | 0 | 0 | Disposition: MeasuresList-October312014.xlsx | RobNc |  |  |  | DEER1316-Ltg-Com-CFL | 2013-01-01 | 2017-06-30 | InEA_modVal |  |  |  |  | Standard |  | 1 | 1 | 0 | Deemed Ex Ante Team |  |  |  | Updated to indicate claim/filing status
4175 | C-In-CFLscw-Circ9(40w)-dWP102 | Commercial Indoor General Lighting: CFL Lamp with integated Ballast replaces pre-existing standard lighting Wattage. Measure includes Code case. Impacts: CFL-based HOU (varies by BldgType) | DEER1314 | Lighting Disposition | 2020-11-24 16:30 | Com-Iltg-dWatt-CFL | NonDEER | Scaled | BaseRatio | 0 | 0 | None |  | 0 |  | 1 | Com | Any | Lighting | InGen-CFL | Ltg_Lamp | CFLint_lamp |  | ILtg-CFL-Com | Com indoor non-refl CFL base case, Total Watts = 3.57 x Msr Watts | Com indoor non-refl CFL base case, Total Watts = 3.57 x Msr Watts | CFL Lamp: T-9 Circular Tube, 40 Watts | CFLratio0357 | CFLratio0357 | CFLscw-Circ9(40w) | Available |  | 0 | 0 | Disposition: MeasuresList-October312014.xlsx | RobNc |  |  |  | DEER1316-Ltg-Com-CFL | 2013-01-01 | 2017-06-30 | InEA_modVal |  |  |  |  | Standard |  | 1 | 1 | 0 | Deemed Ex Ante Team |  |  |  | Updated to indicate claim/filing status
4176 | C-In-CFLscw-Circ9(55w)-dWP141 | Commercial Indoor General Lighting: CFL Lamp with integated Ballast replaces pre-existing standard lighting Wattage. Measure includes Code case. Impacts: CFL-based HOU (varies by BldgType) | DEER1314 | Lighting Disposition | 2020-11-24 16:30 | Com-Iltg-dWatt-CFL | NonDEER | Scaled | BaseRatio | 0 | 0 | None |  | 0 |  | 1 | Com | Any | Lighting | InGen-CFL | Ltg_Lamp | CFLint_lamp |  | ILtg-CFL-Com | Com indoor non-refl CFL base case, Total Watts = 3.57 x Msr Watts | Com indoor non-refl CFL base case, Total Watts = 3.57 x Msr Watts | CFL Lamp: T-9 Circular Tube, 55 Watts | CFLratio0357 | CFLratio0357 | CFLscw-Circ9(55w) | Available |  | 0 | 0 | Disposition: MeasuresList-October312014.xlsx | RobNc |  |  |  | DEER1316-Ltg-Com-CFL | 2013-01-01 | 2017-06-30 | InEA_modVal |  |  |  |  | Standard |  | 1 | 1 | 0 | Deemed Ex Ante Team |  |  |  | Updated to indicate claim/filing status
4177 | C-In-CFLscw-Glb(10w)-dWP25 | Commercial Indoor General Lighting: CFL Lamp with integated Ballast replaces pre-existing standard lighting Wattage. Measure includes Code case. Impacts: CFL-based HOU (varies by BldgType) | DEER1314 | Lighting Disposition | 2020-11-24 16:30 | Com-Iltg-dWatt-CFL | DEER | Scaled | BaseRatio | 0 | 0 | None |  | 0 |  | 1 | Com | Any | Lighting | InGen-CFL | Ltg_Lamp | CFLint_lamp | CFLscw-Glb(10w) | ILtg-CFL-Com | Com indoor non-refl CFL base case, Total Watts = 3.57 x Msr Watts | Com indoor non-refl CFL base case, Total Watts = 3.57 x Msr Watts | CFL Lamp: Globe, 10 Watts | CFLratio0357 | CFLratio0357 | CFLscw-Glb(10w) | Available |  | 0 | 0 | Disposition: MeasuresList-October312014.xlsx | RobNc |  |  |  | DEER1316-Ltg-Com-CFL | 2013-01-01 | 2018-06-30 | InEA_modVal |  |  |  |  | Standard | Revise expiry date to 60/30/2018 Commission Staff direction 2018ScrewInLampSavignsMethods-11Dec2017.pdf | 1 | 1 | 0 | Deemed Ex Ante Team |  | Revise expiry date to 60/30/2018 Commission Staff direction 2018ScrewInLampSavignsMethods-11Dec2017.pdf |  | Updated to indicate claim/filing status
4178 | C-In-CFLscw-Glb(11w)-dWP28 | Commercial Indoor General Lighting: CFL Lamp with integated Ballast replaces pre-existing standard lighting Wattage. Measure includes Code case. Impacts: CFL-based HOU (varies by BldgType) | DEER1314 | Lighting Disposition | 2020-11-24 16:30 | Com-Iltg-dWatt-CFL | DEER | Scaled | BaseRatio | 0 | 0 | None |  | 0 |  | 1 | Com | Any | Lighting | InGen-CFL | Ltg_Lamp | CFLint_lamp | CFLscw-Glb(11w) | ILtg-CFL-Com | Com indoor non-refl CFL base case, Total Watts = 3.57 x Msr Watts | Com indoor non-refl CFL base case, Total Watts = 3.57 x Msr Watts | CFL Lamp: Globe, 11 Watts | CFLratio0357 | CFLratio0357 | CFLscw-Glb(11w) | Available |  | 0 | 0 | Disposition: MeasuresList-October312014.xlsx | RobNc |  |  |  | DEER1316-Ltg-Com-CFL | 2013-01-01 | 2018-06-30 | InEA_modVal |  |  |  |  | Standard | Revise expiry date to 60/30/2018 Commission Staff direction 2018ScrewInLampSavignsMethods-11Dec2017.pdf | 1 | 1 | 0 | Deemed Ex Ante Team |  | Revise expiry date to 60/30/2018 Commission Staff direction 2018ScrewInLampSavignsMethods-11Dec2017.pdf |  | Updated to indicate claim/filing status
4179 | C-In-CFLscw-Glb(12w)-dWP30 | Commercial Indoor General Lighting: CFL Lamp with integated Ballast replaces pre-existing standard lighting Wattage. Measure includes Code case. Impacts: CFL-based HOU (varies by BldgType) | DEER1314 | Lighting Disposition | 2020-11-24 16:30 | Com-Iltg-dWatt-CFL | DEER | Scaled | BaseRatio | 0 | 0 | None |  | 0 |  | 1 | Com | Any | Lighting | InGen-CFL | Ltg_Lamp | CFLint_lamp | CFLscw-Glb(12w) | ILtg-CFL-Com | Com indoor non-refl CFL base case, Total Watts = 3.57 x Msr Watts | Com indoor non-refl CFL base case, Total Watts = 3.57 x Msr Watts | CFL Lamp: Globe, 12 Watts | CFLratio0357 | CFLratio0357 | CFLscw-Glb(12w) | Available |  | 0 | 0 | Disposition: MeasuresList-October312014.xlsx | RobNc |  |  |  | DEER1316-Ltg-Com-CFL | 2013-01-01 | 2018-06-30 | InEA_modVal |  |  |  |  | Standard | Revise expiry date to 60/30/2018 Commission Staff direction 2018ScrewInLampSavignsMethods-11Dec2017.pdf | 1 | 1 | 0 | Deemed Ex Ante Team |  | Revise expiry date to 60/30/2018 Commission Staff direction 2018ScrewInLampSavignsMethods-11Dec2017.pdf |  | Updated to indicate claim/filing status
4180 | C-In-CFLscw-Glb(13w)-dWP33 | Commercial Indoor General Lighting: CFL Lamp with integated Ballast replaces pre-existing standard lighting Wattage. Measure includes Code case. Impacts: CFL-based HOU (varies by BldgType) | DEER1314 | Lighting Disposition | 2020-11-24 16:30 | Com-Iltg-dWatt-CFL | DEER | Scaled | BaseRatio | 0 | 0 | None |  | 0 |  | 1 | Com | Any | Lighting | InGen-CFL | Ltg_Lamp | CFLint_lamp | CFLscw-Glb(13w) | ILtg-CFL-Com | Com indoor non-refl CFL base case, Total Watts = 3.57 x Msr Watts | Com indoor non-refl CFL base case, Total Watts = 3.57 x Msr Watts | CFL Lamp: Globe, 13 Watts | CFLratio0357 | CFLratio0357 | CFLscw-Glb(13w) | Available |  | 0 | 0 | Disposition: MeasuresList-October312014.xlsx | RobNc |  |  |  | DEER1316-Ltg-Com-CFL | 2013-01-01 | 2018-06-30 | InEA_modVal |  |  |  |  | Standard | Revise expiry date to 60/30/2018 Commission Staff direction 2018ScrewInLampSavignsMethods-11Dec2017.pdf | 1 | 1 | 0 | Deemed Ex Ante Team |  | Revise expiry date to 60/30/2018 Commission Staff direction 2018ScrewInLampSavignsMethods-11Dec2017.pdf |  | Updated to indicate claim/filing status
4181 | C-In-CFLscw-Glb(14w)-dWP35 | Commercial Indoor General Lighting: CFL Lamp with integated Ballast replaces pre-existing standard lighting Wattage. Measure includes Code case. Impacts: CFL-based HOU (varies by BldgType) | DEER1314 | Lighting Disposition | 2020-11-24 16:30 | Com-Iltg-dWatt-CFL | DEER | Scaled | BaseRatio | 0 | 0 | None |  | 0 |  | 1 | Com | Any | Lighting | InGen-CFL | Ltg_Lamp | CFLint_lamp | CFLscw-Glb(14w) | ILtg-CFL-Com | Com indoor non-refl CFL base case, Total Watts = 3.57 x Msr Watts | Com indoor non-refl CFL base case, Total Watts = 3.57 x Msr Watts | CFL Lamp: Globe, 14 Watts | CFLratio0357 | CFLratio0357 | CFLscw-Glb(14w) | Available |  | 0 | 0 | Disposition: MeasuresList-October312014.xlsx | RobNc |  |  |  | DEER1316-Ltg-Com-CFL | 2013-01-01 | 2018-06-30 | InEA_modVal | LT-56121 |  |  |  | Standard | Revise expiry date to 60/30/2018 Commission Staff direction 2018ScrewInLampSavignsMethods-11Dec2017.pdf | 1 | 1 | 0 | Deemed Ex Ante Team |  | Revise expiry date to 60/30/2018 Commission Staff direction 2018ScrewInLampSavignsMethods-11Dec2017.pdf |  | Updated to indicate claim/filing status
4182 | C-In-CFLscw-Glb(15w)-dWP38 | Commercial Indoor General Lighting: CFL Lamp with integated Ballast replaces pre-existing standard lighting Wattage. Measure includes Code case. Impacts: CFL-based HOU (varies by BldgType) | DEER1314 | Lighting Disposition | 2020-11-24 16:30 | Com-Iltg-dWatt-CFL | DEER | Scaled | BaseRatio | 0 | 0 | None |  | 0 |  | 1 | Com | Any | Lighting | InGen-CFL | Ltg_Lamp | CFLint_lamp | CFLscw-Glb(15w) | ILtg-CFL-Com | Com indoor non-refl CFL base case, Total Watts = 3.57 x Msr Watts | Com indoor non-refl CFL base case, Total Watts = 3.57 x Msr Watts | CFL Lamp: Globe, 15 Watts | CFLratio0357 | CFLratio0357 | CFLscw-Glb(15w) | Available |  | 0 | 0 | Disposition: MeasuresList-October312014.xlsx | RobNc |  |  |  | DEER1316-Ltg-Com-CFL | 2013-01-01 | 2018-06-30 | InEA_modVal |  |  |  |  | Standard | Revise expiry date to 60/30/2018 Commission Staff direction 2018ScrewInLampSavignsMethods-11Dec2017.pdf | 1 | 1 | 0 | Deemed Ex Ante Team |  | Revise expiry date to 60/30/2018 Commission Staff direction 2018ScrewInLampSavignsMethods-11Dec2017.pdf |  | Updated to indicate claim/filing status
4183 | C-In-CFLscw-Glb(16w)-dWP41 | Commercial Indoor General Lighting: CFL Lamp with integated Ballast replaces pre-existing standard lighting Wattage. Measure includes Code case. Impacts: CFL-based HOU (varies by BldgType) | DEER1314 | Lighting Disposition | 2020-11-24 16:30 | Com-Iltg-dWatt-CFL | DEER | Scaled | BaseRatio | 0 | 0 | None |  | 0 |  | 1 | Com | Any | Lighting | InGen-CFL | Ltg_Lamp | CFLint_lamp | CFLscw-Glb(16w) | ILtg-CFL-Com | Com indoor non-refl CFL base case, Total Watts = 3.57 x Msr Watts | Com indoor non-refl CFL base case, Total Watts = 3.57 x Msr Watts | CFL Lamp: Globe, 16 Watts | CFLratio0357 | CFLratio0357 | CFLscw-Glb(16w) | Available |  | 0 | 0 | Disposition: MeasuresList-October312014.xlsx | RobNc |  |  |  | DEER1316-Ltg-Com-CFL | 2013-01-01 | 2018-06-30 | InEA_modVal |  |  |  |  | Standard | Revise expiry date to 60/30/2018 Commission Staff direction 2018ScrewInLampSavignsMethods-11Dec2017.pdf | 1 | 1 | 0 | Deemed Ex Ante Team |  | Revise expiry date to 60/30/2018 Commission Staff direction 2018ScrewInLampSavignsMethods-11Dec2017.pdf |  | Updated to indicate claim/filing status
4184 | C-In-CFLscw-Glb(18w)-dWP46 | Commercial Indoor General Lighting: CFL Lamp with integated Ballast replaces pre-existing standard lighting Wattage. Measure includes Code case. Impacts: CFL-based HOU (varies by BldgType) | DEER1314 | Lighting Disposition | 2020-11-24 16:30 | Com-Iltg-dWatt-CFL | DEER | Scaled | BaseRatio | 0 | 0 | None |  | 0 |  | 1 | Com | Any | Lighting | InGen-CFL | Ltg_Lamp | CFLint_lamp | CFLscw-Glb(18w) | ILtg-CFL-Com | Com indoor non-refl CFL base case, Total Watts = 3.57 x Msr Watts | Com indoor non-refl CFL base case, Total Watts = 3.57 x Msr Watts | CFL Lamp: Globe, 18 Watts | CFLratio0357 | CFLratio0357 | CFLscw-Glb(18w) | Available |  | 0 | 0 | Disposition: MeasuresList-October312014.xlsx | RobNc |  |  |  | DEER1316-Ltg-Com-CFL | 2013-01-01 | 2018-06-30 | InEA_modVal |  |  |  |  | Standard | Revise expiry date to 60/30/2018 Commission Staff direction 2018ScrewInLampSavignsMethods-11Dec2017.pdf | 1 | 1 | 0 | Deemed Ex Ante Team |  | Revise expiry date to 60/30/2018 Commission Staff direction 2018ScrewInLampSavignsMethods-11Dec2017.pdf |  | Updated to indicate claim/filing status
4185 | C-In-CFLscw-Glb(19w)-dWP48 | Commercial Indoor General Lighting: CFL Lamp with integated Ballast replaces pre-existing standard lighting Wattage. Measure includes Code case. Impacts: CFL-based HOU (varies by BldgType) | DEER1314 | Lighting Disposition | 2020-11-24 16:30 | Com-Iltg-dWatt-CFL | DEER | Scaled | BaseRatio | 0 | 0 | None |  | 0 |  | 1 | Com | Any | Lighting | InGen-CFL | Ltg_Lamp | CFLint_lamp | CFLscw-Glb(19w) | ILtg-CFL-Com | Com indoor non-refl CFL base case, Total Watts = 3.57 x Msr Watts | Com indoor non-refl CFL base case, Total Watts = 3.57 x Msr Watts | CFL Lamp: Globe, 19 Watts | CFLratio0357 | CFLratio0357 | CFLscw-Glb(19w) | Available |  | 0 | 0 | Disposition: MeasuresList-October312014.xlsx | RobNc |  |  |  | DEER1316-Ltg-Com-CFL | 2013-01-01 | 2018-06-30 | InEA_modVal | LT-89941 |  |  |  | Standard | Revise expiry date to 60/30/2018 Commission Staff direction 2018ScrewInLampSavignsMethods-11Dec2017.pdf | 1 | 1 | 0 | Deemed Ex Ante Team |  | Revise expiry date to 60/30/2018 Commission Staff direction 2018ScrewInLampSavignsMethods-11Dec2017.pdf |  | Updated to indicate claim/filing status
4186 | C-In-CFLscw-Glb(20w)-dWP51 | Commercial Indoor General Lighting: CFL Lamp with integated Ballast replaces pre-existing standard lighting Wattage. Measure includes Code case. Impacts: CFL-based HOU (varies by BldgType) | DEER1314 | Lighting Disposition | 2020-11-24 16:30 | Com-Iltg-dWatt-CFL | DEER | Scaled | BaseRatio | 0 | 0 | None |  | 0 |  | 1 | Com | Any | Lighting | InGen-CFL | Ltg_Lamp | CFLint_lamp | CFLscw-Glb(20w) | ILtg-CFL-Com | Com indoor non-refl CFL base case, Total Watts = 3.57 x Msr Watts | Com indoor non-refl CFL base case, Total Watts = 3.57 x Msr Watts | CFL Lamp: Globe, 20 Watts | CFLratio0357 | CFLratio0357 | CFLscw-Glb(20w) | Available |  | 0 | 0 | Disposition: MeasuresList-October312014.xlsx | RobNc |  |  |  | DEER1316-Ltg-Com-CFL | 2013-01-01 | 2018-06-30 | InEA_modVal |  |  |  |  | Standard | Revise expiry date to 60/30/2018 Commission Staff direction 2018ScrewInLampSavignsMethods-11Dec2017.pdf | 1 | 1 | 0 | Deemed Ex Ante Team |  | Revise expiry date to 60/30/2018 Commission Staff direction 2018ScrewInLampSavignsMethods-11Dec2017.pdf |  | Updated to indicate claim/filing status
4187 | C-In-CFLscw-Glb(22w)-dWP56 | Commercial Indoor General Lighting: CFL Lamp with integated Ballast replaces pre-existing standard lighting Wattage. Measure includes Code case. Impacts: CFL-based HOU (varies by BldgType) | DEER1314 | Lighting Disposition | 2020-11-24 16:30 | Com-Iltg-dWatt-CFL | DEER | Scaled | BaseRatio | 0 | 0 | None |  | 0 |  | 1 | Com | Any | Lighting | InGen-CFL | Ltg_Lamp | CFLint_lamp | CFLscw-Glb(22w) | ILtg-CFL-Com | Com indoor non-refl CFL base case, Total Watts = 3.57 x Msr Watts | Com indoor non-refl CFL base case, Total Watts = 3.57 x Msr Watts | CFL Lamp: Globe, 22 Watts | CFLratio0357 | CFLratio0357 | CFLscw-Glb(22w) | Available |  | 0 | 0 | Disposition: MeasuresList-October312014.xlsx | RobNc |  |  |  | DEER1316-Ltg-Com-CFL | 2013-01-01 | 2018-06-30 | InEA_modVal |  |  |  |  | Standard | Revise expiry date to 60/30/2018 Commission Staff direction 2018ScrewInLampSavignsMethods-11Dec2017.pdf | 1 | 1 | 0 | Deemed Ex Ante Team |  | Revise expiry date to 60/30/2018 Commission Staff direction 2018ScrewInLampSavignsMethods-11Dec2017.pdf |  | Updated to indicate claim/filing status
4188 | C-In-CFLscw-Glb(23w)-dWP59 | Commercial Indoor General Lighting: CFL Lamp with integated Ballast replaces pre-existing standard lighting Wattage. Measure includes Code case. Impacts: CFL-based HOU (varies by BldgType) | DEER1314 | Lighting Disposition | 2020-11-24 16:30 | Com-Iltg-dWatt-CFL | DEER | Scaled | BaseRatio | 0 | 0 | None |  | 0 |  | 1 | Com | Any | Lighting | InGen-CFL | Ltg_Lamp | CFLint_lamp | CFLscw-Glb(23w) | ILtg-CFL-Com | Com indoor non-refl CFL base case, Total Watts = 3.57 x Msr Watts | Com indoor non-refl CFL base case, Total Watts = 3.57 x Msr Watts | CFL Lamp: Globe, 23 Watts | CFLratio0357 | CFLratio0357 | CFLscw-Glb(23w) | Available |  | 0 | 0 | Disposition: MeasuresList-October312014.xlsx | RobNc |  |  |  | DEER1316-Ltg-Com-CFL | 2013-01-01 | 2018-06-30 | InEA_modVal |  |  |  |  | Standard | Revise expiry date to 60/30/2018 Commission Staff direction 2018ScrewInLampSavignsMethods-11Dec2017.pdf | 1 | 1 | 0 | Deemed Ex Ante Team |  | Revise expiry date to 60/30/2018 Commission Staff direction 2018ScrewInLampSavignsMethods-11Dec2017.pdf |  | Updated to indicate claim/filing status
4189 | C-In-CFLscw-Glb(24w)-dWP61 | Commercial Indoor General Lighting: CFL Lamp with integated Ballast replaces pre-existing standard lighting Wattage. Measure includes Code case. Impacts: CFL-based HOU (varies by BldgType) | DEER1314 | Lighting Disposition | 2020-11-24 16:30 | Com-Iltg-dWatt-CFL | DEER | Scaled | BaseRatio | 0 | 0 | None |  | 0 |  | 1 | Com | Any | Lighting | InGen-CFL | Ltg_Lamp | CFLint_lamp |  | ILtg-CFL-Com | Com indoor non-refl CFL base case, Total Watts = 3.57 x Msr Watts | Com indoor non-refl CFL base case, Total Watts = 3.57 x Msr Watts | CFL Lamp: Globe, 24 Watts | CFLratio0357 | CFLratio0357 | CFLscw-Glb(24w) | Available |  | 0 | 0 | Disposition: MeasuresList-October312014.xlsx | RobNc |  |  |  | DEER1316-Ltg-Com-CFL | 2013-01-01 | 2018-06-30 | InEA_modVal |  |  |  |  | Standard | Revise expiry date to 60/30/2018 Commission Staff direction 2018ScrewInLampSavignsMethods-11Dec2017.pdf | 1 | 1 | 0 | Deemed Ex Ante Team |  | Revise expiry date to 60/30/2018 Commission Staff direction 2018ScrewInLampSavignsMethods-11Dec2017.pdf |  | Updated to indicate claim/filing status
4190 | C-In-CFLscw-Glb(25w)-dWP64 | Commercial Indoor General Lighting: CFL Lamp with integated Ballast replaces pre-existing standard lighting Wattage. Measure includes Code case. Impacts: CFL-based HOU (varies by BldgType) | DEER1314 | Lighting Disposition | 2020-11-24 16:30 | Com-Iltg-dWatt-CFL | DEER | Scaled | BaseRatio | 0 | 0 | None |  | 0 |  | 1 | Com | Any | Lighting | InGen-CFL | Ltg_Lamp | CFLint_lamp |  | ILtg-CFL-Com | Com indoor non-refl CFL base case, Total Watts = 3.57 x Msr Watts | Com indoor non-refl CFL base case, Total Watts = 3.57 x Msr Watts | CFL Lamp: Globe, 25 Watts | CFLratio0357 | CFLratio0357 | CFLscw-Glb(25w) | Available |  | 0 | 0 | Disposition: MeasuresList-October312014.xlsx | RobNc |  |  |  | DEER1316-Ltg-Com-CFL | 2013-01-01 | 2018-06-30 | InEA_modVal |  |  |  |  | Standard | Revise expiry date to 60/30/2018 Commission Staff direction 2018ScrewInLampSavignsMethods-11Dec2017.pdf | 1 | 1 | 0 | Deemed Ex Ante Team |  | Revise expiry date to 60/30/2018 Commission Staff direction 2018ScrewInLampSavignsMethods-11Dec2017.pdf |  | Updated to indicate claim/filing status
4191 | C-In-CFLscw-Glb(26w)-dWP66 | Commercial Indoor General Lighting: CFL Lamp with integated Ballast replaces pre-existing standard lighting Wattage. Measure includes Code case. Impacts: CFL-based HOU (varies by BldgType) | DEER1314 | Lighting Disposition | 2020-11-24 16:30 | Com-Iltg-dWatt-CFL | DEER | Scaled | BaseRatio | 0 | 0 | None |  | 0 |  | 1 | Com | Any | Lighting | InGen-CFL | Ltg_Lamp | CFLint_lamp |  | ILtg-CFL-Com | Com indoor non-refl CFL base case, Total Watts = 3.57 x Msr Watts | Com indoor non-refl CFL base case, Total Watts = 3.57 x Msr Watts | CFL Lamp: Globe, 26 Watts | CFLratio0357 | CFLratio0357 | CFLscw-Glb(26w) | Available |  | 0 | 0 | Disposition: MeasuresList-October312014.xlsx | RobNc |  |  |  | DEER1316-Ltg-Com-CFL | 2013-01-01 | 2018-06-30 | InEA_modVal |  |  |  |  | Standard | Revise expiry date to 60/30/2018 Commission Staff direction 2018ScrewInLampSavignsMethods-11Dec2017.pdf | 1 | 1 | 0 | Deemed Ex Ante Team |  | Revise expiry date to 60/30/2018 Commission Staff direction 2018ScrewInLampSavignsMethods-11Dec2017.pdf |  | Updated to indicate claim/filing status
4192 | C-In-CFLscw-Glb(27w)-dWP69 | Commercial Indoor General Lighting: CFL Lamp with integated Ballast replaces pre-existing standard lighting Wattage. Measure includes Code case. Impacts: CFL-based HOU (varies by BldgType) | DEER1314 | Lighting Disposition | 2020-11-24 16:30 | Com-Iltg-dWatt-CFL | DEER | Scaled | BaseRatio | 0 | 0 | None |  | 0 |  | 1 | Com | Any | Lighting | InGen-CFL | Ltg_Lamp | CFLint_lamp |  | ILtg-CFL-Com | Com indoor non-refl CFL base case, Total Watts = 3.57 x Msr Watts | Com indoor non-refl CFL base case, Total Watts = 3.57 x Msr Watts | CFL Lamp: Globe, 27 Watts | CFLratio0357 | CFLratio0357 | CFLscw-Glb(27w) | Available |  | 0 | 0 | Disposition: MeasuresList-October312014.xlsx | RobNc |  |  |  | DEER1316-Ltg-Com-CFL | 2013-01-01 | 2018-06-30 | InEA_modVal |  |  |  |  | Standard | Revise expiry date to 60/30/2018 Commission Staff direction 2018ScrewInLampSavignsMethods-11Dec2017.pdf | 1 | 1 | 0 | Deemed Ex Ante Team |  | Revise expiry date to 60/30/2018 Commission Staff direction 2018ScrewInLampSavignsMethods-11Dec2017.pdf |  | Updated to indicate claim/filing status
4193 | C-In-CFLscw-Glb(28w)-dWP71 | Commercial Indoor General Lighting: CFL Lamp with integated Ballast replaces pre-existing standard lighting Wattage. Measure includes Code case. Impacts: CFL-based HOU (varies by BldgType) | DEER1314 | Lighting Disposition | 2020-11-24 16:30 | Com-Iltg-dWatt-CFL | DEER | Scaled | BaseRatio | 0 | 0 | None |  | 0 |  | 1 | Com | Any | Lighting | InGen-CFL | Ltg_Lamp | CFLint_lamp |  | ILtg-CFL-Com | Com indoor non-refl CFL base case, Total Watts = 3.57 x Msr Watts | Com indoor non-refl CFL base case, Total Watts = 3.57 x Msr Watts | CFL Lamp: Globe, 28 Watts | CFLratio0357 | CFLratio0357 | CFLscw-Glb(28w) | Available |  | 0 | 0 | Disposition: MeasuresList-October312014.xlsx | RobNc |  |  |  | DEER1316-Ltg-Com-CFL | 2013-01-01 | 2018-06-30 | InEA_modVal |  |  |  |  | Standard | Revise expiry date to 60/30/2018 Commission Staff direction 2018ScrewInLampSavignsMethods-11Dec2017.pdf | 1 | 1 | 0 | Deemed Ex Ante Team |  | Revise expiry date to 60/30/2018 Commission Staff direction 2018ScrewInLampSavignsMethods-11Dec2017.pdf |  | Updated to indicate claim/filing status
4194 | C-In-CFLscw-Glb(30w)-dWP77 | Commercial Indoor General Lighting: CFL Lamp with integated Ballast replaces pre-existing standard lighting Wattage. Measure includes Code case. Impacts: CFL-based HOU (varies by BldgType) | DEER1314 | Lighting Disposition | 2020-11-24 16:30 | Com-Iltg-dWatt-CFL | DEER | Scaled | BaseRatio | 0 | 0 | None |  | 0 |  | 1 | Com | Any | Lighting | InGen-CFL | Ltg_Lamp | CFLint_lamp |  | ILtg-CFL-Com | Com indoor non-refl CFL base case, Total Watts = 3.57 x Msr Watts | Com indoor non-refl CFL base case, Total Watts = 3.57 x Msr Watts | CFL Lamp: Globe, 30 Watts | CFLratio0357 | CFLratio0357 | CFLscw-Glb(30w) | Available |  | 0 | 0 | Disposition: MeasuresList-October312014.xlsx | RobNc |  |  |  | DEER1316-Ltg-Com-CFL | 2013-01-01 | 2018-06-30 | InEA_modVal |  |  |  |  | Standard | Revise expiry date to 60/30/2018 Commission Staff direction 2018ScrewInLampSavignsMethods-11Dec2017.pdf | 1 | 1 | 0 | Deemed Ex Ante Team |  | Revise expiry date to 60/30/2018 Commission Staff direction 2018ScrewInLampSavignsMethods-11Dec2017.pdf |  | Updated to indicate claim/filing status
4195 | C-In-CFLscw-Glb(32w)-dWP82 | Commercial Indoor General Lighting: CFL Lamp with integated Ballast replaces pre-existing standard lighting Wattage. Measure includes Code case. Impacts: CFL-based HOU (varies by BldgType) | DEER1314 | Lighting Disposition | 2020-11-24 16:30 | Com-Iltg-dWatt-CFL | NonDEER | Scaled | BaseRatio | 0 | 0 | None |  | 0 |  | 1 | Com | Any | Lighting | InGen-CFL | Ltg_Lamp | CFLint_lamp |  | ILtg-CFL-Com | Com indoor non-refl CFL base case, Total Watts = 3.57 x Msr Watts | Com indoor non-refl CFL base case, Total Watts = 3.57 x Msr Watts | CFL Lamp: Globe, 32 Watts | CFLratio0357 | CFLratio0357 | CFLscw-Glb(32w) | Available |  | 0 | 0 | Disposition: MeasuresList-October312014.xlsx | RobNc |  |  |  | DEER1316-Ltg-Com-CFL | 2013-01-01 | 2018-06-30 | InEA_modVal |  |  |  |  | Standard | Revise expiry date to 60/30/2018 Commission Staff direction 2018ScrewInLampSavignsMethods-11Dec2017.pdf | 1 | 1 | 0 | Deemed Ex Ante Team |  | Revise expiry date to 60/30/2018 Commission Staff direction 2018ScrewInLampSavignsMethods-11Dec2017.pdf |  | Updated to indicate claim/filing status
4196 | C-In-CFLscw-Glb(40w)-dWP102 | Commercial Indoor General Lighting: CFL Lamp with integated Ballast replaces pre-existing standard lighting Wattage. Measure includes Code case. Impacts: CFL-based HOU (varies by BldgType) | DEER1314 | Lighting Disposition | 2020-11-24 16:30 | Com-Iltg-dWatt-CFL | NonDEER | Scaled | BaseRatio | 0 | 0 | None |  | 0 |  | 1 | Com | Any | Lighting | InGen-CFL | Ltg_Lamp | CFLint_lamp |  | ILtg-CFL-Com | Com indoor non-refl CFL base case, Total Watts = 3.57 x Msr Watts | Com indoor non-refl CFL base case, Total Watts = 3.57 x Msr Watts | CFL Lamp: Globe, 40 Watts | CFLratio0357 | CFLratio0357 | CFLscw-Glb(40w) | Available |  | 0 | 0 | Disposition: MeasuresList-October312014.xlsx | RobNc |  |  |  | DEER1316-Ltg-Com-CFL | 2013-01-01 | 2018-06-30 | InEA_modVal |  |  |  |  | Standard | Revise expiry date to 60/30/2018 Commission Staff direction 2018ScrewInLampSavignsMethods-11Dec2017.pdf | 1 | 1 | 0 | Deemed Ex Ante Team |  | Revise expiry date to 60/30/2018 Commission Staff direction 2018ScrewInLampSavignsMethods-11Dec2017.pdf |  | Updated to indicate claim/filing status
4197 | C-In-CFLscw-Glb(42w)-dWP107 | Commercial Indoor General Lighting: CFL Lamp with integated Ballast replaces pre-existing standard lighting Wattage. Measure includes Code case. Impacts: CFL-based HOU (varies by BldgType) | DEER1314 | Lighting Disposition | 2020-11-24 16:30 | Com-Iltg-dWatt-CFL | NonDEER | Scaled | BaseRatio | 0 | 0 | None |  | 0 |  | 1 | Com | Any | Lighting | InGen-CFL | Ltg_Lamp | CFLint_lamp |  | ILtg-CFL-Com | Com indoor non-refl CFL base case, Total Watts = 3.57 x Msr Watts | Com indoor non-refl CFL base case, Total Watts = 3.57 x Msr Watts | CFL Lamp: Globe, 42 Watts | CFLratio0357 | CFLratio0357 | CFLscw-Glb(42w) | Available |  | 0 | 0 | Disposition: MeasuresList-October312014.xlsx | RobNc |  |  |  | DEER1316-Ltg-Com-CFL | 2013-01-01 | 2018-06-30 | InEA_modVal |  |  |  |  | Standard | Revise expiry date to 60/30/2018 Commission Staff direction 2018ScrewInLampSavignsMethods-11Dec2017.pdf | 1 | 1 | 0 | Deemed Ex Ante Team |  | Revise expiry date to 60/30/2018 Commission Staff direction 2018ScrewInLampSavignsMethods-11Dec2017.pdf |  | Updated to indicate claim/filing status
4198 | C-In-CFLscw-Glb(45w)-dWP115 | Commercial Indoor General Lighting: CFL Lamp with integated Ballast replaces pre-existing standard lighting Wattage. Measure includes Code case. Impacts: CFL-based HOU (varies by BldgType) | DEER1314 | Lighting Disposition | 2020-11-24 16:30 | Com-Iltg-dWatt-CFL | NonDEER | Scaled | BaseRatio | 0 | 0 | None |  | 0 |  | 1 | Com | Any | Lighting | InGen-CFL | Ltg_Lamp | CFLint_lamp |  | ILtg-CFL-Com | Com indoor non-refl CFL base case, Total Watts = 3.57 x Msr Watts | Com indoor non-refl CFL base case, Total Watts = 3.57 x Msr Watts | CFL Lamp: Globe, 45 Watts | CFLratio0357 | CFLratio0357 | CFLscw-Glb(45w) | Available |  | 0 | 0 | Disposition: MeasuresList-October312014.xlsx | RobNc |  |  |  | DEER1316-Ltg-Com-CFL | 2013-01-01 | 2018-06-30 | InEA_modVal |  |  |  |  | Standard | Revise expiry date to 60/30/2018 Commission Staff direction 2018ScrewInLampSavignsMethods-11Dec2017.pdf | 1 | 1 | 0 | Deemed Ex Ante Team |  | Revise expiry date to 60/30/2018 Commission Staff direction 2018ScrewInLampSavignsMethods-11Dec2017.pdf |  | Updated to indicate claim/filing status
4199 | C-In-CFLscw-Glb(55w)-dWP141 | Commercial Indoor General Lighting: CFL Lamp with integated Ballast replaces pre-existing standard lighting Wattage. Measure includes Code case. Impacts: CFL-based HOU (varies by BldgType) | DEER1314 | Lighting Disposition | 2020-11-24 16:30 | Com-Iltg-dWatt-CFL | NonDEER | Scaled | BaseRatio | 0 | 0 | None |  | 0 |  | 1 | Com | Any | Lighting | InGen-CFL | Ltg_Lamp | CFLint_lamp |  | ILtg-CFL-Com | Com indoor non-refl CFL base case, Total Watts = 3.57 x Msr Watts | Com indoor non-refl CFL base case, Total Watts = 3.57 x Msr Watts | CFL Lamp: Globe, 55 Watts | CFLratio0357 | CFLratio0357 | CFLscw-Glb(55w) | Available |  | 0 | 0 | Disposition: MeasuresList-October312014.xlsx | RobNc |  |  |  | DEER1316-Ltg-Com-CFL | 2013-01-01 | 2018-06-30 | InEA_modVal |  |  |  |  | Standard | Revise expiry date to 60/30/2018 Commission Staff direction 2018ScrewInLampSavignsMethods-11Dec2017.pdf | 1 | 1 | 0 | Deemed Ex Ante Team |  | Revise expiry date to 60/30/2018 Commission Staff direction 2018ScrewInLampSavignsMethods-11Dec2017.pdf |  | Updated to indicate claim/filing status
4200 | C-In-CFLscw-Glb(7w)-dWP17 | Commercial Indoor General Lighting: CFL Lamp with integated Ballast replaces pre-existing standard lighting Wattage. Measure includes Code case. Impacts: CFL-based HOU (varies by BldgType) | DEER1314 | Lighting Disposition | 2020-11-24 16:30 | Com-Iltg-dWatt-CFL | DEER | Scaled | BaseRatio | 0 | 0 | None |  | 0 |  | 1 | Com | Any | Lighting | InGen-CFL | Ltg_Lamp | CFLint_lamp |  | ILtg-CFL-Com | Com indoor non-refl CFL base case, Total Watts = 3.57 x Msr Watts | Com indoor non-refl CFL base case, Total Watts = 3.57 x Msr Watts | CFL Lamp: Globe, 7 Watts | CFLratio0357 | CFLratio0357 | CFLscw-Glb(7w) | Available |  | 0 | 0 | Disposition: MeasuresList-October312014.xlsx | RobNc |  |  |  | DEER1316-Ltg-Com-CFL | 2013-01-01 | 2018-06-30 | InEA_modVal |  |  |  |  | Standard | Revise expiry date to 60/30/2018 Commission Staff direction 2018ScrewInLampSavignsMethods-11Dec2017.pdf | 1 | 1 | 0 | Deemed Ex Ante Team |  | Revise expiry date to 60/30/2018 Commission Staff direction 2018ScrewInLampSavignsMethods-11Dec2017.pdf |  | Updated to indicate claim/filing status
4201 | C-In-CFLscw-Glb(8w)-dWP20 | Commercial Indoor General Lighting: CFL Lamp with integated Ballast replaces pre-existing standard lighting Wattage. Measure includes Code case. Impacts: CFL-based HOU (varies by BldgType) | DEER1314 | Lighting Disposition | 2020-11-24 16:30 | Com-Iltg-dWatt-CFL | DEER | Scaled | BaseRatio | 0 | 0 | None |  | 0 |  | 1 | Com | Any | Lighting | InGen-CFL | Ltg_Lamp | CFLint_lamp |  | ILtg-CFL-Com | Com indoor non-refl CFL base case, Total Watts = 3.57 x Msr Watts | Com indoor non-refl CFL base case, Total Watts = 3.57 x Msr Watts | CFL Lamp: Globe, 8 Watts | CFLratio0357 | CFLratio0357 | CFLscw-Glb(8w) | Available |  | 0 | 0 | Disposition: MeasuresList-October312014.xlsx | RobNc |  |  |  | DEER1316-Ltg-Com-CFL | 2013-01-01 | 2018-06-30 | InEA_modVal |  |  |  |  | Standard | Revise expiry date to 60/30/2018 Commission Staff direction 2018ScrewInLampSavignsMethods-11Dec2017.pdf | 1 | 1 | 0 | Deemed Ex Ante Team |  | Revise expiry date to 60/30/2018 Commission Staff direction 2018ScrewInLampSavignsMethods-11Dec2017.pdf |  | Updated to indicate claim/filing status
4202 | C-In-CFLscw-Glb(9w)-dWP23 | Commercial Indoor General Lighting: CFL Lamp with integated Ballast replaces pre-existing standard lighting Wattage. Measure includes Code case. Impacts: CFL-based HOU (varies by BldgType) | DEER1314 | Lighting Disposition | 2020-11-24 16:30 | Com-Iltg-dWatt-CFL | DEER | Scaled | BaseRatio | 0 | 0 | None |  | 0 |  | 1 | Com | Any | Lighting | InGen-CFL | Ltg_Lamp | CFLint_lamp | CFLscw-Glb(9w) | ILtg-CFL-Com | Com indoor non-refl CFL base case, Total Watts = 3.57 x Msr Watts | Com indoor non-refl CFL base case, Total Watts = 3.57 x Msr Watts | CFL Lamp: Globe, 9 Watts | CFLratio0357 | CFLratio0357 | CFLscw-Glb(9w) | Available |  | 0 | 0 | Disposition: MeasuresList-October312014.xlsx | RobNc |  |  |  | DEER1316-Ltg-Com-CFL | 2013-01-01 | 2018-06-30 | InEA_modVal | LT-38194 |  |  |  | Standard | Revise expiry date to 60/30/2018 Commission Staff direction 2018ScrewInLampSavignsMethods-11Dec2017.pdf | 1 | 1 | 0 | Deemed Ex Ante Team |  | Revise expiry date to 60/30/2018 Commission Staff direction 2018ScrewInLampSavignsMethods-11Dec2017.pdf |  | Updated to indicate claim/filing status
4203 | C-In-CFLscw-PAR38(23w)-dWP59 | Commercial Indoor General Lighting: CFL Lamp with integated Ballast replaces pre-existing standard lighting Wattage. Measure includes Code case. Impacts: CFL-based HOU (varies by BldgType) | DEER1314 | Lighting Disposition | 2020-11-24 16:30 | Com-Iltg-dWatt-CFL | DEER | Scaled | BaseRatio | 0 | 0 | None |  | 0 |  | 1 | Com | Any | Lighting | InGen-CFL | Ltg_Lamp | CFLint_lamp | CFLscw-PAR38(23w) | ILtg-CFL-Com | Com indoor non-refl CFL base case, Total Watts = 3.57 x Msr Watts | Com indoor non-refl CFL base case, Total Watts = 3.57 x Msr Watts | CFL Lamp: PAR38, 900 initial lumens, 23 Watts | CFLratio0357 | CFLratio0357 | CFLscw-PAR38(23w) | Available |  | 0 | 0 | Disposition: MeasuresList-October312014.xlsx | RobNc |  |  |  | DEER1316-Ltg-Com-CFL | 2013-01-01 | 2017-06-30 | InEA_modVal |  | L1005 |  |  | Standard |  | 1 | 1 | 0 | Deemed Ex Ante Team |  |  |  | Updated to indicate claim/filing status
4204 | C-In-CFLscw-Refl(10w)-dWP25 | Commercial Indoor General Lighting: CFL Lamp with integated Ballast replaces pre-existing standard lighting Wattage. Measure includes Code case. Impacts: CFL-based HOU (varies by BldgType) | DEER1314 | Lighting Disposition | 2020-11-24 16:30 | Com-Iltg-dWatt-CFL | DEER | Scaled | BaseRatio | 0 | 0 | None |  | 0 |  | 1 | Com | Any | Lighting | InGen-CFL | Ltg_Lamp | CFLint_lamp | CFLscw-Refl(10w) | ILtg-CFL-Com | Com indoor non-refl CFL base case, Total Watts = 3.57 x Msr Watts | Com indoor non-refl CFL base case, Total Watts = 3.57 x Msr Watts | CFL Lamp: Reflector, 10 Watts | CFLratio0357 | CFLratio0357 | CFLscw-Refl(10w) | Available |  | 0 | 0 | Disposition: MeasuresList-October312014.xlsx | RobNc |  |  |  | DEER1316-Ltg-Com-CFL | 2013-01-01 | 2017-06-30 | InEA_modVal |  |  |  |  | Standard |  | 1 | 1 | 0 | Deemed Ex Ante Team |  |  |  | Updated to indicate claim/filing status
4205 | C-In-CFLscw-Refl(11w)-dWP28 | Commercial Indoor General Lighting: CFL Lamp with integated Ballast replaces pre-existing standard lighting Wattage. Measure includes Code case. Impacts: CFL-based HOU (varies by BldgType) | DEER1314 | Lighting Disposition | 2020-11-24 16:30 | Com-Iltg-dWatt-CFL | DEER | Scaled | BaseRatio | 0 | 0 | None |  | 0 |  | 1 | Com | Any | Lighting | InGen-CFL | Ltg_Lamp | CFLint_lamp | CFLscw-Refl(11w) | ILtg-CFL-Com | Com indoor non-refl CFL base case, Total Watts = 3.57 x Msr Watts | Com indoor non-refl CFL base case, Total Watts = 3.57 x Msr Watts | CFL Lamp: Reflector, 11 Watts | CFLratio0357 | CFLratio0357 | CFLscw-Refl(11w) | Available |  | 0 | 0 | Disposition: MeasuresList-October312014.xlsx | RobNc |  |  |  | DEER1316-Ltg-Com-CFL | 2013-01-01 | 2017-06-30 | InEA_modVal |  |  |  |  | Standard |  | 1 | 1 | 0 | Deemed Ex Ante Team |  |  |  | Updated to indicate claim/filing status
4206 | C-In-CFLscw-Refl(12w)-dWP30 | Commercial Indoor General Lighting: CFL Lamp with integated Ballast replaces pre-existing standard lighting Wattage. Measure includes Code case. Impacts: CFL-based HOU (varies by BldgType) | DEER1314 | Lighting Disposition | 2020-11-24 16:30 | Com-Iltg-dWatt-CFL | DEER | Scaled | BaseRatio | 0 | 0 | None |  | 0 |  | 1 | Com | Any | Lighting | InGen-CFL | Ltg_Lamp | CFLint_lamp | CFLscw-Refl(12w) | ILtg-CFL-Com | Com indoor non-refl CFL base case, Total Watts = 3.57 x Msr Watts | Com indoor non-refl CFL base case, Total Watts = 3.57 x Msr Watts | CFL Lamp: Reflector, 12 Watts | CFLratio0357 | CFLratio0357 | CFLscw-Refl(12w) | Available |  | 0 | 0 | Disposition: MeasuresList-October312014.xlsx | RobNc |  |  |  | DEER1316-Ltg-Com-CFL | 2013-01-01 | 2017-06-30 | InEA_modVal |  |  |  |  | Standard |  | 1 | 1 | 0 | Deemed Ex Ante Team |  |  |  | Updated to indicate claim/filing status
4207 | C-In-CFLscw-Refl(13w)-dWP33 | Commercial Indoor General Lighting: CFL Lamp with integated Ballast replaces pre-existing standard lighting Wattage. Measure includes Code case. Impacts: CFL-based HOU (varies by BldgType) | DEER1314 | Lighting Disposition | 2020-11-24 16:30 | Com-Iltg-dWatt-CFL | DEER | Scaled | BaseRatio | 0 | 0 | None |  | 0 |  | 1 | Com | Any | Lighting | InGen-CFL | Ltg_Lamp | CFLint_lamp | CFLscw-Refl(13w) | ILtg-CFL-Com | Com indoor non-refl CFL base case, Total Watts = 3.57 x Msr Watts | Com indoor non-refl CFL base case, Total Watts = 3.57 x Msr Watts | CFL Lamp: Reflector, 13 Watts | CFLratio0357 | CFLratio0357 | CFLscw-Refl(13w) | Available |  | 0 | 0 | Disposition: MeasuresList-October312014.xlsx | RobNc |  |  |  | DEER1316-Ltg-Com-CFL | 2013-01-01 | 2017-06-30 | InEA_modVal | LT-65394 |  |  |  | Standard |  | 1 | 1 | 0 | Deemed Ex Ante Team |  |  |  | Updated to indicate claim/filing status
4208 | C-In-CFLscw-Refl(14w)-dWP35 | Commercial Indoor General Lighting: CFL Lamp with integated Ballast replaces pre-existing standard lighting Wattage. Measure includes Code case. Impacts: CFL-based HOU (varies by BldgType) | DEER1314 | Lighting Disposition | 2020-11-24 16:30 | Com-Iltg-dWatt-CFL | DEER | Scaled | BaseRatio | 0 | 0 | None |  | 0 |  | 1 | Com | Any | Lighting | InGen-CFL | Ltg_Lamp | CFLint_lamp | CFLscw-Refl(14w) | ILtg-CFL-Com | Com indoor non-refl CFL base case, Total Watts = 3.57 x Msr Watts | Com indoor non-refl CFL base case, Total Watts = 3.57 x Msr Watts | CFL Lamp: Reflector, 14 Watts | CFLratio0357 | CFLratio0357 | CFLscw-Refl(14w) | Available |  | 0 | 0 | Disposition: MeasuresList-October312014.xlsx | RobNc |  |  |  | DEER1316-Ltg-Com-CFL | 2013-01-01 | 2017-06-30 | InEA_modVal |  | L0202 |  |  | Standard |  | 1 | 1 | 0 | Deemed Ex Ante Team |  |  |  | Updated to indicate claim/filing status
4209 | C-In-CFLscw-Refl(16w)-dWP41 | Commercial Indoor General Lighting: CFL Lamp with integated Ballast replaces pre-existing standard lighting Wattage. Measure includes Code case. Impacts: CFL-based HOU (varies by BldgType) | DEER1314 | Lighting Disposition | 2020-11-24 16:30 | Com-Iltg-dWatt-CFL | DEER | Scaled | BaseRatio | 0 | 0 | None |  | 0 |  | 1 | Com | Any | Lighting | InGen-CFL | Ltg_Lamp | CFLint_lamp | CFLscw-Refl(16w) | ILtg-CFL-Com | Com indoor non-refl CFL base case, Total Watts = 3.57 x Msr Watts | Com indoor non-refl CFL base case, Total Watts = 3.57 x Msr Watts | CFL Lamp: Reflector, 604 initial lumens, 16 Watts | CFLratio0357 | CFLratio0357 | CFLscw-Refl(16w) | Available |  | 0 | 0 | Disposition: MeasuresList-October312014.xlsx | RobNc |  |  |  | DEER1316-Ltg-Com-CFL | 2013-01-01 | 2017-06-30 | InEA_modVal |  | L0206 |  |  | Standard |  | 1 | 1 | 0 | Deemed Ex Ante Team |  |  |  | Updated to indicate claim/filing status
4210 | C-In-CFLscw-Refl(18w)-dWP46 | Commercial Indoor General Lighting: CFL Lamp with integated Ballast replaces pre-existing standard lighting Wattage. Measure includes Code case. Impacts: CFL-based HOU (varies by BldgType) | DEER1314 | Lighting Disposition | 2020-11-24 16:30 | Com-Iltg-dWatt-CFL | DEER | Scaled | BaseRatio | 0 | 0 | None |  | 0 |  | 1 | Com | Any | Lighting | InGen-CFL | Ltg_Lamp | CFLint_lamp | CFLscw-Refl(18w) | ILtg-CFL-Com | Com indoor non-refl CFL base case, Total Watts = 3.57 x Msr Watts | Com indoor non-refl CFL base case, Total Watts = 3.57 x Msr Watts | CFL Lamp: Reflector, 683 initial lumens, 18 Watts | CFLratio0357 | CFLratio0357 | CFLscw-Refl(18w) | Available |  | 0 | 0 | Disposition: MeasuresList-October312014.xlsx | RobNc |  |  |  | DEER1316-Ltg-Com-CFL | 2013-01-01 | 2017-06-30 | InEA_modVal | LT-55729 | L0275 |  |  | Standard |  | 1 | 1 | 0 | Deemed Ex Ante Team |  |  |  | Updated to indicate claim/filing status
4211 | C-In-CFLscw-Refl(19w)-dWP48 | Commercial Indoor General Lighting: CFL Lamp with integated Ballast replaces pre-existing standard lighting Wattage. Measure includes Code case. Impacts: CFL-based HOU (varies by BldgType) | DEER1314 | Lighting Disposition | 2020-11-24 16:30 | Com-Iltg-dWatt-CFL | DEER | Scaled | BaseRatio | 0 | 0 | None |  | 0 |  | 1 | Com | Any | Lighting | InGen-CFL | Ltg_Lamp | CFLint_lamp | CFLscw-Refl(19w) | ILtg-CFL-Com | Com indoor non-refl CFL base case, Total Watts = 3.57 x Msr Watts | Com indoor non-refl CFL base case, Total Watts = 3.57 x Msr Watts | CFL Lamp: Reflector, 723 initial lumens, 19 Watts | CFLratio0357 | CFLratio0357 | CFLscw-Refl(19w) | Available |  | 0 | 0 | Disposition: MeasuresList-October312014.xlsx | RobNc |  |  |  | DEER1316-Ltg-Com-CFL | 2013-01-01 | 2017-06-30 | InEA_modVal |  |  |  |  | Standard |  | 1 | 1 | 0 | Deemed Ex Ante Team |  |  |  | Updated to indicate claim/filing status
4212 | C-In-CFLscw-Refl(20w)-dWP51 | Commercial Indoor General Lighting: CFL Lamp with integated Ballast replaces pre-existing standard lighting Wattage. Measure includes Code case. Impacts: CFL-based HOU (varies by BldgType) | DEER1314 | Lighting Disposition | 2020-11-24 16:30 | Com-Iltg-dWatt-CFL | DEER | Scaled | BaseRatio | 0 | 0 | None |  | 0 |  | 1 | Com | Any | Lighting | InGen-CFL | Ltg_Lamp | CFLint_lamp | CFLscw-Refl(20w) | ILtg-CFL-Com | Com indoor non-refl CFL base case, Total Watts = 3.57 x Msr Watts | Com indoor non-refl CFL base case, Total Watts = 3.57 x Msr Watts | CFL Lamp: Reflector, 762 initial lumens, 20 Watts | CFLratio0357 | CFLratio0357 | CFLscw-Refl(20w) | Available |  | 0 | 0 | Disposition: MeasuresList-October312014.xlsx | RobNc |  |  |  | DEER1316-Ltg-Com-CFL | 2013-01-01 | 2017-06-30 | InEA_modVal |  | L0208 |  |  | Standard |  | 1 | 1 | 0 | Deemed Ex Ante Team |  |  |  | Updated to indicate claim/filing status
4213 | C-In-CFLscw-Refl(22w)-dWP56 | Commercial Indoor General Lighting: CFL Lamp with integated Ballast replaces pre-existing standard lighting Wattage. Measure includes Code case. Impacts: CFL-based HOU (varies by BldgType) | DEER1314 | Lighting Disposition | 2020-11-24 16:30 | Com-Iltg-dWatt-CFL | DEER | Scaled | BaseRatio | 0 | 0 | None |  | 0 |  | 1 | Com | Any | Lighting | InGen-CFL | Ltg_Lamp | CFLint_lamp | CFLscw-Refl(22w) | ILtg-CFL-Com | Com indoor non-refl CFL base case, Total Watts = 3.57 x Msr Watts | Com indoor non-refl CFL base case, Total Watts = 3.57 x Msr Watts | CFL Lamp: Reflector, 841 initial lumens, 22 Watts | CFLratio0357 | CFLratio0357 | CFLscw-Refl(22w) | Available |  | 0 | 0 | Disposition: MeasuresList-October312014.xlsx | RobNc |  |  |  | DEER1316-Ltg-Com-CFL | 2013-01-01 | 2017-06-30 | InEA_modVal |  |  |  |  | Standard |  | 1 | 1 | 0 | Deemed Ex Ante Team |  |  |  | Updated to indicate claim/filing status
4214 | C-In-CFLscw-Refl(24w)-dWP61 | Commercial Indoor General Lighting: CFL Lamp with integated Ballast replaces pre-existing standard lighting Wattage. Measure includes Code case. Impacts: CFL-based HOU (varies by BldgType) | DEER1314 | Lighting Disposition | 2020-11-24 16:30 | Com-Iltg-dWatt-CFL | DEER | Scaled | BaseRatio | 0 | 0 | None |  | 0 |  | 1 | Com | Any | Lighting | InGen-CFL | Ltg_Lamp | CFLint_lamp | CFLscw-Refl(24w) | ILtg-CFL-Com | Com indoor non-refl CFL base case, Total Watts = 3.57 x Msr Watts | Com indoor non-refl CFL base case, Total Watts = 3.57 x Msr Watts | CFL Lamp: Reflector, 925 initial lumens, 24 Watts | CFLratio0357 | CFLratio0357 | CFLscw-Refl(24w) | Available |  | 0 | 0 | Disposition: MeasuresList-October312014.xlsx | RobNc |  |  |  | DEER1316-Ltg-Com-CFL | 2013-01-01 | 2017-06-30 | InEA_modVal |  |  |  |  | Standard |  | 1 | 1 | 0 | Deemed Ex Ante Team |  |  |  | Updated to indicate claim/filing status
4215 | C-In-CFLscw-Refl(25w)-dWP64 | Commercial Indoor General Lighting: CFL Lamp with integated Ballast replaces pre-existing standard lighting Wattage. Measure includes Code case. Impacts: CFL-based HOU (varies by BldgType) | DEER1314 | Lighting Disposition | 2020-11-24 16:30 | Com-Iltg-dWatt-CFL | DEER | Scaled | BaseRatio | 0 | 0 | None |  | 0 |  | 1 | Com | Any | Lighting | InGen-CFL | Ltg_Lamp | CFLint_lamp | CFLscw-Refl(25w) | ILtg-CFL-Com | Com indoor non-refl CFL base case, Total Watts = 3.57 x Msr Watts | Com indoor non-refl CFL base case, Total Watts = 3.57 x Msr Watts | CFL Lamp: Reflector, 970 initial lumens, 25 Watts | CFLratio0357 | CFLratio0357 | CFLscw-Refl(25w) | Available |  | 0 | 0 | Disposition: MeasuresList-October312014.xlsx | RobNc |  |  |  | DEER1316-Ltg-Com-CFL | 2013-01-01 | 2017-06-30 | InEA_modVal | LT-52345 |  |  |  | Standard |  | 1 | 1 | 0 | Deemed Ex Ante Team |  |  |  | Updated to indicate claim/filing status
4216 | C-In-CFLscw-Refl(26w)-dWP66 | Commercial Indoor General Lighting: CFL Lamp with integated Ballast replaces pre-existing standard lighting Wattage. Measure includes Code case. Impacts: CFL-based HOU (varies by BldgType) | DEER1314 | Lighting Disposition | 2020-11-24 16:30 | Com-Iltg-dWatt-CFL | DEER | Scaled | BaseRatio | 0 | 0 | None |  | 0 |  | 1 | Com | Any | Lighting | InGen-CFL | Ltg_Lamp | CFLint_lamp | CFLscw-Refl(26w) | ILtg-CFL-Com | Com indoor non-refl CFL base case, Total Watts = 3.57 x Msr Watts | Com indoor non-refl CFL base case, Total Watts = 3.57 x Msr Watts | CFL Lamp: Reflector, 26 Watts | CFLratio0357 | CFLratio0357 | CFLscw-Refl(26w) | Available |  | 0 | 0 | Disposition: MeasuresList-October312014.xlsx | RobNc |  |  |  | DEER1316-Ltg-Com-CFL | 2013-01-01 | 2017-06-30 | InEA_modVal | LT-78965 | L095 |  |  | Standard |  | 1 | 1 | 0 | Deemed Ex Ante Team |  |  |  | Updated to indicate claim/filing status
4217 | C-In-CFLscw-Refl(27w)-dWP69 | Commercial Indoor General Lighting: CFL Lamp with integated Ballast replaces pre-existing standard lighting Wattage. Measure includes Code case. Impacts: CFL-based HOU (varies by BldgType) | DEER1314 | Lighting Disposition | 2020-11-24 16:30 | Com-Iltg-dWatt-CFL | DEER | Scaled | BaseRatio | 0 | 0 | None |  | 0 |  | 1 | Com | Any | Lighting | InGen-CFL | Ltg_Lamp | CFLint_lamp |  | ILtg-CFL-Com | Com indoor non-refl CFL base case, Total Watts = 3.57 x Msr Watts | Com indoor non-refl CFL base case, Total Watts = 3.57 x Msr Watts | CFL Lamp: Reflector, 27 Watts | CFLratio0357 | CFLratio0357 | CFLscw-Refl(27w) | Available |  | 0 | 0 | Disposition: MeasuresList-October312014.xlsx | RobNc |  |  |  | DEER1316-Ltg-Com-CFL | 2013-01-01 | 2017-06-30 | InEA_modVal |  |  |  |  | Standard |  | 1 | 1 | 0 | Deemed Ex Ante Team |  |  |  | Updated to indicate claim/filing status
4218 | C-In-CFLscw-Refl(28w)-dWP71 | Commercial Indoor General Lighting: CFL Lamp with integated Ballast replaces pre-existing standard lighting Wattage. Measure includes Code case. Impacts: CFL-based HOU (varies by BldgType) | DEER1314 | Lighting Disposition | 2020-11-24 16:30 | Com-Iltg-dWatt-CFL | DEER | Scaled | BaseRatio | 0 | 0 | None |  | 0 |  | 1 | Com | Any | Lighting | InGen-CFL | Ltg_Lamp | CFLint_lamp |  | ILtg-CFL-Com | Com indoor non-refl CFL base case, Total Watts = 3.57 x Msr Watts | Com indoor non-refl CFL base case, Total Watts = 3.57 x Msr Watts | CFL Lamp: Reflector, 28 Watts | CFLratio0357 | CFLratio0357 | CFLscw-Refl(28w) | Available |  | 0 | 0 | Disposition: MeasuresList-October312014.xlsx | RobNc |  |  |  | DEER1316-Ltg-Com-CFL | 2013-01-01 | 2017-06-30 | InEA_modVal | LT-49284 |  |  |  | Standard |  | 1 | 1 | 0 | Deemed Ex Ante Team |  |  |  | Updated to indicate claim/filing status
4219 | C-In-CFLscw-Refl(30w)-dWP77 | Commercial Indoor General Lighting: CFL Lamp with integated Ballast replaces pre-existing standard lighting Wattage. Measure includes Code case. Impacts: CFL-based HOU (varies by BldgType) | DEER1314 | Lighting Disposition | 2020-11-24 16:30 | Com-Iltg-dWatt-CFL | DEER | Scaled | BaseRatio | 0 | 0 | None |  | 0 |  | 1 | Com | Any | Lighting | InGen-CFL | Ltg_Lamp | CFLint_lamp |  | ILtg-CFL-Com | Com indoor non-refl CFL base case, Total Watts = 3.57 x Msr Watts | Com indoor non-refl CFL base case, Total Watts = 3.57 x Msr Watts | CFL Lamp: Reflector, 30 Watts | CFLratio0357 | CFLratio0357 | CFLscw-Refl(30w) | Available |  | 0 | 0 | Disposition: MeasuresList-October312014.xlsx | RobNc |  |  |  | DEER1316-Ltg-Com-CFL | 2013-01-01 | 2017-06-30 | InEA_modVal |  | L0333 |  |  | Standard |  | 1 | 1 | 0 | Deemed Ex Ante Team |  |  |  | Updated to indicate claim/filing status
4220 | C-In-CFLscw-Refl(32w)-dWP82 | Commercial Indoor General Lighting: CFL Lamp with integated Ballast replaces pre-existing standard lighting Wattage. Measure includes Code case. Impacts: CFL-based HOU (varies by BldgType) | DEER1314 | Lighting Disposition | 2020-11-24 16:30 | Com-Iltg-dWatt-CFL | NonDEER | Scaled | BaseRatio | 0 | 0 | None |  | 0 |  | 1 | Com | Any | Lighting | InGen-CFL | Ltg_Lamp | CFLint_lamp |  | ILtg-CFL-Com | Com indoor non-refl CFL base case, Total Watts = 3.57 x Msr Watts | Com indoor non-refl CFL base case, Total Watts = 3.57 x Msr Watts | CFL Lamp: Reflector, 32 Watts | CFLratio0357 | CFLratio0357 | CFLscw-Refl(32w) | Available |  | 0 | 0 | Disposition: MeasuresList-October312014.xlsx | RobNc |  |  |  | DEER1316-Ltg-Com-CFL | 2013-01-01 | 2017-06-30 | InEA_modVal |  |  |  |  | Standard |  | 1 | 1 | 0 | Deemed Ex Ante Team |  |  |  | Updated to indicate claim/filing status
4221 | C-In-CFLscw-Refl(40w)-dWP102 | Commercial Indoor General Lighting: CFL Lamp with integated Ballast replaces pre-existing standard lighting Wattage. Measure includes Code case. Impacts: CFL-based HOU (varies by BldgType) | DEER1314 | Lighting Disposition | 2020-11-24 16:30 | Com-Iltg-dWatt-CFL | NonDEER | Scaled | BaseRatio | 0 | 0 | None |  | 0 |  | 1 | Com | Any | Lighting | InGen-CFL | Ltg_Lamp | CFLint_lamp |  | ILtg-CFL-Com | Com indoor non-refl CFL base case, Total Watts = 3.57 x Msr Watts | Com indoor non-refl CFL base case, Total Watts = 3.57 x Msr Watts | CFL Lamp: Reflector, 40 Watts | CFLratio0357 | CFLratio0357 | CFLscw-Refl(40w) | Available |  | 0 | 0 | Disposition: MeasuresList-October312014.xlsx | RobNc |  |  |  | DEER1316-Ltg-Com-CFL | 2013-01-01 | 2017-06-30 | InEA_modVal |  |  |  |  | Standard |  | 1 | 1 | 0 | Deemed Ex Ante Team |  |  |  | Updated to indicate claim/filing status
4222 | C-In-CFLscw-Refl(42w)-dWP107 | Commercial Indoor General Lighting: CFL Lamp with integated Ballast replaces pre-existing standard lighting Wattage. Measure includes Code case. Impacts: CFL-based HOU (varies by BldgType) | DEER1314 | Lighting Disposition | 2020-11-24 16:30 | Com-Iltg-dWatt-CFL | NonDEER | Scaled | BaseRatio | 0 | 0 | None |  | 0 |  | 1 | Com | Any | Lighting | InGen-CFL | Ltg_Lamp | CFLint_lamp |  | ILtg-CFL-Com | Com indoor non-refl CFL base case, Total Watts = 3.57 x Msr Watts | Com indoor non-refl CFL base case, Total Watts = 3.57 x Msr Watts | CFL Lamp: Reflector, 42 Watts | CFLratio0357 | CFLratio0357 | CFLscw-Refl(42w) | Available |  | 0 | 0 | Disposition: MeasuresList-October312014.xlsx | RobNc |  |  |  | DEER1316-Ltg-Com-CFL | 2013-01-01 | 2017-06-30 | InEA_modVal |  |  |  |  | Standard |  | 1 | 1 | 0 | Deemed Ex Ante Team |  |  |  | Updated to indicate claim/filing status
4223 | C-In-CFLscw-Refl(45w)-dWP115 | Commercial Indoor General Lighting: CFL Lamp with integated Ballast replaces pre-existing standard lighting Wattage. Measure includes Code case. Impacts: CFL-based HOU (varies by BldgType) | DEER1314 | Lighting Disposition | 2020-11-24 16:30 | Com-Iltg-dWatt-CFL | NonDEER | Scaled | BaseRatio | 0 | 0 | None |  | 0 |  | 1 | Com | Any | Lighting | InGen-CFL | Ltg_Lamp | CFLint_lamp |  | ILtg-CFL-Com | Com indoor non-refl CFL base case, Total Watts = 3.57 x Msr Watts | Com indoor non-refl CFL base case, Total Watts = 3.57 x Msr Watts | CFL Lamp: Reflector, 45 Watts | CFLratio0357 | CFLratio0357 | CFLscw-Refl(45w) | Available |  | 0 | 0 | Disposition: MeasuresList-October312014.xlsx | RobNc |  |  |  | DEER1316-Ltg-Com-CFL | 2013-01-01 | 2017-06-30 | InEA_modVal |  |  |  |  | Standard |  | 1 | 1 | 0 | Deemed Ex Ante Team |  |  |  | Updated to indicate claim/filing status
4224 | C-In-CFLscw-Refl(55w)-dWP141 | Commercial Indoor General Lighting: CFL Lamp with integated Ballast replaces pre-existing standard lighting Wattage. Measure includes Code case. Impacts: CFL-based HOU (varies by BldgType) | DEER1314 | Lighting Disposition | 2020-11-24 16:30 | Com-Iltg-dWatt-CFL | NonDEER | Scaled | BaseRatio | 0 | 0 | None |  | 0 |  | 1 | Com | Any | Lighting | InGen-CFL | Ltg_Lamp | CFLint_lamp |  | ILtg-CFL-Com | Com indoor non-refl CFL base case, Total Watts = 3.57 x Msr Watts | Com indoor non-refl CFL base case, Total Watts = 3.57 x Msr Watts | CFL Lamp: Reflector, 55 Watts | CFLratio0357 | CFLratio0357 | CFLscw-Refl(55w) | Available |  | 0 | 0 | Disposition: MeasuresList-October312014.xlsx | RobNc |  |  |  | DEER1316-Ltg-Com-CFL | 2013-01-01 | 2017-06-30 | InEA_modVal |  |  |  |  | Standard |  | 1 | 1 | 0 | Deemed Ex Ante Team |  |  |  | Updated to indicate claim/filing status
4225 | C-In-CFLscw-Refl(7w)-dWP17 | Commercial Indoor General Lighting: CFL Lamp with integated Ballast replaces pre-existing standard lighting Wattage. Measure includes Code case. Impacts: CFL-based HOU (varies by BldgType) | DEER1314 | Lighting Disposition | 2020-11-24 16:30 | Com-Iltg-dWatt-CFL | DEER | Scaled | BaseRatio | 0 | 0 | None |  | 0 |  | 1 | Com | Any | Lighting | InGen-CFL | Ltg_Lamp | CFLint_lamp | CFLscw-Refl(7w) | ILtg-CFL-Com | Com indoor non-refl CFL base case, Total Watts = 3.57 x Msr Watts | Com indoor non-refl CFL base case, Total Watts = 3.57 x Msr Watts | CFL Lamp: Reflector, 7 Watts | CFLratio0357 | CFLratio0357 | CFLscw-Refl(7w) | Available |  | 0 | 0 | Disposition: MeasuresList-October312014.xlsx | RobNc |  |  |  | DEER1316-Ltg-Com-CFL | 2013-01-01 | 2017-06-30 | InEA_modVal |  |  |  |  | Standard |  | 1 | 1 | 0 | Deemed Ex Ante Team |  |  |  | Updated to indicate claim/filing status
4226 | C-In-CFLscw-Refl(8w)-dWP20 | Commercial Indoor General Lighting: CFL Lamp with integated Ballast replaces pre-existing standard lighting Wattage. Measure includes Code case. Impacts: CFL-based HOU (varies by BldgType) | DEER1314 | Lighting Disposition | 2020-11-24 16:30 | Com-Iltg-dWatt-CFL | DEER | Scaled | BaseRatio | 0 | 0 | None |  | 0 |  | 1 | Com | Any | Lighting | InGen-CFL | Ltg_Lamp | CFLint_lamp | CFLscw-Refl(8w) | ILtg-CFL-Com | Com indoor non-refl CFL base case, Total Watts = 3.57 x Msr Watts | Com indoor non-refl CFL base case, Total Watts = 3.57 x Msr Watts | CFL Lamp: Reflector, 8 Watts | CFLratio0357 | CFLratio0357 | CFLscw-Refl(8w) | Available |  | 0 | 0 | Disposition: MeasuresList-October312014.xlsx | RobNc |  |  |  | DEER1316-Ltg-Com-CFL | 2013-01-01 | 2017-06-30 | InEA_modVal |  |  |  |  | Standard |  | 1 | 1 | 0 | Deemed Ex Ante Team |  |  |  | Updated to indicate claim/filing status
4227 | C-In-CFLscw-Refl(9w)-dWP23 | Commercial Indoor General Lighting: CFL Lamp with integated Ballast replaces pre-existing standard lighting Wattage. Measure includes Code case. Impacts: CFL-based HOU (varies by BldgType) | DEER1314 | Lighting Disposition | 2020-11-24 16:30 | Com-Iltg-dWatt-CFL | DEER | Scaled | BaseRatio | 0 | 0 | None |  | 0 |  | 1 | Com | Any | Lighting | InGen-CFL | Ltg_Lamp | CFLint_lamp | CFLscw-Refl(9w) | ILtg-CFL-Com | Com indoor non-refl CFL base case, Total Watts = 3.57 x Msr Watts | Com indoor non-refl CFL base case, Total Watts = 3.57 x Msr Watts | CFL Lamp: Reflector, 9 Watts | CFLratio0357 | CFLratio0357 | CFLscw-Refl(9w) | Available |  | 0 | 0 | Disposition: MeasuresList-October312014.xlsx | RobNc |  |  |  | DEER1316-Ltg-Com-CFL | 2013-01-01 | 2017-06-30 | InEA_modVal |  |  |  |  | Standard |  | 1 | 1 | 0 | Deemed Ex Ante Team |  |  |  | Updated to indicate claim/filing status
4228 | C-In-CFLscw-Refl-1(15w)-dWP38 | Commercial Indoor General Lighting: CFL Lamp with integated Ballast replaces pre-existing standard lighting Wattage. Measure includes Code case. Impacts: CFL-based HOU (varies by BldgType) | DEER1314 | Lighting Disposition | 2020-11-24 16:30 | Com-Iltg-dWatt-CFL | DEER | Scaled | BaseRatio | 0 | 0 | None |  | 0 |  | 1 | Com | Any | Lighting | InGen-CFL | Ltg_Lamp | CFLint_lamp | CFLscw-Refl-1(15w) | ILtg-CFL-Com | Com indoor non-refl CFL base case, Total Watts = 3.57 x Msr Watts | Com indoor non-refl CFL base case, Total Watts = 3.57 x Msr Watts | CFL Lamp: Reflector, 565 initial lumens, 15 Watts | CFLratio0357 | CFLratio0357 | CFLscw-Refl-1(15w) | Available |  | 0 | 0 | Disposition: MeasuresList-October312014.xlsx | RobNc |  |  |  | DEER1316-Ltg-Com-CFL | 2013-01-01 | 2017-06-30 | InEA_modVal | LT-12918 | L0204 |  |  | Standard |  | 1 | 1 | 0 | Deemed Ex Ante Team |  |  |  | Updated to indicate claim/filing status
4229 | C-In-CFLscw-Refl-1(23w)-dWP59 | Commercial Indoor General Lighting: CFL Lamp with integated Ballast replaces pre-existing standard lighting Wattage. Measure includes Code case. Impacts: CFL-based HOU (varies by BldgType) | DEER1314 | Lighting Disposition | 2020-11-24 16:30 | Com-Iltg-dWatt-CFL | DEER | Scaled | BaseRatio | 0 | 0 | None |  | 0 |  | 1 | Com | Any | Lighting | InGen-CFL | Ltg_Lamp | CFLint_lamp | CFLscw-Refl-1(23w) | ILtg-CFL-Com | Com indoor non-refl CFL base case, Total Watts = 3.57 x Msr Watts | Com indoor non-refl CFL base case, Total Watts = 3.57 x Msr Watts | CFL Lamp: Reflector, 880 initial lumens, 23 Watts | CFLratio0357 | CFLratio0357 | CFLscw-Refl-1(23w) | Available |  | 0 | 0 | Disposition: MeasuresList-October312014.xlsx | RobNc |  |  |  | DEER1316-Ltg-Com-CFL | 2013-01-01 | 2017-06-30 | InEA_modVal | LT-44329 | L0210 |  |  | Standard |  | 1 | 1 | 0 | Deemed Ex Ante Team |  |  |  | Updated to indicate claim/filing status
4230 | C-In-CMH-24w(24w)-dWP46 | Commercial Indoor General Lighting: HID Lamp & Ballast replaces Halogen Lamp. Measure includes Code case. Impacts: Linear Fluorescent-based HOU (varies by BldgType) | DEER1314 | Lighting Disposition | 2020-11-24 16:30 | Com-Iltg-dWatt-LF | DEER | Scaled | Delta |  |  | None |  | 0 |  | 1 | Com | Any | Lighting | InGen-LF | Ltg_Lmp+Blst | HID_LmpBlst |  | ILtg-MH |  |  |  | Hal-PAR38(70w) | Hal-PAR38(70w) | CMH-24w(24w) | Available |  | 0 | 0 | Disposition: MeasuresList-October312014.xlsx | RobNc |  | ILtg-Incand-Com |  | DEER1316-Ltg-Com-LF | 2013-01-01 | 2018-12-31 | DEER2016 HOU Update |  |  |  |  | Standard | Expires 12/31/2018 due to revised DEER2019 code/ISP baseline | 1 | 1 | 0 | Deemed Ex Ante Team |  | Expires 12/31/2018 due to revised DEER2019 code/ISP baseline |  | Updated to indicate claim/filing status
4231 | C-In-Ind(110w)-dwP80-dwC75 | Commercial Indoor General Lighting: Induction Lamp & Ballast replaces Metal Halide. Measure includes Code case. Impacts: Linear Fluorescent-based HOU (varies by BldgType) | DEER1314 | Lighting Disposition | 2020-11-24 16:30 | Com-Iltg-dWatt-HB | NonDEER | Scaled | Delta |  |  | None |  | 0 |  | 1 | Com | Any | Lighting | InGen-HB | Ltg_Lmp+Blst | Ind_LmpBlst |  | ILtg-Induct-Elec |  |  |  | MH-150w(190w) | PSMH-150w(185w) | Ind(110w) | Available |  | 0 | 0 | RevisedHighBay.xlsx | ErRobNc |  | ILtg-MH |  | DEER1316-Ltg-Com-HB | 2013-01-01 | 2018-03-31 | DEER2016 HOU Update | LT-26734 |  |  |  | Standard |  | 1 | 1 | 0 | Deemed Ex Ante Team |  |  |  | Updated to indicate claim/filing status
4232 | C-In-Ind(165w)-dwP130-dwC67 | Commercial Indoor General Lighting: Induction Lamp & Ballast replaces Metal Halide. Measure includes Code case. Impacts: Linear Fluorescent-based HOU (varies by BldgType) | DEER1314 | Lighting Disposition | 2020-11-24 16:30 | Com-Iltg-dWatt-HB | NonDEER | Scaled | Delta |  |  | None |  | 0 |  | 1 | Com | Any | Lighting | InGen-HB | Ltg_Lmp+Blst | Ind_LmpBlst |  | ILtg-Induct-Elec |  |  |  | MH-250w(295w) | PSMH-200w(232w) | Ind(165w) | Available |  | 0 | 0 | RevisedHighBay.xlsx | ErRobNc |  | ILtg-MH |  | DEER1316-Ltg-Com-HB | 2013-01-01 | 2018-03-31 | DEER2016 HOU Update | LT-80108 |  |  |  | Standard |  | 1 | 1 | 0 | Deemed Ex Ante Team |  |  |  | Updated to indicate claim/filing status
4233 | C-In-Ind(215w)-dWP243-dWC150 | Commercial Indoor General Lighting: Induction Lamp & Ballast replaces HID Lamp & Ballast. Measure includes Code case. Impacts: Linear Fluorescent-based HOU (varies by BldgType) | DEER1314 | Lighting Disposition | 2020-11-24 16:30 | Com-Iltg-dWatt-HB | NonDEER | Scaled | Delta |  |  | None |  | 0 |  | 1 | Com | Any | Lighting | InGen-HB | Ltg_Lmp+Blst | Ind_LmpBlst |  | ILtg-Induct-Elec |  |  |  | MH-400w(458w) | PSMH-320w(365w) | Ind(215w) | Available | Not Used in 2013-2014 Final Lighting Disposition | 0 | 0 | Disposition: MeasuresList-May222014.xlsx | ErRobNc |  | ILtg-MH |  | DEER1316-Ltg-Com-HB | 2013-01-01 | 2018-03-31 | DEER2016 HOU Update |  |  |  |  | Standard |  | 1 | 1 | 0 | Deemed Ex Ante Team |  |  |  | Updated to indicate claim/filing status
4234 | C-In-Ind(220w)-dwP238-dwC180 | Commercial Indoor General Lighting: Induction Lamp & Ballast replaces Metal Halide. Measure includes Code case. Impacts: Linear Fluorescent-based HOU (varies by BldgType) | DEER1314 | Lighting Disposition | 2020-11-24 16:30 | Com-Iltg-dWatt-HB | NonDEER | Scaled | Delta |  |  | None |  | 0 |  | 1 | Com | Any | Lighting | InGen-HB | Ltg_Lmp+Blst | Ind_LmpBlst |  | ILtg-Induct-Elec |  |  |  | MH-400w(458w) | PSMH-350w(400w) | Ind(220w) | Available |  | 0 | 0 | RevisedHighBay.xlsx | ErRobNc |  | ILtg-MH |  | DEER1316-Ltg-Com-HB | 2013-01-01 | 2018-03-31 | DEER2016 HOU Update | LT-34098 |  |  |  | Standard |  | 1 | 1 | 0 | Deemed Ex Ante Team |  |  |  | Updated to indicate claim/filing status
4235 | C-In-Ind(320w)-dWP138-dWC45 | Commercial Indoor General Lighting: Induction Lamp & Ballast replaces HID Lamp & Ballast. Measure includes Code case. Impacts: Linear Fluorescent-based HOU (varies by BldgType) | DEER1314 | Lighting Disposition | 2020-11-24 16:30 | Com-Iltg-dWatt-HB | NonDEER | Scaled | Delta |  |  | None |  | 0 |  | 1 | Com | Any | Lighting | InGen-HB | Ltg_Lmp+Blst | Ind_LmpBlst |  | ILtg-Induct-Elec |  |  |  | MH-400w(458w) | PSMH-320w(365w) | Ind(320w) | Available | Not Used in 2013-2014 Final Lighting Disposition | 0 | 0 | Disposition: MeasuresList-May222014.xlsx | ErRobNc |  | ILtg-MH |  | DEER1316-Ltg-Com-HB | 2013-01-01 | 2018-03-31 | DEER2016 HOU Update |  |  |  |  | Standard |  | 1 | 1 | 0 | Deemed Ex Ante Team |  |  |  | Updated to indicate claim/filing status
4236 | C-In-Ind(330w)-dwP128-dwC126 | Commercial Indoor General Lighting: Induction Lamp & Ballast replaces Metal Halide. Measure includes Code case. Impacts: Linear Fluorescent-based HOU (varies by BldgType) | DEER1314 | Lighting Disposition | 2020-11-24 16:30 | Com-Iltg-dWatt-HB | NonDEER | Scaled | Delta |  |  | None |  | 0 |  | 1 | Com | Any | Lighting | InGen-HB | Ltg_Lmp+Blst | Ind_LmpBlst |  | ILtg-Induct-Elec |  |  |  | MH-400w(458w) | PSMH-400w(456w) | Ind(330w) | Available |  | 0 | 0 | RevisedHighBay.xlsx | ErRobNc |  | ILtg-MH |  | DEER1316-Ltg-Com-HB | 2013-01-01 | 2018-03-31 | DEER2016 HOU Update |  |  |  |  | Standard |  | 1 | 1 | 0 | Deemed Ex Ante Team |  |  |  | Updated to indicate claim/filing status
4237 | C-In-Ind(43w)-dWP85 | Commercial Indoor General Lighting: Induction Lamp & Ballast replaces HID Lamp & Ballast. Measure includes Code case. Impacts: Linear Fluorescent-based HOU (varies by BldgType) | DEER1314 | Lighting Disposition | 2020-11-24 16:30 | Com-Iltg-dWatt-HB | NonDEER | Scaled | Delta |  |  | None |  | 0 |  | 1 | Com | Any | Lighting | InGen-HB | Ltg_Lmp+Blst | Ind_LmpBlst |  | ILtg-Induct-Elec |  |  |  | MH-100w(128w) | MH-100w(128w) | Ind(43w) | Available | Not Used in 2013-2014 Final Lighting Disposition | 0 | 0 | Disposition: MeasuresList-May222014.xlsx | RobNc |  | ILtg-MH |  | DEER1316-Ltg-Com-HB | 2013-01-01 | 2018-03-31 | DEER2016 HOU Update |  |  |  |  | Standard |  | 1 | 1 | 0 | Deemed Ex Ante Team |  |  |  | Updated to indicate claim/filing status
4238 | C-In-Ind(44w)-dwP84 | Commercial Indoor General Lighting: Induction Lamp & Ballast replaces Metal Halide. Measure includes Code case. Impacts: Linear Fluorescent-based HOU (varies by BldgType) | DEER1314 | Lighting Disposition | 2020-11-24 16:30 | Com-Iltg-dWatt-HB | NonDEER | Scaled | Delta |  |  | None |  | 0 |  | 1 | Com | Any | Lighting | InGen-HB | Ltg_Lmp+Blst | Ind_LmpBlst |  | ILtg-Induct-Elec |  |  |  | MH-100w(128w) | MH-100w(128w) | Ind(44w) | Available |  | 0 | 0 | RevisedHighBay.xlsx | RobNc |  | ILtg-MH |  | DEER1316-Ltg-Com-HB | 2013-01-01 | 2018-03-31 | DEER2016 HOU Update |  |  |  |  | Standard |  | 1 | 1 | 0 | Deemed Ex Ante Team |  |  |  | Updated to indicate claim/filing status
4239 | C-In-Ind(70w)-dwP58 | Commercial Indoor General Lighting: Induction Lamp & Ballast replaces Metal Halide. Measure includes Code case. Impacts: Linear Fluorescent-based HOU (varies by BldgType) | DEER1314 | Lighting Disposition | 2020-11-24 16:30 | Com-Iltg-dWatt-HB | DEER | Scaled | Delta |  |  | None |  | 0 |  | 1 | Com | Any | Lighting | InGen-HB | Ltg_Lmp+Blst | Ind_LmpBlst |  | ILtg-Induct-Elec |  |  |  | MH-100w(128w) | MH-100w(128w) | Ind(70w) | Available |  | 0 | 0 | RevisedHighBay.xlsx | RobNc |  | ILtg-MH |  | DEER1316-Ltg-Com-HB | 2013-01-01 | 2018-03-31 | DEER2016 HOU Update |  |  |  |  | Standard |  | 1 | 1 | 0 | Deemed Ex Ante Team |  |  |  | Updated to indicate claim/filing status
4240 | C-In-Ind-120w(132w)-dwP58-dwC53 | Commercial Indoor General Lighting: Induction Lamp & Ballast replaces Metal Halide. Measure includes Code case. Impacts: Linear Fluorescent-based HOU (varies by BldgType) | DEER1314 | Lighting Disposition | 2020-11-24 16:30 | Com-Iltg-dWatt-HB | DEER | Scaled | Delta |  |  | None |  | 0 |  | 1 | Com | Any | Lighting | InGen-HB | Ltg_Lmp+Blst | Ind_LmpBlst |  | ILtg-Induct-Elec |  |  |  | MH-175w(215w) | PSMH-150w(185w) | Ind-120w(132w) | Available |  | 0 | 0 | RevisedHighBay.xlsx | ErRobNc |  | ILtg-MH |  | DEER1316-Ltg-Com-HB | 2013-01-01 | 2018-03-31 | DEER2016 HOU Update |  |  |  |  | Standard |  | 1 | 1 | 0 | Deemed Ex Ante Team |  |  |  | Updated to indicate claim/filing status
4241 | C-In-Ind-120w(132w)-dWP83-dWC53 | Commercial Indoor General Lighting: Induction Lamp & Ballast replaces HID Lamp & Ballast. Measure includes Code case. Impacts: Linear Fluorescent-based HOU (varies by BldgType) | DEER1314 | Lighting Disposition | 2020-11-24 16:30 | Com-Iltg-dWatt-HB | NonDEER | Scaled | Delta |  |  | None |  | 0 |  | 1 | Com | Any | Lighting | InGen-HB | Ltg_Lmp+Blst | Ind_LmpBlst |  | ILtg-Induct-Elec |  |  |  | MH-175w(215w) | PSMH-150w(185w) | Ind-120w(132w) | Available | Not Used in 2013-2014 Final Lighting Disposition | 0 | 0 | Disposition: MeasuresList-May222014.xlsx | ErRobNc |  | ILtg-MH |  | DEER1316-Ltg-Com-HB | 2013-01-01 | 2018-03-31 | DEER2016 HOU Update |  |  |  |  | Standard |  | 1 | 1 | 0 | Deemed Ex Ante Team |  |  |  | Updated to indicate claim/filing status
4242 | C-In-Ind-120w(132w)-dwP83-dwC76 | Commercial Indoor General Lighting: Induction Lamp & Ballast replaces Metal Halide. Measure includes Code case. Impacts: Linear Fluorescent-based HOU (varies by BldgType) | DEER1314 | Lighting Disposition | 2020-11-24 16:30 | Com-Iltg-dWatt-HB | NonDEER | Scaled | Delta |  |  | None |  | 0 |  | 1 | Com | Any | Lighting | InGen-HB | Ltg_Lmp+Blst | Ind_LmpBlst |  | ILtg-Induct-Elec |  |  |  | MH-175w(215w) | PSMH-175w(208w) | Ind-120w(132w) | Available |  | 0 | 0 | RevisedHighBay.xlsx | ErRobNc |  | ILtg-MH |  | DEER1316-Ltg-Com-HB | 2013-01-01 | 2018-03-31 | DEER2016 HOU Update |  | L1024 |  |  | Standard |  | 1 | 1 | 0 | Deemed Ex Ante Team |  |  |  | Updated to indicate claim/filing status
4243 | C-In-Ind-180w(198w)-dWP97-dWC34 | Commercial Indoor General Lighting: Induction Lamp & Ballast replaces HID Lamp & Ballast. Measure includes Code case. Impacts: Linear Fluorescent-based HOU (varies by BldgType) | DEER1314 | Lighting Disposition | 2020-11-24 16:30 | Com-Iltg-dWatt-HB | NonDEER | Scaled | Delta |  |  | None |  | 0 |  | 1 | Com | Any | Lighting | InGen-HB | Ltg_Lmp+Blst | Ind_LmpBlst |  | ILtg-Induct-Elec |  |  |  | MH-250w(295w) | PSMH-200w(232w) | Ind-180w(198w) | Available | Not Used in 2013-2014 Final Lighting Disposition | 0 | 0 | Disposition: MeasuresList-May222014.xlsx | ErRobNc |  | ILtg-MH |  | DEER1316-Ltg-Com-HB | 2013-01-01 | 2018-03-31 | DEER2016 HOU Update |  |  |  |  | Standard |  | 1 | 1 | 0 | Deemed Ex Ante Team |  |  |  | Updated to indicate claim/filing status
4244 | C-In-Ind-180w(198w)-dWP97-dWC90 | Commercial Indoor General Lighting: Induction Lamp & Ballast replaces HID Lamp & Ballast. Measure includes Code case. Impacts: Linear Fluorescent-based HOU (varies by BldgType) | DEER1314 | Lighting Disposition | 2020-11-24 16:30 | Com-Iltg-dWatt-HB | DEER | Scaled | Delta |  |  | None |  | 0 |  | 1 | Com | Any | Lighting | InGen-HB | Ltg_Lmp+Blst | Ind_LmpBlst |  | ILtg-Induct-Elec |  |  |  | MH-250w(295w) | PSMH-250w(288w) | Ind-180w(198w) | Available | WP source e.g.: PGECOLTG113r4 | 0 | 0 | Disposition: MeasuresList-May222014.xlsx | ErRobNc |  | ILtg-MH |  | DEER1316-Ltg-Com-HB | 2013-01-01 | 2018-03-31 | DEER2016 HOU Update |  | L1025 |  |  | Standard |  | 1 | 1 | 0 | Deemed Ex Ante Team |  |  |  | Updated to indicate claim/filing status
4245 | C-In-Ind-250w(275w)-dwP183-dwC125 | Commercial Indoor General Lighting: Induction Lamp & Ballast replaces Metal Halide. Measure includes Code case. Impacts: Linear Fluorescent-based HOU (varies by BldgType) | DEER1314 | Lighting Disposition | 2020-11-24 16:30 | Com-Iltg-dWatt-HB | DEER | Scaled | Delta |  |  | None |  | 0 |  | 1 | Com | Any | Lighting | InGen-HB | Ltg_Lmp+Blst | Ind_LmpBlst |  | ILtg-Induct-Elec |  |  |  | MH-400w(458w) | PSMH-350w(400w) | Ind-250w(275w) | Available |  | 0 | 0 | RevisedHighBay.xlsx | ErRobNc |  | ILtg-MH |  | DEER1316-Ltg-Com-HB | 2013-01-01 | 2018-03-31 | DEER2016 HOU Update |  | L0270 |  |  | Standard |  | 1 | 1 | 0 | Deemed Ex Ante Team |  |  |  | Updated to indicate claim/filing status
4246 | C-In-Ind-250w(275w)-dWP183-dWC90 | Commercial Indoor General Lighting: Induction Lamp & Ballast replaces HID Lamp & Ballast. Measure includes Code case. Impacts: Linear Fluorescent-based HOU (varies by BldgType) | DEER1314 | Lighting Disposition | 2020-11-24 16:30 | Com-Iltg-dWatt-HB | NonDEER | Scaled | Delta |  |  | None |  | 0 |  | 1 | Com | Any | Lighting | InGen-HB | Ltg_Lmp+Blst | Ind_LmpBlst |  | ILtg-Induct-Elec |  |  |  | MH-400w(458w) | PSMH-320w(365w) | Ind-250w(275w) | Available | Not Used in 2013-2014 Final Lighting Disposition | 0 | 0 | Disposition: MeasuresList-May222014.xlsx | ErRobNc |  | ILtg-MH |  | DEER1316-Ltg-Com-HB | 2013-01-01 | 2018-03-31 | DEER2016 HOU Update |  |  |  |  | Standard |  | 1 | 1 | 0 | Deemed Ex Ante Team |  |  |  | Updated to indicate claim/filing status
4247 | C-In-Ind-360w(396w)-dWP62 | Commercial Indoor General Lighting: Induction Lamp & Ballast replaces HID Lamp & Ballast. Measure includes Code case. Impacts: Linear Fluorescent-based HOU (varies by BldgType) | DEER1314 | Lighting Disposition | 2020-11-24 16:30 | Com-Iltg-dWatt-HB | NonDEER | Scaled | Delta |  |  | None |  | 0 |  | 1 | Com | Any | Lighting | InGen-HB | Ltg_Lmp+Blst | Ind_LmpBlst |  | ILtg-Induct-Elec |  |  |  | MH-400w(458w) | MH-400w(458w) | Ind-360w(396w) | Available | Not Used in 2013-2014 Final Lighting Disposition | 0 | 0 | Disposition: MeasuresList-May222014.xlsx | RobNc |  | ILtg-MH |  | DEER1316-Ltg-Com-HB | 2013-01-01 | 2018-03-31 | DEER2016 HOU Update |  |  |  |  | Standard |  | 1 | 1 | 0 | Deemed Ex Ante Team |  |  |  | Updated to indicate claim/filing status
4248 | C-In-Ind-360w(396w)-dwP62-dwC4 | Commercial Indoor General Lighting: Induction Lamp & Ballast replaces Metal Halide. Measure includes Code case. Impacts: Linear Fluorescent-based HOU (varies by BldgType) | DEER1314 | Lighting Disposition | 2020-11-24 16:30 | Com-Iltg-dWatt-HB | DEER | Scaled | Delta |  |  | None |  | 0 |  | 1 | Com | Any | Lighting | InGen-HB | Ltg_Lmp+Blst | Ind_LmpBlst |  | ILtg-Induct-Elec |  |  |  | MH-400w(458w) | PSMH-350w(400w) | Ind-360w(396w) | Available |  | 0 | 0 | RevisedHighBay.xlsx | ErRobNc |  | ILtg-MH |  | DEER1316-Ltg-Com-HB | 2013-01-01 | 2018-03-31 | DEER2016 HOU Update |  |  |  |  | Standard |  | 1 | 1 | 0 | Deemed Ex Ante Team |  |  |  | Updated to indicate claim/filing status
4249 | C-In-Ind-70w(77w)-dWP51 | Commercial Indoor General Lighting: Induction Lamp & Ballast replaces HID Lamp & Ballast. Measure includes Code case. Impacts: Linear Fluorescent-based HOU (varies by BldgType) | DEER1314 | Lighting Disposition | 2020-11-24 16:30 | Com-Iltg-dWatt-HB | NonDEER | Scaled | Delta |  |  | None |  | 0 |  | 1 | Com | Any | Lighting | InGen-HB | Ltg_Lmp+Blst | Ind_LmpBlst |  | ILtg-Induct-Elec |  |  |  | MH-100w(128w) | MH-100w(128w) | Ind-70w(77w) | Available | WP source e.g.: PGECOLTG113r4 | 0 | 0 | Disposition: MeasuresList-May222014.xlsx | RobNc |  | ILtg-MH |  | DEER1316-Ltg-Com-HB | 2013-01-01 | 2018-03-31 | DEER2016 HOU Update |  | L1023 |  |  | Standard |  | 1 | 1 | 0 | Deemed Ex Ante Team |  |  |  | Updated to indicate claim/filing status
4250 | C-In-LED-A19(10w)-dWP19 | Commercial Indoor General Lighting: LED Lamp replaces pre-existing standard lighting Wattage. Measure includes Code case. Impacts: CFL-based HOU (varies by BldgType) | DEER1314 | Lighting Disposition | 2020-11-24 16:30 | Com-Iltg-dWatt-CFL | NonDEER | Scaled | BaseRatio | 0 | 0 | None |  | 0 |  | 1 | Com | Any | Lighting | InGen-CFL | Ltg_Lamp | LED_lamp |  | ILtg-Com-LED-20000hr | LED A19 Basecase, Total Watts = 2.96 x Msr Watts | LED A19 Basecase, Total Watts = 2.96 x Msr Watts | LED Lamp: A19, 10 Watts, non-dimmable | LEDratio0296 | LEDratio0296 | LED-A19(10w) | Available | WP source: PGECOLTG165r2 | 0 | 0 | Disposition: MeasuresList-October312014.xlsx | RobNc |  |  |  | DEER1316-Ltg-Com-CFL | 2013-01-01 | 2017-06-30 | InEA_modVal | LT-10965 | LL04 |  |  | Standard |  | 1 | 1 | 0 | Deemed Ex Ante Team |  |  |  | Updated to indicate claim/filing status
4251 | C-In-LED-A19(11w)-dWP21 | Commercial Indoor General Lighting: LED Lamp replaces pre-existing standard lighting Wattage. Measure includes Code case. Impacts: CFL-based HOU (varies by BldgType) | DEER1314 | Lighting Disposition | 2020-11-24 16:30 | Com-Iltg-dWatt-CFL | NonDEER | Scaled | BaseRatio | 0 | 0 | None |  | 0 |  | 1 | Com | Any | Lighting | InGen-CFL | Ltg_Lamp | LED_lamp |  | ILtg-Com-LED-20000hr | LED A19 Basecase, Total Watts = 2.96 x Msr Watts | LED A19 Basecase, Total Watts = 2.96 x Msr Watts | LED Lamp: A19, 11 Watts, non-dimmable | LEDratio0296 | LEDratio0296 | LED-A19(11w) | Available |  | 0 | 0 | Disposition: MeasuresList-October312014.xlsx | RobNc |  |  |  | DEER1316-Ltg-Com-CFL | 2013-01-01 | 2017-06-30 | InEA_modVal | LT-78423 | LL05 |  |  | Standard |  | 1 | 1 | 0 | Deemed Ex Ante Team |  |  |  | Updated to indicate claim/filing status
4252 | C-In-LED-A19(12w)-dWP23 | Commercial Indoor General Lighting: LED Lamp replaces pre-existing standard lighting Wattage. Measure includes Code case. Impacts: CFL-based HOU (varies by BldgType) | DEER1314 | Lighting Disposition | 2020-11-24 16:30 | Com-Iltg-dWatt-CFL | NonDEER | Scaled | BaseRatio | 0 | 0 | None |  | 0 |  | 1 | Com | Any | Lighting | InGen-CFL | Ltg_Lamp | LED_lamp |  | ILtg-Com-LED-20000hr | LED A19 Basecase, Total Watts = 2.96 x Msr Watts | LED A19 Basecase, Total Watts = 2.96 x Msr Watts | LED Lamp: A19, 12 Watts, non-dimmable | LEDratio0296 | LEDratio0296 | LED-A19(12w) | Available |  | 0 | 0 | Disposition: MeasuresList-October312014.xlsx | RobNc |  |  |  | DEER1316-Ltg-Com-CFL | 2013-01-01 | 2017-06-30 | InEA_modVal | LT-89542 | LL06 |  |  | Standard |  | 1 | 1 | 0 | Deemed Ex Ante Team |  |  |  | Updated to indicate claim/filing status
4253 | C-In-LED-A19(13w)-dWP25 | Commercial Indoor General Lighting: LED Lamp replaces pre-existing standard lighting Wattage. Measure includes Code case. Impacts: CFL-based HOU (varies by BldgType) | DEER1314 | Lighting Disposition | 2020-11-24 16:30 | Com-Iltg-dWatt-CFL | NonDEER | Scaled | BaseRatio | 0 | 0 | None |  | 0 |  | 1 | Com | Any | Lighting | InGen-CFL | Ltg_Lamp | LED_lamp |  | ILtg-Com-LED-20000hr | LED A19 Basecase, Total Watts = 2.96 x Msr Watts | LED A19 Basecase, Total Watts = 2.96 x Msr Watts | LED Lamp: A19, 13 Watts, non-dimmable | LEDratio0296 | LEDratio0296 | LED-A19(13w) | Available |  | 0 | 0 | Disposition: MeasuresList-October312014.xlsx | RobNc |  |  |  | DEER1316-Ltg-Com-CFL | 2013-01-01 | 2017-06-30 | InEA_modVal | LT-90243 | LL07 |  |  | Standard |  | 1 | 1 | 0 | Deemed Ex Ante Team |  |  |  | Updated to indicate claim/filing status
4254 | C-In-LED-A19(14w)-dWP27 | Commercial Indoor General Lighting: LED Lamp replaces pre-existing standard lighting Wattage. Measure includes Code case. Impacts: CFL-based HOU (varies by BldgType) | DEER1314 | Lighting Disposition | 2020-11-24 16:30 | Com-Iltg-dWatt-CFL | NonDEER | Scaled | BaseRatio | 0 | 0 | None |  | 0 |  | 1 | Com | Any | Lighting | InGen-CFL | Ltg_Lamp | LED_lamp |  | ILtg-Com-LED-20000hr | LED A19 Basecase, Total Watts = 2.96 x Msr Watts | LED A19 Basecase, Total Watts = 2.96 x Msr Watts | LED Lamp: A19, 14 Watts, non-dimmable | LEDratio0296 | LEDratio0296 | LED-A19(14w) | Available |  | 0 | 0 | Disposition: MeasuresList-October312014.xlsx | RobNc |  |  |  | DEER1316-Ltg-Com-CFL | 2013-01-01 | 2017-06-30 | InEA_modVal | LT-10795 | LL08 |  |  | Standard |  | 1 | 1 | 0 | Deemed Ex Ante Team |  |  |  | Updated to indicate claim/filing status
4255 | C-In-LED-A19(15w)-dWP29 | Commercial Indoor General Lighting: LED Lamp replaces pre-existing standard lighting Wattage. Measure includes Code case. Impacts: CFL-based HOU (varies by BldgType) | DEER1314 | Lighting Disposition | 2020-11-24 16:30 | Com-Iltg-dWatt-CFL | NonDEER | Scaled | BaseRatio | 0 | 0 | None |  | 0 |  | 1 | Com | Any | Lighting | InGen-CFL | Ltg_Lamp | LED_lamp |  | ILtg-Com-LED-20000hr | LED A19 Basecase, Total Watts = 2.96 x Msr Watts | LED A19 Basecase, Total Watts = 2.96 x Msr Watts | LED Lamp: A19, 15 Watts, non-dimmable | LEDratio0296 | LEDratio0296 | LED-A19(15w) | Available |  | 0 | 0 | Disposition: MeasuresList-October312014.xlsx | RobNc |  |  |  | DEER1316-Ltg-Com-CFL | 2013-01-01 | 2017-06-30 | InEA_modVal | LT-56673 | LL09 |  |  | Standard |  | 1 | 1 | 0 | Deemed Ex Ante Team |  |  |  | Updated to indicate claim/filing status
4256 | C-In-LED-A19(16w)-dWP31 | Commercial Indoor General Lighting: LED Lamp replaces pre-existing standard lighting Wattage. Measure includes Code case. Impacts: CFL-based HOU (varies by BldgType) | DEER1314 | Lighting Disposition | 2020-11-24 16:30 | Com-Iltg-dWatt-CFL | NonDEER | Scaled | BaseRatio | 0 | 0 | None |  | 0 |  | 1 | Com | Any | Lighting | InGen-CFL | Ltg_Lamp | LED_lamp |  | ILtg-Com-LED-20000hr | LED A19 Basecase, Total Watts = 2.96 x Msr Watts | LED A19 Basecase, Total Watts = 2.96 x Msr Watts | LED Lamp: A19, 16 Watts, non-dimmable | LEDratio0296 | LEDratio0296 | LED-A19(16w) | Available |  | 0 | 0 | Disposition: MeasuresList-October312014.xlsx | RobNc |  |  |  | DEER1316-Ltg-Com-CFL | 2013-01-01 | 2017-06-30 | InEA_modVal |  | LL10 |  |  | Standard |  | 1 | 1 | 0 | Deemed Ex Ante Team |  |  |  | Updated to indicate claim/filing status
4257 | C-In-LED-A19(17w)-dWP33 | Commercial Indoor General Lighting: LED Lamp replaces pre-existing standard lighting Wattage. Measure includes Code case. Impacts: CFL-based HOU (varies by BldgType) | DEER1314 | Lighting Disposition | 2020-11-24 16:30 | Com-Iltg-dWatt-CFL | NonDEER | Scaled | BaseRatio | 0 | 0 | None |  | 0 |  | 1 | Com | Any | Lighting | InGen-CFL | Ltg_Lamp | LED_lamp |  | ILtg-Com-LED-20000hr | LED A19 Basecase, Total Watts = 2.96 x Msr Watts | LED A19 Basecase, Total Watts = 2.96 x Msr Watts | LED Lamp: A19, 17 Watts, non-dimmable | LEDratio0296 | LEDratio0296 | LED-A19(17w) | Available |  | 0 | 0 | Disposition: MeasuresList-October312014.xlsx | RobNc |  |  |  | DEER1316-Ltg-Com-CFL | 2013-01-01 | 2017-06-30 | InEA_modVal | LT-95419 | LL11 |  |  | Standard |  | 1 | 1 | 0 | Deemed Ex Ante Team |  |  |  | Updated to indicate claim/filing status
4258 | C-In-LED-A19(18w)-dWP35 | Commercial Indoor General Lighting: LED Lamp replaces pre-existing standard lighting Wattage. Measure includes Code case. Impacts: CFL-based HOU (varies by BldgType) | DEER1314 | Lighting Disposition | 2020-11-24 16:30 | Com-Iltg-dWatt-CFL | NonDEER | Scaled | BaseRatio | 0 | 0 | None |  | 0 |  | 1 | Com | Any | Lighting | InGen-CFL | Ltg_Lamp | LED_lamp |  | ILtg-Com-LED-20000hr | LED A19 Basecase, Total Watts = 2.96 x Msr Watts | LED A19 Basecase, Total Watts = 2.96 x Msr Watts | LED Lamp: A19, 18 Watts, non-dimmable | LEDratio0296 | LEDratio0296 | LED-A19(18w) | Available |  | 0 | 0 | Disposition: MeasuresList-October312014.xlsx | RobNc |  |  |  | DEER1316-Ltg-Com-CFL | 2013-01-01 | 2017-06-30 | InEA_modVal |  | LL12 |  |  | Standard |  | 1 | 1 | 0 | Deemed Ex Ante Team |  |  |  | Updated to indicate claim/filing status
4259 | C-In-LED-A19(19w)-dWP37 | Commercial Indoor General Lighting: LED Lamp replaces pre-existing standard lighting Wattage. Measure includes Code case. Impacts: CFL-based HOU (varies by BldgType) | DEER1314 | Lighting Disposition | 2020-11-24 16:30 | Com-Iltg-dWatt-CFL | NonDEER | Scaled | BaseRatio | 0 | 0 | None |  | 0 |  | 1 | Com | Any | Lighting | InGen-CFL | Ltg_Lamp | LED_lamp |  | ILtg-Com-LED-20000hr | LED A19 Basecase, Total Watts = 2.96 x Msr Watts | LED A19 Basecase, Total Watts = 2.96 x Msr Watts | LED Lamp: A19, 19 Watts, non-dimmable | LEDratio0296 | LEDratio0296 | LED-A19(19w) | Available |  | 0 | 0 | Disposition: MeasuresList-October312014.xlsx | RobNc |  |  |  | DEER1316-Ltg-Com-CFL | 2013-01-01 | 2017-06-30 | InEA_modVal | LT-43162 | LL13 |  |  | Standard |  | 1 | 1 | 0 | Deemed Ex Ante Team |  |  |  | Updated to indicate claim/filing status
4260 | C-In-LED-A19(20w)-dWP39 | Commercial Indoor General Lighting: LED Lamp replaces pre-existing standard lighting Wattage. Measure includes Code case. Impacts: CFL-based HOU (varies by BldgType) | DEER1314 | Lighting Disposition | 2020-11-24 16:30 | Com-Iltg-dWatt-CFL | NonDEER | Scaled | BaseRatio | 0 | 0 | None |  | 0 |  | 1 | Com | Any | Lighting | InGen-CFL | Ltg_Lamp | LED_lamp |  | ILtg-Com-LED-20000hr | LED A19 Basecase, Total Watts = 2.96 x Msr Watts | LED A19 Basecase, Total Watts = 2.96 x Msr Watts | LED Lamp: A19, 20 Watts, non-dimmable | LEDratio0296 | LEDratio0296 | LED-A19(20w) | Available |  | 0 | 0 | Disposition: MeasuresList-October312014.xlsx | RobNc |  |  |  | DEER1316-Ltg-Com-CFL | 2013-01-01 | 2017-06-30 | InEA_modVal | LT-62527 | LL14 |  |  | Standard |  | 1 | 1 | 0 | Deemed Ex Ante Team |  |  |  | Updated to indicate claim/filing status
4261 | C-In-LED-A19(21w)-dWP41 | Commercial Indoor General Lighting: LED Lamp replaces pre-existing standard lighting Wattage. Measure includes Code case. Impacts: CFL-based HOU (varies by BldgType) | DEER1314 | Lighting Disposition | 2020-11-24 16:30 | Com-Iltg-dWatt-CFL | NonDEER | Scaled | BaseRatio | 0 | 0 | None |  | 0 |  | 1 | Com | Any | Lighting | InGen-CFL | Ltg_Lamp | LED_lamp |  | ILtg-Com-LED-20000hr | LED A19 Basecase, Total Watts = 2.96 x Msr Watts | LED A19 Basecase, Total Watts = 2.96 x Msr Watts | LED Lamp: A19, 21 Watts, non-dimmable | LEDratio0296 | LEDratio0296 | LED-A19(21w) | Available |  | 0 | 0 | Disposition: MeasuresList-October312014.xlsx | RobNc |  |  |  | DEER1316-Ltg-Com-CFL | 2013-01-01 | 2017-06-30 | InEA_modVal |  | LL15 |  |  | Standard |  | 1 | 1 | 0 | Deemed Ex Ante Team |  |  |  | Updated to indicate claim/filing status
4262 | C-In-LED-A19(22w)-dWP43 | Commercial Indoor General Lighting: LED Lamp replaces pre-existing standard lighting Wattage. Measure includes Code case. Impacts: CFL-based HOU (varies by BldgType) | DEER1314 | Lighting Disposition | 2020-11-24 16:30 | Com-Iltg-dWatt-CFL | NonDEER | Scaled | BaseRatio | 0 | 0 | None |  | 0 |  | 1 | Com | Any | Lighting | InGen-CFL | Ltg_Lamp | LED_lamp |  | ILtg-Com-LED-20000hr | LED A19 Basecase, Total Watts = 2.96 x Msr Watts | LED A19 Basecase, Total Watts = 2.96 x Msr Watts | LED Lamp: A19, 22 Watts, non-dimmable | LEDratio0296 | LEDratio0296 | LED-A19(22w) | Available |  | 0 | 0 | Disposition: MeasuresList-October312014.xlsx | RobNc |  |  |  | DEER1316-Ltg-Com-CFL | 2013-01-01 | 2017-06-30 | InEA_modVal |  | LL16 |  |  | Standard |  | 1 | 1 | 0 | Deemed Ex Ante Team |  |  |  | Updated to indicate claim/filing status
4263 | C-In-LED-A19(23w)-dWP45 | Commercial Indoor General Lighting: LED Lamp replaces pre-existing standard lighting Wattage. Measure includes Code case. Impacts: CFL-based HOU (varies by BldgType) | DEER1314 | Lighting Disposition | 2020-11-24 16:30 | Com-Iltg-dWatt-CFL | NonDEER | Scaled | BaseRatio | 0 | 0 | None |  | 0 |  | 1 | Com | Any | Lighting | InGen-CFL | Ltg_Lamp | LED_lamp |  | ILtg-Com-LED-20000hr | LED A19 Basecase, Total Watts = 2.96 x Msr Watts | LED A19 Basecase, Total Watts = 2.96 x Msr Watts | LED Lamp: A19, 23 Watts, non-dimmable | LEDratio0296 | LEDratio0296 | LED-A19(23w) | Available |  | 0 | 0 | Disposition: MeasuresList-October312014.xlsx | RobNc |  |  |  | DEER1316-Ltg-Com-CFL | 2013-01-01 | 2017-06-30 | InEA_modVal |  | LL17 |  |  | Standard |  | 1 | 1 | 0 | Deemed Ex Ante Team |  |  |  | Updated to indicate claim/filing status
4264 | C-In-LED-A19(24w)-dWP47 | Commercial Indoor General Lighting: LED Lamp replaces pre-existing standard lighting Wattage. Measure includes Code case. Impacts: CFL-based HOU (varies by BldgType) | DEER1314 | Lighting Disposition | 2020-11-24 16:30 | Com-Iltg-dWatt-CFL | NonDEER | Scaled | BaseRatio | 0 | 0 | None |  | 0 |  | 1 | Com | Any | Lighting | InGen-CFL | Ltg_Lamp | LED_lamp |  | ILtg-Com-LED-20000hr | LED A19 Basecase, Total Watts = 2.96 x Msr Watts | LED A19 Basecase, Total Watts = 2.96 x Msr Watts | LED Lamp: A19, 24 Watts, non-dimmable | LEDratio0296 | LEDratio0296 | LED-A19(24w) | Available |  | 0 | 0 | Disposition: MeasuresList-October312014.xlsx | RobNc |  |  |  | DEER1316-Ltg-Com-CFL | 2013-01-01 | 2017-06-30 | InEA_modVal |  | LL18 |  |  | Standard |  | 1 | 1 | 0 | Deemed Ex Ante Team |  |  |  | Updated to indicate claim/filing status
4265 | C-In-LED-A19(25w)-dWP49 | Commercial Indoor General Lighting: LED Lamp replaces pre-existing standard lighting Wattage. Measure includes Code case. Impacts: CFL-based HOU (varies by BldgType) | DEER1314 | Lighting Disposition | 2020-11-24 16:30 | Com-Iltg-dWatt-CFL | NonDEER | Scaled | BaseRatio | 0 | 0 | None |  | 0 |  | 1 | Com | Any | Lighting | InGen-CFL | Ltg_Lamp | LED_lamp |  | ILtg-Com-LED-20000hr | LED A19 Basecase, Total Watts = 2.96 x Msr Watts | LED A19 Basecase, Total Watts = 2.96 x Msr Watts | LED Lamp: A19, 25 Watts, non-dimmable | LEDratio0296 | LEDratio0296 | LED-A19(25w) | Available | WP source e.g.: SCE13LG106r1 | 0 | 0 | Disposition: MeasuresList-October312014.xlsx | RobNc |  |  |  | DEER1316-Ltg-Com-CFL | 2013-01-01 | 2017-06-30 | InEA_modVal |  | LL19 |  |  | Standard |  | 1 | 1 | 0 | Deemed Ex Ante Team |  |  |  | Updated to indicate claim/filing status
4266 | C-In-LED-A19(30w)-dWP58 | Commercial Indoor General Lighting: LED Lamp replaces pre-existing standard lighting Wattage. Measure includes Code case. Impacts: CFL-based HOU (varies by BldgType) | DEER1314 | Lighting Disposition | 2020-11-24 16:30 | Com-Iltg-dWatt-CFL | NonDEER | Scaled | BaseRatio | 0 | 0 | None |  | 0 |  | 1 | Com | Any | Lighting | InGen-CFL | Ltg_Lamp | LED_lamp |  | ILtg-Com-LED-20000hr | LED A19 Basecase, Total Watts = 2.96 x Msr Watts | LED A19 Basecase, Total Watts = 2.96 x Msr Watts | LED Lamp: A19, 30 Watts, non-dimmable | LEDratio0296 | LEDratio0296 | LED-A19(30w) | Available | Not Used by Oct 2014 disposition. May 2014 disposition used this measure in error; the Measure Technology is 18w | 0 | 0 | Disposition: MeasuresList-October312014.xlsx | RobNc |  |  |  | DEER1316-Ltg-Com-CFL | 2013-01-01 | 2017-06-30 | InEA_modVal |  |  |  |  | Standard |  | 1 | 1 | 0 | Deemed Ex Ante Team |  |  |  | Updated to indicate claim/filing status
4267 | C-In-LED-A19(35w)-dWP68 | Commercial Indoor General Lighting: LED Lamp replaces pre-existing standard lighting Wattage. Measure includes Code case. Impacts: CFL-based HOU (varies by BldgType) | DEER1314 | Lighting Disposition | 2020-11-24 16:30 | Com-Iltg-dWatt-CFL | NonDEER | Scaled | BaseRatio | 0 | 0 | None |  | 0 |  | 1 | Com | Any | Lighting | InGen-CFL | Ltg_Lamp | LED_lamp |  | ILtg-Com-LED-20000hr | LED A19 Basecase, Total Watts = 2.96 x Msr Watts | LED A19 Basecase, Total Watts = 2.96 x Msr Watts | LED Lamp: A19, 35 Watts, non-dimmable | LEDratio0296 | LEDratio0296 | LED-A19(35w) | Available | Not Used by Oct 2014 disposition. May 2014 disposition used this measure in error; the Measure Technology is 25w | 0 | 0 | Disposition: MeasuresList-October312014.xlsx | RobNc |  |  |  | DEER1316-Ltg-Com-CFL | 2013-01-01 | 2017-06-30 | InEA_modVal |  |  |  |  | Standard |  | 1 | 1 | 0 | Deemed Ex Ante Team |  |  |  | Updated to indicate claim/filing status
4268 | C-In-LED-A19(4w)-dWP7 | Commercial Indoor General Lighting: LED Lamp replaces pre-existing standard lighting Wattage. Measure includes Code case. Impacts: CFL-based HOU (varies by BldgType) | DEER1314 | Lighting Disposition | 2020-11-24 16:30 | Com-Iltg-dWatt-CFL | NonDEER | Scaled | BaseRatio | 0 | 0 | None |  | 0 |  | 1 | Com | Any | Lighting | InGen-CFL | Ltg_Lamp | LED_lamp |  | ILtg-Com-LED-20000hr | LED A19 Basecase, Total Watts = 2.96 x Msr Watts | LED A19 Basecase, Total Watts = 2.96 x Msr Watts | LED Lamp: A19, 4 Watts, non-dimmable | LEDratio0296 | LEDratio0296 | LED-A19(4w) | Available | WP source e.g.: SCE13LG106r1 | 0 | 0 | Disposition: MeasuresList-October312014.xlsx | RobNc |  |  |  | DEER1316-Ltg-Com-CFL | 2013-01-01 | 2017-06-30 | InEA_modVal | LT-12834 |  |  |  | Standard |  | 1 | 1 | 0 | Deemed Ex Ante Team |  |  |  | Updated to indicate claim/filing status
4269 | C-In-LED-A19(6w)-dWP11 | Commercial Indoor General Lighting: LED Lamp replaces pre-existing standard lighting Wattage. Measure includes Code case. Impacts: CFL-based HOU (varies by BldgType) | DEER1314 | Lighting Disposition | 2020-11-24 16:30 | Com-Iltg-dWatt-CFL | NonDEER | Scaled | BaseRatio | 0 | 0 | None |  | 0 |  | 1 | Com | Any | Lighting | InGen-CFL | Ltg_Lamp | LED_lamp |  | ILtg-Com-LED-20000hr | LED A19 Basecase, Total Watts = 2.96 x Msr Watts | LED A19 Basecase, Total Watts = 2.96 x Msr Watts | LED Lamp: A19, 6 Watts, non-dimmable | LEDratio0296 | LEDratio0296 | LED-A19(6w) | Available |  | 0 | 0 | Disposition: MeasuresList-October312014.xlsx | RobNc |  |  |  | DEER1316-Ltg-Com-CFL | 2013-01-01 | 2017-06-30 | InEA_modVal | LT-45662 | LL01 |  |  | Standard |  | 1 | 1 | 0 | Deemed Ex Ante Team |  |  |  | Updated to indicate claim/filing status
4270 | C-In-LED-A19(7w)-dWP13 | Commercial Indoor General Lighting: LED Lamp replaces pre-existing standard lighting Wattage. Measure includes Code case. Impacts: CFL-based HOU (varies by BldgType) | DEER1314 | Lighting Disposition | 2020-11-24 16:30 | Com-Iltg-dWatt-CFL | NonDEER | Scaled | BaseRatio | 0 | 0 | None |  | 0 |  | 1 | Com | Any | Lighting | InGen-CFL | Ltg_Lamp | LED_lamp |  | ILtg-Com-LED-20000hr | LED A19 Basecase, Total Watts = 2.96 x Msr Watts | LED A19 Basecase, Total Watts = 2.96 x Msr Watts | LED Lamp: A19, 7 Watts, non-dimmable | LEDratio0296 | LEDratio0296 | LED-A19(7w) | Available | Not Used by Oct 2014 disposition. May 2014 disposition used this measure in error; the Measure Technology is 4w | 0 | 0 | Disposition: MeasuresList-October312014.xlsx | RobNc |  |  |  | DEER1316-Ltg-Com-CFL | 2013-01-01 | 2017-06-30 | InEA_modVal |  |  |  |  | Standard |  | 1 | 1 | 0 | Deemed Ex Ante Team |  |  |  | Updated to indicate claim/filing status
4271 | C-In-LED-A19(8w)-dWP15 | Commercial Indoor General Lighting: LED Lamp replaces pre-existing standard lighting Wattage. Measure includes Code case. Impacts: CFL-based HOU (varies by BldgType) | DEER1314 | Lighting Disposition | 2020-11-24 16:30 | Com-Iltg-dWatt-CFL | NonDEER | Scaled | BaseRatio | 0 | 0 | None |  | 0 |  | 1 | Com | Any | Lighting | InGen-CFL | Ltg_Lamp | LED_lamp |  | ILtg-Com-LED-20000hr | LED A19 Basecase, Total Watts = 2.96 x Msr Watts | LED A19 Basecase, Total Watts = 2.96 x Msr Watts | LED Lamp: A19, 8 Watts, non-dimmable | LEDratio0296 | LEDratio0296 | LED-A19(8w) | Available |  | 0 | 0 | Disposition: MeasuresList-October312014.xlsx | RobNc |  |  |  | DEER1316-Ltg-Com-CFL | 2013-01-01 | 2017-06-30 | InEA_modVal | LT-22929 | LL02 |  |  | Standard |  | 1 | 1 | 0 | Deemed Ex Ante Team |  |  |  | Updated to indicate claim/filing status
4272 | C-In-LED-A19(9w)-dWP17 | Commercial Indoor General Lighting: LED Lamp replaces pre-existing standard lighting Wattage. Measure includes Code case. Impacts: CFL-based HOU (varies by BldgType) | DEER1314 | Lighting Disposition | 2020-11-24 16:30 | Com-Iltg-dWatt-CFL | NonDEER | Scaled | BaseRatio | 0 | 0 | None |  | 0 |  | 1 | Com | Any | Lighting | InGen-CFL | Ltg_Lamp | LED_lamp |  | ILtg-Com-LED-20000hr | LED A19 Basecase, Total Watts = 2.96 x Msr Watts | LED A19 Basecase, Total Watts = 2.96 x Msr Watts | LED Lamp: A19, 9 Watts, non-dimmable | LEDratio0296 | LEDratio0296 | LED-A19(9w) | Available |  | 0 | 0 | Disposition: MeasuresList-October312014.xlsx | RobNc |  |  |  | DEER1316-Ltg-Com-CFL | 2013-01-01 | 2017-06-30 | InEA_modVal | LT-54980 | LL03 |  |  | Standard |  | 1 | 1 | 0 | Deemed Ex Ante Team |  |  |  | Updated to indicate claim/filing status
4273 | C-In-LED-BR(11w)-dWP37 | Commercial Indoor General Lighting: LED Lamp replaces pre-existing standard lighting Wattage. Measure includes Code case. Impacts: CFL-based HOU (varies by BldgType) | DEER2011 | Lighting Disposition | 2020-11-24 16:30 | Com-Iltg-dWatt-CFL | NonDEER | Scaled | BaseRatio | 0 | 0 | None |  | 0 |  | 1 | Com | Any | Lighting | InGen-CFL | Ltg_Lamp | LED_lamp |  | ILtg-Com-LED-20000hr | LED R/BR Basecase, Total Watts = 4.40 x Msr Watts | LED R/BR Basecase, Total Watts = 4.40 x Msr Watts | LED Lamp: BR, 11 Watts, non-dimmable | LEDratio0440 | LEDratio0440 | LED-BR(11w) | Available | WP source: PGECOLTG177r1. For use prior to July 1, 2014 only. | 0 | 0 | Disposition: MeasuresList-October312014.xlsx | RobNc |  |  |  | None | 2013-01-01 | 2014-06-30 | InEA_modVal |  |  |  |  | Standard |  | 1 | 1 | 0 | Deemed Ex Ante Team |  |  |  | Updated to indicate claim/filing status
4274 | C-In-LED-BR(11w)-dWP41 | Commercial Indoor General Lighting: LED Lamp replaces pre-existing standard lighting Wattage. Measure includes Code case. Impacts: CFL-based HOU (varies by BldgType) | DEER1314 | Lighting Disposition | 2020-11-24 16:30 | Com-Iltg-dWatt-CFL | NonDEER | Scaled | BaseRatio | 0 | 0 | None |  | 0 |  | 1 | Com | Any | Lighting | InGen-CFL | Ltg_Lamp | LED_lamp |  | ILtg-Com-LED-20000hr | LED R/BR Basecase greater than or equal to 11, less than 14 Watts, Total Watts = 4.80 x Msr Watts | LED R/BR Basecase greater than or equal to 11, less than 14 Watts, Total Watts = 4.80 x Msr Watts | LED Lamp: BR, 11 Watts, non-dimmable | LEDratio0480 | LEDratio0480 | LED-BR(11w) | Available |  | 0 | 0 | Disposition: MeasuresList-October312014.xlsx | RobNc |  |  |  | DEER1316-Ltg-Com-CFL | 2013-01-01 | 2017-06-30 | InEA_modVal |  | L1072 |  |  | Standard |  | 1 | 1 | 0 | Deemed Ex Ante Team |  |  |  | Updated to indicate claim/filing status
4275 | C-In-LED-BR(14w)-dWP39 | Commercial Indoor General Lighting: LED Lamp replaces pre-existing standard lighting Wattage. Measure includes Code case. Impacts: CFL-based HOU (varies by BldgType) | DEER2011 | Lighting Disposition | 2020-11-24 16:30 | Com-Iltg-dWatt-CFL | NonDEER | Scaled | BaseRatio | 0 | 0 | None |  | 0 |  | 1 | Com | Any | Lighting | InGen-CFL | Ltg_Lamp | LED_lamp |  | ILtg-Com-LED-20000hr | LED R/BR Basecase, Total Watts = 3.80 x Msr Watts | LED R/BR Basecase, Total Watts = 3.80 x Msr Watts | LED Lamp: BR, 14 Watts, non-dimmable | LEDratio0380 | LEDratio0380 | LED-BR(14w) | Available | WP source: PGECOLTG177r1. For use prior to July 1, 2014 only. | 0 | 0 | Disposition: MeasuresList-October312014.xlsx | RobNc |  |  |  | None | 2013-01-01 | 2014-06-30 | InEA_modVal |  |  |  |  | Standard |  | 1 | 1 | 0 | Deemed Ex Ante Team |  |  |  | Updated to indicate claim/filing status
4276 | C-In-LED-BR(14w)-dWP46 | Commercial Indoor General Lighting: LED Lamp replaces pre-existing standard lighting Wattage. Measure includes Code case. Impacts: CFL-based HOU (varies by BldgType) | DEER1314 | Lighting Disposition | 2020-11-24 16:30 | Com-Iltg-dWatt-CFL | NonDEER | Scaled | BaseRatio | 0 | 0 | None |  | 0 |  | 1 | Com | Any | Lighting | InGen-CFL | Ltg_Lamp | LED_lamp |  | ILtg-Com-LED-20000hr | LED R/BR Basecase greater than or egual to 14 Watts, Total Watts = 4.34 x Msr Watts | LED R/BR Basecase greater than or egual to 14 Watts, Total Watts = 4.34 x Msr Watts | LED Lamp: BR, 14 Watts, non-dimmable | LEDratio0434 | LEDratio0434 | LED-BR(14w) | Available |  | 0 | 0 | Disposition: MeasuresList-October312014.xlsx | RobNc |  |  |  | DEER1316-Ltg-Com-CFL | 2013-01-01 | 2017-06-30 | InEA_modVal |  | L1073 |  |  | Standard |  | 1 | 1 | 0 | Deemed Ex Ante Team |  |  |  | Updated to indicate claim/filing status
4277 | C-In-LED-BR(6w)-dWP21 | Commercial Indoor General Lighting: LED Lamp replaces pre-existing standard lighting Wattage. Measure includes Code case. Impacts: CFL-based HOU (varies by BldgType) | DEER2011 | Lighting Disposition | 2020-11-24 16:30 | Com-Iltg-dWatt-CFL | NonDEER | Scaled | BaseRatio | 0 | 0 | None |  | 0 |  | 1 | Com | Any | Lighting | InGen-CFL | Ltg_Lamp | LED_lamp |  | ILtg-Com-LED-20000hr | LED BR Basecase, Total Watts = 4.56 x Msr Watts (pre 7/1/2015 only) | LED BR Basecase, Total Watts = 4.56 x Msr Watts (pre 7/1/2015 only) | LED Lamp: BR, 6 Watts, non-dimmable | LEDratio0456 | LEDratio0456 | LED-BR(6w) | Available | WP source: PGECOLTG177r1. For use prior to July 1, 2014 only. | 0 | 0 | Disposition: MeasuresList-October312014.xlsx | RobNc |  |  |  | None | 2013-01-01 | 2014-06-30 | InEA_modVal |  |  |  |  | Standard |  | 1 | 1 | 0 | Deemed Ex Ante Team |  |  |  | Updated to indicate claim/filing status
4278 | C-In-LED-BR(6w)-dWP30 | Commercial Indoor General Lighting: LED Lamp replaces pre-existing standard lighting Wattage. Measure includes Code case. Impacts: CFL-based HOU (varies by BldgType) | DEER1314 | Lighting Disposition | 2020-11-24 16:30 | Com-Iltg-dWatt-CFL | NonDEER | Scaled | BaseRatio | 0 | 0 | None |  | 0 |  | 1 | Com | Any | Lighting | InGen-CFL | Ltg_Lamp | LED_lamp |  | ILtg-Com-LED-20000hr | LED R/BR Basecase less than 11 Watts, Total Watts = 6.09 x Msr Watts | LED R/BR Basecase less than 11 Watts, Total Watts = 6.09 x Msr Watts | LED Lamp: BR, 6 Watts, non-dimmable | LEDratio0609 | LEDratio0609 | LED-BR(6w) | Available |  | 0 | 0 | Disposition: MeasuresList-October312014.xlsx | RobNc |  |  |  | DEER1316-Ltg-Com-CFL | 2013-01-01 | 2017-06-30 | InEA_modVal |  | L1071 |  |  | Standard |  | 1 | 1 | 0 | Deemed Ex Ante Team |  |  |  | Updated to indicate claim/filing status
4279 | C-In-LED-Candle(1.8w)-dWP11 | Commercial Indoor General Lighting: LED Lamp replaces pre-existing standard lighting Wattage. Measure includes Code case. Impacts: CFL-based HOU (varies by BldgType) | DEER1314 | Lighting Disposition | 2020-11-24 16:30 | Com-Iltg-dWatt-CFL | NonDEER | Scaled | BaseRatio | 0 | 0 | None |  | 0 |  | 1 | Com | Any | Lighting | InGen-CFL | Ltg_Lamp | LED_lamp |  | ILtg-Com-LED-15000hr | LED Candelabra Basecase, Total Watts = 7.35 x Msr Watts | LED Candelabra Basecase, Total Watts = 7.35 x Msr Watts | LED Lamp: Candle, 1.8 Watts, non-dimmable | LEDratio0735 | LEDratio0735 | LED-Candle(1.8w) | Available | WP source e.g.: PGECOLTG163r2 | 0 | 0 | Disposition: MeasuresList-October312014.xlsx | RobNc |  |  |  | DEER1316-Ltg-Com-CFL | 2013-01-01 | 2018-06-30 | InEA_modVal |  |  |  |  | Standard | Revise expiry date to 60/30/2018 Commission Staff direction 2018ScrewInLampSavignsMethods-11Dec2017.pdf | 1 | 1 | 0 | Deemed Ex Ante Team |  | Revise expiry date to 60/30/2018 Commission Staff direction 2018ScrewInLampSavignsMethods-11Dec2017.pdf |  | Updated to indicate claim/filing status
4280 | C-In-LED-Candle(2w)-dWP12 | Commercial Indoor General Lighting: LED Lamp replaces pre-existing standard lighting Wattage. Measure includes Code case. Impacts: CFL-based HOU (varies by BldgType) | DEER1314 | Lighting Disposition | 2020-11-24 16:30 | Com-Iltg-dWatt-CFL | NonDEER | Scaled | BaseRatio | 0 | 0 | None |  | 0 |  | 1 | Com | Any | Lighting | InGen-CFL | Ltg_Lamp | LED_lamp |  | ILtg-Com-LED-15000hr | LED Candelabra Basecase, Total Watts = 7.35 x Msr Watts | LED Candelabra Basecase, Total Watts = 7.35 x Msr Watts | LED Lamp: Candle, 2 Watts, non-dimmable | LEDratio0735 | LEDratio0735 | LED-Candle(2w) | Available | WP source e.g.: WPSDGENRLG0106-Rev02. Also used by PGECOLTG163r3 (starting July 1, 2014). | 0 | 0 | Disposition: MeasuresList-October312014.xlsx | RobNc |  |  |  | DEER1316-Ltg-Com-CFL | 2013-01-01 | 2018-06-30 | InEA_modVal |  | L042 |  |  | Standard | Revise expiry date to 60/30/2018 Commission Staff direction 2018ScrewInLampSavignsMethods-11Dec2017.pdf | 1 | 1 | 0 | Deemed Ex Ante Team |  | Revise expiry date to 60/30/2018 Commission Staff direction 2018ScrewInLampSavignsMethods-11Dec2017.pdf |  | Updated to indicate claim/filing status
4281 | C-In-LED-Candle(3w)-dWP19 | Commercial Indoor General Lighting: LED Lamp replaces pre-existing standard lighting Wattage. Measure includes Code case. Impacts: CFL-based HOU (varies by BldgType) | DEER1314 | Lighting Disposition | 2020-11-24 16:30 | Com-Iltg-dWatt-CFL | NonDEER | Scaled | BaseRatio | 0 | 0 | None |  | 0 |  | 1 | Com | Any | Lighting | InGen-CFL | Ltg_Lamp | LED_lamp |  | ILtg-Com-LED-15000hr | LED Candelabra Basecase, Total Watts = 7.35 x Msr Watts | LED Candelabra Basecase, Total Watts = 7.35 x Msr Watts | LED Lamp: Candle, 3 Watts, non-dimmable | LEDratio0735 | LEDratio0735 | LED-Candle(3w) | Available | WP source e.g.: PGECOLTG163r2 | 0 | 0 | Disposition: MeasuresList-October312014.xlsx | RobNc |  |  |  | DEER1316-Ltg-Com-CFL | 2013-01-01 | 2018-06-30 | InEA_modVal |  | LC108 |  |  | Standard | Revise expiry date to 60/30/2018 Commission Staff direction 2018ScrewInLampSavignsMethods-11Dec2017.pdf | 1 | 1 | 0 | Deemed Ex Ante Team |  | Revise expiry date to 60/30/2018 Commission Staff direction 2018ScrewInLampSavignsMethods-11Dec2017.pdf |  | Updated to indicate claim/filing status
4282 | C-In-LED-CanRet(10w)-dWP24 | Commercial Indoor General Lighting: LED Lamp replaces pre-existing standard lighting Wattage. Measure includes Code case. Impacts: CFL-based HOU (varies by BldgType) | DEER1314 | Lighting Disposition | 2020-11-24 16:30 | Com-Iltg-dWatt-CFL | NonDEER | Scaled | BaseRatio | 0 | 0 | None |  | 0 |  | 1 | Com | Any | Lighting | InGen-CFL | Ltg_Lamp | LED_lamp |  | ILtg-Com-LED-20000hr | LED PAR30 Basecase, Total Watts = 3.42 x Msr Watts | LED PAR30 Basecase, Total Watts = 3.42 x Msr Watts | LED Lamp: CanRet, 10 Watts, non-dimmable | LEDratio0342 | LEDratio0342 | LED-CanRet(10w) | Available |  | 0 | 0 | Disposition: MeasuresList-October312014.xlsx | RobNc |  |  |  | DEER1316-Ltg-Com-CFL | 2013-01-01 | 2018-06-30 | InEA_modVal | LT-68701 | L1069 |  |  | Standard | Remove expiry date per Commission Staff direction 2018ScrewInLampSavignsMethods-11Dec2017.pdf | 1 | 1 | 0 | Deemed Ex Ante Team |  | Remove expiry date per Commission Staff direction 2018ScrewInLampSavignsMethods-11Dec2017.pdf |  | Updated to indicate claim/filing status
4283 | C-In-LED-CanRet(10w)-dWP38 | Commercial Indoor General Lighting: LED Lamp replaces Incandescent Lamp. Measure includes Code case. Impacts: CFL-based HOU (varies by BldgType) | DEER1314 | Lighting Disposition | 2020-11-24 16:30 | Com-Iltg-dWatt-CFL | NonDEER | Scaled | Delta |  |  | None |  | 0 |  | 1 | Com | Any | Lighting | InGen-CFL | Ltg_Lamp | LED_lamp |  | ILtg-Com-LED-20000hr |  |  |  | Incan(48.5w) | Incan(48.5w) | LED-CanRet(10w) | Available | WP source e.g.: PGECOLTG175r0 | 0 | 0 | Disposition: MeasuresList-October312014.xlsx | RobNc |  | ILtg-Incand-Com |  | DEER1316-Ltg-Com-LF | 2013-01-01 | 2018-06-30 | DEER2016 HOU Update |  |  |  |  | Standard |  | 1 | 1 | 0 | Deemed Ex Ante Team |  |  |  | Updated to indicate claim/filing status
4284 | C-In-LED-CanRet(12w)-dWP54 | Commercial Indoor General Lighting: LED Lamp replaces Incandescent Lamp. Measure includes Code case. Impacts: CFL-based HOU (varies by BldgType) | DEER1314 | Lighting Disposition | 2020-11-24 16:30 | Com-Iltg-dWatt-CFL | NonDEER | Scaled | Delta |  |  | None |  | 0 |  | 1 | Com | Any | Lighting | InGen-CFL | Ltg_Lamp | LED_lamp |  | ILtg-Com-LED-20000hr |  |  |  | Incan(66w) | Incan(66w) | LED-CanRet(12w) | Available |  | 0 | 0 | Disposition: MeasuresList-October312014.xlsx | RobNc |  | ILtg-Incand-Com |  | DEER1316-Ltg-Com-LF | 2013-01-01 | 2018-06-30 | DEER2016 HOU Update |  |  |  |  | Standard |  | 1 | 1 | 0 | Deemed Ex Ante Team |  |  |  | Updated to indicate claim/filing status
4285 | C-In-LED-CanRet(15w)-dWP36 | Commercial Indoor General Lighting: LED Lamp replaces pre-existing standard lighting Wattage. Measure includes Code case. Impacts: CFL-based HOU (varies by BldgType) | DEER1314 | Lighting Disposition | 2020-11-24 16:30 | Com-Iltg-dWatt-CFL | NonDEER | Scaled | BaseRatio | 0 | 0 | None |  | 0 |  | 1 | Com | Any | Lighting | InGen-CFL | Ltg_Lamp | LED_lamp |  | ILtg-Com-LED-20000hr | LED PAR30 Basecase, Total Watts = 3.42 x Msr Watts | LED PAR30 Basecase, Total Watts = 3.42 x Msr Watts | LED Lamp: CanRet, 15 Watts, non-dimmable | LEDratio0342 | LEDratio0342 | LED-CanRet(15w) | Available | WP source e.g.: WPSDGENRLG0106r2 | 0 | 0 | Disposition: MeasuresList-October312014.xlsx | RobNc |  |  |  | DEER1316-Ltg-Com-CFL | 2013-01-01 | 2018-06-30 | InEA_modVal |  | L1070 |  |  | Standard | Remove expiry date per Commission Staff direction 2018ScrewInLampSavignsMethods-11Dec2017.pdf | 1 | 1 | 0 | Deemed Ex Ante Team |  | Remove expiry date per Commission Staff direction 2018ScrewInLampSavignsMethods-11Dec2017.pdf |  | Updated to indicate claim/filing status
4286 | C-In-LED-CanRet(15w)-dWP62 | Commercial Indoor General Lighting: LED Lamp replaces Incandescent Lamp. Measure includes Code case. Impacts: CFL-based HOU (varies by BldgType) | DEER1314 | Lighting Disposition | 2020-11-24 16:30 | Com-Iltg-dWatt-CFL | NonDEER | Scaled | Delta |  |  | None |  | 0 |  | 1 | Com | Any | Lighting | InGen-CFL | Ltg_Lamp | LED_lamp |  | ILtg-Com-LED-20000hr |  |  |  | Incan(77w) | Incan(77w) | LED-CanRet(15w) | Available | WP source e.g.: PGECOLTG175r0 | 0 | 0 | Disposition: MeasuresList-October312014.xlsx | RobNc |  | ILtg-Incand-Com |  | DEER1316-Ltg-Com-LF | 2013-01-01 | 2018-06-30 | DEER2016 HOU Update |  |  |  |  | Standard |  | 1 | 1 | 0 | Deemed Ex Ante Team |  |  |  | Updated to indicate claim/filing status
4287 | C-In-LED-CanRet(21w)-dWP57 | Commercial Indoor General Lighting: LED Lamp replaces Incandescent Lamp. Measure includes Code case. Impacts: CFL-based HOU (varies by BldgType) | DEER1314 | Lighting Disposition | 2020-11-24 16:30 | Com-Iltg-dWatt-CFL | NonDEER | Scaled | Delta |  |  | None |  | 0 |  | 1 | Com | Any | Lighting | InGen-CFL | Ltg_Lamp | LED_lamp |  | ILtg-Com-LED-20000hr |  |  |  | Incan(78w) | Incan(78w) | LED-CanRet(21w) | Available |  | 0 | 0 | Disposition: MeasuresList-October312014.xlsx | RobNc |  | ILtg-Incand-Com |  | DEER1316-Ltg-Com-LF | 2013-01-01 | 2018-06-30 | DEER2016 HOU Update |  |  |  |  | Standard |  | 1 | 1 | 0 | Deemed Ex Ante Team |  |  |  | Updated to indicate claim/filing status
4288 | C-In-LED-CanRet(8w)-dWP19 | Commercial Indoor General Lighting: LED Lamp replaces pre-existing standard lighting Wattage. Measure includes Code case. Impacts: CFL-based HOU (varies by BldgType) | DEER1314 | Lighting Disposition | 2020-11-24 16:30 | Com-Iltg-dWatt-CFL | NonDEER | Scaled | BaseRatio | 0 | 0 | None |  | 0 |  | 1 | Com | Any | Lighting | InGen-CFL | Ltg_Lamp | LED_lamp |  | ILtg-Com-LED-20000hr | LED PAR30 Basecase, Total Watts = 3.42 x Msr Watts | LED PAR30 Basecase, Total Watts = 3.42 x Msr Watts | LED Lamp: CanRet, 8 Watts, non-dimmable | LEDratio0342 | LEDratio0342 | LED-CanRet(8w) | Available | WP source e.g.: PGECOLTG175r0 | 0 | 0 | Disposition: MeasuresList-October312014.xlsx | RobNc |  |  |  | DEER1316-Ltg-Com-CFL | 2013-01-01 | 2018-06-30 | InEA_modVal |  | L1068 |  |  | Standard | Remove expiry date per Commission Staff direction 2018ScrewInLampSavignsMethods-11Dec2017.pdf | 1 | 1 | 0 | Deemed Ex Ante Team |  | Remove expiry date per Commission Staff direction 2018ScrewInLampSavignsMethods-11Dec2017.pdf |  | Updated to indicate claim/filing status
4289 | C-In-LED-CanRet(8w)-dWP25 | Commercial Indoor General Lighting: LED Lamp replaces Incandescent Lamp. Measure includes Code case. Impacts: CFL-based HOU (varies by BldgType) | DEER1314 | Lighting Disposition | 2020-11-24 16:30 | Com-Iltg-dWatt-CFL | NonDEER | Scaled | Delta |  |  | None |  | 0 |  | 1 | Com | Any | Lighting | InGen-CFL | Ltg_Lamp | LED_lamp |  | ILtg-Com-LED-20000hr |  |  |  | Incan(33w) | Incan(33w) | LED-CanRet(8w) | Available | WP source e.g.: PGECOLTG175r0 | 0 | 0 | Disposition: MeasuresList-October312014.xlsx | RobNc |  | ILtg-Incand-Com |  | DEER1316-Ltg-Com-LF | 2013-01-01 | 2018-06-30 | DEER2016 HOU Update |  |  |  |  | Standard |  | 1 | 1 | 0 | Deemed Ex Ante Team |  |  |  | Updated to indicate claim/filing status
4290 | C-In-LEDFixt(12.1w)-dWP23 | Commercial Indoor General Lighting: LED Fixture replaces pre-existing standard lighting Wattage. Measure includes Code case. Impacts: CFL-based HOU (varies by BldgType) | DEER1314 | Lighting Disposition | 2020-11-24 16:30 | Com-Iltg-dWatt-CFL | NonDEER | Scaled | BaseRatio | 0 | 0 | None |  | 0 |  | 1 | Com | Any | Lighting | InGen-CFL | Ltg_Fixture | LED_fixt |  | ILtg-Com-LED-50000hr | LED A19 Basecase, Total Watts = 2.96 x Msr Watts | LED A19 Basecase, Total Watts = 2.96 x Msr Watts | LED fixture: Any type of housing Fixture Type; Total Watts = 12.1 | LEDratio0296 | LEDratio0296 | LEDFixt(12.1w) | Available |  | 0 | 0 | Disposition: MeasuresList-October312014.xlsx | RobNc |  |  |  | DEER1316-Ltg-Com-CFL | 2013-01-01 | 2016-12-31 | InEA_modVal |  |  |  |  | Standard | Expired as part of July 2016 LED WRR Lighting Disposition | 1 | 1 | 0 | Deemed Ex Ante Team |  | Expired as part of July 2016 LED WRR Lighting Disposition |  | Updated to indicate claim/filing status
4291 | C-In-LEDFixt(131w)-dWP20 | Commercial Indoor General Lighting: LED Fixture replaces Linear Fluorescent Fixture. Measure includes Code case. Impacts: Linear Fluorescent-based HOU (varies by BldgType) | DEER1314 | Lighting Disposition | 2020-11-24 16:30 | Com-Iltg-dWatt-HB | NonDEER | Scaled | Delta |  |  | None |  | 0 |  | 1 | Com | Any | Lighting | InGen-HB | Ltg_Fixture | LED_fixt |  | ILtg-Com-LED-50000hr |  |  |  | LFFixt-T8-48in-32w-2g+El-IS-VHLO(151w) | LFFixt-T8-48in-32w-2g+El-IS-VHLO(151w) | LEDFixt(131w) | Available | WP source e.g.: PGECOLTG178r2 | 0 | 0 | Disposition: MeasuresList-May222014.xlsx | RobNc |  | ILtg-Lfluor-Elec |  | DEER1316-Ltg-Com-HB | 2013-01-01 | 2018-03-31 | DEER2016 HOU Update |  | LD111 |  |  | Standard |  | 1 | 1 | 0 | Deemed Ex Ante Team |  |  |  | Updated to indicate claim/filing status
4292 | C-In-LEDFixt(131w)-dWP77 | Commercial Indoor General Lighting: LED Fixture replaces HID Fixture. Measure includes Code case. Impacts: Linear Fluorescent-based HOU (varies by BldgType) | DEER1314 | Lighting Disposition | 2020-11-24 16:30 | Com-Iltg-dWatt-HB | NonDEER | Scaled | Delta |  |  | None |  | 0 |  | 1 | Com | Any | Lighting | InGen-HB | Ltg_Fixture | LED_fixt |  | ILtg-Com-LED-50000hr |  |  |  | HIDFixt-PSMH-175w(208w) | HIDFixt-PSMH-175w(208w) | LEDFixt(131w) | Available | WP source e.g.: PGECOLTG178r2 | 0 | 0 | Disposition: MeasuresList-May222014.xlsx | RobNc |  | ILtg-MH |  | DEER1316-Ltg-Com-HB | 2013-01-01 | 2018-03-31 | DEER2016 HOU Update |  | LD101 |  |  | Standard |  | 1 | 1 | 0 | Deemed Ex Ante Team |  |  |  | Updated to indicate claim/filing status
4293 | C-In-LEDFixt(160w)-dwP66 | Commercial Indoor General Lighting: LED Fixture replaces LF fixture. Measure includes Code case. Impacts: Linear Fluorescent-based HOU (varies by BldgType) | DEER1314 | Lighting Disposition | 2020-11-24 16:30 | Com-Iltg-dWatt-HB | NonDEER | Scaled | Delta |  |  | None |  | 0 |  | 1 | Com | Any | Lighting | InGen-HB | Ltg_Fixture | LED_fixt |  | ILtg-Com-LED-50000hr |  |  |  | LFFixt-T8-48in-32w-2g+El-IS-VHLO(226w) | LFFixt-T8-48in-32w-2g+El-IS-VHLO(226w) | LEDFixt(160w) | Available |  | 0 | 0 | RevisedHighBay.xlsx | RobNc |  | ILtg-Lfluor-Elec |  | DEER1316-Ltg-Com-HB | 2013-01-01 | 2018-03-31 | DEER2016 HOU Update |  |  |  |  | Standard |  | 1 | 1 | 0 | Deemed Ex Ante Team |  |  |  | Updated to indicate claim/filing status
4294 | C-In-LEDFixt(160w)-dwP72 | Commercial Indoor General Lighting: LED Fixture replaces HID fixture. Measure includes Code case. Impacts: Linear Fluorescent-based HOU (varies by BldgType) | DEER1314 | Lighting Disposition | 2020-11-24 16:30 | Com-Iltg-dWatt-HB | NonDEER | Scaled | Delta |  |  | None |  | 0 |  | 1 | Com | Any | Lighting | InGen-HB | Ltg_Fixture | LED_fixt |  | ILtg-Com-LED-50000hr |  |  |  | HIDFixt-PSMH-200w(232w) | HIDFixt-PSMH-200w(232w) | LEDFixt(160w) | Available |  | 0 | 0 | RevisedHighBay.xlsx | RobNc |  | ILtg-HID |  | DEER1316-Ltg-Com-HB | 2013-01-01 | 2018-03-31 | DEER2016 HOU Update |  |  |  |  | Standard |  | 1 | 1 | 0 | Deemed Ex Ante Team |  |  |  | Updated to indicate claim/filing status
4295 | C-In-LEDFixt(17w)-dWP33 | Commercial Indoor General Lighting: LED Fixture replaces pre-existing standard lighting Wattage. Measure includes Code case. Impacts: CFL-based HOU (varies by BldgType) | DEER1314 | Lighting Disposition | 2020-11-24 16:30 | Com-Iltg-dWatt-HB | NonDEER | Scaled | BaseRatio | 0 | 0 | None |  | 0 |  | 1 | Com | Any | Lighting | InGen-HB | Ltg_Fixture | LED_fixt |  | ILtg-Com-LED-50000hr | LED A19 Basecase, Total Watts = 2.96 x Msr Watts | LED A19 Basecase, Total Watts = 2.96 x Msr Watts | LED fixture: Any type of housing Fixture Type; Total Watts = 17 | LEDratio0296 | LEDratio0296 | LEDFixt(17w) | Available |  | 0 | 0 | Disposition: MeasuresList-October312014.xlsx | RobNc |  |  |  | DEER1316-Ltg-Com-HB | 2013-01-01 | 2016-12-31 | InEA_modVal |  | LD138 |  |  | Standard | Expired as part of July 2016 LED WRR Lighting Disposition; Replacement measure ID is C-In-LEDFixt(17w)-dWP33-dWC24 | 1 | 1 | 0 | Deemed Ex Ante Team |  | Expired as part of July 2016 LED WRR Lighting Disposition; Replacement measure ID is C-In-LEDFixt(17w)-dWP33-dWC24 |  | Updated to indicate claim/filing status
4296 | C-In-LEDFixt(187w)-dWP101 | Commercial Indoor General Lighting: LED Fixture replaces HID Fixture. Measure includes Code case. Impacts: Linear Fluorescent-based HOU (varies by BldgType) | DEER1314 | Lighting Disposition | 2020-11-24 16:30 | Com-Iltg-dWatt-HB | NonDEER | Scaled | Delta |  |  | None |  | 0 |  | 1 | Com | Any | Lighting | InGen-HB | Ltg_Fixture | LED_fixt |  | ILtg-Com-LED-50000hr |  |  |  | HIDFixt-PSMH-250w(288w) | HIDFixt-PSMH-250w(288w) | LEDFixt(187w) | Available | WP source e.g.: PGECOLTG178r2 | 0 | 0 | Disposition: MeasuresList-May222014.xlsx | RobNc |  | ILtg-MH |  | DEER1316-Ltg-Com-HB | 2013-01-01 | 2018-03-31 | DEER2016 HOU Update |  | LD103 |  |  | Standard |  | 1 | 1 | 0 | Deemed Ex Ante Team |  |  |  | Updated to indicate claim/filing status
4297 | C-In-LEDFixt(20w)-dWP39 | Commercial Indoor General Lighting: LED Fixture replaces pre-existing standard lighting Wattage. Measure includes Code case. Impacts: CFL-based HOU (varies by BldgType) | DEER1314 | Lighting Disposition | 2020-11-24 16:30 | Com-Iltg-dWatt-CFL | NonDEER | Scaled | BaseRatio | 0 | 0 | None |  | 0 |  | 1 | Com | Any | Lighting | InGen-CFL | Ltg_Fixture | LED_fixt |  | ILtg-Com-LED-50000hr | LED A19 Basecase, Total Watts = 2.96 x Msr Watts | LED A19 Basecase, Total Watts = 2.96 x Msr Watts | LED fixture: Any type of housing Fixture Type; Total Watts = 20 | LEDratio0296 | LEDratio0296 | LEDFixt(20w) | Available |  | 0 | 0 | Disposition: MeasuresList-October312014.xlsx | RobNc |  |  |  | DEER1316-Ltg-Com-CFL | 2013-01-01 | 2016-12-31 | InEA_modVal |  | LD141 |  |  | Standard | Expired as part of July 2016 LED WRR Lighting Disposition; Replacement measure ID is C-In-LEDFixt(20w)-dWP39-dWC28 | 1 | 1 | 0 | Deemed Ex Ante Team |  | Expired as part of July 2016 LED WRR Lighting Disposition; Replacement measure ID is C-In-LEDFixt(20w)-dWP39-dWC28 |  | Updated to indicate claim/filing status
4298 | C-In-LEDFixt(220w)-dWP145 | Commercial Indoor General Lighting: LED Fixture replaces HID Fixture. Measure includes Code case. Impacts: Linear Fluorescent-based HOU (varies by BldgType) | DEER1314 | Lighting Disposition | 2020-11-24 16:30 | Com-Iltg-dWatt-HB | NonDEER | Scaled | Delta |  |  | None |  | 0 |  | 1 | Com | Any | Lighting | InGen-HB | Ltg_Fixture | LED_fixt |  | ILtg-Com-LED-50000hr |  |  |  | HIDFixt-PSMH-320w(365w) | HIDFixt-PSMH-320w(365w) | LEDFixt(220w) | Available | WP source e.g.: PGECOLTG178r2 | 0 | 0 | Disposition: MeasuresList-May222014.xlsx | RobNc |  | ILtg-MH |  | DEER1316-Ltg-Com-HB | 2013-01-01 | 2018-03-31 | DEER2016 HOU Update |  | LD104 |  |  | Standard |  | 1 | 1 | 0 | Deemed Ex Ante Team |  |  |  | Updated to indicate claim/filing status
4299 | C-In-LEDFixt(220w)-dWP82 | Commercial Indoor General Lighting: LED Fixture replaces Linear Fluorescent Fixture. Measure includes Code case. Impacts: Linear Fluorescent-based HOU (varies by BldgType) | DEER1314 | Lighting Disposition | 2020-11-24 16:30 | Com-Iltg-dWatt-HB | NonDEER | Scaled | Delta |  |  | None |  | 0 |  | 1 | Com | Any | Lighting | InGen-HB | Ltg_Fixture | LED_fixt |  | ILtg-Com-LED-50000hr |  |  |  | LFFixt-T8-48in-32w-2g+El-IS-VHLO(302w) | LFFixt-T8-48in-32w-2g+El-IS-VHLO(302w) | LEDFixt(220w) | Available | WP source e.g.: PGECOLTG178r2 | 0 | 0 | Disposition: MeasuresList-May222014.xlsx | RobNc |  | ILtg-Lfluor-Elec |  | DEER1316-Ltg-Com-HB | 2013-01-01 | 2018-03-31 | DEER2016 HOU Update |  | LD113 |  |  | Standard |  | 1 | 1 | 0 | Deemed Ex Ante Team |  |  |  | Updated to indicate claim/filing status
4300 | C-In-LEDFixt(22w)-dwP37 | Commercial Indoor General Lighting: LED Fixture replaces LF fixture. Measure includes Code case. Impacts: Linear Fluorescent-based HOU (varies by BldgType) | DEER1314 | Lighting Disposition | 2020-11-24 16:30 | Com-Iltg-dWatt-CFL | NonDEER | Scaled | Delta |  |  | None |  | 0 |  | 1 | Com | Any | Lighting | InGen-CFL | Ltg_Fixture | LED_fixt |  | ILtg-Com-LED-50000hr |  |  |  | LFFixt-T8-48in-32w-2g+El-IS-NLO(59w) | LFFixt-T8-48in-32w-2g+El-IS-NLO(59w) | LEDFixt(22w) | Available |  | 0 | 0 | RevisedHighBay.xlsx | RobNc |  | ILtg-Lfluor-Elec |  | DEER1316-Ltg-Com-LF | 2013-01-01 | 2018-12-31 | DEER2016 HOU Update |  |  |  |  | Standard | Expires 12/31/2018 due to revised DEER2019 code/ISP baseline | 1 | 1 | 0 | Deemed Ex Ante Team |  | Expires 12/31/2018 due to revised DEER2019 code/ISP baseline |  | Updated to indicate claim/filing status
4301 | C-In-LEDFixt(22w)-dWP43 | Commercial Indoor General Lighting: LED Fixture replaces pre-existing standard lighting Wattage. Measure includes Code case. Impacts: CFL-based HOU (varies by BldgType) | DEER1314 | Lighting Disposition | 2020-11-24 16:30 | Com-Iltg-dWatt-CFL | NonDEER | Scaled | BaseRatio | 0 | 0 | None |  | 0 |  | 1 | Com | Any | Lighting | InGen-CFL | Ltg_Fixture | LED_fixt |  | ILtg-Com-LED-50000hr | LED A19 Basecase, Total Watts = 2.96 x Msr Watts | LED A19 Basecase, Total Watts = 2.96 x Msr Watts | LED fixture: Any type of housing Fixture Type; Total Watts = 22 | LEDratio0296 | LEDratio0296 | LEDFixt(22w) | Available |  | 0 | 0 | Disposition: MeasuresList-October312014.xlsx | RobNc |  |  |  | DEER1316-Ltg-Com-CFL | 2013-01-01 | 2016-12-31 | InEA_modVal |  | LD143 |  |  | Standard | Expired as part of July 2016 LED WRR Lighting Disposition; Replacement measure ID is C-In-LEDFixt(22w)-dWP43-dWC31 | 1 | 1 | 0 | Deemed Ex Ante Team |  | Expired as part of July 2016 LED WRR Lighting Disposition; Replacement measure ID is C-In-LEDFixt(22w)-dWP43-dWC31 |  | Updated to indicate claim/filing status
4302 | C-In-LEDFixt(262w)-dWP138 | Commercial Indoor General Lighting: LED Fixture replaces HID Fixture. Measure includes Code case. Impacts: Linear Fluorescent-based HOU (varies by BldgType) | DEER1314 | Lighting Disposition | 2020-11-24 16:30 | Com-Iltg-dWatt-HB | NonDEER | Scaled | Delta |  |  | None |  | 0 |  | 1 | Com | Any | Lighting | InGen-HB | Ltg_Fixture | LED_fixt |  | ILtg-Com-LED-50000hr |  |  |  | HIDFixt-PSMH-350w(400w) | HIDFixt-PSMH-350w(400w) | LEDFixt(262w) | Available | WP source e.g.: PGECOLTG178r2 | 0 | 0 | Disposition: MeasuresList-May222014.xlsx | RobNc |  | ILtg-MH |  | DEER1316-Ltg-Com-HB | 2013-01-01 | 2018-03-31 | DEER2016 HOU Update |  | LD105 |  |  | Standard |  | 1 | 1 | 0 | Deemed Ex Ante Team |  |  |  | Updated to indicate claim/filing status
4303 | C-In-LEDFixt(280w)-dwP176 | Commercial Indoor General Lighting: LED Fixture replaces HID fixture. Measure includes Code case. Impacts: Linear Fluorescent-based HOU (varies by BldgType) | DEER1314 | Lighting Disposition | 2020-11-24 16:30 | Com-Iltg-dWatt-HB | NonDEER | Scaled | Delta |  |  | None |  | 0 |  | 1 | Com | Any | Lighting | InGen-HB | Ltg_Fixture | LED_fixt |  | ILtg-Com-LED-50000hr |  |  |  | HIDFixt-PSMH-400w(456w) | HIDFixt-PSMH-400w(456w) | LEDFixt(280w) | Available |  | 0 | 0 | RevisedHighBay.xlsx | RobNc |  | ILtg-HID |  | DEER1316-Ltg-Com-HB | 2013-01-01 | 2018-03-31 | DEER2016 HOU Update |  |  |  |  | Standard |  | 1 | 1 | 0 | Deemed Ex Ante Team |  |  |  | Updated to indicate claim/filing status
4304 | C-In-LEDFixt(320w)-dWP186 | Commercial Indoor General Lighting: LED Fixture replaces HID Fixture. Measure includes Code case. Impacts: Linear Fluorescent-based HOU (varies by BldgType) | DEER1314 | Lighting Disposition | 2020-11-24 16:30 | Com-Iltg-dWatt-HB | NonDEER | Scaled | Delta |  |  | None |  | 0 |  | 1 | Com | Any | Lighting | InGen-HB | Ltg_Fixture | LED_fixt |  | ILtg-Com-LED-50000hr |  |  |  | HIDFixt-PSMH-450w(506w) | HIDFixt-PSMH-450w(506w) | LEDFixt(320w) | Available | WP source e.g.: PGECOLTG178r2 | 0 | 0 | Disposition: MeasuresList-May222014.xlsx | RobNc |  | ILtg-MH |  | DEER1316-Ltg-Com-HB | 2013-01-01 | 2018-03-31 | DEER2016 HOU Update |  | LD107 |  |  | Standard |  | 1 | 1 | 0 | Deemed Ex Ante Team |  |  |  | Updated to indicate claim/filing status
4305 | C-In-LEDFixt(500w)-dWP318 | Commercial Indoor General Lighting: LED Fixture replaces HID Fixture. Measure includes Code case. Impacts: Linear Fluorescent-based HOU (varies by BldgType) | DEER1314 | Lighting Disposition | 2020-11-24 16:30 | Com-Iltg-dWatt-HB | NonDEER | Scaled | Delta |  |  | None |  | 0 |  | 1 | Com | Any | Lighting | InGen-HB | Ltg_Fixture | LED_fixt |  | ILtg-Com-LED-50000hr |  |  |  | HIDFixt-PSMH-750w(818w) | HIDFixt-PSMH-750w(818w) | LEDFixt(500w) | Available | WP source e.g.: PGECOLTG178r2 | 0 | 0 | Disposition: MeasuresList-May222014.xlsx | RobNc |  | ILtg-MH |  | DEER1316-Ltg-Com-HB | 2013-01-01 | 2018-03-31 | DEER2016 HOU Update |  | LD108 |  |  | Standard |  | 1 | 1 | 0 | Deemed Ex Ante Team |  |  |  | Updated to indicate claim/filing status
4306 | C-In-LEDFixt(750w)-dWP330 | Commercial Indoor General Lighting: LED Fixture replaces HID Fixture. Measure includes Code case. Impacts: Linear Fluorescent-based HOU (varies by BldgType) | DEER1314 | Lighting Disposition | 2020-11-24 16:30 | Com-Iltg-dWatt-HB | NonDEER | Scaled | Delta |  |  | None |  | 0 |  | 1 | Com | Any | Lighting | InGen-HB | Ltg_Fixture | LED_fixt |  | ILtg-Com-LED-50000hr |  |  |  | HIDFixt-PSMH-1000w(1080w) | HIDFixt-PSMH-1000w(1080w) | LEDFixt(750w) | Available | WP source e.g.: PGECOLTG178r2 | 0 | 0 | Disposition: MeasuresList-May222014.xlsx | RobNc |  | ILtg-MH |  | DEER1316-Ltg-Com-HB | 2013-01-01 | 2018-03-31 | DEER2016 HOU Update |  | LD109 |  |  | Standard |  | 1 | 1 | 0 | Deemed Ex Ante Team |  |  |  | Updated to indicate claim/filing status
4307 | C-In-LEDFixt(7w)-dWP13 | Commercial Indoor General Lighting: LED Fixture replaces pre-existing standard lighting Wattage. Measure includes Code case. Impacts: CFL-based HOU (varies by BldgType) | DEER1314 | Lighting Disposition | 2020-11-24 16:30 | Com-Iltg-dWatt-CFL | NonDEER | Scaled | BaseRatio | 0 | 0 | None |  | 0 |  | 1 | Com | Any | Lighting | InGen-CFL | Ltg_Fixture | LED_fixt |  | ILtg-Com-LED-50000hr | LED A19 Basecase, Total Watts = 2.96 x Msr Watts | LED A19 Basecase, Total Watts = 2.96 x Msr Watts | LED fixture: Any type of housing Fixture Type; Total Watts = 7 | LEDratio0296 | LEDratio0296 | LEDFixt(7w) | Available |  | 0 | 0 | Disposition: MeasuresList-October312014.xlsx | RobNc |  |  |  | DEER1316-Ltg-Com-CFL | 2013-01-01 | 2016-12-31 | InEA_modVal |  | LD128 |  |  | Standard | Expired as part of July 2016 LED WRR Lighting Disposition; Replacement measure ID is C-In-LEDFixt(7w)-dWP13-dWC9 | 1 | 1 | 0 | Deemed Ex Ante Team |  | Expired as part of July 2016 LED WRR Lighting Disposition; Replacement measure ID is C-In-LEDFixt(7w)-dWP13-dWC9 |  | Updated to indicate claim/filing status
4308 | C-In-LEDFixt-1(11w)-dWP21 | Commercial Indoor General Lighting: LED Fixture replaces pre-existing standard lighting Wattage. Measure includes Code case. Impacts: CFL-based HOU (varies by BldgType) | DEER1314 | Lighting Disposition | 2020-11-24 16:30 | Com-Iltg-dWatt-CFL | NonDEER | Scaled | BaseRatio | 0 | 0 | None |  | 0 |  | 1 | Com | Any | Lighting | InGen-CFL | Ltg_Fixture | LED_fixt |  | ILtg-Com-LED-50000hr | LED A19 Basecase, Total Watts = 2.96 x Msr Watts | LED A19 Basecase, Total Watts = 2.96 x Msr Watts | LED fixture: Any type of housing Fixture Type; Total Watts = 11 | LEDratio0296 | LEDratio0296 | LEDFixt-1(11w) | Available |  | 0 | 0 | Disposition: MeasuresList-October312014.xlsx | RobNc |  |  |  | DEER1316-Ltg-Com-CFL | 2013-01-01 | 2016-12-31 | InEA_modVal |  | LD132 |  |  | Standard | Expired as part of July 2016 LED WRR Lighting Disposition; Replacement measure ID is C-In-LEDFixt-1(11w)-dWP21-dWC15 | 1 | 1 | 0 | Deemed Ex Ante Team |  | Expired as part of July 2016 LED WRR Lighting Disposition; Replacement measure ID is C-In-LEDFixt-1(11w)-dWP21-dWC15 |  | Updated to indicate claim/filing status
4309 | C-In-LEDFixt-1(14w)-dWP27 | Commercial Indoor General Lighting: LED Fixture replaces pre-existing standard lighting Wattage. Measure includes Code case. Impacts: CFL-based HOU (varies by BldgType) | DEER1314 | Lighting Disposition | 2020-11-24 16:30 | Com-Iltg-dWatt-CFL | NonDEER | Scaled | BaseRatio | 0 | 0 | None |  | 0 |  | 1 | Com | Any | Lighting | InGen-CFL | Ltg_Fixture | LED_fixt |  | ILtg-Com-LED-50000hr | LED A19 Basecase, Total Watts = 2.96 x Msr Watts | LED A19 Basecase, Total Watts = 2.96 x Msr Watts | LED fixture: Any type of housing Fixture Type; Total Watts = 14 | LEDratio0296 | LEDratio0296 | LEDFixt-1(14w) | Available |  | 0 | 0 | Disposition: MeasuresList-October312014.xlsx | RobNc |  |  |  | DEER1316-Ltg-Com-CFL | 2013-01-01 | 2016-12-31 | InEA_modVal |  | LD135 |  |  | Standard | Expired as part of July 2016 LED WRR Lighting Disposition; Replacement measure ID is C-In-LEDFixt-1(14w)-dWP27-dWC19 | 1 | 1 | 0 | Deemed Ex Ante Team |  | Expired as part of July 2016 LED WRR Lighting Disposition; Replacement measure ID is C-In-LEDFixt-1(14w)-dWP27-dWC19 |  | Updated to indicate claim/filing status
4310 | C-In-LEDFixt-1(16w)-dWP31 | Commercial Indoor General Lighting: LED Fixture replaces pre-existing standard lighting Wattage. Measure includes Code case. Impacts: CFL-based HOU (varies by BldgType) | DEER1314 | Lighting Disposition | 2020-11-24 16:30 | Com-Iltg-dWatt-CFL | NonDEER | Scaled | BaseRatio | 0 | 0 | None |  | 0 |  | 1 | Com | Any | Lighting | InGen-CFL | Ltg_Fixture | LED_fixt |  | ILtg-Com-LED-50000hr | LED A19 Basecase, Total Watts = 2.96 x Msr Watts | LED A19 Basecase, Total Watts = 2.96 x Msr Watts | LED fixture: Any type of housing Fixture Type; Total Watts = 16 | LEDratio0296 | LEDratio0296 | LEDFixt-1(16w) | Available |  | 0 | 0 | Disposition: MeasuresList-October312014.xlsx | RobNc |  |  |  | DEER1316-Ltg-Com-CFL | 2013-01-01 | 2016-12-31 | InEA_modVal |  | LD137 |  |  | Standard | Expired as part of July 2016 LED WRR Lighting Disposition; Replacement measure ID is C-In-LEDFixt-1(16w)-dWP31-dWC22 | 1 | 1 | 0 | Deemed Ex Ante Team |  | Expired as part of July 2016 LED WRR Lighting Disposition; Replacement measure ID is C-In-LEDFixt-1(16w)-dWP31-dWC22 |  | Updated to indicate claim/filing status
4311 | C-In-LEDFixt-2(13w)-dWP25 | Commercial Indoor General Lighting: LED Fixture replaces pre-existing standard lighting Wattage. Measure includes Code case. Impacts: CFL-based HOU (varies by BldgType) | DEER1314 | Lighting Disposition | 2020-11-24 16:30 | Com-Iltg-dWatt-CFL | NonDEER | Scaled | BaseRatio | 0 | 0 | None |  | 0 |  | 1 | Com | Any | Lighting | InGen-CFL | Ltg_Fixture | LED_fixt |  | ILtg-Com-LED-50000hr | LED A19 Basecase, Total Watts = 2.96 x Msr Watts | LED A19 Basecase, Total Watts = 2.96 x Msr Watts | LED fixture: Any type of housing Fixture Type; Total Watts = 13 | LEDratio0296 | LEDratio0296 | LEDFixt-2(13w) | Available |  | 0 | 0 | Disposition: MeasuresList-October312014.xlsx | RobNc |  |  |  | DEER1316-Ltg-Com-CFL | 2013-01-01 | 2016-12-31 | InEA_modVal |  | LD134 |  |  | Standard | Expired as part of July 2016 LED WRR Lighting Disposition; Replacement measure ID is C-In-LEDFixt-2(13w)-dWP25-dWC18 | 1 | 1 | 0 | Deemed Ex Ante Team |  | Expired as part of July 2016 LED WRR Lighting Disposition; Replacement measure ID is C-In-LEDFixt-2(13w)-dWP25-dWC18 |  | Updated to indicate claim/filing status
4312 | C-In-LEDFixt-2(24w)-dWP47 | Commercial Indoor General Lighting: LED Fixture replaces pre-existing standard lighting Wattage. Measure includes Code case. Impacts: CFL-based HOU (varies by BldgType) | DEER1314 | Lighting Disposition | 2020-11-24 16:30 | Com-Iltg-dWatt-CFL | NonDEER | Scaled | BaseRatio | 0 | 0 | None |  | 0 |  | 1 | Com | Any | Lighting | InGen-CFL | Ltg_Fixture | LED_fixt |  | ILtg-Com-LED-50000hr | LED A19 Basecase, Total Watts = 2.96 x Msr Watts | LED A19 Basecase, Total Watts = 2.96 x Msr Watts | LED fixture: Any type of housing Fixture Type; Total Watts = 24 | LEDratio0296 | LEDratio0296 | LEDFixt-2(24w) | Available |  | 0 | 0 | Disposition: MeasuresList-October312014.xlsx | RobNc |  |  |  | DEER1316-Ltg-Com-CFL | 2013-01-01 | 2016-12-31 | InEA_modVal |  | LD145 |  |  | Standard | Expired as part of July 2016 LED WRR Lighting Disposition; Replacement measure ID is C-In-LEDFixt-2(24w)-dWP47-dWC34 | 1 | 1 | 0 | Deemed Ex Ante Team |  | Expired as part of July 2016 LED WRR Lighting Disposition; Replacement measure ID is C-In-LEDFixt-2(24w)-dWP47-dWC34 |  | Updated to indicate claim/filing status
4313 | C-In-LEDFixt-2(25w)-dWP49 | Commercial Indoor General Lighting: LED Fixture replaces pre-existing standard lighting Wattage. Measure includes Code case. Impacts: CFL-based HOU (varies by BldgType) | DEER1314 | Lighting Disposition | 2020-11-24 16:30 | Com-Iltg-dWatt-CFL | NonDEER | Scaled | BaseRatio | 0 | 0 | None |  | 0 |  | 1 | Com | Any | Lighting | InGen-CFL | Ltg_Fixture | LED_fixt |  | ILtg-Com-LED-50000hr | LED A19 Basecase, Total Watts = 2.96 x Msr Watts | LED A19 Basecase, Total Watts = 2.96 x Msr Watts | LED fixture: Any type of housing Fixture Type; Total Watts = 25 | LEDratio0296 | LEDratio0296 | LEDFixt-2(25w) | Available |  | 0 | 0 | Disposition: MeasuresList-October312014.xlsx | RobNc |  |  |  | DEER1316-Ltg-Com-CFL | 2013-01-01 | 2016-12-31 | InEA_modVal |  | LD146 |  |  | Standard | Expired as part of July 2016 LED WRR Lighting Disposition; Replacement measure ID is C-In-LEDFixt-2(25w)-dWP49-dWC35 | 1 | 1 | 0 | Deemed Ex Ante Team |  | Expired as part of July 2016 LED WRR Lighting Disposition; Replacement measure ID is C-In-LEDFixt-2(25w)-dWP49-dWC35 |  | Updated to indicate claim/filing status
4314 | C-In-LEDFixt-2(280w)-dWP176 | Commercial Indoor General Lighting: LED Fixture replaces HID Fixture. Measure includes Code case. Impacts: Linear Fluorescent-based HOU (varies by BldgType) | DEER1314 | Lighting Disposition | 2020-11-24 16:30 | Com-Iltg-dWatt-HB | NonDEER | Scaled | Delta |  |  | None |  | 0 |  | 1 | Com | Any | Lighting | InGen-HB | Ltg_Fixture | LED_fixt |  | ILtg-Com-LED-50000hr |  |  |  | HIDFixt-PSMH-400w(456w) | HIDFixt-PSMH-400w(456w) | LEDFixt-2(280w) | Available | WP source e.g.: PGECOLTG178r2 | 0 | 0 | Disposition: MeasuresList-May222014.xlsx | RobNc |  | ILtg-MH |  | DEER1316-Ltg-Com-HB | 2013-01-01 | 2018-03-31 | DEER2016 HOU Update |  | LD106 |  |  | Standard |  | 1 | 1 | 0 | Deemed Ex Ante Team |  |  |  | Updated to indicate claim/filing status
4315 | C-In-LEDFixt-2(5w)-dWP9 | Commercial Indoor General Lighting: LED Fixture replaces pre-existing standard lighting Wattage. Measure includes Code case. Impacts: CFL-based HOU (varies by BldgType) | DEER1314 | Lighting Disposition | 2020-11-24 16:30 | Com-Iltg-dWatt-CFL | NonDEER | Scaled | BaseRatio | 0 | 0 | None |  | 0 |  | 1 | Com | Any | Lighting | InGen-CFL | Ltg_Fixture | LED_fixt |  | ILtg-Com-LED-50000hr | LED A19 Basecase, Total Watts = 2.96 x Msr Watts | LED A19 Basecase, Total Watts = 2.96 x Msr Watts | LED fixture: Any type of housing Fixture Type; Total Watts = 5 | LEDratio0296 | LEDratio0296 | LEDFixt-2(5w) | Available |  | 0 | 0 | Disposition: MeasuresList-October312014.xlsx | RobNc |  |  |  | DEER1316-Ltg-Com-CFL | 2013-01-01 | 2016-12-31 | InEA_modVal |  | LD127 |  |  | Standard | Expired as part of July 2016 LED WRR Lighting Disposition; Replacement measure ID is C-In-LEDFixt-2(3w)-dWP5-dWC4 | 1 | 1 | 0 | Deemed Ex Ante Team |  | Expired as part of July 2016 LED WRR Lighting Disposition; Replacement measure ID is C-In-LEDFixt-2(3w)-dWP5-dWC4 |  | Updated to indicate claim/filing status
4316 | C-In-LEDFixt-3(15w)-dWP29 | Commercial Indoor General Lighting: LED Fixture replaces pre-existing standard lighting Wattage. Measure includes Code case. Impacts: CFL-based HOU (varies by BldgType) | DEER1314 | Lighting Disposition | 2020-11-24 16:30 | Com-Iltg-dWatt-CFL | NonDEER | Scaled | BaseRatio | 0 | 0 | None |  | 0 |  | 1 | Com | Any | Lighting | InGen-CFL | Ltg_Fixture | LED_fixt |  | ILtg-Com-LED-50000hr | LED A19 Basecase, Total Watts = 2.96 x Msr Watts | LED A19 Basecase, Total Watts = 2.96 x Msr Watts | LED fixture: Any type of housing Fixture Type; Total Watts = 15 | LEDratio0296 | LEDratio0296 | LEDFixt-3(15w) | Available |  | 0 | 0 | Disposition: MeasuresList-October312014.xlsx | RobNc |  |  |  | DEER1316-Ltg-Com-CFL | 2013-01-01 | 2016-12-31 | InEA_modVal |  | LD136 |  |  | Standard | Expired as part of July 2016 LED WRR Lighting Disposition; Replacement measure ID is C-In-LEDFixt-3(15w)-dWP29-dWC21 | 1 | 1 | 0 | Deemed Ex Ante Team |  | Expired as part of July 2016 LED WRR Lighting Disposition; Replacement measure ID is C-In-LEDFixt-3(15w)-dWP29-dWC21 |  | Updated to indicate claim/filing status
4317 | C-In-LEDFixt-3(18w)-dWP35 | Commercial Indoor General Lighting: LED Fixture replaces pre-existing standard lighting Wattage. Measure includes Code case. Impacts: CFL-based HOU (varies by BldgType) | DEER1314 | Lighting Disposition | 2020-11-24 16:30 | Com-Iltg-dWatt-CFL | NonDEER | Scaled | BaseRatio | 0 | 0 | None |  | 0 |  | 1 | Com | Any | Lighting | InGen-CFL | Ltg_Fixture | LED_fixt |  | ILtg-Com-LED-50000hr | LED A19 Basecase, Total Watts = 2.96 x Msr Watts | LED A19 Basecase, Total Watts = 2.96 x Msr Watts | LED fixture: Any type of housing Fixture Type; Total Watts = 18 | LEDratio0296 | LEDratio0296 | LEDFixt-3(18w) | Available |  | 0 | 0 | Disposition: MeasuresList-October312014.xlsx | RobNc |  |  |  | DEER1316-Ltg-Com-CFL | 2013-01-01 | 2016-12-31 | InEA_modVal |  | LD139 |  |  | Standard | Expired as part of July 2016 LED WRR Lighting Disposition; Replacement measure ID is C-In-LEDFixt-3(18w)-dWP35-dWC25 | 1 | 1 | 0 | Deemed Ex Ante Team |  | Expired as part of July 2016 LED WRR Lighting Disposition; Replacement measure ID is C-In-LEDFixt-3(18w)-dWP35-dWC25 |  | Updated to indicate claim/filing status
4318 | C-In-LEDFixt-3(19w)-dWP37 | Commercial Indoor General Lighting: LED Fixture replaces pre-existing standard lighting Wattage. Measure includes Code case. Impacts: CFL-based HOU (varies by BldgType) | DEER1314 | Lighting Disposition | 2020-11-24 16:30 | Com-Iltg-dWatt-CFL | NonDEER | Scaled | BaseRatio | 0 | 0 | None |  | 0 |  | 1 | Com | Any | Lighting | InGen-CFL | Ltg_Fixture | LED_fixt |  | ILtg-Com-LED-50000hr | LED A19 Basecase, Total Watts = 2.96 x Msr Watts | LED A19 Basecase, Total Watts = 2.96 x Msr Watts | LED fixture: Any type of housing Fixture Type; Total Watts = 19 | LEDratio0296 | LEDratio0296 | LEDFixt-3(19w) | Available |  | 0 | 0 | Disposition: MeasuresList-October312014.xlsx | RobNc |  |  |  | DEER1316-Ltg-Com-CFL | 2013-01-01 | 2016-12-31 | InEA_modVal |  | LD140 |  |  | Standard | Expired as part of July 2016 LED WRR Lighting Disposition; Replacement measure ID is C-In-LEDFixt-3(19w)-dWP37-dWC26 | 1 | 1 | 0 | Deemed Ex Ante Team |  | Expired as part of July 2016 LED WRR Lighting Disposition; Replacement measure ID is C-In-LEDFixt-3(19w)-dWP37-dWC26 |  | Updated to indicate claim/filing status
4319 | C-In-LEDFixt-3(21w)-dWP41 | Commercial Indoor General Lighting: LED Fixture replaces pre-existing standard lighting Wattage. Measure includes Code case. Impacts: CFL-based HOU (varies by BldgType) | DEER1314 | Lighting Disposition | 2020-11-24 16:30 | Com-Iltg-dWatt-CFL | NonDEER | Scaled | BaseRatio | 0 | 0 | None |  | 0 |  | 1 | Com | Any | Lighting | InGen-CFL | Ltg_Fixture | LED_fixt |  | ILtg-Com-LED-50000hr | LED A19 Basecase, Total Watts = 2.96 x Msr Watts | LED A19 Basecase, Total Watts = 2.96 x Msr Watts | LED fixture: Any type of housing Fixture Type; Total Watts = 21 | LEDratio0296 | LEDratio0296 | LEDFixt-3(21w) | Available |  | 0 | 0 | Disposition: MeasuresList-October312014.xlsx | RobNc |  |  |  | DEER1316-Ltg-Com-CFL | 2013-01-01 | 2016-12-31 | InEA_modVal |  | LD142 |  |  | Standard | Expired as part of July 2016 LED WRR Lighting Disposition; Replacement measure ID is C-In-LEDFixt-3(21w)-dWP41-dWC29 | 1 | 1 | 0 | Deemed Ex Ante Team |  | Expired as part of July 2016 LED WRR Lighting Disposition; Replacement measure ID is C-In-LEDFixt-3(21w)-dWP41-dWC29 |  | Updated to indicate claim/filing status
4320 | C-In-LEDFixt-3(8w)-dWP15 | Commercial Indoor General Lighting: LED Fixture replaces pre-existing standard lighting Wattage. Measure includes Code case. Impacts: CFL-based HOU (varies by BldgType) | DEER1314 | Lighting Disposition | 2020-11-24 16:30 | Com-Iltg-dWatt-CFL | NonDEER | Scaled | BaseRatio | 0 | 0 | None |  | 0 |  | 1 | Com | Any | Lighting | InGen-CFL | Ltg_Fixture | LED_fixt |  | ILtg-Com-LED-50000hr | LED A19 Basecase, Total Watts = 2.96 x Msr Watts | LED A19 Basecase, Total Watts = 2.96 x Msr Watts | LED fixture: Any type of housing Fixture Type; Total Watts = 8 | LEDratio0296 | LEDratio0296 | LEDFixt-3(8w) | Available |  | 0 | 0 | Disposition: MeasuresList-October312014.xlsx | RobNc |  |  |  | DEER1316-Ltg-Com-CFL | 2013-01-01 | 2016-12-31 | InEA_modVal |  | LD129 |  |  | Standard | Expired as part of July 2016 LED WRR Lighting Disposition; Replacement measure ID is C-In-LEDFixt-3(8w)-dWP15-dWC11 | 1 | 1 | 0 | Deemed Ex Ante Team |  | Expired as part of July 2016 LED WRR Lighting Disposition; Replacement measure ID is C-In-LEDFixt-3(8w)-dWP15-dWC11 |  | Updated to indicate claim/filing status
4321 | C-In-LEDFixt-3(9w)-dWP17 | Commercial Indoor General Lighting: LED Fixture replaces pre-existing standard lighting Wattage. Measure includes Code case. Impacts: CFL-based HOU (varies by BldgType) | DEER1314 | Lighting Disposition | 2020-11-24 16:30 | Com-Iltg-dWatt-CFL | NonDEER | Scaled | BaseRatio | 0 | 0 | None |  | 0 |  | 1 | Com | Any | Lighting | InGen-CFL | Ltg_Fixture | LED_fixt |  | ILtg-Com-LED-50000hr | LED A19 Basecase, Total Watts = 2.96 x Msr Watts | LED A19 Basecase, Total Watts = 2.96 x Msr Watts | LED fixture: Any type of housing Fixture Type; Total Watts = 9 | LEDratio0296 | LEDratio0296 | LEDFixt-3(9w) | Available |  | 0 | 0 | Disposition: MeasuresList-October312014.xlsx | RobNc |  |  |  | DEER1316-Ltg-Com-CFL | 2013-01-01 | 2016-12-31 | InEA_modVal |  | LD130 |  |  | Standard | Expired as part of July 2016 LED WRR Lighting Disposition; Replacement measure ID is C-In-LEDFixt-3(9w)-dWP17-dWC12 | 1 | 1 | 0 | Deemed Ex Ante Team |  | Expired as part of July 2016 LED WRR Lighting Disposition; Replacement measure ID is C-In-LEDFixt-3(9w)-dWP17-dWC12 |  | Updated to indicate claim/filing status
4322 | C-In-LEDFixt-4(160w)-dWP66 | Commercial Indoor General Lighting: LED Fixture replaces Linear Fluorescent Fixture. Measure includes Code case. Impacts: Linear Fluorescent-based HOU (varies by BldgType) | DEER1314 | Lighting Disposition | 2020-11-24 16:30 | Com-Iltg-dWatt-HB | NonDEER | Scaled | Delta |  |  | None |  | 0 |  | 1 | Com | Any | Lighting | InGen-HB | Ltg_Fixture | LED_fixt |  | ILtg-Com-LED-50000hr |  |  |  | LFFixt-T8-48in-32w-2g+El-IS-VHLO(226w) | LFFixt-T8-48in-32w-2g+El-IS-VHLO(226w) | LEDFixt-4(160w) | Available | WP source e.g.: PGECOLTG178r2 | 0 | 0 | Disposition: MeasuresList-May222014.xlsx | RobNc |  | ILtg-Lfluor-Elec |  | DEER1316-Ltg-Com-HB | 2013-01-01 | 2018-03-31 | DEER2016 HOU Update |  | LD112 |  |  | Standard |  | 1 | 1 | 0 | Deemed Ex Ante Team |  |  |  | Updated to indicate claim/filing status
4323 | C-In-LEDFixt-4(160w)-dWP72 | Commercial Indoor General Lighting: LED Fixture replaces HID Fixture. Measure includes Code case. Impacts: Linear Fluorescent-based HOU (varies by BldgType) | DEER1314 | Lighting Disposition | 2020-11-24 16:30 | Com-Iltg-dWatt-HB | NonDEER | Scaled | Delta |  |  | None |  | 0 |  | 1 | Com | Any | Lighting | InGen-HB | Ltg_Fixture | LED_fixt |  | ILtg-Com-LED-50000hr |  |  |  | HIDFixt-PSMH-200w(232w) | HIDFixt-PSMH-200w(232w) | LEDFixt-4(160w) | Available | WP source e.g.: PGECOLTG178r2 | 0 | 0 | Disposition: MeasuresList-May222014.xlsx | RobNc |  | ILtg-MH |  | DEER1316-Ltg-Com-HB | 2013-01-01 | 2018-03-31 | DEER2016 HOU Update |  | LD102 |  |  | Standard |  | 1 | 1 | 0 | Deemed Ex Ante Team |  |  |  | Updated to indicate claim/filing status
4324 | C-In-LEDFixt-4(23w)-dWP45 | Commercial Indoor General Lighting: LED Fixture replaces pre-existing standard lighting Wattage. Measure includes Code case. Impacts: CFL-based HOU (varies by BldgType) | DEER1314 | Lighting Disposition | 2020-11-24 16:30 | Com-Iltg-dWatt-CFL | NonDEER | Scaled | BaseRatio | 0 | 0 | None |  | 0 |  | 1 | Com | Any | Lighting | InGen-CFL | Ltg_Fixture | LED_fixt |  | ILtg-Com-LED-50000hr | LED A19 Basecase, Total Watts = 2.96 x Msr Watts | LED A19 Basecase, Total Watts = 2.96 x Msr Watts | LED fixture: Any type of housing Fixture Type; Total Watts = 23 | LEDratio0296 | LEDratio0296 | LEDFixt-4(23w) | Available |  | 0 | 0 | Disposition: MeasuresList-October312014.xlsx | RobNc |  |  |  | DEER1316-Ltg-Com-CFL | 2013-01-01 | 2016-12-31 | InEA_modVal |  | LD144 |  |  | Standard | Expired as part of July 2016 LED WRR Lighting Disposition; Replacement measure ID is C-In-LEDFixt-4(23w)-dWP45-dWC32 | 1 | 1 | 0 | Deemed Ex Ante Team |  | Expired as part of July 2016 LED WRR Lighting Disposition; Replacement measure ID is C-In-LEDFixt-4(23w)-dWP45-dWC32 |  | Updated to indicate claim/filing status
4325 | C-In-LEDFixt-6(10w)-dWP19 | Commercial Indoor General Lighting: LED Fixture replaces pre-existing standard lighting Wattage. Measure includes Code case. Impacts: CFL-based HOU (varies by BldgType) | DEER1314 | Lighting Disposition | 2020-11-24 16:30 | Com-Iltg-dWatt-CFL | NonDEER | Scaled | BaseRatio | 0 | 0 | None |  | 0 |  | 1 | Com | Any | Lighting | InGen-CFL | Ltg_Fixture | LED_fixt |  | ILtg-Com-LED-50000hr | LED A19 Basecase, Total Watts = 2.96 x Msr Watts | LED A19 Basecase, Total Watts = 2.96 x Msr Watts | LED fixture: Any type of housing Fixture Type; Total Watts = 10 | LEDratio0296 | LEDratio0296 | LEDFixt-6(10w) | Available |  | 0 | 0 | Disposition: MeasuresList-October312014.xlsx | RobNc |  |  |  | DEER1316-Ltg-Com-CFL | 2013-01-01 | 2016-12-31 | InEA_modVal |  |  |  |  | Standard | Expired as part of July 2016 LED WRR Lighting Disposition | 1 | 1 | 0 | Deemed Ex Ante Team |  | Expired as part of July 2016 LED WRR Lighting Disposition |  | Updated to indicate claim/filing status
4326 | C-In-LEDFixt-6(12w)-dWP23 | Commercial Indoor General Lighting: LED Fixture replaces pre-existing standard lighting Wattage. Measure includes Code case. Impacts: CFL-based HOU (varies by BldgType) | DEER1314 | Lighting Disposition | 2020-11-24 16:30 | Com-Iltg-dWatt-CFL | NonDEER | Scaled | BaseRatio | 0 | 0 | None |  | 0 |  | 1 | Com | Any | Lighting | InGen-CFL | Ltg_Fixture | LED_fixt |  | ILtg-Com-LED-50000hr | LED A19 Basecase, Total Watts = 2.96 x Msr Watts | LED A19 Basecase, Total Watts = 2.96 x Msr Watts | LED fixture: Any type of housing Fixture Type; Total Watts = 12 | LEDratio0296 | LEDratio0296 | LEDFixt-6(12w) | Available |  | 0 | 0 | Disposition: MeasuresList-October312014.xlsx | RobNc |  |  |  | DEER1316-Ltg-Com-CFL | 2013-01-01 | 2016-12-31 | InEA_modVal |  | LD133 |  |  | Standard | Expired as part of July 2016 LED WRR Lighting Disposition; Replacement measure ID is C-In-LEDFixt-6(12w)-dWP23-dWC17 | 1 | 1 | 0 | Deemed Ex Ante Team |  | Expired as part of July 2016 LED WRR Lighting Disposition; Replacement measure ID is C-In-LEDFixt-6(12w)-dWP23-dWC17 |  | Updated to indicate claim/filing status
4327 | C-In-LEDFixt-7(10w)-dWP19 | Commercial Indoor General Lighting: LED Fixture replaces pre-existing standard lighting Wattage. Measure includes Code case. Impacts: CFL-based HOU (varies by BldgType) | DEER1314 | Lighting Disposition | 2020-11-24 16:30 | Com-Iltg-dWatt-CFL | NonDEER | Scaled | BaseRatio | 0 | 0 | None |  | 0 |  | 1 | Com | Any | Lighting | InGen-CFL | Ltg_Fixture | LED_fixt |  | ILtg-Com-LED-50000hr | LED A19 Basecase, Total Watts = 2.96 x Msr Watts | LED A19 Basecase, Total Watts = 2.96 x Msr Watts | LED fixture: Any type of housing Fixture Type; Total Watts = 10 | LEDratio0296 | LEDratio0296 | LEDFixt-7(10w) | Available |  | 0 | 0 | Disposition: MeasuresList-October312014.xlsx | RobNc |  |  |  | DEER1316-Ltg-Com-CFL | 2013-01-01 | 2016-12-31 | InEA_modVal |  | LD131 |  |  | Standard | Expired as part of July 2016 LED WRR Lighting Disposition; Replacement measure ID is C-In-LEDFixt-7(10w)-dWP19-dWC14 | 1 | 1 | 0 | Deemed Ex Ante Team |  | Expired as part of July 2016 LED WRR Lighting Disposition; Replacement measure ID is C-In-LEDFixt-7(10w)-dWP19-dWC14 |  | Updated to indicate claim/filing status
4328 | C-In-LEDFixt-RDR(21w)-dWP41 | Commercial Indoor General Lighting: LED Fixture replaces pre-existing standard lighting Wattage. Measure includes Code case. Impacts: CFL-based HOU (varies by BldgType) | DEER1314 | Lighting Disposition | 2020-11-24 16:30 | Com-Iltg-dWatt-CFL | NonDEER | Scaled | BaseRatio | 0 | 0 | None |  | 0 |  | 1 | Com | Any | Lighting | InGen-CFL | Ltg_Fixture | LED_fixt |  | ILtg-Com-LED-50000hr | LED A19 Basecase, Total Watts = 2.96 x Msr Watts | LED A19 Basecase, Total Watts = 2.96 x Msr Watts | LED fixture: Recessed Downlight Retrofit Fixture Type, 1022 min lm; Total Watts = 21 | LEDratio0296 | LEDratio0296 | LEDFixt-RDR(21w) | Available |  | 0 | 0 | Disposition: MeasuresList-October312014.xlsx | RobNc |  |  |  | DEER1316-Ltg-Com-CFL | 2013-01-01 | 2016-12-31 | InEA_modVal |  |  |  |  | Standard | Expired as part of July 2016 LED WRR Lighting Disposition | 1 | 1 | 0 | Deemed Ex Ante Team |  | Expired as part of July 2016 LED WRR Lighting Disposition |  | Updated to indicate claim/filing status
4329 | C-In-LEDFixt-RDR-3(12w)-dWP23 | Commercial Indoor General Lighting: LED Fixture replaces pre-existing standard lighting Wattage. Measure includes Code case. Impacts: CFL-based HOU (varies by BldgType) | DEER1314 | Lighting Disposition | 2020-11-24 16:30 | Com-Iltg-dWatt-CFL | NonDEER | Scaled | BaseRatio | 0 | 0 | None |  | 0 |  | 1 | Com | Any | Lighting | InGen-CFL | Ltg_Fixture | LED_fixt |  | ILtg-Com-LED-50000hr | LED A19 Basecase, Total Watts = 2.96 x Msr Watts | LED A19 Basecase, Total Watts = 2.96 x Msr Watts | LED fixture: Recessed Downlight Retrofit Fixture Type, 650 min lm; Total Watts = 12 | LEDratio0296 | LEDratio0296 | LEDFixt-RDR-3(12w) | Available |  | 0 | 0 | Disposition: MeasuresList-October312014.xlsx | RobNc |  |  |  | DEER1316-Ltg-Com-CFL | 2013-01-01 | 2016-12-31 | InEA_modVal |  |  |  |  | Standard | Expired as part of July 2016 LED WRR Lighting Disposition | 1 | 1 | 0 | Deemed Ex Ante Team |  | Expired as part of July 2016 LED WRR Lighting Disposition |  | Updated to indicate claim/filing status
4330 | C-In-LED-Glb(1w)-dWP6 | Commercial Indoor General Lighting: LED Lamp replaces pre-existing standard lighting Wattage. Measure includes Code case. Impacts: CFL-based HOU (varies by BldgType) | DEER1314 | Lighting Disposition | 2020-11-24 16:30 | Com-Iltg-dWatt-CFL | NonDEER | Scaled | BaseRatio | 0 | 0 | None |  | 0 |  | 1 | Com | Any | Lighting | InGen-CFL | Ltg_Lamp | LED_lamp |  | ILtg-Com-LED-15000hr | LED Globe less than 3 Watts Basecase, Total Watts = 7.47 x Msr Watts | LED Globe less than 3 Watts Basecase, Total Watts = 7.47 x Msr Watts | LED Lamp: Glb, 1 Watts, non-dimmable | LEDratio0747 | LEDratio0747 | LED-Glb(1w) | Available | WP source: PGECOLTG164r2 | 0 | 0 | Disposition: MeasuresList-October312014.xlsx | RobNc |  |  |  | DEER1316-Ltg-Com-CFL | 2013-01-01 | 2018-06-30 | InEA_modVal |  |  |  |  | Standard | Revise expiry date to 60/30/2018 Commission Staff direction 2018ScrewInLampSavignsMethods-11Dec2017.pdf | 1 | 1 | 0 | Deemed Ex Ante Team |  | Revise expiry date to 60/30/2018 Commission Staff direction 2018ScrewInLampSavignsMethods-11Dec2017.pdf |  | Updated to indicate claim/filing status
4331 | C-In-LED-Glb(2w)-dWP12 | Commercial Indoor General Lighting: LED Lamp replaces pre-existing standard lighting Wattage. Measure includes Code case. Impacts: CFL-based HOU (varies by BldgType) | DEER1314 | Lighting Disposition | 2020-11-24 16:30 | Com-Iltg-dWatt-CFL | NonDEER | Scaled | BaseRatio | 0 | 0 | None |  | 0 |  | 1 | Com | Any | Lighting | InGen-CFL | Ltg_Lamp | LED_lamp |  | ILtg-Com-LED-15000hr | LED Globe less than 3 Watts Basecase, Total Watts = 7.47 x Msr Watts | LED Globe less than 3 Watts Basecase, Total Watts = 7.47 x Msr Watts | LED Lamp: Glb, 2 Watts, non-dimmable | LEDratio0747 | LEDratio0747 | LED-Glb(2w) | Available | WP source: PGECOLTG164r3 | 0 | 0 | Disposition: MeasuresList-October312014.xlsx | RobNc |  |  |  | DEER1316-Ltg-Com-CFL | 2014-07-01 | 2018-06-30 | InEA_modVal |  | L0335 |  |  | Standard | Revise expiry date to 60/30/2018 Commission Staff direction 2018ScrewInLampSavignsMethods-11Dec2017.pdf | 1 | 1 | 0 | Deemed Ex Ante Team |  | Revise expiry date to 60/30/2018 Commission Staff direction 2018ScrewInLampSavignsMethods-11Dec2017.pdf |  | Updated to indicate claim/filing status
4332 | C-In-LED-Glb(3w)-dWP11 | Commercial Indoor General Lighting: LED Lamp replaces pre-existing standard lighting Wattage. Measure includes Code case. Impacts: CFL-based HOU (varies by BldgType) | DEER1314 | Lighting Disposition | 2020-11-24 16:30 | Com-Iltg-dWatt-CFL | NonDEER | Scaled | BaseRatio | 0 | 0 | None |  | 0 |  | 1 | Com | Any | Lighting | InGen-CFL | Ltg_Lamp | LED_lamp |  | ILtg-Com-LED-20000hr | LED Globe greater than or equal to 3 Watts Basecase, Total Watts = 4.94 x Msr Watts | LED Globe greater than or equal to 3 Watts Basecase, Total Watts = 4.94 x Msr Watts | LED Lamp: Glb, 3 Watts, non-dimmable | LEDratio0494 | LEDratio0494 | LED-Glb(3w) | Available | WP source: PGECOLTG164r2 | 0 | 0 | Disposition: MeasuresList-October312014.xlsx | RobNc |  |  |  | DEER1316-Ltg-Com-CFL | 2013-01-01 | 2018-06-30 | InEA_modVal |  | L0336 |  |  | Standard | Revise expiry date to 60/30/2018 Commission Staff direction 2018ScrewInLampSavignsMethods-11Dec2017.pdf | 1 | 1 | 0 | Deemed Ex Ante Team |  | Revise expiry date to 60/30/2018 Commission Staff direction 2018ScrewInLampSavignsMethods-11Dec2017.pdf |  | Updated to indicate claim/filing status
4333 | C-In-LED-MR16(10w)-dWP32 | Commercial Indoor General Lighting: LED Lamp replaces pre-existing standard lighting Wattage. Measure includes Code case. Impacts: CFL-based HOU (varies by BldgType) | DEER1314 | Lighting Disposition | 2020-11-24 16:30 | Com-Iltg-dWatt-CFL | NonDEER | Scaled | BaseRatio | 0 | 0 | None |  | 0 |  | 1 | Com | Any | Lighting | InGen-CFL | Ltg_Lamp | LED_lamp |  | ILtg-Com-LED-20000hr | LED MR16 Basecase, Total Watts = 4.24 x Msr Watts | LED MR16 Basecase, Total Watts = 4.24 x Msr Watts | LED Lamp: MR16, 10 Watts, non-dimmable | LEDratio0424 | LEDratio0424 | LED-MR16(10w) | Available | WP source e.g.: SCE13LG106rx | 0 | 0 | Disposition: MeasuresList-October312014.xlsx | RobNc |  |  |  | DEER1316-Ltg-Com-CFL | 2013-01-01 | 2018-06-30 | InEA_modVal | LT-67244 | LD201 |  |  | Standard | Remove expiry date per Commission Staff direction 2018ScrewInLampSavignsMethods-11Dec2017.pdf | 1 | 1 | 0 | Deemed Ex Ante Team |  | Remove expiry date per Commission Staff direction 2018ScrewInLampSavignsMethods-11Dec2017.pdf |  | Updated to indicate claim/filing status
4334 | C-In-LED-MR16(11w)-dWP35 | Commercial Indoor General Lighting: LED Lamp replaces pre-existing standard lighting Wattage. Measure includes Code case. Impacts: CFL-based HOU (varies by BldgType) | DEER1314 | Lighting Disposition | 2020-11-24 16:30 | Com-Iltg-dWatt-CFL | NonDEER | Scaled | BaseRatio | 0 | 0 | None |  | 0 |  | 1 | Com | Any | Lighting | InGen-CFL | Ltg_Lamp | LED_lamp |  | ILtg-Com-LED-20000hr | LED MR16 Basecase, Total Watts = 4.24 x Msr Watts | LED MR16 Basecase, Total Watts = 4.24 x Msr Watts | LED Lamp: MR16, 11 Watts, non-dimmable | LEDratio0424 | LEDratio0424 | LED-MR16(11w) | Available | WP source e.g.: SCE13LG106rx | 0 | 0 | Disposition: MeasuresList-October312014.xlsx | RobNc |  |  |  | DEER1316-Ltg-Com-CFL | 2013-01-01 | 2018-06-30 | InEA_modVal |  | LD202 |  |  | Standard | Remove expiry date per Commission Staff direction 2018ScrewInLampSavignsMethods-11Dec2017.pdf | 1 | 1 | 0 | Deemed Ex Ante Team |  | Remove expiry date per Commission Staff direction 2018ScrewInLampSavignsMethods-11Dec2017.pdf |  | Updated to indicate claim/filing status
4335 | C-In-LED-MR16(12w)-dWP38 | Commercial Indoor General Lighting: LED Lamp replaces pre-existing standard lighting Wattage. Measure includes Code case. Impacts: CFL-based HOU (varies by BldgType) | DEER1314 | Lighting Disposition | 2020-11-24 16:30 | Com-Iltg-dWatt-CFL | NonDEER | Scaled | BaseRatio | 0 | 0 | None |  | 0 |  | 1 | Com | Any | Lighting | InGen-CFL | Ltg_Lamp | LED_lamp |  | ILtg-Com-LED-20000hr | LED MR16 Basecase, Total Watts = 4.24 x Msr Watts | LED MR16 Basecase, Total Watts = 4.24 x Msr Watts | LED Lamp: MR16, 12 Watts, non-dimmable | LEDratio0424 | LEDratio0424 | LED-MR16(12w) | Available | WP source e.g.: SCE13LG106rx | 0 | 0 | Disposition: MeasuresList-October312014.xlsx | RobNc |  |  |  | DEER1316-Ltg-Com-CFL | 2013-01-01 | 2018-06-30 | InEA_modVal | LT-49980 | LD203 |  |  | Standard | Remove expiry date per Commission Staff direction 2018ScrewInLampSavignsMethods-11Dec2017.pdf | 1 | 1 | 0 | Deemed Ex Ante Team |  | Remove expiry date per Commission Staff direction 2018ScrewInLampSavignsMethods-11Dec2017.pdf |  | Updated to indicate claim/filing status
4336 | C-In-LED-MR16(2w)-dWP6 | Commercial Indoor General Lighting: LED Lamp replaces pre-existing standard lighting Wattage. Measure includes Code case. Impacts: CFL-based HOU (varies by BldgType) | DEER1314 | Lighting Disposition | 2020-11-24 16:30 | Com-Iltg-dWatt-CFL | NonDEER | Scaled | BaseRatio | 0 | 0 | None |  | 0 |  | 1 | Com | Any | Lighting | InGen-CFL | Ltg_Lamp | LED_lamp |  | ILtg-Com-LED-20000hr | LED MR16 Basecase, Total Watts = 4.24 x Msr Watts | LED MR16 Basecase, Total Watts = 4.24 x Msr Watts | LED Lamp: MR16, 2 Watts, non-dimmable | LEDratio0424 | LEDratio0424 | LED-MR16(2w) | Available | Not Used by Oct 2014 disposition. May 2014 disposition used this measure in error; the Measure Technology is 3w | 0 | 0 | Disposition: MeasuresList-October312014.xlsx | RobNc |  |  |  | DEER1316-Ltg-Com-CFL | 2013-01-01 | 2018-06-30 | InEA_modVal |  |  |  |  | Standard | Remove expiry date per Commission Staff direction 2018ScrewInLampSavignsMethods-11Dec2017.pdf | 1 | 1 | 0 | Deemed Ex Ante Team |  | Remove expiry date per Commission Staff direction 2018ScrewInLampSavignsMethods-11Dec2017.pdf |  | Updated to indicate claim/filing status
4337 | C-In-LED-MR16(3w)-dWP9 | Commercial Indoor General Lighting: LED Lamp replaces pre-existing standard lighting Wattage. Measure includes Code case. Impacts: CFL-based HOU (varies by BldgType) | DEER1314 | Lighting Disposition | 2020-11-24 16:30 | Com-Iltg-dWatt-CFL | NonDEER | Scaled | BaseRatio | 0 | 0 | None |  | 0 |  | 1 | Com | Any | Lighting | InGen-CFL | Ltg_Lamp | LED_lamp |  | ILtg-Com-LED-20000hr | LED MR16 Basecase, Total Watts = 4.24 x Msr Watts | LED MR16 Basecase, Total Watts = 4.24 x Msr Watts | LED Lamp: MR16, 3 Watts, non-dimmable | LEDratio0424 | LEDratio0424 | LED-MR16(3w) | Available |  | 0 | 0 | Disposition: MeasuresList-October312014.xlsx | RobNc |  |  |  | DEER1316-Ltg-Com-CFL | 2013-01-01 | 2018-06-30 | InEA_modVal | LT-19877 | LD196 |  |  | Standard | Remove expiry date per Commission Staff direction 2018ScrewInLampSavignsMethods-11Dec2017.pdf | 1 | 1 | 0 | Deemed Ex Ante Team |  | Remove expiry date per Commission Staff direction 2018ScrewInLampSavignsMethods-11Dec2017.pdf |  | Updated to indicate claim/filing status
4338 | C-In-LED-MR16(4w)-dWP12 | Commercial Indoor General Lighting: LED Lamp replaces pre-existing standard lighting Wattage. Measure includes Code case. Impacts: CFL-based HOU (varies by BldgType) | DEER1314 | Lighting Disposition | 2020-11-24 16:30 | Com-Iltg-dWatt-CFL | NonDEER | Scaled | BaseRatio | 0 | 0 | None |  | 0 |  | 1 | Com | Any | Lighting | InGen-CFL | Ltg_Lamp | LED_lamp |  | ILtg-Com-LED-20000hr | LED MR16 Basecase, Total Watts = 4.24 x Msr Watts | LED MR16 Basecase, Total Watts = 4.24 x Msr Watts | LED Lamp: MR16, 4 Watts, non-dimmable | LEDratio0424 | LEDratio0424 | LED-MR16(4w) | Available | WP source e.g.: WPSDGENRLG0106r2 | 0 | 0 | Disposition: MeasuresList-October312014.xlsx | RobNc |  |  |  | DEER1316-Ltg-Com-CFL | 2013-01-01 | 2018-06-30 | InEA_modVal |  |  |  |  | Standard | Remove expiry date per Commission Staff direction 2018ScrewInLampSavignsMethods-11Dec2017.pdf | 1 | 1 | 0 | Deemed Ex Ante Team |  | Remove expiry date per Commission Staff direction 2018ScrewInLampSavignsMethods-11Dec2017.pdf |  | Updated to indicate claim/filing status
4339 | C-In-LED-MR16(5w)-dWP16 | Commercial Indoor General Lighting: LED Lamp replaces pre-existing standard lighting Wattage. Measure includes Code case. Impacts: CFL-based HOU (varies by BldgType) | DEER1314 | Lighting Disposition | 2020-11-24 16:30 | Com-Iltg-dWatt-CFL | NonDEER | Scaled | BaseRatio | 0 | 0 | None |  | 0 |  | 1 | Com | Any | Lighting | InGen-CFL | Ltg_Lamp | LED_lamp |  | ILtg-Com-LED-20000hr | LED MR16 Basecase, Total Watts = 4.24 x Msr Watts | LED MR16 Basecase, Total Watts = 4.24 x Msr Watts | LED Lamp: MR16, 5 Watts, non-dimmable | LEDratio0424 | LEDratio0424 | LED-MR16(5w) | Available | WP source e.g.: WPSDGENRLG0106r2 | 0 | 0 | Disposition: MeasuresList-October312014.xlsx | RobNc |  |  |  | DEER1316-Ltg-Com-CFL | 2013-01-01 | 2018-06-30 | InEA_modVal |  |  |  |  | Standard | Remove expiry date per Commission Staff direction 2018ScrewInLampSavignsMethods-11Dec2017.pdf | 1 | 1 | 0 | Deemed Ex Ante Team |  | Remove expiry date per Commission Staff direction 2018ScrewInLampSavignsMethods-11Dec2017.pdf |  | Updated to indicate claim/filing status
4340 | C-In-LED-MR16(6.1w)-dWP19 | Commercial Indoor General Lighting: LED Lamp replaces pre-existing standard lighting Wattage. Measure includes Code case. Impacts: CFL-based HOU (varies by BldgType) | DEER1314 | Lighting Disposition | 2020-11-24 16:30 | Com-Iltg-dWatt-CFL | NonDEER | Scaled | BaseRatio | 0 | 0 | None |  | 0 |  | 1 | Com | Any | Lighting | InGen-CFL | Ltg_Lamp | LED_lamp |  | ILtg-Com-LED-20000hr | LED MR16 Basecase, Total Watts = 4.24 x Msr Watts | LED MR16 Basecase, Total Watts = 4.24 x Msr Watts | LED Lamp: MR16, 6.1 Watts, non-dimmable | LEDratio0424 | LEDratio0424 | LED-MR16(6.1w) | Available |  | 0 | 0 | Disposition: MeasuresList-October312014.xlsx | RobNc |  |  |  | DEER1316-Ltg-Com-CFL | 2013-01-01 | 2018-06-30 | InEA_modVal |  |  |  |  | Standard | Remove expiry date per Commission Staff direction 2018ScrewInLampSavignsMethods-11Dec2017.pdf | 1 | 1 | 0 | Deemed Ex Ante Team |  | Remove expiry date per Commission Staff direction 2018ScrewInLampSavignsMethods-11Dec2017.pdf |  | Updated to indicate claim/filing status
4341 | C-In-LED-MR16(6w)-dWP19 | Commercial Indoor General Lighting: LED Lamp replaces pre-existing standard lighting Wattage. Measure includes Code case. Impacts: CFL-based HOU (varies by BldgType) | DEER1314 | Lighting Disposition | 2020-11-24 16:30 | Com-Iltg-dWatt-CFL | NonDEER | Scaled | BaseRatio | 0 | 0 | None |  | 0 |  | 1 | Com | Any | Lighting | InGen-CFL | Ltg_Lamp | LED_lamp |  | ILtg-Com-LED-20000hr | LED MR16 Basecase, Total Watts = 4.24 x Msr Watts | LED MR16 Basecase, Total Watts = 4.24 x Msr Watts | LED Lamp: MR16, 6 Watts, non-dimmable | LEDratio0424 | LEDratio0424 | LED-MR16(6w) | Available | WP source e.g.: SCE13LG106r1 | 0 | 0 | Disposition: MeasuresList-October312014.xlsx | RobNc |  |  |  | DEER1316-Ltg-Com-CFL | 2013-01-01 | 2018-06-30 | InEA_modVal | LT-54654 | LD197 |  |  | Standard | Remove expiry date per Commission Staff direction 2018ScrewInLampSavignsMethods-11Dec2017.pdf | 1 | 1 | 0 | Deemed Ex Ante Team |  | Remove expiry date per Commission Staff direction 2018ScrewInLampSavignsMethods-11Dec2017.pdf |  | Updated to indicate claim/filing status
4342 | C-In-LED-MR16(7w)-dWP22 | Commercial Indoor General Lighting: LED Lamp replaces pre-existing standard lighting Wattage. Measure includes Code case. Impacts: CFL-based HOU (varies by BldgType) | DEER1314 | Lighting Disposition | 2020-11-24 16:30 | Com-Iltg-dWatt-CFL | NonDEER | Scaled | BaseRatio | 0 | 0 | None |  | 0 |  | 1 | Com | Any | Lighting | InGen-CFL | Ltg_Lamp | LED_lamp |  | ILtg-Com-LED-20000hr | LED MR16 Basecase, Total Watts = 4.24 x Msr Watts | LED MR16 Basecase, Total Watts = 4.24 x Msr Watts | LED Lamp: MR16, 7 Watts, non-dimmable | LEDratio0424 | LEDratio0424 | LED-MR16(7w) | Available | WP source e.g.: SCE13LG106r1 | 0 | 0 | Disposition: MeasuresList-October312014.xlsx | RobNc |  |  |  | DEER1316-Ltg-Com-CFL | 2013-01-01 | 2018-06-30 | InEA_modVal | LT-70734 | LD198 |  |  | Standard | Remove expiry date per Commission Staff direction 2018ScrewInLampSavignsMethods-11Dec2017.pdf | 1 | 1 | 0 | Deemed Ex Ante Team |  | Remove expiry date per Commission Staff direction 2018ScrewInLampSavignsMethods-11Dec2017.pdf |  | Updated to indicate claim/filing status
4343 | C-In-LED-MR16(8.1w)-dWP26 | Commercial Indoor General Lighting: LED Lamp replaces pre-existing standard lighting Wattage. Measure includes Code case. Impacts: CFL-based HOU (varies by BldgType) | DEER1314 | Lighting Disposition | 2020-11-24 16:30 | Com-Iltg-dWatt-CFL | NonDEER | Scaled | BaseRatio | 0 | 0 | None |  | 0 |  | 1 | Com | Any | Lighting | InGen-CFL | Ltg_Lamp | LED_lamp |  | ILtg-Com-LED-20000hr | LED MR16 Basecase, Total Watts = 4.24 x Msr Watts | LED MR16 Basecase, Total Watts = 4.24 x Msr Watts | LED Lamp: MR16, 8.1 Watts, non-dimmable | LEDratio0424 | LEDratio0424 | LED-MR16(8.1w) | Available |  | 0 | 0 | Disposition: MeasuresList-October312014.xlsx | RobNc |  |  |  | DEER1316-Ltg-Com-CFL | 2013-01-01 | 2018-06-30 | InEA_modVal |  |  |  |  | Standard | Remove expiry date per Commission Staff direction 2018ScrewInLampSavignsMethods-11Dec2017.pdf | 1 | 1 | 0 | Deemed Ex Ante Team |  | Remove expiry date per Commission Staff direction 2018ScrewInLampSavignsMethods-11Dec2017.pdf |  | Updated to indicate claim/filing status
4344 | C-In-LED-MR16(8w)-dWP25 | Commercial Indoor General Lighting: LED Lamp replaces pre-existing standard lighting Wattage. Measure includes Code case. Impacts: CFL-based HOU (varies by BldgType) | DEER1314 | Lighting Disposition | 2020-11-24 16:30 | Com-Iltg-dWatt-CFL | NonDEER | Scaled | BaseRatio | 0 | 0 | None |  | 0 |  | 1 | Com | Any | Lighting | InGen-CFL | Ltg_Lamp | LED_lamp |  | ILtg-Com-LED-20000hr | LED MR16 Basecase, Total Watts = 4.24 x Msr Watts | LED MR16 Basecase, Total Watts = 4.24 x Msr Watts | LED Lamp: MR16, 8 Watts, non-dimmable | LEDratio0424 | LEDratio0424 | LED-MR16(8w) | Available | WP source e.g.: SCE13LG106r1 | 0 | 0 | Disposition: MeasuresList-October312014.xlsx | RobNc |  |  |  | DEER1316-Ltg-Com-CFL | 2013-01-01 | 2018-06-30 | InEA_modVal | LT-49384 | LD199 |  |  | Standard | Remove expiry date per Commission Staff direction 2018ScrewInLampSavignsMethods-11Dec2017.pdf | 1 | 1 | 0 | Deemed Ex Ante Team |  | Remove expiry date per Commission Staff direction 2018ScrewInLampSavignsMethods-11Dec2017.pdf |  | Updated to indicate claim/filing status
4345 | C-In-LED-MR16(9w)-dWP29 | Commercial Indoor General Lighting: LED Lamp replaces pre-existing standard lighting Wattage. Measure includes Code case. Impacts: CFL-based HOU (varies by BldgType) | DEER1314 | Lighting Disposition | 2020-11-24 16:30 | Com-Iltg-dWatt-CFL | NonDEER | Scaled | BaseRatio | 0 | 0 | None |  | 0 |  | 1 | Com | Any | Lighting | InGen-CFL | Ltg_Lamp | LED_lamp |  | ILtg-Com-LED-20000hr | LED MR16 Basecase, Total Watts = 4.24 x Msr Watts | LED MR16 Basecase, Total Watts = 4.24 x Msr Watts | LED Lamp: MR16, 9 Watts, non-dimmable | LEDratio0424 | LEDratio0424 | LED-MR16(9w) | Available | WP source e.g.: SCE13LG106r1 | 0 | 0 | Disposition: MeasuresList-October312014.xlsx | RobNc |  |  |  | DEER1316-Ltg-Com-CFL | 2013-01-01 | 2018-06-30 | InEA_modVal | LT-50786 | LD200 |  |  | Standard | Remove expiry date per Commission Staff direction 2018ScrewInLampSavignsMethods-11Dec2017.pdf | 1 | 1 | 0 | Deemed Ex Ante Team |  | Remove expiry date per Commission Staff direction 2018ScrewInLampSavignsMethods-11Dec2017.pdf |  | Updated to indicate claim/filing status
4346 | C-In-LED-PAR20(10w)-dWP37 | Commercial Indoor General Lighting: LED Lamp replaces pre-existing standard lighting Wattage. Measure includes Code case. Impacts: CFL-based HOU (varies by BldgType) | DEER1314 | Lighting Disposition | 2020-11-24 16:30 | Com-Iltg-dWatt-CFL | NonDEER | Scaled | BaseRatio | 0 | 0 | None |  | 0 |  | 1 | Com | Any | Lighting | InGen-CFL | Ltg_Lamp | LED_lamp |  | ILtg-Com-LED-20000hr | LED PAR20 Basecase, Total Watts = 4.70 x Msr Watts | LED PAR20 Basecase, Total Watts = 4.70 x Msr Watts | LED Lamp: PAR20, 10 Watts, non-dimmable | LEDratio0470 | LEDratio0470 | LED-PAR20(10w) | Available | WP source e.g.: SCE13LG106r1 | 0 | 0 | Disposition: MeasuresList-October312014.xlsx | RobNc |  |  |  | DEER1316-Ltg-Com-CFL | 2013-01-01 | 2017-06-30 | InEA_modVal |  |  |  |  | Standard |  | 1 | 1 | 0 | Deemed Ex Ante Team |  |  |  | Updated to indicate claim/filing status
4347 | C-In-LED-PAR20(4w)-dWP14 | Commercial Indoor General Lighting: LED Lamp replaces pre-existing standard lighting Wattage. Measure includes Code case. Impacts: CFL-based HOU (varies by BldgType) | DEER1314 | Lighting Disposition | 2020-11-24 16:30 | Com-Iltg-dWatt-CFL | NonDEER | Scaled | BaseRatio | 0 | 0 | None |  | 0 |  | 1 | Com | Any | Lighting | InGen-CFL | Ltg_Lamp | LED_lamp |  | ILtg-Com-LED-20000hr | LED PAR20 Basecase, Total Watts = 4.70 x Msr Watts | LED PAR20 Basecase, Total Watts = 4.70 x Msr Watts | LED Lamp: PAR20, 4 Watts, non-dimmable | LEDratio0470 | LEDratio0470 | LED-PAR20(4w) | Available | WP source e.g.: SCE13LG106r1 | 0 | 0 | Disposition: MeasuresList-October312014.xlsx | RobNc |  |  |  | DEER1316-Ltg-Com-CFL | 2013-01-01 | 2017-06-30 | InEA_modVal |  |  |  |  | Standard |  | 1 | 1 | 0 | Deemed Ex Ante Team |  |  |  | Updated to indicate claim/filing status
4348 | C-In-LED-PAR20(5.5w)-dWP20 | Commercial Indoor General Lighting: LED Lamp replaces pre-existing standard lighting Wattage. Measure includes Code case. Impacts: CFL-based HOU (varies by BldgType) | DEER2011 | Lighting Disposition | 2020-11-24 16:30 | Com-Iltg-dWatt-CFL | NonDEER | Scaled | BaseRatio | 0 | 0 | None |  | 0 |  | 1 | Com | Any | Lighting | InGen-CFL | Ltg_Lamp | LED_lamp |  | ILtg-Com-LED-20000hr | LED PAR20 Basecase, Total Watts = 4.70 x Msr Watts | LED PAR20 Basecase, Total Watts = 4.70 x Msr Watts | LED Lamp: PAR20, 5.5 Watts, non-dimmable | LEDratio0470 | LEDratio0470 | LED-PAR20(5.5w) | Available | May not be claimed after December 31, 2013 for PGECOLTG141r2. Replacement measure is C-In-LED-PAR20(6w)-dWP22 | 0 | 0 | Disposition: MeasuresList-October312014.xlsx | RobNc |  |  |  | None | 2013-01-01 | 2013-12-31 | InEA_modVal |  |  |  |  | Standard |  | 1 | 1 | 0 | Deemed Ex Ante Team |  |  |  | Updated to indicate claim/filing status
4349 | C-In-LED-PAR20(6w)-dWP22 | Commercial Indoor General Lighting: LED Lamp replaces pre-existing standard lighting Wattage. Measure includes Code case. Impacts: CFL-based HOU (varies by BldgType) | DEER1314 | Lighting Disposition | 2020-11-24 16:30 | Com-Iltg-dWatt-CFL | NonDEER | Scaled | BaseRatio | 0 | 0 | None |  | 0 |  | 1 | Com | Any | Lighting | InGen-CFL | Ltg_Lamp | LED_lamp |  | ILtg-Com-LED-20000hr | LED PAR20 Basecase, Total Watts = 4.70 x Msr Watts | LED PAR20 Basecase, Total Watts = 4.70 x Msr Watts | LED Lamp: PAR20, 6 Watts, non-dimmable | LEDratio0470 | LEDratio0470 | LED-PAR20(6w) | Available | May be used starting January 1, 2014 for PGECOLTG141r3 | 0 | 0 | Disposition: MeasuresList-October312014.xlsx | RobNc |  |  |  | DEER1316-Ltg-Com-CFL | 2013-01-01 | 2017-06-30 | InEA_modVal |  | LD03 |  |  | Standard |  | 1 | 1 | 0 | Deemed Ex Ante Team |  |  |  | Updated to indicate claim/filing status
4350 | C-In-LED-PAR20(7w)-dWP25 | Commercial Indoor General Lighting: LED Lamp replaces pre-existing standard lighting Wattage. Measure includes Code case. Impacts: CFL-based HOU (varies by BldgType) | DEER1314 | Lighting Disposition | 2020-11-24 16:30 | Com-Iltg-dWatt-CFL | NonDEER | Scaled | BaseRatio | 0 | 0 | None |  | 0 |  | 1 | Com | Any | Lighting | InGen-CFL | Ltg_Lamp | LED_lamp |  | ILtg-Com-LED-20000hr | LED PAR20 Basecase, Total Watts = 4.70 x Msr Watts | LED PAR20 Basecase, Total Watts = 4.70 x Msr Watts | LED Lamp: PAR20, 7 Watts, non-dimmable | LEDratio0470 | LEDratio0470 | LED-PAR20(7w) | Available | WP source e.g.: SCE13LG106r1 | 0 | 0 | Disposition: MeasuresList-October312014.xlsx | RobNc |  |  |  | DEER1316-Ltg-Com-CFL | 2013-01-01 | 2017-06-30 | InEA_modVal | LT-10919 |  |  |  | Standard |  | 1 | 1 | 0 | Deemed Ex Ante Team |  |  |  | Updated to indicate claim/filing status
4351 | C-In-LED-PAR20(8w)-dWP29 | Commercial Indoor General Lighting: LED Lamp replaces pre-existing standard lighting Wattage. Measure includes Code case. Impacts: CFL-based HOU (varies by BldgType) | DEER1314 | Lighting Disposition | 2020-11-24 16:30 | Com-Iltg-dWatt-CFL | NonDEER | Scaled | BaseRatio | 0 | 0 | None |  | 0 |  | 1 | Com | Any | Lighting | InGen-CFL | Ltg_Lamp | LED_lamp |  | ILtg-Com-LED-20000hr | LED PAR20 Basecase, Total Watts = 4.70 x Msr Watts | LED PAR20 Basecase, Total Watts = 4.70 x Msr Watts | LED Lamp: PAR20, 8 Watts, non-dimmable | LEDratio0470 | LEDratio0470 | LED-PAR20(8w) | Available | WP source e.g.: SCE13LG106r1 | 0 | 0 | Disposition: MeasuresList-October312014.xlsx | RobNc |  |  |  | DEER1316-Ltg-Com-CFL | 2013-01-01 | 2017-06-30 | InEA_modVal | LT-91612 |  |  |  | Standard |  | 1 | 1 | 0 | Deemed Ex Ante Team |  |  |  | Updated to indicate claim/filing status
4352 | C-In-LED-PAR20(9w)-dWP33 | Commercial Indoor General Lighting: LED Lamp replaces pre-existing standard lighting Wattage. Measure includes Code case. Impacts: CFL-based HOU (varies by BldgType) | DEER1314 | Lighting Disposition | 2020-11-24 16:30 | Com-Iltg-dWatt-CFL | NonDEER | Scaled | BaseRatio | 0 | 0 | None |  | 0 |  | 1 | Com | Any | Lighting | InGen-CFL | Ltg_Lamp | LED_lamp |  | ILtg-Com-LED-20000hr | LED PAR20 Basecase, Total Watts = 4.70 x Msr Watts | LED PAR20 Basecase, Total Watts = 4.70 x Msr Watts | LED Lamp: PAR20, 9 Watts, non-dimmable | LEDratio0470 | LEDratio0470 | LED-PAR20(9w) | Available | WP source e.g.: SCE13LG106r1 | 0 | 0 | Disposition: MeasuresList-October312014.xlsx | RobNc |  |  |  | DEER1316-Ltg-Com-CFL | 2013-01-01 | 2017-06-30 | InEA_modVal | LT-89267 |  |  |  | Standard |  | 1 | 1 | 0 | Deemed Ex Ante Team |  |  |  | Updated to indicate claim/filing status
4353 | C-In-LED-PAR30(10w)-dWP24 | Commercial Indoor General Lighting: LED Lamp replaces pre-existing standard lighting Wattage. Measure includes Code case. Impacts: CFL-based HOU (varies by BldgType) | DEER1314 | Lighting Disposition | 2020-11-24 16:30 | Com-Iltg-dWatt-CFL | NonDEER | Scaled | BaseRatio | 0 | 0 | None |  | 0 |  | 1 | Com | Any | Lighting | InGen-CFL | Ltg_Lamp | LED_lamp |  | ILtg-Com-LED-20000hr | LED PAR30 Basecase, Total Watts = 3.42 x Msr Watts | LED PAR30 Basecase, Total Watts = 3.42 x Msr Watts | LED Lamp: PAR30, 10 Watts, non-dimmable | LEDratio0342 | LEDratio0342 | LED-PAR30(10w) | Available | WP source e.g.: SCE13LG106r1 | 0 | 0 | Disposition: MeasuresList-October312014.xlsx | RobNc |  |  |  | DEER1316-Ltg-Com-CFL | 2013-01-01 | 2017-06-30 | InEA_modVal | LT-38391 | LD168 |  |  | Standard |  | 1 | 1 | 0 | Deemed Ex Ante Team |  |  |  | Updated to indicate claim/filing status
4354 | C-In-LED-PAR30(11w)-dWP26 | Commercial Indoor General Lighting: LED Lamp replaces pre-existing standard lighting Wattage. Measure includes Code case. Impacts: CFL-based HOU (varies by BldgType) | DEER1314 | Lighting Disposition | 2020-11-24 16:30 | Com-Iltg-dWatt-CFL | NonDEER | Scaled | BaseRatio | 0 | 0 | None |  | 0 |  | 1 | Com | Any | Lighting | InGen-CFL | Ltg_Lamp | LED_lamp |  | ILtg-Com-LED-20000hr | LED PAR30 Basecase, Total Watts = 3.42 x Msr Watts | LED PAR30 Basecase, Total Watts = 3.42 x Msr Watts | LED Lamp: PAR30, 11 Watts, non-dimmable | LEDratio0342 | LEDratio0342 | LED-PAR30(11w) | Available | WP source e.g.: SCE13LG106r1 | 0 | 0 | Disposition: MeasuresList-October312014.xlsx | RobNc |  |  |  | DEER1316-Ltg-Com-CFL | 2013-01-01 | 2017-06-30 | InEA_modVal |  | LD169 |  |  | Standard |  | 1 | 1 | 0 | Deemed Ex Ante Team |  |  |  | Updated to indicate claim/filing status
4355 | C-In-LED-PAR30(12w)-dWP29 | Commercial Indoor General Lighting: LED Lamp replaces pre-existing standard lighting Wattage. Measure includes Code case. Impacts: CFL-based HOU (varies by BldgType) | DEER1314 | Lighting Disposition | 2020-11-24 16:30 | Com-Iltg-dWatt-CFL | NonDEER | Scaled | BaseRatio | 0 | 0 | None |  | 0 |  | 1 | Com | Any | Lighting | InGen-CFL | Ltg_Lamp | LED_lamp |  | ILtg-Com-LED-20000hr | LED PAR30 Basecase, Total Watts = 3.42 x Msr Watts | LED PAR30 Basecase, Total Watts = 3.42 x Msr Watts | LED Lamp: PAR30, 12 Watts, non-dimmable | LEDratio0342 | LEDratio0342 | LED-PAR30(12w) | Available | WP source e.g.: PGECOLTG141r2 | 0 | 0 | Disposition: MeasuresList-October312014.xlsx | RobNc |  |  |  | DEER1316-Ltg-Com-CFL | 2013-01-01 | 2017-06-30 | InEA_modVal | LT-49889 | LD170 |  |  | Standard |  | 1 | 1 | 0 | Deemed Ex Ante Team |  |  |  | Updated to indicate claim/filing status
4356 | C-In-LED-PAR30(13w)-dWP31 | Commercial Indoor General Lighting: LED Lamp replaces pre-existing standard lighting Wattage. Measure includes Code case. Impacts: CFL-based HOU (varies by BldgType) | DEER1314 | Lighting Disposition | 2020-11-24 16:30 | Com-Iltg-dWatt-CFL | NonDEER | Scaled | BaseRatio | 0 | 0 | None |  | 0 |  | 1 | Com | Any | Lighting | InGen-CFL | Ltg_Lamp | LED_lamp |  | ILtg-Com-LED-20000hr | LED PAR30 Basecase, Total Watts = 3.42 x Msr Watts | LED PAR30 Basecase, Total Watts = 3.42 x Msr Watts | LED Lamp: PAR30, 13 Watts, non-dimmable | LEDratio0342 | LEDratio0342 | LED-PAR30(13w) | Available | WP source e.g.: SCE13LG106r1 | 0 | 0 | Disposition: MeasuresList-October312014.xlsx | RobNc |  |  |  | DEER1316-Ltg-Com-CFL | 2013-01-01 | 2017-06-30 | InEA_modVal | LT-85840 | LD171 |  |  | Standard |  | 1 | 1 | 0 | Deemed Ex Ante Team |  |  |  | Updated to indicate claim/filing status
4357 | C-In-LED-PAR30(14w)-dWP33 | Commercial Indoor General Lighting: LED Lamp replaces pre-existing standard lighting Wattage. Measure includes Code case. Impacts: CFL-based HOU (varies by BldgType) | DEER1314 | Lighting Disposition | 2020-11-24 16:30 | Com-Iltg-dWatt-CFL | NonDEER | Scaled | BaseRatio | 0 | 0 | None |  | 0 |  | 1 | Com | Any | Lighting | InGen-CFL | Ltg_Lamp | LED_lamp |  | ILtg-Com-LED-20000hr | LED PAR30 Basecase, Total Watts = 3.42 x Msr Watts | LED PAR30 Basecase, Total Watts = 3.42 x Msr Watts | LED Lamp: PAR30, 14 Watts, non-dimmable | LEDratio0342 | LEDratio0342 | LED-PAR30(14w) | Available | WP source e.g.: PGECOLTG141r2 | 0 | 0 | Disposition: MeasuresList-October312014.xlsx | RobNc |  |  |  | DEER1316-Ltg-Com-CFL | 2013-01-01 | 2017-06-30 | InEA_modVal | LT-13840 | LD172 |  |  | Standard |  | 1 | 1 | 0 | Deemed Ex Ante Team |  |  |  | Updated to indicate claim/filing status
4358 | C-In-LED-PAR30(15w)-dWP36 | Commercial Indoor General Lighting: LED Lamp replaces pre-existing standard lighting Wattage. Measure includes Code case. Impacts: CFL-based HOU (varies by BldgType) | DEER1314 | Lighting Disposition | 2020-11-24 16:30 | Com-Iltg-dWatt-CFL | NonDEER | Scaled | BaseRatio | 0 | 0 | None |  | 0 |  | 1 | Com | Any | Lighting | InGen-CFL | Ltg_Lamp | LED_lamp |  | ILtg-Com-LED-20000hr | LED PAR30 Basecase, Total Watts = 3.42 x Msr Watts | LED PAR30 Basecase, Total Watts = 3.42 x Msr Watts | LED Lamp: PAR30, 15 Watts, non-dimmable | LEDratio0342 | LEDratio0342 | LED-PAR30(15w) | Available | WP source e.g.: SCE13LG106r1 | 0 | 0 | Disposition: MeasuresList-October312014.xlsx | RobNc |  |  |  | DEER1316-Ltg-Com-CFL | 2013-01-01 | 2017-06-30 | InEA_modVal | LT-89789 | LD173 |  |  | Standard |  | 1 | 1 | 0 | Deemed Ex Ante Team |  |  |  | Updated to indicate claim/filing status
4359 | C-In-LED-PAR30(16w)-dWP38 | Commercial Indoor General Lighting: LED Lamp replaces pre-existing standard lighting Wattage. Measure includes Code case. Impacts: CFL-based HOU (varies by BldgType) | DEER1314 | Lighting Disposition | 2020-11-24 16:30 | Com-Iltg-dWatt-CFL | NonDEER | Scaled | BaseRatio | 0 | 0 | None |  | 0 |  | 1 | Com | Any | Lighting | InGen-CFL | Ltg_Lamp | LED_lamp |  | ILtg-Com-LED-20000hr | LED PAR30 Basecase, Total Watts = 3.42 x Msr Watts | LED PAR30 Basecase, Total Watts = 3.42 x Msr Watts | LED Lamp: PAR30, 16 Watts, non-dimmable | LEDratio0342 | LEDratio0342 | LED-PAR30(16w) | Available | WP source e.g.: PGECOLTG141r2 | 0 | 0 | Disposition: MeasuresList-October312014.xlsx | RobNc |  |  |  | DEER1316-Ltg-Com-CFL | 2013-01-01 | 2017-06-30 | InEA_modVal | LT-76561 | LD174 |  |  | Standard |  | 1 | 1 | 0 | Deemed Ex Ante Team |  |  |  | Updated to indicate claim/filing status
4360 | C-In-LED-PAR30(17w)-dWP41 | Commercial Indoor General Lighting: LED Lamp replaces pre-existing standard lighting Wattage. Measure includes Code case. Impacts: CFL-based HOU (varies by BldgType) | DEER1314 | Lighting Disposition | 2020-11-24 16:30 | Com-Iltg-dWatt-CFL | NonDEER | Scaled | BaseRatio | 0 | 0 | None |  | 0 |  | 1 | Com | Any | Lighting | InGen-CFL | Ltg_Lamp | LED_lamp |  | ILtg-Com-LED-20000hr | LED PAR30 Basecase, Total Watts = 3.42 x Msr Watts | LED PAR30 Basecase, Total Watts = 3.42 x Msr Watts | LED Lamp: PAR30, 17 Watts, non-dimmable | LEDratio0342 | LEDratio0342 | LED-PAR30(17w) | Available | WP source e.g.: SCE13LG106r1 | 0 | 0 | Disposition: MeasuresList-October312014.xlsx | RobNc |  |  |  | DEER1316-Ltg-Com-CFL | 2013-01-01 | 2017-06-30 | InEA_modVal |  | LD175 |  |  | Standard |  | 1 | 1 | 0 | Deemed Ex Ante Team |  |  |  | Updated to indicate claim/filing status
4361 | C-In-LED-PAR30(18w)-dWP43 | Commercial Indoor General Lighting: LED Lamp replaces pre-existing standard lighting Wattage. Measure includes Code case. Impacts: CFL-based HOU (varies by BldgType) | DEER1314 | Lighting Disposition | 2020-11-24 16:30 | Com-Iltg-dWatt-CFL | NonDEER | Scaled | BaseRatio | 0 | 0 | None |  | 0 |  | 1 | Com | Any | Lighting | InGen-CFL | Ltg_Lamp | LED_lamp |  | ILtg-Com-LED-20000hr | LED PAR30 Basecase, Total Watts = 3.42 x Msr Watts | LED PAR30 Basecase, Total Watts = 3.42 x Msr Watts | LED Lamp: PAR30, 18 Watts, non-dimmable | LEDratio0342 | LEDratio0342 | LED-PAR30(18w) | Available | WP source e.g.: SCE13LG106r1 | 0 | 0 | Disposition: MeasuresList-October312014.xlsx | RobNc |  |  |  | DEER1316-Ltg-Com-CFL | 2013-01-01 | 2017-06-30 | InEA_modVal |  | LD176 |  |  | Standard |  | 1 | 1 | 0 | Deemed Ex Ante Team |  |  |  | Updated to indicate claim/filing status
4362 | C-In-LED-PAR30(19w)-dWP45 | Commercial Indoor General Lighting: LED Lamp replaces pre-existing standard lighting Wattage. Measure includes Code case. Impacts: CFL-based HOU (varies by BldgType) | DEER1314 | Lighting Disposition | 2020-11-24 16:30 | Com-Iltg-dWatt-CFL | NonDEER | Scaled | BaseRatio | 0 | 0 | None |  | 0 |  | 1 | Com | Any | Lighting | InGen-CFL | Ltg_Lamp | LED_lamp |  | ILtg-Com-LED-20000hr | LED PAR30 Basecase, Total Watts = 3.42 x Msr Watts | LED PAR30 Basecase, Total Watts = 3.42 x Msr Watts | LED Lamp: PAR30, 19 Watts, non-dimmable | LEDratio0342 | LEDratio0342 | LED-PAR30(19w) | Available | WP source e.g.: SCE13LG106r1 | 0 | 0 | Disposition: MeasuresList-October312014.xlsx | RobNc |  |  |  | DEER1316-Ltg-Com-CFL | 2013-01-01 | 2017-06-30 | InEA_modVal |  | LD177 |  |  | Standard |  | 1 | 1 | 0 | Deemed Ex Ante Team |  |  |  | Updated to indicate claim/filing status
4363 | C-In-LED-PAR30(20w)-dWP48 | Commercial Indoor General Lighting: LED Lamp replaces pre-existing standard lighting Wattage. Measure includes Code case. Impacts: CFL-based HOU (varies by BldgType) | DEER1314 | Lighting Disposition | 2020-11-24 16:30 | Com-Iltg-dWatt-CFL | NonDEER | Scaled | BaseRatio | 0 | 0 | None |  | 0 |  | 1 | Com | Any | Lighting | InGen-CFL | Ltg_Lamp | LED_lamp |  | ILtg-Com-LED-20000hr | LED PAR30 Basecase, Total Watts = 3.42 x Msr Watts | LED PAR30 Basecase, Total Watts = 3.42 x Msr Watts | LED Lamp: PAR30, 20 Watts, non-dimmable | LEDratio0342 | LEDratio0342 | LED-PAR30(20w) | Available | WP source e.g.: SCE13LG106r1 | 0 | 0 | Disposition: MeasuresList-October312014.xlsx | RobNc |  |  |  | DEER1316-Ltg-Com-CFL | 2013-01-01 | 2017-06-30 | InEA_modVal |  | LD178 |  |  | Standard |  | 1 | 1 | 0 | Deemed Ex Ante Team |  |  |  | Updated to indicate claim/filing status
4364 | C-In-LED-PAR30(6w)-dWP14 | Commercial Indoor General Lighting: LED Lamp replaces pre-existing standard lighting Wattage. Measure includes Code case. Impacts: CFL-based HOU (varies by BldgType) | DEER1314 | Lighting Disposition | 2020-11-24 16:30 | Com-Iltg-dWatt-CFL | NonDEER | Scaled | BaseRatio | 0 | 0 | None |  | 0 |  | 1 | Com | Any | Lighting | InGen-CFL | Ltg_Lamp | LED_lamp |  | ILtg-Com-LED-20000hr | LED PAR30 Basecase, Total Watts = 3.42 x Msr Watts | LED PAR30 Basecase, Total Watts = 3.42 x Msr Watts | LED Lamp: PAR30, 6 Watts, non-dimmable | LEDratio0342 | LEDratio0342 | LED-PAR30(6w) | Available | WP source e.g.: SCE13LG106r1 | 0 | 0 | Disposition: MeasuresList-October312014.xlsx | RobNc |  |  |  | DEER1316-Ltg-Com-CFL | 2013-01-01 | 2017-06-30 | InEA_modVal | LT-65785 |  |  |  | Standard |  | 1 | 1 | 0 | Deemed Ex Ante Team |  |  |  | Updated to indicate claim/filing status
4365 | C-In-LED-PAR30(8w)-dWP19 | Commercial Indoor General Lighting: LED Lamp replaces pre-existing standard lighting Wattage. Measure includes Code case. Impacts: CFL-based HOU (varies by BldgType) | DEER1314 | Lighting Disposition | 2020-11-24 16:30 | Com-Iltg-dWatt-CFL | NonDEER | Scaled | BaseRatio | 0 | 0 | None |  | 0 |  | 1 | Com | Any | Lighting | InGen-CFL | Ltg_Lamp | LED_lamp |  | ILtg-Com-LED-20000hr | LED PAR30 Basecase, Total Watts = 3.42 x Msr Watts | LED PAR30 Basecase, Total Watts = 3.42 x Msr Watts | LED Lamp: PAR30, 8 Watts, non-dimmable | LEDratio0342 | LEDratio0342 | LED-PAR30(8w) | Available | WP source e.g.: SCE13LG106r1 | 0 | 0 | Disposition: MeasuresList-October312014.xlsx | RobNc |  |  |  | DEER1316-Ltg-Com-CFL | 2013-01-01 | 2017-06-30 | InEA_modVal |  | LD167 |  |  | Standard |  | 1 | 1 | 0 | Deemed Ex Ante Team |  |  |  | Updated to indicate claim/filing status
4366 | C-In-LED-PAR38(10w)-dWP28 | Commercial Indoor General Lighting: LED Lamp replaces pre-existing standard lighting Wattage. Measure includes Code case. Impacts: CFL-based HOU (varies by BldgType) | DEER1314 | Lighting Disposition | 2020-11-24 16:30 | Com-Iltg-dWatt-CFL | NonDEER | Scaled | BaseRatio | 0 | 0 | None |  | 0 |  | 1 | Com | Any | Lighting | InGen-CFL | Ltg_Lamp | LED_lamp |  | ILtg-Com-LED-20000hr | LED PAR38 Basecase, Total Watts = 3.81 x Msr Watts | LED PAR38 Basecase, Total Watts = 3.81 x Msr Watts | LED Lamp: PAR38, 10 Watts, non-dimmable | LEDratio0381 | LEDratio0381 | LED-PAR38(10w) | Available | WP source e.g.: SCE13LG106r1 | 0 | 0 | Disposition: MeasuresList-October312014.xlsx | RobNc |  |  |  | DEER1316-Ltg-Com-CFL | 2013-01-01 | 2017-06-30 | InEA_modVal |  |  |  |  | Standard |  | 1 | 1 | 0 | Deemed Ex Ante Team |  |  |  | Updated to indicate claim/filing status
4367 | C-In-LED-PAR38(12w)-dWP33 | Commercial Indoor General Lighting: LED Lamp replaces pre-existing standard lighting Wattage. Measure includes Code case. Impacts: CFL-based HOU (varies by BldgType) | DEER1314 | Lighting Disposition | 2020-11-24 16:30 | Com-Iltg-dWatt-CFL | NonDEER | Scaled | BaseRatio | 0 | 0 | None |  | 0 |  | 1 | Com | Any | Lighting | InGen-CFL | Ltg_Lamp | LED_lamp |  | ILtg-Com-LED-20000hr | LED PAR38 Basecase, Total Watts = 3.81 x Msr Watts | LED PAR38 Basecase, Total Watts = 3.81 x Msr Watts | LED Lamp: PAR38, 12 Watts, non-dimmable | LEDratio0381 | LEDratio0381 | LED-PAR38(12w) | Available | WP source e.g.: SCE13LG106r1 | 0 | 0 | Disposition: MeasuresList-October312014.xlsx | RobNc |  |  |  | DEER1316-Ltg-Com-CFL | 2013-01-01 | 2017-06-30 | InEA_modVal | LT-71886 | LD180 |  |  | Standard |  | 1 | 1 | 0 | Deemed Ex Ante Team |  |  |  | Updated to indicate claim/filing status
4368 | C-In-LED-PAR38(13w)-dWP36 | Commercial Indoor General Lighting: LED Lamp replaces pre-existing standard lighting Wattage. Measure includes Code case. Impacts: CFL-based HOU (varies by BldgType) | DEER1314 | Lighting Disposition | 2020-11-24 16:30 | Com-Iltg-dWatt-CFL | NonDEER | Scaled | BaseRatio | 0 | 0 | None |  | 0 |  | 1 | Com | Any | Lighting | InGen-CFL | Ltg_Lamp | LED_lamp |  | ILtg-Com-LED-20000hr | LED PAR38 Basecase, Total Watts = 3.81 x Msr Watts | LED PAR38 Basecase, Total Watts = 3.81 x Msr Watts | LED Lamp: PAR38, 13 Watts, non-dimmable | LEDratio0381 | LEDratio0381 | LED-PAR38(13w) | Available | WP source e.g.: SCE13LG106r1 | 0 | 0 | Disposition: MeasuresList-October312014.xlsx | RobNc |  |  |  | DEER1316-Ltg-Com-CFL | 2013-01-01 | 2017-06-30 | InEA_modVal | LT-19711 | LD181 |  |  | Standard |  | 1 | 1 | 0 | Deemed Ex Ante Team |  |  |  | Updated to indicate claim/filing status
4369 | C-In-LED-PAR38(14w)-dWP39 | Commercial Indoor General Lighting: LED Lamp replaces pre-existing standard lighting Wattage. Measure includes Code case. Impacts: CFL-based HOU (varies by BldgType) | DEER1314 | Lighting Disposition | 2020-11-24 16:30 | Com-Iltg-dWatt-CFL | NonDEER | Scaled | BaseRatio | 0 | 0 | None |  | 0 |  | 1 | Com | Any | Lighting | InGen-CFL | Ltg_Lamp | LED_lamp |  | ILtg-Com-LED-20000hr | LED PAR38 Basecase, Total Watts = 3.81 x Msr Watts | LED PAR38 Basecase, Total Watts = 3.81 x Msr Watts | LED Lamp: PAR38, 14 Watts, non-dimmable | LEDratio0381 | LEDratio0381 | LED-PAR38(14w) | Available | WP source e.g.: SCE13LG106r1 | 0 | 0 | Disposition: MeasuresList-October312014.xlsx | RobNc |  |  |  | DEER1316-Ltg-Com-CFL | 2013-01-01 | 2017-06-30 | InEA_modVal | LT-69480 | LD182 |  |  | Standard |  | 1 | 1 | 0 | Deemed Ex Ante Team |  |  |  | Updated to indicate claim/filing status
4370 | C-In-LED-PAR38(15w)-dWP42 | Commercial Indoor General Lighting: LED Lamp replaces pre-existing standard lighting Wattage. Measure includes Code case. Impacts: CFL-based HOU (varies by BldgType) | DEER1314 | Lighting Disposition | 2020-11-24 16:30 | Com-Iltg-dWatt-CFL | NonDEER | Scaled | BaseRatio | 0 | 0 | None |  | 0 |  | 1 | Com | Any | Lighting | InGen-CFL | Ltg_Lamp | LED_lamp |  | ILtg-Com-LED-20000hr | LED PAR38 Basecase, Total Watts = 3.81 x Msr Watts | LED PAR38 Basecase, Total Watts = 3.81 x Msr Watts | LED Lamp: PAR38, 15 Watts, non-dimmable | LEDratio0381 | LEDratio0381 | LED-PAR38(15w) | Available | WP source e.g.: SCE13LG106r1 | 0 | 0 | Disposition: MeasuresList-October312014.xlsx | RobNc |  |  |  | DEER1316-Ltg-Com-CFL | 2013-01-01 | 2017-06-30 | InEA_modVal |  | LD183 |  |  | Standard |  | 1 | 1 | 0 | Deemed Ex Ante Team |  |  |  | Updated to indicate claim/filing status
4371 | C-In-LED-PAR38(16w)-dWP44 | Commercial Indoor General Lighting: LED Lamp replaces pre-existing standard lighting Wattage. Measure includes Code case. Impacts: CFL-based HOU (varies by BldgType) | DEER1314 | Lighting Disposition | 2020-11-24 16:30 | Com-Iltg-dWatt-CFL | NonDEER | Scaled | BaseRatio | 0 | 0 | None |  | 0 |  | 1 | Com | Any | Lighting | InGen-CFL | Ltg_Lamp | LED_lamp |  | ILtg-Com-LED-20000hr | LED PAR38 Basecase, Total Watts = 3.81 x Msr Watts | LED PAR38 Basecase, Total Watts = 3.81 x Msr Watts | LED Lamp: PAR38, 16 Watts, non-dimmable | LEDratio0381 | LEDratio0381 | LED-PAR38(16w) | Available | WP source e.g.: PGECOLTG141r2 | 0 | 0 | Disposition: MeasuresList-October312014.xlsx | RobNc |  |  |  | DEER1316-Ltg-Com-CFL | 2013-01-01 | 2017-06-30 | InEA_modVal | LT-67816 | LD184 |  |  | Standard |  | 1 | 1 | 0 | Deemed Ex Ante Team |  |  |  | Updated to indicate claim/filing status
4372 | C-In-LED-PAR38(17w)-dWP47 | Commercial Indoor General Lighting: LED Lamp replaces pre-existing standard lighting Wattage. Measure includes Code case. Impacts: CFL-based HOU (varies by BldgType) | DEER1314 | Lighting Disposition | 2020-11-24 16:30 | Com-Iltg-dWatt-CFL | NonDEER | Scaled | BaseRatio | 0 | 0 | None |  | 0 |  | 1 | Com | Any | Lighting | InGen-CFL | Ltg_Lamp | LED_lamp |  | ILtg-Com-LED-20000hr | LED PAR38 Basecase, Total Watts = 3.81 x Msr Watts | LED PAR38 Basecase, Total Watts = 3.81 x Msr Watts | LED Lamp: PAR38, 17 Watts, non-dimmable | LEDratio0381 | LEDratio0381 | LED-PAR38(17w) | Available | WP source e.g.: SCE13LG106r1 | 0 | 0 | Disposition: MeasuresList-October312014.xlsx | RobNc |  |  |  | DEER1316-Ltg-Com-CFL | 2013-01-01 | 2017-06-30 | InEA_modVal | LT-92133 | LD185 |  |  | Standard |  | 1 | 1 | 0 | Deemed Ex Ante Team |  |  |  | Updated to indicate claim/filing status
4373 | C-In-LED-PAR38(18w)-dWP50 | Commercial Indoor General Lighting: LED Lamp replaces pre-existing standard lighting Wattage. Measure includes Code case. Impacts: CFL-based HOU (varies by BldgType) | DEER1314 | Lighting Disposition | 2020-11-24 16:30 | Com-Iltg-dWatt-CFL | NonDEER | Scaled | BaseRatio | 0 | 0 | None |  | 0 |  | 1 | Com | Any | Lighting | InGen-CFL | Ltg_Lamp | LED_lamp |  | ILtg-Com-LED-20000hr | LED PAR38 Basecase, Total Watts = 3.81 x Msr Watts | LED PAR38 Basecase, Total Watts = 3.81 x Msr Watts | LED Lamp: PAR38, 18 Watts, non-dimmable | LEDratio0381 | LEDratio0381 | LED-PAR38(18w) | Available | WP source e.g.: SCE13LG106r1 | 0 | 0 | Disposition: MeasuresList-October312014.xlsx | RobNc |  |  |  | DEER1316-Ltg-Com-CFL | 2013-01-01 | 2017-06-30 | InEA_modVal | LT-71514 | LD186 |  |  | Standard |  | 1 | 1 | 0 | Deemed Ex Ante Team |  |  |  | Updated to indicate claim/filing status
4374 | C-In-LED-PAR38(19w)-dWP53 | Commercial Indoor General Lighting: LED Lamp replaces pre-existing standard lighting Wattage. Measure includes Code case. Impacts: CFL-based HOU (varies by BldgType) | DEER1314 | Lighting Disposition | 2020-11-24 16:30 | Com-Iltg-dWatt-CFL | NonDEER | Scaled | BaseRatio | 0 | 0 | None |  | 0 |  | 1 | Com | Any | Lighting | InGen-CFL | Ltg_Lamp | LED_lamp |  | ILtg-Com-LED-20000hr | LED PAR38 Basecase, Total Watts = 3.81 x Msr Watts | LED PAR38 Basecase, Total Watts = 3.81 x Msr Watts | LED Lamp: PAR38, 19 Watts, non-dimmable | LEDratio0381 | LEDratio0381 | LED-PAR38(19w) | Available | WP source e.g.: SCE13LG106r1 | 0 | 0 | Disposition: MeasuresList-October312014.xlsx | RobNc |  |  |  | DEER1316-Ltg-Com-CFL | 2013-01-01 | 2017-06-30 | InEA_modVal | LT-43354 | LD187 |  |  | Standard |  | 1 | 1 | 0 | Deemed Ex Ante Team |  |  |  | Updated to indicate claim/filing status
4375 | C-In-LED-PAR38(20.1w)-dWP56 | Commercial Indoor General Lighting: LED Lamp replaces pre-existing standard lighting Wattage. Measure includes Code case. Impacts: CFL-based HOU (varies by BldgType) | DEER1314 | Lighting Disposition | 2020-11-24 16:30 | Com-Iltg-dWatt-CFL | NonDEER | Scaled | BaseRatio | 0 | 0 | None |  | 0 |  | 1 | Com | Any | Lighting | InGen-CFL | Ltg_Lamp | LED_lamp |  | ILtg-Com-LED-20000hr | LED PAR38 Basecase, Total Watts = 3.81 x Msr Watts | LED PAR38 Basecase, Total Watts = 3.81 x Msr Watts | LED Lamp: PAR38, 20.1 Watts, non-dimmable | LEDratio0381 | LEDratio0381 | LED-PAR38(20.1w) | Available | WP source e.g.: PGECOLTG141r2 | 0 | 0 | Disposition: MeasuresList-October312014.xlsx | RobNc |  |  |  | DEER1316-Ltg-Com-CFL | 2013-01-01 | 2017-06-30 | InEA_modVal |  |  |  |  | Standard |  | 1 | 1 | 0 | Deemed Ex Ante Team |  |  |  | Updated to indicate claim/filing status
4376 | C-In-LED-PAR38(20w)-dWP56 | Commercial Indoor General Lighting: LED Lamp replaces pre-existing standard lighting Wattage. Measure includes Code case. Impacts: CFL-based HOU (varies by BldgType) | DEER1314 | Lighting Disposition | 2020-11-24 16:30 | Com-Iltg-dWatt-CFL | NonDEER | Scaled | BaseRatio | 0 | 0 | None |  | 0 |  | 1 | Com | Any | Lighting | InGen-CFL | Ltg_Lamp | LED_lamp |  | ILtg-Com-LED-20000hr | LED PAR38 Basecase, Total Watts = 3.81 x Msr Watts | LED PAR38 Basecase, Total Watts = 3.81 x Msr Watts | LED Lamp: PAR38, 20 Watts, non-dimmable | LEDratio0381 | LEDratio0381 | LED-PAR38(20w) | Available | WP source e.g.: SCE13LG106r1 | 0 | 0 | Disposition: MeasuresList-October312014.xlsx | RobNc |  |  |  | DEER1316-Ltg-Com-CFL | 2013-01-01 | 2017-06-30 | InEA_modVal | LT-95006 | LD188 |  |  | Standard |  | 1 | 1 | 0 | Deemed Ex Ante Team |  |  |  | Updated to indicate claim/filing status
4377 | C-In-LED-PAR38(21w)-dWP59 | Commercial Indoor General Lighting: LED Lamp replaces pre-existing standard lighting Wattage. Measure includes Code case. Impacts: CFL-based HOU (varies by BldgType) | DEER1314 | Lighting Disposition | 2020-11-24 16:30 | Com-Iltg-dWatt-CFL | NonDEER | Scaled | BaseRatio | 0 | 0 | None |  | 0 |  | 1 | Com | Any | Lighting | InGen-CFL | Ltg_Lamp | LED_lamp |  | ILtg-Com-LED-20000hr | LED PAR38 Basecase, Total Watts = 3.81 x Msr Watts | LED PAR38 Basecase, Total Watts = 3.81 x Msr Watts | LED Lamp: PAR38, 21 Watts, non-dimmable | LEDratio0381 | LEDratio0381 | LED-PAR38(21w) | Available | WP source e.g.: SCE13LG106r1 | 0 | 0 | Disposition: MeasuresList-October312014.xlsx | RobNc |  |  |  | DEER1316-Ltg-Com-CFL | 2013-01-01 | 2017-06-30 | InEA_modVal |  | LD189 |  |  | Standard |  | 1 | 1 | 0 | Deemed Ex Ante Team |  |  |  | Updated to indicate claim/filing status
4378 | C-In-LED-PAR38(22w)-dWP61 | Commercial Indoor General Lighting: LED Lamp replaces pre-existing standard lighting Wattage. Measure includes Code case. Impacts: CFL-based HOU (varies by BldgType) | DEER1314 | Lighting Disposition | 2020-11-24 16:30 | Com-Iltg-dWatt-CFL | NonDEER | Scaled | BaseRatio | 0 | 0 | None |  | 0 |  | 1 | Com | Any | Lighting | InGen-CFL | Ltg_Lamp | LED_lamp |  | ILtg-Com-LED-20000hr | LED PAR38 Basecase, Total Watts = 3.81 x Msr Watts | LED PAR38 Basecase, Total Watts = 3.81 x Msr Watts | LED Lamp: PAR38, 22 Watts, non-dimmable | LEDratio0381 | LEDratio0381 | LED-PAR38(22w) | Available | WP source e.g.: SCE13LG106r1 | 0 | 0 | Disposition: MeasuresList-October312014.xlsx | RobNc |  |  |  | DEER1316-Ltg-Com-CFL | 2013-01-01 | 2017-06-30 | InEA_modVal |  | LD190 |  |  | Standard |  | 1 | 1 | 0 | Deemed Ex Ante Team |  |  |  | Updated to indicate claim/filing status
4379 | C-In-LED-PAR38(23w)-dWP64 | Commercial Indoor General Lighting: LED Lamp replaces pre-existing standard lighting Wattage. Measure includes Code case. Impacts: CFL-based HOU (varies by BldgType) | DEER1314 | Lighting Disposition | 2020-11-24 16:30 | Com-Iltg-dWatt-CFL | NonDEER | Scaled | BaseRatio | 0 | 0 | None |  | 0 |  | 1 | Com | Any | Lighting | InGen-CFL | Ltg_Lamp | LED_lamp |  | ILtg-Com-LED-20000hr | LED PAR38 Basecase, Total Watts = 3.81 x Msr Watts | LED PAR38 Basecase, Total Watts = 3.81 x Msr Watts | LED Lamp: PAR38, 23 Watts, non-dimmable | LEDratio0381 | LEDratio0381 | LED-PAR38(23w) | Available | WP source e.g.: SCE13LG106r1 | 0 | 0 | Disposition: MeasuresList-October312014.xlsx | RobNc |  |  |  | DEER1316-Ltg-Com-CFL | 2013-01-01 | 2017-06-30 | InEA_modVal |  | LD191 |  |  | Standard |  | 1 | 1 | 0 | Deemed Ex Ante Team |  |  |  | Updated to indicate claim/filing status
4380 | C-In-LED-PAR38(24w)-dWP67 | Commercial Indoor General Lighting: LED Lamp replaces pre-existing standard lighting Wattage. Measure includes Code case. Impacts: CFL-based HOU (varies by BldgType) | DEER1314 | Lighting Disposition | 2020-11-24 16:30 | Com-Iltg-dWatt-CFL | NonDEER | Scaled | BaseRatio | 0 | 0 | None |  | 0 |  | 1 | Com | Any | Lighting | InGen-CFL | Ltg_Lamp | LED_lamp |  | ILtg-Com-LED-20000hr | LED PAR38 Basecase, Total Watts = 3.81 x Msr Watts | LED PAR38 Basecase, Total Watts = 3.81 x Msr Watts | LED Lamp: PAR38, 24 Watts, non-dimmable | LEDratio0381 | LEDratio0381 | LED-PAR38(24w) | Available | WP source e.g.: SCE13LG106r1 | 0 | 0 | Disposition: MeasuresList-October312014.xlsx | RobNc |  |  |  | DEER1316-Ltg-Com-CFL | 2013-01-01 | 2017-06-30 | InEA_modVal |  | LD192 |  |  | Standard |  | 1 | 1 | 0 | Deemed Ex Ante Team |  |  |  | Updated to indicate claim/filing status
4381 | C-In-LED-PAR38(25w)-dWP70 | Commercial Indoor General Lighting: LED Lamp replaces pre-existing standard lighting Wattage. Measure includes Code case. Impacts: CFL-based HOU (varies by BldgType) | DEER1314 | Lighting Disposition | 2020-11-24 16:30 | Com-Iltg-dWatt-CFL | NonDEER | Scaled | BaseRatio | 0 | 0 | None |  | 0 |  | 1 | Com | Any | Lighting | InGen-CFL | Ltg_Lamp | LED_lamp |  | ILtg-Com-LED-20000hr | LED PAR38 Basecase, Total Watts = 3.81 x Msr Watts | LED PAR38 Basecase, Total Watts = 3.81 x Msr Watts | LED Lamp: PAR38, 25 Watts, non-dimmable | LEDratio0381 | LEDratio0381 | LED-PAR38(25w) | Available | WP source e.g.: SCE13LG106rx | 0 | 0 | Disposition: MeasuresList-October312014.xlsx | RobNc |  |  |  | DEER1316-Ltg-Com-CFL | 2013-01-01 | 2017-06-30 | InEA_modVal |  | LD193 |  |  | Standard |  | 1 | 1 | 0 | Deemed Ex Ante Team |  |  |  | Updated to indicate claim/filing status
4382 | C-In-LED-PAR38(26w)-dWP73 | Commercial Indoor General Lighting: LED Lamp replaces pre-existing standard lighting Wattage. Measure includes Code case. Impacts: CFL-based HOU (varies by BldgType) | DEER1314 | Lighting Disposition | 2020-11-24 16:30 | Com-Iltg-dWatt-CFL | NonDEER | Scaled | BaseRatio | 0 | 0 | None |  | 0 |  | 1 | Com | Any | Lighting | InGen-CFL | Ltg_Lamp | LED_lamp |  | ILtg-Com-LED-20000hr | LED PAR38 Basecase, Total Watts = 3.81 x Msr Watts | LED PAR38 Basecase, Total Watts = 3.81 x Msr Watts | LED Lamp: PAR38, 26 Watts, non-dimmable | LEDratio0381 | LEDratio0381 | LED-PAR38(26w) | Available | WP source e.g.: SCE13LG106rx | 0 | 0 | Disposition: MeasuresList-October312014.xlsx | RobNc |  |  |  | DEER1316-Ltg-Com-CFL | 2013-01-01 | 2017-06-30 | InEA_modVal | LT-59745 | LD194 |  |  | Standard |  | 1 | 1 | 0 | Deemed Ex Ante Team |  |  |  | Updated to indicate claim/filing status
4383 | C-In-LED-PAR38(27w)-dWP75 | Commercial Indoor General Lighting: LED Lamp replaces pre-existing standard lighting Wattage. Measure includes Code case. Impacts: CFL-based HOU (varies by BldgType) | DEER1314 | Lighting Disposition | 2020-11-24 16:30 | Com-Iltg-dWatt-CFL | NonDEER | Scaled | BaseRatio | 0 | 0 | None |  | 0 |  | 1 | Com | Any | Lighting | InGen-CFL | Ltg_Lamp | LED_lamp |  | ILtg-Com-LED-20000hr | LED PAR38 Basecase, Total Watts = 3.81 x Msr Watts | LED PAR38 Basecase, Total Watts = 3.81 x Msr Watts | LED Lamp: PAR38, 27 Watts, non-dimmable | LEDratio0381 | LEDratio0381 | LED-PAR38(27w) | Available | WP source e.g.: SCE13LG106rx | 0 | 0 | Disposition: MeasuresList-October312014.xlsx | RobNc |  |  |  | DEER1316-Ltg-Com-CFL | 2013-01-01 | 2017-06-30 | InEA_modVal |  | LD195 |  |  | Standard |  | 1 | 1 | 0 | Deemed Ex Ante Team |  |  |  | Updated to indicate claim/filing status
4384 | C-In-LED-PAR38(7w)-dWP19 | Commercial Indoor General Lighting: LED Lamp replaces pre-existing standard lighting Wattage. Measure includes Code case. Impacts: CFL-based HOU (varies by BldgType) | DEER1314 | Lighting Disposition | 2020-11-24 16:30 | Com-Iltg-dWatt-CFL | NonDEER | Scaled | BaseRatio | 0 | 0 | None |  | 0 |  | 1 | Com | Any | Lighting | InGen-CFL | Ltg_Lamp | LED_lamp |  | ILtg-Com-LED-20000hr | LED PAR38 Basecase, Total Watts = 3.81 x Msr Watts | LED PAR38 Basecase, Total Watts = 3.81 x Msr Watts | LED Lamp: PAR38, 7 Watts, non-dimmable | LEDratio0381 | LEDratio0381 | LED-PAR38(7w) | Available | WP source e.g.: SCE13LG106r1 | 0 | 0 | Disposition: MeasuresList-October312014.xlsx | RobNc |  |  |  | DEER1316-Ltg-Com-CFL | 2013-01-01 | 2017-06-30 | InEA_modVal | LT-90344 |  |  |  | Standard |  | 1 | 1 | 0 | Deemed Ex Ante Team |  |  |  | Updated to indicate claim/filing status
4385 | C-In-LED-PAR38(8w)-dWP22 | Commercial Indoor General Lighting: LED Lamp replaces pre-existing standard lighting Wattage. Measure includes Code case. Impacts: CFL-based HOU (varies by BldgType) | DEER1314 | Lighting Disposition | 2020-11-24 16:30 | Com-Iltg-dWatt-CFL | NonDEER | Scaled | BaseRatio | 0 | 0 | None |  | 0 |  | 1 | Com | Any | Lighting | InGen-CFL | Ltg_Lamp | LED_lamp |  | ILtg-Com-LED-20000hr | LED PAR38 Basecase, Total Watts = 3.81 x Msr Watts | LED PAR38 Basecase, Total Watts = 3.81 x Msr Watts | LED Lamp: PAR38, 8 Watts, non-dimmable | LEDratio0381 | LEDratio0381 | LED-PAR38(8w) | Available | WP source e.g.: PGECOLTG141r2 | 0 | 0 | Disposition: MeasuresList-October312014.xlsx | RobNc |  |  |  | DEER1316-Ltg-Com-CFL | 2013-01-01 | 2017-06-30 | InEA_modVal |  | LD179 |  |  | Standard |  | 1 | 1 | 0 | Deemed Ex Ante Team |  |  |  | Updated to indicate claim/filing status
4386 | C-In-LED-RefR(11w)-dWP37 | Commercial Indoor General Lighting: LED Lamp replaces pre-existing standard lighting Wattage. Measure includes Code case. Impacts: CFL-based HOU (varies by BldgType) | DEER2011 | Lighting Disposition | 2020-11-24 16:30 | Com-Iltg-dWatt-CFL | NonDEER | Scaled | BaseRatio | 0 | 0 | None |  | 0 |  | 1 | Com | Any | Lighting | InGen-CFL | Ltg_Lamp | LED_lamp |  | ILtg-Com-LED-20000hr | LED R/BR Basecase, Total Watts = 4.40 x Msr Watts | LED R/BR Basecase, Total Watts = 4.40 x Msr Watts | LED Lamp: RefR, 11 Watts, non-dimmable | LEDratio0440 | LEDratio0440 | LED-RefR(11w) | Available | WP source: PGECOLTG177r1. For use prior to July 1, 2014 only. | 0 | 0 | Disposition: MeasuresList-October312014.xlsx | RobNc |  |  |  | None | 2013-01-01 | 2014-06-30 | InEA_modVal |  |  |  |  | Standard |  | 1 | 1 | 0 | Deemed Ex Ante Team |  |  |  | Updated to indicate claim/filing status
4387 | C-In-LED-RefR(11w)-dWP41 | Commercial Indoor General Lighting: LED Lamp replaces pre-existing standard lighting Wattage. Measure includes Code case. Impacts: CFL-based HOU (varies by BldgType) | DEER1314 | Lighting Disposition | 2020-11-24 16:30 | Com-Iltg-dWatt-CFL | NonDEER | Scaled | BaseRatio | 0 | 0 | None |  | 0 |  | 1 | Com | Any | Lighting | InGen-CFL | Ltg_Lamp | LED_lamp |  | ILtg-Com-LED-20000hr | LED R/BR Basecase greater than or equal to 11, less than 14 Watts, Total Watts = 4.80 x Msr Watts | LED R/BR Basecase greater than or equal to 11, less than 14 Watts, Total Watts = 4.80 x Msr Watts | LED Lamp: RefR, 11 Watts, non-dimmable | LEDratio0480 | LEDratio0480 | LED-RefR(11w) | Available | WP source: PGECOLTG177r2 | 0 | 0 | Disposition: MeasuresList-October312014.xlsx | RobNc |  |  |  | DEER1316-Ltg-Com-CFL | 2014-07-01 | 2017-06-30 | InEA_modVal |  |  |  |  | Standard |  | 1 | 1 | 0 | Deemed Ex Ante Team |  |  |  | Updated to indicate claim/filing status
4388 | C-In-LED-RefR(14w)-dWP39 | Commercial Indoor General Lighting: LED Lamp replaces pre-existing standard lighting Wattage. Measure includes Code case. Impacts: CFL-based HOU (varies by BldgType) | DEER2011 | Lighting Disposition | 2020-11-24 16:30 | Com-Iltg-dWatt-CFL | NonDEER | Scaled | BaseRatio | 0 | 0 | None |  | 0 |  | 1 | Com | Any | Lighting | InGen-CFL | Ltg_Lamp | LED_lamp |  | ILtg-Com-LED-20000hr | LED R/BR Basecase, Total Watts = 3.80 x Msr Watts | LED R/BR Basecase, Total Watts = 3.80 x Msr Watts | LED Lamp: RefR, 14 Watts, non-dimmable | LEDratio0380 | LEDratio0380 | LED-RefR(14w) | Available | WP source: PGECOLTG177r1. For use prior to July 1, 2014 only. | 0 | 0 | Disposition: MeasuresList-October312014.xlsx | RobNc |  |  |  | None | 2013-01-01 | 2014-06-30 | InEA_modVal |  |  |  |  | Standard |  | 1 | 1 | 0 | Deemed Ex Ante Team |  |  |  | Updated to indicate claim/filing status
4389 | C-In-LED-RefR(14w)-dWP46 | Commercial Indoor General Lighting: LED Lamp replaces pre-existing standard lighting Wattage. Measure includes Code case. Impacts: CFL-based HOU (varies by BldgType) | DEER1314 | Lighting Disposition | 2020-11-24 16:30 | Com-Iltg-dWatt-CFL | NonDEER | Scaled | BaseRatio | 0 | 0 | None |  | 0 |  | 1 | Com | Any | Lighting | InGen-CFL | Ltg_Lamp | LED_lamp |  | ILtg-Com-LED-20000hr | LED R/BR Basecase greater than or egual to 14 Watts, Total Watts = 4.34 x Msr Watts | LED R/BR Basecase greater than or egual to 14 Watts, Total Watts = 4.34 x Msr Watts | LED Lamp: RefR, 14 Watts, non-dimmable | LEDratio0434 | LEDratio0434 | LED-RefR(14w) | Available | WP source: PGECOLTG177r2 | 0 | 0 | Disposition: MeasuresList-October312014.xlsx | RobNc |  |  |  | DEER1316-Ltg-Com-CFL | 2014-07-01 | 2017-06-30 | InEA_modVal |  |  |  |  | Standard |  | 1 | 1 | 0 | Deemed Ex Ante Team |  |  |  | Updated to indicate claim/filing status
4390 | C-In-LED-RefR(6w)-dWP21 | Commercial Indoor General Lighting: LED Lamp replaces pre-existing standard lighting Wattage. Measure includes Code case. Impacts: CFL-based HOU (varies by BldgType) | DEER2011 | Lighting Disposition | 2020-11-24 16:30 | Com-Iltg-dWatt-CFL | NonDEER | Scaled | BaseRatio | 0 | 0 | None |  | 0 |  | 1 | Com | Any | Lighting | InGen-CFL | Ltg_Lamp | LED_lamp |  | ILtg-Com-LED-20000hr | LED BR Basecase, Total Watts = 4.56 x Msr Watts (pre 7/1/2015 only) | LED BR Basecase, Total Watts = 4.56 x Msr Watts (pre 7/1/2015 only) | LED Lamp: RefR, 6 Watts, non-dimmable | LEDratio0456 | LEDratio0456 | LED-RefR(6w) | Available | WP source: PGECOLTG177r1. For use prior to July 1, 2014 only. | 0 | 0 | Disposition: MeasuresList-October312014.xlsx | RobNc |  |  |  | None | 2013-01-01 | 2014-06-30 | InEA_modVal |  |  |  |  | Standard |  | 1 | 1 | 0 | Deemed Ex Ante Team |  |  |  | Updated to indicate claim/filing status
4391 | C-In-LED-RefR(6w)-dWP30 | Commercial Indoor General Lighting: LED Lamp replaces pre-existing standard lighting Wattage. Measure includes Code case. Impacts: CFL-based HOU (varies by BldgType) | DEER1314 | Lighting Disposition | 2020-11-24 16:30 | Com-Iltg-dWatt-CFL | NonDEER | Scaled | BaseRatio | 0 | 0 | None |  | 0 |  | 1 | Com | Any | Lighting | InGen-CFL | Ltg_Lamp | LED_lamp |  | ILtg-Com-LED-20000hr | LED R/BR Basecase less than 11 Watts, Total Watts = 6.09 x Msr Watts | LED R/BR Basecase less than 11 Watts, Total Watts = 6.09 x Msr Watts | LED Lamp: RefR, 6 Watts, non-dimmable | LEDratio0609 | LEDratio0609 | LED-RefR(6w) | Available | WP source: PGECOLTG177r2 | 0 | 0 | Disposition: MeasuresList-October312014.xlsx | RobNc |  |  |  | DEER1316-Ltg-Com-CFL | 2014-07-01 | 2017-06-30 | InEA_modVal |  |  |  |  | Standard |  | 1 | 1 | 0 | Deemed Ex Ante Team |  |  |  | Updated to indicate claim/filing status
4392 | C-In-LFFixt-T5-22in-14w+El-RS-HLO(34w)-dWP26 | Commercial Indoor General Lighting: more efficient Linear Fluorescent Fixture installed. Measure includes Code case. Impacts: Linear Fluorescent-based HOU (varies by BldgType) | DEER1314 | Lighting Disposition | 2020-11-24 16:30 | Com-Iltg-dWatt-LF | NonDEER | Scaled | Delta |  |  | None |  | 0 |  | 1 | Com | Any | Lighting | InGen-LF | Ltg_Fixture | LinFluor_fixt |  | ILtg-T5 |  |  |  | LFFixt-U6-22in-32w+El-IS-NLO(60w) | LFFixt-U6-22in-32w+El-IS-NLO(60w) | LFFixt-T5-22in-14w+El-RS-HLO(34w) | Available | WP source e.g.: PGECOLTG160r1 | 0 | 0 | Disposition: MeasuresList-May222014.xlsx | RobNc |  | ILtg-Lfluor-Elec |  | DEER1316-Ltg-Com-LF | 2013-01-01 | 2018-12-31 | DEER2016 HOU Update |  |  |  |  | Standard | Expires 12/31/2018 due to revised DEER2019 code/ISP baseline | 1 | 1 | 0 | Deemed Ex Ante Team |  | Expires 12/31/2018 due to revised DEER2019 code/ISP baseline |  | Updated to indicate claim/filing status
4393 | C-In-LFFixt-T5-22in-14w+El-RS-NLO(32w)-dWP28 | Commercial Indoor General Lighting: more efficient Linear Fluorescent Fixture installed. Measure includes Code case. Impacts: Linear Fluorescent-based HOU (varies by BldgType) | DEER1314 | Lighting Disposition | 2020-11-24 16:30 | Com-Iltg-dWatt-LF | DEER | Scaled | Delta |  |  | None |  | 0 |  | 1 | Com | Any | Lighting | InGen-LF | Ltg_Fixture | LinFluor_fixt |  | ILtg-T5 |  |  |  | LFFixt-U6-22in-32w+El-IS-NLO(60w) | LFFixt-U6-22in-32w+El-IS-NLO(60w) | LFFixt-T5-22in-14w+El-RS-NLO(32w) | Available | WP source e.g.: PGECOLTG160r1 | 0 | 0 | Disposition: MeasuresList-May222014.xlsx | RobNc |  | ILtg-Lfluor-Elec |  | DEER1316-Ltg-Com-LF | 2013-01-01 | 2018-12-31 | DEER2016 HOU Update |  |  |  |  | Standard | Expires 12/31/2018 due to revised DEER2019 code/ISP baseline | 1 | 1 | 0 | Deemed Ex Ante Team |  | Expires 12/31/2018 due to revised DEER2019 code/ISP baseline |  | Updated to indicate claim/filing status
4394 | C-In-LFFixt-T5-46in-28w+El-RS-HLO(64w)-dWP19 | Commercial Indoor General Lighting: more efficient Linear Fluorescent Fixture installed. Measure includes Code case. Impacts: Linear Fluorescent-based HOU (varies by BldgType) | DEER1314 | Lighting Disposition | 2020-11-24 16:30 | Com-Iltg-dWatt-LF | DEER | Scaled | Delta |  |  | None |  | 0 |  | 1 | Com | Any | Lighting | InGen-LF | Ltg_Fixture | LinFluor_fixt |  | ILtg-T5 |  |  |  | LFFixt-T8-48in-32w-3g+El-IS-NLO(83w) | LFFixt-T8-48in-32w-3g+El-IS-NLO(83w) | LFFixt-T5-46in-28w+El-RS-HLO(64w) | Available | WP source e.g.: PGECOLTG160r1 | 0 | 0 | Disposition: MeasuresList-May222014.xlsx | RobNc |  | ILtg-Lfluor-Elec |  | DEER1316-Ltg-Com-LF | 2013-01-01 | 2018-12-31 | DEER2016 HOU Update |  |  |  |  | Standard | Expires 12/31/2018 due to revised DEER2019 code/ISP baseline | 1 | 1 | 0 | Deemed Ex Ante Team |  | Expires 12/31/2018 due to revised DEER2019 code/ISP baseline |  | Updated to indicate claim/filing status
4395 | C-In-LFFixt-T5-46in-28w+El-RS-NLO(58w)-dWP25 | Commercial Indoor General Lighting: more efficient Linear Fluorescent Fixture installed. Measure includes Code case. Impacts: Linear Fluorescent-based HOU (varies by BldgType) | DEER1314 | Lighting Disposition | 2020-11-24 16:30 | Com-Iltg-dWatt-LF | DEER | Scaled | Delta |  |  | None |  | 0 |  | 1 | Com | Any | Lighting | InGen-LF | Ltg_Fixture | LinFluor_fixt |  | ILtg-T5 |  |  |  | LFFixt-T8-48in-32w-3g+El-IS-NLO(83w) | LFFixt-T8-48in-32w-3g+El-IS-NLO(83w) | LFFixt-T5-46in-28w+El-RS-NLO(58w) | Available | WP source e.g.: PGECOLTG160r1 | 0 | 0 | Disposition: MeasuresList-May222014.xlsx | RobNc |  | ILtg-Lfluor-Elec |  | DEER1316-Ltg-Com-LF | 2013-01-01 | 2018-12-31 | DEER2016 HOU Update |  |  |  |  | Standard | Expires 12/31/2018 due to revised DEER2019 code/ISP baseline | 1 | 1 | 0 | Deemed Ex Ante Team |  | Expires 12/31/2018 due to revised DEER2019 code/ISP baseline |  | Updated to indicate claim/filing status
4396 | C-In-LFFixt-T5-46in-54w+El-PS-HLO(117w)-dWP73 | Commercial Indoor General Lighting: Linear Fluorescent Fixture replaces HID Fixture. Measure includes Code case. Impacts: Linear Fluorescent-based HOU (varies by BldgType) | DEER1314 | Lighting Disposition | 2020-11-24 16:30 | Com-Iltg-dWatt-LF | NonDEER | Scaled | Delta |  |  | None |  | 0 |  | 1 | Com | Any | Lighting | InGen-HB | Ltg_Fixture | LinFluor_fixt |  | ILtg-T5 |  |  |  | HIDFixt-MH-150w(190w) | HIDFixt-MH-150w(190w) | LFFixt-T5-46in-54w+El-PS-HLO(117w) | Available | Not Used in 2013-2014 Final Lighting Disposition | 0 | 0 | Disposition: MeasuresList-May222014.xlsx | RobNc |  | ILtg-MH |  | DEER1316-Ltg-Com-HB | 2013-01-01 | 2018-03-31 | DEER2015 Uncertain Msr Update |  |  |  |  | Standard |  | 1 | 1 | 0 | Deemed Ex Ante Team |  |  |  | Updated to indicate claim/filing status
4397 | C-In-LFFixt-T5-46in-54w+El-PS-HLO(117w)-dwP98-dwC91 | Commercial Indoor General Lighting: Linear Fluorescent Fixture replaces HID fixture. Measure includes Code case. Impacts: Linear Fluorescent-based HOU (varies by BldgType) | DEER1314 | Lighting Disposition | 2020-11-24 16:30 | Com-Iltg-dWatt-LF | DEER | Scaled | Delta |  |  | None |  | 0 |  | 1 | Com | Any | Lighting | InGen-HB | Ltg_Fixture | LinFluor_fixt |  | ILtg-T5 |  |  |  | HIDFixt-MH-175w(215w) | HIDFixt-PSMH-175w(208w) | LFFixt-T5-46in-54w+El-PS-HLO(117w) | Available |  | 0 | 0 | RevisedHighBay.xlsx | ErRobNc |  | ILtg-MH |  | DEER1316-Ltg-Com-HB | 2013-01-01 | 2018-03-31 | DEER2015 Uncertain Msr Update | LT-12866 | LT005 |  |  | Standard |  | 1 | 1 | 0 | Deemed Ex Ante Team |  |  |  | Updated to indicate claim/filing status
4398 | C-In-LFFixt-T5-46in-54w+El-PS-HLO(585w)-dwP265-dwC233 | Commercial Indoor General Lighting: Linear Fluorescent Fixture replaces HID fixture. Measure includes Code case. Impacts: Linear Fluorescent-based HOU (varies by BldgType) | DEER1314 | Lighting Disposition | 2020-11-24 16:30 | Com-Iltg-dWatt-LF | NonDEER | Scaled | Delta |  |  | None |  | 0 |  | 1 | Com | Any | Lighting | InGen-HB | Ltg_Fixture | LinFluor_fixt |  | ILtg-T5 |  |  |  | HIDFixt-MH-750w(850w) | HIDFixt-PSMH-750w(818w) | LFFixt-T5-46in-54w+El-PS-HLO(585w) | Available |  | 0 | 0 | RevisedHighBay.xlsx | ErRobNc |  | ILtg-MH |  | DEER1316-Ltg-Com-HB | 2013-01-01 | 2018-03-31 | DEER2015 Uncertain Msr Update | LT-92448 |  |  |  | Standard |  | 1 | 1 | 0 | Deemed Ex Ante Team |  |  |  | Updated to indicate claim/filing status
4399 | C-In-LFFixt-T5-46in-54w+El-PS-HLO(585w)-dWP495-dWC233 | Commercial Indoor General Lighting: Linear Fluorescent Fixture replaces HID Fixture. Measure includes Code case. Impacts: Linear Fluorescent-based HOU (varies by BldgType) | DEER1314 | Lighting Disposition | 2020-11-24 16:30 | Com-Iltg-dWatt-LF | DEER | Scaled | Delta |  |  | None |  | 0 |  | 1 | Com | Any | Lighting | InGen-HB | Ltg_Fixture | LinFluor_fixt |  | ILtg-T5 |  |  |  | HIDFixt-MH-1000w(1080w) | HIDFixt-PSMH-750w(818w) | LFFixt-T5-46in-54w+El-PS-HLO(585w) | Available | WP source e.g.: SCE13LG086r0 | 0 | 0 | Disposition: MeasuresList-May222014.xlsx | ErRobNc |  | ILtg-MH |  | DEER1316-Ltg-Com-HB | 2013-01-01 | 2018-03-31 | DEER2015 Uncertain Msr Update |  | LT001 |  |  | Standard |  | 1 | 1 | 0 | Deemed Ex Ante Team |  |  |  | Updated to indicate claim/filing status
4400 | C-In-LFFixt-T5-46in-54w+El-PS-HLO(62w)-dWP66 | Commercial Indoor General Lighting: Linear Fluorescent Fixture replaces HID Fixture. Measure includes Code case. Impacts: Linear Fluorescent-based HOU (varies by BldgType) | DEER1314 | Lighting Disposition | 2020-11-24 16:30 | Com-Iltg-dWatt-LF | DEER | Scaled | Delta |  |  | None |  | 0 |  | 1 | Com | Any | Lighting | InGen-HB | Ltg_Fixture | LinFluor_fixt |  | ILtg-T5 |  |  |  | HIDFixt-MH-100w(128w) | HIDFixt-MH-100w(128w) | LFFixt-T5-46in-54w+El-PS-HLO(62w) | Available | WP source e.g.: WPSDGENRLG0044r4 | 0 | 0 | Disposition: MeasuresList-May222014.xlsx | RobNc |  | ILtg-MH |  | DEER1316-Ltg-Com-HB | 2013-01-01 | 2018-03-31 | DEER2015 Uncertain Msr Update | LT-41199 | LT006 |  |  | Standard |  | 1 | 1 | 0 | Deemed Ex Ante Team |  |  |  | Updated to indicate claim/filing status
4401 | C-In-LFFixt-T5-46in-54w+El-PS-HLO-1(179w)-dWP116-dWC109 | Commercial Indoor General Lighting: Linear Fluorescent Fixture replaces HID Fixture. Measure includes Code case. Impacts: Linear Fluorescent-based HOU (varies by BldgType) | DEER1314 | Lighting Disposition | 2020-11-24 16:30 | Com-Iltg-dWatt-LF | DEER | Scaled | Delta |  |  | None |  | 0 |  | 1 | Com | Any | Lighting | InGen-HB | Ltg_Fixture | LinFluor_fixt |  | ILtg-T5 |  |  |  | HIDFixt-MH-250w(295w) | HIDFixt-PSMH-250w(288w) | LFFixt-T5-46in-54w+El-PS-HLO-1(179w) | Available | WP source e.g.: SCE13LG086r0 | 0 | 0 | Disposition: MeasuresList-May222014.xlsx | ErRobNc |  | ILtg-MH |  | DEER1316-Ltg-Com-HB | 2013-01-01 | 2018-03-31 | DEER2015 Uncertain Msr Update | LT-84912 |  |  |  | Standard |  | 1 | 1 | 0 | Deemed Ex Ante Team |  |  |  | Updated to indicate claim/filing status
4402 | C-In-LFFixt-T5-46in-54w+El-PS-HLO-1(234w)-dwP166-dwC131 | Commercial Indoor General Lighting: Linear Fluorescent Fixture replaces HID fixture. Measure includes Code case. Impacts: Linear Fluorescent-based HOU (varies by BldgType) | DEER1314 | Lighting Disposition | 2020-11-24 16:30 | Com-Iltg-dWatt-LF | NonDEER | Scaled | Delta |  |  | None |  | 0 |  | 1 | Com | Any | Lighting | InGen-HB | Ltg_Fixture | LinFluor_fixt |  | ILtg-T5 |  |  |  | HIDFixt-MH-350w(400w) | HIDFixt-PSMH-320w(365w) | LFFixt-T5-46in-54w+El-PS-HLO-1(234w) | Available |  | 0 | 0 | RevisedHighBay.xlsx | ErRobNc |  | ILtg-MH |  | DEER1316-Ltg-Com-HB | 2013-01-01 | 2018-03-31 | DEER2015 Uncertain Msr Update |  |  |  |  | Standard |  | 1 | 1 | 0 | Deemed Ex Ante Team |  |  |  | Updated to indicate claim/filing status
4403 | C-In-LFFixt-T5-46in-54w+El-PS-HLO-1(234w)-dWP170-dWC166 | Commercial Indoor General Lighting: Linear Fluorescent Fixture replaces HID Fixture. Measure includes Code case. Impacts: Linear Fluorescent-based HOU (varies by BldgType) | DEER1314 | Lighting Disposition | 2020-11-24 16:30 | Com-Iltg-dWatt-LF | NonDEER | Scaled | Delta |  |  | None |  | 0 |  | 1 | Com | Any | Lighting | InGen-HB | Ltg_Fixture | LinFluor_fixt |  | ILtg-T5 |  |  |  | HIDFixt-MH-350w(404w) | HIDFixt-PSMH-350w(400w) | LFFixt-T5-46in-54w+El-PS-HLO-1(234w) | Available | Not Used in 2013-2014 Final Lighting Disposition | 0 | 0 | Disposition: MeasuresList-May222014.xlsx | ErRobNc |  | ILtg-MH |  | DEER1316-Ltg-Com-HB | 2013-01-01 | 2018-03-31 | DEER2015 Uncertain Msr Update |  |  |  |  | Standard |  | 1 | 1 | 0 | Deemed Ex Ante Team |  |  |  | Updated to indicate claim/filing status
4404 | C-In-LFFixt-T5-46in-54w+El-PS-HLO-1(234w)-dwP221-dwC131 | Commercial Indoor General Lighting: Linear Fluorescent Fixture replaces Metal Halide. Measure includes Code case. Impacts: Linear Fluorescent-based HOU (varies by BldgType) | DEER1314 | Lighting Disposition | 2020-11-24 16:30 | Com-Iltg-dWatt-LF | NonDEER | Scaled | Delta |  |  | None |  | 0 |  | 1 | Com | Any | Lighting | InGen-HB | Ltg_Fixture | LinFluor_fixt |  | ILtg-T5 |  |  |  | MV-400w(455w) | HIDFixt-PSMH-320w(365w) | LFFixt-T5-46in-54w+El-PS-HLO-1(234w) | Available | Earlier versions of lighting disposition used a different measure fixture (index -2) | 0 | 0 | RevisedHighBay.xlsx | ErRobNc |  | ILtg-HID |  | DEER1316-Ltg-Com-HB | 2013-01-01 | 2018-03-31 | DEER2015 Uncertain Msr Update | LT-10232 |  |  |  | Standard |  | 1 | 1 | 0 | Deemed Ex Ante Team |  |  |  | Updated to indicate claim/filing status
4405 | C-In-LFFixt-T5-46in-54w+El-PS-HLO-1(234w)-dwP224-dwC131 | Commercial Indoor General Lighting: Linear Fluorescent Fixture replaces HID fixture. Measure includes Code case. Impacts: Linear Fluorescent-based HOU (varies by BldgType) | DEER1314 | Lighting Disposition | 2020-11-24 16:30 | Com-Iltg-dWatt-LF | DEER | Scaled | Delta |  |  | None |  | 0 |  | 1 | Com | Any | Lighting | InGen-HB | Ltg_Fixture | LinFluor_fixt |  | ILtg-T5 |  |  |  | HIDFixt-MH-400w(458w) | HIDFixt-PSMH-320w(365w) | LFFixt-T5-46in-54w+El-PS-HLO-1(234w) | Available |  | 0 | 0 | RevisedHighBay.xlsx | ErRobNc |  | ILtg-MH |  | DEER1316-Ltg-Com-HB | 2013-01-01 | 2018-03-31 | DEER2015 Uncertain Msr Update | LT-26100 | LT003 |  |  | Standard |  | 1 | 1 | 0 | Deemed Ex Ante Team |  |  |  | Updated to indicate claim/filing status
4406 | C-In-LFFixt-T5-46in-54w+El-PS-HLO-1(234w)-dWP224-dWC166 | Commercial Indoor General Lighting: Linear Fluorescent Fixture replaces HID Fixture. Measure includes Code case. Impacts: Linear Fluorescent-based HOU (varies by BldgType) | DEER1314 | Lighting Disposition | 2020-11-24 16:30 | Com-Iltg-dWatt-LF | NonDEER | Scaled | Delta |  |  | None |  | 0 |  | 1 | Com | Any | Lighting | InGen-HB | Ltg_Fixture | LinFluor_fixt |  | ILtg-T5 |  |  |  | HIDFixt-MH-400w(458w) | HIDFixt-PSMH-350w(400w) | LFFixt-T5-46in-54w+El-PS-HLO-1(234w) | Available | Not Used in 2013-2014 Final Lighting Disposition | 0 | 0 | Disposition: MeasuresList-May222014.xlsx | ErRobNc |  | ILtg-MH |  | DEER1316-Ltg-Com-HB | 2013-01-01 | 2018-03-31 | DEER2015 Uncertain Msr Update |  |  |  |  | Standard |  | 1 | 1 | 0 | Deemed Ex Ante Team |  |  |  | Updated to indicate claim/filing status
4407 | C-In-LFFixt-T5-46in-54w+El-PS-HLO-1(351w)-dwP105 | Commercial Indoor General Lighting: Linear Fluorescent Fixture replaces HID fixture. Measure includes Code case. Impacts: Linear Fluorescent-based HOU (varies by BldgType) | DEER1314 | Lighting Disposition | 2020-11-24 16:30 | Com-Iltg-dWatt-LF | NonDEER | Scaled | Delta |  |  | None |  | 0 |  | 1 | Com | Any | Lighting | InGen-HB | Ltg_Fixture | LinFluor_fixt |  | ILtg-T5 |  |  |  | HIDFixt-PSMH-400w(456w) | HIDFixt-PSMH-400w(456w) | LFFixt-T5-46in-54w+El-PS-HLO-1(351w) | Available | Earlier versions of lighting disposition used a different measure fixture (index -2) | 0 | 0 | RevisedHighBay.xlsx | RobNc |  | ILtg-HID |  | DEER1316-Ltg-Com-HB | 2013-01-01 | 2018-03-31 | DEER2015 Uncertain Msr Update | LT-28754 |  |  |  | Standard |  | 1 | 1 | 0 | Deemed Ex Ante Team |  |  |  | Updated to indicate claim/filing status
4408 | C-In-LFFixt-T5-46in-54w+El-PS-HLO-1(351w)-dWP107-dWC105 | Commercial Indoor General Lighting: Linear Fluorescent Fixture replaces HID Fixture. Measure includes Code case. Impacts: Linear Fluorescent-based HOU (varies by BldgType) | DEER1314 | Lighting Disposition | 2020-11-24 16:30 | Com-Iltg-dWatt-LF | DEER | Scaled | Delta |  |  | None |  | 0 |  | 1 | Com | Any | Lighting | InGen-HB | Ltg_Fixture | LinFluor_fixt |  | ILtg-T5 |  |  |  | HIDFixt-MH-400w(458w) | HIDFixt-PSMH-400w(456w) | LFFixt-T5-46in-54w+El-PS-HLO-1(351w) | Available | WP source e.g.: SCE13LG086r0 | 0 | 0 | Disposition: MeasuresList-May222014.xlsx | ErRobNc |  | ILtg-MH |  | DEER1316-Ltg-Com-HB | 2013-01-01 | 2018-03-31 | DEER2015 Uncertain Msr Update | LT-55943 | LT002 |  |  | Standard |  | 1 | 1 | 0 | Deemed Ex Ante Team |  |  |  | Updated to indicate claim/filing status
4409 | C-In-LFFixt-T5-46in-54w+El-PS-HLO-1(351w)-dwP429-dwC105 | Commercial Indoor General Lighting: Linear Fluorescent Fixture replaces HID fixture. Measure includes Code case. Impacts: Linear Fluorescent-based HOU (varies by BldgType) | DEER1314 | Lighting Disposition | 2020-11-24 16:30 | Com-Iltg-dWatt-LF | NonDEER | Scaled | Delta |  |  | None |  | 0 |  | 1 | Com | Any | Lighting | InGen-HB | Ltg_Fixture | LinFluor_fixt |  | ILtg-T5 |  |  |  | HIDFixt-MV-700w(780w) | HIDFixt-PSMH-400w(456w) | LFFixt-T5-46in-54w+El-PS-HLO-1(351w) | Available | Earlier versions of lighting disposition used a different measure fixture (index -2) | 0 | 0 | RevisedHighBay.xlsx | ErRobNc |  | ILtg-HID |  | DEER1316-Ltg-Com-HB | 2013-01-01 | 2018-03-31 | DEER2015 Uncertain Msr Update | LT-39676 |  |  |  | Standard |  | 1 | 1 | 0 | Deemed Ex Ante Team |  |  |  | Updated to indicate claim/filing status
4410 | C-In-LFFixt-T8-24in-17w+El-IS-NLO(16w)-dWP44 | Commercial Indoor General Lighting: more efficient Linear Fluorescent Fixture installed. Measure includes Code case. Impacts: Linear Fluorescent-based HOU (varies by BldgType) | DEER1314 | Lighting Disposition | 2020-11-24 16:30 | Com-Iltg-dWatt-LF | DEER | Scaled | Delta |  |  | None |  | 0 |  | 1 | Com | Any | Lighting | InGen-LF | Ltg_Fixture | LinFluor_fixt |  | ILtg-Lfluor-Elec |  |  |  | LFFixt-U6-22in-32w+El-IS-NLO(60w) | LFFixt-U6-22in-32w+El-IS-NLO(60w) | LFFixt-T8-24in-17w+El-IS-NLO(16w) | Available | WP source e.g.: SCE13LG086r0 | 0 | 0 | Disposition: MeasuresList-May222014.xlsx | RobNc |  | ILtg-Lfluor-Elec |  | DEER1316-Ltg-Com-LF | 2013-01-01 | 2018-12-31 | DEER2016 HOU Update |  |  |  |  | Standard | Expires 12/31/2018 due to revised DEER2019 code/ISP baseline | 1 | 1 | 0 | Deemed Ex Ante Team |  | Expires 12/31/2018 due to revised DEER2019 code/ISP baseline |  | Updated to indicate claim/filing status
4411 | C-In-LFFixt-T8-24in-17w+El-RS-HLO(19w)-dWP41 | Commercial Indoor General Lighting: more efficient Linear Fluorescent Fixture installed. Measure includes Code case. Impacts: Linear Fluorescent-based HOU (varies by BldgType) | DEER1314 | Lighting Disposition | 2020-11-24 16:30 | Com-Iltg-dWatt-LF | DEER | Scaled | Delta |  |  | None |  | 0 |  | 1 | Com | Any | Lighting | InGen-LF | Ltg_Fixture | LinFluor_fixt |  | ILtg-Lfluor-Elec |  |  |  | LFFixt-U6-22in-32w+El-IS-NLO(60w) | LFFixt-U6-22in-32w+El-IS-NLO(60w) | LFFixt-T8-24in-17w+El-RS-HLO(19w) | Available | WP source e.g.: PGECOLTG160r1 | 0 | 0 | Disposition: MeasuresList-May222014.xlsx | RobNc |  | ILtg-Lfluor-Elec |  | DEER1316-Ltg-Com-LF | 2013-01-01 | 2018-12-31 | DEER2016 HOU Update |  |  |  |  | Standard | Expires 12/31/2018 due to revised DEER2019 code/ISP baseline | 1 | 1 | 0 | Deemed Ex Ante Team |  | Expires 12/31/2018 due to revised DEER2019 code/ISP baseline |  | Updated to indicate claim/filing status
4412 | C-In-LFFixt-T8-24in-17w+El-RS-HLO(41w)-dWP19 | Commercial Indoor General Lighting: more efficient Linear Fluorescent Fixture installed. Measure includes Code case. Impacts: Linear Fluorescent-based HOU (varies by BldgType) | DEER1314 | Lighting Disposition | 2020-11-24 16:30 | Com-Iltg-dWatt-LF | DEER | Scaled | Delta |  |  | None |  | 0 |  | 1 | Com | Any | Lighting | InGen-LF | Ltg_Fixture | LinFluor_fixt |  | ILtg-Lfluor-Elec |  |  |  | LFFixt-U6-22in-32w+El-IS-NLO(60w) | LFFixt-U6-22in-32w+El-IS-NLO(60w) | LFFixt-T8-24in-17w+El-RS-HLO(41w) | Available | WP source e.g.: PGECOLTG160r1 | 0 | 0 | Disposition: MeasuresList-May222014.xlsx | RobNc |  | ILtg-Lfluor-Elec |  | DEER1316-Ltg-Com-LF | 2013-01-01 | 2018-12-31 | DEER2016 HOU Update |  |  |  |  | Standard | Expires 12/31/2018 due to revised DEER2019 code/ISP baseline | 1 | 1 | 0 | Deemed Ex Ante Team |  | Expires 12/31/2018 due to revised DEER2019 code/ISP baseline |  | Updated to indicate claim/filing status
4413 | C-In-LFFixt-T8-24in-17w+El-RS-NLO(31w)-dWP29 | Commercial Indoor General Lighting: more efficient Linear Fluorescent Fixture installed. Measure includes Code case. Impacts: Linear Fluorescent-based HOU (varies by BldgType) | DEER1314 | Lighting Disposition | 2020-11-24 16:30 | Com-Iltg-dWatt-LF | DEER | Scaled | Delta |  |  | None |  | 0 |  | 1 | Com | Any | Lighting | InGen-LF | Ltg_Fixture | LinFluor_fixt |  | ILtg-Lfluor-Elec |  |  |  | LFFixt-U6-22in-32w+El-IS-NLO(60w) | LFFixt-U6-22in-32w+El-IS-NLO(60w) | LFFixt-T8-24in-17w+El-RS-NLO(31w) | Available | WP source e.g.: PGECOLTG160r1 | 0 | 0 | Disposition: MeasuresList-May222014.xlsx | RobNc |  | ILtg-Lfluor-Elec |  | DEER1316-Ltg-Com-LF | 2013-01-01 | 2018-12-31 | DEER2016 HOU Update |  |  |  |  | Standard | Expires 12/31/2018 due to revised DEER2019 code/ISP baseline | 1 | 1 | 0 | Deemed Ex Ante Team |  | Expires 12/31/2018 due to revised DEER2019 code/ISP baseline |  | Updated to indicate claim/filing status
4414 | C-In-LFFixt-T8-24in-17w+El-RS-RLO(28w)-dWP32 | Commercial Indoor General Lighting: more efficient Linear Fluorescent Fixture installed. Measure includes Code case. Impacts: Linear Fluorescent-based HOU (varies by BldgType) | DEER1314 | Lighting Disposition | 2020-11-24 16:30 | Com-Iltg-dWatt-LF | DEER | Scaled | Delta |  |  | None |  | 0 |  | 1 | Com | Any | Lighting | InGen-LF | Ltg_Fixture | LinFluor_fixt |  | ILtg-Lfluor-Elec |  |  |  | LFFixt-U6-22in-32w+El-IS-NLO(60w) | LFFixt-U6-22in-32w+El-IS-NLO(60w) | LFFixt-T8-24in-17w+El-RS-RLO(28w) | Available | WP source e.g.: PGECOLTG160r1 | 0 | 0 | Disposition: MeasuresList-May222014.xlsx | RobNc |  | ILtg-Lfluor-Elec |  | DEER1316-Ltg-Com-LF | 2013-01-01 | 2018-12-31 | DEER2016 HOU Update |  |  |  |  | Standard | Expires 12/31/2018 due to revised DEER2019 code/ISP baseline | 1 | 1 | 0 | Deemed Ex Ante Team |  | Expires 12/31/2018 due to revised DEER2019 code/ISP baseline |  | Updated to indicate claim/filing status
4415 | C-In-LFFixt-T8-24in-17w+El-RS-VHLO(22w)-dWP38 | Commercial Indoor General Lighting: more efficient Linear Fluorescent Fixture installed. Measure includes Code case. Impacts: Linear Fluorescent-based HOU (varies by BldgType) | DEER1314 | Lighting Disposition | 2020-11-24 16:30 | Com-Iltg-dWatt-LF | DEER | Scaled | Delta |  |  | None |  | 0 |  | 1 | Com | Any | Lighting | InGen-LF | Ltg_Fixture | LinFluor_fixt |  | ILtg-Lfluor-Elec |  |  |  | LFFixt-U6-22in-32w+El-IS-NLO(60w) | LFFixt-U6-22in-32w+El-IS-NLO(60w) | LFFixt-T8-24in-17w+El-RS-VHLO(22w) | Available | WP source e.g.: PGECOLTG160r1 | 0 | 0 | Disposition: MeasuresList-May222014.xlsx | RobNc |  | ILtg-Lfluor-Elec |  | DEER1316-Ltg-Com-LF | 2013-01-01 | 2018-12-31 | DEER2016 HOU Update |  |  |  |  | Standard | Expires 12/31/2018 due to revised DEER2019 code/ISP baseline | 1 | 1 | 0 | Deemed Ex Ante Team |  | Expires 12/31/2018 due to revised DEER2019 code/ISP baseline |  | Updated to indicate claim/filing status
4416 | C-In-LFFixt-T8-48in-28w+El-IS-NLO(28w)-dWP55 | Commercial Indoor General Lighting: more efficient Linear Fluorescent Fixture installed. Measure includes Code case. Impacts: Linear Fluorescent-based HOU (varies by BldgType) | DEER1314 | Lighting Disposition | 2020-11-24 16:30 | Com-Iltg-dWatt-LF | DEER | Scaled | Delta |  |  | None |  | 0 |  | 1 | Com | Any | Lighting | InGen-LF | Ltg_Fixture | LinFluor_fixt |  | ILtg-Lfluor-Elec |  |  |  | LFFixt-T8-48in-32w-3g+El-IS-NLO(83w) | LFFixt-T8-48in-32w-3g+El-IS-NLO(83w) | LFFixt-T8-48in-28w+El-IS-NLO(28w) | Available | WP source e.g.: PGECOLTG160r1 | 0 | 0 | Disposition: MeasuresList-May222014.xlsx | RobNc |  | ILtg-Lfluor-Elec |  | DEER1316-Ltg-Com-LF | 2013-01-01 | 2017-12-31 | InEA_same |  |  |  |  | Standard | Measure expired as part of DEER2018 | 1 | 1 | 0 | Deemed Ex Ante Team |  | Measure expired as part of DEER2018 |  | Updated to indicate claim/filing status
4417 | C-In-LFFixt-T8-48in-28w+El-IS-RLO(42w)-dWP41 | Commercial Indoor General Lighting: more efficient Linear Fluorescent Fixture installed. Measure includes Code case. Impacts: Linear Fluorescent-based HOU (varies by BldgType) | DEER2011 | Lighting Disposition | 2020-11-24 16:30 | Com-Iltg-dWatt-LF | DEER | Scaled | Delta |  |  | None |  | 0 |  | 1 | Com | Any | Lighting | InGen-LF | Ltg_Fixture | LinFluor_fixt |  | ILtg-Lfluor-Elec |  |  |  | LFFixt-T8-48in-32w-3g+El-IS-NLO(83w) | LFFixt-T8-48in-32w-3g+El-IS-NLO(83w) | LFFixt-T8-48in-28w+El-IS-RLO(42w) | Available | WP source e.g.: PGECOLTG160r1; Expires 6-30-2014; Not used in 2013-14 Lighting Disposition | 0 | 0 | Disposition: MeasuresList-May222014.xlsx | RobNc |  | ILtg-Lfluor-Elec |  | DEER1316-Ltg-Com-LF | 2013-01-01 | 2017-12-31 | InEA_same |  |  |  |  | Standard | Measure expired as part of DEER2018 | 1 | 1 | 0 | Deemed Ex Ante Team |  | Measure expired as part of DEER2018 |  | Updated to indicate claim/filing status
4418 | C-In-LFFixt-T8-48in-28w+El-IS-RLO(44w)-dWP39 | Commercial Indoor General Lighting: more efficient Linear Fluorescent Fixture installed. Measure includes Code case. Impacts: Linear Fluorescent-based HOU (varies by BldgType) | DEER1314 | Lighting Disposition | 2020-11-24 16:30 | Com-Iltg-dWatt-LF | NonDEER | Scaled | Delta |  |  | None |  | 1 |  | 1 | Com | Any | Lighting | InGen-LF | Ltg_Fixture | LinFluor_fixt |  | ILtg-Lfluor-Elec |  |  |  | LFFixt-T8-48in-32w-3g+El-IS-NLO(83w) | LFFixt-T8-48in-32w-3g+El-IS-NLO(83w) | LFFixt-T8-48in-28w+El-IS-RLO(44w) | Available |  | 0 | 0 | Disposition: MeasuresList-Dec1-2014.xlsx | RobNc |  | ILtg-Lfluor-Elec |  | DEER1316-Ltg-Com-LF | 2013-01-01 | 2017-12-31 | InEA_same |  |  |  |  | Standard | Measure expired as part of DEER2018 | 1 | 1 | 0 | Deemed Ex Ante Team |  | Measure expired as part of DEER2018 |  | Updated to indicate claim/filing status
4419 | C-In-LFFixt-T8-48in-30w+El-IS-NLO(51w)-dWP32 | Commercial Indoor General Lighting: more efficient Linear Fluorescent Fixture installed. Measure includes Code case. Impacts: Linear Fluorescent-based HOU (varies by BldgType) | DEER1314 | Lighting Disposition | 2020-11-24 16:30 | Com-Iltg-dWatt-LF | DEER | Scaled | Delta |  |  | None |  | 0 |  | 1 | Com | Any | Lighting | InGen-LF | Ltg_Fixture | LinFluor_fixt |  | ILtg-Lfluor-Elec |  |  |  | LFFixt-T8-48in-32w-3g+El-IS-NLO(83w) | LFFixt-T8-48in-32w-3g+El-IS-NLO(83w) | LFFixt-T8-48in-30w+El-IS-NLO(51w) | Available | WP source e.g.: PGECOLTG160r1 | 0 | 0 | Disposition: MeasuresList-May222014.xlsx | RobNc |  | ILtg-Lfluor-Elec |  | DEER1316-Ltg-Com-LF | 2013-01-01 | 2017-12-31 | InEA_same |  |  |  |  | Standard | Measure expired as part of DEER2018 | 1 | 1 | 0 | Deemed Ex Ante Team |  | Measure expired as part of DEER2018 |  | Updated to indicate claim/filing status
4420 | C-In-LFFixt-T8-48in-32w-3g+El-IS-HLO(62w)-dWP21 | Commercial Indoor General Lighting: more efficient Linear Fluorescent Fixture installed. Measure includes Code case. Impacts: Linear Fluorescent-based HOU (varies by BldgType) | DEER1314 | Lighting Disposition | 2020-11-24 16:30 | Com-Iltg-dWatt-LF | DEER | Scaled | Delta |  |  | None |  | 0 |  | 1 | Com | Any | Lighting | InGen-LF | Ltg_Fixture | LinFluor_fixt |  | ILtg-Lfluor-Elec |  |  |  | LFFixt-T8-48in-32w-3g+El-IS-NLO(83w) | LFFixt-T8-48in-32w-3g+El-IS-NLO(83w) | LFFixt-T8-48in-32w-3g+El-IS-HLO(62w) | Available | WP source e.g.: PGECOLTG160r1 | 0 | 0 | Disposition: MeasuresList-May222014.xlsx | RobNc |  | ILtg-Lfluor-Elec |  | DEER1316-Ltg-Com-LF | 2013-01-01 | 2017-12-31 | InEA_same |  |  |  |  | Standard | Measure expired as part of DEER2018 | 1 | 1 | 0 | Deemed Ex Ante Team |  | Measure expired as part of DEER2018 |  | Updated to indicate claim/filing status
4421 | C-In-LFFixt-T8-48in-32w-3g+El-RS-HLO(34w)-dWP49 | Commercial Indoor General Lighting: more efficient Linear Fluorescent Fixture installed. Measure includes Code case. Impacts: Linear Fluorescent-based HOU (varies by BldgType) | DEER1314 | Lighting Disposition | 2020-11-24 16:30 | Com-Iltg-dWatt-LF | DEER | Scaled | Delta |  |  | None |  | 0 |  | 1 | Com | Any | Lighting | InGen-LF | Ltg_Fixture | LinFluor_fixt |  | ILtg-Lfluor-Elec |  |  |  | LFFixt-T8-48in-32w-3g+El-IS-NLO(83w) | LFFixt-T8-48in-32w-3g+El-IS-NLO(83w) | LFFixt-T8-48in-32w-3g+El-RS-HLO(34w) | Available | WP source e.g.: PGECOLTG114r5 | 0 | 0 | Disposition: MeasuresList-May222014.xlsx | RobNc |  | ILtg-Lfluor-Elec |  | DEER1316-Ltg-Com-LF | 2013-01-01 | 2017-12-31 | InEA_same |  |  |  |  | Standard | Measure expired as part of DEER2018 | 1 | 1 | 0 | Deemed Ex Ante Team |  | Measure expired as part of DEER2018 |  | Updated to indicate claim/filing status
4422 | C-In-LFFixt-T8-48in-32w-3g+El-RS-VHLO(38w)-dWP45 | Commercial Indoor General Lighting: more efficient Linear Fluorescent Fixture installed. Measure includes Code case. Impacts: Linear Fluorescent-based HOU (varies by BldgType) | DEER1314 | Lighting Disposition | 2020-11-24 16:30 | Com-Iltg-dWatt-LF | DEER | Scaled | Delta |  |  | None |  | 0 |  | 1 | Com | Any | Lighting | InGen-LF | Ltg_Fixture | LinFluor_fixt |  | ILtg-Lfluor-Elec |  |  |  | LFFixt-T8-48in-32w-3g+El-IS-NLO(83w) | LFFixt-T8-48in-32w-3g+El-IS-NLO(83w) | LFFixt-T8-48in-32w-3g+El-RS-VHLO(38w) | Available | WP source e.g.: PGECOLTG160r1 | 0 | 0 | Disposition: MeasuresList-May222014.xlsx | RobNc |  | ILtg-Lfluor-Elec |  | DEER1316-Ltg-Com-LF | 2013-01-01 | 2017-12-31 | InEA_same |  |  |  |  | Standard | Measure expired as part of DEER2018 | 1 | 1 | 0 | Deemed Ex Ante Team |  | Measure expired as part of DEER2018 |  | Updated to indicate claim/filing status
4423 | C-In-LFLmpBlst-T12-24in-20w+MagStd-RS-NLO-Del(38w)-dWP30-dWC0 | Commercial Indoor General Lighting: Linear Fluorescent Lamp & Ballast permanently delamped. Measure includes Code case. Impacts: Linear Fluorescent-based HOU (varies by BldgType) | DEER2011 | Lighting Disposition | 2020-11-24 16:30 | Com-Iltg-dWatt-LF | NonDEER | Scaled | Delta |  |  | None |  | 0 |  | 1 | Com | Any | Lighting | InGen-LF | Ltg_Lmp+Blst | LF_LmpBlst |  | ILtg-Lfluor-T12Mag |  |  |  | LFLmpBlst-T12-24in-20w+MagStd-RS-NLO(68w) | LFLmpBlst-T12-24in-20w+MagStd-RS-NLO-Del(38w) | LFLmpBlst-T12-24in-20w+MagStd-RS-NLO-Del(38w) | Available | WP source e.g.: PGECOLTG114r5; Expires 6-30-2014; Not used in 2013-14 Lighting Disposition | 0 | 0 | Disposition: MeasuresList-May222014.xlsx | ERrul |  | ILtg-Lfluor-T12Mag |  | None | 2013-01-01 | 2014-06-30 | DEER |  |  |  |  | Standard |  | 1 | 1 | 0 | Deemed Ex Ante Team |  |  |  | Updated to indicate claim/filing status
4424 | C-In-LFLmpBlst-T12-36in-25w+MagStd-RS-NLO-Del(73w)-dWP42 | Commercial Indoor General Lighting: Linear Fluorescent Lamp & Ballast permanently delamped. Measure includes Code case. Impacts: Linear Fluorescent-based HOU (varies by BldgType) | DEER1314 | Lighting Disposition | 2020-11-24 16:30 | Com-Iltg-dWatt-LF | DEER | Scaled | Delta |  |  | None |  | 1 |  | 1 | Com | Any | Lighting | InGen-LF | Ltg_Lmp+Blst | LF_LmpBlst |  | ILtg-Lfluor-T12Mag |  |  |  | LFLmpBlst-T12-36in-25w+MagStd-RS-NLO(115w) | LFLmpBlst-T12-36in-25w+MagStd-RS-NLO(115w) | LFLmpBlst-T12-36in-25w+MagStd-RS-NLO-Del(73w) | Available |  | 0 | 0 | Disposition: MeasuresList-Dec1-2014.xlsx | RobNc |  | ILtg-Lfluor-T12Mag |  | DEER1316-Ltg-Com-LF | 2013-01-01 | 2018-12-31 | DEER2016 HOU Update |  |  |  |  | Standard | Expires 12/31/2018 due to revised DEER2019 code/ISP baseline | 1 | 1 | 0 | Deemed Ex Ante Team |  | Expires 12/31/2018 due to revised DEER2019 code/ISP baseline |  | Updated to indicate claim/filing status
4425 | C-In-LFLmpBlst-T12-36in-25w+MagStd-RS-NLO-Del(73w)-dWP42-dWC0 | Commercial Indoor General Lighting: Linear Fluorescent Lamp & Ballast permanently delamped. Measure includes Code case. Impacts: Linear Fluorescent-based HOU (varies by BldgType) | DEER2011 | Lighting Disposition | 2020-11-24 16:30 | Com-Iltg-dWatt-LF | NonDEER | Scaled | Delta |  |  | None |  | 0 |  | 1 | Com | Any | Lighting | InGen-LF | Ltg_Lmp+Blst | LF_LmpBlst |  | ILtg-Lfluor-T12Mag |  |  |  | LFLmpBlst-T12-36in-25w+MagStd-RS-NLO(115w) | LFLmpBlst-T12-36in-25w+MagStd-RS-NLO-Del(73w) | LFLmpBlst-T12-36in-25w+MagStd-RS-NLO-Del(73w) | Available | WP source e.g.: PGECOLTG114r5; Not used in 2013-14 Lighting Disposition | 0 | 0 | Disposition: MeasuresList-May222014.xlsx | ERrul |  | ILtg-Lfluor-T12Mag |  | None | 2013-01-01 | 2014-06-30 | DEER |  |  |  |  | Standard |  | 1 | 1 | 0 | Deemed Ex Ante Team |  |  |  | Updated to indicate claim/filing status
4426 | C-In-LFLmpBlst-T12-48in-34w+MagES-RS-NLO-Del(123w)-dWP29 | Commercial Indoor General Lighting: Linear Fluorescent Lamp & Ballast permanently delamped. Measure includes Code case. Impacts: Linear Fluorescent-based HOU (varies by BldgType) | DEER1314 | Lighting Disposition | 2020-11-24 16:30 | Com-Iltg-dWatt-LF | DEER | Scaled | Delta |  |  | None |  | 1 |  | 1 | Com | Any | Lighting | InGen-LF | Ltg_Lmp+Blst | LF_LmpBlst |  | ILtg-Lfluor-T12Mag |  |  |  | LFLmpBlst-T12-48in-34w+MagES-RS-NLO(152w) | LFLmpBlst-T12-48in-34w+MagES-RS-NLO(152w) | LFLmpBlst-T12-48in-34w+MagES-RS-NLO-Del(123w) | Available |  | 0 | 0 | Disposition: MeasuresList-Dec1-2014.xlsx | RobNc |  | ILtg-Lfluor-T12Mag |  | DEER1316-Ltg-Com-LF | 2013-01-01 | 2018-12-31 | DEER2016 HOU Update |  |  |  |  | Standard | Expires 12/31/2018 due to revised DEER2019 code/ISP baseline | 1 | 1 | 0 | Deemed Ex Ante Team |  | Expires 12/31/2018 due to revised DEER2019 code/ISP baseline |  | Updated to indicate claim/filing status
4427 | C-In-LFLmpBlst-T12-48in-34w+MagES-RS-NLO-Del(123w)-dWP29-dWC0 | Commercial Indoor General Lighting: Linear Fluorescent Lamp & Ballast permanently delamped. Measure includes Code case. Impacts: Linear Fluorescent-based HOU (varies by BldgType) | DEER2011 | Lighting Disposition | 2020-11-24 16:30 | Com-Iltg-dWatt-LF | NonDEER | Scaled | Delta |  |  | None |  | 0 |  | 1 | Com | Any | Lighting | InGen-LF | Ltg_Lmp+Blst | LF_LmpBlst |  | ILtg-Lfluor-T12Mag |  |  |  | LFLmpBlst-T12-48in-34w+MagES-RS-NLO(152w) | LFLmpBlst-T12-48in-34w+MagES-RS-NLO-Del(123w) | LFLmpBlst-T12-48in-34w+MagES-RS-NLO-Del(123w) | Available | WP source e.g.: PGECOLTG114r5; Not used in 2013-14 Lighting Disposition | 0 | 0 | Disposition: MeasuresList-May222014.xlsx | ERrul |  | ILtg-Lfluor-T12Mag |  | None | 2013-01-01 | 2014-06-30 | DEER |  |  |  |  | Standard |  | 1 | 1 | 0 | Deemed Ex Ante Team |  |  |  | Updated to indicate claim/filing status
4428 | C-In-LFLmpBlst-T12-48in-34w+MagStd-RS-NLO+Refl-Del(48w)-dWP96-dWC0 | Commercial Indoor General Lighting: Linear Fluorescent Lamp & Ballast permanently delamped. Measure includes Code case. Impacts: Linear Fluorescent-based HOU (varies by BldgType) | DEER2011 | Lighting Disposition | 2020-11-24 16:30 | Com-Iltg-dWatt-LF | NonDEER | Scaled | Delta |  |  | None |  | 0 |  | 1 | Com | Any | Lighting | InGen-LF | Ltg_Lmp+Blst | LF_LmpBlst |  | ILtg-Lfluor-T12Mag |  |  |  | LFLmpBlst-T12-48in-30w+MagStd-IS-NLO(144w) | LFLmpBlst-T12-48in-34w+MagStd-RS-NLO+Refl-Del(48w) | LFLmpBlst-T12-48in-34w+MagStd-RS-NLO+Refl-Del(48w) | Available | WP source e.g.: PGECOLTG114r5; Not used in 2013-14 Lighting Disposition | 0 | 0 | Disposition: MeasuresList-May222014.xlsx | ERrul |  | ILtg-Lfluor-T12Mag |  | None | 2013-01-01 | 2014-06-30 | DEER |  |  |  |  | Standard |  | 1 | 1 | 0 | Deemed Ex Ante Team |  |  |  | Updated to indicate claim/filing status
4429 | C-In-LFLmpBlst-T12-96in-60w+MagES-RS-NLO+Refl-Del(109w)-dWP137-dWC0 | Commercial Indoor General Lighting: Linear Fluorescent Lamp & Ballast permanently delamped. Measure includes Code case. Impacts: Linear Fluorescent-based HOU (varies by BldgType) | DEER2011 | Lighting Disposition | 2020-11-24 16:30 | Com-Iltg-dWatt-LF | NonDEER | Scaled | Delta |  |  | None |  | 0 |  | 1 | Com | Any | Lighting | InGen-LF | Ltg_Lmp+Blst | LF_LmpBlst |  | ILtg-Lfluor-T12Mag |  |  |  | LFLmpBlst-T12-96in-60w+MagStd-RS-NLO(246w) | LFLmpBlst-T12-96in-60w+MagES-RS-NLO+Refl-Del(109w) | LFLmpBlst-T12-96in-60w+MagES-RS-NLO+Refl-Del(109w) | Available | WP source e.g.: PGECOLTG160r1; Expires 6-30-2014; Not used in 2013-14 Lighting Disposition | 0 | 0 | Disposition: MeasuresList-May222014.xlsx | ERrul |  | ILtg-Lfluor-T12Mag |  | None | 2013-01-01 | 2014-06-30 | DEER |  |  |  |  | Standard |  | 1 | 1 | 0 | Deemed Ex Ante Team |  |  |  | Updated to indicate claim/filing status
4430 | C-In-LFLmpBlst-T12-96in-60w+MagES-RS-NLO-Del(133w)-dWP77 | Commercial Indoor General Lighting: Linear Fluorescent Lamp & Ballast permanently delamped. Measure includes Code case. Impacts: Linear Fluorescent-based HOU (varies by BldgType) | DEER1314 | Lighting Disposition | 2020-11-24 16:30 | Com-Iltg-dWatt-LF | DEER | Scaled | Delta |  |  | None |  | 1 |  | 1 | Com | Any | Lighting | InGen-LF | Ltg_Lmp+Blst | LF_LmpBlst |  | ILtg-Lfluor-T12Mag |  |  |  | LFLmpBlst-T12-96in-60w+MagES-RS-NLO(210w) | LFLmpBlst-T12-96in-60w+MagES-RS-NLO(210w) | LFLmpBlst-T12-96in-60w+MagES-RS-NLO-Del(133w) | Available |  | 0 | 0 | Disposition: MeasuresList-Dec1-2014.xlsx | RobNc |  | ILtg-Lfluor-T12Mag |  | DEER1316-Ltg-Com-LF | 2013-01-01 | 2018-12-31 | DEER2016 HOU Update |  |  |  |  | Standard | Expires 12/31/2018 due to revised DEER2019 code/ISP baseline | 1 | 1 | 0 | Deemed Ex Ante Team |  | Expires 12/31/2018 due to revised DEER2019 code/ISP baseline |  | Updated to indicate claim/filing status
4431 | C-In-LFLmpBlst-T12-96in-60w+MagES-RS-NLO-Del(133w)-dWP77-dWC0 | Commercial Indoor General Lighting: Linear Fluorescent Lamp & Ballast permanently delamped. Measure includes Code case. Impacts: Linear Fluorescent-based HOU (varies by BldgType) | DEER2011 | Lighting Disposition | 2020-11-24 16:30 | Com-Iltg-dWatt-LF | NonDEER | Scaled | Delta |  |  | None |  | 0 |  | 1 | Com | Any | Lighting | InGen-LF | Ltg_Lmp+Blst | LF_LmpBlst |  | ILtg-Lfluor-T12Mag |  |  |  | LFLmpBlst-T12-96in-60w+MagES-RS-NLO(210w) | LFLmpBlst-T12-96in-60w+MagES-RS-NLO-Del(133w) | LFLmpBlst-T12-96in-60w+MagES-RS-NLO-Del(133w) | Available | WP source e.g.: PGECOLTG160r1; Expires 6-30-2014; Not used in 2013-14 Lighting Disposition | 0 | 0 | Disposition: MeasuresList-May222014.xlsx | ERrul |  | ILtg-Lfluor-T12Mag |  | None | 2013-01-01 | 2014-06-30 | DEER |  |  |  |  | Standard |  | 1 | 1 | 0 | Deemed Ex Ante Team |  |  |  | Updated to indicate claim/filing status
4432 | C-In-LFLmpBlst-T5-22in-14w+El-IS-NLO(34w)-dWP22 | Commercial Indoor General Lighting: more efficient Linear Fluorescent Lamp & Ballast installed. Measure includes Code case. Impacts: Linear Fluorescent-based HOU (varies by BldgType) | DEER1314 | Lighting Disposition | 2020-11-24 16:30 | Com-Iltg-dWatt-LF | DEER | Scaled | Delta |  |  | None |  | 0 |  | 1 | Com | Any | Lighting | InGen-LF | Ltg_Lmp+Blst | LF_LmpBlst | LFLmpBlst-T5-22in-14w+El-IS-NLO(34w) | ILtg-T5 |  |  |  | LFLmpBlst-T12-24in-20w+MagStd-RS-NLO(56w) | LFLmpBlst-T12-24in-20w+MagStd-RS-NLO(56w) | LFLmpBlst-T5-22in-14w+El-IS-NLO(34w) | Available | WP source e.g.: PGECOLTG114r5 | 0 | 0 | Disposition: MeasuresList-May222014.xlsx | RobNc |  | ILtg-Lfluor-T12Mag |  | DEER1316-Ltg-Com-LF | 2013-01-01 | 2018-12-31 | DEER2016 HOU Update |  |  |  |  | Standard | Expires 12/31/2018 due to revised DEER2019 code/ISP baseline | 1 | 1 | 0 | Deemed Ex Ante Team |  | Expires 12/31/2018 due to revised DEER2019 code/ISP baseline |  | Updated to indicate claim/filing status
4433 | C-In-LFLmpBlst-T5-22in-14w+El-PS-HLO(34w)-dWP22 | Commercial Indoor General Lighting: more efficient Linear Fluorescent Lamp & Ballast installed. Measure includes Code case. Impacts: Linear Fluorescent-based HOU (varies by BldgType) | DEER1314 | Lighting Disposition | 2020-11-24 16:30 | Com-Iltg-dWatt-LF | DEER | Scaled | Delta |  |  | None |  | 0 |  | 1 | Com | Any | Lighting | InGen-LF | Ltg_Lmp+Blst | LF_LmpBlst | LFLmpBlst-T5-22in-14w+El-PS-HLO(34w) | ILtg-T5 |  |  |  | LFLmpBlst-T12-24in-20w+MagStd-RS-NLO(56w) | LFLmpBlst-T12-24in-20w+MagStd-RS-NLO(56w) | LFLmpBlst-T5-22in-14w+El-PS-HLO(34w) | Available | WP source e.g.: WPSDGENRLG0022r3 | 0 | 0 | Disposition: MeasuresList-May222014.xlsx | RobNc |  | ILtg-Lfluor-T12Mag |  | DEER1316-Ltg-Com-LF | 2013-01-01 | 2018-12-31 | DEER2016 HOU Update |  |  |  |  | Standard | Expires 12/31/2018 due to revised DEER2019 code/ISP baseline | 1 | 1 | 0 | Deemed Ex Ante Team |  | Expires 12/31/2018 due to revised DEER2019 code/ISP baseline |  | Updated to indicate claim/filing status
4434 | C-In-LFLmpBlst-T5-22in-14w+El-PS-NLO(17w)-dWP11 | Commercial Indoor General Lighting: more efficient Linear Fluorescent Lamp & Ballast installed. Measure includes Code case. Impacts: Linear Fluorescent-based HOU (varies by BldgType) | DEER1314 | Lighting Disposition | 2020-11-24 16:30 | Com-Iltg-dWatt-LF | DEER | Scaled | Delta |  |  | None |  | 0 |  | 1 | Com | Any | Lighting | InGen-LF | Ltg_Lmp+Blst | LF_LmpBlst | LFLmpBlst-T5-22in-14w+El-PS-NLO(17w) | ILtg-T5 |  |  |  | LFLmpBlst-T12-24in-20w+MagStd-RS-NLO(28w) | LFLmpBlst-T12-24in-20w+MagStd-RS-NLO(28w) | LFLmpBlst-T5-22in-14w+El-PS-NLO(17w) | Available | WP source e.g.: WPSDGENRLG0022r3 | 0 | 0 | Disposition: MeasuresList-May222014.xlsx | RobNc |  | ILtg-Lfluor-T12Mag |  | DEER1316-Ltg-Com-LF | 2013-01-01 | 2018-12-31 | DEER2016 HOU Update |  |  |  |  | Standard | Expires 12/31/2018 due to revised DEER2019 code/ISP baseline | 1 | 1 | 0 | Deemed Ex Ante Team |  | Expires 12/31/2018 due to revised DEER2019 code/ISP baseline |  | Updated to indicate claim/filing status
4435 | C-In-LFLmpBlst-T5-22in-14w+El-RS-HLO(34w)-dWP26 | Commercial Indoor General Lighting: more efficient Linear Fluorescent Lamp & Ballast installed. Measure includes Code case. Impacts: Linear Fluorescent-based HOU (varies by BldgType) | DEER1314 | Lighting Disposition | 2020-11-24 16:30 | Com-Iltg-dWatt-LF | DEER | Scaled | Delta |  |  | None |  | 0 |  | 1 | Com | Any | Lighting | InGen-LF | Ltg_Lmp+Blst | LF_LmpBlst | LFLmpBlst-T5-22in-14w+El-RS-HLO(34w) | ILtg-T5 |  |  |  | LFLmpBlst-U6-22in-32w+El-IS-NLO(60w) | LFLmpBlst-U6-22in-32w+El-IS-NLO(60w) | LFLmpBlst-T5-22in-14w+El-RS-HLO(34w) | Available | WP source e.g.: WPSDGENRLG0022r3 | 0 | 0 | Disposition: MeasuresList-May222014.xlsx | RobNc |  | ILtg-Lfluor-Elec |  | DEER1316-Ltg-Com-LF | 2013-01-01 | 2018-12-31 | DEER2016 HOU Update |  |  |  |  | Standard | Expires 12/31/2018 due to revised DEER2019 code/ISP baseline | 1 | 1 | 0 | Deemed Ex Ante Team |  | Expires 12/31/2018 due to revised DEER2019 code/ISP baseline |  | Updated to indicate claim/filing status
4436 | C-In-LFLmpBlst-T5-22in-14w+El-RS-NLO(32w)-dWP28 | Commercial Indoor General Lighting: more efficient Linear Fluorescent Lamp & Ballast installed. Measure includes Code case. Impacts: Linear Fluorescent-based HOU (varies by BldgType) | DEER1314 | Lighting Disposition | 2020-11-24 16:30 | Com-Iltg-dWatt-LF | DEER | Scaled | Delta |  |  | None |  | 0 |  | 1 | Com | Any | Lighting | InGen-LF | Ltg_Lmp+Blst | LF_LmpBlst | LFLmpBlst-T5-22in-14w+El-RS-NLO(32w) | ILtg-T5 |  |  |  | LFLmpBlst-U6-22in-32w+El-IS-NLO(60w) | LFLmpBlst-U6-22in-32w+El-IS-NLO(60w) | LFLmpBlst-T5-22in-14w+El-RS-NLO(32w) | Available | WP source e.g.: PGE3PLTG176r0 | 0 | 0 | Disposition: MeasuresList-May222014.xlsx | RobNc |  | ILtg-Lfluor-Elec |  | DEER1316-Ltg-Com-LF | 2013-01-01 | 2018-12-31 | DEER2016 HOU Update |  |  |  |  | Standard | Expires 12/31/2018 due to revised DEER2019 code/ISP baseline | 1 | 1 | 0 | Deemed Ex Ante Team |  | Expires 12/31/2018 due to revised DEER2019 code/ISP baseline |  | Updated to indicate claim/filing status
4437 | C-In-LFLmpBlst-T5-34in-21w+El-IS-NLO(48w)-dWP18 | Commercial Indoor General Lighting: more efficient Linear Fluorescent Lamp & Ballast installed. Measure includes Code case. Impacts: Linear Fluorescent-based HOU (varies by BldgType) | DEER1314 | Lighting Disposition | 2020-11-24 16:30 | Com-Iltg-dWatt-LF | DEER | Scaled | Delta |  |  | None |  | 0 |  | 1 | Com | Any | Lighting | InGen-LF | Ltg_Lmp+Blst | LF_LmpBlst | LFLmpBlst-T5-34in-21w+El-IS-NLO(48w) | ILtg-T5 |  |  |  | LFLmpBlst-T12-36in-25w+MagES-RS-NLO(66w) | LFLmpBlst-T12-36in-25w+MagES-RS-NLO(66w) | LFLmpBlst-T5-34in-21w+El-IS-NLO(48w) | Available | WP source e.g.: PGE3PLTG176r0 | 0 | 0 | Disposition: MeasuresList-May222014.xlsx | RobNc |  | ILtg-Lfluor-T12Mag |  | DEER1316-Ltg-Com-LF | 2013-01-01 | 2018-12-31 | DEER2016 HOU Update |  |  |  |  | Standard | Expires 12/31/2018 due to revised DEER2019 code/ISP baseline | 1 | 1 | 0 | Deemed Ex Ante Team |  | Expires 12/31/2018 due to revised DEER2019 code/ISP baseline |  | Updated to indicate claim/filing status
4438 | C-In-LFLmpBlst-T5-34in-21w+El-IS-RLO(24w)-dWP22 | Commercial Indoor General Lighting: more efficient Linear Fluorescent Lamp & Ballast installed. Measure includes Code case. Impacts: Linear Fluorescent-based HOU (varies by BldgType) | DEER1314 | Lighting Disposition | 2020-11-24 16:30 | Com-Iltg-dWatt-LF | DEER | Scaled | Delta |  |  | None |  | 0 |  | 1 | Com | Any | Lighting | InGen-LF | Ltg_Lmp+Blst | LF_LmpBlst | LFLmpBlst-T5-34in-21w+El-IS-RLO(24w) | ILtg-T5 |  |  |  | LFLmpBlst-T12-36in-30w+MagStd-RS-NLO(46w) | LFLmpBlst-T12-36in-30w+MagStd-RS-NLO(46w) | LFLmpBlst-T5-34in-21w+El-IS-RLO(24w) | Available | WP source e.g.: WPSDGENRLG0022r3 | 0 | 0 | Disposition: MeasuresList-May222014.xlsx | RobNc |  | ILtg-Lfluor-T12Mag |  | DEER1316-Ltg-Com-LF | 2013-01-01 | 2018-12-31 | DEER2016 HOU Update |  |  |  |  | Standard | Expires 12/31/2018 due to revised DEER2019 code/ISP baseline | 1 | 1 | 0 | Deemed Ex Ante Team |  | Expires 12/31/2018 due to revised DEER2019 code/ISP baseline |  | Updated to indicate claim/filing status
4439 | C-In-LFLmpBlst-T5-34in-21w+El-IS-RLO(48w)-dWP18 | Commercial Indoor General Lighting: more efficient Linear Fluorescent Lamp & Ballast installed. Measure includes Code case. Impacts: Linear Fluorescent-based HOU (varies by BldgType) | DEER1314 | Lighting Disposition | 2020-11-24 16:30 | Com-Iltg-dWatt-LF | DEER | Scaled | Delta |  |  | None |  | 0 |  | 1 | Com | Any | Lighting | InGen-LF | Ltg_Lmp+Blst | LF_LmpBlst | LFLmpBlst-T5-34in-21w+El-IS-RLO(48w) | ILtg-T5 |  |  |  | LFLmpBlst-T12-36in-25w+MagES-RS-NLO(66w) | LFLmpBlst-T12-36in-25w+MagES-RS-NLO(66w) | LFLmpBlst-T5-34in-21w+El-IS-RLO(48w) | Available | WP source e.g.: SCE13LG087r0 | 0 | 0 | Disposition: MeasuresList-May222014.xlsx | RobNc |  | ILtg-Lfluor-T12Mag |  | DEER1316-Ltg-Com-LF | 2013-01-01 | 2018-12-31 | DEER2016 HOU Update |  |  |  |  | Standard | Expires 12/31/2018 due to revised DEER2019 code/ISP baseline | 1 | 1 | 0 | Deemed Ex Ante Team |  | Expires 12/31/2018 due to revised DEER2019 code/ISP baseline |  | Updated to indicate claim/filing status
4440 | C-In-LFLmpBlst-T5-46in-28w+El-IS-NLO(54w)-dWP69-dWC0 | Commercial Indoor General Lighting: more efficient Linear Fluorescent Lamp & Ballast installed. Measure includes Code case. Impacts: Linear Fluorescent-based HOU (varies by BldgType) | DEER1314 | Lighting Disposition | 2020-11-24 16:30 | Com-Iltg-dWatt-LF | DEER | Scaled | Delta |  |  | None |  | 1 |  | 1 | Com | Any | Lighting | InGen-LF | Ltg_Lmp+Blst | LF_LmpBlst | LFLmpBlst-T5-46in-28w+El-IS-NLO(54w) | ILtg-T5 |  |  |  | LFLmpBlst-T12-96in-60w+MagES-RS-NLO(123w) | LFLmpBlst-T5-46in-28w+El-IS-NLO(54w) | LFLmpBlst-T5-46in-28w+El-IS-NLO(54w) | Available |  | 0 | 0 | Disposition: MeasuresList-Dec1-2014.xlsx | ERrul | LFLmpBlst-T5-46in-28w+El-IS-NLO(54w) | ILtg-Lfluor-T12Mag |  | DEER1316-Ltg-Com-LF | 2013-01-01 | 2018-12-31 | DEER2016 HOU Update |  |  |  |  | Standard | Expires 12/31/2018 due to revised DEER2019 code/ISP baseline | 1 | 1 | 0 | Deemed Ex Ante Team |  | Expires 12/31/2018 due to revised DEER2019 code/ISP baseline |  | Updated to indicate claim/filing status
4441 | C-In-LFLmpBlst-T5-46in-28w+El-IS-NLO(54w)-dWP69-dWC55 | Commercial Indoor General Lighting: more efficient Linear Fluorescent Lamp & Ballast installed. Measure includes Code case. Impacts: Linear Fluorescent-based HOU (varies by BldgType) | DEER1314 | Lighting Disposition | 2020-11-24 16:30 | Com-Iltg-dWatt-LF | DEER | Scaled | Delta |  |  | None |  | 0 |  | 1 | Com | Any | Lighting | InGen-LF | Ltg_Lmp+Blst | LF_LmpBlst | LFLmpBlst-T5-46in-28w+El-IS-NLO(54w) | ILtg-T5 |  |  |  | LFLmpBlst-T12-96in-60w+MagES-RS-NLO(123w) | LFLmpBlst-T8-96in-59w+El-IS-NLO(109w) | LFLmpBlst-T5-46in-28w+El-IS-NLO(54w) | Available | WP source e.g.: WPSDGENRLG0013r3 | 0 | 0 | Disposition: MeasuresList-May222014.xlsx | ErRobNc | LFLmpBlst-T8-96in-59w+El-IS-NLO(109w) | ILtg-Lfluor-T12Mag |  | DEER1316-Ltg-Com-LF | 2013-01-01 | 2018-12-31 | DEER2016 HOU Update |  |  |  |  | Standard | Expires 12/31/2018 due to revised DEER2019 code/ISP baseline | 1 | 1 | 0 | Deemed Ex Ante Team |  | Expires 12/31/2018 due to revised DEER2019 code/ISP baseline |  | Updated to indicate claim/filing status
4442 | C-In-LFLmpBlst-T5-46in-28w+El-IS-NLO-Dim(72w)-dWP72-dWC0 | Commercial Indoor General Lighting: more efficient Linear Fluorescent Lamp & Ballast installed. Measure includes Code case. Impacts: Linear Fluorescent-based HOU (varies by BldgType) | DEER1314 | Lighting Disposition | 2020-11-24 16:30 | Com-Iltg-dWatt-LF | DEER | Scaled | Delta |  |  | None |  | 1 |  | 1 | Com | Any | Lighting | InGen-LF | Ltg_Lmp+Blst | LF_LmpBlst | LFLmpBlst-T5-46in-28w+El-IS-NLO-Dim(72w) | ILtg-T5 |  |  |  | LFLmpBlst-T12-48in-34w+MagES-RS-NLO(144w) | LFLmpBlst-T5-46in-28w+El-IS-NLO-Dim(72w) | LFLmpBlst-T5-46in-28w+El-IS-NLO-Dim(72w) | Available |  | 0 | 0 | Disposition: MeasuresList-Dec1-2014.xlsx | ERrul | LFLmpBlst-T5-46in-28w+El-IS-NLO-Dim(72w) | ILtg-Lfluor-T12Mag |  | DEER1316-Ltg-Com-LF | 2013-01-01 | 2018-12-31 | DEER2016 HOU Update |  |  |  |  | Standard | Expires 12/31/2018 due to revised DEER2019 code/ISP baseline | 1 | 1 | 0 | Deemed Ex Ante Team |  | Expires 12/31/2018 due to revised DEER2019 code/ISP baseline |  | Updated to indicate claim/filing status
4443 | C-In-LFLmpBlst-T5-46in-28w+El-IS-NLO-Dim(72w)-dWP72-dWC36 | Commercial Indoor General Lighting: more efficient Linear Fluorescent Lamp & Ballast installed. Measure includes Code case. Impacts: Linear Fluorescent-based HOU (varies by BldgType) | DEER2011 | Lighting Disposition | 2020-11-24 16:30 | Com-Iltg-dWatt-LF | NonDEER | Scaled | Delta |  |  | None |  | 0 |  | 1 | Com | Any | Lighting | InGen-LF | Ltg_Lmp+Blst | LF_LmpBlst |  | ILtg-T5 |  |  |  | LFLmpBlst-T12-48in-34w+MagES-RS-NLO(144w) | LFLmpBlst-T8-48in-32w-3g+El-IS-NLO-1(108w) | LFLmpBlst-T5-46in-28w+El-IS-NLO-Dim(72w) | Available | WP source e.g.: WPSDGENRLG0013r3; Expires 6-30-2014; Not used in 2013-14 Lighting Disposition | 0 | 0 | Disposition: MeasuresList-May222014.xlsx | ErRobNc |  | ILtg-Lfluor-T12Mag |  | None | 2013-01-01 | 2014-06-30 | DEER |  |  |  |  | Standard |  | 1 | 1 | 0 | Deemed Ex Ante Team |  |  |  | Updated to indicate claim/filing status
4444 | C-In-LFLmpBlst-T5-46in-28w+El-PS-HLO(33w)-dWP10-dWC0 | Commercial Indoor General Lighting: more efficient Linear Fluorescent Lamp & Ballast installed. Measure includes Code case. Impacts: Linear Fluorescent-based HOU (varies by BldgType) | DEER1314 | Lighting Disposition | 2020-11-24 16:30 | Com-Iltg-dWatt-LF | DEER | Scaled | Delta |  |  | None |  | 0 |  | 1 | Com | Any | Lighting | InGen-LF | Ltg_Lmp+Blst | LF_LmpBlst | LFLmpBlst-T5-46in-28w+El-PS-HLO(33w) | ILtg-T5 |  |  |  | LFLmpBlst-T12-48in-34w+MagES-RS-NLO(43w) | LFLmpBlst-T5-46in-28w+El-PS-HLO(33w) | LFLmpBlst-T5-46in-28w+El-PS-HLO(33w) | Available | WP source e.g.: PGECOLTG160r1 | 0 | 0 | Disposition: MeasuresList-May222014.xlsx | ERrul | LFLmpBlst-T5-46in-28w+El-PS-HLO(33w) | ILtg-Lfluor-T12Mag |  | DEER1316-Ltg-Com-LF | 2013-01-01 | 2018-12-31 | DEER2016 HOU Update |  |  |  |  | Standard | Expires 12/31/2018 due to revised DEER2019 code/ISP baseline | 1 | 1 | 0 | Deemed Ex Ante Team |  | Expires 12/31/2018 due to revised DEER2019 code/ISP baseline |  | Updated to indicate claim/filing status
4445 | C-In-LFLmpBlst-T5-46in-28w+El-PS-HLO(64w)-dWP51-dWC0 | Commercial Indoor General Lighting: more efficient Linear Fluorescent Lamp & Ballast installed. Measure includes Code case. Impacts: Linear Fluorescent-based HOU (varies by BldgType) | DEER1314 | Lighting Disposition | 2020-11-24 16:30 | Com-Iltg-dWatt-LF | DEER | Scaled | Delta |  |  | None |  | 0 |  | 1 | Com | Any | Lighting | InGen-LF | Ltg_Lmp+Blst | LF_LmpBlst | LFLmpBlst-T5-46in-28w+El-PS-HLO(64w) | ILtg-T5 |  |  |  | LFLmpBlst-T12-48in-34w+MagES-RS-NLO(115w) | LFLmpBlst-T5-46in-28w+El-PS-HLO(64w) | LFLmpBlst-T5-46in-28w+El-PS-HLO(64w) | Available | WP source e.g.: PGECOLTG160r1 | 0 | 0 | Disposition: MeasuresList-May222014.xlsx | ERrul | LFLmpBlst-T5-46in-28w+El-PS-HLO(64w) | ILtg-Lfluor-T12Mag |  | DEER1316-Ltg-Com-LF | 2013-01-01 | 2018-12-31 | DEER2016 HOU Update |  |  |  |  | Standard | Expires 12/31/2018 due to revised DEER2019 code/ISP baseline | 1 | 1 | 0 | Deemed Ex Ante Team |  | Expires 12/31/2018 due to revised DEER2019 code/ISP baseline |  | Updated to indicate claim/filing status
4446 | C-In-LFLmpBlst-T5-46in-28w+El-PS-HLO(64w)-dWP8-dWC0 | Commercial Indoor General Lighting: more efficient Linear Fluorescent Lamp & Ballast installed. Measure includes Code case. Impacts: Linear Fluorescent-based HOU (varies by BldgType) | DEER1314 | Lighting Disposition | 2020-11-24 16:30 | Com-Iltg-dWatt-LF | DEER | Scaled | Delta |  |  | None |  | 0 |  | 1 | Com | Any | Lighting | InGen-LF | Ltg_Lmp+Blst | LF_LmpBlst | LFLmpBlst-T5-46in-28w+El-PS-HLO(64w) | ILtg-T5 |  |  |  | LFLmpBlst-T12-48in-34w+MagES-RS-NLO(72w) | LFLmpBlst-T5-46in-28w+El-PS-HLO(64w) | LFLmpBlst-T5-46in-28w+El-PS-HLO(64w) | Available | WP source e.g.: SCE13LG087r0 | 0 | 0 | Disposition: MeasuresList-May222014.xlsx | ERrul | LFLmpBlst-T5-46in-28w+El-PS-HLO(64w) | ILtg-Lfluor-T12Mag |  | DEER1316-Ltg-Com-LF | 2013-01-01 | 2018-12-31 | DEER2016 HOU Update | LT-94378 |  |  |  | Standard | Expires 12/31/2018 due to revised DEER2019 code/ISP baseline | 1 | 1 | 0 | Deemed Ex Ante Team |  | Expires 12/31/2018 due to revised DEER2019 code/ISP baseline |  | Updated to indicate claim/filing status
4447 | C-In-LFLmpBlst-T5-46in-28w+El-RS-HLO(64w)-dWP19 | Commercial Indoor General Lighting: more efficient Linear Fluorescent Lamp & Ballast installed. Measure includes Code case. Impacts: Linear Fluorescent-based HOU (varies by BldgType) | DEER1314 | Lighting Disposition | 2020-11-24 16:30 | Com-Iltg-dWatt-LF | DEER | Scaled | Delta |  |  | None |  | 0 |  | 1 | Com | Any | Lighting | InGen-LF | Ltg_Lmp+Blst | LF_LmpBlst | LFLmpBlst-T5-46in-28w+El-RS-HLO(64w) | ILtg-T5 |  |  |  | LFLmpBlst-T8-48in-32w-3g+El-IS-NLO(83w) | LFLmpBlst-T8-48in-32w-3g+El-IS-NLO(83w) | LFLmpBlst-T5-46in-28w+El-RS-HLO(64w) | Available | WP source e.g.: WPSDGENRLG0013r3 | 0 | 0 | Disposition: MeasuresList-May222014.xlsx | RobNc | LFLmpBlst-T8-48in-32w-3g+El-IS-NLO(83w) | ILtg-Lfluor-Elec |  | DEER1316-Ltg-Com-LF | 2013-01-01 | 2018-12-31 | DEER2016 HOU Update |  |  |  |  | Standard | Expires 12/31/2018 due to revised DEER2019 code/ISP baseline | 1 | 1 | 0 | Deemed Ex Ante Team |  | Expires 12/31/2018 due to revised DEER2019 code/ISP baseline |  | Updated to indicate claim/filing status
4448 | C-In-LFLmpBlst-T5-46in-28w+El-RS-NLO(58w)-dWP25 | Commercial Indoor General Lighting: more efficient Linear Fluorescent Lamp & Ballast installed. Measure includes Code case. Impacts: Linear Fluorescent-based HOU (varies by BldgType) | DEER1314 | Lighting Disposition | 2020-11-24 16:30 | Com-Iltg-dWatt-LF | DEER | Scaled | Delta |  |  | None |  | 0 |  | 1 | Com | Any | Lighting | InGen-LF | Ltg_Lmp+Blst | LF_LmpBlst | LFLmpBlst-T5-46in-28w+El-RS-NLO(58w) | ILtg-T5 |  |  |  | LFLmpBlst-T8-48in-32w-3g+El-IS-NLO(83w) | LFLmpBlst-T8-48in-32w-3g+El-IS-NLO(83w) | LFLmpBlst-T5-46in-28w+El-RS-NLO(58w) | Available | WP source e.g.: WPSDGENRLG0013r3 | 0 | 0 | Disposition: MeasuresList-May222014.xlsx | RobNc | LFLmpBlst-T8-48in-32w-3g+El-IS-NLO(83w) | ILtg-Lfluor-Elec |  | DEER1316-Ltg-Com-LF | 2013-01-01 | 2018-12-31 | DEER2016 HOU Update |  |  |  |  | Standard | Expires 12/31/2018 due to revised DEER2019 code/ISP baseline | 1 | 1 | 0 | Deemed Ex Ante Team |  | Expires 12/31/2018 due to revised DEER2019 code/ISP baseline |  | Updated to indicate claim/filing status
4449 | C-In-LFLmpBlst-T5-46in-49w+El-IS-HLO(106w)-dWP10 | Commercial Indoor General Lighting: more efficient Linear Fluorescent Lamp & Ballast installed. Measure includes Code case. Impacts: Linear Fluorescent-based HOU (varies by BldgType) | DEER1314 | Lighting Disposition | 2020-11-24 16:30 | Com-Iltg-dWatt-LF | DEER | Scaled | Delta |  |  | None |  | 0 |  | 1 | Com | Any | Lighting | InGen-LF | Ltg_Lmp+Blst | LF_LmpBlst | LFLmpBlst-T5-46in-49w+El-IS-HLO(106w) | ILtg-T5 |  |  |  | LFLmpBlst-T5-46in-54w+El-IS-HLO(116w) | LFLmpBlst-T5-46in-54w+El-IS-HLO(116w) | LFLmpBlst-T5-46in-49w+El-IS-HLO(106w) | Available | WP source e.g.: SCE13LG087r0 | 0 | 0 | Disposition: MeasuresList-May222014.xlsx | RobNc | LFLmpBlst-T5-46in-54w+El-IS-HLO(116w) | ILtg-T5 |  | DEER1316-Ltg-Com-LF | 2013-01-01 | 2018-12-31 | DEER2016 HOU Update |  |  |  |  | Standard | Expires 12/31/2018 due to revised DEER2019 code/ISP baseline | 1 | 1 | 0 | Deemed Ex Ante Team |  | Expires 12/31/2018 due to revised DEER2019 code/ISP baseline |  | Updated to indicate claim/filing status
4450 | C-In-LFLmpBlst-T5-46in-49w+El-IS-HLO(187w)-dWP0 | Commercial Indoor General Lighting: more efficient Linear Fluorescent Lamp & Ballast installed. Measure includes Code case. Impacts: Linear Fluorescent-based HOU (varies by BldgType) | DEER2011 | Lighting Disposition | 2020-11-24 16:30 | Com-Iltg-dWatt-LF | NonDEER | Scaled | Delta |  |  | None |  | 0 |  | 1 | Com | Any | Lighting | InGen-LF | Ltg_Lmp+Blst | LF_LmpBlst |  | ILtg-T5 |  |  |  | LFLmpBlst-T5-46in-54w+El-IS-HLO(187w) | LFLmpBlst-T5-46in-54w+El-IS-HLO(187w) | LFLmpBlst-T5-46in-49w+El-IS-HLO(187w) | Available | WP source e.g.: SCE13LG087r0; Expires 6-30-2014; Not used in 2013-14 Lighting Disposition | 0 | 0 | Disposition: MeasuresList-May222014.xlsx | RobNc |  | ILtg-T5 |  | None | 2013-01-01 | 2014-06-30 | DEER |  |  |  |  | Standard |  | 1 | 1 | 0 | Deemed Ex Ante Team |  |  |  | Updated to indicate claim/filing status
4451 | C-In-LFLmpBlst-T5-46in-49w+El-IS-HLO(234w)-dWP0 | Commercial Indoor General Lighting: more efficient Linear Fluorescent Lamp & Ballast installed. Measure includes Code case. Impacts: Linear Fluorescent-based HOU (varies by BldgType) | DEER2011 | Lighting Disposition | 2020-11-24 16:30 | Com-Iltg-dWatt-LF | NonDEER | Scaled | Delta |  |  | None |  | 0 |  | 1 | Com | Any | Lighting | InGen-LF | Ltg_Lmp+Blst | LF_LmpBlst |  | ILtg-T5 |  |  |  | LFLmpBlst-T5-46in-54w+El-IS-HLO(234w) | LFLmpBlst-T5-46in-54w+El-IS-HLO(234w) | LFLmpBlst-T5-46in-49w+El-IS-HLO(234w) | Available | WP source e.g.: SCE13LG087r0; Not used in 2013-14 Lighting Disposition | 0 | 0 | Disposition: MeasuresList-May222014.xlsx | RobNc |  | ILtg-T5 | Com-Lighting-InGen_T12-48in-43w-A_T5-46in-33w_T5-46in-33w | None | 2013-01-01 | 2014-06-30 | DEER |  |  |  |  | Standard |  | 1 | 1 | 0 | Deemed Ex Ante Team |  |  |  | Updated to indicate claim/filing status
4452 | C-In-LFLmpBlst-T5-46in-49w+El-IS-HLO(49w)-dWP5 | Commercial Indoor General Lighting: more efficient Linear Fluorescent Lamp & Ballast installed. Measure includes Code case. Impacts: Linear Fluorescent-based HOU (varies by BldgType) | DEER1314 | Lighting Disposition | 2020-11-24 16:30 | Com-Iltg-dWatt-LF | DEER | Scaled | Delta |  |  | None |  | 0 |  | 1 | Com | Any | Lighting | InGen-LF | Ltg_Lmp+Blst | LF_LmpBlst | LFLmpBlst-T5-46in-49w+El-IS-HLO(49w) | ILtg-T5 |  |  |  | LFLmpBlst-T5-46in-54w+El-IS-HLO(54w) | LFLmpBlst-T5-46in-54w+El-IS-HLO(54w) | LFLmpBlst-T5-46in-49w+El-IS-HLO(49w) | Available | WP source e.g.: SCE13LG087r0 | 0 | 0 | Disposition: MeasuresList-May222014.xlsx | RobNc | LFLmpBlst-T5-46in-54w+El-IS-HLO(54w) | ILtg-T5 | Com-Lighting-InGen_T12-48in-115w_T5-46in-64w_T5-46in-64w | DEER1316-Ltg-Com-LF | 2013-01-01 | 2018-12-31 | DEER2016 HOU Update |  |  |  |  | Standard | Expires 12/31/2018 due to revised DEER2019 code/ISP baseline | 1 | 1 | 0 | Deemed Ex Ante Team |  | Expires 12/31/2018 due to revised DEER2019 code/ISP baseline |  | Updated to indicate claim/filing status
4453 | C-In-LFLmpBlst-T5-46in-49w+El-IS-NLO(106w)-dWP10 | Commercial Indoor General Lighting: more efficient Linear Fluorescent Lamp & Ballast installed. Measure includes Code case. Impacts: Linear Fluorescent-based HOU (varies by BldgType) | DEER1314 | Lighting Disposition | 2020-11-24 16:30 | Com-Iltg-dWatt-LF | DEER | Scaled | Delta |  |  | None |  | 0 |  | 1 | Com | Any | Lighting | InGen-LF | Ltg_Lmp+Blst | LF_LmpBlst |  | ILtg-T5 |  |  |  | LFLmpBlst-T5-46in-54w+El-PS-NLO(116w) | LFLmpBlst-T5-46in-54w+El-PS-NLO(116w) | LFLmpBlst-T5-46in-49w+El-PS-NLO(106w) | Available | WP source e.g.: SCE13LG087r0 | 0 | 0 | Disposition: MeasuresList-May222014.xlsx | RobNc | LFLmpBlst-T5-46in-54w+El-PS-NLO(116w) | ILtg-T5 | Com-Lighting-InGen_T12-48in-72w-A_T5-46in-64w_T5-46in-64w | DEER1316-Ltg-Com-LF | 2013-01-01 | 2018-12-31 | DEER2016 HOU Update | LT-30612 |  |  |  | Standard | Expires 12/31/2018 due to revised DEER2019 code/ISP baseline | 1 | 1 | 0 | Deemed Ex Ante Team |  | Expires 12/31/2018 due to revised DEER2019 code/ISP baseline |  | Updated to indicate claim/filing status
4454 | C-In-LFLmpBlst-T5-46in-49w+El-IS-NLO(172w)-dWP15 | Commercial Indoor General Lighting: more efficient Linear Fluorescent Lamp & Ballast installed. Measure includes Code case. Impacts: Linear Fluorescent-based HOU (varies by BldgType) | DEER1314 | Lighting Disposition | 2020-11-24 16:30 | Com-Iltg-dWatt-LF | DEER | Scaled | Delta |  |  | None |  | 1 |  | 1 | Com | Any | Lighting | InGen-LF | Ltg_Lmp+Blst | LF_LmpBlst | LFLmpBlst-T5-46in-49w+El-IS-NLO(172w) | ILtg-T5 |  |  |  | LFLmpBlst-T5-46in-54w+El-IS-HLO(187w) | LFLmpBlst-T5-46in-54w+El-IS-HLO(187w) | LFLmpBlst-T5-46in-49w+El-IS-NLO(172w) | Available |  | 0 | 0 | Disposition: MeasuresList-Dec1-2014.xlsx | RobNc | LFLmpBlst-T5-46in-54w+El-IS-HLO(187w) | ILtg-T5 |  | DEER1316-Ltg-Com-LF | 2013-01-01 | 2018-12-31 | DEER2016 HOU Update |  |  |  |  | Standard | Expires 12/31/2018 due to revised DEER2019 code/ISP baseline | 1 | 1 | 0 | Deemed Ex Ante Team |  | Expires 12/31/2018 due to revised DEER2019 code/ISP baseline |  | Updated to indicate claim/filing status
4455 | C-In-LFLmpBlst-T5-46in-49w+El-IS-NLO(172w)-dWP7-dWC7 | Commercial Indoor General Lighting: more efficient Linear Fluorescent Lamp & Ballast installed. Measure includes Code case. Impacts: Linear Fluorescent-based HOU (varies by BldgType) | DEER1314 | Lighting Disposition | 2020-11-24 16:30 | Com-Iltg-dWatt-LF | DEER | Scaled | Delta |  |  | None |  | 0 |  | 1 | Com | Any | Lighting | InGen-LF | Ltg_Lmp+Blst | LF_LmpBlst | LFLmpBlst-T5-46in-49w+El-PS-NLO(172w) | ILtg-T5 |  |  | should come from Tech | LFLmpBlst-T5-46in-54w+El-PS-HLO-2(179w) | LFLmpBlst-T5-46in-54w+El-PS-HLO-1(179w) | LFLmpBlst-T5-46in-49w+El-PS-NLO(172w) | Available | WP source e.g.: PGECOLTG160r1 | 0 | 0 | Disposition: MeasuresList-May222014.xlsx | ErRobNc | LFLmpBlst-T5-46in-54w+El-PS-HLO-1(179w) | ILtg-T5 |  | DEER1316-Ltg-Com-LF | 2013-01-01 | 2018-12-31 | DEER2016 HOU Update |  |  |  |  | Standard | Expires 12/31/2018 due to revised DEER2019 code/ISP baseline | 1 | 1 | 0 | Deemed Ex Ante Team |  | Expires 12/31/2018 due to revised DEER2019 code/ISP baseline |  | Updated to indicate claim/filing status
4456 | C-In-LFLmpBlst-T5-46in-49w+El-IS-NLO(214w)-dWP20 | Commercial Indoor General Lighting: more efficient Linear Fluorescent Lamp & Ballast installed. Measure includes Code case. Impacts: Linear Fluorescent-based HOU (varies by BldgType) | DEER1314 | Lighting Disposition | 2020-11-24 16:30 | Com-Iltg-dWatt-LF | DEER | Scaled | Delta |  |  | None |  | 0 |  | 1 | Com | Any | Lighting | InGen-LF | Ltg_Lmp+Blst | LF_LmpBlst | LFLmpBlst-T5-46in-49w+El-PS-NLO(214w) | ILtg-T5 |  |  |  | LFLmpBlst-T5-46in-54w+El-PS-HLO-1(234w) | LFLmpBlst-T5-46in-54w+El-PS-HLO-1(234w) | LFLmpBlst-T5-46in-49w+El-PS-NLO(214w) | Available | WP source e.g.: PGECOLTG160r1 | 0 | 0 | Disposition: MeasuresList-May222014.xlsx | RobNc | LFLmpBlst-T5-46in-54w+El-PS-HLO-1(234w) | ILtg-T5 |  | DEER1316-Ltg-Com-LF | 2013-01-01 | 2018-12-31 | DEER2016 HOU Update |  |  |  |  | Standard | Expires 12/31/2018 due to revised DEER2019 code/ISP baseline | 1 | 1 | 0 | Deemed Ex Ante Team |  | Expires 12/31/2018 due to revised DEER2019 code/ISP baseline |  | Updated to indicate claim/filing status
4457 | C-In-LFLmpBlst-T5-46in-49w+El-IS-NLO(49.3w)-dWP4 | Commercial Indoor General Lighting: more efficient Linear Fluorescent Lamp & Ballast installed. Measure includes Code case. Impacts: Linear Fluorescent-based HOU (varies by BldgType) | DEER1314 | Lighting Disposition | 2020-11-24 16:30 | Com-Iltg-dWatt-LF | DEER | Scaled | Delta |  |  | None |  | 0 |  | 1 | Com | Any | Lighting | InGen-LF | Ltg_Lmp+Blst | LF_LmpBlst | LFLmpBlst-T5-46in-49w+El-IS-NLO(49.3w) | ILtg-T5 |  |  |  | LFLmpBlst-T5-46in-54w+El-IS-NLO(54w) | LFLmpBlst-T5-46in-54w+El-IS-NLO(54w) | LFLmpBlst-T5-46in-49w+El-IS-NLO(49.3w) | Available | WP source e.g.: WPSDGENRLG0013r3 | 0 | 0 | Disposition: MeasuresList-May222014.xlsx | RobNc | LFLmpBlst-T5-46in-54w+El-IS-NLO(54w) | ILtg-T5 |  | DEER1316-Ltg-Com-LF | 2013-01-01 | 2018-12-31 | DEER2016 HOU Update |  |  |  |  | Standard | Expires 12/31/2018 due to revised DEER2019 code/ISP baseline | 1 | 1 | 0 | Deemed Ex Ante Team |  | Expires 12/31/2018 due to revised DEER2019 code/ISP baseline |  | Updated to indicate claim/filing status
4458 | C-In-LFLmpBlst-T5-46in-49w+El-IS-NLO(49w)-dWP5 | Commercial Indoor General Lighting: more efficient Linear Fluorescent Lamp & Ballast installed. Measure includes Code case. Impacts: Linear Fluorescent-based HOU (varies by BldgType) | DEER1314 | Lighting Disposition | 2020-11-24 16:30 | Com-Iltg-dWatt-LF | DEER | Scaled | Delta |  |  | None |  | 0 |  | 1 | Com | Any | Lighting | InGen-LF | Ltg_Lmp+Blst | LF_LmpBlst | LFLmpBlst-T5-46in-49w+El-IS-NLO(49w) | ILtg-T5 |  |  |  | LFLmpBlst-T5-46in-54w+El-IS-NLO(54w) | LFLmpBlst-T5-46in-54w+El-IS-NLO(54w) | LFLmpBlst-T5-46in-49w+El-IS-NLO(49w) | Available | WP source e.g.: WPSDGENRLG0013r3 | 0 | 0 | Disposition: MeasuresList-May222014.xlsx | RobNc | LFLmpBlst-T5-46in-54w+El-IS-NLO(54w) | ILtg-T5 |  | DEER1316-Ltg-Com-LF | 2013-01-01 | 2018-12-31 | DEER2016 HOU Update |  |  |  |  | Standard | Expires 12/31/2018 due to revised DEER2019 code/ISP baseline | 1 | 1 | 0 | Deemed Ex Ante Team |  | Expires 12/31/2018 due to revised DEER2019 code/ISP baseline |  | Updated to indicate claim/filing status
4459 | C-In-LFLmpBlst-T5-46in-51w+El-IS-HLO(109w)-dWP7 | Commercial Indoor General Lighting: more efficient Linear Fluorescent Lamp & Ballast installed. Measure includes Code case. Impacts: Linear Fluorescent-based HOU (varies by BldgType) | DEER1314 | Lighting Disposition | 2020-11-24 16:30 | Com-Iltg-dWatt-LF | DEER | Scaled | Delta |  |  | None |  | 0 |  | 1 | Com | Any | Lighting | InGen-LF | Ltg_Lmp+Blst | LF_LmpBlst | LFLmpBlst-T5-46in-51w+El-IS-HLO(109w) | ILtg-T5 |  |  |  | LFLmpBlst-T5-46in-54w+El-IS-HLO(116w) | LFLmpBlst-T5-46in-54w+El-IS-HLO(116w) | LFLmpBlst-T5-46in-51w+El-IS-HLO(109w) | Available | WP source e.g.: WPSDGENRLG0013r3 | 0 | 0 | Disposition: MeasuresList-May222014.xlsx | RobNc | LFLmpBlst-T5-46in-54w+El-IS-HLO(116w) | ILtg-T5 |  | DEER1316-Ltg-Com-LF | 2013-01-01 | 2018-12-31 | DEER2016 HOU Update |  |  |  |  | Standard | Expires 12/31/2018 due to revised DEER2019 code/ISP baseline | 1 | 1 | 0 | Deemed Ex Ante Team |  | Expires 12/31/2018 due to revised DEER2019 code/ISP baseline |  | Updated to indicate claim/filing status
4460 | C-In-LFLmpBlst-T5-46in-51w+El-IS-HLO(176w)-dWP11 | Commercial Indoor General Lighting: more efficient Linear Fluorescent Lamp & Ballast installed. Measure includes Code case. Impacts: Linear Fluorescent-based HOU (varies by BldgType) | DEER1314 | Lighting Disposition | 2020-11-24 16:30 | Com-Iltg-dWatt-LF | DEER | Scaled | Delta |  |  | None |  | 0 |  | 1 | Com | Any | Lighting | InGen-LF | Ltg_Lmp+Blst | LF_LmpBlst | LFLmpBlst-T5-46in-51w+El-IS-HLO(176w) | ILtg-T5 |  |  |  | LFLmpBlst-T5-46in-54w+El-IS-HLO(187w) | LFLmpBlst-T5-46in-54w+El-IS-HLO(187w) | LFLmpBlst-T5-46in-51w+El-IS-HLO(176w) | Available | WP source e.g.: WPSDGENRLG0013r3 | 0 | 0 | Disposition: MeasuresList-May222014.xlsx | RobNc | LFLmpBlst-T5-46in-54w+El-IS-HLO(187w) | ILtg-T5 |  | DEER1316-Ltg-Com-LF | 2013-01-01 | 2018-12-31 | DEER2016 HOU Update |  |  |  |  | Standard | Expires 12/31/2018 due to revised DEER2019 code/ISP baseline | 1 | 1 | 0 | Deemed Ex Ante Team |  | Expires 12/31/2018 due to revised DEER2019 code/ISP baseline |  | Updated to indicate claim/filing status
4461 | C-In-LFLmpBlst-T5-46in-51w+El-IS-HLO(234w)-dWP0 | Commercial Indoor General Lighting: more efficient Linear Fluorescent Lamp & Ballast installed. Measure includes Code case. Impacts: Linear Fluorescent-based HOU (varies by BldgType) | DEER2011 | Lighting Disposition | 2020-11-24 16:30 | Com-Iltg-dWatt-LF | NonDEER | Scaled | Delta |  |  | None |  | 0 |  | 1 | Com | Any | Lighting | InGen-LF | Ltg_Lmp+Blst | LF_LmpBlst |  | ILtg-T5 |  |  |  | LFLmpBlst-T5-46in-54w+El-IS-HLO(234w) | LFLmpBlst-T5-46in-54w+El-IS-HLO(234w) | LFLmpBlst-T5-46in-51w+El-IS-HLO(234w) | Available | WP source e.g.: SCE13LG087r0; Not used in 2013-14 Lighting Disposition | 0 | 0 | Disposition: MeasuresList-May222014.xlsx | RobNc |  | ILtg-T5 |  | None | 2013-01-01 | 2014-06-30 | DEER |  |  |  |  | Standard |  | 1 | 1 | 0 | Deemed Ex Ante Team |  |  |  | Updated to indicate claim/filing status
4462 | C-In-LFLmpBlst-T5-46in-51w+El-IS-HLO(51w)-dWP3 | Commercial Indoor General Lighting: more efficient Linear Fluorescent Lamp & Ballast installed. Measure includes Code case. Impacts: Linear Fluorescent-based HOU (varies by BldgType) | DEER1314 | Lighting Disposition | 2020-11-24 16:30 | Com-Iltg-dWatt-LF | DEER | Scaled | Delta |  |  | None |  | 0 |  | 1 | Com | Any | Lighting | InGen-LF | Ltg_Lmp+Blst | LF_LmpBlst | LFLmpBlst-T5-46in-51w+El-IS-HLO(51w) | ILtg-T5 |  |  |  | LFLmpBlst-T5-46in-54w+El-IS-HLO(54w) | LFLmpBlst-T5-46in-54w+El-IS-HLO(54w) | LFLmpBlst-T5-46in-51w+El-IS-HLO(51w) | Available | WP source e.g.: SCE13LG087r0 | 0 | 0 | Disposition: MeasuresList-May222014.xlsx | RobNc | LFLmpBlst-T5-46in-54w+El-IS-HLO(54w) | ILtg-T5 |  | DEER1316-Ltg-Com-LF | 2013-01-01 | 2018-12-31 | DEER2016 HOU Update |  |  |  |  | Standard | Expires 12/31/2018 due to revised DEER2019 code/ISP baseline | 1 | 1 | 0 | Deemed Ex Ante Team |  | Expires 12/31/2018 due to revised DEER2019 code/ISP baseline |  | Updated to indicate claim/filing status
4463 | C-In-LFLmpBlst-T5-46in-51w+El-IS-NLO(109w)-dWP7 | Commercial Indoor General Lighting: more efficient Linear Fluorescent Lamp & Ballast installed. Measure includes Code case. Impacts: Linear Fluorescent-based HOU (varies by BldgType) | DEER1314 | Lighting Disposition | 2020-11-24 16:30 | Com-Iltg-dWatt-LF | DEER | Scaled | Delta |  |  | None |  | 0 |  | 1 | Com | Any | Lighting | InGen-LF | Ltg_Lmp+Blst | LF_LmpBlst | LFLmpBlst-T5-46in-51w+El-IS-NLO(109w) | ILtg-T5 |  |  |  | LFLmpBlst-T5-46in-54w+El-IS-NLO(116w) | LFLmpBlst-T5-46in-54w+El-IS-NLO(116w) | LFLmpBlst-T5-46in-51w+El-IS-NLO(109w) | Available | WP source e.g.: SCE13LG087r0 | 0 | 0 | Disposition: MeasuresList-May222014.xlsx | RobNc | LFLmpBlst-T5-46in-54w+El-IS-NLO(116w) | ILtg-T5 |  | DEER1316-Ltg-Com-LF | 2013-01-01 | 2018-12-31 | DEER2016 HOU Update |  |  |  |  | Standard | Expires 12/31/2018 due to revised DEER2019 code/ISP baseline | 1 | 1 | 0 | Deemed Ex Ante Team |  | Expires 12/31/2018 due to revised DEER2019 code/ISP baseline |  | Updated to indicate claim/filing status
4465 | C-In-LFLmpBlst-T5-46in-51w+El-IS-NLO(176w)-dWP3-dWC3 | Commercial Indoor General Lighting: more efficient Linear Fluorescent Lamp & Ballast installed. Measure includes Code case. Impacts: Linear Fluorescent-based HOU (varies by BldgType) | DEER1314 | Lighting Disposition | 2020-11-24 16:30 | Com-Iltg-dWatt-LF | DEER | Scaled | Delta |  |  | None |  | 0 |  | 1 | Com | Any | Lighting | InGen-LF | Ltg_Lmp+Blst | LF_LmpBlst | LFLmpBlst-T5-46in-51w+El-IS-NLO(176w) | ILtg-T5 |  |  |  | LFLmpBlst-T5-46in-54w+El-IS-HLO-2(179w) | LFLmpBlst-T5-46in-54w+El-IS-HLO-2(179w) | LFLmpBlst-T5-46in-51w+El-IS-NLO(176w) | Available | WP source e.g.: SCE13LG092r0 | 0 | 0 | Disposition: MeasuresList-May222014.xlsx | ErRobNc | LFLmpBlst-T5-46in-54w+El-IS-HLO-2(179w) | ILtg-T5 |  | DEER1316-Ltg-Com-LF | 2013-01-01 | 2018-12-31 | DEER2016 HOU Update |  |  |  |  | Standard | Expires 12/31/2018 due to revised DEER2019 code/ISP baseline | 1 | 1 | 0 | Deemed Ex Ante Team |  | Expires 12/31/2018 due to revised DEER2019 code/ISP baseline |  | Updated to indicate claim/filing status
4467 | C-In-LFLmpBlst-T5-46in-51w+El-IS-NLO(51w)-dWP3-dWC3 | Commercial Indoor General Lighting: more efficient Linear Fluorescent Lamp & Ballast installed. Measure includes Code case. Impacts: Linear Fluorescent-based HOU (varies by BldgType) | DEER1314 | Lighting Disposition | 2020-11-24 16:30 | Com-Iltg-dWatt-LF | DEER | Scaled | Delta |  |  | None |  | 0 |  | 1 | Com | Any | Lighting | InGen-LF | Ltg_Lmp+Blst | LF_LmpBlst | LFLmpBlst-T5-46in-51w+El-IS-NLO(51w) | ILtg-T5 |  |  |  | LFLmpBlst-T5-46in-54w+El-IS-NLO(54w) | LFLmpBlst-T5-46in-54w+El-IS-NLO(54w) | LFLmpBlst-T5-46in-51w+El-IS-NLO(51w) | Available | WP source e.g.: WPSDGENRLG0013r3 | 0 | 0 | Disposition: MeasuresList-May222014.xlsx | ErRobNc | LFLmpBlst-T5-46in-54w+El-IS-NLO(54w) | ILtg-T5 |  | DEER1316-Ltg-Com-LF | 2013-01-01 | 2018-12-31 | DEER2016 HOU Update |  |  |  |  | Standard | Expires 12/31/2018 due to revised DEER2019 code/ISP baseline | 1 | 1 | 0 | Deemed Ex Ante Team |  | Expires 12/31/2018 due to revised DEER2019 code/ISP baseline |  | Updated to indicate claim/filing status
4469 | C-In-LFLmpBlst-T5-46in-54w+El-IS-NLO(54w)-dWP-18 | Commercial Indoor General Lighting: more efficient Linear Fluorescent Lamp & Ballast installed. Measure includes Code case. Impacts: Linear Fluorescent-based HOU (varies by BldgType) | DEER1314 | Lighting Disposition | 2020-11-24 16:30 | Com-Iltg-dWatt-LF | DEER | Scaled | Delta |  |  | None |  | 0 |  | 1 | Com | Any | Lighting | InGen-LF | Ltg_Lmp+Blst | LF_LmpBlst | LFLmpBlst-T5-46in-54w+El-IS-NLO(54w) | ILtg-T5 |  |  |  | LFLmpBlst-T12-48in-34w+MagES-RS-NLO(36w) | LFLmpBlst-T12-48in-34w+MagES-RS-NLO(36w) | LFLmpBlst-T5-46in-54w+El-IS-NLO(54w) | Available | WP source e.g.: WPSDGENRLG0013r3 | 0 | 0 | Disposition: MeasuresList-May222014.xlsx | RobNc |  | ILtg-Lfluor-T12Mag |  | DEER1316-Ltg-Com-LF | 2013-01-01 | 2018-12-31 | DEER2016 HOU Update |  |  |  |  | Standard | Expires 12/31/2018 due to revised DEER2019 code/ISP baseline | 1 | 1 | 0 | Deemed Ex Ante Team |  | Expires 12/31/2018 due to revised DEER2019 code/ISP baseline |  | Updated to indicate claim/filing status
4470 | C-In-LFLmpBlst-T5-46in-54w+El-PS-HLO(117w)-dWP27-dWC0 | Commercial Indoor General Lighting: more efficient Linear Fluorescent Lamp & Ballast installed. Measure includes Code case. Impacts: Linear Fluorescent-based HOU (varies by BldgType) | DEER1314 | Lighting Disposition | 2020-11-24 16:30 | Com-Iltg-dWatt-LF | DEER | Scaled | Delta |  |  | None |  | 1 |  | 1 | Com | Any | Lighting | InGen-LF | Ltg_Lmp+Blst | LF_LmpBlst | LFLmpBlst-T5-46in-54w+El-PS-HLO(117w) | ILtg-T5 |  |  |  | LFLmpBlst-T12-48in-34w+MagES-RS-NLO(144w) | LFLmpBlst-T5-46in-54w+El-PS-HLO(117w) | LFLmpBlst-T5-46in-54w+El-PS-HLO(117w) | Available |  | 0 | 0 | Disposition: MeasuresList-Dec1-2014.xlsx | ERrul | LFLmpBlst-T5-46in-54w+El-PS-HLO(117w) | ILtg-Lfluor-T12Mag | Com-Lighting-InGen_T12-48in-144w-A_T5-46in-117w_T5-46in-117w | DEER1316-Ltg-Com-LF | 2013-01-01 | 2018-12-31 | DEER2016 HOU Update |  |  |  |  | Standard | Expires 12/31/2018 due to revised DEER2019 code/ISP baseline | 1 | 1 | 0 | Deemed Ex Ante Team |  | Expires 12/31/2018 due to revised DEER2019 code/ISP baseline |  | Updated to indicate claim/filing status
4471 | C-In-LFLmpBlst-T5-46in-54w+El-PS-HLO(117w)-dWP27-dWC1 | Commercial Indoor General Lighting: more efficient Linear Fluorescent Lamp & Ballast installed. Measure includes Code case. Impacts: Linear Fluorescent-based HOU (varies by BldgType) | DEER2011 | Lighting Disposition | 2020-11-24 16:30 | Com-Iltg-dWatt-LF | NonDEER | Scaled | Delta |  |  | None |  | 0 |  | 1 | Com | Any | Lighting | InGen-LF | Ltg_Lmp+Blst | LF_LmpBlst |  | ILtg-T5 |  |  |  | LFLmpBlst-T12-48in-34w+MagES-RS-NLO(144w) | LFLmpBlst-T8-48in-32w-2g+El-IS-NLO(118w) | LFLmpBlst-T5-46in-54w+El-PS-HLO(117w) | Available | WP source e.g.: WPSDGENRLG0013r3; Not used in 2013-14 Lighting Disposition | 0 | 0 | Disposition: MeasuresList-May222014.xlsx | ErRobNc |  | ILtg-Lfluor-T12Mag |  | None | 2013-01-01 | 2014-06-30 | DEER |  |  |  |  | Standard |  | 1 | 1 | 0 | Deemed Ex Ante Team |  |  |  | Updated to indicate claim/filing status
4472 | C-In-LFLmpBlst-T5-46in-54w+El-PS-HLO(59w)-dWP13-dWC0 | Commercial Indoor General Lighting: more efficient Linear Fluorescent Lamp & Ballast installed. Measure includes Code case. Impacts: Linear Fluorescent-based HOU (varies by BldgType) | DEER1314 | Lighting Disposition | 2020-11-24 16:30 | Com-Iltg-dWatt-LF | DEER | Scaled | Delta |  |  | None |  | 0 |  | 1 | Com | Any | Lighting | InGen-LF | Ltg_Lmp+Blst | LF_LmpBlst | LFLmpBlst-T5-46in-54w+El-PS-HLO(59w) | ILtg-T5 |  |  |  | LFLmpBlst-T12-48in-34w+MagES-RS-NLO(72w) | LFLmpBlst-T5-46in-54w+El-PS-HLO(59w) | LFLmpBlst-T5-46in-54w+El-PS-HLO(59w) | Available | WP source e.g.: SCE13LG087r0 | 0 | 0 | Disposition: MeasuresList-May222014.xlsx | ERrul | LFLmpBlst-T5-46in-54w+El-PS-HLO(59w) | ILtg-Lfluor-T12Mag |  | DEER1316-Ltg-Com-LF | 2013-01-01 | 2018-12-31 | DEER2016 HOU Update |  |  |  |  | Standard | Expires 12/31/2018 due to revised DEER2019 code/ISP baseline | 1 | 1 | 0 | Deemed Ex Ante Team |  | Expires 12/31/2018 due to revised DEER2019 code/ISP baseline |  | Updated to indicate claim/filing status
4473 | C-In-LFLmpBlst-T5-46in-54w+El-PS-HLO(62w)-dWP10-dWC0 | Commercial Indoor General Lighting: more efficient Linear Fluorescent Lamp & Ballast installed. Measure includes Code case. Impacts: Linear Fluorescent-based HOU (varies by BldgType) | DEER1314 | Lighting Disposition | 2020-11-24 16:30 | Com-Iltg-dWatt-LF | DEER | Scaled | Delta |  |  | None |  | 0 |  | 1 | Com | Any | Lighting | InGen-LF | Ltg_Lmp+Blst | LF_LmpBlst | LFLmpBlst-T5-46in-54w+El-PS-HLO(62w) | ILtg-T5 |  |  |  | LFLmpBlst-T12-48in-34w+MagES-RS-NLO(72w) | LFLmpBlst-T5-46in-54w+El-PS-HLO(62w) | LFLmpBlst-T5-46in-54w+El-PS-HLO(62w) | Available | WP source e.g.: SCE13LG087r0 | 0 | 0 | Disposition: MeasuresList-May222014.xlsx | ERrul | LFLmpBlst-T5-46in-54w+El-PS-HLO(62w) | ILtg-Lfluor-T12Mag |  | DEER1316-Ltg-Com-LF | 2013-01-01 | 2018-12-31 | DEER2016 HOU Update |  |  |  |  | Standard | Expires 12/31/2018 due to revised DEER2019 code/ISP baseline | 1 | 1 | 0 | Deemed Ex Ante Team |  | Expires 12/31/2018 due to revised DEER2019 code/ISP baseline |  | Updated to indicate claim/filing status
4474 | C-In-LFLmpBlst-T8-24in-17w+El-IS-HLO(35w)-dWP25 | Commercial Indoor General Lighting: more efficient Linear Fluorescent Lamp & Ballast installed. Measure includes Code case. Impacts: Linear Fluorescent-based HOU (varies by BldgType) | DEER1314 | Lighting Disposition | 2020-11-24 16:30 | Com-Iltg-dWatt-LF | DEER | Scaled | Delta |  |  | None |  | 0 |  | 1 | Com | Any | Lighting | InGen-LF | Ltg_Lmp+Blst | LF_LmpBlst |  | ILtg-Lfluor-Elec |  |  |  | LFLmpBlst-U6-22in-32w+El-IS-NLO(60w) | LFLmpBlst-U6-22in-32w+El-IS-NLO(60w) | LFLmpBlst-T8-24in-17w+El-IS-HLO(35w) | Available | WP source e.g.: WPSDGENRLG0013r3 | 0 | 0 | Disposition: MeasuresList-May222014.xlsx | RobNc |  | ILtg-Lfluor-Elec |  | DEER1316-Ltg-Com-LF | 2013-01-01 | 2018-12-31 | DEER2016 HOU Update |  |  |  |  | Standard | Expires 12/31/2018 due to revised DEER2019 code/ISP baseline | 1 | 1 | 0 | Deemed Ex Ante Team |  | Expires 12/31/2018 due to revised DEER2019 code/ISP baseline |  | Updated to indicate claim/filing status
4475 | C-In-LFLmpBlst-T8-24in-17w+El-IS-HLO(35w)-dWP37-dWC25 | Commercial Indoor General Lighting: more efficient Linear Fluorescent Lamp & Ballast installed. Measure includes Code case. Impacts: Linear Fluorescent-based HOU (varies by BldgType) | DEER1314 | Lighting Disposition | 2020-11-24 16:30 | Com-Iltg-dWatt-LF | DEER | Scaled | Delta |  |  | None |  | 0 |  | 1 | Com | Any | Lighting | InGen-LF | Ltg_Lmp+Blst | LF_LmpBlst |  | ILtg-Lfluor-Elec |  |  |  | LFLmpBlst-U12-22in-34w+MagES-RS-NLO(72w) | LFLmpBlst-U6-22in-32w+El-IS-NLO(60w) | LFLmpBlst-T8-24in-17w+El-IS-HLO(35w) | Available | WP source e.g.: SCE13LG087r0 | 0 | 0 | Disposition: MeasuresList-May222014.xlsx | ErRobNc |  | ILtg-Lfluor-Elec |  | DEER1316-Ltg-Com-LF | 2013-01-01 | 2018-12-31 | DEER2016 HOU Update | LT-91429 |  |  |  | Standard | Expires 12/31/2018 due to revised DEER2019 code/ISP baseline | 1 | 1 | 0 | Deemed Ex Ante Team |  | Expires 12/31/2018 due to revised DEER2019 code/ISP baseline |  | Updated to indicate claim/filing status
4476 | C-In-LFLmpBlst-T8-24in-17w+El-IS-NLO(16w)-dWP44 | Commercial Indoor General Lighting: more efficient Linear Fluorescent Lamp & Ballast installed. Measure includes Code case. Impacts: Linear Fluorescent-based HOU (varies by BldgType) | DEER1314 | Lighting Disposition | 2020-11-24 16:30 | Com-Iltg-dWatt-LF | DEER | Scaled | Delta |  |  | None |  | 0 |  | 1 | Com | Any | Lighting | InGen-LF | Ltg_Lmp+Blst | LF_LmpBlst |  | ILtg-Lfluor-Elec |  |  |  | LFLmpBlst-U6-22in-32w+El-IS-NLO(60w) | LFLmpBlst-U6-22in-32w+El-IS-NLO(60w) | LFLmpBlst-T8-24in-17w+El-IS-NLO(16w) | Available | WP source e.g.: SCE13LG087r0 | 0 | 0 | Disposition: MeasuresList-May222014.xlsx | RobNc |  | ILtg-Lfluor-Elec | Com-Lighting-InGen_T12-48in-72w-A_T5-46in-59w_T5-46in-59w | DEER1316-Ltg-Com-LF | 2013-01-01 | 2018-12-31 | DEER2016 HOU Update |  |  |  |  | Standard | Expires 12/31/2018 due to revised DEER2019 code/ISP baseline | 1 | 1 | 0 | Deemed Ex Ante Team |  | Expires 12/31/2018 due to revised DEER2019 code/ISP baseline |  | Updated to indicate claim/filing status
4477 | C-In-LFLmpBlst-T8-24in-17w+El-IS-NLO(17w)-dWP11 | Commercial Indoor General Lighting: more efficient Linear Fluorescent Lamp & Ballast installed. Measure includes Code case. Impacts: Linear Fluorescent-based HOU (varies by BldgType) | DEER1314 | Lighting Disposition | 2020-11-24 16:30 | Com-Iltg-dWatt-LF | DEER | Scaled | Delta |  |  | None |  | 0 |  | 1 | Com | Any | Lighting | InGen-LF | Ltg_Lmp+Blst | LF_LmpBlst |  | ILtg-Lfluor-Elec |  |  |  | LFLmpBlst-T12-24in-20w+MagStd-RS-NLO(28w) | LFLmpBlst-T12-24in-20w+MagStd-RS-NLO(28w) | LFLmpBlst-T8-24in-17w+El-IS-NLO(17w) | Available | WP source e.g.: SCE13LG087r0 | 0 | 0 | Disposition: MeasuresList-May222014.xlsx | RobNc |  | ILtg-Lfluor-T12Mag | Com-Lighting-InGen_T12-48in-72w-A_T5-46in-62w_T5-46in-62w | DEER1316-Ltg-Com-LF | 2013-01-01 | 2018-12-31 | DEER2016 HOU Update |  |  |  |  | Standard | Expires 12/31/2018 due to revised DEER2019 code/ISP baseline | 1 | 1 | 0 | Deemed Ex Ante Team |  | Expires 12/31/2018 due to revised DEER2019 code/ISP baseline |  | Updated to indicate claim/filing status
4478 | C-In-LFLmpBlst-T8-24in-17w+El-IS-NLO(31w)-dWP29 | Commercial Indoor General Lighting: more efficient Linear Fluorescent Lamp & Ballast installed. Measure includes Code case. Impacts: Linear Fluorescent-based HOU (varies by BldgType) | DEER1314 | Lighting Disposition | 2020-11-24 16:30 | Com-Iltg-dWatt-LF | DEER | Scaled | Delta |  |  | None |  | 0 |  | 1 | Com | Any | Lighting | InGen-LF | Ltg_Lmp+Blst | LF_LmpBlst |  | ILtg-Lfluor-Elec |  |  |  | LFLmpBlst-U6-22in-32w+El-IS-NLO(60w) | LFLmpBlst-U6-22in-32w+El-IS-NLO(60w) | LFLmpBlst-T8-24in-17w+El-IS-NLO(31w) | Available | WP source e.g.: SCE13LG086r0 | 0 | 0 | Disposition: MeasuresList-May222014.xlsx | RobNc |  | ILtg-Lfluor-Elec |  | DEER1316-Ltg-Com-LF | 2013-01-01 | 2018-12-31 | DEER2016 HOU Update |  |  |  |  | Standard | Expires 12/31/2018 due to revised DEER2019 code/ISP baseline | 1 | 1 | 0 | Deemed Ex Ante Team |  | Expires 12/31/2018 due to revised DEER2019 code/ISP baseline |  | Updated to indicate claim/filing status
4479 | C-In-LFLmpBlst-T8-24in-17w+El-IS-NLO(31w)-dWP41-dWC29 | Commercial Indoor General Lighting: more efficient Linear Fluorescent Lamp & Ballast installed. Measure includes Code case. Impacts: Linear Fluorescent-based HOU (varies by BldgType) | DEER1314 | Lighting Disposition | 2020-11-24 16:30 | Com-Iltg-dWatt-LF | DEER | Scaled | Delta |  |  | None |  | 0 |  | 1 | Com | Any | Lighting | InGen-LF | Ltg_Lmp+Blst | LF_LmpBlst |  | ILtg-Lfluor-Elec |  |  |  | LFLmpBlst-U12-22in-34w+MagES-RS-NLO(72w) | LFLmpBlst-U6-22in-32w+El-IS-NLO(60w) | LFLmpBlst-T8-24in-17w+El-IS-NLO(31w) | Available | WP source e.g.: SCE13LG086r0 | 0 | 0 | Disposition: MeasuresList-May222014.xlsx | ErRobNc |  | ILtg-Lfluor-T12Mag |  | DEER1316-Ltg-Com-LF | 2013-01-01 | 2018-12-31 | DEER2016 HOU Update |  |  |  |  | Standard | Expires 12/31/2018 due to revised DEER2019 code/ISP baseline | 1 | 1 | 0 | Deemed Ex Ante Team |  | Expires 12/31/2018 due to revised DEER2019 code/ISP baseline |  | Updated to indicate claim/filing status
4480 | C-In-LFLmpBlst-T8-24in-17w+El-IS-NLO(33w)-dWP23 | Commercial Indoor General Lighting: more efficient Linear Fluorescent Lamp & Ballast installed. Measure includes Code case. Impacts: Linear Fluorescent-based HOU (varies by BldgType) | DEER1314 | Lighting Disposition | 2020-11-24 16:30 | Com-Iltg-dWatt-LF | DEER | Scaled | Delta |  |  | None |  | 0 |  | 1 | Com | Any | Lighting | InGen-LF | Ltg_Lmp+Blst | LF_LmpBlst |  | ILtg-Lfluor-Elec |  |  |  | LFLmpBlst-T12-24in-20w+MagStd-RS-NLO(56w) | LFLmpBlst-T12-24in-20w+MagStd-RS-NLO(56w) | LFLmpBlst-T8-24in-17w+El-IS-NLO(33w) | Available | WP source e.g.: SCE13LG086r0 | 0 | 0 | Disposition: MeasuresList-May222014.xlsx | RobNc |  | ILtg-Lfluor-T12Mag |  | DEER1316-Ltg-Com-LF | 2013-01-01 | 2018-12-31 | DEER2016 HOU Update | LT-46109 |  |  |  | Standard | Expires 12/31/2018 due to revised DEER2019 code/ISP baseline | 1 | 1 | 0 | Deemed Ex Ante Team |  | Expires 12/31/2018 due to revised DEER2019 code/ISP baseline |  | Updated to indicate claim/filing status
4481 | C-In-LFLmpBlst-T8-24in-17w+El-IS-NLO(33w)-dWP39-dWC0 | Commercial Indoor General Lighting: more efficient Linear Fluorescent Lamp & Ballast installed. Measure includes Code case. Impacts: Linear Fluorescent-based HOU (varies by BldgType) | DEER1314 | Lighting Disposition | 2020-11-24 16:30 | Com-Iltg-dWatt-LF | DEER | Scaled | Delta |  |  | None |  | 1 |  | 1 | Com | Any | Lighting | InGen-LF | Ltg_Lmp+Blst | LF_LmpBlst |  | ILtg-Lfluor-Elec |  |  |  | LFLmpBlst-T12-48in-34w+MagES-RS-NLO(72w) | LFLmpBlst-T8-24in-17w+El-IS-NLO(33w) | LFLmpBlst-T8-24in-17w+El-IS-NLO(33w) | Available |  | 0 | 0 | Disposition: MeasuresList-Dec1-2014.xlsx | ERrul |  | ILtg-Lfluor-T12Mag |  | DEER1316-Ltg-Com-LF | 2013-01-01 | 2018-12-31 | DEER2016 HOU Update |  |  |  |  | Standard | Expires 12/31/2018 due to revised DEER2019 code/ISP baseline | 1 | 1 | 0 | Deemed Ex Ante Team |  | Expires 12/31/2018 due to revised DEER2019 code/ISP baseline |  | Updated to indicate claim/filing status
4482 | C-In-LFLmpBlst-T8-24in-17w+El-IS-NLO(33w)-dWP39-dWC26 | Commercial Indoor General Lighting: more efficient Linear Fluorescent Lamp & Ballast installed. Measure includes Code case. Impacts: Linear Fluorescent-based HOU (varies by BldgType) | DEER2011 | Lighting Disposition | 2020-11-24 16:30 | Com-Iltg-dWatt-LF | NonDEER | Scaled | Delta |  |  | None |  | 0 |  | 1 | Com | Any | Lighting | InGen-LF | Ltg_Lmp+Blst | LF_LmpBlst |  | ILtg-Lfluor-Elec |  |  |  | LFLmpBlst-T12-48in-34w+MagES-RS-NLO(72w) | LFLmpBlst-T8-48in-32w-1g+El-IS-NLO(59w) | LFLmpBlst-T8-24in-17w+El-IS-NLO(33w) | Available | WP source e.g.: SCE13LG087r0; Expires 6-30-2014; Not used in 2013-14 Lighting Disposition | 0 | 0 | Disposition: MeasuresList-May222014.xlsx | ErRobNc |  | ILtg-Lfluor-T12Mag |  | None | 2013-01-01 | 2014-06-30 | DEER |  |  |  |  | Standard |  | 1 | 1 | 0 | Deemed Ex Ante Team |  |  |  | Updated to indicate claim/filing status
4483 | C-In-LFLmpBlst-T8-24in-17w+El-IS-NLO(33w)-dWP79 | Commercial Indoor General Lighting: more efficient Linear Fluorescent Lamp & Ballast installed. Measure includes Code case. Impacts: Linear Fluorescent-based HOU (varies by BldgType) | DEER1314 | Lighting Disposition | 2020-11-24 16:30 | Com-Iltg-dWatt-LF | DEER | Scaled | Delta |  |  | None |  | 0 |  | 1 | Com | Any | Lighting | InGen-LF | Ltg_Lmp+Blst | LF_LmpBlst |  | ILtg-Lfluor-Elec |  |  |  | LFLmpBlst-T12-24in-20w+MagStd-RS-NLO(112w) | LFLmpBlst-T12-24in-20w+MagStd-RS-NLO(112w) | LFLmpBlst-T8-24in-17w+El-IS-NLO(33w) | Available | WP source e.g.: SCE13LG087r0 | 0 | 0 | Disposition: MeasuresList-May222014.xlsx | RobNc |  | ILtg-Lfluor-T12Mag |  | DEER1316-Ltg-Com-LF | 2013-01-01 | 2018-12-31 | DEER2016 HOU Update |  |  |  |  | Standard | Expires 12/31/2018 due to revised DEER2019 code/ISP baseline | 1 | 1 | 0 | Deemed Ex Ante Team |  | Expires 12/31/2018 due to revised DEER2019 code/ISP baseline |  | Updated to indicate claim/filing status
4484 | C-In-LFLmpBlst-T8-24in-17w+El-IS-NLO(47w)-dWP15 | Commercial Indoor General Lighting: more efficient Linear Fluorescent Lamp & Ballast installed. Measure includes Code case. Impacts: Linear Fluorescent-based HOU (varies by BldgType) | DEER1314 | Lighting Disposition | 2020-11-24 16:30 | Com-Iltg-dWatt-LF | DEER | Scaled | Delta |  |  | None |  | 0 |  | 1 | Com | Any | Lighting | InGen-LF | Ltg_Lmp+Blst | LF_LmpBlst |  | ILtg-Lfluor-Elec |  |  |  | LFLmpBlst-T12-24in-20w+MagStd-RS-NLO(62w) | LFLmpBlst-T12-24in-20w+MagStd-RS-NLO(62w) | LFLmpBlst-T8-24in-17w+El-IS-NLO(47w) | Available | WP source e.g.: PGECOLTG160r1 | 0 | 0 | Disposition: MeasuresList-May222014.xlsx | RobNc |  | ILtg-Lfluor-T12Mag |  | DEER1316-Ltg-Com-LF | 2013-01-01 | 2018-12-31 | DEER2016 HOU Update |  |  |  |  | Standard | Expires 12/31/2018 due to revised DEER2019 code/ISP baseline | 1 | 1 | 0 | Deemed Ex Ante Team |  | Expires 12/31/2018 due to revised DEER2019 code/ISP baseline |  | Updated to indicate claim/filing status
4485 | C-In-LFLmpBlst-T8-24in-17w+El-IS-NLO(61w)-dWP51 | Commercial Indoor General Lighting: more efficient Linear Fluorescent Lamp & Ballast installed. Measure includes Code case. Impacts: Linear Fluorescent-based HOU (varies by BldgType) | DEER1314 | Lighting Disposition | 2020-11-24 16:30 | Com-Iltg-dWatt-LF | DEER | Scaled | Delta |  |  | None |  | 0 |  | 1 | Com | Any | Lighting | InGen-LF | Ltg_Lmp+Blst | LF_LmpBlst |  | ILtg-Lfluor-Elec |  |  |  | LFLmpBlst-T12-24in-20w+MagStd-RS-NLO(112w) | LFLmpBlst-T12-24in-20w+MagStd-RS-NLO(112w) | LFLmpBlst-T8-24in-17w+El-IS-NLO(61w) | Available | WP source e.g.: WPSDGENRLG0013r3 | 0 | 0 | Disposition: MeasuresList-May222014.xlsx | RobNc |  | ILtg-Lfluor-T12Mag |  | DEER1316-Ltg-Com-LF | 2013-01-01 | 2018-12-31 | DEER2016 HOU Update |  |  |  |  | Standard | Expires 12/31/2018 due to revised DEER2019 code/ISP baseline | 1 | 1 | 0 | Deemed Ex Ante Team |  | Expires 12/31/2018 due to revised DEER2019 code/ISP baseline |  | Updated to indicate claim/filing status
4486 | C-In-LFLmpBlst-T8-24in-17w+El-IS-NLO+Refl(31w)-dWP25 | Commercial Indoor General Lighting: more efficient Linear Fluorescent Lamp & Ballast installed. Measure includes Code case. Impacts: Linear Fluorescent-based HOU (varies by BldgType) | DEER1314 | Lighting Disposition | 2020-11-24 16:30 | Com-Iltg-dWatt-LF | DEER | Scaled | Delta |  |  | None |  | 0 |  | 1 | Com | Any | Lighting | InGen-LF | Ltg_Lmp+Blst | LF_LmpBlst |  | ILtg-Lfluor-Elec |  |  |  | LFLmpBlst-T12-24in-20w+MagStd-RS-NLO(56w) | LFLmpBlst-T12-24in-20w+MagStd-RS-NLO(56w) | LFLmpBlst-T8-24in-17w+El-IS-NLO+Refl(31w) | Available | WP source e.g.: SCE13LG087r0 | 0 | 0 | Disposition: MeasuresList-May222014.xlsx | RobNc |  | ILtg-Lfluor-T12Mag |  | DEER1316-Ltg-Com-LF | 2013-01-01 | 2018-12-31 | DEER2016 HOU Update |  |  |  |  | Standard | Expires 12/31/2018 due to revised DEER2019 code/ISP baseline | 1 | 1 | 0 | Deemed Ex Ante Team |  | Expires 12/31/2018 due to revised DEER2019 code/ISP baseline |  | Updated to indicate claim/filing status
4487 | C-In-LFLmpBlst-T8-24in-17w+El-IS-NLO+Refl(31w)-dWP29 | Commercial Indoor General Lighting: more efficient Linear Fluorescent Lamp & Ballast installed. Measure includes Code case. Impacts: Linear Fluorescent-based HOU (varies by BldgType) | DEER1314 | Lighting Disposition | 2020-11-24 16:30 | Com-Iltg-dWatt-LF | DEER | Scaled | Delta |  |  | None |  | 0 |  | 1 | Com | Any | Lighting | InGen-LF | Ltg_Lmp+Blst | LF_LmpBlst |  | ILtg-Lfluor-Elec |  |  |  | LFLmpBlst-U6-22in-32w+El-IS-NLO(60w) | LFLmpBlst-U6-22in-32w+El-IS-NLO(60w) | LFLmpBlst-T8-24in-17w+El-IS-NLO+Refl(31w) | Available | WP source e.g.: SCE13LG087r0 | 0 | 0 | Disposition: MeasuresList-May222014.xlsx | RobNc |  | ILtg-Lfluor-Elec |  | DEER1316-Ltg-Com-LF | 2013-01-01 | 2018-12-31 | DEER2016 HOU Update |  |  |  |  | Standard | Expires 12/31/2018 due to revised DEER2019 code/ISP baseline | 1 | 1 | 0 | Deemed Ex Ante Team |  | Expires 12/31/2018 due to revised DEER2019 code/ISP baseline |  | Updated to indicate claim/filing status
4488 | C-In-LFLmpBlst-T8-24in-17w+El-IS-NLO+Refl(31w)-dWP41-dWC29 | Commercial Indoor General Lighting: more efficient Linear Fluorescent Lamp & Ballast installed. Measure includes Code case. Impacts: Linear Fluorescent-based HOU (varies by BldgType) | DEER1314 | Lighting Disposition | 2020-11-24 16:30 | Com-Iltg-dWatt-LF | DEER | Scaled | Delta |  |  | None |  | 0 |  | 1 | Com | Any | Lighting | InGen-LF | Ltg_Lmp+Blst | LF_LmpBlst |  | ILtg-Lfluor-Elec |  |  |  | LFLmpBlst-U12-22in-34w+MagES-RS-NLO(72w) | LFLmpBlst-U6-22in-32w+El-IS-NLO(60w) | LFLmpBlst-T8-24in-17w+El-IS-NLO+Refl(31w) | Available | WP source e.g.: WPSDGENRLG0013r3 | 0 | 0 | Disposition: MeasuresList-May222014.xlsx | ErRobNc |  | ILtg-Lfluor-T12Mag |  | DEER1316-Ltg-Com-LF | 2013-01-01 | 2018-12-31 | DEER2016 HOU Update |  |  |  |  | Standard | Expires 12/31/2018 due to revised DEER2019 code/ISP baseline | 1 | 1 | 0 | Deemed Ex Ante Team |  | Expires 12/31/2018 due to revised DEER2019 code/ISP baseline |  | Updated to indicate claim/filing status
4489 | C-In-LFLmpBlst-T8-24in-17w+El-IS-RLO(29w)-dWP27 | Commercial Indoor General Lighting: more efficient Linear Fluorescent Lamp & Ballast installed. Measure includes Code case. Impacts: Linear Fluorescent-based HOU (varies by BldgType) | DEER1314 | Lighting Disposition | 2020-11-24 16:30 | Com-Iltg-dWatt-LF | DEER | Scaled | Delta |  |  | None |  | 0 |  | 1 | Com | Any | Lighting | InGen-LF | Ltg_Lmp+Blst | LF_LmpBlst |  | ILtg-Lfluor-Elec |  |  |  | LFLmpBlst-T12-24in-20w+MagStd-RS-NLO(56w) | LFLmpBlst-T12-24in-20w+MagStd-RS-NLO(56w) | LFLmpBlst-T8-24in-17w+El-IS-RLO(29w) | Available | WP source e.g.: SCE13LG087r0 | 0 | 0 | Disposition: MeasuresList-May222014.xlsx | RobNc |  | ILtg-Lfluor-T12Mag |  | DEER1316-Ltg-Com-LF | 2013-01-01 | 2018-12-31 | DEER2016 HOU Update |  |  |  |  | Standard | Expires 12/31/2018 due to revised DEER2019 code/ISP baseline | 1 | 1 | 0 | Deemed Ex Ante Team |  | Expires 12/31/2018 due to revised DEER2019 code/ISP baseline |  | Updated to indicate claim/filing status
4490 | C-In-LFLmpBlst-T8-24in-17w+El-IS-RLO-1(14w)-dWP14 | Commercial Indoor General Lighting: more efficient Linear Fluorescent Lamp & Ballast installed. Measure includes Code case. Impacts: Linear Fluorescent-based HOU (varies by BldgType) | DEER1314 | Lighting Disposition | 2020-11-24 16:30 | Com-Iltg-dWatt-LF | DEER | Scaled | Delta |  |  | None |  | 0 |  | 1 | Com | Any | Lighting | InGen-LF | Ltg_Lmp+Blst | LF_LmpBlst |  | ILtg-Lfluor-Elec |  |  |  | LFLmpBlst-T12-24in-20w+MagStd-RS-NLO(28w) | LFLmpBlst-T12-24in-20w+MagStd-RS-NLO(28w) | LFLmpBlst-T8-24in-17w+El-IS-RLO-1(14w) | Available | WP source e.g.: SCE13LG087r0 | 0 | 0 | Disposition: MeasuresList-May222014.xlsx | RobNc |  | ILtg-Lfluor-T12Mag |  | DEER1316-Ltg-Com-LF | 2013-01-01 | 2018-12-31 | DEER2016 HOU Update | LT-18943 |  |  |  | Standard | Expires 12/31/2018 due to revised DEER2019 code/ISP baseline | 1 | 1 | 0 | Deemed Ex Ante Team |  | Expires 12/31/2018 due to revised DEER2019 code/ISP baseline |  | Updated to indicate claim/filing status
4491 | C-In-LFLmpBlst-T8-24in-17w+El-RS-HLO(19w)-dWP41 | Commercial Indoor General Lighting: more efficient Linear Fluorescent Lamp & Ballast installed. Measure includes Code case. Impacts: Linear Fluorescent-based HOU (varies by BldgType) | DEER1314 | Lighting Disposition | 2020-11-24 16:30 | Com-Iltg-dWatt-LF | DEER | Scaled | Delta |  |  | None |  | 0 |  | 1 | Com | Any | Lighting | InGen-LF | Ltg_Lmp+Blst | LF_LmpBlst |  | ILtg-Lfluor-Elec |  |  |  | LFLmpBlst-U6-22in-32w+El-IS-NLO(60w) | LFLmpBlst-U6-22in-32w+El-IS-NLO(60w) | LFLmpBlst-T8-24in-17w+El-RS-HLO(19w) | Available | WP source e.g.: SCE13LG087r0 | 0 | 0 | Disposition: MeasuresList-May222014.xlsx | RobNc |  | ILtg-Lfluor-Elec |  | DEER1316-Ltg-Com-LF | 2013-01-01 | 2018-12-31 | DEER2016 HOU Update |  |  |  |  | Standard | Expires 12/31/2018 due to revised DEER2019 code/ISP baseline | 1 | 1 | 0 | Deemed Ex Ante Team |  | Expires 12/31/2018 due to revised DEER2019 code/ISP baseline |  | Updated to indicate claim/filing status
4492 | C-In-LFLmpBlst-T8-24in-17w+El-RS-HLO(41w)-dWP19 | Commercial Indoor General Lighting: more efficient Linear Fluorescent Lamp & Ballast installed. Measure includes Code case. Impacts: Linear Fluorescent-based HOU (varies by BldgType) | DEER1314 | Lighting Disposition | 2020-11-24 16:30 | Com-Iltg-dWatt-LF | DEER | Scaled | Delta |  |  | None |  | 0 |  | 1 | Com | Any | Lighting | InGen-LF | Ltg_Lmp+Blst | LF_LmpBlst |  | ILtg-Lfluor-Elec |  |  |  | LFLmpBlst-U6-22in-32w+El-IS-NLO(60w) | LFLmpBlst-U6-22in-32w+El-IS-NLO(60w) | LFLmpBlst-T8-24in-17w+El-RS-HLO(41w) | Available | WP source e.g.: SCE13LG087r0 | 0 | 0 | Disposition: MeasuresList-May222014.xlsx | RobNc |  | ILtg-Lfluor-Elec |  | DEER1316-Ltg-Com-LF | 2013-01-01 | 2018-12-31 | DEER2016 HOU Update |  |  |  |  | Standard | Expires 12/31/2018 due to revised DEER2019 code/ISP baseline | 1 | 1 | 0 | Deemed Ex Ante Team |  | Expires 12/31/2018 due to revised DEER2019 code/ISP baseline |  | Updated to indicate claim/filing status
4493 | C-In-LFLmpBlst-T8-24in-17w+El-RS-NLO(31w)-dWP29 | Commercial Indoor General Lighting: more efficient Linear Fluorescent Lamp & Ballast installed. Measure includes Code case. Impacts: Linear Fluorescent-based HOU (varies by BldgType) | DEER1314 | Lighting Disposition | 2020-11-24 16:30 | Com-Iltg-dWatt-LF | DEER | Scaled | Delta |  |  | None |  | 0 |  | 1 | Com | Any | Lighting | InGen-LF | Ltg_Lmp+Blst | LF_LmpBlst |  | ILtg-Lfluor-Elec |  |  |  | LFLmpBlst-U6-22in-32w+El-IS-NLO(60w) | LFLmpBlst-U6-22in-32w+El-IS-NLO(60w) | LFLmpBlst-T8-24in-17w+El-RS-NLO(31w) | Available | WP source e.g.: SCE13LG087r0 | 0 | 0 | Disposition: MeasuresList-May222014.xlsx | RobNc |  | ILtg-Lfluor-Elec |  | DEER1316-Ltg-Com-LF | 2013-01-01 | 2018-12-31 | DEER2016 HOU Update |  |  |  |  | Standard | Expires 12/31/2018 due to revised DEER2019 code/ISP baseline | 1 | 1 | 0 | Deemed Ex Ante Team |  | Expires 12/31/2018 due to revised DEER2019 code/ISP baseline |  | Updated to indicate claim/filing status
4494 | C-In-LFLmpBlst-T8-24in-17w+El-RS-RLO(28w)-dWP32 | Commercial Indoor General Lighting: more efficient Linear Fluorescent Lamp & Ballast installed. Measure includes Code case. Impacts: Linear Fluorescent-based HOU (varies by BldgType) | DEER1314 | Lighting Disposition | 2020-11-24 16:30 | Com-Iltg-dWatt-LF | DEER | Scaled | Delta |  |  | None |  | 0 |  | 1 | Com | Any | Lighting | InGen-LF | Ltg_Lmp+Blst | LF_LmpBlst |  | ILtg-Lfluor-Elec |  |  |  | LFLmpBlst-U6-22in-32w+El-IS-NLO(60w) | LFLmpBlst-U6-22in-32w+El-IS-NLO(60w) | LFLmpBlst-T8-24in-17w+El-RS-RLO(28w) | Available | WP source e.g.: SCE13LG087r0 | 0 | 0 | Disposition: MeasuresList-May222014.xlsx | RobNc |  | ILtg-Lfluor-Elec |  | DEER1316-Ltg-Com-LF | 2013-01-01 | 2018-12-31 | DEER2016 HOU Update |  |  |  |  | Standard | Expires 12/31/2018 due to revised DEER2019 code/ISP baseline | 1 | 1 | 0 | Deemed Ex Ante Team |  | Expires 12/31/2018 due to revised DEER2019 code/ISP baseline |  | Updated to indicate claim/filing status
4495 | C-In-LFLmpBlst-T8-24in-17w+El-RS-VHLO(22w)-dWP38 | Commercial Indoor General Lighting: more efficient Linear Fluorescent Lamp & Ballast installed. Measure includes Code case. Impacts: Linear Fluorescent-based HOU (varies by BldgType) | DEER1314 | Lighting Disposition | 2020-11-24 16:30 | Com-Iltg-dWatt-LF | DEER | Scaled | Delta |  |  | None |  | 0 |  | 1 | Com | Any | Lighting | InGen-LF | Ltg_Lmp+Blst | LF_LmpBlst |  | ILtg-Lfluor-Elec |  |  |  | LFLmpBlst-U6-22in-32w+El-IS-NLO(60w) | LFLmpBlst-U6-22in-32w+El-IS-NLO(60w) | LFLmpBlst-T8-24in-17w+El-RS-VHLO(22w) | Available | WP source e.g.: SCE13LG087r0 | 0 | 0 | Disposition: MeasuresList-May222014.xlsx | RobNc |  | ILtg-Lfluor-Elec |  | DEER1316-Ltg-Com-LF | 2013-01-01 | 2018-12-31 | DEER2016 HOU Update |  |  |  |  | Standard | Expires 12/31/2018 due to revised DEER2019 code/ISP baseline | 1 | 1 | 0 | Deemed Ex Ante Team |  | Expires 12/31/2018 due to revised DEER2019 code/ISP baseline |  | Updated to indicate claim/filing status
4496 | C-In-LFLmpBlst-T8-36in-25w+El-IS-NLO(26w)-dWP20 | Commercial Indoor General Lighting: more efficient Linear Fluorescent Lamp & Ballast installed. Measure includes Code case. Impacts: Linear Fluorescent-based HOU (varies by BldgType) | DEER1314 | Lighting Disposition | 2020-11-24 16:30 | Com-Iltg-dWatt-LF | DEER | Scaled | Delta |  |  | None |  | 0 |  | 1 | Com | Any | Lighting | InGen-LF | Ltg_Lmp+Blst | LF_LmpBlst |  | ILtg-Lfluor-Elec |  |  |  | LFLmpBlst-T12-36in-30w+MagStd-RS-NLO(46w) | LFLmpBlst-T12-36in-30w+MagStd-RS-NLO(46w) | LFLmpBlst-T8-36in-25w+El-IS-NLO(26w) | Available | WP source e.g.: WPSDGENRLG0013r3 | 0 | 0 | Disposition: MeasuresList-May222014.xlsx | RobNc |  | ILtg-Lfluor-T12Mag |  | DEER1316-Ltg-Com-LF | 2013-01-01 | 2018-12-31 | DEER2016 HOU Update | LT-33633 |  |  |  | Standard | Expires 12/31/2018 due to revised DEER2019 code/ISP baseline | 1 | 1 | 0 | Deemed Ex Ante Team |  | Expires 12/31/2018 due to revised DEER2019 code/ISP baseline |  | Updated to indicate claim/filing status
4497 | C-In-LFLmpBlst-T8-36in-25w+El-IS-NLO(46w)-dWP30 | Commercial Indoor General Lighting: more efficient Linear Fluorescent Lamp & Ballast installed. Measure includes Code case. Impacts: Linear Fluorescent-based HOU (varies by BldgType) | DEER1314 | Lighting Disposition | 2020-11-24 16:30 | Com-Iltg-dWatt-LF | DEER | Scaled | Delta |  |  | None |  | 0 |  | 1 | Com | Any | Lighting | InGen-LF | Ltg_Lmp+Blst | LF_LmpBlst |  | ILtg-Lfluor-Elec |  |  |  | LFLmpBlst-T12-72in-55w+MagStd-RS-NLO(76w) | LFLmpBlst-T12-72in-55w+MagStd-RS-NLO(76w) | LFLmpBlst-T8-36in-25w+El-IS-NLO(46w) | Available | WP source e.g.: WPSDGENRLG0013r3 | 0 | 0 | Disposition: MeasuresList-May222014.xlsx | RobNc |  | ILtg-Lfluor-T12Mag |  | DEER1316-Ltg-Com-LF | 2013-01-01 | 2018-12-31 | DEER2016 HOU Update |  |  |  |  | Standard | Expires 12/31/2018 due to revised DEER2019 code/ISP baseline | 1 | 1 | 0 | Deemed Ex Ante Team |  | Expires 12/31/2018 due to revised DEER2019 code/ISP baseline |  | Updated to indicate claim/filing status
4498 | C-In-LFLmpBlst-T8-36in-25w+El-IS-NLO(87w)-dWP35 | Commercial Indoor General Lighting: more efficient Linear Fluorescent Lamp & Ballast installed. Measure includes Code case. Impacts: Linear Fluorescent-based HOU (varies by BldgType) | DEER1314 | Lighting Disposition | 2020-11-24 16:30 | Com-Iltg-dWatt-LF | DEER | Scaled | Delta |  |  | None |  | 0 |  | 1 | Com | Any | Lighting | InGen-LF | Ltg_Lmp+Blst | LF_LmpBlst |  | ILtg-Lfluor-Elec |  |  |  | LFLmpBlst-T12-72in-55w+MagES-RS-NLO(122w) | LFLmpBlst-T12-72in-55w+MagES-RS-NLO(122w) | LFLmpBlst-T8-36in-25w+El-IS-NLO(87w) | Available | WP source e.g.: PGECOLTG160r1 | 0 | 0 | Disposition: MeasuresList-May222014.xlsx | RobNc |  | ILtg-Lfluor-T12Mag |  | DEER1316-Ltg-Com-LF | 2013-01-01 | 2018-12-31 | DEER2016 HOU Update |  |  |  |  | Standard | Expires 12/31/2018 due to revised DEER2019 code/ISP baseline | 1 | 1 | 0 | Deemed Ex Ante Team |  | Expires 12/31/2018 due to revised DEER2019 code/ISP baseline |  | Updated to indicate claim/filing status
4499 | C-In-LFLmpBlst-T8-36in-25w+El-IS-NLO(87w)-dWP75-dWC25 | Commercial Indoor General Lighting: more efficient Linear Fluorescent Lamp & Ballast installed. Measure includes Code case. Impacts: Linear Fluorescent-based HOU (varies by BldgType) | DEER1314 | Lighting Disposition | 2020-11-24 16:30 | Com-Iltg-dWatt-LF | DEER | Scaled | Delta |  |  | None |  | 0 |  | 1 | Com | Any | Lighting | InGen-LF | Ltg_Lmp+Blst | LF_LmpBlst |  | ILtg-Lfluor-Elec |  |  |  | LFLmpBlst-T12-36in-30w+MagStd-RS-NLO(162w) | LFLmpBlst-T8-48in-32w-2g+El-IS-NLO(112w) | LFLmpBlst-T8-36in-25w+El-IS-NLO(87w) | Available | WP source e.g.: PGECOLTG160r1 | 0 | 0 | Disposition: MeasuresList-May222014.xlsx | ErRobNc | LFLmpBlst-T8-48in-32w-2g+El-IS-NLO(112w) | ILtg-Lfluor-T12Mag |  | DEER1316-Ltg-Com-LF | 2013-01-01 | 2018-12-31 | DEER2016 HOU Update |  |  |  |  | Standard | Expires 12/31/2018 due to revised DEER2019 code/ISP baseline | 1 | 1 | 0 | Deemed Ex Ante Team |  | Expires 12/31/2018 due to revised DEER2019 code/ISP baseline |  | Updated to indicate claim/filing status
4500 | C-In-LFLmpBlst-T8-36in-25w+El-IS-RLO(23w)-dWP23 | Commercial Indoor General Lighting: more efficient Linear Fluorescent Lamp & Ballast installed. Measure includes Code case. Impacts: Linear Fluorescent-based HOU (varies by BldgType) | DEER1314 | Lighting Disposition | 2020-11-24 16:30 | Com-Iltg-dWatt-LF | DEER | Scaled | Delta |  |  | None |  | 0 |  | 1 | Com | Any | Lighting | InGen-LF | Ltg_Lmp+Blst | LF_LmpBlst |  | ILtg-Lfluor-Elec |  |  |  | LFLmpBlst-T12-36in-30w+MagStd-RS-NLO(46w) | LFLmpBlst-T12-36in-30w+MagStd-RS-NLO(46w) | LFLmpBlst-T8-36in-25w+El-IS-RLO(23w) | Available | WP source e.g.: PGECOLTG160r1 | 0 | 0 | Disposition: MeasuresList-May222014.xlsx | RobNc |  | ILtg-Lfluor-T12Mag |  | DEER1316-Ltg-Com-LF | 2013-01-01 | 2018-12-31 | DEER2016 HOU Update |  |  |  |  | Standard | Expires 12/31/2018 due to revised DEER2019 code/ISP baseline | 1 | 1 | 0 | Deemed Ex Ante Team |  | Expires 12/31/2018 due to revised DEER2019 code/ISP baseline |  | Updated to indicate claim/filing status
4501 | C-In-LFLmpBlst-T8-36in-25w+El-IS-RLO(27w)-dWP19 | Commercial Indoor General Lighting: more efficient Linear Fluorescent Lamp & Ballast installed. Measure includes Code case. Impacts: Linear Fluorescent-based HOU (varies by BldgType) | DEER1314 | Lighting Disposition | 2020-11-24 16:30 | Com-Iltg-dWatt-LF | DEER | Scaled | Delta |  |  | None |  | 0 |  | 1 | Com | Any | Lighting | InGen-LF | Ltg_Lmp+Blst | LF_LmpBlst |  | ILtg-Lfluor-Elec |  |  |  | LFLmpBlst-T12-36in-30w+MagStd-RS-NLO(46w) | LFLmpBlst-T12-36in-30w+MagStd-RS-NLO(46w) | LFLmpBlst-T8-36in-25w+El-IS-RLO(27w) | Available | WP source e.g.: PGECOLTG160r1 | 0 | 0 | Disposition: MeasuresList-May222014.xlsx | RobNc |  | ILtg-Lfluor-T12Mag |  | DEER1316-Ltg-Com-LF | 2013-01-01 | 2018-12-31 | DEER2016 HOU Update | LT-83912 |  |  |  | Standard | Expires 12/31/2018 due to revised DEER2019 code/ISP baseline | 1 | 1 | 0 | Deemed Ex Ante Team |  | Expires 12/31/2018 due to revised DEER2019 code/ISP baseline |  | Updated to indicate claim/filing status
4502 | C-In-LFLmpBlst-T8-36in-25w+El-IS-RLO(46w)-dWP20 | Commercial Indoor General Lighting: more efficient Linear Fluorescent Lamp & Ballast installed. Measure includes Code case. Impacts: Linear Fluorescent-based HOU (varies by BldgType) | DEER1314 | Lighting Disposition | 2020-11-24 16:30 | Com-Iltg-dWatt-LF | DEER | Scaled | Delta |  |  | None |  | 0 |  | 1 | Com | Any | Lighting | InGen-LF | Ltg_Lmp+Blst | LF_LmpBlst |  | ILtg-Lfluor-Elec |  |  |  | LFLmpBlst-T12-36in-25w+MagES-RS-NLO(66w) | LFLmpBlst-T12-36in-25w+MagES-RS-NLO(66w) | LFLmpBlst-T8-36in-25w+El-IS-RLO(46w) | Available | WP source e.g.: PGECOLTG160r1 | 0 | 0 | Disposition: MeasuresList-May222014.xlsx | RobNc |  | ILtg-Lfluor-T12Mag |  | DEER1316-Ltg-Com-LF | 2013-01-01 | 2018-12-31 | DEER2016 HOU Update |  |  |  |  | Standard | Expires 12/31/2018 due to revised DEER2019 code/ISP baseline | 1 | 1 | 0 | Deemed Ex Ante Team |  | Expires 12/31/2018 due to revised DEER2019 code/ISP baseline |  | Updated to indicate claim/filing status
4503 | C-In-LFLmpBlst-T8-36in-25w+El-IS-RLO(86w)-dWP26 | Commercial Indoor General Lighting: more efficient Linear Fluorescent Lamp & Ballast installed. Measure includes Code case. Impacts: Linear Fluorescent-based HOU (varies by BldgType) | DEER1314 | Lighting Disposition | 2020-11-24 16:30 | Com-Iltg-dWatt-LF | DEER | Scaled | Delta |  |  | None |  | 0 |  | 1 | Com | Any | Lighting | InGen-LF | Ltg_Lmp+Blst | LF_LmpBlst |  | ILtg-Lfluor-Elec |  |  |  | LFLmpBlst-T8-48in-32w-1g+El-IS-NLO(112w) | LFLmpBlst-T8-48in-32w-1g+El-IS-NLO(112w) | LFLmpBlst-T8-36in-25w+El-IS-RLO(86w) | Available | WP source e.g.: WPSDGENRLG0013r3 | 0 | 0 | Disposition: MeasuresList-May222014.xlsx | RobNc | LFLmpBlst-T8-48in-32w-1g+El-IS-NLO(112w) | ILtg-Lfluor-Elec |  | DEER1316-Ltg-Com-LF | 2013-01-01 | 2018-12-31 | DEER2016 HOU Update | LT-59655 |  |  |  | Standard | Expires 12/31/2018 due to revised DEER2019 code/ISP baseline | 1 | 1 | 0 | Deemed Ex Ante Team |  | Expires 12/31/2018 due to revised DEER2019 code/ISP baseline |  | Updated to indicate claim/filing status
4504 | C-In-LFLmpBlst-T8-48in-25w+El-IS-NLO(23w)-dWP7 | Commercial Indoor General Lighting: more efficient Linear Fluorescent Lamp & Ballast installed. Measure includes Code case. Impacts: Linear Fluorescent-based HOU (varies by BldgType) | DEER1314 | Lighting Disposition | 2020-11-24 16:30 | Com-Iltg-dWatt-LF | DEER | Scaled | Delta |  |  | None |  | 1 |  | 1 | Com | Any | Lighting | InGen-LF | Ltg_Lmp+Blst | LF_LmpBlst | LFLmpBlst-T8-48in-25w+El-IS-NLO(23w) | ILtg-Lfluor-Elec |  |  |  | LFLmpBlst-T8-48in-32w-1g+El-IS-NLO-3(30w) | LFLmpBlst-T8-48in-32w-1g+El-IS-NLO-3(30w) | LFLmpBlst-T8-48in-25w+El-IS-NLO(23w) | Available |  | 0 | 0 | Disposition: MeasuresList-Dec1-2014.xlsx | RobNc | LFLmpBlst-T8-48in-32w-1g+El-IS-NLO-3(30w) | ILtg-Lfluor-Elec |  | DEER1316-Ltg-Com-LF | 2014-07-01 | 2017-12-31 | InEA_same |  | L863 |  |  | Standard | Measure expired as part of DEER2018 | 1 | 1 | 0 | Deemed Ex Ante Team |  | Measure expired as part of DEER2018 |  | Updated to indicate claim/filing status
4505 | C-In-LFLmpBlst-T8-48in-25w+El-IS-NLO(23w)-dWP8 | Commercial Indoor General Lighting: more efficient Linear Fluorescent Lamp & Ballast installed. Measure includes Code case. Impacts: Linear Fluorescent-based HOU (varies by BldgType) | DEER2011 | Lighting Disposition | 2020-11-24 16:30 | Com-Iltg-dWatt-LF | NonDEER | Scaled | Delta |  |  | None |  | 0 |  | 1 | Com | Any | Lighting | InGen-LF | Ltg_Lmp+Blst | LF_LmpBlst |  | ILtg-Lfluor-Elec |  |  |  | LFLmpBlst-T8-48in-32w-1g+El-IS-NLO(31w) | LFLmpBlst-T8-48in-32w-1g+El-IS-NLO(31w) | LFLmpBlst-T8-48in-25w+El-IS-NLO(23w) | Available | WP source e.g.: SCE13LG087r0; Not used in 2013-14 Lighting Disposition | 0 | 0 | Disposition: MeasuresList-May222014.xlsx | RobNc |  | ILtg-Lfluor-Elec |  | None | 2013-01-01 | 2014-06-30 | DEER |  |  |  |  | Standard |  | 1 | 1 | 0 | Deemed Ex Ante Team |  |  |  | Updated to indicate claim/filing status
4506 | C-In-LFLmpBlst-T8-48in-25w+El-IS-NLO(26w)-dWP4-1 | Commercial Indoor General Lighting: more efficient Linear Fluorescent Lamp & Ballast installed. Measure includes Code case. Impacts: Linear Fluorescent-based HOU (varies by BldgType) | DEER1314 | Lighting Disposition | 2020-11-24 16:30 | Com-Iltg-dWatt-LF | DEER | Scaled | Delta |  |  | None |  | 1 |  | 1 | Com | Any | Lighting | InGen-LF | Ltg_Lmp+Blst | LF_LmpBlst | LFLmpBlst-T8-48in-25w+El-IS-NLO(26w) | ILtg-Lfluor-Elec |  |  |  | LFLmpBlst-T8-48in-32w-2g+El-IS-NLO-2(30w) | LFLmpBlst-T8-48in-32w-2g+El-IS-NLO-2(30w) | LFLmpBlst-T8-48in-25w+El-IS-NLO(26w) | Available |  | 0 | 0 | Disposition: MeasuresList-Dec1-2014.xlsx | RobNc | LFLmpBlst-T8-48in-32w-2g+El-IS-NLO-2(30w) | ILtg-Lfluor-Elec |  | DEER1316-Ltg-Com-LF | 2013-01-01 | 2017-12-31 | InEA_same | LT-67100 |  |  |  | Standard | Measure expired as part of DEER2018 | 1 | 1 | 0 | Deemed Ex Ante Team |  | Measure expired as part of DEER2018 |  | Updated to indicate claim/filing status
4507 | C-In-LFLmpBlst-T8-48in-25w+El-IS-NLO(26w)-dWP4-2 | Commercial Indoor General Lighting: more efficient Linear Fluorescent Lamp & Ballast installed. Measure includes Code case. Impacts: Linear Fluorescent-based HOU (varies by BldgType) | DEER1314 | Lighting Disposition | 2020-11-24 16:30 | Com-Iltg-dWatt-LF | NonDEER | Scaled | Delta |  |  | None |  | 1 |  | 1 | Com | Any | Lighting | InGen-LF | Ltg_Lmp+Blst | LF_LmpBlst | LFLmpBlst-T8-48in-25w+El-IS-NLO(26w) | ILtg-Lfluor-Elec |  |  |  | LFLmpBlst-T8-48in-32w-1g+El-IS-NLO-3(30w) | LFLmpBlst-T8-48in-32w-1g+El-IS-NLO-3(30w) | LFLmpBlst-T8-48in-25w+El-IS-NLO(26w) | Available |  | 0 | 0 | Disposition: MeasuresList-Dec1-2014.xlsx | RobNc | LFLmpBlst-T8-48in-32w-1g+El-IS-NLO-3(30w) | ILtg-Lfluor-Elec |  | DEER1316-Ltg-Com-LF | 2013-01-01 | 2017-12-31 | InEA_same | LT-97103 |  |  |  | Standard | Measure expired as part of DEER2018 | 1 | 1 | 0 | Deemed Ex Ante Team |  | Measure expired as part of DEER2018 |  | Updated to indicate claim/filing status
4508 | C-In-LFLmpBlst-T8-48in-25w+El-IS-NLO(27.7w)-dWP2 | Commercial Indoor General Lighting: more efficient Linear Fluorescent Lamp & Ballast installed. Measure includes Code case. Impacts: Linear Fluorescent-based HOU (varies by BldgType) | DEER2011 | Lighting Disposition | 2020-11-24 16:30 | Com-Iltg-dWatt-LF | NonDEER | Scaled | Delta |  |  | None |  | 0 |  | 1 | Com | Any | Lighting | InGen-LF | Ltg_Lmp+Blst | LF_LmpBlst |  | ILtg-Lfluor-Elec |  |  |  | LFLmpBlst-T8-48in-32w-1g+El-IS-NLO(30.5w) | LFLmpBlst-T8-48in-32w-1g+El-IS-NLO(30.5w) | LFLmpBlst-T8-48in-25w+El-IS-NLO(27.7w) | Available | WP source e.g.: SCE13LG087r0; Not used in 2013-14 Lighting Disposition | 0 | 0 | Disposition: MeasuresList-May222014.xlsx | RobNc |  | ILtg-Lfluor-Elec |  | None | 2013-01-01 | 2014-06-30 | DEER |  |  |  |  | Standard |  | 1 | 1 | 0 | Deemed Ex Ante Team |  |  |  | Updated to indicate claim/filing status
4509 | C-In-LFLmpBlst-T8-48in-25w+El-IS-NLO(27w)-dWP4-1 | Commercial Indoor General Lighting: more efficient Linear Fluorescent Lamp & Ballast installed. Measure includes Code case. Impacts: Linear Fluorescent-based HOU (varies by BldgType) | DEER2011 | Lighting Disposition | 2020-11-24 16:30 | Com-Iltg-dWatt-LF | NonDEER | Scaled | Delta |  |  | None |  | 0 |  | 1 | Com | Any | Lighting | InGen-LF | Ltg_Lmp+Blst | LF_LmpBlst |  | ILtg-Lfluor-Elec |  |  |  | LFLmpBlst-T8-48in-32w-1g+El-IS-NLO(31w) | LFLmpBlst-T8-48in-32w-1g+El-IS-NLO(31w) | LFLmpBlst-T8-48in-25w+El-IS-NLO(27w) | Available | WP source e.g.: SCE13LG087r0; Not used in 2013-14 Lighting Disposition | 0 | 0 | Disposition: MeasuresList-May222014.xlsx | RobNc |  | ILtg-Lfluor-Elec |  | None | 2013-01-01 | 2014-06-30 | DEER |  |  |  |  | Standard |  | 1 | 1 | 0 | Deemed Ex Ante Team |  |  |  | Updated to indicate claim/filing status
4510 | C-In-LFLmpBlst-T8-48in-25w+El-IS-NLO(27w)-dWP4-2 | Commercial Indoor General Lighting: more efficient Linear Fluorescent Lamp & Ballast installed. Measure includes Code case. Impacts: Linear Fluorescent-based HOU (varies by BldgType) | DEER2011 | Lighting Disposition | 2020-11-24 16:30 | Com-Iltg-dWatt-LF | NonDEER | Scaled | Delta |  |  | None |  | 0 |  | 1 | Com | Any | Lighting | InGen-LF | Ltg_Lmp+Blst | LF_LmpBlst |  | ILtg-Lfluor-Elec |  |  |  | LFLmpBlst-T8-48in-32w-2g+El-IS-NLO(31w) | LFLmpBlst-T8-48in-32w-2g+El-IS-NLO(31w) | LFLmpBlst-T8-48in-25w+El-IS-NLO(27w) | Available | WP source e.g.: WPSDGENRLG0013r3; Not used in 2013-14 Lighting Disposition | 0 | 0 | Disposition: MeasuresList-May222014.xlsx | RobNc |  | ILtg-Lfluor-Elec |  | None | 2013-01-01 | 2014-06-30 | DEER |  |  |  |  | Standard |  | 1 | 1 | 0 | Deemed Ex Ante Team |  |  |  | Updated to indicate claim/filing status
4511 | C-In-LFLmpBlst-T8-48in-25w+El-IS-NLO(28w)-dWP15-dWC3 | Commercial Indoor General Lighting: more efficient Linear Fluorescent Lamp & Ballast installed. Measure includes Code case. Impacts: Linear Fluorescent-based HOU (varies by BldgType) | DEER1314 | Lighting Disposition | 2020-11-24 16:30 | Com-Iltg-dWatt-LF | DEER | Scaled | Delta |  |  | None |  | 0 |  | 1 | Com | Any | Lighting | InGen-LF | Ltg_Lmp+Blst | LF_LmpBlst | LFLmpBlst-T8-48in-25w+El-IS-NLO(28w) | ILtg-Lfluor-Elec |  |  |  | LFLmpBlst-T12-48in-34w+MagES-RS-NLO(43w) | LFLmpBlst-T8-48in-32w-2g+El-IS-NLO(31w) | LFLmpBlst-T8-48in-25w+El-IS-NLO(28w) | Available | WP source e.g.: WPSDGENRLG0013r3 | 0 | 0 | Disposition: MeasuresList-May222014.xlsx | ErRobNc | LFLmpBlst-T8-48in-32w-2g+El-IS-NLO(31w) | ILtg-Lfluor-T12Mag |  | DEER1316-Ltg-Com-LF | 2013-01-01 | 2017-12-31 | InEA_same |  |  |  |  | Standard | Measure expired as part of DEER2018 | 1 | 1 | 0 | Deemed Ex Ante Team |  | Measure expired as part of DEER2018 |  | Updated to indicate claim/filing status
4512 | C-In-LFLmpBlst-T8-48in-25w+El-IS-NLO(45w)-dWP14-1 | Commercial Indoor General Lighting: more efficient Linear Fluorescent Lamp & Ballast installed. Measure includes Code case. Impacts: Linear Fluorescent-based HOU (varies by BldgType) | DEER2011 | Lighting Disposition | 2020-11-24 16:30 | Com-Iltg-dWatt-LF | NonDEER | Scaled | Delta |  |  | None |  | 0 |  | 1 | Com | Any | Lighting | InGen-LF | Ltg_Lmp+Blst | LF_LmpBlst |  | ILtg-Lfluor-Elec |  |  |  | LFLmpBlst-T8-48in-32w-1g+El-IS-NLO(59w) | LFLmpBlst-T8-48in-32w-1g+El-IS-NLO(59w) | LFLmpBlst-T8-48in-25w+El-IS-NLO(45w) | Available | WP source e.g.: WPSDGENRLG0013r3; Expires 6-30-2014; Not used in 2013-14 Lighting Disposition | 0 | 0 | Disposition: MeasuresList-May222014.xlsx | RobNc |  | ILtg-Lfluor-Elec |  | None | 2013-01-01 | 2014-06-30 | DEER |  |  |  |  | Standard |  | 1 | 1 | 0 | Deemed Ex Ante Team |  |  |  | Updated to indicate claim/filing status
4513 | C-In-LFLmpBlst-T8-48in-25w+El-IS-NLO(45w)-dWP14-2 | Commercial Indoor General Lighting: more efficient Linear Fluorescent Lamp & Ballast installed. Measure includes Code case. Impacts: Linear Fluorescent-based HOU (varies by BldgType) | DEER2011 | Lighting Disposition | 2020-11-24 16:30 | Com-Iltg-dWatt-LF | NonDEER | Scaled | Delta |  |  | None |  | 0 |  | 1 | Com | Any | Lighting | InGen-LF | Ltg_Lmp+Blst | LF_LmpBlst |  | ILtg-Lfluor-Elec |  |  |  | LFLmpBlst-T8-48in-32w-2g+El-IS-NLO(59w) | LFLmpBlst-T8-48in-32w-2g+El-IS-NLO(59w) | LFLmpBlst-T8-48in-25w+El-IS-NLO(45w) | Available | WP source e.g.: PGECOLTG116r5; Expires 6-30-2014; Not used in 2013-14 Lighting Disposition | 0 | 0 | Disposition: MeasuresList-May222014.xlsx | RobNc |  | ILtg-Lfluor-Elec |  | None | 2013-01-01 | 2014-06-30 | DEER |  |  |  |  | Standard |  | 1 | 1 | 0 | Deemed Ex Ante Team |  |  |  | Updated to indicate claim/filing status
4514 | C-In-LFLmpBlst-T8-48in-25w+El-IS-NLO(45w)-dWP14-dWC14 | Commercial Indoor General Lighting: more efficient Linear Fluorescent Lamp & Ballast installed. Measure includes Code case. Impacts: Linear Fluorescent-based HOU (varies by BldgType) | DEER1314 | Lighting Disposition | 2020-11-24 16:30 | Com-Iltg-dWatt-LF | DEER | Scaled | Delta |  |  | None |  | 0 |  | 1 | Com | Any | Lighting | InGen-LF | Ltg_Lmp+Blst | LF_LmpBlst | LFLmpBlst-T8-48in-25w+El-IS-NLO(45w) | ILtg-Lfluor-Elec |  |  |  | LFLmpBlst-T8-48in-32w-1g+El-IS-NLO(59w) | LFLmpBlst-T8-48in-32w-2g+El-IS-NLO(59w) | LFLmpBlst-T8-48in-25w+El-IS-NLO(45w) | Available | WP source e.g.: SCE13LG087r0 | 0 | 0 | Disposition: MeasuresList-May222014.xlsx | ErRobNc | LFLmpBlst-T8-48in-32w-2g+El-IS-NLO(59w) | ILtg-Lfluor-Elec |  | DEER1316-Ltg-Com-LF | 2013-01-01 | 2017-12-31 | InEA_same |  |  |  |  | Standard | Measure expired as part of DEER2018 | 1 | 1 | 0 | Deemed Ex Ante Team |  | Measure expired as part of DEER2018 |  | Updated to indicate claim/filing status
4515 | C-In-LFLmpBlst-T8-48in-25w+El-IS-NLO(68w)-dWP21 | Commercial Indoor General Lighting: more efficient Linear Fluorescent Lamp & Ballast installed. Measure includes Code case. Impacts: Linear Fluorescent-based HOU (varies by BldgType) | DEER1314 | Lighting Disposition | 2020-11-24 16:30 | Com-Iltg-dWatt-LF | DEER | Scaled | Delta |  |  | None |  | 0 |  | 1 | Com | Any | Lighting | InGen-LF | Ltg_Lmp+Blst | LF_LmpBlst | LFLmpBlst-T8-48in-25w+El-IS-NLO(68w) | ILtg-Lfluor-Elec |  |  |  | LFLmpBlst-T8-48in-32w-2g+El-IS-NLO(89w) | LFLmpBlst-T8-48in-32w-2g+El-IS-NLO(89w) | LFLmpBlst-T8-48in-25w+El-IS-NLO(68w) | Available | WP source e.g.: SCE13LG092r0 | 0 | 0 | Disposition: MeasuresList-May222014.xlsx | RobNc | LFLmpBlst-T8-48in-32w-2g+El-IS-NLO(89w) | ILtg-Lfluor-Elec |  | DEER1316-Ltg-Com-LF | 2013-01-01 | 2017-12-31 | InEA_same |  |  |  |  | Standard | Measure expired as part of DEER2018 | 1 | 1 | 0 | Deemed Ex Ante Team |  | Measure expired as part of DEER2018 |  | Updated to indicate claim/filing status
4516 | C-In-LFLmpBlst-T8-48in-25w+El-IS-NLO(90w)-dWP22 | Commercial Indoor General Lighting: more efficient Linear Fluorescent Lamp & Ballast installed. Measure includes Code case. Impacts: Linear Fluorescent-based HOU (varies by BldgType) | DEER1314 | Lighting Disposition | 2020-11-24 16:30 | Com-Iltg-dWatt-LF | DEER | Scaled | Delta |  |  | None |  | 0 |  | 1 | Com | Any | Lighting | InGen-LF | Ltg_Lmp+Blst | LF_LmpBlst | LFLmpBlst-T8-48in-25w+El-IS-NLO(90w) | ILtg-Lfluor-Elec |  |  |  | LFLmpBlst-T8-48in-32w-1g+El-IS-NLO(112w) | LFLmpBlst-T8-48in-32w-1g+El-IS-NLO(112w) | LFLmpBlst-T8-48in-25w+El-IS-NLO(90w) | Available | WP source e.g.: WPSDGENRLG0120r3 | 0 | 0 | Disposition: MeasuresList-May222014.xlsx | RobNc | LFLmpBlst-T8-48in-32w-1g+El-IS-NLO(112w) | ILtg-Lfluor-Elec |  | DEER1316-Ltg-Com-LF | 2013-01-01 | 2017-12-31 | InEA_same |  |  |  |  | Standard | Measure expired as part of DEER2018 | 1 | 1 | 0 | Deemed Ex Ante Team |  | Measure expired as part of DEER2018 |  | Updated to indicate claim/filing status
4517 | C-In-LFLmpBlst-T8-48in-25w+El-IS-RLO(22w)-dWP14-dWC9 | Commercial Indoor General Lighting: more efficient Linear Fluorescent Lamp & Ballast installed. Measure includes Code case. Impacts: Linear Fluorescent-based HOU (varies by BldgType) | DEER1314 | Lighting Disposition | 2020-11-24 16:30 | Com-Iltg-dWatt-LF | DEER | Scaled | Delta |  |  | None |  | 0 |  | 1 | Com | Any | Lighting | InGen-LF | Ltg_Lmp+Blst | LF_LmpBlst | LFLmpBlst-T8-48in-25w+El-IS-RLO(22w) | ILtg-Lfluor-Elec |  |  |  | LFLmpBlst-T12-48in-34w+MagES-RS-NLO(36w) | LFLmpBlst-T8-48in-32w-2g+El-IS-NLO(31w) | LFLmpBlst-T8-48in-25w+El-IS-RLO(22w) | Available | WP source e.g.: SCE13LG087r0 | 0 | 0 | Disposition: MeasuresList-May222014.xlsx | ErRobNc | LFLmpBlst-T8-48in-32w-2g+El-IS-NLO(31w) | ILtg-Lfluor-T12Mag |  | DEER1316-Ltg-Com-LF | 2013-01-01 | 2017-12-31 | InEA_same |  |  |  |  | Standard | Measure expired as part of DEER2018 | 1 | 1 | 0 | Deemed Ex Ante Team |  | Measure expired as part of DEER2018 |  | Updated to indicate claim/filing status
4518 | C-In-LFLmpBlst-T8-48in-25w+El-IS-RLO(22w)-dWP9 | Commercial Indoor General Lighting: more efficient Linear Fluorescent Lamp & Ballast installed. Measure includes Code case. Impacts: Linear Fluorescent-based HOU (varies by BldgType) | DEER1314 | Lighting Disposition | 2020-11-24 16:30 | Com-Iltg-dWatt-LF | DEER | Scaled | Delta |  |  | None |  | 0 |  | 1 | Com | Any | Lighting | InGen-LF | Ltg_Lmp+Blst | LF_LmpBlst | LFLmpBlst-T8-48in-25w+El-IS-RLO(22w) | ILtg-Lfluor-Elec |  |  |  | LFLmpBlst-T8-48in-32w-1g+El-IS-NLO(31w) | LFLmpBlst-T8-48in-32w-1g+El-IS-NLO(31w) | LFLmpBlst-T8-48in-25w+El-IS-RLO(22w) | Available | WP source e.g.: SCE13LG087r0 | 0 | 0 | Disposition: MeasuresList-May222014.xlsx | RobNc | LFLmpBlst-T8-48in-32w-1g+El-IS-NLO(31w) | ILtg-Lfluor-Elec |  | DEER1316-Ltg-Com-LF | 2013-01-01 | 2017-12-31 | InEA_same |  |  |  |  | Standard | Measure expired as part of DEER2018 | 1 | 1 | 0 | Deemed Ex Ante Team |  | Measure expired as part of DEER2018 |  | Updated to indicate claim/filing status
4519 | C-In-LFLmpBlst-T8-48in-25w+El-IS-RLO(38w)-dWP21-dWC21 | Commercial Indoor General Lighting: more efficient Linear Fluorescent Lamp & Ballast installed. Measure includes Code case. Impacts: Linear Fluorescent-based HOU (varies by BldgType) | DEER1314 | Lighting Disposition | 2020-11-24 16:30 | Com-Iltg-dWatt-LF | DEER | Scaled | Delta |  |  | None |  | 1 |  | 1 | Com | Any | Lighting | InGen-LF | Ltg_Lmp+Blst | LF_LmpBlst | LFLmpBlst-T8-48in-25w+El-IS-RLO(38w) | ILtg-Lfluor-Elec |  |  |  | LFLmpBlst-T8-48in-32w-1g+El-IS-NLO(59w) | LFLmpBlst-T8-48in-32w-2g+El-IS-NLO(59w) | LFLmpBlst-T8-48in-25w+El-IS-RLO(38w) | Available |  | 0 | 0 | Disposition: MeasuresList-Dec1-2014.xlsx | ErRobNc | LFLmpBlst-T8-48in-32w-2g+El-IS-NLO(59w) | ILtg-Lfluor-Elec |  | DEER1316-Ltg-Com-LF | 2013-01-01 | 2017-12-31 | InEA_same |  |  |  |  | Standard | Measure expired as part of DEER2018 | 1 | 1 | 0 | Deemed Ex Ante Team |  | Measure expired as part of DEER2018 |  | Updated to indicate claim/filing status
4520 | C-In-LFLmpBlst-T8-48in-25w+El-IS-RLO(38w)-dWP34-dWC21 | Commercial Indoor General Lighting: more efficient Linear Fluorescent Lamp & Ballast installed. Measure includes Code case. Impacts: Linear Fluorescent-based HOU (varies by BldgType) | DEER1314 | Lighting Disposition | 2020-11-24 16:30 | Com-Iltg-dWatt-LF | DEER | Scaled | Delta |  |  | None |  | 1 |  | 1 | Com | Any | Lighting | InGen-LF | Ltg_Lmp+Blst | LF_LmpBlst | LFLmpBlst-T8-48in-25w+El-IS-RLO(38w) | ILtg-Lfluor-Elec |  |  |  | LFLmpBlst-T12-48in-34w+MagES-RS-NLO(72w) | LFLmpBlst-T8-48in-32w-2g+El-IS-NLO(59w) | LFLmpBlst-T8-48in-25w+El-IS-RLO(38w) | Available |  | 0 | 0 | Disposition: MeasuresList-Dec1-2014.xlsx | ErRobNc | LFLmpBlst-T8-48in-32w-2g+El-IS-NLO(59w) | ILtg-Lfluor-T12Mag |  | DEER1316-Ltg-Com-LF | 2013-01-01 | 2017-12-31 | InEA_same |  |  |  |  | Standard | Measure expired as part of DEER2018 | 1 | 1 | 0 | Deemed Ex Ante Team |  | Measure expired as part of DEER2018 |  | Updated to indicate claim/filing status
4521 | C-In-LFLmpBlst-T8-48in-25w+El-IS-RLO(44w)-dWP15 | Commercial Indoor General Lighting: more efficient Linear Fluorescent Lamp & Ballast installed. Measure includes Code case. Impacts: Linear Fluorescent-based HOU (varies by BldgType) | DEER2011 | Lighting Disposition | 2020-11-24 16:30 | Com-Iltg-dWatt-LF | NonDEER | Scaled | Delta |  |  | None |  | 0 |  | 1 | Com | Any | Lighting | InGen-LF | Ltg_Lmp+Blst | LF_LmpBlst |  | ILtg-Lfluor-Elec |  |  |  | LFLmpBlst-T8-48in-32w-1g+El-IS-NLO(59w) | LFLmpBlst-T8-48in-32w-1g+El-IS-NLO(59w) | LFLmpBlst-T8-48in-25w+El-IS-RLO(44w) | Available | WP source e.g.: WPSDGENRLG0013r3; Not used in 2013-14 Lighting Disposition | 0 | 0 | Disposition: MeasuresList-May222014.xlsx | RobNc |  | ILtg-Lfluor-Elec |  | None | 2013-01-01 | 2014-06-30 | DEER |  |  |  |  | Standard |  | 1 | 1 | 0 | Deemed Ex Ante Team |  |  |  | Updated to indicate claim/filing status
4522 | C-In-LFLmpBlst-T8-48in-25w+El-IS-RLO(44w)-dWP28-dWC15 | Commercial Indoor General Lighting: more efficient Linear Fluorescent Lamp & Ballast installed. Measure includes Code case. Impacts: Linear Fluorescent-based HOU (varies by BldgType) | DEER2011 | Lighting Disposition | 2020-11-24 16:30 | Com-Iltg-dWatt-LF | NonDEER | Scaled | Delta |  |  | None |  | 0 |  | 1 | Com | Any | Lighting | InGen-LF | Ltg_Lmp+Blst | LF_LmpBlst |  | ILtg-Lfluor-Elec |  |  |  | LFLmpBlst-T12-48in-34w+MagES-RS-NLO(72w) | LFLmpBlst-T8-48in-32w-2g+El-IS-NLO(59w) | LFLmpBlst-T8-48in-25w+El-IS-RLO(44w) | Available | WP source e.g.: SCE13LG087r0; Not used in 2013-14 Lighting Disposition | 0 | 0 | Disposition: MeasuresList-May222014.xlsx | ErRobNc |  | ILtg-Lfluor-T12Mag |  | None | 2013-01-01 | 2014-06-30 | DEER |  |  |  |  | Standard |  | 1 | 1 | 0 | Deemed Ex Ante Team |  |  |  | Updated to indicate claim/filing status
4523 | C-In-LFLmpBlst-T8-48in-25w+El-IS-RLO(66w)-dWP23 | Commercial Indoor General Lighting: more efficient Linear Fluorescent Lamp & Ballast installed. Measure includes Code case. Impacts: Linear Fluorescent-based HOU (varies by BldgType) | DEER2011 | Lighting Disposition | 2020-11-24 16:30 | Com-Iltg-dWatt-LF | NonDEER | Scaled | Delta |  |  | None |  | 0 |  | 1 | Com | Any | Lighting | InGen-LF | Ltg_Lmp+Blst | LF_LmpBlst |  | ILtg-Lfluor-Elec |  |  |  | LFLmpBlst-T8-48in-32w-1g+El-IS-NLO(89w) | LFLmpBlst-T8-48in-32w-1g+El-IS-NLO(89w) | LFLmpBlst-T8-48in-25w+El-IS-RLO(66w) | Available | WP source e.g.: SCE13LG087r0; Not used in 2013-14 Lighting Disposition | 0 | 0 | Disposition: MeasuresList-May222014.xlsx | RobNc |  | ILtg-Lfluor-Elec |  | None | 2013-01-01 | 2014-06-30 | DEER |  |  |  |  | Standard |  | 1 | 1 | 0 | Deemed Ex Ante Team |  |  |  | Updated to indicate claim/filing status
4524 | C-In-LFLmpBlst-T8-48in-25w+El-IS-RLO(66w)-dWP49-dWC24 | Commercial Indoor General Lighting: more efficient Linear Fluorescent Lamp & Ballast installed. Measure includes Code case. Impacts: Linear Fluorescent-based HOU (varies by BldgType) | DEER2011 | Lighting Disposition | 2020-11-24 16:30 | Com-Iltg-dWatt-LF | NonDEER | Scaled | Delta |  |  | None |  | 0 |  | 1 | Com | Any | Lighting | InGen-LF | Ltg_Lmp+Blst | LF_LmpBlst |  | ILtg-Lfluor-Elec |  |  |  | LFLmpBlst-T12-48in-34w+MagES-RS-NLO(115w) | LFLmpBlst-T8-48in-32w-2g+El-IS-NLO(90w) | LFLmpBlst-T8-48in-25w+El-IS-RLO(66w) | Available | WP source e.g.: SCE13LG087r0; Expires 6-30-2014; Not used in 2013-14 Lighting Disposition | 0 | 0 | Disposition: MeasuresList-May222014.xlsx | ErRobNc |  | ILtg-Lfluor-T12Mag |  | None | 2013-01-01 | 2014-06-30 | DEER |  |  |  |  | Standard |  | 1 | 1 | 0 | Deemed Ex Ante Team |  |  |  | Updated to indicate claim/filing status
4525 | C-In-LFLmpBlst-T8-48in-25w+El-IS-RLO(90w)-dWP22 | Commercial Indoor General Lighting: more efficient Linear Fluorescent Lamp & Ballast installed. Measure includes Code case. Impacts: Linear Fluorescent-based HOU (varies by BldgType) | DEER2011 | Lighting Disposition | 2020-11-24 16:30 | Com-Iltg-dWatt-LF | NonDEER | Scaled | Delta |  |  | None |  | 0 |  | 1 | Com | Any | Lighting | InGen-LF | Ltg_Lmp+Blst | LF_LmpBlst |  | ILtg-Lfluor-Elec |  |  |  | LFLmpBlst-T8-48in-32w-1g+El-IS-NLO(112w) | LFLmpBlst-T8-48in-32w-1g+El-IS-NLO(112w) | LFLmpBlst-T8-48in-25w+El-IS-RLO(90w) | Available | WP source e.g.: SCE13LG087r0; Expires 6-30-2014; Not used in 2013-14 Lighting Disposition | 0 | 0 | Disposition: MeasuresList-May222014.xlsx | RobNc |  | ILtg-Lfluor-Elec |  | None | 2013-01-01 | 2014-06-30 | DEER |  |  |  |  | Standard |  | 1 | 1 | 0 | Deemed Ex Ante Team |  |  |  | Updated to indicate claim/filing status
4526 | C-In-LFLmpBlst-T8-48in-25w+El-IS-RLO(90w)-dWP54-dWC28 | Commercial Indoor General Lighting: more efficient Linear Fluorescent Lamp & Ballast installed. Measure includes Code case. Impacts: Linear Fluorescent-based HOU (varies by BldgType) | DEER2011 | Lighting Disposition | 2020-11-24 16:30 | Com-Iltg-dWatt-LF | NonDEER | Scaled | Delta |  |  | None |  | 0 |  | 1 | Com | Any | Lighting | InGen-LF | Ltg_Lmp+Blst | LF_LmpBlst |  | ILtg-Lfluor-Elec |  |  |  | LFLmpBlst-T12-48in-34w+MagES-RS-NLO(144w) | LFLmpBlst-T8-48in-32w-2g+El-IS-NLO(118w) | LFLmpBlst-T8-48in-25w+El-IS-RLO(90w) | Available | WP source e.g.: WPSDGENRLG0013r3; Expires 6-30-2014; Not used in 2013-14 Lighting Disposition | 0 | 0 | Disposition: MeasuresList-May222014.xlsx | ErRobNc |  | ILtg-Lfluor-T12Mag |  | None | 2013-01-01 | 2014-06-30 | DEER |  |  |  |  | Standard |  | 1 | 1 | 0 | Deemed Ex Ante Team |  |  |  | Updated to indicate claim/filing status
4527 | C-In-LFLmpBlst-T8-48in-25w+El-IS-RLO-1(58w)-dWP31-dWC31 | Commercial Indoor General Lighting: more efficient Linear Fluorescent Lamp & Ballast installed. Measure includes Code case. Impacts: Linear Fluorescent-based HOU (varies by BldgType) | DEER1314 | Lighting Disposition | 2020-11-24 16:30 | Com-Iltg-dWatt-LF | DEER | Scaled | Delta |  |  | None |  | 1 |  | 1 | Com | Any | Lighting | InGen-LF | Ltg_Lmp+Blst | LF_LmpBlst | LFLmpBlst-T8-48in-25w+El-IS-RLO-1(58w) | ILtg-Lfluor-Elec |  |  |  | LFLmpBlst-T8-48in-32w-1g+El-IS-NLO(89w) | LFLmpBlst-T8-48in-32w-2g+El-IS-NLO(89w) | LFLmpBlst-T8-48in-25w+El-IS-RLO-1(58w) | Available |  | 0 | 0 | Disposition: MeasuresList-Dec1-2014.xlsx | ErRobNc | LFLmpBlst-T8-48in-32w-2g+El-IS-NLO(89w) | ILtg-Lfluor-Elec |  | DEER1316-Ltg-Com-LF | 2013-01-01 | 2017-12-31 | InEA_same |  |  |  |  | Standard | Measure expired as part of DEER2018 | 1 | 1 | 0 | Deemed Ex Ante Team |  | Measure expired as part of DEER2018 |  | Updated to indicate claim/filing status
4528 | C-In-LFLmpBlst-T8-48in-25w+El-IS-RLO-1(58w)-dWP57-dWC31 | Commercial Indoor General Lighting: more efficient Linear Fluorescent Lamp & Ballast installed. Measure includes Code case. Impacts: Linear Fluorescent-based HOU (varies by BldgType) | DEER1314 | Lighting Disposition | 2020-11-24 16:30 | Com-Iltg-dWatt-LF | DEER | Scaled | Delta |  |  | None |  | 1 |  | 1 | Com | Any | Lighting | InGen-LF | Ltg_Lmp+Blst | LF_LmpBlst | LFLmpBlst-T8-48in-25w+El-IS-RLO-1(58w) | ILtg-Lfluor-Elec |  |  |  | LFLmpBlst-T12-48in-34w+MagES-RS-NLO(115w) | LFLmpBlst-T8-48in-32w-2g+El-IS-NLO(89w) | LFLmpBlst-T8-48in-25w+El-IS-RLO-1(58w) | Available |  | 0 | 0 | Disposition: MeasuresList-Dec1-2014.xlsx | ErRobNc | LFLmpBlst-T8-48in-32w-2g+El-IS-NLO(89w) | ILtg-Lfluor-T12Mag |  | DEER1316-Ltg-Com-LF | 2013-01-01 | 2017-12-31 | InEA_same |  |  |  |  | Standard | Measure expired as part of DEER2018 | 1 | 1 | 0 | Deemed Ex Ante Team |  | Measure expired as part of DEER2018 |  | Updated to indicate claim/filing status
4529 | C-In-LFLmpBlst-T8-48in-25w+El-IS-RLO-1(76w)-dWP36-dWC36 | Commercial Indoor General Lighting: more efficient Linear Fluorescent Lamp & Ballast installed. Measure includes Code case. Impacts: Linear Fluorescent-based HOU (varies by BldgType) | DEER1314 | Lighting Disposition | 2020-11-24 16:30 | Com-Iltg-dWatt-LF | DEER | Scaled | Delta |  |  | None |  | 1 |  | 1 | Com | Any | Lighting | InGen-LF | Ltg_Lmp+Blst | LF_LmpBlst | LFLmpBlst-T8-48in-25w+El-IS-RLO-1(76w) | ILtg-Lfluor-Elec |  |  |  | LFLmpBlst-T8-48in-32w-1g+El-IS-NLO(112w) | LFLmpBlst-T8-48in-32w-2g+El-IS-NLO(112w) | LFLmpBlst-T8-48in-25w+El-IS-RLO-1(76w) | Available |  | 0 | 0 | Disposition: MeasuresList-Dec1-2014.xlsx | ErRobNc | LFLmpBlst-T8-48in-32w-2g+El-IS-NLO(112w) | ILtg-Lfluor-Elec |  | DEER1316-Ltg-Com-LF | 2013-01-01 | 2017-12-31 | InEA_same |  |  |  |  | Standard | Measure expired as part of DEER2018 | 1 | 1 | 0 | Deemed Ex Ante Team |  | Measure expired as part of DEER2018 |  | Updated to indicate claim/filing status
4530 | C-In-LFLmpBlst-T8-48in-25w+El-IS-RLO-1(76w)-dWP68-dWC36 | Commercial Indoor General Lighting: more efficient Linear Fluorescent Lamp & Ballast installed. Measure includes Code case. Impacts: Linear Fluorescent-based HOU (varies by BldgType) | DEER1314 | Lighting Disposition | 2020-11-24 16:30 | Com-Iltg-dWatt-LF | DEER | Scaled | Delta |  |  | None |  | 1 |  | 1 | Com | Any | Lighting | InGen-LF | Ltg_Lmp+Blst | LF_LmpBlst | LFLmpBlst-T8-48in-25w+El-IS-RLO-1(76w) | ILtg-Lfluor-Elec |  |  |  | LFLmpBlst-T12-48in-34w+MagES-RS-NLO(144w) | LFLmpBlst-T8-48in-32w-2g+El-IS-NLO(112w) | LFLmpBlst-T8-48in-25w+El-IS-RLO-1(76w) | Available |  | 0 | 0 | Disposition: MeasuresList-Dec1-2014.xlsx | ErRobNc | LFLmpBlst-T8-48in-32w-2g+El-IS-NLO(112w) | ILtg-Lfluor-T12Mag |  | DEER1316-Ltg-Com-LF | 2013-01-01 | 2017-12-31 | InEA_same |  |  |  |  | Standard | Measure expired as part of DEER2018 | 1 | 1 | 0 | Deemed Ex Ante Team |  | Measure expired as part of DEER2018 |  | Updated to indicate claim/filing status
4531 | C-In-LFLmpBlst-T8-48in-28w+El-IS-HLO(67w)-dWP22 | Commercial Indoor General Lighting: more efficient Linear Fluorescent Lamp & Ballast installed. Measure includes Code case. Impacts: Linear Fluorescent-based HOU (varies by BldgType) | DEER1314 | Lighting Disposition | 2020-11-24 16:30 | Com-Iltg-dWatt-LF | DEER | Scaled | Delta |  |  | None |  | 0 |  | 1 | Com | Any | Lighting | InGen-LF | Ltg_Lmp+Blst | LF_LmpBlst | LFLmpBlst-T8-48in-28w+El-IS-HLO(67w) | ILtg-Lfluor-Elec |  |  |  | LFLmpBlst-T8-48in-32w-2g+El-IS-NLO(89w) | LFLmpBlst-T8-48in-32w-2g+El-IS-NLO(89w) | LFLmpBlst-T8-48in-28w+El-IS-HLO(67w) | Available | WP source e.g.: WPSDGENRLG0013r3 | 0 | 0 | Disposition: MeasuresList-May222014.xlsx | RobNc | LFLmpBlst-T8-48in-32w-2g+El-IS-NLO(89w) | ILtg-Lfluor-Elec |  | DEER1316-Ltg-Com-LF | 2013-01-01 | 2017-12-31 | InEA_same | LT-25867 |  |  |  | Standard | Measure expired as part of DEER2018 | 1 | 1 | 0 | Deemed Ex Ante Team |  | Measure expired as part of DEER2018 |  | Updated to indicate claim/filing status
4532 | C-In-LFLmpBlst-T8-48in-28w+El-IS-HLO(67w)-dWP45 | Commercial Indoor General Lighting: more efficient Linear Fluorescent Lamp & Ballast installed. Measure includes Code case. Impacts: Linear Fluorescent-based HOU (varies by BldgType) | DEER1314 | Lighting Disposition | 2020-11-24 16:30 | Com-Iltg-dWatt-LF | DEER | Scaled | Delta |  |  | None |  | 0 |  | 1 | Com | Any | Lighting | InGen-LF | Ltg_Lmp+Blst | LF_LmpBlst | LFLmpBlst-T8-48in-28w+El-IS-HLO(67w) | ILtg-Lfluor-Elec |  |  |  | LFLmpBlst-T8-48in-32w-1g+El-IS-NLO(112w) | LFLmpBlst-T8-48in-32w-1g+El-IS-NLO(112w) | LFLmpBlst-T8-48in-28w+El-IS-HLO(67w) | Available | WP source e.g.: WPSDGENRLG0013r3 | 0 | 0 | Disposition: MeasuresList-May222014.xlsx | RobNc | LFLmpBlst-T8-48in-32w-1g+El-IS-NLO(112w) | ILtg-Lfluor-Elec |  | DEER1316-Ltg-Com-LF | 2013-01-01 | 2017-12-31 | InEA_same | LT-32845 |  |  |  | Standard | Measure expired as part of DEER2018 | 1 | 1 | 0 | Deemed Ex Ante Team |  | Measure expired as part of DEER2018 |  | Updated to indicate claim/filing status
4533 | C-In-LFLmpBlst-T8-48in-28w+El-IS-HLO+Refl(67w)-dWP22 | Commercial Indoor General Lighting: more efficient Linear Fluorescent Lamp & Ballast installed. Measure includes Code case. Impacts: Linear Fluorescent-based HOU (varies by BldgType) | DEER1314 | Lighting Disposition | 2020-11-24 16:30 | Com-Iltg-dWatt-LF | DEER | Scaled | Delta |  |  | None |  | 0 |  | 1 | Com | Any | Lighting | InGen-LF | Ltg_Lmp+Blst | LF_LmpBlst | LFLmpBlst-T8-48in-28w+El-IS-HLO+Refl(67w) | ILtg-Lfluor-Elec |  |  |  | LFLmpBlst-T8-48in-32w-2g+El-IS-NLO(89w) | LFLmpBlst-T8-48in-32w-2g+El-IS-NLO(89w) | LFLmpBlst-T8-48in-28w+El-IS-HLO+Refl(67w) | Available | WP source e.g.: WPSDGENRLG0013r3 | 0 | 0 | Disposition: MeasuresList-May222014.xlsx | RobNc | LFLmpBlst-T8-48in-32w-2g+El-IS-NLO(89w) | ILtg-Lfluor-Elec |  | DEER1316-Ltg-Com-LF | 2013-01-01 | 2017-12-31 | InEA_same | LT-45291 |  |  |  | Standard | Measure expired as part of DEER2018 | 1 | 1 | 0 | Deemed Ex Ante Team |  | Measure expired as part of DEER2018 |  | Updated to indicate claim/filing status
4534 | C-In-LFLmpBlst-T8-48in-28w+El-IS-HLO+Refl(67w)-dWP45 | Commercial Indoor General Lighting: more efficient Linear Fluorescent Lamp & Ballast installed. Measure includes Code case. Impacts: Linear Fluorescent-based HOU (varies by BldgType) | DEER1314 | Lighting Disposition | 2020-11-24 16:30 | Com-Iltg-dWatt-LF | DEER | Scaled | Delta |  |  | None |  | 0 |  | 1 | Com | Any | Lighting | InGen-LF | Ltg_Lmp+Blst | LF_LmpBlst | LFLmpBlst-T8-48in-28w+El-IS-HLO+Refl(67w) | ILtg-Lfluor-Elec |  |  |  | LFLmpBlst-T8-48in-32w-1g+El-IS-NLO(112w) | LFLmpBlst-T8-48in-32w-1g+El-IS-NLO(112w) | LFLmpBlst-T8-48in-28w+El-IS-HLO+Refl(67w) | Available | WP source e.g.: WPSDGENRLG0013r3 | 0 | 0 | Disposition: MeasuresList-May222014.xlsx | RobNc | LFLmpBlst-T8-48in-32w-1g+El-IS-NLO(112w) | ILtg-Lfluor-Elec |  | DEER1316-Ltg-Com-LF | 2013-01-01 | 2017-12-31 | InEA_same | LT-57432 |  |  |  | Standard | Measure expired as part of DEER2018 | 1 | 1 | 0 | Deemed Ex Ante Team |  | Measure expired as part of DEER2018 |  | Updated to indicate claim/filing status
4535 | C-In-LFLmpBlst-T8-48in-28w+El-IS-NLO(26w)-dWP4 | Commercial Indoor General Lighting: more efficient Linear Fluorescent Lamp & Ballast installed. Measure includes Code case. Impacts: Linear Fluorescent-based HOU (varies by BldgType) | DEER1314 | Lighting Disposition | 2020-11-24 16:30 | Com-Iltg-dWatt-LF | DEER | Scaled | Delta |  |  | None |  | 1 |  | 1 | Com | Any | Lighting | InGen-LF | Ltg_Lmp+Blst | LF_LmpBlst | LFLmpBlst-T8-48in-28w+El-IS-NLO(26w) | ILtg-Lfluor-Elec |  |  |  | LFLmpBlst-T8-48in-32w-1g+El-IS-NLO-3(30w) | LFLmpBlst-T8-48in-32w-1g+El-IS-NLO-3(30w) | LFLmpBlst-T8-48in-28w+El-IS-NLO(26w) | Available |  | 0 | 0 | Disposition: MeasuresList-Dec1-2014.xlsx | RobNc | LFLmpBlst-T8-48in-32w-1g+El-IS-NLO-3(30w) | ILtg-Lfluor-Elec |  | DEER1316-Ltg-Com-LF | 2014-07-01 | 2017-12-31 | InEA_same |  | L730 |  |  | Standard | Measure expired as part of DEER2018 | 1 | 1 | 0 | Deemed Ex Ante Team |  | Measure expired as part of DEER2018 |  | Updated to indicate claim/filing status
4536 | C-In-LFLmpBlst-T8-48in-28w+El-IS-NLO(27w)-dWP3-1 | Commercial Indoor General Lighting: more efficient Linear Fluorescent Lamp & Ballast installed. Measure includes Code case. Impacts: Linear Fluorescent-based HOU (varies by BldgType) | DEER1314 | Lighting Disposition | 2020-11-24 16:30 | Com-Iltg-dWatt-LF | DEER | Scaled | Delta |  |  | None |  | 1 |  | 1 | Com | Any | Lighting | InGen-LF | Ltg_Lmp+Blst | LF_LmpBlst | LFLmpBlst-T8-48in-28w+El-IS-NLO(27w) | ILtg-Lfluor-Elec |  |  |  | LFLmpBlst-T8-48in-32w-2g+El-IS-NLO-2(30w) | LFLmpBlst-T8-48in-32w-2g+El-IS-NLO-2(30w) | LFLmpBlst-T8-48in-28w+El-IS-NLO(27w) | Available |  | 0 | 0 | Disposition: MeasuresList-Dec1-2014.xlsx | RobNc | LFLmpBlst-T8-48in-32w-2g+El-IS-NLO-2(30w) | ILtg-Lfluor-Elec |  | DEER1316-Ltg-Com-LF | 2013-01-01 | 2017-12-31 | InEA_same | LT-84012 |  |  |  | Standard | Measure expired as part of DEER2018 | 1 | 1 | 0 | Deemed Ex Ante Team |  | Measure expired as part of DEER2018 |  | Updated to indicate claim/filing status
4537 | C-In-LFLmpBlst-T8-48in-28w+El-IS-NLO(27w)-dWP3-2 | Commercial Indoor General Lighting: more efficient Linear Fluorescent Lamp & Ballast installed. Measure includes Code case. Impacts: Linear Fluorescent-based HOU (varies by BldgType) | DEER1314 | Lighting Disposition | 2020-11-24 16:30 | Com-Iltg-dWatt-LF | NonDEER | Scaled | Delta |  |  | None |  | 1 |  | 1 | Com | Any | Lighting | InGen-LF | Ltg_Lmp+Blst | LF_LmpBlst | LFLmpBlst-T8-48in-28w+El-IS-NLO(27w) | ILtg-Lfluor-Elec |  |  |  | LFLmpBlst-T8-48in-32w-1g+El-IS-NLO-3(30w) | LFLmpBlst-T8-48in-32w-1g+El-IS-NLO-3(30w) | LFLmpBlst-T8-48in-28w+El-IS-NLO(27w) | Available |  | 0 | 0 | Disposition: MeasuresList-Dec1-2014.xlsx | RobNc | LFLmpBlst-T8-48in-32w-1g+El-IS-NLO-3(30w) | ILtg-Lfluor-Elec |  | DEER1316-Ltg-Com-LF | 2013-01-01 | 2017-12-31 | InEA_same | LT-21844 |  |  |  | Standard | Measure expired as part of DEER2018 | 1 | 1 | 0 | Deemed Ex Ante Team |  | Measure expired as part of DEER2018 |  | Updated to indicate claim/filing status
4538 | C-In-LFLmpBlst-T8-48in-28w+El-IS-NLO(27w)-dWP4 | Commercial Indoor General Lighting: more efficient Linear Fluorescent Lamp & Ballast installed. Measure includes Code case. Impacts: Linear Fluorescent-based HOU (varies by BldgType) | DEER2011 | Lighting Disposition | 2020-11-24 16:30 | Com-Iltg-dWatt-LF | NonDEER | Scaled | Delta |  |  | None |  | 0 |  | 1 | Com | Any | Lighting | InGen-LF | Ltg_Lmp+Blst | LF_LmpBlst |  | ILtg-Lfluor-Elec |  |  |  | LFLmpBlst-T8-48in-32w-1g+El-IS-NLO(31w) | LFLmpBlst-T8-48in-32w-1g+El-IS-NLO(31w) | LFLmpBlst-T8-48in-28w+El-IS-NLO(27w) | Available | WP source e.g.: WPSDGENRLG0013r3; Expires 6-30-2014; Not used in 2013-14 Lighting Disposition | 0 | 0 | Disposition: MeasuresList-May222014.xlsx | RobNc |  | ILtg-Lfluor-Elec |  | None | 2013-01-01 | 2014-06-30 | DEER |  |  |  |  | Standard |  | 1 | 1 | 0 | Deemed Ex Ante Team |  |  |  | Updated to indicate claim/filing status
4539 | C-In-LFLmpBlst-T8-48in-28w+El-IS-NLO(28w)-dWP31 | Commercial Indoor General Lighting: more efficient Linear Fluorescent Lamp & Ballast installed. Measure includes Code case. Impacts: Linear Fluorescent-based HOU (varies by BldgType) | DEER1314 | Lighting Disposition | 2020-11-24 16:30 | Com-Iltg-dWatt-LF | DEER | Scaled | Delta |  |  | None |  | 0 |  | 1 | Com | Any | Lighting | InGen-LF | Ltg_Lmp+Blst | LF_LmpBlst | LFLmpBlst-T8-48in-28w+El-IS-NLO(28w) | ILtg-Lfluor-Elec |  |  |  | LFLmpBlst-T8-48in-32w-2g+El-IS-NLO(59w) | LFLmpBlst-T8-48in-32w-2g+El-IS-NLO(59w) | LFLmpBlst-T8-48in-28w+El-IS-NLO(28w) | Available | WP source e.g.: WPSDGENRLG0013r3 | 0 | 0 | Disposition: MeasuresList-May222014.xlsx | RobNc | LFLmpBlst-T8-48in-32w-2g+El-IS-NLO(59w) | ILtg-Lfluor-Elec |  | DEER1316-Ltg-Com-LF | 2013-01-01 | 2017-12-31 | InEA_same | LT-10436 |  |  |  | Standard | Measure expired as part of DEER2018 | 1 | 1 | 0 | Deemed Ex Ante Team |  | Measure expired as part of DEER2018 |  | Updated to indicate claim/filing status
4540 | C-In-LFLmpBlst-T8-48in-28w+El-IS-NLO(28w)-dWP3-1 | Commercial Indoor General Lighting: more efficient Linear Fluorescent Lamp & Ballast installed. Measure includes Code case. Impacts: Linear Fluorescent-based HOU (varies by BldgType) | DEER2011 | Lighting Disposition | 2020-11-24 16:30 | Com-Iltg-dWatt-LF | NonDEER | Scaled | Delta |  |  | None |  | 0 |  | 1 | Com | Any | Lighting | InGen-LF | Ltg_Lmp+Blst | LF_LmpBlst |  | ILtg-Lfluor-Elec |  |  |  | LFLmpBlst-T8-48in-32w-1g+El-IS-NLO(31w) | LFLmpBlst-T8-48in-32w-1g+El-IS-NLO(31w) | LFLmpBlst-T8-48in-28w+El-IS-NLO(28w) | Available | WP source e.g.: WPSDGENRLG0013r3; Expires 6-30-2014; Not used in 2013-14 Lighting Disposition | 0 | 0 | Disposition: MeasuresList-May222014.xlsx | RobNc |  | ILtg-Lfluor-Elec |  | None | 2013-01-01 | 2014-06-30 | DEER |  |  |  |  | Standard |  | 1 | 1 | 0 | Deemed Ex Ante Team |  |  |  | Updated to indicate claim/filing status
4541 | C-In-LFLmpBlst-T8-48in-28w+El-IS-NLO(28w)-dWP3-2 | Commercial Indoor General Lighting: more efficient Linear Fluorescent Lamp & Ballast installed. Measure includes Code case. Impacts: Linear Fluorescent-based HOU (varies by BldgType) | DEER2011 | Lighting Disposition | 2020-11-24 16:30 | Com-Iltg-dWatt-LF | NonDEER | Scaled | Delta |  |  | None |  | 0 |  | 1 | Com | Any | Lighting | InGen-LF | Ltg_Lmp+Blst | LF_LmpBlst |  | ILtg-Lfluor-Elec |  |  |  | LFLmpBlst-T8-48in-32w-2g+El-IS-NLO(31w) | LFLmpBlst-T8-48in-32w-2g+El-IS-NLO(31w) | LFLmpBlst-T8-48in-28w+El-IS-NLO(28w) | Available | WP source e.g.: SCE13LG087r0; Expires 6-30-2014; Not used in 2013-14 Lighting Disposition | 0 | 0 | Disposition: MeasuresList-May222014.xlsx | RobNc |  | ILtg-Lfluor-Elec |  | None | 2013-01-01 | 2014-06-30 | DEER |  |  |  |  | Standard |  | 1 | 1 | 0 | Deemed Ex Ante Team |  |  |  | Updated to indicate claim/filing status
4542 | C-In-LFLmpBlst-T8-48in-28w+El-IS-NLO(28w)-dWP55 | Commercial Indoor General Lighting: more efficient Linear Fluorescent Lamp & Ballast installed. Measure includes Code case. Impacts: Linear Fluorescent-based HOU (varies by BldgType) | DEER1314 | Lighting Disposition | 2020-11-24 16:30 | Com-Iltg-dWatt-LF | DEER | Scaled | Delta |  |  | None |  | 0 |  | 1 | Com | Any | Lighting | InGen-LF | Ltg_Lmp+Blst | LF_LmpBlst | LFLmpBlst-T8-48in-28w+El-IS-NLO(28w) | ILtg-Lfluor-Elec |  |  |  | LFLmpBlst-T8-48in-32w-3g+El-IS-NLO(83w) | LFLmpBlst-T8-48in-32w-3g+El-IS-NLO(83w) | LFLmpBlst-T8-48in-28w+El-IS-NLO(28w) | Available | WP source e.g.: SCE13LG087r0 | 0 | 0 | Disposition: MeasuresList-May222014.xlsx | RobNc | LFLmpBlst-T8-48in-32w-3g+El-IS-NLO(83w) | ILtg-Lfluor-Elec |  | DEER1316-Ltg-Com-LF | 2013-01-01 | 2017-12-31 | InEA_same |  |  |  |  | Standard | Measure expired as part of DEER2018 | 1 | 1 | 0 | Deemed Ex Ante Team |  | Measure expired as part of DEER2018 |  | Updated to indicate claim/filing status
4543 | C-In-LFLmpBlst-T8-48in-28w+El-IS-NLO(30.3w)-dWP0 | Commercial Indoor General Lighting: more efficient Linear Fluorescent Lamp & Ballast installed. Measure includes Code case. Impacts: Linear Fluorescent-based HOU (varies by BldgType) | DEER2011 | Lighting Disposition | 2020-11-24 16:30 | Com-Iltg-dWatt-LF | NonDEER | Scaled | Delta |  |  | None |  | 0 |  | 1 | Com | Any | Lighting | InGen-LF | Ltg_Lmp+Blst | LF_LmpBlst |  | ILtg-Lfluor-Elec |  |  |  | LFLmpBlst-T8-48in-32w-1g+El-IS-NLO(30.5w) | LFLmpBlst-T8-48in-32w-1g+El-IS-NLO(30.5w) | LFLmpBlst-T8-48in-28w+El-IS-NLO(30.3w) | Available | WP source e.g.: SCE13LG087r0; Expires 6-30-2014; Not used in 2013-14 Lighting Disposition | 0 | 0 | Disposition: MeasuresList-May222014.xlsx | RobNc |  | ILtg-Lfluor-Elec |  | None | 2013-01-01 | 2014-06-30 | DEER |  |  |  |  | Standard |  | 1 | 1 | 0 | Deemed Ex Ante Team |  |  |  | Updated to indicate claim/filing status
4544 | C-In-LFLmpBlst-T8-48in-28w+El-IS-NLO(53w)-dWP115-dWC0 | Commercial Indoor General Lighting: more efficient Linear Fluorescent Lamp & Ballast installed. Measure includes Code case. Impacts: Linear Fluorescent-based HOU (varies by BldgType) | DEER1314 | Lighting Disposition | 2020-11-24 16:30 | Com-Iltg-dWatt-LF | DEER | Scaled | Delta |  |  | None |  | 1 |  | 1 | Com | Any | Lighting | InGen-LF | Ltg_Lmp+Blst | LF_LmpBlst | LFLmpBlst-T8-48in-28w+El-IS-NLO(53w) | ILtg-Lfluor-Elec |  |  |  | LFLmpBlst-T12-48in-39w+MagStd-IS-NLO(168w) | LFLmpBlst-T8-48in-28w+El-IS-NLO(53w) | LFLmpBlst-T8-48in-28w+El-IS-NLO(53w) | Available |  | 0 | 0 | Disposition: MeasuresList-Dec1-2014.xlsx | ERrul | LFLmpBlst-T8-48in-28w+El-IS-NLO(53w) | ILtg-Lfluor-T12Mag |  | DEER1316-Ltg-Com-LF | 2013-01-01 | 2018-12-31 | DEER2016 HOU Update | LT-89122 |  |  |  | Standard | Expires 12/31/2018 due to revised DEER2019 code/ISP baseline | 1 | 1 | 0 | Deemed Ex Ante Team |  | Expires 12/31/2018 due to revised DEER2019 code/ISP baseline |  | Updated to indicate claim/filing status
4545 | C-In-LFLmpBlst-T8-48in-28w+El-IS-NLO(53w)-dWP115-dWC59 | Commercial Indoor General Lighting: more efficient Linear Fluorescent Lamp & Ballast installed. Measure includes Code case. Impacts: Linear Fluorescent-based HOU (varies by BldgType) | DEER2011 | Lighting Disposition | 2020-11-24 16:30 | Com-Iltg-dWatt-LF | NonDEER | Scaled | Delta |  |  | None |  | 0 |  | 1 | Com | Any | Lighting | InGen-LF | Ltg_Lmp+Blst | LF_LmpBlst |  | ILtg-Lfluor-Elec |  |  |  | LFLmpBlst-T12-48in-39w+MagStd-IS-NLO(168w) | LFLmpBlst-T8-48in-32w-1g+El-IS-NLO(112w) | LFLmpBlst-T8-48in-28w+El-IS-NLO(53w) | Available | WP source e.g.: SCE13LG087r0; Expires 6-30-2014; Not used in 2013-14 Lighting Disposition | 0 | 0 | Disposition: MeasuresList-May222014.xlsx | ErRobNc |  | ILtg-Lfluor-T12Mag |  | None | 2013-01-01 | 2014-06-30 | DEER |  |  |  |  | Standard |  | 1 | 1 | 0 | Deemed Ex Ante Team |  |  |  | Updated to indicate claim/filing status
4546 | C-In-LFLmpBlst-T8-48in-28w+El-IS-NLO(53w)-dWP36 | Commercial Indoor General Lighting: more efficient Linear Fluorescent Lamp & Ballast installed. Measure includes Code case. Impacts: Linear Fluorescent-based HOU (varies by BldgType) | DEER1314 | Lighting Disposition | 2020-11-24 16:30 | Com-Iltg-dWatt-LF | DEER | Scaled | Delta |  |  | None |  | 0 |  | 1 | Com | Any | Lighting | InGen-LF | Ltg_Lmp+Blst | LF_LmpBlst | LFLmpBlst-T8-48in-28w+El-IS-NLO(53w) | ILtg-Lfluor-Elec |  |  |  | LFLmpBlst-T8-48in-32w-2g+El-IS-NLO(89w) | LFLmpBlst-T8-48in-32w-2g+El-IS-NLO(89w) | LFLmpBlst-T8-48in-28w+El-IS-NLO(53w) | Available | WP source e.g.: PGECOLTG116r5 | 0 | 0 | Disposition: MeasuresList-May222014.xlsx | RobNc | LFLmpBlst-T8-48in-32w-2g+El-IS-NLO(89w) | ILtg-Lfluor-Elec |  | DEER1316-Ltg-Com-LF | 2013-01-01 | 2017-12-31 | InEA_same | LT-69821 |  |  |  | Standard | Measure expired as part of DEER2018 | 1 | 1 | 0 | Deemed Ex Ante Team |  | Measure expired as part of DEER2018 |  | Updated to indicate claim/filing status
4547 | C-In-LFLmpBlst-T8-48in-28w+El-IS-NLO(53w)-dWP59 | Commercial Indoor General Lighting: more efficient Linear Fluorescent Lamp & Ballast installed. Measure includes Code case. Impacts: Linear Fluorescent-based HOU (varies by BldgType) | DEER1314 | Lighting Disposition | 2020-11-24 16:30 | Com-Iltg-dWatt-LF | DEER | Scaled | Delta |  |  | None |  | 0 |  | 1 | Com | Any | Lighting | InGen-LF | Ltg_Lmp+Blst | LF_LmpBlst | LFLmpBlst-T8-48in-28w+El-IS-NLO(53w) | ILtg-Lfluor-Elec |  |  |  | LFLmpBlst-T8-48in-32w-1g+El-IS-NLO(112w) | LFLmpBlst-T8-48in-32w-1g+El-IS-NLO(112w) | LFLmpBlst-T8-48in-28w+El-IS-NLO(53w) | Available | WP source e.g.: WPSDGENRLG0120r3 | 0 | 0 | Disposition: MeasuresList-May222014.xlsx | RobNc | LFLmpBlst-T8-48in-32w-1g+El-IS-NLO(112w) | ILtg-Lfluor-Elec |  | DEER1316-Ltg-Com-LF | 2013-01-01 | 2017-12-31 | InEA_same | LT-78193 |  |  |  | Standard | Measure expired as part of DEER2018 | 1 | 1 | 0 | Deemed Ex Ante Team |  | Measure expired as part of DEER2018 |  | Updated to indicate claim/filing status
4548 | C-In-LFLmpBlst-T8-48in-28w+El-IS-NLO(53w)-dWP6-1 | Commercial Indoor General Lighting: more efficient Linear Fluorescent Lamp & Ballast installed. Measure includes Code case. Impacts: Linear Fluorescent-based HOU (varies by BldgType) | DEER1314 | Lighting Disposition | 2020-11-24 16:30 | Com-Iltg-dWatt-LF | DEER | Scaled | Delta |  |  | None |  | 0 |  | 1 | Com | Any | Lighting | InGen-LF | Ltg_Lmp+Blst | LF_LmpBlst | LFLmpBlst-T8-48in-28w+El-IS-NLO(53w) | ILtg-Lfluor-Elec |  |  |  | LFLmpBlst-T8-48in-32w-1g+El-IS-NLO(59w) | LFLmpBlst-T8-48in-32w-1g+El-IS-NLO(59w) | LFLmpBlst-T8-48in-28w+El-IS-NLO(53w) | Available | WP source e.g.: SCE13LG087r0 | 0 | 0 | Disposition: MeasuresList-May222014.xlsx | RobNc | LFLmpBlst-T8-48in-32w-1g+El-IS-NLO(59w) | ILtg-Lfluor-Elec |  | DEER1316-Ltg-Com-LF | 2013-01-01 | 2017-12-31 | InEA_same | LT-87326 |  |  |  | Standard | Measure expired as part of DEER2018 | 1 | 1 | 0 | Deemed Ex Ante Team |  | Measure expired as part of DEER2018 |  | Updated to indicate claim/filing status
4549 | C-In-LFLmpBlst-T8-48in-28w+El-IS-NLO(53w)-dWP6-2 | Commercial Indoor General Lighting: more efficient Linear Fluorescent Lamp & Ballast installed. Measure includes Code case. Impacts: Linear Fluorescent-based HOU (varies by BldgType) | DEER2011 | Lighting Disposition | 2020-11-24 16:30 | Com-Iltg-dWatt-LF | NonDEER | Scaled | Delta |  |  | None |  | 0 |  | 1 | Com | Any | Lighting | InGen-LF | Ltg_Lmp+Blst | LF_LmpBlst |  | ILtg-Lfluor-Elec |  |  |  | LFLmpBlst-T8-48in-32w-2g+El-IS-NLO(59w) | LFLmpBlst-T8-48in-32w-2g+El-IS-NLO(59w) | LFLmpBlst-T8-48in-28w+El-IS-NLO(53w) | Available | WP source e.g.: PGECOLTG160r1; Expires 6-30-2014; Not used in 2013-14 Lighting Disposition | 0 | 0 | Disposition: MeasuresList-May222014.xlsx | RobNc |  | ILtg-Lfluor-Elec |  | None | 2013-01-01 | 2014-06-30 | DEER |  |  |  |  | Standard |  | 1 | 1 | 0 | Deemed Ex Ante Team |  |  |  | Updated to indicate claim/filing status
4550 | C-In-LFLmpBlst-T8-48in-28w+El-IS-NLO(53w)-dWP67-dWC0 | Commercial Indoor General Lighting: more efficient Linear Fluorescent Lamp & Ballast installed. Measure includes Code case. Impacts: Linear Fluorescent-based HOU (varies by BldgType) | DEER1314 | Lighting Disposition | 2020-11-24 16:30 | Com-Iltg-dWatt-LF | DEER | Scaled | Delta |  |  | None |  | 1 |  | 1 | Com | Any | Lighting | InGen-LF | Ltg_Lmp+Blst | LF_LmpBlst | LFLmpBlst-T8-48in-28w+El-IS-NLO(53w) | ILtg-Lfluor-Elec |  |  |  | LFLmpBlst-T12-48in-39w+El-IS-NLO(120w) | LFLmpBlst-T8-48in-28w+El-IS-NLO(53w) | LFLmpBlst-T8-48in-28w+El-IS-NLO(53w) | Available |  | 0 | 0 | Disposition: MeasuresList-Dec1-2014.xlsx | ERrul | LFLmpBlst-T8-48in-28w+El-IS-NLO(53w) | ILtg-Lfluor-Elec |  | DEER1316-Ltg-Com-LF | 2013-01-01 | 2018-12-31 | DEER2016 HOU Update | LT-71214 |  |  |  | Standard | Expires 12/31/2018 due to revised DEER2019 code/ISP baseline | 1 | 1 | 0 | Deemed Ex Ante Team |  | Expires 12/31/2018 due to revised DEER2019 code/ISP baseline |  | Updated to indicate claim/filing status
4551 | C-In-LFLmpBlst-T8-48in-28w+El-IS-NLO(53w)-dWP67-dWC36 | Commercial Indoor General Lighting: more efficient Linear Fluorescent Lamp & Ballast installed. Measure includes Code case. Impacts: Linear Fluorescent-based HOU (varies by BldgType) | DEER2011 | Lighting Disposition | 2020-11-24 16:30 | Com-Iltg-dWatt-LF | NonDEER | Scaled | Delta |  |  | None |  | 0 |  | 1 | Com | Any | Lighting | InGen-LF | Ltg_Lmp+Blst | LF_LmpBlst |  | ILtg-Lfluor-Elec |  |  |  | LFLmpBlst-T12-48in-39w+El-IS-NLO(120w) | LFLmpBlst-T8-48in-32w-2g+El-IS-NLO(89w) | LFLmpBlst-T8-48in-28w+El-IS-NLO(53w) | Available | WP source e.g.: SCE13LG087r0; Expires 6-30-2014; Not used in 2013-14 Lighting Disposition | 0 | 0 | Disposition: MeasuresList-May222014.xlsx | ErRobNc |  | ILtg-Lfluor-Elec |  | None | 2013-01-01 | 2014-06-30 | DEER |  |  |  |  | Standard |  | 1 | 1 | 0 | Deemed Ex Ante Team |  |  |  | Updated to indicate claim/filing status
4552 | C-In-LFLmpBlst-T8-48in-28w+El-IS-NLO(75w)-dWP14 | Commercial Indoor General Lighting: more efficient Linear Fluorescent Lamp & Ballast installed. Measure includes Code case. Impacts: Linear Fluorescent-based HOU (varies by BldgType) | DEER1314 | Lighting Disposition | 2020-11-24 16:30 | Com-Iltg-dWatt-LF | DEER | Scaled | Delta |  |  | None |  | 0 |  | 1 | Com | Any | Lighting | InGen-LF | Ltg_Lmp+Blst | LF_LmpBlst | LFLmpBlst-T8-48in-28w+El-IS-NLO(75w) | ILtg-Lfluor-Elec |  |  |  | LFLmpBlst-T8-48in-32w-2g+El-IS-NLO(89w) | LFLmpBlst-T8-48in-32w-2g+El-IS-NLO(89w) | LFLmpBlst-T8-48in-28w+El-IS-NLO(75w) | Available | WP source e.g.: SCE13LG092r0 | 0 | 0 | Disposition: MeasuresList-May222014.xlsx | RobNc | LFLmpBlst-T8-48in-32w-2g+El-IS-NLO(89w) | ILtg-Lfluor-Elec |  | DEER1316-Ltg-Com-LF | 2013-01-01 | 2017-12-31 | InEA_same |  |  |  |  | Standard | Measure expired as part of DEER2018 | 1 | 1 | 0 | Deemed Ex Ante Team |  | Measure expired as part of DEER2018 |  | Updated to indicate claim/filing status
4553 | C-In-LFLmpBlst-T8-48in-28w+El-IS-NLO(98w)-dWP14 | Commercial Indoor General Lighting: more efficient Linear Fluorescent Lamp & Ballast installed. Measure includes Code case. Impacts: Linear Fluorescent-based HOU (varies by BldgType) | DEER1314 | Lighting Disposition | 2020-11-24 16:30 | Com-Iltg-dWatt-LF | DEER | Scaled | Delta |  |  | None |  | 0 |  | 1 | Com | Any | Lighting | InGen-LF | Ltg_Lmp+Blst | LF_LmpBlst | LFLmpBlst-T8-48in-28w+El-IS-NLO(98w) | ILtg-Lfluor-Elec |  |  |  | LFLmpBlst-T8-48in-32w-1g+El-IS-NLO(112w) | LFLmpBlst-T8-48in-32w-1g+El-IS-NLO(112w) | LFLmpBlst-T8-48in-28w+El-IS-NLO(98w) | Available | WP source e.g.: SCE13LG087r0 | 0 | 0 | Disposition: MeasuresList-May222014.xlsx | RobNc | LFLmpBlst-T8-48in-32w-1g+El-IS-NLO(112w) | ILtg-Lfluor-Elec |  | DEER1316-Ltg-Com-LF | 2013-01-01 | 2017-12-31 | InEA_same | LT-95485 |  |  |  | Standard | Measure expired as part of DEER2018 | 1 | 1 | 0 | Deemed Ex Ante Team |  | Measure expired as part of DEER2018 |  | Updated to indicate claim/filing status
4554 | C-In-LFLmpBlst-T8-48in-28w+El-IS-NLO+Refl(53w)-dWP36 | Commercial Indoor General Lighting: more efficient Linear Fluorescent Lamp & Ballast installed. Measure includes Code case. Impacts: Linear Fluorescent-based HOU (varies by BldgType) | DEER1314 | Lighting Disposition | 2020-11-24 16:30 | Com-Iltg-dWatt-LF | DEER | Scaled | Delta |  |  | None |  | 0 |  | 1 | Com | Any | Lighting | InGen-LF | Ltg_Lmp+Blst | LF_LmpBlst | LFLmpBlst-T8-48in-28w+El-IS-NLO+Refl(53w) | ILtg-Lfluor-Elec |  |  |  | LFLmpBlst-T8-48in-32w-2g+El-IS-NLO(89w) | LFLmpBlst-T8-48in-32w-2g+El-IS-NLO(89w) | LFLmpBlst-T8-48in-28w+El-IS-NLO+Refl(53w) | Available | WP source e.g.: SCE13LG087r0 | 0 | 0 | Disposition: MeasuresList-May222014.xlsx | RobNc | LFLmpBlst-T8-48in-32w-2g+El-IS-NLO(89w) | ILtg-Lfluor-Elec |  | DEER1316-Ltg-Com-LF | 2013-01-01 | 2017-12-31 | InEA_same | LT-83945 |  |  |  | Standard | Measure expired as part of DEER2018 | 1 | 1 | 0 | Deemed Ex Ante Team |  | Measure expired as part of DEER2018 |  | Updated to indicate claim/filing status
4555 | C-In-LFLmpBlst-T8-48in-28w+El-IS-NLO+Refl(53w)-dWP59 | Commercial Indoor General Lighting: more efficient Linear Fluorescent Lamp & Ballast installed. Measure includes Code case. Impacts: Linear Fluorescent-based HOU (varies by BldgType) | DEER1314 | Lighting Disposition | 2020-11-24 16:30 | Com-Iltg-dWatt-LF | DEER | Scaled | Delta |  |  | None |  | 0 |  | 1 | Com | Any | Lighting | InGen-LF | Ltg_Lmp+Blst | LF_LmpBlst | LFLmpBlst-T8-48in-28w+El-IS-NLO+Refl(53w) | ILtg-Lfluor-Elec |  |  |  | LFLmpBlst-T8-48in-32w-1g+El-IS-NLO(112w) | LFLmpBlst-T8-48in-32w-1g+El-IS-NLO(112w) | LFLmpBlst-T8-48in-28w+El-IS-NLO+Refl(53w) | Available | WP source e.g.: SCE13LG087r0 | 0 | 0 | Disposition: MeasuresList-May222014.xlsx | RobNc | LFLmpBlst-T8-48in-32w-1g+El-IS-NLO(112w) | ILtg-Lfluor-Elec |  | DEER1316-Ltg-Com-LF | 2013-01-01 | 2017-12-31 | InEA_same | LT-90462 |  |  |  | Standard | Measure expired as part of DEER2018 | 1 | 1 | 0 | Deemed Ex Ante Team |  | Measure expired as part of DEER2018 |  | Updated to indicate claim/filing status
4556 | C-In-LFLmpBlst-T8-48in-28w+El-IS-NLO+Refl(53w)-dWP67-dWC0 | Commercial Indoor General Lighting: more efficient Linear Fluorescent Lamp & Ballast installed. Measure includes Code case. Impacts: Linear Fluorescent-based HOU (varies by BldgType) | DEER1314 | Lighting Disposition | 2020-11-24 16:30 | Com-Iltg-dWatt-LF | DEER | Scaled | Delta |  |  | None |  | 1 |  | 1 | Com | Any | Lighting | InGen-LF | Ltg_Lmp+Blst | LF_LmpBlst | LFLmpBlst-T8-48in-28w+El-IS-NLO+Refl(53w) | ILtg-Lfluor-Elec |  |  |  | LFLmpBlst-T12-48in-39w+Hyb-IS-NLO(120w) | LFLmpBlst-T8-48in-28w+El-IS-NLO+Refl(53w) | LFLmpBlst-T8-48in-28w+El-IS-NLO+Refl(53w) | Available |  | 0 | 0 | Disposition: MeasuresList-Dec1-2014.xlsx | ERrul | LFLmpBlst-T8-48in-28w+El-IS-NLO+Refl(53w) | ILtg-Lfluor-T12Mag |  | DEER1316-Ltg-Com-LF | 2013-01-01 | 2018-12-31 | DEER2016 HOU Update | LT-24985 |  |  |  | Standard | Expires 12/31/2018 due to revised DEER2019 code/ISP baseline | 1 | 1 | 0 | Deemed Ex Ante Team |  | Expires 12/31/2018 due to revised DEER2019 code/ISP baseline |  | Updated to indicate claim/filing status
4557 | C-In-LFLmpBlst-T8-48in-28w+El-IS-NLO+Refl(53w)-dWP67-dWC36 | Commercial Indoor General Lighting: more efficient Linear Fluorescent Lamp & Ballast installed. Measure includes Code case. Impacts: Linear Fluorescent-based HOU (varies by BldgType) | DEER2011 | Lighting Disposition | 2020-11-24 16:30 | Com-Iltg-dWatt-LF | NonDEER | Scaled | Delta |  |  | None |  | 0 |  | 1 | Com | Any | Lighting | InGen-LF | Ltg_Lmp+Blst | LF_LmpBlst |  | ILtg-Lfluor-Elec |  |  |  | LFLmpBlst-T12-48in-39w+Hyb-IS-NLO(120w) | LFLmpBlst-T8-48in-32w-2g+El-IS-NLO(89w) | LFLmpBlst-T8-48in-28w+El-IS-NLO+Refl(53w) | Available | WP source e.g.: SCE13LG087r0; Expires 6-30-2014; Not used in 2013-14 Lighting Disposition | 0 | 0 | Disposition: MeasuresList-May222014.xlsx | ErRobNc |  | ILtg-Lfluor-T12Mag |  | None | 2013-01-01 | 2014-06-30 | DEER |  |  |  |  | Standard |  | 1 | 1 | 0 | Deemed Ex Ante Team |  |  |  | Updated to indicate claim/filing status
4558 | C-In-LFLmpBlst-T8-48in-28w+El-IS-RLO(24w)-dWP12-dWC7 | Commercial Indoor General Lighting: more efficient Linear Fluorescent Lamp & Ballast installed. Measure includes Code case. Impacts: Linear Fluorescent-based HOU (varies by BldgType) | DEER1314 | Lighting Disposition | 2020-11-24 16:30 | Com-Iltg-dWatt-LF | DEER | Scaled | Delta |  |  | None |  | 0 |  | 1 | Com | Any | Lighting | InGen-LF | Ltg_Lmp+Blst | LF_LmpBlst | LFLmpBlst-T8-48in-28w+El-IS-RLO(24w) | ILtg-Lfluor-Elec |  |  |  | LFLmpBlst-T12-48in-34w+MagES-RS-NLO(36w) | LFLmpBlst-T8-48in-32w-2g+El-IS-NLO(31w) | LFLmpBlst-T8-48in-28w+El-IS-RLO(24w) | Available | WP source e.g.: SCE13LG087r0 | 0 | 0 | Disposition: MeasuresList-May222014.xlsx | ErRobNc | LFLmpBlst-T8-48in-32w-2g+El-IS-NLO(31w) | ILtg-Lfluor-T12Mag |  | DEER1316-Ltg-Com-LF | 2013-01-01 | 2017-12-31 | InEA_same |  |  |  |  | Standard | Measure expired as part of DEER2018 | 1 | 1 | 0 | Deemed Ex Ante Team |  | Measure expired as part of DEER2018 |  | Updated to indicate claim/filing status
4559 | C-In-LFLmpBlst-T8-48in-28w+El-IS-RLO(24w)-dWP48-dWC0 | Commercial Indoor General Lighting: more efficient Linear Fluorescent Lamp & Ballast installed. Measure includes Code case. Impacts: Linear Fluorescent-based HOU (varies by BldgType) | DEER1314 | Lighting Disposition | 2020-11-24 16:30 | Com-Iltg-dWatt-LF | DEER | Scaled | Delta |  |  | None |  | 1 |  | 1 | Com | Any | Lighting | InGen-LF | Ltg_Lmp+Blst | LF_LmpBlst | LFLmpBlst-T8-48in-28w+El-IS-RLO(24w) | ILtg-Lfluor-Elec |  |  |  | LFLmpBlst-T12-48in-30w+MagStd-IS-NLO(72w) | LFLmpBlst-T8-48in-28w+El-IS-RLO(24w) | LFLmpBlst-T8-48in-28w+El-IS-RLO(24w) | Available |  | 0 | 0 | Disposition: MeasuresList-Dec1-2014.xlsx | ERrul | LFLmpBlst-T8-48in-28w+El-IS-RLO(24w) | ILtg-Lfluor-T12Mag |  | DEER1316-Ltg-Com-LF | 2014-05-29 | 2018-12-31 | DEER2016 HOU Update |  | LT029 |  |  | Standard | Expires 12/31/2018 due to revised DEER2019 code/ISP baseline | 1 | 1 | 0 | Deemed Ex Ante Team |  | Expires 12/31/2018 due to revised DEER2019 code/ISP baseline |  | Updated to indicate claim/filing status
4560 | C-In-LFLmpBlst-T8-48in-28w+El-IS-RLO(24w)-dWP7-1 | Commercial Indoor General Lighting: more efficient Linear Fluorescent Lamp & Ballast installed. Measure includes Code case. Impacts: Linear Fluorescent-based HOU (varies by BldgType) | DEER2011 | Lighting Disposition | 2020-11-24 16:30 | Com-Iltg-dWatt-LF | NonDEER | Scaled | Delta |  |  | None |  | 0 |  | 1 | Com | Any | Lighting | InGen-LF | Ltg_Lmp+Blst | LF_LmpBlst |  | ILtg-Lfluor-Elec |  |  |  | LFLmpBlst-T8-48in-32w-1g+El-IS-NLO(31w) | LFLmpBlst-T8-48in-32w-1g+El-IS-NLO(31w) | LFLmpBlst-T8-48in-28w+El-IS-RLO(24w) | Available | WP source e.g.: SCE13LG087r0; Not used in 2013-14 Lighting Disposition | 0 | 0 | Disposition: MeasuresList-May222014.xlsx | RobNc |  | ILtg-Lfluor-Elec |  | None | 2013-01-01 | 2014-06-30 | DEER |  |  |  |  | Standard |  | 1 | 1 | 0 | Deemed Ex Ante Team |  |  |  | Updated to indicate claim/filing status
4561 | C-In-LFLmpBlst-T8-48in-28w+El-IS-RLO(24w)-dWP7-2 | Commercial Indoor General Lighting: more efficient Linear Fluorescent Lamp & Ballast installed. Measure includes Code case. Impacts: Linear Fluorescent-based HOU (varies by BldgType) | DEER1314 | Lighting Disposition | 2020-11-24 16:30 | Com-Iltg-dWatt-LF | DEER | Scaled | Delta |  |  | None |  | 0 |  | 1 | Com | Any | Lighting | InGen-LF | Ltg_Lmp+Blst | LF_LmpBlst | LFLmpBlst-T8-48in-28w+El-IS-RLO(24w) | ILtg-Lfluor-Elec |  |  |  | LFLmpBlst-T8-48in-32w-2g+El-IS-NLO(31w) | LFLmpBlst-T8-48in-32w-2g+El-IS-NLO(31w) | LFLmpBlst-T8-48in-28w+El-IS-RLO(24w) | Available | WP source e.g.: SCE13LG087r0 | 0 | 0 | Disposition: MeasuresList-May222014.xlsx | RobNc | LFLmpBlst-T8-48in-32w-2g+El-IS-NLO(31w) | ILtg-Lfluor-Elec |  | DEER1316-Ltg-Com-LF | 2013-01-01 | 2017-12-31 | InEA_same | LT-89708 |  |  |  | Standard | Measure expired as part of DEER2018 | 1 | 1 | 0 | Deemed Ex Ante Team |  | Measure expired as part of DEER2018 |  | Updated to indicate claim/filing status
4562 | C-In-LFLmpBlst-T8-48in-28w+El-IS-RLO(24w)-dWP7-dWC7 | Commercial Indoor General Lighting: more efficient Linear Fluorescent Lamp & Ballast installed. Measure includes Code case. Impacts: Linear Fluorescent-based HOU (varies by BldgType) | DEER1314 | Lighting Disposition | 2020-11-24 16:30 | Com-Iltg-dWatt-LF | DEER | Scaled | Delta |  |  | None |  | 1 |  | 1 | Com | Any | Lighting | InGen-LF | Ltg_Lmp+Blst | LF_LmpBlst | LFLmpBlst-T8-48in-28w+El-IS-RLO(24w) | ILtg-Lfluor-Elec |  |  |  | LFLmpBlst-T8-48in-32w-1g+El-IS-NLO(31w) | LFLmpBlst-T8-48in-32w-2g+El-IS-NLO(31w) | LFLmpBlst-T8-48in-28w+El-IS-RLO(24w) | Available |  | 0 | 0 | Disposition: MeasuresList-Dec1-2014.xlsx | ErRobNc | LFLmpBlst-T8-48in-32w-2g+El-IS-NLO(31w) | ILtg-Lfluor-Elec |  | DEER1316-Ltg-Com-LF | 2013-01-01 | 2017-12-31 | InEA_same |  |  |  |  | Standard | Measure expired as part of DEER2018 | 1 | 1 | 0 | Deemed Ex Ante Team |  | Measure expired as part of DEER2018 |  | Updated to indicate claim/filing status
4563 | C-In-LFLmpBlst-T8-48in-28w+El-IS-RLO(24w)-dWP85-dWC0 | Commercial Indoor General Lighting: more efficient Linear Fluorescent Lamp & Ballast installed. Measure includes Code case. Impacts: Linear Fluorescent-based HOU (varies by BldgType) | DEER1314 | Lighting Disposition | 2020-11-24 16:30 | Com-Iltg-dWatt-LF | DEER | Scaled | Delta |  |  | None |  | 1 |  | 1 | Com | Any | Lighting | InGen-LF | Ltg_Lmp+Blst | LF_LmpBlst | LFLmpBlst-T8-48in-28w+El-IS-RLO(24w) | ILtg-Lfluor-Elec |  |  |  | LFLmpBlst-T12-48in-30w+MagStd-IS-NLO(109w) | LFLmpBlst-T8-48in-28w+El-IS-RLO(24w) | LFLmpBlst-T8-48in-28w+El-IS-RLO(24w) | Available |  | 0 | 0 | Disposition: MeasuresList-Dec1-2014.xlsx | ERrul | LFLmpBlst-T8-48in-28w+El-IS-RLO(24w) | ILtg-Lfluor-T12Mag |  | DEER1316-Ltg-Com-LF | 2014-05-29 | 2018-12-31 | DEER2016 HOU Update |  | LT028 |  |  | Standard | Expires 12/31/2018 due to revised DEER2019 code/ISP baseline | 1 | 1 | 0 | Deemed Ex Ante Team |  | Expires 12/31/2018 due to revised DEER2019 code/ISP baseline |  | Updated to indicate claim/filing status
4564 | C-In-LFLmpBlst-T8-48in-28w+El-IS-RLO(44w)-dWP100-dWC0 | Commercial Indoor General Lighting: more efficient Linear Fluorescent Lamp & Ballast installed. Measure includes Code case. Impacts: Linear Fluorescent-based HOU (varies by BldgType) | DEER1314 | Lighting Disposition | 2020-11-24 16:30 | Com-Iltg-dWatt-LF | DEER | Scaled | Delta |  |  | None |  | 1 |  | 1 | Com | Any | Lighting | InGen-LF | Ltg_Lmp+Blst | LF_LmpBlst | LFLmpBlst-T8-48in-28w+El-IS-RLO(44w) | ILtg-Lfluor-Elec |  |  |  | LFLmpBlst-T12-48in-30w+MagStd-IS-NLO(144w) | LFLmpBlst-T8-48in-28w+El-IS-RLO(44w) | LFLmpBlst-T8-48in-28w+El-IS-RLO(44w) | Available |  | 0 | 0 | Disposition: MeasuresList-Dec1-2014.xlsx | ERrul | LFLmpBlst-T8-48in-28w+El-IS-RLO(44w) | ILtg-Lfluor-T12Mag |  | DEER1316-Ltg-Com-LF | 2014-05-29 | 2018-12-31 | DEER2016 HOU Update |  | LT026 |  |  | Standard | Expires 12/31/2018 due to revised DEER2019 code/ISP baseline | 1 | 1 | 0 | Deemed Ex Ante Team |  | Expires 12/31/2018 due to revised DEER2019 code/ISP baseline |  | Updated to indicate claim/filing status
4565 | C-In-LFLmpBlst-T8-48in-28w+El-IS-RLO(44w)-dWP15-dWC15 | Commercial Indoor General Lighting: more efficient Linear Fluorescent Lamp & Ballast installed. Measure includes Code case. Impacts: Linear Fluorescent-based HOU (varies by BldgType) | DEER1314 | Lighting Disposition | 2020-11-24 16:30 | Com-Iltg-dWatt-LF | DEER | Scaled | Delta |  |  | None |  | 0 |  | 1 | Com | Any | Lighting | InGen-LF | Ltg_Lmp+Blst | LF_LmpBlst | LFLmpBlst-T8-48in-28w+El-IS-RLO(44w) | ILtg-Lfluor-Elec |  |  |  | LFLmpBlst-T8-48in-32w-1g+El-IS-NLO(59w) | LFLmpBlst-T8-48in-32w-2g+El-IS-NLO(59w) | LFLmpBlst-T8-48in-28w+El-IS-RLO(44w) | Available | WP source e.g.: SCE13LG087r0 | 0 | 0 | Disposition: MeasuresList-May222014.xlsx | ErRobNc | LFLmpBlst-T8-48in-32w-2g+El-IS-NLO(59w) | ILtg-Lfluor-Elec |  | DEER1316-Ltg-Com-LF | 2013-01-01 | 2017-12-31 | InEA_same | LT-32645 |  |  |  | Standard | Measure expired as part of DEER2018 | 1 | 1 | 0 | Deemed Ex Ante Team |  | Measure expired as part of DEER2018 |  | Updated to indicate claim/filing status
4566 | C-In-LFLmpBlst-T8-48in-28w+El-IS-RLO(44w)-dWP202-dWC0 | Commercial Indoor General Lighting: more efficient Linear Fluorescent Lamp & Ballast installed. Measure includes Code case. Impacts: Linear Fluorescent-based HOU (varies by BldgType) | DEER1314 | Lighting Disposition | 2020-11-24 16:30 | Com-Iltg-dWatt-LF | DEER | Scaled | Delta |  |  | None |  | 1 |  | 1 | Com | Any | Lighting | InGen-LF | Ltg_Lmp+Blst | LF_LmpBlst | LFLmpBlst-T8-48in-28w+El-IS-RLO(44w) | ILtg-Lfluor-Elec |  |  |  | LFLmpBlst-T12-96in-60w+MagStd-RS-NLO(246w) | LFLmpBlst-T8-48in-28w+El-IS-RLO(44w) | LFLmpBlst-T8-48in-28w+El-IS-RLO(44w) | Available |  | 0 | 0 | Disposition: MeasuresList-Dec1-2014.xlsx | ERrul | LFLmpBlst-T8-48in-28w+El-IS-RLO(44w) | ILtg-Lfluor-T12Mag |  | DEER1316-Ltg-Com-LF | 2014-05-29 | 2018-12-31 | DEER2016 HOU Update |  | LT033 |  |  | Standard | Expires 12/31/2018 due to revised DEER2019 code/ISP baseline | 1 | 1 | 0 | Deemed Ex Ante Team |  | Expires 12/31/2018 due to revised DEER2019 code/ISP baseline |  | Updated to indicate claim/filing status
4567 | C-In-LFLmpBlst-T8-48in-28w+El-IS-RLO(44w)-dWP28-dWC15 | Commercial Indoor General Lighting: more efficient Linear Fluorescent Lamp & Ballast installed. Measure includes Code case. Impacts: Linear Fluorescent-based HOU (varies by BldgType) | DEER1314 | Lighting Disposition | 2020-11-24 16:30 | Com-Iltg-dWatt-LF | DEER | Scaled | Delta |  |  | None |  | 0 |  | 1 | Com | Any | Lighting | InGen-LF | Ltg_Lmp+Blst | LF_LmpBlst | LFLmpBlst-T8-48in-28w+El-IS-RLO(44w) | ILtg-Lfluor-Elec |  |  |  | LFLmpBlst-T12-48in-34w+MagES-RS-NLO(72w) | LFLmpBlst-T8-48in-32w-2g+El-IS-NLO(59w) | LFLmpBlst-T8-48in-28w+El-IS-RLO(44w) | Available | WP source e.g.: SCE13LG087r0 | 0 | 0 | Disposition: MeasuresList-May222014.xlsx | ErRobNc | LFLmpBlst-T8-48in-32w-2g+El-IS-NLO(59w) | ILtg-Lfluor-T12Mag |  | DEER1316-Ltg-Com-LF | 2013-01-01 | 2017-12-31 | InEA_same |  |  |  |  | Standard | Measure expired as part of DEER2018 | 1 | 1 | 0 | Deemed Ex Ante Team |  | Measure expired as part of DEER2018 |  | Updated to indicate claim/filing status
4568 | C-In-LFLmpBlst-T8-48in-28w+El-IS-RLO(44w)-dWP39 | Commercial Indoor General Lighting: more efficient Linear Fluorescent Lamp & Ballast installed. Measure includes Code case. Impacts: Linear Fluorescent-based HOU (varies by BldgType) | DEER1314 | Lighting Disposition | 2020-11-24 16:30 | Com-Iltg-dWatt-LF | DEER | Scaled | Delta |  |  | None |  | 0 |  | 1 | Com | Any | Lighting | InGen-LF | Ltg_Lmp+Blst | LF_LmpBlst | LFLmpBlst-T8-48in-28w+El-IS-RLO(44w) | ILtg-Lfluor-Elec |  |  |  | LFLmpBlst-T8-48in-32w-3g+El-IS-NLO(83w) | LFLmpBlst-T8-48in-32w-3g+El-IS-NLO(83w) | LFLmpBlst-T8-48in-28w+El-IS-RLO(44w) | Available | WP source e.g.: SCE13LG087r0 | 0 | 0 | Disposition: MeasuresList-May222014.xlsx | RobNc | LFLmpBlst-T8-48in-32w-3g+El-IS-NLO(83w) | ILtg-Lfluor-Elec |  | DEER1316-Ltg-Com-LF | 2013-01-01 | 2017-12-31 | InEA_same |  |  |  |  | Standard | Measure expired as part of DEER2018 | 1 | 1 | 0 | Deemed Ex Ante Team |  | Measure expired as part of DEER2018 |  | Updated to indicate claim/filing status
4569 | C-In-LFLmpBlst-T8-48in-28w+El-IS-RLO(44w)-dWP65-dWC0 | Commercial Indoor General Lighting: more efficient Linear Fluorescent Lamp & Ballast installed. Measure includes Code case. Impacts: Linear Fluorescent-based HOU (varies by BldgType) | DEER1314 | Lighting Disposition | 2020-11-24 16:30 | Com-Iltg-dWatt-LF | DEER | Scaled | Delta |  |  | None |  | 1 |  | 1 | Com | Any | Lighting | InGen-LF | Ltg_Lmp+Blst | LF_LmpBlst | LFLmpBlst-T8-48in-28w+El-IS-RLO(44w) | ILtg-Lfluor-Elec |  |  |  | LFLmpBlst-T12-48in-30w+MagStd-IS-NLO(109w) | LFLmpBlst-T8-48in-28w+El-IS-RLO(44w) | LFLmpBlst-T8-48in-28w+El-IS-RLO(44w) | Available |  | 0 | 0 | Disposition: MeasuresList-Dec1-2014.xlsx | ERrul | LFLmpBlst-T8-48in-28w+El-IS-RLO(44w) | ILtg-Lfluor-T12Mag |  | DEER1316-Ltg-Com-LF | 2014-05-29 | 2018-12-31 | DEER2016 HOU Update |  | LT027 |  |  | Standard | Expires 12/31/2018 due to revised DEER2019 code/ISP baseline | 1 | 1 | 0 | Deemed Ex Ante Team |  | Expires 12/31/2018 due to revised DEER2019 code/ISP baseline |  | Updated to indicate claim/filing status
4570 | C-In-LFLmpBlst-T8-48in-28w+El-IS-RLO(65w)-dWP24 | Commercial Indoor General Lighting: more efficient Linear Fluorescent Lamp & Ballast installed. Measure includes Code case. Impacts: Linear Fluorescent-based HOU (varies by BldgType) | DEER2011 | Lighting Disposition | 2020-11-24 16:30 | Com-Iltg-dWatt-LF | NonDEER | Scaled | Delta |  |  | None |  | 0 |  | 1 | Com | Any | Lighting | InGen-LF | Ltg_Lmp+Blst | LF_LmpBlst |  | ILtg-Lfluor-Elec |  |  |  | LFLmpBlst-T8-48in-32w-1g+El-IS-NLO(89w) | LFLmpBlst-T8-48in-32w-1g+El-IS-NLO(89w) | LFLmpBlst-T8-48in-28w+El-IS-RLO(65w) | Available | WP source e.g.: SCE13LG087r0; Expires 6-30-2014; Not used in 2013-14 Lighting Disposition | 0 | 0 | Disposition: MeasuresList-May222014.xlsx | RobNc |  | ILtg-Lfluor-Elec |  | None | 2013-01-01 | 2014-06-30 | DEER |  |  |  |  | Standard |  | 1 | 1 | 0 | Deemed Ex Ante Team |  |  |  | Updated to indicate claim/filing status
4571 | C-In-LFLmpBlst-T8-48in-28w+El-IS-RLO(65w)-dWP24-dWC24 | Commercial Indoor General Lighting: more efficient Linear Fluorescent Lamp & Ballast installed. Measure includes Code case. Impacts: Linear Fluorescent-based HOU (varies by BldgType) | DEER1314 | Lighting Disposition | 2020-11-24 16:30 | Com-Iltg-dWatt-LF | DEER | Scaled | Delta |  |  | None |  | 0 |  | 1 | Com | Any | Lighting | InGen-LF | Ltg_Lmp+Blst | LF_LmpBlst | LFLmpBlst-T8-48in-28w+El-IS-RLO(65w) | ILtg-Lfluor-Elec |  |  |  | LFLmpBlst-T8-48in-32w-1g+El-IS-NLO(89w) | LFLmpBlst-T8-48in-32w-2g+El-IS-NLO(89w) | LFLmpBlst-T8-48in-28w+El-IS-RLO(65w) | Available | WP source e.g.: WPSDGENRLG0013r3 | 0 | 0 | Disposition: MeasuresList-May222014.xlsx | ErRobNc | LFLmpBlst-T8-48in-32w-2g+El-IS-NLO(89w) | ILtg-Lfluor-Elec |  | DEER1316-Ltg-Com-LF | 2013-01-01 | 2017-12-31 | InEA_same | LT-10154 |  |  |  | Standard | Measure expired as part of DEER2018 | 1 | 1 | 0 | Deemed Ex Ante Team |  | Measure expired as part of DEER2018 |  | Updated to indicate claim/filing status
4572 | C-In-LFLmpBlst-T8-48in-28w+El-IS-RLO(65w)-dWP50-dWC24 | Commercial Indoor General Lighting: more efficient Linear Fluorescent Lamp & Ballast installed. Measure includes Code case. Impacts: Linear Fluorescent-based HOU (varies by BldgType) | DEER1314 | Lighting Disposition | 2020-11-24 16:30 | Com-Iltg-dWatt-LF | DEER | Scaled | Delta |  |  | None |  | 1 |  | 1 | Com | Any | Lighting | InGen-LF | Ltg_Lmp+Blst | LF_LmpBlst | LFLmpBlst-T8-48in-28w+El-IS-RLO(65w) | ILtg-Lfluor-Elec |  |  |  | LFLmpBlst-T12-48in-34w+MagES-RS-NLO(115w) | LFLmpBlst-T8-48in-32w-2g+El-IS-NLO(89w) | LFLmpBlst-T8-48in-28w+El-IS-RLO(65w) | Available |  | 0 | 0 | Disposition: MeasuresList-Dec1-2014.xlsx | ErRobNc | LFLmpBlst-T8-48in-32w-2g+El-IS-NLO(89w) | ILtg-Lfluor-T12Mag |  | DEER1316-Ltg-Com-LF | 2013-01-01 | 2017-12-31 | InEA_same |  |  |  |  | Standard | Measure expired as part of DEER2018 | 1 | 1 | 0 | Deemed Ex Ante Team |  | Measure expired as part of DEER2018 |  | Updated to indicate claim/filing status
4573 | C-In-LFLmpBlst-T8-48in-28w+El-IS-RLO(65w)-dWP50-dWC25 | Commercial Indoor General Lighting: more efficient Linear Fluorescent Lamp & Ballast installed. Measure includes Code case. Impacts: Linear Fluorescent-based HOU (varies by BldgType) | DEER2011 | Lighting Disposition | 2020-11-24 16:30 | Com-Iltg-dWatt-LF | NonDEER | Scaled | Delta |  |  | None |  | 0 |  | 1 | Com | Any | Lighting | InGen-LF | Ltg_Lmp+Blst | LF_LmpBlst |  | ILtg-Lfluor-Elec |  |  |  | LFLmpBlst-T12-48in-34w+MagES-RS-NLO(115w) | LFLmpBlst-T8-48in-32w-2g+El-IS-NLO(90w) | LFLmpBlst-T8-48in-28w+El-IS-RLO(65w) | Available | WP source e.g.: WPSDGENRLG0013r3; Expires 6-30-2014; Not used in 2013-14 Lighting Disposition | 0 | 0 | Disposition: MeasuresList-May222014.xlsx | ErRobNc |  | ILtg-Lfluor-T12Mag |  | None | 2013-01-01 | 2014-06-30 | DEER |  |  |  |  | Standard |  | 1 | 1 | 0 | Deemed Ex Ante Team |  |  |  | Updated to indicate claim/filing status
4574 | C-In-LFLmpBlst-T8-48in-28w+El-IS-RLO(65w)-dWP79-dWC0 | Commercial Indoor General Lighting: more efficient Linear Fluorescent Lamp & Ballast installed. Measure includes Code case. Impacts: Linear Fluorescent-based HOU (varies by BldgType) | DEER1314 | Lighting Disposition | 2020-11-24 16:30 | Com-Iltg-dWatt-LF | DEER | Scaled | Delta |  |  | None |  | 1 |  | 1 | Com | Any | Lighting | InGen-LF | Ltg_Lmp+Blst | LF_LmpBlst | LFLmpBlst-T8-48in-28w+El-IS-RLO(65w) | ILtg-Lfluor-Elec |  |  |  | LFLmpBlst-T12-48in-30w+MagStd-IS-NLO(144w) | LFLmpBlst-T8-48in-28w+El-IS-RLO(65w) | LFLmpBlst-T8-48in-28w+El-IS-RLO(65w) | Available |  | 0 | 0 | Disposition: MeasuresList-Dec1-2014.xlsx | ERrul | LFLmpBlst-T8-48in-28w+El-IS-RLO(65w) | ILtg-Lfluor-T12Mag |  | DEER1316-Ltg-Com-LF | 2014-05-29 | 2018-12-31 | DEER2016 HOU Update |  | LT025 |  |  | Standard | Expires 12/31/2018 due to revised DEER2019 code/ISP baseline | 1 | 1 | 0 | Deemed Ex Ante Team |  | Expires 12/31/2018 due to revised DEER2019 code/ISP baseline |  | Updated to indicate claim/filing status
4575 | C-In-LFLmpBlst-T8-48in-28w+El-IS-RLO(84w)-dWP28 | Commercial Indoor General Lighting: more efficient Linear Fluorescent Lamp & Ballast installed. Measure includes Code case. Impacts: Linear Fluorescent-based HOU (varies by BldgType) | DEER2011 | Lighting Disposition | 2020-11-24 16:30 | Com-Iltg-dWatt-LF | NonDEER | Scaled | Delta |  |  | None |  | 0 |  | 1 | Com | Any | Lighting | InGen-LF | Ltg_Lmp+Blst | LF_LmpBlst |  | ILtg-Lfluor-Elec |  |  |  | LFLmpBlst-T8-48in-32w-1g+El-IS-NLO(112w) | LFLmpBlst-T8-48in-32w-1g+El-IS-NLO(112w) | LFLmpBlst-T8-48in-28w+El-IS-RLO(84w) | Available | WP source e.g.: SCE13LG087r0; Not used in 2013-14 Lighting Disposition | 0 | 0 | Disposition: MeasuresList-May222014.xlsx | RobNc |  | ILtg-Lfluor-Elec |  | None | 2013-01-01 | 2014-06-30 | DEER |  |  |  |  | Standard |  | 1 | 1 | 0 | Deemed Ex Ante Team |  |  |  | Updated to indicate claim/filing status
4576 | C-In-LFLmpBlst-T8-48in-28w+El-IS-RLO(84w)-dWP60-dWC34 | Commercial Indoor General Lighting: more efficient Linear Fluorescent Lamp & Ballast installed. Measure includes Code case. Impacts: Linear Fluorescent-based HOU (varies by BldgType) | DEER2011 | Lighting Disposition | 2020-11-24 16:30 | Com-Iltg-dWatt-LF | NonDEER | Scaled | Delta |  |  | None |  | 0 |  | 1 | Com | Any | Lighting | InGen-LF | Ltg_Lmp+Blst | LF_LmpBlst |  | ILtg-Lfluor-Elec |  |  |  | LFLmpBlst-T12-48in-34w+MagES-RS-NLO(144w) | LFLmpBlst-T8-48in-32w-2g+El-IS-NLO(118w) | LFLmpBlst-T8-48in-28w+El-IS-RLO(84w) | Available | WP source e.g.: WPSDGENRLG0013r3; Not used in 2013-14 Lighting Disposition | 0 | 0 | Disposition: MeasuresList-May222014.xlsx | ErRobNc |  | ILtg-Lfluor-T12Mag |  | None | 2013-01-01 | 2014-06-30 | DEER |  |  |  |  | Standard |  | 1 | 1 | 0 | Deemed Ex Ante Team |  |  |  | Updated to indicate claim/filing status
4577 | C-In-LFLmpBlst-T8-48in-28w+El-IS-RLO(88w)-dWP158-dWC0 | Commercial Indoor General Lighting: more efficient Linear Fluorescent Lamp & Ballast installed. Measure includes Code case. Impacts: Linear Fluorescent-based HOU (varies by BldgType) | DEER1314 | Lighting Disposition | 2020-11-24 16:30 | Com-Iltg-dWatt-LF | DEER | Scaled | Delta |  |  | None |  | 1 |  | 1 | Com | Any | Lighting | InGen-LF | Ltg_Lmp+Blst | LF_LmpBlst | LFLmpBlst-T8-48in-28w+El-IS-RLO(88w) | ILtg-Lfluor-Elec |  |  |  | LFLmpBlst-T12-96in-60w+MagStd-RS-NLO(246w) | LFLmpBlst-T8-48in-28w+El-IS-RLO(88w) | LFLmpBlst-T8-48in-28w+El-IS-RLO(88w) | Available |  | 0 | 0 | Disposition: MeasuresList-Dec1-2014.xlsx | ERrul | LFLmpBlst-T8-48in-28w+El-IS-RLO(88w) | ILtg-Lfluor-T12Mag |  | DEER1316-Ltg-Com-LF | 2014-05-29 | 2018-12-31 | DEER2016 HOU Update |  | LT031 |  |  | Standard | Expires 12/31/2018 due to revised DEER2019 code/ISP baseline | 1 | 1 | 0 | Deemed Ex Ante Team |  | Expires 12/31/2018 due to revised DEER2019 code/ISP baseline |  | Updated to indicate claim/filing status
4578 | C-In-LFLmpBlst-T8-48in-28w+El-IS-RLO(88w)-dWP24-dWC24 | Commercial Indoor General Lighting: more efficient Linear Fluorescent Lamp & Ballast installed. Measure includes Code case. Impacts: Linear Fluorescent-based HOU (varies by BldgType) | DEER1314 | Lighting Disposition | 2020-11-24 16:30 | Com-Iltg-dWatt-LF | DEER | Scaled | Delta |  |  | None |  | 1 |  | 1 | Com | Any | Lighting | InGen-LF | Ltg_Lmp+Blst | LF_LmpBlst | LFLmpBlst-T8-48in-28w+El-IS-RLO(88w) | ILtg-Lfluor-Elec |  |  |  | LFLmpBlst-T8-48in-32w-1g+El-IS-NLO(112w) | LFLmpBlst-T8-48in-32w-2g+El-IS-NLO(112w) | LFLmpBlst-T8-48in-28w+El-IS-RLO(88w) | Available |  | 0 | 0 | Disposition: MeasuresList-Dec1-2014.xlsx | ErRobNc | LFLmpBlst-T8-48in-32w-2g+El-IS-NLO(112w) | ILtg-Lfluor-Elec |  | DEER1316-Ltg-Com-LF | 2013-01-01 | 2017-12-31 | InEA_same |  |  |  |  | Standard | Measure expired as part of DEER2018 | 1 | 1 | 0 | Deemed Ex Ante Team |  | Measure expired as part of DEER2018 |  | Updated to indicate claim/filing status
4579 | C-In-LFLmpBlst-T8-48in-28w+El-IS-RLO(88w)-dWP56-dWC24 | Commercial Indoor General Lighting: more efficient Linear Fluorescent Lamp & Ballast installed. Measure includes Code case. Impacts: Linear Fluorescent-based HOU (varies by BldgType) | DEER1314 | Lighting Disposition | 2020-11-24 16:30 | Com-Iltg-dWatt-LF | DEER | Scaled | Delta |  |  | None |  | 1 |  | 1 | Com | Any | Lighting | InGen-LF | Ltg_Lmp+Blst | LF_LmpBlst | LFLmpBlst-T8-48in-28w+El-IS-RLO(88w) | ILtg-Lfluor-Elec |  |  |  | LFLmpBlst-T12-48in-34w+MagES-RS-NLO(144w) | LFLmpBlst-T8-48in-32w-2g+El-IS-NLO(112w) | LFLmpBlst-T8-48in-28w+El-IS-RLO(88w) | Available |  | 0 | 0 | Disposition: MeasuresList-Dec1-2014.xlsx | ErRobNc | LFLmpBlst-T8-48in-32w-2g+El-IS-NLO(112w) | ILtg-Lfluor-T12Mag |  | DEER1316-Ltg-Com-LF | 2013-01-01 | 2017-12-31 | InEA_same |  |  |  |  | Standard | Measure expired as part of DEER2018 | 1 | 1 | 0 | Deemed Ex Ante Team |  | Measure expired as part of DEER2018 |  | Updated to indicate claim/filing status
4580 | C-In-LFLmpBlst-T8-48in-28w+El-IS-VHLO(70w)-dWP42 | Commercial Indoor General Lighting: more efficient Linear Fluorescent Lamp & Ballast installed. Measure includes Code case. Impacts: Linear Fluorescent-based HOU (varies by BldgType) | DEER1314 | Lighting Disposition | 2020-11-24 16:30 | Com-Iltg-dWatt-LF | DEER | Scaled | Delta |  |  | None |  | 0 |  | 1 | Com | Any | Lighting | InGen-LF | Ltg_Lmp+Blst | LF_LmpBlst | LFLmpBlst-T8-48in-28w+El-IS-VHLO(70w) | ILtg-Lfluor-Elec |  |  |  | LFLmpBlst-T8-48in-32w-1g+El-IS-NLO(112w) | LFLmpBlst-T8-48in-32w-1g+El-IS-NLO(112w) | LFLmpBlst-T8-48in-28w+El-IS-VHLO(70w) | Available | WP source e.g.: WPSDGENRLG0013r3 | 0 | 0 | Disposition: MeasuresList-May222014.xlsx | RobNc | LFLmpBlst-T8-48in-32w-1g+El-IS-NLO(112w) | ILtg-Lfluor-Elec |  | DEER1316-Ltg-Com-LF | 2013-01-01 | 2017-12-31 | InEA_same |  |  |  |  | Standard | Measure expired as part of DEER2018 | 1 | 1 | 0 | Deemed Ex Ante Team |  | Measure expired as part of DEER2018 |  | Updated to indicate claim/filing status
4581 | C-In-LFLmpBlst-T8-48in-28w+El-IS-VHLO+Refl(70w)-dWP19 | Commercial Indoor General Lighting: more efficient Linear Fluorescent Lamp & Ballast installed. Measure includes Code case. Impacts: Linear Fluorescent-based HOU (varies by BldgType) | DEER1314 | Lighting Disposition | 2020-11-24 16:30 | Com-Iltg-dWatt-LF | DEER | Scaled | Delta |  |  | None |  | 0 |  | 1 | Com | Any | Lighting | InGen-LF | Ltg_Lmp+Blst | LF_LmpBlst | LFLmpBlst-T8-48in-28w+El-IS-VHLO+Refl(70w) | ILtg-Lfluor-Elec |  |  |  | LFLmpBlst-T8-48in-32w-2g+El-IS-NLO(89w) | LFLmpBlst-T8-48in-32w-2g+El-IS-NLO(89w) | LFLmpBlst-T8-48in-28w+El-IS-VHLO+Refl(70w) | Available | WP source e.g.: PGECOLTG160r1 | 0 | 0 | Disposition: MeasuresList-May222014.xlsx | RobNc | LFLmpBlst-T8-48in-32w-2g+El-IS-NLO(89w) | ILtg-Lfluor-Elec |  | DEER1316-Ltg-Com-LF | 2013-01-01 | 2017-12-31 | InEA_same |  |  |  |  | Standard | Measure expired as part of DEER2018 | 1 | 1 | 0 | Deemed Ex Ante Team |  | Measure expired as part of DEER2018 |  | Updated to indicate claim/filing status
4582 | C-In-LFLmpBlst-T8-48in-28w+El-IS-VHLO+Refl(70w)-dWP42 | Commercial Indoor General Lighting: more efficient Linear Fluorescent Lamp & Ballast installed. Measure includes Code case. Impacts: Linear Fluorescent-based HOU (varies by BldgType) | DEER1314 | Lighting Disposition | 2020-11-24 16:30 | Com-Iltg-dWatt-LF | DEER | Scaled | Delta |  |  | None |  | 0 |  | 1 | Com | Any | Lighting | InGen-LF | Ltg_Lmp+Blst | LF_LmpBlst | LFLmpBlst-T8-48in-28w+El-IS-VHLO+Refl(70w) | ILtg-Lfluor-Elec |  |  |  | LFLmpBlst-T8-48in-32w-1g+El-IS-NLO(112w) | LFLmpBlst-T8-48in-32w-1g+El-IS-NLO(112w) | LFLmpBlst-T8-48in-28w+El-IS-VHLO+Refl(70w) | Available | WP source e.g.: WPSDGENRLG0013r3 | 0 | 0 | Disposition: MeasuresList-May222014.xlsx | RobNc | LFLmpBlst-T8-48in-32w-1g+El-IS-NLO(112w) | ILtg-Lfluor-Elec |  | DEER1316-Ltg-Com-LF | 2013-01-01 | 2017-12-31 | InEA_same | LT-50734 |  |  |  | Standard | Measure expired as part of DEER2018 | 1 | 1 | 0 | Deemed Ex Ante Team |  | Measure expired as part of DEER2018 |  | Updated to indicate claim/filing status
4583 | C-In-LFLmpBlst-T8-48in-28w+El-PS-HLO(31w)-dWP28 | Commercial Indoor General Lighting: more efficient Linear Fluorescent Lamp & Ballast installed. Measure includes Code case. Impacts: Linear Fluorescent-based HOU (varies by BldgType) | DEER1314 | Lighting Disposition | 2020-11-24 16:30 | Com-Iltg-dWatt-LF | DEER | Scaled | Delta |  |  | None |  | 0 |  | 1 | Com | Any | Lighting | InGen-LF | Ltg_Lmp+Blst | LF_LmpBlst | LFLmpBlst-T8-48in-28w+El-PS-HLO(31w) | ILtg-Lfluor-Elec |  |  |  | LFLmpBlst-T8-48in-32w-2g+El-IS-NLO(59w) | LFLmpBlst-T8-48in-32w-2g+El-IS-NLO(59w) | LFLmpBlst-T8-48in-28w+El-PS-HLO(31w) | Available | WP source e.g.: SCE13LG087r0 | 0 | 0 | Disposition: MeasuresList-May222014.xlsx | RobNc | LFLmpBlst-T8-48in-32w-2g+El-IS-NLO(59w) | ILtg-Lfluor-Elec |  | DEER1316-Ltg-Com-LF | 2013-01-01 | 2017-12-31 | InEA_same | LT-91014 |  |  |  | Standard | Measure expired as part of DEER2018 | 1 | 1 | 0 | Deemed Ex Ante Team |  | Measure expired as part of DEER2018 |  | Updated to indicate claim/filing status
4584 | C-In-LFLmpBlst-T8-48in-28w+El-PS-HLO(54.3w)-dWP34 | Commercial Indoor General Lighting: more efficient Linear Fluorescent Lamp & Ballast installed. Measure includes Code case. Impacts: Linear Fluorescent-based HOU (varies by BldgType) | DEER1314 | Lighting Disposition | 2020-11-24 16:30 | Com-Iltg-dWatt-LF | DEER | Scaled | Delta |  |  | None |  | 0 |  | 1 | Com | Any | Lighting | InGen-LF | Ltg_Lmp+Blst | LF_LmpBlst | LFLmpBlst-T8-48in-28w+El-PS-HLO(54.3w) | ILtg-Lfluor-Elec |  |  |  | LFLmpBlst-T8-48in-32w-2g+El-IS-NLO(89w) | LFLmpBlst-T8-48in-32w-2g+El-IS-NLO(89w) | LFLmpBlst-T8-48in-28w+El-PS-HLO(54.3w) | Available | WP source e.g.: WPSDGENRLG0013r3 | 0 | 0 | Disposition: MeasuresList-May222014.xlsx | RobNc | LFLmpBlst-T8-48in-32w-2g+El-IS-NLO(89w) | ILtg-Lfluor-Elec |  | DEER1316-Ltg-Com-LF | 2013-01-01 | 2017-12-31 | InEA_same | LT-43532 |  |  |  | Standard | Measure expired as part of DEER2018 | 1 | 1 | 0 | Deemed Ex Ante Team |  | Measure expired as part of DEER2018 |  | Updated to indicate claim/filing status
4585 | C-In-LFLmpBlst-T8-48in-28w+El-PS-HLO(54.3w)-dWP57 | Commercial Indoor General Lighting: more efficient Linear Fluorescent Lamp & Ballast installed. Measure includes Code case. Impacts: Linear Fluorescent-based HOU (varies by BldgType) | DEER1314 | Lighting Disposition | 2020-11-24 16:30 | Com-Iltg-dWatt-LF | DEER | Scaled | Delta |  |  | None |  | 0 |  | 1 | Com | Any | Lighting | InGen-LF | Ltg_Lmp+Blst | LF_LmpBlst | LFLmpBlst-T8-48in-28w+El-PS-HLO(54.3w) | ILtg-Lfluor-Elec |  |  |  | LFLmpBlst-T8-48in-32w-2g+El-IS-NLO(112w) | LFLmpBlst-T8-48in-32w-2g+El-IS-NLO(112w) | LFLmpBlst-T8-48in-28w+El-PS-HLO(54.3w) | Available | WP source e.g.: WPSDGENRLG0013r3 | 0 | 0 | Disposition: MeasuresList-May222014.xlsx | RobNc | LFLmpBlst-T8-48in-32w-2g+El-IS-NLO(112w) | ILtg-Lfluor-Elec |  | DEER1316-Ltg-Com-LF | 2013-01-01 | 2017-12-31 | InEA_same | LT-57486 |  |  |  | Standard | Measure expired as part of DEER2018 | 1 | 1 | 0 | Deemed Ex Ante Team |  | Measure expired as part of DEER2018 |  | Updated to indicate claim/filing status
4586 | C-In-LFLmpBlst-T8-48in-28w+El-PS-HLO(92w)-dWP20 | Commercial Indoor General Lighting: more efficient Linear Fluorescent Lamp & Ballast installed. Measure includes Code case. Impacts: Linear Fluorescent-based HOU (varies by BldgType) | DEER1314 | Lighting Disposition | 2020-11-24 16:30 | Com-Iltg-dWatt-LF | DEER | Scaled | Delta |  |  | None |  | 0 |  | 1 | Com | Any | Lighting | InGen-LF | Ltg_Lmp+Blst | LF_LmpBlst | LFLmpBlst-T8-48in-28w+El-PS-HLO(92w) | ILtg-Lfluor-Elec |  |  |  | LFLmpBlst-T8-48in-32w-1g+El-IS-NLO(112w) | LFLmpBlst-T8-48in-32w-1g+El-IS-NLO(112w) | LFLmpBlst-T8-48in-28w+El-PS-HLO(92w) | Available | WP source e.g.: WPSDGENRLG0013r3 | 0 | 0 | Disposition: MeasuresList-May222014.xlsx | RobNc | LFLmpBlst-T8-48in-32w-1g+El-IS-NLO(112w) | ILtg-Lfluor-Elec |  | DEER1316-Ltg-Com-LF | 2013-01-01 | 2017-12-31 | InEA_same |  |  |  |  | Standard | Measure expired as part of DEER2018 | 1 | 1 | 0 | Deemed Ex Ante Team |  | Measure expired as part of DEER2018 |  | Updated to indicate claim/filing status
4587 | C-In-LFLmpBlst-T8-48in-28w+El-PS-NLO(50w)-dWP39 | Commercial Indoor General Lighting: more efficient Linear Fluorescent Lamp & Ballast installed. Measure includes Code case. Impacts: Linear Fluorescent-based HOU (varies by BldgType) | DEER1314 | Lighting Disposition | 2020-11-24 16:30 | Com-Iltg-dWatt-LF | DEER | Scaled | Delta |  |  | None |  | 0 |  | 1 | Com | Any | Lighting | InGen-LF | Ltg_Lmp+Blst | LF_LmpBlst | LFLmpBlst-T8-48in-28w+El-PS-NLO(50w) | ILtg-Lfluor-Elec |  |  |  | LFLmpBlst-T8-48in-32w-1g+El-IS-NLO(89w) | LFLmpBlst-T8-48in-32w-1g+El-IS-NLO(89w) | LFLmpBlst-T8-48in-28w+El-PS-NLO(50w) | Available | WP source e.g.: SCE13LG087r0 | 0 | 0 | Disposition: MeasuresList-May222014.xlsx | RobNc | LFLmpBlst-T8-48in-32w-1g+El-IS-NLO(89w) | ILtg-Lfluor-Elec |  | DEER1316-Ltg-Com-LF | 2013-01-01 | 2017-12-31 | InEA_same | LT-65784 |  |  |  | Standard | Measure expired as part of DEER2018 | 1 | 1 | 0 | Deemed Ex Ante Team |  | Measure expired as part of DEER2018 |  | Updated to indicate claim/filing status
4588 | C-In-LFLmpBlst-T8-48in-28w+El-PS-NLO(50w)-dWP62 | Commercial Indoor General Lighting: more efficient Linear Fluorescent Lamp & Ballast installed. Measure includes Code case. Impacts: Linear Fluorescent-based HOU (varies by BldgType) | DEER1314 | Lighting Disposition | 2020-11-24 16:30 | Com-Iltg-dWatt-LF | DEER | Scaled | Delta |  |  | None |  | 0 |  | 1 | Com | Any | Lighting | InGen-LF | Ltg_Lmp+Blst | LF_LmpBlst | LFLmpBlst-T8-48in-28w+El-PS-NLO(50w) | ILtg-Lfluor-Elec |  |  |  | LFLmpBlst-T8-48in-32w-1g+El-IS-NLO(112w) | LFLmpBlst-T8-48in-32w-1g+El-IS-NLO(112w) | LFLmpBlst-T8-48in-28w+El-PS-NLO(50w) | Available | WP source e.g.: SCE13LG087r0 | 0 | 0 | Disposition: MeasuresList-May222014.xlsx | RobNc | LFLmpBlst-T8-48in-32w-1g+El-IS-NLO(112w) | ILtg-Lfluor-Elec |  | DEER1316-Ltg-Com-LF | 2013-01-01 | 2017-12-31 | InEA_same | LT-79584 |  |  |  | Standard | Measure expired as part of DEER2018 | 1 | 1 | 0 | Deemed Ex Ante Team |  | Measure expired as part of DEER2018 |  | Updated to indicate claim/filing status
4589 | C-In-LFLmpBlst-T8-48in-28w+El-PS-NLO+Refl(51w)-dWP38 | Commercial Indoor General Lighting: more efficient Linear Fluorescent Lamp & Ballast installed. Measure includes Code case. Impacts: Linear Fluorescent-based HOU (varies by BldgType) | DEER1314 | Lighting Disposition | 2020-11-24 16:30 | Com-Iltg-dWatt-LF | DEER | Scaled | Delta |  |  | None |  | 0 |  | 1 | Com | Any | Lighting | InGen-LF | Ltg_Lmp+Blst | LF_LmpBlst | LFLmpBlst-T8-48in-28w+El-PS-NLO+Refl(51w) | ILtg-Lfluor-Elec |  |  |  | LFLmpBlst-T8-48in-32w-2g+El-IS-NLO(89w) | LFLmpBlst-T8-48in-32w-2g+El-IS-NLO(89w) | LFLmpBlst-T8-48in-28w+El-PS-NLO+Refl(51w) | Available | WP source e.g.: SCE13LG087r0 | 0 | 0 | Disposition: MeasuresList-May222014.xlsx | RobNc | LFLmpBlst-T8-48in-32w-2g+El-IS-NLO(89w) | ILtg-Lfluor-Elec |  | DEER1316-Ltg-Com-LF | 2013-01-01 | 2017-12-31 | InEA_same |  |  |  |  | Standard | Measure expired as part of DEER2018 | 1 | 1 | 0 | Deemed Ex Ante Team |  | Measure expired as part of DEER2018 |  | Updated to indicate claim/filing status
4590 | C-In-LFLmpBlst-T8-48in-28w+El-PS-NLO-2(74w)-dWP38 | Commercial Indoor General Lighting: more efficient Linear Fluorescent Lamp & Ballast installed. Measure includes Code case. Impacts: Linear Fluorescent-based HOU (varies by BldgType) | DEER1314 | Lighting Disposition | 2020-11-24 16:30 | Com-Iltg-dWatt-LF | DEER | Scaled | Delta |  |  | None |  | 0 |  | 1 | Com | Any | Lighting | InGen-LF | Ltg_Lmp+Blst | LF_LmpBlst | LFLmpBlst-T8-48in-28w+El-PS-NLO-2(74w) | ILtg-Lfluor-Elec |  |  |  | LFLmpBlst-T8-48in-32w-1g+El-IS-NLO(112w) | LFLmpBlst-T8-48in-32w-1g+El-IS-NLO(112w) | LFLmpBlst-T8-48in-28w+El-PS-NLO-2(74w) | Available | WP source e.g.: SCE13LG087r0 | 0 | 0 | Disposition: MeasuresList-May222014.xlsx | RobNc | LFLmpBlst-T8-48in-32w-1g+El-IS-NLO(112w) | ILtg-Lfluor-Elec |  | DEER1316-Ltg-Com-LF | 2013-01-01 | 2017-12-31 | InEA_same | LT-34867 |  |  |  | Standard | Measure expired as part of DEER2018 | 1 | 1 | 0 | Deemed Ex Ante Team |  | Measure expired as part of DEER2018 |  | Updated to indicate claim/filing status
4591 | C-In-LFLmpBlst-T8-48in-28w+El-PS-VHLO(37.4w)-dWP21 | Commercial Indoor General Lighting: more efficient Linear Fluorescent Lamp & Ballast installed. Measure includes Code case. Impacts: Linear Fluorescent-based HOU (varies by BldgType) | DEER1314 | Lighting Disposition | 2020-11-24 16:30 | Com-Iltg-dWatt-LF | DEER | Scaled | Delta |  |  | None |  | 0 |  | 1 | Com | Any | Lighting | InGen-LF | Ltg_Lmp+Blst | LF_LmpBlst | LFLmpBlst-T8-48in-28w+El-PS-VHLO(37.4w) | ILtg-Lfluor-Elec |  |  |  | LFLmpBlst-T8-48in-32w-2g+El-IS-NLO(59w) | LFLmpBlst-T8-48in-32w-2g+El-IS-NLO(59w) | LFLmpBlst-T8-48in-28w+El-PS-VHLO(37.4w) | Available | WP source e.g.: SCE13LG087r0 | 0 | 0 | Disposition: MeasuresList-May222014.xlsx | RobNc | LFLmpBlst-T8-48in-32w-2g+El-IS-NLO(59w) | ILtg-Lfluor-Elec |  | DEER1316-Ltg-Com-LF | 2013-01-01 | 2017-12-31 | InEA_same |  |  |  |  | Standard | Measure expired as part of DEER2018 | 1 | 1 | 0 | Deemed Ex Ante Team |  | Measure expired as part of DEER2018 |  | Updated to indicate claim/filing status
4592 | C-In-LFLmpBlst-T8-48in-28w+El-PS-VHLO(64w)-dWP25 | Commercial Indoor General Lighting: more efficient Linear Fluorescent Lamp & Ballast installed. Measure includes Code case. Impacts: Linear Fluorescent-based HOU (varies by BldgType) | DEER1314 | Lighting Disposition | 2020-11-24 16:30 | Com-Iltg-dWatt-LF | DEER | Scaled | Delta |  |  | None |  | 0 |  | 1 | Com | Any | Lighting | InGen-LF | Ltg_Lmp+Blst | LF_LmpBlst | LFLmpBlst-T8-48in-28w+El-PS-VHLO(64w) | ILtg-Lfluor-Elec |  |  |  | LFLmpBlst-T8-48in-32w-1g+El-IS-NLO(89w) | LFLmpBlst-T8-48in-32w-1g+El-IS-NLO(89w) | LFLmpBlst-T8-48in-28w+El-PS-VHLO(64w) | Available | WP source e.g.: SCE13LG087r0 | 0 | 0 | Disposition: MeasuresList-May222014.xlsx | RobNc | LFLmpBlst-T8-48in-32w-1g+El-IS-NLO(89w) | ILtg-Lfluor-Elec |  | DEER1316-Ltg-Com-LF | 2013-01-01 | 2017-12-31 | InEA_same |  |  |  |  | Standard | Measure expired as part of DEER2018 | 1 | 1 | 0 | Deemed Ex Ante Team |  | Measure expired as part of DEER2018 |  | Updated to indicate claim/filing status
4593 | C-In-LFLmpBlst-T8-48in-28w+El-PS-VHLO(64w)-dWP48 | Commercial Indoor General Lighting: more efficient Linear Fluorescent Lamp & Ballast installed. Measure includes Code case. Impacts: Linear Fluorescent-based HOU (varies by BldgType) | DEER1314 | Lighting Disposition | 2020-11-24 16:30 | Com-Iltg-dWatt-LF | DEER | Scaled | Delta |  |  | None |  | 0 |  | 1 | Com | Any | Lighting | InGen-LF | Ltg_Lmp+Blst | LF_LmpBlst | LFLmpBlst-T8-48in-28w+El-PS-VHLO(64w) | ILtg-Lfluor-Elec |  |  |  | LFLmpBlst-T8-48in-32w-1g+El-IS-NLO(112w) | LFLmpBlst-T8-48in-32w-1g+El-IS-NLO(112w) | LFLmpBlst-T8-48in-28w+El-PS-VHLO(64w) | Available | WP source e.g.: SCE13LG087r0 | 0 | 0 | Disposition: MeasuresList-May222014.xlsx | RobNc | LFLmpBlst-T8-48in-32w-1g+El-IS-NLO(112w) | ILtg-Lfluor-Elec |  | DEER1316-Ltg-Com-LF | 2013-01-01 | 2017-12-31 | InEA_same |  |  |  |  | Standard | Measure expired as part of DEER2018 | 1 | 1 | 0 | Deemed Ex Ante Team |  | Measure expired as part of DEER2018 |  | Updated to indicate claim/filing status
4594 | C-In-LFLmpBlst-T8-48in-28w+El-PS-VHLO(64w)-dWP51-dWC0 | Commercial Indoor General Lighting: more efficient Linear Fluorescent Lamp & Ballast installed. Measure includes Code case. Impacts: Linear Fluorescent-based HOU (varies by BldgType) | DEER1314 | Lighting Disposition | 2020-11-24 16:30 | Com-Iltg-dWatt-LF | DEER | Scaled | Delta |  |  | None |  | 1 |  | 1 | Com | Any | Lighting | InGen-LF | Ltg_Lmp+Blst | LF_LmpBlst | LFLmpBlst-T8-48in-28w+El-PS-VHLO(64w) | ILtg-Lfluor-Elec |  |  |  | LFLmpBlst-T12-48in-34w+MagES-RS-NLO(115w) | LFLmpBlst-T8-48in-28w+El-PS-VHLO(64w) | LFLmpBlst-T8-48in-28w+El-PS-VHLO(64w) | Available |  | 0 | 0 | Disposition: MeasuresList-Dec1-2014.xlsx | ERrul | LFLmpBlst-T8-48in-28w+El-PS-VHLO(64w) | ILtg-Lfluor-T12Mag |  | DEER1316-Ltg-Com-LF | 2013-01-01 | 2018-12-31 | DEER2016 HOU Update |  |  |  |  | Standard | Expires 12/31/2018 due to revised DEER2019 code/ISP baseline | 1 | 1 | 0 | Deemed Ex Ante Team |  | Expires 12/31/2018 due to revised DEER2019 code/ISP baseline |  | Updated to indicate claim/filing status
4595 | C-In-LFLmpBlst-T8-48in-28w+El-PS-VHLO(64w)-dWP51-dWC25 | Commercial Indoor General Lighting: more efficient Linear Fluorescent Lamp & Ballast installed. Measure includes Code case. Impacts: Linear Fluorescent-based HOU (varies by BldgType) | DEER2011 | Lighting Disposition | 2020-11-24 16:30 | Com-Iltg-dWatt-LF | NonDEER | Scaled | Delta |  |  | None |  | 0 |  | 1 | Com | Any | Lighting | InGen-LF | Ltg_Lmp+Blst | LF_LmpBlst |  | ILtg-Lfluor-Elec |  |  |  | LFLmpBlst-T12-48in-34w+MagES-RS-NLO(115w) | LFLmpBlst-T8-48in-32w-2g+El-IS-NLO(89w) | LFLmpBlst-T8-48in-28w+El-PS-VHLO(64w) | Available | WP source e.g.: SCE13LG087r0; Expires 6-30-2014; Not used in 2013-14 Lighting Disposition | 0 | 0 | Disposition: MeasuresList-May222014.xlsx | ErRobNc |  | ILtg-Lfluor-T12Mag |  | None | 2013-01-01 | 2014-06-30 | DEER |  |  |  |  | Standard |  | 1 | 1 | 0 | Deemed Ex Ante Team |  |  |  | Updated to indicate claim/filing status
4596 | C-In-LFLmpBlst-T8-48in-28w+El-PS-VHLO(97w)-dWP15 | Commercial Indoor General Lighting: more efficient Linear Fluorescent Lamp & Ballast installed. Measure includes Code case. Impacts: Linear Fluorescent-based HOU (varies by BldgType) | DEER1314 | Lighting Disposition | 2020-11-24 16:30 | Com-Iltg-dWatt-LF | DEER | Scaled | Delta |  |  | None |  | 0 |  | 1 | Com | Any | Lighting | InGen-LF | Ltg_Lmp+Blst | LF_LmpBlst | LFLmpBlst-T8-48in-28w+El-PS-VHLO(97w) | ILtg-Lfluor-Elec |  |  |  | LFLmpBlst-T8-48in-32w-1g+El-IS-NLO(112w) | LFLmpBlst-T8-48in-32w-1g+El-IS-NLO(112w) | LFLmpBlst-T8-48in-28w+El-PS-VHLO(97w) | Available | WP source e.g.: SCE13LG087r0 | 0 | 0 | Disposition: MeasuresList-May222014.xlsx | RobNc | LFLmpBlst-T8-48in-32w-1g+El-IS-NLO(112w) | ILtg-Lfluor-Elec |  | DEER1316-Ltg-Com-LF | 2013-01-01 | 2017-12-31 | InEA_same |  |  |  |  | Standard | Measure expired as part of DEER2018 | 1 | 1 | 0 | Deemed Ex Ante Team |  | Measure expired as part of DEER2018 |  | Updated to indicate claim/filing status
4597 | C-In-LFLmpBlst-T8-48in-30w+El-IS-NLO(27w)-dWP16-dWC4 | Commercial Indoor General Lighting: more efficient Linear Fluorescent Lamp & Ballast installed. Measure includes Code case. Impacts: Linear Fluorescent-based HOU (varies by BldgType) | DEER1314 | Lighting Disposition | 2020-11-24 16:30 | Com-Iltg-dWatt-LF | DEER | Scaled | Delta |  |  | None |  | 0 |  | 1 | Com | Any | Lighting | InGen-LF | Ltg_Lmp+Blst | LF_LmpBlst | LFLmpBlst-T8-48in-30w+El-IS-NLO(27w) | ILtg-Lfluor-Elec |  |  |  | LFLmpBlst-T12-48in-34w+MagES-RS-NLO(43w) | LFLmpBlst-T8-48in-32w-2g+El-IS-NLO(31w) | LFLmpBlst-T8-48in-30w+El-IS-NLO(27w) | Available | WP source e.g.: SCE13LG087r0 | 0 | 0 | Disposition: MeasuresList-May222014.xlsx | ErRobNc | LFLmpBlst-T8-48in-32w-2g+El-IS-NLO(31w) | ILtg-Lfluor-T12Mag | Com-Lighting-InGen_T12-48in-43w-A_T8-48in-31w-D_T8-48in-27w-E | DEER1316-Ltg-Com-LF | 2013-01-01 | 2017-12-31 | InEA_modDesc | LT-85932 |  |  |  | Standard | Added LegacyID; Measure expired as part of DEER2018 | 1 | 1 | 0 | Deemed Ex Ante Team |  | Added LegacyID; Measure expired as part of DEER2018 |  | Updated to indicate claim/filing status
4598 | C-In-LFLmpBlst-T8-48in-30w+El-IS-NLO(27w)-dWP9-dWC4 | Commercial Indoor General Lighting: more efficient Linear Fluorescent Lamp & Ballast installed. Measure includes Code case. Impacts: Linear Fluorescent-based HOU (varies by BldgType) | DEER1314 | Lighting Disposition | 2020-11-24 16:30 | Com-Iltg-dWatt-LF | DEER | Scaled | Delta |  |  | None |  | 0 |  | 1 | Com | Any | Lighting | InGen-LF | Ltg_Lmp+Blst | LF_LmpBlst | LFLmpBlst-T8-48in-30w+El-IS-NLO(27w) | ILtg-Lfluor-Elec |  |  |  | LFLmpBlst-T12-48in-34w+MagES-RS-NLO(36w) | LFLmpBlst-T8-48in-32w-2g+El-IS-NLO(31w) | LFLmpBlst-T8-48in-30w+El-IS-NLO(27w) | Available | WP source e.g.: SCE13LG087r0 | 0 | 0 | Disposition: MeasuresList-May222014.xlsx | ErRobNc | LFLmpBlst-T8-48in-32w-2g+El-IS-NLO(31w) | ILtg-Lfluor-T12Mag |  | DEER1316-Ltg-Com-LF | 2013-01-01 | 2017-12-31 | InEA_same |  |  |  |  | Standard | Measure expired as part of DEER2018 | 1 | 1 | 0 | Deemed Ex Ante Team |  | Measure expired as part of DEER2018 |  | Updated to indicate claim/filing status
4599 | C-In-LFLmpBlst-T8-48in-30w+El-IS-NLO(51w)-dWP32 | Commercial Indoor General Lighting: more efficient Linear Fluorescent Lamp & Ballast installed. Measure includes Code case. Impacts: Linear Fluorescent-based HOU (varies by BldgType) | DEER1314 | Lighting Disposition | 2020-11-24 16:30 | Com-Iltg-dWatt-LF | DEER | Scaled | Delta |  |  | None |  | 0 |  | 1 | Com | Any | Lighting | InGen-LF | Ltg_Lmp+Blst | LF_LmpBlst | LFLmpBlst-T8-48in-30w+El-IS-NLO(51w) | ILtg-Lfluor-Elec |  |  |  | LFLmpBlst-T8-48in-32w-3g+El-IS-NLO(83w) | LFLmpBlst-T8-48in-32w-3g+El-IS-NLO(83w) | LFLmpBlst-T8-48in-30w+El-IS-NLO(51w) | Available | WP source e.g.: SCE13LG087r0 | 0 | 0 | Disposition: MeasuresList-May222014.xlsx | RobNc | LFLmpBlst-T8-48in-32w-3g+El-IS-NLO(83w) | ILtg-Lfluor-Elec |  | DEER1316-Ltg-Com-LF | 2013-01-01 | 2017-12-31 | InEA_same |  |  |  |  | Standard | Measure expired as part of DEER2018 | 1 | 1 | 0 | Deemed Ex Ante Team |  | Measure expired as part of DEER2018 |  | Updated to indicate claim/filing status
4600 | C-In-LFLmpBlst-T8-48in-30w+El-IS-RLO(45w)-dWP27-dWC14 | Commercial Indoor General Lighting: more efficient Linear Fluorescent Lamp & Ballast installed. Measure includes Code case. Impacts: Linear Fluorescent-based HOU (varies by BldgType) | DEER1314 | Lighting Disposition | 2020-11-24 16:30 | Com-Iltg-dWatt-LF | DEER | Scaled | Delta |  |  | None |  | 0 |  | 1 | Com | Any | Lighting | InGen-LF | Ltg_Lmp+Blst | LF_LmpBlst | LFLmpBlst-T8-48in-30w+El-IS-RLO(45w) | ILtg-Lfluor-Elec |  |  |  | LFLmpBlst-T12-48in-34w+MagES-RS-NLO(72w) | LFLmpBlst-T8-48in-32w-2g+El-IS-NLO(59w) | LFLmpBlst-T8-48in-30w+El-IS-RLO(45w) | Available | WP source e.g.: SCE13LG087r0 | 0 | 0 | Disposition: MeasuresList-May222014.xlsx | ErRobNc | LFLmpBlst-T8-48in-32w-2g+El-IS-NLO(59w) | ILtg-Lfluor-T12Mag |  | DEER1316-Ltg-Com-LF | 2013-01-01 | 2017-12-31 | InEA_same | LT-49810 |  |  |  | Standard | Measure expired as part of DEER2018 | 1 | 1 | 0 | Deemed Ex Ante Team |  | Measure expired as part of DEER2018 |  | Updated to indicate claim/filing status
4601 | C-In-LFLmpBlst-T8-48in-32w-1g+El-IS-NLO-Del(0w)-dWP53-dWC0 | Commercial Indoor General Lighting: Linear Fluorescent Lamp & Ballast permanently delamped. Measure includes Code case. Impacts: Linear Fluorescent-based HOU (varies by BldgType) | DEER2011 | Lighting Disposition | 2020-11-24 16:30 | Com-Iltg-dWatt-LF | NonDEER | Scaled | Delta |  |  | None |  | 0 |  | 1 | Com | Any | Lighting | InGen-LF | Ltg_Lmp+Blst | LF_LmpBlst |  | ILtg-Lfluor-Elec |  |  |  | LFLmpBlst-T8-48in-32w-1g+El-RS-NLO(53w) | LFLmpBlst-T8-48in-32w-1g+El-IS-NLO-Del(0w) | LFLmpBlst-T8-48in-32w-1g+El-IS-NLO-Del(0w) | Available | WP source e.g.: SCE13LG087r0; Expires 6-30-2014; Not used in 2013-14 Lighting Disposition | 0 | 0 | Disposition: MeasuresList-May222014.xlsx | ERrul |  | ILtg-Lfluor-Elec |  | None | 2013-01-01 | 2014-06-30 | DEER |  |  |  |  | Standard |  | 1 | 1 | 0 | Deemed Ex Ante Team |  |  |  | Updated to indicate claim/filing status
4602 | C-In-LFLmpBlst-T8-48in-32w-1g+El-IS-NLO-Del(59w)-dWP30 | Commercial Indoor General Lighting: Linear Fluorescent Lamp & Ballast permanently delamped. Measure includes Code case. Impacts: Linear Fluorescent-based HOU (varies by BldgType) | DEER1314 | Lighting Disposition | 2020-11-24 16:30 | Com-Iltg-dWatt-LF | DEER | Scaled | Delta |  |  | None |  | 1 |  | 1 | Com | Any | Lighting | InGen-LF | Ltg_Lmp+Blst | LF_LmpBlst | LFLmpBlst-T8-48in-32w-1g+El-IS-NLO-Del(59w) | ILtg-Lfluor-Elec |  |  |  | LFLmpBlst-T8-48in-32w-1g+El-IS-NLO(89w) | LFLmpBlst-T8-48in-32w-1g+El-IS-NLO(89w) | LFLmpBlst-T8-48in-32w-1g+El-IS-NLO-Del(59w) | Available |  | 0 | 0 | Disposition: MeasuresList-Dec1-2014.xlsx | RobNc | LFLmpBlst-T8-48in-32w-1g+El-IS-NLO(89w) | ILtg-Lfluor-Elec |  | DEER1316-Ltg-Com-LF | 2013-01-01 | 2017-12-31 | InEA_same |  |  |  |  | Standard | Measure expired as part of DEER2018 | 1 | 1 | 0 | Deemed Ex Ante Team |  | Measure expired as part of DEER2018 |  | Updated to indicate claim/filing status
4603 | C-In-LFLmpBlst-T8-48in-32w-1g+El-IS-NLO-Del(59w)-dWP30-dWC0 | Commercial Indoor General Lighting: Linear Fluorescent Lamp & Ballast permanently delamped. Measure includes Code case. Impacts: Linear Fluorescent-based HOU (varies by BldgType) | DEER2011 | Lighting Disposition | 2020-11-24 16:30 | Com-Iltg-dWatt-LF | NonDEER | Scaled | Delta |  |  | None |  | 0 |  | 1 | Com | Any | Lighting | InGen-LF | Ltg_Lmp+Blst | LF_LmpBlst |  | ILtg-Lfluor-Elec |  |  |  | LFLmpBlst-T8-48in-32w-1g+El-IS-NLO(89w) | LFLmpBlst-T8-48in-32w-1g+El-IS-NLO-Del(59w) | LFLmpBlst-T8-48in-32w-1g+El-IS-NLO-Del(59w) | Available | WP source e.g.: SCE13LG087r0; Expires 6-30-2014; Not used in 2013-14 Lighting Disposition | 0 | 0 | Disposition: MeasuresList-May222014.xlsx | ERrul |  | ILtg-Lfluor-Elec |  | None | 2013-01-01 | 2014-06-30 | DEER |  |  |  |  | Standard |  | 1 | 1 | 0 | Deemed Ex Ante Team |  |  |  | Updated to indicate claim/filing status
4604 | C-In-LFLmpBlst-T8-48in-32w-1g+El-IS-NLO-Del(59w)-dWP53 | Commercial Indoor General Lighting: Linear Fluorescent Lamp & Ballast permanently delamped. Measure includes Code case. Impacts: Linear Fluorescent-based HOU (varies by BldgType) | DEER1314 | Lighting Disposition | 2020-11-24 16:30 | Com-Iltg-dWatt-LF | DEER | Scaled | Delta |  |  | None |  | 1 |  | 1 | Com | Any | Lighting | InGen-LF | Ltg_Lmp+Blst | LF_LmpBlst | LFLmpBlst-T8-48in-32w-1g+El-IS-NLO-Del(59w) | ILtg-Lfluor-Elec |  |  |  | LFLmpBlst-T8-48in-32w-1g+El-IS-NLO(112w) | LFLmpBlst-T8-48in-32w-1g+El-IS-NLO(112w) | LFLmpBlst-T8-48in-32w-1g+El-IS-NLO-Del(59w) | Available |  | 0 | 0 | Disposition: MeasuresList-Dec1-2014.xlsx | RobNc | LFLmpBlst-T8-48in-32w-1g+El-IS-NLO(112w) | ILtg-Lfluor-Elec |  | DEER1316-Ltg-Com-LF | 2013-01-01 | 2017-12-31 | InEA_same |  |  |  |  | Standard | Measure expired as part of DEER2018 | 1 | 1 | 0 | Deemed Ex Ante Team |  | Measure expired as part of DEER2018 |  | Updated to indicate claim/filing status
4605 | C-In-LFLmpBlst-T8-48in-32w-1g+El-IS-NLO-Del(59w)-dWP53-dWC0 | Commercial Indoor General Lighting: Linear Fluorescent Lamp & Ballast permanently delamped. Measure includes Code case. Impacts: Linear Fluorescent-based HOU (varies by BldgType) | DEER2011 | Lighting Disposition | 2020-11-24 16:30 | Com-Iltg-dWatt-LF | NonDEER | Scaled | Delta |  |  | None |  | 0 |  | 1 | Com | Any | Lighting | InGen-LF | Ltg_Lmp+Blst | LF_LmpBlst |  | ILtg-Lfluor-Elec |  |  |  | LFLmpBlst-T8-48in-32w-1g+El-IS-NLO(112w) | LFLmpBlst-T8-48in-32w-1g+El-IS-NLO-Del(59w) | LFLmpBlst-T8-48in-32w-1g+El-IS-NLO-Del(59w) | Available | WP source e.g.: SCE13LG087r0; Expires 6-30-2014; Not used in 2013-14 Lighting Disposition | 0 | 0 | Disposition: MeasuresList-May222014.xlsx | ERrul |  | ILtg-Lfluor-Elec |  | None | 2013-01-01 | 2014-06-30 | DEER |  |  |  |  | Standard |  | 1 | 1 | 0 | Deemed Ex Ante Team |  |  |  | Updated to indicate claim/filing status
4606 | C-In-LFLmpBlst-T8-48in-32w-1g+El-RS-NLO-Del(0w)-dWP28-dWC0 | Commercial Indoor General Lighting: Linear Fluorescent Lamp & Ballast permanently delamped. Measure includes Code case. Impacts: Linear Fluorescent-based HOU (varies by BldgType) | DEER2011 | Lighting Disposition | 2020-11-24 16:30 | Com-Iltg-dWatt-LF | NonDEER | Scaled | Delta |  |  | None |  | 0 |  | 1 | Com | Any | Lighting | InGen-LF | Ltg_Lmp+Blst | LF_LmpBlst |  | ILtg-Lfluor-Elec |  |  |  | LFLmpBlst-T8-48in-32w-1g+El-RS-NLO(28.7w) | LFLmpBlst-T8-48in-32w-1g+El-RS-NLO-Del(0w) | LFLmpBlst-T8-48in-32w-1g+El-RS-NLO-Del(0w) | Available | WP source e.g.: SCE13LG087r0; Not used in 2013-14 Lighting Disposition | 0 | 0 | Disposition: MeasuresList-May222014.xlsx | ERrul |  | ILtg-Lfluor-Elec | Com-Lighting-InGen_T12-48in-43w-A_T8-48in-31w-D_T8-48in-27w-E | None | 2013-01-01 | 2014-06-30 | DEER |  |  |  |  | Standard |  | 1 | 1 | 0 | Deemed Ex Ante Team |  |  |  | Updated to indicate claim/filing status
4607 | C-In-LFLmpBlst-T8-48in-32w-1g+El-RS-NLO-Del(32w)-dWP28 | Commercial Indoor General Lighting: Linear Fluorescent Lamp & Ballast permanently delamped. Measure includes Code case. Impacts: Linear Fluorescent-based HOU (varies by BldgType) | DEER1314 | Lighting Disposition | 2020-11-24 16:30 | Com-Iltg-dWatt-LF | DEER | Scaled | Delta |  |  | None |  | 1 |  | 1 | Com | Any | Lighting | InGen-LF | Ltg_Lmp+Blst | LF_LmpBlst |  | ILtg-Lfluor-Elec |  |  |  | LFLmpBlst-T8-48in-32w-1g+El-RS-NLO(60w) | LFLmpBlst-T8-48in-32w-1g+El-RS-NLO(60w) | LFLmpBlst-T8-48in-32w-1g+El-RS-NLO-Del(32w) | Available |  | 0 | 0 | Disposition: MeasuresList-Dec1-2014.xlsx | RobNc |  | ILtg-Lfluor-Elec |  | DEER1316-Ltg-Com-LF | 2013-01-01 | 2017-12-31 | InEA_same | LT-34234 |  |  |  | Standard | Measure expired as part of DEER2018 | 1 | 1 | 0 | Deemed Ex Ante Team |  | Measure expired as part of DEER2018 |  | Updated to indicate claim/filing status
4608 | C-In-LFLmpBlst-T8-48in-32w-1g+El-RS-NLO-Del(32w)-dWP80 | Commercial Indoor General Lighting: Linear Fluorescent Lamp & Ballast permanently delamped. Measure includes Code case. Impacts: Linear Fluorescent-based HOU (varies by BldgType) | DEER1314 | Lighting Disposition | 2020-11-24 16:30 | Com-Iltg-dWatt-LF | NonDEER | Scaled | Delta |  |  | None |  | 1 |  | 1 | Com | Any | Lighting | InGen-LF | Ltg_Lmp+Blst | LF_LmpBlst |  | ILtg-Lfluor-Elec |  |  |  | LFLmpBlst-T8-48in-32w-1g+El-IS-NLO(112w) | LFLmpBlst-T8-48in-32w-1g+El-IS-NLO(112w) | LFLmpBlst-T8-48in-32w-1g+El-RS-NLO-Del(32w) | Available |  | 0 | 0 | Disposition: MeasuresList-Dec1-2014.xlsx | RobNc | LFLmpBlst-T8-48in-32w-1g+El-IS-NLO(112w) | ILtg-Lfluor-Elec |  | DEER1316-Ltg-Com-LF | 2013-01-01 | 2017-12-31 | InEA_same | LT-60979 |  |  |  | Standard | Measure expired as part of DEER2018 | 1 | 1 | 0 | Deemed Ex Ante Team |  | Measure expired as part of DEER2018 |  | Updated to indicate claim/filing status
4609 | C-In-LFLmpBlst-T8-48in-32w-2g+El-IS-HLO(65w)-dWP58-dWC0 | Commercial Indoor General Lighting: more efficient Linear Fluorescent Lamp & Ballast installed. Measure includes Code case. Impacts: Linear Fluorescent-based HOU (varies by BldgType) | DEER1314 | Lighting Disposition | 2020-11-24 16:30 | Com-Iltg-dWatt-LF | DEER | Scaled | Delta |  |  | None |  | 1 |  | 1 | Com | Any | Lighting | InGen-LF | Ltg_Lmp+Blst | LF_LmpBlst | LFLmpBlst-T8-48in-32w-2g+El-IS-HLO(65w) | ILtg-Lfluor-Elec |  |  |  | LFLmpBlst-T12-96in-60w+MagES-RS-NLO(123w) | LFLmpBlst-T8-48in-32w-2g+El-IS-HLO(65w) | LFLmpBlst-T8-48in-32w-2g+El-IS-HLO(65w) | Available |  | 0 | 0 | Disposition: MeasuresList-Dec1-2014.xlsx | ERrul | LFLmpBlst-T8-48in-32w-2g+El-IS-HLO(65w) | ILtg-Lfluor-T12Mag |  | DEER1316-Ltg-Com-LF | 2013-01-01 | 2018-12-31 | DEER2016 HOU Update | LT-24981 |  |  |  | Standard | Expires 12/31/2018 due to revised DEER2019 code/ISP baseline | 1 | 1 | 0 | Deemed Ex Ante Team |  | Expires 12/31/2018 due to revised DEER2019 code/ISP baseline |  | Updated to indicate claim/filing status
4610 | C-In-LFLmpBlst-T8-48in-32w-2g+El-IS-HLO(65w)-dWP58-dWC44 | Commercial Indoor General Lighting: more efficient Linear Fluorescent Lamp & Ballast installed. Measure includes Code case. Impacts: Linear Fluorescent-based HOU (varies by BldgType) | DEER2011 | Lighting Disposition | 2020-11-24 16:30 | Com-Iltg-dWatt-LF | NonDEER | Scaled | Delta |  |  | None |  | 0 |  | 1 | Com | Any | Lighting | InGen-LF | Ltg_Lmp+Blst | LF_LmpBlst |  | ILtg-Lfluor-Elec |  |  |  | LFLmpBlst-T12-96in-60w+MagES-RS-NLO(123w) | LFLmpBlst-T8-96in-59w+El-IS-NLO(109w) | LFLmpBlst-T8-48in-32w-2g+El-IS-HLO(65w) | Available | WP source e.g.: WPSDGENRLG0013r3; Not used in 2013-14 Lighting Disposition | 0 | 0 | Disposition: MeasuresList-May222014.xlsx | ErRobNc |  | ILtg-Lfluor-T12Mag | Com-Lighting-InGen_T12-48in-36w-B_T8-48in-31w-D_T8-48in-27w-E | None | 2013-01-01 | 2014-06-30 | DEER |  |  |  |  | Standard |  | 1 | 1 | 0 | Deemed Ex Ante Team |  |  |  | Updated to indicate claim/filing status
4611 | C-In-LFLmpBlst-T8-48in-32w-2g+El-IS-HLO(65w)-dWP79-dWC0 | Commercial Indoor General Lighting: more efficient Linear Fluorescent Lamp & Ballast installed. Measure includes Code case. Impacts: Linear Fluorescent-based HOU (varies by BldgType) | DEER1314 | Lighting Disposition | 2020-11-24 16:30 | Com-Iltg-dWatt-LF | DEER | Scaled | Delta |  |  | None |  | 1 |  | 1 | Com | Any | Lighting | InGen-LF | Ltg_Lmp+Blst | LF_LmpBlst | LFLmpBlst-T8-48in-32w-2g+El-IS-HLO(65w) | ILtg-Lfluor-Elec |  |  |  | LFLmpBlst-T12-48in-34w+MagES-RS-NLO(144w) | LFLmpBlst-T8-48in-32w-2g+El-IS-HLO(65w) | LFLmpBlst-T8-48in-32w-2g+El-IS-HLO(65w) | Available |  | 0 | 0 | Disposition: MeasuresList-Dec1-2014.xlsx | ERrul | LFLmpBlst-T8-48in-32w-2g+El-IS-HLO(65w) | ILtg-Lfluor-T12Mag |  | DEER1316-Ltg-Com-LF | 2013-01-01 | 2018-12-31 | DEER2016 HOU Update |  |  |  |  | Standard | Expires 12/31/2018 due to revised DEER2019 code/ISP baseline | 1 | 1 | 0 | Deemed Ex Ante Team |  | Expires 12/31/2018 due to revised DEER2019 code/ISP baseline |  | Updated to indicate claim/filing status
4612 | C-In-LFLmpBlst-T8-48in-32w-2g+El-IS-NLO(112w)-dWP104-dWC0 | Commercial Indoor General Lighting: more efficient Linear Fluorescent Lamp & Ballast installed. Measure includes Code case. Impacts: Linear Fluorescent-based HOU (varies by BldgType) | DEER1314 | Lighting Disposition | 2020-11-24 16:30 | Com-Iltg-dWatt-LF | DEER | Scaled | Delta |  |  | None |  | 1 |  | 1 | Com | Any | Lighting | InGen-LF | Ltg_Lmp+Blst | LF_LmpBlst | LFLmpBlst-T8-48in-32w-2g+El-IS-NLO(112w) | ILtg-Lfluor-Elec |  |  |  | LFLmpBlst-T12-48in-34w+MagES-RS-NLO(216w) | LFLmpBlst-T8-48in-32w-2g+El-IS-NLO(112w) | LFLmpBlst-T8-48in-32w-2g+El-IS-NLO(112w) | Available |  | 0 | 0 | Disposition: MeasuresList-Dec1-2014.xlsx | ERrul | LFLmpBlst-T8-48in-32w-2g+El-IS-NLO(112w) | ILtg-Lfluor-T12Mag |  | DEER1316-Ltg-Com-LF | 2013-01-01 | 2018-12-31 | DEER2016 HOU Update | LT-85958 |  |  |  | Standard | Expires 12/31/2018 due to revised DEER2019 code/ISP baseline | 1 | 1 | 0 | Deemed Ex Ante Team |  | Expires 12/31/2018 due to revised DEER2019 code/ISP baseline |  | Updated to indicate claim/filing status
4613 | C-In-LFLmpBlst-T8-48in-32w-2g+El-IS-NLO(112w)-dWP104-dWC63 | Commercial Indoor General Lighting: more efficient Linear Fluorescent Lamp & Ballast installed. Measure includes Code case. Impacts: Linear Fluorescent-based HOU (varies by BldgType) | DEER2011 | Lighting Disposition | 2020-11-24 16:30 | Com-Iltg-dWatt-LF | NonDEER | Scaled | Delta |  |  | None |  | 0 |  | 1 | Com | Any | Lighting | InGen-LF | Ltg_Lmp+Blst | LF_LmpBlst |  | ILtg-Lfluor-Elec |  |  |  | LFLmpBlst-T12-48in-34w+MagES-RS-NLO(216w) | LFLmpBlst-T8-48in-32w-1g+El-IS-NLO(175w) | LFLmpBlst-T8-48in-32w-2g+El-IS-NLO(112w) | Available | WP source e.g.: PGECOLTG160r1; Expires 6-30-2014; Not used in 2013-14 Lighting Disposition | 0 | 0 | Disposition: MeasuresList-May222014.xlsx | ErRobNc |  | ILtg-Lfluor-T12Mag |  | None | 2013-01-01 | 2014-06-30 | DEER |  |  |  |  | Standard |  | 1 | 1 | 0 | Deemed Ex Ante Team |  |  |  | Updated to indicate claim/filing status
4614 | C-In-LFLmpBlst-T8-48in-32w-2g+El-IS-NLO(175w)-dWP41-dWC0 | Commercial Indoor General Lighting: more efficient Linear Fluorescent Lamp & Ballast installed. Measure includes Code case. Impacts: Linear Fluorescent-based HOU (varies by BldgType) | DEER1314 | Lighting Disposition | 2020-11-24 16:30 | Com-Iltg-dWatt-LF | DEER | Scaled | Delta |  |  | None |  | 1 |  | 1 | Com | Any | Lighting | InGen-LF | Ltg_Lmp+Blst | LF_LmpBlst | LFLmpBlst-T8-48in-32w-2g+El-IS-NLO(175w) | ILtg-Lfluor-Elec |  |  |  | LFLmpBlst-T12-48in-34w+MagES-RS-NLO(216w) | LFLmpBlst-T8-48in-32w-2g+El-IS-NLO(175w) | LFLmpBlst-T8-48in-32w-2g+El-IS-NLO(175w) | Available |  | 0 | 0 | Disposition: MeasuresList-Dec1-2014.xlsx | ERrul | LFLmpBlst-T8-48in-32w-2g+El-IS-NLO(175w) | ILtg-Lfluor-T12Mag |  | DEER1316-Ltg-Com-LF | 2013-01-01 | 2018-12-31 | DEER2016 HOU Update |  |  |  |  | Standard | Expires 12/31/2018 due to revised DEER2019 code/ISP baseline | 1 | 1 | 0 | Deemed Ex Ante Team |  | Expires 12/31/2018 due to revised DEER2019 code/ISP baseline |  | Updated to indicate claim/filing status
4615 | C-In-LFLmpBlst-T8-48in-32w-2g+El-IS-NLO(175w)-dWP41-dWC7 | Commercial Indoor General Lighting: more efficient Linear Fluorescent Lamp & Ballast installed. Measure includes Code case. Impacts: Linear Fluorescent-based HOU (varies by BldgType) | DEER1314 | Lighting Disposition | 2020-11-24 16:30 | Com-Iltg-dWatt-LF | DEER | Scaled | Delta |  |  | None |  | 0 |  | 1 | Com | Any | Lighting | InGen-LF | Ltg_Lmp+Blst | LF_LmpBlst | LFLmpBlst-T8-48in-32w-2g+El-IS-NLO(175w) | ILtg-Lfluor-Elec |  |  |  | LFLmpBlst-T12-48in-34w+MagES-RS-NLO(216w) | LFLmpBlst-T8-48in-32w-2g+El-RS-NLO(182w) | LFLmpBlst-T8-48in-32w-2g+El-IS-NLO(175w) | Available | WP source e.g.: SCE13LG087r0 | 0 | 0 | Disposition: MeasuresList-May222014.xlsx | ErRobNc |  | ILtg-Lfluor-T12Mag | Com-Lighting-InGen_T12-48in-72w-A_T8-48in-59w-C_T8-48in-45w | DEER1316-Ltg-Com-LF | 2013-01-01 | 2017-12-31 | InEA_same |  |  |  |  | Standard | Measure expired as part of DEER2018 | 1 | 1 | 0 | Deemed Ex Ante Team |  | Measure expired as part of DEER2018 |  | Updated to indicate claim/filing status
4616 | C-In-LFLmpBlst-T8-48in-32w-2g+El-IS-NLO(175w)-dWP71-dWC0 | Commercial Indoor General Lighting: more efficient Linear Fluorescent Lamp & Ballast installed. Measure includes Code case. Impacts: Linear Fluorescent-based HOU (varies by BldgType) | DEER1314 | Lighting Disposition | 2020-11-24 16:30 | Com-Iltg-dWatt-LF | DEER | Scaled | Delta |  |  | None |  | 0 |  | 1 | Com | Any | Lighting | InGen-LF | Ltg_Lmp+Blst | LF_LmpBlst | LFLmpBlst-T8-48in-32w-2g+El-IS-NLO(175w) | ILtg-Lfluor-Elec |  |  |  | LFLmpBlst-T12-96in-60w+MagES-RS-NLO(246w) | LFLmpBlst-T8-48in-32w-2g+El-IS-NLO(175w) | LFLmpBlst-T8-48in-32w-2g+El-IS-NLO(175w) | Available | WP source e.g.: SCE13LG095r0 | 0 | 0 | Disposition: MeasuresList-May222014.xlsx | ERrul | LFLmpBlst-T8-48in-32w-2g+El-IS-NLO(175w) | ILtg-Lfluor-T12Mag |  | DEER1316-Ltg-Com-LF | 2013-01-01 | 2018-12-31 | DEER2016 HOU Update | LT-59685 |  |  |  | Standard | Expires 12/31/2018 due to revised DEER2019 code/ISP baseline | 1 | 1 | 0 | Deemed Ex Ante Team |  | Expires 12/31/2018 due to revised DEER2019 code/ISP baseline |  | Updated to indicate claim/filing status
4617 | C-In-LFLmpBlst-T8-48in-32w-2g+El-IS-NLO(31w)-dWP12-dWC0 | Commercial Indoor General Lighting: more efficient Linear Fluorescent Lamp & Ballast installed. Measure includes Code case. Impacts: Linear Fluorescent-based HOU (varies by BldgType) | DEER1314 | Lighting Disposition | 2020-11-24 16:30 | Com-Iltg-dWatt-LF | DEER | Scaled | Delta |  |  | None |  | 0 |  | 1 | Com | Any | Lighting | InGen-LF | Ltg_Lmp+Blst | LF_LmpBlst | LFLmpBlst-T8-48in-32w-2g+El-IS-NLO(31w) | ILtg-Lfluor-Elec |  |  |  | LFLmpBlst-T12-48in-34w+MagES-RS-NLO(43w) | LFLmpBlst-T8-48in-32w-2g+El-IS-NLO(31w) | LFLmpBlst-T8-48in-32w-2g+El-IS-NLO(31w) | Available | WP source e.g.: WPSDGENRLG0022r3 | 0 | 0 | Disposition: MeasuresList-May222014.xlsx | ERrul | LFLmpBlst-T8-48in-32w-2g+El-IS-NLO(31w) | ILtg-Lfluor-T12Mag |  | DEER1316-Ltg-Com-LF | 2013-01-01 | 2018-12-31 | DEER2016 HOU Update | LT-89585 |  |  |  | Standard | Expires 12/31/2018 due to revised DEER2019 code/ISP baseline | 1 | 1 | 0 | Deemed Ex Ante Team |  | Expires 12/31/2018 due to revised DEER2019 code/ISP baseline |  | Updated to indicate claim/filing status
4618 | C-In-LFLmpBlst-T8-48in-32w-2g+El-IS-NLO(59w)-dWP13-dWC1 | Commercial Indoor General Lighting: more efficient Linear Fluorescent Lamp & Ballast installed. Measure includes Code case. Impacts: Linear Fluorescent-based HOU (varies by BldgType) | DEER1314 | Lighting Disposition | 2020-11-24 16:30 | Com-Iltg-dWatt-LF | DEER | Scaled | Delta |  |  | None |  | 0 |  | 1 | Com | Any | Lighting | InGen-LF | Ltg_Lmp+Blst | LF_LmpBlst | LFLmpBlst-T8-48in-32w-2g+El-IS-NLO(59w) | ILtg-Lfluor-Elec |  |  |  | LFLmpBlst-T12-48in-34w+MagES-RS-NLO(72w) | LFLmpBlst-T8-48in-32w-2g+El-RS-NLO(60w) | LFLmpBlst-T8-48in-32w-2g+El-IS-NLO(59w) | Available | WP source e.g.: WPSDGENRLG0022r3 | 0 | 0 | Disposition: MeasuresList-May222014.xlsx | ErRobNc |  | ILtg-Lfluor-T12Mag |  | DEER1316-Ltg-Com-LF | 2013-01-01 | 2017-12-31 | InEA_same |  |  |  |  | Standard | Measure expired as part of DEER2018 | 1 | 1 | 0 | Deemed Ex Ante Team |  | Measure expired as part of DEER2018 |  | Updated to indicate claim/filing status
4619 | C-In-LFLmpBlst-T8-48in-32w-2g+El-IS-NLO(59w)-dWP85-dWC0 | Commercial Indoor General Lighting: more efficient Linear Fluorescent Lamp & Ballast installed. Measure includes Code case. Impacts: Linear Fluorescent-based HOU (varies by BldgType) | DEER1314 | Lighting Disposition | 2020-11-24 16:30 | Com-Iltg-dWatt-LF | DEER | Scaled | Delta |  |  | None |  | 1 |  | 1 | Com | Any | Lighting | InGen-LF | Ltg_Lmp+Blst | LF_LmpBlst | LFLmpBlst-T8-48in-32w-2g+El-IS-NLO(59w) | ILtg-Lfluor-Elec |  |  |  | LFLmpBlst-T12-48in-34w+MagES-RS-NLO(144w) | LFLmpBlst-T8-48in-32w-2g+El-IS-NLO(59w) | LFLmpBlst-T8-48in-32w-2g+El-IS-NLO(59w) | Available |  | 0 | 0 | Disposition: MeasuresList-Dec1-2014.xlsx | ERrul | LFLmpBlst-T8-48in-32w-2g+El-IS-NLO(59w) | ILtg-Lfluor-T12Mag |  | DEER1316-Ltg-Com-LF | 2013-01-01 | 2018-12-31 | DEER2016 HOU Update | LT-39875 |  |  |  | Standard | Expires 12/31/2018 due to revised DEER2019 code/ISP baseline | 1 | 1 | 0 | Deemed Ex Ante Team |  | Expires 12/31/2018 due to revised DEER2019 code/ISP baseline |  | Updated to indicate claim/filing status
4620 | C-In-LFLmpBlst-T8-48in-32w-2g+El-IS-NLO+Refl(59w)-dWP85-dWC0 | Commercial Indoor General Lighting: more efficient Linear Fluorescent Lamp & Ballast installed. Measure includes Code case. Impacts: Linear Fluorescent-based HOU (varies by BldgType) | DEER1314 | Lighting Disposition | 2020-11-24 16:30 | Com-Iltg-dWatt-LF | DEER | Scaled | Delta |  |  | None |  | 1 |  | 1 | Com | Any | Lighting | InGen-LF | Ltg_Lmp+Blst | LF_LmpBlst | LFLmpBlst-T8-48in-32w-2g+El-IS-NLO+Refl(59w) | ILtg-Lfluor-Elec |  |  |  | LFLmpBlst-T12-48in-34w+MagES-RS-NLO(144w) | LFLmpBlst-T8-48in-32w-2g+El-IS-NLO+Refl(59w) | LFLmpBlst-T8-48in-32w-2g+El-IS-NLO+Refl(59w) | Available |  | 0 | 0 | Disposition: MeasuresList-Dec1-2014.xlsx | ERrul | LFLmpBlst-T8-48in-32w-2g+El-IS-NLO+Refl(59w) | ILtg-Lfluor-T12Mag |  | DEER1316-Ltg-Com-LF | 2013-01-01 | 2018-12-31 | DEER2016 HOU Update | LT-40696 |  |  |  | Standard | Expires 12/31/2018 due to revised DEER2019 code/ISP baseline | 1 | 1 | 0 | Deemed Ex Ante Team |  | Expires 12/31/2018 due to revised DEER2019 code/ISP baseline |  | Updated to indicate claim/filing status
4621 | C-In-LFLmpBlst-T8-48in-32w-2g+El-IS-NLO+Refl(59w)-dWP85-dWC53 | Commercial Indoor General Lighting: more efficient Linear Fluorescent Lamp & Ballast installed. Measure includes Code case. Impacts: Linear Fluorescent-based HOU (varies by BldgType) | DEER2011 | Lighting Disposition | 2020-11-24 16:30 | Com-Iltg-dWatt-LF | NonDEER | Scaled | Delta |  |  | None |  | 0 |  | 1 | Com | Any | Lighting | InGen-LF | Ltg_Lmp+Blst | LF_LmpBlst |  | ILtg-Lfluor-Elec |  |  |  | LFLmpBlst-T12-48in-34w+MagES-RS-NLO(144w) | LFLmpBlst-T8-48in-32w-1g+El-IS-NLO(112w) | LFLmpBlst-T8-48in-32w-2g+El-IS-NLO+Refl(59w) | Available | WP source e.g.: SCE13LG095r0; Expires 6-30-2014; Not used in 2013-14 Lighting Disposition | 0 | 0 | Disposition: MeasuresList-May222014.xlsx | ErRobNc |  | ILtg-Lfluor-T12Mag |  | None | 2013-01-01 | 2014-06-30 | DEER |  |  |  |  | Standard |  | 1 | 1 | 0 | Deemed Ex Ante Team |  |  |  | Updated to indicate claim/filing status
4622 | C-In-LFLmpBlst-T8-48in-32w-2g+El-IS-NLO-Dim(59w)-dWP85-dWC0 | Commercial Indoor General Lighting: more efficient Linear Fluorescent Lamp & Ballast installed. Measure includes Code case. Impacts: Linear Fluorescent-based HOU (varies by BldgType) | DEER1314 | Lighting Disposition | 2020-11-24 16:30 | Com-Iltg-dWatt-LF | DEER | Scaled | Delta |  |  | None |  | 1 |  | 1 | Com | Any | Lighting | InGen-LF | Ltg_Lmp+Blst | LF_LmpBlst | LFLmpBlst-T8-48in-32w-2g+El-IS-NLO-Dim(59w) | ILtg-Lfluor-Elec |  |  |  | LFLmpBlst-T12-48in-34w+MagES-RS-NLO(144w) | LFLmpBlst-T8-48in-32w-2g+El-IS-NLO-Dim(59w) | LFLmpBlst-T8-48in-32w-2g+El-IS-NLO-Dim(59w) | Available |  | 0 | 0 | Disposition: MeasuresList-Dec1-2014.xlsx | ERrul | LFLmpBlst-T8-48in-32w-2g+El-IS-NLO-Dim(59w) | ILtg-Lfluor-T12Mag |  | DEER1316-Ltg-Com-LF | 2013-01-01 | 2018-12-31 | DEER2016 HOU Update |  |  |  |  | Standard | Expires 12/31/2018 due to revised DEER2019 code/ISP baseline | 1 | 1 | 0 | Deemed Ex Ante Team |  | Expires 12/31/2018 due to revised DEER2019 code/ISP baseline |  | Updated to indicate claim/filing status
4623 | C-In-LFLmpBlst-T8-48in-32w-2g+El-IS-NLO-Dim(59w)-dWP85-dWC49 | Commercial Indoor General Lighting: more efficient Linear Fluorescent Lamp & Ballast installed. Measure includes Code case. Impacts: Linear Fluorescent-based HOU (varies by BldgType) | DEER2011 | Lighting Disposition | 2020-11-24 16:30 | Com-Iltg-dWatt-LF | NonDEER | Scaled | Delta |  |  | None |  | 0 |  | 1 | Com | Any | Lighting | InGen-LF | Ltg_Lmp+Blst | LF_LmpBlst |  | ILtg-Lfluor-Elec |  |  |  | LFLmpBlst-T12-48in-34w+MagES-RS-NLO(144w) | LFLmpBlst-T8-48in-32w-3g+El-IS-NLO-1(108w) | LFLmpBlst-T8-48in-32w-2g+El-IS-NLO-Dim(59w) | Available | WP source e.g.: WPSDGENRLG0013r3; Expires 6-30-2014; Not used in 2013-14 Lighting Disposition | 0 | 0 | Disposition: MeasuresList-May222014.xlsx | ErRobNc |  | ILtg-Lfluor-T12Mag |  | None | 2013-01-01 | 2014-06-30 | DEER |  |  |  |  | Standard |  | 1 | 1 | 0 | Deemed Ex Ante Team |  |  |  | Updated to indicate claim/filing status
4624 | C-In-LFLmpBlst-T8-48in-32w-2g+El-IS-NLO-Dim(70w)-dWP42-dWC10 | Commercial Indoor General Lighting: more efficient Linear Fluorescent Lamp & Ballast installed. Measure includes Code case. Impacts: Linear Fluorescent-based HOU (varies by BldgType) | DEER1314 | Lighting Disposition | 2020-11-24 16:30 | Com-Iltg-dWatt-LF | DEER | Scaled | Delta |  |  | None |  | 0 |  | 1 | Com | Any | Lighting | InGen-LF | Ltg_Lmp+Blst | LF_LmpBlst | LFLmpBlst-T8-48in-32w-2g+El-IS-NLO-Dim(70w) | ILtg-Lfluor-Elec |  |  |  | LFLmpBlst-T12-96in-95w+MagStd-RS-HLO(112w) | LFLmpBlst-T8-96in-86w+El-IS-NLO(80w) | LFLmpBlst-T8-48in-32w-2g+El-IS-NLO-Dim(70w) | Available | WP source e.g.: SCE13LG087r0 | 0 | 0 | Disposition: MeasuresList-May222014.xlsx | ErRobNc | LFLmpBlst-T8-96in-86w+El-IS-NLO(80w) | ILtg-Lfluor-T12Mag |  | DEER1316-Ltg-Com-LF | 2013-01-01 | 2017-12-31 | InEA_same |  |  |  |  | Standard | Measure expired as part of DEER2018 | 1 | 1 | 0 | Deemed Ex Ante Team |  | Measure expired as part of DEER2018 |  | Updated to indicate claim/filing status
4625 | C-In-LFLmpBlst-T8-48in-32w-2g+El-IS-RLO(102w)-dWP21-dWC10 | Commercial Indoor General Lighting: more efficient Linear Fluorescent Lamp & Ballast installed. Measure includes Code case. Impacts: Linear Fluorescent-based HOU (varies by BldgType) | DEER1314 | Lighting Disposition | 2020-11-24 16:30 | Com-Iltg-dWatt-LF | DEER | Scaled | Delta |  |  | None |  | 0 |  | 1 | Com | Any | Lighting | InGen-LF | Ltg_Lmp+Blst | LF_LmpBlst | LFLmpBlst-T8-48in-32w-2g+El-IS-RLO(102w) | ILtg-Lfluor-Elec |  |  |  | LFLmpBlst-T12-96in-60w+MagES-RS-NLO(123w) | LFLmpBlst-T8-48in-32w-2g+El-IS-NLO(112w) | LFLmpBlst-T8-48in-32w-2g+El-IS-RLO(102w) | Available | WP source e.g.: SCE13LG087r0 | 0 | 0 | Disposition: MeasuresList-May222014.xlsx | ErRobNc | LFLmpBlst-T8-48in-32w-2g+El-IS-NLO(112w) | ILtg-Lfluor-T12Mag | Com-Lighting-InGen_T12-96in-123w-A_T8-48in-112w-D_T8-48in-102w-B | DEER1316-Ltg-Com-LF | 2013-01-01 | 2017-12-31 | InEA_modDesc | LT-89871 |  |  |  | Standard | Added LegacyID; Measure expired as part of DEER2018 | 1 | 1 | 0 | Deemed Ex Ante Team |  | Added LegacyID; Measure expired as part of DEER2018 |  | Updated to indicate claim/filing status
4626 | C-In-LFLmpBlst-T8-48in-32w-2g+El-IS-RLO(102w)-dWP42-dWC10 | Commercial Indoor General Lighting: more efficient Linear Fluorescent Lamp & Ballast installed. Measure includes Code case. Impacts: Linear Fluorescent-based HOU (varies by BldgType) | DEER1314 | Lighting Disposition | 2020-11-24 16:30 | Com-Iltg-dWatt-LF | DEER | Scaled | Delta |  |  | None |  | 0 |  | 1 | Com | Any | Lighting | InGen-LF | Ltg_Lmp+Blst | LF_LmpBlst | LFLmpBlst-T8-48in-32w-2g+El-IS-RLO(102w) | ILtg-Lfluor-Elec |  |  |  | LFLmpBlst-T12-48in-34w+MagES-RS-NLO(144w) | LFLmpBlst-T8-48in-32w-2g+El-IS-NLO(112w) | LFLmpBlst-T8-48in-32w-2g+El-IS-RLO(102w) | Available | WP source e.g.: SCE13LG087r0 | 0 | 0 | Disposition: MeasuresList-May222014.xlsx | ErRobNc | LFLmpBlst-T8-48in-32w-2g+El-IS-NLO(112w) | ILtg-Lfluor-T12Mag | Com-Lighting-InGen_T12-96in-246w-A_T8-48in-175w-B_T8-48in-175w-B | DEER1316-Ltg-Com-LF | 2013-01-01 | 2017-12-31 | InEA_same | LT-20483 |  |  |  | Standard | Measure expired as part of DEER2018 | 1 | 1 | 0 | Deemed Ex Ante Team |  | Measure expired as part of DEER2018 |  | Updated to indicate claim/filing status
4627 | C-In-LFLmpBlst-T8-48in-32w-2g+El-IS-RLO(102w)-dWP58-dWC10 | Commercial Indoor General Lighting: more efficient Linear Fluorescent Lamp & Ballast installed. Measure includes Code case. Impacts: Linear Fluorescent-based HOU (varies by BldgType) | DEER1314 | Lighting Disposition | 2020-11-24 16:30 | Com-Iltg-dWatt-LF | DEER | Scaled | Delta |  |  | None |  | 0 |  | 1 | Com | Any | Lighting | InGen-LF | Ltg_Lmp+Blst | LF_LmpBlst | LFLmpBlst-T8-48in-32w-2g+El-IS-RLO(102w) | ILtg-Lfluor-Elec |  |  |  | LFLmpBlst-T12-48in-39w+Hyb-IS-NLO(160w) | LFLmpBlst-T8-48in-32w-2g+El-IS-NLO(112w) | LFLmpBlst-T8-48in-32w-2g+El-IS-RLO(102w) | Available | WP source e.g.: SCE13LG087r0 | 0 | 0 | Disposition: MeasuresList-May222014.xlsx | ErRobNc | LFLmpBlst-T8-48in-32w-2g+El-IS-NLO(112w) | ILtg-Lfluor-T12Mag | Com-Lighting-InGen_T12-48in-43w-A_T8-48in-31w-D_T8-48in-31w-D | DEER1316-Ltg-Com-LF | 2013-01-01 | 2017-12-31 | InEA_same | LT-99866 |  |  |  | Standard | Measure expired as part of DEER2018 | 1 | 1 | 0 | Deemed Ex Ante Team |  | Measure expired as part of DEER2018 |  | Updated to indicate claim/filing status
4628 | C-In-LFLmpBlst-T8-48in-32w-2g+El-IS-RLO(156w)-dWP54-dWC19 | Commercial Indoor General Lighting: more efficient Linear Fluorescent Lamp & Ballast installed. Measure includes Code case. Impacts: Linear Fluorescent-based HOU (varies by BldgType) | DEER1314 | Lighting Disposition | 2020-11-24 16:30 | Com-Iltg-dWatt-LF | DEER | Scaled | Delta |  |  | None |  | 1 |  | 1 | Com | Any | Lighting | InGen-LF | Ltg_Lmp+Blst | LF_LmpBlst | LFLmpBlst-T8-48in-32w-2g+El-IS-RLO(156w) | ILtg-Lfluor-Elec |  |  |  | LFLmpBlst-T12-96in-60w+MagES-RS-NLO(210w) | LFLmpBlst-T8-48in-32w-2g+El-IS-NLO(175w) | LFLmpBlst-T8-48in-32w-2g+El-IS-RLO(156w) | Available |  | 0 | 0 | Disposition: MeasuresList-Dec1-2014.xlsx | ErRobNc | LFLmpBlst-T8-48in-32w-2g+El-IS-NLO(175w) | ILtg-Lfluor-T12Mag | Com-Lighting-InGen_T12-96in-210w_T8-48in-175w-B_T8-48in-156w-B | DEER1316-Ltg-Com-LF | 2013-01-01 | 2017-12-31 | InEA_same |  |  |  |  | Standard | Measure expired as part of DEER2018 | 1 | 1 | 0 | Deemed Ex Ante Team |  | Measure expired as part of DEER2018 |  | Updated to indicate claim/filing status
4629 | C-In-LFLmpBlst-T8-48in-32w-2g+El-IS-RLO(156w)-dWP54-dWC26 | Commercial Indoor General Lighting: more efficient Linear Fluorescent Lamp & Ballast installed. Measure includes Code case. Impacts: Linear Fluorescent-based HOU (varies by BldgType) | DEER2011 | Lighting Disposition | 2020-11-24 16:30 | Com-Iltg-dWatt-LF | NonDEER | Scaled | Delta |  |  | None |  | 0 |  | 1 | Com | Any | Lighting | InGen-LF | Ltg_Lmp+Blst | LF_LmpBlst |  | ILtg-Lfluor-Elec |  |  |  | LFLmpBlst-T12-96in-60w+MagES-RS-NLO(210w) | LFLmpBlst-T8-48in-32w-1g+El-RS-NLO(182w) | LFLmpBlst-T8-48in-32w-2g+El-IS-RLO(156w) | Available | WP source e.g.: SCE13LG087r0; Not used in 2013-14 Lighting Disposition | 0 | 0 | Disposition: MeasuresList-May222014.xlsx | ErRobNc |  | ILtg-Lfluor-T12Mag |  | None | 2013-01-01 | 2014-06-30 | DEER |  |  |  |  | Standard |  | 1 | 1 | 0 | Deemed Ex Ante Team |  |  |  | Updated to indicate claim/filing status
4630 | C-In-LFLmpBlst-T8-48in-32w-2g+El-IS-RLO(78w)-dWP37-dWC11 | Commercial Indoor General Lighting: more efficient Linear Fluorescent Lamp & Ballast installed. Measure includes Code case. Impacts: Linear Fluorescent-based HOU (varies by BldgType) | DEER1314 | Lighting Disposition | 2020-11-24 16:30 | Com-Iltg-dWatt-LF | DEER | Scaled | Delta |  |  | None |  | 0 |  | 1 | Com | Any | Lighting | InGen-LF | Ltg_Lmp+Blst | LF_LmpBlst | LFLmpBlst-T8-48in-32w-2g+El-IS-RLO(78w) | ILtg-Lfluor-Elec |  |  |  | LFLmpBlst-T12-48in-34w+MagES-RS-NLO(115w) | LFLmpBlst-T8-48in-32w-2g+El-IS-NLO(89w) | LFLmpBlst-T8-48in-32w-2g+El-IS-RLO(78w) | Available | WP source e.g.: SCE13LG087r0 | 0 | 0 | Disposition: MeasuresList-May222014.xlsx | ErRobNc | LFLmpBlst-T8-48in-32w-2g+El-IS-NLO(89w) | ILtg-Lfluor-T12Mag | Com-Lighting-InGen_T12-48in-115w_T8-48in-89w-B_T8-48in-78w-B | DEER1316-Ltg-Com-LF | 2013-01-01 | 2017-12-31 | InEA_modDesc | LT-79821 |  |  |  | Standard | Added LegacyID; Measure expired as part of DEER2018 | 1 | 1 | 0 | Deemed Ex Ante Team |  | Added LegacyID; Measure expired as part of DEER2018 |  | Updated to indicate claim/filing status
4631 | C-In-LFLmpBlst-T8-48in-32w-2g+El-IS-RLO(78w)-dWP42-dWC11 | Commercial Indoor General Lighting: more efficient Linear Fluorescent Lamp & Ballast installed. Measure includes Code case. Impacts: Linear Fluorescent-based HOU (varies by BldgType) | DEER1314 | Lighting Disposition | 2020-11-24 16:30 | Com-Iltg-dWatt-LF | DEER | Scaled | Delta |  |  | None |  | 0 |  | 1 | Com | Any | Lighting | InGen-LF | Ltg_Lmp+Blst | LF_LmpBlst | LFLmpBlst-T8-48in-32w-2g+El-IS-RLO(78w) | ILtg-Lfluor-Elec |  |  |  | LFLmpBlst-T12-48in-39w+Hyb-IS-NLO(120w) | LFLmpBlst-T8-48in-32w-2g+El-IS-NLO(89w) | LFLmpBlst-T8-48in-32w-2g+El-IS-RLO(78w) | Available | WP source e.g.: SCE13LG087r0 | 0 | 0 | Disposition: MeasuresList-May222014.xlsx | ErRobNc | LFLmpBlst-T8-48in-32w-2g+El-IS-NLO(89w) | ILtg-Lfluor-T12Mag | Com-Lighting-InGen_T12-48in-120w-C_T8-48in-89w-B_T8-48in-78w-B | DEER1316-Ltg-Com-LF | 2013-01-01 | 2017-12-31 | InEA_modDesc | LT-50379 |  |  |  | Standard | Added LegacyID; Measure expired as part of DEER2018 | 1 | 1 | 0 | Deemed Ex Ante Team |  | Added LegacyID; Measure expired as part of DEER2018 |  | Updated to indicate claim/filing status
4632 | C-In-LFLmpBlst-T8-48in-32w-2g+El-IS-VHLO(41w)-dWP31-dWC19 | Commercial Indoor General Lighting: more efficient Linear Fluorescent Lamp & Ballast installed. Measure includes Code case. Impacts: Linear Fluorescent-based HOU (varies by BldgType) | DEER1314 | Lighting Disposition | 2020-11-24 16:30 | Com-Iltg-dWatt-LF | DEER | Scaled | Delta |  |  | None |  | 0 |  | 1 | Com | Any | Lighting | InGen-LF | Ltg_Lmp+Blst | LF_LmpBlst | LFLmpBlst-T8-48in-32w-2g+El-IS-VHLO(41w) | ILtg-Lfluor-Elec |  |  |  | LFLmpBlst-T12-48in-34w+MagES-RS-NLO(72w) | LFLmpBlst-T8-48in-32w-2g+El-RS-NLO(60w) | LFLmpBlst-T8-48in-32w-2g+El-IS-VHLO(41w) | Available | WP source e.g.: SCE13LG087r0 | 0 | 0 | Disposition: MeasuresList-May222014.xlsx | ErRobNc |  | ILtg-Lfluor-T12Mag |  | DEER1316-Ltg-Com-LF | 2013-01-01 | 2017-12-31 | InEA_same |  |  |  |  | Standard | Measure expired as part of DEER2018 | 1 | 1 | 0 | Deemed Ex Ante Team |  | Measure expired as part of DEER2018 |  | Updated to indicate claim/filing status
4633 | C-In-LFLmpBlst-T8-48in-32w-2g+El-IS-VHLO(79w)-dWP65-dWC11 | Commercial Indoor General Lighting: more efficient Linear Fluorescent Lamp & Ballast installed. Measure includes Code case. Impacts: Linear Fluorescent-based HOU (varies by BldgType) | DEER2011 | Lighting Disposition | 2020-11-24 16:30 | Com-Iltg-dWatt-LF | NonDEER | Scaled | Delta |  |  | None |  | 0 |  | 1 | Com | Any | Lighting | InGen-LF | Ltg_Lmp+Blst | LF_LmpBlst |  | ILtg-Lfluor-Elec |  |  |  | LFLmpBlst-T12-48in-34w+MagES-RS-NLO(144w) | LFLmpBlst-T8-48in-32w-2g+El-IS-NLO(90w) | LFLmpBlst-T8-48in-32w-2g+El-IS-VHLO(79w) | Available | WP source e.g.: SCE13LG087r0; Not used in 2013-14 Lighting Disposition | 0 | 0 | Disposition: MeasuresList-May222014.xlsx | ErRobNc |  | ILtg-Lfluor-T12Mag | Com-Lighting-InGen_T12-96in-123w-A_T8-48in-112w-D_T8-48in-102w-B | None | 2013-01-01 | 2014-06-30 | DEER |  |  |  |  | Standard |  | 1 | 1 | 0 | Deemed Ex Ante Team |  |  |  | Updated to indicate claim/filing status
4634 | C-In-LFLmpBlst-T8-48in-32w-2g+El-RS-NLO(182w)-dWP34 | Commercial Indoor General Lighting: more efficient Linear Fluorescent Lamp & Ballast installed. Measure includes Code case. Impacts: Linear Fluorescent-based HOU (varies by BldgType) | DEER2011 | Lighting Disposition | 2020-11-24 16:30 | Com-Iltg-dWatt-LF | NonDEER | Scaled | Delta |  |  | None |  | 0 |  | 1 | Com | Any | Lighting | InGen-LF | Ltg_Lmp+Blst | LF_LmpBlst |  | ILtg-Lfluor-Elec |  |  |  | LFLmpBlst-T12-48in-34w+MagES-RS-NLO(216w) | LFLmpBlst-T12-48in-34w+MagES-RS-NLO(216w) | LFLmpBlst-T8-48in-32w-2g+El-RS-NLO(182w) | Available | WP source e.g.: SCE13LG087r0; Not used in 2013-14 Lighting Disposition | 0 | 0 | Disposition: MeasuresList-May222014.xlsx | RobNc |  | ILtg-Lfluor-T12Mag | Com-Lighting-InGen_T12-48in-144w-A_T8-48in-112w-D_T8-48in-102w-B | None | 2013-01-01 | 2014-06-30 | DEER |  |  |  |  | Standard |  | 1 | 1 | 0 | Deemed Ex Ante Team |  |  |  | Updated to indicate claim/filing status
4635 | C-In-LFLmpBlst-T8-48in-32w-2g+El-RS-RLO(54w)-dWP18-dWC6 | Commercial Indoor General Lighting: more efficient Linear Fluorescent Lamp & Ballast installed. Measure includes Code case. Impacts: Linear Fluorescent-based HOU (varies by BldgType) | DEER1314 | Lighting Disposition | 2020-11-24 16:30 | Com-Iltg-dWatt-LF | DEER | Scaled | Delta |  |  | None |  | 0 |  | 1 | Com | Any | Lighting | InGen-LF | Ltg_Lmp+Blst | LF_LmpBlst |  | ILtg-Lfluor-Elec |  |  |  | LFLmpBlst-T12-48in-34w+MagES-RS-NLO(72w) | LFLmpBlst-T8-48in-32w-2g+El-RS-NLO(60w) | LFLmpBlst-T8-48in-32w-2g+El-RS-RLO(54w) | Available | WP source e.g.: SCE13LG087r0 | 0 | 0 | Disposition: MeasuresList-May222014.xlsx | ErRobNc |  | ILtg-Lfluor-T12Mag | Com-Lighting-InGen_T12-48in-160w_T8-48in-112w-D_T8-48in-102w-B | DEER1316-Ltg-Com-LF | 2013-01-01 | 2017-12-31 | InEA_same | LT-82210 |  |  |  | Standard | Measure expired as part of DEER2018 | 1 | 1 | 0 | Deemed Ex Ante Team |  | Measure expired as part of DEER2018 |  | Updated to indicate claim/filing status
4636 | C-In-LFLmpBlst-T8-48in-32w-2g+El-RS-RLO(54w)-dWP8-dWC6 | Commercial Indoor General Lighting: more efficient Linear Fluorescent Lamp & Ballast installed. Measure includes Code case. Impacts: Linear Fluorescent-based HOU (varies by BldgType) | DEER1314 | Lighting Disposition | 2020-11-24 16:30 | Com-Iltg-dWatt-LF | DEER | Scaled | Delta |  |  | None |  | 0 |  | 1 | Com | Any | Lighting | InGen-LF | Ltg_Lmp+Blst | LF_LmpBlst |  | ILtg-Lfluor-Elec |  |  |  | LFLmpBlst-T12-96in-60w+MagES-RS-NLO(62w) | LFLmpBlst-T8-48in-32w-2g+El-RS-NLO(60w) | LFLmpBlst-T8-48in-32w-2g+El-RS-RLO(54w) | Available | WP source e.g.: SCE13LG087r0 | 0 | 0 | Disposition: MeasuresList-May222014.xlsx | ErRobNc |  | ILtg-Lfluor-T12Mag | Com-Lighting-InGen_T12-96in-62w-A_T8-48in-60w-B_T8-48in-54w-B | DEER1316-Ltg-Com-LF | 2013-01-01 | 2017-12-31 | InEA_modDesc | LT-18409 |  |  |  | Standard | Added LegacyID; Measure expired as part of DEER2018 | 1 | 1 | 0 | Deemed Ex Ante Team |  | Added LegacyID; Measure expired as part of DEER2018 |  | Updated to indicate claim/filing status
4637 | C-In-LFLmpBlst-T8-48in-32w-3g+El-IS-HLO(62w)-dWP21 | Commercial Indoor General Lighting: more efficient Linear Fluorescent Lamp & Ballast installed. Measure includes Code case. Impacts: Linear Fluorescent-based HOU (varies by BldgType) | DEER1314 | Lighting Disposition | 2020-11-24 16:30 | Com-Iltg-dWatt-LF | DEER | Scaled | Delta |  |  | None |  | 0 |  | 1 | Com | Any | Lighting | InGen-LF | Ltg_Lmp+Blst | LF_LmpBlst | LFLmpBlst-T8-48in-32w-3g+El-IS-HLO(62w) | ILtg-Lfluor-Elec |  |  |  | LFLmpBlst-T8-48in-32w-3g+El-IS-NLO(83w) | LFLmpBlst-T8-48in-32w-3g+El-IS-NLO(83w) | LFLmpBlst-T8-48in-32w-3g+El-IS-HLO(62w) | Available | WP source e.g.: SCE13LG087r0 | 0 | 0 | Disposition: MeasuresList-May222014.xlsx | RobNc | LFLmpBlst-T8-48in-32w-3g+El-IS-NLO(83w) | ILtg-Lfluor-Elec | Com-Lighting-InGen_T12-48in-115w_T8-48in-89w-B_T8-48in-78w-B | DEER1316-Ltg-Com-LF | 2013-01-01 | 2017-12-31 | InEA_same |  |  |  |  | Standard | Measure expired as part of DEER2018 | 1 | 1 | 0 | Deemed Ex Ante Team |  | Measure expired as part of DEER2018 |  | Updated to indicate claim/filing status
4638 | C-In-LFLmpBlst-T8-48in-32w-3g+El-IS-NLO(54w)-dWP18-dWC16 | Commercial Indoor General Lighting: more efficient Linear Fluorescent Lamp & Ballast installed. Measure includes Code case. Impacts: Linear Fluorescent-based HOU (varies by BldgType) | DEER1314 | Lighting Disposition | 2020-11-24 16:30 | Com-Iltg-dWatt-LF | DEER | Scaled | Delta |  |  | None |  | 0 |  | 1 | Com | Any | Lighting | InGen-LF | Ltg_Lmp+Blst | LF_LmpBlst | LFLmpBlst-T8-48in-32w-3g+El-IS-NLO(54w) | ILtg-Lfluor-Elec |  |  |  | LFLmpBlst-T12-48in-34w+MagES-RS-NLO(72w) | LFLmpBlst-T8-48in-32w-1g+El-RS-HLO(70w) | LFLmpBlst-T8-48in-32w-3g+El-IS-NLO(54w) | Available | WP source e.g.: SCE13LG087r0 | 0 | 0 | Disposition: MeasuresList-May222014.xlsx | ErRobNc |  | ILtg-Lfluor-T12Mag | Com-Lighting-InGen_T12-48in-120w-C_T8-48in-89w-B_T8-48in-78w-B | DEER1316-Ltg-Com-LF | 2013-01-01 | 2017-12-31 | InEA_same |  |  |  |  | Standard | Measure expired as part of DEER2018 | 1 | 1 | 0 | Deemed Ex Ante Team |  | Measure expired as part of DEER2018 |  | Updated to indicate claim/filing status
4639 | C-In-LFLmpBlst-T8-48in-32w-3g+El-IS-NLO(54w)-dWP20-dWC5 | Commercial Indoor General Lighting: more efficient Linear Fluorescent Lamp & Ballast installed. Measure includes Code case. Impacts: Linear Fluorescent-based HOU (varies by BldgType) | DEER1314 | Lighting Disposition | 2020-11-24 16:30 | Com-Iltg-dWatt-LF | DEER | Scaled | Delta |  |  | None |  | 0 |  | 1 | Com | Any | Lighting | InGen-LF | Ltg_Lmp+Blst | LF_LmpBlst | LFLmpBlst-T8-48in-32w-3g+El-IS-NLO(54w) | ILtg-Lfluor-Elec |  |  |  | LFLmpBlst-T12-48in-39w+MagES-IS-NLO(74w) | LFLmpBlst-T8-48in-32w-2g+El-IS-NLO(59w) | LFLmpBlst-T8-48in-32w-3g+El-IS-NLO(54w) | Available | WP source e.g.: SCE13LG087r0 | 0 | 0 | Disposition: MeasuresList-May222014.xlsx | ErRobNc | LFLmpBlst-T8-48in-32w-2g+El-IS-NLO(59w) | ILtg-Lfluor-T12Mag |  | DEER1316-Ltg-Com-LF | 2013-01-01 | 2017-12-31 | InEA_same | LT-60432 |  |  |  | Standard | Measure expired as part of DEER2018 | 1 | 1 | 0 | Deemed Ex Ante Team |  | Measure expired as part of DEER2018 |  | Updated to indicate claim/filing status
4640 | C-In-LFLmpBlst-T8-48in-32w-3g+El-IS-NLO(54w)-dWP61-dWC35 | Commercial Indoor General Lighting: more efficient Linear Fluorescent Lamp & Ballast installed. Measure includes Code case. Impacts: Linear Fluorescent-based HOU (varies by BldgType) | DEER2011 | Lighting Disposition | 2020-11-24 16:30 | Com-Iltg-dWatt-LF | NonDEER | Scaled | Delta |  |  | None |  | 0 |  | 1 | Com | Any | Lighting | InGen-LF | Ltg_Lmp+Blst | LF_LmpBlst |  | ILtg-Lfluor-Elec |  |  |  | LFLmpBlst-T12-48in-34w+MagES-RS-NLO(115w) | LFLmpBlst-T8-48in-32w-2g+El-IS-NLO(89w) | LFLmpBlst-T8-48in-32w-3g+El-IS-NLO(54w) | Available | WP source e.g.: SCE13LG087r0; Not used in 2013-14 Lighting Disposition | 0 | 0 | Disposition: MeasuresList-May222014.xlsx | ErRobNc |  | ILtg-Lfluor-T12Mag |  | None | 2013-01-01 | 2014-06-30 | DEER |  |  |  |  | Standard |  | 1 | 1 | 0 | Deemed Ex Ante Team |  |  |  | Updated to indicate claim/filing status
4641 | C-In-LFLmpBlst-T8-48in-32w-3g+El-IS-NLO(54w)-dWP61-dWC5 | Commercial Indoor General Lighting: more efficient Linear Fluorescent Lamp & Ballast installed. Measure includes Code case. Impacts: Linear Fluorescent-based HOU (varies by BldgType) | DEER1314 | Lighting Disposition | 2020-11-24 16:30 | Com-Iltg-dWatt-LF | DEER | Scaled | Delta |  |  | None |  | 1 |  | 1 | Com | Any | Lighting | InGen-LF | Ltg_Lmp+Blst | LF_LmpBlst | LFLmpBlst-T8-48in-32w-3g+El-IS-NLO(54w) | ILtg-Lfluor-Elec |  |  |  | LFLmpBlst-T12-48in-34w+MagES-RS-NLO(115w) | LFLmpBlst-T8-48in-32w-2g+El-IS-NLO(59w) | LFLmpBlst-T8-48in-32w-3g+El-IS-NLO(54w) | Available |  | 0 | 0 | Disposition: MeasuresList-Dec1-2014.xlsx | ErRobNc | LFLmpBlst-T8-48in-32w-2g+El-IS-NLO(59w) | ILtg-Lfluor-T12Mag |  | DEER1316-Ltg-Com-LF | 2013-01-01 | 2017-12-31 | InEA_same | LT-49843 |  |  |  | Standard | Measure expired as part of DEER2018 | 1 | 1 | 0 | Deemed Ex Ante Team |  | Measure expired as part of DEER2018 |  | Updated to indicate claim/filing status
4642 | C-In-LFLmpBlst-T8-48in-32w-3g+El-IS-NLO(54w)-dWP90-dWC5 | Commercial Indoor General Lighting: more efficient Linear Fluorescent Lamp & Ballast installed. Measure includes Code case. Impacts: Linear Fluorescent-based HOU (varies by BldgType) | DEER1314 | Lighting Disposition | 2020-11-24 16:30 | Com-Iltg-dWatt-LF | DEER | Scaled | Delta |  |  | None |  | 1 |  | 1 | Com | Any | Lighting | InGen-LF | Ltg_Lmp+Blst | LF_LmpBlst | LFLmpBlst-T8-48in-32w-3g+El-IS-NLO(54w) | ILtg-Lfluor-Elec |  |  |  | LFLmpBlst-T12-48in-34w+MagES-RS-NLO(144w) | LFLmpBlst-T8-48in-32w-2g+El-IS-NLO(59w) | LFLmpBlst-T8-48in-32w-3g+El-IS-NLO(54w) | Available |  | 0 | 0 | Disposition: MeasuresList-Dec1-2014.xlsx | ErRobNc | LFLmpBlst-T8-48in-32w-2g+El-IS-NLO(59w) | ILtg-Lfluor-T12Mag |  | DEER1316-Ltg-Com-LF | 2013-01-01 | 2017-12-31 | InEA_same |  |  |  |  | Standard | Measure expired as part of DEER2018 | 1 | 1 | 0 | Deemed Ex Ante Team |  | Measure expired as part of DEER2018 |  | Updated to indicate claim/filing status
4643 | C-In-LFLmpBlst-T8-48in-32w-3g+El-IS-NLO(54w)-dWP90-dWC58 | Commercial Indoor General Lighting: more efficient Linear Fluorescent Lamp & Ballast installed. Measure includes Code case. Impacts: Linear Fluorescent-based HOU (varies by BldgType) | DEER2011 | Lighting Disposition | 2020-11-24 16:30 | Com-Iltg-dWatt-LF | NonDEER | Scaled | Delta |  |  | None |  | 0 |  | 1 | Com | Any | Lighting | InGen-LF | Ltg_Lmp+Blst | LF_LmpBlst |  | ILtg-Lfluor-Elec |  |  |  | LFLmpBlst-T12-48in-34w+MagES-RS-NLO(144w) | LFLmpBlst-T8-48in-32w-1g+El-IS-NLO(112w) | LFLmpBlst-T8-48in-32w-3g+El-IS-NLO(54w) | Available | WP source e.g.: WPSDGENRLG0013r3; Not used in 2013-14 Lighting Disposition | 0 | 0 | Disposition: MeasuresList-May222014.xlsx | ErRobNc |  | ILtg-Lfluor-T12Mag |  | None | 2013-01-01 | 2014-06-30 | DEER |  |  |  |  | Standard |  | 1 | 1 | 0 | Deemed Ex Ante Team |  |  |  | Updated to indicate claim/filing status
4644 | C-In-LFLmpBlst-T8-48in-32w-3g+El-IS-NLO(83w)-dWP61-dWC6 | Commercial Indoor General Lighting: more efficient Linear Fluorescent Lamp & Ballast installed. Measure includes Code case. Impacts: Linear Fluorescent-based HOU (varies by BldgType) | DEER1314 | Lighting Disposition | 2020-11-24 16:30 | Com-Iltg-dWatt-LF | DEER | Scaled | Delta |  |  | None |  | 0 |  | 1 | Com | Any | Lighting | InGen-LF | Ltg_Lmp+Blst | LF_LmpBlst | LFLmpBlst-T8-48in-32w-3g+El-IS-NLO(83w) | ILtg-Lfluor-Elec |  |  |  | LFLmpBlst-T12-48in-34w+MagES-RS-NLO(144w) | LFLmpBlst-T8-48in-32w-2g+El-IS-NLO(89w) | LFLmpBlst-T8-48in-32w-3g+El-IS-NLO(83w) | Available | WP source e.g.: SCE13LG087r0 | 0 | 0 | Disposition: MeasuresList-May222014.xlsx | ErRobNc | LFLmpBlst-T8-48in-32w-2g+El-IS-NLO(89w) | ILtg-Lfluor-T12Mag | Com-Lighting-InGen_T12-48in-72w-A_T8-48in-60w-B_T8-48in-54w-B | DEER1316-Ltg-Com-LF | 2013-01-01 | 2017-12-31 | InEA_same | LT-60092 |  |  |  | Standard | Measure expired as part of DEER2018 | 1 | 1 | 0 | Deemed Ex Ante Team |  | Measure expired as part of DEER2018 |  | Updated to indicate claim/filing status
4645 | C-In-LFLmpBlst-T8-48in-32w-3g+El-IS-NLO+Refl(54w)-dWP114-dWC0 | Commercial Indoor General Lighting: more efficient Linear Fluorescent Lamp & Ballast installed. Measure includes Code case. Impacts: Linear Fluorescent-based HOU (varies by BldgType) | DEER1314 | Lighting Disposition | 2020-11-24 16:30 | Com-Iltg-dWatt-LF | DEER | Scaled | Delta |  |  | None |  | 1 |  | 1 | Com | Any | Lighting | InGen-LF | Ltg_Lmp+Blst | LF_LmpBlst | LFLmpBlst-T8-48in-32w-3g+El-IS-NLO+Refl(54w) | ILtg-Lfluor-Elec |  |  |  | LFLmpBlst-T12-48in-39w+MagStd-IS-NLO(168w) | LFLmpBlst-T8-48in-32w-3g+El-IS-NLO+Refl(54w) | LFLmpBlst-T8-48in-32w-3g+El-IS-NLO+Refl(54w) | Available |  | 0 | 0 | Disposition: MeasuresList-Dec1-2014.xlsx | ERrul | LFLmpBlst-T8-48in-32w-3g+El-IS-NLO+Refl(54w) | ILtg-Lfluor-T12Mag |  | DEER1316-Ltg-Com-LF | 2013-01-01 | 2018-12-31 | DEER2016 HOU Update | LT-30765 |  |  |  | Standard | Expires 12/31/2018 due to revised DEER2019 code/ISP baseline | 1 | 1 | 0 | Deemed Ex Ante Team |  | Expires 12/31/2018 due to revised DEER2019 code/ISP baseline |  | Updated to indicate claim/filing status
4646 | C-In-LFLmpBlst-T8-48in-32w-3g+El-IS-NLO+Refl(54w)-dWP114-dWC58 | Commercial Indoor General Lighting: more efficient Linear Fluorescent Lamp & Ballast installed. Measure includes Code case. Impacts: Linear Fluorescent-based HOU (varies by BldgType) | DEER2011 | Lighting Disposition | 2020-11-24 16:30 | Com-Iltg-dWatt-LF | NonDEER | Scaled | Delta |  |  | None |  | 0 |  | 1 | Com | Any | Lighting | InGen-LF | Ltg_Lmp+Blst | LF_LmpBlst |  | ILtg-Lfluor-Elec |  |  |  | LFLmpBlst-T12-48in-39w+MagStd-IS-NLO(168w) | LFLmpBlst-T8-48in-32w-2g+El-IS-NLO(112w) | LFLmpBlst-T8-48in-32w-3g+El-IS-NLO+Refl(54w) | Available | WP source e.g.: SCE13LG087r0; Not used in 2013-14 Lighting Disposition | 0 | 0 | Disposition: MeasuresList-May222014.xlsx | ErRobNc |  | ILtg-Lfluor-T12Mag | Com-Lighting-InGen_T12-96in-62w-A_T8-48in-60w-B_T8-48in-54w-B | None | 2013-01-01 | 2014-06-30 | DEER |  |  |  |  | Standard |  | 1 | 1 | 0 | Deemed Ex Ante Team |  |  |  | Updated to indicate claim/filing status
4647 | C-In-LFLmpBlst-T8-48in-32w-3g+El-IS-NLO+Refl(54w)-dWP26-dWC5 | Commercial Indoor General Lighting: more efficient Linear Fluorescent Lamp & Ballast installed. Measure includes Code case. Impacts: Linear Fluorescent-based HOU (varies by BldgType) | DEER1314 | Lighting Disposition | 2020-11-24 16:30 | Com-Iltg-dWatt-LF | DEER | Scaled | Delta |  |  | None |  | 0 |  | 1 | Com | Any | Lighting | InGen-LF | Ltg_Lmp+Blst | LF_LmpBlst | LFLmpBlst-T8-48in-32w-3g+El-IS-NLO+Refl(54w) | ILtg-Lfluor-Elec |  |  |  | LFLmpBlst-T12-48in-39w+Hyb-IS-NLO(80w) | LFLmpBlst-T8-48in-32w-2g+El-IS-NLO(59w) | LFLmpBlst-T8-48in-32w-3g+El-IS-NLO+Refl(54w) | Available | WP source e.g.: PGECOLTG160r1 | 0 | 0 | Disposition: MeasuresList-May222014.xlsx | ErRobNc | LFLmpBlst-T8-48in-32w-2g+El-IS-NLO(59w) | ILtg-Lfluor-T12Mag |  | DEER1316-Ltg-Com-LF | 2013-01-01 | 2017-12-31 | InEA_same | LT-18934 |  |  |  | Standard | Measure expired as part of DEER2018 | 1 | 1 | 0 | Deemed Ex Ante Team |  | Measure expired as part of DEER2018 |  | Updated to indicate claim/filing status
4648 | C-In-LFLmpBlst-T8-48in-32w-3g+El-IS-NLO+Refl(54w)-dWP61-dWC35 | Commercial Indoor General Lighting: more efficient Linear Fluorescent Lamp & Ballast installed. Measure includes Code case. Impacts: Linear Fluorescent-based HOU (varies by BldgType) | DEER1314 | Lighting Disposition | 2020-11-24 16:30 | Com-Iltg-dWatt-LF | DEER | Scaled | Delta |  |  | None |  | 0 |  | 1 | Com | Any | Lighting | InGen-LF | Ltg_Lmp+Blst | LF_LmpBlst | LFLmpBlst-T8-48in-32w-3g+El-IS-NLO+Refl(54w) | ILtg-Lfluor-Elec |  |  |  | LFLmpBlst-T12-48in-34w+MagES-RS-NLO(115w) | LFLmpBlst-T8-48in-32w-2g+El-IS-NLO(89w) | LFLmpBlst-T8-48in-32w-3g+El-IS-NLO+Refl(54w) | Available | WP source e.g.: SCE13LG087r0 | 0 | 0 | Disposition: MeasuresList-May222014.xlsx | ErRobNc | LFLmpBlst-T8-48in-32w-2g+El-IS-NLO(89w) | ILtg-Lfluor-T12Mag |  | DEER1316-Ltg-Com-LF | 2013-01-01 | 2017-12-31 | InEA_same |  |  |  |  | Standard | Measure expired as part of DEER2018 | 1 | 1 | 0 | Deemed Ex Ante Team |  | Measure expired as part of DEER2018 |  | Updated to indicate claim/filing status
4649 | C-In-LFLmpBlst-T8-48in-32w-3g+El-IS-NLO+Refl(54w)-dWP90-dWC54 | Commercial Indoor General Lighting: more efficient Linear Fluorescent Lamp & Ballast installed. Measure includes Code case. Impacts: Linear Fluorescent-based HOU (varies by BldgType) | DEER1314 | Lighting Disposition | 2020-11-24 16:30 | Com-Iltg-dWatt-LF | DEER | Scaled | Delta |  |  | None |  | 0 |  | 1 | Com | Any | Lighting | InGen-LF | Ltg_Lmp+Blst | LF_LmpBlst | LFLmpBlst-T8-48in-32w-3g+El-IS-NLO+Refl(54w) | ILtg-Lfluor-Elec |  |  |  | LFLmpBlst-T12-48in-34w+MagES-RS-NLO(144w) | LFLmpBlst-T8-48in-32w-3g+El-IS-NLO-1(108w) | LFLmpBlst-T8-48in-32w-3g+El-IS-NLO+Refl(54w) | Available | WP source e.g.: SCE13LG087r0 | 0 | 0 | Disposition: MeasuresList-May222014.xlsx | ErRobNc | LFLmpBlst-T8-48in-32w-3g+El-IS-NLO-1(108w) | ILtg-Lfluor-T12Mag | Com-Lighting-InGen_T12-48in-74w-B_T8-48in-59w-C_T8-48in-54w-C | DEER1316-Ltg-Com-LF | 2013-01-01 | 2017-12-31 | InEA_same |  |  |  |  | Standard | Measure expired as part of DEER2018 | 1 | 1 | 0 | Deemed Ex Ante Team |  | Measure expired as part of DEER2018 |  | Updated to indicate claim/filing status
4650 | C-In-LFLmpBlst-T8-48in-32w-3g+El-IS-NLO-1(162w)-dWP84-dWC13 | Commercial Indoor General Lighting: more efficient Linear Fluorescent Lamp & Ballast installed. Measure includes Code case. Impacts: Linear Fluorescent-based HOU (varies by BldgType) | DEER1314 | Lighting Disposition | 2020-11-24 16:30 | Com-Iltg-dWatt-LF | DEER | Scaled | Delta |  |  | None |  | 0 |  | 1 | Com | Any | Lighting | InGen-LF | Ltg_Lmp+Blst | LF_LmpBlst | LFLmpBlst-T8-48in-32w-3g+El-IS-NLO-1(162w) | ILtg-Lfluor-Elec |  |  |  | LFLmpBlst-T12-96in-60w+MagES-RS-NLO(246w) | LFLmpBlst-T8-48in-32w-2g+El-IS-NLO(175w) | LFLmpBlst-T8-48in-32w-3g+El-IS-NLO-1(162w) | Available | WP source e.g.: SCE13LG087r0 | 0 | 0 | Disposition: MeasuresList-May222014.xlsx | ErRobNc | LFLmpBlst-T8-48in-32w-2g+El-IS-NLO(175w) | ILtg-Lfluor-T12Mag | Com-Lighting-InGen_T12-96in-246w-A_T8-48in-175w-B_T8-48in-162w | DEER1316-Ltg-Com-LF | 2013-01-01 | 2017-12-31 | InEA_modDesc |  |  |  |  | Standard | Added LegacyID; Measure expired as part of DEER2018 | 1 | 1 | 0 | Deemed Ex Ante Team |  | Added LegacyID; Measure expired as part of DEER2018 |  | Updated to indicate claim/filing status
4651 | C-In-LFLmpBlst-T8-48in-32w-3g+El-IS-RLO(142w)-dWP68-dWC33 | Commercial Indoor General Lighting: more efficient Linear Fluorescent Lamp & Ballast installed. Measure includes Code case. Impacts: Linear Fluorescent-based HOU (varies by BldgType) | DEER1314 | Lighting Disposition | 2020-11-24 16:30 | Com-Iltg-dWatt-LF | DEER | Scaled | Delta |  |  | None |  | 0 |  | 1 | Com | Any | Lighting | InGen-LF | Ltg_Lmp+Blst | LF_LmpBlst | LFLmpBlst-T8-48in-32w-3g+El-IS-RLO(142w) | ILtg-Lfluor-Elec |  |  |  | LFLmpBlst-T12-96in-60w+MagES-RS-NLO(210w) | LFLmpBlst-T8-48in-32w-2g+El-IS-NLO(175w) | LFLmpBlst-T8-48in-32w-3g+El-IS-RLO(142w) | Available | WP source e.g.: SCE13LG087r0 | 0 | 0 | Disposition: MeasuresList-May222014.xlsx | ErRobNc | LFLmpBlst-T8-48in-32w-2g+El-IS-NLO(175w) | ILtg-Lfluor-T12Mag | Com-Lighting-InGen_T12-96in-210w_T8-48in-175w-B_T8-48in-142w-B | DEER1316-Ltg-Com-LF | 2013-01-01 | 2017-12-31 | InEA_modDesc |  |  |  |  | Standard | Added LegacyID; Measure expired as part of DEER2018 | 1 | 1 | 0 | Deemed Ex Ante Team |  | Added LegacyID; Measure expired as part of DEER2018 |  | Updated to indicate claim/filing status
4652 | C-In-LFLmpBlst-T8-48in-32w-3g+El-IS-RLO(188w)-dWP58-dWC36 | Commercial Indoor General Lighting: more efficient Linear Fluorescent Lamp & Ballast installed. Measure includes Code case. Impacts: Linear Fluorescent-based HOU (varies by BldgType) | DEER1314 | Lighting Disposition | 2020-11-24 16:30 | Com-Iltg-dWatt-LF | DEER | Scaled | Delta |  |  | None |  | 0 |  | 1 | Com | Any | Lighting | InGen-LF | Ltg_Lmp+Blst | LF_LmpBlst | LFLmpBlst-T8-48in-32w-3g+El-IS-RLO(188w) | ILtg-Lfluor-Elec |  |  |  | LFLmpBlst-T12-96in-60w+MagES-RS-NLO(246w) | LFLmpBlst-T8-48in-32w-2g+El-IS-NLO(224w) | LFLmpBlst-T8-48in-32w-3g+El-IS-RLO(188w) | Available | WP source e.g.: SCE13LG087r0 | 0 | 0 | Disposition: MeasuresList-May222014.xlsx | ErRobNc | LFLmpBlst-T8-48in-32w-2g+El-IS-NLO(224w) | ILtg-Lfluor-T12Mag | Com-Lighting-InGen_T12-48in-144w-A_T8-48in-89w-B_T8-48in-83w | DEER1316-Ltg-Com-LF | 2013-01-01 | 2017-12-31 | InEA_same | LT-54329 |  |  |  | Standard | Measure expired as part of DEER2018 | 1 | 1 | 0 | Deemed Ex Ante Team |  | Measure expired as part of DEER2018 |  | Updated to indicate claim/filing status
4653 | C-In-LFLmpBlst-T8-48in-32w-3g+El-IS-RLO(25w)-dWP16-dWC6 | Commercial Indoor General Lighting: more efficient Linear Fluorescent Lamp & Ballast installed. Measure includes Code case. Impacts: Linear Fluorescent-based HOU (varies by BldgType) | DEER1314 | Lighting Disposition | 2020-11-24 16:30 | Com-Iltg-dWatt-LF | DEER | Scaled | Delta |  |  | None |  | 0 |  | 1 | Com | Any | Lighting | InGen-LF | Ltg_Lmp+Blst | LF_LmpBlst | LFLmpBlst-T8-48in-32w-3g+El-IS-RLO(25w) | ILtg-Lfluor-Elec |  |  |  | LFLmpBlst-T12-48in-39w+Hyb-IS-NLO(41w) | LFLmpBlst-T8-48in-32w-2g+El-IS-NLO(31w) | LFLmpBlst-T8-48in-32w-3g+El-IS-RLO(25w) | Available | WP source e.g.: SCE13LG087r0 | 0 | 0 | Disposition: MeasuresList-May222014.xlsx | ErRobNc | LFLmpBlst-T8-48in-32w-2g+El-IS-NLO(31w) | ILtg-Lfluor-T12Mag | Com-Lighting-InGen_T12-48in-41w_T8-48in-31w-D_T8-48in-25w-C | DEER1316-Ltg-Com-LF | 2013-01-01 | 2017-12-31 | InEA_modDesc | LT-43895 |  |  |  | Standard | Added LegacyID; Measure expired as part of DEER2018 | 1 | 1 | 0 | Deemed Ex Ante Team |  | Added LegacyID; Measure expired as part of DEER2018 |  | Updated to indicate claim/filing status
4654 | C-In-LFLmpBlst-T8-48in-32w-3g+El-IS-RLO(48w)-dWP11 | Commercial Indoor General Lighting: more efficient Linear Fluorescent Lamp & Ballast installed. Measure includes Code case. Impacts: Linear Fluorescent-based HOU (varies by BldgType) | DEER2011 | Lighting Disposition | 2020-11-24 16:30 | Com-Iltg-dWatt-LF | NonDEER | Scaled | Delta |  |  | None |  | 0 |  | 1 | Com | Any | Lighting | InGen-LF | Ltg_Lmp+Blst | LF_LmpBlst |  | ILtg-Lfluor-Elec |  |  |  | LFLmpBlst-T8-48in-32w-1g+El-IS-NLO(59w) | LFLmpBlst-T8-48in-32w-1g+El-IS-NLO(59w) | LFLmpBlst-T8-48in-32w-3g+El-IS-RLO(48w) | Available | WP source e.g.: SCE13LG087r0; Not used in 2013-14 Lighting Disposition | 0 | 0 | Disposition: MeasuresList-May222014.xlsx | RobNc |  | ILtg-Lfluor-Elec |  | None | 2013-01-01 | 2014-06-30 | DEER |  |  |  |  | Standard |  | 1 | 1 | 0 | Deemed Ex Ante Team |  |  |  | Updated to indicate claim/filing status
4655 | C-In-LFLmpBlst-T8-48in-32w-3g+El-IS-RLO(48w)-dWP11-dWC0 | Commercial Indoor General Lighting: more efficient Linear Fluorescent Lamp & Ballast installed. Measure includes Code case. Impacts: Linear Fluorescent-based HOU (varies by BldgType) | DEER1314 | Lighting Disposition | 2020-11-24 16:30 | Com-Iltg-dWatt-LF | DEER | Scaled | Delta |  |  | None |  | 1 |  | 1 | Com | Any | Lighting | InGen-LF | Ltg_Lmp+Blst | LF_LmpBlst | LFLmpBlst-T8-48in-32w-3g+El-IS-RLO(48w) | ILtg-Lfluor-Elec |  |  |  | LFLmpBlst-T8-48in-32w-1g+El-IS-NLO(59w) | LFLmpBlst-T8-48in-32w-3g+El-IS-RLO(48w) | LFLmpBlst-T8-48in-32w-3g+El-IS-RLO(48w) | Available |  | 0 | 0 | Disposition: MeasuresList-Dec1-2014.xlsx | ERrul | LFLmpBlst-T8-48in-32w-3g+El-IS-RLO(48w) | ILtg-Lfluor-Elec |  | DEER1316-Ltg-Com-LF | 2013-01-01 | 2018-12-31 | DEER2016 HOU Update |  |  |  |  | Standard | Expires 12/31/2018 due to revised DEER2019 code/ISP baseline | 1 | 1 | 0 | Deemed Ex Ante Team |  | Expires 12/31/2018 due to revised DEER2019 code/ISP baseline |  | Updated to indicate claim/filing status
4656 | C-In-LFLmpBlst-T8-48in-32w-3g+El-IS-RLO(48w)-dWP24-dWC11 | Commercial Indoor General Lighting: more efficient Linear Fluorescent Lamp & Ballast installed. Measure includes Code case. Impacts: Linear Fluorescent-based HOU (varies by BldgType) | DEER1314 | Lighting Disposition | 2020-11-24 16:30 | Com-Iltg-dWatt-LF | DEER | Scaled | Delta |  |  | None |  | 0 |  | 1 | Com | Any | Lighting | InGen-LF | Ltg_Lmp+Blst | LF_LmpBlst | LFLmpBlst-T8-48in-32w-3g+El-IS-RLO(48w) | ILtg-Lfluor-Elec |  |  |  | LFLmpBlst-T12-48in-34w+MagES-RS-NLO(72w) | LFLmpBlst-T8-48in-32w-2g+El-IS-NLO(59w) | LFLmpBlst-T8-48in-32w-3g+El-IS-RLO(48w) | Available | WP source e.g.: SCE13LG087r0 | 0 | 0 | Disposition: MeasuresList-May222014.xlsx | ErRobNc | LFLmpBlst-T8-48in-32w-2g+El-IS-NLO(59w) | ILtg-Lfluor-T12Mag |  | DEER1316-Ltg-Com-LF | 2013-01-01 | 2017-12-31 | InEA_same |  |  |  |  | Standard | Measure expired as part of DEER2018 | 1 | 1 | 0 | Deemed Ex Ante Team |  | Measure expired as part of DEER2018 |  | Updated to indicate claim/filing status
4657 | C-In-LFLmpBlst-T8-48in-32w-3g+El-IS-RLO(48w)-dWP67-dWC11 | Commercial Indoor General Lighting: more efficient Linear Fluorescent Lamp & Ballast installed. Measure includes Code case. Impacts: Linear Fluorescent-based HOU (varies by BldgType) | DEER1314 | Lighting Disposition | 2020-11-24 16:30 | Com-Iltg-dWatt-LF | DEER | Scaled | Delta |  |  | None |  | 1 |  | 1 | Com | Any | Lighting | InGen-LF | Ltg_Lmp+Blst | LF_LmpBlst | LFLmpBlst-T8-48in-32w-3g+El-IS-RLO(48w) | ILtg-Lfluor-Elec |  |  |  | LFLmpBlst-T12-48in-34w+MagES-RS-NLO(115w) | LFLmpBlst-T8-48in-32w-2g+El-IS-NLO(59w) | LFLmpBlst-T8-48in-32w-3g+El-IS-RLO(48w) | Available |  | 0 | 0 | Disposition: MeasuresList-Dec1-2014.xlsx | ErRobNc | LFLmpBlst-T8-48in-32w-2g+El-IS-NLO(59w) | ILtg-Lfluor-T12Mag |  | DEER1316-Ltg-Com-LF | 2013-01-01 | 2017-12-31 | InEA_same |  |  |  |  | Standard | Measure expired as part of DEER2018 | 1 | 1 | 0 | Deemed Ex Ante Team |  | Measure expired as part of DEER2018 |  | Updated to indicate claim/filing status
4658 | C-In-LFLmpBlst-T8-48in-32w-3g+El-IS-RLO(48w)-dWP67-dWC35 | Commercial Indoor General Lighting: more efficient Linear Fluorescent Lamp & Ballast installed. Measure includes Code case. Impacts: Linear Fluorescent-based HOU (varies by BldgType) | DEER2011 | Lighting Disposition | 2020-11-24 16:30 | Com-Iltg-dWatt-LF | NonDEER | Scaled | Delta |  |  | None |  | 0 |  | 1 | Com | Any | Lighting | InGen-LF | Ltg_Lmp+Blst | LF_LmpBlst |  | ILtg-Lfluor-Elec |  |  |  | LFLmpBlst-T12-48in-34w+MagES-RS-NLO(115w) | LFLmpBlst-T8-48in-32w-3g+El-IS-NLO(83w) | LFLmpBlst-T8-48in-32w-3g+El-IS-RLO(48w) | Available | WP source e.g.: SCE13LG087r0; Not used in 2013-14 Lighting Disposition | 0 | 0 | Disposition: MeasuresList-May222014.xlsx | ErRobNc |  | ILtg-Lfluor-T12Mag |  | None | 2013-01-01 | 2014-06-30 | DEER |  |  |  |  | Standard |  | 1 | 1 | 0 | Deemed Ex Ante Team |  |  |  | Updated to indicate claim/filing status
4659 | C-In-LFLmpBlst-T8-48in-32w-3g+El-IS-RLO(48w)-dWP96-dWC11 | Commercial Indoor General Lighting: more efficient Linear Fluorescent Lamp & Ballast installed. Measure includes Code case. Impacts: Linear Fluorescent-based HOU (varies by BldgType) | DEER1314 | Lighting Disposition | 2020-11-24 16:30 | Com-Iltg-dWatt-LF | DEER | Scaled | Delta |  |  | None |  | 1 |  | 1 | Com | Any | Lighting | InGen-LF | Ltg_Lmp+Blst | LF_LmpBlst | LFLmpBlst-T8-48in-32w-3g+El-IS-RLO(48w) | ILtg-Lfluor-Elec |  |  |  | LFLmpBlst-T12-48in-34w+MagES-RS-NLO(144w) | LFLmpBlst-T8-48in-32w-2g+El-IS-NLO(59w) | LFLmpBlst-T8-48in-32w-3g+El-IS-RLO(48w) | Available |  | 0 | 0 | Disposition: MeasuresList-Dec1-2014.xlsx | ErRobNc | LFLmpBlst-T8-48in-32w-2g+El-IS-NLO(59w) | ILtg-Lfluor-T12Mag |  | DEER1316-Ltg-Com-LF | 2013-01-01 | 2017-12-31 | InEA_same |  |  |  |  | Standard | Measure expired as part of DEER2018 | 1 | 1 | 0 | Deemed Ex Ante Team |  | Measure expired as part of DEER2018 |  | Updated to indicate claim/filing status
4660 | C-In-LFLmpBlst-T8-48in-32w-3g+El-IS-RLO(48w)-dWP96-dWC60 | Commercial Indoor General Lighting: more efficient Linear Fluorescent Lamp & Ballast installed. Measure includes Code case. Impacts: Linear Fluorescent-based HOU (varies by BldgType) | DEER2011 | Lighting Disposition | 2020-11-24 16:30 | Com-Iltg-dWatt-LF | NonDEER | Scaled | Delta |  |  | None |  | 0 |  | 1 | Com | Any | Lighting | InGen-LF | Ltg_Lmp+Blst | LF_LmpBlst |  | ILtg-Lfluor-Elec |  |  |  | LFLmpBlst-T12-48in-34w+MagES-RS-NLO(144w) | LFLmpBlst-T8-48in-32w-3g+El-IS-NLO-1(108w) | LFLmpBlst-T8-48in-32w-3g+El-IS-RLO(48w) | Available | WP source e.g.: SCE13LG087r0; Not used in 2013-14 Lighting Disposition | 0 | 0 | Disposition: MeasuresList-May222014.xlsx | ErRobNc |  | ILtg-Lfluor-T12Mag | Com-Lighting-InGen_T12-96in-246w-A_T8-48in-175w-B_T8-48in-162w | None | 2013-01-01 | 2014-06-30 | DEER |  |  |  |  | Standard |  | 1 | 1 | 0 | Deemed Ex Ante Team |  |  |  | Updated to indicate claim/filing status
4661 | C-In-LFLmpBlst-T8-48in-32w-3g+El-IS-RLO(94w)-dWP113-dWC18 | Commercial Indoor General Lighting: more efficient Linear Fluorescent Lamp & Ballast installed. Measure includes Code case. Impacts: Linear Fluorescent-based HOU (varies by BldgType) | DEER1314 | Lighting Disposition | 2020-11-24 16:30 | Com-Iltg-dWatt-LF | DEER | Scaled | Delta |  |  | None |  | 1 |  | 1 | Com | Any | Lighting | InGen-LF | Ltg_Lmp+Blst | LF_LmpBlst | LFLmpBlst-T8-48in-32w-3g+El-IS-RLO(94w) | ILtg-Lfluor-Elec |  |  |  | LFLmpBlst-T12-96in-95w+MagES-RS-NLO(207w) | LFLmpBlst-T8-48in-32w-2g+El-IS-NLO(112w) | LFLmpBlst-T8-48in-32w-3g+El-IS-RLO(94w) | Available |  | 0 | 0 | Disposition: MeasuresList-Dec1-2014.xlsx | ErRobNc | LFLmpBlst-T8-48in-32w-2g+El-IS-NLO(112w) | ILtg-Lfluor-T12Mag |  | DEER1316-Ltg-Com-LF | 2013-01-01 | 2017-12-31 | InEA_same | LT-59103 |  |  |  | Standard | Measure expired as part of DEER2018 | 1 | 1 | 0 | Deemed Ex Ante Team |  | Measure expired as part of DEER2018 |  | Updated to indicate claim/filing status
4662 | C-In-LFLmpBlst-T8-48in-32w-3g+El-IS-RLO(94w)-dWP113-dWC73 | Commercial Indoor General Lighting: more efficient Linear Fluorescent Lamp & Ballast installed. Measure includes Code case. Impacts: Linear Fluorescent-based HOU (varies by BldgType) | DEER2011 | Lighting Disposition | 2020-11-24 16:30 | Com-Iltg-dWatt-LF | NonDEER | Scaled | Delta |  |  | None |  | 0 |  | 1 | Com | Any | Lighting | InGen-LF | Ltg_Lmp+Blst | LF_LmpBlst |  | ILtg-Lfluor-Elec |  |  |  | LFLmpBlst-T12-96in-95w+MagES-RS-NLO(207w) | LFLmpBlst-T8-96in-59w+El-IS-NLO(167w) | LFLmpBlst-T8-48in-32w-3g+El-IS-RLO(94w) | Available | WP source e.g.: SCE13LG087r0; Not used in 2013-14 Lighting Disposition | 0 | 0 | Disposition: MeasuresList-May222014.xlsx | ErRobNc |  | ILtg-Lfluor-T12Mag | Com-Lighting-InGen_T12-96in-210w_T8-48in-175w-B_T8-48in-142w-B | None | 2013-01-01 | 2014-06-30 | DEER |  |  |  |  | Standard |  | 1 | 1 | 0 | Deemed Ex Ante Team |  |  |  | Updated to indicate claim/filing status
4663 | C-In-LFLmpBlst-T8-48in-32w-3g+El-IS-RLO+Refl(48w)-dWP54 | Commercial Indoor General Lighting: more efficient Linear Fluorescent Lamp & Ballast installed. Measure includes Code case. Impacts: Linear Fluorescent-based HOU (varies by BldgType) | DEER1314 | Lighting Disposition | 2020-11-24 16:30 | Com-Iltg-dWatt-LF | DEER | Scaled | Delta |  |  | None |  | 0 |  | 1 | Com | Any | Lighting | InGen-LF | Ltg_Lmp+Blst | LF_LmpBlst | LFLmpBlst-T8-48in-32w-3g+El-IS-RLO+Refl(48w) | ILtg-Lfluor-Elec |  |  |  | LFLmpBlst-T8-48in-32w-1g+El-IS-RLO(102w) | LFLmpBlst-T8-48in-32w-1g+El-IS-RLO(102w) | LFLmpBlst-T8-48in-32w-3g+El-IS-RLO+Refl(48w) | Available | WP source e.g.: SCE13LG087r0 | 0 | 0 | Disposition: MeasuresList-May222014.xlsx | RobNc | LFLmpBlst-T8-48in-32w-1g+El-IS-RLO(102w) | ILtg-Lfluor-Elec | Com-Lighting-InGen_T12-96in-246w-A_T8-48in-224w-B_T8-48in-188w | DEER1316-Ltg-Com-LF | 2013-01-01 | 2017-12-31 | InEA_same |  |  |  |  | Standard | Measure expired as part of DEER2018 | 1 | 1 | 0 | Deemed Ex Ante Team |  | Measure expired as part of DEER2018 |  | Updated to indicate claim/filing status
4664 | C-In-LFLmpBlst-T8-48in-32w-3g+El-IS-RLO+Refl(48w)-dWP64 | Commercial Indoor General Lighting: more efficient Linear Fluorescent Lamp & Ballast installed. Measure includes Code case. Impacts: Linear Fluorescent-based HOU (varies by BldgType) | DEER1314 | Lighting Disposition | 2020-11-24 16:30 | Com-Iltg-dWatt-LF | DEER | Scaled | Delta |  |  | None |  | 0 |  | 1 | Com | Any | Lighting | InGen-LF | Ltg_Lmp+Blst | LF_LmpBlst | LFLmpBlst-T8-48in-32w-3g+El-IS-RLO+Refl(48w) | ILtg-Lfluor-Elec |  |  |  | LFLmpBlst-T8-48in-32w-2g+El-IS-NLO(112w) | LFLmpBlst-T8-48in-32w-2g+El-IS-NLO(112w) | LFLmpBlst-T8-48in-32w-3g+El-IS-RLO+Refl(48w) | Available | WP source e.g.: SCE13LG087r0 | 0 | 0 | Disposition: MeasuresList-May222014.xlsx | RobNc | LFLmpBlst-T8-48in-32w-2g+El-IS-NLO(112w) | ILtg-Lfluor-Elec | Com-Lighting-InGen_T12-48in-41w_T8-48in-31w-D_T8-48in-25w-C | DEER1316-Ltg-Com-LF | 2013-01-01 | 2017-12-31 | InEA_same | LT-98587 |  |  |  | Standard | Measure expired as part of DEER2018 | 1 | 1 | 0 | Deemed Ex Ante Team |  | Measure expired as part of DEER2018 |  | Updated to indicate claim/filing status
4665 | C-In-LFLmpBlst-T8-48in-32w-3g+El-IS-RLO+Refl(48w)-dWP96-dWC0 | Commercial Indoor General Lighting: more efficient Linear Fluorescent Lamp & Ballast installed. Measure includes Code case. Impacts: Linear Fluorescent-based HOU (varies by BldgType) | DEER2011 | Lighting Disposition | 2020-11-24 16:30 | Com-Iltg-dWatt-LF | DEER | Scaled | Delta |  |  | None |  | 1 |  | 1 | Com | Any | Lighting | InGen-LF | Ltg_Lmp+Blst | LF_LmpBlst |  | ILtg-Lfluor-Elec |  |  |  | LFLmpBlst-T12-48in-34w+MagES-RS-NLO(144w) | LFLmpBlst-T12-48in-34w+MagStd-RS-NLO+Refl-Del(48w) | LFLmpBlst-T8-48in-32w-3g+El-IS-RLO+Refl(48w) | Available |  | 0 | 0 | Disposition: MeasuresList-Dec1-2014.xlsx | ErRobNc |  | ILtg-Lfluor-T12Mag |  | DEER1316-Ltg-Com-LF | 2013-01-01 | 2018-12-31 | DEER2016 HOU Update |  |  |  |  | Standard | Expires 12/31/2018 due to revised DEER2019 code/ISP baseline | 1 | 1 | 0 | Deemed Ex Ante Team |  | Expires 12/31/2018 due to revised DEER2019 code/ISP baseline |  | Updated to indicate claim/filing status
4666 | C-In-LFLmpBlst-T8-48in-32w-3g+El-IS-VHLO(70w)-dWP19 | Commercial Indoor General Lighting: more efficient Linear Fluorescent Lamp & Ballast installed. Measure includes Code case. Impacts: Linear Fluorescent-based HOU (varies by BldgType) | DEER1314 | Lighting Disposition | 2020-11-24 16:30 | Com-Iltg-dWatt-LF | DEER | Scaled | Delta |  |  | None |  | 0 |  | 1 | Com | Any | Lighting | InGen-LF | Ltg_Lmp+Blst | LF_LmpBlst | LFLmpBlst-T8-48in-32w-3g+El-IS-VHLO(70w) | ILtg-Lfluor-Elec |  |  |  | LFLmpBlst-T8-48in-32w-2g+El-IS-NLO(89w) | LFLmpBlst-T8-48in-32w-2g+El-IS-NLO(89w) | LFLmpBlst-T8-48in-32w-3g+El-IS-VHLO(70w) | Available | WP source e.g.: WPSDGENRLG0014r3 | 0 | 0 | Disposition: MeasuresList-May222014.xlsx | RobNc | LFLmpBlst-T8-48in-32w-2g+El-IS-NLO(89w) | ILtg-Lfluor-Elec |  | DEER1316-Ltg-Com-LF | 2013-01-01 | 2017-12-31 | InEA_same | LT-29023 |  |  |  | Standard | Measure expired as part of DEER2018 | 1 | 1 | 0 | Deemed Ex Ante Team |  | Measure expired as part of DEER2018 |  | Updated to indicate claim/filing status
4667 | C-In-LFLmpBlst-T8-48in-32w-3g+El-RS-HLO(34w)-dWP49 | Commercial Indoor General Lighting: more efficient Linear Fluorescent Lamp & Ballast installed. Measure includes Code case. Impacts: Linear Fluorescent-based HOU (varies by BldgType) | DEER1314 | Lighting Disposition | 2020-11-24 16:30 | Com-Iltg-dWatt-LF | DEER | Scaled | Delta |  |  | None |  | 0 |  | 1 | Com | Any | Lighting | InGen-LF | Ltg_Lmp+Blst | LF_LmpBlst |  | ILtg-Lfluor-Elec |  |  |  | LFLmpBlst-T8-48in-32w-3g+El-IS-NLO(83w) | LFLmpBlst-T8-48in-32w-3g+El-IS-NLO(83w) | LFLmpBlst-T8-48in-32w-3g+El-RS-HLO(34w) | Available | WP source e.g.: WPSDGENRLG0013r3 | 0 | 0 | Disposition: MeasuresList-May222014.xlsx | RobNc | LFLmpBlst-T8-48in-32w-3g+El-IS-NLO(83w) | ILtg-Lfluor-Elec |  | DEER1316-Ltg-Com-LF | 2013-01-01 | 2017-12-31 | InEA_same |  |  |  |  | Standard | Measure expired as part of DEER2018 | 1 | 1 | 0 | Deemed Ex Ante Team |  | Measure expired as part of DEER2018 |  | Updated to indicate claim/filing status
4668 | C-In-LFLmpBlst-T8-48in-32w-3g+El-RS-VHLO(38w)-dWP45 | Commercial Indoor General Lighting: more efficient Linear Fluorescent Lamp & Ballast installed. Measure includes Code case. Impacts: Linear Fluorescent-based HOU (varies by BldgType) | DEER1314 | Lighting Disposition | 2020-11-24 16:30 | Com-Iltg-dWatt-LF | DEER | Scaled | Delta |  |  | None |  | 0 |  | 1 | Com | Any | Lighting | InGen-LF | Ltg_Lmp+Blst | LF_LmpBlst |  | ILtg-Lfluor-Elec |  |  |  | LFLmpBlst-T8-48in-32w-3g+El-IS-NLO(83w) | LFLmpBlst-T8-48in-32w-3g+El-IS-NLO(83w) | LFLmpBlst-T8-48in-32w-3g+El-RS-VHLO(38w) | Available | WP source e.g.: SCE13LG087r0 | 0 | 0 | Disposition: MeasuresList-May222014.xlsx | RobNc | LFLmpBlst-T8-48in-32w-3g+El-IS-NLO(83w) | ILtg-Lfluor-Elec |  | DEER1316-Ltg-Com-LF | 2013-01-01 | 2017-12-31 | InEA_same |  |  |  |  | Standard | Measure expired as part of DEER2018 | 1 | 1 | 0 | Deemed Ex Ante Team |  | Measure expired as part of DEER2018 |  | Updated to indicate claim/filing status
4669 | C-In-LFLmpBlst-T8-72in-45w+El-IS-NLO(90w)-dWP32 | Commercial Indoor General Lighting: more efficient Linear Fluorescent Lamp & Ballast installed. Measure includes Code case. Impacts: Linear Fluorescent-based HOU (varies by BldgType) | DEER1314 | Lighting Disposition | 2020-11-24 16:30 | Com-Iltg-dWatt-LF | DEER | Scaled | Delta |  |  | None |  | 0 |  | 1 | Com | Any | Lighting | InGen-LF | Ltg_Lmp+Blst | LF_LmpBlst |  | ILtg-Lfluor-Elec |  |  |  | LFLmpBlst-T12-72in-55w+MagES-RS-NLO(122w) | LFLmpBlst-T12-72in-55w+MagES-RS-NLO(122w) | LFLmpBlst-T8-72in-45w+El-IS-NLO(90w) | Available | WP source e.g.: SCE13LG087r0 | 0 | 0 | Disposition: MeasuresList-May222014.xlsx | RobNc |  | ILtg-Lfluor-T12Mag |  | DEER1316-Ltg-Com-LF | 2013-01-01 | 2018-12-31 | DEER2016 HOU Update |  |  |  |  | Standard | Expires 12/31/2018 due to revised DEER2019 code/ISP baseline | 1 | 1 | 0 | Deemed Ex Ante Team |  | Expires 12/31/2018 due to revised DEER2019 code/ISP baseline |  | Updated to indicate claim/filing status
4670 | C-In-LFLmpBlst-T8-72in-58w+El-IS-NLO(58w)-dWP18 | Commercial Indoor General Lighting: more efficient Linear Fluorescent Lamp & Ballast installed. Measure includes Code case. Impacts: Linear Fluorescent-based HOU (varies by BldgType) | DEER1314 | Lighting Disposition | 2020-11-24 16:30 | Com-Iltg-dWatt-LF | DEER | Scaled | Delta |  |  | None |  | 0 |  | 1 | Com | Any | Lighting | InGen-LF | Ltg_Lmp+Blst | LF_LmpBlst |  | ILtg-Lfluor-Elec |  |  |  | LFLmpBlst-T12-72in-55w+MagStd-RS-NLO(76w) | LFLmpBlst-T12-72in-55w+MagStd-RS-NLO(76w) | LFLmpBlst-T8-72in-58w+El-IS-NLO(58w) | Available | WP source e.g.: SCE13LG087r0 | 0 | 0 | Disposition: MeasuresList-May222014.xlsx | RobNc |  | ILtg-Lfluor-T12Mag |  | DEER1316-Ltg-Com-LF | 2013-01-01 | 2018-12-31 | DEER2016 HOU Update |  |  |  |  | Standard | Expires 12/31/2018 due to revised DEER2019 code/ISP baseline | 1 | 1 | 0 | Deemed Ex Ante Team |  | Expires 12/31/2018 due to revised DEER2019 code/ISP baseline |  | Updated to indicate claim/filing status
4671 | C-In-LFLmpBlst-T8-96in-59w+El-IS-NLO(109w)-dWP137-dWC0-1 | Commercial Indoor General Lighting: more efficient Linear Fluorescent Lamp & Ballast installed. Measure includes Code case. Impacts: Linear Fluorescent-based HOU (varies by BldgType) | DEER2011 | Lighting Disposition | 2020-11-24 16:30 | Com-Iltg-dWatt-LF | DEER | Scaled | Delta |  |  | None |  | 1 |  | 1 | Com | Any | Lighting | InGen-LF | Ltg_Lmp+Blst | LF_LmpBlst |  | ILtg-Lfluor-Elec |  |  |  | LFLmpBlst-T12-96in-60w+MagES-RS-NLO(246w) | LFLmpBlst-T8-96in-59w+El-IS-NLO(109w) | LFLmpBlst-T8-96in-59w+El-IS-NLO(109w) | Available |  | 0 | 0 | Disposition: MeasuresList-Dec1-2014.xlsx | ERrul |  | ILtg-Lfluor-T12Mag |  | DEER1316-Ltg-Com-LF | 2013-01-01 | 2018-12-31 | DEER2016 HOU Update |  |  |  |  | Standard | Expires 12/31/2018 due to revised DEER2019 code/ISP baseline | 1 | 1 | 0 | Deemed Ex Ante Team |  | Expires 12/31/2018 due to revised DEER2019 code/ISP baseline |  | Updated to indicate claim/filing status
4672 | C-In-LFLmpBlst-T8-96in-59w+El-IS-NLO(109w)-dWP137-dWC0-2 | Commercial Indoor General Lighting: more efficient Linear Fluorescent Lamp & Ballast installed. Measure includes Code case. Impacts: Linear Fluorescent-based HOU (varies by BldgType) | DEER1314 | Lighting Disposition | 2020-11-24 16:30 | Com-Iltg-dWatt-LF | DEER | Scaled | Delta |  |  | None |  | 1 |  | 1 | Com | Any | Lighting | InGen-LF | Ltg_Lmp+Blst | LF_LmpBlst | LFLmpBlst-T8-96in-59w+El-IS-NLO(109w) | ILtg-Lfluor-Elec |  |  |  | LFLmpBlst-T12-96in-60w+MagStd-RS-NLO(246w) | LFLmpBlst-T8-96in-59w+El-IS-NLO(109w) | LFLmpBlst-T8-96in-59w+El-IS-NLO(109w) | Available |  | 0 | 0 | Disposition: MeasuresList-Dec1-2014.xlsx | ERrul | LFLmpBlst-T8-96in-59w+El-IS-NLO(109w) | ILtg-Lfluor-T12Mag |  | DEER1316-Ltg-Com-LF | 2014-05-29 | 2018-12-31 | DEER2016 HOU Update |  | LT030 |  |  | Standard | Expires 12/31/2018 due to revised DEER2019 code/ISP baseline | 1 | 1 | 0 | Deemed Ex Ante Team |  | Expires 12/31/2018 due to revised DEER2019 code/ISP baseline |  | Updated to indicate claim/filing status
4673 | C-In-LFLmpBlst-T8-96in-59w+El-IS-NLO(109w)-dWP137-dWC110 | Commercial Indoor General Lighting: more efficient Linear Fluorescent Lamp & Ballast installed. Measure includes Code case. Impacts: Linear Fluorescent-based HOU (varies by BldgType) | DEER2011 | Lighting Disposition | 2020-11-24 16:30 | Com-Iltg-dWatt-LF | NonDEER | Scaled | Delta |  |  | None |  | 0 |  | 1 | Com | Any | Lighting | InGen-LF | Ltg_Lmp+Blst | LF_LmpBlst |  | ILtg-Lfluor-Elec |  |  |  | LFLmpBlst-T12-96in-60w+MagES-RS-NLO(246w) | LFLmpBlst-T8-96in-59w+El-IS-NLO(219w) | LFLmpBlst-T8-96in-59w+El-IS-NLO(109w) | Available | WP source e.g.: SCE13LG087r0; Not used in 2013-14 Lighting Disposition | 0 | 0 | Disposition: MeasuresList-May222014.xlsx | ErRobNc |  | ILtg-Lfluor-T12Mag |  | None | 2013-01-01 | 2014-06-30 | DEER |  |  |  |  | Standard |  | 1 | 1 | 0 | Deemed Ex Ante Team |  |  |  | Updated to indicate claim/filing status
4674 | C-In-LFLmpBlst-T8-96in-59w+El-IS-NLO(167w)-dWP43-dWC0 | Commercial Indoor General Lighting: more efficient Linear Fluorescent Lamp & Ballast installed. Measure includes Code case. Impacts: Linear Fluorescent-based HOU (varies by BldgType) | DEER1314 | Lighting Disposition | 2020-11-24 16:30 | Com-Iltg-dWatt-LF | DEER | Scaled | Delta |  |  | None |  | 0 |  | 1 | Com | Any | Lighting | InGen-LF | Ltg_Lmp+Blst | LF_LmpBlst | LFLmpBlst-T8-96in-59w+El-IS-NLO(167w) | ILtg-Lfluor-Elec |  |  |  | LFLmpBlst-T12-96in-60w+MagES-RS-NLO(210w) | LFLmpBlst-T8-96in-59w+El-IS-NLO(167w) | LFLmpBlst-T8-96in-59w+El-IS-NLO(167w) | Available | WP source e.g.: SCE13LG087r0 | 0 | 0 | Disposition: MeasuresList-May222014.xlsx | ERrul | LFLmpBlst-T8-96in-59w+El-IS-NLO(167w) | ILtg-Lfluor-T12Mag |  | DEER1316-Ltg-Com-LF | 2013-01-01 | 2018-12-31 | DEER2016 HOU Update | LT-18592 |  |  |  | Standard | Expires 12/31/2018 due to revised DEER2019 code/ISP baseline | 1 | 1 | 0 | Deemed Ex Ante Team |  | Expires 12/31/2018 due to revised DEER2019 code/ISP baseline |  | Updated to indicate claim/filing status
4675 | C-In-LFLmpBlst-T8-96in-59w+El-IS-NLO(219w)-dWP27-dWC0 | Commercial Indoor General Lighting: more efficient Linear Fluorescent Lamp & Ballast installed. Measure includes Code case. Impacts: Linear Fluorescent-based HOU (varies by BldgType) | DEER1314 | Lighting Disposition | 2020-11-24 16:30 | Com-Iltg-dWatt-LF | DEER | Scaled | Delta |  |  | None |  | 0 |  | 1 | Com | Any | Lighting | InGen-LF | Ltg_Lmp+Blst | LF_LmpBlst | LFLmpBlst-T8-96in-59w+El-IS-NLO(219w) | ILtg-Lfluor-Elec |  |  |  | LFLmpBlst-T12-96in-60w+MagES-RS-NLO(246w) | LFLmpBlst-T8-96in-59w+El-IS-NLO(219w) | LFLmpBlst-T8-96in-59w+El-IS-NLO(219w) | Available | WP source e.g.: SCE13LG087r0 | 0 | 0 | Disposition: MeasuresList-May222014.xlsx | ERrul | LFLmpBlst-T8-96in-59w+El-IS-NLO(219w) | ILtg-Lfluor-T12Mag |  | DEER1316-Ltg-Com-LF | 2013-01-01 | 2018-12-31 | DEER2016 HOU Update | LT-19235 |  |  |  | Standard | Expires 12/31/2018 due to revised DEER2019 code/ISP baseline | 1 | 1 | 0 | Deemed Ex Ante Team |  | Expires 12/31/2018 due to revised DEER2019 code/ISP baseline |  | Updated to indicate claim/filing status
4676 | C-In-LFLmpBlst-T8-96in-59w+El-IS-NLO(55w)-dWP68-dWC0 | Commercial Indoor General Lighting: more efficient Linear Fluorescent Lamp & Ballast installed. Measure includes Code case. Impacts: Linear Fluorescent-based HOU (varies by BldgType) | DEER1314 | Lighting Disposition | 2020-11-24 16:30 | Com-Iltg-dWatt-LF | DEER | Scaled | Delta |  |  | None |  | 1 |  | 1 | Com | Any | Lighting | InGen-LF | Ltg_Lmp+Blst | LF_LmpBlst | LFLmpBlst-T8-96in-59w+El-IS-NLO(55w) | ILtg-Lfluor-Elec |  |  |  | LFLmpBlst-T12-96in-60w+MagStd-RS-NLO(123w) | LFLmpBlst-T8-96in-59w+El-IS-NLO(55w) | LFLmpBlst-T8-96in-59w+El-IS-NLO(55w) | Available |  | 0 | 0 | Disposition: MeasuresList-Dec1-2014.xlsx | ERrul | LFLmpBlst-T8-96in-59w+El-IS-NLO(55w) | ILtg-Lfluor-T12Mag |  | DEER1316-Ltg-Com-LF | 2014-05-29 | 2018-12-31 | DEER2016 HOU Update |  | LT032 |  |  | Standard | Expires 12/31/2018 due to revised DEER2019 code/ISP baseline | 1 | 1 | 0 | Deemed Ex Ante Team |  | Expires 12/31/2018 due to revised DEER2019 code/ISP baseline |  | Updated to indicate claim/filing status
4677 | C-In-LFLmpBlst-T8-96in-59w+El-IS-RLO(49w)-dWP13-dWC6 | Commercial Indoor General Lighting: more efficient Linear Fluorescent Lamp & Ballast installed. Measure includes Code case. Impacts: Linear Fluorescent-based HOU (varies by BldgType) | DEER1314 | Lighting Disposition | 2020-11-24 16:30 | Com-Iltg-dWatt-LF | DEER | Scaled | Delta |  |  | None |  | 0 |  | 1 | Com | Any | Lighting | InGen-LF | Ltg_Lmp+Blst | LF_LmpBlst | LFLmpBlst-T8-96in-59w+El-IS-RLO(49w) | ILtg-Lfluor-Elec |  |  |  | LFLmpBlst-T12-96in-60w+MagES-RS-NLO(62w) | LFLmpBlst-T8-96in-59w+El-IS-NLO(55w) | LFLmpBlst-T8-96in-59w+El-IS-RLO(49w) | Available | WP source e.g.: PGECOLTG160r1 | 0 | 0 | Disposition: MeasuresList-May222014.xlsx | ErRobNc | LFLmpBlst-T8-96in-59w+El-IS-NLO(55w) | ILtg-Lfluor-T12Mag |  | DEER1316-Ltg-Com-LF | 2013-01-01 | 2018-12-31 | DEER2016 HOU Update | LT-20983 |  |  |  | Standard | Expires 12/31/2018 due to revised DEER2019 code/ISP baseline | 1 | 1 | 0 | Deemed Ex Ante Team |  | Expires 12/31/2018 due to revised DEER2019 code/ISP baseline |  | Updated to indicate claim/filing status
4678 | C-In-LFLmpBlst-T8-96in-59w+El-IS-RLO(49w)-dWP63-dWC60 | Commercial Indoor General Lighting: more efficient Linear Fluorescent Lamp & Ballast installed. Measure includes Code case. Impacts: Linear Fluorescent-based HOU (varies by BldgType) | DEER2011 | Lighting Disposition | 2020-11-24 16:30 | Com-Iltg-dWatt-LF | NonDEER | Scaled | Delta |  |  | None |  | 0 |  | 1 | Com | Any | Lighting | InGen-LF | Ltg_Lmp+Blst | LF_LmpBlst |  | ILtg-Lfluor-Elec |  |  |  | LFLmpBlst-T12-96in-95w+MagStd-RS-NLO(112w) | LFLmpBlst-T8-96in-59w+El-IS-NLO(109w) | LFLmpBlst-T8-96in-59w+El-IS-RLO(49w) | Available | WP source e.g.: PGECOLTG160r1; Not used in 2013-14 Lighting Disposition | 0 | 0 | Disposition: MeasuresList-May222014.xlsx | ErRobNc |  | ILtg-Lfluor-T12Mag |  | None | 2013-01-01 | 2014-06-30 | DEER |  |  |  |  | Standard |  | 1 | 1 | 0 | Deemed Ex Ante Team |  |  |  | Updated to indicate claim/filing status
4679 | C-In-LFLmpBlst-T8-96in-59w+El-IS-RLO(49w)-dWP63-dWC9 | Commercial Indoor General Lighting: more efficient Linear Fluorescent Lamp & Ballast installed. Measure includes Code case. Impacts: Linear Fluorescent-based HOU (varies by BldgType) | DEER1314 | Lighting Disposition | 2020-11-24 16:30 | Com-Iltg-dWatt-LF | DEER | Scaled | Delta |  |  | None |  | 1 |  | 1 | Com | Any | Lighting | InGen-LF | Ltg_Lmp+Blst | LF_LmpBlst | LFLmpBlst-T8-96in-59w+El-IS-RLO(49w) | ILtg-Lfluor-Elec |  |  |  | LFLmpBlst-T12-96in-95w+MagStd-RS-NLO(112w) | LFLmpBlst-T8-96in-59w+El-IS-NLO(58w) | LFLmpBlst-T8-96in-59w+El-IS-RLO(49w) | Available |  | 0 | 0 | Disposition: MeasuresList-Dec1-2014.xlsx | ErRobNc | LFLmpBlst-T8-96in-59w+El-IS-NLO(58w) | ILtg-Lfluor-T12Mag |  | DEER1316-Ltg-Com-LF | 2013-01-01 | 2018-12-31 | DEER2016 HOU Update | LT-58109 |  |  |  | Standard | Expires 12/31/2018 due to revised DEER2019 code/ISP baseline | 1 | 1 | 0 | Deemed Ex Ante Team |  | Expires 12/31/2018 due to revised DEER2019 code/ISP baseline |  | Updated to indicate claim/filing status
4680 | C-In-LFLmpBlst-T8-96in-59w+El-IS-RLO(57w)-dWP66-dWC0 | Commercial Indoor General Lighting: more efficient Linear Fluorescent Lamp & Ballast installed. Measure includes Code case. Impacts: Linear Fluorescent-based HOU (varies by BldgType) | DEER1314 | Lighting Disposition | 2020-11-24 16:30 | Com-Iltg-dWatt-LF | DEER | Scaled | Delta |  |  | None |  | 1 |  | 1 | Com | Any | Lighting | InGen-LF | Ltg_Lmp+Blst | LF_LmpBlst | LFLmpBlst-T8-96in-59w+El-IS-RLO(57w) | ILtg-Lfluor-Elec |  |  |  | LFLmpBlst-T12-96in-60w+MagES-RS-NLO(123w) | LFLmpBlst-T8-96in-59w+El-IS-RLO(57w) | LFLmpBlst-T8-96in-59w+El-IS-RLO(57w) | Available |  | 0 | 0 | Disposition: MeasuresList-Dec1-2014.xlsx | ERrul | LFLmpBlst-T8-96in-59w+El-IS-RLO(57w) | ILtg-Lfluor-T12Mag |  | DEER1316-Ltg-Com-LF | 2013-01-01 | 2018-12-31 | DEER2016 HOU Update | LT-48392 |  |  |  | Standard | Expires 12/31/2018 due to revised DEER2019 code/ISP baseline | 1 | 1 | 0 | Deemed Ex Ante Team |  | Expires 12/31/2018 due to revised DEER2019 code/ISP baseline |  | Updated to indicate claim/filing status
4681 | C-In-LFLmpBlst-T8-96in-59w+El-IS-RLO(57w)-dWP66-dWC52 | Commercial Indoor General Lighting: more efficient Linear Fluorescent Lamp & Ballast installed. Measure includes Code case. Impacts: Linear Fluorescent-based HOU (varies by BldgType) | DEER2011 | Lighting Disposition | 2020-11-24 16:30 | Com-Iltg-dWatt-LF | NonDEER | Scaled | Delta |  |  | None |  | 0 |  | 1 | Com | Any | Lighting | InGen-LF | Ltg_Lmp+Blst | LF_LmpBlst |  | ILtg-Lfluor-Elec |  |  |  | LFLmpBlst-T12-96in-60w+MagES-RS-NLO(123w) | LFLmpBlst-T8-96in-59w+El-IS-NLO(109w) | LFLmpBlst-T8-96in-59w+El-IS-RLO(57w) | Available | WP source e.g.: WPSDGENRLG0013r3; Not used in 2013-14 Lighting Disposition | 0 | 0 | Disposition: MeasuresList-May222014.xlsx | ErRobNc |  | ILtg-Lfluor-T12Mag |  | None | 2013-01-01 | 2014-06-30 | DEER |  |  |  |  | Standard |  | 1 | 1 | 0 | Deemed Ex Ante Team |  |  |  | Updated to indicate claim/filing status
4682 | C-In-LFLmpBlst-T8-96in-59w+El-IS-RLO(98w)-dWP109-dWC11 | Commercial Indoor General Lighting: more efficient Linear Fluorescent Lamp & Ballast installed. Measure includes Code case. Impacts: Linear Fluorescent-based HOU (varies by BldgType) | DEER1314 | Lighting Disposition | 2020-11-24 16:30 | Com-Iltg-dWatt-LF | DEER | Scaled | Delta |  |  | None |  | 0 |  | 1 | Com | Any | Lighting | InGen-LF | Ltg_Lmp+Blst | LF_LmpBlst | LFLmpBlst-T8-96in-59w+El-IS-RLO(98w) | ILtg-Lfluor-Elec |  |  |  | LFLmpBlst-T12-96in-95w+MagES-RS-NLO(207w) | LFLmpBlst-T8-96in-59w+El-IS-NLO(109w) | LFLmpBlst-T8-96in-59w+El-IS-RLO(98w) | Available | WP source e.g.: SCE13LG087r0 | 0 | 0 | Disposition: MeasuresList-May222014.xlsx | ErRobNc | LFLmpBlst-T8-96in-59w+El-IS-NLO(109w) | ILtg-Lfluor-T12Mag |  | DEER1316-Ltg-Com-LF | 2013-01-01 | 2018-12-31 | DEER2016 HOU Update |  |  |  |  | Standard | Expires 12/31/2018 due to revised DEER2019 code/ISP baseline | 1 | 1 | 0 | Deemed Ex Ante Team |  | Expires 12/31/2018 due to revised DEER2019 code/ISP baseline |  | Updated to indicate claim/filing status
4683 | C-In-LFLmpBlst-T8-96in-59w+El-IS-RLO(98w)-dWP25-dWC11 | Commercial Indoor General Lighting: more efficient Linear Fluorescent Lamp & Ballast installed. Measure includes Code case. Impacts: Linear Fluorescent-based HOU (varies by BldgType) | DEER1314 | Lighting Disposition | 2020-11-24 16:30 | Com-Iltg-dWatt-LF | DEER | Scaled | Delta |  |  | None |  | 0 |  | 1 | Com | Any | Lighting | InGen-LF | Ltg_Lmp+Blst | LF_LmpBlst | LFLmpBlst-T8-96in-59w+El-IS-RLO(98w) | ILtg-Lfluor-Elec |  |  |  | LFLmpBlst-T12-96in-60w+MagES-RS-NLO(123w) | LFLmpBlst-T8-96in-59w+El-IS-NLO(109w) | LFLmpBlst-T8-96in-59w+El-IS-RLO(98w) | Available | WP source e.g.: SCE13LG087r0 | 0 | 0 | Disposition: MeasuresList-May222014.xlsx | ErRobNc | LFLmpBlst-T8-96in-59w+El-IS-NLO(109w) | ILtg-Lfluor-T12Mag |  | DEER1316-Ltg-Com-LF | 2013-01-01 | 2018-12-31 | DEER2016 HOU Update | LT-27685 |  |  |  | Standard | Expires 12/31/2018 due to revised DEER2019 code/ISP baseline | 1 | 1 | 0 | Deemed Ex Ante Team |  | Expires 12/31/2018 due to revised DEER2019 code/ISP baseline |  | Updated to indicate claim/filing status
4684 | C-In-LFLmpBlst-T8-96in-86w+El-IS-NLO(160w)-dWP50-dWC0 | Commercial Indoor General Lighting: more efficient Linear Fluorescent Lamp & Ballast installed. Measure includes Code case. Impacts: Linear Fluorescent-based HOU (varies by BldgType) | DEER1314 | Lighting Disposition | 2020-11-24 16:30 | Com-Iltg-dWatt-LF | DEER | Scaled | Delta |  |  | None |  | 0 |  | 1 | Com | Any | Lighting | InGen-LF | Ltg_Lmp+Blst | LF_LmpBlst | LFLmpBlst-T8-96in-86w+El-IS-NLO(160w) | ILtg-Lfluor-Elec |  |  |  | LFLmpBlst-T12-96in-60w+MagES-RS-NLO(210w) | LFLmpBlst-T8-96in-86w+El-IS-NLO(160w) | LFLmpBlst-T8-96in-86w+El-IS-NLO(160w) | Available | WP source e.g.: SCE13LG087r0 | 0 | 0 | Disposition: MeasuresList-May222014.xlsx | ERrul | LFLmpBlst-T8-96in-86w+El-IS-NLO(160w) | ILtg-Lfluor-T12Mag | Com-Lighting-InGen_T12-96in-210w_T8-96in-167w_T8-96in-167w | DEER1316-Ltg-Com-LF | 2013-01-01 | 2018-12-31 | DEER2016 HOU Update |  |  |  |  | Standard | Expires 12/31/2018 due to revised DEER2019 code/ISP baseline | 1 | 1 | 0 | Deemed Ex Ante Team |  | Expires 12/31/2018 due to revised DEER2019 code/ISP baseline |  | Updated to indicate claim/filing status
4685 | C-In-LFLmpBlst-T8-96in-86w+El-IS-NLO(160w)-dWP50-dWC7 | Commercial Indoor General Lighting: more efficient Linear Fluorescent Lamp & Ballast installed. Measure includes Code case. Impacts: Linear Fluorescent-based HOU (varies by BldgType) | DEER1314 | Lighting Disposition | 2020-11-24 16:30 | Com-Iltg-dWatt-LF | DEER | Scaled | Delta |  |  | None |  | 1 |  | 1 | Com | Any | Lighting | InGen-LF | Ltg_Lmp+Blst | LF_LmpBlst | LFLmpBlst-T8-96in-86w+El-IS-NLO(160w) | ILtg-Lfluor-Elec |  |  |  | LFLmpBlst-T12-96in-60w+MagES-RS-NLO(210w) | LFLmpBlst-T8-96in-59w+El-IS-NLO(167w) | LFLmpBlst-T8-96in-86w+El-IS-NLO(160w) | Available |  | 0 | 0 | Disposition: MeasuresList-Dec1-2014.xlsx | ErRobNc | LFLmpBlst-T8-96in-59w+El-IS-NLO(167w) | ILtg-Lfluor-T12Mag |  | DEER1316-Ltg-Com-LF | 2013-01-01 | 2018-12-31 | DEER2016 HOU Update | LT-19844 |  |  |  | Standard | Expires 12/31/2018 due to revised DEER2019 code/ISP baseline | 1 | 1 | 0 | Deemed Ex Ante Team |  | Expires 12/31/2018 due to revised DEER2019 code/ISP baseline |  | Updated to indicate claim/filing status
4686 | C-In-LFLmpBlst-U6-22in-32w+El-IS-NLO(60w)-dWP12 | Commercial Indoor General Lighting: more efficient Linear Fluorescent Lamp & Ballast installed. Measure includes Code case. Impacts: Linear Fluorescent-based HOU (varies by BldgType) | DEER1314 | Lighting Disposition | 2020-11-24 16:30 | Com-Iltg-dWatt-LF | DEER | Scaled | Delta |  |  | None |  | 0 |  | 1 | Com | Any | Lighting | InGen-LF | Ltg_Lmp+Blst | LF_LmpBlst |  | ILtg-Lfluor-Elec |  |  |  | LFLmpBlst-U6-22in-34w+MagStd-IS-NLO(72w) | LFLmpBlst-U6-22in-34w+MagStd-IS-NLO(72w) | LFLmpBlst-U6-22in-32w+El-IS-NLO(60w) | Available | WP source e.g.: SCE13LG087r0 | 0 | 0 | Disposition: MeasuresList-May222014.xlsx | RobNc |  | ILtg-Lfluor-T12Mag | Com-Lighting-InGen_T12-96in-246w-A_T8-96in-219w_T8-96in-219w | DEER1316-Ltg-Com-LF | 2013-01-01 | 2018-12-31 | DEER2016 HOU Update |  |  |  |  | Standard | Expires 12/31/2018 due to revised DEER2019 code/ISP baseline | 1 | 1 | 0 | Deemed Ex Ante Team |  | Expires 12/31/2018 due to revised DEER2019 code/ISP baseline |  | Updated to indicate claim/filing status
4687 | C-In-LFLmpBlst-U6-22in-32w+El-IS-NLO(60w)-dWP12-dWC0 | Commercial Indoor General Lighting: more efficient Linear Fluorescent Lamp & Ballast installed. Measure includes Code case. Impacts: Linear Fluorescent-based HOU (varies by BldgType) | DEER1314 | Lighting Disposition | 2020-11-24 16:30 | Com-Iltg-dWatt-LF | DEER | Scaled | Delta |  |  | None |  | 0 |  | 1 | Com | Any | Lighting | InGen-LF | Ltg_Lmp+Blst | LF_LmpBlst |  | ILtg-Lfluor-Elec |  |  |  | LFLmpBlst-U12-22in-34w+MagES-RS-NLO(72w) | LFLmpBlst-U6-22in-32w+El-IS-NLO(60w) | LFLmpBlst-U6-22in-32w+El-IS-NLO(60w) | Available | WP source e.g.: SCE13LG087r0 | 0 | 0 | Disposition: MeasuresList-May222014.xlsx | ERrul |  | ILtg-Lfluor-T12Mag | Com-Lighting-InGen_T12-96in-62w-A_T8-96in-55w_T8-96in-49w | DEER1316-Ltg-Com-LF | 2013-01-01 | 2018-12-31 | DEER2016 HOU Update |  |  |  |  | Standard | Expires 12/31/2018 due to revised DEER2019 code/ISP baseline | 1 | 1 | 0 | Deemed Ex Ante Team |  | Expires 12/31/2018 due to revised DEER2019 code/ISP baseline |  | Updated to indicate claim/filing status
4688 | C-In-LFLmpBlst-U6-22in-32w+El-IS-NLO+Refl(60w)-dWP12 | Commercial Indoor General Lighting: more efficient Linear Fluorescent Lamp & Ballast installed. Measure includes Code case. Impacts: Linear Fluorescent-based HOU (varies by BldgType) | DEER1314 | Lighting Disposition | 2020-11-24 16:30 | Com-Iltg-dWatt-LF | DEER | Scaled | Delta |  |  | None |  | 0 |  | 1 | Com | Any | Lighting | InGen-LF | Ltg_Lmp+Blst | LF_LmpBlst |  | ILtg-Lfluor-Elec |  |  |  | LFLmpBlst-U6-22in-34w+MagStd-IS-NLO(72w) | LFLmpBlst-U6-22in-34w+MagStd-IS-NLO(72w) | LFLmpBlst-U6-22in-32w+El-IS-NLO+Refl(60w) | Available | WP source e.g.: WPSDGENRLG0013r3 | 0 | 0 | Disposition: MeasuresList-May222014.xlsx | RobNc |  | ILtg-Lfluor-T12Mag |  | DEER1316-Ltg-Com-LF | 2013-01-01 | 2018-12-31 | DEER2016 HOU Update |  |  |  |  | Standard | Expires 12/31/2018 due to revised DEER2019 code/ISP baseline | 1 | 1 | 0 | Deemed Ex Ante Team |  | Expires 12/31/2018 due to revised DEER2019 code/ISP baseline |  | Updated to indicate claim/filing status
4689 | C-In-LFLmpBlst-U6-22in-32w+El-IS-NLO+Refl(60w)-dWP12-dWC0 | Commercial Indoor General Lighting: more efficient Linear Fluorescent Lamp & Ballast installed. Measure includes Code case. Impacts: Linear Fluorescent-based HOU (varies by BldgType) | DEER1314 | Lighting Disposition | 2020-11-24 16:30 | Com-Iltg-dWatt-LF | DEER | Scaled | Delta |  |  | None |  | 0 |  | 1 | Com | Any | Lighting | InGen-LF | Ltg_Lmp+Blst | LF_LmpBlst |  | ILtg-Lfluor-Elec |  |  |  | LFLmpBlst-U6-22in-34w+MagStd-IS-NLO(72w) | LFLmpBlst-U6-22in-32w+El-IS-NLO(60w) | LFLmpBlst-U6-22in-32w+El-IS-NLO+Refl(60w) | Available | WP source e.g.: SCE13LG087r0 | 0 | 0 | Disposition: MeasuresList-May222014.xlsx | ErRobNc |  | ILtg-Lfluor-T12Mag |  | DEER1316-Ltg-Com-LF | 2013-01-01 | 2018-12-31 | DEER2016 HOU Update | LT-10494 |  |  |  | Standard | Expires 12/31/2018 due to revised DEER2019 code/ISP baseline | 1 | 1 | 0 | Deemed Ex Ante Team |  | Expires 12/31/2018 due to revised DEER2019 code/ISP baseline |  | Updated to indicate claim/filing status
4690 | C-In-LFLmpBlst-U6-22in-32w+El-IS-RLO(52w)-dWP20 | Commercial Indoor General Lighting: more efficient Linear Fluorescent Lamp & Ballast installed. Measure includes Code case. Impacts: Linear Fluorescent-based HOU (varies by BldgType) | DEER1314 | Lighting Disposition | 2020-11-24 16:30 | Com-Iltg-dWatt-LF | DEER | Scaled | Delta |  |  | None |  | 0 |  | 1 | Com | Any | Lighting | InGen-LF | Ltg_Lmp+Blst | LF_LmpBlst |  | ILtg-Lfluor-Elec |  |  |  | LFLmpBlst-U6-22in-34w+MagStd-IS-NLO(72w) | LFLmpBlst-U6-22in-34w+MagStd-IS-NLO(72w) | LFLmpBlst-U6-22in-32w+El-IS-RLO(52w) | Available | WP source e.g.: WPSDGENRLG0013r3 | 0 | 0 | Disposition: MeasuresList-May222014.xlsx | RobNc |  | ILtg-Lfluor-T12Mag |  | DEER1316-Ltg-Com-LF | 2013-01-01 | 2018-12-31 | DEER2016 HOU Update |  |  |  |  | Standard | Expires 12/31/2018 due to revised DEER2019 code/ISP baseline | 1 | 1 | 0 | Deemed Ex Ante Team |  | Expires 12/31/2018 due to revised DEER2019 code/ISP baseline |  | Updated to indicate claim/filing status
4691 | C-In-LFLmpBlst-U6-22in-32w+El-IS-RLO(52w)-dWP20-dWC8 | Commercial Indoor General Lighting: more efficient Linear Fluorescent Lamp & Ballast installed. Measure includes Code case. Impacts: Linear Fluorescent-based HOU (varies by BldgType) | DEER1314 | Lighting Disposition | 2020-11-24 16:30 | Com-Iltg-dWatt-LF | DEER | Scaled | Delta |  |  | None |  | 0 |  | 1 | Com | Any | Lighting | InGen-LF | Ltg_Lmp+Blst | LF_LmpBlst |  | ILtg-Lfluor-Elec |  |  |  | LFLmpBlst-U12-22in-34w+MagES-RS-NLO(72w) | LFLmpBlst-U6-22in-32w+El-IS-NLO(60w) | LFLmpBlst-U6-22in-32w+El-IS-RLO(52w) | Available | WP source e.g.: SCE13LG087r0 | 0 | 0 | Disposition: MeasuresList-May222014.xlsx | ErRobNc |  | ILtg-Lfluor-T12Mag | Com-Lighting-InGen_T12-96in-123w-A_T8-96in-109w_T8-96in-98w | DEER1316-Ltg-Com-LF | 2013-01-01 | 2018-12-31 | DEER2016 HOU Update | LT-39678 |  |  |  | Standard | Expires 12/31/2018 due to revised DEER2019 code/ISP baseline | 1 | 1 | 0 | Deemed Ex Ante Team |  | Expires 12/31/2018 due to revised DEER2019 code/ISP baseline |  | Updated to indicate claim/filing status
4692 | C-In-MH-25w(25w)-dWP38 | Commercial Indoor General Lighting: HID Lamp & Ballast replaces Halogen Lamp. Measure includes Code case. Impacts: Linear Fluorescent-based HOU (varies by BldgType) | DEER1314 | Lighting Disposition | 2020-11-24 16:30 | Com-Iltg-dWatt-LF | DEER | Scaled | Delta |  |  | None |  | 0 |  | 1 | Com | Any | Lighting | InGen-LF | Ltg_Lmp+Blst | HID_LmpBlst |  | ILtg-MH |  |  |  | Hal-PAR38(63w) | Hal-PAR38(63w) | MH-25w(25w) | Available | WP source e.g.: WPSDGENRLG0007r1 | 0 | 0 | Disposition: MeasuresList-October312014.xlsx | RobNc |  | ILtg-Incand-Com |  | DEER1316-Ltg-Com-LF | 2013-01-01 | 2018-12-31 | DEER2016 HOU Update |  |  |  |  | Standard | Expires 12/31/2018 due to revised DEER2019 code/ISP baseline | 1 | 1 | 0 | Deemed Ex Ante Team |  | Expires 12/31/2018 due to revised DEER2019 code/ISP baseline |  | Updated to indicate claim/filing status
4693 | C-In-MH-32w(43w)-dwP57 | Commercial Indoor General Lighting: HID Lamp & Ballast replaces Incandescent. Measure includes Code case. Impacts: Linear Fluorescent-based HOU (varies by BldgType) | DEER1314 | Lighting Disposition | 2020-11-24 16:30 | Com-Iltg-dWatt-LF | NonDEER | Scaled | Delta |  |  | None |  | 0 |  | 1 | Com | Any | Lighting | InGen-LF | Ltg_Lmp+Blst | HID_LmpBlst |  | ILtg-MH |  |  |  | Incan(100w) | Incan(100w) | MH-32w(43w) | Available |  | 0 | 0 | RevisedHighBay.xlsx | RobNc |  | ILtg-Incand-Com |  | DEER1316-Ltg-Com-LF | 2013-01-01 | 2018-12-31 | DEER2016 HOU Update |  |  |  |  | Standard | Expires 12/31/2018 due to revised DEER2019 code/ISP baseline | 1 | 1 | 0 | Deemed Ex Ante Team |  | Expires 12/31/2018 due to revised DEER2019 code/ISP baseline |  | Updated to indicate claim/filing status
4694 | C-In-MH-32w(43w)-dWP57-dWC0 | Commercial Indoor General Lighting: HID Lamp & Ballast replaces Incandescent Lamp. Measure includes Code case. Impacts: Linear Fluorescent-based HOU (varies by BldgType) | DEER1314 | Lighting Disposition | 2020-11-24 16:30 | Com-Iltg-dWatt-LF | NonDEER | Scaled | Delta |  |  | None |  | 0 |  | 1 | Com | Any | Lighting | InGen-LF | Ltg_Lmp+Blst | HID_LmpBlst |  | ILtg-MH |  |  |  | Incan(100w) | MH-32w(43w) | MH-32w(43w) | Available | Not Used in 2013-2014 Final Lighting Disposition | 0 | 0 | Disposition: MeasuresList-May222014.xlsx | ERrul |  | ILtg-Incand-Com |  | DEER1316-Ltg-Com-LF | 2013-01-01 | 2018-12-31 | DEER2016 HOU Update |  |  |  |  | Standard | Expires 12/31/2018 due to revised DEER2019 code/ISP baseline | 1 | 1 | 0 | Deemed Ex Ante Team |  | Expires 12/31/2018 due to revised DEER2019 code/ISP baseline |  | Updated to indicate claim/filing status
4695 | C-In-PSMH-125w(150w)-dwP65-dwC0 | Commercial Indoor General Lighting: more efficient HID Lamp & Ballast installed. Measure includes Code case. Impacts: Linear Fluorescent-based HOU (varies by BldgType) | DEER1314 | Lighting Disposition | 2020-11-24 16:30 | Com-Iltg-dWatt-HB | NonDEER | Scaled | Delta |  |  | None |  | 0 |  | 1 | Com | Any | Lighting | InGen-HB | Ltg_Lmp+Blst | HID_LmpBlst |  | ILtg-HID |  |  |  | MH-175w(215w) | PSMH-125w(150w) | PSMH-125w(150w) | Available |  | 0 | 0 | RevisedHighBay.xlsx | ERrul |  | ILtg-MH |  | DEER1316-Ltg-Com-HB | 2013-01-01 | 2018-03-31 | DEER2016 HOU Update |  |  |  |  | Standard |  | 1 | 1 | 0 | Deemed Ex Ante Team |  |  |  | Updated to indicate claim/filing status
4696 | C-In-PSMH-125w(150w)-dWP65-dWC35 | Commercial Indoor General Lighting: more efficient HID Lamp & Ballast installed. Measure includes Code case. Impacts: Linear Fluorescent-based HOU (varies by BldgType) | DEER1314 | Lighting Disposition | 2020-11-24 16:30 | Com-Iltg-dWatt-HB | NonDEER | Scaled | Delta |  |  | None |  | 0 |  | 1 | Com | Any | Lighting | InGen-HB | Ltg_Lmp+Blst | HID_LmpBlst |  | ILtg-MH |  |  |  | MH-175w(215w) | PSMH-150w(185w) | PSMH-125w(150w) | Available | WP source e.g.: SCE13LG087r0 | 0 | 0 | Disposition: MeasuresList-May222014.xlsx | ErRobNc |  | ILtg-MH |  | DEER1316-Ltg-Com-HB | 2013-01-01 | 2018-03-31 | DEER2016 HOU Update | LT-38071 |  |  |  | Standard |  | 1 | 1 | 0 | Deemed Ex Ante Team |  |  |  | Updated to indicate claim/filing status
4697 | C-In-PSMH-150w(165w)-dWP130-dWC67 | Commercial Indoor General Lighting: more efficient HID Lamp & Ballast installed. Measure includes Code case. Impacts: Linear Fluorescent-based HOU (varies by BldgType) | DEER1314 | Lighting Disposition | 2020-11-24 16:30 | Com-Iltg-dWatt-HB | NonDEER | Scaled | Delta |  |  | None |  | 0 |  | 1 | Com | Any | Lighting | InGen-HB | Ltg_Lmp+Blst | HID_LmpBlst |  | ILtg-MH |  |  |  | MH-250w(295w) | PSMH-200w(232w) | PSMH-150w(165w) | Available | WP source e.g.: WPSDGENRLG0017r3 | 0 | 0 | Disposition: MeasuresList-May222014.xlsx | ErRobNc |  | ILtg-MH |  | DEER1316-Ltg-Com-HB | 2013-01-01 | 2018-03-31 | DEER2016 HOU Update | LT-71883 |  |  |  | Standard |  | 1 | 1 | 0 | Deemed Ex Ante Team |  |  |  | Updated to indicate claim/filing status
4698 | C-In-PSMH-175w(208w)-dwP24-dwC0 | Commercial Indoor General Lighting: more efficient HID Lamp & Ballast installed. Measure includes Code case. Impacts: Linear Fluorescent-based HOU (varies by BldgType) | DEER1314 | Lighting Disposition | 2020-11-24 16:30 | Com-Iltg-dWatt-HB | NonDEER | Scaled | Delta |  |  | None |  | 0 |  | 1 | Com | Any | Lighting | InGen-HB | Ltg_Lmp+Blst | HID_LmpBlst |  | ILtg-HID |  |  |  | PSMH-200w(232w) | PSMH-175w(208w) | PSMH-175w(208w) | Available |  | 0 | 0 | RevisedHighBay.xlsx | ERrul |  | ILtg-HID |  | DEER1316-Ltg-Com-HB | 2013-01-01 | 2018-03-31 | DEER2016 HOU Update |  |  |  |  | Standard |  | 1 | 1 | 0 | Deemed Ex Ante Team |  |  |  | Updated to indicate claim/filing status
4699 | C-In-PSMH-175w(208w)-dWP292-dWC0 | Commercial Indoor General Lighting: HID Lamp & Ballast replaces Incandescent Lamp. Measure includes Code case. Impacts: Linear Fluorescent-based HOU (varies by BldgType) | DEER1314 | Lighting Disposition | 2020-11-24 16:30 | Com-Iltg-dWatt-HB | NonDEER | Scaled | Delta |  |  | None |  | 0 |  | 1 | Com | Any | Lighting | InGen-HB | Ltg_Lmp+Blst | HID_LmpBlst |  | ILtg-MH |  |  |  | Incan(500w) | PSMH-175w(208w) | PSMH-175w(208w) | Available | WP source e.g.: SCE13LG087r0 | 0 | 0 | Disposition: MeasuresList-May222014.xlsx | ERrul |  | ILtg-Incand-Com |  | DEER1316-Ltg-Com-HB | 2013-01-01 | 2018-03-31 | DEER2016 HOU Update |  |  |  |  | Standard |  | 1 | 1 | 0 | Deemed Ex Ante Team |  |  |  | Updated to indicate claim/filing status
4700 | C-In-PSMH-175w(208w)-dwP87-dwC0 | Commercial Indoor General Lighting: more efficient HID Lamp & Ballast installed. Measure includes Code case. Impacts: Linear Fluorescent-based HOU (varies by BldgType) | DEER1314 | Lighting Disposition | 2020-11-24 16:30 | Com-Iltg-dWatt-HB | NonDEER | Scaled | Delta |  |  | None |  | 0 |  | 1 | Com | Any | Lighting | InGen-HB | Ltg_Lmp+Blst | HID_LmpBlst |  | ILtg-HID |  |  |  | MH-250w(295w) | PSMH-175w(208w) | PSMH-175w(208w) | Available |  | 0 | 0 | RevisedHighBay.xlsx | ERrul |  | ILtg-MH | Com-Lighting-InGen_MH-295w_PSMH-208w_PSMH-208w | DEER1316-Ltg-Com-HB | 2013-01-01 | 2018-03-31 | DEER2016 HOU Update |  |  |  |  | Standard |  | 1 | 1 | 0 | Deemed Ex Ante Team |  |  |  | Updated to indicate claim/filing status
4701 | C-In-PSMH-175w(208w)-dWP87-dWC24 | Commercial Indoor General Lighting: more efficient HID Lamp & Ballast installed. Measure includes Code case. Impacts: Linear Fluorescent-based HOU (varies by BldgType) | DEER1314 | Lighting Disposition | 2020-11-24 16:30 | Com-Iltg-dWatt-HB | NonDEER | Scaled | Delta |  |  | None |  | 0 |  | 1 | Com | Any | Lighting | InGen-HB | Ltg_Lmp+Blst | HID_LmpBlst |  | ILtg-MH |  |  |  | MH-250w(295w) | PSMH-200w(232w) | PSMH-175w(208w) | Available | Not Used in 2013-2014 Final Lighting Disposition | 0 | 0 | Disposition: MeasuresList-May222014.xlsx | ErRobNc |  | ILtg-MH |  | DEER1316-Ltg-Com-HB | 2013-01-01 | 2018-03-31 | DEER2016 HOU Update |  |  |  |  | Standard |  | 1 | 1 | 0 | Deemed Ex Ante Team |  |  |  | Updated to indicate claim/filing status
4702 | C-In-PSMH-175w-Ext(208w)-dwP87-dwC80 | Commercial Indoor General Lighting: more efficient HID Lamp & Ballast installed. Measure includes Code case. Impacts: Linear Fluorescent-based HOU (varies by BldgType) | DEER1314 | Lighting Disposition | 2020-11-24 16:30 | Com-Iltg-dWatt-HB | NonDEER | Scaled | Delta |  |  | None |  | 0 |  | 1 | Com | Any | Lighting | InGen-HB | Ltg_Lmp+Blst | HID_LmpBlst |  | ILtg-HID |  |  |  | MH-250w(295w) | PSMH-250w(288w) | PSMH-175w-Ext(208w) | Available |  | 0 | 0 | RevisedHighBay.xlsx | ErRobNc |  | ILtg-MH |  | DEER1316-Ltg-Com-HB | 2013-01-01 | 2018-03-31 | DEER2016 HOU Update |  |  |  |  | Standard |  | 1 | 1 | 0 | Deemed Ex Ante Team |  |  |  | Updated to indicate claim/filing status
4703 | C-In-PSMH-250w(278w)-dWP180-dWC87 | Commercial Indoor General Lighting: more efficient HID Lamp & Ballast installed. Measure includes Code case. Impacts: Linear Fluorescent-based HOU (varies by BldgType) | DEER1314 | Lighting Disposition | 2020-11-24 16:30 | Com-Iltg-dWatt-HB | NonDEER | Scaled | Delta |  |  | None |  | 0 |  | 1 | Com | Any | Lighting | InGen-HB | Ltg_Lmp+Blst | HID_LmpBlst |  | ILtg-MH |  |  |  | MH-400w(458w) | PSMH-320w(365w) | PSMH-250w(278w) | Available | WP source e.g.: SCE13LG087r0 | 0 | 0 | Disposition: MeasuresList-May222014.xlsx | ErRobNc |  | ILtg-MH |  | DEER1316-Ltg-Com-HB | 2013-01-01 | 2018-03-31 | DEER2016 HOU Update | LT-64118 |  |  |  | Standard |  | 1 | 1 | 0 | Deemed Ex Ante Team |  |  |  | Updated to indicate claim/filing status
4704 | C-In-PSMH-250w(278w)-dwP87-dwC80 | Commercial Indoor General Lighting: more efficient HID Lamp & Ballast installed. Measure includes Code case. Impacts: Linear Fluorescent-based HOU (varies by BldgType) | DEER1314 | Lighting Disposition | 2020-11-24 16:30 | Com-Iltg-dWatt-HB | NonDEER | Scaled | Delta |  |  | None |  | 0 |  | 1 | Com | Any | Lighting | InGen-HB | Ltg_Lmp+Blst | HID_LmpBlst |  | ILtg-HID |  |  |  | MH-250w(295w) | PSMH-250w(288w) | PSMH-250w(278w) | Available |  | 0 | 0 | RevisedHighBay.xlsx | ErRobNc |  | ILtg-HID |  | DEER1316-Ltg-Com-HB | 2013-01-01 | 2018-03-31 | DEER2016 HOU Update |  |  |  |  | Standard |  | 1 | 1 | 0 | Deemed Ex Ante Team |  |  |  | Updated to indicate claim/filing status
4705 | C-In-PSMH-250w(288w)-dwP112-dwC0 | Commercial Indoor General Lighting: more efficient HID Lamp & Ballast installed. Measure includes Code case. Impacts: Linear Fluorescent-based HOU (varies by BldgType) | DEER1314 | Lighting Disposition | 2020-11-24 16:30 | Com-Iltg-dWatt-HB | NonDEER | Scaled | Delta |  |  | None |  | 0 |  | 1 | Com | Any | Lighting | InGen-HB | Ltg_Lmp+Blst | HID_LmpBlst |  | ILtg-HID |  |  |  | PSMH-350w(400w) | PSMH-250w(288w) | PSMH-250w(288w) | Available |  | 0 | 0 | RevisedHighBay.xlsx | ERrul |  | ILtg-HID |  | DEER1316-Ltg-Com-HB | 2013-01-01 | 2018-03-31 | DEER2016 HOU Update |  |  |  |  | Standard |  | 1 | 1 | 0 | Deemed Ex Ante Team |  |  |  | Updated to indicate claim/filing status
4706 | C-In-PSMH-250w(288w)-dWP167-dWC0 | Commercial Indoor General Lighting: more efficient HID Lamp & Ballast installed. Measure includes Code case. Impacts: Linear Fluorescent-based HOU (varies by BldgType) | DEER1314 | Lighting Disposition | 2020-11-24 16:30 | Com-Iltg-dWatt-HB | NonDEER | Scaled | Delta |  |  | None |  | 0 |  | 1 | Com | Any | Lighting | InGen-HB | Ltg_Lmp+Blst | HID_LmpBlst |  | ILtg-MH |  |  |  | MV-400w(455w) | PSMH-250w(288w) | PSMH-250w(288w) | Available | WP source e.g.: WPSDGENRLG0007r1 | 0 | 0 | Disposition: MeasuresList-May222014.xlsx | ERrul |  | ILtg-HID |  | DEER1316-Ltg-Com-HB | 2013-01-01 | 2018-03-31 | DEER2016 HOU Update |  |  |  |  | Standard |  | 1 | 1 | 0 | Deemed Ex Ante Team |  |  |  | Updated to indicate claim/filing status
4707 | C-In-PSMH-350w(400w)-dWP600-dWC0 | Commercial Indoor General Lighting: HID Lamp & Ballast replaces Incandescent Lamp. Measure includes Code case. Impacts: Linear Fluorescent-based HOU (varies by BldgType) | DEER1314 | Lighting Disposition | 2020-11-24 16:30 | Com-Iltg-dWatt-HB | NonDEER | Scaled | Delta |  |  | None |  | 0 |  | 1 | Com | Any | Lighting | InGen-HB | Ltg_Lmp+Blst | HID_LmpBlst |  | ILtg-MH |  |  |  | Incan(1000w) | PSMH-350w(400w) | PSMH-350w(400w) | Available | WP source e.g.: SCE13LG046r1 | 0 | 0 | Disposition: MeasuresList-May222014.xlsx | ERrul |  | ILtg-Incand-Com | Com-Lighting-InGen_Incan-100w_MH-43w_MH-43w | DEER1316-Ltg-Com-HB | 2013-01-01 | 2018-03-31 | DEER2016 HOU Update |  |  |  |  | Standard |  | 1 | 1 | 0 | Deemed Ex Ante Team |  |  |  | Updated to indicate claim/filing status
4708 | C-In-PSMH-450w(506w)-dwP434-dwC0 | Commercial Indoor General Lighting: more efficient HID Lamp & Ballast installed. Measure includes Code case. Impacts: Linear Fluorescent-based HOU (varies by BldgType) | DEER1314 | Lighting Disposition | 2020-11-24 16:30 | Com-Iltg-dWatt-HB | NonDEER | Scaled | Delta |  |  | None |  | 0 |  | 1 | Com | Any | Lighting | InGen-HB | Ltg_Lmp+Blst | HID_LmpBlst |  | ILtg-HID |  |  |  | PSMH-875w(940w) | PSMH-450w(506w) | PSMH-450w(506w) | Available |  | 0 | 0 | RevisedHighBay.xlsx | ERrul |  | ILtg-HID |  | DEER1316-Ltg-Com-HB | 2013-01-01 | 2018-03-31 | DEER2016 HOU Update |  |  |  |  | Standard |  | 1 | 1 | 0 | Deemed Ex Ante Team |  |  |  | Updated to indicate claim/filing status
4709 | C-In-PSMH-600w(635w)-dWP445-dWC183 | Commercial Indoor General Lighting: more efficient HID Lamp & Ballast installed. Measure includes Code case. Impacts: Linear Fluorescent-based HOU (varies by BldgType) | DEER1314 | Lighting Disposition | 2020-11-24 16:30 | Com-Iltg-dWatt-HB | NonDEER | Scaled | Delta |  |  | None |  | 0 |  | 1 | Com | Any | Lighting | InGen-HB | Ltg_Lmp+Blst | HID_LmpBlst |  | ILtg-MH |  |  |  | MH-1000w(1080w) | PSMH-750w(818w) | PSMH-600w(635w) | Available | WP source e.g.: PGECOLTG154r4 | 0 | 0 | Disposition: MeasuresList-May222014.xlsx | ErRobNc |  | ILtg-MH |  | DEER1316-Ltg-Com-HB | 2013-01-01 | 2018-03-31 | DEER2016 HOU Update |  |  |  |  | Standard |  | 1 | 1 | 0 | Deemed Ex Ante Team |  |  |  | Updated to indicate claim/filing status
4710 | C-In-PSMH-70w(79w)-dWP49 | Commercial Indoor General Lighting: more efficient HID Lamp & Ballast installed. Measure includes Code case. Impacts: Linear Fluorescent-based HOU (varies by BldgType) | DEER1314 | Lighting Disposition | 2020-11-24 16:30 | Com-Iltg-dWatt-HB | NonDEER | Scaled | Delta |  |  | None |  | 0 |  | 1 | Com | Any | Lighting | InGen-HB | Ltg_Lmp+Blst | HID_LmpBlst |  | ILtg-MH |  |  |  | MH-100w(128w) | MH-100w(128w) | PSMH-70w(79w) | Available | WP source e.g.: PGECOLTG154r4 | 0 | 0 | Disposition: MeasuresList-May222014.xlsx | RobNc |  | ILtg-MH |  | DEER1316-Ltg-Com-HB | 2013-01-01 | 2018-03-31 | DEER2016 HOU Update | LT-50223 |  |  |  | Standard |  | 1 | 1 | 0 | Deemed Ex Ante Team |  |  |  | Updated to indicate claim/filing status
4711 | C-In-PSMH-70w(92w)-dwP36 | Commercial Indoor General Lighting: more efficient HID Lamp & Ballast installed. Measure includes Code case. Impacts: Linear Fluorescent-based HOU (varies by BldgType) | DEER1314 | Lighting Disposition | 2020-11-24 16:30 | Com-Iltg-dWatt-HB | NonDEER | Scaled | Delta |  |  | None |  | 0 |  | 1 | Com | Any | Lighting | InGen-HB | Ltg_Lmp+Blst | HID_LmpBlst |  | ILtg-HID |  |  |  | MH-100w(128w) | MH-100w(128w) | PSMH-70w(92w) | Available |  | 0 | 0 | RevisedHighBay.xlsx | RobNc |  | ILtg-MH |  | DEER1316-Ltg-Com-HB | 2013-01-01 | 2018-03-31 | DEER2016 HOU Update |  |  |  |  | Standard |  | 1 | 1 | 0 | Deemed Ex Ante Team |  |  |  | Updated to indicate claim/filing status
4712 | C-In-PSMH-750w(810w)-dWP270 | Commercial Indoor General Lighting: more efficient HID Lamp & Ballast installed. Measure includes Code case. Impacts: Linear Fluorescent-based HOU (varies by BldgType) | DEER1314 | Lighting Disposition | 2020-11-24 16:30 | Com-Iltg-dWatt-HB | NonDEER | Scaled | Delta |  |  | None |  | 0 |  | 1 | Com | Any | Lighting | InGen-HB | Ltg_Lmp+Blst | HID_LmpBlst |  | ILtg-MH |  |  |  | MH-1000w(1080w) | PSMH-1000w(1080w) | PSMH-750w(810w) | Available |  | 0 | 0 | Disposition: MeasuresList-May222014.xlsx | ErRobNc |  | ILtg-MH | Com-Lighting-InGen_Incan-500w_PSMH-208w_PSMH-208w | DEER1316-Ltg-Com-HB | 2013-01-01 | 2018-03-31 | DEER2016 HOU Update |  |  |  |  | Standard |  | 1 | 1 | 0 | Deemed Ex Ante Team |  |  |  | Updated to indicate claim/filing status
4713 | C-In-PSMH-750w(818w)-dwP262-dwC0 | Commercial Indoor General Lighting: more efficient HID Lamp & Ballast installed. Measure includes Code case. Impacts: Linear Fluorescent-based HOU (varies by BldgType) | DEER1314 | Lighting Disposition | 2020-11-24 16:30 | Com-Iltg-dWatt-HB | NonDEER | Scaled | Delta |  |  | None |  | 0 |  | 1 | Com | Any | Lighting | InGen-HB | Ltg_Lmp+Blst | HID_LmpBlst |  | ILtg-HID |  |  |  | MH-1000w(1080w) | PSMH-750w(818w) | PSMH-750w(818w) | Available |  | 0 | 0 | RevisedHighBay.xlsx | ERrul |  | ILtg-MH |  | DEER1316-Ltg-Com-HB | 2013-01-01 | 2018-03-31 | DEER2016 HOU Update |  |  |  |  | Standard |  | 1 | 1 | 0 | Deemed Ex Ante Team |  |  |  | Updated to indicate claim/filing status
4714 | C-Out-CFLfixt-18w-ext(18w)-dWP45 | Commercial Outdoor General Lighting: CFL Fixture replaces pre-existing standard lighting Wattage. Measure includes Code case. Impacts: HOU = 4100; CDF = 0 | DEER1314 | Lighting Disposition | 2020-11-24 16:30 | Com-Oltg-dWatt | NonDEER | Scaled | BaseRatio | 0 | 0 | None |  | 0 |  | 1 | Com | Any | Lighting | OutGen | Ltg_Fixture | CFL_fixt |  | OLtg-CFLfix | CFL fixture based on: Ballast; Total Watts = 3.53 | CFL fixture based on: Ballast; Total Watts = 3.53 | CFL fixture based on: CFLpin-Ext(18w), Exterior Rated; Total Watts = 18 | CFLratio0353 | CFLratio0353 | CFLfixt-18w-ext(18w) | Available |  | 0 | 0 | Disposition: MeasuresList-October312014.xlsx | RobNc |  |  |  | None | 2013-01-01 | 2018-06-30 | InEA_modVal |  | L0230 |  |  | Standard | Remove expiry date per Commission Staff direction 2018ScrewInLampSavignsMethods-11Dec2017.pdf | 1 | 1 | 0 | Deemed Ex Ante Team |  | Remove expiry date per Commission Staff direction 2018ScrewInLampSavignsMethods-11Dec2017.pdf |  | Updated to indicate claim/filing status
4715 | C-Out-CFLfixt-23w-ext(23w)-dWP58 | Commercial Outdoor General Lighting: CFL Fixture replaces pre-existing standard lighting Wattage. Measure includes Code case. Impacts: HOU = 4100; CDF = 0 | DEER1314 | Lighting Disposition | 2020-11-24 16:30 | Com-Oltg-dWatt | NonDEER | Scaled | BaseRatio | 0 | 0 | None |  | 0 |  | 1 | Com | Any | Lighting | OutGen | Ltg_Fixture | CFL_fixt |  | OLtg-CFLfix | CFL fixture based on: Ballast; Total Watts = 3.53 | CFL fixture based on: Ballast; Total Watts = 3.53 | CFL fixture based on: CFLpin-Ext(23w), Exterior Rated; Total Watts = 23 | CFLratio0353 | CFLratio0353 | CFLfixt-23w-ext(23w) | Available |  | 0 | 0 | Disposition: MeasuresList-October312014.xlsx | RobNc |  |  |  | None | 2013-01-01 | 2018-06-30 | InEA_modVal |  | L0231 |  |  | Standard | Remove expiry date per Commission Staff direction 2018ScrewInLampSavignsMethods-11Dec2017.pdf | 1 | 1 | 0 | Deemed Ex Ante Team |  | Remove expiry date per Commission Staff direction 2018ScrewInLampSavignsMethods-11Dec2017.pdf |  | Updated to indicate claim/filing status
4716 | C-Out-CFLfixt-26w-ext(26w)-dWP65 | Commercial Outdoor General Lighting: CFL Fixture replaces pre-existing standard lighting Wattage. Measure includes Code case. Impacts: HOU = 4100; CDF = 0 | DEER1314 | Lighting Disposition | 2020-11-24 16:30 | Com-Oltg-dWatt | NonDEER | Scaled | BaseRatio | 0 | 0 | None |  | 0 |  | 1 | Com | Any | Lighting | OutGen | Ltg_Fixture | CFL_fixt |  | OLtg-CFLfix | CFL fixture based on: Ballast; Total Watts = 3.53 | CFL fixture based on: Ballast; Total Watts = 3.53 | CFL fixture based on: CFLpin-Ext(26w), Exterior Rated; Total Watts = 26 | CFLratio0353 | CFLratio0353 | CFLfixt-26w-ext(26w) | Available |  | 0 | 0 | Disposition: MeasuresList-October312014.xlsx | RobNc |  |  |  | None | 2013-01-01 | 2018-06-30 | InEA_modVal |  | L0232 |  |  | Standard | Remove expiry date per Commission Staff direction 2018ScrewInLampSavignsMethods-11Dec2017.pdf | 1 | 1 | 0 | Deemed Ex Ante Team |  | Remove expiry date per Commission Staff direction 2018ScrewInLampSavignsMethods-11Dec2017.pdf |  | Updated to indicate claim/filing status
4717 | C-Out-CFLfixt-26w-ext-2Lmp(56w)-dWP39 | Commercial Outdoor General Lighting: CFL Fixture replaces HID Fixture. Measure includes Code case. Impacts: HOU = 4100; CDF = 0 | DEER1314 | Lighting Disposition | 2020-11-24 16:30 | Com-Oltg-dWatt | NonDEER | Scaled | Delta | 0 | 0 | None |  | 0 |  | 1 | Com | Any | Lighting | OutGen | Ltg_Fixture | CFL_fixt |  | OLtg-CFLfix | HID Fixture based on Lamp/Blst: MH-70w-Ext(95w); Any type of housing; Any direction of light; Total Watts = 95 | HID Fixture based on Lamp/Blst: MH-70w-Ext(95w); Any type of housing; Any direction of light; Total Watts = 95 | CFL fixture based on: CFLpin-Ext(26w) lamp (2), 2 El Ballast, Exterior Rated; Total Watts = 56 | HIDFixt-MH-70w-Ext(95w) | HIDFixt-MH-70w-Ext(95w) | CFLfixt-26w-ext-2Lmp(56w) | Available | WP source e.g.: SCE13LG046r1 | 0 | 0 | Disposition: MeasuresList-May222014.xlsx | RobNc |  | OLtg-MH | Com-Lighting-InGen_Incan-1000w_PSMH-400w_PSMH-400w | None | 2013-01-01 | 2017-12-31 | InEA_modVal |  | LA00 |  |  | Standard | Measure expired as part of DEER2018; Rev expiry date to 12/31/2017 pending code/standard practice baseline update | 1 | 1 | 0 | Deemed Ex Ante Team |  | Measure expired as part of DEER2018; Rev expiry date to 12/31/2017 pending code/standard practice baseline update |  | Updated to indicate claim/filing status
4718 | C-Out-CFLfixt-26w-ext-2Lmp(70w)-dWP25 | Commercial Outdoor General Lighting: CFL Fixture replaces HID Fixture. Measure includes Code case. Impacts: HOU = 4100; CDF = 0 | DEER1314 | Lighting Disposition | 2020-11-24 16:30 | Com-Oltg-dWatt | NonDEER | Scaled | Delta | 0 | 0 | None |  | 0 |  | 1 | Com | Any | Lighting | OutGen | Ltg_Fixture | CFL_fixt |  | OLtg-CFLfix | HID Fixture based on Lamp/Blst: MH-70w-Ext(95w); Any type of housing; Any direction of light; Total Watts = 95 | HID Fixture based on Lamp/Blst: MH-70w-Ext(95w); Any type of housing; Any direction of light; Total Watts = 95 | CFL fixture based on: CFLpin-Ext(26w) lamp (2), 2 El Ballast, Exterior Rated; Total Watts = 70 | HIDFixt-MH-70w-Ext(95w) | HIDFixt-MH-70w-Ext(95w) | CFLfixt-26w-ext-2Lmp(70w) | Available | WP source e.g.: PGECOLTG154r4 | 0 | 0 | Disposition: MeasuresList-May222014.xlsx | RobNc |  | OLtg-MH |  | None | 2013-01-01 | 2017-12-31 | InEA_modVal |  |  |  |  | Standard | Measure expired as part of DEER2018; Rev expiry date to 12/31/2017 pending code/standard practice baseline update | 1 | 1 | 0 | Deemed Ex Ante Team |  | Measure expired as part of DEER2018; Rev expiry date to 12/31/2017 pending code/standard practice baseline update |  | Updated to indicate claim/filing status
4719 | C-Out-CFLfixt-42w-ext(42w)-dWP148-dWC143 | Commercial Outdoor General Lighting: CFL Fixture replaces HID Fixture. Measure includes Code case. Impacts: HOU = 4100; CDF = 0 | DEER1314 | Lighting Disposition | 2020-11-24 16:30 | Com-Oltg-dWatt | NonDEER | Scaled | Delta | 0 | 0 | None |  | 0 |  | 1 | Com | Any | Lighting | OutGen | Ltg_Fixture | CFL_fixt |  | OLtg-Com-LED-20000hr | HID Fixture based on Lamp/Blst: MH-150w-Ext(190w); Any type of housing; Any direction of light; Total Watts = 190 | HID Fixture based on Lamp/Blst: PSMH-150w-Ext(185w); Any type of housing; Any direction of light; Total Watts = 185 | CFL fixture based on: CFLpin(42w), Exterior Rated; Total Watts = 42 | HIDFixt-MH-150w-Ext(190w) | HIDFixt-PSMH-150w-Ext(185w) | CFLfixt-42w-ext(42w) | Available | WP source e.g.: PGECOLTG154r4 | 0 | 0 | Disposition: MeasuresList-May222014.xlsx | ErRobNc |  | OLtg-MH |  | None | 2013-01-01 | 2017-12-31 | InEA_modVal |  |  |  |  | Standard | Measure expired as part of DEER2018; Rev expiry date to 12/31/2017 pending code/standard practice baseline update | 1 | 1 | 0 | Deemed Ex Ante Team |  | Measure expired as part of DEER2018; Rev expiry date to 12/31/2017 pending code/standard practice baseline update |  | Updated to indicate claim/filing status
4720 | C-Out-CFLfixt-55w-ext(55w)-dWP240-dWC177 | Commercial Outdoor General Lighting: CFL Fixture replaces HID Fixture. Measure includes Code case. Impacts: HOU = 4100; CDF = 0 | DEER1314 | Lighting Disposition | 2020-11-24 16:30 | Com-Oltg-dWatt | NonDEER | Scaled | Delta | 0 | 0 | None |  | 0 |  | 1 | Com | Any | Lighting | OutGen | Ltg_Fixture | CFL_fixt |  | OLtg-CFLfix | HID Fixture based on Lamp/Blst: MH-250w-Ext(295w); Any type of housing; Any direction of light; Total Watts = 295 | HID Fixture based on Lamp/Blst: PSMH-200w-Ext(232w); Any type of housing; Any direction of light; Total Watts = 232 | CFL fixture based on: CFLpin(55w), Exterior Rated; Total Watts = 55 | HIDFixt-MH-250w-Ext(295w) | HIDFixt-PSMH-200w-Ext(232w) | CFLfixt-55w-ext(55w) | Available | WP source e.g.: PGECOLTG154r4 | 0 | 0 | Disposition: MeasuresList-May222014.xlsx | ErRobNc |  | OLtg-MH |  | None | 2013-01-01 | 2017-12-31 | InEA_modVal |  |  |  |  | Standard | Measure expired as part of DEER2018; Rev expiry date to 12/31/2017 pending code/standard practice baseline update | 1 | 1 | 0 | Deemed Ex Ante Team |  | Measure expired as part of DEER2018; Rev expiry date to 12/31/2017 pending code/standard practice baseline update |  | Updated to indicate claim/filing status
4721 | C-Out-CFLfixt-65w-ext(65w)-dWP164 | Commercial Outdoor General Lighting: CFL Fixture replaces pre-existing standard lighting Wattage. Measure includes Code case. Impacts: HOU = 4100; CDF = 0 | DEER1314 | Lighting Disposition | 2020-11-24 16:30 | Com-Oltg-dWatt | NonDEER | Scaled | BaseRatio | 0 | 0 | None |  | 0 |  | 1 | Com | Any | Lighting | OutGen | Ltg_Fixture | CFL_fixt |  | OLtg-CFLfix | CFL fixture based on: Ballast; Total Watts = 3.53 | CFL fixture based on: Ballast; Total Watts = 3.53 | CFL fixture based on: CFLpin-Ext(65w), Exterior Rated; Total Watts = 65 | CFLratio0353 | CFLratio0353 | CFLfixt-65w-ext(65w) | Available |  | 0 | 0 | Disposition: MeasuresList-October312014.xlsx | RobNc |  |  |  | None | 2013-01-01 | 2018-06-30 | InEA_modVal |  | L0233 |  |  | Standard | Remove expiry date per Commission Staff direction 2018ScrewInLampSavignsMethods-11Dec2017.pdf | 1 | 1 | 0 | Deemed Ex Ante Team |  | Remove expiry date per Commission Staff direction 2018ScrewInLampSavignsMethods-11Dec2017.pdf |  | Updated to indicate claim/filing status
4722 | C-Out-CFLscw-Ext(100w)-dWP257 | Commercial Outdoor General Lighting: CFL Lamp with integated Ballast replaces pre-existing standard lighting Wattage. Measure includes Code case. Impacts: HOU = 4100; CDF = 0 | DEER1314 | Lighting Disposition | 2020-11-24 16:30 | Com-Oltg-dWatt | NonDEER | Scaled | BaseRatio | 0 | 0 | None |  | 0 |  | 1 | Com | Any | Lighting | OutGen | Ltg_Lamp | CFLint_lamp |  | OLtg-CFL | Com indoor non-refl CFL base case, Total Watts = 3.57 x Msr Watts | Com indoor non-refl CFL base case, Total Watts = 3.57 x Msr Watts | CFL Lamp: Non-Reflector, Exterior Rated, 100 Watts | CFLratio0357 | CFLratio0357 | CFLscw-Ext(100w) | Available |  | 0 | 0 | Disposition: MeasuresList-October312014.xlsx | RobNc |  |  |  | None | 2013-01-01 | 2017-06-30 | InEA_modVal |  | LC73 |  |  | Standard |  | 1 | 1 | 0 | Deemed Ex Ante Team |  |  |  | Updated to indicate claim/filing status
4723 | C-Out-CFLscw-Ext(100w)-dWP307 | Commercial Outdoor General Lighting: CFL Lamp with integated Ballast replaces pre-existing standard lighting Wattage. Measure includes Code case. Impacts: HOU = 4100; CDF = 0 | DEER1314 | Lighting Disposition | 2020-11-24 16:30 | Com-Oltg-dWatt | NonDEER | Scaled | BaseRatio | 0 | 0 | None |  | 0 |  | 1 | Com | Any | Lighting | OutGen | Ltg_Lamp | CFLint_lamp |  | OLtg-CFL | Res outdoor CFL base case, Total Watts = 4.07 x Msr Watts | Res outdoor CFL base case, Total Watts = 4.07 x Msr Watts | CFL Lamp: Non-Reflector, Exterior Rated, 100 Watts | CFLratio0407 | CFLratio0407 | CFLscw-Ext(100w) | Available | For PGE3PLTG173r1 only. This measure may only be claimed by this work paper. For revision 2 and later, use C-Out-CFLscw-Ext(100w)-dWP257. | 0 | 0 | Disposition: MeasuresList-October312014.xlsx | RobNc |  |  |  | None | 2013-01-01 | 2014-06-30 | InEA_modVal |  |  |  |  | Standard |  | 1 | 1 | 0 | Deemed Ex Ante Team |  |  |  | Updated to indicate claim/filing status
4724 | C-Out-CFLscw-Ext(150w)-dWP385 | Commercial Outdoor General Lighting: CFL Lamp with integated Ballast replaces pre-existing standard lighting Wattage. Measure includes Code case. Impacts: HOU = 4100; CDF = 0 | DEER1314 | Lighting Disposition | 2020-11-24 16:30 | Com-Oltg-dWatt | NonDEER | Scaled | BaseRatio | 0 | 0 | None |  | 0 |  | 1 | Com | Any | Lighting | OutGen | Ltg_Lamp | CFLint_lamp |  | OLtg-CFL | Com indoor non-refl CFL base case, Total Watts = 3.57 x Msr Watts | Com indoor non-refl CFL base case, Total Watts = 3.57 x Msr Watts | CFL Lamp: Non-Reflector, Exterior Rated, 150 Watts | CFLratio0357 | CFLratio0357 | CFLscw-Ext(150w) | Available |  | 0 | 0 | Disposition: MeasuresList-October312014.xlsx | RobNc |  |  |  | None | 2013-01-01 | 2017-06-30 | InEA_modVal |  | LC74 |  |  | Standard |  | 1 | 1 | 0 | Deemed Ex Ante Team |  |  |  | Updated to indicate claim/filing status
4725 | C-Out-CFLscw-Ext(150w)-dWP460 | Commercial Outdoor General Lighting: CFL Lamp with integated Ballast replaces pre-existing standard lighting Wattage. Measure includes Code case. Impacts: HOU = 4100; CDF = 0 | DEER1314 | Lighting Disposition | 2020-11-24 16:30 | Com-Oltg-dWatt | NonDEER | Scaled | BaseRatio | 0 | 0 | None |  | 0 |  | 1 | Com | Any | Lighting | OutGen | Ltg_Lamp | CFLint_lamp |  | OLtg-CFL | Res outdoor CFL base case, Total Watts = 4.07 x Msr Watts | Res outdoor CFL base case, Total Watts = 4.07 x Msr Watts | CFL Lamp: Non-Reflector, Exterior Rated, 150 Watts | CFLratio0407 | CFLratio0407 | CFLscw-Ext(150w) | Available | For PGE3PLTG173r1 only. This measure may only be claimed by this work paper. For revision 2 and later, use C-Out-CFLscw-Ext(150w)-dWP385. | 0 | 0 | Disposition: MeasuresList-October312014.xlsx | RobNc |  |  |  | None | 2013-01-01 | 2014-06-30 | InEA_modVal |  |  |  |  | Standard |  | 1 | 1 | 0 | Deemed Ex Ante Team |  |  |  | Updated to indicate claim/filing status
4726 | C-Out-CFLscw-Ext(42w)-dWP107 | Commercial Outdoor General Lighting: CFL Lamp with integated Ballast replaces pre-existing standard lighting Wattage. Measure includes Code case. Impacts: HOU = 4100; CDF = 0 | DEER1314 | Lighting Disposition | 2020-11-24 16:30 | Com-Oltg-dWatt | NonDEER | Scaled | BaseRatio | 0 | 0 | None |  | 0 |  | 1 | Com | Any | Lighting | OutGen | Ltg_Lamp | CFLint_lamp |  | OLtg-CFL | Com indoor non-refl CFL base case, Total Watts = 3.57 x Msr Watts | Com indoor non-refl CFL base case, Total Watts = 3.57 x Msr Watts | CFL Lamp: Non-Reflector, Exterior Rated, 42 Watts | CFLratio0357 | CFLratio0357 | CFLscw-Ext(42w) | Available |  | 0 | 0 | Disposition: MeasuresList-October312014.xlsx | RobNc |  |  |  | None | 2013-01-01 | 2017-06-30 | InEA_modVal |  | LC101 |  |  | Standard |  | 1 | 1 | 0 | Deemed Ex Ante Team |  |  |  | Updated to indicate claim/filing status
4727 | C-Out-CFLscw-Ext(60w)-dWP154 | Commercial Outdoor General Lighting: CFL Lamp with integated Ballast replaces pre-existing standard lighting Wattage. Measure includes Code case. Impacts: HOU = 4100; CDF = 0 | DEER1314 | Lighting Disposition | 2020-11-24 16:30 | Com-Oltg-dWatt | NonDEER | Scaled | BaseRatio | 0 | 0 | None |  | 0 |  | 1 | Com | Any | Lighting | OutGen | Ltg_Lamp | CFLint_lamp |  | OLtg-CFL | Com indoor non-refl CFL base case, Total Watts = 3.57 x Msr Watts | Com indoor non-refl CFL base case, Total Watts = 3.57 x Msr Watts | CFL Lamp: Non-Reflector, Exterior Rated, 60 Watts | CFLratio0357 | CFLratio0357 | CFLscw-Ext(60w) | Available |  | 0 | 0 | Disposition: MeasuresList-October312014.xlsx | RobNc |  |  |  | None | 2013-01-01 | 2017-06-30 | InEA_modVal |  | LC102 |  |  | Standard |  | 1 | 1 | 0 | Deemed Ex Ante Team |  |  |  | Updated to indicate claim/filing status
4728 | C-Out-CFLscw-Ext(60w)-dWP184 | Commercial Outdoor General Lighting: CFL Lamp with integated Ballast replaces pre-existing standard lighting Wattage. Measure includes Code case. Impacts: HOU = 4100; CDF = 0 | DEER1314 | Lighting Disposition | 2020-11-24 16:30 | Com-Oltg-dWatt | NonDEER | Scaled | BaseRatio | 0 | 0 | None |  | 0 |  | 1 | Com | Any | Lighting | OutGen | Ltg_Lamp | CFLint_lamp |  | OLtg-CFL | Res outdoor CFL base case, Total Watts = 4.07 x Msr Watts | Res outdoor CFL base case, Total Watts = 4.07 x Msr Watts | CFL Lamp: Non-Reflector, Exterior Rated, 60 Watts | CFLratio0407 | CFLratio0407 | CFLscw-Ext(60w) | Available | For PGE3PLTG173r1 only. This measure may only be claimed by this work paper. For revision 2 and later, use C-Out-CFLscw-Ext(60w)-dWP154. | 0 | 0 | Disposition: MeasuresList-October312014.xlsx | RobNc |  |  |  | None | 2013-01-01 | 2014-06-30 | InEA_modVal |  |  |  |  | Standard |  | 1 | 1 | 0 | Deemed Ex Ante Team |  |  |  | Updated to indicate claim/filing status
4729 | C-Out-CFLscw-Ext(80w)-dWP205 | Commercial Outdoor General Lighting: CFL Lamp with integated Ballast replaces pre-existing standard lighting Wattage. Measure includes Code case. Impacts: HOU = 4100; CDF = 0 | DEER1314 | Lighting Disposition | 2020-11-24 16:30 | Com-Oltg-dWatt | NonDEER | Scaled | BaseRatio | 0 | 0 | None |  | 0 |  | 1 | Com | Any | Lighting | OutGen | Ltg_Lamp | CFLint_lamp |  | OLtg-CFL | Com indoor non-refl CFL base case, Total Watts = 3.57 x Msr Watts | Com indoor non-refl CFL base case, Total Watts = 3.57 x Msr Watts | CFL Lamp: Non-Reflector, Exterior Rated, 80 Watts | CFLratio0357 | CFLratio0357 | CFLscw-Ext(80w) | Available |  | 0 | 0 | Disposition: MeasuresList-October312014.xlsx | RobNc |  |  |  | None | 2013-01-01 | 2017-06-30 | InEA_modVal |  | LC103 |  |  | Standard |  | 1 | 1 | 0 | Deemed Ex Ante Team |  |  |  | Updated to indicate claim/filing status
4730 | C-Out-CFLscw-Ext(80w)-dWP245 | Commercial Outdoor General Lighting: CFL Lamp with integated Ballast replaces pre-existing standard lighting Wattage. Measure includes Code case. Impacts: HOU = 4100; CDF = 0 | DEER1314 | Lighting Disposition | 2020-11-24 16:30 | Com-Oltg-dWatt | NonDEER | Scaled | BaseRatio | 0 | 0 | None |  | 0 |  | 1 | Com | Any | Lighting | OutGen | Ltg_Lamp | CFLint_lamp |  | OLtg-CFL | Res outdoor CFL base case, Total Watts = 4.07 x Msr Watts | Res outdoor CFL base case, Total Watts = 4.07 x Msr Watts | CFL Lamp: Non-Reflector, Exterior Rated, 80 Watts | CFLratio0407 | CFLratio0407 | CFLscw-Ext(80w) | Available | For PGE3PLTG173r1 only. This measure may only be claimed by this work paper. For revision 2 and later, use C-Out-CFLscw-Ext(80w)-dWP205. | 0 | 0 | Disposition: MeasuresList-October312014.xlsx | RobNc |  |  |  | None | 2013-01-01 | 2014-06-30 | InEA_modVal |  |  |  |  | Standard |  | 1 | 1 | 0 | Deemed Ex Ante Team |  |  |  | Updated to indicate claim/filing status
4731 | C-Out-CFLscw-Refl-Ext(23w)-dWP59 | Commercial Outdoor General Lighting: CFL Lamp with integated Ballast replaces pre-existing standard lighting Wattage. Measure includes Code case. Impacts: HOU = 4100; CDF = 0 | DEER1314 | Lighting Disposition | 2020-11-24 16:30 | Com-Oltg-dWatt | NonDEER | Scaled | BaseRatio | 0 | 0 | None |  | 0 |  | 1 | Com | Any | Lighting | OutGen | Ltg_Lamp | CFLint_lamp | CFLscw-Refl-Ext(23w) | OLtg-CFL | Com indoor non-refl CFL base case, Total Watts = 3.57 x Msr Watts | Com indoor non-refl CFL base case, Total Watts = 3.57 x Msr Watts | CFL Lamp: Reflector, Exterior Rated, 23 Watts | CFLratio0357 | CFLratio0357 | CFLscw-Refl-Ext(23w) | Available |  | 0 | 0 | Disposition: MeasuresList-October312014.xlsx | RobNc |  |  |  | None | 2013-01-01 | 2017-06-30 | InEA_modVal |  | L0212 |  |  | Standard |  | 1 | 1 | 0 | Deemed Ex Ante Team |  |  |  | Updated to indicate claim/filing status
4732 | C-OutDD-LFLmpBlst-T8-48in-32w-1g+El-RS-NLO-Del(0w)-dWP28-dWC0 | Commercial Dusk-to-Dawn outdoor lighting: Linear Fluorescent Lamp & Ballast permanently delamped. Measure includes Code case. Impacts: HOU = 4100; CDF = 0 | DEER1314 | Lighting Disposition | 2020-11-24 16:30 | Com-Oltg-DuskDawn-dWatt | NonDEER | Scaled | Delta |  |  | None |  | 0 |  | 1 | Com | Any | Lighting | OutDuskDawn | Ltg_Lmp+Blst | LF_LmpBlst |  | OLtg-LFluor-Dusk-to-Dawn |  |  |  | LFLmpBlst-T8-48in-32w-1g+El-RS-NLO(28.7w) | LFLmpBlst-T8-48in-32w-1g+El-RS-NLO-Del(0w) | LFLmpBlst-T8-48in-32w-1g+El-RS-NLO-Del(0w) | Available | WP source e.g.: PGECOLTG111r6; Not used in 2013-14 Lighting Disposition | 0 | 0 | Disposition: MeasuresList-May222014.xlsx | ERrul |  | OLtg-LFluor-Dusk-to-Dawn |  | None | 2013-01-01 | 2014-06-30 | DEER |  |  |  |  | Standard |  | 1 | 1 | 0 | Deemed Ex Ante Team |  |  |  | Updated to indicate claim/filing status
4733 | C-OutDD-LFLmpBlst-T8-48in-32w-1g+El-RS-NLO-Del(32w)-dWP28 | Commercial Dusk-to-Dawn outdoor lighting: Linear Fluorescent Lamp & Ballast permanently delamped. Measure includes Code case. Impacts: HOU = 4100; CDF = 0 | DEER1314 | Lighting Disposition | 2020-11-24 16:30 | Com-Oltg-DuskDawn-dWatt | NonDEER | Scaled | Delta |  |  | None |  | 0 |  | 1 | Com | Any | Lighting | OutDuskDawn | Ltg_Lmp+Blst | LF_LmpBlst |  | OLtg-LFluor-Dusk-to-Dawn |  |  |  | LFLmpBlst-T8-48in-32w-1g+El-RS-NLO(60w) | LFLmpBlst-T8-48in-32w-1g+El-RS-NLO(60w) | LFLmpBlst-T8-48in-32w-1g+El-RS-NLO-Del(32w) | Available |  | 0 | 0 | Disposition: MeasuresList-Dec1-2014.xlsx | RobNc |  | OLtg-LFluor-Dusk-to-Dawn |  | None | 2013-01-01 | 2017-12-31 | InEA_same |  |  |  |  | Standard | Measure expired as part of DEER2018 | 1 | 1 | 0 | Deemed Ex Ante Team |  | Measure expired as part of DEER2018 |  | Updated to indicate claim/filing status
4734 | C-Out-HIDFixt-PSMH-70w-Ext(79w)-dWP41 | Commercial Outdoor General Lighting: more efficient HID Fixture installed. Measure includes Code case. Impacts: HOU = 4100; CDF = 0 | DEER1314 | Lighting Disposition | 2020-11-24 16:30 | Com-Oltg-dWatt | NonDEER | Scaled | Delta | 0 | 0 | None |  | 0 |  | 1 | Com | Any | Lighting | OutGen | Ltg_Fixture | HID_fixt |  | OLtg-HID | HID Fixture based on Lamp/Blst: MH-95w-Ext(120w); Any type of housing; Any direction of light; Total Watts = 120 | HID Fixture based on Lamp/Blst: MH-95w-Ext(120w); Any type of housing; Any direction of light; Total Watts = 120 | HID Fixture based on Lamp/Blst: PSMH-70w-Ext(79w); Any type of housing; Any direction of light; Total Watts = 79 | HIDFixt-MH-95w-Ext(120w) | HIDFixt-MH-95w-Ext(120w) | HIDFixt-PSMH-70w-Ext(79w) | Available | Not Used in 2013-2014 Final Lighting Disposition | 0 | 0 | Disposition: MeasuresList-May222014.xlsx | RobNc |  | OLtg-MH |  | None | 2013-01-01 | 2017-12-31 | InEA_removed |  |  |  |  | Standard | Non-DEER measure references incorrect lighting disposition measure.; Measure expired as part of DEER2018 | 1 | 1 | 0 | Deemed Ex Ante Team |  | Non-DEER measure references incorrect lighting disposition measure.; Measure expired as part of DEER2018 |  | Updated to indicate claim/filing status
4735 | C-Out-HPS-250w-Ext(295w)-dWP160-dWC0 | Commercial Outdoor General Lighting: more efficient HID Lamp & Ballast installed. Measure includes Code case. Impacts: HOU = 4100; CDF = 0 | DEER1314 | Lighting Disposition | 2020-11-24 16:30 | Com-Oltg-dWatt | NonDEER | Scaled | Delta |  |  | None |  | 0 |  | 1 | Com | Any | Lighting | OutGen | Ltg_Lmp+Blst | HID_LmpBlst |  | OLtg-HPS |  |  |  | MV-400w-Ext(455w) | HPS-250w-Ext(295w) | HPS-250w-Ext(295w) | Available | Not Used in 2013-2014 Final Lighting Disposition | 0 | 0 | Disposition: MeasuresList-May222014.xlsx | ERrul |  | OLtg-HID |  | None | 2013-01-01 | 2018-12-31 | DEER |  |  |  |  | Standard | Expires 12/31/2018 due to revised DEER2019 code/ISP baseline | 1 | 1 | 0 | Deemed Ex Ante Team |  | Expires 12/31/2018 due to revised DEER2019 code/ISP baseline |  | Updated to indicate claim/filing status
4736 | C-Out-HPS-250w-Ext(295w)-dwP160-dwC70 | Commercial Outdoor General Lighting: more efficient HID Lamp & Ballast installed. Measure includes Code case. Impacts: HOU = 4100; CDF = 0 | DEER1314 | Lighting Disposition | 2020-11-24 16:30 | Com-Oltg-dWatt | NonDEER | Scaled | Delta |  |  | None |  | 0 |  | 1 | Com | Any | Lighting | OutGen | Ltg_Lmp+Blst | HID_LmpBlst |  | OLtg-HPS |  |  |  | MV-400w-Ext(455w) | PSMH-320w(365w) | HPS-250w-Ext(295w) | Available |  | 0 | 0 | RevisedHighBay.xlsx | ErRobNc |  | OLtg-HPS |  | None | 2013-01-01 | 2017-12-31 | InEA_same |  |  |  |  | Standard | Measure expired as part of DEER2018 | 1 | 1 | 0 | Deemed Ex Ante Team |  | Measure expired as part of DEER2018 |  | Updated to indicate claim/filing status
4737 | C-Out-Ind-70w-Ext(79w)-dWP41 | Commercial Outdoor General Lighting: Induction Lamp & Ballast replaces HID Fixture. Measure includes Code case. Impacts: HOU = 4100; CDF = 0 | DEER1314 | Lighting Disposition | 2020-11-24 16:30 | Com-Oltg-dWatt | NonDEER | Scaled | Delta |  |  | None |  | 0 |  | 1 | Com | Any | Lighting | OutGen | Ltg_Lmp+Blst | Ind_LmpBlst |  | OLtg-HID |  |  |  | HIDFixt-MH-95w-Ext(120w) | HIDFixt-MH-95w-Ext(120w) | Ind-70w-Ext(79w) | Available | Not Used in 2013-2014 Final Lighting Disposition | 0 | 0 | Disposition: MeasuresList-May222014.xlsx | RobNc |  | OLtg-MH |  | None | 2013-01-01 | 2017-12-31 | InEA_same |  |  |  |  | Standard | Measure expired as part of DEER2018 | 1 | 1 | 0 | Deemed Ex Ante Team |  | Measure expired as part of DEER2018 |  | Updated to indicate claim/filing status
4738 | C-Out-Ind-Ext(110w)-dWP80-dWC75 | Commercial Outdoor General Lighting: Induction Lamp & Ballast replaces HID Lamp & Ballast. Measure includes Code case. Impacts: HOU = 4100; CDF = 0 | DEER1314 | Lighting Disposition | 2020-11-24 16:30 | Com-Oltg-dWatt | NonDEER | Scaled | Delta |  |  | None |  | 0 |  | 1 | Com | Any | Lighting | OutGen | Ltg_Lmp+Blst | Ind_LmpBlst |  | OLtg-HID |  |  |  | MH-150w-Ext(190w) | PSMH-150w-Ext(185w) | Ind-Ext(110w) | Available | WP source e.g.: PGE3PLTG173r1 | 0 | 0 | Disposition: MeasuresList-May222014.xlsx | ErRobNc |  | OLtg-MH |  | None | 2013-01-01 | 2017-12-31 | InEA_same |  |  |  |  | Standard | Measure expired as part of DEER2018 | 1 | 1 | 0 | Deemed Ex Ante Team |  | Measure expired as part of DEER2018 |  | Updated to indicate claim/filing status
4739 | C-Out-Ind-Ext(111w)-dWP77 | Commercial Outdoor General Lighting: Induction Lamp & Ballast replaces HID Lamp & Ballast. Measure includes Code case. Impacts: HOU = 4100; CDF = 0 | DEER1314 | Lighting Disposition | 2020-11-24 16:30 | Com-Oltg-dWatt | NonDEER | Scaled | Delta |  |  | None |  | 0 |  | 1 | Com | Any | Lighting | OutGen | Ltg_Lmp+Blst | Ind_LmpBlst |  | OLtg-HID |  |  |  | HPS-150w-Ext(188w) | HPS-150w-Ext(188w) | Ind-Ext(111w) | Available | Not Used in 2013-2014 Final Lighting Disposition | 0 | 0 | Disposition: MeasuresList-May222014.xlsx | RobNc |  | OLtg-HPS |  | None | 2013-01-01 | 2017-12-31 | InEA_same |  |  |  |  | Standard | Measure expired as part of DEER2018 | 1 | 1 | 0 | Deemed Ex Ante Team |  | Measure expired as part of DEER2018 |  | Updated to indicate claim/filing status
4740 | C-Out-Ind-Ext(120w)-dwP110-dwC168 | Commercial Outdoor General Lighting: Induction Lamp & Ballast replaces HID fixture. Measure includes Code case. Impacts: HOU = 4100; CDF = 0 | DEER1314 | Lighting Disposition | 2020-11-24 16:30 | Com-Oltg-dWatt | NonDEER | Scaled | Delta |  |  | None |  | 0 |  | 1 | Com | Any | Lighting | OutGen | Ltg_Lmp+Blst | Ind_LmpBlst |  | OLtg-Induct |  |  |  | HIDFixt-MH-200w-Ext(230w) | HIDFixt-PSMH-250w-Ext(288w) | Ind-Ext(120w) | Available |  | 0 | 0 | RevisedHighBay.xlsx | ErRobNc |  | OLtg-MH |  | None | 2013-01-01 | 2017-12-31 | InEA_same |  |  |  |  | Standard | Measure expired as part of DEER2018 | 1 | 1 | 0 | Deemed Ex Ante Team |  | Measure expired as part of DEER2018 |  | Updated to indicate claim/filing status
4741 | C-Out-Ind-Ext(120w)-dWP110-dWC88 | Commercial Outdoor General Lighting: Induction Lamp & Ballast replaces HID Fixture. Measure includes Code case. Impacts: HOU = 4100; CDF = 0 | DEER1314 | Lighting Disposition | 2020-11-24 16:30 | Com-Oltg-dWatt | NonDEER | Scaled | Delta |  |  | None |  | 0 |  | 1 | Com | Any | Lighting | OutGen | Ltg_Lmp+Blst | Ind_LmpBlst |  | OLtg-HID |  |  |  | HIDFixt-MH-200w-Ext(230w) | HIDFixt-PSMH-175w-Ext(208w) | Ind-Ext(120w) | Available | Not Used in 2013-2014 Final Lighting Disposition | 0 | 0 | Disposition: MeasuresList-May222014.xlsx | ErRobNc |  | OLtg-MH |  | None | 2013-01-01 | 2017-12-31 | InEA_same |  |  |  |  | Standard | Measure expired as part of DEER2018 | 1 | 1 | 0 | Deemed Ex Ante Team |  | Measure expired as part of DEER2018 |  | Updated to indicate claim/filing status
4742 | C-Out-Ind-Ext(165w)-dWP130 | Commercial Outdoor General Lighting: Induction Lamp & Ballast replaces HID Lamp & Ballast. Measure includes Code case. Impacts: HOU = 4100; CDF = 0 | DEER1314 | Lighting Disposition | 2020-11-24 16:30 | Com-Oltg-dWatt | NonDEER | Scaled | Delta |  |  | None |  | 0 |  | 1 | Com | Any | Lighting | OutGen | Ltg_Lmp+Blst | Ind_LmpBlst |  | OLtg-HID |  |  |  | HPS-250w-Ext(295w) | HPS-250w-Ext(295w) | Ind-Ext(165w) | Available | WP source e.g.: PGECOLTG111r6 | 0 | 0 | Disposition: MeasuresList-May222014.xlsx | RobNc |  | OLtg-HPS |  | None | 2013-01-01 | 2017-12-31 | InEA_same |  |  |  |  | Standard | Measure expired as part of DEER2018 | 1 | 1 | 0 | Deemed Ex Ante Team |  | Measure expired as part of DEER2018 |  | Updated to indicate claim/filing status
4743 | C-Out-Ind-Ext(198w)-dWP97-dWC34 | Commercial Outdoor General Lighting: Induction Lamp & Ballast replaces HID Fixture. Measure includes Code case. Impacts: HOU = 4100; CDF = 0 | DEER1314 | Lighting Disposition | 2020-11-24 16:30 | Com-Oltg-dWatt | NonDEER | Scaled | Delta |  |  | None |  | 0 |  | 1 | Com | Any | Lighting | OutGen | Ltg_Lmp+Blst | Ind_LmpBlst |  | OLtg-HID |  |  |  | HIDFixt-MH-250w-Ext(295w) | HIDFixt-PSMH-200w-Ext(232w) | Ind-Ext(198w) | Available | Not Used in 2013-2014 Final Lighting Disposition | 0 | 0 | Disposition: MeasuresList-May222014.xlsx | ErRobNc |  | OLtg-MH |  | None | 2013-01-01 | 2017-12-31 | InEA_same |  |  |  |  | Standard | Measure expired as part of DEER2018 | 1 | 1 | 0 | Deemed Ex Ante Team |  | Measure expired as part of DEER2018 |  | Updated to indicate claim/filing status
4744 | C-Out-Ind-Ext(198w)-dwP97-dwC90 | Commercial Outdoor General Lighting: Induction Lamp & Ballast replaces HID fixture. Measure includes Code case. Impacts: HOU = 4100; CDF = 0 | DEER1314 | Lighting Disposition | 2020-11-24 16:30 | Com-Oltg-dWatt | NonDEER | Scaled | Delta |  |  | None |  | 0 |  | 1 | Com | Any | Lighting | OutGen | Ltg_Lmp+Blst | Ind_LmpBlst |  | OLtg-Induct |  |  |  | HIDFixt-MH-250w-Ext(295w) | HIDFixt-PSMH-250w-Ext(288w) | Ind-Ext(198w) | Available |  | 0 | 0 | RevisedHighBay.xlsx | ErRobNc |  | OLtg-MH |  | None | 2013-01-01 | 2017-12-31 | InEA_same |  |  |  |  | Standard | Measure expired as part of DEER2018 | 1 | 1 | 0 | Deemed Ex Ante Team |  | Measure expired as part of DEER2018 |  | Updated to indicate claim/filing status
4745 | C-Out-Ind-Ext(215w)-dWP250 | Commercial Outdoor General Lighting: Induction Lamp & Ballast replaces HID Lamp & Ballast. Measure includes Code case. Impacts: HOU = 4100; CDF = 0 | DEER1314 | Lighting Disposition | 2020-11-24 16:30 | Com-Oltg-dWatt | NonDEER | Scaled | Delta |  |  | None |  | 0 |  | 1 | Com | Any | Lighting | OutGen | Ltg_Lmp+Blst | Ind_LmpBlst |  | OLtg-HID |  |  |  | HPS-400w-Ext(465w) | HPS-400w-Ext(465w) | Ind-Ext(215w) | Available | WP source e.g.: SCE13LG084r0 | 0 | 0 | Disposition: MeasuresList-May222014.xlsx | RobNc |  | OLtg-HPS |  | None | 2013-01-01 | 2017-12-31 | InEA_same |  |  |  |  | Standard | Measure expired as part of DEER2018 | 1 | 1 | 0 | Deemed Ex Ante Team |  | Measure expired as part of DEER2018 |  | Updated to indicate claim/filing status
4746 | C-Out-Ind-Ext(278w)-dwP190-dwC122 | Commercial Outdoor General Lighting: Induction Lamp & Ballast replaces HID fixture. Measure includes Code case. Impacts: HOU = 4100; CDF = 0 | DEER1314 | Lighting Disposition | 2020-11-24 16:30 | Com-Oltg-dWatt | NonDEER | Scaled | Delta |  |  | None |  | 0 |  | 1 | Com | Any | Lighting | OutGen | Ltg_Lmp+Blst | Ind_LmpBlst |  | OLtg-Induct |  |  |  | HIDFixt-MH-400w-Ext(468w) | HIDFixt-PSMH-350w-Ext(400w) | Ind-Ext(278w) | Available |  | 0 | 0 | RevisedHighBay.xlsx | ErRobNc |  | OLtg-MH |  | None | 2013-01-01 | 2017-12-31 | InEA_same |  |  |  |  | Standard | Measure expired as part of DEER2018 | 1 | 1 | 0 | Deemed Ex Ante Team |  | Measure expired as part of DEER2018 |  | Updated to indicate claim/filing status
4747 | C-Out-Ind-Ext(278w)-dWP190-dWC87 | Commercial Outdoor General Lighting: Induction Lamp & Ballast replaces HID Fixture. Measure includes Code case. Impacts: HOU = 4100; CDF = 0 | DEER1314 | Lighting Disposition | 2020-11-24 16:30 | Com-Oltg-dWatt | NonDEER | Scaled | Delta |  |  | None |  | 0 |  | 1 | Com | Any | Lighting | OutGen | Ltg_Lmp+Blst | Ind_LmpBlst |  | OLtg-HID |  |  |  | HIDFixt-MH-400w-Ext(468w) | HIDFixt-PSMH-320w-Ext(365w) | Ind-Ext(278w) | Available | Not Used in 2013-2014 Final Lighting Disposition | 0 | 0 | Disposition: MeasuresList-May222014.xlsx | ErRobNc |  | OLtg-MH |  | None | 2013-01-01 | 2017-12-31 | InEA_same |  |  |  |  | Standard | Measure expired as part of DEER2018 | 1 | 1 | 0 | Deemed Ex Ante Team |  | Measure expired as part of DEER2018 |  | Updated to indicate claim/filing status
4748 | C-Out-Ind-Ext(44w)-dWP51 | Commercial Outdoor General Lighting: Induction Lamp & Ballast replaces HID Lamp & Ballast. Measure includes Code case. Impacts: HOU = 4100; CDF = 0 | DEER1314 | Lighting Disposition | 2020-11-24 16:30 | Com-Oltg-dWatt | NonDEER | Scaled | Delta |  |  | None |  | 0 |  | 1 | Com | Any | Lighting | OutGen | Ltg_Lmp+Blst | Ind_LmpBlst |  | OLtg-HID |  |  |  | HPS-70w-Ext(95w) | HPS-70w-Ext(95w) | Ind-Ext(44w) | Available | WP source e.g.: WPSDGENRLG0003r3 | 0 | 0 | Disposition: MeasuresList-May222014.xlsx | RobNc |  | OLtg-HPS |  | None | 2013-01-01 | 2017-12-31 | InEA_same |  |  |  |  | Standard | Measure expired as part of DEER2018 | 1 | 1 | 0 | Deemed Ex Ante Team |  | Measure expired as part of DEER2018 |  | Updated to indicate claim/filing status
4749 | C-Out-Ind-Ext(70w)-dwP50 | Commercial Outdoor General Lighting: Induction Lamp & Ballast replaces HID fixture. Measure includes Code case. Impacts: HOU = 4100; CDF = 0 | DEER1314 | Lighting Disposition | 2020-11-24 16:30 | Com-Oltg-dWatt | NonDEER | Scaled | Delta |  |  | None |  | 0 |  | 1 | Com | Any | Lighting | OutGen | Ltg_Lmp+Blst | Ind_LmpBlst |  | OLtg-Induct |  |  |  | HIDFixt-MH-95w-Ext(120w) | HIDFixt-MH-95w-Ext(120w) | Ind-Ext(70w) | Available |  | 0 | 0 | RevisedHighBay.xlsx | RobNc |  | OLtg-MH |  | None | 2013-01-01 | 2017-12-31 | InEA_same |  |  |  |  | Standard | Measure expired as part of DEER2018 | 1 | 1 | 0 | Deemed Ex Ante Team |  | Measure expired as part of DEER2018 |  | Updated to indicate claim/filing status
4750 | C-Out-Ind-Ext(78w)-dWP60 | Commercial Outdoor General Lighting: Induction Lamp & Ballast replaces HID Lamp & Ballast. Measure includes Code case. Impacts: HOU = 4100; CDF = 0 | DEER1314 | Lighting Disposition | 2020-11-24 16:30 | Com-Oltg-dWatt | NonDEER | Scaled | Delta |  |  | None |  | 0 |  | 1 | Com | Any | Lighting | OutGen | Ltg_Lmp+Blst | Ind_LmpBlst |  | OLtg-HID |  |  |  | HPS-100w-Ext(138w) | HPS-100w-Ext(138w) | Ind-Ext(78w) | Available | WP source e.g.: SCE13LG102r0 | 0 | 0 | Disposition: MeasuresList-May222014.xlsx | RobNc |  | OLtg-HPS |  | None | 2013-01-01 | 2017-12-31 | InEA_same |  |  |  |  | Standard | Measure expired as part of DEER2018 | 1 | 1 | 0 | Deemed Ex Ante Team |  | Measure expired as part of DEER2018 |  | Updated to indicate claim/filing status
4751 | C-Out-IndFixt-100w-Ext(110w)-dWP80 | Commercial Outdoor General Lighting: Induction Fixture replaces HID Fixture. Measure includes Code case. Impacts: HOU = 4100; CDF = 0 | DEER1314 | Lighting Disposition | 2020-11-24 16:30 | Com-Oltg-dWatt | NonDEER | Scaled | Delta |  |  | None |  | 0 |  | 1 | Com | Any | Lighting | OutGen | Ltg_Fixture | Ind_fixt |  | OLtg-HID |  |  |  | HIDFixt-HPS-150w-Ext(190w) | HIDFixt-HPS-150w-Ext(190w) | IndFixt-100w-Ext(110w) | Available | Not Used in 2013-2014 Final Lighting Disposition | 0 | 0 | Disposition: MeasuresList-May222014.xlsx | RobNc |  | OLtg-HPS |  | None | 2013-01-01 | 2017-12-31 | InEA_same |  |  |  |  | Standard | Measure expired as part of DEER2018 | 1 | 1 | 0 | Deemed Ex Ante Team |  | Measure expired as part of DEER2018 |  | Updated to indicate claim/filing status
4752 | C-Out-IndFixt-100w-Ext(111w)-dwP77 | Commercial Outdoor General Lighting: Induction Fixture replaces HID fixture. Measure includes Code case. Impacts: HOU = 4100; CDF = 0 | DEER1314 | Lighting Disposition | 2020-11-24 16:30 | Com-Oltg-dWatt | NonDEER | Scaled | Delta |  |  | None |  | 0 |  | 1 | Com | Any | Lighting | OutGen | Ltg_Fixture | Ind_fixt |  | OLtg-Induct |  |  |  | HIDFixt-HPS-150w-Ext(188w) | HIDFixt-HPS-150w-Ext(188w) | IndFixt-100w-Ext(111w) | Available |  | 0 | 0 | RevisedHighBay.xlsx | RobNc |  | OLtg-HPS |  | None | 2013-01-01 | 2017-12-31 | InEA_same |  |  |  |  | Standard | Measure expired as part of DEER2018 | 1 | 1 | 0 | Deemed Ex Ante Team |  | Measure expired as part of DEER2018 |  | Updated to indicate claim/filing status
4753 | C-Out-IndFixt-180w-Ext(198w)-dWP97 | Commercial Outdoor General Lighting: Induction Fixture replaces HID Fixture. Measure includes Code case. Impacts: HOU = 4100; CDF = 0 | DEER1314 | Lighting Disposition | 2020-11-24 16:30 | Com-Oltg-dWatt | NonDEER | Scaled | Delta |  |  | None |  | 0 |  | 1 | Com | Any | Lighting | OutGen | Ltg_Fixture | Ind_fixt |  | OLtg-HID |  |  |  | HIDFixt-HPS-250w-Ext(295w) | HIDFixt-HPS-250w-Ext(295w) | IndFixt-180w-Ext(198w) | Available | Not Used in 2013-2014 Final Lighting Disposition | 0 | 0 | Disposition: MeasuresList-May222014.xlsx | RobNc |  | OLtg-HPS |  | None | 2013-01-01 | 2017-12-31 | InEA_same |  |  |  |  | Standard | Measure expired as part of DEER2018 | 1 | 1 | 0 | Deemed Ex Ante Team |  | Measure expired as part of DEER2018 |  | Updated to indicate claim/filing status
4754 | C-Out-IndFixt-70w-Ext(79w)-dWP41 | Commercial Outdoor General Lighting: Induction Fixture replaces HID Fixture. Measure includes Code case. Impacts: HOU = 4100; CDF = 0 | DEER1314 | Lighting Disposition | 2020-11-24 16:30 | Com-Oltg-dWatt | NonDEER | Scaled | Delta |  |  | None |  | 0 |  | 1 | Com | Any | Lighting | OutGen | Ltg_Fixture | Ind_fixt |  | OLtg-HID |  |  |  | HIDFixt-MH-95w-Ext(120w) | HIDFixt-MH-95w-Ext(120w) | IndFixt-70w-Ext(79w) | Available | Not Used in 2013-2014 Final Lighting Disposition | 0 | 0 | Disposition: MeasuresList-May222014.xlsx | RobNc |  | OLtg-MH |  | None | 2013-01-01 | 2017-12-31 | InEA_same |  |  |  |  | Standard | Measure expired as part of DEER2018 | 1 | 1 | 0 | Deemed Ex Ante Team |  | Measure expired as part of DEER2018 |  | Updated to indicate claim/filing status
4755 | C-Out-IndFixt-Ext(100w)-dwP90 | Commercial Outdoor General Lighting: Induction Fixture replaces HID fixture. Measure includes Code case. Impacts: HOU = 4100; CDF = 0 | DEER1314 | Lighting Disposition | 2020-11-24 16:30 | Com-Oltg-dWatt | NonDEER | Scaled | Delta |  |  | None |  | 0 |  | 1 | Com | Any | Lighting | OutGen | Ltg_Fixture | Ind_fixt |  | OLtg-Induct |  |  |  | HIDFixt-HPS-150w-Ext(190w) | HIDFixt-HPS-150w-Ext(190w) | IndFixt-Ext(100w) | Available |  | 0 | 0 | RevisedHighBay.xlsx | RobNc |  | OLtg-HPS |  | None | 2013-01-01 | 2017-12-31 | InEA_same |  | L0263 |  |  | Standard | Measure expired as part of DEER2018 | 1 | 1 | 0 | Deemed Ex Ante Team |  | Measure expired as part of DEER2018 |  | Updated to indicate claim/filing status
4756 | C-Out-IndFixt-Ext(120w)-dWP110 | Commercial Outdoor General Lighting: Induction Fixture replaces HID Fixture. Measure includes Code case. Impacts: HOU = 4100; CDF = 0 | DEER1314 | Lighting Disposition | 2020-11-24 16:30 | Com-Oltg-dWatt | NonDEER | Scaled | Delta |  |  | None |  | 0 |  | 1 | Com | Any | Lighting | OutGen | Ltg_Fixture | Ind_fixt |  | OLtg-HID |  |  |  | HIDFixt-HPS-200w-Ext(230w) | HIDFixt-HPS-200w-Ext(230w) | IndFixt-Ext(120w) | Available | WP source e.g.: SCE13LG102r0 | 0 | 0 | Disposition: MeasuresList-May222014.xlsx | RobNc |  | OLtg-HPS |  | None | 2013-01-01 | 2017-12-31 | InEA_same |  | L0264 |  |  | Standard | Measure expired as part of DEER2018 | 1 | 1 | 0 | Deemed Ex Ante Team |  | Measure expired as part of DEER2018 |  | Updated to indicate claim/filing status
4757 | C-Out-IndFixt-Ext(180w)-dwP115 | Commercial Outdoor General Lighting: Induction Fixture replaces HID fixture. Measure includes Code case. Impacts: HOU = 4100; CDF = 0 | DEER1314 | Lighting Disposition | 2020-11-24 16:30 | Com-Oltg-dWatt | NonDEER | Scaled | Delta |  |  | None |  | 0 |  | 1 | Com | Any | Lighting | OutGen | Ltg_Fixture | Ind_fixt |  | OLtg-Induct |  |  |  | HIDFixt-HPS-250w-Ext(295w) | HIDFixt-HPS-250w-Ext(295w) | IndFixt-Ext(180w) | Available |  | 0 | 0 | RevisedHighBay.xlsx | RobNc |  | OLtg-HPS |  | None | 2013-01-01 | 2017-12-31 | InEA_same |  | L0267 |  |  | Standard | Measure expired as part of DEER2018 | 1 | 1 | 0 | Deemed Ex Ante Team |  | Measure expired as part of DEER2018 |  | Updated to indicate claim/filing status
4758 | C-Out-IndFixt-Ext(250w)-dWP218 | Commercial Outdoor General Lighting: Induction Fixture replaces HID Fixture. Measure includes Code case. Impacts: HOU = 4100; CDF = 0 | DEER1314 | Lighting Disposition | 2020-11-24 16:30 | Com-Oltg-dWatt | NonDEER | Scaled | Delta |  |  | None |  | 0 |  | 1 | Com | Any | Lighting | OutGen | Ltg_Fixture | Ind_fixt |  | OLtg-HID |  |  |  | HIDFixt-HPS-400w-Ext(468w) | HIDFixt-HPS-400w-Ext(468w) | IndFixt-Ext(250w) | Available | WP source e.g.: WPSDGENRLG0003r3 | 0 | 0 | Disposition: MeasuresList-May222014.xlsx | RobNc |  | OLtg-HPS |  | None | 2013-01-01 | 2017-12-31 | InEA_same |  | L0265 |  |  | Standard | Measure expired as part of DEER2018 | 1 | 1 | 0 | Deemed Ex Ante Team |  | Measure expired as part of DEER2018 |  | Updated to indicate claim/filing status
4759 | C-Out-IndFixt-Ext(70w)-dwP50 | Commercial Outdoor General Lighting: Induction Fixture replaces HID fixture. Measure includes Code case. Impacts: HOU = 4100; CDF = 0 | DEER1314 | Lighting Disposition | 2020-11-24 16:30 | Com-Oltg-dWatt | NonDEER | Scaled | Delta |  |  | None |  | 0 |  | 1 | Com | Any | Lighting | OutGen | Ltg_Fixture | Ind_fixt |  | OLtg-Induct |  |  |  | HIDFixt-MH-95w-Ext(120w) | HIDFixt-MH-95w-Ext(120w) | IndFixt-Ext(70w) | Available |  | 0 | 0 | RevisedHighBay.xlsx | RobNc |  | OLtg-MH |  | None | 2013-01-01 | 2017-12-31 | InEA_same |  | L0262 |  |  | Standard | Measure expired as part of DEER2018 | 1 | 1 | 0 | Deemed Ex Ante Team |  | Measure expired as part of DEER2018 |  | Updated to indicate claim/filing status
4760 | C-Out-LED-A19-Ext(10w)-dWP19 | Commercial Outdoor General Lighting: LED Lamp replaces pre-existing standard lighting Wattage. Measure includes Code case. Impacts: HOU = 4100; CDF = 0 | DEER1314 | Lighting Disposition | 2020-11-24 16:30 | Com-Oltg-dWatt | NonDEER | Scaled | BaseRatio | 0 | 0 | None |  | 0 |  | 1 | Com | Any | Lighting | OutGen | Ltg_Lamp | LED_lamp |  | Oltg-LED | LED A19 Basecase, Total Watts = 2.96 x Msr Watts | LED A19 Basecase, Total Watts = 2.96 x Msr Watts | LED Lamp: Exterior A19, 10 Watts, non-dimmable | LEDratio0296 | LEDratio0296 | LED-A19-Ext(10w) | Available |  | 0 | 0 | Disposition: MeasuresList-October312014.xlsx | RobNc |  |  |  | None | 2013-01-01 | 2017-06-30 | InEA_modVal |  |  |  |  | Standard | EUL_ID corrected | 1 | 1 | 0 | Deemed Ex Ante Team |  | EUL_ID corrected |  | Updated to indicate claim/filing status
4761 | C-Out-LED-A19-Ext(4w)-dWP7 | Commercial Outdoor General Lighting: LED Lamp replaces pre-existing standard lighting Wattage. Measure includes Code case. Impacts: HOU = 4100; CDF = 0 | DEER1314 | Lighting Disposition | 2020-11-24 16:30 | Com-Oltg-dWatt | NonDEER | Scaled | BaseRatio | 0 | 0 | None |  | 0 |  | 1 | Com | Any | Lighting | OutGen | Ltg_Lamp | LED_lamp |  | Oltg-LED | LED A19 Basecase, Total Watts = 2.96 x Msr Watts | LED A19 Basecase, Total Watts = 2.96 x Msr Watts | LED Lamp: Exterior A19, 4 Watts, non-dimmable | LEDratio0296 | LEDratio0296 | LED-A19-Ext(4w) | Available |  | 0 | 0 | Disposition: MeasuresList-October312014.xlsx | RobNc |  |  |  | None | 2013-01-01 | 2017-06-30 | InEA_modVal |  |  |  |  | Standard | EUL_ID corrected | 1 | 1 | 0 | Deemed Ex Ante Team |  | EUL_ID corrected |  | Updated to indicate claim/filing status
4762 | C-Out-LEDFixt-Ext(130w)-dwP120 | Commercial Outdoor General Lighting: LED Fixture replaces HID fixture. Measure includes Code case. Impacts: HOU = 4100; CDF = 0 | DEER1314 | Lighting Disposition | 2020-11-24 16:30 | Com-Oltg-dWatt | NonDEER | Scaled | Delta |  |  | None |  | 0 |  | 1 | Com | Any | Lighting | OutGen | Ltg_Fixture | LED_fixt |  | OLtg-Com-LED-50000hr |  |  |  | HIDFixt-HPS-200w-Ext(250w) | HIDFixt-HPS-200w-Ext(250w) | LEDFixt-Ext(130w) | Available |  | 0 | 0 | RevisedHighBay.xlsx | RobNc |  | OLtg-HPS |  | None | 2013-01-01 | 2017-12-31 | InEA_same |  |  |  |  | Standard | Measure expired as part of DEER2018 | 1 | 1 | 0 | Deemed Ex Ante Team |  | Measure expired as part of DEER2018 |  | Updated to indicate claim/filing status
4763 | C-Out-LEDFixt-Ext(130w)-dwP158 | Commercial Outdoor General Lighting: LED Fixture replaces HID fixture. Measure includes Code case. Impacts: HOU = 4100; CDF = 0 | DEER1314 | Lighting Disposition | 2020-11-24 16:30 | Com-Oltg-dWatt | NonDEER | Scaled | Delta |  |  | None |  | 0 |  | 1 | Com | Any | Lighting | OutGen | Ltg_Fixture | LED_fixt |  | OLtg-Com-LED-50000hr |  |  |  | HIDFixt-PSMH-250w(288w) | HIDFixt-PSMH-250w(288w) | LEDFixt-Ext(130w) | Available |  | 0 | 0 | RevisedHighBay.xlsx | RobNc |  | OLtg-HPS |  | None | 2013-01-01 | 2017-12-31 | InEA_same |  |  |  |  | Standard | Measure expired as part of DEER2018 | 1 | 1 | 0 | Deemed Ex Ante Team |  | Measure expired as part of DEER2018 |  | Updated to indicate claim/filing status
4764 | C-Out-LEDFixt-Ext(170w)-dWP76 | Commercial Outdoor General Lighting: LED Fixture replaces HID Fixture. Measure includes Code case. Impacts: HOU = 4100; CDF = 0 | DEER1314 | Lighting Disposition | 2020-11-24 16:30 | Com-Oltg-dWatt | NonDEER | Scaled | Delta |  |  | None |  | 0 |  | 1 | Com | Any | Lighting | OutGen | Ltg_Fixture | LED_fixt |  | Oltg-LED |  |  |  | HIDFixt-HPS-246w-Ext(246w) | HIDFixt-HPS-246w-Ext(246w) | LEDFixt-Ext(170w) | Available | WP source e.g.: PGECOLTG158r3 | 0 | 0 | Disposition: MeasuresList-May222014.xlsx | RobNc |  | OLtg-HPS |  | None | 2013-01-01 | 2017-12-31 | InEA_modValue |  |  |  |  | Standard | EUL_ID corrected; Measure expired as part of DEER2018 | 1 | 1 | 0 | Deemed Ex Ante Team |  | EUL_ID corrected; Measure expired as part of DEER2018 |  | Updated to indicate claim/filing status
4765 | C-Out-LEDFixt-Ext(190w)-dwP105 | Commercial Outdoor General Lighting: LED Fixture replaces HID fixture. Measure includes Code case. Impacts: HOU = 4100; CDF = 0 | DEER1314 | Lighting Disposition | 2020-11-24 16:30 | Com-Oltg-dWatt | NonDEER | Scaled | Delta |  |  | None |  | 0 |  | 1 | Com | Any | Lighting | OutGen | Ltg_Fixture | LED_fixt |  | OLtg-Com-LED-50000hr |  |  |  | HIDFixt-HPS-250w-Ext(295w) | HIDFixt-HPS-250w-Ext(295w) | LEDFixt-Ext(190w) | Available |  | 0 | 0 | RevisedHighBay.xlsx | RobNc |  | OLtg-HPS |  | None | 2013-01-01 | 2017-12-31 | InEA_same |  |  |  |  | Standard | Measure expired as part of DEER2018 | 1 | 1 | 0 | Deemed Ex Ante Team |  | Measure expired as part of DEER2018 |  | Updated to indicate claim/filing status
4766 | C-Out-LEDFixt-Ext(190w)-dwP266 | Commercial Outdoor General Lighting: LED Fixture replaces HID fixture. Measure includes Code case. Impacts: HOU = 4100; CDF = 0 | DEER1314 | Lighting Disposition | 2020-11-24 16:30 | Com-Oltg-dWatt | NonDEER | Scaled | Delta |  |  | None |  | 0 |  | 1 | Com | Any | Lighting | OutGen | Ltg_Fixture | LED_fixt |  | OLtg-Com-LED-50000hr |  |  |  | HIDFixt-PSMH-400w-Ext(456w) | HIDFixt-PSMH-400w-Ext(456w) | LEDFixt-Ext(190w) | Available |  | 0 | 0 | RevisedHighBay.xlsx | RobNc |  | OLtg-HPS |  | None | 2013-01-01 | 2017-12-31 | InEA_same |  |  |  |  | Standard | Measure expired as part of DEER2018 | 1 | 1 | 0 | Deemed Ex Ante Team |  | Measure expired as part of DEER2018 |  | Updated to indicate claim/filing status
4767 | C-Out-LEDFixt-Ext(210w)-dWP103 | Commercial Outdoor General Lighting: LED Fixture replaces HID Fixture. Measure includes Code case. Impacts: HOU = 4100; CDF = 0 | DEER1314 | Lighting Disposition | 2020-11-24 16:30 | Com-Oltg-dWatt | NonDEER | Scaled | Delta |  |  | None |  | 0 |  | 1 | Com | Any | Lighting | OutGen | Ltg_Fixture | LED_fixt |  | Oltg-LED |  |  |  | HIDFixt-HPS-313w-Ext(313w) | HIDFixt-HPS-313w-Ext(313w) | LEDFixt-Ext(210w) | Available | WP source e.g.: PGECOLTG158r3 | 0 | 0 | Disposition: MeasuresList-May222014.xlsx | RobNc |  | OLtg-HPS |  | None | 2013-01-01 | 2017-12-31 | InEA_modValue |  |  |  |  | Standard | EUL_ID corrected; Measure expired as part of DEER2018 | 1 | 1 | 0 | Deemed Ex Ante Team |  | EUL_ID corrected; Measure expired as part of DEER2018 |  | Updated to indicate claim/filing status
4768 | C-Out-LEDFixt-Ext(222w)-dwP143 | Commercial Outdoor General Lighting: LED Fixture replaces HID fixture. Measure includes Code case. Impacts: HOU = 4100; CDF = 0 | DEER1314 | Lighting Disposition | 2020-11-24 16:30 | Com-Oltg-dWatt | NonDEER | Scaled | Delta |  |  | None |  | 0 |  | 1 | Com | Any | Lighting | OutGen | Ltg_Fixture | LED_fixt |  | OLtg-Com-LED-50000hr |  |  |  | HIDFixt-HPS-310w-Ext(365w) | HIDFixt-HPS-310w-Ext(365w) | LEDFixt-Ext(222w) | Available |  | 0 | 0 | RevisedHighBay.xlsx | RobNc |  | OLtg-HPS |  | None | 2013-01-01 | 2017-12-31 | InEA_same |  |  |  |  | Standard | Measure expired as part of DEER2018 | 1 | 1 | 0 | Deemed Ex Ante Team |  | Measure expired as part of DEER2018 |  | Updated to indicate claim/filing status
4769 | C-Out-LEDFixt-Ext(245w)-dWP138 | Commercial Outdoor General Lighting: LED Fixture replaces HID Fixture. Measure includes Code case. Impacts: HOU = 4100; CDF = 0 | DEER1314 | Lighting Disposition | 2020-11-24 16:30 | Com-Oltg-dWatt | NonDEER | Scaled | Delta |  |  | None |  | 0 |  | 1 | Com | Any | Lighting | OutGen | Ltg_Fixture | LED_fixt |  | Oltg-LED |  |  |  | HIDFixt-HPS-383w-Ext(383w) | HIDFixt-HPS-383w-Ext(383w) | LEDFixt-Ext(245w) | Available | WP source e.g.: PGECOLTG158r3 | 0 | 0 | Disposition: MeasuresList-May222014.xlsx | RobNc |  | OLtg-HPS |  | None | 2013-01-01 | 2017-12-31 | InEA_modValue |  |  |  |  | Standard | EUL_ID corrected; Measure expired as part of DEER2018 | 1 | 1 | 0 | Deemed Ex Ante Team |  | EUL_ID corrected; Measure expired as part of DEER2018 |  | Updated to indicate claim/filing status
4770 | C-Out-LEDFixt-Ext(260w)-dwP205 | Commercial Outdoor General Lighting: LED Fixture replaces HID fixture. Measure includes Code case. Impacts: HOU = 4100; CDF = 0 | DEER1314 | Lighting Disposition | 2020-11-24 16:30 | Com-Oltg-dWatt | NonDEER | Scaled | Delta |  |  | None |  | 0 |  | 1 | Com | Any | Lighting | OutGen | Ltg_Fixture | LED_fixt |  | OLtg-Com-LED-50000hr |  |  |  | HIDFixt-HPS-400w-Ext(465w) | HIDFixt-HPS-400w-Ext(465w) | LEDFixt-Ext(260w) | Available |  | 0 | 0 | RevisedHighBay.xlsx | RobNc |  | OLtg-HPS |  | None | 2013-01-01 | 2017-12-31 | InEA_same |  |  |  |  | Standard | Measure expired as part of DEER2018 | 1 | 1 | 0 | Deemed Ex Ante Team |  | Measure expired as part of DEER2018 |  | Updated to indicate claim/filing status
4771 | C-Out-LEDFixt-Ext(28w)-dwP38 | Commercial Outdoor General Lighting: LED Fixture replaces HID fixture. Measure includes Code case. Impacts: HOU = 4100; CDF = 0 | DEER1314 | Lighting Disposition | 2020-11-24 16:30 | Com-Oltg-dWatt | NonDEER | Scaled | Delta |  |  | None |  | 0 |  | 1 | Com | Any | Lighting | OutGen | Ltg_Fixture | LED_fixt |  | OLtg-Com-LED-50000hr |  |  |  | HIDFixt-HPS-50w-Ext(66w) | HIDFixt-HPS-50w-Ext(66w) | LEDFixt-Ext(28w) | Available |  | 0 | 0 | RevisedHighBay.xlsx | RobNc |  | OLtg-HPS |  | None | 2013-01-01 | 2017-12-31 | InEA_same |  |  |  |  | Standard | Measure expired as part of DEER2018 | 1 | 1 | 0 | Deemed Ex Ante Team |  | Measure expired as part of DEER2018 |  | Updated to indicate claim/filing status
4772 | C-Out-LEDFixt-Ext(28w)-dwP52 | Commercial Outdoor General Lighting: LED Fixture replaces HID fixture. Measure includes Code case. Impacts: HOU = 4100; CDF = 0 | DEER1314 | Lighting Disposition | 2020-11-24 16:30 | Com-Oltg-dWatt | NonDEER | Scaled | Delta |  |  | None |  | 0 |  | 1 | Com | Any | Lighting | OutGen | Ltg_Fixture | LED_fixt |  | OLtg-Com-LED-50000hr |  |  |  | HIDFixt-PSMH-70w-Ext(95w) | HIDFixt-PSMH-70w-Ext(95w) | LEDFixt-Ext(43w) | Available |  | 0 | 0 | RevisedHighBay.xlsx | RobNc |  | OLtg-HPS |  | None | 2013-01-01 | 2017-12-31 | DEER |  |  |  |  | Standard |  | 1 | 1 | 0 | Deemed Ex Ante Team |  |  |  | Updated to indicate claim/filing status
4773 | C-Out-LEDFixt-Ext(290w)-dWP195 | Commercial Outdoor General Lighting: LED Fixture replaces HID Fixture. Measure includes Code case. Impacts: HOU = 4100; CDF = 0 | DEER1314 | Lighting Disposition | 2020-11-24 16:30 | Com-Oltg-dWatt | NonDEER | Scaled | Delta |  |  | None |  | 0 |  | 1 | Com | Any | Lighting | OutGen | Ltg_Fixture | LED_fixt |  | Oltg-LED |  |  |  | HIDFixt-HPS-485w-Ext(485w) | HIDFixt-HPS-485w-Ext(485w) | LEDFixt-Ext(290w) | Available | WP source e.g.: PGECOLTG158r3 | 0 | 0 | Disposition: MeasuresList-May222014.xlsx | RobNc |  | OLtg-HPS |  | None | 2013-01-01 | 2017-12-31 | InEA_modValue |  |  |  |  | Standard | EUL_ID corrected; Measure expired as part of DEER2018 | 1 | 1 | 0 | Deemed Ex Ante Team |  | EUL_ID corrected; Measure expired as part of DEER2018 |  | Updated to indicate claim/filing status
4774 | C-Out-LEDFixt-Ext(350w)-dWP15 | Commercial Outdoor General Lighting: LED Fixture replaces HID Fixture. Measure includes Code case. Impacts: HOU = 4100; CDF = 0 | DEER1314 | Lighting Disposition | 2020-11-24 16:30 | Com-Oltg-dWatt | NonDEER | Scaled | Delta |  |  | None |  | 0 |  | 1 | Com | Any | Lighting | OutGen | Ltg_Fixture | LED_fixt |  | Oltg-LED |  |  |  | HIDFixt-HPS-310w-Ext(365w) | HIDFixt-HPS-310w-Ext(365w) | LEDFixt-Ext(350w) | Available | WP source e.g.: PGECOLTG158r3 | 0 | 0 | Disposition: MeasuresList-May222014.xlsx | RobNc |  | OLtg-HPS |  | None | 2013-01-01 | 2017-12-31 | InEA_modValue |  |  |  |  | Standard | EUL_ID corrected; Measure expired as part of DEER2018 | 1 | 1 | 0 | Deemed Ex Ante Team |  | EUL_ID corrected; Measure expired as part of DEER2018 |  | Updated to indicate claim/filing status
4775 | C-Out-LEDFixt-Ext(43w)-dwP52 | Commercial Outdoor General Lighting: LED Fixture replaces HID fixture. Measure includes Code case. Impacts: HOU = 4100; CDF = 0 | DEER1314 | Lighting Disposition | 2020-11-24 16:30 | Com-Oltg-dWatt | NonDEER | Scaled | Delta |  |  | None |  | 0 |  | 1 | Com | Any | Lighting | OutGen | Ltg_Fixture | LED_fixt |  | OLtg-Com-LED-50000hr |  |  |  | HIDFixt-HPS-70w-Ext(95w) | HIDFixt-HPS-70w-Ext(95w) | LEDFixt-Ext(43w) | Available |  | 0 | 0 | RevisedHighBay.xlsx | RobNc |  | OLtg-HPS |  | None | 2013-01-01 | 2017-12-31 | InEA_same |  |  |  |  | Standard | Measure expired as part of DEER2018 | 1 | 1 | 0 | Deemed Ex Ante Team |  | Measure expired as part of DEER2018 |  | Updated to indicate claim/filing status
4776 | C-Out-LEDFixt-Ext(54w)-dwP74 | Commercial Outdoor General Lighting: LED Fixture replaces HID fixture. Measure includes Code case. Impacts: HOU = 4100; CDF = 0 | DEER1314 | Lighting Disposition | 2020-11-24 16:30 | Com-Oltg-dWatt | NonDEER | Scaled | Delta |  |  | None |  | 0 |  | 1 | Com | Any | Lighting | OutGen | Ltg_Fixture | LED_fixt |  | OLtg-Com-LED-50000hr |  |  |  | HIDFixt-PSMH-100w-Ext(128w) | HIDFixt-PSMH-100w-Ext(128w) | LEDFixt-Ext(54w) | Available |  | 0 | 0 | RevisedHighBay.xlsx | RobNc |  | OLtg-HPS |  | None | 2013-01-01 | 2017-12-31 | InEA_same |  |  |  |  | Standard | Measure expired as part of DEER2018 | 1 | 1 | 0 | Deemed Ex Ante Team |  | Measure expired as part of DEER2018 |  | Updated to indicate claim/filing status
4777 | C-Out-LEDFixt-Ext(54w)-dwP84 | Commercial Outdoor General Lighting: LED Fixture replaces HID fixture. Measure includes Code case. Impacts: HOU = 4100; CDF = 0 | DEER1314 | Lighting Disposition | 2020-11-24 16:30 | Com-Oltg-dWatt | NonDEER | Scaled | Delta |  |  | None |  | 0 |  | 1 | Com | Any | Lighting | OutGen | Ltg_Fixture | LED_fixt |  | OLtg-Com-LED-50000hr |  |  |  | HIDFixt-HPS-100w-Ext(138w) | HIDFixt-HPS-100w-Ext(138w) | LEDFixt-Ext(54w) | Available |  | 0 | 0 | RevisedHighBay.xlsx | RobNc |  | OLtg-HPS |  | None | 2013-01-01 | 2017-12-31 | InEA_same |  |  |  |  | Standard | Measure expired as part of DEER2018 | 1 | 1 | 0 | Deemed Ex Ante Team |  | Measure expired as part of DEER2018 |  | Updated to indicate claim/filing status
4778 | C-Out-LEDFixt-Ext(80w)-dWP37 | Commercial Outdoor General Lighting: LED Fixture replaces HID Fixture. Measure includes Code case. Impacts: HOU = 4100; CDF = 0 | DEER1314 | Lighting Disposition | 2020-11-24 16:30 | Com-Oltg-dWatt | NonDEER | Scaled | Delta |  |  | None |  | 0 |  | 1 | Com | Any | Lighting | OutGen | Ltg_Fixture | LED_fixt |  | Oltg-LED |  |  |  | HIDFixt-HPS-117w-Ext(117w) | HIDFixt-HPS-117w-Ext(117w) | LEDFixt-Ext(80w) | Available | WP source e.g.: SCE13LG109r0 | 0 | 0 | Disposition: MeasuresList-May222014.xlsx | RobNc |  | OLtg-HPS |  | None | 2013-01-01 | 2017-12-31 | InEA_modValue |  |  |  |  | Standard | EUL_ID corrected; Measure expired as part of DEER2018 | 1 | 1 | 0 | Deemed Ex Ante Team |  | EUL_ID corrected; Measure expired as part of DEER2018 |  | Updated to indicate claim/filing status
4779 | C-Out-LEDFixt-Ext(80w)-dWP40 | Commercial Outdoor General Lighting: LED Fixture replaces HID Fixture. Measure includes Code case. Impacts: HOU = 4100; CDF = 0 | DEER1314 | Lighting Disposition | 2020-11-24 16:30 | Com-Oltg-dWatt | NonDEER | Scaled | Delta |  |  | None |  | 0 |  | 1 | Com | Any | Lighting | OutGen | Ltg_Fixture | LED_fixt |  | Oltg-LED |  |  |  | HIDFixt-HPS-100w-Ext(120w) | HIDFixt-HPS-100w-Ext(120w) | LEDFixt-Ext(80w) | Available | WP source e.g.: SCE13LG109r0 | 0 | 0 | Disposition: MeasuresList-May222014.xlsx | RobNc |  | OLtg-HPS |  | None | 2013-01-01 | 2017-12-31 | InEA_modValue |  |  |  |  | Standard | EUL_ID corrected; Measure expired as part of DEER2018 | 1 | 1 | 0 | Deemed Ex Ante Team |  | EUL_ID corrected; Measure expired as part of DEER2018 |  | Updated to indicate claim/filing status
4780 | C-Out-LEDFixt-Ext(90w)-dwP100 | Commercial Outdoor General Lighting: LED Fixture replaces HID fixture. Measure includes Code case. Impacts: HOU = 4100; CDF = 0 | DEER1314 | Lighting Disposition | 2020-11-24 16:30 | Com-Oltg-dWatt | NonDEER | Scaled | Delta |  |  | None |  | 0 |  | 1 | Com | Any | Lighting | OutGen | Ltg_Fixture | LED_fixt |  | OLtg-Com-LED-50000hr |  |  |  | HIDFixt-PSMH-150w-Ext(190w) | HIDFixt-PSMH-150w-Ext(190w) | LEDFixt-Ext(90w) | Available |  | 0 | 0 | RevisedHighBay.xlsx | RobNc |  | OLtg-HPS |  | None | 2013-01-01 | 2017-12-31 | InEA_same |  |  |  |  | Standard | Measure expired as part of DEER2018 | 1 | 1 | 0 | Deemed Ex Ante Team |  | Measure expired as part of DEER2018 |  | Updated to indicate claim/filing status
4781 | C-Out-LEDFixt-Ext(90w)-dwP118 | Commercial Outdoor General Lighting: LED Fixture replaces HID fixture. Measure includes Code case. Impacts: HOU = 4100; CDF = 0 | DEER1314 | Lighting Disposition | 2020-11-24 16:30 | Com-Oltg-dWatt | NonDEER | Scaled | Delta |  |  | None |  | 0 |  | 1 | Com | Any | Lighting | OutGen | Ltg_Fixture | LED_fixt |  | OLtg-Com-LED-50000hr |  |  |  | HIDFixt-PSMH-175w-Ext(208w) | HIDFixt-PSMH-175w-Ext(208w) | LEDFixt-Ext(90w) | Available |  | 0 | 0 | RevisedHighBay.xlsx | RobNc |  | OLtg-HPS |  | None | 2013-01-01 | 2017-12-31 | InEA_same |  |  |  |  | Standard | Measure expired as part of DEER2018 | 1 | 1 | 0 | Deemed Ex Ante Team |  | Measure expired as part of DEER2018 |  | Updated to indicate claim/filing status
4782 | C-Out-LEDFixt-Ext(90w)-dwP98 | Commercial Outdoor General Lighting: LED Fixture replaces HID fixture. Measure includes Code case. Impacts: HOU = 4100; CDF = 0 | DEER1314 | Lighting Disposition | 2020-11-24 16:30 | Com-Oltg-dWatt | NonDEER | Scaled | Delta |  |  | None |  | 0 |  | 1 | Com | Any | Lighting | OutGen | Ltg_Fixture | LED_fixt |  | OLtg-Com-LED-50000hr |  |  |  | HIDFixt-HPS-150w-Ext(188w) | HIDFixt-HPS-150w-Ext(188w) | LEDFixt-Ext(90w) | Available |  | 0 | 0 | RevisedHighBay.xlsx | RobNc |  | OLtg-HPS |  | None | 2013-01-01 | 2017-12-31 | InEA_same |  |  |  |  | Standard | Measure expired as part of DEER2018 | 1 | 1 | 0 | Deemed Ex Ante Team |  | Measure expired as part of DEER2018 |  | Updated to indicate claim/filing status
4783 | C-Out-LEDFixt-Ext-1(110w)-dWP66 | Commercial Outdoor General Lighting: LED Fixture replaces HID Fixture. Measure includes Code case. Impacts: HOU = 4100; CDF = 0 | DEER1314 | Lighting Disposition | 2020-11-24 16:30 | Com-Oltg-dWatt | NonDEER | Scaled | Delta |  |  | None |  | 0 |  | 1 | Com | Any | Lighting | OutGen | Ltg_Fixture | LED_fixt |  | Oltg-LED |  |  |  | HIDFixt-HPS-150w-Ext(176w) | HIDFixt-HPS-150w-Ext(176w) | LEDFixt-Ext-1(110w) | Available | WP source e.g.: SCE13LG097r0 | 0 | 0 | Disposition: MeasuresList-May222014.xlsx | RobNc |  | OLtg-HPS |  | None | 2013-01-01 | 2017-12-31 | InEA_modValue |  |  |  |  | Standard | EUL_ID corrected; Measure expired as part of DEER2018 | 1 | 1 | 0 | Deemed Ex Ante Team |  | EUL_ID corrected; Measure expired as part of DEER2018 |  | Updated to indicate claim/filing status
4784 | C-Out-LEDFixt-Ext-1(192w)-dWP101 | Commercial Outdoor General Lighting: LED Fixture replaces HID Fixture. Measure includes Code case. Impacts: HOU = 4100; CDF = 0 | DEER1314 | Lighting Disposition | 2020-11-24 16:30 | Com-Oltg-dWatt | NonDEER | Scaled | Delta |  |  | None |  | 0 |  | 1 | Com | Any | Lighting | OutGen | Ltg_Fixture | LED_fixt |  | Oltg-LED |  |  |  | HIDFixt-HPS-250w-Ext(293w) | HIDFixt-HPS-250w-Ext(293w) | LEDFixt-Ext-1(192w) | Available | WP source e.g.: SCE13LG097r0 | 0 | 0 | Disposition: MeasuresList-May222014.xlsx | RobNc |  | OLtg-HPS |  | None | 2013-01-01 | 2017-12-31 | InEA_modValue |  |  |  |  | Standard | EUL_ID corrected; Measure expired as part of DEER2018 | 1 | 1 | 0 | Deemed Ex Ante Team |  | EUL_ID corrected; Measure expired as part of DEER2018 |  | Updated to indicate claim/filing status
4785 | C-Out-LEDFixt-Ext-1(192w)-dWP103 | Commercial Outdoor General Lighting: LED Fixture replaces HID Fixture. Measure includes Code case. Impacts: HOU = 4100; CDF = 0 | DEER1314 | Lighting Disposition | 2020-11-24 16:30 | Com-Oltg-dWatt | NonDEER | Scaled | Delta |  |  | None |  | 0 |  | 1 | Com | Any | Lighting | OutGen | Ltg_Fixture | LED_fixt |  | Oltg-LED |  |  |  | HIDFixt-HPS-250w-Ext(295w) | HIDFixt-HPS-250w-Ext(295w) | LEDFixt-Ext-1(192w) | Available | WP source e.g.: SCE13LG097r0 | 0 | 0 | Disposition: MeasuresList-May222014.xlsx | RobNc |  | OLtg-HPS |  | None | 2013-01-01 | 2017-12-31 | InEA_modValue |  |  |  |  | Standard | EUL_ID corrected; Measure expired as part of DEER2018 | 1 | 1 | 0 | Deemed Ex Ante Team |  | EUL_ID corrected; Measure expired as part of DEER2018 |  | Updated to indicate claim/filing status
4786 | C-Out-LEDFixt-Ext-1(225w)-dWP138 | Commercial Outdoor General Lighting: LED Fixture replaces HID Fixture. Measure includes Code case. Impacts: HOU = 4100; CDF = 0 | DEER1314 | Lighting Disposition | 2020-11-24 16:30 | Com-Oltg-dWatt | NonDEER | Scaled | Delta |  |  | None |  | 0 |  | 1 | Com | Any | Lighting | OutGen | Ltg_Fixture | LED_fixt |  | Oltg-LED |  |  |  | HIDFixt-HPS-310w-Ext(363w) | HIDFixt-HPS-310w-Ext(363w) | LEDFixt-Ext-1(225w) | Available | WP source e.g.: SCE13LG097r0 | 0 | 0 | Disposition: MeasuresList-May222014.xlsx | RobNc |  | OLtg-HPS |  | None | 2013-01-01 | 2017-12-31 | InEA_modValue |  |  |  |  | Standard | EUL_ID corrected; Measure expired as part of DEER2018 | 1 | 1 | 0 | Deemed Ex Ante Team |  | EUL_ID corrected; Measure expired as part of DEER2018 |  | Updated to indicate claim/filing status
4787 | C-Out-LEDFixt-Ext-1(50w)-dWP35 | Commercial Outdoor General Lighting: LED Fixture replaces HID Fixture. Measure includes Code case. Impacts: HOU = 4100; CDF = 0 | DEER1314 | Lighting Disposition | 2020-11-24 16:30 | Com-Oltg-dWatt | NonDEER | Scaled | Delta |  |  | None |  | 0 |  | 1 | Com | Any | Lighting | OutGen | Ltg_Fixture | LED_fixt |  | Oltg-LED |  |  |  | HIDFixt-HPS-70w-Ext(85w) | HIDFixt-HPS-70w-Ext(85w) | LEDFixt-Ext-1(50w) | Available | WP source e.g.: WPSDGENRLG0181r1 | 0 | 0 | Disposition: MeasuresList-May222014.xlsx | RobNc |  | OLtg-HPS |  | None | 2013-01-01 | 2017-12-31 | InEA_modValue |  |  |  |  | Standard | EUL_ID corrected; Measure expired as part of DEER2018 | 1 | 1 | 0 | Deemed Ex Ante Team |  | EUL_ID corrected; Measure expired as part of DEER2018 |  | Updated to indicate claim/filing status
4788 | C-Out-LEDFixt-Ext-1(70w)-dWP50 | Commercial Outdoor General Lighting: LED Fixture replaces HID Fixture. Measure includes Code case. Impacts: HOU = 4100; CDF = 0 | DEER1314 | Lighting Disposition | 2020-11-24 16:30 | Com-Oltg-dWatt | NonDEER | Scaled | Delta |  |  | None |  | 0 |  | 1 | Com | Any | Lighting | OutGen | Ltg_Fixture | LED_fixt |  | Oltg-LED |  |  |  | HIDFixt-HPS-100w-Ext(120w) | HIDFixt-HPS-100w-Ext(120w) | LEDFixt-Ext-1(70w) | Available | WP source e.g.: SCE13LG097r0 | 0 | 0 | Disposition: MeasuresList-May222014.xlsx | RobNc |  | OLtg-HPS |  | None | 2013-01-01 | 2017-12-31 | InEA_modValue |  |  |  |  | Standard | EUL_ID corrected; Measure expired as part of DEER2018 | 1 | 1 | 0 | Deemed Ex Ante Team |  | EUL_ID corrected; Measure expired as part of DEER2018 |  | Updated to indicate claim/filing status
4789 | C-Out-LEDFixt-Ext-2(125w)-dWP68 | Commercial Outdoor General Lighting: LED Fixture replaces HID Fixture. Measure includes Code case. Impacts: HOU = 4100; CDF = 0 | DEER1314 | Lighting Disposition | 2020-11-24 16:30 | Com-Oltg-dWatt | NonDEER | Scaled | Delta |  |  | None |  | 0 |  | 1 | Com | Any | Lighting | OutGen | Ltg_Fixture | LED_fixt |  | Oltg-LED |  |  |  | HIDFixt-HPS-193w-Ext(193w) | HIDFixt-HPS-193w-Ext(193w) | LEDFixt-Ext-2(125w) | Available | WP source e.g.: WPSDGENRLG0181r1 | 0 | 0 | Disposition: MeasuresList-May222014.xlsx | RobNc |  | OLtg-HPS |  | None | 2013-01-01 | 2017-12-31 | InEA_modValue |  |  |  |  | Standard | EUL_ID corrected; Measure expired as part of DEER2018 | 1 | 1 | 0 | Deemed Ex Ante Team |  | EUL_ID corrected; Measure expired as part of DEER2018 |  | Updated to indicate claim/filing status
4790 | C-Out-LEDFixt-Ext-3(150w)-dWP84 | Commercial Outdoor General Lighting: LED Fixture replaces HID Fixture. Measure includes Code case. Impacts: HOU = 4100; CDF = 0 | DEER1314 | Lighting Disposition | 2020-11-24 16:30 | Com-Oltg-dWatt | NonDEER | Scaled | Delta |  |  | None |  | 0 |  | 1 | Com | Any | Lighting | OutGen | Ltg_Fixture | LED_fixt |  | Oltg-LED |  |  |  | HIDFixt-HPS-200w-Ext(234w) | HIDFixt-HPS-200w-Ext(234w) | LEDFixt-Ext-3(150w) | Available | WP source e.g.: PGECOLTG151r3 | 0 | 0 | Disposition: MeasuresList-May222014.xlsx | RobNc |  | OLtg-HPS |  | None | 2013-01-01 | 2017-12-31 | InEA_modValue |  |  |  |  | Standard | EUL_ID corrected; Measure expired as part of DEER2018 | 1 | 1 | 0 | Deemed Ex Ante Team |  | EUL_ID corrected; Measure expired as part of DEER2018 |  | Updated to indicate claim/filing status
4791 | C-Out-LEDFixt-Ext-3(265w)-dWP203 | Commercial Outdoor General Lighting: LED Fixture replaces HID Fixture. Measure includes Code case. Impacts: HOU = 4100; CDF = 0 | DEER1314 | Lighting Disposition | 2020-11-24 16:30 | Com-Oltg-dWatt | NonDEER | Scaled | Delta |  |  | None |  | 0 |  | 1 | Com | Any | Lighting | OutGen | Ltg_Fixture | LED_fixt |  | Oltg-LED |  |  |  | HIDFixt-HPS-400w-Ext(468w) | HIDFixt-HPS-400w-Ext(468w) | LEDFixt-Ext-3(265w) | Available | WP source e.g.: PGECOLTG151r3 | 0 | 0 | Disposition: MeasuresList-May222014.xlsx | RobNc |  | OLtg-HPS |  | None | 2013-01-01 | 2017-12-31 | InEA_modValue |  |  |  |  | Standard | EUL_ID corrected; Measure expired as part of DEER2018 | 1 | 1 | 0 | Deemed Ex Ante Team |  | EUL_ID corrected; Measure expired as part of DEER2018 |  | Updated to indicate claim/filing status
4792 | C-Out-LEDFixt-Ext-3(60w)-dWP23 | Commercial Outdoor General Lighting: LED Fixture replaces HID Fixture. Measure includes Code case. Impacts: HOU = 4100; CDF = 0 | DEER1314 | Lighting Disposition | 2020-11-24 16:30 | Com-Oltg-dWatt | NonDEER | Scaled | Delta |  |  | None |  | 0 |  | 1 | Com | Any | Lighting | OutGen | Ltg_Fixture | LED_fixt |  | Oltg-LED |  |  |  | HIDFixt-HPS-83w-Ext(83w) | HIDFixt-HPS-83w-Ext(83w) | LEDFixt-Ext-3(60w) | Available | WP source e.g.: WPSDGENRLG0181r1 | 0 | 0 | Disposition: MeasuresList-May222014.xlsx | RobNc |  | OLtg-HPS |  | None | 2013-01-01 | 2017-12-31 | InEA_modValue |  |  |  |  | Standard | EUL_ID corrected; Measure expired as part of DEER2018 | 1 | 1 | 0 | Deemed Ex Ante Team |  | EUL_ID corrected; Measure expired as part of DEER2018 |  | Updated to indicate claim/filing status
4793 | C-Out-LEDFixt-WM-Ext(80w)-dWP215 | Commercial Outdoor General Lighting: LED Fixture replaces HID Fixture. Measure includes Code case. Impacts: HOU = 4100; CDF = 0 | DEER1314 | Lighting Disposition | 2020-11-24 16:30 | Com-Oltg-dWatt | NonDEER | Scaled | Delta |  |  | None |  | 0 |  | 1 | Com | Any | Lighting | OutGen | Ltg_Fixture | LED_fixt |  | Oltg-LED |  |  |  | HIDFixt-HPS-250w-Ext(295w) | HIDFixt-HPS-250w-Ext(295w) | LEDFixt-WM-Ext(80w) | Available | WP source e.g.: PGECOLTG151r3 | 0 | 0 | Disposition: MeasuresList-May222014.xlsx | RobNc |  | OLtg-HPS |  | None | 2013-01-01 | 2017-12-31 | InEA_modValue |  |  |  |  | Standard | EUL_ID corrected; Measure expired as part of DEER2018 | 1 | 1 | 0 | Deemed Ex Ante Team |  | EUL_ID corrected; Measure expired as part of DEER2018 |  | Updated to indicate claim/filing status
4794 | C-Out-LEDFixt-WM-Ext(80w)-dWP215-dWC152 | Commercial Outdoor General Lighting: LED Fixture replaces HID Fixture. Measure includes Code case. Impacts: HOU = 4100; CDF = 0 | DEER1314 | Lighting Disposition | 2020-11-24 16:30 | Com-Oltg-dWatt | NonDEER | Scaled | Delta |  |  | None |  | 0 |  | 1 | Com | Any | Lighting | OutGen | Ltg_Fixture | LED_fixt |  | Oltg-LED |  |  |  | HIDFixt-MH-250w-Ext(295w) | HIDFixt-PSMH-200w-Ext(232w) | LEDFixt-WM-Ext(80w) | Available | WP source e.g.: PGECOLTG151r3 | 0 | 0 | Disposition: MeasuresList-May222014.xlsx | ErRobNc |  | OLtg-MH |  | None | 2013-01-01 | 2017-12-31 | InEA_modValue |  |  |  |  | Standard | EUL_ID corrected; Measure expired as part of DEER2018 | 1 | 1 | 0 | Deemed Ex Ante Team |  | EUL_ID corrected; Measure expired as part of DEER2018 |  | Updated to indicate claim/filing status
4795 | C-Out-LEDFixt-WM-Ext-4(40w)-dWP32 | Commercial Outdoor General Lighting: LED Fixture replaces HID Fixture. Measure includes Code case. Impacts: HOU = 4100; CDF = 0 | DEER1314 | Lighting Disposition | 2020-11-24 16:30 | Com-Oltg-dWatt | NonDEER | Scaled | Delta |  |  | None |  | 0 |  | 1 | Com | Any | Lighting | OutGen | Ltg_Fixture | LED_fixt |  | Oltg-LED |  |  |  | HIDFixt-MH-50w-Ext(72w) | HIDFixt-MH-50w-Ext(72w) | LEDFixt-WM-Ext-4(40w) | Available | WP source e.g.: PGECOLTG151r3 | 0 | 0 | Disposition: MeasuresList-May222014.xlsx | RobNc |  | OLtg-MH |  | None | 2013-01-01 | 2017-12-31 | InEA_modValue |  |  |  |  | Standard | EUL_ID corrected; Measure expired as part of DEER2018 | 1 | 1 | 0 | Deemed Ex Ante Team |  | EUL_ID corrected; Measure expired as part of DEER2018 |  | Updated to indicate claim/filing status
4796 | C-Out-LEDFixt-WM-Ext-4(40w)-dWP6-1 | Commercial Outdoor General Lighting: LED Fixture replaces CFL Fixture. Measure includes Code case. Impacts: HOU = 4100; CDF = 0 | DEER1314 | Lighting Disposition | 2020-11-24 16:30 | Com-Oltg-dWatt | NonDEER | Scaled | Delta |  |  | None |  | 0 |  | 1 | Com | Any | Lighting | OutGen | Ltg_Fixture | LED_fixt |  | Oltg-LED |  |  |  | CFLfixt-46w(46w) | CFLfixt-46w(46w) | LEDFixt-WM-Ext-4(40w) | Available | WP source e.g.: SCE13LG097r0 | 0 | 0 | Disposition: MeasuresList-May222014.xlsx | RobNc |  | OLtg-CFLfix |  | None | 2013-01-01 | 2017-12-31 | InEA_modValue |  |  |  |  | Standard | EUL_ID corrected; Measure expired as part of DEER2018 | 1 | 1 | 0 | Deemed Ex Ante Team |  | EUL_ID corrected; Measure expired as part of DEER2018 |  | Updated to indicate claim/filing status
4797 | C-Out-LEDFixt-WM-Ext-4(40w)-dWP6-2 | Commercial Outdoor General Lighting: LED Fixture replaces HID Fixture. Measure includes Code case. Impacts: HOU = 4100; CDF = 0 | DEER1314 | Lighting Disposition | 2020-11-24 16:30 | Com-Oltg-dWatt | NonDEER | Scaled | Delta |  |  | None |  | 0 |  | 1 | Com | Any | Lighting | OutGen | Ltg_Fixture | LED_fixt |  | Oltg-LED |  |  |  | HIDFixt-HPS-46w-Ext(46w)-WM | HIDFixt-HPS-46w-Ext(46w)-WM | LEDFixt-WM-Ext-4(40w) | Available | WP source e.g.: PGECOLTG151r3 | 0 | 0 | Disposition: MeasuresList-May222014.xlsx | RobNc |  | OLtg-HPS |  | None | 2013-01-01 | 2017-12-31 | InEA_modValue |  |  |  |  | Standard | EUL_ID corrected; Measure expired as part of DEER2018 | 1 | 1 | 0 | Deemed Ex Ante Team |  | EUL_ID corrected; Measure expired as part of DEER2018 |  | Updated to indicate claim/filing status
4798 | C-Out-LED-MR16-Ext(3w)-dWP9 | Commercial Outdoor General Lighting: LED Lamp replaces pre-existing standard lighting Wattage. Measure includes Code case. Impacts: HOU = 4100; CDF = 0 | DEER1314 | Lighting Disposition | 2020-11-24 16:30 | Com-Oltg-dWatt | NonDEER | Scaled | BaseRatio | 0 | 0 | None |  | 0 |  | 1 | Com | Any | Lighting | OutGen | Ltg_Lamp | LED_lamp |  | Oltg-LED | LED MR16 Basecase, Total Watts = 4.24 x Msr Watts | LED MR16 Basecase, Total Watts = 4.24 x Msr Watts | LED Lamp: Exterior MR16, 3 Watts, non-dimmable | LEDratio0424 | LEDratio0424 | LED-MR16-Ext(3w) | Available |  | 0 | 0 | Disposition: MeasuresList-October312014.xlsx | RobNc |  |  |  | None | 2013-01-01 | 2018-06-30 | InEA_modVal |  |  |  |  | Standard | EUL_ID corrected; Rev expiry date to 12/31/2017 pending code/standard practice baseline update | 1 | 1 | 0 | Deemed Ex Ante Team |  | EUL_ID corrected; Rev expiry date to 12/31/2017 pending code/standard practice baseline update |  | Updated to indicate claim/filing status
4799 | C-Out-LED-MR16-Ext(7w)-dWP22 | Commercial Outdoor General Lighting: LED Lamp replaces pre-existing standard lighting Wattage. Measure includes Code case. Impacts: HOU = 4100; CDF = 0 | DEER1314 | Lighting Disposition | 2020-11-24 16:30 | Com-Oltg-dWatt | NonDEER | Scaled | BaseRatio | 0 | 0 | None |  | 0 |  | 1 | Com | Any | Lighting | OutGen | Ltg_Lamp | LED_lamp |  | Oltg-LED | LED MR16 Basecase, Total Watts = 4.24 x Msr Watts | LED MR16 Basecase, Total Watts = 4.24 x Msr Watts | LED Lamp: Exterior MR16, 7 Watts, non-dimmable | LEDratio0424 | LEDratio0424 | LED-MR16-Ext(7w) | Available |  | 0 | 0 | Disposition: MeasuresList-October312014.xlsx | RobNc |  |  |  | None | 2013-01-01 | 2018-06-30 | InEA_modVal |  |  |  |  | Standard | EUL_ID corrected; Rev expiry date to 12/31/2017 pending code/standard practice baseline update | 1 | 1 | 0 | Deemed Ex Ante Team |  | EUL_ID corrected; Rev expiry date to 12/31/2017 pending code/standard practice baseline update |  | Updated to indicate claim/filing status
4800 | C-Out-LED-PAR30-Ext(15w)-dWP36 | Commercial Outdoor General Lighting: LED Lamp replaces pre-existing standard lighting Wattage. Measure includes Code case. Impacts: HOU = 4100; CDF = 0 | DEER1314 | Lighting Disposition | 2020-11-24 16:30 | Com-Oltg-dWatt | NonDEER | Scaled | BaseRatio | 0 | 0 | None |  | 0 |  | 1 | Com | Any | Lighting | OutGen | Ltg_Lamp | LED_lamp |  | Oltg-LED | LED PAR30 Basecase, Total Watts = 3.42 x Msr Watts | LED PAR30 Basecase, Total Watts = 3.42 x Msr Watts | LED Lamp: Exterior PAR30, 15 Watts, non-dimmable | LEDratio0342 | LEDratio0342 | LED-PAR30-Ext(15w) | Available |  | 0 | 0 | Disposition: MeasuresList-October312014.xlsx | RobNc |  |  |  | None | 2013-01-01 | 2017-06-30 | InEA_modVal |  |  |  |  | Standard | EUL_ID corrected | 1 | 1 | 0 | Deemed Ex Ante Team |  | EUL_ID corrected |  | Updated to indicate claim/filing status
4801 | C-Out-LED-PAR30-Ext(6w)-dWP14 | Commercial Outdoor General Lighting: LED Lamp replaces pre-existing standard lighting Wattage. Measure includes Code case. Impacts: HOU = 4100; CDF = 0 | DEER1314 | Lighting Disposition | 2020-11-24 16:30 | Com-Oltg-dWatt | NonDEER | Scaled | BaseRatio | 0 | 0 | None |  | 0 |  | 1 | Com | Any | Lighting | OutGen | Ltg_Lamp | LED_lamp |  | Oltg-LED | LED PAR30 Basecase, Total Watts = 3.42 x Msr Watts | LED PAR30 Basecase, Total Watts = 3.42 x Msr Watts | LED Lamp: Exterior PAR30, 6 Watts, non-dimmable | LEDratio0342 | LEDratio0342 | LED-PAR30-Ext(6w) | Available |  | 0 | 0 | Disposition: MeasuresList-October312014.xlsx | RobNc |  |  |  | None | 2013-01-01 | 2017-06-30 | InEA_modVal |  |  |  |  | Standard | EUL_ID corrected | 1 | 1 | 0 | Deemed Ex Ante Team |  | EUL_ID corrected |  | Updated to indicate claim/filing status
4802 | C-Out-LED-PAR38-Ext(17w)-dWP47 | Commercial Outdoor General Lighting: LED Lamp replaces pre-existing standard lighting Wattage. Measure includes Code case. Impacts: HOU = 4100; CDF = 0 | DEER1314 | Lighting Disposition | 2020-11-24 16:30 | Com-Oltg-dWatt | NonDEER | Scaled | BaseRatio | 0 | 0 | None |  | 0 |  | 1 | Com | Any | Lighting | OutGen | Ltg_Lamp | LED_lamp |  | Oltg-LED | LED PAR38 Basecase, Total Watts = 3.81 x Msr Watts | LED PAR38 Basecase, Total Watts = 3.81 x Msr Watts | LED Lamp: Exterior PAR38, 17 Watts, non-dimmable | LEDratio0381 | LEDratio0381 | LED-PAR38-Ext(17w) | Available |  | 0 | 0 | Disposition: MeasuresList-October312014.xlsx | RobNc |  |  |  | None | 2013-01-01 | 2017-06-30 | InEA_modVal |  |  |  |  | Standard | EUL_ID corrected | 1 | 1 | 0 | Deemed Ex Ante Team |  | EUL_ID corrected |  | Updated to indicate claim/filing status
4803 | C-Out-LED-PAR38-Ext(7w)-dWP19 | Commercial Outdoor General Lighting: LED Lamp replaces pre-existing standard lighting Wattage. Measure includes Code case. Impacts: HOU = 4100; CDF = 0 | DEER1314 | Lighting Disposition | 2020-11-24 16:30 | Com-Oltg-dWatt | NonDEER | Scaled | BaseRatio | 0 | 0 | None |  | 0 |  | 1 | Com | Any | Lighting | OutGen | Ltg_Lamp | LED_lamp |  | Oltg-LED | LED PAR38 Basecase, Total Watts = 3.81 x Msr Watts | LED PAR38 Basecase, Total Watts = 3.81 x Msr Watts | LED Lamp: Exterior PAR38, 7 Watts, non-dimmable | LEDratio0381 | LEDratio0381 | LED-PAR38-Ext(7w) | Available |  | 0 | 0 | Disposition: MeasuresList-October312014.xlsx | RobNc |  |  |  | None | 2013-01-01 | 2017-06-30 | InEA_modVal |  |  |  |  | Standard | EUL_ID corrected | 1 | 1 | 0 | Deemed Ex Ante Team |  | EUL_ID corrected |  | Updated to indicate claim/filing status
4804 | C-Out-LFFixt-T8-48in-32w-2g+El-IS-HLO(65w)-dWP140-dWC85 | Commercial Outdoor General Lighting: Linear Fluorescent Fixture replaces HID Fixture. Measure includes Code case. Impacts: HOU = 4100; CDF = 0 | DEER1314 | Lighting Disposition | 2020-11-24 16:30 | Com-Oltg-dWatt | NonDEER | Scaled | Delta |  |  | None |  | 0 |  | 1 | Com | Any | Lighting | OutGen | Ltg_Fixture | LinFluor_fixt |  | OLtg-LFluor-Com |  |  |  | HIDFixt-MV-175w-Ext(205w) | HIDFixt-PSMH-125w-Ext(150w) | LFFixt-T8-48in-32w-2g+El-IS-HLO(65w) | Available | WP source e.g.: SCE13LG108r1 | 0 | 0 | Disposition: MeasuresList-May222014.xlsx | ErRobNc |  | OLtg-HID |  | None | 2013-01-01 | 2017-12-31 | InEA_modValue |  |  |  |  | Standard | EUL_ID updated to reflect measure technology; Measure expired as part of DEER2018 | 1 | 1 | 0 | Deemed Ex Ante Team |  | EUL_ID updated to reflect measure technology; Measure expired as part of DEER2018 |  | Updated to indicate claim/filing status
4805 | C-Out-LFFixt-T8-48in-32w-2g+El-IS-HLO(68w)-dWP232 | Commercial Outdoor General Lighting: Linear Fluorescent Fixture replaces Halogen Lamp. Measure includes Code case. Impacts: HOU = 4100; CDF = 0 | DEER1314 | Lighting Disposition | 2020-11-24 16:30 | Com-Oltg-dWatt | NonDEER | Scaled | Delta |  |  | None |  | 0 |  | 1 | Com | Any | Lighting | OutGen | Ltg_Fixture | LinFluor_fixt |  | OLtg-LFluor-Com |  |  |  | Hal-Ext(300w) | Hal-Ext(300w) | LFFixt-T8-48in-32w-2g+El-IS-HLO(68w) | Available | WP source e.g.: SCE13LG109r0 | 0 | 0 | Disposition: MeasuresList-May222014.xlsx | RobNc |  | OLtg-Incand-Com |  | None | 2013-01-01 | 2017-12-31 | InEA_modValue |  |  |  |  | Standard | EUL_ID updated to reflect measure technology; Measure expired as part of DEER2018 | 1 | 1 | 0 | Deemed Ex Ante Team |  | EUL_ID updated to reflect measure technology; Measure expired as part of DEER2018 |  | Updated to indicate claim/filing status
4806 | C-Out-LFFixt-T8-48in-32w-3g+El-IS-NLO(84w)-dWP206-dWC124 | Commercial Outdoor General Lighting: Linear Fluorescent Fixture replaces HID Fixture. Measure includes Code case. Impacts: HOU = 4100; CDF = 0 | DEER1314 | Lighting Disposition | 2020-11-24 16:30 | Com-Oltg-dWatt | NonDEER | Scaled | Delta |  |  | None |  | 0 |  | 1 | Com | Any | Lighting | OutGen | Ltg_Fixture | LinFluor_fixt |  | OLtg-LFluor-Com |  |  |  | HIDFixt-MV-250w-Ext(290w) | HIDFixt-PSMH-175w-Ext(208w) | LFFixt-T8-48in-32w-3g+El-IS-NLO(84w) | Available | WP source e.g.: SCE13LG109r0 | 0 | 0 | Disposition: MeasuresList-May222014.xlsx | ErRobNc |  | OLtg-HID |  | None | 2013-01-01 | 2017-12-31 | InEA_modValue |  |  |  |  | Standard | EUL_ID updated to reflect measure technology; Measure expired as part of DEER2018 | 1 | 1 | 0 | Deemed Ex Ante Team |  | EUL_ID updated to reflect measure technology; Measure expired as part of DEER2018 |  | Updated to indicate claim/filing status
4807 | C-Out-LFFixt-T8-60in-40w+El-IS-HLO(126w)-dWP329-dWC162 | Commercial Outdoor General Lighting: Linear Fluorescent Fixture replaces HID Fixture. Measure includes Code case. Impacts: HOU = 4100; CDF = 0 | DEER1314 | Lighting Disposition | 2020-11-24 16:30 | Com-Oltg-dWatt | NonDEER | Scaled | Delta |  |  | None |  | 0 |  | 1 | Com | Any | Lighting | OutGen | Ltg_Fixture | LinFluor_fixt |  | OLtg-LFluor-Com |  |  |  | HIDFixt-MV-400w-Ext(455w) | HIDFixt-PSMH-250w-Ext(288w) | LFFixt-T8-60in-40w+El-IS-HLO(126w) | Available | WP source e.g.: SCE13LG109r0 | 0 | 0 | Disposition: MeasuresList-May222014.xlsx | ErRobNc |  | OLtg-HID |  | None | 2013-01-01 | 2017-12-31 | InEA_modValue |  |  |  |  | Standard | EUL_ID updated to reflect measure technology; Measure expired as part of DEER2018 | 1 | 1 | 0 | Deemed Ex Ante Team |  | EUL_ID updated to reflect measure technology; Measure expired as part of DEER2018 |  | Updated to indicate claim/filing status
4808 | C-Out-LPS-180w-Ext(208w)-dWP247-dWC80 | Commercial Outdoor General Lighting: more efficient HID Lamp & Ballast installed. Measure includes Code case. Impacts: HOU = 4100; CDF = 0 | DEER1314 | Lighting Disposition | 2020-11-24 16:30 | Com-Oltg-dWatt | NonDEER | Scaled | Delta |  |  | None |  | 0 |  | 1 | Com | Any | Lighting | OutGen | Ltg_Lmp+Blst | HID_LmpBlst |  | OLtg-Com-LED-20000hr |  |  |  | MV-400w-Ext(455w) | PSMH-250w-Ext(288w) | LPS-180w-Ext(208w) | Available | WP source e.g.: SCE13LG109r0 | 0 | 0 | Disposition: MeasuresList-May222014.xlsx | ErRobNc |  | OLtg-HID |  | None | 2013-01-01 | 2017-12-31 | InEA_same |  |  |  |  | Standard | Measure expired as part of DEER2018 | 1 | 1 | 0 | Deemed Ex Ante Team |  | Measure expired as part of DEER2018 |  | Updated to indicate claim/filing status
4809 | C-Out-PSMH-125w-Ext(110w)-dWP80 | Commercial Outdoor General Lighting: more efficient HID Lamp & Ballast installed. Measure includes Code case. Impacts: HOU = 4100; CDF = 0 | DEER1314 | Lighting Disposition | 2020-11-24 16:30 | Com-Oltg-dWatt | NonDEER | Scaled | Delta | 0 | 0 | None |  | 0 |  | 1 | Com | Any | Lighting | OutGen | Ltg_Lmp+Blst | HID_LmpBlst |  | OLtg-Com-LED-20000hr | HID Lamp and Ballast: HID Lamp: Pulse Start Metal Halide , Any shape, 150w, Universal position (1); HID Ballast: Electronic, No dimming capability (1); Exterior Rated, Total Watts = 190 | HID Lamp and Ballast: HID Lamp: Pulse Start Metal Halide , Any shape, 150w, Universal position (1); HID Ballast: Electronic, No dimming capability (1); Exterior Rated, Total Watts = 190 | HID Lamp and Ballast: HID Lamp: Pulse Start Metal Halide , Any shape, 125w, Universal position (1); HID Ballast: Electronic, No dimming capability (1); Exterior Rated, Total Watts = 110 | PSMH-150w-Ext(190w) | PSMH-150w-Ext(190w) | PSMH-125w-Ext(110w) | Available | WP source e.g.: SCE13LG109r0 | 0 | 0 | Disposition: MeasuresList-May222014.xlsx | RobNc |  | OLtg-MH |  | None | 2013-01-01 | 2017-12-31 | InEA_removed |  |  |  |  | Standard | What included in Ltg Dispo for PG&E measure; however, PG&E is not offering this measure in 2016 and it is very poorly defined (fixture wattage is lower than lamp wattage); Measure expired as part of DEER2018 | 1 | 1 | 0 | Deemed Ex Ante Team |  | What included in Ltg Dispo for PG&E measure; however, PG&E is not offering this measure in 2016 and it is very poorly defined (fixture wattage is lower than lamp wattage); Measure expired as part of DEER2018 |  | Updated to indicate claim/filing status
4810 | C-Out-PSMH-125w-Ext(126w)-dWP62 | Commercial Outdoor General Lighting: more efficient HID Lamp & Ballast installed. Measure includes Code case. Impacts: HOU = 4100; CDF = 0 | DEER1314 | Lighting Disposition | 2020-11-24 16:30 | Com-Oltg-dWatt | NonDEER | Scaled | Delta |  |  | None |  | 0 |  | 1 | Com | Any | Lighting | OutGen | Ltg_Lmp+Blst | HID_LmpBlst |  | OLtg-Com-LED-20000hr |  |  |  | HPS-150w-Ext(188w) | HPS-150w-Ext(188w) | PSMH-125w-Ext(126w) | Available | WP source e.g.: SCE13LG109r0 | 0 | 0 | Disposition: MeasuresList-May222014.xlsx | RobNc |  | OLtg-HPS |  | None | 2013-01-01 | 2018-12-31 | DEER |  |  |  |  | Standard | Expires 12/31/2018 due to revised DEER2019 code/ISP baseline | 1 | 1 | 0 | Deemed Ex Ante Team |  | Expires 12/31/2018 due to revised DEER2019 code/ISP baseline |  | Updated to indicate claim/filing status
4811 | C-Out-PSMH-125w-Ext(150w)-dWP80 | Commercial Outdoor General Lighting: more efficient HID Lamp & Ballast installed. Measure includes Code case. Impacts: HOU = 4100; CDF = 0 | DEER1314 | Lighting Disposition | 2020-11-24 16:30 | Com-Oltg-dWatt | NonDEER | Scaled | Delta | 0 | 0 | None |  | 0 |  | 1 | Com | Any | Lighting | OutGen | Ltg_Lmp+Blst | HID_LmpBlst |  | OLtg-Com-LED-20000hr | HID Lamp and Ballast: HID Lamp: Pulse Start Metal Halide , Any shape, 200w, Universal position, 19000 lm, CRI = 62, rated hours = 15000 (1); HID Ballast: Constant Wattage Autotransformer, No dimming capability (1); Exterior Rated, Total Watts = 230 | HID Lamp and Ballast: HID Lamp: Pulse Start Metal Halide , Any shape, 200w, Universal position, 19000 lm, CRI = 62, rated hours = 15000 (1); HID Ballast: Constant Wattage Autotransformer, No dimming capability (1); Exterior Rated, Total Watts = 230 | HID Lamp and Ballast: HID Lamp: Pulse Start Metal Halide , Any shape, 125w, Universal position, 12000 lm, CRI = 65, rated hours = 15000 (1); HID Ballast: Constant Wattage Autotransformer, No dimming capability (1); Exterior Rated, Total Watts = 150 | PSMH-200w-Ext(230w) | PSMH-200w-Ext(230w) | PSMH-125w-Ext(150w) | Available | Not Used in 2013-2014 Final Lighting Disposition | 0 | 0 | Disposition: MeasuresList-May222014.xlsx | RobNc |  | OLtg-MH |  | None | 2013-01-01 | 2017-12-31 | InEA_removed |  |  |  |  | Standard | Non-DEER measure references incorrect lighting disposition measure.; Measure expired as part of DEER2018 | 1 | 1 | 0 | Deemed Ex Ante Team |  | Non-DEER measure references incorrect lighting disposition measure.; Measure expired as part of DEER2018 |  | Updated to indicate claim/filing status
4812 | C-Out-PSMH-125w-Ext(150w)-dwP82 | Commercial Outdoor General Lighting: more efficient HID Lamp & Ballast installed. Measure includes Code case. Impacts: HOU = 4100; CDF = 0 | DEER1314 | Lighting Disposition | 2020-11-24 16:30 | Com-Oltg-dWatt | NonDEER | Scaled | Delta |  |  | None |  | 0 |  | 1 | Com | Any | Lighting | OutGen | Ltg_Lmp+Blst | HID_LmpBlst |  | OLtg-MH |  |  |  | PSMH-200w-Ext(232w) | PSMH-200w-Ext(232w) | PSMH-125w-Ext(150w) | Available |  | 0 | 0 | RevisedHighBay.xlsx | RobNc |  | OLtg-MH |  | None | 2013-01-01 | 2018-12-31 | DEER |  |  |  |  | Standard | Expires 12/31/2018 due to revised DEER2019 code/ISP baseline | 1 | 1 | 0 | Deemed Ex Ante Team |  | Expires 12/31/2018 due to revised DEER2019 code/ISP baseline |  | Updated to indicate claim/filing status
4813 | C-Out-PSMH-125w-Ext(152w)-dWP28-dWC0 | Commercial Outdoor General Lighting: HID Lamp & Ballast replaces Incandescent Lamp. Measure includes Code case. Impacts: HOU = 4100; CDF = 0 | DEER1314 | Lighting Disposition | 2020-11-24 16:30 | Com-Oltg-dWatt | NonDEER | Scaled | Delta |  |  | None |  | 0 |  | 1 | Com | Any | Lighting | OutGen | Ltg_Lmp+Blst | HID_LmpBlst |  | OLtg-MH |  |  |  | Incan(180w) | PSMH-125w-Ext(152w) | PSMH-125w-Ext(152w) | Available | WP source e.g.: PGE3PLTG166r0 | 0 | 0 | Disposition: MeasuresList-May222014.xlsx | ERrul |  | OLtg-Incand-Com |  | None | 2013-01-01 | 2018-12-31 | DEER |  |  |  |  | Standard | Expires 12/31/2018 due to revised DEER2019 code/ISP baseline | 1 | 1 | 0 | Deemed Ex Ante Team |  | Expires 12/31/2018 due to revised DEER2019 code/ISP baseline |  | Updated to indicate claim/filing status
4814 | C-Out-PSMH-175w-Ext(208w)-dWP87 | Commercial Outdoor General Lighting: more efficient HID Lamp & Ballast installed. Measure includes Code case. Impacts: HOU = 4100; CDF = 0 | DEER1314 | Lighting Disposition | 2020-11-24 16:30 | Com-Oltg-dWatt | NonDEER | Scaled | Delta | 0 | 0 | None |  | 0 |  | 1 | Com | Any | Lighting | OutGen | Ltg_Lmp+Blst | HID_LmpBlst |  | OLtg-MH | HID Lamp and Ballast: HID Lamp: Pulse Start Metal Halide , Any shape, 275w, Universal position (1); HID Ballast: Electronic, No dimming capability (1); Exterior Rated, Total Watts = 295 | HID Lamp and Ballast: HID Lamp: Pulse Start Metal Halide , Any shape, 275w, Universal position (1); HID Ballast: Electronic, No dimming capability (1); Exterior Rated, Total Watts = 295 | HID Lamp and Ballast: HID Lamp: Pulse Start Metal Halide , Any shape, 175w, Universal position, 16000 lm, CRI = 62, rated hours = 15000 (1); HID Ballast: Constant Wattage Autotransformer, No dimming capability (1); Exterior Rated, Total Watts = 208 | PSMH-275w-Ext(295w) | PSMH-275w-Ext(295w) | PSMH-175w-Ext(208w) | Available | Not Used in 2013-2014 Final Lighting Disposition | 0 | 0 | Disposition: MeasuresList-May222014.xlsx | RobNc |  | OLtg-MH |  | None | 2013-01-01 | 2017-12-31 | InEA_removed |  |  |  |  | Standard | Non-DEER measure references incorrect lighting disposition measure.; Measure expired as part of DEER2018 | 1 | 1 | 0 | Deemed Ex Ante Team |  | Non-DEER measure references incorrect lighting disposition measure.; Measure expired as part of DEER2018 |  | Updated to indicate claim/filing status
4815 | C-Out-PSMH-175w-Ext(208w)-dwP87-dwC0 | Commercial Outdoor General Lighting: more efficient HID Lamp & Ballast installed. Measure includes Code case. Impacts: HOU = 4100; CDF = 0 | DEER1314 | Lighting Disposition | 2020-11-24 16:30 | Com-Oltg-dWatt | NonDEER | Scaled | Delta |  |  | None |  | 0 |  | 1 | Com | Any | Lighting | OutGen | Ltg_Lmp+Blst | HID_LmpBlst |  | OLtg-MH |  |  |  | MH-250w-Ext(295w) | PSMH-175w-Ext(208w) | PSMH-175w-Ext(208w) | Available |  | 0 | 0 | RevisedHighBay.xlsx | ERrul |  | OLtg-MH |  | None | 2013-01-01 | 2018-12-31 | DEER |  |  |  |  | Standard | Expires 12/31/2018 due to revised DEER2019 code/ISP baseline | 1 | 1 | 0 | Deemed Ex Ante Team |  | Expires 12/31/2018 due to revised DEER2019 code/ISP baseline |  | Updated to indicate claim/filing status
4816 | C-Out-PSMH-175w-Ext(208w)-dWP87-dWC24 | Commercial Outdoor General Lighting: more efficient HID Lamp & Ballast installed. Measure includes Code case. Impacts: HOU = 4100; CDF = 0 | DEER1314 | Lighting Disposition | 2020-11-24 16:30 | Com-Oltg-dWatt | NonDEER | Scaled | Delta | 0 | 0 | None |  | 0 |  | 1 | Com | Any | Lighting | OutGen | Ltg_Lmp+Blst | HID_LmpBlst |  | OLtg-MH | HID Lamp and Ballast: HID Lamp: Metal Halide , Any shape, 250w, Universal position, 21640 lm, CRI = 21, rated hours = 24000 (1); HID Ballast: Constant Wattage Autotransformer, No dimming capability (1); Exterior Rated, Total Watts = 295 | HID Lamp and Ballast: HID Lamp: Pulse Start Metal Halide , Any shape, 200w, Universal position, 19000 lm, CRI = 62, rated hours = 15000 (1); HID Ballast: Constant Wattage Autotransformer, No dimming capability (1); Exterior Rated, Total Watts = 232 | HID Lamp and Ballast: HID Lamp: Pulse Start Metal Halide , Any shape, 175w, Universal position, 16000 lm, CRI = 62, rated hours = 15000 (1); HID Ballast: Constant Wattage Autotransformer, No dimming capability (1); Exterior Rated, Total Watts = 208 | MH-250w-Ext(295w) | PSMH-200w-Ext(232w) | PSMH-175w-Ext(208w) | Available | Not Used in 2013-2014 Final Lighting Disposition | 0 | 0 | Disposition: MeasuresList-May222014.xlsx | ErRobNc |  | OLtg-MH |  | None | 2013-01-01 | 2017-12-31 | InEA_removed |  |  |  |  | Standard | Non-DEER measure references incorrect lighting disposition measure.; Measure expired as part of DEER2018 | 1 | 1 | 0 | Deemed Ex Ante Team |  | Non-DEER measure references incorrect lighting disposition measure.; Measure expired as part of DEER2018 |  | Updated to indicate claim/filing status
4817 | C-Out-PSMH-250w-Ext(278w)-dwP178 | Commercial Outdoor General Lighting: more efficient HID Lamp & Ballast installed. Measure includes Code case. Impacts: HOU = 4100; CDF = 0 | DEER1314 | Lighting Disposition | 2020-11-24 16:30 | Com-Oltg-dWatt | NonDEER | Scaled | Delta |  |  | None |  | 0 |  | 1 | Com | Any | Lighting | OutGen | Ltg_Lmp+Blst | HID_LmpBlst |  | OLtg-MH |  |  |  | PSMH-400w-Ext(456w) | PSMH-400w-Ext(456w) | PSMH-250w-Ext(278w) | Available |  | 0 | 0 | RevisedHighBay.xlsx | RobNc |  | OLtg-MH |  | None | 2013-01-01 | 2018-12-31 | DEER |  |  |  |  | Standard | Expires 12/31/2018 due to revised DEER2019 code/ISP baseline | 1 | 1 | 0 | Deemed Ex Ante Team |  | Expires 12/31/2018 due to revised DEER2019 code/ISP baseline |  | Updated to indicate claim/filing status
4818 | C-Out-PSMH-250w-Ext(278w)-dWP190 | Commercial Outdoor General Lighting: more efficient HID Lamp & Ballast installed. Measure includes Code case. Impacts: HOU = 4100; CDF = 0 | DEER1314 | Lighting Disposition | 2020-11-24 16:30 | Com-Oltg-dWatt | NonDEER | Scaled | Delta | 0 | 0 | None |  | 0 |  | 1 | Com | Any | Lighting | OutGen | Ltg_Lmp+Blst | HID_LmpBlst |  | OLtg-MH | HID Lamp and Ballast: HID Lamp: Pulse Start Metal Halide , Any shape, 400w, Universal position, 42855 lm (1); HID Ballast: Electronic, No dimming capability (1); Exterior Rated, Total Watts = 468 | HID Lamp and Ballast: HID Lamp: Pulse Start Metal Halide , Any shape, 400w, Universal position, 42855 lm (1); HID Ballast: Electronic, No dimming capability (1); Exterior Rated, Total Watts = 468 | HID Lamp and Ballast: HID Lamp: Pulse Start Metal Halide , Any shape, 250w, Universal position (1); HID Ballast: Electronic, No dimming capability (1); Exterior Rated, Total Watts = 278 | PSMH-400w-Ext(468w) | PSMH-400w-Ext(468w) | PSMH-250w-Ext(278w) | Available | Not Used in 2013-2014 Final Lighting Disposition | 0 | 0 | Disposition: MeasuresList-May222014.xlsx | RobNc |  | OLtg-MH |  | None | 2013-01-01 | 2017-12-31 | InEA_removed |  |  |  |  | Standard | Non-DEER measure references incorrect lighting disposition measure.; Measure expired as part of DEER2018 | 1 | 1 | 0 | Deemed Ex Ante Team |  | Non-DEER measure references incorrect lighting disposition measure.; Measure expired as part of DEER2018 |  | Updated to indicate claim/filing status
4819 | C-Out-PSMH-250w-Ext(288w)-dWP167-dWC0 | Commercial Outdoor General Lighting: more efficient HID Lamp & Ballast installed. Measure includes Code case. Impacts: HOU = 4100; CDF = 0 | DEER1314 | Lighting Disposition | 2020-11-24 16:30 | Com-Oltg-dWatt | NonDEER | Scaled | Delta |  |  | None |  | 0 |  | 1 | Com | Any | Lighting | OutGen | Ltg_Lmp+Blst | HID_LmpBlst |  | OLtg-MH |  |  |  | MV-400w-Ext(455w) | PSMH-250w-Ext(288w) | PSMH-250w-Ext(288w) | Available | WP source e.g.: PGECOLTG155r3 | 0 | 0 | Disposition: MeasuresList-May222014.xlsx | ERrul |  | OLtg-HID |  | None | 2013-01-01 | 2018-12-31 | DEER |  |  |  |  | Standard | Expires 12/31/2018 due to revised DEER2019 code/ISP baseline | 1 | 1 | 0 | Deemed Ex Ante Team |  | Expires 12/31/2018 due to revised DEER2019 code/ISP baseline |  | Updated to indicate claim/filing status
4820 | C-Out-PSMH-400w-Ext(456w)-dWP294-dWC0 | Commercial Outdoor General Lighting: HID Lamp & Ballast replaces Incandescent Lamp. Measure includes Code case. Impacts: HOU = 4100; CDF = 0 | DEER1314 | Lighting Disposition | 2020-11-24 16:30 | Com-Oltg-dWatt | NonDEER | Scaled | Delta |  |  | None |  | 0 |  | 1 | Com | Any | Lighting | OutGen | Ltg_Lmp+Blst | HID_LmpBlst |  | OLtg-MH |  |  |  | Incan(750w) | PSMH-400w-Ext(456w) | PSMH-400w-Ext(456w) | Available | WP source e.g.: SCE13LG084r0 | 0 | 0 | Disposition: MeasuresList-May222014.xlsx | ERrul |  | OLtg-Incand-Com |  | None | 2013-01-01 | 2018-12-31 | DEER |  |  |  |  | Standard | Expires 12/31/2018 due to revised DEER2019 code/ISP baseline | 1 | 1 | 0 | Deemed Ex Ante Team |  | Expires 12/31/2018 due to revised DEER2019 code/ISP baseline |  | Updated to indicate claim/filing status
4821 | C-Out-PSMH-70w-Ext(79w)-dWP16 | Commercial Outdoor General Lighting: more efficient HID Lamp & Ballast installed. Measure includes Code case. Impacts: HOU = 4100; CDF = 0 | DEER1314 | Lighting Disposition | 2020-11-24 16:30 | Com-Oltg-dWatt | NonDEER | Scaled | Delta |  |  | None |  | 0 |  | 1 | Com | Any | Lighting | OutGen | Ltg_Lmp+Blst | HID_LmpBlst |  | OLtg-MH |  |  |  | HPS-70w-Ext(95w) | HPS-70w-Ext(95w) | PSMH-70w-Ext(79w) | Available | Not Used in 2013-2014 Final Lighting Disposition | 0 | 0 | Disposition: MeasuresList-May222014.xlsx | RobNc |  | OLtg-HPS |  | None | 2013-01-01 | 2017-12-31 | InEA_same |  |  |  |  | Standard | Measure expired as part of DEER2018 | 1 | 1 | 0 | Deemed Ex Ante Team |  | Measure expired as part of DEER2018 |  | Updated to indicate claim/filing status
4822 | C-Out-PSMH-70w-Ext(79w)-dWP41 | Commercial Outdoor General Lighting: more efficient HID Lamp & Ballast installed. Measure includes Code case. Impacts: HOU = 4100; CDF = 0 | DEER1314 | Lighting Disposition | 2020-11-24 16:30 | Com-Oltg-dWatt | NonDEER | Scaled | Delta |  |  | None |  | 0 |  | 1 | Com | Any | Lighting | OutGen | Ltg_Lmp+Blst | HID_LmpBlst |  | OLtg-MH |  |  |  | PSMH-95w-Ext(120w) | PSMH-95w-Ext(120w) | PSMH-70w-Ext(79w) | Available | WP source e.g.: SCE13LG084r0 | 0 | 0 | Disposition: MeasuresList-May222014.xlsx | RobNc |  | OLtg-MH |  | None | 2013-01-01 | 2018-12-31 | DEER |  |  |  |  | Standard | Expires 12/31/2018 due to revised DEER2019 code/ISP baseline | 1 | 1 | 0 | Deemed Ex Ante Team |  | Expires 12/31/2018 due to revised DEER2019 code/ISP baseline |  | Updated to indicate claim/filing status
4823 | C-Out-PSMH-70w-Ext(88w)-dwP7 | Commercial Outdoor General Lighting: more efficient HID Lamp & Ballast installed. Measure includes Code case. Impacts: HOU = 4100; CDF = 0 | DEER1314 | Lighting Disposition | 2020-11-24 16:30 | Com-Oltg-dWatt | NonDEER | Scaled | Delta |  |  | None |  | 0 |  | 1 | Com | Any | Lighting | OutGen | Ltg_Lmp+Blst | HID_LmpBlst |  | OLtg-MH |  |  |  | HPS-70w-Ext(95w) | HPS-70w-Ext(95w) | PSMH-70w-Ext(88w) | Available |  | 0 | 0 | RevisedHighBay.xlsx | RobNc |  | OLtg-HPS |  | None | 2013-01-01 | 2018-12-31 | DEER |  |  |  |  | Standard | Expires 12/31/2018 due to revised DEER2019 code/ISP baseline | 1 | 1 | 0 | Deemed Ex Ante Team |  | Expires 12/31/2018 due to revised DEER2019 code/ISP baseline |  | Updated to indicate claim/filing status
4824 | C-Out-PSMH-750w-Ext(810w)-dWP270 | Commercial Outdoor General Lighting: more efficient HID Lamp & Ballast installed. Measure includes Code case. Impacts: HOU = 4100; CDF = 0 | DEER1314 | Lighting Disposition | 2020-11-24 16:30 | Com-Oltg-dWatt | NonDEER | Scaled | Delta |  |  | None |  | 0 |  | 1 | Com | Any | Lighting | OutGen | Ltg_Lmp+Blst | HID_LmpBlst |  | OLtg-MH |  |  |  | PSMH-1000w-Ext(1080w) | PSMH-1000w-Ext(1080w) | PSMH-750w-Ext(810w) | Available | WP source e.g.: PGECOLTG155r3 | 0 | 0 | Disposition: MeasuresList-May222014.xlsx | RobNc |  | OLtg-MH |  | None | 2013-01-01 | 2018-12-31 | DEER |  |  |  |  | Standard | Expires 12/31/2018 due to revised DEER2019 code/ISP baseline | 1 | 1 | 0 | Deemed Ex Ante Team |  | Expires 12/31/2018 due to revised DEER2019 code/ISP baseline |  | Updated to indicate claim/filing status
4825 | C-pGar-LFLmpBlst-T8-48in-32w-1g+El-RS-NLO-Del(0w)-dWP28-dWC0 | Commercial Parking Garage 24-hour lighting: Linear Fluorescent Lamp & Ballast permanently delamped. Measure includes Code case. Impacts: HOU = 8760; CDF = 1 | DEER1314 | Lighting Disposition | 2020-11-24 16:30 | Oltg-24hr-dWatt | NonDEER | Scaled | Delta |  |  | None |  | 0 |  | 1 | Com | Any | Lighting | ParkGar | Ltg_Lmp+Blst | LF_LmpBlst |  | OLtg-LFluor |  |  |  | LFLmpBlst-T8-48in-32w-1g+El-RS-NLO(28.7w) | LFLmpBlst-T8-48in-32w-1g+El-RS-NLO-Del(0w) | LFLmpBlst-T8-48in-32w-1g+El-RS-NLO-Del(0w) | Available | WP source e.g.: PGECOLTG155r3; Expires 6-30-2014; Not used in 2013-14 Lighting Disposition | 0 | 0 | Disposition: MeasuresList-May222014.xlsx | ERrul |  | OLtg-LFluor |  | None | 2013-01-01 | 2014-06-30 | DEER |  |  |  |  | Standard |  | 1 | 1 | 0 | Deemed Ex Ante Team |  |  |  | Updated to indicate claim/filing status
4826 | C-pGar-LFLmpBlst-T8-48in-32w-1g+El-RS-NLO-Del(32w)-dWP28 | Commercial Parking Garage 24-hour lighting: Linear Fluorescent Lamp & Ballast permanently delamped. Measure includes Code case. Impacts: HOU = 8760; CDF = 1 | DEER1314 | Lighting Disposition | 2020-11-24 16:30 | Oltg-24hr-dWatt | NonDEER | Scaled | Delta |  |  | None |  | 0 |  | 1 | Com | Any | Lighting | ParkGar | Ltg_Lmp+Blst | LF_LmpBlst |  | ParkGar-LFluor |  |  |  | LFLmpBlst-T8-48in-32w-1g+El-RS-NLO(60w) | LFLmpBlst-T8-48in-32w-1g+El-RS-NLO(60w) | LFLmpBlst-T8-48in-32w-1g+El-RS-NLO-Del(32w) | Available |  | 0 | 0 | Disposition: MeasuresList-Dec1-2014.xlsx | RobNc |  | OLtg-LFluor |  | None | 2013-01-01 | 2017-12-31 | InEA_modValue |  |  |  |  | Standard | EUL_ID updated to reflect measure technology; Measure expired as part of DEER2018 | 1 | 1 | 0 | Deemed Ex Ante Team |  | EUL_ID updated to reflect measure technology; Measure expired as part of DEER2018 |  | Updated to indicate claim/filing status
4827 | R-In-CFLfixt-117w(117w)-dWP296 | Residential Indoor General Lighting: CFL Fixture replaces pre-existing standard lighting Wattage. Measure includes Code case. Impacts: CFL-based HOU (varies by BldgType) | DEER2017 | Lighting Disposition | 2020-11-24 16:30 | Res-Iltg-dWatt-CFL | DEER | Scaled | BaseRatio | 0 | 0 | None |  | 0 |  | 1 | Res | Any | Lighting | InGen-CFL | Ltg_Fixture | CFL_fixt |  | ILtg-CFLfix-Res | CFL fixture based on: Ballast; Total Watts = 3.53 | CFL fixture based on: Ballast; Total Watts = 3.53 | CFL fixture based on: CFLpin(117w); Total Watts = 117 | CFLratio0353 | CFLratio0353 | CFLfixt-117w(117w) | Available |  | 0 | 0 | Disposition: MeasuresList-October312014.xlsx | RobNc |  |  |  | DEER131417 | 2013-01-01 | 2018-06-30 | InEA_modVal |  |  |  |  | Standard | Remove expiry date per Commission Staff direction 2018ScrewInLampSavignsMethods-11Dec2017.pdf | 1 | 1 | 0 | Deemed Ex Ante Team |  | Remove expiry date per Commission Staff direction 2018ScrewInLampSavignsMethods-11Dec2017.pdf |  | Updated to indicate claim/filing status
4828 | R-In-CFLfixt-11w(11w)-dWP27 | Residential Indoor General Lighting: CFL Fixture replaces pre-existing standard lighting Wattage. Measure includes Code case. Impacts: CFL-based HOU (varies by BldgType) | DEER2017 | Lighting Disposition | 2020-11-24 16:30 | Res-Iltg-dWatt-CFL | DEER | Scaled | BaseRatio | 0 | 0 | None |  | 0 |  | 1 | Res | Any | Lighting | InGen-CFL | Ltg_Fixture | CFL_fixt |  | ILtg-CFLfix-Res | CFL fixture based on: Ballast; Total Watts = 3.53 | CFL fixture based on: Ballast; Total Watts = 3.53 | CFL fixture based on: CFLpin(11w); Total Watts = 11 | CFLratio0353 | CFLratio0353 | CFLfixt-11w(11w) | Available |  | 0 | 0 | Disposition: MeasuresList-October312014.xlsx | RobNc |  |  |  | DEER131417 | 2013-01-01 | 2018-06-30 | InEA_modVal |  |  |  |  | Standard | Remove expiry date per Commission Staff direction 2018ScrewInLampSavignsMethods-11Dec2017.pdf | 1 | 1 | 0 | Deemed Ex Ante Team |  | Remove expiry date per Commission Staff direction 2018ScrewInLampSavignsMethods-11Dec2017.pdf |  | Updated to indicate claim/filing status
4829 | R-In-CFLfixt-128w(128w)-dWP323 | Residential Indoor General Lighting: CFL Fixture replaces pre-existing standard lighting Wattage. Measure includes Code case. Impacts: CFL-based HOU (varies by BldgType) | DEER2017 | Lighting Disposition | 2020-11-24 16:30 | Res-Iltg-dWatt-CFL | DEER | Scaled | BaseRatio | 0 | 0 | None |  | 0 |  | 1 | Res | Any | Lighting | InGen-CFL | Ltg_Fixture | CFL_fixt |  | ILtg-CFLfix-Res | CFL fixture based on: Ballast; Total Watts = 3.53 | CFL fixture based on: Ballast; Total Watts = 3.53 | CFL fixture based on: CFLpin(128w); Total Watts = 128 | CFLratio0353 | CFLratio0353 | CFLfixt-128w(128w) | Available |  | 0 | 0 | Disposition: MeasuresList-October312014.xlsx | RobNc |  |  |  | DEER131417 | 2013-01-01 | 2018-06-30 | InEA_modVal |  | L0229 |  |  | Standard | Remove expiry date per Commission Staff direction 2018ScrewInLampSavignsMethods-11Dec2017.pdf | 1 | 1 | 0 | Deemed Ex Ante Team |  | Remove expiry date per Commission Staff direction 2018ScrewInLampSavignsMethods-11Dec2017.pdf |  | Updated to indicate claim/filing status
4830 | R-In-CFLfixt-13w(13w)-dWP32 | Residential Indoor General Lighting: CFL Fixture replaces pre-existing standard lighting Wattage. Measure includes Code case. Impacts: CFL-based HOU (varies by BldgType) | DEER2017 | Lighting Disposition | 2020-11-24 16:30 | Res-Iltg-dWatt-CFL | DEER | Scaled | BaseRatio | 0 | 0 | None |  | 0 |  | 1 | Res | Any | Lighting | InGen-CFL | Ltg_Fixture | CFL_fixt |  | ILtg-CFLfix-Res | CFL fixture based on: Ballast; Total Watts = 3.53 | CFL fixture based on: Ballast; Total Watts = 3.53 | CFL fixture based on: CFLpin(13w); Total Watts = 13 | CFLratio0353 | CFLratio0353 | CFLfixt-13w(13w) | Available |  | 0 | 0 | Disposition: MeasuresList-October312014.xlsx | RobNc |  |  | Res-Lighting-InGen_CFLratio0353_CFLfixt-13w | DEER131417 | 2013-01-01 | 2018-06-30 | InEA_modDescVal |  | L0214 |  |  | Standard | Remove expiry date per Commission Staff direction 2018ScrewInLampSavignsMethods-11Dec2017.pdf | 1 | 1 | 0 | Deemed Ex Ante Team |  | Remove expiry date per Commission Staff direction 2018ScrewInLampSavignsMethods-11Dec2017.pdf |  | Updated to indicate claim/filing status
4831 | R-In-CFLfixt-15w(15w)-dWP37 | Residential Indoor General Lighting: CFL Fixture replaces pre-existing standard lighting Wattage. Measure includes Code case. Impacts: CFL-based HOU (varies by BldgType) | DEER2017 | Lighting Disposition | 2020-11-24 16:30 | Res-Iltg-dWatt-CFL | DEER | Scaled | BaseRatio | 0 | 0 | None |  | 0 |  | 1 | Res | Any | Lighting | InGen-CFL | Ltg_Fixture | CFL_fixt |  | ILtg-CFLfix-Res | CFL fixture based on: Ballast; Total Watts = 3.53 | CFL fixture based on: Ballast; Total Watts = 3.53 | CFL fixture based on: CFLpin(15w); Total Watts = 15 | CFLratio0353 | CFLratio0353 | CFLfixt-15w(15w) | Available |  | 0 | 0 | Disposition: MeasuresList-October312014.xlsx | RobNc |  |  | Res-Lighting-InGen_CFLratio0353_CFLfixt-15w | DEER131417 | 2013-01-01 | 2018-06-30 | InEA_modDescVal |  |  |  |  | Standard | Remove expiry date per Commission Staff direction 2018ScrewInLampSavignsMethods-11Dec2017.pdf | 1 | 1 | 0 | Deemed Ex Ante Team |  | Remove expiry date per Commission Staff direction 2018ScrewInLampSavignsMethods-11Dec2017.pdf |  | Updated to indicate claim/filing status
4832 | R-In-CFLfixt-16w(16w)-dWP40 | Residential Indoor General Lighting: CFL Fixture replaces pre-existing standard lighting Wattage. Measure includes Code case. Impacts: CFL-based HOU (varies by BldgType) | DEER2017 | Lighting Disposition | 2020-11-24 16:30 | Res-Iltg-dWatt-CFL | DEER | Scaled | BaseRatio | 0 | 0 | None |  | 0 |  | 1 | Res | Any | Lighting | InGen-CFL | Ltg_Fixture | CFL_fixt |  | ILtg-CFLfix-Res | CFL fixture based on: Ballast; Total Watts = 3.53 | CFL fixture based on: Ballast; Total Watts = 3.53 | CFL fixture based on: CFLpin(16w); Total Watts = 16 | CFLratio0353 | CFLratio0353 | CFLfixt-16w(16w) | Available |  | 0 | 0 | Disposition: MeasuresList-October312014.xlsx | RobNc |  |  |  | DEER131417 | 2013-01-01 | 2018-06-30 | InEA_modVal |  |  |  |  | Standard | Remove expiry date per Commission Staff direction 2018ScrewInLampSavignsMethods-11Dec2017.pdf | 1 | 1 | 0 | Deemed Ex Ante Team |  | Remove expiry date per Commission Staff direction 2018ScrewInLampSavignsMethods-11Dec2017.pdf |  | Updated to indicate claim/filing status
4833 | R-In-CFLfixt-17w(17w)-dWP43 | Residential Indoor General Lighting: CFL Fixture replaces pre-existing standard lighting Wattage. Measure includes Code case. Impacts: CFL-based HOU (varies by BldgType) | DEER2017 | Lighting Disposition | 2020-11-24 16:30 | Res-Iltg-dWatt-CFL | DEER | Scaled | BaseRatio | 0 | 0 | None |  | 0 |  | 1 | Res | Any | Lighting | InGen-CFL | Ltg_Fixture | CFL_fixt |  | ILtg-CFLfix-Res | CFL fixture based on: Ballast; Total Watts = 3.53 | CFL fixture based on: Ballast; Total Watts = 3.53 | CFL fixture based on: CFLpin(17w); Total Watts = 17 | CFLratio0353 | CFLratio0353 | CFLfixt-17w(17w) | Available |  | 0 | 0 | Disposition: MeasuresList-October312014.xlsx | RobNc |  |  |  | DEER131417 | 2013-01-01 | 2018-06-30 | InEA_modVal |  |  |  |  | Standard | Remove expiry date per Commission Staff direction 2018ScrewInLampSavignsMethods-11Dec2017.pdf | 1 | 1 | 0 | Deemed Ex Ante Team |  | Remove expiry date per Commission Staff direction 2018ScrewInLampSavignsMethods-11Dec2017.pdf |  | Updated to indicate claim/filing status
4834 | R-In-CFLfixt-18w(18w)-dWP45 | Residential Indoor General Lighting: CFL Fixture replaces pre-existing standard lighting Wattage. Measure includes Code case. Impacts: CFL-based HOU (varies by BldgType) | DEER2017 | Lighting Disposition | 2020-11-24 16:30 | Res-Iltg-dWatt-CFL | DEER | Scaled | BaseRatio | 0 | 0 | None |  | 0 |  | 1 | Res | Any | Lighting | InGen-CFL | Ltg_Fixture | CFL_fixt |  | ILtg-CFLfix-Res | CFL fixture based on: Ballast; Total Watts = 3.53 | CFL fixture based on: Ballast; Total Watts = 3.53 | CFL fixture based on: CFLpin(18w); Total Watts = 18 | CFLratio0353 | CFLratio0353 | CFLfixt-18w(18w) | Available |  | 0 | 0 | Disposition: MeasuresList-October312014.xlsx | RobNc |  |  | Res-Lighting-InGen_CFLratio0353_CFLfixt-18w | DEER131417 | 2013-01-01 | 2018-06-30 | InEA_modDescVal |  | L0215 |  |  | Standard | Remove expiry date per Commission Staff direction 2018ScrewInLampSavignsMethods-11Dec2017.pdf | 1 | 1 | 0 | Deemed Ex Ante Team |  | Remove expiry date per Commission Staff direction 2018ScrewInLampSavignsMethods-11Dec2017.pdf |  | Updated to indicate claim/filing status
4835 | R-In-CFLfixt-195w(195w)-dWP493 | Residential Indoor General Lighting: CFL Fixture replaces pre-existing standard lighting Wattage. Measure includes Code case. Impacts: CFL-based HOU (varies by BldgType) | DEER2017 | Lighting Disposition | 2020-11-24 16:30 | Res-Iltg-dWatt-CFL | NonDEER | Scaled | BaseRatio | 0 | 0 | None |  | 0 |  | 1 | Res | Any | Lighting | InGen-CFL | Ltg_Fixture | CFL_fixt |  | ILtg-CFLfix-Res | CFL fixture based on: Ballast; Total Watts = 3.53 | CFL fixture based on: Ballast; Total Watts = 3.53 | CFL fixture based on: CFLpin(195w); Total Watts = 195 | CFLratio0353 | CFLratio0353 | CFLfixt-195w(195w) | Available |  | 0 | 0 | Disposition: MeasuresList-October312014.xlsx | RobNc |  |  |  | DEER131417 | 2013-01-01 | 2018-06-30 | InEA_modVal |  |  |  |  | Standard | Remove expiry date per Commission Staff direction 2018ScrewInLampSavignsMethods-11Dec2017.pdf | 1 | 1 | 0 | Deemed Ex Ante Team |  | Remove expiry date per Commission Staff direction 2018ScrewInLampSavignsMethods-11Dec2017.pdf |  | Updated to indicate claim/filing status
4836 | R-In-CFLfixt-19w(19w)-dWP48 | Residential Indoor General Lighting: CFL Fixture replaces pre-existing standard lighting Wattage. Measure includes Code case. Impacts: CFL-based HOU (varies by BldgType) | DEER2017 | Lighting Disposition | 2020-11-24 16:30 | Res-Iltg-dWatt-CFL | DEER | Scaled | BaseRatio | 0 | 0 | None |  | 0 |  | 1 | Res | Any | Lighting | InGen-CFL | Ltg_Fixture | CFL_fixt |  | ILtg-CFLfix-Res | CFL fixture based on: Ballast; Total Watts = 3.53 | CFL fixture based on: Ballast; Total Watts = 3.53 | CFL fixture based on: CFLpin(19w); Total Watts = 19 | CFLratio0353 | CFLratio0353 | CFLfixt-19w(19w) | Available |  | 0 | 0 | Disposition: MeasuresList-October312014.xlsx | RobNc |  |  |  | DEER131417 | 2013-01-01 | 2018-06-30 | InEA_modVal |  |  |  |  | Standard | Remove expiry date per Commission Staff direction 2018ScrewInLampSavignsMethods-11Dec2017.pdf | 1 | 1 | 0 | Deemed Ex Ante Team |  | Remove expiry date per Commission Staff direction 2018ScrewInLampSavignsMethods-11Dec2017.pdf |  | Updated to indicate claim/filing status
4837 | R-In-CFLfixt-20w(20w)-dWP50 | Residential Indoor General Lighting: CFL Fixture replaces pre-existing standard lighting Wattage. Measure includes Code case. Impacts: CFL-based HOU (varies by BldgType) | DEER2017 | Lighting Disposition | 2020-11-24 16:30 | Res-Iltg-dWatt-CFL | DEER | Scaled | BaseRatio | 0 | 0 | None |  | 0 |  | 1 | Res | Any | Lighting | InGen-CFL | Ltg_Fixture | CFL_fixt |  | ILtg-CFLfix-Res | CFL fixture based on: Ballast; Total Watts = 3.53 | CFL fixture based on: Ballast; Total Watts = 3.53 | CFL fixture based on: CFLpin(20w); Total Watts = 20 | CFLratio0353 | CFLratio0353 | CFLfixt-20w(20w) | Available |  | 0 | 0 | Disposition: MeasuresList-October312014.xlsx | RobNc |  |  | Res-Lighting-InGen_CFLratio0353_CFLfixt-20w | DEER131417 | 2013-01-01 | 2018-06-30 | InEA_modDescVal |  |  |  |  | Standard | Remove expiry date per Commission Staff direction 2018ScrewInLampSavignsMethods-11Dec2017.pdf | 1 | 1 | 0 | Deemed Ex Ante Team |  | Remove expiry date per Commission Staff direction 2018ScrewInLampSavignsMethods-11Dec2017.pdf |  | Updated to indicate claim/filing status
4838 | R-In-CFLfixt-21w(21w)-dWP53 | Residential Indoor General Lighting: CFL Fixture replaces pre-existing standard lighting Wattage. Measure includes Code case. Impacts: CFL-based HOU (varies by BldgType) | DEER2017 | Lighting Disposition | 2020-11-24 16:30 | Res-Iltg-dWatt-CFL | DEER | Scaled | BaseRatio | 0 | 0 | None |  | 0 |  | 1 | Res | Any | Lighting | InGen-CFL | Ltg_Fixture | CFL_fixt |  | ILtg-CFLfix-Res | CFL fixture based on: Ballast; Total Watts = 3.53 | CFL fixture based on: Ballast; Total Watts = 3.53 | CFL fixture based on: CFLpin(21w); Total Watts = 21 | CFLratio0353 | CFLratio0353 | CFLfixt-21w(21w) | Available |  | 0 | 0 | Disposition: MeasuresList-October312014.xlsx | RobNc |  |  |  | DEER131417 | 2013-01-01 | 2018-06-30 | InEA_modVal |  |  |  |  | Standard | Remove expiry date per Commission Staff direction 2018ScrewInLampSavignsMethods-11Dec2017.pdf | 1 | 1 | 0 | Deemed Ex Ante Team |  | Remove expiry date per Commission Staff direction 2018ScrewInLampSavignsMethods-11Dec2017.pdf |  | Updated to indicate claim/filing status
4839 | R-In-CFLfixt-22w(22w)-dWP55 | Residential Indoor General Lighting: CFL Fixture replaces pre-existing standard lighting Wattage. Measure includes Code case. Impacts: CFL-based HOU (varies by BldgType) | DEER2017 | Lighting Disposition | 2020-11-24 16:30 | Res-Iltg-dWatt-CFL | DEER | Scaled | BaseRatio | 0 | 0 | None |  | 0 |  | 1 | Res | Any | Lighting | InGen-CFL | Ltg_Fixture | CFL_fixt |  | ILtg-CFLfix-Res | CFL fixture based on: Ballast; Total Watts = 3.53 | CFL fixture based on: Ballast; Total Watts = 3.53 | CFL fixture based on: CFLpin(22w); Total Watts = 22 | CFLratio0353 | CFLratio0353 | CFLfixt-22w(22w) | Available |  | 0 | 0 | Disposition: MeasuresList-October312014.xlsx | RobNc |  |  |  | DEER131417 | 2013-01-01 | 2018-06-30 | InEA_modVal |  | 0L30 |  |  | Standard | Remove expiry date per Commission Staff direction 2018ScrewInLampSavignsMethods-11Dec2017.pdf | 1 | 1 | 0 | Deemed Ex Ante Team |  | Remove expiry date per Commission Staff direction 2018ScrewInLampSavignsMethods-11Dec2017.pdf |  | Updated to indicate claim/filing status
4840 | R-In-CFLfixt-23w(23w)-dWP58 | Residential Indoor General Lighting: CFL Fixture replaces pre-existing standard lighting Wattage. Measure includes Code case. Impacts: CFL-based HOU (varies by BldgType) | DEER2017 | Lighting Disposition | 2020-11-24 16:30 | Res-Iltg-dWatt-CFL | DEER | Scaled | BaseRatio | 0 | 0 | None |  | 0 |  | 1 | Res | Any | Lighting | InGen-CFL | Ltg_Fixture | CFL_fixt |  | ILtg-CFLfix-Res | CFL fixture based on: Ballast; Total Watts = 3.53 | CFL fixture based on: Ballast; Total Watts = 3.53 | CFL fixture based on: CFLpin(23w); Total Watts = 23 | CFLratio0353 | CFLratio0353 | CFLfixt-23w(23w) | Available |  | 0 | 0 | Disposition: MeasuresList-October312014.xlsx | RobNc |  |  |  | DEER131417 | 2013-01-01 | 2018-06-30 | InEA_modVal | LT-68432 | 0L31 |  |  | Standard | Remove expiry date per Commission Staff direction 2018ScrewInLampSavignsMethods-11Dec2017.pdf | 1 | 1 | 0 | Deemed Ex Ante Team |  | Remove expiry date per Commission Staff direction 2018ScrewInLampSavignsMethods-11Dec2017.pdf |  | Updated to indicate claim/filing status
4841 | R-In-CFLfixt-24w(24w)-dWP60 | Residential Indoor General Lighting: CFL Fixture replaces pre-existing standard lighting Wattage. Measure includes Code case. Impacts: CFL-based HOU (varies by BldgType) | DEER2017 | Lighting Disposition | 2020-11-24 16:30 | Res-Iltg-dWatt-CFL | DEER | Scaled | BaseRatio | 0 | 0 | None |  | 0 |  | 1 | Res | Any | Lighting | InGen-CFL | Ltg_Fixture | CFL_fixt |  | ILtg-CFLfix-Res | CFL fixture based on: Ballast; Total Watts = 3.53 | CFL fixture based on: Ballast; Total Watts = 3.53 | CFL fixture based on: CFLpin(24w); Total Watts = 24 | CFLratio0353 | CFLratio0353 | CFLfixt-24w(24w) | Available |  | 0 | 0 | Disposition: MeasuresList-October312014.xlsx | RobNc |  |  | Res-Lighting-InGen_CFLratio0353_CFLfixt-24w | DEER131417 | 2013-01-01 | 2018-06-30 | InEA_modDescVal |  |  |  |  | Standard | Remove expiry date per Commission Staff direction 2018ScrewInLampSavignsMethods-11Dec2017.pdf | 1 | 1 | 0 | Deemed Ex Ante Team |  | Remove expiry date per Commission Staff direction 2018ScrewInLampSavignsMethods-11Dec2017.pdf |  | Updated to indicate claim/filing status
4842 | R-In-CFLfixt-25w(25w)-dWP63 | Residential Indoor General Lighting: CFL Fixture replaces pre-existing standard lighting Wattage. Measure includes Code case. Impacts: CFL-based HOU (varies by BldgType) | DEER2017 | Lighting Disposition | 2020-11-24 16:30 | Res-Iltg-dWatt-CFL | DEER | Scaled | BaseRatio | 0 | 0 | None |  | 0 |  | 1 | Res | Any | Lighting | InGen-CFL | Ltg_Fixture | CFL_fixt |  | ILtg-CFLfix-Res | CFL fixture based on: Ballast; Total Watts = 3.53 | CFL fixture based on: Ballast; Total Watts = 3.53 | CFL fixture based on: CFLpin(25w); Total Watts = 25 | CFLratio0353 | CFLratio0353 | CFLfixt-25w(25w) | Available |  | 0 | 0 | Disposition: MeasuresList-October312014.xlsx | RobNc |  |  | Res-Lighting-InGen_CFLratio0353_CFLfixt-25w | DEER131417 | 2013-01-01 | 2018-06-30 | InEA_modVal |  | 0L32 |  |  | Standard | Remove expiry date per Commission Staff direction 2018ScrewInLampSavignsMethods-11Dec2017.pdf | 1 | 1 | 0 | Deemed Ex Ante Team |  | Remove expiry date per Commission Staff direction 2018ScrewInLampSavignsMethods-11Dec2017.pdf |  | Updated to indicate claim/filing status
4843 | R-In-CFLfixt-26w(26w)-dWP65 | Residential Indoor General Lighting: CFL Fixture replaces pre-existing standard lighting Wattage. Measure includes Code case. Impacts: CFL-based HOU (varies by BldgType) | DEER2017 | Lighting Disposition | 2020-11-24 16:30 | Res-Iltg-dWatt-CFL | DEER | Scaled | BaseRatio | 0 | 0 | None |  | 0 |  | 1 | Res | Any | Lighting | InGen-CFL | Ltg_Fixture | CFL_fixt |  | ILtg-CFLfix-Res | CFL fixture based on: Ballast; Total Watts = 3.53 | CFL fixture based on: Ballast; Total Watts = 3.53 | CFL fixture based on: CFLpin(26w); Total Watts = 26 | CFLratio0353 | CFLratio0353 | CFLfixt-26w(26w) | Available |  | 0 | 0 | Disposition: MeasuresList-October312014.xlsx | RobNc |  |  | Res-Lighting-InGen_CFLratio0353_CFLfixt-26w | DEER131417 | 2013-01-01 | 2018-06-30 | InEA_modDescVal | LT-97876 | 0L33 |  |  | Standard | Remove expiry date per Commission Staff direction 2018ScrewInLampSavignsMethods-11Dec2017.pdf | 1 | 1 | 0 | Deemed Ex Ante Team |  | Remove expiry date per Commission Staff direction 2018ScrewInLampSavignsMethods-11Dec2017.pdf |  | Updated to indicate claim/filing status
4844 | R-In-CFLfixt-27w(27w)-dWP68 | Residential Indoor General Lighting: CFL Fixture replaces pre-existing standard lighting Wattage. Measure includes Code case. Impacts: CFL-based HOU (varies by BldgType) | DEER2017 | Lighting Disposition | 2020-11-24 16:30 | Res-Iltg-dWatt-CFL | DEER | Scaled | BaseRatio | 0 | 0 | None |  | 0 |  | 1 | Res | Any | Lighting | InGen-CFL | Ltg_Fixture | CFL_fixt |  | ILtg-CFLfix-Res | CFL fixture based on: Ballast; Total Watts = 3.53 | CFL fixture based on: Ballast; Total Watts = 3.53 | CFL fixture based on: CFLpin(27w); Total Watts = 27 | CFLratio0353 | CFLratio0353 | CFLfixt-27w(27w) | Available |  | 0 | 0 | Disposition: MeasuresList-October312014.xlsx | RobNc |  |  | Res-Lighting-InGen_CFLratio0353_CFLfixt-27w | DEER131417 | 2013-01-01 | 2018-06-30 | InEA_modVal |  | 0L34 |  |  | Standard | Remove expiry date per Commission Staff direction 2018ScrewInLampSavignsMethods-11Dec2017.pdf | 1 | 1 | 0 | Deemed Ex Ante Team |  | Remove expiry date per Commission Staff direction 2018ScrewInLampSavignsMethods-11Dec2017.pdf |  | Updated to indicate claim/filing status
4845 | R-In-CFLfixt-28w(28w)-dWP70 | Residential Indoor General Lighting: CFL Fixture replaces pre-existing standard lighting Wattage. Measure includes Code case. Impacts: CFL-based HOU (varies by BldgType) | DEER2017 | Lighting Disposition | 2020-11-24 16:30 | Res-Iltg-dWatt-CFL | DEER | Scaled | BaseRatio | 0 | 0 | None |  | 0 |  | 1 | Res | Any | Lighting | InGen-CFL | Ltg_Fixture | CFL_fixt |  | ILtg-CFLfix-Res | CFL fixture based on: Ballast; Total Watts = 3.53 | CFL fixture based on: Ballast; Total Watts = 3.53 | CFL fixture based on: CFLpin(28w); Total Watts = 28 | CFLratio0353 | CFLratio0353 | CFLfixt-28w(28w) | Available |  | 0 | 0 | Disposition: MeasuresList-October312014.xlsx | RobNc |  |  | Res-Lighting-InGen_CFLratio0353_CFLfixt-28w | DEER131417 | 2013-01-01 | 2018-06-30 | InEA_modDescVal |  | 0L35 |  |  | Standard | Remove expiry date per Commission Staff direction 2018ScrewInLampSavignsMethods-11Dec2017.pdf | 1 | 1 | 0 | Deemed Ex Ante Team |  | Remove expiry date per Commission Staff direction 2018ScrewInLampSavignsMethods-11Dec2017.pdf |  | Updated to indicate claim/filing status
4846 | R-In-CFLfixt-29w(29w)-dWP73 | Residential Indoor General Lighting: CFL Fixture replaces pre-existing standard lighting Wattage. Measure includes Code case. Impacts: CFL-based HOU (varies by BldgType) | DEER2017 | Lighting Disposition | 2020-11-24 16:30 | Res-Iltg-dWatt-CFL | DEER | Scaled | BaseRatio | 0 | 0 | None |  | 0 |  | 1 | Res | Any | Lighting | InGen-CFL | Ltg_Fixture | CFL_fixt |  | ILtg-CFLfix-Res | CFL fixture based on: Ballast; Total Watts = 3.53 | CFL fixture based on: Ballast; Total Watts = 3.53 | CFL fixture based on: CFLpin(29w); Total Watts = 29 | CFLratio0353 | CFLratio0353 | CFLfixt-29w(29w) | Available |  | 0 | 0 | Disposition: MeasuresList-October312014.xlsx | RobNc |  |  |  | DEER131417 | 2013-01-01 | 2018-06-30 | InEA_modVal |  | L809 |  |  | Standard | Remove expiry date per Commission Staff direction 2018ScrewInLampSavignsMethods-11Dec2017.pdf | 1 | 1 | 0 | Deemed Ex Ante Team |  | Remove expiry date per Commission Staff direction 2018ScrewInLampSavignsMethods-11Dec2017.pdf |  | Updated to indicate claim/filing status
4847 | R-In-CFLfixt-30w(30w)-dWP75 | Residential Indoor General Lighting: CFL Fixture replaces pre-existing standard lighting Wattage. Measure includes Code case. Impacts: CFL-based HOU (varies by BldgType) | DEER2017 | Lighting Disposition | 2020-11-24 16:30 | Res-Iltg-dWatt-CFL | DEER | Scaled | BaseRatio | 0 | 0 | None |  | 0 |  | 1 | Res | Any | Lighting | InGen-CFL | Ltg_Fixture | CFL_fixt |  | ILtg-CFLfix-Res | CFL fixture based on: Ballast; Total Watts = 3.53 | CFL fixture based on: Ballast; Total Watts = 3.53 | CFL fixture based on: CFLpin(30w); Total Watts = 30 | CFLratio0353 | CFLratio0353 | CFLfixt-30w(30w) | Available |  | 0 | 0 | Disposition: MeasuresList-October312014.xlsx | RobNc |  |  |  | DEER131417 | 2013-01-01 | 2018-06-30 | InEA_modVal |  | 0L36 |  |  | Standard | Remove expiry date per Commission Staff direction 2018ScrewInLampSavignsMethods-11Dec2017.pdf | 1 | 1 | 0 | Deemed Ex Ante Team |  | Remove expiry date per Commission Staff direction 2018ScrewInLampSavignsMethods-11Dec2017.pdf |  | Updated to indicate claim/filing status
4848 | R-In-CFLfixt-31w(31w)-dWP78 | Residential Indoor General Lighting: CFL Fixture replaces pre-existing standard lighting Wattage. Measure includes Code case. Impacts: CFL-based HOU (varies by BldgType) | DEER2017 | Lighting Disposition | 2020-11-24 16:30 | Res-Iltg-dWatt-CFL | NonDEER | Scaled | BaseRatio | 0 | 0 | None |  | 0 |  | 1 | Res | Any | Lighting | InGen-CFL | Ltg_Fixture | CFL_fixt |  | ILtg-CFLfix-Res | CFL fixture based on: Ballast; Total Watts = 3.53 | CFL fixture based on: Ballast; Total Watts = 3.53 | CFL fixture based on: CFLpin(31w); Total Watts = 31 | CFLratio0353 | CFLratio0353 | CFLfixt-31w(31w) | Available |  | 0 | 0 | Disposition: MeasuresList-October312014.xlsx | RobNc |  |  |  | DEER131417 | 2013-01-01 | 2018-06-30 | InEA_modVal |  |  |  |  | Standard | Remove expiry date per Commission Staff direction 2018ScrewInLampSavignsMethods-11Dec2017.pdf | 1 | 1 | 0 | Deemed Ex Ante Team |  | Remove expiry date per Commission Staff direction 2018ScrewInLampSavignsMethods-11Dec2017.pdf |  | Updated to indicate claim/filing status
4849 | R-In-CFLfixt-32w(32w)-dWP80 | Residential Indoor General Lighting: CFL Fixture replaces pre-existing standard lighting Wattage. Measure includes Code case. Impacts: CFL-based HOU (varies by BldgType) | DEER2017 | Lighting Disposition | 2020-11-24 16:30 | Res-Iltg-dWatt-CFL | NonDEER | Scaled | BaseRatio | 0 | 0 | None |  | 0 |  | 1 | Res | Any | Lighting | InGen-CFL | Ltg_Fixture | CFL_fixt |  | ILtg-CFLfix-Res | CFL fixture based on: Ballast; Total Watts = 3.53 | CFL fixture based on: Ballast; Total Watts = 3.53 | CFL fixture based on: CFLpin(32w); Total Watts = 32 | CFLratio0353 | CFLratio0353 | CFLfixt-32w(32w) | Available |  | 0 | 0 | Disposition: MeasuresList-October312014.xlsx | RobNc |  |  | Res-Lighting-InGen_CFLratio0353_CFLfixt-32w | DEER131417 | 2013-01-01 | 2018-06-30 | InEA_modDescVal |  | 0L37 |  |  | Standard | Remove expiry date per Commission Staff direction 2018ScrewInLampSavignsMethods-11Dec2017.pdf | 1 | 1 | 0 | Deemed Ex Ante Team |  | Remove expiry date per Commission Staff direction 2018ScrewInLampSavignsMethods-11Dec2017.pdf |  | Updated to indicate claim/filing status
4850 | R-In-CFLfixt-36w(36w)-dWP91 | Residential Indoor General Lighting: CFL Fixture replaces pre-existing standard lighting Wattage. Measure includes Code case. Impacts: CFL-based HOU (varies by BldgType) | DEER2017 | Lighting Disposition | 2020-11-24 16:30 | Res-Iltg-dWatt-CFL | NonDEER | Scaled | BaseRatio | 0 | 0 | None |  | 0 |  | 1 | Res | Any | Lighting | InGen-CFL | Ltg_Fixture | CFL_fixt |  | ILtg-CFLfix-Res | CFL fixture based on: Ballast; Total Watts = 3.53 | CFL fixture based on: Ballast; Total Watts = 3.53 | CFL fixture based on: CFLpin(36w); Total Watts = 36 | CFLratio0353 | CFLratio0353 | CFLfixt-36w(36w) | Available |  | 0 | 0 | Disposition: MeasuresList-October312014.xlsx | RobNc |  |  | Res-Lighting-InGen_CFLratio0353_CFLfixt-36w | DEER131417 | 2013-01-01 | 2018-06-30 | InEA_modVal | LT-59876 |  |  |  | Standard | Remove expiry date per Commission Staff direction 2018ScrewInLampSavignsMethods-11Dec2017.pdf | 1 | 1 | 0 | Deemed Ex Ante Team |  | Remove expiry date per Commission Staff direction 2018ScrewInLampSavignsMethods-11Dec2017.pdf |  | Updated to indicate claim/filing status
4851 | R-In-CFLfixt-38w(38w)-dWP96 | Residential Indoor General Lighting: CFL Fixture replaces pre-existing standard lighting Wattage. Measure includes Code case. Impacts: CFL-based HOU (varies by BldgType) | DEER2017 | Lighting Disposition | 2020-11-24 16:30 | Res-Iltg-dWatt-CFL | NonDEER | Scaled | BaseRatio | 0 | 0 | None |  | 0 |  | 1 | Res | Any | Lighting | InGen-CFL | Ltg_Fixture | CFL_fixt |  | ILtg-CFLfix-Res | CFL fixture based on: Ballast; Total Watts = 3.53 | CFL fixture based on: Ballast; Total Watts = 3.53 | CFL fixture based on: CFLpin(38w); Total Watts = 38 | CFLratio0353 | CFLratio0353 | CFLfixt-38w(38w) | Available |  | 0 | 0 | Disposition: MeasuresList-October312014.xlsx | RobNc |  |  |  | DEER131417 | 2013-01-01 | 2018-06-30 | InEA_modVal |  | L0221 |  |  | Standard | Remove expiry date per Commission Staff direction 2018ScrewInLampSavignsMethods-11Dec2017.pdf | 1 | 1 | 0 | Deemed Ex Ante Team |  | Remove expiry date per Commission Staff direction 2018ScrewInLampSavignsMethods-11Dec2017.pdf |  | Updated to indicate claim/filing status
4852 | R-In-CFLfixt-39w(39w)-dWP98 | Residential Indoor General Lighting: CFL Fixture replaces pre-existing standard lighting Wattage. Measure includes Code case. Impacts: CFL-based HOU (varies by BldgType) | DEER2017 | Lighting Disposition | 2020-11-24 16:30 | Res-Iltg-dWatt-CFL | NonDEER | Scaled | BaseRatio | 0 | 0 | None |  | 0 |  | 1 | Res | Any | Lighting | InGen-CFL | Ltg_Fixture | CFL_fixt |  | ILtg-CFLfix-Res | CFL fixture based on: Ballast; Total Watts = 3.53 | CFL fixture based on: Ballast; Total Watts = 3.53 | CFL fixture based on: CFLpin(39w); Total Watts = 39 | CFLratio0353 | CFLratio0353 | CFLfixt-39w(39w) | Available |  | 0 | 0 | Disposition: MeasuresList-October312014.xlsx | RobNc |  |  |  | DEER131417 | 2013-01-01 | 2018-06-30 | InEA_modVal | LT-87943 | L0239 |  |  | Standard | Remove expiry date per Commission Staff direction 2018ScrewInLampSavignsMethods-11Dec2017.pdf | 1 | 1 | 0 | Deemed Ex Ante Team |  | Remove expiry date per Commission Staff direction 2018ScrewInLampSavignsMethods-11Dec2017.pdf |  | Updated to indicate claim/filing status
4853 | R-In-CFLfixt-40w(40w)-dWP101 | Residential Indoor General Lighting: CFL Fixture replaces pre-existing standard lighting Wattage. Measure includes Code case. Impacts: CFL-based HOU (varies by BldgType) | DEER2017 | Lighting Disposition | 2020-11-24 16:30 | Res-Iltg-dWatt-CFL | NonDEER | Scaled | BaseRatio | 0 | 0 | None |  | 0 |  | 1 | Res | Any | Lighting | InGen-CFL | Ltg_Fixture | CFL_fixt |  | ILtg-CFLfix-Res | CFL fixture based on: Ballast; Total Watts = 3.53 | CFL fixture based on: Ballast; Total Watts = 3.53 | CFL fixture based on: CFLpin(40w); Total Watts = 40 | CFLratio0353 | CFLratio0353 | CFLfixt-40w(40w) | Available |  | 0 | 0 | Disposition: MeasuresList-October312014.xlsx | RobNc |  |  | Res-Lighting-InGen_CFLratio0353_CFLfixt-40w | DEER131417 | 2013-01-01 | 2018-06-30 | InEA_modVal |  | L0222 |  |  | Standard | Remove expiry date per Commission Staff direction 2018ScrewInLampSavignsMethods-11Dec2017.pdf | 1 | 1 | 0 | Deemed Ex Ante Team |  | Remove expiry date per Commission Staff direction 2018ScrewInLampSavignsMethods-11Dec2017.pdf |  | Updated to indicate claim/filing status
4854 | R-In-CFLfixt-42w(42w)-dWP106 | Residential Indoor General Lighting: CFL Fixture replaces pre-existing standard lighting Wattage. Measure includes Code case. Impacts: CFL-based HOU (varies by BldgType) | DEER2017 | Lighting Disposition | 2020-11-24 16:30 | Res-Iltg-dWatt-CFL | NonDEER | Scaled | BaseRatio | 0 | 0 | None |  | 0 |  | 1 | Res | Any | Lighting | InGen-CFL | Ltg_Fixture | CFL_fixt |  | ILtg-CFLfix-Res | CFL fixture based on: Ballast; Total Watts = 3.53 | CFL fixture based on: Ballast; Total Watts = 3.53 | CFL fixture based on: CFLpin(42w); Total Watts = 42 | CFLratio0353 | CFLratio0353 | CFLfixt-42w(42w) | Available |  | 0 | 0 | Disposition: MeasuresList-October312014.xlsx | RobNc |  |  | Res-Lighting-InGen_CFLratio0353_CFLfixt-42w | DEER131417 | 2013-01-01 | 2018-06-30 | InEA_modVal |  |  |  |  | Standard | Remove expiry date per Commission Staff direction 2018ScrewInLampSavignsMethods-11Dec2017.pdf | 1 | 1 | 0 | Deemed Ex Ante Team |  | Remove expiry date per Commission Staff direction 2018ScrewInLampSavignsMethods-11Dec2017.pdf |  | Updated to indicate claim/filing status
4855 | R-In-CFLfixt-44w(44w)-dWP111 | Residential Indoor General Lighting: CFL Fixture replaces pre-existing standard lighting Wattage. Measure includes Code case. Impacts: CFL-based HOU (varies by BldgType) | DEER2017 | Lighting Disposition | 2020-11-24 16:30 | Res-Iltg-dWatt-CFL | NonDEER | Scaled | BaseRatio | 0 | 0 | None |  | 0 |  | 1 | Res | Any | Lighting | InGen-CFL | Ltg_Fixture | CFL_fixt |  | ILtg-CFLfix-Res | CFL fixture based on: Ballast; Total Watts = 3.53 | CFL fixture based on: Ballast; Total Watts = 3.53 | CFL fixture based on: CFLpin(44w); Total Watts = 44 | CFLratio0353 | CFLratio0353 | CFLfixt-44w(44w) | Available |  | 0 | 0 | Disposition: MeasuresList-October312014.xlsx | RobNc |  |  |  | DEER131417 | 2013-01-01 | 2018-06-30 | InEA_modVal |  |  |  |  | Standard | Remove expiry date per Commission Staff direction 2018ScrewInLampSavignsMethods-11Dec2017.pdf | 1 | 1 | 0 | Deemed Ex Ante Team |  | Remove expiry date per Commission Staff direction 2018ScrewInLampSavignsMethods-11Dec2017.pdf |  | Updated to indicate claim/filing status