## Summary
Summary Table & Description
Ratio of Res Heat/Cool Cap, kBtuh/ton
SFm | 18.5836
MFm | 18.6782
DMo | 15.7143
This spreadsheet documents the methodology used to transform NormUnit from Cap-tons to Cap-kBTU for the rNCNG HVAC type--one without air conditioning (hence Cap-tons is not appropriate as NormUnit).
The informaton on the NormUnitVal_2020-10-23 worksheet was pulled from the "NormUnitVal" table in MC2020.db (the input database for MAScontrol3).
For SFm and MFm building types, the older vintages (pre-2006) were used to develop the average ratios of cooling to heating capacities used by the DEER2020 eQUEST building prototype models; for DMo, all building vintages were used. Those ratios are provided in columns H, L, P, and T. For each combination of building type, building location, and building vintage, the average ratios in column Y are used to estimate the percent error of the heating capacity given heating capacity in each vintage and climate zone in columns I, M, Q, and U. Only a few climate zones had significant differences between the building prototype value and the estimated value, as shown using red bars.
Given the generally good prediction results, the ratios provided in X6:X8 have been used to convert the NormUnits from Cap-tons to Cap-kBTU. This conversion is a stop-gap solution until this measure is remodeled as part of the 2023 DEER update that incorporates new weather.

## Heating to Cooling Cap. Ratios
1. Pivot Table of DEER2020 Building Characteristics |  |  |  | 2. Determination of Average Ratio of Heating Capacity (kBtu/h) to Cooling Capacity (ton), by Building Type | [16 empty] | 3. Summary Table & Description
Value by Bldg | Characteristic |  |  | SFm |  |  |  | SFm |  |  |  | SFm |  |  |  | SFm |  |  |  |  | Ratio of Res Heat/Cool Cap, kBtuh/ton
Loc/Type/Vint | ResCoolCap | ResHeatCap |  | 1975 |  |  |  | 1985 |  |  |  | 1996 |  |  |  | 2003
Any |  |  | BldgLoc | ResHeatCap | ResCoolCap | Ratio | %Diff. w/Avg. | ResHeatCap | ResCoolCap | Ratio | %Diff. w/Avg. | ResHeatCap | ResCoolCap | Ratio | %Diff. w/Avg. | ResHeatCap | ResCoolCap | Ratio | %Diff. w/Avg. |  | SFm | 18.5836
DMo |  |  | CZ01 | 40.15 | 2.15 | 18.6744 | -0.4864% | 31.98 | 1.71 | 18.7018 | -0.6319% | 41.91 | 2.24 | 18.7098 | -0.6747% | 43.62 | 2.33 | 18.721 | -0.7342% |  | MFm | 18.6782
MH00 | 3.5 | 55 | CZ02 | 69.54 | 3.72 | 18.6935 | -0.5883% | 51.58 | 2.76 | 18.6884 | -0.5609% | 68.63 | 3.67 | 18.7003 | -0.624% | 41.32 | 2.21 | 18.6968 | -0.6057% |  | DMo | 15.7143
MH06 | 3.5 | 55 | CZ03 | 56.23 | 3 | 18.7433 | -0.8523% | 42.59 | 2.28 | 18.6798 | -0.5152% | 58.13 | 3.11 | 18.6913 | -0.5764% | 60.47 | 3.23 | 18.7214 | -0.736%
MH15 | 3.5 | 55 | CZ04 | 53.55 | 2.86 | 18.7238 | -0.7488% | 42.07 | 2.25 | 18.6978 | -0.6108% | 56.94 | 3.04 | 18.7303 | -0.7831% | 59.24 | 3.17 | 18.6877 | -0.5571%
MH72 | 3.5 | 55 | CZ05 | 61.46 | 3.28 | 18.7378 | -0.8231% | 47.08 | 2.52 | 18.6825 | -0.5297% | 63.79 | 3.41 | 18.7067 | -0.6584% | 66.35 | 3.55 | 18.6901 | -0.5701%
MH85 | 3.5 | 55 | CZ06 | 61.02 | 3.26 | 18.7178 | -0.717% | 62.47 | 3.34 | 18.7036 | -0.6417% | 72.51 | 3.87 | 18.7364 | -0.8158% | 75.05 | 4.01 | 18.7157 | -0.706%
CZ01 |  |  | CZ07 | 46.27 | 2.47 | 18.7328 | -0.7965% | 48.41 | 2.59 | 18.6911 | -0.5754% | 58.07 | 3.1 | 18.7323 | -0.7937% | 60.08 | 3.21 | 18.7165 | -0.7102%
MFm |  |  | CZ08 | 56.63 | 3.03 | 18.6898 | -0.5682% | 58.34 | 3.12 | 18.6987 | -0.6158% | 68.2 | 3.64 | 18.7363 | -0.8149% | 70.57 | 3.77 | 18.7188 | -0.7226%
1975 | 1.07 | 20.06 | CZ09 | 65.24 | 3.49 | 18.6934 | -0.5875% | 64.98 | 3.47 | 18.7262 | -0.7617% | 66.19 | 3.54 | 18.6977 | -0.6106% | 62.97 | 3.37 | 18.6855 | -0.5452%
1985 | 1.26 | 23.49 | CZ10 | 72.08 | 3.85 | 18.7221 | -0.7398% | 71.08 | 3.8 | 18.7053 | -0.6505% | 72.48 | 3.87 | 18.7287 | -0.7748% | 47.31 | 2.53 | 18.6996 | -0.6205%
1996 | 1 | 14.75 | CZ11 | 72.21 | 3.82 | 18.9031 | -1.691% | 68.94 | 3.68 | 18.7337 | -0.8013% | 59 | 3.15 | 18.7302 | -0.7826% | 49.83 | 2.66 | 18.7331 | -0.7981%
2003 | 1 | 14.87 | CZ12 | 67.1 | 3.59 | 18.6908 | -0.5737% | 64.33 | 3.44 | 18.7006 | -0.6257% | 55.05 | 2.94 | 18.7245 | -0.7525% | 46.14 | 2.47 | 18.6802 | -0.517%
SFm |  |  | CZ13 | 67.75 | 3.62 | 18.7155 | -0.7047% | 65.96 | 3.52 | 18.7386 | -0.8275% | 56.75 | 3.03 | 18.7294 | -0.7784% | 47.8 | 2.55 | 18.7451 | -0.8617%
1975 | 2.15 | 40.15 | CZ14 | 87.71 | 5.55 | 15.8036 | 17.59% | 72.69 | 3.88 | 18.7345 | -0.8058% | 52.12 | 2.78 | 18.7482 | -0.8781% | 59.23 | 3.16 | 18.7437 | -0.8541%
1985 | 1.71 | 31.98 | CZ15 | 89.7 | 6.4 | 14.0156 | 32.59% | 76.21 | 4.26 | 17.8897 | 3.879% | 55.81 | 2.98 | 18.7282 | -0.7721% | 63.55 | 3.4 | 18.6912 | -0.5757%
1996 | 2.24 | 41.91 | CZ16 | 65.72 | 3.51 | 18.7236 | -0.7481% | 48.96 | 2.62 | 18.687 | -0.5536% | 64.94 | 3.47 | 18.7147 | -0.7006% | 67.57 | 3.61 | 18.7175 | -0.7152%
2003 | 2.33 | 43.62 | Average | 64.5225 | 3.6 | 18.2488 | 2.472% | 57.3544 | 3.0775 | 18.6537 | -0.3643% | 60.6575 | 3.24 | 18.7216 | -0.7369% | 57.5687 | 3.0769 | 18.7102 | -0.6768% | 18.5836
CZ02 |  |  | Std. Dev. | 20.14% | 29.24% | 7.369% |  | 22.54% | 23.02% | 1.097% |  | 13.35% | 13.35% | 0.08629% |  | 17.87% | 17.87% | 0.1102% |  | 3.725%
MFm
1975 | 1.51 | 28.34 |  | MFm |  |  |  | MFm |  |  |  | MFm |  |  |  | MFm
1985 | 1.69 | 31.67 |  | 1975 |  |  |  | 1985 |  |  |  | 1996 |  |  |  | 2003
1996 | 1.06 | 19.77 | BldgLoc | ResHeatCap | ResCoolCap | Ratio | %Diff. w/Avg. | ResHeatCap | ResCoolCap | Ratio | %Diff. w/Avg. | ResHeatCap | ResCoolCap | Ratio | %Diff. w/Avg. | ResHeatCap | ResCoolCap | Ratio | %Diff. w/Avg.
2003 | 1 | 15.98 | CZ01 | 20.06 | 1.07 | 18.7477 | -0.3706% | 23.49 | 1.26 | 18.6429 | 0.1895% | 14.75 | 1 | 14.75 | 26.63% | 14.87 | 1 | 14.87 | 25.61%
SFm |  |  | CZ02 | 28.34 | 1.51 | 18.7682 | -0.4796% | 31.67 | 1.69 | 18.7396 | -0.3279% | 19.77 | 1.06 | 18.6509 | 0.1461% | 15.98 | 1 | 15.98 | 16.88%
1975 | 3.72 | 69.54 | CZ03 | 25.77 | 1.38 | 18.6739 | 0.02291% | 29.35 | 1.57 | 18.6943 | -0.086% | 18.39 | 1 | 18.39 | 1.567% | 18.54 | 1 | 18.54 | 0.7454%
1985 | 2.76 | 51.58 | CZ04 | 24.81 | 1.33 | 18.6541 | 0.129% | 28.34 | 1.51 | 18.7682 | -0.4796% | 17.79 | 1 | 17.79 | 4.993% | 17.94 | 1 | 17.94 | 4.115%
1996 | 3.67 | 68.63 | CZ05 | 27.64 | 1.48 | 18.6757 | 0.01346% | 31 | 1.66 | 18.6747 | 0.0187% | 19.37 | 1.04 | 18.625 | 0.2856% | 19.54 | 1.04 | 18.7885 | -0.5869%
2003 | 2.21 | 41.32 | CZ06 | 30.5 | 1.63 | 18.7117 | -0.1789% | 29.97 | 1.6 | 18.7312 | -0.2833% | 23.52 | 1.26 | 18.6667 | 0.06173% | 23.92 | 1.28 | 18.6875 | -0.04982%
CZ03 |  |  | CZ07 | 25.53 | 1.36 | 18.7721 | -0.5% | 25.67 | 1.38 | 18.6014 | 0.4126% | 20.41 | 1.09 | 18.7248 | -0.2488% | 20.75 | 1.11 | 18.6937 | -0.08293%
MFm |  |  | CZ08 | 28.03 | 1.5 | 18.6867 | -0.04536% | 27.76 | 1.48 | 18.7568 | -0.4189% | 21.86 | 1.17 | 18.6838 | -0.02981% | 22.24 | 1.19 | 18.6891 | -0.05824%
1975 | 1.38 | 25.77 | CZ09 | 34.9 | 1.87 | 18.6631 | 0.08085% | 37.22 | 1.99 | 18.7035 | -0.1354% | 20.23 | 1.08 | 18.7315 | -0.2845% | 18.04 | 1 | 18.04 | 3.538%
1985 | 1.57 | 29.35 | CZ10 | 37.23 | 1.99 | 18.7085 | -0.1622% | 39.38 | 2.1 | 18.7524 | -0.3956% | 21.49 | 1.15 | 18.687 | -0.04691% | 18.02 | 1 | 18.02 | 3.653%
1996 | 1 | 18.39 | CZ11 | 35.48 | 1.9 | 18.6737 | 0.02413% | 34.21 | 1.83 | 18.694 | -0.08451% | 20.78 | 1.11 | 18.7207 | -0.2272% | 18.59 | 1 | 18.59 | 0.4744%
2003 | 1 | 18.54 | CZ12 | 33.34 | 1.78 | 18.7303 | -0.2784% | 32.46 | 1.73 | 18.763 | -0.452% | 19.66 | 1.05 | 18.7238 | -0.2436% | 17.57 | 1 | 17.57 | 6.307%
SFm |  |  | CZ13 | 33.43 | 1.79 | 18.676 | 0.01185% | 32.5 | 1.74 | 18.6782 | 0.0001575% | 19.74 | 1.06 | 18.6226 | 0.2983% | 17.65 | 1 | 17.65 | 5.825%
1975 | 3 | 56.23 | CZ14 | 43.22 | 2.31 | 18.71 | -0.1698% | 46.53 | 2.49 | 18.6867 | -0.04579% | 20.96 | 1.12 | 18.7143 | -0.1929% | 19.95 | 1.07 | 18.6449 | 0.1788%
1985 | 2.28 | 42.59 | CZ15 | 45.65 | 2.44 | 18.709 | -0.1648% | 48.8 | 2.61 | 18.6973 | -0.1023% | 22.36 | 1.23 | 18.1789 | 2.747% | 21.44 | 1.18 | 18.1695 | 2.8%
1996 | 3.11 | 58.13 | CZ16 | 25.93 | 1.39 | 18.6547 | 0.126% | 29.37 | 1.57 | 18.707 | -0.154% | 18.34 | 1 | 18.34 | 1.844% | 18.5 | 1 | 18.5 | 0.9632%
2003 | 3.23 | 60.47 | Average | 31.2412 | 1.6706 | 18.701 | -0.1213% | 32.9825 | 1.7631 | 18.7057 | -0.1465% | 19.9637 | 1.1183 | 18.6442 | 2.331% | 18.9713 | 1.145 | 18.6122 | 4.395% | 18.6782 | Since cooling systems smaller than 1 ton was rounded up to 1 ton for modeling purposes, these grayed ratios were excluded from the average for MFm units.
CZ04 |  |  | Std. Dev. | 22.13% | 22.13% | 0.2032% | 1.67% | 21.12% | 21.11% | 0.2431% | 1.659% | 10.33% | 7.234% | 5.281% | 2.848% | 12.06% | 7.753% | 5.812% | 1.618% | 4.033%
MFm
1975 | 1.33 | 24.81 |  | DMo
1985 | 1.51 | 28.34 |  | BldgVint=Any
1996 | 1 | 17.79 | BldgLoc | ResHeatCap | ResCoolCap | Ratio | %Diff. w/Avg.
2003 | 1 | 17.94 | Any | 55 | 3.5 | 15.7143 | 0%
SFm |  |  | Average | 55 | 3.5 | 15.7143 | 0% | 15.7143
1975 | 2.86 | 53.55 | Std. Dev. | 0% | 0% | 0% |  | 0%
1985 | 2.25 | 42.07
1996 | 3.04 | 56.94
2003 | 3.17 | 59.24
CZ05
MFm
1975 | 1.48 | 27.64
1985 | 1.66 | 31
1996 | 1.04 | 19.37
2003 | 1.04 | 19.54
SFm
1975 | 3.28 | 61.46
1985 | 2.52 | 47.08
1996 | 3.41 | 63.79
2003 | 3.55 | 66.35
CZ06
MFm
1975 | 1.63 | 30.5
1985 | 1.6 | 29.97
1996 | 1.26 | 23.52
2003 | 1.28 | 23.92
SFm
1975 | 3.26 | 61.02
1985 | 3.34 | 62.47
1996 | 3.87 | 72.51
2003 | 4.01 | 75.05
CZ07
MFm
1975 | 1.36 | 25.53
1985 | 1.38 | 25.67
1996 | 1.09 | 20.41
2003 | 1.11 | 20.75
SFm
1975 | 2.47 | 46.27
1985 | 2.59 | 48.41
1996 | 3.1 | 58.07
2003 | 3.21 | 60.08
CZ08
MFm
1975 | 1.5 | 28.03
1985 | 1.48 | 27.76
1996 | 1.17 | 21.86
2003 | 1.19 | 22.24
SFm
1975 | 3.03 | 56.63
1985 | 3.12 | 58.34
1996 | 3.64 | 68.2
2003 | 3.77 | 70.57
CZ09
MFm
1975 | 1.87 | 34.9
1985 | 1.99 | 37.22
1996 | 1.08 | 20.23
2003 | 1 | 18.04
SFm
1975 | 3.49 | 65.24
1985 | 3.47 | 64.98
1996 | 3.54 | 66.19
2003 | 3.37 | 62.97
CZ10
MFm
1975 | 1.99 | 37.23
1985 | 2.1 | 39.38
1996 | 1.15 | 21.49
2003 | 1 | 18.02
SFm
1975 | 3.85 | 72.08
1985 | 3.8 | 71.08
1996 | 3.87 | 72.48
2003 | 2.53 | 47.31
CZ11
MFm
1975 | 1.9 | 35.48
1985 | 1.83 | 34.21
1996 | 1.11 | 20.78
2003 | 1 | 18.59
SFm
1975 | 3.82 | 72.21
1985 | 3.68 | 68.94
1996 | 3.15 | 59
2003 | 2.66 | 49.83
CZ12
MFm
1975 | 1.78 | 33.34
1985 | 1.73 | 32.46
1996 | 1.05 | 19.66
2003 | 1 | 17.57
SFm
1975 | 3.59 | 67.1
1985 | 3.44 | 64.33
1996 | 2.94 | 55.05
2003 | 2.47 | 46.14
CZ13
MFm
1975 | 1.79 | 33.43
1985 | 1.74 | 32.5
1996 | 1.06 | 19.74
2003 | 1 | 17.65
SFm
1975 | 3.62 | 67.75
1985 | 3.52 | 65.96
1996 | 3.03 | 56.75
2003 | 2.55 | 47.8
CZ14
MFm
1975 | 2.31 | 43.22
1985 | 2.49 | 46.53
1996 | 1.12 | 20.96
2003 | 1.07 | 19.95
SFm
1975 | 5.55 | 87.71
1985 | 3.88 | 72.69
1996 | 2.78 | 52.12
2003 | 3.16 | 59.23
CZ15
MFm
1975 | 2.44 | 45.65
1985 | 2.61 | 48.8
1996 | 1.23 | 22.36
2003 | 1.18 | 21.44
SFm
1975 | 6.4 | 89.7
1985 | 4.26 | 76.21
1996 | 2.98 | 55.81
2003 | 3.4 | 63.55
CZ16
MFm
1975 | 1.39 | 25.93
1985 | 1.57 | 29.37
1996 | 1 | 18.34
2003 | 1 | 18.5
SFm
1975 | 3.51 | 65.72
1985 | 2.62 | 48.96
1996 | 3.47 | 64.94
2003 | 3.61 | 67.57
This spreadsheet documents the methodology used to transform NormUnit from Cap-tons to Cap-kBTU for the rNCNG HVAC type--one without air conditioning (hence Cap-tons is not appropriate as NormUnit).
The informaton on the NormUnitVal_2020-10-23 worksheet was pulled from the "NormUnitVal" table in MC2020.db (the input database for MAScontrol3).
For SFm and MFm building types, the older vintages (pre-2006) were used to develop the average ratios of cooling to heating capacities used by the DEER2020 eQUEST building prototype models; for DMo, all building vintages were used. Those ratios are provided in columns H, L, P, and T. For each combination of building type, building location, and building vintage, the average ratios in column Y are used to estimate the percent error of the heating capacity given heating capacity in each vintage and climate zone in columns I, M, Q, and U. Only a few climate zones had significant differences between the building prototype value and the estimated value, as shown using red bars.
Given the generally good prediction results, the ratios provided in X6:X8 have been used to convert the NormUnits from Cap-tons to Cap-kBTU. This conversion is a stop-gap solution until this measure is remodeled as part of the 2023 DEER update that incorporates new weather.

## Abridged NormUnitVal
NormUnit | BldgType | VintYear | BldgLoc | NormVal
ResCoolCap | SFm | 1975 | CZ01 | 2.15
ResCoolCap | SFm | 1975 | CZ02 | 3.72
ResCoolCap | SFm | 1975 | CZ03 | 3
ResCoolCap | SFm | 1975 | CZ04 | 2.86
ResCoolCap | SFm | 1975 | CZ05 | 3.28
ResCoolCap | SFm | 1975 | CZ06 | 3.26
ResCoolCap | SFm | 1975 | CZ07 | 2.47
ResCoolCap | SFm | 1975 | CZ08 | 3.03
ResCoolCap | SFm | 1975 | CZ09 | 3.49
ResCoolCap | SFm | 1975 | CZ10 | 3.85
ResCoolCap | SFm | 1975 | CZ11 | 3.82
ResCoolCap | SFm | 1975 | CZ12 | 3.59
ResCoolCap | SFm | 1975 | CZ13 | 3.62
ResCoolCap | SFm | 1975 | CZ14 | 5.55
ResCoolCap | SFm | 1975 | CZ15 | 6.4
ResCoolCap | SFm | 1975 | CZ16 | 3.51
ResCoolCap | SFm | 1985 | CZ01 | 1.71
ResCoolCap | SFm | 1985 | CZ02 | 2.76
ResCoolCap | SFm | 1985 | CZ03 | 2.28
ResCoolCap | SFm | 1985 | CZ04 | 2.25
ResCoolCap | SFm | 1985 | CZ05 | 2.52
ResCoolCap | SFm | 1985 | CZ06 | 3.34
ResCoolCap | SFm | 1985 | CZ07 | 2.59
ResCoolCap | SFm | 1985 | CZ08 | 3.12
ResCoolCap | SFm | 1985 | CZ09 | 3.47
ResCoolCap | SFm | 1985 | CZ10 | 3.8
ResCoolCap | SFm | 1985 | CZ11 | 3.68
ResCoolCap | SFm | 1985 | CZ12 | 3.44
ResCoolCap | SFm | 1985 | CZ13 | 3.52
ResCoolCap | SFm | 1985 | CZ14 | 3.88
ResCoolCap | SFm | 1985 | CZ15 | 4.26
ResCoolCap | SFm | 1985 | CZ16 | 2.62
ResCoolCap | SFm | 1996 | CZ01 | 2.24
ResCoolCap | SFm | 1996 | CZ02 | 3.67
ResCoolCap | SFm | 1996 | CZ03 | 3.11
ResCoolCap | SFm | 1996 | CZ04 | 3.04
ResCoolCap | SFm | 1996 | CZ05 | 3.41
ResCoolCap | SFm | 1996 | CZ06 | 3.87
ResCoolCap | SFm | 1996 | CZ07 | 3.1
ResCoolCap | SFm | 1996 | CZ08 | 3.64
ResCoolCap | SFm | 1996 | CZ09 | 3.54
ResCoolCap | SFm | 1996 | CZ10 | 3.87
ResCoolCap | SFm | 1996 | CZ11 | 3.15
ResCoolCap | SFm | 1996 | CZ12 | 2.94
ResCoolCap | SFm | 1996 | CZ13 | 3.03
ResCoolCap | SFm | 1996 | CZ14 | 2.78
ResCoolCap | SFm | 1996 | CZ15 | 2.98
ResCoolCap | SFm | 1996 | CZ16 | 3.47
ResCoolCap | SFm | 2003 | CZ01 | 2.33
ResCoolCap | SFm | 2003 | CZ02 | 2.21
ResCoolCap | SFm | 2003 | CZ03 | 3.23
ResCoolCap | SFm | 2003 | CZ04 | 3.17
ResCoolCap | SFm | 2003 | CZ05 | 3.55
ResCoolCap | SFm | 2003 | CZ06 | 4.01
ResCoolCap | SFm | 2003 | CZ07 | 3.21
ResCoolCap | SFm | 2003 | CZ08 | 3.77
ResCoolCap | SFm | 2003 | CZ09 | 3.37
ResCoolCap | SFm | 2003 | CZ10 | 2.53
ResCoolCap | SFm | 2003 | CZ11 | 2.66
ResCoolCap | SFm | 2003 | CZ12 | 2.47
ResCoolCap | SFm | 2003 | CZ13 | 2.55
ResCoolCap | SFm | 2003 | CZ14 | 3.16
ResCoolCap | SFm | 2003 | CZ15 | 3.4
ResCoolCap | SFm | 2003 | CZ16 | 3.61
ResCoolCap | SFm | 2007 | CZ01 | 2.33
ResCoolCap | SFm | 2007 | CZ02 | 2.21
ResCoolCap | SFm | 2007 | CZ03 | 3.23
ResCoolCap | SFm | 2007 | CZ04 | 3.17
ResCoolCap | SFm | 2007 | CZ05 | 3.55
ResCoolCap | SFm | 2007 | CZ06 | 4.01
ResCoolCap | SFm | 2007 | CZ07 | 3.21
ResCoolCap | SFm | 2007 | CZ08 | 3.77
ResCoolCap | SFm | 2007 | CZ09 | 3.37
ResCoolCap | SFm | 2007 | CZ10 | 2.53
ResCoolCap | SFm | 2007 | CZ11 | 2.66
ResCoolCap | SFm | 2007 | CZ12 | 2.47
ResCoolCap | SFm | 2007 | CZ13 | 2.55
ResCoolCap | SFm | 2007 | CZ14 | 3.17
ResCoolCap | SFm | 2007 | CZ15 | 3.4
ResCoolCap | SFm | 2007 | CZ16 | 3.61
ResCoolCap | SFm | 2011 | CZ01 | 2.33
ResCoolCap | SFm | 2011 | CZ02 | 2.21
ResCoolCap | SFm | 2011 | CZ03 | 3.23
ResCoolCap | SFm | 2011 | CZ04 | 3.17
ResCoolCap | SFm | 2011 | CZ05 | 3.55
ResCoolCap | SFm | 2011 | CZ06 | 4.01
ResCoolCap | SFm | 2011 | CZ07 | 3.21
ResCoolCap | SFm | 2011 | CZ08 | 3.77
ResCoolCap | SFm | 2011 | CZ09 | 3.37
ResCoolCap | SFm | 2011 | CZ10 | 2.53
ResCoolCap | SFm | 2011 | CZ11 | 2.66
ResCoolCap | SFm | 2011 | CZ12 | 2.47
ResCoolCap | SFm | 2011 | CZ13 | 2.55
ResCoolCap | SFm | 2011 | CZ14 | 3.17
ResCoolCap | SFm | 2011 | CZ15 | 3.4
ResCoolCap | SFm | 2011 | CZ16 | 3.61
ResCoolCap | SFm | 2014 | CZ01 | 2.33
ResCoolCap | SFm | 2014 | CZ02 | 2.21
ResCoolCap | SFm | 2014 | CZ03 | 3.23
ResCoolCap | SFm | 2014 | CZ04 | 3.17
ResCoolCap | SFm | 2014 | CZ05 | 3.55
ResCoolCap | SFm | 2014 | CZ06 | 4.01
ResCoolCap | SFm | 2014 | CZ07 | 3.21
ResCoolCap | SFm | 2014 | CZ08 | 3.77
ResCoolCap | SFm | 2014 | CZ09 | 3.37
ResCoolCap | SFm | 2014 | CZ10 | 2.53
ResCoolCap | SFm | 2014 | CZ11 | 2.66
ResCoolCap | SFm | 2014 | CZ12 | 2.47
ResCoolCap | SFm | 2014 | CZ13 | 2.55
ResCoolCap | SFm | 2014 | CZ14 | 3.17
ResCoolCap | SFm | 2014 | CZ15 | 3.4
ResCoolCap | SFm | 2014 | CZ16 | 3.61
ResCoolCap | SFm | 2015 | CZ01 | 2.33
ResCoolCap | SFm | 2015 | CZ02 | 2.21
ResCoolCap | SFm | 2015 | CZ03 | 3.23
ResCoolCap | SFm | 2015 | CZ04 | 3.17
ResCoolCap | SFm | 2015 | CZ05 | 3.55
ResCoolCap | SFm | 2015 | CZ06 | 4.01
ResCoolCap | SFm | 2015 | CZ07 | 3.21
ResCoolCap | SFm | 2015 | CZ08 | 3.77
ResCoolCap | SFm | 2015 | CZ09 | 3.37
ResCoolCap | SFm | 2015 | CZ10 | 2.53
ResCoolCap | SFm | 2015 | CZ11 | 2.66
ResCoolCap | SFm | 2015 | CZ12 | 2.47
ResCoolCap | SFm | 2015 | CZ13 | 2.55
ResCoolCap | SFm | 2015 | CZ14 | 3.17
ResCoolCap | SFm | 2015 | CZ15 | 3.4
ResCoolCap | SFm | 2015 | CZ16 | 3.61
ResCoolCap | SFm | 2017 | CZ01 | 2.33
ResCoolCap | SFm | 2017 | CZ02 | 2.21
ResCoolCap | SFm | 2017 | CZ03 | 3.23
ResCoolCap | SFm | 2017 | CZ04 | 3.17
ResCoolCap | SFm | 2017 | CZ05 | 3.55
ResCoolCap | SFm | 2017 | CZ06 | 4.01
ResCoolCap | SFm | 2017 | CZ07 | 3.21
ResCoolCap | SFm | 2017 | CZ08 | 3.77
ResCoolCap | SFm | 2017 | CZ09 | 3.37
ResCoolCap | SFm | 2017 | CZ10 | 2.53
ResCoolCap | SFm | 2017 | CZ11 | 2.66
ResCoolCap | SFm | 2017 | CZ12 | 2.47
ResCoolCap | SFm | 2017 | CZ13 | 2.55
ResCoolCap | SFm | 2017 | CZ14 | 3.17
ResCoolCap | SFm | 2017 | CZ15 | 3.4
ResCoolCap | SFm | 2017 | CZ16 | 3.61
ResHeatCap | SFm | 1975 | CZ01 | 40.15
ResHeatCap | SFm | 1975 | CZ02 | 69.54
ResHeatCap | SFm | 1975 | CZ03 | 56.23
ResHeatCap | SFm | 1975 | CZ04 | 53.55
ResHeatCap | SFm | 1975 | CZ05 | 61.46
ResHeatCap | SFm | 1975 | CZ06 | 61.02
ResHeatCap | SFm | 1975 | CZ07 | 46.27
ResHeatCap | SFm | 1975 | CZ08 | 56.63
ResHeatCap | SFm | 1975 | CZ09 | 65.24
ResHeatCap | SFm | 1975 | CZ10 | 72.08
ResHeatCap | SFm | 1975 | CZ11 | 72.21
ResHeatCap | SFm | 1975 | CZ12 | 67.1
ResHeatCap | SFm | 1975 | CZ13 | 67.75
ResHeatCap | SFm | 1975 | CZ14 | 87.71
ResHeatCap | SFm | 1975 | CZ15 | 89.7
ResHeatCap | SFm | 1975 | CZ16 | 65.72
ResHeatCap | SFm | 1985 | CZ01 | 31.98
ResHeatCap | SFm | 1985 | CZ02 | 51.58
ResHeatCap | SFm | 1985 | CZ03 | 42.59
ResHeatCap | SFm | 1985 | CZ04 | 42.07
ResHeatCap | SFm | 1985 | CZ05 | 47.08
ResHeatCap | SFm | 1985 | CZ06 | 62.47
ResHeatCap | SFm | 1985 | CZ07 | 48.41
ResHeatCap | SFm | 1985 | CZ08 | 58.34
ResHeatCap | SFm | 1985 | CZ09 | 64.98
ResHeatCap | SFm | 1985 | CZ10 | 71.08
ResHeatCap | SFm | 1985 | CZ11 | 68.94
ResHeatCap | SFm | 1985 | CZ12 | 64.33
ResHeatCap | SFm | 1985 | CZ13 | 65.96
ResHeatCap | SFm | 1985 | CZ14 | 72.69
ResHeatCap | SFm | 1985 | CZ15 | 76.21
ResHeatCap | SFm | 1985 | CZ16 | 48.96
ResHeatCap | SFm | 1996 | CZ01 | 41.91
ResHeatCap | SFm | 1996 | CZ02 | 68.63
ResHeatCap | SFm | 1996 | CZ03 | 58.13
ResHeatCap | SFm | 1996 | CZ04 | 56.94
ResHeatCap | SFm | 1996 | CZ05 | 63.79
ResHeatCap | SFm | 1996 | CZ06 | 72.51
ResHeatCap | SFm | 1996 | CZ07 | 58.07
ResHeatCap | SFm | 1996 | CZ08 | 68.2
ResHeatCap | SFm | 1996 | CZ09 | 66.19
ResHeatCap | SFm | 1996 | CZ10 | 72.48
ResHeatCap | SFm | 1996 | CZ11 | 59
ResHeatCap | SFm | 1996 | CZ12 | 55.05
ResHeatCap | SFm | 1996 | CZ13 | 56.75
ResHeatCap | SFm | 1996 | CZ14 | 52.12
ResHeatCap | SFm | 1996 | CZ15 | 55.81
ResHeatCap | SFm | 1996 | CZ16 | 64.94
ResHeatCap | SFm | 2003 | CZ01 | 43.62
ResHeatCap | SFm | 2003 | CZ02 | 41.32
ResHeatCap | SFm | 2003 | CZ03 | 60.47
ResHeatCap | SFm | 2003 | CZ04 | 59.24
ResHeatCap | SFm | 2003 | CZ05 | 66.35
ResHeatCap | SFm | 2003 | CZ06 | 75.05
ResHeatCap | SFm | 2003 | CZ07 | 60.08
ResHeatCap | SFm | 2003 | CZ08 | 70.57
ResHeatCap | SFm | 2003 | CZ09 | 62.97
ResHeatCap | SFm | 2003 | CZ10 | 47.31
ResHeatCap | SFm | 2003 | CZ11 | 49.83
ResHeatCap | SFm | 2003 | CZ12 | 46.14
ResHeatCap | SFm | 2003 | CZ13 | 47.8
ResHeatCap | SFm | 2003 | CZ14 | 59.23
ResHeatCap | SFm | 2003 | CZ15 | 63.55
ResHeatCap | SFm | 2003 | CZ16 | 67.57
ResHeatCap | SFm | 2007 | CZ01 | 43.62
ResHeatCap | SFm | 2007 | CZ02 | 41.32
ResHeatCap | SFm | 2007 | CZ03 | 60.47
ResHeatCap | SFm | 2007 | CZ04 | 59.24
ResHeatCap | SFm | 2007 | CZ05 | 66.35
ResHeatCap | SFm | 2007 | CZ06 | 75.05
ResHeatCap | SFm | 2007 | CZ07 | 60.08
ResHeatCap | SFm | 2007 | CZ08 | 70.57
ResHeatCap | SFm | 2007 | CZ09 | 62.98
ResHeatCap | SFm | 2007 | CZ10 | 47.32
ResHeatCap | SFm | 2007 | CZ11 | 49.84
ResHeatCap | SFm | 2007 | CZ12 | 46.14
ResHeatCap | SFm | 2007 | CZ13 | 47.81
ResHeatCap | SFm | 2007 | CZ14 | 59.23
ResHeatCap | SFm | 2007 | CZ15 | 63.55
ResHeatCap | SFm | 2007 | CZ16 | 67.57
ResHeatCap | SFm | 2011 | CZ01 | 43.62
ResHeatCap | SFm | 2011 | CZ02 | 41.32
ResHeatCap | SFm | 2011 | CZ03 | 60.47
ResHeatCap | SFm | 2011 | CZ04 | 59.24
ResHeatCap | SFm | 2011 | CZ05 | 66.35
ResHeatCap | SFm | 2011 | CZ06 | 75.05
ResHeatCap | SFm | 2011 | CZ07 | 60.08
ResHeatCap | SFm | 2011 | CZ08 | 70.57
ResHeatCap | SFm | 2011 | CZ09 | 62.98
ResHeatCap | SFm | 2011 | CZ10 | 47.32
ResHeatCap | SFm | 2011 | CZ11 | 49.84
ResHeatCap | SFm | 2011 | CZ12 | 46.14
ResHeatCap | SFm | 2011 | CZ13 | 47.81
ResHeatCap | SFm | 2011 | CZ14 | 59.23
ResHeatCap | SFm | 2011 | CZ15 | 63.55
ResHeatCap | SFm | 2011 | CZ16 | 67.57
ResHeatCap | SFm | 2014 | CZ01 | 43.62
ResHeatCap | SFm | 2014 | CZ02 | 41.32
ResHeatCap | SFm | 2014 | CZ03 | 60.47
ResHeatCap | SFm | 2014 | CZ04 | 59.24
ResHeatCap | SFm | 2014 | CZ05 | 66.35
ResHeatCap | SFm | 2014 | CZ06 | 75.05
ResHeatCap | SFm | 2014 | CZ07 | 60.08
ResHeatCap | SFm | 2014 | CZ08 | 70.57
ResHeatCap | SFm | 2014 | CZ09 | 62.98
ResHeatCap | SFm | 2014 | CZ10 | 47.32
ResHeatCap | SFm | 2014 | CZ11 | 49.84
ResHeatCap | SFm | 2014 | CZ12 | 46.14
ResHeatCap | SFm | 2014 | CZ13 | 47.81
ResHeatCap | SFm | 2014 | CZ14 | 59.23
ResHeatCap | SFm | 2014 | CZ15 | 63.55
ResHeatCap | SFm | 2014 | CZ16 | 67.57
ResHeatCap | SFm | 2015 | CZ01 | 43.62
ResHeatCap | SFm | 2015 | CZ02 | 41.32
ResHeatCap | SFm | 2015 | CZ03 | 60.47
ResHeatCap | SFm | 2015 | CZ04 | 59.24
ResHeatCap | SFm | 2015 | CZ05 | 66.35
ResHeatCap | SFm | 2015 | CZ06 | 75.05
ResHeatCap | SFm | 2015 | CZ07 | 60.08
ResHeatCap | SFm | 2015 | CZ08 | 70.57
ResHeatCap | SFm | 2015 | CZ09 | 62.98
ResHeatCap | SFm | 2015 | CZ10 | 47.32
ResHeatCap | SFm | 2015 | CZ11 | 49.84
ResHeatCap | SFm | 2015 | CZ12 | 46.14
ResHeatCap | SFm | 2015 | CZ13 | 47.81
ResHeatCap | SFm | 2015 | CZ14 | 59.23
ResHeatCap | SFm | 2015 | CZ15 | 63.55
ResHeatCap | SFm | 2015 | CZ16 | 67.57
ResHeatCap | SFm | 2017 | CZ01 | 43.62
ResHeatCap | SFm | 2017 | CZ02 | 41.32
ResHeatCap | SFm | 2017 | CZ03 | 60.47
ResHeatCap | SFm | 2017 | CZ04 | 59.24
ResHeatCap | SFm | 2017 | CZ05 | 66.35
ResHeatCap | SFm | 2017 | CZ06 | 75.05
ResHeatCap | SFm | 2017 | CZ07 | 60.08
ResHeatCap | SFm | 2017 | CZ08 | 70.57
ResHeatCap | SFm | 2017 | CZ09 | 62.98
ResHeatCap | SFm | 2017 | CZ10 | 47.32
ResHeatCap | SFm | 2017 | CZ11 | 49.84
ResHeatCap | SFm | 2017 | CZ12 | 46.14
ResHeatCap | SFm | 2017 | CZ13 | 47.81
ResHeatCap | SFm | 2017 | CZ14 | 59.23
ResHeatCap | SFm | 2017 | CZ15 | 63.55
ResHeatCap | SFm | 2017 | CZ16 | 67.57
ResCoolCap | MFm | 1975 | CZ01 | 1.07
ResCoolCap | MFm | 1975 | CZ02 | 1.51
ResCoolCap | MFm | 1975 | CZ03 | 1.38
ResCoolCap | MFm | 1975 | CZ04 | 1.33
ResCoolCap | MFm | 1975 | CZ05 | 1.48
ResCoolCap | MFm | 1975 | CZ06 | 1.63
ResCoolCap | MFm | 1975 | CZ07 | 1.36
ResCoolCap | MFm | 1975 | CZ08 | 1.5
ResCoolCap | MFm | 1975 | CZ09 | 1.87
ResCoolCap | MFm | 1975 | CZ10 | 1.99
ResCoolCap | MFm | 1975 | CZ11 | 1.9
ResCoolCap | MFm | 1975 | CZ12 | 1.78
ResCoolCap | MFm | 1975 | CZ13 | 1.79
ResCoolCap | MFm | 1975 | CZ14 | 2.31
ResCoolCap | MFm | 1975 | CZ15 | 2.44
ResCoolCap | MFm | 1975 | CZ16 | 1.39
ResCoolCap | MFm | 1985 | CZ01 | 1.26
ResCoolCap | MFm | 1985 | CZ02 | 1.69
ResCoolCap | MFm | 1985 | CZ03 | 1.57
ResCoolCap | MFm | 1985 | CZ04 | 1.51
ResCoolCap | MFm | 1985 | CZ05 | 1.66
ResCoolCap | MFm | 1985 | CZ06 | 1.6
ResCoolCap | MFm | 1985 | CZ07 | 1.38
ResCoolCap | MFm | 1985 | CZ08 | 1.48
ResCoolCap | MFm | 1985 | CZ09 | 1.99
ResCoolCap | MFm | 1985 | CZ10 | 2.1
ResCoolCap | MFm | 1985 | CZ11 | 1.83
ResCoolCap | MFm | 1985 | CZ12 | 1.73
ResCoolCap | MFm | 1985 | CZ13 | 1.74
ResCoolCap | MFm | 1985 | CZ14 | 2.49
ResCoolCap | MFm | 1985 | CZ15 | 2.61
ResCoolCap | MFm | 1985 | CZ16 | 1.57
ResCoolCap | MFm | 1996 | CZ01 | 1
ResCoolCap | MFm | 1996 | CZ02 | 1.06
ResCoolCap | MFm | 1996 | CZ03 | 1
ResCoolCap | MFm | 1996 | CZ04 | 1
ResCoolCap | MFm | 1996 | CZ05 | 1.04
ResCoolCap | MFm | 1996 | CZ06 | 1.26
ResCoolCap | MFm | 1996 | CZ07 | 1.09
ResCoolCap | MFm | 1996 | CZ08 | 1.17
ResCoolCap | MFm | 1996 | CZ09 | 1.08
ResCoolCap | MFm | 1996 | CZ10 | 1.15
ResCoolCap | MFm | 1996 | CZ11 | 1.11
ResCoolCap | MFm | 1996 | CZ12 | 1.05
ResCoolCap | MFm | 1996 | CZ13 | 1.06
ResCoolCap | MFm | 1996 | CZ14 | 1.12
ResCoolCap | MFm | 1996 | CZ15 | 1.23
ResCoolCap | MFm | 1996 | CZ16 | 1
ResCoolCap | MFm | 2003 | CZ01 | 1
ResCoolCap | MFm | 2003 | CZ02 | 1
ResCoolCap | MFm | 2003 | CZ03 | 1
ResCoolCap | MFm | 2003 | CZ04 | 1
ResCoolCap | MFm | 2003 | CZ05 | 1.04
ResCoolCap | MFm | 2003 | CZ06 | 1.28
ResCoolCap | MFm | 2003 | CZ07 | 1.11
ResCoolCap | MFm | 2003 | CZ08 | 1.19
ResCoolCap | MFm | 2003 | CZ09 | 1
ResCoolCap | MFm | 2003 | CZ10 | 1
ResCoolCap | MFm | 2003 | CZ11 | 1
ResCoolCap | MFm | 2003 | CZ12 | 1
ResCoolCap | MFm | 2003 | CZ13 | 1
ResCoolCap | MFm | 2003 | CZ14 | 1.07
ResCoolCap | MFm | 2003 | CZ15 | 1.18
ResCoolCap | MFm | 2003 | CZ16 | 1
ResCoolCap | MFm | 2007 | CZ01 | 1
ResCoolCap | MFm | 2007 | CZ02 | 1
ResCoolCap | MFm | 2007 | CZ03 | 1
ResCoolCap | MFm | 2007 | CZ04 | 1
ResCoolCap | MFm | 2007 | CZ05 | 1.04
ResCoolCap | MFm | 2007 | CZ06 | 1.28
ResCoolCap | MFm | 2007 | CZ07 | 1.11
ResCoolCap | MFm | 2007 | CZ08 | 1.19
ResCoolCap | MFm | 2007 | CZ09 | 1
ResCoolCap | MFm | 2007 | CZ10 | 1
ResCoolCap | MFm | 2007 | CZ11 | 1
ResCoolCap | MFm | 2007 | CZ12 | 1
ResCoolCap | MFm | 2007 | CZ13 | 1
ResCoolCap | MFm | 2007 | CZ14 | 1.07
ResCoolCap | MFm | 2007 | CZ15 | 1.15
ResCoolCap | MFm | 2007 | CZ16 | 1
ResCoolCap | MFm | 2011 | CZ01 | 1
ResCoolCap | MFm | 2011 | CZ02 | 1
ResCoolCap | MFm | 2011 | CZ03 | 1
ResCoolCap | MFm | 2011 | CZ04 | 1
ResCoolCap | MFm | 2011 | CZ05 | 1.04
ResCoolCap | MFm | 2011 | CZ06 | 1.28
ResCoolCap | MFm | 2011 | CZ07 | 1.11
ResCoolCap | MFm | 2011 | CZ08 | 1.19
ResCoolCap | MFm | 2011 | CZ09 | 1
ResCoolCap | MFm | 2011 | CZ10 | 1
ResCoolCap | MFm | 2011 | CZ11 | 1
ResCoolCap | MFm | 2011 | CZ12 | 1
ResCoolCap | MFm | 2011 | CZ13 | 1
ResCoolCap | MFm | 2011 | CZ14 | 1.07
ResCoolCap | MFm | 2011 | CZ15 | 1.15
ResCoolCap | MFm | 2011 | CZ16 | 1
ResCoolCap | MFm | 2014 | CZ01 | 1
ResCoolCap | MFm | 2014 | CZ02 | 1
ResCoolCap | MFm | 2014 | CZ03 | 1
ResCoolCap | MFm | 2014 | CZ04 | 1
ResCoolCap | MFm | 2014 | CZ05 | 1.04
ResCoolCap | MFm | 2014 | CZ06 | 1.28
ResCoolCap | MFm | 2014 | CZ07 | 1.11
ResCoolCap | MFm | 2014 | CZ08 | 1.19
ResCoolCap | MFm | 2014 | CZ09 | 1
ResCoolCap | MFm | 2014 | CZ10 | 1
ResCoolCap | MFm | 2014 | CZ11 | 1
ResCoolCap | MFm | 2014 | CZ12 | 1
ResCoolCap | MFm | 2014 | CZ13 | 1
ResCoolCap | MFm | 2014 | CZ14 | 1.07
ResCoolCap | MFm | 2014 | CZ15 | 1.15
ResCoolCap | MFm | 2014 | CZ16 | 1
ResCoolCap | MFm | 2015 | CZ01 | 1
ResCoolCap | MFm | 2015 | CZ02 | 1
ResCoolCap | MFm | 2015 | CZ03 | 1
ResCoolCap | MFm | 2015 | CZ04 | 1
ResCoolCap | MFm | 2015 | CZ05 | 1.04
ResCoolCap | MFm | 2015 | CZ06 | 1.28
ResCoolCap | MFm | 2015 | CZ07 | 1.11
ResCoolCap | MFm | 2015 | CZ08 | 1.19
ResCoolCap | MFm | 2015 | CZ09 | 1
ResCoolCap | MFm | 2015 | CZ10 | 1
ResCoolCap | MFm | 2015 | CZ11 | 1
ResCoolCap | MFm | 2015 | CZ12 | 1
ResCoolCap | MFm | 2015 | CZ13 | 1
ResCoolCap | MFm | 2015 | CZ14 | 1.07
ResCoolCap | MFm | 2015 | CZ15 | 1.15
ResCoolCap | MFm | 2015 | CZ16 | 1
ResCoolCap | MFm | 2017 | CZ01 | 1
ResCoolCap | MFm | 2017 | CZ02 | 1
ResCoolCap | MFm | 2017 | CZ03 | 1
ResCoolCap | MFm | 2017 | CZ04 | 1
ResCoolCap | MFm | 2017 | CZ05 | 1.04
ResCoolCap | MFm | 2017 | CZ06 | 1.28
ResCoolCap | MFm | 2017 | CZ07 | 1.11
ResCoolCap | MFm | 2017 | CZ08 | 1.19
ResCoolCap | MFm | 2017 | CZ09 | 1
ResCoolCap | MFm | 2017 | CZ10 | 1
ResCoolCap | MFm | 2017 | CZ11 | 1
ResCoolCap | MFm | 2017 | CZ12 | 1
ResCoolCap | MFm | 2017 | CZ13 | 1
ResCoolCap | MFm | 2017 | CZ14 | 1.07
ResCoolCap | MFm | 2017 | CZ15 | 1.15
ResCoolCap | MFm | 2017 | CZ16 | 1
ResHeatCap | MFm | 1975 | CZ01 | 20.06
ResHeatCap | MFm | 1975 | CZ02 | 28.34
ResHeatCap | MFm | 1975 | CZ03 | 25.77
ResHeatCap | MFm | 1975 | CZ04 | 24.81
ResHeatCap | MFm | 1975 | CZ05 | 27.64
ResHeatCap | MFm | 1975 | CZ06 | 30.5
ResHeatCap | MFm | 1975 | CZ07 | 25.53
ResHeatCap | MFm | 1975 | CZ08 | 28.03
ResHeatCap | MFm | 1975 | CZ09 | 34.9
ResHeatCap | MFm | 1975 | CZ10 | 37.23
ResHeatCap | MFm | 1975 | CZ11 | 35.48
ResHeatCap | MFm | 1975 | CZ12 | 33.34
ResHeatCap | MFm | 1975 | CZ13 | 33.43
ResHeatCap | MFm | 1975 | CZ14 | 43.22
ResHeatCap | MFm | 1975 | CZ15 | 45.65
ResHeatCap | MFm | 1975 | CZ16 | 25.93
ResHeatCap | MFm | 1985 | CZ01 | 23.49
ResHeatCap | MFm | 1985 | CZ02 | 31.67
ResHeatCap | MFm | 1985 | CZ03 | 29.35
ResHeatCap | MFm | 1985 | CZ04 | 28.34
ResHeatCap | MFm | 1985 | CZ05 | 31
ResHeatCap | MFm | 1985 | CZ06 | 29.97
ResHeatCap | MFm | 1985 | CZ07 | 25.67
ResHeatCap | MFm | 1985 | CZ08 | 27.76
ResHeatCap | MFm | 1985 | CZ09 | 37.22
ResHeatCap | MFm | 1985 | CZ10 | 39.38
ResHeatCap | MFm | 1985 | CZ11 | 34.21
ResHeatCap | MFm | 1985 | CZ12 | 32.46
ResHeatCap | MFm | 1985 | CZ13 | 32.5
ResHeatCap | MFm | 1985 | CZ14 | 46.53
ResHeatCap | MFm | 1985 | CZ15 | 48.8
ResHeatCap | MFm | 1985 | CZ16 | 29.37
ResHeatCap | MFm | 1996 | CZ01 | 14.75
ResHeatCap | MFm | 1996 | CZ02 | 19.77
ResHeatCap | MFm | 1996 | CZ03 | 18.39
ResHeatCap | MFm | 1996 | CZ04 | 17.79
ResHeatCap | MFm | 1996 | CZ05 | 19.37
ResHeatCap | MFm | 1996 | CZ06 | 23.52
ResHeatCap | MFm | 1996 | CZ07 | 20.41
ResHeatCap | MFm | 1996 | CZ08 | 21.86
ResHeatCap | MFm | 1996 | CZ09 | 20.23
ResHeatCap | MFm | 1996 | CZ10 | 21.49
ResHeatCap | MFm | 1996 | CZ11 | 20.78
ResHeatCap | MFm | 1996 | CZ12 | 19.66
ResHeatCap | MFm | 1996 | CZ13 | 19.74
ResHeatCap | MFm | 1996 | CZ14 | 20.96
ResHeatCap | MFm | 1996 | CZ15 | 22.36
ResHeatCap | MFm | 1996 | CZ16 | 18.34
ResHeatCap | MFm | 2003 | CZ01 | 14.87
ResHeatCap | MFm | 2003 | CZ02 | 15.98
ResHeatCap | MFm | 2003 | CZ03 | 18.54
ResHeatCap | MFm | 2003 | CZ04 | 17.94
ResHeatCap | MFm | 2003 | CZ05 | 19.54
ResHeatCap | MFm | 2003 | CZ06 | 23.92
ResHeatCap | MFm | 2003 | CZ07 | 20.75
ResHeatCap | MFm | 2003 | CZ08 | 22.24
ResHeatCap | MFm | 2003 | CZ09 | 18.04
ResHeatCap | MFm | 2003 | CZ10 | 18.02
ResHeatCap | MFm | 2003 | CZ11 | 18.59
ResHeatCap | MFm | 2003 | CZ12 | 17.57
ResHeatCap | MFm | 2003 | CZ13 | 17.65
ResHeatCap | MFm | 2003 | CZ14 | 19.95
ResHeatCap | MFm | 2003 | CZ15 | 21.44
ResHeatCap | MFm | 2003 | CZ16 | 18.5
ResHeatCap | MFm | 2007 | CZ01 | 14.87
ResHeatCap | MFm | 2007 | CZ02 | 15.98
ResHeatCap | MFm | 2007 | CZ03 | 18.54
ResHeatCap | MFm | 2007 | CZ04 | 17.94
ResHeatCap | MFm | 2007 | CZ05 | 19.55
ResHeatCap | MFm | 2007 | CZ06 | 23.93
ResHeatCap | MFm | 2007 | CZ07 | 20.76
ResHeatCap | MFm | 2007 | CZ08 | 22.24
ResHeatCap | MFm | 2007 | CZ09 | 18.04
ResHeatCap | MFm | 2007 | CZ10 | 18.02
ResHeatCap | MFm | 2007 | CZ11 | 18.59
ResHeatCap | MFm | 2007 | CZ12 | 17.57
ResHeatCap | MFm | 2007 | CZ13 | 17.65
ResHeatCap | MFm | 2007 | CZ14 | 19.95
ResHeatCap | MFm | 2007 | CZ15 | 21.44
ResHeatCap | MFm | 2007 | CZ16 | 18.5
ResHeatCap | MFm | 2011 | CZ01 | 14.87
ResHeatCap | MFm | 2011 | CZ02 | 15.98
ResHeatCap | MFm | 2011 | CZ03 | 18.54
ResHeatCap | MFm | 2011 | CZ04 | 17.94
ResHeatCap | MFm | 2011 | CZ05 | 19.55
ResHeatCap | MFm | 2011 | CZ06 | 23.93
ResHeatCap | MFm | 2011 | CZ07 | 20.76
ResHeatCap | MFm | 2011 | CZ08 | 22.24
ResHeatCap | MFm | 2011 | CZ09 | 18.04
ResHeatCap | MFm | 2011 | CZ10 | 18.02
ResHeatCap | MFm | 2011 | CZ11 | 18.59
ResHeatCap | MFm | 2011 | CZ12 | 17.57
ResHeatCap | MFm | 2011 | CZ13 | 17.65
ResHeatCap | MFm | 2011 | CZ14 | 19.95
ResHeatCap | MFm | 2011 | CZ15 | 21.44
ResHeatCap | MFm | 2011 | CZ16 | 18.5
ResHeatCap | MFm | 2014 | CZ01 | 14.87
ResHeatCap | MFm | 2014 | CZ02 | 15.98
ResHeatCap | MFm | 2014 | CZ03 | 18.54
ResHeatCap | MFm | 2014 | CZ04 | 17.94
ResHeatCap | MFm | 2014 | CZ05 | 19.55
ResHeatCap | MFm | 2014 | CZ06 | 23.93
ResHeatCap | MFm | 2014 | CZ07 | 20.76
ResHeatCap | MFm | 2014 | CZ08 | 22.24
ResHeatCap | MFm | 2014 | CZ09 | 18.04
ResHeatCap | MFm | 2014 | CZ10 | 18.02
ResHeatCap | MFm | 2014 | CZ11 | 18.59
ResHeatCap | MFm | 2014 | CZ12 | 17.57
ResHeatCap | MFm | 2014 | CZ13 | 17.65
ResHeatCap | MFm | 2014 | CZ14 | 19.95
ResHeatCap | MFm | 2014 | CZ15 | 21.44
ResHeatCap | MFm | 2014 | CZ16 | 18.5
ResHeatCap | MFm | 2015 | CZ01 | 14.87
ResHeatCap | MFm | 2015 | CZ02 | 15.98
ResHeatCap | MFm | 2015 | CZ03 | 18.54
ResHeatCap | MFm | 2015 | CZ04 | 17.94
ResHeatCap | MFm | 2015 | CZ05 | 19.55
ResHeatCap | MFm | 2015 | CZ06 | 23.93
ResHeatCap | MFm | 2015 | CZ07 | 20.76
ResHeatCap | MFm | 2015 | CZ08 | 22.24
ResHeatCap | MFm | 2015 | CZ09 | 18.04
ResHeatCap | MFm | 2015 | CZ10 | 18.02
ResHeatCap | MFm | 2015 | CZ11 | 18.59
ResHeatCap | MFm | 2015 | CZ12 | 17.57
ResHeatCap | MFm | 2015 | CZ13 | 17.65
ResHeatCap | MFm | 2015 | CZ14 | 19.95
ResHeatCap | MFm | 2015 | CZ15 | 21.44
ResHeatCap | MFm | 2015 | CZ16 | 18.5
ResHeatCap | MFm | 2017 | CZ01 | 14.87
ResHeatCap | MFm | 2017 | CZ02 | 15.98
ResHeatCap | MFm | 2017 | CZ03 | 18.54
ResHeatCap | MFm | 2017 | CZ04 | 17.94
ResHeatCap | MFm | 2017 | CZ05 | 19.55
ResHeatCap | MFm | 2017 | CZ06 | 23.93
ResHeatCap | MFm | 2017 | CZ07 | 20.76
ResHeatCap | MFm | 2017 | CZ08 | 22.24
ResHeatCap | MFm | 2017 | CZ09 | 18.04
ResHeatCap | MFm | 2017 | CZ10 | 18.02
ResHeatCap | MFm | 2017 | CZ11 | 18.59
ResHeatCap | MFm | 2017 | CZ12 | 17.57
ResHeatCap | MFm | 2017 | CZ13 | 17.65
ResHeatCap | MFm | 2017 | CZ14 | 19.95
ResHeatCap | MFm | 2017 | CZ15 | 21.44
ResHeatCap | MFm | 2017 | CZ16 | 18.5
ResCoolCap | DMo | MH72 | Any | 3.5
ResCoolCap | DMo | MH85 | Any | 3.5
ResCoolCap | DMo | MH00 | Any | 3.5
ResCoolCap | DMo | MH06 | Any | 3.5
ResCoolCap | DMo | MH15 | Any | 3.5
ResHeatCap | DMo | MH72 | Any | 55
ResHeatCap | DMo | MH85 | Any | 55
ResHeatCap | DMo | MH00 | Any | 55
ResHeatCap | DMo | MH06 | Any | 55
ResHeatCap | DMo | MH15 | Any | 55
ResCoolCap | SFm | 1975 | CZ01 | 2.15
ResCoolCap | SFm | 1975 | CZ02 | 3.72
ResCoolCap | SFm | 1975 | CZ03 | 3
ResCoolCap | SFm | 1975 | CZ04 | 2.86
ResCoolCap | SFm | 1975 | CZ05 | 3.28
ResCoolCap | SFm | 1975 | CZ06 | 3.26
ResCoolCap | SFm | 1975 | CZ07 | 2.47
ResCoolCap | SFm | 1975 | CZ08 | 3.03
ResCoolCap | SFm | 1975 | CZ09 | 3.49
ResCoolCap | SFm | 1975 | CZ10 | 3.85
ResCoolCap | SFm | 1975 | CZ11 | 3.82
ResCoolCap | SFm | 1975 | CZ12 | 3.59
ResCoolCap | SFm | 1975 | CZ13 | 3.62
ResCoolCap | SFm | 1975 | CZ14 | 5.55
ResCoolCap | SFm | 1975 | CZ15 | 6.4
ResCoolCap | SFm | 1975 | CZ16 | 3.51
ResCoolCap | SFm | 1985 | CZ01 | 1.71
ResCoolCap | SFm | 1985 | CZ02 | 2.76
ResCoolCap | SFm | 1985 | CZ03 | 2.28
ResCoolCap | SFm | 1985 | CZ04 | 2.25
ResCoolCap | SFm | 1985 | CZ05 | 2.52
ResCoolCap | SFm | 1985 | CZ06 | 3.34
ResCoolCap | SFm | 1985 | CZ07 | 2.59
ResCoolCap | SFm | 1985 | CZ08 | 3.12
ResCoolCap | SFm | 1985 | CZ09 | 3.47
ResCoolCap | SFm | 1985 | CZ10 | 3.8
ResCoolCap | SFm | 1985 | CZ11 | 3.68
ResCoolCap | SFm | 1985 | CZ12 | 3.44
ResCoolCap | SFm | 1985 | CZ13 | 3.52
ResCoolCap | SFm | 1985 | CZ14 | 3.88
ResCoolCap | SFm | 1985 | CZ15 | 4.26
ResCoolCap | SFm | 1985 | CZ16 | 2.62
ResCoolCap | SFm | 1996 | CZ01 | 2.24
ResCoolCap | SFm | 1996 | CZ02 | 3.67
ResCoolCap | SFm | 1996 | CZ03 | 3.11
ResCoolCap | SFm | 1996 | CZ04 | 3.04
ResCoolCap | SFm | 1996 | CZ05 | 3.41
ResCoolCap | SFm | 1996 | CZ06 | 3.87
ResCoolCap | SFm | 1996 | CZ07 | 3.1
ResCoolCap | SFm | 1996 | CZ08 | 3.64
ResCoolCap | SFm | 1996 | CZ09 | 3.54
ResCoolCap | SFm | 1996 | CZ10 | 3.87
ResCoolCap | SFm | 1996 | CZ11 | 3.15
ResCoolCap | SFm | 1996 | CZ12 | 2.94
ResCoolCap | SFm | 1996 | CZ13 | 3.03
ResCoolCap | SFm | 1996 | CZ14 | 2.78
ResCoolCap | SFm | 1996 | CZ15 | 2.98
ResCoolCap | SFm | 1996 | CZ16 | 3.47
ResCoolCap | SFm | 2003 | CZ01 | 2.33
ResCoolCap | SFm | 2003 | CZ02 | 2.21
ResCoolCap | SFm | 2003 | CZ03 | 3.23
ResCoolCap | SFm | 2003 | CZ04 | 3.17
ResCoolCap | SFm | 2003 | CZ05 | 3.55
ResCoolCap | SFm | 2003 | CZ06 | 4.01
ResCoolCap | SFm | 2003 | CZ07 | 3.21
ResCoolCap | SFm | 2003 | CZ08 | 3.77
ResCoolCap | SFm | 2003 | CZ09 | 3.37
ResCoolCap | SFm | 2003 | CZ10 | 2.53
ResCoolCap | SFm | 2003 | CZ11 | 2.66
ResCoolCap | SFm | 2003 | CZ12 | 2.47
ResCoolCap | SFm | 2003 | CZ13 | 2.55
ResCoolCap | SFm | 2003 | CZ14 | 3.16
ResCoolCap | SFm | 2003 | CZ15 | 3.4
ResCoolCap | SFm | 2003 | CZ16 | 3.61
ResCoolCap | SFm | 2007 | CZ01 | 2.33
ResCoolCap | SFm | 2007 | CZ02 | 2.21
ResCoolCap | SFm | 2007 | CZ03 | 3.23
ResCoolCap | SFm | 2007 | CZ04 | 3.17
ResCoolCap | SFm | 2007 | CZ05 | 3.55
ResCoolCap | SFm | 2007 | CZ06 | 4.01
ResCoolCap | SFm | 2007 | CZ07 | 3.21
ResCoolCap | SFm | 2007 | CZ08 | 3.77
ResCoolCap | SFm | 2007 | CZ09 | 3.37
ResCoolCap | SFm | 2007 | CZ10 | 2.53
ResCoolCap | SFm | 2007 | CZ11 | 2.66
ResCoolCap | SFm | 2007 | CZ12 | 2.47
ResCoolCap | SFm | 2007 | CZ13 | 2.55
ResCoolCap | SFm | 2007 | CZ14 | 3.17
ResCoolCap | SFm | 2007 | CZ15 | 3.4
ResCoolCap | SFm | 2007 | CZ16 | 3.61
ResCoolCap | SFm | 2011 | CZ01 | 2.33
ResCoolCap | SFm | 2011 | CZ02 | 2.21
ResCoolCap | SFm | 2011 | CZ03 | 3.23
ResCoolCap | SFm | 2011 | CZ04 | 3.17
ResCoolCap | SFm | 2011 | CZ05 | 3.55
ResCoolCap | SFm | 2011 | CZ06 | 4.01
ResCoolCap | SFm | 2011 | CZ07 | 3.21
ResCoolCap | SFm | 2011 | CZ08 | 3.77
ResCoolCap | SFm | 2011 | CZ09 | 3.37
ResCoolCap | SFm | 2011 | CZ10 | 2.53
ResCoolCap | SFm | 2011 | CZ11 | 2.66
ResCoolCap | SFm | 2011 | CZ12 | 2.47
ResCoolCap | SFm | 2011 | CZ13 | 2.55
ResCoolCap | SFm | 2011 | CZ14 | 3.17
ResCoolCap | SFm | 2011 | CZ15 | 3.4
ResCoolCap | SFm | 2011 | CZ16 | 3.61
ResCoolCap | SFm | 2014 | CZ01 | 2.33
ResCoolCap | SFm | 2014 | CZ02 | 2.21
ResCoolCap | SFm | 2014 | CZ03 | 3.23
ResCoolCap | SFm | 2014 | CZ04 | 3.17
ResCoolCap | SFm | 2014 | CZ05 | 3.55
ResCoolCap | SFm | 2014 | CZ06 | 4.01
ResCoolCap | SFm | 2014 | CZ07 | 3.21
ResCoolCap | SFm | 2014 | CZ08 | 3.77
ResCoolCap | SFm | 2014 | CZ09 | 3.37
ResCoolCap | SFm | 2014 | CZ10 | 2.53
ResCoolCap | SFm | 2014 | CZ11 | 2.66
ResCoolCap | SFm | 2014 | CZ12 | 2.47
ResCoolCap | SFm | 2014 | CZ13 | 2.55
ResCoolCap | SFm | 2014 | CZ14 | 3.17
ResCoolCap | SFm | 2014 | CZ15 | 3.4
ResCoolCap | SFm | 2014 | CZ16 | 3.61
ResCoolCap | SFm | 2015 | CZ01 | 2.33
ResCoolCap | SFm | 2015 | CZ02 | 2.21
ResCoolCap | SFm | 2015 | CZ03 | 3.23
ResCoolCap | SFm | 2015 | CZ04 | 3.17
ResCoolCap | SFm | 2015 | CZ05 | 3.55
ResCoolCap | SFm | 2015 | CZ06 | 4.01
ResCoolCap | SFm | 2015 | CZ07 | 3.21
ResCoolCap | SFm | 2015 | CZ08 | 3.77
ResCoolCap | SFm | 2015 | CZ09 | 3.37
ResCoolCap | SFm | 2015 | CZ10 | 2.53
ResCoolCap | SFm | 2015 | CZ11 | 2.66
ResCoolCap | SFm | 2015 | CZ12 | 2.47
ResCoolCap | SFm | 2015 | CZ13 | 2.55
ResCoolCap | SFm | 2015 | CZ14 | 3.17
ResCoolCap | SFm | 2015 | CZ15 | 3.4
ResCoolCap | SFm | 2015 | CZ16 | 3.61
ResCoolCap | SFm | 2017 | CZ01 | 2.33
ResCoolCap | SFm | 2017 | CZ02 | 2.21
ResCoolCap | SFm | 2017 | CZ03 | 3.23
ResCoolCap | SFm | 2017 | CZ04 | 3.17
ResCoolCap | SFm | 2017 | CZ05 | 3.55
ResCoolCap | SFm | 2017 | CZ06 | 4.01
ResCoolCap | SFm | 2017 | CZ07 | 3.21
ResCoolCap | SFm | 2017 | CZ08 | 3.77
ResCoolCap | SFm | 2017 | CZ09 | 3.37
ResCoolCap | SFm | 2017 | CZ10 | 2.53
ResCoolCap | SFm | 2017 | CZ11 | 2.66
ResCoolCap | SFm | 2017 | CZ12 | 2.47
ResCoolCap | SFm | 2017 | CZ13 | 2.55
ResCoolCap | SFm | 2017 | CZ14 | 3.17
ResCoolCap | SFm | 2017 | CZ15 | 3.4
ResCoolCap | SFm | 2017 | CZ16 | 3.61
ResCoolCap | SFm | 2020 | CZ01 | 2.33
ResCoolCap | SFm | 2020 | CZ02 | 2.21
ResCoolCap | SFm | 2020 | CZ03 | 3.23
ResCoolCap | SFm | 2020 | CZ04 | 3.17
ResCoolCap | SFm | 2020 | CZ05 | 3.55
ResCoolCap | SFm | 2020 | CZ06 | 4.01
ResCoolCap | SFm | 2020 | CZ07 | 3.21
ResCoolCap | SFm | 2020 | CZ08 | 3.77
ResCoolCap | SFm | 2020 | CZ09 | 3.37
ResCoolCap | SFm | 2020 | CZ10 | 2.53
ResCoolCap | SFm | 2020 | CZ11 | 2.66
ResCoolCap | SFm | 2020 | CZ12 | 2.47
ResCoolCap | SFm | 2020 | CZ13 | 2.55
ResCoolCap | SFm | 2020 | CZ14 | 3.17
ResCoolCap | SFm | 2020 | CZ15 | 3.4
ResCoolCap | SFm | 2020 | CZ16 | 3.61
ResHeatCap | SFm | 1975 | CZ01 | 40.15
ResHeatCap | SFm | 1975 | CZ02 | 69.54
ResHeatCap | SFm | 1975 | CZ03 | 56.23
ResHeatCap | SFm | 1975 | CZ04 | 53.55
ResHeatCap | SFm | 1975 | CZ05 | 61.46
ResHeatCap | SFm | 1975 | CZ06 | 61.02
ResHeatCap | SFm | 1975 | CZ07 | 46.27
ResHeatCap | SFm | 1975 | CZ08 | 56.63
ResHeatCap | SFm | 1975 | CZ09 | 65.24
ResHeatCap | SFm | 1975 | CZ10 | 72.08
ResHeatCap | SFm | 1975 | CZ11 | 72.21
ResHeatCap | SFm | 1975 | CZ12 | 67.1
ResHeatCap | SFm | 1975 | CZ13 | 67.75
ResHeatCap | SFm | 1975 | CZ14 | 87.71
ResHeatCap | SFm | 1975 | CZ15 | 89.7
ResHeatCap | SFm | 1975 | CZ16 | 65.72
ResHeatCap | SFm | 1985 | CZ01 | 31.98
ResHeatCap | SFm | 1985 | CZ02 | 51.58
ResHeatCap | SFm | 1985 | CZ03 | 42.59
ResHeatCap | SFm | 1985 | CZ04 | 42.07
ResHeatCap | SFm | 1985 | CZ05 | 47.08
ResHeatCap | SFm | 1985 | CZ06 | 62.47
ResHeatCap | SFm | 1985 | CZ07 | 48.41
ResHeatCap | SFm | 1985 | CZ08 | 58.34
ResHeatCap | SFm | 1985 | CZ09 | 64.98
ResHeatCap | SFm | 1985 | CZ10 | 71.08
ResHeatCap | SFm | 1985 | CZ11 | 68.94
ResHeatCap | SFm | 1985 | CZ12 | 64.33
ResHeatCap | SFm | 1985 | CZ13 | 65.96
ResHeatCap | SFm | 1985 | CZ14 | 72.69
ResHeatCap | SFm | 1985 | CZ15 | 76.21
ResHeatCap | SFm | 1985 | CZ16 | 48.96
ResHeatCap | SFm | 1996 | CZ01 | 41.91
ResHeatCap | SFm | 1996 | CZ02 | 68.63
ResHeatCap | SFm | 1996 | CZ03 | 58.13
ResHeatCap | SFm | 1996 | CZ04 | 56.94
ResHeatCap | SFm | 1996 | CZ05 | 63.79
ResHeatCap | SFm | 1996 | CZ06 | 72.51
ResHeatCap | SFm | 1996 | CZ07 | 58.07
ResHeatCap | SFm | 1996 | CZ08 | 68.2
ResHeatCap | SFm | 1996 | CZ09 | 66.19
ResHeatCap | SFm | 1996 | CZ10 | 72.48
ResHeatCap | SFm | 1996 | CZ11 | 59
ResHeatCap | SFm | 1996 | CZ12 | 55.05
ResHeatCap | SFm | 1996 | CZ13 | 56.75
ResHeatCap | SFm | 1996 | CZ14 | 52.12
ResHeatCap | SFm | 1996 | CZ15 | 55.81
ResHeatCap | SFm | 1996 | CZ16 | 64.94
ResHeatCap | SFm | 2003 | CZ01 | 43.62
ResHeatCap | SFm | 2003 | CZ02 | 41.32
ResHeatCap | SFm | 2003 | CZ03 | 60.47
ResHeatCap | SFm | 2003 | CZ04 | 59.24
ResHeatCap | SFm | 2003 | CZ05 | 66.35
ResHeatCap | SFm | 2003 | CZ06 | 75.05
ResHeatCap | SFm | 2003 | CZ07 | 60.08
ResHeatCap | SFm | 2003 | CZ08 | 70.57
ResHeatCap | SFm | 2003 | CZ09 | 62.97
ResHeatCap | SFm | 2003 | CZ10 | 47.31
ResHeatCap | SFm | 2003 | CZ11 | 49.83
ResHeatCap | SFm | 2003 | CZ12 | 46.14
ResHeatCap | SFm | 2003 | CZ13 | 47.8
ResHeatCap | SFm | 2003 | CZ14 | 59.23
ResHeatCap | SFm | 2003 | CZ15 | 63.55
ResHeatCap | SFm | 2003 | CZ16 | 67.57
ResHeatCap | SFm | 2007 | CZ01 | 43.62
ResHeatCap | SFm | 2007 | CZ02 | 41.32
ResHeatCap | SFm | 2007 | CZ03 | 60.47
ResHeatCap | SFm | 2007 | CZ04 | 59.24
ResHeatCap | SFm | 2007 | CZ05 | 66.35
ResHeatCap | SFm | 2007 | CZ06 | 75.05
ResHeatCap | SFm | 2007 | CZ07 | 60.08
ResHeatCap | SFm | 2007 | CZ08 | 70.57
ResHeatCap | SFm | 2007 | CZ09 | 62.98
ResHeatCap | SFm | 2007 | CZ10 | 47.32
ResHeatCap | SFm | 2007 | CZ11 | 49.84
ResHeatCap | SFm | 2007 | CZ12 | 46.14
ResHeatCap | SFm | 2007 | CZ13 | 47.81
ResHeatCap | SFm | 2007 | CZ14 | 59.23
ResHeatCap | SFm | 2007 | CZ15 | 63.55
ResHeatCap | SFm | 2007 | CZ16 | 67.57
ResHeatCap | SFm | 2011 | CZ01 | 43.62
ResHeatCap | SFm | 2011 | CZ02 | 41.32
ResHeatCap | SFm | 2011 | CZ03 | 60.47
ResHeatCap | SFm | 2011 | CZ04 | 59.24
ResHeatCap | SFm | 2011 | CZ05 | 66.35
ResHeatCap | SFm | 2011 | CZ06 | 75.05
ResHeatCap | SFm | 2011 | CZ07 | 60.08
ResHeatCap | SFm | 2011 | CZ08 | 70.57
ResHeatCap | SFm | 2011 | CZ09 | 62.98
ResHeatCap | SFm | 2011 | CZ10 | 47.32
ResHeatCap | SFm | 2011 | CZ11 | 49.84
ResHeatCap | SFm | 2011 | CZ12 | 46.14
ResHeatCap | SFm | 2011 | CZ13 | 47.81
ResHeatCap | SFm | 2011 | CZ14 | 59.23
ResHeatCap | SFm | 2011 | CZ15 | 63.55
ResHeatCap | SFm | 2011 | CZ16 | 67.57
ResHeatCap | SFm | 2014 | CZ01 | 43.62
ResHeatCap | SFm | 2014 | CZ02 | 41.32
ResHeatCap | SFm | 2014 | CZ03 | 60.47
ResHeatCap | SFm | 2014 | CZ04 | 59.24
ResHeatCap | SFm | 2014 | CZ05 | 66.35
ResHeatCap | SFm | 2014 | CZ06 | 75.05
ResHeatCap | SFm | 2014 | CZ07 | 60.08
ResHeatCap | SFm | 2014 | CZ08 | 70.57
ResHeatCap | SFm | 2014 | CZ09 | 62.98
ResHeatCap | SFm | 2014 | CZ10 | 47.32
ResHeatCap | SFm | 2014 | CZ11 | 49.84
ResHeatCap | SFm | 2014 | CZ12 | 46.14
ResHeatCap | SFm | 2014 | CZ13 | 47.81
ResHeatCap | SFm | 2014 | CZ14 | 59.23
ResHeatCap | SFm | 2014 | CZ15 | 63.55
ResHeatCap | SFm | 2014 | CZ16 | 67.57
ResHeatCap | SFm | 2015 | CZ01 | 43.62
ResHeatCap | SFm | 2015 | CZ02 | 41.32
ResHeatCap | SFm | 2015 | CZ03 | 60.47
ResHeatCap | SFm | 2015 | CZ04 | 59.24
ResHeatCap | SFm | 2015 | CZ05 | 66.35
ResHeatCap | SFm | 2015 | CZ06 | 75.05
ResHeatCap | SFm | 2015 | CZ07 | 60.08
ResHeatCap | SFm | 2015 | CZ08 | 70.57
ResHeatCap | SFm | 2015 | CZ09 | 62.98
ResHeatCap | SFm | 2015 | CZ10 | 47.32
ResHeatCap | SFm | 2015 | CZ11 | 49.84
ResHeatCap | SFm | 2015 | CZ12 | 46.14
ResHeatCap | SFm | 2015 | CZ13 | 47.81
ResHeatCap | SFm | 2015 | CZ14 | 59.23
ResHeatCap | SFm | 2015 | CZ15 | 63.55
ResHeatCap | SFm | 2015 | CZ16 | 67.57
ResHeatCap | SFm | 2017 | CZ01 | 43.62
ResHeatCap | SFm | 2017 | CZ02 | 41.32
ResHeatCap | SFm | 2017 | CZ03 | 60.47
ResHeatCap | SFm | 2017 | CZ04 | 59.24
ResHeatCap | SFm | 2017 | CZ05 | 66.35
ResHeatCap | SFm | 2017 | CZ06 | 75.05
ResHeatCap | SFm | 2017 | CZ07 | 60.08
ResHeatCap | SFm | 2017 | CZ08 | 70.57
ResHeatCap | SFm | 2017 | CZ09 | 62.98
ResHeatCap | SFm | 2017 | CZ10 | 47.32
ResHeatCap | SFm | 2017 | CZ11 | 49.84
ResHeatCap | SFm | 2017 | CZ12 | 46.14
ResHeatCap | SFm | 2017 | CZ13 | 47.81
ResHeatCap | SFm | 2017 | CZ14 | 59.23
ResHeatCap | SFm | 2017 | CZ15 | 63.55
ResHeatCap | SFm | 2017 | CZ16 | 67.57
ResHeatCap | SFm | 2020 | CZ01 | 43.62
ResHeatCap | SFm | 2020 | CZ02 | 41.32
ResHeatCap | SFm | 2020 | CZ03 | 60.47
ResHeatCap | SFm | 2020 | CZ04 | 59.24
ResHeatCap | SFm | 2020 | CZ05 | 66.35
ResHeatCap | SFm | 2020 | CZ06 | 75.05
ResHeatCap | SFm | 2020 | CZ07 | 60.08
ResHeatCap | SFm | 2020 | CZ08 | 70.57
ResHeatCap | SFm | 2020 | CZ09 | 62.98
ResHeatCap | SFm | 2020 | CZ10 | 47.32
ResHeatCap | SFm | 2020 | CZ11 | 49.84
ResHeatCap | SFm | 2020 | CZ12 | 46.14
ResHeatCap | SFm | 2020 | CZ13 | 47.81
ResHeatCap | SFm | 2020 | CZ14 | 59.23
ResHeatCap | SFm | 2020 | CZ15 | 63.55
ResHeatCap | SFm | 2020 | CZ16 | 67.57
ResCoolCap | MFm | 1975 | CZ01 | 1.07
ResCoolCap | MFm | 1975 | CZ02 | 1.51
ResCoolCap | MFm | 1975 | CZ03 | 1.38
ResCoolCap | MFm | 1975 | CZ04 | 1.33
ResCoolCap | MFm | 1975 | CZ05 | 1.48
ResCoolCap | MFm | 1975 | CZ06 | 1.63
ResCoolCap | MFm | 1975 | CZ07 | 1.36
ResCoolCap | MFm | 1975 | CZ08 | 1.5
ResCoolCap | MFm | 1975 | CZ09 | 1.87
ResCoolCap | MFm | 1975 | CZ10 | 1.99
ResCoolCap | MFm | 1975 | CZ11 | 1.9
ResCoolCap | MFm | 1975 | CZ12 | 1.78
ResCoolCap | MFm | 1975 | CZ13 | 1.79
ResCoolCap | MFm | 1975 | CZ14 | 2.31
ResCoolCap | MFm | 1975 | CZ15 | 2.44
ResCoolCap | MFm | 1975 | CZ16 | 1.39
ResCoolCap | MFm | 1985 | CZ01 | 1.26
ResCoolCap | MFm | 1985 | CZ02 | 1.69
ResCoolCap | MFm | 1985 | CZ03 | 1.57
ResCoolCap | MFm | 1985 | CZ04 | 1.51
ResCoolCap | MFm | 1985 | CZ05 | 1.66
ResCoolCap | MFm | 1985 | CZ06 | 1.6
ResCoolCap | MFm | 1985 | CZ07 | 1.38
ResCoolCap | MFm | 1985 | CZ08 | 1.48
ResCoolCap | MFm | 1985 | CZ09 | 1.99
ResCoolCap | MFm | 1985 | CZ10 | 2.1
ResCoolCap | MFm | 1985 | CZ11 | 1.83
ResCoolCap | MFm | 1985 | CZ12 | 1.73
ResCoolCap | MFm | 1985 | CZ13 | 1.74
ResCoolCap | MFm | 1985 | CZ14 | 2.49
ResCoolCap | MFm | 1985 | CZ15 | 2.61
ResCoolCap | MFm | 1985 | CZ16 | 1.57
ResCoolCap | MFm | 1996 | CZ01 | 1
ResCoolCap | MFm | 1996 | CZ02 | 1.06
ResCoolCap | MFm | 1996 | CZ03 | 1
ResCoolCap | MFm | 1996 | CZ04 | 1
ResCoolCap | MFm | 1996 | CZ05 | 1.04
ResCoolCap | MFm | 1996 | CZ06 | 1.26
ResCoolCap | MFm | 1996 | CZ07 | 1.09
ResCoolCap | MFm | 1996 | CZ08 | 1.17
ResCoolCap | MFm | 1996 | CZ09 | 1.08
ResCoolCap | MFm | 1996 | CZ10 | 1.15
ResCoolCap | MFm | 1996 | CZ11 | 1.11
ResCoolCap | MFm | 1996 | CZ12 | 1.05
ResCoolCap | MFm | 1996 | CZ13 | 1.06
ResCoolCap | MFm | 1996 | CZ14 | 1.12
ResCoolCap | MFm | 1996 | CZ15 | 1.23
ResCoolCap | MFm | 1996 | CZ16 | 1
ResCoolCap | MFm | 2003 | CZ01 | 1
ResCoolCap | MFm | 2003 | CZ02 | 1
ResCoolCap | MFm | 2003 | CZ03 | 1
ResCoolCap | MFm | 2003 | CZ04 | 1
ResCoolCap | MFm | 2003 | CZ05 | 1.04
ResCoolCap | MFm | 2003 | CZ06 | 1.28
ResCoolCap | MFm | 2003 | CZ07 | 1.11
ResCoolCap | MFm | 2003 | CZ08 | 1.19
ResCoolCap | MFm | 2003 | CZ09 | 1
ResCoolCap | MFm | 2003 | CZ10 | 1
ResCoolCap | MFm | 2003 | CZ11 | 1
ResCoolCap | MFm | 2003 | CZ12 | 1
ResCoolCap | MFm | 2003 | CZ13 | 1
ResCoolCap | MFm | 2003 | CZ14 | 1.07
ResCoolCap | MFm | 2003 | CZ15 | 1.18
ResCoolCap | MFm | 2003 | CZ16 | 1
ResCoolCap | MFm | 2007 | CZ01 | 1
ResCoolCap | MFm | 2007 | CZ02 | 1
ResCoolCap | MFm | 2007 | CZ03 | 1
ResCoolCap | MFm | 2007 | CZ04 | 1
ResCoolCap | MFm | 2007 | CZ05 | 1.04
ResCoolCap | MFm | 2007 | CZ06 | 1.28
ResCoolCap | MFm | 2007 | CZ07 | 1.11
ResCoolCap | MFm | 2007 | CZ08 | 1.19
ResCoolCap | MFm | 2007 | CZ09 | 1
ResCoolCap | MFm | 2007 | CZ10 | 1
ResCoolCap | MFm | 2007 | CZ11 | 1
ResCoolCap | MFm | 2007 | CZ12 | 1
ResCoolCap | MFm | 2007 | CZ13 | 1
ResCoolCap | MFm | 2007 | CZ14 | 1.07
ResCoolCap | MFm | 2007 | CZ15 | 1.15
ResCoolCap | MFm | 2007 | CZ16 | 1
ResCoolCap | MFm | 2011 | CZ01 | 1
ResCoolCap | MFm | 2011 | CZ02 | 1
ResCoolCap | MFm | 2011 | CZ03 | 1
ResCoolCap | MFm | 2011 | CZ04 | 1
ResCoolCap | MFm | 2011 | CZ05 | 1.04
ResCoolCap | MFm | 2011 | CZ06 | 1.28
ResCoolCap | MFm | 2011 | CZ07 | 1.11
ResCoolCap | MFm | 2011 | CZ08 | 1.19
ResCoolCap | MFm | 2011 | CZ09 | 1
ResCoolCap | MFm | 2011 | CZ10 | 1
ResCoolCap | MFm | 2011 | CZ11 | 1
ResCoolCap | MFm | 2011 | CZ12 | 1
ResCoolCap | MFm | 2011 | CZ13 | 1
ResCoolCap | MFm | 2011 | CZ14 | 1.07
ResCoolCap | MFm | 2011 | CZ15 | 1.15
ResCoolCap | MFm | 2011 | CZ16 | 1
ResCoolCap | MFm | 2014 | CZ01 | 1
ResCoolCap | MFm | 2014 | CZ02 | 1
ResCoolCap | MFm | 2014 | CZ03 | 1
ResCoolCap | MFm | 2014 | CZ04 | 1
ResCoolCap | MFm | 2014 | CZ05 | 1.04
ResCoolCap | MFm | 2014 | CZ06 | 1.28
ResCoolCap | MFm | 2014 | CZ07 | 1.11
ResCoolCap | MFm | 2014 | CZ08 | 1.19
ResCoolCap | MFm | 2014 | CZ09 | 1
ResCoolCap | MFm | 2014 | CZ10 | 1
ResCoolCap | MFm | 2014 | CZ11 | 1
ResCoolCap | MFm | 2014 | CZ12 | 1
ResCoolCap | MFm | 2014 | CZ13 | 1
ResCoolCap | MFm | 2014 | CZ14 | 1.07
ResCoolCap | MFm | 2014 | CZ15 | 1.15
ResCoolCap | MFm | 2014 | CZ16 | 1
ResCoolCap | MFm | 2015 | CZ01 | 1
ResCoolCap | MFm | 2015 | CZ02 | 1
ResCoolCap | MFm | 2015 | CZ03 | 1
ResCoolCap | MFm | 2015 | CZ04 | 1
ResCoolCap | MFm | 2015 | CZ05 | 1.04
ResCoolCap | MFm | 2015 | CZ06 | 1.28
ResCoolCap | MFm | 2015 | CZ07 | 1.11
ResCoolCap | MFm | 2015 | CZ08 | 1.19
ResCoolCap | MFm | 2015 | CZ09 | 1
ResCoolCap | MFm | 2015 | CZ10 | 1
ResCoolCap | MFm | 2015 | CZ11 | 1
ResCoolCap | MFm | 2015 | CZ12 | 1
ResCoolCap | MFm | 2015 | CZ13 | 1
ResCoolCap | MFm | 2015 | CZ14 | 1.07
ResCoolCap | MFm | 2015 | CZ15 | 1.15
ResCoolCap | MFm | 2015 | CZ16 | 1
ResCoolCap | MFm | 2017 | CZ01 | 1
ResCoolCap | MFm | 2017 | CZ02 | 1
ResCoolCap | MFm | 2017 | CZ03 | 1
ResCoolCap | MFm | 2017 | CZ04 | 1
ResCoolCap | MFm | 2017 | CZ05 | 1.04
ResCoolCap | MFm | 2017 | CZ06 | 1.28
ResCoolCap | MFm | 2017 | CZ07 | 1.11
ResCoolCap | MFm | 2017 | CZ08 | 1.19
ResCoolCap | MFm | 2017 | CZ09 | 1
ResCoolCap | MFm | 2017 | CZ10 | 1
ResCoolCap | MFm | 2017 | CZ11 | 1
ResCoolCap | MFm | 2017 | CZ12 | 1
ResCoolCap | MFm | 2017 | CZ13 | 1
ResCoolCap | MFm | 2017 | CZ14 | 1.07
ResCoolCap | MFm | 2017 | CZ15 | 1.15
ResCoolCap | MFm | 2017 | CZ16 | 1
ResCoolCap | MFm | 2020 | CZ01 | 1
ResCoolCap | MFm | 2020 | CZ02 | 1
ResCoolCap | MFm | 2020 | CZ03 | 1
ResCoolCap | MFm | 2020 | CZ04 | 1
ResCoolCap | MFm | 2020 | CZ05 | 1.04
ResCoolCap | MFm | 2020 | CZ06 | 1.28
ResCoolCap | MFm | 2020 | CZ07 | 1.11
ResCoolCap | MFm | 2020 | CZ08 | 1.19
ResCoolCap | MFm | 2020 | CZ09 | 1
ResCoolCap | MFm | 2020 | CZ10 | 1
ResCoolCap | MFm | 2020 | CZ11 | 1
ResCoolCap | MFm | 2020 | CZ12 | 1
ResCoolCap | MFm | 2020 | CZ13 | 1
ResCoolCap | MFm | 2020 | CZ14 | 1.07
ResCoolCap | MFm | 2020 | CZ15 | 1.15
ResCoolCap | MFm | 2020 | CZ16 | 1
ResHeatCap | MFm | 1975 | CZ01 | 20.06
ResHeatCap | MFm | 1975 | CZ02 | 28.34
ResHeatCap | MFm | 1975 | CZ03 | 25.77
ResHeatCap | MFm | 1975 | CZ04 | 24.81
ResHeatCap | MFm | 1975 | CZ05 | 27.64
ResHeatCap | MFm | 1975 | CZ06 | 30.5
ResHeatCap | MFm | 1975 | CZ07 | 25.53
ResHeatCap | MFm | 1975 | CZ08 | 28.03
ResHeatCap | MFm | 1975 | CZ09 | 34.9
ResHeatCap | MFm | 1975 | CZ10 | 37.23
ResHeatCap | MFm | 1975 | CZ11 | 35.48
ResHeatCap | MFm | 1975 | CZ12 | 33.34
ResHeatCap | MFm | 1975 | CZ13 | 33.43
ResHeatCap | MFm | 1975 | CZ14 | 43.22
ResHeatCap | MFm | 1975 | CZ15 | 45.65
ResHeatCap | MFm | 1975 | CZ16 | 25.93
ResHeatCap | MFm | 1985 | CZ01 | 23.49
ResHeatCap | MFm | 1985 | CZ02 | 31.67
ResHeatCap | MFm | 1985 | CZ03 | 29.35
ResHeatCap | MFm | 1985 | CZ04 | 28.34
ResHeatCap | MFm | 1985 | CZ05 | 31
ResHeatCap | MFm | 1985 | CZ06 | 29.97
ResHeatCap | MFm | 1985 | CZ07 | 25.67
ResHeatCap | MFm | 1985 | CZ08 | 27.76
ResHeatCap | MFm | 1985 | CZ09 | 37.22
ResHeatCap | MFm | 1985 | CZ10 | 39.38
ResHeatCap | MFm | 1985 | CZ11 | 34.21
ResHeatCap | MFm | 1985 | CZ12 | 32.46
ResHeatCap | MFm | 1985 | CZ13 | 32.5
ResHeatCap | MFm | 1985 | CZ14 | 46.53
ResHeatCap | MFm | 1985 | CZ15 | 48.8
ResHeatCap | MFm | 1985 | CZ16 | 29.37
ResHeatCap | MFm | 1996 | CZ01 | 14.75
ResHeatCap | MFm | 1996 | CZ02 | 19.77
ResHeatCap | MFm | 1996 | CZ03 | 18.39
ResHeatCap | MFm | 1996 | CZ04 | 17.79
ResHeatCap | MFm | 1996 | CZ05 | 19.37
ResHeatCap | MFm | 1996 | CZ06 | 23.52
ResHeatCap | MFm | 1996 | CZ07 | 20.41
ResHeatCap | MFm | 1996 | CZ08 | 21.86
ResHeatCap | MFm | 1996 | CZ09 | 20.23
ResHeatCap | MFm | 1996 | CZ10 | 21.49
ResHeatCap | MFm | 1996 | CZ11 | 20.78
ResHeatCap | MFm | 1996 | CZ12 | 19.66
ResHeatCap | MFm | 1996 | CZ13 | 19.74
ResHeatCap | MFm | 1996 | CZ14 | 20.96
ResHeatCap | MFm | 1996 | CZ15 | 22.36
ResHeatCap | MFm | 1996 | CZ16 | 18.34
ResHeatCap | MFm | 2003 | CZ01 | 14.87
ResHeatCap | MFm | 2003 | CZ02 | 15.98
ResHeatCap | MFm | 2003 | CZ03 | 18.54
ResHeatCap | MFm | 2003 | CZ04 | 17.94
ResHeatCap | MFm | 2003 | CZ05 | 19.54
ResHeatCap | MFm | 2003 | CZ06 | 23.92
ResHeatCap | MFm | 2003 | CZ07 | 20.75
ResHeatCap | MFm | 2003 | CZ08 | 22.24
ResHeatCap | MFm | 2003 | CZ09 | 18.04
ResHeatCap | MFm | 2003 | CZ10 | 18.02
ResHeatCap | MFm | 2003 | CZ11 | 18.59
ResHeatCap | MFm | 2003 | CZ12 | 17.57
ResHeatCap | MFm | 2003 | CZ13 | 17.65
ResHeatCap | MFm | 2003 | CZ14 | 19.95
ResHeatCap | MFm | 2003 | CZ15 | 21.44
ResHeatCap | MFm | 2003 | CZ16 | 18.5
ResHeatCap | MFm | 2007 | CZ01 | 14.87
ResHeatCap | MFm | 2007 | CZ02 | 15.98
ResHeatCap | MFm | 2007 | CZ03 | 18.54
ResHeatCap | MFm | 2007 | CZ04 | 17.94
ResHeatCap | MFm | 2007 | CZ05 | 19.55
ResHeatCap | MFm | 2007 | CZ06 | 23.93
ResHeatCap | MFm | 2007 | CZ07 | 20.76
ResHeatCap | MFm | 2007 | CZ08 | 22.24
ResHeatCap | MFm | 2007 | CZ09 | 18.04
ResHeatCap | MFm | 2007 | CZ10 | 18.02
ResHeatCap | MFm | 2007 | CZ11 | 18.59
ResHeatCap | MFm | 2007 | CZ12 | 17.57
ResHeatCap | MFm | 2007 | CZ13 | 17.65
ResHeatCap | MFm | 2007 | CZ14 | 19.95
ResHeatCap | MFm | 2007 | CZ15 | 21.44
ResHeatCap | MFm | 2007 | CZ16 | 18.5
ResHeatCap | MFm | 2011 | CZ01 | 14.87
ResHeatCap | MFm | 2011 | CZ02 | 15.98
ResHeatCap | MFm | 2011 | CZ03 | 18.54
ResHeatCap | MFm | 2011 | CZ04 | 17.94
ResHeatCap | MFm | 2011 | CZ05 | 19.55
ResHeatCap | MFm | 2011 | CZ06 | 23.93
ResHeatCap | MFm | 2011 | CZ07 | 20.76
ResHeatCap | MFm | 2011 | CZ08 | 22.24
ResHeatCap | MFm | 2011 | CZ09 | 18.04
ResHeatCap | MFm | 2011 | CZ10 | 18.02
ResHeatCap | MFm | 2011 | CZ11 | 18.59
ResHeatCap | MFm | 2011 | CZ12 | 17.57
ResHeatCap | MFm | 2011 | CZ13 | 17.65
ResHeatCap | MFm | 2011 | CZ14 | 19.95
ResHeatCap | MFm | 2011 | CZ15 | 21.44
ResHeatCap | MFm | 2011 | CZ16 | 18.5
ResHeatCap | MFm | 2014 | CZ01 | 14.87
ResHeatCap | MFm | 2014 | CZ02 | 15.98
ResHeatCap | MFm | 2014 | CZ03 | 18.54
ResHeatCap | MFm | 2014 | CZ04 | 17.94
ResHeatCap | MFm | 2014 | CZ05 | 19.55
ResHeatCap | MFm | 2014 | CZ06 | 23.93
ResHeatCap | MFm | 2014 | CZ07 | 20.76
ResHeatCap | MFm | 2014 | CZ08 | 22.24
ResHeatCap | MFm | 2014 | CZ09 | 18.04
ResHeatCap | MFm | 2014 | CZ10 | 18.02
ResHeatCap | MFm | 2014 | CZ11 | 18.59
ResHeatCap | MFm | 2014 | CZ12 | 17.57
ResHeatCap | MFm | 2014 | CZ13 | 17.65
ResHeatCap | MFm | 2014 | CZ14 | 19.95
ResHeatCap | MFm | 2014 | CZ15 | 21.44
ResHeatCap | MFm | 2014 | CZ16 | 18.5
ResHeatCap | MFm | 2015 | CZ01 | 14.87
ResHeatCap | MFm | 2015 | CZ02 | 15.98
ResHeatCap | MFm | 2015 | CZ03 | 18.54
ResHeatCap | MFm | 2015 | CZ04 | 17.94
ResHeatCap | MFm | 2015 | CZ05 | 19.55
ResHeatCap | MFm | 2015 | CZ06 | 23.93
ResHeatCap | MFm | 2015 | CZ07 | 20.76
ResHeatCap | MFm | 2015 | CZ08 | 22.24
ResHeatCap | MFm | 2015 | CZ09 | 18.04
ResHeatCap | MFm | 2015 | CZ10 | 18.02
ResHeatCap | MFm | 2015 | CZ11 | 18.59
ResHeatCap | MFm | 2015 | CZ12 | 17.57
ResHeatCap | MFm | 2015 | CZ13 | 17.65
ResHeatCap | MFm | 2015 | CZ14 | 19.95
ResHeatCap | MFm | 2015 | CZ15 | 21.44
ResHeatCap | MFm | 2015 | CZ16 | 18.5
ResHeatCap | MFm | 2017 | CZ01 | 14.87
ResHeatCap | MFm | 2017 | CZ02 | 15.98
ResHeatCap | MFm | 2017 | CZ03 | 18.54
ResHeatCap | MFm | 2017 | CZ04 | 17.94
ResHeatCap | MFm | 2017 | CZ05 | 19.55
ResHeatCap | MFm | 2017 | CZ06 | 23.93
ResHeatCap | MFm | 2017 | CZ07 | 20.76
ResHeatCap | MFm | 2017 | CZ08 | 22.24
ResHeatCap | MFm | 2017 | CZ09 | 18.04
ResHeatCap | MFm | 2017 | CZ10 | 18.02
ResHeatCap | MFm | 2017 | CZ11 | 18.59
ResHeatCap | MFm | 2017 | CZ12 | 17.57
ResHeatCap | MFm | 2017 | CZ13 | 17.65
ResHeatCap | MFm | 2017 | CZ14 | 19.95
ResHeatCap | MFm | 2017 | CZ15 | 21.44
ResHeatCap | MFm | 2017 | CZ16 | 18.5
ResHeatCap | MFm | 2020 | CZ01 | 14.87
ResHeatCap | MFm | 2020 | CZ02 | 15.98
ResHeatCap | MFm | 2020 | CZ03 | 18.54
ResHeatCap | MFm | 2020 | CZ04 | 17.94
ResHeatCap | MFm | 2020 | CZ05 | 19.55
ResHeatCap | MFm | 2020 | CZ06 | 23.93
ResHeatCap | MFm | 2020 | CZ07 | 20.76
ResHeatCap | MFm | 2020 | CZ08 | 22.24
ResHeatCap | MFm | 2020 | CZ09 | 18.04
ResHeatCap | MFm | 2020 | CZ10 | 18.02
ResHeatCap | MFm | 2020 | CZ11 | 18.59
ResHeatCap | MFm | 2020 | CZ12 | 17.57
ResHeatCap | MFm | 2020 | CZ13 | 17.65
ResHeatCap | MFm | 2020 | CZ14 | 19.95
ResHeatCap | MFm | 2020 | CZ15 | 21.44
ResHeatCap | MFm | 2020 | CZ16 | 18.5
ResCoolCap | DMo | MH72 | Any | 3.5
ResCoolCap | DMo | MH85 | Any | 3.5
ResCoolCap | DMo | MH00 | Any | 3.5
ResCoolCap | DMo | MH06 | Any | 3.5
ResCoolCap | DMo | MH15 | Any | 3.5
ResHeatCap | DMo | MH72 | Any | 55
ResHeatCap | DMo | MH85 | Any | 55
ResHeatCap | DMo | MH00 | Any | 55
ResHeatCap | DMo | MH06 | Any | 55
ResHeatCap | DMo | MH15 | Any | 55

## Measure_2020-11-19
Index | MeasureID | Description | Version | VersionSource | LastMod | EnergyImpactID | MeasImpactType | EnImpCalcType | ImpScaleBasis | StdScaleVal | PreScaleVal | ImpWeighting | WeightGroupID | ApplyIE | IETableName | TechBased | Sector | PA | UseCategory | UseSubCategory | TechGroup | TechType | MeasCostID | EUL_ID | PreDesc | StdDesc | MeasDesc | PreTechID | StdTechID | MeasTechID | Status | Comment | PreMultiTech | StdMultiTech | SourceDesc | SupportedAppType | StdCostID | RUL_ID | LegacyID | MeasQualifierGroup | StartDate | ExpiryDate | ReviewStatus | MeasID_SCE | MeasID_PGE | MeasID_SDG | MeasID_SCG | MeasType | ReviewComment | FilingSpec | ClaimSpec | IsProposed | LastModBy | Created | CreatedComment | CreatedBy | LastModComment
2020 | Res-DuctSeal-HighToLow-wtd | Residential: Duct Sealing (Total Leakage Reduced from High (40/35%) to Low (15/12%) | DEER2021 | D20v1 | 2020-11-19 10:42 | RB-HV-DuctSeal-HighToLow | DEER | Standard | None |  |  | None |  | FALSE |  | FALSE | Res | Any | HVAC | VentAirDist | HV_AirDist | DuctLeak |  | HV-DuctSeal | 20% Supply/20% Return Leakage (single and multi-family), 35% Supply Leakage (mobile home) | 6% Supply/6% Return Leakage (single and multi-family), 15% Supply Leakage (mobile home) | 6% Supply/6% Return Leakage (single and multi-family), 15% Supply Leakage (mobile home) |  |  |  | Available |  | FALSE | FALSE |  | Retro |  | HV-DuctSeal |  | None | 2021-01-01 | [6 empty] | Standard |  |  |  | FALSE | Deemed Ex Ante Team | 2020-11-19 10:40 | Revised duct sealing measure NormUnit to kBTUh for rNCGF for DEER2021. | Deemed Ex Ante Team
2020 | Res-DuctSeal-MedToLow-wtd | Residential: Duct Sealing (Total Leakage Reduced from Medium (25/24%) to Low (15/12%) | DEER2021 | D20v1 | 2020-11-19 10:42 | RB-HV-DuctSeal-MedToLow | DEER | Standard | None |  |  | None |  | FALSE |  | FALSE | Res | Any | HVAC | VentAirDist | HV_AirDist | DuctLeak |  | HV-DuctSeal | 12% Supply/12% Return Leakage (single and multi-family), 25% Supply Leakage (mobile home) | 6% Supply/6% Return Leakage (single and multi-family), 15% Supply Leakage (mobile home) | 6% Supply/6% Return Leakage (single and multi-family), 15% Supply Leakage (mobile home) |  |  |  | Available |  | FALSE | FALSE |  | Retro |  | HV-DuctSeal |  | None | 2021-01-01 | [6 empty] | Standard |  |  |  | FALSE | Deemed Ex Ante Team | 2020-11-19 10:40 | Revised duct sealing measure NormUnit to kBTUh for rNCGF for DEER2021. | Deemed Ex Ante Team
2020 | Res-DuctSeal-HighToLow-wtd | Residential: Duct Sealing (Total Leakage Reduced from High (40/35%) to Low (15/12%) | DEER2020 | D20v1 | 2020-11-19 10:43 | RB-HV-DuctSeal-HighToLow | DEER | Standard | None |  |  | None |  | FALSE |  | FALSE | Res | Any | HVAC | VentAirDist | HV_AirDist | DuctLeak |  | HV-DuctSeal | 20% Supply/20% Return Leakage (single and multi-family), 35% Supply Leakage (mobile home) | 6% Supply/6% Return Leakage (single and multi-family), 15% Supply Leakage (mobile home) | 6% Supply/6% Return Leakage (single and multi-family), 15% Supply Leakage (mobile home) |  |  |  | Available |  | FALSE | FALSE |  | Retro |  | HV-DuctSeal |  | None | 2020-01-01 | 2020-12-31 | [5 empty] | Standard |  |  |  | FALSE | Deemed Ex Ante Team
2020 | Res-DuctSeal-MedToLow-wtd | Residential: Duct Sealing (Total Leakage Reduced from Medium (25/24%) to Low (15/12%) | DEER2020 | D20v1 | 2020-11-19 10:43 | RB-HV-DuctSeal-MedToLow | DEER | Standard | None |  |  | None |  | FALSE |  | FALSE | Res | Any | HVAC | VentAirDist | HV_AirDist | DuctLeak |  | HV-DuctSeal | 12% Supply/12% Return Leakage (single and multi-family), 25% Supply Leakage (mobile home) | 6% Supply/6% Return Leakage (single and multi-family), 15% Supply Leakage (mobile home) | 6% Supply/6% Return Leakage (single and multi-family), 15% Supply Leakage (mobile home) |  |  |  | Available |  | FALSE | FALSE |  | Retro |  | HV-DuctSeal |  | None | 2020-01-01 | 2020-12-31 | [5 empty] | Standard |  |  |  | FALSE | Deemed Ex Ante Team

## EnergyImpact_2020-11-19
EnergyImpactID | Version | VersionSource | LastMod | PA | BldgType | BldgVint | BldgLoc | BldgHVAC | NormUnit | NumUnit | MeasArea | ScaleBasis | APreWBkWh | APreWBkW | APreWBtherm | AStdWBkWh | AStdWBkW | AStdWBtherm | APreEUkWh | APreEUkW | APreEUtherm | AStdEUkWh | AStdEUkW | AStdEUtherm | ElecImpactProfileID | GasImpactProfileID | Flag | SourceDesc
RB-HV-DuctSeal-HighToLow | DEER2021 | D20v0 | 2020-11-19 10:44 | Any | DMo | Ex | CZ01 | rDXGF | Cap-Tons | 3.5 | 1240 | None | 3.76 | 0 | 4.61 | [9 empty] | DEER:Res:HVAC_Eff_AC | Annual | 20
RB-HV-DuctSeal-HighToLow | DEER2021 | D20v0 | 2020-11-19 10:44 | Any | DMo | Ex | CZ01 | rDXHP | Cap-Tons | 3.5 | 1240 | None | 41.6 | 0 | 0 | [9 empty] | DEER:Res:HVAC_Eff_AC | Annual | 20
RB-HV-DuctSeal-HighToLow | DEER2021 | D20v0 | 2020-11-19 10:44 | Any | DMo | Ex | CZ01 | rNCGF | Cap-kBTUh | 54.985 | 1240 | None | 0.16996 | 0 | 0.26289 | [9 empty] | DEER:Res:HVAC_Eff_AC | Annual | 20
RB-HV-DuctSeal-HighToLow | DEER2021 | D20v0 | 2020-11-19 10:44 | Any | DMo | Ex | CZ01 | rWtd | Cap-Tons | 3.5 | 1240 | None | 3.47 | 0 | 4.12 | [9 empty] | DEER:Res:HVAC_Eff_AC | Annual | 20
RB-HV-DuctSeal-HighToLow | DEER2021 | D20v0 | 2020-11-19 10:44 | Any | DMo | Old | CZ01 | rDXGF | Cap-Tons | 3.5 | 1210 | None | 9.3 | 0 | 11.8 | [9 empty] | DEER:Res:HVAC_Eff_AC | Annual | 20
RB-HV-DuctSeal-HighToLow | DEER2021 | D20v0 | 2020-11-19 10:44 | Any | DMo | Old | CZ01 | rDXHP | Cap-Tons | 3.5 | 1210 | None | 105 | 0 | 0 | [9 empty] | DEER:Res:HVAC_Eff_AC | Annual | 20
RB-HV-DuctSeal-HighToLow | DEER2021 | D20v0 | 2020-11-19 10:44 | Any | DMo | Old | CZ01 | rNCGF | Cap-kBTUh | 54.985 | 1210 | None | 0.42075 | 0 | 0.67473 | [9 empty] | DEER:Res:HVAC_Eff_AC | Annual | 20
RB-HV-DuctSeal-HighToLow | DEER2021 | D20v0 | 2020-11-19 10:44 | Any | DMo | Old | CZ01 | rWtd | Cap-Tons | 3.5 | 1210 | None | 8.63 | 0 | 10.5 | [9 empty] | DEER:Res:HVAC_Eff_AC | Annual | 20
RB-HV-DuctSeal-HighToLow | DEER2021 | D20v0 | 2020-11-19 10:44 | Any | MFm | Ex | CZ01 | rDXGF | Cap-Tons | 1 | 999 | None | 2.91 | 0 | 2.37 | [9 empty] | DEER:Res:HVAC_Eff_AC | Annual | 20
RB-HV-DuctSeal-HighToLow | DEER2021 | D20v0 | 2020-11-19 10:44 | Any | MFm | Ex | CZ01 | rDXHP | Cap-Tons | 1 | 999 | None | 26.6 | 0 | 0 | [9 empty] | DEER:Res:HVAC_Eff_AC | Annual | 20
RB-HV-DuctSeal-HighToLow | DEER2021 | D20v0 | 2020-11-19 10:44 | Any | MFm | Ex | CZ01 | rNCGF | Cap-kBTUh | 18.68 | 999 | None | 0.11724 | 0 | 0.11135 | [9 empty] | DEER:Res:HVAC_Eff_AC | Annual | 20
RB-HV-DuctSeal-HighToLow | DEER2021 | D20v0 | 2020-11-19 10:44 | Any | MFm | Ex | CZ01 | rWtd | Cap-Tons | 1 | 999 | None | 2.32 | 0 | 2.08 | [9 empty] | DEER:Res:HVAC_Eff_AC | Annual | 20
RB-HV-DuctSeal-HighToLow | DEER2021 | D20v0 | 2020-11-19 10:44 | Any | MFm | Old | CZ01 | rDXGF | Cap-Tons | 1.06 | 1050 | None | 3.97 | 0 | 3.69 | [9 empty] | DEER:Res:HVAC_Eff_AC | Annual | 20
RB-HV-DuctSeal-HighToLow | DEER2021 | D20v0 | 2020-11-19 10:44 | Any | MFm | Old | CZ01 | rDXHP | Cap-Tons | 1.06 | 1050 | None | 39.1 | 0 | 0 | [9 empty] | DEER:Res:HVAC_Eff_AC | Annual | 20
RB-HV-DuctSeal-HighToLow | DEER2021 | D20v0 | 2020-11-19 10:44 | Any | MFm | Old | CZ01 | rNCGF | Cap-kBTUh | 19.8008 | 1050 | None | 0.17719 | 0 | 0.18522 | [9 empty] | DEER:Res:HVAC_Eff_AC | Annual | 20
RB-HV-DuctSeal-HighToLow | DEER2021 | D20v0 | 2020-11-19 10:44 | Any | MFm | Old | CZ01 | rWtd | Cap-Tons | 1.06 | 1050 | None | 3.49 | 0 | 3.45 | [9 empty] | DEER:Res:HVAC_Eff_AC | Annual | 20
RB-HV-DuctSeal-HighToLow | DEER2021 | D20v0 | 2020-11-19 10:44 | Any | Res | Ex | CZ01 | rDXGF | Cap-Tons | 1.8 | 1750 | None | 6 | 0 | 7.42 | [9 empty] | DEER:Res:HVAC_Eff_AC | Annual | 20
RB-HV-DuctSeal-HighToLow | DEER2021 | D20v0 | 2020-11-19 10:44 | Any | Res | Ex | CZ01 | rDXHP | Cap-Tons | 1.8 | 1750 | None | 77.2 | 0 | 0 | [9 empty] | DEER:Res:HVAC_Eff_AC | Annual | 20
RB-HV-DuctSeal-HighToLow | DEER2021 | D20v0 | 2020-11-19 10:44 | Any | Res | Ex | CZ01 | rNCGF | Cap-kBTUh | 1.8 | 1750 | None | 5.3 | 0 | 7.15 | [9 empty] | DEER:Res:HVAC_Eff_AC | Annual | 20
RB-HV-DuctSeal-HighToLow | DEER2021 | D20v0 | 2020-11-19 10:44 | Any | Res | Ex | CZ01 | rWtd | Cap-Tons | 1.8 | 1750 | None | 5.4 | 0 | 7.15 | [9 empty] | DEER:Res:HVAC_Eff_AC | Annual | 20
RB-HV-DuctSeal-HighToLow | DEER2021 | D20v0 | 2020-11-19 10:44 | Any | Res | Old | CZ01 | rDXGF | Cap-Tons | 1.9 | 1620 | None | 10.9 | 0 | 13.3 | [9 empty] | DEER:Res:HVAC_Eff_AC | Annual | 20
RB-HV-DuctSeal-HighToLow | DEER2021 | D20v0 | 2020-11-19 10:44 | Any | Res | Old | CZ01 | rDXHP | Cap-Tons | 1.9 | 1620 | None | 146 | 0 | 0 | [9 empty] | DEER:Res:HVAC_Eff_AC | Annual | 20
RB-HV-DuctSeal-HighToLow | DEER2021 | D20v0 | 2020-11-19 10:44 | Any | Res | Old | CZ01 | rNCGF | Cap-kBTUh | 1.9 | 1620 | None | 9.8 | 0 | 13 | [9 empty] | DEER:Res:HVAC_Eff_AC | Annual | 20
RB-HV-DuctSeal-HighToLow | DEER2021 | D20v0 | 2020-11-19 10:44 | Any | Res | Old | CZ01 | rWtd | Cap-Tons | 1.9 | 1620 | None | 10.1 | 0 | 13 | [9 empty] | DEER:Res:HVAC_Eff_AC | Annual | 20
RB-HV-DuctSeal-HighToLow | DEER2021 | D20v0 | 2020-11-19 10:44 | Any | SFm | Ex | CZ01 | rDXGF | Cap-Tons | 2.33 | 2300 | None | 8.21 | 0 | 11.1 | [9 empty] | DEER:Res:HVAC_Eff_AC | Annual | 20
RB-HV-DuctSeal-HighToLow | DEER2021 | D20v0 | 2020-11-19 10:44 | Any | SFm | Ex | CZ01 | rDXHP | Cap-Tons | 2.33 | 2300 | None | 114 | 0 | 0 | [9 empty] | DEER:Res:HVAC_Eff_AC | Annual | 20
RB-HV-DuctSeal-HighToLow | DEER2021 | D20v0 | 2020-11-19 10:44 | Any | SFm | Ex | CZ01 | rNCGF | Cap-kBTUh | 43.2914 | 2300 | None | 0.40797 | 0 | 0.58127 | [9 empty] | DEER:Res:HVAC_Eff_AC | Annual | 20
RB-HV-DuctSeal-HighToLow | DEER2021 | D20v0 | 2020-11-19 10:44 | Any | SFm | Ex | CZ01 | rWtd | Cap-Tons | 2.33 | 2300 | None | 7.67 | 0 | 10.8 | [9 empty] | DEER:Res:HVAC_Eff_AC | Annual | 20
RB-HV-DuctSeal-HighToLow | DEER2021 | D20v0 | 2020-11-19 10:44 | Any | SFm | Old | CZ01 | rDXGF | Cap-Tons | 2.06 | 1830 | None | 13.2 | 0 | 16.4 | [9 empty] | DEER:Res:HVAC_Eff_AC | Annual | 20
RB-HV-DuctSeal-HighToLow | DEER2021 | D20v0 | 2020-11-19 10:44 | Any | SFm | Old | CZ01 | rDXHP | Cap-Tons | 2.06 | 1830 | None | 182 | 0 | 0 | [9 empty] | DEER:Res:HVAC_Eff_AC | Annual | 20
RB-HV-DuctSeal-HighToLow | DEER2021 | D20v0 | 2020-11-19 10:44 | Any | SFm | Old | CZ01 | rNCGF | Cap-kBTUh | 38.2748 | 1830 | None | 0.65124 | 0 | 0.87191 | [9 empty] | DEER:Res:HVAC_Eff_AC | Annual | 20
RB-HV-DuctSeal-HighToLow | DEER2021 | D20v0 | 2020-11-19 10:44 | Any | SFm | Old | CZ01 | rWtd | Cap-Tons | 2.06 | 1830 | None | 12.2 | 0 | 16.2 | [9 empty] | DEER:Res:HVAC_Eff_AC | Annual | 20
RB-HV-DuctSeal-HighToLow | DEER2021 | D20v0 | 2020-11-19 10:44 | Any | DMo | Ex | CZ02 | rDXGF | Cap-Tons | 3.5 | 1240 | None | 143 | 0.0789 | 6.07 | [9 empty] | DEER:Res:HVAC_Eff_AC | Annual | 20
RB-HV-DuctSeal-HighToLow | DEER2021 | D20v0 | 2020-11-19 10:44 | Any | DMo | Ex | CZ02 | rDXHP | Cap-Tons | 3.5 | 1240 | None | 202 | 0.0859 | 0 | [9 empty] | DEER:Res:HVAC_Eff_AC | Annual | 20
RB-HV-DuctSeal-HighToLow | DEER2021 | D20v0 | 2020-11-19 10:44 | Any | DMo | Ex | CZ02 | rNCGF | Cap-kBTUh | 54.985 | 1240 | None | 0.22279 | 0 | 0.34437 | [9 empty] | DEER:Res:HVAC_Eff_AC | Annual | 20
RB-HV-DuctSeal-HighToLow | DEER2021 | D20v0 | 2020-11-19 10:44 | Any | DMo | Ex | CZ02 | rWtd | Cap-Tons | 3.5 | 1240 | None | 139 | 0.0736 | 5.32 | [9 empty] | DEER:Res:HVAC_Eff_AC | Annual | 20
RB-HV-DuctSeal-HighToLow | DEER2021 | D20v0 | 2020-11-19 10:44 | Any | DMo | Old | CZ02 | rDXGF | Cap-Tons | 3.5 | 1210 | None | 36.2 | 0.104 | 12.1 | [9 empty] | DEER:Res:HVAC_Eff_AC | Annual | 20
RB-HV-DuctSeal-HighToLow | DEER2021 | D20v0 | 2020-11-19 10:44 | Any | DMo | Old | CZ02 | rDXHP | Cap-Tons | 3.5 | 1210 | None | 154 | 0.115 | 0 | [9 empty] | DEER:Res:HVAC_Eff_AC | Annual | 20
RB-HV-DuctSeal-HighToLow | DEER2021 | D20v0 | 2020-11-19 10:44 | Any | DMo | Old | CZ02 | rNCGF | Cap-kBTUh | 54.985 | 1210 | None | 0.42584 | 0 | 0.68109 | [9 empty] | DEER:Res:HVAC_Eff_AC | Annual | 20
RB-HV-DuctSeal-HighToLow | DEER2021 | D20v0 | 2020-11-19 10:44 | Any | DMo | Old | CZ02 | rWtd | Cap-Tons | 3.5 | 1210 | None | 47.5 | 0.0974 | 10.6 | [9 empty] | DEER:Res:HVAC_Eff_AC | Annual | 20
RB-HV-DuctSeal-HighToLow | DEER2021 | D20v0 | 2020-11-19 10:44 | Any | MFm | Ex | CZ02 | rDXGF | Cap-Tons | 1 | 1070 | None | 6.37 | 0.0134 | 1.51 | [9 empty] | DEER:Res:HVAC_Eff_AC | Annual | 20
RB-HV-DuctSeal-HighToLow | DEER2021 | D20v0 | 2020-11-19 10:44 | Any | MFm | Ex | CZ02 | rDXHP | Cap-Tons | 1 | 1070 | None | 21.8 | 0.0141 | 0 | [9 empty] | DEER:Res:HVAC_Eff_AC | Annual | 20
RB-HV-DuctSeal-HighToLow | DEER2021 | D20v0 | 2020-11-19 10:44 | Any | MFm | Ex | CZ02 | rNCGF | Cap-kBTUh | 18.68 | 1070 | None | 0.076017 | 0 | 0.073876 | [9 empty] | DEER:Res:HVAC_Eff_AC | Annual | 20
RB-HV-DuctSeal-HighToLow | DEER2021 | D20v0 | 2020-11-19 10:44 | Any | MFm | Ex | CZ02 | rWtd | Cap-Tons | 1 | 1070 | None | 4.28 | 0.00557 | 1.36 | [9 empty] | DEER:Res:HVAC_Eff_AC | Annual | 20
RB-HV-DuctSeal-HighToLow | DEER2021 | D20v0 | 2020-11-19 10:44 | Any | MFm | Old | CZ02 | rDXGF | Cap-Tons | 1.48 | 1080 | None | 6.61 | 0.0156 | 2.29 | [9 empty] | DEER:Res:HVAC_Eff_AC | Annual | 20
RB-HV-DuctSeal-HighToLow | DEER2021 | D20v0 | 2020-11-19 10:44 | Any | MFm | Old | CZ02 | rDXHP | Cap-Tons | 1.48 | 1080 | None | 30.1 | 0.0165 | 0 | [9 empty] | DEER:Res:HVAC_Eff_AC | Annual | 20
RB-HV-DuctSeal-HighToLow | DEER2021 | D20v0 | 2020-11-19 10:44 | Any | MFm | Old | CZ02 | rNCGF | Cap-kBTUh | 27.6464 | 1080 | None | 0.096895 | 0 | 0.11831 | [9 empty] | DEER:Res:HVAC_Eff_AC | Annual | 20
RB-HV-DuctSeal-HighToLow | DEER2021 | D20v0 | 2020-11-19 10:44 | Any | MFm | Old | CZ02 | rWtd | Cap-Tons | 1.48 | 1080 | None | 5.02 | 0.0065 | 2.13 | [9 empty] | DEER:Res:HVAC_Eff_AC | Annual | 20
RB-HV-DuctSeal-HighToLow | DEER2021 | D20v0 | 2020-11-19 10:44 | Any | Res | Ex | CZ02 | rDXGF | Cap-Tons | 1.6 | 1410 | None | 25.7 | 0.039 | 6.44 | [9 empty] | DEER:Res:HVAC_Eff_AC | Annual | 20
RB-HV-DuctSeal-HighToLow | DEER2021 | D20v0 | 2020-11-19 10:44 | Any | Res | Ex | CZ02 | rDXHP | Cap-Tons | 1.6 | 1410 | None | 95.2 | 0.041 | 0 | [9 empty] | DEER:Res:HVAC_Eff_AC | Annual | 20
RB-HV-DuctSeal-HighToLow | DEER2021 | D20v0 | 2020-11-19 10:44 | Any | Res | Ex | CZ02 | rNCGF | Cap-kBTUh | 1.6 | 1410 | None | 4.6 | 0 | 6.2 | [9 empty] | DEER:Res:HVAC_Eff_AC | Annual | 20
RB-HV-DuctSeal-HighToLow | DEER2021 | D20v0 | 2020-11-19 10:44 | Any | Res | Ex | CZ02 | rWtd | Cap-Tons | 1.6 | 1410 | None | 21.1 | 0.019 | 6.11 | [9 empty] | DEER:Res:HVAC_Eff_AC | Annual | 20
RB-HV-DuctSeal-HighToLow | DEER2021 | D20v0 | 2020-11-19 10:44 | Any | Res | Old | CZ02 | rDXGF | Cap-Tons | 3 | 1560 | None | 14.2 | 0.044 | 8.97 | [9 empty] | DEER:Res:HVAC_Eff_AC | Annual | 20
RB-HV-DuctSeal-HighToLow | DEER2021 | D20v0 | 2020-11-19 10:44 | Any | Res | Old | CZ02 | rDXHP | Cap-Tons | 3 | 1560 | None | 112 | 0.046 | 0 | [9 empty] | DEER:Res:HVAC_Eff_AC | Annual | 20
RB-HV-DuctSeal-HighToLow | DEER2021 | D20v0 | 2020-11-19 10:44 | Any | Res | Old | CZ02 | rNCGF | Cap-kBTUh | 3 | 1560 | None | 5.7 | 0 | 8.69 | [9 empty] | DEER:Res:HVAC_Eff_AC | Annual | 20
RB-HV-DuctSeal-HighToLow | DEER2021 | D20v0 | 2020-11-19 10:44 | Any | Res | Old | CZ02 | rWtd | Cap-Tons | 3 | 1560 | None | 13 | 0.021 | 8.57 | [9 empty] | DEER:Res:HVAC_Eff_AC | Annual | 20
RB-HV-DuctSeal-HighToLow | DEER2021 | D20v0 | 2020-11-19 10:44 | Any | SFm | Ex | CZ02 | rDXGF | Cap-Tons | 2.21 | 1950 | None | 29.2 | 0.0695 | 13.9 | [9 empty] | DEER:Res:HVAC_Eff_AC | Annual | 20
RB-HV-DuctSeal-HighToLow | DEER2021 | D20v0 | 2020-11-19 10:44 | Any | SFm | Ex | CZ02 | rDXHP | Cap-Tons | 2.21 | 1950 | None | 182 | 0.07 | 0 | [9 empty] | DEER:Res:HVAC_Eff_AC | Annual | 20
RB-HV-DuctSeal-HighToLow | DEER2021 | D20v0 | 2020-11-19 10:44 | Any | SFm | Ex | CZ02 | rNCGF | Cap-kBTUh | 41.0618 | 1950 | None | 0.52099 | 0 | 0.73197 | [9 empty] | DEER:Res:HVAC_Eff_AC | Annual | 20
RB-HV-DuctSeal-HighToLow | DEER2021 | D20v0 | 2020-11-19 10:44 | Any | SFm | Ex | CZ02 | rWtd | Cap-Tons | 2.21 | 1950 | None | 20.7 | 0.0275 | 13.4 | [9 empty] | DEER:Res:HVAC_Eff_AC | Annual | 20
RB-HV-DuctSeal-HighToLow | DEER2021 | D20v0 | 2020-11-19 10:44 | Any | SFm | Old | CZ02 | rDXGF | Cap-Tons | 3.42 | 1720 | None | 14.3 | 0.0461 | 10.6 | [9 empty] | DEER:Res:HVAC_Eff_AC | Annual | 20
RB-HV-DuctSeal-HighToLow | DEER2021 | D20v0 | 2020-11-19 10:44 | Any | SFm | Old | CZ02 | rDXHP | Cap-Tons | 3.42 | 1720 | None | 131 | 0.0487 | 0 | [9 empty] | DEER:Res:HVAC_Eff_AC | Annual | 20
RB-HV-DuctSeal-HighToLow | DEER2021 | D20v0 | 2020-11-19 10:44 | Any | SFm | Old | CZ02 | rNCGF | Cap-kBTUh | 63.5436 | 1720 | None | 0.35791 | 0 | 0.55436 | [9 empty] | DEER:Res:HVAC_Eff_AC | Annual | 20
RB-HV-DuctSeal-HighToLow | DEER2021 | D20v0 | 2020-11-19 10:44 | Any | SFm | Old | CZ02 | rWtd | Cap-Tons | 3.42 | 1720 | None | 12.2 | 0.0182 | 10.2 | [9 empty] | DEER:Res:HVAC_Eff_AC | Annual | 20
RB-HV-DuctSeal-HighToLow | DEER2021 | D20v0 | 2020-11-19 10:44 | Any | DMo | Ex | CZ03 | rDXGF | Cap-Tons | 3.5 | 1240 | None | 141 | 0.0375 | 5.8 | [9 empty] | DEER:Res:HVAC_Eff_AC | Annual | 20
RB-HV-DuctSeal-HighToLow | DEER2021 | D20v0 | 2020-11-19 10:44 | Any | DMo | Ex | CZ03 | rDXHP | Cap-Tons | 3.5 | 1240 | None | 185 | 0.043 | 0 | [9 empty] | DEER:Res:HVAC_Eff_AC | Annual | 20
RB-HV-DuctSeal-HighToLow | DEER2021 | D20v0 | 2020-11-19 10:44 | Any | DMo | Ex | CZ03 | rNCGF | Cap-kBTUh | 54.985 | 1240 | None | 0.21388 | 0 | 0.33291 | [9 empty] | DEER:Res:HVAC_Eff_AC | Annual | 20
RB-HV-DuctSeal-HighToLow | DEER2021 | D20v0 | 2020-11-19 10:44 | Any | DMo | Ex | CZ03 | rWtd | Cap-Tons | 3.5 | 1240 | None | 88.2 | 0.0226 | 5.14 | [9 empty] | DEER:Res:HVAC_Eff_AC | Annual | 20
RB-HV-DuctSeal-HighToLow | DEER2021 | D20v0 | 2020-11-19 10:44 | Any | DMo | Old | CZ03 | rDXGF | Cap-Tons | 3.5 | 1210 | None | 23.7 | 0.0631 | 9.29 | [9 empty] | DEER:Res:HVAC_Eff_AC | Annual | 20
RB-HV-DuctSeal-HighToLow | DEER2021 | D20v0 | 2020-11-19 10:44 | Any | DMo | Old | CZ03 | rDXHP | Cap-Tons | 3.5 | 1210 | None | 91.7 | 0.0741 | 0 | [9 empty] | DEER:Res:HVAC_Eff_AC | Annual | 20
RB-HV-DuctSeal-HighToLow | DEER2021 | D20v0 | 2020-11-19 10:44 | Any | DMo | Old | CZ03 | rNCGF | Cap-kBTUh | 54.985 | 1210 | None | 0.33164 | 0 | 0.53405 | [9 empty] | DEER:Res:HVAC_Eff_AC | Annual | 20
RB-HV-DuctSeal-HighToLow | DEER2021 | D20v0 | 2020-11-19 10:44 | Any | DMo | Old | CZ03 | rWtd | Cap-Tons | 3.5 | 1210 | None | 21.2 | 0.0381 | 8.23 | [9 empty] | DEER:Res:HVAC_Eff_AC | Annual | 20
RB-HV-DuctSeal-HighToLow | DEER2021 | D20v0 | 2020-11-19 10:44 | Any | MFm | Ex | CZ03 | rDXGF | Cap-Tons | 1 | 999 | None | 2.53 | 0.00394 | 1.84 | [9 empty] | DEER:Res:HVAC_Eff_AC | Annual | 20
RB-HV-DuctSeal-HighToLow | DEER2021 | D20v0 | 2020-11-19 10:44 | Any | MFm | Ex | CZ03 | rDXHP | Cap-Tons | 1 | 999 | None | 18.2 | 0.00442 | 0 | [9 empty] | DEER:Res:HVAC_Eff_AC | Annual | 20
RB-HV-DuctSeal-HighToLow | DEER2021 | D20v0 | 2020-11-19 10:44 | Any | MFm | Ex | CZ03 | rNCGF | Cap-kBTUh | 18.68 | 999 | None | 0.089936 | 0 | 0.094754 | [9 empty] | DEER:Res:HVAC_Eff_AC | Annual | 20
RB-HV-DuctSeal-HighToLow | DEER2021 | D20v0 | 2020-11-19 10:44 | Any | MFm | Ex | CZ03 | rWtd | Cap-Tons | 1 | 999 | None | 1.93 | 0.00035 | 1.75 | [9 empty] | DEER:Res:HVAC_Eff_AC | Annual | 20
RB-HV-DuctSeal-HighToLow | DEER2021 | D20v0 | 2020-11-19 10:44 | Any | MFm | Old | CZ03 | rDXGF | Cap-Tons | 1.39 | 1080 | None | 2.86 | 0.00493 | 2.41 | [9 empty] | DEER:Res:HVAC_Eff_AC | Annual | 20
RB-HV-DuctSeal-HighToLow | DEER2021 | D20v0 | 2020-11-19 10:44 | Any | MFm | Old | CZ03 | rDXHP | Cap-Tons | 1.39 | 1080 | None | 22.1 | 0.00499 | 0 | [9 empty] | DEER:Res:HVAC_Eff_AC | Annual | 20
RB-HV-DuctSeal-HighToLow | DEER2021 | D20v0 | 2020-11-19 10:44 | Any | MFm | Old | CZ03 | rNCGF | Cap-kBTUh | 25.9652 | 1080 | None | 0.10332 | 0 | 0.12473 | [9 empty] | DEER:Res:HVAC_Eff_AC | Annual | 20
RB-HV-DuctSeal-HighToLow | DEER2021 | D20v0 | 2020-11-19 10:44 | Any | MFm | Old | CZ03 | rWtd | Cap-Tons | 1.39 | 1080 | None | 2.23 | 0.00044 | 2.31 | [9 empty] | DEER:Res:HVAC_Eff_AC | Annual | 20
RB-HV-DuctSeal-HighToLow | DEER2021 | D20v0 | 2020-11-19 10:44 | Any | Res | Ex | CZ03 | rDXGF | Cap-Tons | 1.9 | 1510 | None | 6.7 | 0.013 | 4.44 | [9 empty] | DEER:Res:HVAC_Eff_AC | Annual | 20
RB-HV-DuctSeal-HighToLow | DEER2021 | D20v0 | 2020-11-19 10:44 | Any | Res | Ex | CZ03 | rDXHP | Cap-Tons | 1.9 | 1510 | None | 42.5 | 0.014 | 0 | [9 empty] | DEER:Res:HVAC_Eff_AC | Annual | 20
RB-HV-DuctSeal-HighToLow | DEER2021 | D20v0 | 2020-11-19 10:44 | Any | Res | Ex | CZ03 | rNCGF | Cap-kBTUh | 1.9 | 1510 | None | 3.1 | 0 | 4.31 | [9 empty] | DEER:Res:HVAC_Eff_AC | Annual | 20
RB-HV-DuctSeal-HighToLow | DEER2021 | D20v0 | 2020-11-19 10:44 | Any | Res | Ex | CZ03 | rWtd | Cap-Tons | 1.9 | 1510 | None | 4.4 | 0.002 | 4.29 | [9 empty] | DEER:Res:HVAC_Eff_AC | Annual | 20
RB-HV-DuctSeal-HighToLow | DEER2021 | D20v0 | 2020-11-19 10:44 | Any | Res | Old | CZ03 | rDXGF | Cap-Tons | 2.2 | 1410 | None | 8 | 0.02 | 6.82 | [9 empty] | DEER:Res:HVAC_Eff_AC | Annual | 20
RB-HV-DuctSeal-HighToLow | DEER2021 | D20v0 | 2020-11-19 10:44 | Any | Res | Old | CZ03 | rDXHP | Cap-Tons | 2.2 | 1410 | None | 62.2 | 0.022 | 0 | [9 empty] | DEER:Res:HVAC_Eff_AC | Annual | 20
RB-HV-DuctSeal-HighToLow | DEER2021 | D20v0 | 2020-11-19 10:44 | Any | Res | Old | CZ03 | rNCGF | Cap-kBTUh | 2.2 | 1410 | None | 4.6 | 0 | 6.69 | [9 empty] | DEER:Res:HVAC_Eff_AC | Annual | 20
RB-HV-DuctSeal-HighToLow | DEER2021 | D20v0 | 2020-11-19 10:44 | Any | Res | Old | CZ03 | rWtd | Cap-Tons | 2.2 | 1410 | None | 5.6 | 0.003 | 6.65 | [9 empty] | DEER:Res:HVAC_Eff_AC | Annual | 20
RB-HV-DuctSeal-HighToLow | DEER2021 | D20v0 | 2020-11-19 10:44 | Any | SFm | Ex | CZ03 | rDXGF | Cap-Tons | 3.23 | 2300 | None | 10.2 | 0.0268 | 8.44 | [9 empty] | DEER:Res:HVAC_Eff_AC | Annual | 20
RB-HV-DuctSeal-HighToLow | DEER2021 | D20v0 | 2020-11-19 10:44 | Any | SFm | Ex | CZ03 | rDXHP | Cap-Tons | 3.23 | 2300 | None | 77 | 0.0272 | 0 | [9 empty] | DEER:Res:HVAC_Eff_AC | Annual | 20
RB-HV-DuctSeal-HighToLow | DEER2021 | D20v0 | 2020-11-19 10:44 | Any | SFm | Ex | CZ03 | rNCGF | Cap-kBTUh | 60.0134 | 2300 | None | 0.28364 | 0 | 0.44295 | [9 empty] | DEER:Res:HVAC_Eff_AC | Annual | 20
RB-HV-DuctSeal-HighToLow | DEER2021 | D20v0 | 2020-11-19 10:44 | Any | SFm | Ex | CZ03 | rWtd | Cap-Tons | 3.23 | 2300 | None | 6.39 | 0.0035 | 8.19 | [9 empty] | DEER:Res:HVAC_Eff_AC | Annual | 20
RB-HV-DuctSeal-HighToLow | DEER2021 | D20v0 | 2020-11-19 10:44 | Any | SFm | Old | CZ03 | rDXGF | Cap-Tons | 2.9 | 1690 | None | 11.8 | 0.0316 | 10.4 | [9 empty] | DEER:Res:HVAC_Eff_AC | Annual | 20
RB-HV-DuctSeal-HighToLow | DEER2021 | D20v0 | 2020-11-19 10:44 | Any | SFm | Old | CZ03 | rDXHP | Cap-Tons | 2.9 | 1690 | None | 94.2 | 0.0346 | 0 | [9 empty] | DEER:Res:HVAC_Eff_AC | Annual | 20
RB-HV-DuctSeal-HighToLow | DEER2021 | D20v0 | 2020-11-19 10:44 | Any | SFm | Old | CZ03 | rNCGF | Cap-kBTUh | 53.882 | 1690 | None | 0.36437 | 0 | 0.54898 | [9 empty] | DEER:Res:HVAC_Eff_AC | Annual | 20
RB-HV-DuctSeal-HighToLow | DEER2021 | D20v0 | 2020-11-19 10:44 | Any | SFm | Old | CZ03 | rWtd | Cap-Tons | 2.9 | 1690 | None | 8.01 | 0.00415 | 10.1 | [9 empty] | DEER:Res:HVAC_Eff_AC | Annual | 20
RB-HV-DuctSeal-HighToLow | DEER2021 | D20v0 | 2020-11-19 10:44 | Any | DMo | Ex | CZ04 | rDXGF | Cap-Tons | 3.5 | 1240 | None | 156 | 0.0682 | 6.94 | [9 empty] | DEER:Res:HVAC_Eff_AC | Annual | 20
RB-HV-DuctSeal-HighToLow | DEER2021 | D20v0 | 2020-11-19 10:44 | Any | DMo | Ex | CZ04 | rDXHP | Cap-Tons | 3.5 | 1240 | None | 231 | 0.0755 | 0 | [9 empty] | DEER:Res:HVAC_Eff_AC | Annual | 20
RB-HV-DuctSeal-HighToLow | DEER2021 | D20v0 | 2020-11-19 10:44 | Any | DMo | Ex | CZ04 | rNCGF | Cap-kBTUh | 54.985 | 1240 | None | 0.25143 | 0 | 0.38829 | [9 empty] | DEER:Res:HVAC_Eff_AC | Annual | 20
RB-HV-DuctSeal-HighToLow | DEER2021 | D20v0 | 2020-11-19 10:44 | Any | DMo | Ex | CZ04 | rWtd | Cap-Tons | 3.5 | 1240 | None | 127 | 0.053 | 6.08 | [9 empty] | DEER:Res:HVAC_Eff_AC | Annual | 20
RB-HV-DuctSeal-HighToLow | DEER2021 | D20v0 | 2020-11-19 10:44 | Any | DMo | Old | CZ04 | rDXGF | Cap-Tons | 3.5 | 1210 | None | 58.7 | 0.116 | 7.99 | [9 empty] | DEER:Res:HVAC_Eff_AC | Annual | 20
RB-HV-DuctSeal-HighToLow | DEER2021 | D20v0 | 2020-11-19 10:44 | Any | DMo | Old | CZ04 | rDXHP | Cap-Tons | 3.5 | 1210 | None | 144 | 0.125 | 0 | [9 empty] | DEER:Res:HVAC_Eff_AC | Annual | 20
RB-HV-DuctSeal-HighToLow | DEER2021 | D20v0 | 2020-11-19 10:44 | Any | DMo | Old | CZ04 | rNCGF | Cap-kBTUh | 54.985 | 1210 | None | 0.28262 | 0 | 0.45067 | [9 empty] | DEER:Res:HVAC_Eff_AC | Annual | 20
RB-HV-DuctSeal-HighToLow | DEER2021 | D20v0 | 2020-11-19 10:44 | Any | DMo | Old | CZ04 | rWtd | Cap-Tons | 3.5 | 1210 | None | 54.2 | 0.0896 | 7.02 | [9 empty] | DEER:Res:HVAC_Eff_AC | Annual | 20
RB-HV-DuctSeal-HighToLow | DEER2021 | D20v0 | 2020-11-19 10:44 | Any | MFm | Ex | CZ04 | rDXGF | Cap-Tons | 1 | 999 | None | 8.51 | 0.0145 | 0.976 | [9 empty] | DEER:Res:HVAC_Eff_AC | Annual | 20
RB-HV-DuctSeal-HighToLow | DEER2021 | D20v0 | 2020-11-19 10:44 | Any | MFm | Ex | CZ04 | rDXHP | Cap-Tons | 1 | 999 | None | 20.1 | 0.0153 | 0 | [9 empty] | DEER:Res:HVAC_Eff_AC | Annual | 20
RB-HV-DuctSeal-HighToLow | DEER2021 | D20v0 | 2020-11-19 10:44 | Any | MFm | Ex | CZ04 | rNCGF | Cap-kBTUh | 18.68 | 999 | None | 0.048876 | 0 | 0.049786 | [9 empty] | DEER:Res:HVAC_Eff_AC | Annual | 20
RB-HV-DuctSeal-HighToLow | DEER2021 | D20v0 | 2020-11-19 10:44 | Any | MFm | Ex | CZ04 | rWtd | Cap-Tons | 1 | 999 | None | 4.91 | 0.00643 | 0.896 | [9 empty] | DEER:Res:HVAC_Eff_AC | Annual | 20
RB-HV-DuctSeal-HighToLow | DEER2021 | D20v0 | 2020-11-19 10:44 | Any | MFm | Old | CZ04 | rDXGF | Cap-Tons | 1.36 | 1090 | None | 7.31 | 0.0153 | 1.86 | [9 empty] | DEER:Res:HVAC_Eff_AC | Annual | 20
RB-HV-DuctSeal-HighToLow | DEER2021 | D20v0 | 2020-11-19 10:44 | Any | MFm | Old | CZ04 | rDXHP | Cap-Tons | 1.36 | 1090 | None | 27.5 | 0.0162 | 0 | [9 empty] | DEER:Res:HVAC_Eff_AC | Annual | 20
RB-HV-DuctSeal-HighToLow | DEER2021 | D20v0 | 2020-11-19 10:44 | Any | MFm | Old | CZ04 | rNCGF | Cap-kBTUh | 25.4048 | 1090 | None | 0.080835 | 0 | 0.095824 | [9 empty] | DEER:Res:HVAC_Eff_AC | Annual | 20
RB-HV-DuctSeal-HighToLow | DEER2021 | D20v0 | 2020-11-19 10:44 | Any | MFm | Old | CZ04 | rWtd | Cap-Tons | 1.36 | 1090 | None | 5.19 | 0.0068 | 1.71 | [9 empty] | DEER:Res:HVAC_Eff_AC | Annual | 20
RB-HV-DuctSeal-HighToLow | DEER2021 | D20v0 | 2020-11-19 10:44 | Any | Res | Ex | CZ04 | rDXGF | Cap-Tons | 2.2 | 1650 | None | 28.8 | 0.043 | 5.12 | [9 empty] | DEER:Res:HVAC_Eff_AC | Annual | 20
RB-HV-DuctSeal-HighToLow | DEER2021 | D20v0 | 2020-11-19 10:44 | Any | Res | Ex | CZ04 | rDXHP | Cap-Tons | 2.2 | 1650 | None | 85.1 | 0.045 | 0 | [9 empty] | DEER:Res:HVAC_Eff_AC | Annual | 20
RB-HV-DuctSeal-HighToLow | DEER2021 | D20v0 | 2020-11-19 10:44 | Any | Res | Ex | CZ04 | rNCGF | Cap-kBTUh | 2.2 | 1650 | None | 3.3 | 0 | 4.93 | [9 empty] | DEER:Res:HVAC_Eff_AC | Annual | 20
RB-HV-DuctSeal-HighToLow | DEER2021 | D20v0 | 2020-11-19 10:44 | Any | Res | Ex | CZ04 | rWtd | Cap-Tons | 2.2 | 1650 | None | 20.8 | 0.023 | 4.85 | [9 empty] | DEER:Res:HVAC_Eff_AC | Annual | 20
RB-HV-DuctSeal-HighToLow | DEER2021 | D20v0 | 2020-11-19 10:44 | Any | Res | Old | CZ04 | rDXGF | Cap-Tons | 2.3 | 1450 | None | 21.1 | 0.045 | 6.14 | [9 empty] | DEER:Res:HVAC_Eff_AC | Annual | 20
RB-HV-DuctSeal-HighToLow | DEER2021 | D20v0 | 2020-11-19 10:44 | Any | Res | Old | CZ04 | rDXHP | Cap-Tons | 2.3 | 1450 | None | 88.3 | 0.047 | 0 | [9 empty] | DEER:Res:HVAC_Eff_AC | Annual | 20
RB-HV-DuctSeal-HighToLow | DEER2021 | D20v0 | 2020-11-19 10:44 | Any | Res | Old | CZ04 | rNCGF | Cap-kBTUh | 2.3 | 1450 | None | 4.2 | 0 | 6 | [9 empty] | DEER:Res:HVAC_Eff_AC | Annual | 20
RB-HV-DuctSeal-HighToLow | DEER2021 | D20v0 | 2020-11-19 10:44 | Any | Res | Old | CZ04 | rWtd | Cap-Tons | 2.3 | 1450 | None | 15.1 | 0.023 | 5.87 | [9 empty] | DEER:Res:HVAC_Eff_AC | Annual | 20
RB-HV-DuctSeal-HighToLow | DEER2021 | D20v0 | 2020-11-19 10:44 | Any | SFm | Ex | CZ04 | rDXGF | Cap-Tons | 3.17 | 2300 | None | 29.7 | 0.0658 | 8.63 | [9 empty] | DEER:Res:HVAC_Eff_AC | Annual | 20
RB-HV-DuctSeal-HighToLow | DEER2021 | D20v0 | 2020-11-19 10:44 | Any | SFm | Ex | CZ04 | rDXHP | Cap-Tons | 3.17 | 2300 | None | 124 | 0.0673 | 0 | [9 empty] | DEER:Res:HVAC_Eff_AC | Annual | 20
RB-HV-DuctSeal-HighToLow | DEER2021 | D20v0 | 2020-11-19 10:44 | Any | SFm | Ex | CZ04 | rNCGF | Cap-kBTUh | 58.8986 | 2300 | None | 0.29225 | 0 | 0.45264 | [9 empty] | DEER:Res:HVAC_Eff_AC | Annual | 20
RB-HV-DuctSeal-HighToLow | DEER2021 | D20v0 | 2020-11-19 10:44 | Any | SFm | Ex | CZ04 | rWtd | Cap-Tons | 3.17 | 2300 | None | 20.5 | 0.0338 | 8.28 | [9 empty] | DEER:Res:HVAC_Eff_AC | Annual | 20
RB-HV-DuctSeal-HighToLow | DEER2021 | D20v0 | 2020-11-19 10:44 | Any | SFm | Old | CZ04 | rDXGF | Cap-Tons | 2.79 | 1670 | None | 28.2 | 0.0606 | 8.61 | [9 empty] | DEER:Res:HVAC_Eff_AC | Annual | 20
RB-HV-DuctSeal-HighToLow | DEER2021 | D20v0 | 2020-11-19 10:44 | Any | SFm | Old | CZ04 | rDXHP | Cap-Tons | 2.79 | 1670 | None | 122 | 0.0629 | 0 | [9 empty] | DEER:Res:HVAC_Eff_AC | Annual | 20
RB-HV-DuctSeal-HighToLow | DEER2021 | D20v0 | 2020-11-19 10:44 | Any | SFm | Old | CZ04 | rNCGF | Cap-kBTUh | 51.8382 | 1670 | None | 0.30678 | 0 | 0.45425 | [9 empty] | DEER:Res:HVAC_Eff_AC | Annual | 20
RB-HV-DuctSeal-HighToLow | DEER2021 | D20v0 | 2020-11-19 10:44 | Any | SFm | Old | CZ04 | rWtd | Cap-Tons | 2.79 | 1670 | None | 19.8 | 0.0311 | 8.29 | [9 empty] | DEER:Res:HVAC_Eff_AC | Annual | 20
RB-HV-DuctSeal-HighToLow | DEER2021 | D20v0 | 2020-11-19 10:44 | Any | DMo | Ex | CZ05 | rDXGF | Cap-Tons | 3.5 | 1240 | None | 78.1 | 0.0458 | 9.02 | [9 empty] | DEER:Res:HVAC_Eff_AC | Annual | 20
RB-HV-DuctSeal-HighToLow | DEER2021 | D20v0 | 2020-11-19 10:44 | Any | DMo | Ex | CZ05 | rDXHP | Cap-Tons | 3.5 | 1240 | None | 152 | 0.0507 | 0 | [9 empty] | DEER:Res:HVAC_Eff_AC | Annual | 20
RB-HV-DuctSeal-HighToLow | DEER2021 | D20v0 | 2020-11-19 10:44 | Any | DMo | Ex | CZ05 | rNCGF | Cap-kBTUh | 54.985 | 1240 | None | 0.32782 | 0 | 0.50859 | [9 empty] | DEER:Res:HVAC_Eff_AC | Annual | 20
RB-HV-DuctSeal-HighToLow | DEER2021 | D20v0 | 2020-11-19 10:44 | Any | DMo | Ex | CZ05 | rWtd | Cap-Tons | 3.5 | 1240 | None | 17.4 | 0.00693 | 7.98 | [9 empty] | DEER:Res:HVAC_Eff_AC | Annual | 20
RB-HV-DuctSeal-HighToLow | DEER2021 | D20v0 | 2020-11-19 10:44 | Any | DMo | Old | CZ05 | rDXGF | Cap-Tons | 3.5 | 1210 | None | 20.2 | 0.0484 | 10.1 | [9 empty] | DEER:Res:HVAC_Eff_AC | Annual | 20
RB-HV-DuctSeal-HighToLow | DEER2021 | D20v0 | 2020-11-19 10:44 | Any | DMo | Old | CZ05 | rDXHP | Cap-Tons | 3.5 | 1210 | None | 102 | 0.0548 | 0 | [9 empty] | DEER:Res:HVAC_Eff_AC | Annual | 20
RB-HV-DuctSeal-HighToLow | DEER2021 | D20v0 | 2020-11-19 10:44 | Any | DMo | Old | CZ05 | rNCGF | Cap-kBTUh | 54.985 | 1210 | None | 0.35773 | 0 | 0.57352 | [9 empty] | DEER:Res:HVAC_Eff_AC | Annual | 20
RB-HV-DuctSeal-HighToLow | DEER2021 | D20v0 | 2020-11-19 10:44 | Any | DMo | Old | CZ05 | rWtd | Cap-Tons | 3.5 | 1210 | None | 9.32 | 0.00735 | 8.98 | [9 empty] | DEER:Res:HVAC_Eff_AC | Annual | 20
RB-HV-DuctSeal-HighToLow | DEER2021 | D20v0 | 2020-11-19 10:44 | Any | MFm | Ex | CZ05 | rDXGF | Cap-Tons | 1.04 | 999 | None | 2.02 | 0.00241 | 1.38 | [9 empty] | DEER:Res:HVAC_Eff_AC | Annual | 20
RB-HV-DuctSeal-HighToLow | DEER2021 | D20v0 | 2020-11-19 10:44 | Any | MFm | Ex | CZ05 | rDXHP | Cap-Tons | 1.04 | 999 | None | 16.1 | 0.00289 | 0 | [9 empty] | DEER:Res:HVAC_Eff_AC | Annual | 20
RB-HV-DuctSeal-HighToLow | DEER2021 | D20v0 | 2020-11-19 10:44 | Any | MFm | Ex | CZ05 | rNCGF | Cap-kBTUh | 19.4272 | 999 | None | 0.066381 | 0 | 0.070664 | [9 empty] | DEER:Res:HVAC_Eff_AC | Annual | 20
RB-HV-DuctSeal-HighToLow | DEER2021 | D20v0 | 2020-11-19 10:44 | Any | MFm | Ex | CZ05 | rWtd | Cap-Tons | 1.04 | 999 | None | 2.02 | 0.00076 | 1.29 | [9 empty] | DEER:Res:HVAC_Eff_AC | Annual | 20
RB-HV-DuctSeal-HighToLow | DEER2021 | D20v0 | 2020-11-19 10:44 | Any | MFm | Old | CZ05 | rDXGF | Cap-Tons | 1.39 | 1060 | None | 2.46 | 0.00177 | 2.3 | [9 empty] | DEER:Res:HVAC_Eff_AC | Annual | 20
RB-HV-DuctSeal-HighToLow | DEER2021 | D20v0 | 2020-11-19 10:44 | Any | MFm | Old | CZ05 | rDXHP | Cap-Tons | 1.39 | 1060 | None | 23.4 | 0.00135 | 0 | [9 empty] | DEER:Res:HVAC_Eff_AC | Annual | 20
RB-HV-DuctSeal-HighToLow | DEER2021 | D20v0 | 2020-11-19 10:44 | Any | MFm | Old | CZ05 | rNCGF | Cap-kBTUh | 25.9652 | 1060 | None | 0.099572 | 0 | 0.11884 | [9 empty] | DEER:Res:HVAC_Eff_AC | Annual | 20
RB-HV-DuctSeal-HighToLow | DEER2021 | D20v0 | 2020-11-19 10:44 | Any | MFm | Old | CZ05 | rWtd | Cap-Tons | 1.39 | 1060 | None | 2.84 | 0.00053 | 2.16 | [9 empty] | DEER:Res:HVAC_Eff_AC | Annual | 20
RB-HV-DuctSeal-HighToLow | DEER2021 | D20v0 | 2020-11-19 10:44 | Any | Res | Ex | CZ05 | rDXGF | Cap-Tons | 3.5 | 2130 | None | 20.4 | 0.026 | 9.08 | [9 empty] | DEER:Res:HVAC_Eff_AC | Annual | 20
RB-HV-DuctSeal-HighToLow | DEER2021 | D20v0 | 2020-11-19 10:44 | Any | Res | Ex | CZ05 | rDXHP | Cap-Tons | 3.5 | 2130 | None | 101 | 0.026 | 0 | [9 empty] | DEER:Res:HVAC_Eff_AC | Annual | 20
RB-HV-DuctSeal-HighToLow | DEER2021 | D20v0 | 2020-11-19 10:44 | Any | Res | Ex | CZ05 | rNCGF | Cap-kBTUh | 3.5 | 2130 | None | 5.5 | 0 | 8.69 | [9 empty] | DEER:Res:HVAC_Eff_AC | Annual | 20
RB-HV-DuctSeal-HighToLow | DEER2021 | D20v0 | 2020-11-19 10:44 | Any | Res | Ex | CZ05 | rWtd | Cap-Tons | 3.5 | 2130 | None | 8.9 | 0.005 | 8.65 | [9 empty] | DEER:Res:HVAC_Eff_AC | Annual | 20
RB-HV-DuctSeal-HighToLow | DEER2021 | D20v0 | 2020-11-19 10:44 | Any | Res | Old | CZ05 | rDXGF | Cap-Tons | 2.8 | 1540 | None | 10.2 | 0.023 | 9.61 | [9 empty] | DEER:Res:HVAC_Eff_AC | Annual | 20
RB-HV-DuctSeal-HighToLow | DEER2021 | D20v0 | 2020-11-19 10:44 | Any | Res | Old | CZ05 | rDXHP | Cap-Tons | 2.8 | 1540 | None | 95.7 | 0.024 | 0 | [9 empty] | DEER:Res:HVAC_Eff_AC | Annual | 20
RB-HV-DuctSeal-HighToLow | DEER2021 | D20v0 | 2020-11-19 10:44 | Any | Res | Old | CZ05 | rNCGF | Cap-kBTUh | 2.8 | 1540 | None | 6.1 | 0 | 9.31 | [9 empty] | DEER:Res:HVAC_Eff_AC | Annual | 20
RB-HV-DuctSeal-HighToLow | DEER2021 | D20v0 | 2020-11-19 10:44 | Any | Res | Old | CZ05 | rWtd | Cap-Tons | 2.8 | 1540 | None | 8 | 0.004 | 9.24 | [9 empty] | DEER:Res:HVAC_Eff_AC | Annual | 20
RB-HV-DuctSeal-HighToLow | DEER2021 | D20v0 | 2020-11-19 10:44 | Any | SFm | Ex | CZ05 | rDXGF | Cap-Tons | 3.55 | 2300 | None | 9.04 | 0.0222 | 9.1 | [9 empty] | DEER:Res:HVAC_Eff_AC | Annual | 20
RB-HV-DuctSeal-HighToLow | DEER2021 | D20v0 | 2020-11-19 10:44 | Any | SFm | Ex | CZ05 | rDXHP | Cap-Tons | 3.55 | 2300 | None | 91.1 | 0.0213 | 0 | [9 empty] | DEER:Res:HVAC_Eff_AC | Annual | 20
RB-HV-DuctSeal-HighToLow | DEER2021 | D20v0 | 2020-11-19 10:44 | Any | SFm | Ex | CZ05 | rNCGF | Cap-kBTUh | 65.959 | 2300 | None | 0.29925 | 0 | 0.47578 | [9 empty] | DEER:Res:HVAC_Eff_AC | Annual | 20
RB-HV-DuctSeal-HighToLow | DEER2021 | D20v0 | 2020-11-19 10:44 | Any | SFm | Ex | CZ05 | rWtd | Cap-Tons | 3.55 | 2300 | None | 7.21 | 0.00459 | 8.79 | [9 empty] | DEER:Res:HVAC_Eff_AC | Annual | 20
RB-HV-DuctSeal-HighToLow | DEER2021 | D20v0 | 2020-11-19 10:44 | Any | SFm | Old | CZ05 | rDXGF | Cap-Tons | 3.17 | 1730 | None | 11 | 0.025 | 11.7 | [9 empty] | DEER:Res:HVAC_Eff_AC | Annual | 20
RB-HV-DuctSeal-HighToLow | DEER2021 | D20v0 | 2020-11-19 10:44 | Any | SFm | Old | CZ05 | rDXHP | Cap-Tons | 3.17 | 1730 | None | 117 | 0.0266 | 0 | [9 empty] | DEER:Res:HVAC_Eff_AC | Annual | 20
RB-HV-DuctSeal-HighToLow | DEER2021 | D20v0 | 2020-11-19 10:44 | Any | SFm | Old | CZ05 | rNCGF | Cap-kBTUh | 58.8986 | 1730 | None | 0.40205 | 0 | 0.61895 | [9 empty] | DEER:Res:HVAC_Eff_AC | Annual | 20
RB-HV-DuctSeal-HighToLow | DEER2021 | D20v0 | 2020-11-19 10:44 | Any | SFm | Old | CZ05 | rWtd | Cap-Tons | 3.17 | 1730 | None | 9.4 | 0.00521 | 11.4 | [9 empty] | DEER:Res:HVAC_Eff_AC | Annual | 20
RB-HV-DuctSeal-HighToLow | DEER2021 | D20v0 | 2020-11-19 10:44 | Any | DMo | Ex | CZ06 | rDXGF | Cap-Tons | 3.5 | 1240 | None | 160 | 0.0716 | 3.89 | [9 empty] | DEER:Res:HVAC_Eff_AC | Annual | 20
RB-HV-DuctSeal-HighToLow | DEER2021 | D20v0 | 2020-11-19 10:44 | Any | DMo | Ex | CZ06 | rDXHP | Cap-Tons | 3.5 | 1240 | None | 195 | 0.0813 | 0 | [9 empty] | DEER:Res:HVAC_Eff_AC | Annual | 20
RB-HV-DuctSeal-HighToLow | DEER2021 | D20v0 | 2020-11-19 10:44 | Any | DMo | Ex | CZ06 | rNCGF | Cap-kBTUh | 54.985 | 1240 | None | 0.14131 | 0 | 0.21961 | [9 empty] | DEER:Res:HVAC_Eff_AC | Annual | 20
RB-HV-DuctSeal-HighToLow | DEER2021 | D20v0 | 2020-11-19 10:44 | Any | DMo | Ex | CZ06 | rWtd | Cap-Tons | 3.5 | 1240 | None | 25.9 | 0.0107 | 3.45 | [9 empty] | DEER:Res:HVAC_Eff_AC | Annual | 20
RB-HV-DuctSeal-HighToLow | DEER2021 | D20v0 | 2020-11-19 10:44 | Any | DMo | Old | CZ06 | rDXGF | Cap-Tons | 3.5 | 1210 | None | 50.3 | 0.106 | 3.78 | [9 empty] | DEER:Res:HVAC_Eff_AC | Annual | 20
RB-HV-DuctSeal-HighToLow | DEER2021 | D20v0 | 2020-11-19 10:44 | Any | DMo | Old | CZ06 | rDXHP | Cap-Tons | 3.5 | 1210 | None | 88.2 | 0.119 | 0 | [9 empty] | DEER:Res:HVAC_Eff_AC | Annual | 20
RB-HV-DuctSeal-HighToLow | DEER2021 | D20v0 | 2020-11-19 10:44 | Any | DMo | Old | CZ06 | rNCGF | Cap-kBTUh | 54.985 | 1210 | None | 0.13431 | 0 | 0.21579 | [9 empty] | DEER:Res:HVAC_Eff_AC | Annual | 20
RB-HV-DuctSeal-HighToLow | DEER2021 | D20v0 | 2020-11-19 10:44 | Any | DMo | Old | CZ06 | rWtd | Cap-Tons | 3.5 | 1210 | None | 9.86 | 0.0157 | 3.38 | [9 empty] | DEER:Res:HVAC_Eff_AC | Annual | 20
RB-HV-DuctSeal-HighToLow | DEER2021 | D20v0 | 2020-11-19 10:44 | Any | MFm | Ex | CZ06 | rDXGF | Cap-Tons | 1.28 | 1210 | None | 5.51 | 0.0114 | 0.921 | [9 empty] | DEER:Res:HVAC_Eff_AC | Annual | 20
RB-HV-DuctSeal-HighToLow | DEER2021 | D20v0 | 2020-11-19 10:44 | Any | MFm | Ex | CZ06 | rDXHP | Cap-Tons | 1.28 | 1210 | None | 13.7 | 0.0127 | 0 | [9 empty] | DEER:Res:HVAC_Eff_AC | Annual | 20
RB-HV-DuctSeal-HighToLow | DEER2021 | D20v0 | 2020-11-19 10:44 | Any | MFm | Ex | CZ06 | rNCGF | Cap-kBTUh | 23.9104 | 1210 | None | 0.040846 | 0 | 0.04727 | [9 empty] | DEER:Res:HVAC_Eff_AC | Annual | 20
RB-HV-DuctSeal-HighToLow | DEER2021 | D20v0 | 2020-11-19 10:44 | Any | MFm | Ex | CZ06 | rWtd | Cap-Tons | 1.28 | 1210 | None | 3.5 | 0.00548 | 0.847 | [9 empty] | DEER:Res:HVAC_Eff_AC | Annual | 20
RB-HV-DuctSeal-HighToLow | DEER2021 | D20v0 | 2020-11-19 10:44 | Any | MFm | Old | CZ06 | rDXGF | Cap-Tons | 1.58 | 1150 | None | 7.38 | 0.012 | 1.33 | [9 empty] | DEER:Res:HVAC_Eff_AC | Annual | 20
RB-HV-DuctSeal-HighToLow | DEER2021 | D20v0 | 2020-11-19 10:44 | Any | MFm | Old | CZ06 | rDXHP | Cap-Tons | 1.58 | 1150 | None | 18.7 | 0.0125 | 0 | [9 empty] | DEER:Res:HVAC_Eff_AC | Annual | 20
RB-HV-DuctSeal-HighToLow | DEER2021 | D20v0 | 2020-11-19 10:44 | Any | MFm | Old | CZ06 | rNCGF | Cap-kBTUh | 29.5144 | 1150 | None | 0.054604 | 0 | 0.068522 | [9 empty] | DEER:Res:HVAC_Eff_AC | Annual | 20
RB-HV-DuctSeal-HighToLow | DEER2021 | D20v0 | 2020-11-19 10:44 | Any | MFm | Old | CZ06 | rWtd | Cap-Tons | 1.58 | 1150 | None | 4.7 | 0.0057 | 1.23 | [9 empty] | DEER:Res:HVAC_Eff_AC | Annual | 20
RB-HV-DuctSeal-HighToLow | DEER2021 | D20v0 | 2020-11-19 10:44 | Any | Res | Ex | CZ06 | rDXGF | Cap-Tons | 3 | 1920 | None | 22.7 | 0.041 | 2.59 | [9 empty] | DEER:Res:HVAC_Eff_AC | Annual | 20
RB-HV-DuctSeal-HighToLow | DEER2021 | D20v0 | 2020-11-19 10:44 | Any | Res | Ex | CZ06 | rDXHP | Cap-Tons | 3 | 1920 | None | 45.9 | 0.043 | 0 | [9 empty] | DEER:Res:HVAC_Eff_AC | Annual | 20
RB-HV-DuctSeal-HighToLow | DEER2021 | D20v0 | 2020-11-19 10:44 | Any | Res | Ex | CZ06 | rNCGF | Cap-kBTUh | 3 | 1920 | None | 1.6 | 0 | 2.5 | [9 empty] | DEER:Res:HVAC_Eff_AC | Annual | 20
RB-HV-DuctSeal-HighToLow | DEER2021 | D20v0 | 2020-11-19 10:44 | Any | Res | Ex | CZ06 | rWtd | Cap-Tons | 3 | 1920 | None | 8.8 | 0.016 | 2.46 | [9 empty] | DEER:Res:HVAC_Eff_AC | Annual | 20
RB-HV-DuctSeal-HighToLow | DEER2021 | D20v0 | 2020-11-19 10:44 | Any | Res | Old | CZ06 | rDXGF | Cap-Tons | 2.7 | 1500 | None | 15.9 | 0.044 | 3.18 | [9 empty] | DEER:Res:HVAC_Eff_AC | Annual | 20
RB-HV-DuctSeal-HighToLow | DEER2021 | D20v0 | 2020-11-19 10:44 | Any | Res | Old | CZ06 | rDXHP | Cap-Tons | 2.7 | 1500 | None | 43.4 | 0.045 | 0 | [9 empty] | DEER:Res:HVAC_Eff_AC | Annual | 20
RB-HV-DuctSeal-HighToLow | DEER2021 | D20v0 | 2020-11-19 10:44 | Any | Res | Old | CZ06 | rNCGF | Cap-kBTUh | 2.7 | 1500 | None | 2 | 0 | 3.1 | [9 empty] | DEER:Res:HVAC_Eff_AC | Annual | 20
RB-HV-DuctSeal-HighToLow | DEER2021 | D20v0 | 2020-11-19 10:44 | Any | Res | Old | CZ06 | rWtd | Cap-Tons | 2.7 | 1500 | None | 8.6 | 0.018 | 3.04 | [9 empty] | DEER:Res:HVAC_Eff_AC | Annual | 20
RB-HV-DuctSeal-HighToLow | DEER2021 | D20v0 | 2020-11-19 10:44 | Any | SFm | Ex | CZ06 | rDXGF | Cap-Tons | 4.01 | 2390 | None | 20.2 | 0.0546 | 3.43 | [9 empty] | DEER:Res:HVAC_Eff_AC | Annual | 20
RB-HV-DuctSeal-HighToLow | DEER2021 | D20v0 | 2020-11-19 10:44 | Any | SFm | Ex | CZ06 | rDXHP | Cap-Tons | 4.01 | 2390 | None | 50.6 | 0.056 | 0 | [9 empty] | DEER:Res:HVAC_Eff_AC | Annual | 20
RB-HV-DuctSeal-HighToLow | DEER2021 | D20v0 | 2020-11-19 10:44 | Any | SFm | Ex | CZ06 | rNCGF | Cap-kBTUh | 74.5058 | 2390 | None | 0.10926 | 0 | 0.17922 | [9 empty] | DEER:Res:HVAC_Eff_AC | Annual | 20
RB-HV-DuctSeal-HighToLow | DEER2021 | D20v0 | 2020-11-19 10:44 | Any | SFm | Ex | CZ06 | rWtd | Cap-Tons | 4.01 | 2390 | None | 10.3 | 0.0227 | 3.29 | [9 empty] | DEER:Res:HVAC_Eff_AC | Annual | 20
RB-HV-DuctSeal-HighToLow | DEER2021 | D20v0 | 2020-11-19 10:44 | Any | SFm | Old | CZ06 | rDXGF | Cap-Tons | 3.36 | 1730 | None | 20.9 | 0.0634 | 4.35 | [9 empty] | DEER:Res:HVAC_Eff_AC | Annual | 20
RB-HV-DuctSeal-HighToLow | DEER2021 | D20v0 | 2020-11-19 10:44 | Any | SFm | Old | CZ06 | rDXHP | Cap-Tons | 3.36 | 1730 | None | 58.7 | 0.0653 | 0 | [9 empty] | DEER:Res:HVAC_Eff_AC | Annual | 20
RB-HV-DuctSeal-HighToLow | DEER2021 | D20v0 | 2020-11-19 10:44 | Any | SFm | Old | CZ06 | rNCGF | Cap-kBTUh | 62.4288 | 1730 | None | 0.14532 | 0 | 0.22928 | [9 empty] | DEER:Res:HVAC_Eff_AC | Annual | 20
RB-HV-DuctSeal-HighToLow | DEER2021 | D20v0 | 2020-11-19 10:44 | Any | SFm | Old | CZ06 | rWtd | Cap-Tons | 3.36 | 1730 | None | 11.1 | 0.0263 | 4.2 | [9 empty] | DEER:Res:HVAC_Eff_AC | Annual | 20
RB-HV-DuctSeal-HighToLow | DEER2021 | D20v0 | 2020-11-19 10:44 | Any | DMo | Ex | CZ07 | rDXGF | Cap-Tons | 3.5 | 1240 | None | 171 | 0.0348 | 2.22 | [9 empty] | DEER:Res:HVAC_Eff_AC | Annual | 20
RB-HV-DuctSeal-HighToLow | DEER2021 | D20v0 | 2020-11-19 10:44 | Any | DMo | Ex | CZ07 | rDXHP | Cap-Tons | 3.5 | 1240 | None | 189 | 0.0406 | 0 | [9 empty] | DEER:Res:HVAC_Eff_AC | Annual | 20
RB-HV-DuctSeal-HighToLow | DEER2021 | D20v0 | 2020-11-19 10:44 | Any | DMo | Ex | CZ07 | rNCGF | Cap-kBTUh | 54.985 | 1240 | None | 0.082113 | 0 | 0.12858 | [9 empty] | DEER:Res:HVAC_Eff_AC | Annual | 20
RB-HV-DuctSeal-HighToLow | DEER2021 | D20v0 | 2020-11-19 10:44 | Any | DMo | Ex | CZ07 | rWtd | Cap-Tons | 3.5 | 1240 | None | 43 | 0.00862 | 2 | [9 empty] | DEER:Res:HVAC_Eff_AC | Annual | 20
RB-HV-DuctSeal-HighToLow | DEER2021 | D20v0 | 2020-11-19 10:44 | Any | DMo | Old | CZ07 | rDXGF | Cap-Tons | 3.5 | 1210 | None | 49.2 | 0.0674 | 2.57 | [9 empty] | DEER:Res:HVAC_Eff_AC | Annual | 20
RB-HV-DuctSeal-HighToLow | DEER2021 | D20v0 | 2020-11-19 10:44 | Any | DMo | Old | CZ07 | rDXHP | Cap-Tons | 3.5 | 1210 | None | 75.2 | 0.0797 | 0 | [9 empty] | DEER:Res:HVAC_Eff_AC | Annual | 20
RB-HV-DuctSeal-HighToLow | DEER2021 | D20v0 | 2020-11-19 10:44 | Any | DMo | Old | CZ07 | rNCGF | Cap-kBTUh | 54.985 | 1210 | None | 0.092298 | 0 | 0.14959 | [9 empty] | DEER:Res:HVAC_Eff_AC | Annual | 20
RB-HV-DuctSeal-HighToLow | DEER2021 | D20v0 | 2020-11-19 10:44 | Any | DMo | Old | CZ07 | rWtd | Cap-Tons | 3.5 | 1210 | None | 13.8 | 0.0167 | 2.33 | [9 empty] | DEER:Res:HVAC_Eff_AC | Annual | 20
RB-HV-DuctSeal-HighToLow | DEER2021 | D20v0 | 2020-11-19 10:44 | Any | MFm | Ex | CZ07 | rDXGF | Cap-Tons | 1.11 | 1210 | None | 7.91 | 0.00855 | 0.776 | [9 empty] | DEER:Res:HVAC_Eff_AC | Annual | 20
RB-HV-DuctSeal-HighToLow | DEER2021 | D20v0 | 2020-11-19 10:44 | Any | MFm | Ex | CZ07 | rDXHP | Cap-Tons | 1.11 | 1210 | None | 13.7 | 0.00895 | 0 | [9 empty] | DEER:Res:HVAC_Eff_AC | Annual | 20
RB-HV-DuctSeal-HighToLow | DEER2021 | D20v0 | 2020-11-19 10:44 | Any | MFm | Ex | CZ07 | rNCGF | Cap-kBTUh | 20.7348 | 1210 | None | 0.03667 | 0 | 0.040043 | [9 empty] | DEER:Res:HVAC_Eff_AC | Annual | 20
RB-HV-DuctSeal-HighToLow | DEER2021 | D20v0 | 2020-11-19 10:44 | Any | MFm | Ex | CZ07 | rWtd | Cap-Tons | 1.11 | 1210 | None | 3.25 | 0.00277 | 0.726 | [9 empty] | DEER:Res:HVAC_Eff_AC | Annual | 20
RB-HV-DuctSeal-HighToLow | DEER2021 | D20v0 | 2020-11-19 10:44 | Any | MFm | Old | CZ07 | rDXGF | Cap-Tons | 1.35 | 1160 | None | 5.1 | 0.00706 | 1.02 | [9 empty] | DEER:Res:HVAC_Eff_AC | Annual | 20
RB-HV-DuctSeal-HighToLow | DEER2021 | D20v0 | 2020-11-19 10:44 | Any | MFm | Old | CZ07 | rDXHP | Cap-Tons | 1.35 | 1160 | None | 12.3 | 0.0075 | 0 | [9 empty] | DEER:Res:HVAC_Eff_AC | Annual | 20
RB-HV-DuctSeal-HighToLow | DEER2021 | D20v0 | 2020-11-19 10:44 | Any | MFm | Old | CZ07 | rNCGF | Cap-kBTUh | 25.218 | 1160 | None | 0.044004 | 0 | 0.052409 | [9 empty] | DEER:Res:HVAC_Eff_AC | Annual | 20
RB-HV-DuctSeal-HighToLow | DEER2021 | D20v0 | 2020-11-19 10:44 | Any | MFm | Old | CZ07 | rWtd | Cap-Tons | 1.35 | 1160 | None | 2.49 | 0.00229 | 0.95 | [9 empty] | DEER:Res:HVAC_Eff_AC | Annual | 20
RB-HV-DuctSeal-HighToLow | DEER2021 | D20v0 | 2020-11-19 10:44 | Any | Res | Ex | CZ07 | rDXGF | Cap-Tons | 2.5 | 1970 | None | 27.4 | 0.037 | 2.29 | [9 empty] | DEER:Res:HVAC_Eff_AC | Annual | 20
RB-HV-DuctSeal-HighToLow | DEER2021 | D20v0 | 2020-11-19 10:44 | Any | Res | Ex | CZ07 | rDXHP | Cap-Tons | 2.5 | 1970 | None | 43.4 | 0.038 | 0 | [9 empty] | DEER:Res:HVAC_Eff_AC | Annual | 20
RB-HV-DuctSeal-HighToLow | DEER2021 | D20v0 | 2020-11-19 10:44 | Any | Res | Ex | CZ07 | rNCGF | Cap-kBTUh | 2.5 | 1970 | None | 1.5 | 0 | 2.24 | [9 empty] | DEER:Res:HVAC_Eff_AC | Annual | 20
RB-HV-DuctSeal-HighToLow | DEER2021 | D20v0 | 2020-11-19 10:44 | Any | Res | Ex | CZ07 | rWtd | Cap-Tons | 2.5 | 1970 | None | 9.8 | 0.012 | 2.21 | [9 empty] | DEER:Res:HVAC_Eff_AC | Annual | 20
RB-HV-DuctSeal-HighToLow | DEER2021 | D20v0 | 2020-11-19 10:44 | Any | Res | Old | CZ07 | rDXGF | Cap-Tons | 2.2 | 1540 | None | 19.4 | 0.035 | 3.4 | [9 empty] | DEER:Res:HVAC_Eff_AC | Annual | 20
RB-HV-DuctSeal-HighToLow | DEER2021 | D20v0 | 2020-11-19 10:44 | Any | Res | Old | CZ07 | rDXHP | Cap-Tons | 2.2 | 1540 | None | 43.7 | 0.037 | 0 | [9 empty] | DEER:Res:HVAC_Eff_AC | Annual | 20
RB-HV-DuctSeal-HighToLow | DEER2021 | D20v0 | 2020-11-19 10:44 | Any | Res | Old | CZ07 | rNCGF | Cap-kBTUh | 2.2 | 1540 | None | 2.3 | 0 | 3.33 | [9 empty] | DEER:Res:HVAC_Eff_AC | Annual | 20
RB-HV-DuctSeal-HighToLow | DEER2021 | D20v0 | 2020-11-19 10:44 | Any | Res | Old | CZ07 | rWtd | Cap-Tons | 2.2 | 1540 | None | 8.3 | 0.011 | 3.28 | [9 empty] | DEER:Res:HVAC_Eff_AC | Annual | 20
RB-HV-DuctSeal-HighToLow | DEER2021 | D20v0 | 2020-11-19 10:44 | Any | SFm | Ex | CZ07 | rDXGF | Cap-Tons | 3.21 | 2390 | None | 29.6 | 0.0515 | 3.05 | [9 empty] | DEER:Res:HVAC_Eff_AC | Annual | 20
RB-HV-DuctSeal-HighToLow | DEER2021 | D20v0 | 2020-11-19 10:44 | Any | SFm | Ex | CZ07 | rDXHP | Cap-Tons | 3.21 | 2390 | None | 50.5 | 0.0529 | 0 | [9 empty] | DEER:Res:HVAC_Eff_AC | Annual | 20
RB-HV-DuctSeal-HighToLow | DEER2021 | D20v0 | 2020-11-19 10:44 | Any | SFm | Ex | CZ07 | rNCGF | Cap-kBTUh | 59.6418 | 2390 | None | 0.10118 | 0 | 0.16093 | [9 empty] | DEER:Res:HVAC_Eff_AC | Annual | 20
RB-HV-DuctSeal-HighToLow | DEER2021 | D20v0 | 2020-11-19 10:44 | Any | SFm | Ex | CZ07 | rWtd | Cap-Tons | 3.21 | 2390 | None | 11.4 | 0.017 | 2.96 | [9 empty] | DEER:Res:HVAC_Eff_AC | Annual | 20
RB-HV-DuctSeal-HighToLow | DEER2021 | D20v0 | 2020-11-19 10:44 | Any | SFm | Old | CZ07 | rDXGF | Cap-Tons | 2.59 | 1780 | None | 25.9 | 0.0489 | 4.85 | [9 empty] | DEER:Res:HVAC_Eff_AC | Annual | 20
RB-HV-DuctSeal-HighToLow | DEER2021 | D20v0 | 2020-11-19 10:44 | Any | SFm | Old | CZ07 | rDXHP | Cap-Tons | 2.59 | 1780 | None | 60.2 | 0.052 | 0 | [9 empty] | DEER:Res:HVAC_Eff_AC | Annual | 20
RB-HV-DuctSeal-HighToLow | DEER2021 | D20v0 | 2020-11-19 10:44 | Any | SFm | Old | CZ07 | rNCGF | Cap-kBTUh | 48.1222 | 1780 | None | 0.1733 | 0 | 0.25673 | [9 empty] | DEER:Res:HVAC_Eff_AC | Annual | 20
RB-HV-DuctSeal-HighToLow | DEER2021 | D20v0 | 2020-11-19 10:44 | Any | SFm | Old | CZ07 | rWtd | Cap-Tons | 2.59 | 1780 | None | 11.3 | 0.0162 | 4.71 | [9 empty] | DEER:Res:HVAC_Eff_AC | Annual | 20
RB-HV-DuctSeal-HighToLow | DEER2021 | D20v0 | 2020-11-19 10:44 | Any | DMo | Ex | CZ08 | rDXGF | Cap-Tons | 3.5 | 1240 | None | 193 | 0.0608 | 3.52 | [9 empty] | DEER:Res:HVAC_Eff_AC | Annual | 20
RB-HV-DuctSeal-HighToLow | DEER2021 | D20v0 | 2020-11-19 10:44 | Any | DMo | Ex | CZ08 | rDXHP | Cap-Tons | 3.5 | 1240 | None | 225 | 0.069 | 0 | [9 empty] | DEER:Res:HVAC_Eff_AC | Annual | 20
RB-HV-DuctSeal-HighToLow | DEER2021 | D20v0 | 2020-11-19 10:44 | Any | DMo | Ex | CZ08 | rNCGF | Cap-kBTUh | 54.985 | 1240 | None | 0.12922 | 0 | 0.20115 | [9 empty] | DEER:Res:HVAC_Eff_AC | Annual | 20
RB-HV-DuctSeal-HighToLow | DEER2021 | D20v0 | 2020-11-19 10:44 | Any | DMo | Ex | CZ08 | rWtd | Cap-Tons | 3.5 | 1240 | None | 135 | 0.0424 | 3.1 | [9 empty] | DEER:Res:HVAC_Eff_AC | Annual | 20
RB-HV-DuctSeal-HighToLow | DEER2021 | D20v0 | 2020-11-19 10:44 | Any | DMo | Old | CZ08 | rDXGF | Cap-Tons | 3.5 | 1220 | None | 72.3 | 0.0888 | 3.86 | [9 empty] | DEER:Res:HVAC_Eff_AC | Annual | 20
RB-HV-DuctSeal-HighToLow | DEER2021 | D20v0 | 2020-11-19 10:44 | Any | DMo | Old | CZ08 | rDXHP | Cap-Tons | 3.5 | 1220 | None | 109 | 0.0962 | 0 | [9 empty] | DEER:Res:HVAC_Eff_AC | Annual | 20
RB-HV-DuctSeal-HighToLow | DEER2021 | D20v0 | 2020-11-19 10:44 | Any | DMo | Old | CZ08 | rNCGF | Cap-kBTUh | 54.985 | 1220 | None | 0.13813 | 0 | 0.22342 | [9 empty] | DEER:Res:HVAC_Eff_AC | Annual | 20
RB-HV-DuctSeal-HighToLow | DEER2021 | D20v0 | 2020-11-19 10:44 | Any | DMo | Old | CZ08 | rWtd | Cap-Tons | 3.5 | 1220 | None | 53.4 | 0.0615 | 3.42 | [9 empty] | DEER:Res:HVAC_Eff_AC | Annual | 20
RB-HV-DuctSeal-HighToLow | DEER2021 | D20v0 | 2020-11-19 10:44 | Any | MFm | Ex | CZ08 | rDXGF | Cap-Tons | 1.19 | 1210 | None | 10.2 | 0.0101 | 0.782 | [9 empty] | DEER:Res:HVAC_Eff_AC | Annual | 20
RB-HV-DuctSeal-HighToLow | DEER2021 | D20v0 | 2020-11-19 10:44 | Any | MFm | Ex | CZ08 | rDXHP | Cap-Tons | 1.19 | 1210 | None | 16.5 | 0.0105 | 0 | [9 empty] | DEER:Res:HVAC_Eff_AC | Annual | 20
RB-HV-DuctSeal-HighToLow | DEER2021 | D20v0 | 2020-11-19 10:44 | Any | MFm | Ex | CZ08 | rNCGF | Cap-kBTUh | 22.2292 | 1210 | None | 0.036135 | 0 | 0.040364 | [9 empty] | DEER:Res:HVAC_Eff_AC | Annual | 20
RB-HV-DuctSeal-HighToLow | DEER2021 | D20v0 | 2020-11-19 10:44 | Any | MFm | Ex | CZ08 | rWtd | Cap-Tons | 1.19 | 1210 | None | 5.57 | 0.00481 | 0.721 | [9 empty] | DEER:Res:HVAC_Eff_AC | Annual | 20
RB-HV-DuctSeal-HighToLow | DEER2021 | D20v0 | 2020-11-19 10:44 | Any | MFm | Old | CZ08 | rDXGF | Cap-Tons | 1.47 | 1130 | None | 11.2 | 0.0127 | 1.23 | [9 empty] | DEER:Res:HVAC_Eff_AC | Annual | 20
RB-HV-DuctSeal-HighToLow | DEER2021 | D20v0 | 2020-11-19 10:44 | Any | MFm | Old | CZ08 | rDXHP | Cap-Tons | 1.47 | 1130 | None | 21.2 | 0.0127 | 0 | [9 empty] | DEER:Res:HVAC_Eff_AC | Annual | 20
RB-HV-DuctSeal-HighToLow | DEER2021 | D20v0 | 2020-11-19 10:44 | Any | MFm | Old | CZ08 | rNCGF | Cap-kBTUh | 27.4596 | 1130 | None | 0.051606 | 0 | 0.063169 | [9 empty] | DEER:Res:HVAC_Eff_AC | Annual | 20
RB-HV-DuctSeal-HighToLow | DEER2021 | D20v0 | 2020-11-19 10:44 | Any | MFm | Old | CZ08 | rWtd | Cap-Tons | 1.47 | 1130 | None | 6.42 | 0.006 | 1.13 | [9 empty] | DEER:Res:HVAC_Eff_AC | Annual | 20
RB-HV-DuctSeal-HighToLow | DEER2021 | D20v0 | 2020-11-19 10:44 | Any | Res | Ex | CZ08 | rDXGF | Cap-Tons | 2.4 | 1760 | None | 30 | 0.034 | 1.72 | [9 empty] | DEER:Res:HVAC_Eff_AC | Annual | 20
RB-HV-DuctSeal-HighToLow | DEER2021 | D20v0 | 2020-11-19 10:44 | Any | Res | Ex | CZ08 | rDXHP | Cap-Tons | 2.4 | 1760 | None | 44.8 | 0.035 | 0 | [9 empty] | DEER:Res:HVAC_Eff_AC | Annual | 20
RB-HV-DuctSeal-HighToLow | DEER2021 | D20v0 | 2020-11-19 10:44 | Any | Res | Ex | CZ08 | rNCGF | Cap-kBTUh | 2.4 | 1760 | None | 1.1 | 0 | 1.68 | [9 empty] | DEER:Res:HVAC_Eff_AC | Annual | 20
RB-HV-DuctSeal-HighToLow | DEER2021 | D20v0 | 2020-11-19 10:44 | Any | Res | Ex | CZ08 | rWtd | Cap-Tons | 2.4 | 1760 | None | 16.2 | 0.017 | 1.64 | [9 empty] | DEER:Res:HVAC_Eff_AC | Annual | 20
RB-HV-DuctSeal-HighToLow | DEER2021 | D20v0 | 2020-11-19 10:44 | Any | Res | Old | CZ08 | rDXGF | Cap-Tons | 2.5 | 1450 | None | 25.8 | 0.037 | 3.03 | [9 empty] | DEER:Res:HVAC_Eff_AC | Annual | 20
RB-HV-DuctSeal-HighToLow | DEER2021 | D20v0 | 2020-11-19 10:44 | Any | Res | Old | CZ08 | rDXHP | Cap-Tons | 2.5 | 1450 | None | 50.1 | 0.039 | 0 | [9 empty] | DEER:Res:HVAC_Eff_AC | Annual | 20
RB-HV-DuctSeal-HighToLow | DEER2021 | D20v0 | 2020-11-19 10:44 | Any | Res | Old | CZ08 | rNCGF | Cap-kBTUh | 2.5 | 1450 | None | 2 | 0 | 2.97 | [9 empty] | DEER:Res:HVAC_Eff_AC | Annual | 20
RB-HV-DuctSeal-HighToLow | DEER2021 | D20v0 | 2020-11-19 10:44 | Any | Res | Old | CZ08 | rWtd | Cap-Tons | 2.5 | 1450 | None | 14.6 | 0.018 | 2.9 | [9 empty] | DEER:Res:HVAC_Eff_AC | Annual | 20
RB-HV-DuctSeal-HighToLow | DEER2021 | D20v0 | 2020-11-19 10:44 | Any | SFm | Ex | CZ08 | rDXGF | Cap-Tons | 3.77 | 2390 | None | 49.5 | 0.0596 | 2.75 | [9 empty] | DEER:Res:HVAC_Eff_AC | Annual | 20
RB-HV-DuctSeal-HighToLow | DEER2021 | D20v0 | 2020-11-19 10:44 | Any | SFm | Ex | CZ08 | rDXHP | Cap-Tons | 3.77 | 2390 | None | 73.7 | 0.0625 | 0 | [9 empty] | DEER:Res:HVAC_Eff_AC | Annual | 20
RB-HV-DuctSeal-HighToLow | DEER2021 | D20v0 | 2020-11-19 10:44 | Any | SFm | Ex | CZ08 | rNCGF | Cap-kBTUh | 70.0466 | 2390 | None | 0.089882 | 0 | 0.14478 | [9 empty] | DEER:Res:HVAC_Eff_AC | Annual | 20
RB-HV-DuctSeal-HighToLow | DEER2021 | D20v0 | 2020-11-19 10:44 | Any | SFm | Ex | CZ08 | rWtd | Cap-Tons | 3.77 | 2390 | None | 26.1 | 0.0298 | 2.64 | [9 empty] | DEER:Res:HVAC_Eff_AC | Annual | 20
RB-HV-DuctSeal-HighToLow | DEER2021 | D20v0 | 2020-11-19 10:44 | Any | SFm | Old | CZ08 | rDXGF | Cap-Tons | 3.07 | 1620 | None | 33.2 | 0.0498 | 3.98 | [9 empty] | DEER:Res:HVAC_Eff_AC | Annual | 20
RB-HV-DuctSeal-HighToLow | DEER2021 | D20v0 | 2020-11-19 10:44 | Any | SFm | Old | CZ08 | rDXHP | Cap-Tons | 3.07 | 1620 | None | 65 | 0.0521 | 0 | [9 empty] | DEER:Res:HVAC_Eff_AC | Annual | 20
RB-HV-DuctSeal-HighToLow | DEER2021 | D20v0 | 2020-11-19 10:44 | Any | SFm | Old | CZ08 | rNCGF | Cap-kBTUh | 57.0406 | 1620 | None | 0.13617 | 0 | 0.21044 | [9 empty] | DEER:Res:HVAC_Eff_AC | Annual | 20
RB-HV-DuctSeal-HighToLow | DEER2021 | D20v0 | 2020-11-19 10:44 | Any | SFm | Old | CZ08 | rWtd | Cap-Tons | 3.07 | 1620 | None | 18.7 | 0.0249 | 3.84 | [9 empty] | DEER:Res:HVAC_Eff_AC | Annual | 20
RB-HV-DuctSeal-HighToLow | DEER2021 | D20v0 | 2020-11-19 10:44 | Any | DMo | Ex | CZ09 | rDXGF | Cap-Tons | 3.5 | 1240 | None | 180 | 0.111 | 4.64 | [9 empty] | DEER:Res:HVAC_Eff_AC | Annual | 20
RB-HV-DuctSeal-HighToLow | DEER2021 | D20v0 | 2020-11-19 10:44 | Any | DMo | Ex | CZ09 | rDXHP | Cap-Tons | 3.5 | 1240 | None | 221 | 0.126 | 0 | [9 empty] | DEER:Res:HVAC_Eff_AC | Annual | 20
RB-HV-DuctSeal-HighToLow | DEER2021 | D20v0 | 2020-11-19 10:44 | Any | DMo | Ex | CZ09 | rNCGF | Cap-kBTUh | 54.985 | 1240 | None | 0.17059 | 0 | 0.26416 | [9 empty] | DEER:Res:HVAC_Eff_AC | Annual | 20
RB-HV-DuctSeal-HighToLow | DEER2021 | D20v0 | 2020-11-19 10:44 | Any | DMo | Ex | CZ09 | rWtd | Cap-Tons | 3.5 | 1240 | None | 139 | 0.0839 | 4.08 | [9 empty] | DEER:Res:HVAC_Eff_AC | Annual | 20
RB-HV-DuctSeal-HighToLow | DEER2021 | D20v0 | 2020-11-19 10:44 | Any | DMo | Old | CZ09 | rDXGF | Cap-Tons | 3.5 | 1220 | None | 108 | 0.176 | 6.19 | [9 empty] | DEER:Res:HVAC_Eff_AC | Annual | 20
RB-HV-DuctSeal-HighToLow | DEER2021 | D20v0 | 2020-11-19 10:44 | Any | DMo | Old | CZ09 | rDXHP | Cap-Tons | 3.5 | 1220 | None | 164 | 0.187 | 0 | [9 empty] | DEER:Res:HVAC_Eff_AC | Annual | 20
RB-HV-DuctSeal-HighToLow | DEER2021 | D20v0 | 2020-11-19 10:44 | Any | DMo | Old | CZ09 | rNCGF | Cap-kBTUh | 54.985 | 1220 | None | 0.22215 | 0 | 0.35264 | [9 empty] | DEER:Res:HVAC_Eff_AC | Annual | 20
RB-HV-DuctSeal-HighToLow | DEER2021 | D20v0 | 2020-11-19 10:44 | Any | DMo | Old | CZ09 | rWtd | Cap-Tons | 3.5 | 1220 | None | 86.1 | 0.132 | 5.45 | [9 empty] | DEER:Res:HVAC_Eff_AC | Annual | 20
RB-HV-DuctSeal-HighToLow | DEER2021 | D20v0 | 2020-11-19 10:44 | Any | MFm | Ex | CZ09 | rDXGF | Cap-Tons | 1 | 1130 | None | 12.4 | 0.0151 | 1.26 | [9 empty] | DEER:Res:HVAC_Eff_AC | Annual | 20
RB-HV-DuctSeal-HighToLow | DEER2021 | D20v0 | 2020-11-19 10:44 | Any | MFm | Ex | CZ09 | rDXHP | Cap-Tons | 1 | 1130 | None | 22.3 | 0.0154 | 0 | [9 empty] | DEER:Res:HVAC_Eff_AC | Annual | 20
RB-HV-DuctSeal-HighToLow | DEER2021 | D20v0 | 2020-11-19 10:44 | Any | MFm | Ex | CZ09 | rNCGF | Cap-kBTUh | 18.68 | 1130 | None | 0.062099 | 0 | 0.06424 | [9 empty] | DEER:Res:HVAC_Eff_AC | Annual | 20
RB-HV-DuctSeal-HighToLow | DEER2021 | D20v0 | 2020-11-19 10:44 | Any | MFm | Ex | CZ09 | rWtd | Cap-Tons | 1 | 1130 | None | 9.82 | 0.0106 | 1.13 | [9 empty] | DEER:Res:HVAC_Eff_AC | Annual | 20
RB-HV-DuctSeal-HighToLow | DEER2021 | D20v0 | 2020-11-19 10:44 | Any | MFm | Old | CZ09 | rDXGF | Cap-Tons | 1.87 | 1260 | None | 15.9 | 0.0186 | 1.54 | [9 empty] | DEER:Res:HVAC_Eff_AC | Annual | 20
RB-HV-DuctSeal-HighToLow | DEER2021 | D20v0 | 2020-11-19 10:44 | Any | MFm | Old | CZ09 | rDXHP | Cap-Tons | 1.87 | 1260 | None | 28.2 | 0.0187 | 0 | [9 empty] | DEER:Res:HVAC_Eff_AC | Annual | 20
RB-HV-DuctSeal-HighToLow | DEER2021 | D20v0 | 2020-11-19 10:44 | Any | MFm | Old | CZ09 | rNCGF | Cap-kBTUh | 34.9316 | 1260 | None | 0.059957 | 0 | 0.079229 | [9 empty] | DEER:Res:HVAC_Eff_AC | Annual | 20
RB-HV-DuctSeal-HighToLow | DEER2021 | D20v0 | 2020-11-19 10:44 | Any | MFm | Old | CZ09 | rWtd | Cap-Tons | 1.87 | 1260 | None | 12.5 | 0.013 | 1.39 | [9 empty] | DEER:Res:HVAC_Eff_AC | Annual | 20
RB-HV-DuctSeal-HighToLow | DEER2021 | D20v0 | 2020-11-19 10:44 | Any | Res | Ex | CZ09 | rDXGF | Cap-Tons | 2.2 | 1740 | None | 34.6 | 0.049 | 3.22 | [9 empty] | DEER:Res:HVAC_Eff_AC | Annual | 20
RB-HV-DuctSeal-HighToLow | DEER2021 | D20v0 | 2020-11-19 10:44 | Any | Res | Ex | CZ09 | rDXHP | Cap-Tons | 2.2 | 1740 | None | 61.2 | 0.05 | 0 | [9 empty] | DEER:Res:HVAC_Eff_AC | Annual | 20
RB-HV-DuctSeal-HighToLow | DEER2021 | D20v0 | 2020-11-19 10:44 | Any | Res | Ex | CZ09 | rNCGF | Cap-kBTUh | 2.2 | 1740 | None | 2.2 | 0 | 3.11 | [9 empty] | DEER:Res:HVAC_Eff_AC | Annual | 20
RB-HV-DuctSeal-HighToLow | DEER2021 | D20v0 | 2020-11-19 10:44 | Any | Res | Ex | CZ09 | rWtd | Cap-Tons | 2.2 | 1740 | None | 28.3 | 0.038 | 3.02 | [9 empty] | DEER:Res:HVAC_Eff_AC | Annual | 20
RB-HV-DuctSeal-HighToLow | DEER2021 | D20v0 | 2020-11-19 10:44 | Any | Res | Old | CZ09 | rDXGF | Cap-Tons | 2.7 | 1490 | None | 36.7 | 0.066 | 3.51 | [9 empty] | DEER:Res:HVAC_Eff_AC | Annual | 20
RB-HV-DuctSeal-HighToLow | DEER2021 | D20v0 | 2020-11-19 10:44 | Any | Res | Old | CZ09 | rDXHP | Cap-Tons | 2.7 | 1490 | None | 68.6 | 0.067 | 0 | [9 empty] | DEER:Res:HVAC_Eff_AC | Annual | 20
RB-HV-DuctSeal-HighToLow | DEER2021 | D20v0 | 2020-11-19 10:44 | Any | Res | Old | CZ09 | rNCGF | Cap-kBTUh | 2.7 | 1490 | None | 2.2 | 0 | 3.42 | [9 empty] | DEER:Res:HVAC_Eff_AC | Annual | 20
RB-HV-DuctSeal-HighToLow | DEER2021 | D20v0 | 2020-11-19 10:44 | Any | Res | Old | CZ09 | rWtd | Cap-Tons | 2.7 | 1490 | None | 30.2 | 0.051 | 3.3 | [9 empty] | DEER:Res:HVAC_Eff_AC | Annual | 20
RB-HV-DuctSeal-HighToLow | DEER2021 | D20v0 | 2020-11-19 10:44 | Any | SFm | Ex | CZ09 | rDXGF | Cap-Tons | 3.37 | 2420 | None | 52.2 | 0.0835 | 5.29 | [9 empty] | DEER:Res:HVAC_Eff_AC | Annual | 20
RB-HV-DuctSeal-HighToLow | DEER2021 | D20v0 | 2020-11-19 10:44 | Any | SFm | Ex | CZ09 | rDXHP | Cap-Tons | 3.37 | 2420 | None | 96.5 | 0.0844 | 0 | [9 empty] | DEER:Res:HVAC_Eff_AC | Annual | 20
RB-HV-DuctSeal-HighToLow | DEER2021 | D20v0 | 2020-11-19 10:44 | Any | SFm | Ex | CZ09 | rNCGF | Cap-kBTUh | 62.6146 | 2420 | None | 0.17546 | 0 | 0.27718 | [9 empty] | DEER:Res:HVAC_Eff_AC | Annual | 20
RB-HV-DuctSeal-HighToLow | DEER2021 | D20v0 | 2020-11-19 10:44 | Any | SFm | Ex | CZ09 | rWtd | Cap-Tons | 3.37 | 2420 | None | 43.5 | 0.0655 | 5.03 | [9 empty] | DEER:Res:HVAC_Eff_AC | Annual | 20
RB-HV-DuctSeal-HighToLow | DEER2021 | D20v0 | 2020-11-19 10:44 | Any | SFm | Old | CZ09 | rDXGF | Cap-Tons | 3.49 | 1690 | None | 54.2 | 0.106 | 5.23 | [9 empty] | DEER:Res:HVAC_Eff_AC | Annual | 20
RB-HV-DuctSeal-HighToLow | DEER2021 | D20v0 | 2020-11-19 10:44 | Any | SFm | Old | CZ09 | rDXHP | Cap-Tons | 3.49 | 1690 | None | 103 | 0.109 | 0 | [9 empty] | DEER:Res:HVAC_Eff_AC | Annual | 20
RB-HV-DuctSeal-HighToLow | DEER2021 | D20v0 | 2020-11-19 10:44 | Any | SFm | Old | CZ09 | rNCGF | Cap-kBTUh | 64.8442 | 1690 | None | 0.17384 | 0 | 0.2761 | [9 empty] | DEER:Res:HVAC_Eff_AC | Annual | 20
RB-HV-DuctSeal-HighToLow | DEER2021 | D20v0 | 2020-11-19 10:44 | Any | SFm | Old | CZ09 | rWtd | Cap-Tons | 3.49 | 1690 | None | 45.3 | 0.0834 | 4.99 | [9 empty] | DEER:Res:HVAC_Eff_AC | Annual | 20
RB-HV-DuctSeal-HighToLow | DEER2021 | D20v0 | 2020-11-19 10:44 | Any | DMo | Ex | CZ10 | rDXGF | Cap-Tons | 3.5 | 1240 | None | 195 | 0.116 | 3.88 | [9 empty] | DEER:Res:HVAC_Eff_AC | Annual | 20
RB-HV-DuctSeal-HighToLow | DEER2021 | D20v0 | 2020-11-19 10:44 | Any | DMo | Ex | CZ10 | rDXHP | Cap-Tons | 3.5 | 1240 | None | 237 | 0.128 | 0 | [9 empty] | DEER:Res:HVAC_Eff_AC | Annual | 20
RB-HV-DuctSeal-HighToLow | DEER2021 | D20v0 | 2020-11-19 10:44 | Any | DMo | Ex | CZ10 | rNCGF | Cap-kBTUh | 54.985 | 1240 | None | 0.14131 | 0 | 0.21961 | [9 empty] | DEER:Res:HVAC_Eff_AC | Annual | 20
RB-HV-DuctSeal-HighToLow | DEER2021 | D20v0 | 2020-11-19 10:44 | Any | DMo | Ex | CZ10 | rWtd | Cap-Tons | 3.5 | 1240 | None | 196 | 0.115 | 3.39 | [9 empty] | DEER:Res:HVAC_Eff_AC | Annual | 20
RB-HV-DuctSeal-HighToLow | DEER2021 | D20v0 | 2020-11-19 10:44 | Any | DMo | Old | CZ10 | rDXGF | Cap-Tons | 3.5 | 1220 | None | 102 | 0.145 | 5.59 | [9 empty] | DEER:Res:HVAC_Eff_AC | Annual | 20
RB-HV-DuctSeal-HighToLow | DEER2021 | D20v0 | 2020-11-19 10:44 | Any | DMo | Old | CZ10 | rDXHP | Cap-Tons | 3.5 | 1220 | None | 159 | 0.153 | 0 | [9 empty] | DEER:Res:HVAC_Eff_AC | Annual | 20
RB-HV-DuctSeal-HighToLow | DEER2021 | D20v0 | 2020-11-19 10:44 | Any | DMo | Old | CZ10 | rNCGF | Cap-kBTUh | 54.985 | 1220 | None | 0.19796 | 0 | 0.317 | [9 empty] | DEER:Res:HVAC_Eff_AC | Annual | 20
RB-HV-DuctSeal-HighToLow | DEER2021 | D20v0 | 2020-11-19 10:44 | Any | DMo | Old | CZ10 | rWtd | Cap-Tons | 3.5 | 1220 | None | 107 | 0.143 | 4.9 | [9 empty] | DEER:Res:HVAC_Eff_AC | Annual | 20
RB-HV-DuctSeal-HighToLow | DEER2021 | D20v0 | 2020-11-19 10:44 | Any | MFm | Ex | CZ10 | rDXGF | Cap-Tons | 1 | 1070 | None | 10.7 | 0.0163 | 0.83 | [9 empty] | DEER:Res:HVAC_Eff_AC | Annual | 20
RB-HV-DuctSeal-HighToLow | DEER2021 | D20v0 | 2020-11-19 10:44 | Any | MFm | Ex | CZ10 | rDXHP | Cap-Tons | 1 | 1070 | None | 18 | 0.0166 | 0 | [9 empty] | DEER:Res:HVAC_Eff_AC | Annual | 20
RB-HV-DuctSeal-HighToLow | DEER2021 | D20v0 | 2020-11-19 10:44 | Any | MFm | Ex | CZ10 | rNCGF | Cap-kBTUh | 18.68 | 1070 | None | 0.041113 | 0 | 0.042559 | [9 empty] | DEER:Res:HVAC_Eff_AC | Annual | 20
RB-HV-DuctSeal-HighToLow | DEER2021 | D20v0 | 2020-11-19 10:44 | Any | MFm | Ex | CZ10 | rWtd | Cap-Tons | 1 | 1070 | None | 10.8 | 0.0151 | 0.731 | [9 empty] | DEER:Res:HVAC_Eff_AC | Annual | 20
RB-HV-DuctSeal-HighToLow | DEER2021 | D20v0 | 2020-11-19 10:44 | Any | MFm | Old | CZ10 | rDXGF | Cap-Tons | 2.01 | 1310 | None | 10.8 | 0.0178 | 1.81 | [9 empty] | DEER:Res:HVAC_Eff_AC | Annual | 20
RB-HV-DuctSeal-HighToLow | DEER2021 | D20v0 | 2020-11-19 10:44 | Any | MFm | Old | CZ10 | rDXHP | Cap-Tons | 2.01 | 1310 | None | 25.9 | 0.0178 | 0 | [9 empty] | DEER:Res:HVAC_Eff_AC | Annual | 20
RB-HV-DuctSeal-HighToLow | DEER2021 | D20v0 | 2020-11-19 10:44 | Any | MFm | Old | CZ10 | rNCGF | Cap-kBTUh | 37.5468 | 1310 | None | 0.069058 | 0 | 0.093683 | [9 empty] | DEER:Res:HVAC_Eff_AC | Annual | 20
RB-HV-DuctSeal-HighToLow | DEER2021 | D20v0 | 2020-11-19 10:44 | Any | MFm | Old | CZ10 | rWtd | Cap-Tons | 2.01 | 1310 | None | 11.9 | 0.0165 | 1.59 | [9 empty] | DEER:Res:HVAC_Eff_AC | Annual | 20
RB-HV-DuctSeal-HighToLow | DEER2021 | D20v0 | 2020-11-19 10:44 | Any | Res | Ex | CZ10 | rDXGF | Cap-Tons | 2.5 | 1940 | None | 70 | 0.093 | 8.16 | [9 empty] | DEER:Res:HVAC_Eff_AC | Annual | 20
RB-HV-DuctSeal-HighToLow | DEER2021 | D20v0 | 2020-11-19 10:44 | Any | Res | Ex | CZ10 | rDXHP | Cap-Tons | 2.5 | 1940 | None | 154 | 0.091 | 0 | [9 empty] | DEER:Res:HVAC_Eff_AC | Annual | 20
RB-HV-DuctSeal-HighToLow | DEER2021 | D20v0 | 2020-11-19 10:44 | Any | Res | Ex | CZ10 | rNCGF | Cap-kBTUh | 2.5 | 1940 | None | 5.4 | 0 | 7.97 | [9 empty] | DEER:Res:HVAC_Eff_AC | Annual | 20
RB-HV-DuctSeal-HighToLow | DEER2021 | D20v0 | 2020-11-19 10:44 | Any | Res | Ex | CZ10 | rWtd | Cap-Tons | 2.5 | 1940 | None | 70.9 | 0.088 | 7.73 | [9 empty] | DEER:Res:HVAC_Eff_AC | Annual | 20
RB-HV-DuctSeal-HighToLow | DEER2021 | D20v0 | 2020-11-19 10:44 | Any | Res | Old | CZ10 | rDXGF | Cap-Tons | 3.6 | 1750 | None | 39.5 | 0.07 | 5.27 | [9 empty] | DEER:Res:HVAC_Eff_AC | Annual | 20
RB-HV-DuctSeal-HighToLow | DEER2021 | D20v0 | 2020-11-19 10:44 | Any | Res | Old | CZ10 | rDXHP | Cap-Tons | 3.6 | 1750 | None | 91.4 | 0.073 | 0 | [9 empty] | DEER:Res:HVAC_Eff_AC | Annual | 20
RB-HV-DuctSeal-HighToLow | DEER2021 | D20v0 | 2020-11-19 10:44 | Any | Res | Old | CZ10 | rNCGF | Cap-kBTUh | 3.6 | 1750 | None | 3.2 | 0 | 5.14 | [9 empty] | DEER:Res:HVAC_Eff_AC | Annual | 20
RB-HV-DuctSeal-HighToLow | DEER2021 | D20v0 | 2020-11-19 10:44 | Any | Res | Old | CZ10 | rWtd | Cap-Tons | 3.6 | 1750 | None | 40.6 | 0.066 | 4.97 | [9 empty] | DEER:Res:HVAC_Eff_AC | Annual | 20
RB-HV-DuctSeal-HighToLow | DEER2021 | D20v0 | 2020-11-19 10:44 | Any | SFm | Ex | CZ10 | rDXGF | Cap-Tons | 2.53 | 1950 | None | 70.1 | 0.0937 | 8.25 | [9 empty] | DEER:Res:HVAC_Eff_AC | Annual | 20
RB-HV-DuctSeal-HighToLow | DEER2021 | D20v0 | 2020-11-19 10:44 | Any | SFm | Ex | CZ10 | rDXHP | Cap-Tons | 2.53 | 1950 | None | 155 | 0.0916 | 0 | [9 empty] | DEER:Res:HVAC_Eff_AC | Annual | 20
RB-HV-DuctSeal-HighToLow | DEER2021 | D20v0 | 2020-11-19 10:44 | Any | SFm | Ex | CZ10 | rNCGF | Cap-kBTUh | 47.0074 | 1950 | None | 0.29386 | 0 | 0.4338 | [9 empty] | DEER:Res:HVAC_Eff_AC | Annual | 20
RB-HV-DuctSeal-HighToLow | DEER2021 | D20v0 | 2020-11-19 10:44 | Any | SFm | Ex | CZ10 | rWtd | Cap-Tons | 2.53 | 1950 | None | 71 | 0.0885 | 7.82 | [9 empty] | DEER:Res:HVAC_Eff_AC | Annual | 20
RB-HV-DuctSeal-HighToLow | DEER2021 | D20v0 | 2020-11-19 10:44 | Any | SFm | Old | CZ10 | rDXGF | Cap-Tons | 3.83 | 1830 | None | 39.4 | 0.0718 | 5.66 | [9 empty] | DEER:Res:HVAC_Eff_AC | Annual | 20
RB-HV-DuctSeal-HighToLow | DEER2021 | D20v0 | 2020-11-19 10:44 | Any | SFm | Old | CZ10 | rDXHP | Cap-Tons | 3.83 | 1830 | None | 95.4 | 0.0757 | 0 | [9 empty] | DEER:Res:HVAC_Eff_AC | Annual | 20
RB-HV-DuctSeal-HighToLow | DEER2021 | D20v0 | 2020-11-19 10:44 | Any | SFm | Old | CZ10 | rNCGF | Cap-kBTUh | 71.1614 | 1830 | None | 0.18353 | 0 | 0.29817 | [9 empty] | DEER:Res:HVAC_Eff_AC | Annual | 20
RB-HV-DuctSeal-HighToLow | DEER2021 | D20v0 | 2020-11-19 10:44 | Any | SFm | Old | CZ10 | rWtd | Cap-Tons | 3.83 | 1830 | None | 40.4 | 0.0681 | 5.37 | [9 empty] | DEER:Res:HVAC_Eff_AC | Annual | 20
RB-HV-DuctSeal-HighToLow | DEER2021 | D20v0 | 2020-11-19 10:44 | Any | DMo | Ex | CZ11 | rDXGF | Cap-Tons | 3.5 | 1240 | None | 190 | 0.155 | 8.5 | [9 empty] | DEER:Res:HVAC_Eff_AC | Annual | 20
RB-HV-DuctSeal-HighToLow | DEER2021 | D20v0 | 2020-11-19 10:44 | Any | DMo | Ex | CZ11 | rDXHP | Cap-Tons | 3.5 | 1240 | None | 280 | 0.156 | 0 | [9 empty] | DEER:Res:HVAC_Eff_AC | Annual | 20
RB-HV-DuctSeal-HighToLow | DEER2021 | D20v0 | 2020-11-19 10:44 | Any | DMo | Ex | CZ11 | rNCGF | Cap-kBTUh | 54.985 | 1240 | None | 0.30872 | 0 | 0.47549 | [9 empty] | DEER:Res:HVAC_Eff_AC | Annual | 20
RB-HV-DuctSeal-HighToLow | DEER2021 | D20v0 | 2020-11-19 10:44 | Any | DMo | Ex | CZ11 | rWtd | Cap-Tons | 3.5 | 1240 | None | 189 | 0.145 | 7.44 | [9 empty] | DEER:Res:HVAC_Eff_AC | Annual | 20
RB-HV-DuctSeal-HighToLow | DEER2021 | D20v0 | 2020-11-19 10:44 | Any | DMo | Old | CZ11 | rDXGF | Cap-Tons | 3.5 | 1220 | None | 139 | 0.203 | 11 | [9 empty] | DEER:Res:HVAC_Eff_AC | Annual | 20
RB-HV-DuctSeal-HighToLow | DEER2021 | D20v0 | 2020-11-19 10:44 | Any | DMo | Old | CZ11 | rDXHP | Cap-Tons | 3.5 | 1220 | None | 247 | 0.202 | 0 | [9 empty] | DEER:Res:HVAC_Eff_AC | Annual | 20
RB-HV-DuctSeal-HighToLow | DEER2021 | D20v0 | 2020-11-19 10:44 | Any | DMo | Old | CZ11 | rNCGF | Cap-kBTUh | 54.985 | 1220 | None | 0.38892 | 0 | 0.62062 | [9 empty] | DEER:Res:HVAC_Eff_AC | Annual | 20
RB-HV-DuctSeal-HighToLow | DEER2021 | D20v0 | 2020-11-19 10:44 | Any | DMo | Old | CZ11 | rWtd | Cap-Tons | 3.5 | 1220 | None | 143 | 0.19 | 9.63 | [9 empty] | DEER:Res:HVAC_Eff_AC | Annual | 20
RB-HV-DuctSeal-HighToLow | DEER2021 | D20v0 | 2020-11-19 10:44 | Any | MFm | Ex | CZ11 | rDXGF | Cap-Tons | 1 | 1070 | None | 25.8 | 0.0232 | 2.13 | [9 empty] | DEER:Res:HVAC_Eff_AC | Annual | 20
RB-HV-DuctSeal-HighToLow | DEER2021 | D20v0 | 2020-11-19 10:44 | Any | MFm | Ex | CZ11 | rDXHP | Cap-Tons | 1 | 1070 | None | 47.4 | 0.0234 | 0 | [9 empty] | DEER:Res:HVAC_Eff_AC | Annual | 20
RB-HV-DuctSeal-HighToLow | DEER2021 | D20v0 | 2020-11-19 10:44 | Any | MFm | Ex | CZ11 | rNCGF | Cap-kBTUh | 18.68 | 1070 | None | 0.10439 | 0 | 0.11028 | [9 empty] | DEER:Res:HVAC_Eff_AC | Annual | 20
RB-HV-DuctSeal-HighToLow | DEER2021 | D20v0 | 2020-11-19 10:44 | Any | MFm | Ex | CZ11 | rWtd | Cap-Tons | 1 | 1070 | None | 27.8 | 0.0227 | 1.87 | [9 empty] | DEER:Res:HVAC_Eff_AC | Annual | 20
RB-HV-DuctSeal-HighToLow | DEER2021 | D20v0 | 2020-11-19 10:44 | Any | MFm | Old | CZ11 | rDXGF | Cap-Tons | 1.85 | 1120 | None | 14.7 | 0.0229 | 2.07 | [9 empty] | DEER:Res:HVAC_Eff_AC | Annual | 20
RB-HV-DuctSeal-HighToLow | DEER2021 | D20v0 | 2020-11-19 10:44 | Any | MFm | Old | CZ11 | rDXHP | Cap-Tons | 1.85 | 1120 | None | 34.3 | 0.0235 | 0 | [9 empty] | DEER:Res:HVAC_Eff_AC | Annual | 20
RB-HV-DuctSeal-HighToLow | DEER2021 | D20v0 | 2020-11-19 10:44 | Any | MFm | Old | CZ11 | rNCGF | Cap-kBTUh | 34.558 | 1120 | None | 0.080835 | 0 | 0.1076 | [9 empty] | DEER:Res:HVAC_Eff_AC | Annual | 20
RB-HV-DuctSeal-HighToLow | DEER2021 | D20v0 | 2020-11-19 10:44 | Any | MFm | Old | CZ11 | rWtd | Cap-Tons | 1.85 | 1120 | None | 16.7 | 0.0224 | 1.82 | [9 empty] | DEER:Res:HVAC_Eff_AC | Annual | 20
RB-HV-DuctSeal-HighToLow | DEER2021 | D20v0 | 2020-11-19 10:44 | Any | Res | Ex | CZ11 | rDXGF | Cap-Tons | 2.7 | 1860 | None | 82.9 | 0.108 | 7.8 | [9 empty] | DEER:Res:HVAC_Eff_AC | Annual | 20
RB-HV-DuctSeal-HighToLow | DEER2021 | D20v0 | 2020-11-19 10:44 | Any | Res | Ex | CZ11 | rDXHP | Cap-Tons | 2.7 | 1860 | None | 170 | 0.104 | 0 | [9 empty] | DEER:Res:HVAC_Eff_AC | Annual | 20
RB-HV-DuctSeal-HighToLow | DEER2021 | D20v0 | 2020-11-19 10:44 | Any | Res | Ex | CZ11 | rNCGF | Cap-kBTUh | 2.7 | 1860 | None | 5 | 0 | 7.55 | [9 empty] | DEER:Res:HVAC_Eff_AC | Annual | 20
RB-HV-DuctSeal-HighToLow | DEER2021 | D20v0 | 2020-11-19 10:44 | Any | Res | Ex | CZ11 | rWtd | Cap-Tons | 2.7 | 1860 | None | 82.6 | 0.101 | 7.33 | [9 empty] | DEER:Res:HVAC_Eff_AC | Annual | 20
RB-HV-DuctSeal-HighToLow | DEER2021 | D20v0 | 2020-11-19 10:44 | Any | Res | Old | CZ11 | rDXGF | Cap-Tons | 3.4 | 1510 | None | 64.4 | 0.104 | 7.92 | [9 empty] | DEER:Res:HVAC_Eff_AC | Annual | 20
RB-HV-DuctSeal-HighToLow | DEER2021 | D20v0 | 2020-11-19 10:44 | Any | Res | Old | CZ11 | rDXHP | Cap-Tons | 3.4 | 1510 | None | 153 | 0.109 | 0 | [9 empty] | DEER:Res:HVAC_Eff_AC | Annual | 20
RB-HV-DuctSeal-HighToLow | DEER2021 | D20v0 | 2020-11-19 10:44 | Any | Res | Old | CZ11 | rNCGF | Cap-kBTUh | 3.4 | 1510 | None | 4.8 | 0 | 7.56 | [9 empty] | DEER:Res:HVAC_Eff_AC | Annual | 20
RB-HV-DuctSeal-HighToLow | DEER2021 | D20v0 | 2020-11-19 10:44 | Any | Res | Old | CZ11 | rWtd | Cap-Tons | 3.4 | 1510 | None | 66.5 | 0.098 | 7.34 | [9 empty] | DEER:Res:HVAC_Eff_AC | Annual | 20
RB-HV-DuctSeal-HighToLow | DEER2021 | D20v0 | 2020-11-19 10:44 | Any | SFm | Ex | CZ11 | rDXGF | Cap-Tons | 2.66 | 1950 | None | 74 | 0.107 | 7.91 | [9 empty] | DEER:Res:HVAC_Eff_AC | Annual | 20
RB-HV-DuctSeal-HighToLow | DEER2021 | D20v0 | 2020-11-19 10:44 | Any | SFm | Ex | CZ11 | rDXHP | Cap-Tons | 2.66 | 1950 | None | 163 | 0.102 | 0 | [9 empty] | DEER:Res:HVAC_Eff_AC | Annual | 20
RB-HV-DuctSeal-HighToLow | DEER2021 | D20v0 | 2020-11-19 10:44 | Any | SFm | Ex | CZ11 | rNCGF | Cap-kBTUh | 49.4228 | 1950 | None | 0.27718 | 0 | 0.41658 | [9 empty] | DEER:Res:HVAC_Eff_AC | Annual | 20
RB-HV-DuctSeal-HighToLow | DEER2021 | D20v0 | 2020-11-19 10:44 | Any | SFm | Ex | CZ11 | rWtd | Cap-Tons | 2.66 | 1950 | None | 73.8 | 0.0991 | 7.5 | [9 empty] | DEER:Res:HVAC_Eff_AC | Annual | 20
RB-HV-DuctSeal-HighToLow | DEER2021 | D20v0 | 2020-11-19 10:44 | Any | SFm | Old | CZ11 | rDXGF | Cap-Tons | 3.66 | 1670 | None | 56.4 | 0.0972 | 8.44 | [9 empty] | DEER:Res:HVAC_Eff_AC | Annual | 20
RB-HV-DuctSeal-HighToLow | DEER2021 | D20v0 | 2020-11-19 10:44 | Any | SFm | Old | CZ11 | rDXHP | Cap-Tons | 3.66 | 1670 | None | 155 | 0.104 | 0 | [9 empty] | DEER:Res:HVAC_Eff_AC | Annual | 20
RB-HV-DuctSeal-HighToLow | DEER2021 | D20v0 | 2020-11-19 10:44 | Any | SFm | Old | CZ11 | rNCGF | Cap-kBTUh | 68.0028 | 1670 | None | 0.27718 | 0 | 0.44403 | [9 empty] | DEER:Res:HVAC_Eff_AC | Annual | 20
RB-HV-DuctSeal-HighToLow | DEER2021 | D20v0 | 2020-11-19 10:44 | Any | SFm | Old | CZ11 | rWtd | Cap-Tons | 3.66 | 1670 | None | 57.9 | 0.0909 | 8 | [9 empty] | DEER:Res:HVAC_Eff_AC | Annual | 20
RB-HV-DuctSeal-HighToLow | DEER2021 | D20v0 | 2020-11-19 10:44 | Any | DMo | Ex | CZ12 | rDXGF | Cap-Tons | 3.5 | 1240 | None | 173 | 0.114 | 5.91 | [9 empty] | DEER:Res:HVAC_Eff_AC | Annual | 20
RB-HV-DuctSeal-HighToLow | DEER2021 | D20v0 | 2020-11-19 10:44 | Any | DMo | Ex | CZ12 | rDXHP | Cap-Tons | 3.5 | 1240 | None | 235 | 0.119 | 0 | [9 empty] | DEER:Res:HVAC_Eff_AC | Annual | 20
RB-HV-DuctSeal-HighToLow | DEER2021 | D20v0 | 2020-11-19 10:44 | Any | DMo | Ex | CZ12 | rNCGF | Cap-kBTUh | 54.985 | 1240 | None | 0.21706 | 0 | 0.33546 | [9 empty] | DEER:Res:HVAC_Eff_AC | Annual | 20
RB-HV-DuctSeal-HighToLow | DEER2021 | D20v0 | 2020-11-19 10:44 | Any | DMo | Ex | CZ12 | rWtd | Cap-Tons | 3.5 | 1240 | None | 176 | 0.111 | 5.17 | [9 empty] | DEER:Res:HVAC_Eff_AC | Annual | 20
RB-HV-DuctSeal-HighToLow | DEER2021 | D20v0 | 2020-11-19 10:44 | Any | DMo | Old | CZ12 | rDXGF | Cap-Tons | 3.5 | 1210 | None | 85.2 | 0.157 | 11.1 | [9 empty] | DEER:Res:HVAC_Eff_AC | Annual | 20
RB-HV-DuctSeal-HighToLow | DEER2021 | D20v0 | 2020-11-19 10:44 | Any | DMo | Old | CZ12 | rDXHP | Cap-Tons | 3.5 | 1210 | None | 188 | 0.163 | 0 | [9 empty] | DEER:Res:HVAC_Eff_AC | Annual | 20
RB-HV-DuctSeal-HighToLow | DEER2021 | D20v0 | 2020-11-19 10:44 | Any | DMo | Old | CZ12 | rNCGF | Cap-kBTUh | 54.985 | 1210 | None | 0.39402 | 0 | 0.63017 | [9 empty] | DEER:Res:HVAC_Eff_AC | Annual | 20
RB-HV-DuctSeal-HighToLow | DEER2021 | D20v0 | 2020-11-19 10:44 | Any | DMo | Old | CZ12 | rWtd | Cap-Tons | 3.5 | 1210 | None | 95.5 | 0.153 | 9.74 | [9 empty] | DEER:Res:HVAC_Eff_AC | Annual | 20
RB-HV-DuctSeal-HighToLow | DEER2021 | D20v0 | 2020-11-19 10:44 | Any | MFm | Ex | CZ12 | rDXGF | Cap-Tons | 1 | 1070 | None | 14.8 | 0.0154 | 1.53 | [9 empty] | DEER:Res:HVAC_Eff_AC | Annual | 20
RB-HV-DuctSeal-HighToLow | DEER2021 | D20v0 | 2020-11-19 10:44 | Any | MFm | Ex | CZ12 | rDXHP | Cap-Tons | 1 | 1070 | None | 30.5 | 0.0165 | 0 | [9 empty] | DEER:Res:HVAC_Eff_AC | Annual | 20
RB-HV-DuctSeal-HighToLow | DEER2021 | D20v0 | 2020-11-19 10:44 | Any | MFm | Ex | CZ12 | rNCGF | Cap-kBTUh | 18.68 | 1070 | None | 0.076017 | 0 | 0.077088 | [9 empty] | DEER:Res:HVAC_Eff_AC | Annual | 20
RB-HV-DuctSeal-HighToLow | DEER2021 | D20v0 | 2020-11-19 10:44 | Any | MFm | Ex | CZ12 | rWtd | Cap-Tons | 1 | 1070 | None | 15 | 0.0137 | 1.35 | [9 empty] | DEER:Res:HVAC_Eff_AC | Annual | 20
RB-HV-DuctSeal-HighToLow | DEER2021 | D20v0 | 2020-11-19 10:44 | Any | MFm | Old | CZ12 | rDXGF | Cap-Tons | 1.7 | 1120 | None | 12.1 | 0.0196 | 2.31 | [9 empty] | DEER:Res:HVAC_Eff_AC | Annual | 20
RB-HV-DuctSeal-HighToLow | DEER2021 | D20v0 | 2020-11-19 10:44 | Any | MFm | Old | CZ12 | rDXHP | Cap-Tons | 1.7 | 1120 | None | 34.6 | 0.0209 | 0 | [9 empty] | DEER:Res:HVAC_Eff_AC | Annual | 20
RB-HV-DuctSeal-HighToLow | DEER2021 | D20v0 | 2020-11-19 10:44 | Any | MFm | Old | CZ12 | rNCGF | Cap-kBTUh | 31.756 | 1120 | None | 0.092612 | 0 | 0.11938 | [9 empty] | DEER:Res:HVAC_Eff_AC | Annual | 20
RB-HV-DuctSeal-HighToLow | DEER2021 | D20v0 | 2020-11-19 10:44 | Any | MFm | Old | CZ12 | rWtd | Cap-Tons | 1.7 | 1120 | None | 13.4 | 0.0175 | 2.04 | [9 empty] | DEER:Res:HVAC_Eff_AC | Annual | 20
RB-HV-DuctSeal-HighToLow | DEER2021 | D20v0 | 2020-11-19 10:44 | Any | Res | Ex | CZ12 | rDXGF | Cap-Tons | 2.1 | 1720 | None | 40.9 | 0.058 | 7.68 | [9 empty] | DEER:Res:HVAC_Eff_AC | Annual | 20
RB-HV-DuctSeal-HighToLow | DEER2021 | D20v0 | 2020-11-19 10:44 | Any | Res | Ex | CZ12 | rDXHP | Cap-Tons | 2.1 | 1720 | None | 123 | 0.059 | 0 | [9 empty] | DEER:Res:HVAC_Eff_AC | Annual | 20
RB-HV-DuctSeal-HighToLow | DEER2021 | D20v0 | 2020-11-19 10:44 | Any | Res | Ex | CZ12 | rNCGF | Cap-kBTUh | 2.1 | 1720 | None | 5.2 | 0 | 7.47 | [9 empty] | DEER:Res:HVAC_Eff_AC | Annual | 20
RB-HV-DuctSeal-HighToLow | DEER2021 | D20v0 | 2020-11-19 10:44 | Any | Res | Ex | CZ12 | rWtd | Cap-Tons | 2.1 | 1720 | None | 41.2 | 0.051 | 7.26 | [9 empty] | DEER:Res:HVAC_Eff_AC | Annual | 20
RB-HV-DuctSeal-HighToLow | DEER2021 | D20v0 | 2020-11-19 10:44 | Any | Res | Old | CZ12 | rDXGF | Cap-Tons | 3 | 1500 | None | 33.7 | 0.069 | 7.05 | [9 empty] | DEER:Res:HVAC_Eff_AC | Annual | 20
RB-HV-DuctSeal-HighToLow | DEER2021 | D20v0 | 2020-11-19 10:44 | Any | Res | Old | CZ12 | rDXHP | Cap-Tons | 3 | 1500 | None | 109 | 0.073 | 0 | [9 empty] | DEER:Res:HVAC_Eff_AC | Annual | 20
RB-HV-DuctSeal-HighToLow | DEER2021 | D20v0 | 2020-11-19 10:44 | Any | Res | Old | CZ12 | rNCGF | Cap-kBTUh | 3 | 1500 | None | 4.4 | 0 | 6.85 | [9 empty] | DEER:Res:HVAC_Eff_AC | Annual | 20
RB-HV-DuctSeal-HighToLow | DEER2021 | D20v0 | 2020-11-19 10:44 | Any | Res | Old | CZ12 | rWtd | Cap-Tons | 3 | 1500 | None | 34.6 | 0.061 | 6.63 | [9 empty] | DEER:Res:HVAC_Eff_AC | Annual | 20
RB-HV-DuctSeal-HighToLow | DEER2021 | D20v0 | 2020-11-19 10:44 | Any | SFm | Ex | CZ12 | rDXGF | Cap-Tons | 2.47 | 1950 | None | 45.1 | 0.0704 | 9.77 | [9 empty] | DEER:Res:HVAC_Eff_AC | Annual | 20
RB-HV-DuctSeal-HighToLow | DEER2021 | D20v0 | 2020-11-19 10:44 | Any | SFm | Ex | CZ12 | rDXHP | Cap-Tons | 2.47 | 1950 | None | 149 | 0.0706 | 0 | [9 empty] | DEER:Res:HVAC_Eff_AC | Annual | 20
RB-HV-DuctSeal-HighToLow | DEER2021 | D20v0 | 2020-11-19 10:44 | Any | SFm | Ex | CZ12 | rNCGF | Cap-kBTUh | 45.8926 | 1950 | None | 0.35091 | 0 | 0.51292 | [9 empty] | DEER:Res:HVAC_Eff_AC | Annual | 20
RB-HV-DuctSeal-HighToLow | DEER2021 | D20v0 | 2020-11-19 10:44 | Any | SFm | Ex | CZ12 | rWtd | Cap-Tons | 2.47 | 1950 | None | 45.4 | 0.0618 | 9.27 | [9 empty] | DEER:Res:HVAC_Eff_AC | Annual | 20
RB-HV-DuctSeal-HighToLow | DEER2021 | D20v0 | 2020-11-19 10:44 | Any | SFm | Old | CZ12 | rDXGF | Cap-Tons | 3.45 | 1650 | None | 38.8 | 0.0815 | 8.52 | [9 empty] | DEER:Res:HVAC_Eff_AC | Annual | 20
RB-HV-DuctSeal-HighToLow | DEER2021 | D20v0 | 2020-11-19 10:44 | Any | SFm | Old | CZ12 | rDXHP | Cap-Tons | 3.45 | 1650 | None | 132 | 0.0869 | 0 | [9 empty] | DEER:Res:HVAC_Eff_AC | Annual | 20
RB-HV-DuctSeal-HighToLow | DEER2021 | D20v0 | 2020-11-19 10:44 | Any | SFm | Old | CZ12 | rNCGF | Cap-kBTUh | 64.101 | 1650 | None | 0.2831 | 0 | 0.44833 | [9 empty] | DEER:Res:HVAC_Eff_AC | Annual | 20
RB-HV-DuctSeal-HighToLow | DEER2021 | D20v0 | 2020-11-19 10:44 | Any | SFm | Old | CZ12 | rWtd | Cap-Tons | 3.45 | 1650 | None | 39.1 | 0.0718 | 8.09 | [9 empty] | DEER:Res:HVAC_Eff_AC | Annual | 20
RB-HV-DuctSeal-HighToLow | DEER2021 | D20v0 | 2020-11-19 10:44 | Any | DMo | Ex | CZ13 | rDXGF | Cap-Tons | 3.5 | 1240 | None | 186 | 0.114 | 6.39 | [9 empty] | DEER:Res:HVAC_Eff_AC | Annual | 20
RB-HV-DuctSeal-HighToLow | DEER2021 | D20v0 | 2020-11-19 10:44 | Any | DMo | Ex | CZ13 | rDXHP | Cap-Tons | 3.5 | 1240 | None | 253 | 0.122 | 0 | [9 empty] | DEER:Res:HVAC_Eff_AC | Annual | 20
RB-HV-DuctSeal-HighToLow | DEER2021 | D20v0 | 2020-11-19 10:44 | Any | DMo | Ex | CZ13 | rNCGF | Cap-kBTUh | 54.985 | 1240 | None | 0.23552 | 0 | 0.3641 | [9 empty] | DEER:Res:HVAC_Eff_AC | Annual | 20
RB-HV-DuctSeal-HighToLow | DEER2021 | D20v0 | 2020-11-19 10:44 | Any | DMo | Ex | CZ13 | rWtd | Cap-Tons | 3.5 | 1240 | None | 184 | 0.108 | 5.6 | [9 empty] | DEER:Res:HVAC_Eff_AC | Annual | 20
RB-HV-DuctSeal-HighToLow | DEER2021 | D20v0 | 2020-11-19 10:44 | Any | DMo | Old | CZ13 | rDXGF | Cap-Tons | 3.5 | 1210 | None | 149 | 0.155 | 8.69 | [9 empty] | DEER:Res:HVAC_Eff_AC | Annual | 20
RB-HV-DuctSeal-HighToLow | DEER2021 | D20v0 | 2020-11-19 10:44 | Any | DMo | Old | CZ13 | rDXHP | Cap-Tons | 3.5 | 1210 | None | 238 | 0.168 | 0 | [9 empty] | DEER:Res:HVAC_Eff_AC | Annual | 20
RB-HV-DuctSeal-HighToLow | DEER2021 | D20v0 | 2020-11-19 10:44 | Any | DMo | Old | CZ13 | rNCGF | Cap-kBTUh | 54.985 | 1210 | None | 0.30936 | 0 | 0.4965 | [9 empty] | DEER:Res:HVAC_Eff_AC | Annual | 20
RB-HV-DuctSeal-HighToLow | DEER2021 | D20v0 | 2020-11-19 10:44 | Any | DMo | Old | CZ13 | rWtd | Cap-Tons | 3.5 | 1210 | None | 151 | 0.148 | 7.62 | [9 empty] | DEER:Res:HVAC_Eff_AC | Annual | 20
RB-HV-DuctSeal-HighToLow | DEER2021 | D20v0 | 2020-11-19 10:44 | Any | MFm | Ex | CZ13 | rDXGF | Cap-Tons | 1 | 1070 | None | 23.9 | 0.0191 | 1.79 | [9 empty] | DEER:Res:HVAC_Eff_AC | Annual | 20
RB-HV-DuctSeal-HighToLow | DEER2021 | D20v0 | 2020-11-19 10:44 | Any | MFm | Ex | CZ13 | rDXHP | Cap-Tons | 1 | 1070 | None | 41.6 | 0.0199 | 0 | [9 empty] | DEER:Res:HVAC_Eff_AC | Annual | 20
RB-HV-DuctSeal-HighToLow | DEER2021 | D20v0 | 2020-11-19 10:44 | Any | MFm | Ex | CZ13 | rNCGF | Cap-kBTUh | 18.68 | 1070 | None | 0.087794 | 0 | 0.091006 | [9 empty] | DEER:Res:HVAC_Eff_AC | Annual | 20
RB-HV-DuctSeal-HighToLow | DEER2021 | D20v0 | 2020-11-19 10:44 | Any | MFm | Ex | CZ13 | rWtd | Cap-Tons | 1 | 1070 | None | 25.4 | 0.0187 | 1.57 | [9 empty] | DEER:Res:HVAC_Eff_AC | Annual | 20
RB-HV-DuctSeal-HighToLow | DEER2021 | D20v0 | 2020-11-19 10:44 | Any | MFm | Old | CZ13 | rDXGF | Cap-Tons | 1.73 | 1110 | None | 18.7 | 0.0189 | 2.41 | [9 empty] | DEER:Res:HVAC_Eff_AC | Annual | 20
RB-HV-DuctSeal-HighToLow | DEER2021 | D20v0 | 2020-11-19 10:44 | Any | MFm | Old | CZ13 | rDXHP | Cap-Tons | 1.73 | 1110 | None | 41.5 | 0.0197 | 0 | [9 empty] | DEER:Res:HVAC_Eff_AC | Annual | 20
RB-HV-DuctSeal-HighToLow | DEER2021 | D20v0 | 2020-11-19 10:44 | Any | MFm | Old | CZ13 | rNCGF | Cap-kBTUh | 32.3164 | 1110 | None | 0.095289 | 0 | 0.12527 | [9 empty] | DEER:Res:HVAC_Eff_AC | Annual | 20
RB-HV-DuctSeal-HighToLow | DEER2021 | D20v0 | 2020-11-19 10:44 | Any | MFm | Old | CZ13 | rWtd | Cap-Tons | 1.73 | 1110 | None | 21 | 0.0184 | 2.11 | [9 empty] | DEER:Res:HVAC_Eff_AC | Annual | 20
RB-HV-DuctSeal-HighToLow | DEER2021 | D20v0 | 2020-11-19 10:44 | Any | Res | Ex | CZ13 | rDXGF | Cap-Tons | 2.4 | 1850 | None | 81.1 | 0.075 | 7.79 | [9 empty] | DEER:Res:HVAC_Eff_AC | Annual | 20
RB-HV-DuctSeal-HighToLow | DEER2021 | D20v0 | 2020-11-19 10:44 | Any | Res | Ex | CZ13 | rDXHP | Cap-Tons | 2.4 | 1850 | None | 172 | 0.078 | 0 | [9 empty] | DEER:Res:HVAC_Eff_AC | Annual | 20
RB-HV-DuctSeal-HighToLow | DEER2021 | D20v0 | 2020-11-19 10:44 | Any | Res | Ex | CZ13 | rNCGF | Cap-kBTUh | 2.4 | 1850 | None | 5.1 | 0 | 7.59 | [9 empty] | DEER:Res:HVAC_Eff_AC | Annual | 20
RB-HV-DuctSeal-HighToLow | DEER2021 | D20v0 | 2020-11-19 10:44 | Any | Res | Ex | CZ13 | rWtd | Cap-Tons | 2.4 | 1850 | None | 83.1 | 0.072 | 7.35 | [9 empty] | DEER:Res:HVAC_Eff_AC | Annual | 20
RB-HV-DuctSeal-HighToLow | DEER2021 | D20v0 | 2020-11-19 10:44 | Any | Res | Old | CZ13 | rDXGF | Cap-Tons | 3.1 | 1500 | None | 62.5 | 0.07 | 6.66 | [9 empty] | DEER:Res:HVAC_Eff_AC | Annual | 20
RB-HV-DuctSeal-HighToLow | DEER2021 | D20v0 | 2020-11-19 10:44 | Any | Res | Old | CZ13 | rDXHP | Cap-Tons | 3.1 | 1500 | None | 136 | 0.077 | 0 | [9 empty] | DEER:Res:HVAC_Eff_AC | Annual | 20
RB-HV-DuctSeal-HighToLow | DEER2021 | D20v0 | 2020-11-19 10:44 | Any | Res | Old | CZ13 | rNCGF | Cap-kBTUh | 3.1 | 1500 | None | 4.1 | 0 | 6.47 | [9 empty] | DEER:Res:HVAC_Eff_AC | Annual | 20
RB-HV-DuctSeal-HighToLow | DEER2021 | D20v0 | 2020-11-19 10:44 | Any | Res | Old | CZ13 | rWtd | Cap-Tons | 3.1 | 1500 | None | 64.7 | 0.068 | 6.22 | [9 empty] | DEER:Res:HVAC_Eff_AC | Annual | 20
RB-HV-DuctSeal-HighToLow | DEER2021 | D20v0 | 2020-11-19 10:44 | Any | SFm | Ex | CZ13 | rDXGF | Cap-Tons | 2.55 | 1950 | None | 82.6 | 0.0787 | 8.45 | [9 empty] | DEER:Res:HVAC_Eff_AC | Annual | 20
RB-HV-DuctSeal-HighToLow | DEER2021 | D20v0 | 2020-11-19 10:44 | Any | SFm | Ex | CZ13 | rDXHP | Cap-Tons | 2.55 | 1950 | None | 182 | 0.0817 | 0 | [9 empty] | DEER:Res:HVAC_Eff_AC | Annual | 20
RB-HV-DuctSeal-HighToLow | DEER2021 | D20v0 | 2020-11-19 10:44 | Any | SFm | Ex | CZ13 | rNCGF | Cap-kBTUh | 47.379 | 1950 | None | 0.29925 | 0 | 0.44456 | [9 empty] | DEER:Res:HVAC_Eff_AC | Annual | 20
RB-HV-DuctSeal-HighToLow | DEER2021 | D20v0 | 2020-11-19 10:44 | Any | SFm | Ex | CZ13 | rWtd | Cap-Tons | 2.55 | 1950 | None | 84.8 | 0.0758 | 8 | [9 empty] | DEER:Res:HVAC_Eff_AC | Annual | 20
RB-HV-DuctSeal-HighToLow | DEER2021 | D20v0 | 2020-11-19 10:44 | Any | SFm | Old | CZ13 | rDXGF | Cap-Tons | 3.49 | 1670 | None | 68.5 | 0.0789 | 7.91 | [9 empty] | DEER:Res:HVAC_Eff_AC | Annual | 20
RB-HV-DuctSeal-HighToLow | DEER2021 | D20v0 | 2020-11-19 10:44 | Any | SFm | Old | CZ13 | rDXHP | Cap-Tons | 3.49 | 1670 | None | 158 | 0.0878 | 0 | [9 empty] | DEER:Res:HVAC_Eff_AC | Annual | 20
RB-HV-DuctSeal-HighToLow | DEER2021 | D20v0 | 2020-11-19 10:44 | Any | SFm | Old | CZ13 | rNCGF | Cap-kBTUh | 64.8442 | 1670 | None | 0.26265 | 0 | 0.41765 | [9 empty] | DEER:Res:HVAC_Eff_AC | Annual | 20
RB-HV-DuctSeal-HighToLow | DEER2021 | D20v0 | 2020-11-19 10:44 | Any | SFm | Old | CZ13 | rWtd | Cap-Tons | 3.49 | 1670 | None | 70.7 | 0.0763 | 7.5 | [9 empty] | DEER:Res:HVAC_Eff_AC | Annual | 20
RB-HV-DuctSeal-HighToLow | DEER2021 | D20v1 | 2020-11-19 10:44 | Any | DMo | Ex | CZ14 | rDXGF | Cap-Tons | 3.5 | 1240 | None | 150 | 0.153 | 9.36 | [9 empty] | DEER:Res:HVAC_Eff_AC | Annual | 1
RB-HV-DuctSeal-HighToLow | DEER2021 | D20v1 | 2020-11-19 10:44 | Any | DMo | Ex | CZ14 | rDXHP | Cap-Tons | 3.5 | 1240 | None | 278 | 0.173 | 0 | [9 empty] | DEER:Res:HVAC_Eff_AC | Annual | 1
RB-HV-DuctSeal-HighToLow | DEER2021 | D20v1 | 2020-11-19 10:44 | Any | DMo | Ex | CZ14 | rNCGF | Cap-kBTUh | 54.985 | 1240 | None | 0.33927 | 0 | 0.51623 | [9 empty] | DEER:Res:HVAC_Eff_AC | Annual | 1
RB-HV-DuctSeal-HighToLow | DEER2021 | D20v1 | 2020-11-19 10:44 | Any | DMo | Ex | CZ14 | rWtd | Cap-Tons | 3.5 | 1240 | None | 157.07 | 0.14686 | 8.1855 | [9 empty] | DEER:Res:HVAC_Eff_AC | Annual | 1
RB-HV-DuctSeal-HighToLow | DEER2021 | D20v0 | 2020-11-19 10:44 | Any | DMo | Old | CZ14 | rDXGF | Cap-Tons | 3.5 | 1230 | None | 178 | 0.175 | 13.6 | [9 empty] | DEER:Res:HVAC_Eff_AC | Annual | 20
RB-HV-DuctSeal-HighToLow | DEER2021 | D20v0 | 2020-11-19 10:44 | Any | DMo | Old | CZ14 | rDXHP | Cap-Tons | 3.5 | 1230 | None | 334 | 0.184 | 0 | [9 empty] | DEER:Res:HVAC_Eff_AC | Annual | 20
RB-HV-DuctSeal-HighToLow | DEER2021 | D20v0 | 2020-11-19 10:44 | Any | DMo | Old | CZ14 | rNCGF | Cap-kBTUh | 54.985 | 1230 | None | 0.47231 | 0 | 0.75111 | [9 empty] | DEER:Res:HVAC_Eff_AC | Annual | 20
RB-HV-DuctSeal-HighToLow | DEER2021 | D20v0 | 2020-11-19 10:44 | Any | DMo | Old | CZ14 | rWtd | Cap-Tons | 3.5 | 1230 | None | 149 | 0.131 | 11.9 | [9 empty] | DEER:Res:HVAC_Eff_AC | Annual | 20
RB-HV-DuctSeal-HighToLow | DEER2021 | D20v1 | 2020-11-19 10:44 | Any | MFm | Ex | CZ14 | rDXGF | Cap-Tons | 1.07 | 1090 | None | 35.7 | 0.021 | 2.51 | [9 empty] | DEER:Res:HVAC_Eff_AC | Annual | 1
RB-HV-DuctSeal-HighToLow | DEER2021 | D20v1 | 2020-11-19 10:44 | Any | MFm | Ex | CZ14 | rDXHP | Cap-Tons | 1.07 | 1090 | None | 68.1 | 0.0234 | 0 | [9 empty] | DEER:Res:HVAC_Eff_AC | Annual | 1
RB-HV-DuctSeal-HighToLow | DEER2021 | D20v1 | 2020-11-19 10:44 | Any | MFm | Ex | CZ14 | rNCGF | Cap-kBTUh | 19.9876 | 1090 | None | 0.12045 | 0 | 0.12901 | [9 empty] | DEER:Res:HVAC_Eff_AC | Annual | 1
RB-HV-DuctSeal-HighToLow | DEER2021 | D20v1 | 2020-11-19 10:44 | Any | MFm | Ex | CZ14 | rWtd | Cap-Tons | 1.07 | 1090 | None | 39.7733 | 0.0213 | 2.1944 | [9 empty] | DEER:Res:HVAC_Eff_AC | Annual | 1
RB-HV-DuctSeal-HighToLow | DEER2021 | D20v0 | 2020-11-19 10:44 | Any | MFm | Old | CZ14 | rDXGF | Cap-Tons | 2.32 | 1390 | None | 25.2 | 0.0191 | 1.85 | [9 empty] | DEER:Res:HVAC_Eff_AC | Annual | 20
RB-HV-DuctSeal-HighToLow | DEER2021 | D20v0 | 2020-11-19 10:44 | Any | MFm | Old | CZ14 | rDXHP | Cap-Tons | 2.32 | 1390 | None | 46.1 | 0.0197 | 0 | [9 empty] | DEER:Res:HVAC_Eff_AC | Annual | 20
RB-HV-DuctSeal-HighToLow | DEER2021 | D20v0 | 2020-11-19 10:44 | Any | MFm | Old | CZ14 | rNCGF | Cap-kBTUh | 43.3376 | 1390 | None | 0.069058 | 0 | 0.095824 | [9 empty] | DEER:Res:HVAC_Eff_AC | Annual | 20
RB-HV-DuctSeal-HighToLow | DEER2021 | D20v0 | 2020-11-19 10:44 | Any | MFm | Old | CZ14 | rWtd | Cap-Tons | 2.32 | 1390 | None | 27.8 | 0.0192 | 1.62 | [9 empty] | DEER:Res:HVAC_Eff_AC | Annual | 20
RB-HV-DuctSeal-HighToLow | DEER2021 | D20v1 | 2020-11-19 10:44 | Any | Res | Ex | CZ14 | rDXGF | Cap-Tons | 3.17 | 2128 | None | 131.62 | 0.1076 | 8.962 | [9 empty] | DEER:Res:HVAC_Eff_AC | Annual | 1
RB-HV-DuctSeal-HighToLow | DEER2021 | D20v1 | 2020-11-19 10:44 | Any | Res | Ex | CZ14 | rDXHP | Cap-Tons | 3.17 | 2128 | None | 267.3 | 0.1237 | 0 | [9 empty] | DEER:Res:HVAC_Eff_AC | Annual | 1
RB-HV-DuctSeal-HighToLow | DEER2021 | D20v1 | 2020-11-19 10:44 | Any | Res | Ex | CZ14 | rNCGF | Cap-kBTUh | 3.17 | 2128 | None | 5.64 | 0 | 8.668 | [9 empty] | DEER:Res:HVAC_Eff_AC | Annual | 1
RB-HV-DuctSeal-HighToLow | DEER2021 | D20v1 | 2020-11-19 10:44 | Any | Res | Ex | CZ14 | rWtd | Cap-Tons | 3.17 | 2128 | None | 133.97 | 0.1 | 8.46 | [9 empty] | DEER:Res:HVAC_Eff_AC | Annual | 1
RB-HV-DuctSeal-HighToLow | DEER2021 | D20v0 | 2020-11-19 10:44 | Any | Res | Old | CZ14 | rDXGF | Cap-Tons | 3.8 | 1660 | None | 83.2 | 0.087 | 7.19 | [9 empty] | DEER:Res:HVAC_Eff_AC | Annual | 20
RB-HV-DuctSeal-HighToLow | DEER2021 | D20v0 | 2020-11-19 10:44 | Any | Res | Old | CZ14 | rDXHP | Cap-Tons | 3.8 | 1660 | None | 184 | 0.094 | 0 | [9 empty] | DEER:Res:HVAC_Eff_AC | Annual | 20
RB-HV-DuctSeal-HighToLow | DEER2021 | D20v0 | 2020-11-19 10:44 | Any | Res | Old | CZ14 | rNCGF | Cap-kBTUh | 3.8 | 1660 | None | 4.3 | 0 | 6.93 | [9 empty] | DEER:Res:HVAC_Eff_AC | Annual | 20
RB-HV-DuctSeal-HighToLow | DEER2021 | D20v0 | 2020-11-19 10:44 | Any | Res | Old | CZ14 | rWtd | Cap-Tons | 3.8 | 1660 | None | 88 | 0.086 | 6.78 | [9 empty] | DEER:Res:HVAC_Eff_AC | Annual | 20
RB-HV-DuctSeal-HighToLow | DEER2021 | D20v0 | 2020-11-19 10:44 | Any | SFm | Ex | CZ14 | rDXGF | Cap-Tons | 3.16 | 2160 | None | 141 | 0.115 | 9.06 | [9 empty] | DEER:Res:HVAC_Eff_AC | Annual | 20
RB-HV-DuctSeal-HighToLow | DEER2021 | D20v0 | 2020-11-19 10:44 | Any | SFm | Ex | CZ14 | rDXHP | Cap-Tons | 3.16 | 2160 | None | 265 | 0.123 | 0 | [9 empty] | DEER:Res:HVAC_Eff_AC | Annual | 20
RB-HV-DuctSeal-HighToLow | DEER2021 | D20v0 | 2020-11-19 10:44 | Any | SFm | Ex | CZ14 | rNCGF | Cap-kBTUh | 58.7128 | 2160 | None | 0.30409 | 0 | 0.47309 | [9 empty] | DEER:Res:HVAC_Eff_AC | Annual | 20
RB-HV-DuctSeal-HighToLow | DEER2021 | D20v0 | 2020-11-19 10:44 | Any | SFm | Ex | CZ14 | rWtd | Cap-Tons | 3.16 | 2160 | None | 147 | 0.115 | 8.57 | [9 empty] | DEER:Res:HVAC_Eff_AC | Annual | 20
RB-HV-DuctSeal-HighToLow | DEER2021 | D20v0 | 2020-11-19 10:44 | Any | SFm | Old | CZ14 | rDXGF | Cap-Tons | 4.03 | 1710 | None | 92 | 0.0975 | 8.03 | [9 empty] | DEER:Res:HVAC_Eff_AC | Annual | 20
RB-HV-DuctSeal-HighToLow | DEER2021 | D20v0 | 2020-11-19 10:44 | Any | SFm | Old | CZ14 | rDXHP | Cap-Tons | 4.03 | 1710 | None | 205 | 0.105 | 0 | [9 empty] | DEER:Res:HVAC_Eff_AC | Annual | 20
RB-HV-DuctSeal-HighToLow | DEER2021 | D20v0 | 2020-11-19 10:44 | Any | SFm | Old | CZ14 | rNCGF | Cap-kBTUh | 74.8774 | 1710 | None | 0.25834 | 0 | 0.41712 | [9 empty] | DEER:Res:HVAC_Eff_AC | Annual | 20
RB-HV-DuctSeal-HighToLow | DEER2021 | D20v0 | 2020-11-19 10:44 | Any | SFm | Old | CZ14 | rWtd | Cap-Tons | 4.03 | 1710 | None | 97.5 | 0.0972 | 7.59 | [9 empty] | DEER:Res:HVAC_Eff_AC | Annual | 20
RB-HV-DuctSeal-HighToLow | DEER2021 | D20v0 | 2020-11-19 10:44 | Any | DMo | Ex | CZ15 | rDXGF | Cap-Tons | 3.5 | 1240 | None | 295 | 0.125 | 2.45 | [9 empty] | DEER:Res:HVAC_Eff_AC | Annual | 20
RB-HV-DuctSeal-HighToLow | DEER2021 | D20v0 | 2020-11-19 10:44 | Any | DMo | Ex | CZ15 | rDXHP | Cap-Tons | 3.5 | 1240 | None | 321 | 0.129 | 0 | [9 empty] | DEER:Res:HVAC_Eff_AC | Annual | 20
RB-HV-DuctSeal-HighToLow | DEER2021 | D20v0 | 2020-11-19 10:44 | Any | DMo | Ex | CZ15 | rNCGF | Cap-kBTUh | 54.985 | 1240 | None | 0.089752 | 0 | 0.13813 | [9 empty] | DEER:Res:HVAC_Eff_AC | Annual | 20
RB-HV-DuctSeal-HighToLow | DEER2021 | D20v0 | 2020-11-19 10:44 | Any | DMo | Ex | CZ15 | rWtd | Cap-Tons | 3.5 | 1240 | None | 298 | 0.126 | 2.15 | [9 empty] | DEER:Res:HVAC_Eff_AC | Annual | 20
RB-HV-DuctSeal-HighToLow | DEER2021 | D20v0 | 2020-11-19 10:44 | Any | DMo | Old | CZ15 | rDXGF | Cap-Tons | 3.5 | 1230 | None | 234 | 0.17 | 4.28 | [9 empty] | DEER:Res:HVAC_Eff_AC | Annual | 20
RB-HV-DuctSeal-HighToLow | DEER2021 | D20v0 | 2020-11-19 10:44 | Any | DMo | Old | CZ15 | rDXHP | Cap-Tons | 3.5 | 1230 | None | 273 | 0.177 | 0 | [9 empty] | DEER:Res:HVAC_Eff_AC | Annual | 20
RB-HV-DuctSeal-HighToLow | DEER2021 | D20v0 | 2020-11-19 10:44 | Any | DMo | Old | CZ15 | rNCGF | Cap-kBTUh | 54.985 | 1230 | None | 0.15277 | 0 | 0.24061 | [9 empty] | DEER:Res:HVAC_Eff_AC | Annual | 20
RB-HV-DuctSeal-HighToLow | DEER2021 | D20v0 | 2020-11-19 10:44 | Any | DMo | Old | CZ15 | rWtd | Cap-Tons | 3.5 | 1230 | None | 239 | 0.171 | 3.75 | [9 empty] | DEER:Res:HVAC_Eff_AC | Annual | 20
RB-HV-DuctSeal-HighToLow | DEER2021 | D20v1 | 2020-11-19 10:44 | Any | MFm | Ex | CZ15 | rDXGF | Cap-Tons | 1.16 | 1090 | None | 35.1 | 0.0195 | 0.749 | [9 empty] | DEER:Res:HVAC_Eff_AC | Annual | 1
RB-HV-DuctSeal-HighToLow | DEER2021 | D20v1 | 2020-11-19 10:44 | Any | MFm | Ex | CZ15 | rDXHP | Cap-Tons | 1.16 | 1090 | None | 42 | 0.0199 | 0 | [9 empty] | DEER:Res:HVAC_Eff_AC | Annual | 1
RB-HV-DuctSeal-HighToLow | DEER2021 | D20v1 | 2020-11-19 10:44 | Any | MFm | Ex | CZ15 | rNCGF | Cap-kBTUh | 21.6688 | 1090 | None | 0.035278 | 0 | 0.038544 | [9 empty] | DEER:Res:HVAC_Eff_AC | Annual | 1
RB-HV-DuctSeal-HighToLow | DEER2021 | D20v1 | 2020-11-19 10:44 | Any | MFm | Ex | CZ15 | rWtd | Cap-Tons | 1.16 | 1090 | None | 35.6134 | 0.01935 | 0.65549 | [9 empty] | DEER:Res:HVAC_Eff_AC | Annual | 1
RB-HV-DuctSeal-HighToLow | DEER2021 | D20v0 | 2020-11-19 10:44 | Any | MFm | Old | CZ15 | rDXGF | Cap-Tons | 2.5 | 1410 | None | 35.1 | 0.0208 | 0.78 | [9 empty] | DEER:Res:HVAC_Eff_AC | Annual | 20
RB-HV-DuctSeal-HighToLow | DEER2021 | D20v0 | 2020-11-19 10:44 | Any | MFm | Old | CZ15 | rDXHP | Cap-Tons | 2.5 | 1410 | None | 42 | 0.0212 | 0 | [9 empty] | DEER:Res:HVAC_Eff_AC | Annual | 20
RB-HV-DuctSeal-HighToLow | DEER2021 | D20v0 | 2020-11-19 10:44 | Any | MFm | Old | CZ15 | rNCGF | Cap-kBTUh | 46.7 | 1410 | None | 0.028854 | 0 | 0.040203 | [9 empty] | DEER:Res:HVAC_Eff_AC | Annual | 20
RB-HV-DuctSeal-HighToLow | DEER2021 | D20v0 | 2020-11-19 10:44 | Any | MFm | Old | CZ15 | rWtd | Cap-Tons | 2.5 | 1410 | None | 35.6 | 0.0207 | 0.682 | [9 empty] | DEER:Res:HVAC_Eff_AC | Annual | 20
RB-HV-DuctSeal-HighToLow | DEER2021 | D20v1 | 2020-11-19 10:44 | Any | Res | Ex | CZ15 | rDXGF | Cap-Tons | 3.43 | 1886 | None | 158.91 | 0.104 | 3.63 | [9 empty] | DEER:Res:HVAC_Eff_AC | Annual | 1
RB-HV-DuctSeal-HighToLow | DEER2021 | D20v1 | 2020-11-19 10:44 | Any | Res | Ex | CZ15 | rDXHP | Cap-Tons | 3.43 | 1886 | None | 211.77 | 0.1172 | 0 | [9 empty] | DEER:Res:HVAC_Eff_AC | Annual | 1
RB-HV-DuctSeal-HighToLow | DEER2021 | D20v1 | 2020-11-19 10:44 | Any | Res | Ex | CZ15 | rNCGF | Cap-kBTUh | 3.43 | 1886 | None | 2.22 | 0 | 3.442 | [9 empty] | DEER:Res:HVAC_Eff_AC | Annual | 1
RB-HV-DuctSeal-HighToLow | DEER2021 | D20v1 | 2020-11-19 10:44 | Any | Res | Ex | CZ15 | rWtd | Cap-Tons | 3.43 | 1886 | None | 162.22 | 0.1 | 3.36 | [9 empty] | DEER:Res:HVAC_Eff_AC | Annual | 1
RB-HV-DuctSeal-HighToLow | DEER2021 | D20v0 | 2020-11-19 10:44 | Any | Res | Old | CZ15 | rDXGF | Cap-Tons | 3.6 | 1480 | None | 64.3 | 0.045 | 1.61 | [9 empty] | DEER:Res:HVAC_Eff_AC | Annual | 20
RB-HV-DuctSeal-HighToLow | DEER2021 | D20v0 | 2020-11-19 10:44 | Any | Res | Old | CZ15 | rDXHP | Cap-Tons | 3.6 | 1480 | None | 82.8 | 0.048 | 0 | [9 empty] | DEER:Res:HVAC_Eff_AC | Annual | 20
RB-HV-DuctSeal-HighToLow | DEER2021 | D20v0 | 2020-11-19 10:44 | Any | Res | Old | CZ15 | rNCGF | Cap-kBTUh | 3.6 | 1480 | None | 1 | 0 | 1.52 | [9 empty] | DEER:Res:HVAC_Eff_AC | Annual | 20
RB-HV-DuctSeal-HighToLow | DEER2021 | D20v0 | 2020-11-19 10:44 | Any | Res | Old | CZ15 | rWtd | Cap-Tons | 3.6 | 1480 | None | 65 | 0.044 | 1.48 | [9 empty] | DEER:Res:HVAC_Eff_AC | Annual | 20
RB-HV-DuctSeal-HighToLow | DEER2021 | D20v0 | 2020-11-19 10:44 | Any | SFm | Ex | CZ15 | rDXGF | Cap-Tons | 3.4 | 2160 | None | 136 | 0.0871 | 3.76 | [9 empty] | DEER:Res:HVAC_Eff_AC | Annual | 20
RB-HV-DuctSeal-HighToLow | DEER2021 | D20v0 | 2020-11-19 10:44 | Any | SFm | Ex | CZ15 | rDXHP | Cap-Tons | 3.4 | 2160 | None | 187 | 0.0945 | 0 | [9 empty] | DEER:Res:HVAC_Eff_AC | Annual | 20
RB-HV-DuctSeal-HighToLow | DEER2021 | D20v0 | 2020-11-19 10:44 | Any | SFm | Ex | CZ15 | rNCGF | Cap-kBTUh | 63.172 | 2160 | None | 0.12433 | 0 | 0.19699 | [9 empty] | DEER:Res:HVAC_Eff_AC | Annual | 20
RB-HV-DuctSeal-HighToLow | DEER2021 | D20v0 | 2020-11-19 10:44 | Any | SFm | Ex | CZ15 | rWtd | Cap-Tons | 3.4 | 2160 | None | 137 | 0.0862 | 3.56 | [9 empty] | DEER:Res:HVAC_Eff_AC | Annual | 20
RB-HV-DuctSeal-HighToLow | DEER2021 | D20v0 | 2020-11-19 10:44 | Any | SFm | Old | CZ15 | rDXGF | Cap-Tons | 5.32 | 1640 | None | 91.8 | 0.0689 | 2.65 | [9 empty] | DEER:Res:HVAC_Eff_AC | Annual | 20
RB-HV-DuctSeal-HighToLow | DEER2021 | D20v0 | 2020-11-19 10:44 | Any | SFm | Old | CZ15 | rDXHP | Cap-Tons | 5.32 | 1640 | None | 127 | 0.0758 | 0 | [9 empty] | DEER:Res:HVAC_Eff_AC | Annual | 20
RB-HV-DuctSeal-HighToLow | DEER2021 | D20v0 | 2020-11-19 10:44 | Any | SFm | Old | CZ15 | rNCGF | Cap-kBTUh | 98.8456 | 1640 | None | 0.082347 | 0 | 0.13402 | [9 empty] | DEER:Res:HVAC_Eff_AC | Annual | 20
RB-HV-DuctSeal-HighToLow | DEER2021 | D20v0 | 2020-11-19 10:44 | Any | SFm | Old | CZ15 | rWtd | Cap-Tons | 5.32 | 1640 | None | 92.3 | 0.0683 | 2.5 | [9 empty] | DEER:Res:HVAC_Eff_AC | Annual | 20
RB-HV-DuctSeal-HighToLow | DEER2021 | D20v0 | 2020-11-19 10:44 | Any | DMo | Ex | CZ16 | rDXGF | Cap-Tons | 3.5 | 1240 | None | 144 | 0.053 | 9.12 | [9 empty] | DEER:Res:HVAC_Eff_AC | Annual | 20
RB-HV-DuctSeal-HighToLow | DEER2021 | D20v0 | 2020-11-19 10:44 | Any | DMo | Ex | CZ16 | rDXHP | Cap-Tons | 3.5 | 1240 | None | 265 | 0.06 | 0 | [9 empty] | DEER:Res:HVAC_Eff_AC | Annual | 20
RB-HV-DuctSeal-HighToLow | DEER2021 | D20v0 | 2020-11-19 10:44 | Any | DMo | Ex | CZ16 | rNCGF | Cap-kBTUh | 54.985 | 1240 | None | 0.33291 | 0 | 0.50987 | [9 empty] | DEER:Res:HVAC_Eff_AC | Annual | 20
RB-HV-DuctSeal-HighToLow | DEER2021 | D20v0 | 2020-11-19 10:44 | Any | DMo | Ex | CZ16 | rWtd | Cap-Tons | 3.5 | 1240 | None | 159 | 0.0539 | 7.98 | [9 empty] | DEER:Res:HVAC_Eff_AC | Annual | 20
RB-HV-DuctSeal-HighToLow | DEER2021 | D20v0 | 2020-11-19 10:44 | Any | DMo | Old | CZ16 | rDXGF | Cap-Tons | 3.5 | 1240 | None | 66.8 | 0.0797 | 27.9 | [9 empty] | DEER:Res:HVAC_Eff_AC | Annual | 20
RB-HV-DuctSeal-HighToLow | DEER2021 | D20v0 | 2020-11-19 10:44 | Any | DMo | Old | CZ16 | rDXHP | Cap-Tons | 3.5 | 1240 | None | 413 | 0.0877 | 0 | [9 empty] | DEER:Res:HVAC_Eff_AC | Annual | 20
RB-HV-DuctSeal-HighToLow | DEER2021 | D20v0 | 2020-11-19 10:44 | Any | DMo | Old | CZ16 | rNCGF | Cap-kBTUh | 54.985 | 1240 | None | 0.96117 | 0 | 1.5213 | [9 empty] | DEER:Res:HVAC_Eff_AC | Annual | 20
RB-HV-DuctSeal-HighToLow | DEER2021 | D20v0 | 2020-11-19 10:44 | Any | DMo | Old | CZ16 | rWtd | Cap-Tons | 3.5 | 1240 | None | 110 | 0.0807 | 24.4 | [9 empty] | DEER:Res:HVAC_Eff_AC | Annual | 20
RB-HV-DuctSeal-HighToLow | DEER2021 | D20v1 | 2020-11-19 10:44 | Any | MFm | Ex | CZ16 | rDXGF | Cap-Tons | 1 | 999 | None | 18.7 | 0.0173 | 4.44 | [9 empty] | DEER:Res:HVAC_Eff_AC | Annual | 1
RB-HV-DuctSeal-HighToLow | DEER2021 | D20v1 | 2020-11-19 10:44 | Any | MFm | Ex | CZ16 | rDXHP | Cap-Tons | 1 | 999 | None | 90 | 0.0193 | 0 | [9 empty] | DEER:Res:HVAC_Eff_AC | Annual | 1
RB-HV-DuctSeal-HighToLow | DEER2021 | D20v1 | 2020-11-19 10:44 | Any | MFm | Ex | CZ16 | rNCGF | Cap-kBTUh | 18.68 | 999 | None | 0.2152 | 0 | 0.22591 | [9 empty] | DEER:Res:HVAC_Eff_AC | Annual | 1
RB-HV-DuctSeal-HighToLow | DEER2021 | D20v1 | 2020-11-19 10:44 | Any | MFm | Ex | CZ16 | rWtd | Cap-Tons | 1 | 999 | None | 22.3162 | 0.01358 | 3.9583 | [9 empty] | DEER:Res:HVAC_Eff_AC | Annual | 1
RB-HV-DuctSeal-HighToLow | DEER2021 | D20v0 | 2020-11-19 10:44 | Any | MFm | Old | CZ16 | rDXGF | Cap-Tons | 1.52 | 1130 | None | 14.9 | 0.0143 | 4.02 | [9 empty] | DEER:Res:HVAC_Eff_AC | Annual | 20
RB-HV-DuctSeal-HighToLow | DEER2021 | D20v0 | 2020-11-19 10:44 | Any | MFm | Old | CZ16 | rDXHP | Cap-Tons | 1.52 | 1130 | None | 68.9 | 0.0154 | 0 | [9 empty] | DEER:Res:HVAC_Eff_AC | Annual | 20
RB-HV-DuctSeal-HighToLow | DEER2021 | D20v0 | 2020-11-19 10:44 | Any | MFm | Old | CZ16 | rNCGF | Cap-kBTUh | 28.3936 | 1130 | None | 0.16809 | 0 | 0.20717 | [9 empty] | DEER:Res:HVAC_Eff_AC | Annual | 20
RB-HV-DuctSeal-HighToLow | DEER2021 | D20v0 | 2020-11-19 10:44 | Any | MFm | Old | CZ16 | rWtd | Cap-Tons | 1.52 | 1130 | None | 21.7 | 0.0144 | 3.52 | [9 empty] | DEER:Res:HVAC_Eff_AC | Annual | 20
RB-HV-DuctSeal-HighToLow | DEER2021 | D20v1 | 2020-11-19 10:44 | Any | Res | Ex | CZ16 | rDXGF | Cap-Tons | 3.59 | 2116 | None | 17.52 | 0.0313 | 8.132 | [9 empty] | DEER:Res:HVAC_Eff_AC | Annual | 1
RB-HV-DuctSeal-HighToLow | DEER2021 | D20v1 | 2020-11-19 10:44 | Any | Res | Ex | CZ16 | rDXHP | Cap-Tons | 3.59 | 2116 | None | 140.94 | 0.0327 | 0 | [9 empty] | DEER:Res:HVAC_Eff_AC | Annual | 1
RB-HV-DuctSeal-HighToLow | DEER2021 | D20v1 | 2020-11-19 10:44 | Any | Res | Ex | CZ16 | rNCGF | Cap-kBTUh | 3.59 | 2116 | None | 4.93 | 0 | 7.692 | [9 empty] | DEER:Res:HVAC_Eff_AC | Annual | 1
RB-HV-DuctSeal-HighToLow | DEER2021 | D20v1 | 2020-11-19 10:44 | Any | Res | Ex | CZ16 | rWtd | Cap-Tons | 3.59 | 2116 | None | 22.35 | 0.02 | 7.59 | [9 empty] | DEER:Res:HVAC_Eff_AC | Annual | 1
RB-HV-DuctSeal-HighToLow | DEER2021 | D20v0 | 2020-11-19 10:44 | Any | Res | Old | CZ16 | rDXGF | Cap-Tons | 2.9 | 1570 | None | 36.8 | 0.054 | 12.4 | [9 empty] | DEER:Res:HVAC_Eff_AC | Annual | 20
RB-HV-DuctSeal-HighToLow | DEER2021 | D20v0 | 2020-11-19 10:44 | Any | Res | Old | CZ16 | rDXHP | Cap-Tons | 2.9 | 1570 | None | 218 | 0.057 | 0 | [9 empty] | DEER:Res:HVAC_Eff_AC | Annual | 20
RB-HV-DuctSeal-HighToLow | DEER2021 | D20v0 | 2020-11-19 10:44 | Any | Res | Old | CZ16 | rNCGF | Cap-kBTUh | 2.9 | 1570 | None | 8.1 | 0 | 12.1 | [9 empty] | DEER:Res:HVAC_Eff_AC | Annual | 20
RB-HV-DuctSeal-HighToLow | DEER2021 | D20v0 | 2020-11-19 10:44 | Any | Res | Old | CZ16 | rWtd | Cap-Tons | 2.9 | 1570 | None | 35.8 | 0.037 | 11.8 | [9 empty] | DEER:Res:HVAC_Eff_AC | Annual | 20
RB-HV-DuctSeal-HighToLow | DEER2021 | D20v0 | 2020-11-19 10:44 | Any | SFm | Ex | CZ16 | rDXGF | Cap-Tons | 3.61 | 2300 | None | 14 | 0.0282 | 7.37 | [9 empty] | DEER:Res:HVAC_Eff_AC | Annual | 20
RB-HV-DuctSeal-HighToLow | DEER2021 | D20v0 | 2020-11-19 10:44 | Any | SFm | Ex | CZ16 | rDXHP | Cap-Tons | 3.61 | 2300 | None | 118 | 0.0283 | 0 | [9 empty] | DEER:Res:HVAC_Eff_AC | Annual | 20
RB-HV-DuctSeal-HighToLow | DEER2021 | D20v0 | 2020-11-19 10:44 | Any | SFm | Ex | CZ16 | rNCGF | Cap-kBTUh | 67.0738 | 2300 | None | 0.24166 | 0 | 0.38482 | [9 empty] | DEER:Res:HVAC_Eff_AC | Annual | 20
RB-HV-DuctSeal-HighToLow | DEER2021 | D20v0 | 2020-11-19 10:44 | Any | SFm | Ex | CZ16 | rWtd | Cap-Tons | 3.61 | 2300 | None | 14.6 | 0.0188 | 7.03 | [9 empty] | DEER:Res:HVAC_Eff_AC | Annual | 20
RB-HV-DuctSeal-HighToLow | DEER2021 | D20v0 | 2020-11-19 10:44 | Any | SFm | Old | CZ16 | rDXGF | Cap-Tons | 3.26 | 1690 | None | 42.8 | 0.0654 | 14.7 | [9 empty] | DEER:Res:HVAC_Eff_AC | Annual | 20
RB-HV-DuctSeal-HighToLow | DEER2021 | D20v0 | 2020-11-19 10:44 | Any | SFm | Old | CZ16 | rDXHP | Cap-Tons | 3.26 | 1690 | None | 259 | 0.0688 | 0 | [9 empty] | DEER:Res:HVAC_Eff_AC | Annual | 20
RB-HV-DuctSeal-HighToLow | DEER2021 | D20v0 | 2020-11-19 10:44 | Any | SFm | Old | CZ16 | rNCGF | Cap-kBTUh | 60.5708 | 1690 | None | 0.51076 | 0 | 0.77503 | [9 empty] | DEER:Res:HVAC_Eff_AC | Annual | 20
RB-HV-DuctSeal-HighToLow | DEER2021 | D20v0 | 2020-11-19 10:44 | Any | SFm | Old | CZ16 | rWtd | Cap-Tons | 3.26 | 1690 | None | 39.5 | 0.0437 | 14 | [9 empty] | DEER:Res:HVAC_Eff_AC | Annual | 20
RB-HV-DuctSeal-MedToLow | DEER2021 | D20v0 | 2020-11-19 10:44 | Any | DMo | Ex | CZ01 | rDXGF | Cap-Tons | 3.5 | 1240 | None | 1.7 | 0 | 2.1 | [9 empty] | DEER:Res:HVAC_Eff_AC | Annual | 20
RB-HV-DuctSeal-MedToLow | DEER2021 | D20v0 | 2020-11-19 10:44 | Any | DMo | Ex | CZ01 | rDXHP | Cap-Tons | 3.5 | 1240 | None | 18.8 | 0 | 0 | [9 empty] | DEER:Res:HVAC_Eff_AC | Annual | 20
RB-HV-DuctSeal-MedToLow | DEER2021 | D20v0 | 2020-11-19 10:44 | Any | DMo | Ex | CZ01 | rNCGF | Cap-kBTUh | 54.985 | 1240 | None | 0.077658 | 0 | 0.12031 | [9 empty] | DEER:Res:HVAC_Eff_AC | Annual | 20
RB-HV-DuctSeal-MedToLow | DEER2021 | D20v0 | 2020-11-19 10:44 | Any | DMo | Ex | CZ01 | rWtd | Cap-Tons | 3.5 | 1240 | None | 1.58 | 0 | 1.88 | [9 empty] | DEER:Res:HVAC_Eff_AC | Annual | 20
RB-HV-DuctSeal-MedToLow | DEER2021 | D20v0 | 2020-11-19 10:44 | Any | DMo | Old | CZ01 | rDXGF | Cap-Tons | 3.5 | 1210 | None | 4.24 | 0 | 5.4 | [9 empty] | DEER:Res:HVAC_Eff_AC | Annual | 20
RB-HV-DuctSeal-MedToLow | DEER2021 | D20v0 | 2020-11-19 10:44 | Any | DMo | Old | CZ01 | rDXHP | Cap-Tons | 3.5 | 1210 | None | 47.5 | 0 | 0 | [9 empty] | DEER:Res:HVAC_Eff_AC | Annual | 20
RB-HV-DuctSeal-MedToLow | DEER2021 | D20v0 | 2020-11-19 10:44 | Any | DMo | Old | CZ01 | rNCGF | Cap-kBTUh | 54.985 | 1210 | None | 0.19287 | 0 | 0.30936 | [9 empty] | DEER:Res:HVAC_Eff_AC | Annual | 20
RB-HV-DuctSeal-MedToLow | DEER2021 | D20v0 | 2020-11-19 10:44 | Any | DMo | Old | CZ01 | rWtd | Cap-Tons | 3.5 | 1210 | None | 3.94 | 0 | 4.84 | [9 empty] | DEER:Res:HVAC_Eff_AC | Annual | 20
RB-HV-DuctSeal-MedToLow | DEER2021 | D20v0 | 2020-11-19 10:44 | Any | MFm | Ex | CZ01 | rDXGF | Cap-Tons | 1 | 999 | None | 1.24 | 0 | 1.01 | [9 empty] | DEER:Res:HVAC_Eff_AC | Annual | 20
RB-HV-DuctSeal-MedToLow | DEER2021 | D20v0 | 2020-11-19 10:44 | Any | MFm | Ex | CZ01 | rDXHP | Cap-Tons | 1 | 999 | None | 11.3 | 0 | 0 | [9 empty] | DEER:Res:HVAC_Eff_AC | Annual | 20
RB-HV-DuctSeal-MedToLow | DEER2021 | D20v0 | 2020-11-19 10:44 | Any | MFm | Ex | CZ01 | rNCGF | Cap-kBTUh | 18.68 | 999 | None | 0.049893 | 0 | 0.04727 | [9 empty] | DEER:Res:HVAC_Eff_AC | Annual | 20
RB-HV-DuctSeal-MedToLow | DEER2021 | D20v0 | 2020-11-19 10:44 | Any | MFm | Ex | CZ01 | rWtd | Cap-Tons | 1 | 999 | None | 0.986 | 0 | 0.883 | [9 empty] | DEER:Res:HVAC_Eff_AC | Annual | 20
RB-HV-DuctSeal-MedToLow | DEER2021 | D20v0 | 2020-11-19 10:44 | Any | MFm | Old | CZ01 | rDXGF | Cap-Tons | 1.06 | 1050 | None | 1.69 | 0 | 1.58 | [9 empty] | DEER:Res:HVAC_Eff_AC | Annual | 20
RB-HV-DuctSeal-MedToLow | DEER2021 | D20v0 | 2020-11-19 10:44 | Any | MFm | Old | CZ01 | rDXHP | Cap-Tons | 1.06 | 1050 | None | 16.8 | 0 | 0 | [9 empty] | DEER:Res:HVAC_Eff_AC | Annual | 20
RB-HV-DuctSeal-MedToLow | DEER2021 | D20v0 | 2020-11-19 10:44 | Any | MFm | Old | CZ01 | rNCGF | Cap-kBTUh | 19.8008 | 1050 | None | 0.075482 | 0 | 0.078694 | [9 empty] | DEER:Res:HVAC_Eff_AC | Annual | 20
RB-HV-DuctSeal-MedToLow | DEER2021 | D20v0 | 2020-11-19 10:44 | Any | MFm | Old | CZ01 | rWtd | Cap-Tons | 1.06 | 1050 | None | 1.49 | 0 | 1.47 | [9 empty] | DEER:Res:HVAC_Eff_AC | Annual | 20
RB-HV-DuctSeal-MedToLow | DEER2021 | D20v0 | 2020-11-19 10:44 | Any | Res | Ex | CZ01 | rDXGF | Cap-Tons | 1.8 | 1750 | None | 2.5 | 0 | 3.05 | [9 empty] | DEER:Res:HVAC_Eff_AC | Annual | 20
RB-HV-DuctSeal-MedToLow | DEER2021 | D20v0 | 2020-11-19 10:44 | Any | Res | Ex | CZ01 | rDXHP | Cap-Tons | 1.8 | 1750 | None | 31.5 | 0 | 0 | [9 empty] | DEER:Res:HVAC_Eff_AC | Annual | 20
RB-HV-DuctSeal-MedToLow | DEER2021 | D20v0 | 2020-11-19 10:44 | Any | Res | Ex | CZ01 | rNCGF | Cap-kBTUh | 1.8 | 1750 | None | 2.2 | 0 | 2.94 | [9 empty] | DEER:Res:HVAC_Eff_AC | Annual | 20
RB-HV-DuctSeal-MedToLow | DEER2021 | D20v0 | 2020-11-19 10:44 | Any | Res | Ex | CZ01 | rWtd | Cap-Tons | 1.8 | 1750 | None | 2.2 | 0 | 2.93 | [9 empty] | DEER:Res:HVAC_Eff_AC | Annual | 20
RB-HV-DuctSeal-MedToLow | DEER2021 | D20v0 | 2020-11-19 10:44 | Any | Res | Old | CZ01 | rDXGF | Cap-Tons | 1.9 | 1620 | None | 4.5 | 0 | 5.5 | [9 empty] | DEER:Res:HVAC_Eff_AC | Annual | 20
RB-HV-DuctSeal-MedToLow | DEER2021 | D20v0 | 2020-11-19 10:44 | Any | Res | Old | CZ01 | rDXHP | Cap-Tons | 1.9 | 1620 | None | 59.7 | 0 | 0 | [9 empty] | DEER:Res:HVAC_Eff_AC | Annual | 20
RB-HV-DuctSeal-MedToLow | DEER2021 | D20v0 | 2020-11-19 10:44 | Any | Res | Old | CZ01 | rNCGF | Cap-kBTUh | 1.9 | 1620 | None | 4 | 0 | 5.38 | [9 empty] | DEER:Res:HVAC_Eff_AC | Annual | 20
RB-HV-DuctSeal-MedToLow | DEER2021 | D20v0 | 2020-11-19 10:44 | Any | Res | Old | CZ01 | rWtd | Cap-Tons | 1.9 | 1620 | None | 4.1 | 0 | 5.37 | [9 empty] | DEER:Res:HVAC_Eff_AC | Annual | 20
RB-HV-DuctSeal-MedToLow | DEER2021 | D20v0 | 2020-11-19 10:44 | Any | SFm | Ex | CZ01 | rDXGF | Cap-Tons | 2.33 | 2300 | None | 3.35 | 0 | 4.53 | [9 empty] | DEER:Res:HVAC_Eff_AC | Annual | 20
RB-HV-DuctSeal-MedToLow | DEER2021 | D20v0 | 2020-11-19 10:44 | Any | SFm | Ex | CZ01 | rDXHP | Cap-Tons | 2.33 | 2300 | None | 46.2 | 0 | 0 | [9 empty] | DEER:Res:HVAC_Eff_AC | Annual | 20
RB-HV-DuctSeal-MedToLow | DEER2021 | D20v0 | 2020-11-19 10:44 | Any | SFm | Ex | CZ01 | rNCGF | Cap-kBTUh | 43.2914 | 2300 | None | 0.16631 | 0 | 0.23789 | [9 empty] | DEER:Res:HVAC_Eff_AC | Annual | 20
RB-HV-DuctSeal-MedToLow | DEER2021 | D20v0 | 2020-11-19 10:44 | Any | SFm | Ex | CZ01 | rWtd | Cap-Tons | 2.33 | 2300 | None | 3.13 | 0 | 4.42 | [9 empty] | DEER:Res:HVAC_Eff_AC | Annual | 20
RB-HV-DuctSeal-MedToLow | DEER2021 | D20v0 | 2020-11-19 10:44 | Any | SFm | Old | CZ01 | rDXGF | Cap-Tons | 2.06 | 1830 | None | 5.41 | 0 | 6.74 | [9 empty] | DEER:Res:HVAC_Eff_AC | Annual | 20
RB-HV-DuctSeal-MedToLow | DEER2021 | D20v0 | 2020-11-19 10:44 | Any | SFm | Old | CZ01 | rDXHP | Cap-Tons | 2.06 | 1830 | None | 73.9 | 0 | 0 | [9 empty] | DEER:Res:HVAC_Eff_AC | Annual | 20
RB-HV-DuctSeal-MedToLow | DEER2021 | D20v0 | 2020-11-19 10:44 | Any | SFm | Old | CZ01 | rNCGF | Cap-kBTUh | 38.2748 | 1830 | None | 0.26534 | 0 | 0.35684 | [9 empty] | DEER:Res:HVAC_Eff_AC | Annual | 20
RB-HV-DuctSeal-MedToLow | DEER2021 | D20v0 | 2020-11-19 10:44 | Any | SFm | Old | CZ01 | rWtd | Cap-Tons | 2.06 | 1830 | None | 4.98 | 0 | 6.63 | [9 empty] | DEER:Res:HVAC_Eff_AC | Annual | 20
RB-HV-DuctSeal-MedToLow | DEER2021 | D20v0 | 2020-11-19 10:44 | Any | DMo | Ex | CZ02 | rDXGF | Cap-Tons | 3.5 | 1240 | None | 85 | 0.0357 | 2.76 | [9 empty] | DEER:Res:HVAC_Eff_AC | Annual | 20
RB-HV-DuctSeal-MedToLow | DEER2021 | D20v0 | 2020-11-19 10:44 | Any | DMo | Ex | CZ02 | rDXHP | Cap-Tons | 3.5 | 1240 | None | 112 | 0.0395 | 0 | [9 empty] | DEER:Res:HVAC_Eff_AC | Annual | 20
RB-HV-DuctSeal-MedToLow | DEER2021 | D20v0 | 2020-11-19 10:44 | Any | DMo | Ex | CZ02 | rNCGF | Cap-kBTUh | 54.985 | 1240 | None | 0.10185 | 0 | 0.15786 | [9 empty] | DEER:Res:HVAC_Eff_AC | Annual | 20
RB-HV-DuctSeal-MedToLow | DEER2021 | D20v0 | 2020-11-19 10:44 | Any | DMo | Ex | CZ02 | rWtd | Cap-Tons | 3.5 | 1240 | None | 81.7 | 0.0334 | 2.42 | [9 empty] | DEER:Res:HVAC_Eff_AC | Annual | 20
RB-HV-DuctSeal-MedToLow | DEER2021 | D20v0 | 2020-11-19 10:44 | Any | DMo | Old | CZ02 | rDXGF | Cap-Tons | 3.5 | 1210 | None | 16.7 | 0.047 | 5.51 | [9 empty] | DEER:Res:HVAC_Eff_AC | Annual | 20
RB-HV-DuctSeal-MedToLow | DEER2021 | D20v0 | 2020-11-19 10:44 | Any | DMo | Old | CZ02 | rDXHP | Cap-Tons | 3.5 | 1210 | None | 69.5 | 0.0519 | 0 | [9 empty] | DEER:Res:HVAC_Eff_AC | Annual | 20
RB-HV-DuctSeal-MedToLow | DEER2021 | D20v0 | 2020-11-19 10:44 | Any | DMo | Old | CZ02 | rNCGF | Cap-kBTUh | 54.985 | 1210 | None | 0.19478 | 0 | 0.3119 | [9 empty] | DEER:Res:HVAC_Eff_AC | Annual | 20
RB-HV-DuctSeal-MedToLow | DEER2021 | D20v0 | 2020-11-19 10:44 | Any | DMo | Old | CZ02 | rWtd | Cap-Tons | 3.5 | 1210 | None | 21.8 | 0.0439 | 4.83 | [9 empty] | DEER:Res:HVAC_Eff_AC | Annual | 20
RB-HV-DuctSeal-MedToLow | DEER2021 | D20v0 | 2020-11-19 10:44 | Any | MFm | Ex | CZ02 | rDXGF | Cap-Tons | 1 | 1070 | None | 2.7 | 0.0054 | 0.646 | [9 empty] | DEER:Res:HVAC_Eff_AC | Annual | 20
RB-HV-DuctSeal-MedToLow | DEER2021 | D20v0 | 2020-11-19 10:44 | Any | MFm | Ex | CZ02 | rDXHP | Cap-Tons | 1 | 1070 | None | 9.4 | 0.0064 | 0 | [9 empty] | DEER:Res:HVAC_Eff_AC | Annual | 20
RB-HV-DuctSeal-MedToLow | DEER2021 | D20v0 | 2020-11-19 10:44 | Any | MFm | Ex | CZ02 | rNCGF | Cap-kBTUh | 18.68 | 1070 | None | 0.032548 | 0 | 0.031585 | [9 empty] | DEER:Res:HVAC_Eff_AC | Annual | 20
RB-HV-DuctSeal-MedToLow | DEER2021 | D20v0 | 2020-11-19 10:44 | Any | MFm | Ex | CZ02 | rWtd | Cap-Tons | 1 | 1070 | None | 1.82 | 0.00229 | 0.579 | [9 empty] | DEER:Res:HVAC_Eff_AC | Annual | 20
RB-HV-DuctSeal-MedToLow | DEER2021 | D20v0 | 2020-11-19 10:44 | Any | MFm | Old | CZ02 | rDXGF | Cap-Tons | 1.48 | 1080 | None | 2.81 | 0.00664 | 0.981 | [9 empty] | DEER:Res:HVAC_Eff_AC | Annual | 20
RB-HV-DuctSeal-MedToLow | DEER2021 | D20v0 | 2020-11-19 10:44 | Any | MFm | Old | CZ02 | rDXHP | Cap-Tons | 1.48 | 1080 | None | 12.9 | 0.00683 | 0 | [9 empty] | DEER:Res:HVAC_Eff_AC | Annual | 20
RB-HV-DuctSeal-MedToLow | DEER2021 | D20v0 | 2020-11-19 10:44 | Any | MFm | Old | CZ02 | rNCGF | Cap-kBTUh | 27.6464 | 1080 | None | 0.041221 | 0 | 0.050589 | [9 empty] | DEER:Res:HVAC_Eff_AC | Annual | 20
RB-HV-DuctSeal-MedToLow | DEER2021 | D20v0 | 2020-11-19 10:44 | Any | MFm | Old | CZ02 | rWtd | Cap-Tons | 1.48 | 1080 | None | 2.14 | 0.00276 | 0.909 | [9 empty] | DEER:Res:HVAC_Eff_AC | Annual | 20
RB-HV-DuctSeal-MedToLow | DEER2021 | D20v0 | 2020-11-19 10:44 | Any | Res | Ex | CZ02 | rDXGF | Cap-Tons | 1.6 | 1410 | None | 12.8 | 0.017 | 2.67 | [9 empty] | DEER:Res:HVAC_Eff_AC | Annual | 20
RB-HV-DuctSeal-MedToLow | DEER2021 | D20v0 | 2020-11-19 10:44 | Any | Res | Ex | CZ02 | rDXHP | Cap-Tons | 1.6 | 1410 | None | 41.5 | 0.018 | 0 | [9 empty] | DEER:Res:HVAC_Eff_AC | Annual | 20
RB-HV-DuctSeal-MedToLow | DEER2021 | D20v0 | 2020-11-19 10:44 | Any | Res | Ex | CZ02 | rNCGF | Cap-kBTUh | 1.6 | 1410 | None | 1.9 | 0 | 2.57 | [9 empty] | DEER:Res:HVAC_Eff_AC | Annual | 20
RB-HV-DuctSeal-MedToLow | DEER2021 | D20v0 | 2020-11-19 10:44 | Any | Res | Ex | CZ02 | rWtd | Cap-Tons | 1.6 | 1410 | None | 10.7 | 0.008 | 2.53 | [9 empty] | DEER:Res:HVAC_Eff_AC | Annual | 20
RB-HV-DuctSeal-MedToLow | DEER2021 | D20v0 | 2020-11-19 10:44 | Any | Res | Old | CZ02 | rDXGF | Cap-Tons | 3 | 1560 | None | 6 | 0.019 | 3.71 | [9 empty] | DEER:Res:HVAC_Eff_AC | Annual | 20
RB-HV-DuctSeal-MedToLow | DEER2021 | D20v0 | 2020-11-19 10:44 | Any | Res | Old | CZ02 | rDXHP | Cap-Tons | 3 | 1560 | None | 46 | 0.02 | 0 | [9 empty] | DEER:Res:HVAC_Eff_AC | Annual | 20
RB-HV-DuctSeal-MedToLow | DEER2021 | D20v0 | 2020-11-19 10:44 | Any | Res | Old | CZ02 | rNCGF | Cap-kBTUh | 3 | 1560 | None | 2.3 | 0 | 3.59 | [9 empty] | DEER:Res:HVAC_Eff_AC | Annual | 20
RB-HV-DuctSeal-MedToLow | DEER2021 | D20v0 | 2020-11-19 10:44 | Any | Res | Old | CZ02 | rWtd | Cap-Tons | 3 | 1560 | None | 5.5 | 0.009 | 3.54 | [9 empty] | DEER:Res:HVAC_Eff_AC | Annual | 20
RB-HV-DuctSeal-MedToLow | DEER2021 | D20v0 | 2020-11-19 10:44 | Any | SFm | Ex | CZ02 | rDXGF | Cap-Tons | 2.21 | 1950 | None | 12.3 | 0.0308 | 5.67 | [9 empty] | DEER:Res:HVAC_Eff_AC | Annual | 20
RB-HV-DuctSeal-MedToLow | DEER2021 | D20v0 | 2020-11-19 10:44 | Any | SFm | Ex | CZ02 | rDXHP | Cap-Tons | 2.21 | 1950 | None | 74.1 | 0.031 | 0 | [9 empty] | DEER:Res:HVAC_Eff_AC | Annual | 20
RB-HV-DuctSeal-MedToLow | DEER2021 | D20v0 | 2020-11-19 10:44 | Any | SFm | Ex | CZ02 | rNCGF | Cap-kBTUh | 41.0618 | 1950 | None | 0.21206 | 0 | 0.29763 | [9 empty] | DEER:Res:HVAC_Eff_AC | Annual | 20
RB-HV-DuctSeal-MedToLow | DEER2021 | D20v0 | 2020-11-19 10:44 | Any | SFm | Ex | CZ02 | rWtd | Cap-Tons | 2.21 | 1950 | None | 8.55 | 0.0121 | 5.46 | [9 empty] | DEER:Res:HVAC_Eff_AC | Annual | 20
RB-HV-DuctSeal-MedToLow | DEER2021 | D20v0 | 2020-11-19 10:44 | Any | SFm | Old | CZ02 | rDXGF | Cap-Tons | 3.42 | 1720 | None | 5.92 | 0.0195 | 4.32 | [9 empty] | DEER:Res:HVAC_Eff_AC | Annual | 20
RB-HV-DuctSeal-MedToLow | DEER2021 | D20v0 | 2020-11-19 10:44 | Any | SFm | Old | CZ02 | rDXHP | Cap-Tons | 3.42 | 1720 | None | 53.3 | 0.0204 | 0 | [9 empty] | DEER:Res:HVAC_Eff_AC | Annual | 20
RB-HV-DuctSeal-MedToLow | DEER2021 | D20v0 | 2020-11-19 10:44 | Any | SFm | Old | CZ02 | rNCGF | Cap-kBTUh | 63.5436 | 1720 | None | 0.14639 | 0 | 0.22713 | [9 empty] | DEER:Res:HVAC_Eff_AC | Annual | 20
RB-HV-DuctSeal-MedToLow | DEER2021 | D20v0 | 2020-11-19 10:44 | Any | SFm | Old | CZ02 | rWtd | Cap-Tons | 3.42 | 1720 | None | 4.99 | 0.0077 | 4.17 | [9 empty] | DEER:Res:HVAC_Eff_AC | Annual | 20
RB-HV-DuctSeal-MedToLow | DEER2021 | D20v0 | 2020-11-19 10:44 | Any | DMo | Ex | CZ03 | rDXGF | Cap-Tons | 3.5 | 1240 | None | 87.2 | 0.0183 | 2.65 | [9 empty] | DEER:Res:HVAC_Eff_AC | Annual | 20
RB-HV-DuctSeal-MedToLow | DEER2021 | D20v0 | 2020-11-19 10:44 | Any | DMo | Ex | CZ03 | rDXHP | Cap-Tons | 3.5 | 1240 | None | 107 | 0.021 | 0 | [9 empty] | DEER:Res:HVAC_Eff_AC | Annual | 20
RB-HV-DuctSeal-MedToLow | DEER2021 | D20v0 | 2020-11-19 10:44 | Any | DMo | Ex | CZ03 | rNCGF | Cap-kBTUh | 54.985 | 1240 | None | 0.098663 | 0 | 0.15341 | [9 empty] | DEER:Res:HVAC_Eff_AC | Annual | 20
RB-HV-DuctSeal-MedToLow | DEER2021 | D20v0 | 2020-11-19 10:44 | Any | DMo | Ex | CZ03 | rWtd | Cap-Tons | 3.5 | 1240 | None | 53.7 | 0.011 | 2.36 | [9 empty] | DEER:Res:HVAC_Eff_AC | Annual | 20
RB-HV-DuctSeal-MedToLow | DEER2021 | D20v0 | 2020-11-19 10:44 | Any | DMo | Old | CZ03 | rDXGF | Cap-Tons | 3.5 | 1210 | None | 11 | 0.0297 | 4.24 | [9 empty] | DEER:Res:HVAC_Eff_AC | Annual | 20
RB-HV-DuctSeal-MedToLow | DEER2021 | D20v0 | 2020-11-19 10:44 | Any | DMo | Old | CZ03 | rDXHP | Cap-Tons | 3.5 | 1210 | None | 42 | 0.0356 | 0 | [9 empty] | DEER:Res:HVAC_Eff_AC | Annual | 20
RB-HV-DuctSeal-MedToLow | DEER2021 | D20v0 | 2020-11-19 10:44 | Any | DMo | Old | CZ03 | rNCGF | Cap-kBTUh | 54.985 | 1210 | None | 0.15213 | 0 | 0.2457 | [9 empty] | DEER:Res:HVAC_Eff_AC | Annual | 20
RB-HV-DuctSeal-MedToLow | DEER2021 | D20v0 | 2020-11-19 10:44 | Any | DMo | Old | CZ03 | rWtd | Cap-Tons | 3.5 | 1210 | None | 9.78 | 0.018 | 3.77 | [9 empty] | DEER:Res:HVAC_Eff_AC | Annual | 20
RB-HV-DuctSeal-MedToLow | DEER2021 | D20v0 | 2020-11-19 10:44 | Any | MFm | Ex | CZ03 | rDXGF | Cap-Tons | 1 | 999 | None | 1.08 | 0.00175 | 0.781 | [9 empty] | DEER:Res:HVAC_Eff_AC | Annual | 20
RB-HV-DuctSeal-MedToLow | DEER2021 | D20v0 | 2020-11-19 10:44 | Any | MFm | Ex | CZ03 | rDXHP | Cap-Tons | 1 | 999 | None | 7.76 | 0.002 | 0 | [9 empty] | DEER:Res:HVAC_Eff_AC | Annual | 20
RB-HV-DuctSeal-MedToLow | DEER2021 | D20v0 | 2020-11-19 10:44 | Any | MFm | Ex | CZ03 | rNCGF | Cap-kBTUh | 18.68 | 999 | None | 0.038169 | 0 | 0.04015 | [9 empty] | DEER:Res:HVAC_Eff_AC | Annual | 20
RB-HV-DuctSeal-MedToLow | DEER2021 | D20v0 | 2020-11-19 10:44 | Any | MFm | Ex | CZ03 | rWtd | Cap-Tons | 1 | 999 | None | 0.82 | 0.00016 | 0.744 | [9 empty] | DEER:Res:HVAC_Eff_AC | Annual | 20
RB-HV-DuctSeal-MedToLow | DEER2021 | D20v0 | 2020-11-19 10:44 | Any | MFm | Old | CZ03 | rDXGF | Cap-Tons | 1.39 | 1080 | None | 1.22 | 0.00234 | 1.03 | [9 empty] | DEER:Res:HVAC_Eff_AC | Annual | 20
RB-HV-DuctSeal-MedToLow | DEER2021 | D20v0 | 2020-11-19 10:44 | Any | MFm | Old | CZ03 | rDXHP | Cap-Tons | 1.39 | 1080 | None | 9.46 | 0.00234 | 0 | [9 empty] | DEER:Res:HVAC_Eff_AC | Annual | 20
RB-HV-DuctSeal-MedToLow | DEER2021 | D20v0 | 2020-11-19 10:44 | Any | MFm | Old | CZ03 | rNCGF | Cap-kBTUh | 25.9652 | 1080 | None | 0.044165 | 0 | 0.053266 | [9 empty] | DEER:Res:HVAC_Eff_AC | Annual | 20
RB-HV-DuctSeal-MedToLow | DEER2021 | D20v0 | 2020-11-19 10:44 | Any | MFm | Old | CZ03 | rWtd | Cap-Tons | 1.39 | 1080 | None | 0.951 | 0.00021 | 0.987 | [9 empty] | DEER:Res:HVAC_Eff_AC | Annual | 20
RB-HV-DuctSeal-MedToLow | DEER2021 | D20v0 | 2020-11-19 10:44 | Any | Res | Ex | CZ03 | rDXGF | Cap-Tons | 1.9 | 1510 | None | 3 | 0.006 | 1.83 | [9 empty] | DEER:Res:HVAC_Eff_AC | Annual | 20
RB-HV-DuctSeal-MedToLow | DEER2021 | D20v0 | 2020-11-19 10:44 | Any | Res | Ex | CZ03 | rDXHP | Cap-Tons | 1.9 | 1510 | None | 17.8 | 0.006 | 0 | [9 empty] | DEER:Res:HVAC_Eff_AC | Annual | 20
RB-HV-DuctSeal-MedToLow | DEER2021 | D20v0 | 2020-11-19 10:44 | Any | Res | Ex | CZ03 | rNCGF | Cap-kBTUh | 1.9 | 1510 | None | 1.3 | 0 | 1.78 | [9 empty] | DEER:Res:HVAC_Eff_AC | Annual | 20
RB-HV-DuctSeal-MedToLow | DEER2021 | D20v0 | 2020-11-19 10:44 | Any | Res | Ex | CZ03 | rWtd | Cap-Tons | 1.9 | 1510 | None | 2 | 0.001 | 1.77 | [9 empty] | DEER:Res:HVAC_Eff_AC | Annual | 20
RB-HV-DuctSeal-MedToLow | DEER2021 | D20v0 | 2020-11-19 10:44 | Any | Res | Old | CZ03 | rDXGF | Cap-Tons | 2.2 | 1410 | None | 3.3 | 0.009 | 2.81 | [9 empty] | DEER:Res:HVAC_Eff_AC | Annual | 20
RB-HV-DuctSeal-MedToLow | DEER2021 | D20v0 | 2020-11-19 10:44 | Any | Res | Old | CZ03 | rDXHP | Cap-Tons | 2.2 | 1410 | None | 25.7 | 0.009 | 0 | [9 empty] | DEER:Res:HVAC_Eff_AC | Annual | 20
RB-HV-DuctSeal-MedToLow | DEER2021 | D20v0 | 2020-11-19 10:44 | Any | Res | Old | CZ03 | rNCGF | Cap-kBTUh | 2.2 | 1410 | None | 1.9 | 0 | 2.76 | [9 empty] | DEER:Res:HVAC_Eff_AC | Annual | 20
RB-HV-DuctSeal-MedToLow | DEER2021 | D20v0 | 2020-11-19 10:44 | Any | Res | Old | CZ03 | rWtd | Cap-Tons | 2.2 | 1410 | None | 2.3 | 0.001 | 2.74 | [9 empty] | DEER:Res:HVAC_Eff_AC | Annual | 20
RB-HV-DuctSeal-MedToLow | DEER2021 | D20v0 | 2020-11-19 10:44 | Any | SFm | Ex | CZ03 | rDXGF | Cap-Tons | 3.23 | 2300 | None | 4.19 | 0.0113 | 3.44 | [9 empty] | DEER:Res:HVAC_Eff_AC | Annual | 20
RB-HV-DuctSeal-MedToLow | DEER2021 | D20v0 | 2020-11-19 10:44 | Any | SFm | Ex | CZ03 | rDXHP | Cap-Tons | 3.23 | 2300 | None | 31.3 | 0.0114 | 0 | [9 empty] | DEER:Res:HVAC_Eff_AC | Annual | 20
RB-HV-DuctSeal-MedToLow | DEER2021 | D20v0 | 2020-11-19 10:44 | Any | SFm | Ex | CZ03 | rNCGF | Cap-kBTUh | 60.0134 | 2300 | None | 0.11518 | 0 | 0.1803 | [9 empty] | DEER:Res:HVAC_Eff_AC | Annual | 20
RB-HV-DuctSeal-MedToLow | DEER2021 | D20v0 | 2020-11-19 10:44 | Any | SFm | Ex | CZ03 | rWtd | Cap-Tons | 3.23 | 2300 | None | 2.6 | 0.00147 | 3.34 | [9 empty] | DEER:Res:HVAC_Eff_AC | Annual | 20
RB-HV-DuctSeal-MedToLow | DEER2021 | D20v0 | 2020-11-19 10:44 | Any | SFm | Old | CZ03 | rDXGF | Cap-Tons | 2.9 | 1690 | None | 4.86 | 0.0131 | 4.23 | [9 empty] | DEER:Res:HVAC_Eff_AC | Annual | 20
RB-HV-DuctSeal-MedToLow | DEER2021 | D20v0 | 2020-11-19 10:44 | Any | SFm | Old | CZ03 | rDXHP | Cap-Tons | 2.9 | 1690 | None | 38.4 | 0.0146 | 0 | [9 empty] | DEER:Res:HVAC_Eff_AC | Annual | 20
RB-HV-DuctSeal-MedToLow | DEER2021 | D20v0 | 2020-11-19 10:44 | Any | SFm | Old | CZ03 | rNCGF | Cap-kBTUh | 53.882 | 1690 | None | 0.14855 | 0 | 0.2239 | [9 empty] | DEER:Res:HVAC_Eff_AC | Annual | 20
RB-HV-DuctSeal-MedToLow | DEER2021 | D20v0 | 2020-11-19 10:44 | Any | SFm | Old | CZ03 | rWtd | Cap-Tons | 2.9 | 1690 | None | 3.27 | 0.00173 | 4.14 | [9 empty] | DEER:Res:HVAC_Eff_AC | Annual | 20
RB-HV-DuctSeal-MedToLow | DEER2021 | D20v0 | 2020-11-19 10:44 | Any | DMo | Ex | CZ04 | rDXGF | Cap-Tons | 3.5 | 1240 | None | 101 | 0.0315 | 3.14 | [9 empty] | DEER:Res:HVAC_Eff_AC | Annual | 20
RB-HV-DuctSeal-MedToLow | DEER2021 | D20v0 | 2020-11-19 10:44 | Any | DMo | Ex | CZ04 | rDXHP | Cap-Tons | 3.5 | 1240 | None | 135 | 0.0358 | 0 | [9 empty] | DEER:Res:HVAC_Eff_AC | Annual | 20
RB-HV-DuctSeal-MedToLow | DEER2021 | D20v0 | 2020-11-19 10:44 | Any | DMo | Ex | CZ04 | rNCGF | Cap-kBTUh | 54.985 | 1240 | None | 0.11458 | 0 | 0.17759 | [9 empty] | DEER:Res:HVAC_Eff_AC | Annual | 20
RB-HV-DuctSeal-MedToLow | DEER2021 | D20v0 | 2020-11-19 10:44 | Any | DMo | Ex | CZ04 | rWtd | Cap-Tons | 3.5 | 1240 | None | 80.8 | 0.0245 | 2.76 | [9 empty] | DEER:Res:HVAC_Eff_AC | Annual | 20
RB-HV-DuctSeal-MedToLow | DEER2021 | D20v0 | 2020-11-19 10:44 | Any | DMo | Old | CZ04 | rDXGF | Cap-Tons | 3.5 | 1210 | None | 27.1 | 0.0534 | 3.63 | [9 empty] | DEER:Res:HVAC_Eff_AC | Annual | 20
RB-HV-DuctSeal-MedToLow | DEER2021 | D20v0 | 2020-11-19 10:44 | Any | DMo | Old | CZ04 | rDXHP | Cap-Tons | 3.5 | 1210 | None | 65.9 | 0.0606 | 0 | [9 empty] | DEER:Res:HVAC_Eff_AC | Annual | 20
RB-HV-DuctSeal-MedToLow | DEER2021 | D20v0 | 2020-11-19 10:44 | Any | DMo | Old | CZ04 | rNCGF | Cap-kBTUh | 54.985 | 1210 | None | 0.12922 | 0 | 0.20687 | [9 empty] | DEER:Res:HVAC_Eff_AC | Annual | 20
RB-HV-DuctSeal-MedToLow | DEER2021 | D20v0 | 2020-11-19 10:44 | Any | DMo | Old | CZ04 | rWtd | Cap-Tons | 3.5 | 1210 | None | 25 | 0.0417 | 3.2 | [9 empty] | DEER:Res:HVAC_Eff_AC | Annual | 20
RB-HV-DuctSeal-MedToLow | DEER2021 | D20v0 | 2020-11-19 10:44 | Any | MFm | Ex | CZ04 | rDXGF | Cap-Tons | 1 | 999 | None | 3.65 | 0.00608 | 0.417 | [9 empty] | DEER:Res:HVAC_Eff_AC | Annual | 20
RB-HV-DuctSeal-MedToLow | DEER2021 | D20v0 | 2020-11-19 10:44 | Any | MFm | Ex | CZ04 | rDXHP | Cap-Tons | 1 | 999 | None | 8.68 | 0.0064 | 0 | [9 empty] | DEER:Res:HVAC_Eff_AC | Annual | 20
RB-HV-DuctSeal-MedToLow | DEER2021 | D20v0 | 2020-11-19 10:44 | Any | MFm | Ex | CZ04 | rNCGF | Cap-kBTUh | 18.68 | 999 | None | 0.020878 | 0 | 0.021253 | [9 empty] | DEER:Res:HVAC_Eff_AC | Annual | 20
RB-HV-DuctSeal-MedToLow | DEER2021 | D20v0 | 2020-11-19 10:44 | Any | MFm | Ex | CZ04 | rWtd | Cap-Tons | 1 | 999 | None | 2.11 | 0.0027 | 0.382 | [9 empty] | DEER:Res:HVAC_Eff_AC | Annual | 20
RB-HV-DuctSeal-MedToLow | DEER2021 | D20v0 | 2020-11-19 10:44 | Any | MFm | Old | CZ04 | rDXGF | Cap-Tons | 1.36 | 1090 | None | 3.12 | 0.00674 | 0.793 | [9 empty] | DEER:Res:HVAC_Eff_AC | Annual | 20
RB-HV-DuctSeal-MedToLow | DEER2021 | D20v0 | 2020-11-19 10:44 | Any | MFm | Old | CZ04 | rDXHP | Cap-Tons | 1.36 | 1090 | None | 11.8 | 0.00708 | 0 | [9 empty] | DEER:Res:HVAC_Eff_AC | Annual | 20
RB-HV-DuctSeal-MedToLow | DEER2021 | D20v0 | 2020-11-19 10:44 | Any | MFm | Old | CZ04 | rNCGF | Cap-kBTUh | 25.4048 | 1090 | None | 0.034582 | 0 | 0.040846 | [9 empty] | DEER:Res:HVAC_Eff_AC | Annual | 20
RB-HV-DuctSeal-MedToLow | DEER2021 | D20v0 | 2020-11-19 10:44 | Any | MFm | Old | CZ04 | rWtd | Cap-Tons | 1.36 | 1090 | None | 2.22 | 0.00299 | 0.732 | [9 empty] | DEER:Res:HVAC_Eff_AC | Annual | 20
RB-HV-DuctSeal-MedToLow | DEER2021 | D20v0 | 2020-11-19 10:44 | Any | Res | Ex | CZ04 | rDXGF | Cap-Tons | 2.2 | 1650 | None | 14.5 | 0.019 | 2.12 | [9 empty] | DEER:Res:HVAC_Eff_AC | Annual | 20
RB-HV-DuctSeal-MedToLow | DEER2021 | D20v0 | 2020-11-19 10:44 | Any | Res | Ex | CZ04 | rDXHP | Cap-Tons | 2.2 | 1650 | None | 37.8 | 0.019 | 0 | [9 empty] | DEER:Res:HVAC_Eff_AC | Annual | 20
RB-HV-DuctSeal-MedToLow | DEER2021 | D20v0 | 2020-11-19 10:44 | Any | Res | Ex | CZ04 | rNCGF | Cap-kBTUh | 2.2 | 1650 | None | 1.4 | 0 | 2.04 | [9 empty] | DEER:Res:HVAC_Eff_AC | Annual | 20
RB-HV-DuctSeal-MedToLow | DEER2021 | D20v0 | 2020-11-19 10:44 | Any | Res | Ex | CZ04 | rWtd | Cap-Tons | 2.2 | 1650 | None | 10.6 | 0.01 | 2.01 | [9 empty] | DEER:Res:HVAC_Eff_AC | Annual | 20
RB-HV-DuctSeal-MedToLow | DEER2021 | D20v0 | 2020-11-19 10:44 | Any | Res | Old | CZ04 | rDXGF | Cap-Tons | 2.3 | 1450 | None | 8.8 | 0.02 | 2.53 | [9 empty] | DEER:Res:HVAC_Eff_AC | Annual | 20
RB-HV-DuctSeal-MedToLow | DEER2021 | D20v0 | 2020-11-19 10:44 | Any | Res | Old | CZ04 | rDXHP | Cap-Tons | 2.3 | 1450 | None | 36.6 | 0.02 | 0 | [9 empty] | DEER:Res:HVAC_Eff_AC | Annual | 20
RB-HV-DuctSeal-MedToLow | DEER2021 | D20v0 | 2020-11-19 10:44 | Any | Res | Old | CZ04 | rNCGF | Cap-kBTUh | 2.3 | 1450 | None | 1.7 | 0 | 2.47 | [9 empty] | DEER:Res:HVAC_Eff_AC | Annual | 20
RB-HV-DuctSeal-MedToLow | DEER2021 | D20v0 | 2020-11-19 10:44 | Any | Res | Old | CZ04 | rWtd | Cap-Tons | 2.3 | 1450 | None | 6.3 | 0.01 | 2.42 | [9 empty] | DEER:Res:HVAC_Eff_AC | Annual | 20
RB-HV-DuctSeal-MedToLow | DEER2021 | D20v0 | 2020-11-19 10:44 | Any | SFm | Ex | CZ04 | rDXGF | Cap-Tons | 3.17 | 2300 | None | 12.5 | 0.028 | 3.53 | [9 empty] | DEER:Res:HVAC_Eff_AC | Annual | 20
RB-HV-DuctSeal-MedToLow | DEER2021 | D20v0 | 2020-11-19 10:44 | Any | SFm | Ex | CZ04 | rDXHP | Cap-Tons | 3.17 | 2300 | None | 50.9 | 0.029 | 0 | [9 empty] | DEER:Res:HVAC_Eff_AC | Annual | 20
RB-HV-DuctSeal-MedToLow | DEER2021 | D20v0 | 2020-11-19 10:44 | Any | SFm | Ex | CZ04 | rNCGF | Cap-kBTUh | 58.8986 | 2300 | None | 0.11895 | 0 | 0.18515 | [9 empty] | DEER:Res:HVAC_Eff_AC | Annual | 20
RB-HV-DuctSeal-MedToLow | DEER2021 | D20v0 | 2020-11-19 10:44 | Any | SFm | Ex | CZ04 | rWtd | Cap-Tons | 3.17 | 2300 | None | 8.56 | 0.0144 | 3.39 | [9 empty] | DEER:Res:HVAC_Eff_AC | Annual | 20
RB-HV-DuctSeal-MedToLow | DEER2021 | D20v0 | 2020-11-19 10:44 | Any | SFm | Old | CZ04 | rDXGF | Cap-Tons | 2.79 | 1670 | None | 11.7 | 0.0264 | 3.52 | [9 empty] | DEER:Res:HVAC_Eff_AC | Annual | 20
RB-HV-DuctSeal-MedToLow | DEER2021 | D20v0 | 2020-11-19 10:44 | Any | SFm | Old | CZ04 | rDXHP | Cap-Tons | 2.79 | 1670 | None | 50.4 | 0.0272 | 0 | [9 empty] | DEER:Res:HVAC_Eff_AC | Annual | 20
RB-HV-DuctSeal-MedToLow | DEER2021 | D20v0 | 2020-11-19 10:44 | Any | SFm | Old | CZ04 | rNCGF | Cap-kBTUh | 51.8382 | 1670 | None | 0.1254 | 0 | 0.18568 | [9 empty] | DEER:Res:HVAC_Eff_AC | Annual | 20
RB-HV-DuctSeal-MedToLow | DEER2021 | D20v0 | 2020-11-19 10:44 | Any | SFm | Old | CZ04 | rWtd | Cap-Tons | 2.79 | 1670 | None | 8.2 | 0.0136 | 3.39 | [9 empty] | DEER:Res:HVAC_Eff_AC | Annual | 20
RB-HV-DuctSeal-MedToLow | DEER2021 | D20v0 | 2020-11-19 10:44 | Any | DMo | Ex | CZ05 | rDXGF | Cap-Tons | 3.5 | 1240 | None | 45.7 | 0.0284 | 4.1 | [9 empty] | DEER:Res:HVAC_Eff_AC | Annual | 20
RB-HV-DuctSeal-MedToLow | DEER2021 | D20v0 | 2020-11-19 10:44 | Any | DMo | Ex | CZ05 | rDXHP | Cap-Tons | 3.5 | 1240 | None | 78.8 | 0.0313 | 0 | [9 empty] | DEER:Res:HVAC_Eff_AC | Annual | 20
RB-HV-DuctSeal-MedToLow | DEER2021 | D20v0 | 2020-11-19 10:44 | Any | DMo | Ex | CZ05 | rNCGF | Cap-kBTUh | 54.985 | 1240 | None | 0.15022 | 0 | 0.23297 | [9 empty] | DEER:Res:HVAC_Eff_AC | Annual | 20
RB-HV-DuctSeal-MedToLow | DEER2021 | D20v0 | 2020-11-19 10:44 | Any | DMo | Ex | CZ05 | rWtd | Cap-Tons | 3.5 | 1240 | None | 9.45 | 0.00429 | 3.65 | [9 empty] | DEER:Res:HVAC_Eff_AC | Annual | 20
RB-HV-DuctSeal-MedToLow | DEER2021 | D20v0 | 2020-11-19 10:44 | Any | DMo | Old | CZ05 | rDXGF | Cap-Tons | 3.5 | 1210 | None | 9.32 | 0.0227 | 4.61 | [9 empty] | DEER:Res:HVAC_Eff_AC | Annual | 20
RB-HV-DuctSeal-MedToLow | DEER2021 | D20v0 | 2020-11-19 10:44 | Any | DMo | Old | CZ05 | rDXHP | Cap-Tons | 3.5 | 1210 | None | 46.1 | 0.0257 | 0 | [9 empty] | DEER:Res:HVAC_Eff_AC | Annual | 20
RB-HV-DuctSeal-MedToLow | DEER2021 | D20v0 | 2020-11-19 10:44 | Any | DMo | Old | CZ05 | rNCGF | Cap-kBTUh | 54.985 | 1210 | None | 0.16423 | 0 | 0.26353 | [9 empty] | DEER:Res:HVAC_Eff_AC | Annual | 20
RB-HV-DuctSeal-MedToLow | DEER2021 | D20v0 | 2020-11-19 10:44 | Any | DMo | Old | CZ05 | rWtd | Cap-Tons | 3.5 | 1210 | None | 4.28 | 0.00344 | 4.13 | [9 empty] | DEER:Res:HVAC_Eff_AC | Annual | 20
RB-HV-DuctSeal-MedToLow | DEER2021 | D20v0 | 2020-11-19 10:44 | Any | MFm | Ex | CZ05 | rDXGF | Cap-Tons | 1.04 | 999 | None | 0.857 | 0.0012 | 0.585 | [9 empty] | DEER:Res:HVAC_Eff_AC | Annual | 20
RB-HV-DuctSeal-MedToLow | DEER2021 | D20v0 | 2020-11-19 10:44 | Any | MFm | Ex | CZ05 | rDXHP | Cap-Tons | 1.04 | 999 | None | 6.86 | 0.00096 | 0 | [9 empty] | DEER:Res:HVAC_Eff_AC | Annual | 20
RB-HV-DuctSeal-MedToLow | DEER2021 | D20v0 | 2020-11-19 10:44 | Any | MFm | Ex | CZ05 | rNCGF | Cap-kBTUh | 19.4272 | 999 | None | 0.028158 | 0 | 0.030032 | [9 empty] | DEER:Res:HVAC_Eff_AC | Annual | 20
RB-HV-DuctSeal-MedToLow | DEER2021 | D20v0 | 2020-11-19 10:44 | Any | MFm | Ex | CZ05 | rWtd | Cap-Tons | 1.04 | 999 | None | 0.858 | 0.00036 | 0.546 | [9 empty] | DEER:Res:HVAC_Eff_AC | Annual | 20
RB-HV-DuctSeal-MedToLow | DEER2021 | D20v0 | 2020-11-19 10:44 | Any | MFm | Old | CZ05 | rDXGF | Cap-Tons | 1.39 | 1060 | None | 1.04 | 0.00081 | 0.984 | [9 empty] | DEER:Res:HVAC_Eff_AC | Annual | 20
RB-HV-DuctSeal-MedToLow | DEER2021 | D20v0 | 2020-11-19 10:44 | Any | MFm | Old | CZ05 | rDXHP | Cap-Tons | 1.39 | 1060 | None | 10 | 0.00021 | 0 | [9 empty] | DEER:Res:HVAC_Eff_AC | Annual | 20
RB-HV-DuctSeal-MedToLow | DEER2021 | D20v0 | 2020-11-19 10:44 | Any | MFm | Old | CZ05 | rNCGF | Cap-kBTUh | 25.9652 | 1060 | None | 0.042398 | 0 | 0.050696 | [9 empty] | DEER:Res:HVAC_Eff_AC | Annual | 20
RB-HV-DuctSeal-MedToLow | DEER2021 | D20v0 | 2020-11-19 10:44 | Any | MFm | Old | CZ05 | rWtd | Cap-Tons | 1.39 | 1060 | None | 1.21 | 0.00022 | 0.92 | [9 empty] | DEER:Res:HVAC_Eff_AC | Annual | 20
RB-HV-DuctSeal-MedToLow | DEER2021 | D20v0 | 2020-11-19 10:44 | Any | Res | Ex | CZ05 | rDXGF | Cap-Tons | 3.5 | 2130 | None | 10.6 | 0.013 | 3.77 | [9 empty] | DEER:Res:HVAC_Eff_AC | Annual | 20
RB-HV-DuctSeal-MedToLow | DEER2021 | D20v0 | 2020-11-19 10:44 | Any | Res | Ex | CZ05 | rDXHP | Cap-Tons | 3.5 | 2130 | None | 43.8 | 0.013 | 0 | [9 empty] | DEER:Res:HVAC_Eff_AC | Annual | 20
RB-HV-DuctSeal-MedToLow | DEER2021 | D20v0 | 2020-11-19 10:44 | Any | Res | Ex | CZ05 | rNCGF | Cap-kBTUh | 3.5 | 2130 | None | 2.3 | 0 | 3.61 | [9 empty] | DEER:Res:HVAC_Eff_AC | Annual | 20
RB-HV-DuctSeal-MedToLow | DEER2021 | D20v0 | 2020-11-19 10:44 | Any | Res | Ex | CZ05 | rWtd | Cap-Tons | 3.5 | 2130 | None | 4 | 0.002 | 3.59 | [9 empty] | DEER:Res:HVAC_Eff_AC | Annual | 20
RB-HV-DuctSeal-MedToLow | DEER2021 | D20v0 | 2020-11-19 10:44 | Any | Res | Old | CZ05 | rDXGF | Cap-Tons | 2.8 | 1540 | None | 4.3 | 0.01 | 3.98 | [9 empty] | DEER:Res:HVAC_Eff_AC | Annual | 20
RB-HV-DuctSeal-MedToLow | DEER2021 | D20v0 | 2020-11-19 10:44 | Any | Res | Old | CZ05 | rDXHP | Cap-Tons | 2.8 | 1540 | None | 39.6 | 0.01 | 0 | [9 empty] | DEER:Res:HVAC_Eff_AC | Annual | 20
RB-HV-DuctSeal-MedToLow | DEER2021 | D20v0 | 2020-11-19 10:44 | Any | Res | Old | CZ05 | rNCGF | Cap-kBTUh | 2.8 | 1540 | None | 2.5 | 0 | 3.85 | [9 empty] | DEER:Res:HVAC_Eff_AC | Annual | 20
RB-HV-DuctSeal-MedToLow | DEER2021 | D20v0 | 2020-11-19 10:44 | Any | Res | Old | CZ05 | rWtd | Cap-Tons | 2.8 | 1540 | None | 3.3 | 0.002 | 3.82 | [9 empty] | DEER:Res:HVAC_Eff_AC | Annual | 20
RB-HV-DuctSeal-MedToLow | DEER2021 | D20v0 | 2020-11-19 10:44 | Any | SFm | Ex | CZ05 | rDXGF | Cap-Tons | 3.55 | 2300 | None | 3.72 | 0.00946 | 3.71 | [9 empty] | DEER:Res:HVAC_Eff_AC | Annual | 20
RB-HV-DuctSeal-MedToLow | DEER2021 | D20v0 | 2020-11-19 10:44 | Any | SFm | Ex | CZ05 | rDXHP | Cap-Tons | 3.55 | 2300 | None | 37 | 0.00883 | 0 | [9 empty] | DEER:Res:HVAC_Eff_AC | Annual | 20
RB-HV-DuctSeal-MedToLow | DEER2021 | D20v0 | 2020-11-19 10:44 | Any | SFm | Ex | CZ05 | rNCGF | Cap-kBTUh | 65.959 | 2300 | None | 0.12164 | 0 | 0.19376 | [9 empty] | DEER:Res:HVAC_Eff_AC | Annual | 20
RB-HV-DuctSeal-MedToLow | DEER2021 | D20v0 | 2020-11-19 10:44 | Any | SFm | Ex | CZ05 | rWtd | Cap-Tons | 3.55 | 2300 | None | 2.94 | 0.00196 | 3.58 | [9 empty] | DEER:Res:HVAC_Eff_AC | Annual | 20
RB-HV-DuctSeal-MedToLow | DEER2021 | D20v0 | 2020-11-19 10:44 | Any | SFm | Old | CZ05 | rDXGF | Cap-Tons | 3.17 | 1730 | None | 4.5 | 0.0105 | 4.79 | [9 empty] | DEER:Res:HVAC_Eff_AC | Annual | 20
RB-HV-DuctSeal-MedToLow | DEER2021 | D20v0 | 2020-11-19 10:44 | Any | SFm | Old | CZ05 | rDXHP | Cap-Tons | 3.17 | 1730 | None | 47.5 | 0.0113 | 0 | [9 empty] | DEER:Res:HVAC_Eff_AC | Annual | 20
RB-HV-DuctSeal-MedToLow | DEER2021 | D20v0 | 2020-11-19 10:44 | Any | SFm | Old | CZ05 | rNCGF | Cap-kBTUh | 58.8986 | 1730 | None | 0.16362 | 0 | 0.25242 | [9 empty] | DEER:Res:HVAC_Eff_AC | Annual | 20
RB-HV-DuctSeal-MedToLow | DEER2021 | D20v0 | 2020-11-19 10:44 | Any | SFm | Old | CZ05 | rWtd | Cap-Tons | 3.17 | 1730 | None | 3.83 | 0.00218 | 4.65 | [9 empty] | DEER:Res:HVAC_Eff_AC | Annual | 20
RB-HV-DuctSeal-MedToLow | DEER2021 | D20v0 | 2020-11-19 10:44 | Any | DMo | Ex | CZ06 | rDXGF | Cap-Tons | 3.5 | 1240 | None | 115 | 0.0335 | 1.77 | [9 empty] | DEER:Res:HVAC_Eff_AC | Annual | 20
RB-HV-DuctSeal-MedToLow | DEER2021 | D20v0 | 2020-11-19 10:44 | Any | DMo | Ex | CZ06 | rDXHP | Cap-Tons | 3.5 | 1240 | None | 132 | 0.0381 | 0 | [9 empty] | DEER:Res:HVAC_Eff_AC | Annual | 20
RB-HV-DuctSeal-MedToLow | DEER2021 | D20v0 | 2020-11-19 10:44 | Any | DMo | Ex | CZ06 | rNCGF | Cap-kBTUh | 54.985 | 1240 | None | 0.064927 | 0 | 0.10057 | [9 empty] | DEER:Res:HVAC_Eff_AC | Annual | 20
RB-HV-DuctSeal-MedToLow | DEER2021 | D20v0 | 2020-11-19 10:44 | Any | DMo | Ex | CZ06 | rWtd | Cap-Tons | 3.5 | 1240 | None | 18 | 0.00497 | 1.58 | [9 empty] | DEER:Res:HVAC_Eff_AC | Annual | 20
RB-HV-DuctSeal-MedToLow | DEER2021 | D20v0 | 2020-11-19 10:44 | Any | DMo | Old | CZ06 | rDXGF | Cap-Tons | 3.5 | 1210 | None | 23.5 | 0.0491 | 1.73 | [9 empty] | DEER:Res:HVAC_Eff_AC | Annual | 20
RB-HV-DuctSeal-MedToLow | DEER2021 | D20v0 | 2020-11-19 10:44 | Any | DMo | Old | CZ06 | rDXHP | Cap-Tons | 3.5 | 1210 | None | 40.8 | 0.0555 | 0 | [9 empty] | DEER:Res:HVAC_Eff_AC | Annual | 20
RB-HV-DuctSeal-MedToLow | DEER2021 | D20v0 | 2020-11-19 10:44 | Any | DMo | Old | CZ06 | rNCGF | Cap-kBTUh | 54.985 | 1210 | None | 0.06168 | 0 | 0.0993 | [9 empty] | DEER:Res:HVAC_Eff_AC | Annual | 20
RB-HV-DuctSeal-MedToLow | DEER2021 | D20v0 | 2020-11-19 10:44 | Any | DMo | Old | CZ06 | rWtd | Cap-Tons | 3.5 | 1210 | None | 4.58 | 0.00729 | 1.55 | [9 empty] | DEER:Res:HVAC_Eff_AC | Annual | 20
RB-HV-DuctSeal-MedToLow | DEER2021 | D20v0 | 2020-11-19 10:44 | Any | MFm | Ex | CZ06 | rDXGF | Cap-Tons | 1.28 | 1210 | None | 2.37 | 0.00493 | 0.391 | [9 empty] | DEER:Res:HVAC_Eff_AC | Annual | 20
RB-HV-DuctSeal-MedToLow | DEER2021 | D20v0 | 2020-11-19 10:44 | Any | MFm | Ex | CZ06 | rDXHP | Cap-Tons | 1.28 | 1210 | None | 5.92 | 0.00551 | 0 | [9 empty] | DEER:Res:HVAC_Eff_AC | Annual | 20
RB-HV-DuctSeal-MedToLow | DEER2021 | D20v0 | 2020-11-19 10:44 | Any | MFm | Ex | CZ06 | rNCGF | Cap-kBTUh | 23.9104 | 1210 | None | 0.017398 | 0 | 0.020075 | [9 empty] | DEER:Res:HVAC_Eff_AC | Annual | 20
RB-HV-DuctSeal-MedToLow | DEER2021 | D20v0 | 2020-11-19 10:44 | Any | MFm | Ex | CZ06 | rWtd | Cap-Tons | 1.28 | 1210 | None | 1.5 | 0.00237 | 0.359 | [9 empty] | DEER:Res:HVAC_Eff_AC | Annual | 20
RB-HV-DuctSeal-MedToLow | DEER2021 | D20v0 | 2020-11-19 10:44 | Any | MFm | Old | CZ06 | rDXGF | Cap-Tons | 1.58 | 1150 | None | 3.24 | 0.00517 | 0.569 | [9 empty] | DEER:Res:HVAC_Eff_AC | Annual | 20
RB-HV-DuctSeal-MedToLow | DEER2021 | D20v0 | 2020-11-19 10:44 | Any | MFm | Old | CZ06 | rDXHP | Cap-Tons | 1.58 | 1150 | None | 8.05 | 0.00538 | 0 | [9 empty] | DEER:Res:HVAC_Eff_AC | Annual | 20
RB-HV-DuctSeal-MedToLow | DEER2021 | D20v0 | 2020-11-19 10:44 | Any | MFm | Old | CZ06 | rNCGF | Cap-kBTUh | 29.5144 | 1150 | None | 0.023394 | 0 | 0.029283 | [9 empty] | DEER:Res:HVAC_Eff_AC | Annual | 20
RB-HV-DuctSeal-MedToLow | DEER2021 | D20v0 | 2020-11-19 10:44 | Any | MFm | Old | CZ06 | rWtd | Cap-Tons | 1.58 | 1150 | None | 2.05 | 0.00246 | 0.524 | [9 empty] | DEER:Res:HVAC_Eff_AC | Annual | 20
RB-HV-DuctSeal-MedToLow | DEER2021 | D20v0 | 2020-11-19 10:44 | Any | Res | Ex | CZ06 | rDXGF | Cap-Tons | 3 | 1920 | None | 12 | 0.017 | 1.07 | [9 empty] | DEER:Res:HVAC_Eff_AC | Annual | 20
RB-HV-DuctSeal-MedToLow | DEER2021 | D20v0 | 2020-11-19 10:44 | Any | Res | Ex | CZ06 | rDXHP | Cap-Tons | 3 | 1920 | None | 21.6 | 0.018 | 0 | [9 empty] | DEER:Res:HVAC_Eff_AC | Annual | 20
RB-HV-DuctSeal-MedToLow | DEER2021 | D20v0 | 2020-11-19 10:44 | Any | Res | Ex | CZ06 | rNCGF | Cap-kBTUh | 3 | 1920 | None | 0.7 | 0 | 1.03 | [9 empty] | DEER:Res:HVAC_Eff_AC | Annual | 20
RB-HV-DuctSeal-MedToLow | DEER2021 | D20v0 | 2020-11-19 10:44 | Any | Res | Ex | CZ06 | rWtd | Cap-Tons | 3 | 1920 | None | 4 | 0.007 | 1.02 | [9 empty] | DEER:Res:HVAC_Eff_AC | Annual | 20
RB-HV-DuctSeal-MedToLow | DEER2021 | D20v0 | 2020-11-19 10:44 | Any | Res | Old | CZ06 | rDXGF | Cap-Tons | 2.7 | 1500 | None | 6.7 | 0.018 | 1.31 | [9 empty] | DEER:Res:HVAC_Eff_AC | Annual | 20
RB-HV-DuctSeal-MedToLow | DEER2021 | D20v0 | 2020-11-19 10:44 | Any | Res | Old | CZ06 | rDXHP | Cap-Tons | 2.7 | 1500 | None | 18 | 0.019 | 0 | [9 empty] | DEER:Res:HVAC_Eff_AC | Annual | 20
RB-HV-DuctSeal-MedToLow | DEER2021 | D20v0 | 2020-11-19 10:44 | Any | Res | Old | CZ06 | rNCGF | Cap-kBTUh | 2.7 | 1500 | None | 0.8 | 0 | 1.28 | [9 empty] | DEER:Res:HVAC_Eff_AC | Annual | 20
RB-HV-DuctSeal-MedToLow | DEER2021 | D20v0 | 2020-11-19 10:44 | Any | Res | Old | CZ06 | rWtd | Cap-Tons | 2.7 | 1500 | None | 3.6 | 0.008 | 1.25 | [9 empty] | DEER:Res:HVAC_Eff_AC | Annual | 20
RB-HV-DuctSeal-MedToLow | DEER2021 | D20v0 | 2020-11-19 10:44 | Any | SFm | Ex | CZ06 | rDXGF | Cap-Tons | 4.01 | 2390 | None | 8.12 | 0.0229 | 1.4 | [9 empty] | DEER:Res:HVAC_Eff_AC | Annual | 20
RB-HV-DuctSeal-MedToLow | DEER2021 | D20v0 | 2020-11-19 10:44 | Any | SFm | Ex | CZ06 | rDXHP | Cap-Tons | 4.01 | 2390 | None | 20.6 | 0.0238 | 0 | [9 empty] | DEER:Res:HVAC_Eff_AC | Annual | 20
RB-HV-DuctSeal-MedToLow | DEER2021 | D20v0 | 2020-11-19 10:44 | Any | SFm | Ex | CZ06 | rNCGF | Cap-kBTUh | 74.5058 | 2390 | None | 0.044564 | 0 | 0.073197 | [9 empty] | DEER:Res:HVAC_Eff_AC | Annual | 20
RB-HV-DuctSeal-MedToLow | DEER2021 | D20v0 | 2020-11-19 10:44 | Any | SFm | Ex | CZ06 | rWtd | Cap-Tons | 4.01 | 2390 | None | 4.13 | 0.00951 | 1.34 | [9 empty] | DEER:Res:HVAC_Eff_AC | Annual | 20
RB-HV-DuctSeal-MedToLow | DEER2021 | D20v0 | 2020-11-19 10:44 | Any | SFm | Old | CZ06 | rDXGF | Cap-Tons | 3.36 | 1730 | None | 8.8 | 0.0267 | 1.78 | [9 empty] | DEER:Res:HVAC_Eff_AC | Annual | 20
RB-HV-DuctSeal-MedToLow | DEER2021 | D20v0 | 2020-11-19 10:44 | Any | SFm | Old | CZ06 | rDXHP | Cap-Tons | 3.36 | 1730 | None | 24.1 | 0.028 | 0 | [9 empty] | DEER:Res:HVAC_Eff_AC | Annual | 20
RB-HV-DuctSeal-MedToLow | DEER2021 | D20v0 | 2020-11-19 10:44 | Any | SFm | Old | CZ06 | rNCGF | Cap-kBTUh | 62.4288 | 1730 | None | 0.059203 | 0 | 0.093649 | [9 empty] | DEER:Res:HVAC_Eff_AC | Annual | 20
RB-HV-DuctSeal-MedToLow | DEER2021 | D20v0 | 2020-11-19 10:44 | Any | SFm | Old | CZ06 | rWtd | Cap-Tons | 3.36 | 1730 | None | 4.64 | 0.0111 | 1.72 | [9 empty] | DEER:Res:HVAC_Eff_AC | Annual | 20
RB-HV-DuctSeal-MedToLow | DEER2021 | D20v0 | 2020-11-19 10:44 | Any | DMo | Ex | CZ07 | rDXGF | Cap-Tons | 3.5 | 1240 | None | 123 | 0.0165 | 1.01 | [9 empty] | DEER:Res:HVAC_Eff_AC | Annual | 20
RB-HV-DuctSeal-MedToLow | DEER2021 | D20v0 | 2020-11-19 10:44 | Any | DMo | Ex | CZ07 | rDXHP | Cap-Tons | 3.5 | 1240 | None | 131 | 0.0193 | 0 | [9 empty] | DEER:Res:HVAC_Eff_AC | Annual | 20
RB-HV-DuctSeal-MedToLow | DEER2021 | D20v0 | 2020-11-19 10:44 | Any | DMo | Ex | CZ07 | rNCGF | Cap-kBTUh | 54.985 | 1240 | None | 0.037747 | 0 | 0.059134 | [9 empty] | DEER:Res:HVAC_Eff_AC | Annual | 20
RB-HV-DuctSeal-MedToLow | DEER2021 | D20v0 | 2020-11-19 10:44 | Any | DMo | Ex | CZ07 | rWtd | Cap-Tons | 3.5 | 1240 | None | 30.5 | 0.00408 | 0.919 | [9 empty] | DEER:Res:HVAC_Eff_AC | Annual | 20
RB-HV-DuctSeal-MedToLow | DEER2021 | D20v0 | 2020-11-19 10:44 | Any | DMo | Old | CZ07 | rDXGF | Cap-Tons | 3.5 | 1210 | None | 23 | 0.0314 | 1.18 | [9 empty] | DEER:Res:HVAC_Eff_AC | Annual | 20
RB-HV-DuctSeal-MedToLow | DEER2021 | D20v0 | 2020-11-19 10:44 | Any | DMo | Old | CZ07 | rDXHP | Cap-Tons | 3.5 | 1210 | None | 35 | 0.0377 | 0 | [9 empty] | DEER:Res:HVAC_Eff_AC | Annual | 20
RB-HV-DuctSeal-MedToLow | DEER2021 | D20v0 | 2020-11-19 10:44 | Any | DMo | Old | CZ07 | rNCGF | Cap-kBTUh | 54.985 | 1210 | None | 0.042775 | 0 | 0.069383 | [9 empty] | DEER:Res:HVAC_Eff_AC | Annual | 20
RB-HV-DuctSeal-MedToLow | DEER2021 | D20v0 | 2020-11-19 10:44 | Any | DMo | Old | CZ07 | rWtd | Cap-Tons | 3.5 | 1210 | None | 6.45 | 0.00781 | 1.07 | [9 empty] | DEER:Res:HVAC_Eff_AC | Annual | 20
RB-HV-DuctSeal-MedToLow | DEER2021 | D20v0 | 2020-11-19 10:44 | Any | MFm | Ex | CZ07 | rDXGF | Cap-Tons | 1.11 | 1210 | None | 3.5 | 0.00376 | 0.329 | [9 empty] | DEER:Res:HVAC_Eff_AC | Annual | 20
RB-HV-DuctSeal-MedToLow | DEER2021 | D20v0 | 2020-11-19 10:44 | Any | MFm | Ex | CZ07 | rDXHP | Cap-Tons | 1.11 | 1210 | None | 5.92 | 0.00398 | 0 | [9 empty] | DEER:Res:HVAC_Eff_AC | Annual | 20
RB-HV-DuctSeal-MedToLow | DEER2021 | D20v0 | 2020-11-19 10:44 | Any | MFm | Ex | CZ07 | rNCGF | Cap-kBTUh | 20.7348 | 1210 | None | 0.015578 | 0 | 0.01697 | [9 empty] | DEER:Res:HVAC_Eff_AC | Annual | 20
RB-HV-DuctSeal-MedToLow | DEER2021 | D20v0 | 2020-11-19 10:44 | Any | MFm | Ex | CZ07 | rWtd | Cap-Tons | 1.11 | 1210 | None | 1.42 | 0.00122 | 0.307 | [9 empty] | DEER:Res:HVAC_Eff_AC | Annual | 20
RB-HV-DuctSeal-MedToLow | DEER2021 | D20v0 | 2020-11-19 10:44 | Any | MFm | Old | CZ07 | rDXGF | Cap-Tons | 1.35 | 1160 | None | 2.25 | 0.00301 | 0.433 | [9 empty] | DEER:Res:HVAC_Eff_AC | Annual | 20
RB-HV-DuctSeal-MedToLow | DEER2021 | D20v0 | 2020-11-19 10:44 | Any | MFm | Old | CZ07 | rDXHP | Cap-Tons | 1.35 | 1160 | None | 5.27 | 0.00346 | 0 | [9 empty] | DEER:Res:HVAC_Eff_AC | Annual | 20
RB-HV-DuctSeal-MedToLow | DEER2021 | D20v0 | 2020-11-19 10:44 | Any | MFm | Old | CZ07 | rNCGF | Cap-kBTUh | 25.218 | 1160 | None | 0.01879 | 0 | 0.022323 | [9 empty] | DEER:Res:HVAC_Eff_AC | Annual | 20
RB-HV-DuctSeal-MedToLow | DEER2021 | D20v0 | 2020-11-19 10:44 | Any | MFm | Old | CZ07 | rWtd | Cap-Tons | 1.35 | 1160 | None | 1.08 | 0.00099 | 0.405 | [9 empty] | DEER:Res:HVAC_Eff_AC | Annual | 20
RB-HV-DuctSeal-MedToLow | DEER2021 | D20v0 | 2020-11-19 10:44 | Any | Res | Ex | CZ07 | rDXGF | Cap-Tons | 2.5 | 1970 | None | 13.3 | 0.016 | 0.94 | [9 empty] | DEER:Res:HVAC_Eff_AC | Annual | 20
RB-HV-DuctSeal-MedToLow | DEER2021 | D20v0 | 2020-11-19 10:44 | Any | Res | Ex | CZ07 | rDXHP | Cap-Tons | 2.5 | 1970 | None | 19.8 | 0.017 | 0 | [9 empty] | DEER:Res:HVAC_Eff_AC | Annual | 20
RB-HV-DuctSeal-MedToLow | DEER2021 | D20v0 | 2020-11-19 10:44 | Any | Res | Ex | CZ07 | rNCGF | Cap-kBTUh | 2.5 | 1970 | None | 0.6 | 0 | 0.92 | [9 empty] | DEER:Res:HVAC_Eff_AC | Annual | 20
RB-HV-DuctSeal-MedToLow | DEER2021 | D20v0 | 2020-11-19 10:44 | Any | Res | Ex | CZ07 | rWtd | Cap-Tons | 2.5 | 1970 | None | 4.6 | 0.005 | 0.91 | [9 empty] | DEER:Res:HVAC_Eff_AC | Annual | 20
RB-HV-DuctSeal-MedToLow | DEER2021 | D20v0 | 2020-11-19 10:44 | Any | Res | Old | CZ07 | rDXGF | Cap-Tons | 2.2 | 1540 | None | 8.2 | 0.015 | 1.4 | [9 empty] | DEER:Res:HVAC_Eff_AC | Annual | 20
RB-HV-DuctSeal-MedToLow | DEER2021 | D20v0 | 2020-11-19 10:44 | Any | Res | Old | CZ07 | rDXHP | Cap-Tons | 2.2 | 1540 | None | 18.2 | 0.016 | 0 | [9 empty] | DEER:Res:HVAC_Eff_AC | Annual | 20
RB-HV-DuctSeal-MedToLow | DEER2021 | D20v0 | 2020-11-19 10:44 | Any | Res | Old | CZ07 | rNCGF | Cap-kBTUh | 2.2 | 1540 | None | 0.9 | 0 | 1.37 | [9 empty] | DEER:Res:HVAC_Eff_AC | Annual | 20
RB-HV-DuctSeal-MedToLow | DEER2021 | D20v0 | 2020-11-19 10:44 | Any | Res | Old | CZ07 | rWtd | Cap-Tons | 2.2 | 1540 | None | 3.5 | 0.005 | 1.35 | [9 empty] | DEER:Res:HVAC_Eff_AC | Annual | 20
RB-HV-DuctSeal-MedToLow | DEER2021 | D20v0 | 2020-11-19 10:44 | Any | SFm | Ex | CZ07 | rDXGF | Cap-Tons | 3.21 | 2390 | None | 12.4 | 0.022 | 1.25 | [9 empty] | DEER:Res:HVAC_Eff_AC | Annual | 20
RB-HV-DuctSeal-MedToLow | DEER2021 | D20v0 | 2020-11-19 10:44 | Any | SFm | Ex | CZ07 | rDXHP | Cap-Tons | 3.21 | 2390 | None | 20.8 | 0.0228 | 0 | [9 empty] | DEER:Res:HVAC_Eff_AC | Annual | 20
RB-HV-DuctSeal-MedToLow | DEER2021 | D20v0 | 2020-11-19 10:44 | Any | SFm | Ex | CZ07 | rNCGF | Cap-kBTUh | 59.6418 | 2390 | None | 0.041281 | 0 | 0.065662 | [9 empty] | DEER:Res:HVAC_Eff_AC | Annual | 20
RB-HV-DuctSeal-MedToLow | DEER2021 | D20v0 | 2020-11-19 10:44 | Any | SFm | Ex | CZ07 | rWtd | Cap-Tons | 3.21 | 2390 | None | 4.74 | 0.00726 | 1.21 | [9 empty] | DEER:Res:HVAC_Eff_AC | Annual | 20
RB-HV-DuctSeal-MedToLow | DEER2021 | D20v0 | 2020-11-19 10:44 | Any | SFm | Old | CZ07 | rDXGF | Cap-Tons | 2.59 | 1780 | None | 10.8 | 0.0211 | 1.99 | [9 empty] | DEER:Res:HVAC_Eff_AC | Annual | 20
RB-HV-DuctSeal-MedToLow | DEER2021 | D20v0 | 2020-11-19 10:44 | Any | SFm | Old | CZ07 | rDXHP | Cap-Tons | 2.59 | 1780 | None | 24.8 | 0.0223 | 0 | [9 empty] | DEER:Res:HVAC_Eff_AC | Annual | 20
RB-HV-DuctSeal-MedToLow | DEER2021 | D20v0 | 2020-11-19 10:44 | Any | SFm | Old | CZ07 | rNCGF | Cap-kBTUh | 48.1222 | 1780 | None | 0.070506 | 0 | 0.10495 | [9 empty] | DEER:Res:HVAC_Eff_AC | Annual | 20
RB-HV-DuctSeal-MedToLow | DEER2021 | D20v0 | 2020-11-19 10:44 | Any | SFm | Old | CZ07 | rWtd | Cap-Tons | 2.59 | 1780 | None | 4.7 | 0.00696 | 1.93 | [9 empty] | DEER:Res:HVAC_Eff_AC | Annual | 20
RB-HV-DuctSeal-MedToLow | DEER2021 | D20v0 | 2020-11-19 10:44 | Any | DMo | Ex | CZ08 | rDXGF | Cap-Tons | 3.5 | 1240 | None | 126 | 0.0279 | 1.6 | [9 empty] | DEER:Res:HVAC_Eff_AC | Annual | 20
RB-HV-DuctSeal-MedToLow | DEER2021 | D20v0 | 2020-11-19 10:44 | Any | DMo | Ex | CZ08 | rDXHP | Cap-Tons | 3.5 | 1240 | None | 141 | 0.0322 | 0 | [9 empty] | DEER:Res:HVAC_Eff_AC | Annual | 20
RB-HV-DuctSeal-MedToLow | DEER2021 | D20v0 | 2020-11-19 10:44 | Any | DMo | Ex | CZ08 | rNCGF | Cap-kBTUh | 54.985 | 1240 | None | 0.059516 | 0 | 0.092298 | [9 empty] | DEER:Res:HVAC_Eff_AC | Annual | 20
RB-HV-DuctSeal-MedToLow | DEER2021 | D20v0 | 2020-11-19 10:44 | Any | DMo | Ex | CZ08 | rWtd | Cap-Tons | 3.5 | 1240 | None | 88.2 | 0.0195 | 1.42 | [9 empty] | DEER:Res:HVAC_Eff_AC | Annual | 20
RB-HV-DuctSeal-MedToLow | DEER2021 | D20v0 | 2020-11-19 10:44 | Any | DMo | Old | CZ08 | rDXGF | Cap-Tons | 3.5 | 1220 | None | 33.6 | 0.0408 | 1.77 | [9 empty] | DEER:Res:HVAC_Eff_AC | Annual | 20
RB-HV-DuctSeal-MedToLow | DEER2021 | D20v0 | 2020-11-19 10:44 | Any | DMo | Old | CZ08 | rDXHP | Cap-Tons | 3.5 | 1220 | None | 50.4 | 0.0455 | 0 | [9 empty] | DEER:Res:HVAC_Eff_AC | Annual | 20
RB-HV-DuctSeal-MedToLow | DEER2021 | D20v0 | 2020-11-19 10:44 | Any | DMo | Old | CZ08 | rNCGF | Cap-kBTUh | 54.985 | 1220 | None | 0.063654 | 0 | 0.10248 | [9 empty] | DEER:Res:HVAC_Eff_AC | Annual | 20
RB-HV-DuctSeal-MedToLow | DEER2021 | D20v0 | 2020-11-19 10:44 | Any | DMo | Old | CZ08 | rWtd | Cap-Tons | 3.5 | 1220 | None | 24.8 | 0.0283 | 1.57 | [9 empty] | DEER:Res:HVAC_Eff_AC | Annual | 20
RB-HV-DuctSeal-MedToLow | DEER2021 | D20v0 | 2020-11-19 10:44 | Any | MFm | Ex | CZ08 | rDXGF | Cap-Tons | 1.19 | 1210 | None | 4.43 | 0.00443 | 0.333 | [9 empty] | DEER:Res:HVAC_Eff_AC | Annual | 20
RB-HV-DuctSeal-MedToLow | DEER2021 | D20v0 | 2020-11-19 10:44 | Any | MFm | Ex | CZ08 | rDXHP | Cap-Tons | 1.19 | 1210 | None | 7.16 | 0.00447 | 0 | [9 empty] | DEER:Res:HVAC_Eff_AC | Annual | 20
RB-HV-DuctSeal-MedToLow | DEER2021 | D20v0 | 2020-11-19 10:44 | Any | MFm | Ex | CZ08 | rNCGF | Cap-kBTUh | 22.2292 | 1210 | None | 0.015418 | 0 | 0.017184 | [9 empty] | DEER:Res:HVAC_Eff_AC | Annual | 20
RB-HV-DuctSeal-MedToLow | DEER2021 | D20v0 | 2020-11-19 10:44 | Any | MFm | Ex | CZ08 | rWtd | Cap-Tons | 1.19 | 1210 | None | 2.41 | 0.0021 | 0.307 | [9 empty] | DEER:Res:HVAC_Eff_AC | Annual | 20
RB-HV-DuctSeal-MedToLow | DEER2021 | D20v0 | 2020-11-19 10:44 | Any | MFm | Old | CZ08 | rDXGF | Cap-Tons | 1.47 | 1130 | None | 4.83 | 0.00555 | 0.526 | [9 empty] | DEER:Res:HVAC_Eff_AC | Annual | 20
RB-HV-DuctSeal-MedToLow | DEER2021 | D20v0 | 2020-11-19 10:44 | Any | MFm | Old | CZ08 | rDXHP | Cap-Tons | 1.47 | 1130 | None | 9.16 | 0.00555 | 0 | [9 empty] | DEER:Res:HVAC_Eff_AC | Annual | 20
RB-HV-DuctSeal-MedToLow | DEER2021 | D20v0 | 2020-11-19 10:44 | Any | MFm | Old | CZ08 | rNCGF | Cap-kBTUh | 27.4596 | 1130 | None | 0.022002 | 0 | 0.026981 | [9 empty] | DEER:Res:HVAC_Eff_AC | Annual | 20
RB-HV-DuctSeal-MedToLow | DEER2021 | D20v0 | 2020-11-19 10:44 | Any | MFm | Old | CZ08 | rWtd | Cap-Tons | 1.47 | 1130 | None | 2.76 | 0.00263 | 0.483 | [9 empty] | DEER:Res:HVAC_Eff_AC | Annual | 20
RB-HV-DuctSeal-MedToLow | DEER2021 | D20v0 | 2020-11-19 10:44 | Any | Res | Ex | CZ08 | rDXGF | Cap-Tons | 2.4 | 1760 | None | 13.1 | 0.015 | 0.71 | [9 empty] | DEER:Res:HVAC_Eff_AC | Annual | 20
RB-HV-DuctSeal-MedToLow | DEER2021 | D20v0 | 2020-11-19 10:44 | Any | Res | Ex | CZ08 | rDXHP | Cap-Tons | 2.4 | 1760 | None | 19.3 | 0.015 | 0 | [9 empty] | DEER:Res:HVAC_Eff_AC | Annual | 20
RB-HV-DuctSeal-MedToLow | DEER2021 | D20v0 | 2020-11-19 10:44 | Any | Res | Ex | CZ08 | rNCGF | Cap-kBTUh | 2.4 | 1760 | None | 0.5 | 0 | 0.69 | [9 empty] | DEER:Res:HVAC_Eff_AC | Annual | 20
RB-HV-DuctSeal-MedToLow | DEER2021 | D20v0 | 2020-11-19 10:44 | Any | Res | Ex | CZ08 | rWtd | Cap-Tons | 2.4 | 1760 | None | 7.1 | 0.007 | 0.68 | [9 empty] | DEER:Res:HVAC_Eff_AC | Annual | 20
RB-HV-DuctSeal-MedToLow | DEER2021 | D20v0 | 2020-11-19 10:44 | Any | Res | Old | CZ08 | rDXGF | Cap-Tons | 2.5 | 1450 | None | 11 | 0.016 | 1.25 | [9 empty] | DEER:Res:HVAC_Eff_AC | Annual | 20
RB-HV-DuctSeal-MedToLow | DEER2021 | D20v0 | 2020-11-19 10:44 | Any | Res | Old | CZ08 | rDXHP | Cap-Tons | 2.5 | 1450 | None | 21 | 0.017 | 0 | [9 empty] | DEER:Res:HVAC_Eff_AC | Annual | 20
RB-HV-DuctSeal-MedToLow | DEER2021 | D20v0 | 2020-11-19 10:44 | Any | Res | Old | CZ08 | rNCGF | Cap-kBTUh | 2.5 | 1450 | None | 0.8 | 0 | 1.22 | [9 empty] | DEER:Res:HVAC_Eff_AC | Annual | 20
RB-HV-DuctSeal-MedToLow | DEER2021 | D20v0 | 2020-11-19 10:44 | Any | Res | Old | CZ08 | rWtd | Cap-Tons | 2.5 | 1450 | None | 6.2 | 0.008 | 1.19 | [9 empty] | DEER:Res:HVAC_Eff_AC | Annual | 20
RB-HV-DuctSeal-MedToLow | DEER2021 | D20v0 | 2020-11-19 10:44 | Any | SFm | Ex | CZ08 | rDXGF | Cap-Tons | 3.77 | 2390 | None | 21 | 0.0258 | 1.12 | [9 empty] | DEER:Res:HVAC_Eff_AC | Annual | 20
RB-HV-DuctSeal-MedToLow | DEER2021 | D20v0 | 2020-11-19 10:44 | Any | SFm | Ex | CZ08 | rDXHP | Cap-Tons | 3.77 | 2390 | None | 30.8 | 0.0272 | 0 | [9 empty] | DEER:Res:HVAC_Eff_AC | Annual | 20
RB-HV-DuctSeal-MedToLow | DEER2021 | D20v0 | 2020-11-19 10:44 | Any | SFm | Ex | CZ08 | rNCGF | Cap-kBTUh | 70.0466 | 2390 | None | 0.036491 | 0 | 0.059203 | [9 empty] | DEER:Res:HVAC_Eff_AC | Annual | 20
RB-HV-DuctSeal-MedToLow | DEER2021 | D20v0 | 2020-11-19 10:44 | Any | SFm | Ex | CZ08 | rWtd | Cap-Tons | 3.77 | 2390 | None | 11.1 | 0.0129 | 1.08 | [9 empty] | DEER:Res:HVAC_Eff_AC | Annual | 20
RB-HV-DuctSeal-MedToLow | DEER2021 | D20v0 | 2020-11-19 10:44 | Any | SFm | Old | CZ08 | rDXGF | Cap-Tons | 3.07 | 1620 | None | 14.2 | 0.021 | 1.62 | [9 empty] | DEER:Res:HVAC_Eff_AC | Annual | 20
RB-HV-DuctSeal-MedToLow | DEER2021 | D20v0 | 2020-11-19 10:44 | Any | SFm | Old | CZ08 | rDXHP | Cap-Tons | 3.07 | 1620 | None | 27.1 | 0.0223 | 0 | [9 empty] | DEER:Res:HVAC_Eff_AC | Annual | 20
RB-HV-DuctSeal-MedToLow | DEER2021 | D20v0 | 2020-11-19 10:44 | Any | SFm | Old | CZ08 | rNCGF | Cap-kBTUh | 57.0406 | 1620 | None | 0.055436 | 0 | 0.086114 | [9 empty] | DEER:Res:HVAC_Eff_AC | Annual | 20
RB-HV-DuctSeal-MedToLow | DEER2021 | D20v0 | 2020-11-19 10:44 | Any | SFm | Old | CZ08 | rWtd | Cap-Tons | 3.07 | 1620 | None | 7.92 | 0.0105 | 1.57 | [9 empty] | DEER:Res:HVAC_Eff_AC | Annual | 20
RB-HV-DuctSeal-MedToLow | DEER2021 | D20v0 | 2020-11-19 10:44 | Any | DMo | Ex | CZ09 | rDXGF | Cap-Tons | 3.5 | 1240 | None | 113 | 0.0524 | 2.11 | [9 empty] | DEER:Res:HVAC_Eff_AC | Annual | 20
RB-HV-DuctSeal-MedToLow | DEER2021 | D20v0 | 2020-11-19 10:44 | Any | DMo | Ex | CZ09 | rDXHP | Cap-Tons | 3.5 | 1240 | None | 131 | 0.0595 | 0 | [9 empty] | DEER:Res:HVAC_Eff_AC | Annual | 20
RB-HV-DuctSeal-MedToLow | DEER2021 | D20v0 | 2020-11-19 10:44 | Any | DMo | Ex | CZ09 | rNCGF | Cap-kBTUh | 54.985 | 1240 | None | 0.078294 | 0 | 0.12094 | [9 empty] | DEER:Res:HVAC_Eff_AC | Annual | 20
RB-HV-DuctSeal-MedToLow | DEER2021 | D20v0 | 2020-11-19 10:44 | Any | DMo | Ex | CZ09 | rWtd | Cap-Tons | 3.5 | 1240 | None | 85.6 | 0.0396 | 1.86 | [9 empty] | DEER:Res:HVAC_Eff_AC | Annual | 20
RB-HV-DuctSeal-MedToLow | DEER2021 | D20v0 | 2020-11-19 10:44 | Any | DMo | Old | CZ09 | rDXGF | Cap-Tons | 3.5 | 1220 | None | 50.4 | 0.0854 | 2.83 | [9 empty] | DEER:Res:HVAC_Eff_AC | Annual | 20
RB-HV-DuctSeal-MedToLow | DEER2021 | D20v0 | 2020-11-19 10:44 | Any | DMo | Old | CZ09 | rDXHP | Cap-Tons | 3.5 | 1220 | None | 76.2 | 0.094 | 0 | [9 empty] | DEER:Res:HVAC_Eff_AC | Annual | 20
RB-HV-DuctSeal-MedToLow | DEER2021 | D20v0 | 2020-11-19 10:44 | Any | DMo | Old | CZ09 | rNCGF | Cap-kBTUh | 54.985 | 1220 | None | 0.10185 | 0 | 0.16232 | [9 empty] | DEER:Res:HVAC_Eff_AC | Annual | 20
RB-HV-DuctSeal-MedToLow | DEER2021 | D20v0 | 2020-11-19 10:44 | Any | DMo | Old | CZ09 | rWtd | Cap-Tons | 3.5 | 1220 | None | 40.2 | 0.0643 | 2.49 | [9 empty] | DEER:Res:HVAC_Eff_AC | Annual | 20
RB-HV-DuctSeal-MedToLow | DEER2021 | D20v0 | 2020-11-19 10:44 | Any | MFm | Ex | CZ09 | rDXGF | Cap-Tons | 1 | 1130 | None | 5.35 | 0.00696 | 0.541 | [9 empty] | DEER:Res:HVAC_Eff_AC | Annual | 20
RB-HV-DuctSeal-MedToLow | DEER2021 | D20v0 | 2020-11-19 10:44 | Any | MFm | Ex | CZ09 | rDXHP | Cap-Tons | 1 | 1130 | None | 9.61 | 0.00665 | 0 | [9 empty] | DEER:Res:HVAC_Eff_AC | Annual | 20
RB-HV-DuctSeal-MedToLow | DEER2021 | D20v0 | 2020-11-19 10:44 | Any | MFm | Ex | CZ09 | rNCGF | Cap-kBTUh | 18.68 | 1130 | None | 0.026499 | 0 | 0.027409 | [9 empty] | DEER:Res:HVAC_Eff_AC | Annual | 20
RB-HV-DuctSeal-MedToLow | DEER2021 | D20v0 | 2020-11-19 10:44 | Any | MFm | Ex | CZ09 | rWtd | Cap-Tons | 1 | 1130 | None | 4.25 | 0.00482 | 0.485 | [9 empty] | DEER:Res:HVAC_Eff_AC | Annual | 20
RB-HV-DuctSeal-MedToLow | DEER2021 | D20v0 | 2020-11-19 10:44 | Any | MFm | Old | CZ09 | rDXGF | Cap-Tons | 1.87 | 1260 | None | 6.88 | 0.00819 | 0.661 | [9 empty] | DEER:Res:HVAC_Eff_AC | Annual | 20
RB-HV-DuctSeal-MedToLow | DEER2021 | D20v0 | 2020-11-19 10:44 | Any | MFm | Old | CZ09 | rDXHP | Cap-Tons | 1.87 | 1260 | None | 12.2 | 0.00822 | 0 | [9 empty] | DEER:Res:HVAC_Eff_AC | Annual | 20
RB-HV-DuctSeal-MedToLow | DEER2021 | D20v0 | 2020-11-19 10:44 | Any | MFm | Old | CZ09 | rNCGF | Cap-kBTUh | 34.9316 | 1260 | None | 0.025589 | 0 | 0.03394 | [9 empty] | DEER:Res:HVAC_Eff_AC | Annual | 20
RB-HV-DuctSeal-MedToLow | DEER2021 | D20v0 | 2020-11-19 10:44 | Any | MFm | Old | CZ09 | rWtd | Cap-Tons | 1.87 | 1260 | None | 5.4 | 0.0057 | 0.595 | [9 empty] | DEER:Res:HVAC_Eff_AC | Annual | 20
RB-HV-DuctSeal-MedToLow | DEER2021 | D20v0 | 2020-11-19 10:44 | Any | Res | Ex | CZ09 | rDXGF | Cap-Tons | 2.2 | 1740 | None | 15.5 | 0.022 | 1.33 | [9 empty] | DEER:Res:HVAC_Eff_AC | Annual | 20
RB-HV-DuctSeal-MedToLow | DEER2021 | D20v0 | 2020-11-19 10:44 | Any | Res | Ex | CZ09 | rDXHP | Cap-Tons | 2.2 | 1740 | None | 26.7 | 0.023 | 0 | [9 empty] | DEER:Res:HVAC_Eff_AC | Annual | 20
RB-HV-DuctSeal-MedToLow | DEER2021 | D20v0 | 2020-11-19 10:44 | Any | Res | Ex | CZ09 | rNCGF | Cap-kBTUh | 2.2 | 1740 | None | 0.9 | 0 | 1.28 | [9 empty] | DEER:Res:HVAC_Eff_AC | Annual | 20
RB-HV-DuctSeal-MedToLow | DEER2021 | D20v0 | 2020-11-19 10:44 | Any | Res | Ex | CZ09 | rWtd | Cap-Tons | 2.2 | 1740 | None | 12.6 | 0.017 | 1.24 | [9 empty] | DEER:Res:HVAC_Eff_AC | Annual | 20
RB-HV-DuctSeal-MedToLow | DEER2021 | D20v0 | 2020-11-19 10:44 | Any | Res | Old | CZ09 | rDXGF | Cap-Tons | 2.7 | 1490 | None | 15.5 | 0.029 | 1.45 | [9 empty] | DEER:Res:HVAC_Eff_AC | Annual | 20
RB-HV-DuctSeal-MedToLow | DEER2021 | D20v0 | 2020-11-19 10:44 | Any | Res | Old | CZ09 | rDXHP | Cap-Tons | 2.7 | 1490 | None | 28.8 | 0.03 | 0 | [9 empty] | DEER:Res:HVAC_Eff_AC | Annual | 20
RB-HV-DuctSeal-MedToLow | DEER2021 | D20v0 | 2020-11-19 10:44 | Any | Res | Old | CZ09 | rNCGF | Cap-kBTUh | 2.7 | 1490 | None | 0.9 | 0 | 1.41 | [9 empty] | DEER:Res:HVAC_Eff_AC | Annual | 20
RB-HV-DuctSeal-MedToLow | DEER2021 | D20v0 | 2020-11-19 10:44 | Any | Res | Old | CZ09 | rWtd | Cap-Tons | 2.7 | 1490 | None | 12.8 | 0.022 | 1.36 | [9 empty] | DEER:Res:HVAC_Eff_AC | Annual | 20
RB-HV-DuctSeal-MedToLow | DEER2021 | D20v0 | 2020-11-19 10:44 | Any | SFm | Ex | CZ09 | rDXGF | Cap-Tons | 3.37 | 2420 | None | 22.1 | 0.0375 | 2.15 | [9 empty] | DEER:Res:HVAC_Eff_AC | Annual | 20
RB-HV-DuctSeal-MedToLow | DEER2021 | D20v0 | 2020-11-19 10:44 | Any | SFm | Ex | CZ09 | rDXHP | Cap-Tons | 3.37 | 2420 | None | 40.5 | 0.0392 | 0 | [9 empty] | DEER:Res:HVAC_Eff_AC | Annual | 20
RB-HV-DuctSeal-MedToLow | DEER2021 | D20v0 | 2020-11-19 10:44 | Any | SFm | Ex | CZ09 | rNCGF | Cap-kBTUh | 62.6146 | 2420 | None | 0.071044 | 0 | 0.11302 | [9 empty] | DEER:Res:HVAC_Eff_AC | Annual | 20
RB-HV-DuctSeal-MedToLow | DEER2021 | D20v0 | 2020-11-19 10:44 | Any | SFm | Ex | CZ09 | rWtd | Cap-Tons | 3.37 | 2420 | None | 18.4 | 0.0295 | 2.05 | [9 empty] | DEER:Res:HVAC_Eff_AC | Annual | 20
RB-HV-DuctSeal-MedToLow | DEER2021 | D20v0 | 2020-11-19 10:44 | Any | SFm | Old | CZ09 | rDXGF | Cap-Tons | 3.49 | 1690 | None | 22.7 | 0.0468 | 2.13 | [9 empty] | DEER:Res:HVAC_Eff_AC | Annual | 20
RB-HV-DuctSeal-MedToLow | DEER2021 | D20v0 | 2020-11-19 10:44 | Any | SFm | Old | CZ09 | rDXHP | Cap-Tons | 3.49 | 1690 | None | 43 | 0.0493 | 0 | [9 empty] | DEER:Res:HVAC_Eff_AC | Annual | 20
RB-HV-DuctSeal-MedToLow | DEER2021 | D20v0 | 2020-11-19 10:44 | Any | SFm | Old | CZ09 | rNCGF | Cap-kBTUh | 64.8442 | 1690 | None | 0.071044 | 0 | 0.11249 | [9 empty] | DEER:Res:HVAC_Eff_AC | Annual | 20
RB-HV-DuctSeal-MedToLow | DEER2021 | D20v0 | 2020-11-19 10:44 | Any | SFm | Old | CZ09 | rWtd | Cap-Tons | 3.49 | 1690 | None | 19 | 0.0368 | 2.03 | [9 empty] | DEER:Res:HVAC_Eff_AC | Annual | 20
RB-HV-DuctSeal-MedToLow | DEER2021 | D20v0 | 2020-11-19 10:44 | Any | DMo | Ex | CZ10 | rDXGF | Cap-Tons | 3.5 | 1240 | None | 119 | 0.0538 | 1.78 | [9 empty] | DEER:Res:HVAC_Eff_AC | Annual | 20
RB-HV-DuctSeal-MedToLow | DEER2021 | D20v0 | 2020-11-19 10:44 | Any | DMo | Ex | CZ10 | rDXHP | Cap-Tons | 3.5 | 1240 | None | 138 | 0.0601 | 0 | [9 empty] | DEER:Res:HVAC_Eff_AC | Annual | 20
RB-HV-DuctSeal-MedToLow | DEER2021 | D20v0 | 2020-11-19 10:44 | Any | DMo | Ex | CZ10 | rNCGF | Cap-kBTUh | 54.985 | 1240 | None | 0.064927 | 0 | 0.10185 | [9 empty] | DEER:Res:HVAC_Eff_AC | Annual | 20
RB-HV-DuctSeal-MedToLow | DEER2021 | D20v0 | 2020-11-19 10:44 | Any | DMo | Ex | CZ10 | rWtd | Cap-Tons | 3.5 | 1240 | None | 118 | 0.0534 | 1.56 | [9 empty] | DEER:Res:HVAC_Eff_AC | Annual | 20
RB-HV-DuctSeal-MedToLow | DEER2021 | D20v0 | 2020-11-19 10:44 | Any | DMo | Old | CZ10 | rDXGF | Cap-Tons | 3.5 | 1220 | None | 47.2 | 0.0672 | 2.55 | [9 empty] | DEER:Res:HVAC_Eff_AC | Annual | 20
RB-HV-DuctSeal-MedToLow | DEER2021 | D20v0 | 2020-11-19 10:44 | Any | DMo | Old | CZ10 | rDXHP | Cap-Tons | 3.5 | 1220 | None | 73.8 | 0.0739 | 0 | [9 empty] | DEER:Res:HVAC_Eff_AC | Annual | 20
RB-HV-DuctSeal-MedToLow | DEER2021 | D20v0 | 2020-11-19 10:44 | Any | DMo | Old | CZ10 | rNCGF | Cap-kBTUh | 54.985 | 1220 | None | 0.090388 | 0 | 0.14577 | [9 empty] | DEER:Res:HVAC_Eff_AC | Annual | 20
RB-HV-DuctSeal-MedToLow | DEER2021 | D20v0 | 2020-11-19 10:44 | Any | DMo | Old | CZ10 | rWtd | Cap-Tons | 3.5 | 1220 | None | 49.4 | 0.0665 | 2.23 | [9 empty] | DEER:Res:HVAC_Eff_AC | Annual | 20
RB-HV-DuctSeal-MedToLow | DEER2021 | D20v0 | 2020-11-19 10:44 | Any | MFm | Ex | CZ10 | rDXGF | Cap-Tons | 1 | 1070 | None | 4.58 | 0.007 | 0.354 | [9 empty] | DEER:Res:HVAC_Eff_AC | Annual | 20
RB-HV-DuctSeal-MedToLow | DEER2021 | D20v0 | 2020-11-19 10:44 | Any | MFm | Ex | CZ10 | rDXHP | Cap-Tons | 1 | 1070 | None | 7.73 | 0.00708 | 0 | [9 empty] | DEER:Res:HVAC_Eff_AC | Annual | 20
RB-HV-DuctSeal-MedToLow | DEER2021 | D20v0 | 2020-11-19 10:44 | Any | MFm | Ex | CZ10 | rNCGF | Cap-kBTUh | 18.68 | 1070 | None | 0.017559 | 0 | 0.018094 | [9 empty] | DEER:Res:HVAC_Eff_AC | Annual | 20
RB-HV-DuctSeal-MedToLow | DEER2021 | D20v0 | 2020-11-19 10:44 | Any | MFm | Ex | CZ10 | rWtd | Cap-Tons | 1 | 1070 | None | 4.62 | 0.00647 | 0.311 | [9 empty] | DEER:Res:HVAC_Eff_AC | Annual | 20
RB-HV-DuctSeal-MedToLow | DEER2021 | D20v0 | 2020-11-19 10:44 | Any | MFm | Old | CZ10 | rDXGF | Cap-Tons | 2.01 | 1310 | None | 4.67 | 0.00756 | 0.774 | [9 empty] | DEER:Res:HVAC_Eff_AC | Annual | 20
RB-HV-DuctSeal-MedToLow | DEER2021 | D20v0 | 2020-11-19 10:44 | Any | MFm | Old | CZ10 | rDXHP | Cap-Tons | 2.01 | 1310 | None | 11.1 | 0.00756 | 0 | [9 empty] | DEER:Res:HVAC_Eff_AC | Annual | 20
RB-HV-DuctSeal-MedToLow | DEER2021 | D20v0 | 2020-11-19 10:44 | Any | MFm | Old | CZ10 | rNCGF | Cap-kBTUh | 37.5468 | 1310 | None | 0.029443 | 0 | 0.040043 | [9 empty] | DEER:Res:HVAC_Eff_AC | Annual | 20
RB-HV-DuctSeal-MedToLow | DEER2021 | D20v0 | 2020-11-19 10:44 | Any | MFm | Old | CZ10 | rWtd | Cap-Tons | 2.01 | 1310 | None | 5.11 | 0.00698 | 0.682 | [9 empty] | DEER:Res:HVAC_Eff_AC | Annual | 20
RB-HV-DuctSeal-MedToLow | DEER2021 | D20v0 | 2020-11-19 10:44 | Any | Res | Ex | CZ10 | rDXGF | Cap-Tons | 2.5 | 1940 | None | 29.6 | 0.041 | 3.33 | [9 empty] | DEER:Res:HVAC_Eff_AC | Annual | 20
RB-HV-DuctSeal-MedToLow | DEER2021 | D20v0 | 2020-11-19 10:44 | Any | Res | Ex | CZ10 | rDXHP | Cap-Tons | 2.5 | 1940 | None | 64.3 | 0.041 | 0 | [9 empty] | DEER:Res:HVAC_Eff_AC | Annual | 20
RB-HV-DuctSeal-MedToLow | DEER2021 | D20v0 | 2020-11-19 10:44 | Any | Res | Ex | CZ10 | rNCGF | Cap-kBTUh | 2.5 | 1940 | None | 2.2 | 0 | 3.25 | [9 empty] | DEER:Res:HVAC_Eff_AC | Annual | 20
RB-HV-DuctSeal-MedToLow | DEER2021 | D20v0 | 2020-11-19 10:44 | Any | Res | Ex | CZ10 | rWtd | Cap-Tons | 2.5 | 1940 | None | 30 | 0.039 | 3.15 | [9 empty] | DEER:Res:HVAC_Eff_AC | Annual | 20
RB-HV-DuctSeal-MedToLow | DEER2021 | D20v0 | 2020-11-19 10:44 | Any | Res | Old | CZ10 | rDXGF | Cap-Tons | 3.6 | 1750 | None | 16.7 | 0.03 | 2.17 | [9 empty] | DEER:Res:HVAC_Eff_AC | Annual | 20
RB-HV-DuctSeal-MedToLow | DEER2021 | D20v0 | 2020-11-19 10:44 | Any | Res | Old | CZ10 | rDXHP | Cap-Tons | 3.6 | 1750 | None | 38.3 | 0.032 | 0 | [9 empty] | DEER:Res:HVAC_Eff_AC | Annual | 20
RB-HV-DuctSeal-MedToLow | DEER2021 | D20v0 | 2020-11-19 10:44 | Any | Res | Old | CZ10 | rNCGF | Cap-kBTUh | 3.6 | 1750 | None | 1.3 | 0 | 2.11 | [9 empty] | DEER:Res:HVAC_Eff_AC | Annual | 20
RB-HV-DuctSeal-MedToLow | DEER2021 | D20v0 | 2020-11-19 10:44 | Any | Res | Old | CZ10 | rWtd | Cap-Tons | 3.6 | 1750 | None | 17.2 | 0.029 | 2.04 | [9 empty] | DEER:Res:HVAC_Eff_AC | Annual | 20
RB-HV-DuctSeal-MedToLow | DEER2021 | D20v0 | 2020-11-19 10:44 | Any | SFm | Ex | CZ10 | rDXGF | Cap-Tons | 2.53 | 1950 | None | 29.5 | 0.041 | 3.37 | [9 empty] | DEER:Res:HVAC_Eff_AC | Annual | 20
RB-HV-DuctSeal-MedToLow | DEER2021 | D20v0 | 2020-11-19 10:44 | Any | SFm | Ex | CZ10 | rDXHP | Cap-Tons | 2.53 | 1950 | None | 64.5 | 0.0413 | 0 | [9 empty] | DEER:Res:HVAC_Eff_AC | Annual | 20
RB-HV-DuctSeal-MedToLow | DEER2021 | D20v0 | 2020-11-19 10:44 | Any | SFm | Ex | CZ10 | rNCGF | Cap-kBTUh | 47.0074 | 1950 | None | 0.11948 | 0 | 0.17707 | [9 empty] | DEER:Res:HVAC_Eff_AC | Annual | 20
RB-HV-DuctSeal-MedToLow | DEER2021 | D20v0 | 2020-11-19 10:44 | Any | SFm | Ex | CZ10 | rWtd | Cap-Tons | 2.53 | 1950 | None | 29.8 | 0.0388 | 3.19 | [9 empty] | DEER:Res:HVAC_Eff_AC | Annual | 20
RB-HV-DuctSeal-MedToLow | DEER2021 | D20v0 | 2020-11-19 10:44 | Any | SFm | Old | CZ10 | rDXGF | Cap-Tons | 3.83 | 1830 | None | 16.5 | 0.0308 | 2.31 | [9 empty] | DEER:Res:HVAC_Eff_AC | Annual | 20
RB-HV-DuctSeal-MedToLow | DEER2021 | D20v0 | 2020-11-19 10:44 | Any | SFm | Old | CZ10 | rDXHP | Cap-Tons | 3.83 | 1830 | None | 39.6 | 0.0328 | 0 | [9 empty] | DEER:Res:HVAC_Eff_AC | Annual | 20
RB-HV-DuctSeal-MedToLow | DEER2021 | D20v0 | 2020-11-19 10:44 | Any | SFm | Old | CZ10 | rNCGF | Cap-kBTUh | 71.1614 | 1830 | None | 0.074273 | 0 | 0.12164 | [9 empty] | DEER:Res:HVAC_Eff_AC | Annual | 20
RB-HV-DuctSeal-MedToLow | DEER2021 | D20v0 | 2020-11-19 10:44 | Any | SFm | Old | CZ10 | rWtd | Cap-Tons | 3.83 | 1830 | None | 16.9 | 0.0293 | 2.19 | [9 empty] | DEER:Res:HVAC_Eff_AC | Annual | 20
RB-HV-DuctSeal-MedToLow | DEER2021 | D20v0 | 2020-11-19 10:44 | Any | DMo | Ex | CZ11 | rDXGF | Cap-Tons | 3.5 | 1240 | None | 105 | 0.0762 | 3.85 | [9 empty] | DEER:Res:HVAC_Eff_AC | Annual | 20
RB-HV-DuctSeal-MedToLow | DEER2021 | D20v0 | 2020-11-19 10:44 | Any | DMo | Ex | CZ11 | rDXHP | Cap-Tons | 3.5 | 1240 | None | 145 | 0.0789 | 0 | [9 empty] | DEER:Res:HVAC_Eff_AC | Annual | 20
RB-HV-DuctSeal-MedToLow | DEER2021 | D20v0 | 2020-11-19 10:44 | Any | DMo | Ex | CZ11 | rNCGF | Cap-kBTUh | 54.985 | 1240 | None | 0.14067 | 0 | 0.2177 | [9 empty] | DEER:Res:HVAC_Eff_AC | Annual | 20
RB-HV-DuctSeal-MedToLow | DEER2021 | D20v0 | 2020-11-19 10:44 | Any | DMo | Ex | CZ11 | rWtd | Cap-Tons | 3.5 | 1240 | None | 103 | 0.0716 | 3.37 | [9 empty] | DEER:Res:HVAC_Eff_AC | Annual | 20
RB-HV-DuctSeal-MedToLow | DEER2021 | D20v0 | 2020-11-19 10:44 | Any | DMo | Old | CZ11 | rDXGF | Cap-Tons | 3.5 | 1220 | None | 64.5 | 0.0983 | 5 | [9 empty] | DEER:Res:HVAC_Eff_AC | Annual | 20
RB-HV-DuctSeal-MedToLow | DEER2021 | D20v0 | 2020-11-19 10:44 | Any | DMo | Old | CZ11 | rDXHP | Cap-Tons | 3.5 | 1220 | None | 114 | 0.102 | 0 | [9 empty] | DEER:Res:HVAC_Eff_AC | Annual | 20
RB-HV-DuctSeal-MedToLow | DEER2021 | D20v0 | 2020-11-19 10:44 | Any | DMo | Old | CZ11 | rNCGF | Cap-kBTUh | 54.985 | 1220 | None | 0.17823 | 0 | 0.28453 | [9 empty] | DEER:Res:HVAC_Eff_AC | Annual | 20
RB-HV-DuctSeal-MedToLow | DEER2021 | D20v0 | 2020-11-19 10:44 | Any | DMo | Old | CZ11 | rWtd | Cap-Tons | 3.5 | 1220 | None | 66.3 | 0.0923 | 4.38 | [9 empty] | DEER:Res:HVAC_Eff_AC | Annual | 20
RB-HV-DuctSeal-MedToLow | DEER2021 | D20v0 | 2020-11-19 10:44 | Any | MFm | Ex | CZ11 | rDXGF | Cap-Tons | 1 | 1070 | None | 11.2 | 0.0103 | 0.91 | [9 empty] | DEER:Res:HVAC_Eff_AC | Annual | 20
RB-HV-DuctSeal-MedToLow | DEER2021 | D20v0 | 2020-11-19 10:44 | Any | MFm | Ex | CZ11 | rDXHP | Cap-Tons | 1 | 1070 | None | 20.5 | 0.0103 | 0 | [9 empty] | DEER:Res:HVAC_Eff_AC | Annual | 20
RB-HV-DuctSeal-MedToLow | DEER2021 | D20v0 | 2020-11-19 10:44 | Any | MFm | Ex | CZ11 | rNCGF | Cap-kBTUh | 18.68 | 1070 | None | 0.044486 | 0 | 0.046895 | [9 empty] | DEER:Res:HVAC_Eff_AC | Annual | 20
RB-HV-DuctSeal-MedToLow | DEER2021 | D20v0 | 2020-11-19 10:44 | Any | MFm | Ex | CZ11 | rWtd | Cap-Tons | 1 | 1070 | None | 12 | 0.0101 | 0.797 | [9 empty] | DEER:Res:HVAC_Eff_AC | Annual | 20
RB-HV-DuctSeal-MedToLow | DEER2021 | D20v0 | 2020-11-19 10:44 | Any | MFm | Old | CZ11 | rDXGF | Cap-Tons | 1.85 | 1120 | None | 6.26 | 0.00993 | 0.882 | [9 empty] | DEER:Res:HVAC_Eff_AC | Annual | 20
RB-HV-DuctSeal-MedToLow | DEER2021 | D20v0 | 2020-11-19 10:44 | Any | MFm | Old | CZ11 | rDXHP | Cap-Tons | 1.85 | 1120 | None | 14.7 | 0.0102 | 0 | [9 empty] | DEER:Res:HVAC_Eff_AC | Annual | 20
RB-HV-DuctSeal-MedToLow | DEER2021 | D20v0 | 2020-11-19 10:44 | Any | MFm | Old | CZ11 | rNCGF | Cap-kBTUh | 34.558 | 1120 | None | 0.034315 | 0 | 0.045824 | [9 empty] | DEER:Res:HVAC_Eff_AC | Annual | 20
RB-HV-DuctSeal-MedToLow | DEER2021 | D20v0 | 2020-11-19 10:44 | Any | MFm | Old | CZ11 | rWtd | Cap-Tons | 1.85 | 1120 | None | 7.15 | 0.00972 | 0.774 | [9 empty] | DEER:Res:HVAC_Eff_AC | Annual | 20
RB-HV-DuctSeal-MedToLow | DEER2021 | D20v0 | 2020-11-19 10:44 | Any | Res | Ex | CZ11 | rDXGF | Cap-Tons | 2.7 | 1860 | None | 36.7 | 0.047 | 3.21 | [9 empty] | DEER:Res:HVAC_Eff_AC | Annual | 20
RB-HV-DuctSeal-MedToLow | DEER2021 | D20v0 | 2020-11-19 10:44 | Any | Res | Ex | CZ11 | rDXHP | Cap-Tons | 2.7 | 1860 | None | 72.6 | 0.048 | 0 | [9 empty] | DEER:Res:HVAC_Eff_AC | Annual | 20
RB-HV-DuctSeal-MedToLow | DEER2021 | D20v0 | 2020-11-19 10:44 | Any | Res | Ex | CZ11 | rNCGF | Cap-kBTUh | 2.7 | 1860 | None | 2.1 | 0 | 3.11 | [9 empty] | DEER:Res:HVAC_Eff_AC | Annual | 20
RB-HV-DuctSeal-MedToLow | DEER2021 | D20v0 | 2020-11-19 10:44 | Any | Res | Ex | CZ11 | rWtd | Cap-Tons | 2.7 | 1860 | None | 36.5 | 0.044 | 3.01 | [9 empty] | DEER:Res:HVAC_Eff_AC | Annual | 20
RB-HV-DuctSeal-MedToLow | DEER2021 | D20v0 | 2020-11-19 10:44 | Any | Res | Old | CZ11 | rDXGF | Cap-Tons | 3.4 | 1510 | None | 28 | 0.047 | 3.32 | [9 empty] | DEER:Res:HVAC_Eff_AC | Annual | 20
RB-HV-DuctSeal-MedToLow | DEER2021 | D20v0 | 2020-11-19 10:44 | Any | Res | Old | CZ11 | rDXHP | Cap-Tons | 3.4 | 1510 | None | 64.8 | 0.049 | 0 | [9 empty] | DEER:Res:HVAC_Eff_AC | Annual | 20
RB-HV-DuctSeal-MedToLow | DEER2021 | D20v0 | 2020-11-19 10:44 | Any | Res | Old | CZ11 | rNCGF | Cap-kBTUh | 3.4 | 1510 | None | 2 | 0 | 3.17 | [9 empty] | DEER:Res:HVAC_Eff_AC | Annual | 20
RB-HV-DuctSeal-MedToLow | DEER2021 | D20v0 | 2020-11-19 10:44 | Any | Res | Old | CZ11 | rWtd | Cap-Tons | 3.4 | 1510 | None | 28.8 | 0.044 | 3.08 | [9 empty] | DEER:Res:HVAC_Eff_AC | Annual | 20
RB-HV-DuctSeal-MedToLow | DEER2021 | D20v0 | 2020-11-19 10:44 | Any | SFm | Ex | CZ11 | rDXGF | Cap-Tons | 2.66 | 1950 | None | 30.7 | 0.0448 | 3.22 | [9 empty] | DEER:Res:HVAC_Eff_AC | Annual | 20
RB-HV-DuctSeal-MedToLow | DEER2021 | D20v0 | 2020-11-19 10:44 | Any | SFm | Ex | CZ11 | rDXHP | Cap-Tons | 2.66 | 1950 | None | 67 | 0.046 | 0 | [9 empty] | DEER:Res:HVAC_Eff_AC | Annual | 20
RB-HV-DuctSeal-MedToLow | DEER2021 | D20v0 | 2020-11-19 10:44 | Any | SFm | Ex | CZ11 | rNCGF | Cap-kBTUh | 49.4228 | 1950 | None | 0.11249 | 0 | 0.16954 | [9 empty] | DEER:Res:HVAC_Eff_AC | Annual | 20
RB-HV-DuctSeal-MedToLow | DEER2021 | D20v0 | 2020-11-19 10:44 | Any | SFm | Ex | CZ11 | rWtd | Cap-Tons | 2.66 | 1950 | None | 30.6 | 0.0418 | 3.05 | [9 empty] | DEER:Res:HVAC_Eff_AC | Annual | 20
RB-HV-DuctSeal-MedToLow | DEER2021 | D20v0 | 2020-11-19 10:44 | Any | SFm | Old | CZ11 | rDXGF | Cap-Tons | 3.66 | 1670 | None | 23.4 | 0.0414 | 3.44 | [9 empty] | DEER:Res:HVAC_Eff_AC | Annual | 20
RB-HV-DuctSeal-MedToLow | DEER2021 | D20v0 | 2020-11-19 10:44 | Any | SFm | Old | CZ11 | rDXHP | Cap-Tons | 3.66 | 1670 | None | 63.6 | 0.0445 | 0 | [9 empty] | DEER:Res:HVAC_Eff_AC | Annual | 20
RB-HV-DuctSeal-MedToLow | DEER2021 | D20v0 | 2020-11-19 10:44 | Any | SFm | Old | CZ11 | rNCGF | Cap-kBTUh | 68.0028 | 1670 | None | 0.11249 | 0 | 0.18084 | [9 empty] | DEER:Res:HVAC_Eff_AC | Annual | 20
RB-HV-DuctSeal-MedToLow | DEER2021 | D20v0 | 2020-11-19 10:44 | Any | SFm | Old | CZ11 | rWtd | Cap-Tons | 3.66 | 1670 | None | 24 | 0.0388 | 3.26 | [9 empty] | DEER:Res:HVAC_Eff_AC | Annual | 20
RB-HV-DuctSeal-MedToLow | DEER2021 | D20v0 | 2020-11-19 10:44 | Any | DMo | Ex | CZ12 | rDXGF | Cap-Tons | 3.5 | 1240 | None | 105 | 0.0535 | 2.68 | [9 empty] | DEER:Res:HVAC_Eff_AC | Annual | 20
RB-HV-DuctSeal-MedToLow | DEER2021 | D20v0 | 2020-11-19 10:44 | Any | DMo | Ex | CZ12 | rDXHP | Cap-Tons | 3.5 | 1240 | None | 134 | 0.0586 | 0 | [9 empty] | DEER:Res:HVAC_Eff_AC | Annual | 20
RB-HV-DuctSeal-MedToLow | DEER2021 | D20v0 | 2020-11-19 10:44 | Any | DMo | Ex | CZ12 | rNCGF | Cap-kBTUh | 54.985 | 1240 | None | 0.0993 | 0 | 0.15341 | [9 empty] | DEER:Res:HVAC_Eff_AC | Annual | 20
RB-HV-DuctSeal-MedToLow | DEER2021 | D20v0 | 2020-11-19 10:44 | Any | DMo | Ex | CZ12 | rWtd | Cap-Tons | 3.5 | 1240 | None | 106 | 0.0526 | 2.35 | [9 empty] | DEER:Res:HVAC_Eff_AC | Annual | 20
RB-HV-DuctSeal-MedToLow | DEER2021 | D20v0 | 2020-11-19 10:44 | Any | DMo | Old | CZ12 | rDXGF | Cap-Tons | 3.5 | 1210 | None | 39.4 | 0.0709 | 5.06 | [9 empty] | DEER:Res:HVAC_Eff_AC | Annual | 20
RB-HV-DuctSeal-MedToLow | DEER2021 | D20v0 | 2020-11-19 10:44 | Any | DMo | Old | CZ12 | rDXHP | Cap-Tons | 3.5 | 1210 | None | 86.2 | 0.0773 | 0 | [9 empty] | DEER:Res:HVAC_Eff_AC | Annual | 20
RB-HV-DuctSeal-MedToLow | DEER2021 | D20v0 | 2020-11-19 10:44 | Any | DMo | Old | CZ12 | rNCGF | Cap-kBTUh | 54.985 | 1210 | None | 0.18014 | 0 | 0.28899 | [9 empty] | DEER:Res:HVAC_Eff_AC | Annual | 20
RB-HV-DuctSeal-MedToLow | DEER2021 | D20v0 | 2020-11-19 10:44 | Any | DMo | Old | CZ12 | rWtd | Cap-Tons | 3.5 | 1210 | None | 44 | 0.0697 | 4.43 | [9 empty] | DEER:Res:HVAC_Eff_AC | Annual | 20
RB-HV-DuctSeal-MedToLow | DEER2021 | D20v0 | 2020-11-19 10:44 | Any | MFm | Ex | CZ12 | rDXGF | Cap-Tons | 1 | 1070 | None | 6.35 | 0.007 | 0.653 | [9 empty] | DEER:Res:HVAC_Eff_AC | Annual | 20
RB-HV-DuctSeal-MedToLow | DEER2021 | D20v0 | 2020-11-19 10:44 | Any | MFm | Ex | CZ12 | rDXHP | Cap-Tons | 1 | 1070 | None | 13.1 | 0.0072 | 0 | [9 empty] | DEER:Res:HVAC_Eff_AC | Annual | 20
RB-HV-DuctSeal-MedToLow | DEER2021 | D20v0 | 2020-11-19 10:44 | Any | MFm | Ex | CZ12 | rNCGF | Cap-kBTUh | 18.68 | 1070 | None | 0.032334 | 0 | 0.032976 | [9 empty] | DEER:Res:HVAC_Eff_AC | Annual | 20
RB-HV-DuctSeal-MedToLow | DEER2021 | D20v0 | 2020-11-19 10:44 | Any | MFm | Ex | CZ12 | rWtd | Cap-Tons | 1 | 1070 | None | 6.43 | 0.0062 | 0.576 | [9 empty] | DEER:Res:HVAC_Eff_AC | Annual | 20
RB-HV-DuctSeal-MedToLow | DEER2021 | D20v0 | 2020-11-19 10:44 | Any | MFm | Old | CZ12 | rDXGF | Cap-Tons | 1.7 | 1120 | None | 5.16 | 0.00842 | 0.985 | [9 empty] | DEER:Res:HVAC_Eff_AC | Annual | 20
RB-HV-DuctSeal-MedToLow | DEER2021 | D20v0 | 2020-11-19 10:44 | Any | MFm | Old | CZ12 | rDXHP | Cap-Tons | 1.7 | 1120 | None | 14.8 | 0.0091 | 0 | [9 empty] | DEER:Res:HVAC_Eff_AC | Annual | 20
RB-HV-DuctSeal-MedToLow | DEER2021 | D20v0 | 2020-11-19 10:44 | Any | MFm | Old | CZ12 | rNCGF | Cap-kBTUh | 31.756 | 1120 | None | 0.0394 | 0 | 0.050803 | [9 empty] | DEER:Res:HVAC_Eff_AC | Annual | 20
RB-HV-DuctSeal-MedToLow | DEER2021 | D20v0 | 2020-11-19 10:44 | Any | MFm | Old | CZ12 | rWtd | Cap-Tons | 1.7 | 1120 | None | 5.71 | 0.00751 | 0.871 | [9 empty] | DEER:Res:HVAC_Eff_AC | Annual | 20
RB-HV-DuctSeal-MedToLow | DEER2021 | D20v0 | 2020-11-19 10:44 | Any | Res | Ex | CZ12 | rDXGF | Cap-Tons | 2.1 | 1720 | None | 18 | 0.026 | 3.14 | [9 empty] | DEER:Res:HVAC_Eff_AC | Annual | 20
RB-HV-DuctSeal-MedToLow | DEER2021 | D20v0 | 2020-11-19 10:44 | Any | Res | Ex | CZ12 | rDXHP | Cap-Tons | 2.1 | 1720 | None | 51.5 | 0.026 | 0 | [9 empty] | DEER:Res:HVAC_Eff_AC | Annual | 20
RB-HV-DuctSeal-MedToLow | DEER2021 | D20v0 | 2020-11-19 10:44 | Any | Res | Ex | CZ12 | rNCGF | Cap-kBTUh | 2.1 | 1720 | None | 2.1 | 0 | 3.05 | [9 empty] | DEER:Res:HVAC_Eff_AC | Annual | 20
RB-HV-DuctSeal-MedToLow | DEER2021 | D20v0 | 2020-11-19 10:44 | Any | Res | Ex | CZ12 | rWtd | Cap-Tons | 2.1 | 1720 | None | 18 | 0.023 | 2.97 | [9 empty] | DEER:Res:HVAC_Eff_AC | Annual | 20
RB-HV-DuctSeal-MedToLow | DEER2021 | D20v0 | 2020-11-19 10:44 | Any | Res | Old | CZ12 | rDXGF | Cap-Tons | 3 | 1500 | None | 14.2 | 0.029 | 2.9 | [9 empty] | DEER:Res:HVAC_Eff_AC | Annual | 20
RB-HV-DuctSeal-MedToLow | DEER2021 | D20v0 | 2020-11-19 10:44 | Any | Res | Old | CZ12 | rDXHP | Cap-Tons | 3 | 1500 | None | 45.3 | 0.032 | 0 | [9 empty] | DEER:Res:HVAC_Eff_AC | Annual | 20
RB-HV-DuctSeal-MedToLow | DEER2021 | D20v0 | 2020-11-19 10:44 | Any | Res | Old | CZ12 | rNCGF | Cap-kBTUh | 3 | 1500 | None | 1.8 | 0 | 2.82 | [9 empty] | DEER:Res:HVAC_Eff_AC | Annual | 20
RB-HV-DuctSeal-MedToLow | DEER2021 | D20v0 | 2020-11-19 10:44 | Any | Res | Old | CZ12 | rWtd | Cap-Tons | 3 | 1500 | None | 14.5 | 0.026 | 2.72 | [9 empty] | DEER:Res:HVAC_Eff_AC | Annual | 20
RB-HV-DuctSeal-MedToLow | DEER2021 | D20v0 | 2020-11-19 10:44 | Any | SFm | Ex | CZ12 | rDXGF | Cap-Tons | 2.47 | 1950 | None | 18.9 | 0.0311 | 3.98 | [9 empty] | DEER:Res:HVAC_Eff_AC | Annual | 20
RB-HV-DuctSeal-MedToLow | DEER2021 | D20v0 | 2020-11-19 10:44 | Any | SFm | Ex | CZ12 | rDXHP | Cap-Tons | 2.47 | 1950 | None | 61.4 | 0.0312 | 0 | [9 empty] | DEER:Res:HVAC_Eff_AC | Annual | 20
RB-HV-DuctSeal-MedToLow | DEER2021 | D20v0 | 2020-11-19 10:44 | Any | SFm | Ex | CZ12 | rNCGF | Cap-kBTUh | 45.8926 | 1950 | None | 0.14263 | 0 | 0.20883 | [9 empty] | DEER:Res:HVAC_Eff_AC | Annual | 20
RB-HV-DuctSeal-MedToLow | DEER2021 | D20v0 | 2020-11-19 10:44 | Any | SFm | Ex | CZ12 | rWtd | Cap-Tons | 2.47 | 1950 | None | 18.9 | 0.0273 | 3.78 | [9 empty] | DEER:Res:HVAC_Eff_AC | Annual | 20
RB-HV-DuctSeal-MedToLow | DEER2021 | D20v0 | 2020-11-19 10:44 | Any | SFm | Old | CZ12 | rDXGF | Cap-Tons | 3.45 | 1650 | None | 16.1 | 0.0347 | 3.47 | [9 empty] | DEER:Res:HVAC_Eff_AC | Annual | 20
RB-HV-DuctSeal-MedToLow | DEER2021 | D20v0 | 2020-11-19 10:44 | Any | SFm | Old | CZ12 | rDXHP | Cap-Tons | 3.45 | 1650 | None | 54.1 | 0.0379 | 0 | [9 empty] | DEER:Res:HVAC_Eff_AC | Annual | 20
RB-HV-DuctSeal-MedToLow | DEER2021 | D20v0 | 2020-11-19 10:44 | Any | SFm | Old | CZ12 | rNCGF | Cap-kBTUh | 64.101 | 1650 | None | 0.11518 | 0 | 0.18245 | [9 empty] | DEER:Res:HVAC_Eff_AC | Annual | 20
RB-HV-DuctSeal-MedToLow | DEER2021 | D20v0 | 2020-11-19 10:44 | Any | SFm | Old | CZ12 | rWtd | Cap-Tons | 3.45 | 1650 | None | 16.2 | 0.0306 | 3.29 | [9 empty] | DEER:Res:HVAC_Eff_AC | Annual | 20
RB-HV-DuctSeal-MedToLow | DEER2021 | D20v0 | 2020-11-19 10:44 | Any | DMo | Ex | CZ13 | rDXGF | Cap-Tons | 3.5 | 1240 | None | 105 | 0.0521 | 2.91 | [9 empty] | DEER:Res:HVAC_Eff_AC | Annual | 20
RB-HV-DuctSeal-MedToLow | DEER2021 | D20v0 | 2020-11-19 10:44 | Any | DMo | Ex | CZ13 | rDXHP | Cap-Tons | 3.5 | 1240 | None | 135 | 0.0575 | 0 | [9 empty] | DEER:Res:HVAC_Eff_AC | Annual | 20
RB-HV-DuctSeal-MedToLow | DEER2021 | D20v0 | 2020-11-19 10:44 | Any | DMo | Ex | CZ13 | rNCGF | Cap-kBTUh | 54.985 | 1240 | None | 0.10757 | 0 | 0.16677 | [9 empty] | DEER:Res:HVAC_Eff_AC | Annual | 20
RB-HV-DuctSeal-MedToLow | DEER2021 | D20v0 | 2020-11-19 10:44 | Any | DMo | Ex | CZ13 | rWtd | Cap-Tons | 3.5 | 1240 | None | 102 | 0.0497 | 2.55 | [9 empty] | DEER:Res:HVAC_Eff_AC | Annual | 20
RB-HV-DuctSeal-MedToLow | DEER2021 | D20v0 | 2020-11-19 10:44 | Any | DMo | Old | CZ13 | rDXGF | Cap-Tons | 3.5 | 1210 | None | 68.2 | 0.0706 | 3.97 | [9 empty] | DEER:Res:HVAC_Eff_AC | Annual | 20
RB-HV-DuctSeal-MedToLow | DEER2021 | D20v0 | 2020-11-19 10:44 | Any | DMo | Old | CZ13 | rDXHP | Cap-Tons | 3.5 | 1210 | None | 109 | 0.0774 | 0 | [9 empty] | DEER:Res:HVAC_Eff_AC | Annual | 20
RB-HV-DuctSeal-MedToLow | DEER2021 | D20v0 | 2020-11-19 10:44 | Any | DMo | Old | CZ13 | rNCGF | Cap-kBTUh | 54.985 | 1210 | None | 0.14195 | 0 | 0.22852 | [9 empty] | DEER:Res:HVAC_Eff_AC | Annual | 20
RB-HV-DuctSeal-MedToLow | DEER2021 | D20v0 | 2020-11-19 10:44 | Any | DMo | Old | CZ13 | rWtd | Cap-Tons | 3.5 | 1210 | None | 69.2 | 0.0674 | 3.48 | [9 empty] | DEER:Res:HVAC_Eff_AC | Annual | 20
RB-HV-DuctSeal-MedToLow | DEER2021 | D20v0 | 2020-11-19 10:44 | Any | MFm | Ex | CZ13 | rDXGF | Cap-Tons | 1 | 1070 | None | 10.3 | 0.00821 | 0.764 | [9 empty] | DEER:Res:HVAC_Eff_AC | Annual | 20
RB-HV-DuctSeal-MedToLow | DEER2021 | D20v0 | 2020-11-19 10:44 | Any | MFm | Ex | CZ13 | rDXHP | Cap-Tons | 1 | 1070 | None | 17.9 | 0.00896 | 0 | [9 empty] | DEER:Res:HVAC_Eff_AC | Annual | 20
RB-HV-DuctSeal-MedToLow | DEER2021 | D20v0 | 2020-11-19 10:44 | Any | MFm | Ex | CZ13 | rNCGF | Cap-kBTUh | 18.68 | 1070 | None | 0.037313 | 0 | 0.038812 | [9 empty] | DEER:Res:HVAC_Eff_AC | Annual | 20
RB-HV-DuctSeal-MedToLow | DEER2021 | D20v0 | 2020-11-19 10:44 | Any | MFm | Ex | CZ13 | rWtd | Cap-Tons | 1 | 1070 | None | 10.9 | 0.00806 | 0.67 | [9 empty] | DEER:Res:HVAC_Eff_AC | Annual | 20
RB-HV-DuctSeal-MedToLow | DEER2021 | D20v0 | 2020-11-19 10:44 | Any | MFm | Old | CZ13 | rDXGF | Cap-Tons | 1.73 | 1110 | None | 7.98 | 0.008 | 1.03 | [9 empty] | DEER:Res:HVAC_Eff_AC | Annual | 20
RB-HV-DuctSeal-MedToLow | DEER2021 | D20v0 | 2020-11-19 10:44 | Any | MFm | Old | CZ13 | rDXHP | Cap-Tons | 1.73 | 1110 | None | 17.8 | 0.00858 | 0 | [9 empty] | DEER:Res:HVAC_Eff_AC | Annual | 20
RB-HV-DuctSeal-MedToLow | DEER2021 | D20v0 | 2020-11-19 10:44 | Any | MFm | Old | CZ13 | rNCGF | Cap-kBTUh | 32.3164 | 1110 | None | 0.040471 | 0 | 0.053319 | [9 empty] | DEER:Res:HVAC_Eff_AC | Annual | 20
RB-HV-DuctSeal-MedToLow | DEER2021 | D20v0 | 2020-11-19 10:44 | Any | MFm | Old | CZ13 | rWtd | Cap-Tons | 1.73 | 1110 | None | 8.97 | 0.00784 | 0.902 | [9 empty] | DEER:Res:HVAC_Eff_AC | Annual | 20
RB-HV-DuctSeal-MedToLow | DEER2021 | D20v0 | 2020-11-19 10:44 | Any | Res | Ex | CZ13 | rDXGF | Cap-Tons | 2.4 | 1850 | None | 34.9 | 0.033 | 3.19 | [9 empty] | DEER:Res:HVAC_Eff_AC | Annual | 20
RB-HV-DuctSeal-MedToLow | DEER2021 | D20v0 | 2020-11-19 10:44 | Any | Res | Ex | CZ13 | rDXHP | Cap-Tons | 2.4 | 1850 | None | 72.1 | 0.034 | 0 | [9 empty] | DEER:Res:HVAC_Eff_AC | Annual | 20
RB-HV-DuctSeal-MedToLow | DEER2021 | D20v0 | 2020-11-19 10:44 | Any | Res | Ex | CZ13 | rNCGF | Cap-kBTUh | 2.4 | 1850 | None | 2.1 | 0 | 3.1 | [9 empty] | DEER:Res:HVAC_Eff_AC | Annual | 20
RB-HV-DuctSeal-MedToLow | DEER2021 | D20v0 | 2020-11-19 10:44 | Any | Res | Ex | CZ13 | rWtd | Cap-Tons | 2.4 | 1850 | None | 35.6 | 0.031 | 3.01 | [9 empty] | DEER:Res:HVAC_Eff_AC | Annual | 20
RB-HV-DuctSeal-MedToLow | DEER2021 | D20v0 | 2020-11-19 10:44 | Any | Res | Old | CZ13 | rDXGF | Cap-Tons | 3.1 | 1500 | None | 26.5 | 0.03 | 2.76 | [9 empty] | DEER:Res:HVAC_Eff_AC | Annual | 20
RB-HV-DuctSeal-MedToLow | DEER2021 | D20v0 | 2020-11-19 10:44 | Any | Res | Old | CZ13 | rDXHP | Cap-Tons | 3.1 | 1500 | None | 57.2 | 0.034 | 0 | [9 empty] | DEER:Res:HVAC_Eff_AC | Annual | 20
RB-HV-DuctSeal-MedToLow | DEER2021 | D20v0 | 2020-11-19 10:44 | Any | Res | Old | CZ13 | rNCGF | Cap-kBTUh | 3.1 | 1500 | None | 1.7 | 0 | 2.68 | [9 empty] | DEER:Res:HVAC_Eff_AC | Annual | 20
RB-HV-DuctSeal-MedToLow | DEER2021 | D20v0 | 2020-11-19 10:44 | Any | Res | Old | CZ13 | rWtd | Cap-Tons | 3.1 | 1500 | None | 27.4 | 0.029 | 2.57 | [9 empty] | DEER:Res:HVAC_Eff_AC | Annual | 20
RB-HV-DuctSeal-MedToLow | DEER2021 | D20v0 | 2020-11-19 10:44 | Any | SFm | Ex | CZ13 | rDXGF | Cap-Tons | 2.55 | 1950 | None | 34.5 | 0.0342 | 3.44 | [9 empty] | DEER:Res:HVAC_Eff_AC | Annual | 20
RB-HV-DuctSeal-MedToLow | DEER2021 | D20v0 | 2020-11-19 10:44 | Any | SFm | Ex | CZ13 | rDXHP | Cap-Tons | 2.55 | 1950 | None | 74.9 | 0.036 | 0 | [9 empty] | DEER:Res:HVAC_Eff_AC | Annual | 20
RB-HV-DuctSeal-MedToLow | DEER2021 | D20v0 | 2020-11-19 10:44 | Any | SFm | Ex | CZ13 | rNCGF | Cap-kBTUh | 47.379 | 1950 | None | 0.12217 | 0 | 0.18084 | [9 empty] | DEER:Res:HVAC_Eff_AC | Annual | 20
RB-HV-DuctSeal-MedToLow | DEER2021 | D20v0 | 2020-11-19 10:44 | Any | SFm | Ex | CZ13 | rWtd | Cap-Tons | 2.55 | 1950 | None | 35.4 | 0.0329 | 3.26 | [9 empty] | DEER:Res:HVAC_Eff_AC | Annual | 20
RB-HV-DuctSeal-MedToLow | DEER2021 | D20v0 | 2020-11-19 10:44 | Any | SFm | Old | CZ13 | rDXGF | Cap-Tons | 3.49 | 1670 | None | 28.4 | 0.0339 | 3.23 | [9 empty] | DEER:Res:HVAC_Eff_AC | Annual | 20
RB-HV-DuctSeal-MedToLow | DEER2021 | D20v0 | 2020-11-19 10:44 | Any | SFm | Old | CZ13 | rDXHP | Cap-Tons | 3.49 | 1670 | None | 65.3 | 0.0376 | 0 | [9 empty] | DEER:Res:HVAC_Eff_AC | Annual | 20
RB-HV-DuctSeal-MedToLow | DEER2021 | D20v0 | 2020-11-19 10:44 | Any | SFm | Old | CZ13 | rNCGF | Cap-kBTUh | 64.8442 | 1670 | None | 0.1071 | 0 | 0.17008 | [9 empty] | DEER:Res:HVAC_Eff_AC | Annual | 20
RB-HV-DuctSeal-MedToLow | DEER2021 | D20v0 | 2020-11-19 10:44 | Any | SFm | Old | CZ13 | rWtd | Cap-Tons | 3.49 | 1670 | None | 29.3 | 0.0328 | 3.05 | [9 empty] | DEER:Res:HVAC_Eff_AC | Annual | 20
RB-HV-DuctSeal-MedToLow | DEER2021 | D20v1 | 2020-11-19 10:44 | Any | DMo | Ex | CZ14 | rDXGF | Cap-Tons | 3.5 | 1240 | None | 69.8 | 0.0721 | 4.22 | [9 empty] | DEER:Res:HVAC_Eff_AC | Annual | 1
RB-HV-DuctSeal-MedToLow | DEER2021 | D20v1 | 2020-11-19 10:44 | Any | DMo | Ex | CZ14 | rDXHP | Cap-Tons | 3.5 | 1240 | None | 127 | 0.0833 | 0 | [9 empty] | DEER:Res:HVAC_Eff_AC | Annual | 1
RB-HV-DuctSeal-MedToLow | DEER2021 | D20v1 | 2020-11-19 10:44 | Any | DMo | Ex | CZ14 | rNCGF | Cap-kBTUh | 54.985 | 1240 | None | 0.15468 | 0 | 0.23616 | [9 empty] | DEER:Res:HVAC_Eff_AC | Annual | 1
RB-HV-DuctSeal-MedToLow | DEER2021 | D20v1 | 2020-11-19 10:44 | Any | DMo | Ex | CZ14 | rWtd | Cap-Tons | 3.5 | 1240 | None | 72.8083 | 0.06942 | 3.6935 | [9 empty] | DEER:Res:HVAC_Eff_AC | Annual | 1
RB-HV-DuctSeal-MedToLow | DEER2021 | D20v0 | 2020-11-19 10:44 | Any | DMo | Old | CZ14 | rDXGF | Cap-Tons | 3.5 | 1230 | None | 82 | 0.0808 | 6.17 | [9 empty] | DEER:Res:HVAC_Eff_AC | Annual | 20
RB-HV-DuctSeal-MedToLow | DEER2021 | D20v0 | 2020-11-19 10:44 | Any | DMo | Old | CZ14 | rDXHP | Cap-Tons | 3.5 | 1230 | None | 152 | 0.0868 | 0 | [9 empty] | DEER:Res:HVAC_Eff_AC | Annual | 20
RB-HV-DuctSeal-MedToLow | DEER2021 | D20v0 | 2020-11-19 10:44 | Any | DMo | Old | CZ14 | rNCGF | Cap-kBTUh | 54.985 | 1230 | None | 0.21579 | 0 | 0.34309 | [9 empty] | DEER:Res:HVAC_Eff_AC | Annual | 20
RB-HV-DuctSeal-MedToLow | DEER2021 | D20v0 | 2020-11-19 10:44 | Any | DMo | Old | CZ14 | rWtd | Cap-Tons | 3.5 | 1230 | None | 68.4 | 0.0607 | 5.39 | [9 empty] | DEER:Res:HVAC_Eff_AC | Annual | 20
RB-HV-DuctSeal-MedToLow | DEER2021 | D20v1 | 2020-11-19 10:44 | Any | MFm | Ex | CZ14 | rDXGF | Cap-Tons | 1.07 | 1090 | None | 15.5 | 0.00912 | 1.07 | [9 empty] | DEER:Res:HVAC_Eff_AC | Annual | 1
RB-HV-DuctSeal-MedToLow | DEER2021 | D20v1 | 2020-11-19 10:44 | Any | MFm | Ex | CZ14 | rDXHP | Cap-Tons | 1.07 | 1090 | None | 29.5 | 0.0103 | 0 | [9 empty] | DEER:Res:HVAC_Eff_AC | Annual | 1
RB-HV-DuctSeal-MedToLow | DEER2021 | D20v1 | 2020-11-19 10:44 | Any | MFm | Ex | CZ14 | rNCGF | Cap-kBTUh | 19.9876 | 1090 | None | 0.051231 | 0 | 0.055139 | [9 empty] | DEER:Res:HVAC_Eff_AC | Annual | 1
RB-HV-DuctSeal-MedToLow | DEER2021 | D20v1 | 2020-11-19 10:44 | Any | MFm | Ex | CZ14 | rWtd | Cap-Tons | 1.07 | 1090 | None | 17.2601 | 0.00927 | 0.93548 | [9 empty] | DEER:Res:HVAC_Eff_AC | Annual | 1
RB-HV-DuctSeal-MedToLow | DEER2021 | D20v0 | 2020-11-19 10:44 | Any | MFm | Old | CZ14 | rDXGF | Cap-Tons | 2.32 | 1390 | None | 10.8 | 0.00836 | 0.79 | [9 empty] | DEER:Res:HVAC_Eff_AC | Annual | 20
RB-HV-DuctSeal-MedToLow | DEER2021 | D20v0 | 2020-11-19 10:44 | Any | MFm | Old | CZ14 | rDXHP | Cap-Tons | 2.32 | 1390 | None | 19.8 | 0.00847 | 0 | [9 empty] | DEER:Res:HVAC_Eff_AC | Annual | 20
RB-HV-DuctSeal-MedToLow | DEER2021 | D20v0 | 2020-11-19 10:44 | Any | MFm | Old | CZ14 | rNCGF | Cap-kBTUh | 43.3376 | 1390 | None | 0.02955 | 0 | 0.040846 | [9 empty] | DEER:Res:HVAC_Eff_AC | Annual | 20
RB-HV-DuctSeal-MedToLow | DEER2021 | D20v0 | 2020-11-19 10:44 | Any | MFm | Old | CZ14 | rWtd | Cap-Tons | 2.32 | 1390 | None | 11.9 | 0.00837 | 0.691 | [9 empty] | DEER:Res:HVAC_Eff_AC | Annual | 20
RB-HV-DuctSeal-MedToLow | DEER2021 | D20v1 | 2020-11-19 10:44 | Any | Res | Ex | CZ14 | rDXGF | Cap-Tons | 3.17 | 2128 | None | 56.17 | 0.0465 | 3.649 | [9 empty] | DEER:Res:HVAC_Eff_AC | Annual | 1
RB-HV-DuctSeal-MedToLow | DEER2021 | D20v1 | 2020-11-19 10:44 | Any | Res | Ex | CZ14 | rDXHP | Cap-Tons | 3.17 | 2128 | None | 110.55 | 0.0533 | 0 | [9 empty] | DEER:Res:HVAC_Eff_AC | Annual | 1
RB-HV-DuctSeal-MedToLow | DEER2021 | D20v1 | 2020-11-19 10:44 | Any | Res | Ex | CZ14 | rNCGF | Cap-kBTUh | 3.17 | 2128 | None | 2.29 | 0 | 3.526 | [9 empty] | DEER:Res:HVAC_Eff_AC | Annual | 1
RB-HV-DuctSeal-MedToLow | DEER2021 | D20v1 | 2020-11-19 10:44 | Any | Res | Ex | CZ14 | rWtd | Cap-Tons | 3.17 | 2128 | None | 56.99 | 0.05 | 3.44 | [9 empty] | DEER:Res:HVAC_Eff_AC | Annual | 1
RB-HV-DuctSeal-MedToLow | DEER2021 | D20v0 | 2020-11-19 10:44 | Any | Res | Old | CZ14 | rDXGF | Cap-Tons | 3.8 | 1660 | None | 34.8 | 0.036 | 2.93 | [9 empty] | DEER:Res:HVAC_Eff_AC | Annual | 20
RB-HV-DuctSeal-MedToLow | DEER2021 | D20v0 | 2020-11-19 10:44 | Any | Res | Old | CZ14 | rDXHP | Cap-Tons | 3.8 | 1660 | None | 75.8 | 0.04 | 0 | [9 empty] | DEER:Res:HVAC_Eff_AC | Annual | 20
RB-HV-DuctSeal-MedToLow | DEER2021 | D20v0 | 2020-11-19 10:44 | Any | Res | Old | CZ14 | rNCGF | Cap-kBTUh | 3.8 | 1660 | None | 1.8 | 0 | 2.82 | [9 empty] | DEER:Res:HVAC_Eff_AC | Annual | 20
RB-HV-DuctSeal-MedToLow | DEER2021 | D20v0 | 2020-11-19 10:44 | Any | Res | Old | CZ14 | rWtd | Cap-Tons | 3.8 | 1660 | None | 36.7 | 0.036 | 2.76 | [9 empty] | DEER:Res:HVAC_Eff_AC | Annual | 20
RB-HV-DuctSeal-MedToLow | DEER2021 | D20v0 | 2020-11-19 10:44 | Any | SFm | Ex | CZ14 | rDXGF | Cap-Tons | 3.16 | 2160 | None | 59.9 | 0.0492 | 3.67 | [9 empty] | DEER:Res:HVAC_Eff_AC | Annual | 20
RB-HV-DuctSeal-MedToLow | DEER2021 | D20v0 | 2020-11-19 10:44 | Any | SFm | Ex | CZ14 | rDXHP | Cap-Tons | 3.16 | 2160 | None | 109 | 0.0538 | 0 | [9 empty] | DEER:Res:HVAC_Eff_AC | Annual | 20
RB-HV-DuctSeal-MedToLow | DEER2021 | D20v0 | 2020-11-19 10:44 | Any | SFm | Ex | CZ14 | rNCGF | Cap-kBTUh | 58.7128 | 2160 | None | 0.12271 | 0 | 0.1916 | [9 empty] | DEER:Res:HVAC_Eff_AC | Annual | 20
RB-HV-DuctSeal-MedToLow | DEER2021 | D20v0 | 2020-11-19 10:44 | Any | SFm | Ex | CZ14 | rWtd | Cap-Tons | 3.16 | 2160 | None | 62.2 | 0.0491 | 3.47 | [9 empty] | DEER:Res:HVAC_Eff_AC | Annual | 20
RB-HV-DuctSeal-MedToLow | DEER2021 | D20v0 | 2020-11-19 10:44 | Any | SFm | Old | CZ14 | rDXGF | Cap-Tons | 4.03 | 1710 | None | 38.3 | 0.0408 | 3.26 | [9 empty] | DEER:Res:HVAC_Eff_AC | Annual | 20
RB-HV-DuctSeal-MedToLow | DEER2021 | D20v0 | 2020-11-19 10:44 | Any | SFm | Old | CZ14 | rDXHP | Cap-Tons | 4.03 | 1710 | None | 84.4 | 0.0448 | 0 | [9 empty] | DEER:Res:HVAC_Eff_AC | Annual | 20
RB-HV-DuctSeal-MedToLow | DEER2021 | D20v0 | 2020-11-19 10:44 | Any | SFm | Old | CZ14 | rNCGF | Cap-kBTUh | 74.8774 | 1710 | None | 0.10495 | 0 | 0.16954 | [9 empty] | DEER:Res:HVAC_Eff_AC | Annual | 20
RB-HV-DuctSeal-MedToLow | DEER2021 | D20v0 | 2020-11-19 10:44 | Any | SFm | Old | CZ14 | rWtd | Cap-Tons | 4.03 | 1710 | None | 40.6 | 0.0407 | 3.08 | [9 empty] | DEER:Res:HVAC_Eff_AC | Annual | 20
RB-HV-DuctSeal-MedToLow | DEER2021 | D20v0 | 2020-11-19 10:44 | Any | DMo | Ex | CZ15 | rDXGF | Cap-Tons | 3.5 | 1240 | None | 155 | 0.0578 | 1.11 | [9 empty] | DEER:Res:HVAC_Eff_AC | Annual | 20
RB-HV-DuctSeal-MedToLow | DEER2021 | D20v0 | 2020-11-19 10:44 | Any | DMo | Ex | CZ15 | rDXHP | Cap-Tons | 3.5 | 1240 | None | 168 | 0.06 | 0 | [9 empty] | DEER:Res:HVAC_Eff_AC | Annual | 20
RB-HV-DuctSeal-MedToLow | DEER2021 | D20v0 | 2020-11-19 10:44 | Any | DMo | Ex | CZ15 | rNCGF | Cap-kBTUh | 54.985 | 1240 | None | 0.040866 | 0 | 0.063081 | [9 empty] | DEER:Res:HVAC_Eff_AC | Annual | 20
RB-HV-DuctSeal-MedToLow | DEER2021 | D20v0 | 2020-11-19 10:44 | Any | DMo | Ex | CZ15 | rWtd | Cap-Tons | 3.5 | 1240 | None | 157 | 0.0581 | 0.973 | [9 empty] | DEER:Res:HVAC_Eff_AC | Annual | 20
RB-HV-DuctSeal-MedToLow | DEER2021 | D20v0 | 2020-11-19 10:44 | Any | DMo | Old | CZ15 | rDXGF | Cap-Tons | 3.5 | 1230 | None | 108 | 0.0789 | 1.95 | [9 empty] | DEER:Res:HVAC_Eff_AC | Annual | 20
RB-HV-DuctSeal-MedToLow | DEER2021 | D20v0 | 2020-11-19 10:44 | Any | DMo | Old | CZ15 | rDXHP | Cap-Tons | 3.5 | 1230 | None | 126 | 0.0821 | 0 | [9 empty] | DEER:Res:HVAC_Eff_AC | Annual | 20
RB-HV-DuctSeal-MedToLow | DEER2021 | D20v0 | 2020-11-19 10:44 | Any | DMo | Old | CZ15 | rNCGF | Cap-kBTUh | 54.985 | 1230 | None | 0.070019 | 0 | 0.11012 | [9 empty] | DEER:Res:HVAC_Eff_AC | Annual | 20
RB-HV-DuctSeal-MedToLow | DEER2021 | D20v0 | 2020-11-19 10:44 | Any | DMo | Old | CZ15 | rWtd | Cap-Tons | 3.5 | 1230 | None | 110 | 0.0793 | 1.71 | [9 empty] | DEER:Res:HVAC_Eff_AC | Annual | 20
RB-HV-DuctSeal-MedToLow | DEER2021 | D20v1 | 2020-11-19 10:44 | Any | MFm | Ex | CZ15 | rDXGF | Cap-Tons | 1.16 | 1090 | None | 15.1 | 0.00843 | 0.32 | [9 empty] | DEER:Res:HVAC_Eff_AC | Annual | 1
RB-HV-DuctSeal-MedToLow | DEER2021 | D20v1 | 2020-11-19 10:44 | Any | MFm | Ex | CZ15 | rDXHP | Cap-Tons | 1.16 | 1090 | None | 18 | 0.00821 | 0 | [9 empty] | DEER:Res:HVAC_Eff_AC | Annual | 1
RB-HV-DuctSeal-MedToLow | DEER2021 | D20v1 | 2020-11-19 10:44 | Any | MFm | Ex | CZ15 | rNCGF | Cap-kBTUh | 21.6688 | 1090 | None | 0.014989 | 0 | 0.016435 | [9 empty] | DEER:Res:HVAC_Eff_AC | Annual | 1
RB-HV-DuctSeal-MedToLow | DEER2021 | D20v1 | 2020-11-19 10:44 | Any | MFm | Ex | CZ15 | rWtd | Cap-Tons | 1.16 | 1090 | None | 15.3123 | 0.00832 | 0.28004 | [9 empty] | DEER:Res:HVAC_Eff_AC | Annual | 1
RB-HV-DuctSeal-MedToLow | DEER2021 | D20v0 | 2020-11-19 10:44 | Any | MFm | Old | CZ15 | rDXGF | Cap-Tons | 2.5 | 1410 | None | 15.1 | 0.00894 | 0.334 | [9 empty] | DEER:Res:HVAC_Eff_AC | Annual | 20
RB-HV-DuctSeal-MedToLow | DEER2021 | D20v0 | 2020-11-19 10:44 | Any | MFm | Old | CZ15 | rDXHP | Cap-Tons | 2.5 | 1410 | None | 18 | 0.00894 | 0 | [9 empty] | DEER:Res:HVAC_Eff_AC | Annual | 20
RB-HV-DuctSeal-MedToLow | DEER2021 | D20v0 | 2020-11-19 10:44 | Any | MFm | Old | CZ15 | rNCGF | Cap-kBTUh | 46.7 | 1410 | None | 0.012366 | 0 | 0.017184 | [9 empty] | DEER:Res:HVAC_Eff_AC | Annual | 20
RB-HV-DuctSeal-MedToLow | DEER2021 | D20v0 | 2020-11-19 10:44 | Any | MFm | Old | CZ15 | rWtd | Cap-Tons | 2.5 | 1410 | None | 15.3 | 0.00886 | 0.292 | [9 empty] | DEER:Res:HVAC_Eff_AC | Annual | 20
RB-HV-DuctSeal-MedToLow | DEER2021 | D20v1 | 2020-11-19 10:44 | Any | Res | Ex | CZ15 | rDXGF | Cap-Tons | 3.43 | 1886 | None | 68.98 | 0.0455 | 1.523 | [9 empty] | DEER:Res:HVAC_Eff_AC | Annual | 1
RB-HV-DuctSeal-MedToLow | DEER2021 | D20v1 | 2020-11-19 10:44 | Any | Res | Ex | CZ15 | rDXHP | Cap-Tons | 3.43 | 1886 | None | 91.52 | 0.0513 | 0 | [9 empty] | DEER:Res:HVAC_Eff_AC | Annual | 1
RB-HV-DuctSeal-MedToLow | DEER2021 | D20v1 | 2020-11-19 10:44 | Any | Res | Ex | CZ15 | rNCGF | Cap-kBTUh | 3.43 | 1886 | None | 0.93 | 0 | 1.445 | [9 empty] | DEER:Res:HVAC_Eff_AC | Annual | 1
RB-HV-DuctSeal-MedToLow | DEER2021 | D20v1 | 2020-11-19 10:44 | Any | Res | Ex | CZ15 | rWtd | Cap-Tons | 3.43 | 1886 | None | 70.43 | 0.05 | 1.41 | [9 empty] | DEER:Res:HVAC_Eff_AC | Annual | 1
RB-HV-DuctSeal-MedToLow | DEER2021 | D20v0 | 2020-11-19 10:44 | Any | Res | Old | CZ15 | rDXGF | Cap-Tons | 3.6 | 1480 | None | 27.4 | 0.019 | 0.67 | [9 empty] | DEER:Res:HVAC_Eff_AC | Annual | 20
RB-HV-DuctSeal-MedToLow | DEER2021 | D20v0 | 2020-11-19 10:44 | Any | Res | Old | CZ15 | rDXHP | Cap-Tons | 3.6 | 1480 | None | 35.2 | 0.02 | 0 | [9 empty] | DEER:Res:HVAC_Eff_AC | Annual | 20
RB-HV-DuctSeal-MedToLow | DEER2021 | D20v0 | 2020-11-19 10:44 | Any | Res | Old | CZ15 | rNCGF | Cap-kBTUh | 3.6 | 1480 | None | 0.4 | 0 | 0.63 | [9 empty] | DEER:Res:HVAC_Eff_AC | Annual | 20
RB-HV-DuctSeal-MedToLow | DEER2021 | D20v0 | 2020-11-19 10:44 | Any | Res | Old | CZ15 | rWtd | Cap-Tons | 3.6 | 1480 | None | 27.7 | 0.019 | 0.62 | [9 empty] | DEER:Res:HVAC_Eff_AC | Annual | 20
RB-HV-DuctSeal-MedToLow | DEER2021 | D20v0 | 2020-11-19 10:44 | Any | SFm | Ex | CZ15 | rDXGF | Cap-Tons | 3.4 | 2160 | None | 56.2 | 0.0362 | 1.53 | [9 empty] | DEER:Res:HVAC_Eff_AC | Annual | 20
RB-HV-DuctSeal-MedToLow | DEER2021 | D20v0 | 2020-11-19 10:44 | Any | SFm | Ex | CZ15 | rDXHP | Cap-Tons | 3.4 | 2160 | None | 77.6 | 0.0396 | 0 | [9 empty] | DEER:Res:HVAC_Eff_AC | Annual | 20
RB-HV-DuctSeal-MedToLow | DEER2021 | D20v0 | 2020-11-19 10:44 | Any | SFm | Ex | CZ15 | rNCGF | Cap-kBTUh | 63.172 | 2160 | None | 0.050323 | 0 | 0.080194 | [9 empty] | DEER:Res:HVAC_Eff_AC | Annual | 20
RB-HV-DuctSeal-MedToLow | DEER2021 | D20v0 | 2020-11-19 10:44 | Any | SFm | Ex | CZ15 | rWtd | Cap-Tons | 3.4 | 2160 | None | 56.6 | 0.0359 | 1.44 | [9 empty] | DEER:Res:HVAC_Eff_AC | Annual | 20
RB-HV-DuctSeal-MedToLow | DEER2021 | D20v0 | 2020-11-19 10:44 | Any | SFm | Old | CZ15 | rDXGF | Cap-Tons | 5.32 | 1640 | None | 38 | 0.0289 | 1.08 | [9 empty] | DEER:Res:HVAC_Eff_AC | Annual | 20
RB-HV-DuctSeal-MedToLow | DEER2021 | D20v0 | 2020-11-19 10:44 | Any | SFm | Old | CZ15 | rDXHP | Cap-Tons | 5.32 | 1640 | None | 52.4 | 0.0319 | 0 | [9 empty] | DEER:Res:HVAC_Eff_AC | Annual | 20
RB-HV-DuctSeal-MedToLow | DEER2021 | D20v0 | 2020-11-19 10:44 | Any | SFm | Old | CZ15 | rNCGF | Cap-kBTUh | 98.8456 | 1640 | None | 0.033477 | 0 | 0.05436 | [9 empty] | DEER:Res:HVAC_Eff_AC | Annual | 20
RB-HV-DuctSeal-MedToLow | DEER2021 | D20v0 | 2020-11-19 10:44 | Any | SFm | Old | CZ15 | rWtd | Cap-Tons | 5.32 | 1640 | None | 38.2 | 0.0286 | 1.02 | [9 empty] | DEER:Res:HVAC_Eff_AC | Annual | 20
RB-HV-DuctSeal-MedToLow | DEER2021 | D20v0 | 2020-11-19 10:44 | Any | DMo | Ex | CZ16 | rDXGF | Cap-Tons | 3.5 | 1240 | None | 83.7 | 0.025 | 4.13 | [9 empty] | DEER:Res:HVAC_Eff_AC | Annual | 20
RB-HV-DuctSeal-MedToLow | DEER2021 | D20v0 | 2020-11-19 10:44 | Any | DMo | Ex | CZ16 | rDXHP | Cap-Tons | 3.5 | 1240 | None | 138 | 0.0286 | 0 | [9 empty] | DEER:Res:HVAC_Eff_AC | Annual | 20
RB-HV-DuctSeal-MedToLow | DEER2021 | D20v0 | 2020-11-19 10:44 | Any | DMo | Ex | CZ16 | rNCGF | Cap-kBTUh | 54.985 | 1240 | None | 0.1515 | 0 | 0.23297 | [9 empty] | DEER:Res:HVAC_Eff_AC | Annual | 20
RB-HV-DuctSeal-MedToLow | DEER2021 | D20v0 | 2020-11-19 10:44 | Any | DMo | Ex | CZ16 | rWtd | Cap-Tons | 3.5 | 1240 | None | 90.4 | 0.0254 | 3.61 | [9 empty] | DEER:Res:HVAC_Eff_AC | Annual | 20
RB-HV-DuctSeal-MedToLow | DEER2021 | D20v0 | 2020-11-19 10:44 | Any | DMo | Old | CZ16 | rDXGF | Cap-Tons | 3.5 | 1240 | None | 30.4 | 0.0363 | 12.6 | [9 empty] | DEER:Res:HVAC_Eff_AC | Annual | 20
RB-HV-DuctSeal-MedToLow | DEER2021 | D20v0 | 2020-11-19 10:44 | Any | DMo | Old | CZ16 | rDXHP | Cap-Tons | 3.5 | 1240 | None | 183 | 0.0406 | 0 | [9 empty] | DEER:Res:HVAC_Eff_AC | Annual | 20
RB-HV-DuctSeal-MedToLow | DEER2021 | D20v0 | 2020-11-19 10:44 | Any | DMo | Old | CZ16 | rNCGF | Cap-kBTUh | 54.985 | 1240 | None | 0.43857 | 0 | 0.69383 | [9 empty] | DEER:Res:HVAC_Eff_AC | Annual | 20
RB-HV-DuctSeal-MedToLow | DEER2021 | D20v0 | 2020-11-19 10:44 | Any | DMo | Old | CZ16 | rWtd | Cap-Tons | 3.5 | 1240 | None | 49.5 | 0.0368 | 11 | [9 empty] | DEER:Res:HVAC_Eff_AC | Annual | 20
RB-HV-DuctSeal-MedToLow | DEER2021 | D20v1 | 2020-11-19 10:44 | Any | MFm | Ex | CZ16 | rDXGF | Cap-Tons | 1 | 999 | None | 7.95 | 0.00725 | 1.88 | [9 empty] | DEER:Res:HVAC_Eff_AC | Annual | 1
RB-HV-DuctSeal-MedToLow | DEER2021 | D20v1 | 2020-11-19 10:44 | Any | MFm | Ex | CZ16 | rDXHP | Cap-Tons | 1 | 999 | None | 38.4 | 0.0085 | 0 | [9 empty] | DEER:Res:HVAC_Eff_AC | Annual | 1
RB-HV-DuctSeal-MedToLow | DEER2021 | D20v1 | 2020-11-19 10:44 | Any | MFm | Ex | CZ16 | rNCGF | Cap-kBTUh | 18.68 | 999 | None | 0.091542 | 0 | 0.095824 | [9 empty] | DEER:Res:HVAC_Eff_AC | Annual | 1
RB-HV-DuctSeal-MedToLow | DEER2021 | D20v1 | 2020-11-19 10:44 | Any | MFm | Ex | CZ16 | rWtd | Cap-Tons | 1 | 999 | None | 9.501 | 0.00573 | 1.6768 | [9 empty] | DEER:Res:HVAC_Eff_AC | Annual | 1
RB-HV-DuctSeal-MedToLow | DEER2021 | D20v0 | 2020-11-19 10:44 | Any | MFm | Old | CZ16 | rDXGF | Cap-Tons | 1.52 | 1130 | None | 6.39 | 0.00613 | 1.72 | [9 empty] | DEER:Res:HVAC_Eff_AC | Annual | 20
RB-HV-DuctSeal-MedToLow | DEER2021 | D20v0 | 2020-11-19 10:44 | Any | MFm | Old | CZ16 | rDXHP | Cap-Tons | 1.52 | 1130 | None | 29.6 | 0.0068 | 0 | [9 empty] | DEER:Res:HVAC_Eff_AC | Annual | 20
RB-HV-DuctSeal-MedToLow | DEER2021 | D20v0 | 2020-11-19 10:44 | Any | MFm | Old | CZ16 | rNCGF | Cap-kBTUh | 28.3936 | 1130 | None | 0.071734 | 0 | 0.08833 | [9 empty] | DEER:Res:HVAC_Eff_AC | Annual | 20
RB-HV-DuctSeal-MedToLow | DEER2021 | D20v0 | 2020-11-19 10:44 | Any | MFm | Old | CZ16 | rWtd | Cap-Tons | 1.52 | 1130 | None | 9.31 | 0.00621 | 1.51 | [9 empty] | DEER:Res:HVAC_Eff_AC | Annual | 20
RB-HV-DuctSeal-MedToLow | DEER2021 | D20v1 | 2020-11-19 10:44 | Any | Res | Ex | CZ16 | rDXGF | Cap-Tons | 3.59 | 2116 | None | 7.56 | 0.0134 | 3.406 | [9 empty] | DEER:Res:HVAC_Eff_AC | Annual | 1
RB-HV-DuctSeal-MedToLow | DEER2021 | D20v1 | 2020-11-19 10:44 | Any | Res | Ex | CZ16 | rDXHP | Cap-Tons | 3.59 | 2116 | None | 58.55 | 0.014 | 0 | [9 empty] | DEER:Res:HVAC_Eff_AC | Annual | 1
RB-HV-DuctSeal-MedToLow | DEER2021 | D20v1 | 2020-11-19 10:44 | Any | Res | Ex | CZ16 | rNCGF | Cap-kBTUh | 3.59 | 2116 | None | 2.07 | 0 | 3.227 | [9 empty] | DEER:Res:HVAC_Eff_AC | Annual | 1
RB-HV-DuctSeal-MedToLow | DEER2021 | D20v1 | 2020-11-19 10:44 | Any | Res | Ex | CZ16 | rWtd | Cap-Tons | 3.59 | 2116 | None | 9.62 | 0.01 | 3.17 | [9 empty] | DEER:Res:HVAC_Eff_AC | Annual | 1
RB-HV-DuctSeal-MedToLow | DEER2021 | D20v0 | 2020-11-19 10:44 | Any | Res | Old | CZ16 | rDXGF | Cap-Tons | 2.9 | 1570 | None | 15.3 | 0.023 | 5.08 | [9 empty] | DEER:Res:HVAC_Eff_AC | Annual | 20
RB-HV-DuctSeal-MedToLow | DEER2021 | D20v0 | 2020-11-19 10:44 | Any | Res | Old | CZ16 | rDXHP | Cap-Tons | 2.9 | 1570 | None | 89.3 | 0.024 | 0 | [9 empty] | DEER:Res:HVAC_Eff_AC | Annual | 20
RB-HV-DuctSeal-MedToLow | DEER2021 | D20v0 | 2020-11-19 10:44 | Any | Res | Old | CZ16 | rNCGF | Cap-kBTUh | 2.9 | 1570 | None | 3.3 | 0 | 4.96 | [9 empty] | DEER:Res:HVAC_Eff_AC | Annual | 20
RB-HV-DuctSeal-MedToLow | DEER2021 | D20v0 | 2020-11-19 10:44 | Any | Res | Old | CZ16 | rWtd | Cap-Tons | 2.9 | 1570 | None | 14.8 | 0.016 | 4.83 | [9 empty] | DEER:Res:HVAC_Eff_AC | Annual | 20
RB-HV-DuctSeal-MedToLow | DEER2021 | D20v0 | 2020-11-19 10:44 | Any | SFm | Ex | CZ16 | rDXGF | Cap-Tons | 3.61 | 2300 | None | 5.81 | 0.0116 | 3 | [9 empty] | DEER:Res:HVAC_Eff_AC | Annual | 20
RB-HV-DuctSeal-MedToLow | DEER2021 | D20v0 | 2020-11-19 10:44 | Any | SFm | Ex | CZ16 | rDXHP | Cap-Tons | 3.61 | 2300 | None | 48 | 0.0116 | 0 | [9 empty] | DEER:Res:HVAC_Eff_AC | Annual | 20
RB-HV-DuctSeal-MedToLow | DEER2021 | D20v0 | 2020-11-19 10:44 | Any | SFm | Ex | CZ16 | rNCGF | Cap-kBTUh | 67.0738 | 2300 | None | 0.097955 | 0 | 0.15662 | [9 empty] | DEER:Res:HVAC_Eff_AC | Annual | 20
RB-HV-DuctSeal-MedToLow | DEER2021 | D20v0 | 2020-11-19 10:44 | Any | SFm | Ex | CZ16 | rWtd | Cap-Tons | 3.61 | 2300 | None | 6.01 | 0.00771 | 2.86 | [9 empty] | DEER:Res:HVAC_Eff_AC | Annual | 20
RB-HV-DuctSeal-MedToLow | DEER2021 | D20v0 | 2020-11-19 10:44 | Any | SFm | Old | CZ16 | rDXGF | Cap-Tons | 3.26 | 1690 | None | 17.7 | 0.0278 | 6 | [9 empty] | DEER:Res:HVAC_Eff_AC | Annual | 20
RB-HV-DuctSeal-MedToLow | DEER2021 | D20v0 | 2020-11-19 10:44 | Any | SFm | Old | CZ16 | rDXHP | Cap-Tons | 3.26 | 1690 | None | 106 | 0.0291 | 0 | [9 empty] | DEER:Res:HVAC_Eff_AC | Annual | 20
RB-HV-DuctSeal-MedToLow | DEER2021 | D20v0 | 2020-11-19 10:44 | Any | SFm | Old | CZ16 | rNCGF | Cap-kBTUh | 60.5708 | 1690 | None | 0.20829 | 0 | 0.31539 | [9 empty] | DEER:Res:HVAC_Eff_AC | Annual | 20
RB-HV-DuctSeal-MedToLow | DEER2021 | D20v0 | 2020-11-19 10:44 | Any | SFm | Old | CZ16 | rWtd | Cap-Tons | 3.26 | 1690 | None | 16.3 | 0.0186 | 5.74 | [9 empty] | DEER:Res:HVAC_Eff_AC | Annual | 20
RB-HV-DuctSeal-HighToLow | DEER2020 | D20v0 | 2019-11-06 15:55 | Any | DMo | Ex | CZ01 | rDXGF | Cap-Tons | 3.5 | 1240 | None | 3.76 | 0 | 4.61 | [9 empty] | DEER:Res:HVAC_Eff_AC | Annual | 20
RB-HV-DuctSeal-HighToLow | DEER2020 | D20v0 | 2019-11-06 15:55 | Any | DMo | Ex | CZ01 | rDXHP | Cap-Tons | 3.5 | 1240 | None | 41.6 | 0 | 0 | [9 empty] | DEER:Res:HVAC_Eff_AC | Annual | 20
RB-HV-DuctSeal-HighToLow | DEER2020 | D20v0 | 2019-11-06 15:55 | Any | DMo | Ex | CZ01 | rNCGF | Cap-Tons | 3.5 | 1240 | None | 2.67 | 0 | 4.13 | [9 empty] | DEER:Res:HVAC_Eff_AC | Annual | 20
RB-HV-DuctSeal-HighToLow | DEER2020 | D20v0 | 2020-09-17 17:53 | Any | DMo | Ex | CZ01 | rWtd | Cap-Tons | 3.5 | 1240 | None | 3.47 | 0 | 4.12 | [9 empty] | DEER:Res:HVAC_Eff_AC | Annual | 20
RB-HV-DuctSeal-HighToLow | DEER2020 | D20v0 | 2019-11-06 15:55 | Any | DMo | Old | CZ01 | rDXGF | Cap-Tons | 3.5 | 1210 | None | 9.3 | 0 | 11.8 | [9 empty] | DEER:Res:HVAC_Eff_AC | Annual | 20
RB-HV-DuctSeal-HighToLow | DEER2020 | D20v0 | 2019-11-06 15:55 | Any | DMo | Old | CZ01 | rDXHP | Cap-Tons | 3.5 | 1210 | None | 105 | 0 | 0 | [9 empty] | DEER:Res:HVAC_Eff_AC | Annual | 20
RB-HV-DuctSeal-HighToLow | DEER2020 | D20v0 | 2019-11-06 15:55 | Any | DMo | Old | CZ01 | rNCGF | Cap-Tons | 3.5 | 1210 | None | 6.61 | 0 | 10.6 | [9 empty] | DEER:Res:HVAC_Eff_AC | Annual | 20
RB-HV-DuctSeal-HighToLow | DEER2020 | D20v0 | 2020-09-17 17:53 | Any | DMo | Old | CZ01 | rWtd | Cap-Tons | 3.5 | 1210 | None | 8.63 | 0 | 10.5 | [9 empty] | DEER:Res:HVAC_Eff_AC | Annual | 20
RB-HV-DuctSeal-HighToLow | DEER2020 | D20v0 | 2019-11-06 15:55 | Any | MFm | Ex | CZ01 | rDXGF | Cap-Tons | 1 | 999 | None | 2.91 | 0 | 2.37 | [9 empty] | DEER:Res:HVAC_Eff_AC | Annual | 20
RB-HV-DuctSeal-HighToLow | DEER2020 | D20v0 | 2019-11-06 15:55 | Any | MFm | Ex | CZ01 | rDXHP | Cap-Tons | 1 | 999 | None | 26.6 | 0 | 0 | [9 empty] | DEER:Res:HVAC_Eff_AC | Annual | 20
RB-HV-DuctSeal-HighToLow | DEER2020 | D20v0 | 2019-11-06 15:55 | Any | MFm | Ex | CZ01 | rNCGF | Cap-Tons | 1 | 999 | None | 2.19 | 0 | 2.08 | [9 empty] | DEER:Res:HVAC_Eff_AC | Annual | 20
RB-HV-DuctSeal-HighToLow | DEER2020 | D20v0 | 2020-09-17 17:53 | Any | MFm | Ex | CZ01 | rWtd | Cap-Tons | 1 | 999 | None | 2.32 | 0 | 2.08 | [9 empty] | DEER:Res:HVAC_Eff_AC | Annual | 20
RB-HV-DuctSeal-HighToLow | DEER2020 | D20v0 | 2019-11-06 15:55 | Any | MFm | Old | CZ01 | rDXGF | Cap-Tons | 1.06 | 1050 | None | 3.97 | 0 | 3.69 | [9 empty] | DEER:Res:HVAC_Eff_AC | Annual | 20
RB-HV-DuctSeal-HighToLow | DEER2020 | D20v0 | 2019-11-06 15:55 | Any | MFm | Old | CZ01 | rDXHP | Cap-Tons | 1.06 | 1050 | None | 39.1 | 0 | 0 | [9 empty] | DEER:Res:HVAC_Eff_AC | Annual | 20
RB-HV-DuctSeal-HighToLow | DEER2020 | D20v0 | 2019-11-06 15:55 | Any | MFm | Old | CZ01 | rNCGF | Cap-Tons | 1.06 | 1050 | None | 3.31 | 0 | 3.46 | [9 empty] | DEER:Res:HVAC_Eff_AC | Annual | 20
RB-HV-DuctSeal-HighToLow | DEER2020 | D20v0 | 2020-09-17 17:53 | Any | MFm | Old | CZ01 | rWtd | Cap-Tons | 1.06 | 1050 | None | 3.49 | 0 | 3.45 | [9 empty] | DEER:Res:HVAC_Eff_AC | Annual | 20
RB-HV-DuctSeal-HighToLow | DEER2020 | D20v0 | 2019-11-06 15:55 | Any | Res | Ex | CZ01 | rDXGF | Cap-Tons | 1.8 | 1750 | None | 6 | 0 | 7.42 | [9 empty] | DEER:Res:HVAC_Eff_AC | Annual | 20
RB-HV-DuctSeal-HighToLow | DEER2020 | D20v0 | 2019-11-06 15:55 | Any | Res | Ex | CZ01 | rDXHP | Cap-Tons | 1.8 | 1750 | None | 77.2 | 0 | 0 | [9 empty] | DEER:Res:HVAC_Eff_AC | Annual | 20
RB-HV-DuctSeal-HighToLow | DEER2020 | D20v0 | 2019-11-06 15:55 | Any | Res | Ex | CZ01 | rNCGF | Cap-Tons | 1.8 | 1750 | None | 5.3 | 0 | 7.15 | [9 empty] | DEER:Res:HVAC_Eff_AC | Annual | 20
RB-HV-DuctSeal-HighToLow | DEER2020 | D20v0 | 2020-09-17 17:53 | Any | Res | Ex | CZ01 | rWtd | Cap-Tons | 1.8 | 1750 | None | 5.4 | 0 | 7.15 | [9 empty] | DEER:Res:HVAC_Eff_AC | Annual | 20
RB-HV-DuctSeal-HighToLow | DEER2020 | D20v0 | 2019-11-06 15:55 | Any | Res | Old | CZ01 | rDXGF | Cap-Tons | 1.9 | 1620 | None | 10.9 | 0 | 13.3 | [9 empty] | DEER:Res:HVAC_Eff_AC | Annual | 20
RB-HV-DuctSeal-HighToLow | DEER2020 | D20v0 | 2019-11-06 15:55 | Any | Res | Old | CZ01 | rDXHP | Cap-Tons | 1.9 | 1620 | None | 146 | 0 | 0 | [9 empty] | DEER:Res:HVAC_Eff_AC | Annual | 20
RB-HV-DuctSeal-HighToLow | DEER2020 | D20v0 | 2019-11-06 15:55 | Any | Res | Old | CZ01 | rNCGF | Cap-Tons | 1.9 | 1620 | None | 9.8 | 0 | 13 | [9 empty] | DEER:Res:HVAC_Eff_AC | Annual | 20
RB-HV-DuctSeal-HighToLow | DEER2020 | D20v0 | 2020-09-17 17:53 | Any | Res | Old | CZ01 | rWtd | Cap-Tons | 1.9 | 1620 | None | 10.1 | 0 | 13 | [9 empty] | DEER:Res:HVAC_Eff_AC | Annual | 20
RB-HV-DuctSeal-HighToLow | DEER2020 | D20v0 | 2019-11-06 15:55 | Any | SFm | Ex | CZ01 | rDXGF | Cap-Tons | 2.33 | 2300 | None | 8.21 | 0 | 11.1 | [9 empty] | DEER:Res:HVAC_Eff_AC | Annual | 20
RB-HV-DuctSeal-HighToLow | DEER2020 | D20v0 | 2019-11-06 15:55 | Any | SFm | Ex | CZ01 | rDXHP | Cap-Tons | 2.33 | 2300 | None | 114 | 0 | 0 | [9 empty] | DEER:Res:HVAC_Eff_AC | Annual | 20
RB-HV-DuctSeal-HighToLow | DEER2020 | D20v0 | 2019-11-06 15:55 | Any | SFm | Ex | CZ01 | rNCGF | Cap-Tons | 2.33 | 2300 | None | 7.58 | 0 | 10.8 | [9 empty] | DEER:Res:HVAC_Eff_AC | Annual | 20
RB-HV-DuctSeal-HighToLow | DEER2020 | D20v0 | 2020-09-17 17:53 | Any | SFm | Ex | CZ01 | rWtd | Cap-Tons | 2.33 | 2300 | None | 7.67 | 0 | 10.8 | [9 empty] | DEER:Res:HVAC_Eff_AC | Annual | 20
RB-HV-DuctSeal-HighToLow | DEER2020 | D20v0 | 2019-11-06 15:55 | Any | SFm | Old | CZ01 | rDXGF | Cap-Tons | 2.06 | 1830 | None | 13.2 | 0 | 16.4 | [9 empty] | DEER:Res:HVAC_Eff_AC | Annual | 20
RB-HV-DuctSeal-HighToLow | DEER2020 | D20v0 | 2019-11-06 15:55 | Any | SFm | Old | CZ01 | rDXHP | Cap-Tons | 2.06 | 1830 | None | 182 | 0 | 0 | [9 empty] | DEER:Res:HVAC_Eff_AC | Annual | 20
RB-HV-DuctSeal-HighToLow | DEER2020 | D20v0 | 2019-11-06 15:55 | Any | SFm | Old | CZ01 | rNCGF | Cap-Tons | 2.06 | 1830 | None | 12.1 | 0 | 16.2 | [9 empty] | DEER:Res:HVAC_Eff_AC | Annual | 20
RB-HV-DuctSeal-HighToLow | DEER2020 | D20v0 | 2020-09-17 17:53 | Any | SFm | Old | CZ01 | rWtd | Cap-Tons | 2.06 | 1830 | None | 12.2 | 0 | 16.2 | [9 empty] | DEER:Res:HVAC_Eff_AC | Annual | 20
RB-HV-DuctSeal-HighToLow | DEER2020 | D20v0 | 2019-11-06 15:56 | Any | DMo | Ex | CZ02 | rDXGF | Cap-Tons | 3.5 | 1240 | None | 143 | 0.0789 | 6.07 | [9 empty] | DEER:Res:HVAC_Eff_AC | Annual | 20
RB-HV-DuctSeal-HighToLow | DEER2020 | D20v0 | 2019-11-06 15:56 | Any | DMo | Ex | CZ02 | rDXHP | Cap-Tons | 3.5 | 1240 | None | 202 | 0.0859 | 0 | [9 empty] | DEER:Res:HVAC_Eff_AC | Annual | 20
RB-HV-DuctSeal-HighToLow | DEER2020 | D20v0 | 2019-11-06 15:56 | Any | DMo | Ex | CZ02 | rNCGF | Cap-Tons | 3.5 | 1240 | None | 3.5 | 0 | 5.41 | [9 empty] | DEER:Res:HVAC_Eff_AC | Annual | 20
RB-HV-DuctSeal-HighToLow | DEER2020 | D20v0 | 2020-09-17 17:53 | Any | DMo | Ex | CZ02 | rWtd | Cap-Tons | 3.5 | 1240 | None | 139 | 0.0736 | 5.32 | [9 empty] | DEER:Res:HVAC_Eff_AC | Annual | 20
RB-HV-DuctSeal-HighToLow | DEER2020 | D20v0 | 2019-11-06 15:56 | Any | DMo | Old | CZ02 | rDXGF | Cap-Tons | 3.5 | 1210 | None | 36.2 | 0.104 | 12.1 | [9 empty] | DEER:Res:HVAC_Eff_AC | Annual | 20
RB-HV-DuctSeal-HighToLow | DEER2020 | D20v0 | 2019-11-06 15:56 | Any | DMo | Old | CZ02 | rDXHP | Cap-Tons | 3.5 | 1210 | None | 154 | 0.115 | 0 | [9 empty] | DEER:Res:HVAC_Eff_AC | Annual | 20
RB-HV-DuctSeal-HighToLow | DEER2020 | D20v0 | 2019-11-06 15:56 | Any | DMo | Old | CZ02 | rNCGF | Cap-Tons | 3.5 | 1210 | None | 6.69 | 0 | 10.7 | [9 empty] | DEER:Res:HVAC_Eff_AC | Annual | 20
RB-HV-DuctSeal-HighToLow | DEER2020 | D20v0 | 2020-09-17 17:53 | Any | DMo | Old | CZ02 | rWtd | Cap-Tons | 3.5 | 1210 | None | 47.5 | 0.0974 | 10.6 | [9 empty] | DEER:Res:HVAC_Eff_AC | Annual | 20
RB-HV-DuctSeal-HighToLow | DEER2020 | D20v0 | 2019-11-06 15:56 | Any | MFm | Ex | CZ02 | rDXGF | Cap-Tons | 1 | 1070 | None | 6.37 | 0.0134 | 1.51 | [9 empty] | DEER:Res:HVAC_Eff_AC | Annual | 20
RB-HV-DuctSeal-HighToLow | DEER2020 | D20v0 | 2019-11-06 15:56 | Any | MFm | Ex | CZ02 | rDXHP | Cap-Tons | 1 | 1070 | None | 21.8 | 0.0141 | 0 | [9 empty] | DEER:Res:HVAC_Eff_AC | Annual | 20
RB-HV-DuctSeal-HighToLow | DEER2020 | D20v0 | 2019-11-06 15:56 | Any | MFm | Ex | CZ02 | rNCGF | Cap-Tons | 1 | 1070 | None | 1.42 | 0 | 1.38 | [9 empty] | DEER:Res:HVAC_Eff_AC | Annual | 20
RB-HV-DuctSeal-HighToLow | DEER2020 | D20v0 | 2020-09-17 17:53 | Any | MFm | Ex | CZ02 | rWtd | Cap-Tons | 1 | 1070 | None | 4.28 | 0.00557 | 1.36 | [9 empty] | DEER:Res:HVAC_Eff_AC | Annual | 20
RB-HV-DuctSeal-HighToLow | DEER2020 | D20v0 | 2019-11-06 15:56 | Any | MFm | Old | CZ02 | rDXGF | Cap-Tons | 1.48 | 1080 | None | 6.61 | 0.0156 | 2.29 | [9 empty] | DEER:Res:HVAC_Eff_AC | Annual | 20
RB-HV-DuctSeal-HighToLow | DEER2020 | D20v0 | 2019-11-06 15:56 | Any | MFm | Old | CZ02 | rDXHP | Cap-Tons | 1.48 | 1080 | None | 30.1 | 0.0165 | 0 | [9 empty] | DEER:Res:HVAC_Eff_AC | Annual | 20
RB-HV-DuctSeal-HighToLow | DEER2020 | D20v0 | 2019-11-06 15:56 | Any | MFm | Old | CZ02 | rNCGF | Cap-Tons | 1.48 | 1080 | None | 1.81 | 0 | 2.21 | [9 empty] | DEER:Res:HVAC_Eff_AC | Annual | 20
RB-HV-DuctSeal-HighToLow | DEER2020 | D20v0 | 2020-09-17 17:53 | Any | MFm | Old | CZ02 | rWtd | Cap-Tons | 1.48 | 1080 | None | 5.02 | 0.0065 | 2.13 | [9 empty] | DEER:Res:HVAC_Eff_AC | Annual | 20
RB-HV-DuctSeal-HighToLow | DEER2020 | D20v0 | 2019-11-06 15:56 | Any | Res | Ex | CZ02 | rDXGF | Cap-Tons | 1.6 | 1410 | None | 25.7 | 0.039 | 6.44 | [9 empty] | DEER:Res:HVAC_Eff_AC | Annual | 20
RB-HV-DuctSeal-HighToLow | DEER2020 | D20v0 | 2019-11-06 15:56 | Any | Res | Ex | CZ02 | rDXHP | Cap-Tons | 1.6 | 1410 | None | 95.2 | 0.041 | 0 | [9 empty] | DEER:Res:HVAC_Eff_AC | Annual | 20
RB-HV-DuctSeal-HighToLow | DEER2020 | D20v0 | 2019-11-06 15:56 | Any | Res | Ex | CZ02 | rNCGF | Cap-Tons | 1.6 | 1410 | None | 4.6 | 0 | 6.2 | [9 empty] | DEER:Res:HVAC_Eff_AC | Annual | 20
RB-HV-DuctSeal-HighToLow | DEER2020 | D20v0 | 2020-09-17 17:53 | Any | Res | Ex | CZ02 | rWtd | Cap-Tons | 1.6 | 1410 | None | 21.1 | 0.019 | 6.11 | [9 empty] | DEER:Res:HVAC_Eff_AC | Annual | 20
RB-HV-DuctSeal-HighToLow | DEER2020 | D20v0 | 2019-11-06 15:56 | Any | Res | Old | CZ02 | rDXGF | Cap-Tons | 3 | 1560 | None | 14.2 | 0.044 | 8.97 | [9 empty] | DEER:Res:HVAC_Eff_AC | Annual | 20
RB-HV-DuctSeal-HighToLow | DEER2020 | D20v0 | 2019-11-06 15:56 | Any | Res | Old | CZ02 | rDXHP | Cap-Tons | 3 | 1560 | None | 112 | 0.046 | 0 | [9 empty] | DEER:Res:HVAC_Eff_AC | Annual | 20
RB-HV-DuctSeal-HighToLow | DEER2020 | D20v0 | 2019-11-06 15:56 | Any | Res | Old | CZ02 | rNCGF | Cap-Tons | 3 | 1560 | None | 5.7 | 0 | 8.69 | [9 empty] | DEER:Res:HVAC_Eff_AC | Annual | 20
RB-HV-DuctSeal-HighToLow | DEER2020 | D20v0 | 2020-09-17 17:53 | Any | Res | Old | CZ02 | rWtd | Cap-Tons | 3 | 1560 | None | 13 | 0.021 | 8.57 | [9 empty] | DEER:Res:HVAC_Eff_AC | Annual | 20
RB-HV-DuctSeal-HighToLow | DEER2020 | D20v0 | 2019-11-06 15:56 | Any | SFm | Ex | CZ02 | rDXGF | Cap-Tons | 2.21 | 1950 | None | 29.2 | 0.0695 | 13.9 | [9 empty] | DEER:Res:HVAC_Eff_AC | Annual | 20
RB-HV-DuctSeal-HighToLow | DEER2020 | D20v0 | 2019-11-06 15:56 | Any | SFm | Ex | CZ02 | rDXHP | Cap-Tons | 2.21 | 1950 | None | 182 | 0.07 | 0 | [9 empty] | DEER:Res:HVAC_Eff_AC | Annual | 20
RB-HV-DuctSeal-HighToLow | DEER2020 | D20v0 | 2019-11-06 15:56 | Any | SFm | Ex | CZ02 | rNCGF | Cap-Tons | 2.21 | 1950 | None | 9.68 | 0 | 13.6 | [9 empty] | DEER:Res:HVAC_Eff_AC | Annual | 20
RB-HV-DuctSeal-HighToLow | DEER2020 | D20v0 | 2020-09-17 17:53 | Any | SFm | Ex | CZ02 | rWtd | Cap-Tons | 2.21 | 1950 | None | 20.7 | 0.0275 | 13.4 | [9 empty] | DEER:Res:HVAC_Eff_AC | Annual | 20
RB-HV-DuctSeal-HighToLow | DEER2020 | D20v0 | 2019-11-06 15:56 | Any | SFm | Old | CZ02 | rDXGF | Cap-Tons | 3.42 | 1720 | None | 14.3 | 0.0461 | 10.6 | [9 empty] | DEER:Res:HVAC_Eff_AC | Annual | 20
RB-HV-DuctSeal-HighToLow | DEER2020 | D20v0 | 2019-11-06 15:56 | Any | SFm | Old | CZ02 | rDXHP | Cap-Tons | 3.42 | 1720 | None | 131 | 0.0487 | 0 | [9 empty] | DEER:Res:HVAC_Eff_AC | Annual | 20
RB-HV-DuctSeal-HighToLow | DEER2020 | D20v0 | 2019-11-06 15:56 | Any | SFm | Old | CZ02 | rNCGF | Cap-Tons | 3.42 | 1720 | None | 6.65 | 0 | 10.3 | [9 empty] | DEER:Res:HVAC_Eff_AC | Annual | 20
RB-HV-DuctSeal-HighToLow | DEER2020 | D20v0 | 2020-09-17 17:53 | Any | SFm | Old | CZ02 | rWtd | Cap-Tons | 3.42 | 1720 | None | 12.2 | 0.0182 | 10.2 | [9 empty] | DEER:Res:HVAC_Eff_AC | Annual | 20
RB-HV-DuctSeal-HighToLow | DEER2020 | D20v0 | 2019-11-06 15:57 | Any | DMo | Ex | CZ03 | rDXGF | Cap-Tons | 3.5 | 1240 | None | 141 | 0.0375 | 5.8 | [9 empty] | DEER:Res:HVAC_Eff_AC | Annual | 20
RB-HV-DuctSeal-HighToLow | DEER2020 | D20v0 | 2019-11-06 15:57 | Any | DMo | Ex | CZ03 | rDXHP | Cap-Tons | 3.5 | 1240 | None | 185 | 0.043 | 0 | [9 empty] | DEER:Res:HVAC_Eff_AC | Annual | 20
RB-HV-DuctSeal-HighToLow | DEER2020 | D20v0 | 2019-11-06 15:57 | Any | DMo | Ex | CZ03 | rNCGF | Cap-Tons | 3.5 | 1240 | None | 3.36 | 0 | 5.23 | [9 empty] | DEER:Res:HVAC_Eff_AC | Annual | 20
RB-HV-DuctSeal-HighToLow | DEER2020 | D20v0 | 2020-09-17 17:53 | Any | DMo | Ex | CZ03 | rWtd | Cap-Tons | 3.5 | 1240 | None | 88.2 | 0.0226 | 5.14 | [9 empty] | DEER:Res:HVAC_Eff_AC | Annual | 20
RB-HV-DuctSeal-HighToLow | DEER2020 | D20v0 | 2019-11-06 15:57 | Any | DMo | Old | CZ03 | rDXGF | Cap-Tons | 3.5 | 1210 | None | 23.7 | 0.0631 | 9.29 | [9 empty] | DEER:Res:HVAC_Eff_AC | Annual | 20
RB-HV-DuctSeal-HighToLow | DEER2020 | D20v0 | 2019-11-06 15:57 | Any | DMo | Old | CZ03 | rDXHP | Cap-Tons | 3.5 | 1210 | None | 91.7 | 0.0741 | 0 | [9 empty] | DEER:Res:HVAC_Eff_AC | Annual | 20
RB-HV-DuctSeal-HighToLow | DEER2020 | D20v0 | 2019-11-06 15:57 | Any | DMo | Old | CZ03 | rNCGF | Cap-Tons | 3.5 | 1210 | None | 5.21 | 0 | 8.39 | [9 empty] | DEER:Res:HVAC_Eff_AC | Annual | 20
RB-HV-DuctSeal-HighToLow | DEER2020 | D20v0 | 2020-09-17 17:53 | Any | DMo | Old | CZ03 | rWtd | Cap-Tons | 3.5 | 1210 | None | 21.2 | 0.0381 | 8.23 | [9 empty] | DEER:Res:HVAC_Eff_AC | Annual | 20
RB-HV-DuctSeal-HighToLow | DEER2020 | D20v0 | 2019-11-06 15:57 | Any | MFm | Ex | CZ03 | rDXGF | Cap-Tons | 1 | 999 | None | 2.53 | 0.00394 | 1.84 | [9 empty] | DEER:Res:HVAC_Eff_AC | Annual | 20
RB-HV-DuctSeal-HighToLow | DEER2020 | D20v0 | 2019-11-06 15:57 | Any | MFm | Ex | CZ03 | rDXHP | Cap-Tons | 1 | 999 | None | 18.2 | 0.00442 | 0 | [9 empty] | DEER:Res:HVAC_Eff_AC | Annual | 20
RB-HV-DuctSeal-HighToLow | DEER2020 | D20v0 | 2019-11-06 15:57 | Any | MFm | Ex | CZ03 | rNCGF | Cap-Tons | 1 | 999 | None | 1.68 | 0 | 1.77 | [9 empty] | DEER:Res:HVAC_Eff_AC | Annual | 20
RB-HV-DuctSeal-HighToLow | DEER2020 | D20v0 | 2020-09-17 17:53 | Any | MFm | Ex | CZ03 | rWtd | Cap-Tons | 1 | 999 | None | 1.93 | 0.00035 | 1.75 | [9 empty] | DEER:Res:HVAC_Eff_AC | Annual | 20
RB-HV-DuctSeal-HighToLow | DEER2020 | D20v0 | 2019-11-06 15:57 | Any | MFm | Old | CZ03 | rDXGF | Cap-Tons | 1.39 | 1080 | None | 2.86 | 0.00493 | 2.41 | [9 empty] | DEER:Res:HVAC_Eff_AC | Annual | 20
RB-HV-DuctSeal-HighToLow | DEER2020 | D20v0 | 2019-11-06 15:57 | Any | MFm | Old | CZ03 | rDXHP | Cap-Tons | 1.39 | 1080 | None | 22.1 | 0.00499 | 0 | [9 empty] | DEER:Res:HVAC_Eff_AC | Annual | 20
RB-HV-DuctSeal-HighToLow | DEER2020 | D20v0 | 2019-11-06 15:57 | Any | MFm | Old | CZ03 | rNCGF | Cap-Tons | 1.39 | 1080 | None | 1.93 | 0 | 2.33 | [9 empty] | DEER:Res:HVAC_Eff_AC | Annual | 20
RB-HV-DuctSeal-HighToLow | DEER2020 | D20v0 | 2020-09-17 17:53 | Any | MFm | Old | CZ03 | rWtd | Cap-Tons | 1.39 | 1080 | None | 2.23 | 0.00044 | 2.31 | [9 empty] | DEER:Res:HVAC_Eff_AC | Annual | 20
RB-HV-DuctSeal-HighToLow | DEER2020 | D20v0 | 2019-11-06 15:57 | Any | Res | Ex | CZ03 | rDXGF | Cap-Tons | 1.9 | 1510 | None | 6.7 | 0.013 | 4.44 | [9 empty] | DEER:Res:HVAC_Eff_AC | Annual | 20
RB-HV-DuctSeal-HighToLow | DEER2020 | D20v0 | 2019-11-06 15:57 | Any | Res | Ex | CZ03 | rDXHP | Cap-Tons | 1.9 | 1510 | None | 42.5 | 0.014 | 0 | [9 empty] | DEER:Res:HVAC_Eff_AC | Annual | 20
RB-HV-DuctSeal-HighToLow | DEER2020 | D20v0 | 2019-11-06 15:57 | Any | Res | Ex | CZ03 | rNCGF | Cap-Tons | 1.9 | 1510 | None | 3.1 | 0 | 4.31 | [9 empty] | DEER:Res:HVAC_Eff_AC | Annual | 20
RB-HV-DuctSeal-HighToLow | DEER2020 | D20v0 | 2020-09-17 17:53 | Any | Res | Ex | CZ03 | rWtd | Cap-Tons | 1.9 | 1510 | None | 4.4 | 0.002 | 4.29 | [9 empty] | DEER:Res:HVAC_Eff_AC | Annual | 20
RB-HV-DuctSeal-HighToLow | DEER2020 | D20v0 | 2019-11-06 15:57 | Any | Res | Old | CZ03 | rDXGF | Cap-Tons | 2.2 | 1410 | None | 8 | 0.02 | 6.82 | [9 empty] | DEER:Res:HVAC_Eff_AC | Annual | 20
RB-HV-DuctSeal-HighToLow | DEER2020 | D20v0 | 2019-11-06 15:57 | Any | Res | Old | CZ03 | rDXHP | Cap-Tons | 2.2 | 1410 | None | 62.2 | 0.022 | 0 | [9 empty] | DEER:Res:HVAC_Eff_AC | Annual | 20
RB-HV-DuctSeal-HighToLow | DEER2020 | D20v0 | 2019-11-06 15:57 | Any | Res | Old | CZ03 | rNCGF | Cap-Tons | 2.2 | 1410 | None | 4.6 | 0 | 6.69 | [9 empty] | DEER:Res:HVAC_Eff_AC | Annual | 20
RB-HV-DuctSeal-HighToLow | DEER2020 | D20v0 | 2020-09-17 17:53 | Any | Res | Old | CZ03 | rWtd | Cap-Tons | 2.2 | 1410 | None | 5.6 | 0.003 | 6.65 | [9 empty] | DEER:Res:HVAC_Eff_AC | Annual | 20
RB-HV-DuctSeal-HighToLow | DEER2020 | D20v0 | 2019-11-06 15:57 | Any | SFm | Ex | CZ03 | rDXGF | Cap-Tons | 3.23 | 2300 | None | 10.2 | 0.0268 | 8.44 | [9 empty] | DEER:Res:HVAC_Eff_AC | Annual | 20
RB-HV-DuctSeal-HighToLow | DEER2020 | D20v0 | 2019-11-06 15:57 | Any | SFm | Ex | CZ03 | rDXHP | Cap-Tons | 3.23 | 2300 | None | 77 | 0.0272 | 0 | [9 empty] | DEER:Res:HVAC_Eff_AC | Annual | 20
RB-HV-DuctSeal-HighToLow | DEER2020 | D20v0 | 2019-11-06 15:57 | Any | SFm | Ex | CZ03 | rNCGF | Cap-Tons | 3.23 | 2300 | None | 5.27 | 0 | 8.23 | [9 empty] | DEER:Res:HVAC_Eff_AC | Annual | 20
RB-HV-DuctSeal-HighToLow | DEER2020 | D20v0 | 2020-09-17 17:53 | Any | SFm | Ex | CZ03 | rWtd | Cap-Tons | 3.23 | 2300 | None | 6.39 | 0.0035 | 8.19 | [9 empty] | DEER:Res:HVAC_Eff_AC | Annual | 20
RB-HV-DuctSeal-HighToLow | DEER2020 | D20v0 | 2019-11-06 15:57 | Any | SFm | Old | CZ03 | rDXGF | Cap-Tons | 2.9 | 1690 | None | 11.8 | 0.0316 | 10.4 | [9 empty] | DEER:Res:HVAC_Eff_AC | Annual | 20
RB-HV-DuctSeal-HighToLow | DEER2020 | D20v0 | 2019-11-06 15:57 | Any | SFm | Old | CZ03 | rDXHP | Cap-Tons | 2.9 | 1690 | None | 94.2 | 0.0346 | 0 | [9 empty] | DEER:Res:HVAC_Eff_AC | Annual | 20
RB-HV-DuctSeal-HighToLow | DEER2020 | D20v0 | 2019-11-06 15:58 | Any | SFm | Old | CZ03 | rNCGF | Cap-Tons | 2.9 | 1690 | None | 6.77 | 0 | 10.2 | [9 empty] | DEER:Res:HVAC_Eff_AC | Annual | 20
RB-HV-DuctSeal-HighToLow | DEER2020 | D20v0 | 2020-09-17 17:53 | Any | SFm | Old | CZ03 | rWtd | Cap-Tons | 2.9 | 1690 | None | 8.01 | 0.00415 | 10.1 | [9 empty] | DEER:Res:HVAC_Eff_AC | Annual | 20
RB-HV-DuctSeal-HighToLow | DEER2020 | D20v0 | 2019-11-06 15:58 | Any | DMo | Ex | CZ04 | rDXGF | Cap-Tons | 3.5 | 1240 | None | 156 | 0.0682 | 6.94 | [9 empty] | DEER:Res:HVAC_Eff_AC | Annual | 20
RB-HV-DuctSeal-HighToLow | DEER2020 | D20v0 | 2019-11-06 15:58 | Any | DMo | Ex | CZ04 | rDXHP | Cap-Tons | 3.5 | 1240 | None | 231 | 0.0755 | 0 | [9 empty] | DEER:Res:HVAC_Eff_AC | Annual | 20
RB-HV-DuctSeal-HighToLow | DEER2020 | D20v0 | 2019-11-06 15:58 | Any | DMo | Ex | CZ04 | rNCGF | Cap-Tons | 3.5 | 1240 | None | 3.95 | 0 | 6.1 | [9 empty] | DEER:Res:HVAC_Eff_AC | Annual | 20
RB-HV-DuctSeal-HighToLow | DEER2020 | D20v0 | 2020-09-17 17:53 | Any | DMo | Ex | CZ04 | rWtd | Cap-Tons | 3.5 | 1240 | None | 127 | 0.053 | 6.08 | [9 empty] | DEER:Res:HVAC_Eff_AC | Annual | 20
RB-HV-DuctSeal-HighToLow | DEER2020 | D20v0 | 2019-11-06 15:58 | Any | DMo | Old | CZ04 | rDXGF | Cap-Tons | 3.5 | 1210 | None | 58.7 | 0.116 | 7.99 | [9 empty] | DEER:Res:HVAC_Eff_AC | Annual | 20
RB-HV-DuctSeal-HighToLow | DEER2020 | D20v0 | 2019-11-06 15:58 | Any | DMo | Old | CZ04 | rDXHP | Cap-Tons | 3.5 | 1210 | None | 144 | 0.125 | 0 | [9 empty] | DEER:Res:HVAC_Eff_AC | Annual | 20
RB-HV-DuctSeal-HighToLow | DEER2020 | D20v0 | 2019-11-06 15:58 | Any | DMo | Old | CZ04 | rNCGF | Cap-Tons | 3.5 | 1210 | None | 4.44 | 0 | 7.08 | [9 empty] | DEER:Res:HVAC_Eff_AC | Annual | 20
RB-HV-DuctSeal-HighToLow | DEER2020 | D20v0 | 2020-09-17 17:53 | Any | DMo | Old | CZ04 | rWtd | Cap-Tons | 3.5 | 1210 | None | 54.2 | 0.0896 | 7.02 | [9 empty] | DEER:Res:HVAC_Eff_AC | Annual | 20
RB-HV-DuctSeal-HighToLow | DEER2020 | D20v0 | 2019-11-06 15:58 | Any | MFm | Ex | CZ04 | rDXGF | Cap-Tons | 1 | 999 | None | 8.51 | 0.0145 | 0.976 | [9 empty] | DEER:Res:HVAC_Eff_AC | Annual | 20
RB-HV-DuctSeal-HighToLow | DEER2020 | D20v0 | 2019-11-06 15:58 | Any | MFm | Ex | CZ04 | rDXHP | Cap-Tons | 1 | 999 | None | 20.1 | 0.0153 | 0 | [9 empty] | DEER:Res:HVAC_Eff_AC | Annual | 20
RB-HV-DuctSeal-HighToLow | DEER2020 | D20v0 | 2019-11-06 15:58 | Any | MFm | Ex | CZ04 | rNCGF | Cap-Tons | 1 | 999 | None | 0.913 | 0 | 0.93 | [9 empty] | DEER:Res:HVAC_Eff_AC | Annual | 20
RB-HV-DuctSeal-HighToLow | DEER2020 | D20v0 | 2020-09-17 17:53 | Any | MFm | Ex | CZ04 | rWtd | Cap-Tons | 1 | 999 | None | 4.91 | 0.00643 | 0.896 | [9 empty] | DEER:Res:HVAC_Eff_AC | Annual | 20
RB-HV-DuctSeal-HighToLow | DEER2020 | D20v0 | 2019-11-06 15:58 | Any | MFm | Old | CZ04 | rDXGF | Cap-Tons | 1.36 | 1090 | None | 7.31 | 0.0153 | 1.86 | [9 empty] | DEER:Res:HVAC_Eff_AC | Annual | 20
RB-HV-DuctSeal-HighToLow | DEER2020 | D20v0 | 2019-11-06 15:58 | Any | MFm | Old | CZ04 | rDXHP | Cap-Tons | 1.36 | 1090 | None | 27.5 | 0.0162 | 0 | [9 empty] | DEER:Res:HVAC_Eff_AC | Annual | 20
RB-HV-DuctSeal-HighToLow | DEER2020 | D20v0 | 2019-11-06 15:58 | Any | MFm | Old | CZ04 | rNCGF | Cap-Tons | 1.36 | 1090 | None | 1.51 | 0 | 1.79 | [9 empty] | DEER:Res:HVAC_Eff_AC | Annual | 20
RB-HV-DuctSeal-HighToLow | DEER2020 | D20v0 | 2020-09-17 17:53 | Any | MFm | Old | CZ04 | rWtd | Cap-Tons | 1.36 | 1090 | None | 5.19 | 0.0068 | 1.71 | [9 empty] | DEER:Res:HVAC_Eff_AC | Annual | 20
RB-HV-DuctSeal-HighToLow | DEER2020 | D20v0 | 2019-11-06 15:58 | Any | Res | Ex | CZ04 | rDXGF | Cap-Tons | 2.2 | 1650 | None | 28.8 | 0.043 | 5.12 | [9 empty] | DEER:Res:HVAC_Eff_AC | Annual | 20
RB-HV-DuctSeal-HighToLow | DEER2020 | D20v0 | 2019-11-06 15:58 | Any | Res | Ex | CZ04 | rDXHP | Cap-Tons | 2.2 | 1650 | None | 85.1 | 0.045 | 0 | [9 empty] | DEER:Res:HVAC_Eff_AC | Annual | 20
RB-HV-DuctSeal-HighToLow | DEER2020 | D20v0 | 2019-11-06 15:58 | Any | Res | Ex | CZ04 | rNCGF | Cap-Tons | 2.2 | 1650 | None | 3.3 | 0 | 4.93 | [9 empty] | DEER:Res:HVAC_Eff_AC | Annual | 20
RB-HV-DuctSeal-HighToLow | DEER2020 | D20v0 | 2020-09-17 17:53 | Any | Res | Ex | CZ04 | rWtd | Cap-Tons | 2.2 | 1650 | None | 20.8 | 0.023 | 4.85 | [9 empty] | DEER:Res:HVAC_Eff_AC | Annual | 20
RB-HV-DuctSeal-HighToLow | DEER2020 | D20v0 | 2019-11-06 15:58 | Any | Res | Old | CZ04 | rDXGF | Cap-Tons | 2.3 | 1450 | None | 21.1 | 0.045 | 6.14 | [9 empty] | DEER:Res:HVAC_Eff_AC | Annual | 20
RB-HV-DuctSeal-HighToLow | DEER2020 | D20v0 | 2019-11-06 15:58 | Any | Res | Old | CZ04 | rDXHP | Cap-Tons | 2.3 | 1450 | None | 88.3 | 0.047 | 0 | [9 empty] | DEER:Res:HVAC_Eff_AC | Annual | 20
RB-HV-DuctSeal-HighToLow | DEER2020 | D20v0 | 2019-11-06 15:58 | Any | Res | Old | CZ04 | rNCGF | Cap-Tons | 2.3 | 1450 | None | 4.2 | 0 | 6 | [9 empty] | DEER:Res:HVAC_Eff_AC | Annual | 20
RB-HV-DuctSeal-HighToLow | DEER2020 | D20v0 | 2020-09-17 17:53 | Any | Res | Old | CZ04 | rWtd | Cap-Tons | 2.3 | 1450 | None | 15.1 | 0.023 | 5.87 | [9 empty] | DEER:Res:HVAC_Eff_AC | Annual | 20
RB-HV-DuctSeal-HighToLow | DEER2020 | D20v0 | 2019-11-06 15:58 | Any | SFm | Ex | CZ04 | rDXGF | Cap-Tons | 3.17 | 2300 | None | 29.7 | 0.0658 | 8.63 | [9 empty] | DEER:Res:HVAC_Eff_AC | Annual | 20
RB-HV-DuctSeal-HighToLow | DEER2020 | D20v0 | 2019-11-06 15:58 | Any | SFm | Ex | CZ04 | rDXHP | Cap-Tons | 3.17 | 2300 | None | 124 | 0.0673 | 0 | [9 empty] | DEER:Res:HVAC_Eff_AC | Annual | 20
RB-HV-DuctSeal-HighToLow | DEER2020 | D20v0 | 2019-11-06 15:58 | Any | SFm | Ex | CZ04 | rNCGF | Cap-Tons | 3.17 | 2300 | None | 5.43 | 0 | 8.41 | [9 empty] | DEER:Res:HVAC_Eff_AC | Annual | 20
RB-HV-DuctSeal-HighToLow | DEER2020 | D20v0 | 2020-09-17 17:53 | Any | SFm | Ex | CZ04 | rWtd | Cap-Tons | 3.17 | 2300 | None | 20.5 | 0.0338 | 8.28 | [9 empty] | DEER:Res:HVAC_Eff_AC | Annual | 20
RB-HV-DuctSeal-HighToLow | DEER2020 | D20v0 | 2019-11-06 15:59 | Any | SFm | Old | CZ04 | rDXGF | Cap-Tons | 2.79 | 1670 | None | 28.2 | 0.0606 | 8.61 | [9 empty] | DEER:Res:HVAC_Eff_AC | Annual | 20
RB-HV-DuctSeal-HighToLow | DEER2020 | D20v0 | 2019-11-06 15:59 | Any | SFm | Old | CZ04 | rDXHP | Cap-Tons | 2.79 | 1670 | None | 122 | 0.0629 | 0 | [9 empty] | DEER:Res:HVAC_Eff_AC | Annual | 20
RB-HV-DuctSeal-HighToLow | DEER2020 | D20v0 | 2019-11-06 15:59 | Any | SFm | Old | CZ04 | rNCGF | Cap-Tons | 2.79 | 1670 | None | 5.7 | 0 | 8.44 | [9 empty] | DEER:Res:HVAC_Eff_AC | Annual | 20
RB-HV-DuctSeal-HighToLow | DEER2020 | D20v0 | 2020-09-17 17:53 | Any | SFm | Old | CZ04 | rWtd | Cap-Tons | 2.79 | 1670 | None | 19.8 | 0.0311 | 8.29 | [9 empty] | DEER:Res:HVAC_Eff_AC | Annual | 20
RB-HV-DuctSeal-HighToLow | DEER2020 | D20v0 | 2019-11-06 16:00 | Any | DMo | Ex | CZ05 | rDXGF | Cap-Tons | 3.5 | 1240 | None | 78.1 | 0.0458 | 9.02 | [9 empty] | DEER:Res:HVAC_Eff_AC | Annual | 20
RB-HV-DuctSeal-HighToLow | DEER2020 | D20v0 | 2019-11-06 16:00 | Any | DMo | Ex | CZ05 | rDXHP | Cap-Tons | 3.5 | 1240 | None | 152 | 0.0507 | 0 | [9 empty] | DEER:Res:HVAC_Eff_AC | Annual | 20
RB-HV-DuctSeal-HighToLow | DEER2020 | D20v0 | 2019-11-06 16:00 | Any | DMo | Ex | CZ05 | rNCGF | Cap-Tons | 3.5 | 1240 | None | 5.15 | 0 | 7.99 | [9 empty] | DEER:Res:HVAC_Eff_AC | Annual | 20
RB-HV-DuctSeal-HighToLow | DEER2020 | D20v0 | 2020-09-17 17:53 | Any | DMo | Ex | CZ05 | rWtd | Cap-Tons | 3.5 | 1240 | None | 17.4 | 0.00693 | 7.98 | [9 empty] | DEER:Res:HVAC_Eff_AC | Annual | 20
RB-HV-DuctSeal-HighToLow | DEER2020 | D20v0 | 2019-11-06 16:01 | Any | DMo | Old | CZ05 | rDXGF | Cap-Tons | 3.5 | 1210 | None | 20.2 | 0.0484 | 10.1 | [9 empty] | DEER:Res:HVAC_Eff_AC | Annual | 20
RB-HV-DuctSeal-HighToLow | DEER2020 | D20v0 | 2019-11-06 16:01 | Any | DMo | Old | CZ05 | rDXHP | Cap-Tons | 3.5 | 1210 | None | 102 | 0.0548 | 0 | [9 empty] | DEER:Res:HVAC_Eff_AC | Annual | 20
RB-HV-DuctSeal-HighToLow | DEER2020 | D20v0 | 2019-11-06 16:01 | Any | DMo | Old | CZ05 | rNCGF | Cap-Tons | 3.5 | 1210 | None | 5.62 | 0 | 9.01 | [9 empty] | DEER:Res:HVAC_Eff_AC | Annual | 20
RB-HV-DuctSeal-HighToLow | DEER2020 | D20v0 | 2020-09-17 17:53 | Any | DMo | Old | CZ05 | rWtd | Cap-Tons | 3.5 | 1210 | None | 9.32 | 0.00735 | 8.98 | [9 empty] | DEER:Res:HVAC_Eff_AC | Annual | 20
RB-HV-DuctSeal-HighToLow | DEER2020 | D20v0 | 2019-11-06 16:00 | Any | MFm | Ex | CZ05 | rDXGF | Cap-Tons | 1.04 | 999 | None | 2.02 | 0.00241 | 1.38 | [9 empty] | DEER:Res:HVAC_Eff_AC | Annual | 20
RB-HV-DuctSeal-HighToLow | DEER2020 | D20v0 | 2019-11-06 16:00 | Any | MFm | Ex | CZ05 | rDXHP | Cap-Tons | 1.04 | 999 | None | 16.1 | 0.00289 | 0 | [9 empty] | DEER:Res:HVAC_Eff_AC | Annual | 20
RB-HV-DuctSeal-HighToLow | DEER2020 | D20v0 | 2019-11-06 16:00 | Any | MFm | Ex | CZ05 | rNCGF | Cap-Tons | 1.04 | 999 | None | 1.24 | 0 | 1.32 | [9 empty] | DEER:Res:HVAC_Eff_AC | Annual | 20
RB-HV-DuctSeal-HighToLow | DEER2020 | D20v0 | 2020-09-17 17:53 | Any | MFm | Ex | CZ05 | rWtd | Cap-Tons | 1.04 | 999 | None | 2.02 | 0.00076 | 1.29 | [9 empty] | DEER:Res:HVAC_Eff_AC | Annual | 20
RB-HV-DuctSeal-HighToLow | DEER2020 | D20v0 | 2019-11-06 16:01 | Any | MFm | Old | CZ05 | rDXGF | Cap-Tons | 1.39 | 1060 | None | 2.46 | 0.00177 | 2.3 | [9 empty] | DEER:Res:HVAC_Eff_AC | Annual | 20
RB-HV-DuctSeal-HighToLow | DEER2020 | D20v0 | 2019-11-06 16:01 | Any | MFm | Old | CZ05 | rDXHP | Cap-Tons | 1.39 | 1060 | None | 23.4 | 0.00135 | 0 | [9 empty] | DEER:Res:HVAC_Eff_AC | Annual | 20
RB-HV-DuctSeal-HighToLow | DEER2020 | D20v0 | 2019-11-06 16:01 | Any | MFm | Old | CZ05 | rNCGF | Cap-Tons | 1.39 | 1060 | None | 1.86 | 0 | 2.22 | [9 empty] | DEER:Res:HVAC_Eff_AC | Annual | 20
RB-HV-DuctSeal-HighToLow | DEER2020 | D20v0 | 2020-09-17 17:53 | Any | MFm | Old | CZ05 | rWtd | Cap-Tons | 1.39 | 1060 | None | 2.84 | 0.00053 | 2.16 | [9 empty] | DEER:Res:HVAC_Eff_AC | Annual | 20
RB-HV-DuctSeal-HighToLow | DEER2020 | D20v0 | 2019-11-06 16:00 | Any | Res | Ex | CZ05 | rDXGF | Cap-Tons | 3.5 | 2130 | None | 20.4 | 0.026 | 9.08 | [9 empty] | DEER:Res:HVAC_Eff_AC | Annual | 20
RB-HV-DuctSeal-HighToLow | DEER2020 | D20v0 | 2019-11-06 16:00 | Any | Res | Ex | CZ05 | rDXHP | Cap-Tons | 3.5 | 2130 | None | 101 | 0.026 | 0 | [9 empty] | DEER:Res:HVAC_Eff_AC | Annual | 20
RB-HV-DuctSeal-HighToLow | DEER2020 | D20v0 | 2019-11-06 16:00 | Any | Res | Ex | CZ05 | rNCGF | Cap-Tons | 3.5 | 2130 | None | 5.5 | 0 | 8.69 | [9 empty] | DEER:Res:HVAC_Eff_AC | Annual | 20
RB-HV-DuctSeal-HighToLow | DEER2020 | D20v0 | 2020-09-17 17:53 | Any | Res | Ex | CZ05 | rWtd | Cap-Tons | 3.5 | 2130 | None | 8.9 | 0.005 | 8.65 | [9 empty] | DEER:Res:HVAC_Eff_AC | Annual | 20
RB-HV-DuctSeal-HighToLow | DEER2020 | D20v0 | 2019-11-06 16:01 | Any | Res | Old | CZ05 | rDXGF | Cap-Tons | 2.8 | 1540 | None | 10.2 | 0.023 | 9.61 | [9 empty] | DEER:Res:HVAC_Eff_AC | Annual | 20
RB-HV-DuctSeal-HighToLow | DEER2020 | D20v0 | 2019-11-06 16:01 | Any | Res | Old | CZ05 | rDXHP | Cap-Tons | 2.8 | 1540 | None | 95.7 | 0.024 | 0 | [9 empty] | DEER:Res:HVAC_Eff_AC | Annual | 20
RB-HV-DuctSeal-HighToLow | DEER2020 | D20v0 | 2019-11-06 16:01 | Any | Res | Old | CZ05 | rNCGF | Cap-Tons | 2.8 | 1540 | None | 6.1 | 0 | 9.31 | [9 empty] | DEER:Res:HVAC_Eff_AC | Annual | 20
RB-HV-DuctSeal-HighToLow | DEER2020 | D20v0 | 2020-09-17 17:53 | Any | Res | Old | CZ05 | rWtd | Cap-Tons | 2.8 | 1540 | None | 8 | 0.004 | 9.24 | [9 empty] | DEER:Res:HVAC_Eff_AC | Annual | 20
RB-HV-DuctSeal-HighToLow | DEER2020 | D20v0 | 2019-11-06 16:00 | Any | SFm | Ex | CZ05 | rDXGF | Cap-Tons | 3.55 | 2300 | None | 9.04 | 0.0222 | 9.1 | [9 empty] | DEER:Res:HVAC_Eff_AC | Annual | 20
RB-HV-DuctSeal-HighToLow | DEER2020 | D20v0 | 2019-11-06 16:00 | Any | SFm | Ex | CZ05 | rDXHP | Cap-Tons | 3.55 | 2300 | None | 91.1 | 0.0213 | 0 | [9 empty] | DEER:Res:HVAC_Eff_AC | Annual | 20
RB-HV-DuctSeal-HighToLow | DEER2020 | D20v0 | 2019-11-06 16:00 | Any | SFm | Ex | CZ05 | rNCGF | Cap-Tons | 3.55 | 2300 | None | 5.56 | 0 | 8.84 | [9 empty] | DEER:Res:HVAC_Eff_AC | Annual | 20
RB-HV-DuctSeal-HighToLow | DEER2020 | D20v0 | 2020-09-17 17:53 | Any | SFm | Ex | CZ05 | rWtd | Cap-Tons | 3.55 | 2300 | None | 7.21 | 0.00459 | 8.79 | [9 empty] | DEER:Res:HVAC_Eff_AC | Annual | 20
RB-HV-DuctSeal-HighToLow | DEER2020 | D20v0 | 2019-11-06 16:01 | Any | SFm | Old | CZ05 | rDXGF | Cap-Tons | 3.17 | 1730 | None | 11 | 0.025 | 11.7 | [9 empty] | DEER:Res:HVAC_Eff_AC | Annual | 20
RB-HV-DuctSeal-HighToLow | DEER2020 | D20v0 | 2019-11-06 16:01 | Any | SFm | Old | CZ05 | rDXHP | Cap-Tons | 3.17 | 1730 | None | 117 | 0.0266 | 0 | [9 empty] | DEER:Res:HVAC_Eff_AC | Annual | 20
RB-HV-DuctSeal-HighToLow | DEER2020 | D20v0 | 2019-11-06 16:01 | Any | SFm | Old | CZ05 | rNCGF | Cap-Tons | 3.17 | 1730 | None | 7.47 | 0 | 11.5 | [9 empty] | DEER:Res:HVAC_Eff_AC | Annual | 20
RB-HV-DuctSeal-HighToLow | DEER2020 | D20v0 | 2020-09-17 17:53 | Any | SFm | Old | CZ05 | rWtd | Cap-Tons | 3.17 | 1730 | None | 9.4 | 0.00521 | 11.4 | [9 empty] | DEER:Res:HVAC_Eff_AC | Annual | 20
RB-HV-DuctSeal-HighToLow | DEER2020 | D20v0 | 2019-11-06 16:02 | Any | DMo | Ex | CZ06 | rDXGF | Cap-Tons | 3.5 | 1240 | None | 160 | 0.0716 | 3.89 | [9 empty] | DEER:Res:HVAC_Eff_AC | Annual | 20
RB-HV-DuctSeal-HighToLow | DEER2020 | D20v0 | 2019-11-06 16:02 | Any | DMo | Ex | CZ06 | rDXHP | Cap-Tons | 3.5 | 1240 | None | 195 | 0.0813 | 0 | [9 empty] | DEER:Res:HVAC_Eff_AC | Annual | 20
RB-HV-DuctSeal-HighToLow | DEER2020 | D20v0 | 2019-11-06 16:02 | Any | DMo | Ex | CZ06 | rNCGF | Cap-Tons | 3.5 | 1240 | None | 2.22 | 0 | 3.45 | [9 empty] | DEER:Res:HVAC_Eff_AC | Annual | 20
RB-HV-DuctSeal-HighToLow | DEER2020 | D20v0 | 2020-09-17 17:53 | Any | DMo | Ex | CZ06 | rWtd | Cap-Tons | 3.5 | 1240 | None | 25.9 | 0.0107 | 3.45 | [9 empty] | DEER:Res:HVAC_Eff_AC | Annual | 20
RB-HV-DuctSeal-HighToLow | DEER2020 | D20v0 | 2019-11-06 16:02 | Any | DMo | Old | CZ06 | rDXGF | Cap-Tons | 3.5 | 1210 | None | 50.3 | 0.106 | 3.78 | [9 empty] | DEER:Res:HVAC_Eff_AC | Annual | 20
RB-HV-DuctSeal-HighToLow | DEER2020 | D20v0 | 2019-11-06 16:02 | Any | DMo | Old | CZ06 | rDXHP | Cap-Tons | 3.5 | 1210 | None | 88.2 | 0.119 | 0 | [9 empty] | DEER:Res:HVAC_Eff_AC | Annual | 20
RB-HV-DuctSeal-HighToLow | DEER2020 | D20v0 | 2019-11-06 16:02 | Any | DMo | Old | CZ06 | rNCGF | Cap-Tons | 3.5 | 1210 | None | 2.11 | 0 | 3.39 | [9 empty] | DEER:Res:HVAC_Eff_AC | Annual | 20
RB-HV-DuctSeal-HighToLow | DEER2020 | D20v0 | 2020-09-17 17:53 | Any | DMo | Old | CZ06 | rWtd | Cap-Tons | 3.5 | 1210 | None | 9.86 | 0.0157 | 3.38 | [9 empty] | DEER:Res:HVAC_Eff_AC | Annual | 20
RB-HV-DuctSeal-HighToLow | DEER2020 | D20v0 | 2019-11-06 16:02 | Any | MFm | Ex | CZ06 | rDXGF | Cap-Tons | 1.28 | 1210 | None | 5.51 | 0.0114 | 0.921 | [9 empty] | DEER:Res:HVAC_Eff_AC | Annual | 20
RB-HV-DuctSeal-HighToLow | DEER2020 | D20v0 | 2019-11-06 16:02 | Any | MFm | Ex | CZ06 | rDXHP | Cap-Tons | 1.28 | 1210 | None | 13.7 | 0.0127 | 0 | [9 empty] | DEER:Res:HVAC_Eff_AC | Annual | 20
RB-HV-DuctSeal-HighToLow | DEER2020 | D20v0 | 2019-11-06 16:02 | Any | MFm | Ex | CZ06 | rNCGF | Cap-Tons | 1.28 | 1210 | None | 0.763 | 0 | 0.883 | [9 empty] | DEER:Res:HVAC_Eff_AC | Annual | 20
RB-HV-DuctSeal-HighToLow | DEER2020 | D20v0 | 2020-09-17 17:53 | Any | MFm | Ex | CZ06 | rWtd | Cap-Tons | 1.28 | 1210 | None | 3.5 | 0.00548 | 0.847 | [9 empty] | DEER:Res:HVAC_Eff_AC | Annual | 20
RB-HV-DuctSeal-HighToLow | DEER2020 | D20v0 | 2019-11-06 16:02 | Any | MFm | Old | CZ06 | rDXGF | Cap-Tons | 1.58 | 1150 | None | 7.38 | 0.012 | 1.33 | [9 empty] | DEER:Res:HVAC_Eff_AC | Annual | 20
RB-HV-DuctSeal-HighToLow | DEER2020 | D20v0 | 2019-11-06 16:02 | Any | MFm | Old | CZ06 | rDXHP | Cap-Tons | 1.58 | 1150 | None | 18.7 | 0.0125 | 0 | [9 empty] | DEER:Res:HVAC_Eff_AC | Annual | 20
RB-HV-DuctSeal-HighToLow | DEER2020 | D20v0 | 2019-11-06 16:02 | Any | MFm | Old | CZ06 | rNCGF | Cap-Tons | 1.58 | 1150 | None | 1.02 | 0 | 1.28 | [9 empty] | DEER:Res:HVAC_Eff_AC | Annual | 20
RB-HV-DuctSeal-HighToLow | DEER2020 | D20v0 | 2020-09-17 17:53 | Any | MFm | Old | CZ06 | rWtd | Cap-Tons | 1.58 | 1150 | None | 4.7 | 0.0057 | 1.23 | [9 empty] | DEER:Res:HVAC_Eff_AC | Annual | 20
RB-HV-DuctSeal-HighToLow | DEER2020 | D20v0 | 2019-11-06 16:02 | Any | Res | Ex | CZ06 | rDXGF | Cap-Tons | 3 | 1920 | None | 22.7 | 0.041 | 2.59 | [9 empty] | DEER:Res:HVAC_Eff_AC | Annual | 20
RB-HV-DuctSeal-HighToLow | DEER2020 | D20v0 | 2019-11-06 16:02 | Any | Res | Ex | CZ06 | rDXHP | Cap-Tons | 3 | 1920 | None | 45.9 | 0.043 | 0 | [9 empty] | DEER:Res:HVAC_Eff_AC | Annual | 20
RB-HV-DuctSeal-HighToLow | DEER2020 | D20v0 | 2019-11-06 16:02 | Any | Res | Ex | CZ06 | rNCGF | Cap-Tons | 3 | 1920 | None | 1.6 | 0 | 2.5 | [9 empty] | DEER:Res:HVAC_Eff_AC | Annual | 20
RB-HV-DuctSeal-HighToLow | DEER2020 | D20v0 | 2020-09-17 17:53 | Any | Res | Ex | CZ06 | rWtd | Cap-Tons | 3 | 1920 | None | 8.8 | 0.016 | 2.46 | [9 empty] | DEER:Res:HVAC_Eff_AC | Annual | 20
RB-HV-DuctSeal-HighToLow | DEER2020 | D20v0 | 2019-11-06 16:02 | Any | Res | Old | CZ06 | rDXGF | Cap-Tons | 2.7 | 1500 | None | 15.9 | 0.044 | 3.18 | [9 empty] | DEER:Res:HVAC_Eff_AC | Annual | 20
RB-HV-DuctSeal-HighToLow | DEER2020 | D20v0 | 2019-11-06 16:02 | Any | Res | Old | CZ06 | rDXHP | Cap-Tons | 2.7 | 1500 | None | 43.4 | 0.045 | 0 | [9 empty] | DEER:Res:HVAC_Eff_AC | Annual | 20
RB-HV-DuctSeal-HighToLow | DEER2020 | D20v0 | 2019-11-06 16:02 | Any | Res | Old | CZ06 | rNCGF | Cap-Tons | 2.7 | 1500 | None | 2 | 0 | 3.1 | [9 empty] | DEER:Res:HVAC_Eff_AC | Annual | 20
RB-HV-DuctSeal-HighToLow | DEER2020 | D20v0 | 2020-09-17 17:53 | Any | Res | Old | CZ06 | rWtd | Cap-Tons | 2.7 | 1500 | None | 8.6 | 0.018 | 3.04 | [9 empty] | DEER:Res:HVAC_Eff_AC | Annual | 20
RB-HV-DuctSeal-HighToLow | DEER2020 | D20v0 | 2019-11-06 16:02 | Any | SFm | Ex | CZ06 | rDXGF | Cap-Tons | 4.01 | 2390 | None | 20.2 | 0.0546 | 3.43 | [9 empty] | DEER:Res:HVAC_Eff_AC | Annual | 20
RB-HV-DuctSeal-HighToLow | DEER2020 | D20v0 | 2019-11-06 16:02 | Any | SFm | Ex | CZ06 | rDXHP | Cap-Tons | 4.01 | 2390 | None | 50.6 | 0.056 | 0 | [9 empty] | DEER:Res:HVAC_Eff_AC | Annual | 20
RB-HV-DuctSeal-HighToLow | DEER2020 | D20v0 | 2019-11-06 16:02 | Any | SFm | Ex | CZ06 | rNCGF | Cap-Tons | 4.01 | 2390 | None | 2.03 | 0 | 3.33 | [9 empty] | DEER:Res:HVAC_Eff_AC | Annual | 20
RB-HV-DuctSeal-HighToLow | DEER2020 | D20v0 | 2020-09-17 17:53 | Any | SFm | Ex | CZ06 | rWtd | Cap-Tons | 4.01 | 2390 | None | 10.3 | 0.0227 | 3.29 | [9 empty] | DEER:Res:HVAC_Eff_AC | Annual | 20
RB-HV-DuctSeal-HighToLow | DEER2020 | D20v0 | 2019-11-06 16:02 | Any | SFm | Old | CZ06 | rDXGF | Cap-Tons | 3.36 | 1730 | None | 20.9 | 0.0634 | 4.35 | [9 empty] | DEER:Res:HVAC_Eff_AC | Annual | 20
RB-HV-DuctSeal-HighToLow | DEER2020 | D20v0 | 2019-11-06 16:02 | Any | SFm | Old | CZ06 | rDXHP | Cap-Tons | 3.36 | 1730 | None | 58.7 | 0.0653 | 0 | [9 empty] | DEER:Res:HVAC_Eff_AC | Annual | 20
RB-HV-DuctSeal-HighToLow | DEER2020 | D20v0 | 2019-11-06 16:02 | Any | SFm | Old | CZ06 | rNCGF | Cap-Tons | 3.36 | 1730 | None | 2.7 | 0 | 4.26 | [9 empty] | DEER:Res:HVAC_Eff_AC | Annual | 20
RB-HV-DuctSeal-HighToLow | DEER2020 | D20v0 | 2020-09-17 17:53 | Any | SFm | Old | CZ06 | rWtd | Cap-Tons | 3.36 | 1730 | None | 11.1 | 0.0263 | 4.2 | [9 empty] | DEER:Res:HVAC_Eff_AC | Annual | 20
RB-HV-DuctSeal-HighToLow | DEER2020 | D20v0 | 2019-11-06 16:03 | Any | DMo | Ex | CZ07 | rDXGF | Cap-Tons | 3.5 | 1240 | None | 171 | 0.0348 | 2.22 | [9 empty] | DEER:Res:HVAC_Eff_AC | Annual | 20
RB-HV-DuctSeal-HighToLow | DEER2020 | D20v0 | 2019-11-06 16:03 | Any | DMo | Ex | CZ07 | rDXHP | Cap-Tons | 3.5 | 1240 | None | 189 | 0.0406 | 0 | [9 empty] | DEER:Res:HVAC_Eff_AC | Annual | 20
RB-HV-DuctSeal-HighToLow | DEER2020 | D20v0 | 2019-11-06 16:03 | Any | DMo | Ex | CZ07 | rNCGF | Cap-Tons | 3.5 | 1240 | None | 1.29 | 0 | 2.02 | [9 empty] | DEER:Res:HVAC_Eff_AC | Annual | 20
RB-HV-DuctSeal-HighToLow | DEER2020 | D20v0 | 2020-09-17 17:53 | Any | DMo | Ex | CZ07 | rWtd | Cap-Tons | 3.5 | 1240 | None | 43 | 0.00862 | 2 | [9 empty] | DEER:Res:HVAC_Eff_AC | Annual | 20
RB-HV-DuctSeal-HighToLow | DEER2020 | D20v0 | 2019-11-06 16:03 | Any | DMo | Old | CZ07 | rDXGF | Cap-Tons | 3.5 | 1210 | None | 49.2 | 0.0674 | 2.57 | [9 empty] | DEER:Res:HVAC_Eff_AC | Annual | 20
RB-HV-DuctSeal-HighToLow | DEER2020 | D20v0 | 2019-11-06 16:03 | Any | DMo | Old | CZ07 | rDXHP | Cap-Tons | 3.5 | 1210 | None | 75.2 | 0.0797 | 0 | [9 empty] | DEER:Res:HVAC_Eff_AC | Annual | 20
RB-HV-DuctSeal-HighToLow | DEER2020 | D20v0 | 2019-11-06 16:03 | Any | DMo | Old | CZ07 | rNCGF | Cap-Tons | 3.5 | 1210 | None | 1.45 | 0 | 2.35 | [9 empty] | DEER:Res:HVAC_Eff_AC | Annual | 20
RB-HV-DuctSeal-HighToLow | DEER2020 | D20v0 | 2020-09-17 17:53 | Any | DMo | Old | CZ07 | rWtd | Cap-Tons | 3.5 | 1210 | None | 13.8 | 0.0167 | 2.33 | [9 empty] | DEER:Res:HVAC_Eff_AC | Annual | 20
RB-HV-DuctSeal-HighToLow | DEER2020 | D20v0 | 2019-11-06 16:03 | Any | MFm | Ex | CZ07 | rDXGF | Cap-Tons | 1.11 | 1210 | None | 7.91 | 0.00855 | 0.776 | [9 empty] | DEER:Res:HVAC_Eff_AC | Annual | 20
RB-HV-DuctSeal-HighToLow | DEER2020 | D20v0 | 2019-11-06 16:03 | Any | MFm | Ex | CZ07 | rDXHP | Cap-Tons | 1.11 | 1210 | None | 13.7 | 0.00895 | 0 | [9 empty] | DEER:Res:HVAC_Eff_AC | Annual | 20
RB-HV-DuctSeal-HighToLow | DEER2020 | D20v0 | 2019-11-06 16:03 | Any | MFm | Ex | CZ07 | rNCGF | Cap-Tons | 1.11 | 1210 | None | 0.685 | 0 | 0.748 | [9 empty] | DEER:Res:HVAC_Eff_AC | Annual | 20
RB-HV-DuctSeal-HighToLow | DEER2020 | D20v0 | 2020-09-17 17:53 | Any | MFm | Ex | CZ07 | rWtd | Cap-Tons | 1.11 | 1210 | None | 3.25 | 0.00277 | 0.726 | [9 empty] | DEER:Res:HVAC_Eff_AC | Annual | 20
RB-HV-DuctSeal-HighToLow | DEER2020 | D20v0 | 2019-11-06 16:03 | Any | MFm | Old | CZ07 | rDXGF | Cap-Tons | 1.35 | 1160 | None | 5.1 | 0.00706 | 1.02 | [9 empty] | DEER:Res:HVAC_Eff_AC | Annual | 20
RB-HV-DuctSeal-HighToLow | DEER2020 | D20v0 | 2019-11-06 16:03 | Any | MFm | Old | CZ07 | rDXHP | Cap-Tons | 1.35 | 1160 | None | 12.3 | 0.0075 | 0 | [9 empty] | DEER:Res:HVAC_Eff_AC | Annual | 20
RB-HV-DuctSeal-HighToLow | DEER2020 | D20v0 | 2019-11-06 16:03 | Any | MFm | Old | CZ07 | rNCGF | Cap-Tons | 1.35 | 1160 | None | 0.822 | 0 | 0.979 | [9 empty] | DEER:Res:HVAC_Eff_AC | Annual | 20
RB-HV-DuctSeal-HighToLow | DEER2020 | D20v0 | 2020-09-17 17:53 | Any | MFm | Old | CZ07 | rWtd | Cap-Tons | 1.35 | 1160 | None | 2.49 | 0.00229 | 0.95 | [9 empty] | DEER:Res:HVAC_Eff_AC | Annual | 20
RB-HV-DuctSeal-HighToLow | DEER2020 | D20v0 | 2019-11-06 16:03 | Any | Res | Ex | CZ07 | rDXGF | Cap-Tons | 2.5 | 1970 | None | 27.4 | 0.037 | 2.29 | [9 empty] | DEER:Res:HVAC_Eff_AC | Annual | 20
RB-HV-DuctSeal-HighToLow | DEER2020 | D20v0 | 2019-11-06 16:03 | Any | Res | Ex | CZ07 | rDXHP | Cap-Tons | 2.5 | 1970 | None | 43.4 | 0.038 | 0 | [9 empty] | DEER:Res:HVAC_Eff_AC | Annual | 20
RB-HV-DuctSeal-HighToLow | DEER2020 | D20v0 | 2019-11-06 16:03 | Any | Res | Ex | CZ07 | rNCGF | Cap-Tons | 2.5 | 1970 | None | 1.5 | 0 | 2.24 | [9 empty] | DEER:Res:HVAC_Eff_AC | Annual | 20
RB-HV-DuctSeal-HighToLow | DEER2020 | D20v0 | 2020-09-17 17:53 | Any | Res | Ex | CZ07 | rWtd | Cap-Tons | 2.5 | 1970 | None | 9.8 | 0.012 | 2.21 | [9 empty] | DEER:Res:HVAC_Eff_AC | Annual | 20
RB-HV-DuctSeal-HighToLow | DEER2020 | D20v0 | 2019-11-06 16:03 | Any | Res | Old | CZ07 | rDXGF | Cap-Tons | 2.2 | 1540 | None | 19.4 | 0.035 | 3.4 | [9 empty] | DEER:Res:HVAC_Eff_AC | Annual | 20
RB-HV-DuctSeal-HighToLow | DEER2020 | D20v0 | 2019-11-06 16:03 | Any | Res | Old | CZ07 | rDXHP | Cap-Tons | 2.2 | 1540 | None | 43.7 | 0.037 | 0 | [9 empty] | DEER:Res:HVAC_Eff_AC | Annual | 20
RB-HV-DuctSeal-HighToLow | DEER2020 | D20v0 | 2019-11-06 16:03 | Any | Res | Old | CZ07 | rNCGF | Cap-Tons | 2.2 | 1540 | None | 2.3 | 0 | 3.33 | [9 empty] | DEER:Res:HVAC_Eff_AC | Annual | 20
RB-HV-DuctSeal-HighToLow | DEER2020 | D20v0 | 2020-09-17 17:53 | Any | Res | Old | CZ07 | rWtd | Cap-Tons | 2.2 | 1540 | None | 8.3 | 0.011 | 3.28 | [9 empty] | DEER:Res:HVAC_Eff_AC | Annual | 20
RB-HV-DuctSeal-HighToLow | DEER2020 | D20v0 | 2019-11-06 16:03 | Any | SFm | Ex | CZ07 | rDXGF | Cap-Tons | 3.21 | 2390 | None | 29.6 | 0.0515 | 3.05 | [9 empty] | DEER:Res:HVAC_Eff_AC | Annual | 20
RB-HV-DuctSeal-HighToLow | DEER2020 | D20v0 | 2019-11-06 16:03 | Any | SFm | Ex | CZ07 | rDXHP | Cap-Tons | 3.21 | 2390 | None | 50.5 | 0.0529 | 0 | [9 empty] | DEER:Res:HVAC_Eff_AC | Annual | 20
RB-HV-DuctSeal-HighToLow | DEER2020 | D20v0 | 2019-11-06 16:03 | Any | SFm | Ex | CZ07 | rNCGF | Cap-Tons | 3.21 | 2390 | None | 1.88 | 0 | 2.99 | [9 empty] | DEER:Res:HVAC_Eff_AC | Annual | 20
RB-HV-DuctSeal-HighToLow | DEER2020 | D20v0 | 2020-09-17 17:53 | Any | SFm | Ex | CZ07 | rWtd | Cap-Tons | 3.21 | 2390 | None | 11.4 | 0.017 | 2.96 | [9 empty] | DEER:Res:HVAC_Eff_AC | Annual | 20
RB-HV-DuctSeal-HighToLow | DEER2020 | D20v0 | 2019-11-06 16:03 | Any | SFm | Old | CZ07 | rDXGF | Cap-Tons | 2.59 | 1780 | None | 25.9 | 0.0489 | 4.85 | [9 empty] | DEER:Res:HVAC_Eff_AC | Annual | 20
RB-HV-DuctSeal-HighToLow | DEER2020 | D20v0 | 2019-11-06 16:03 | Any | SFm | Old | CZ07 | rDXHP | Cap-Tons | 2.59 | 1780 | None | 60.2 | 0.052 | 0 | [9 empty] | DEER:Res:HVAC_Eff_AC | Annual | 20
RB-HV-DuctSeal-HighToLow | DEER2020 | D20v0 | 2019-11-06 16:03 | Any | SFm | Old | CZ07 | rNCGF | Cap-Tons | 2.59 | 1780 | None | 3.22 | 0 | 4.77 | [9 empty] | DEER:Res:HVAC_Eff_AC | Annual | 20
RB-HV-DuctSeal-HighToLow | DEER2020 | D20v0 | 2020-09-17 17:53 | Any | SFm | Old | CZ07 | rWtd | Cap-Tons | 2.59 | 1780 | None | 11.3 | 0.0162 | 4.71 | [9 empty] | DEER:Res:HVAC_Eff_AC | Annual | 20
RB-HV-DuctSeal-HighToLow | DEER2020 | D20v0 | 2019-11-06 16:04 | Any | DMo | Ex | CZ08 | rDXGF | Cap-Tons | 3.5 | 1240 | None | 193 | 0.0608 | 3.52 | [9 empty] | DEER:Res:HVAC_Eff_AC | Annual | 20
RB-HV-DuctSeal-HighToLow | DEER2020 | D20v0 | 2019-11-06 16:04 | Any | DMo | Ex | CZ08 | rDXHP | Cap-Tons | 3.5 | 1240 | None | 225 | 0.069 | 0 | [9 empty] | DEER:Res:HVAC_Eff_AC | Annual | 20
RB-HV-DuctSeal-HighToLow | DEER2020 | D20v0 | 2019-11-06 16:04 | Any | DMo | Ex | CZ08 | rNCGF | Cap-Tons | 3.5 | 1240 | None | 2.03 | 0 | 3.16 | [9 empty] | DEER:Res:HVAC_Eff_AC | Annual | 20
RB-HV-DuctSeal-HighToLow | DEER2020 | D20v0 | 2020-09-17 17:53 | Any | DMo | Ex | CZ08 | rWtd | Cap-Tons | 3.5 | 1240 | None | 135 | 0.0424 | 3.1 | [9 empty] | DEER:Res:HVAC_Eff_AC | Annual | 20
RB-HV-DuctSeal-HighToLow | DEER2020 | D20v0 | 2019-11-06 16:04 | Any | DMo | Old | CZ08 | rDXGF | Cap-Tons | 3.5 | 1220 | None | 72.3 | 0.0888 | 3.86 | [9 empty] | DEER:Res:HVAC_Eff_AC | Annual | 20
RB-HV-DuctSeal-HighToLow | DEER2020 | D20v0 | 2019-11-06 16:04 | Any | DMo | Old | CZ08 | rDXHP | Cap-Tons | 3.5 | 1220 | None | 109 | 0.0962 | 0 | [9 empty] | DEER:Res:HVAC_Eff_AC | Annual | 20
RB-HV-DuctSeal-HighToLow | DEER2020 | D20v0 | 2019-11-06 16:04 | Any | DMo | Old | CZ08 | rNCGF | Cap-Tons | 3.5 | 1220 | None | 2.17 | 0 | 3.51 | [9 empty] | DEER:Res:HVAC_Eff_AC | Annual | 20
RB-HV-DuctSeal-HighToLow | DEER2020 | D20v0 | 2020-09-17 17:53 | Any | DMo | Old | CZ08 | rWtd | Cap-Tons | 3.5 | 1220 | None | 53.4 | 0.0615 | 3.42 | [9 empty] | DEER:Res:HVAC_Eff_AC | Annual | 20
RB-HV-DuctSeal-HighToLow | DEER2020 | D20v0 | 2019-11-06 16:04 | Any | MFm | Ex | CZ08 | rDXGF | Cap-Tons | 1.19 | 1210 | None | 10.2 | 0.0101 | 0.782 | [9 empty] | DEER:Res:HVAC_Eff_AC | Annual | 20
RB-HV-DuctSeal-HighToLow | DEER2020 | D20v0 | 2019-11-06 16:04 | Any | MFm | Ex | CZ08 | rDXHP | Cap-Tons | 1.19 | 1210 | None | 16.5 | 0.0105 | 0 | [9 empty] | DEER:Res:HVAC_Eff_AC | Annual | 20
RB-HV-DuctSeal-HighToLow | DEER2020 | D20v0 | 2019-11-06 16:04 | Any | MFm | Ex | CZ08 | rNCGF | Cap-Tons | 1.19 | 1210 | None | 0.675 | 0 | 0.754 | [9 empty] | DEER:Res:HVAC_Eff_AC | Annual | 20
RB-HV-DuctSeal-HighToLow | DEER2020 | D20v0 | 2020-09-17 17:53 | Any | MFm | Ex | CZ08 | rWtd | Cap-Tons | 1.19 | 1210 | None | 5.57 | 0.00481 | 0.721 | [9 empty] | DEER:Res:HVAC_Eff_AC | Annual | 20
RB-HV-DuctSeal-HighToLow | DEER2020 | D20v0 | 2019-11-06 16:04 | Any | MFm | Old | CZ08 | rDXGF | Cap-Tons | 1.47 | 1130 | None | 11.2 | 0.0127 | 1.23 | [9 empty] | DEER:Res:HVAC_Eff_AC | Annual | 20
RB-HV-DuctSeal-HighToLow | DEER2020 | D20v0 | 2019-11-06 16:04 | Any | MFm | Old | CZ08 | rDXHP | Cap-Tons | 1.47 | 1130 | None | 21.2 | 0.0127 | 0 | [9 empty] | DEER:Res:HVAC_Eff_AC | Annual | 20
RB-HV-DuctSeal-HighToLow | DEER2020 | D20v0 | 2019-11-06 16:04 | Any | MFm | Old | CZ08 | rNCGF | Cap-Tons | 1.47 | 1130 | None | 0.964 | 0 | 1.18 | [9 empty] | DEER:Res:HVAC_Eff_AC | Annual | 20
RB-HV-DuctSeal-HighToLow | DEER2020 | D20v0 | 2020-09-17 17:53 | Any | MFm | Old | CZ08 | rWtd | Cap-Tons | 1.47 | 1130 | None | 6.42 | 0.006 | 1.13 | [9 empty] | DEER:Res:HVAC_Eff_AC | Annual | 20
RB-HV-DuctSeal-HighToLow | DEER2020 | D20v0 | 2019-11-06 16:04 | Any | Res | Ex | CZ08 | rDXGF | Cap-Tons | 2.4 | 1760 | None | 30 | 0.034 | 1.72 | [9 empty] | DEER:Res:HVAC_Eff_AC | Annual | 20
RB-HV-DuctSeal-HighToLow | DEER2020 | D20v0 | 2019-11-06 16:04 | Any | Res | Ex | CZ08 | rDXHP | Cap-Tons | 2.4 | 1760 | None | 44.8 | 0.035 | 0 | [9 empty] | DEER:Res:HVAC_Eff_AC | Annual | 20
RB-HV-DuctSeal-HighToLow | DEER2020 | D20v0 | 2019-11-06 16:04 | Any | Res | Ex | CZ08 | rNCGF | Cap-Tons | 2.4 | 1760 | None | 1.1 | 0 | 1.68 | [9 empty] | DEER:Res:HVAC_Eff_AC | Annual | 20
RB-HV-DuctSeal-HighToLow | DEER2020 | D20v0 | 2020-09-17 17:53 | Any | Res | Ex | CZ08 | rWtd | Cap-Tons | 2.4 | 1760 | None | 16.2 | 0.017 | 1.64 | [9 empty] | DEER:Res:HVAC_Eff_AC | Annual | 20
RB-HV-DuctSeal-HighToLow | DEER2020 | D20v0 | 2019-11-06 16:04 | Any | Res | Old | CZ08 | rDXGF | Cap-Tons | 2.5 | 1450 | None | 25.8 | 0.037 | 3.03 | [9 empty] | DEER:Res:HVAC_Eff_AC | Annual | 20
RB-HV-DuctSeal-HighToLow | DEER2020 | D20v0 | 2019-11-06 16:04 | Any | Res | Old | CZ08 | rDXHP | Cap-Tons | 2.5 | 1450 | None | 50.1 | 0.039 | 0 | [9 empty] | DEER:Res:HVAC_Eff_AC | Annual | 20
RB-HV-DuctSeal-HighToLow | DEER2020 | D20v0 | 2019-11-06 16:04 | Any | Res | Old | CZ08 | rNCGF | Cap-Tons | 2.5 | 1450 | None | 2 | 0 | 2.97 | [9 empty] | DEER:Res:HVAC_Eff_AC | Annual | 20
RB-HV-DuctSeal-HighToLow | DEER2020 | D20v0 | 2020-09-17 17:53 | Any | Res | Old | CZ08 | rWtd | Cap-Tons | 2.5 | 1450 | None | 14.6 | 0.018 | 2.9 | [9 empty] | DEER:Res:HVAC_Eff_AC | Annual | 20
RB-HV-DuctSeal-HighToLow | DEER2020 | D20v0 | 2019-11-06 16:04 | Any | SFm | Ex | CZ08 | rDXGF | Cap-Tons | 3.77 | 2390 | None | 49.5 | 0.0596 | 2.75 | [9 empty] | DEER:Res:HVAC_Eff_AC | Annual | 20
RB-HV-DuctSeal-HighToLow | DEER2020 | D20v0 | 2019-11-06 16:04 | Any | SFm | Ex | CZ08 | rDXHP | Cap-Tons | 3.77 | 2390 | None | 73.7 | 0.0625 | 0 | [9 empty] | DEER:Res:HVAC_Eff_AC | Annual | 20
RB-HV-DuctSeal-HighToLow | DEER2020 | D20v0 | 2019-11-06 16:04 | Any | SFm | Ex | CZ08 | rNCGF | Cap-Tons | 3.77 | 2390 | None | 1.67 | 0 | 2.69 | [9 empty] | DEER:Res:HVAC_Eff_AC | Annual | 20
RB-HV-DuctSeal-HighToLow | DEER2020 | D20v0 | 2020-09-17 17:53 | Any | SFm | Ex | CZ08 | rWtd | Cap-Tons | 3.77 | 2390 | None | 26.1 | 0.0298 | 2.64 | [9 empty] | DEER:Res:HVAC_Eff_AC | Annual | 20
RB-HV-DuctSeal-HighToLow | DEER2020 | D20v0 | 2019-11-06 16:04 | Any | SFm | Old | CZ08 | rDXGF | Cap-Tons | 3.07 | 1620 | None | 33.2 | 0.0498 | 3.98 | [9 empty] | DEER:Res:HVAC_Eff_AC | Annual | 20
RB-HV-DuctSeal-HighToLow | DEER2020 | D20v0 | 2019-11-06 16:04 | Any | SFm | Old | CZ08 | rDXHP | Cap-Tons | 3.07 | 1620 | None | 65 | 0.0521 | 0 | [9 empty] | DEER:Res:HVAC_Eff_AC | Annual | 20
RB-HV-DuctSeal-HighToLow | DEER2020 | D20v0 | 2019-11-06 16:04 | Any | SFm | Old | CZ08 | rNCGF | Cap-Tons | 3.07 | 1620 | None | 2.53 | 0 | 3.91 | [9 empty] | DEER:Res:HVAC_Eff_AC | Annual | 20
RB-HV-DuctSeal-HighToLow | DEER2020 | D20v0 | 2020-09-17 17:53 | Any | SFm | Old | CZ08 | rWtd | Cap-Tons | 3.07 | 1620 | None | 18.7 | 0.0249 | 3.84 | [9 empty] | DEER:Res:HVAC_Eff_AC | Annual | 20
RB-HV-DuctSeal-HighToLow | DEER2020 | D20v0 | 2019-11-06 16:05 | Any | DMo | Ex | CZ09 | rDXGF | Cap-Tons | 3.5 | 1240 | None | 180 | 0.111 | 4.64 | [9 empty] | DEER:Res:HVAC_Eff_AC | Annual | 20
RB-HV-DuctSeal-HighToLow | DEER2020 | D20v0 | 2019-11-06 16:05 | Any | DMo | Ex | CZ09 | rDXHP | Cap-Tons | 3.5 | 1240 | None | 221 | 0.126 | 0 | [9 empty] | DEER:Res:HVAC_Eff_AC | Annual | 20
RB-HV-DuctSeal-HighToLow | DEER2020 | D20v0 | 2019-11-06 16:05 | Any | DMo | Ex | CZ09 | rNCGF | Cap-Tons | 3.5 | 1240 | None | 2.68 | 0 | 4.15 | [9 empty] | DEER:Res:HVAC_Eff_AC | Annual | 20
RB-HV-DuctSeal-HighToLow | DEER2020 | D20v0 | 2020-09-17 17:53 | Any | DMo | Ex | CZ09 | rWtd | Cap-Tons | 3.5 | 1240 | None | 139 | 0.0839 | 4.08 | [9 empty] | DEER:Res:HVAC_Eff_AC | Annual | 20
RB-HV-DuctSeal-HighToLow | DEER2020 | D20v0 | 2019-11-06 16:05 | Any | DMo | Old | CZ09 | rDXGF | Cap-Tons | 3.5 | 1220 | None | 108 | 0.176 | 6.19 | [9 empty] | DEER:Res:HVAC_Eff_AC | Annual | 20
RB-HV-DuctSeal-HighToLow | DEER2020 | D20v0 | 2019-11-06 16:05 | Any | DMo | Old | CZ09 | rDXHP | Cap-Tons | 3.5 | 1220 | None | 164 | 0.187 | 0 | [9 empty] | DEER:Res:HVAC_Eff_AC | Annual | 20
RB-HV-DuctSeal-HighToLow | DEER2020 | D20v0 | 2019-11-06 16:05 | Any | DMo | Old | CZ09 | rNCGF | Cap-Tons | 3.5 | 1220 | None | 3.49 | 0 | 5.54 | [9 empty] | DEER:Res:HVAC_Eff_AC | Annual | 20
RB-HV-DuctSeal-HighToLow | DEER2020 | D20v0 | 2020-09-17 17:53 | Any | DMo | Old | CZ09 | rWtd | Cap-Tons | 3.5 | 1220 | None | 86.1 | 0.132 | 5.45 | [9 empty] | DEER:Res:HVAC_Eff_AC | Annual | 20
RB-HV-DuctSeal-HighToLow | DEER2020 | D20v0 | 2019-11-06 16:05 | Any | MFm | Ex | CZ09 | rDXGF | Cap-Tons | 1 | 1130 | None | 12.4 | 0.0151 | 1.26 | [9 empty] | DEER:Res:HVAC_Eff_AC | Annual | 20
RB-HV-DuctSeal-HighToLow | DEER2020 | D20v0 | 2019-11-06 16:05 | Any | MFm | Ex | CZ09 | rDXHP | Cap-Tons | 1 | 1130 | None | 22.3 | 0.0154 | 0 | [9 empty] | DEER:Res:HVAC_Eff_AC | Annual | 20
RB-HV-DuctSeal-HighToLow | DEER2020 | D20v0 | 2019-11-06 16:05 | Any | MFm | Ex | CZ09 | rNCGF | Cap-Tons | 1 | 1130 | None | 1.16 | 0 | 1.2 | [9 empty] | DEER:Res:HVAC_Eff_AC | Annual | 20
RB-HV-DuctSeal-HighToLow | DEER2020 | D20v0 | 2020-09-17 17:53 | Any | MFm | Ex | CZ09 | rWtd | Cap-Tons | 1 | 1130 | None | 9.82 | 0.0106 | 1.13 | [9 empty] | DEER:Res:HVAC_Eff_AC | Annual | 20
RB-HV-DuctSeal-HighToLow | DEER2020 | D20v0 | 2019-11-06 16:05 | Any | MFm | Old | CZ09 | rDXGF | Cap-Tons | 1.87 | 1260 | None | 15.9 | 0.0186 | 1.54 | [9 empty] | DEER:Res:HVAC_Eff_AC | Annual | 20
RB-HV-DuctSeal-HighToLow | DEER2020 | D20v0 | 2019-11-06 16:05 | Any | MFm | Old | CZ09 | rDXHP | Cap-Tons | 1.87 | 1260 | None | 28.2 | 0.0187 | 0 | [9 empty] | DEER:Res:HVAC_Eff_AC | Annual | 20
RB-HV-DuctSeal-HighToLow | DEER2020 | D20v0 | 2019-11-06 16:05 | Any | MFm | Old | CZ09 | rNCGF | Cap-Tons | 1.87 | 1260 | None | 1.12 | 0 | 1.48 | [9 empty] | DEER:Res:HVAC_Eff_AC | Annual | 20
RB-HV-DuctSeal-HighToLow | DEER2020 | D20v0 | 2020-09-17 17:53 | Any | MFm | Old | CZ09 | rWtd | Cap-Tons | 1.87 | 1260 | None | 12.5 | 0.013 | 1.39 | [9 empty] | DEER:Res:HVAC_Eff_AC | Annual | 20
RB-HV-DuctSeal-HighToLow | DEER2020 | D20v0 | 2019-11-06 16:05 | Any | Res | Ex | CZ09 | rDXGF | Cap-Tons | 2.2 | 1740 | None | 34.6 | 0.049 | 3.22 | [9 empty] | DEER:Res:HVAC_Eff_AC | Annual | 20
RB-HV-DuctSeal-HighToLow | DEER2020 | D20v0 | 2019-11-06 16:05 | Any | Res | Ex | CZ09 | rDXHP | Cap-Tons | 2.2 | 1740 | None | 61.2 | 0.05 | 0 | [9 empty] | DEER:Res:HVAC_Eff_AC | Annual | 20
RB-HV-DuctSeal-HighToLow | DEER2020 | D20v0 | 2019-11-06 16:05 | Any | Res | Ex | CZ09 | rNCGF | Cap-Tons | 2.2 | 1740 | None | 2.2 | 0 | 3.11 | [9 empty] | DEER:Res:HVAC_Eff_AC | Annual | 20
RB-HV-DuctSeal-HighToLow | DEER2020 | D20v0 | 2020-09-17 17:53 | Any | Res | Ex | CZ09 | rWtd | Cap-Tons | 2.2 | 1740 | None | 28.3 | 0.038 | 3.02 | [9 empty] | DEER:Res:HVAC_Eff_AC | Annual | 20
RB-HV-DuctSeal-HighToLow | DEER2020 | D20v0 | 2019-11-06 16:05 | Any | Res | Old | CZ09 | rDXGF | Cap-Tons | 2.7 | 1490 | None | 36.7 | 0.066 | 3.51 | [9 empty] | DEER:Res:HVAC_Eff_AC | Annual | 20
RB-HV-DuctSeal-HighToLow | DEER2020 | D20v0 | 2019-11-06 16:05 | Any | Res | Old | CZ09 | rDXHP | Cap-Tons | 2.7 | 1490 | None | 68.6 | 0.067 | 0 | [9 empty] | DEER:Res:HVAC_Eff_AC | Annual | 20
RB-HV-DuctSeal-HighToLow | DEER2020 | D20v0 | 2019-11-06 16:05 | Any | Res | Old | CZ09 | rNCGF | Cap-Tons | 2.7 | 1490 | None | 2.2 | 0 | 3.42 | [9 empty] | DEER:Res:HVAC_Eff_AC | Annual | 20
RB-HV-DuctSeal-HighToLow | DEER2020 | D20v0 | 2020-09-17 17:53 | Any | Res | Old | CZ09 | rWtd | Cap-Tons | 2.7 | 1490 | None | 30.2 | 0.051 | 3.3 | [9 empty] | DEER:Res:HVAC_Eff_AC | Annual | 20
RB-HV-DuctSeal-HighToLow | DEER2020 | D20v0 | 2019-11-06 16:05 | Any | SFm | Ex | CZ09 | rDXGF | Cap-Tons | 3.37 | 2420 | None | 52.2 | 0.0835 | 5.29 | [9 empty] | DEER:Res:HVAC_Eff_AC | Annual | 20
RB-HV-DuctSeal-HighToLow | DEER2020 | D20v0 | 2019-11-06 16:05 | Any | SFm | Ex | CZ09 | rDXHP | Cap-Tons | 3.37 | 2420 | None | 96.5 | 0.0844 | 0 | [9 empty] | DEER:Res:HVAC_Eff_AC | Annual | 20
RB-HV-DuctSeal-HighToLow | DEER2020 | D20v0 | 2019-11-06 16:05 | Any | SFm | Ex | CZ09 | rNCGF | Cap-Tons | 3.37 | 2420 | None | 3.26 | 0 | 5.15 | [9 empty] | DEER:Res:HVAC_Eff_AC | Annual | 20
RB-HV-DuctSeal-HighToLow | DEER2020 | D20v0 | 2020-09-17 17:53 | Any | SFm | Ex | CZ09 | rWtd | Cap-Tons | 3.37 | 2420 | None | 43.5 | 0.0655 | 5.03 | [9 empty] | DEER:Res:HVAC_Eff_AC | Annual | 20
RB-HV-DuctSeal-HighToLow | DEER2020 | D20v0 | 2019-11-06 16:05 | Any | SFm | Old | CZ09 | rDXGF | Cap-Tons | 3.49 | 1690 | None | 54.2 | 0.106 | 5.23 | [9 empty] | DEER:Res:HVAC_Eff_AC | Annual | 20
RB-HV-DuctSeal-HighToLow | DEER2020 | D20v0 | 2019-11-06 16:05 | Any | SFm | Old | CZ09 | rDXHP | Cap-Tons | 3.49 | 1690 | None | 103 | 0.109 | 0 | [9 empty] | DEER:Res:HVAC_Eff_AC | Annual | 20
RB-HV-DuctSeal-HighToLow | DEER2020 | D20v0 | 2019-11-06 16:05 | Any | SFm | Old | CZ09 | rNCGF | Cap-Tons | 3.49 | 1690 | None | 3.23 | 0 | 5.13 | [9 empty] | DEER:Res:HVAC_Eff_AC | Annual | 20
RB-HV-DuctSeal-HighToLow | DEER2020 | D20v0 | 2020-09-17 17:53 | Any | SFm | Old | CZ09 | rWtd | Cap-Tons | 3.49 | 1690 | None | 45.3 | 0.0834 | 4.99 | [9 empty] | DEER:Res:HVAC_Eff_AC | Annual | 20
RB-HV-DuctSeal-HighToLow | DEER2020 | D20v0 | 2019-11-06 16:06 | Any | DMo | Ex | CZ10 | rDXGF | Cap-Tons | 3.5 | 1240 | None | 195 | 0.116 | 3.88 | [9 empty] | DEER:Res:HVAC_Eff_AC | Annual | 20
RB-HV-DuctSeal-HighToLow | DEER2020 | D20v0 | 2019-11-06 16:06 | Any | DMo | Ex | CZ10 | rDXHP | Cap-Tons | 3.5 | 1240 | None | 237 | 0.128 | 0 | [9 empty] | DEER:Res:HVAC_Eff_AC | Annual | 20
RB-HV-DuctSeal-HighToLow | DEER2020 | D20v0 | 2019-11-06 16:06 | Any | DMo | Ex | CZ10 | rNCGF | Cap-Tons | 3.5 | 1240 | None | 2.22 | 0 | 3.45 | [9 empty] | DEER:Res:HVAC_Eff_AC | Annual | 20
RB-HV-DuctSeal-HighToLow | DEER2020 | D20v0 | 2020-09-17 17:53 | Any | DMo | Ex | CZ10 | rWtd | Cap-Tons | 3.5 | 1240 | None | 196 | 0.115 | 3.39 | [9 empty] | DEER:Res:HVAC_Eff_AC | Annual | 20
RB-HV-DuctSeal-HighToLow | DEER2020 | D20v0 | 2019-11-06 16:06 | Any | DMo | Old | CZ10 | rDXGF | Cap-Tons | 3.5 | 1220 | None | 102 | 0.145 | 5.59 | [9 empty] | DEER:Res:HVAC_Eff_AC | Annual | 20
RB-HV-DuctSeal-HighToLow | DEER2020 | D20v0 | 2019-11-06 16:06 | Any | DMo | Old | CZ10 | rDXHP | Cap-Tons | 3.5 | 1220 | None | 159 | 0.153 | 0 | [9 empty] | DEER:Res:HVAC_Eff_AC | Annual | 20
RB-HV-DuctSeal-HighToLow | DEER2020 | D20v0 | 2019-11-06 16:06 | Any | DMo | Old | CZ10 | rNCGF | Cap-Tons | 3.5 | 1220 | None | 3.11 | 0 | 4.98 | [9 empty] | DEER:Res:HVAC_Eff_AC | Annual | 20
RB-HV-DuctSeal-HighToLow | DEER2020 | D20v0 | 2020-09-17 17:53 | Any | DMo | Old | CZ10 | rWtd | Cap-Tons | 3.5 | 1220 | None | 107 | 0.143 | 4.9 | [9 empty] | DEER:Res:HVAC_Eff_AC | Annual | 20
RB-HV-DuctSeal-HighToLow | DEER2020 | D20v0 | 2019-11-06 16:06 | Any | MFm | Ex | CZ10 | rDXGF | Cap-Tons | 1 | 1070 | None | 10.7 | 0.0163 | 0.83 | [9 empty] | DEER:Res:HVAC_Eff_AC | Annual | 20
RB-HV-DuctSeal-HighToLow | DEER2020 | D20v0 | 2019-11-06 16:06 | Any | MFm | Ex | CZ10 | rDXHP | Cap-Tons | 1 | 1070 | None | 18 | 0.0166 | 0 | [9 empty] | DEER:Res:HVAC_Eff_AC | Annual | 20
RB-HV-DuctSeal-HighToLow | DEER2020 | D20v0 | 2019-11-06 16:06 | Any | MFm | Ex | CZ10 | rNCGF | Cap-Tons | 1 | 1070 | None | 0.768 | 0 | 0.795 | [9 empty] | DEER:Res:HVAC_Eff_AC | Annual | 20
RB-HV-DuctSeal-HighToLow | DEER2020 | D20v0 | 2020-09-17 17:53 | Any | MFm | Ex | CZ10 | rWtd | Cap-Tons | 1 | 1070 | None | 10.8 | 0.0151 | 0.731 | [9 empty] | DEER:Res:HVAC_Eff_AC | Annual | 20
RB-HV-DuctSeal-HighToLow | DEER2020 | D20v0 | 2019-11-06 16:06 | Any | MFm | Old | CZ10 | rDXGF | Cap-Tons | 2.01 | 1310 | None | 10.8 | 0.0178 | 1.81 | [9 empty] | DEER:Res:HVAC_Eff_AC | Annual | 20
RB-HV-DuctSeal-HighToLow | DEER2020 | D20v0 | 2019-11-06 16:06 | Any | MFm | Old | CZ10 | rDXHP | Cap-Tons | 2.01 | 1310 | None | 25.9 | 0.0178 | 0 | [9 empty] | DEER:Res:HVAC_Eff_AC | Annual | 20
RB-HV-DuctSeal-HighToLow | DEER2020 | D20v0 | 2019-11-06 16:06 | Any | MFm | Old | CZ10 | rNCGF | Cap-Tons | 2.01 | 1310 | None | 1.29 | 0 | 1.75 | [9 empty] | DEER:Res:HVAC_Eff_AC | Annual | 20
RB-HV-DuctSeal-HighToLow | DEER2020 | D20v0 | 2020-09-17 17:53 | Any | MFm | Old | CZ10 | rWtd | Cap-Tons | 2.01 | 1310 | None | 11.9 | 0.0165 | 1.59 | [9 empty] | DEER:Res:HVAC_Eff_AC | Annual | 20
RB-HV-DuctSeal-HighToLow | DEER2020 | D20v0 | 2019-11-06 16:06 | Any | Res | Ex | CZ10 | rDXGF | Cap-Tons | 2.5 | 1940 | None | 70 | 0.093 | 8.16 | [9 empty] | DEER:Res:HVAC_Eff_AC | Annual | 20
RB-HV-DuctSeal-HighToLow | DEER2020 | D20v0 | 2019-11-06 16:06 | Any | Res | Ex | CZ10 | rDXHP | Cap-Tons | 2.5 | 1940 | None | 154 | 0.091 | 0 | [9 empty] | DEER:Res:HVAC_Eff_AC | Annual | 20
RB-HV-DuctSeal-HighToLow | DEER2020 | D20v0 | 2019-11-06 16:06 | Any | Res | Ex | CZ10 | rNCGF | Cap-Tons | 2.5 | 1940 | None | 5.4 | 0 | 7.97 | [9 empty] | DEER:Res:HVAC_Eff_AC | Annual | 20
RB-HV-DuctSeal-HighToLow | DEER2020 | D20v0 | 2020-09-17 17:53 | Any | Res | Ex | CZ10 | rWtd | Cap-Tons | 2.5 | 1940 | None | 70.9 | 0.088 | 7.73 | [9 empty] | DEER:Res:HVAC_Eff_AC | Annual | 20
RB-HV-DuctSeal-HighToLow | DEER2020 | D20v0 | 2019-11-06 16:06 | Any | Res | Old | CZ10 | rDXGF | Cap-Tons | 3.6 | 1750 | None | 39.5 | 0.07 | 5.27 | [9 empty] | DEER:Res:HVAC_Eff_AC | Annual | 20
RB-HV-DuctSeal-HighToLow | DEER2020 | D20v0 | 2019-11-06 16:06 | Any | Res | Old | CZ10 | rDXHP | Cap-Tons | 3.6 | 1750 | None | 91.4 | 0.073 | 0 | [9 empty] | DEER:Res:HVAC_Eff_AC | Annual | 20
RB-HV-DuctSeal-HighToLow | DEER2020 | D20v0 | 2019-11-06 16:06 | Any | Res | Old | CZ10 | rNCGF | Cap-Tons | 3.6 | 1750 | None | 3.2 | 0 | 5.14 | [9 empty] | DEER:Res:HVAC_Eff_AC | Annual | 20
RB-HV-DuctSeal-HighToLow | DEER2020 | D20v0 | 2020-09-17 17:53 | Any | Res | Old | CZ10 | rWtd | Cap-Tons | 3.6 | 1750 | None | 40.6 | 0.066 | 4.97 | [9 empty] | DEER:Res:HVAC_Eff_AC | Annual | 20
RB-HV-DuctSeal-HighToLow | DEER2020 | D20v0 | 2019-11-06 16:06 | Any | SFm | Ex | CZ10 | rDXGF | Cap-Tons | 2.53 | 1950 | None | 70.1 | 0.0937 | 8.25 | [9 empty] | DEER:Res:HVAC_Eff_AC | Annual | 20
RB-HV-DuctSeal-HighToLow | DEER2020 | D20v0 | 2019-11-06 16:06 | Any | SFm | Ex | CZ10 | rDXHP | Cap-Tons | 2.53 | 1950 | None | 155 | 0.0916 | 0 | [9 empty] | DEER:Res:HVAC_Eff_AC | Annual | 20
RB-HV-DuctSeal-HighToLow | DEER2020 | D20v0 | 2019-11-06 16:06 | Any | SFm | Ex | CZ10 | rNCGF | Cap-Tons | 2.53 | 1950 | None | 5.46 | 0 | 8.06 | [9 empty] | DEER:Res:HVAC_Eff_AC | Annual | 20
RB-HV-DuctSeal-HighToLow | DEER2020 | D20v0 | 2020-09-17 17:53 | Any | SFm | Ex | CZ10 | rWtd | Cap-Tons | 2.53 | 1950 | None | 71 | 0.0885 | 7.82 | [9 empty] | DEER:Res:HVAC_Eff_AC | Annual | 20
RB-HV-DuctSeal-HighToLow | DEER2020 | D20v0 | 2019-11-06 16:06 | Any | SFm | Old | CZ10 | rDXGF | Cap-Tons | 3.83 | 1830 | None | 39.4 | 0.0718 | 5.66 | [9 empty] | DEER:Res:HVAC_Eff_AC | Annual | 20
RB-HV-DuctSeal-HighToLow | DEER2020 | D20v0 | 2019-11-06 16:06 | Any | SFm | Old | CZ10 | rDXHP | Cap-Tons | 3.83 | 1830 | None | 95.4 | 0.0757 | 0 | [9 empty] | DEER:Res:HVAC_Eff_AC | Annual | 20
RB-HV-DuctSeal-HighToLow | DEER2020 | D20v0 | 2019-11-06 16:06 | Any | SFm | Old | CZ10 | rNCGF | Cap-Tons | 3.83 | 1830 | None | 3.41 | 0 | 5.54 | [9 empty] | DEER:Res:HVAC_Eff_AC | Annual | 20
RB-HV-DuctSeal-HighToLow | DEER2020 | D20v0 | 2020-09-17 17:53 | Any | SFm | Old | CZ10 | rWtd | Cap-Tons | 3.83 | 1830 | None | 40.4 | 0.0681 | 5.37 | [9 empty] | DEER:Res:HVAC_Eff_AC | Annual | 20
RB-HV-DuctSeal-HighToLow | DEER2020 | D20v0 | 2019-11-06 16:07 | Any | DMo | Ex | CZ11 | rDXGF | Cap-Tons | 3.5 | 1240 | None | 190 | 0.155 | 8.5 | [9 empty] | DEER:Res:HVAC_Eff_AC | Annual | 20
RB-HV-DuctSeal-HighToLow | DEER2020 | D20v0 | 2019-11-06 16:07 | Any | DMo | Ex | CZ11 | rDXHP | Cap-Tons | 3.5 | 1240 | None | 280 | 0.156 | 0 | [9 empty] | DEER:Res:HVAC_Eff_AC | Annual | 20
RB-HV-DuctSeal-HighToLow | DEER2020 | D20v0 | 2019-11-06 16:07 | Any | DMo | Ex | CZ11 | rNCGF | Cap-Tons | 3.5 | 1240 | None | 4.85 | 0 | 7.47 | [9 empty] | DEER:Res:HVAC_Eff_AC | Annual | 20
RB-HV-DuctSeal-HighToLow | DEER2020 | D20v0 | 2020-09-17 17:53 | Any | DMo | Ex | CZ11 | rWtd | Cap-Tons | 3.5 | 1240 | None | 189 | 0.145 | 7.44 | [9 empty] | DEER:Res:HVAC_Eff_AC | Annual | 20
RB-HV-DuctSeal-HighToLow | DEER2020 | D20v0 | 2019-11-06 16:07 | Any | DMo | Old | CZ11 | rDXGF | Cap-Tons | 3.5 | 1220 | None | 139 | 0.203 | 11 | [9 empty] | DEER:Res:HVAC_Eff_AC | Annual | 20
RB-HV-DuctSeal-HighToLow | DEER2020 | D20v0 | 2019-11-06 16:07 | Any | DMo | Old | CZ11 | rDXHP | Cap-Tons | 3.5 | 1220 | None | 247 | 0.202 | 0 | [9 empty] | DEER:Res:HVAC_Eff_AC | Annual | 20
RB-HV-DuctSeal-HighToLow | DEER2020 | D20v0 | 2019-11-06 16:07 | Any | DMo | Old | CZ11 | rNCGF | Cap-Tons | 3.5 | 1220 | None | 6.11 | 0 | 9.75 | [9 empty] | DEER:Res:HVAC_Eff_AC | Annual | 20
RB-HV-DuctSeal-HighToLow | DEER2020 | D20v0 | 2020-09-17 17:53 | Any | DMo | Old | CZ11 | rWtd | Cap-Tons | 3.5 | 1220 | None | 143 | 0.19 | 9.63 | [9 empty] | DEER:Res:HVAC_Eff_AC | Annual | 20
RB-HV-DuctSeal-HighToLow | DEER2020 | D20v0 | 2019-11-06 16:07 | Any | MFm | Ex | CZ11 | rDXGF | Cap-Tons | 1 | 1070 | None | 25.8 | 0.0232 | 2.13 | [9 empty] | DEER:Res:HVAC_Eff_AC | Annual | 20
RB-HV-DuctSeal-HighToLow | DEER2020 | D20v0 | 2019-11-06 16:07 | Any | MFm | Ex | CZ11 | rDXHP | Cap-Tons | 1 | 1070 | None | 47.4 | 0.0234 | 0 | [9 empty] | DEER:Res:HVAC_Eff_AC | Annual | 20
RB-HV-DuctSeal-HighToLow | DEER2020 | D20v0 | 2019-11-06 16:07 | Any | MFm | Ex | CZ11 | rNCGF | Cap-Tons | 1 | 1070 | None | 1.95 | 0 | 2.06 | [9 empty] | DEER:Res:HVAC_Eff_AC | Annual | 20
RB-HV-DuctSeal-HighToLow | DEER2020 | D20v0 | 2020-09-17 17:53 | Any | MFm | Ex | CZ11 | rWtd | Cap-Tons | 1 | 1070 | None | 27.8 | 0.0227 | 1.87 | [9 empty] | DEER:Res:HVAC_Eff_AC | Annual | 20
RB-HV-DuctSeal-HighToLow | DEER2020 | D20v0 | 2019-11-06 16:07 | Any | MFm | Old | CZ11 | rDXGF | Cap-Tons | 1.85 | 1120 | None | 14.7 | 0.0229 | 2.07 | [9 empty] | DEER:Res:HVAC_Eff_AC | Annual | 20
RB-HV-DuctSeal-HighToLow | DEER2020 | D20v0 | 2019-11-06 16:07 | Any | MFm | Old | CZ11 | rDXHP | Cap-Tons | 1.85 | 1120 | None | 34.3 | 0.0235 | 0 | [9 empty] | DEER:Res:HVAC_Eff_AC | Annual | 20
RB-HV-DuctSeal-HighToLow | DEER2020 | D20v0 | 2019-11-06 16:07 | Any | MFm | Old | CZ11 | rNCGF | Cap-Tons | 1.85 | 1120 | None | 1.51 | 0 | 2.01 | [9 empty] | DEER:Res:HVAC_Eff_AC | Annual | 20
RB-HV-DuctSeal-HighToLow | DEER2020 | D20v0 | 2020-09-17 17:53 | Any | MFm | Old | CZ11 | rWtd | Cap-Tons | 1.85 | 1120 | None | 16.7 | 0.0224 | 1.82 | [9 empty] | DEER:Res:HVAC_Eff_AC | Annual | 20
RB-HV-DuctSeal-HighToLow | DEER2020 | D20v0 | 2019-11-06 16:07 | Any | Res | Ex | CZ11 | rDXGF | Cap-Tons | 2.7 | 1860 | None | 82.9 | 0.108 | 7.8 | [9 empty] | DEER:Res:HVAC_Eff_AC | Annual | 20
RB-HV-DuctSeal-HighToLow | DEER2020 | D20v0 | 2019-11-06 16:07 | Any | Res | Ex | CZ11 | rDXHP | Cap-Tons | 2.7 | 1860 | None | 170 | 0.104 | 0 | [9 empty] | DEER:Res:HVAC_Eff_AC | Annual | 20
RB-HV-DuctSeal-HighToLow | DEER2020 | D20v0 | 2019-11-06 16:07 | Any | Res | Ex | CZ11 | rNCGF | Cap-Tons | 2.7 | 1860 | None | 5 | 0 | 7.55 | [9 empty] | DEER:Res:HVAC_Eff_AC | Annual | 20
RB-HV-DuctSeal-HighToLow | DEER2020 | D20v0 | 2020-09-17 17:53 | Any | Res | Ex | CZ11 | rWtd | Cap-Tons | 2.7 | 1860 | None | 82.6 | 0.101 | 7.33 | [9 empty] | DEER:Res:HVAC_Eff_AC | Annual | 20
RB-HV-DuctSeal-HighToLow | DEER2020 | D20v0 | 2019-11-06 16:07 | Any | Res | Old | CZ11 | rDXGF | Cap-Tons | 3.4 | 1510 | None | 64.4 | 0.104 | 7.92 | [9 empty] | DEER:Res:HVAC_Eff_AC | Annual | 20
RB-HV-DuctSeal-HighToLow | DEER2020 | D20v0 | 2019-11-06 16:07 | Any | Res | Old | CZ11 | rDXHP | Cap-Tons | 3.4 | 1510 | None | 153 | 0.109 | 0 | [9 empty] | DEER:Res:HVAC_Eff_AC | Annual | 20
RB-HV-DuctSeal-HighToLow | DEER2020 | D20v0 | 2019-11-06 16:07 | Any | Res | Old | CZ11 | rNCGF | Cap-Tons | 3.4 | 1510 | None | 4.8 | 0 | 7.56 | [9 empty] | DEER:Res:HVAC_Eff_AC | Annual | 20
RB-HV-DuctSeal-HighToLow | DEER2020 | D20v0 | 2020-09-17 17:53 | Any | Res | Old | CZ11 | rWtd | Cap-Tons | 3.4 | 1510 | None | 66.5 | 0.098 | 7.34 | [9 empty] | DEER:Res:HVAC_Eff_AC | Annual | 20
RB-HV-DuctSeal-HighToLow | DEER2020 | D20v0 | 2019-11-06 16:07 | Any | SFm | Ex | CZ11 | rDXGF | Cap-Tons | 2.66 | 1950 | None | 74 | 0.107 | 7.91 | [9 empty] | DEER:Res:HVAC_Eff_AC | Annual | 20
RB-HV-DuctSeal-HighToLow | DEER2020 | D20v0 | 2019-11-06 16:07 | Any | SFm | Ex | CZ11 | rDXHP | Cap-Tons | 2.66 | 1950 | None | 163 | 0.102 | 0 | [9 empty] | DEER:Res:HVAC_Eff_AC | Annual | 20
RB-HV-DuctSeal-HighToLow | DEER2020 | D20v0 | 2019-11-06 16:07 | Any | SFm | Ex | CZ11 | rNCGF | Cap-Tons | 2.66 | 1950 | None | 5.15 | 0 | 7.74 | [9 empty] | DEER:Res:HVAC_Eff_AC | Annual | 20
RB-HV-DuctSeal-HighToLow | DEER2020 | D20v0 | 2020-09-17 17:53 | Any | SFm | Ex | CZ11 | rWtd | Cap-Tons | 2.66 | 1950 | None | 73.8 | 0.0991 | 7.5 | [9 empty] | DEER:Res:HVAC_Eff_AC | Annual | 20
RB-HV-DuctSeal-HighToLow | DEER2020 | D20v0 | 2019-11-06 16:07 | Any | SFm | Old | CZ11 | rDXGF | Cap-Tons | 3.66 | 1670 | None | 56.4 | 0.0972 | 8.44 | [9 empty] | DEER:Res:HVAC_Eff_AC | Annual | 20
RB-HV-DuctSeal-HighToLow | DEER2020 | D20v0 | 2019-11-06 16:07 | Any | SFm | Old | CZ11 | rDXHP | Cap-Tons | 3.66 | 1670 | None | 155 | 0.104 | 0 | [9 empty] | DEER:Res:HVAC_Eff_AC | Annual | 20
RB-HV-DuctSeal-HighToLow | DEER2020 | D20v0 | 2019-11-06 16:07 | Any | SFm | Old | CZ11 | rNCGF | Cap-Tons | 3.66 | 1670 | None | 5.15 | 0 | 8.25 | [9 empty] | DEER:Res:HVAC_Eff_AC | Annual | 20
RB-HV-DuctSeal-HighToLow | DEER2020 | D20v0 | 2020-09-17 17:53 | Any | SFm | Old | CZ11 | rWtd | Cap-Tons | 3.66 | 1670 | None | 57.9 | 0.0909 | 8 | [9 empty] | DEER:Res:HVAC_Eff_AC | Annual | 20
RB-HV-DuctSeal-HighToLow | DEER2020 | D20v0 | 2019-11-06 16:08 | Any | DMo | Ex | CZ12 | rDXGF | Cap-Tons | 3.5 | 1240 | None | 173 | 0.114 | 5.91 | [9 empty] | DEER:Res:HVAC_Eff_AC | Annual | 20
RB-HV-DuctSeal-HighToLow | DEER2020 | D20v0 | 2019-11-06 16:08 | Any | DMo | Ex | CZ12 | rDXHP | Cap-Tons | 3.5 | 1240 | None | 235 | 0.119 | 0 | [9 empty] | DEER:Res:HVAC_Eff_AC | Annual | 20
RB-HV-DuctSeal-HighToLow | DEER2020 | D20v0 | 2019-11-06 16:08 | Any | DMo | Ex | CZ12 | rNCGF | Cap-Tons | 3.5 | 1240 | None | 3.41 | 0 | 5.27 | [9 empty] | DEER:Res:HVAC_Eff_AC | Annual | 20
RB-HV-DuctSeal-HighToLow | DEER2020 | D20v0 | 2020-09-17 17:53 | Any | DMo | Ex | CZ12 | rWtd | Cap-Tons | 3.5 | 1240 | None | 176 | 0.111 | 5.17 | [9 empty] | DEER:Res:HVAC_Eff_AC | Annual | 20
RB-HV-DuctSeal-HighToLow | DEER2020 | D20v0 | 2019-11-06 16:08 | Any | DMo | Old | CZ12 | rDXGF | Cap-Tons | 3.5 | 1210 | None | 85.2 | 0.157 | 11.1 | [9 empty] | DEER:Res:HVAC_Eff_AC | Annual | 20
RB-HV-DuctSeal-HighToLow | DEER2020 | D20v0 | 2019-11-06 16:08 | Any | DMo | Old | CZ12 | rDXHP | Cap-Tons | 3.5 | 1210 | None | 188 | 0.163 | 0 | [9 empty] | DEER:Res:HVAC_Eff_AC | Annual | 20
RB-HV-DuctSeal-HighToLow | DEER2020 | D20v0 | 2019-11-06 16:08 | Any | DMo | Old | CZ12 | rNCGF | Cap-Tons | 3.5 | 1210 | None | 6.19 | 0 | 9.9 | [9 empty] | DEER:Res:HVAC_Eff_AC | Annual | 20
RB-HV-DuctSeal-HighToLow | DEER2020 | D20v0 | 2020-09-17 17:53 | Any | DMo | Old | CZ12 | rWtd | Cap-Tons | 3.5 | 1210 | None | 95.5 | 0.153 | 9.74 | [9 empty] | DEER:Res:HVAC_Eff_AC | Annual | 20
RB-HV-DuctSeal-HighToLow | DEER2020 | D20v0 | 2019-11-06 16:08 | Any | MFm | Ex | CZ12 | rDXGF | Cap-Tons | 1 | 1070 | None | 14.8 | 0.0154 | 1.53 | [9 empty] | DEER:Res:HVAC_Eff_AC | Annual | 20
RB-HV-DuctSeal-HighToLow | DEER2020 | D20v0 | 2019-11-06 16:08 | Any | MFm | Ex | CZ12 | rDXHP | Cap-Tons | 1 | 1070 | None | 30.5 | 0.0165 | 0 | [9 empty] | DEER:Res:HVAC_Eff_AC | Annual | 20
RB-HV-DuctSeal-HighToLow | DEER2020 | D20v0 | 2019-11-06 16:08 | Any | MFm | Ex | CZ12 | rNCGF | Cap-Tons | 1 | 1070 | None | 1.42 | 0 | 1.44 | [9 empty] | DEER:Res:HVAC_Eff_AC | Annual | 20
RB-HV-DuctSeal-HighToLow | DEER2020 | D20v0 | 2020-09-17 17:53 | Any | MFm | Ex | CZ12 | rWtd | Cap-Tons | 1 | 1070 | None | 15 | 0.0137 | 1.35 | [9 empty] | DEER:Res:HVAC_Eff_AC | Annual | 20
RB-HV-DuctSeal-HighToLow | DEER2020 | D20v0 | 2019-11-06 16:08 | Any | MFm | Old | CZ12 | rDXGF | Cap-Tons | 1.7 | 1120 | None | 12.1 | 0.0196 | 2.31 | [9 empty] | DEER:Res:HVAC_Eff_AC | Annual | 20
RB-HV-DuctSeal-HighToLow | DEER2020 | D20v0 | 2019-11-06 16:08 | Any | MFm | Old | CZ12 | rDXHP | Cap-Tons | 1.7 | 1120 | None | 34.6 | 0.0209 | 0 | [9 empty] | DEER:Res:HVAC_Eff_AC | Annual | 20
RB-HV-DuctSeal-HighToLow | DEER2020 | D20v0 | 2019-11-06 16:08 | Any | MFm | Old | CZ12 | rNCGF | Cap-Tons | 1.7 | 1120 | None | 1.73 | 0 | 2.23 | [9 empty] | DEER:Res:HVAC_Eff_AC | Annual | 20
RB-HV-DuctSeal-HighToLow | DEER2020 | D20v0 | 2020-09-17 17:53 | Any | MFm | Old | CZ12 | rWtd | Cap-Tons | 1.7 | 1120 | None | 13.4 | 0.0175 | 2.04 | [9 empty] | DEER:Res:HVAC_Eff_AC | Annual | 20
RB-HV-DuctSeal-HighToLow | DEER2020 | D20v0 | 2019-11-06 16:08 | Any | Res | Ex | CZ12 | rDXGF | Cap-Tons | 2.1 | 1720 | None | 40.9 | 0.058 | 7.68 | [9 empty] | DEER:Res:HVAC_Eff_AC | Annual | 20
RB-HV-DuctSeal-HighToLow | DEER2020 | D20v0 | 2019-11-06 16:08 | Any | Res | Ex | CZ12 | rDXHP | Cap-Tons | 2.1 | 1720 | None | 123 | 0.059 | 0 | [9 empty] | DEER:Res:HVAC_Eff_AC | Annual | 20
RB-HV-DuctSeal-HighToLow | DEER2020 | D20v0 | 2019-11-06 16:08 | Any | Res | Ex | CZ12 | rNCGF | Cap-Tons | 2.1 | 1720 | None | 5.2 | 0 | 7.47 | [9 empty] | DEER:Res:HVAC_Eff_AC | Annual | 20
RB-HV-DuctSeal-HighToLow | DEER2020 | D20v0 | 2020-09-17 17:53 | Any | Res | Ex | CZ12 | rWtd | Cap-Tons | 2.1 | 1720 | None | 41.2 | 0.051 | 7.26 | [9 empty] | DEER:Res:HVAC_Eff_AC | Annual | 20
RB-HV-DuctSeal-HighToLow | DEER2020 | D20v0 | 2019-11-06 16:08 | Any | Res | Old | CZ12 | rDXGF | Cap-Tons | 3 | 1500 | None | 33.7 | 0.069 | 7.05 | [9 empty] | DEER:Res:HVAC_Eff_AC | Annual | 20
RB-HV-DuctSeal-HighToLow | DEER2020 | D20v0 | 2019-11-06 16:08 | Any | Res | Old | CZ12 | rDXHP | Cap-Tons | 3 | 1500 | None | 109 | 0.073 | 0 | [9 empty] | DEER:Res:HVAC_Eff_AC | Annual | 20
RB-HV-DuctSeal-HighToLow | DEER2020 | D20v0 | 2019-11-06 16:08 | Any | Res | Old | CZ12 | rNCGF | Cap-Tons | 3 | 1500 | None | 4.4 | 0 | 6.85 | [9 empty] | DEER:Res:HVAC_Eff_AC | Annual | 20
RB-HV-DuctSeal-HighToLow | DEER2020 | D20v0 | 2020-09-17 17:53 | Any | Res | Old | CZ12 | rWtd | Cap-Tons | 3 | 1500 | None | 34.6 | 0.061 | 6.63 | [9 empty] | DEER:Res:HVAC_Eff_AC | Annual | 20
RB-HV-DuctSeal-HighToLow | DEER2020 | D20v0 | 2019-11-06 16:08 | Any | SFm | Ex | CZ12 | rDXGF | Cap-Tons | 2.47 | 1950 | None | 45.1 | 0.0704 | 9.77 | [9 empty] | DEER:Res:HVAC_Eff_AC | Annual | 20
RB-HV-DuctSeal-HighToLow | DEER2020 | D20v0 | 2019-11-06 16:08 | Any | SFm | Ex | CZ12 | rDXHP | Cap-Tons | 2.47 | 1950 | None | 149 | 0.0706 | 0 | [9 empty] | DEER:Res:HVAC_Eff_AC | Annual | 20
RB-HV-DuctSeal-HighToLow | DEER2020 | D20v0 | 2019-11-06 16:08 | Any | SFm | Ex | CZ12 | rNCGF | Cap-Tons | 2.47 | 1950 | None | 6.52 | 0 | 9.53 | [9 empty] | DEER:Res:HVAC_Eff_AC | Annual | 20
RB-HV-DuctSeal-HighToLow | DEER2020 | D20v0 | 2020-09-17 17:53 | Any | SFm | Ex | CZ12 | rWtd | Cap-Tons | 2.47 | 1950 | None | 45.4 | 0.0618 | 9.27 | [9 empty] | DEER:Res:HVAC_Eff_AC | Annual | 20
RB-HV-DuctSeal-HighToLow | DEER2020 | D20v0 | 2019-11-06 16:08 | Any | SFm | Old | CZ12 | rDXGF | Cap-Tons | 3.45 | 1650 | None | 38.8 | 0.0815 | 8.52 | [9 empty] | DEER:Res:HVAC_Eff_AC | Annual | 20
RB-HV-DuctSeal-HighToLow | DEER2020 | D20v0 | 2019-11-06 16:08 | Any | SFm | Old | CZ12 | rDXHP | Cap-Tons | 3.45 | 1650 | None | 132 | 0.0869 | 0 | [9 empty] | DEER:Res:HVAC_Eff_AC | Annual | 20
RB-HV-DuctSeal-HighToLow | DEER2020 | D20v0 | 2019-11-06 16:08 | Any | SFm | Old | CZ12 | rNCGF | Cap-Tons | 3.45 | 1650 | None | 5.26 | 0 | 8.33 | [9 empty] | DEER:Res:HVAC_Eff_AC | Annual | 20
RB-HV-DuctSeal-HighToLow | DEER2020 | D20v0 | 2020-09-17 17:53 | Any | SFm | Old | CZ12 | rWtd | Cap-Tons | 3.45 | 1650 | None | 39.1 | 0.0718 | 8.09 | [9 empty] | DEER:Res:HVAC_Eff_AC | Annual | 20
RB-HV-DuctSeal-HighToLow | DEER2020 | D20v0 | 2019-11-06 16:09 | Any | DMo | Ex | CZ13 | rDXGF | Cap-Tons | 3.5 | 1240 | None | 186 | 0.114 | 6.39 | [9 empty] | DEER:Res:HVAC_Eff_AC | Annual | 20
RB-HV-DuctSeal-HighToLow | DEER2020 | D20v0 | 2019-11-06 16:09 | Any | DMo | Ex | CZ13 | rDXHP | Cap-Tons | 3.5 | 1240 | None | 253 | 0.122 | 0 | [9 empty] | DEER:Res:HVAC_Eff_AC | Annual | 20
RB-HV-DuctSeal-HighToLow | DEER2020 | D20v0 | 2019-11-06 16:09 | Any | DMo | Ex | CZ13 | rNCGF | Cap-Tons | 3.5 | 1240 | None | 3.7 | 0 | 5.72 | [9 empty] | DEER:Res:HVAC_Eff_AC | Annual | 20
RB-HV-DuctSeal-HighToLow | DEER2020 | D20v0 | 2020-09-17 17:53 | Any | DMo | Ex | CZ13 | rWtd | Cap-Tons | 3.5 | 1240 | None | 184 | 0.108 | 5.6 | [9 empty] | DEER:Res:HVAC_Eff_AC | Annual | 20
RB-HV-DuctSeal-HighToLow | DEER2020 | D20v0 | 2019-11-06 16:08 | Any | DMo | Old | CZ13 | rDXGF | Cap-Tons | 3.5 | 1210 | None | 149 | 0.155 | 8.69 | [9 empty] | DEER:Res:HVAC_Eff_AC | Annual | 20
RB-HV-DuctSeal-HighToLow | DEER2020 | D20v0 | 2019-11-06 16:08 | Any | DMo | Old | CZ13 | rDXHP | Cap-Tons | 3.5 | 1210 | None | 238 | 0.168 | 0 | [9 empty] | DEER:Res:HVAC_Eff_AC | Annual | 20
RB-HV-DuctSeal-HighToLow | DEER2020 | D20v0 | 2019-11-06 16:08 | Any | DMo | Old | CZ13 | rNCGF | Cap-Tons | 3.5 | 1210 | None | 4.86 | 0 | 7.8 | [9 empty] | DEER:Res:HVAC_Eff_AC | Annual | 20
RB-HV-DuctSeal-HighToLow | DEER2020 | D20v0 | 2020-09-17 17:53 | Any | DMo | Old | CZ13 | rWtd | Cap-Tons | 3.5 | 1210 | None | 151 | 0.148 | 7.62 | [9 empty] | DEER:Res:HVAC_Eff_AC | Annual | 20
RB-HV-DuctSeal-HighToLow | DEER2020 | D20v0 | 2019-11-06 16:09 | Any | MFm | Ex | CZ13 | rDXGF | Cap-Tons | 1 | 1070 | None | 23.9 | 0.0191 | 1.79 | [9 empty] | DEER:Res:HVAC_Eff_AC | Annual | 20
RB-HV-DuctSeal-HighToLow | DEER2020 | D20v0 | 2019-11-06 16:09 | Any | MFm | Ex | CZ13 | rDXHP | Cap-Tons | 1 | 1070 | None | 41.6 | 0.0199 | 0 | [9 empty] | DEER:Res:HVAC_Eff_AC | Annual | 20
RB-HV-DuctSeal-HighToLow | DEER2020 | D20v0 | 2019-11-06 16:09 | Any | MFm | Ex | CZ13 | rNCGF | Cap-Tons | 1 | 1070 | None | 1.64 | 0 | 1.7 | [9 empty] | DEER:Res:HVAC_Eff_AC | Annual | 20
RB-HV-DuctSeal-HighToLow | DEER2020 | D20v0 | 2020-09-17 17:53 | Any | MFm | Ex | CZ13 | rWtd | Cap-Tons | 1 | 1070 | None | 25.4 | 0.0187 | 1.57 | [9 empty] | DEER:Res:HVAC_Eff_AC | Annual | 20
RB-HV-DuctSeal-HighToLow | DEER2020 | D20v0 | 2019-11-06 16:09 | Any | MFm | Old | CZ13 | rDXGF | Cap-Tons | 1.73 | 1110 | None | 18.7 | 0.0189 | 2.41 | [9 empty] | DEER:Res:HVAC_Eff_AC | Annual | 20
RB-HV-DuctSeal-HighToLow | DEER2020 | D20v0 | 2019-11-06 16:09 | Any | MFm | Old | CZ13 | rDXHP | Cap-Tons | 1.73 | 1110 | None | 41.5 | 0.0197 | 0 | [9 empty] | DEER:Res:HVAC_Eff_AC | Annual | 20
RB-HV-DuctSeal-HighToLow | DEER2020 | D20v0 | 2019-11-06 16:09 | Any | MFm | Old | CZ13 | rNCGF | Cap-Tons | 1.73 | 1110 | None | 1.78 | 0 | 2.34 | [9 empty] | DEER:Res:HVAC_Eff_AC | Annual | 20
RB-HV-DuctSeal-HighToLow | DEER2020 | D20v0 | 2020-09-17 17:53 | Any | MFm | Old | CZ13 | rWtd | Cap-Tons | 1.73 | 1110 | None | 21 | 0.0184 | 2.11 | [9 empty] | DEER:Res:HVAC_Eff_AC | Annual | 20
RB-HV-DuctSeal-HighToLow | DEER2020 | D20v0 | 2019-11-06 16:09 | Any | Res | Ex | CZ13 | rDXGF | Cap-Tons | 2.4 | 1850 | None | 81.1 | 0.075 | 7.79 | [9 empty] | DEER:Res:HVAC_Eff_AC | Annual | 20
RB-HV-DuctSeal-HighToLow | DEER2020 | D20v0 | 2019-11-06 16:09 | Any | Res | Ex | CZ13 | rDXHP | Cap-Tons | 2.4 | 1850 | None | 172 | 0.078 | 0 | [9 empty] | DEER:Res:HVAC_Eff_AC | Annual | 20
RB-HV-DuctSeal-HighToLow | DEER2020 | D20v0 | 2019-11-06 16:09 | Any | Res | Ex | CZ13 | rNCGF | Cap-Tons | 2.4 | 1850 | None | 5.1 | 0 | 7.59 | [9 empty] | DEER:Res:HVAC_Eff_AC | Annual | 20
RB-HV-DuctSeal-HighToLow | DEER2020 | D20v0 | 2020-09-17 17:53 | Any | Res | Ex | CZ13 | rWtd | Cap-Tons | 2.4 | 1850 | None | 83.1 | 0.072 | 7.35 | [9 empty] | DEER:Res:HVAC_Eff_AC | Annual | 20
RB-HV-DuctSeal-HighToLow | DEER2020 | D20v0 | 2019-11-06 16:09 | Any | Res | Old | CZ13 | rDXGF | Cap-Tons | 3.1 | 1500 | None | 62.5 | 0.07 | 6.66 | [9 empty] | DEER:Res:HVAC_Eff_AC | Annual | 20
RB-HV-DuctSeal-HighToLow | DEER2020 | D20v0 | 2019-11-06 16:09 | Any | Res | Old | CZ13 | rDXHP | Cap-Tons | 3.1 | 1500 | None | 136 | 0.077 | 0 | [9 empty] | DEER:Res:HVAC_Eff_AC | Annual | 20
RB-HV-DuctSeal-HighToLow | DEER2020 | D20v0 | 2019-11-06 16:09 | Any | Res | Old | CZ13 | rNCGF | Cap-Tons | 3.1 | 1500 | None | 4.1 | 0 | 6.47 | [9 empty] | DEER:Res:HVAC_Eff_AC | Annual | 20
RB-HV-DuctSeal-HighToLow | DEER2020 | D20v0 | 2020-09-17 17:53 | Any | Res | Old | CZ13 | rWtd | Cap-Tons | 3.1 | 1500 | None | 64.7 | 0.068 | 6.22 | [9 empty] | DEER:Res:HVAC_Eff_AC | Annual | 20
RB-HV-DuctSeal-HighToLow | DEER2020 | D20v0 | 2019-11-06 16:09 | Any | SFm | Ex | CZ13 | rDXGF | Cap-Tons | 2.55 | 1950 | None | 82.6 | 0.0787 | 8.45 | [9 empty] | DEER:Res:HVAC_Eff_AC | Annual | 20
RB-HV-DuctSeal-HighToLow | DEER2020 | D20v0 | 2019-11-06 16:09 | Any | SFm | Ex | CZ13 | rDXHP | Cap-Tons | 2.55 | 1950 | None | 182 | 0.0817 | 0 | [9 empty] | DEER:Res:HVAC_Eff_AC | Annual | 20
RB-HV-DuctSeal-HighToLow | DEER2020 | D20v0 | 2019-11-06 16:09 | Any | SFm | Ex | CZ13 | rNCGF | Cap-Tons | 2.55 | 1950 | None | 5.56 | 0 | 8.26 | [9 empty] | DEER:Res:HVAC_Eff_AC | Annual | 20
RB-HV-DuctSeal-HighToLow | DEER2020 | D20v0 | 2020-09-17 17:53 | Any | SFm | Ex | CZ13 | rWtd | Cap-Tons | 2.55 | 1950 | None | 84.8 | 0.0758 | 8 | [9 empty] | DEER:Res:HVAC_Eff_AC | Annual | 20
RB-HV-DuctSeal-HighToLow | DEER2020 | D20v0 | 2019-11-06 16:08 | Any | SFm | Old | CZ13 | rDXGF | Cap-Tons | 3.49 | 1670 | None | 68.5 | 0.0789 | 7.91 | [9 empty] | DEER:Res:HVAC_Eff_AC | Annual | 20
RB-HV-DuctSeal-HighToLow | DEER2020 | D20v0 | 2019-11-06 16:08 | Any | SFm | Old | CZ13 | rDXHP | Cap-Tons | 3.49 | 1670 | None | 158 | 0.0878 | 0 | [9 empty] | DEER:Res:HVAC_Eff_AC | Annual | 20
RB-HV-DuctSeal-HighToLow | DEER2020 | D20v0 | 2019-11-06 16:08 | Any | SFm | Old | CZ13 | rNCGF | Cap-Tons | 3.49 | 1670 | None | 4.88 | 0 | 7.76 | [9 empty] | DEER:Res:HVAC_Eff_AC | Annual | 20
RB-HV-DuctSeal-HighToLow | DEER2020 | D20v0 | 2020-09-17 17:53 | Any | SFm | Old | CZ13 | rWtd | Cap-Tons | 3.49 | 1670 | None | 70.7 | 0.0763 | 7.5 | [9 empty] | DEER:Res:HVAC_Eff_AC | Annual | 20
RB-HV-DuctSeal-HighToLow | DEER2020 | D20v1 | 2020-09-18 12:06 | Any | DMo | Ex | CZ14 | rDXGF | Cap-Tons | 3.5 | 1240 | None | 150 | 0.153 | 9.36 | [9 empty] | DEER:Res:HVAC_Eff_AC | Annual | 1
RB-HV-DuctSeal-HighToLow | DEER2020 | D20v1 | 2020-09-18 12:06 | Any | DMo | Ex | CZ14 | rDXHP | Cap-Tons | 3.5 | 1240 | None | 278 | 0.173 | 0 | [9 empty] | DEER:Res:HVAC_Eff_AC | Annual | 1
RB-HV-DuctSeal-HighToLow | DEER2020 | D20v1 | 2020-09-18 12:06 | Any | DMo | Ex | CZ14 | rNCGF | Cap-Tons | 3.5 | 1240 | None | 5.33 | 0 | 8.11 | [9 empty] | DEER:Res:HVAC_Eff_AC | Annual | 1
RB-HV-DuctSeal-HighToLow | DEER2020 | D20v1 | 2020-09-18 12:06 | Any | DMo | Ex | CZ14 | rWtd | Cap-Tons | 3.5 | 1240 | None | 157.07 | 0.14686 | 8.1855 | [9 empty] | DEER:Res:HVAC_Eff_AC | Annual | 1
RB-HV-DuctSeal-HighToLow | DEER2020 | D20v0 | 2019-11-06 16:09 | Any | DMo | Old | CZ14 | rDXGF | Cap-Tons | 3.5 | 1230 | None | 178 | 0.175 | 13.6 | [9 empty] | DEER:Res:HVAC_Eff_AC | Annual | 20
RB-HV-DuctSeal-HighToLow | DEER2020 | D20v0 | 2019-11-06 16:09 | Any | DMo | Old | CZ14 | rDXHP | Cap-Tons | 3.5 | 1230 | None | 334 | 0.184 | 0 | [9 empty] | DEER:Res:HVAC_Eff_AC | Annual | 20
RB-HV-DuctSeal-HighToLow | DEER2020 | D20v0 | 2019-11-06 16:09 | Any | DMo | Old | CZ14 | rNCGF | Cap-Tons | 3.5 | 1230 | None | 7.42 | 0 | 11.8 | [9 empty] | DEER:Res:HVAC_Eff_AC | Annual | 20
RB-HV-DuctSeal-HighToLow | DEER2020 | D20v0 | 2020-09-17 17:53 | Any | DMo | Old | CZ14 | rWtd | Cap-Tons | 3.5 | 1230 | None | 149 | 0.131 | 11.9 | [9 empty] | DEER:Res:HVAC_Eff_AC | Annual | 20
RB-HV-DuctSeal-HighToLow | DEER2020 | D20v1 | 2020-09-18 12:06 | Any | MFm | Ex | CZ14 | rDXGF | Cap-Tons | 1.07 | 1090 | None | 35.7 | 0.021 | 2.51 | [9 empty] | DEER:Res:HVAC_Eff_AC | Annual | 1
RB-HV-DuctSeal-HighToLow | DEER2020 | D20v1 | 2020-09-18 12:06 | Any | MFm | Ex | CZ14 | rDXHP | Cap-Tons | 1.07 | 1090 | None | 68.1 | 0.0234 | 0 | [9 empty] | DEER:Res:HVAC_Eff_AC | Annual | 1
RB-HV-DuctSeal-HighToLow | DEER2020 | D20v1 | 2020-09-18 12:06 | Any | MFm | Ex | CZ14 | rNCGF | Cap-Tons | 1.07 | 1090 | None | 2.25 | 0 | 2.41 | [9 empty] | DEER:Res:HVAC_Eff_AC | Annual | 1
RB-HV-DuctSeal-HighToLow | DEER2020 | D20v1 | 2020-09-18 12:06 | Any | MFm | Ex | CZ14 | rWtd | Cap-Tons | 1.07 | 1090 | None | 39.7733 | 0.0213 | 2.1944 | [9 empty] | DEER:Res:HVAC_Eff_AC | Annual | 1
RB-HV-DuctSeal-HighToLow | DEER2020 | D20v0 | 2019-11-06 16:09 | Any | MFm | Old | CZ14 | rDXGF | Cap-Tons | 2.32 | 1390 | None | 25.2 | 0.0191 | 1.85 | [9 empty] | DEER:Res:HVAC_Eff_AC | Annual | 20
RB-HV-DuctSeal-HighToLow | DEER2020 | D20v0 | 2019-11-06 16:09 | Any | MFm | Old | CZ14 | rDXHP | Cap-Tons | 2.32 | 1390 | None | 46.1 | 0.0197 | 0 | [9 empty] | DEER:Res:HVAC_Eff_AC | Annual | 20
RB-HV-DuctSeal-HighToLow | DEER2020 | D20v0 | 2019-11-06 16:09 | Any | MFm | Old | CZ14 | rNCGF | Cap-Tons | 2.32 | 1390 | None | 1.29 | 0 | 1.79 | [9 empty] | DEER:Res:HVAC_Eff_AC | Annual | 20
RB-HV-DuctSeal-HighToLow | DEER2020 | D20v0 | 2020-09-17 17:53 | Any | MFm | Old | CZ14 | rWtd | Cap-Tons | 2.32 | 1390 | None | 27.8 | 0.0192 | 1.62 | [9 empty] | DEER:Res:HVAC_Eff_AC | Annual | 20
RB-HV-DuctSeal-HighToLow | DEER2020 | D20v1 | 2020-09-18 12:06 | Any | Res | Ex | CZ14 | rDXGF | Cap-Tons | 3.17 | 2128 | None | 131.62 | 0.1076 | 8.962 | [9 empty] | DEER:Res:HVAC_Eff_AC | Annual | 1
RB-HV-DuctSeal-HighToLow | DEER2020 | D20v1 | 2020-09-18 12:06 | Any | Res | Ex | CZ14 | rDXHP | Cap-Tons | 3.17 | 2128 | None | 267.3 | 0.1237 | 0 | [9 empty] | DEER:Res:HVAC_Eff_AC | Annual | 1
RB-HV-DuctSeal-HighToLow | DEER2020 | D20v1 | 2020-09-18 12:06 | Any | Res | Ex | CZ14 | rNCGF | Cap-Tons | 3.17 | 2128 | None | 5.64 | 0 | 8.668 | [9 empty] | DEER:Res:HVAC_Eff_AC | Annual | 1
RB-HV-DuctSeal-HighToLow | DEER2020 | D20v1 | 2020-09-18 12:06 | Any | Res | Ex | CZ14 | rWtd | Cap-Tons | 3.17 | 2128 | None | 133.97 | 0.1 | 8.46 | [9 empty] | DEER:Res:HVAC_Eff_AC | Annual | 1
RB-HV-DuctSeal-HighToLow | DEER2020 | D20v0 | 2019-11-06 16:09 | Any | Res | Old | CZ14 | rDXGF | Cap-Tons | 3.8 | 1660 | None | 83.2 | 0.087 | 7.19 | [9 empty] | DEER:Res:HVAC_Eff_AC | Annual | 20
RB-HV-DuctSeal-HighToLow | DEER2020 | D20v0 | 2019-11-06 16:09 | Any | Res | Old | CZ14 | rDXHP | Cap-Tons | 3.8 | 1660 | None | 184 | 0.094 | 0 | [9 empty] | DEER:Res:HVAC_Eff_AC | Annual | 20
RB-HV-DuctSeal-HighToLow | DEER2020 | D20v0 | 2019-11-06 16:09 | Any | Res | Old | CZ14 | rNCGF | Cap-Tons | 3.8 | 1660 | None | 4.3 | 0 | 6.93 | [9 empty] | DEER:Res:HVAC_Eff_AC | Annual | 20
RB-HV-DuctSeal-HighToLow | DEER2020 | D20v0 | 2020-09-17 17:53 | Any | Res | Old | CZ14 | rWtd | Cap-Tons | 3.8 | 1660 | None | 88 | 0.086 | 6.78 | [9 empty] | DEER:Res:HVAC_Eff_AC | Annual | 20
RB-HV-DuctSeal-HighToLow | DEER2020 | D20v0 | 2019-11-06 16:10 | Any | SFm | Ex | CZ14 | rDXGF | Cap-Tons | 3.16 | 2160 | None | 141 | 0.115 | 9.06 | [9 empty] | DEER:Res:HVAC_Eff_AC | Annual | 20
RB-HV-DuctSeal-HighToLow | DEER2020 | D20v0 | 2019-11-06 16:10 | Any | SFm | Ex | CZ14 | rDXHP | Cap-Tons | 3.16 | 2160 | None | 265 | 0.123 | 0 | [9 empty] | DEER:Res:HVAC_Eff_AC | Annual | 20
RB-HV-DuctSeal-HighToLow | DEER2020 | D20v0 | 2019-11-06 16:10 | Any | SFm | Ex | CZ14 | rNCGF | Cap-Tons | 3.16 | 2160 | None | 5.65 | 0 | 8.79 | [9 empty] | DEER:Res:HVAC_Eff_AC | Annual | 20
RB-HV-DuctSeal-HighToLow | DEER2020 | D20v0 | 2020-09-17 17:53 | Any | SFm | Ex | CZ14 | rWtd | Cap-Tons | 3.16 | 2160 | None | 147 | 0.115 | 8.57 | [9 empty] | DEER:Res:HVAC_Eff_AC | Annual | 20
RB-HV-DuctSeal-HighToLow | DEER2020 | D20v0 | 2019-11-06 16:09 | Any | SFm | Old | CZ14 | rDXGF | Cap-Tons | 4.03 | 1710 | None | 92 | 0.0975 | 8.03 | [9 empty] | DEER:Res:HVAC_Eff_AC | Annual | 20
RB-HV-DuctSeal-HighToLow | DEER2020 | D20v0 | 2019-11-06 16:09 | Any | SFm | Old | CZ14 | rDXHP | Cap-Tons | 4.03 | 1710 | None | 205 | 0.105 | 0 | [9 empty] | DEER:Res:HVAC_Eff_AC | Annual | 20
RB-HV-DuctSeal-HighToLow | DEER2020 | D20v0 | 2019-11-06 16:09 | Any | SFm | Old | CZ14 | rNCGF | Cap-Tons | 4.03 | 1710 | None | 4.8 | 0 | 7.75 | [9 empty] | DEER:Res:HVAC_Eff_AC | Annual | 20
RB-HV-DuctSeal-HighToLow | DEER2020 | D20v0 | 2020-09-17 17:53 | Any | SFm | Old | CZ14 | rWtd | Cap-Tons | 4.03 | 1710 | None | 97.5 | 0.0972 | 7.59 | [9 empty] | DEER:Res:HVAC_Eff_AC | Annual | 20
RB-HV-DuctSeal-HighToLow | DEER2020 | D20v0 | 2019-11-06 16:10 | Any | DMo | Ex | CZ15 | rDXGF | Cap-Tons | 3.5 | 1240 | None | 295 | 0.125 | 2.45 | [9 empty] | DEER:Res:HVAC_Eff_AC | Annual | 20
RB-HV-DuctSeal-HighToLow | DEER2020 | D20v0 | 2019-11-06 16:10 | Any | DMo | Ex | CZ15 | rDXHP | Cap-Tons | 3.5 | 1240 | None | 321 | 0.129 | 0 | [9 empty] | DEER:Res:HVAC_Eff_AC | Annual | 20
RB-HV-DuctSeal-HighToLow | DEER2020 | D20v0 | 2019-11-06 16:10 | Any | DMo | Ex | CZ15 | rNCGF | Cap-Tons | 3.5 | 1240 | None | 1.41 | 0 | 2.17 | [9 empty] | DEER:Res:HVAC_Eff_AC | Annual | 20
RB-HV-DuctSeal-HighToLow | DEER2020 | D20v0 | 2020-09-17 17:53 | Any | DMo | Ex | CZ15 | rWtd | Cap-Tons | 3.5 | 1240 | None | 298 | 0.126 | 2.15 | [9 empty] | DEER:Res:HVAC_Eff_AC | Annual | 20
RB-HV-DuctSeal-HighToLow | DEER2020 | D20v0 | 2019-11-06 16:10 | Any | DMo | Old | CZ15 | rDXGF | Cap-Tons | 3.5 | 1230 | None | 234 | 0.17 | 4.28 | [9 empty] | DEER:Res:HVAC_Eff_AC | Annual | 20
RB-HV-DuctSeal-HighToLow | DEER2020 | D20v0 | 2019-11-06 16:10 | Any | DMo | Old | CZ15 | rDXHP | Cap-Tons | 3.5 | 1230 | None | 273 | 0.177 | 0 | [9 empty] | DEER:Res:HVAC_Eff_AC | Annual | 20
RB-HV-DuctSeal-HighToLow | DEER2020 | D20v0 | 2019-11-06 16:10 | Any | DMo | Old | CZ15 | rNCGF | Cap-Tons | 3.5 | 1230 | None | 2.4 | 0 | 3.78 | [9 empty] | DEER:Res:HVAC_Eff_AC | Annual | 20
RB-HV-DuctSeal-HighToLow | DEER2020 | D20v0 | 2020-09-17 17:53 | Any | DMo | Old | CZ15 | rWtd | Cap-Tons | 3.5 | 1230 | None | 239 | 0.171 | 3.75 | [9 empty] | DEER:Res:HVAC_Eff_AC | Annual | 20
RB-HV-DuctSeal-HighToLow | DEER2020 | D20v1 | 2020-09-18 12:06 | Any | MFm | Ex | CZ15 | rDXGF | Cap-Tons | 1.16 | 1090 | None | 35.1 | 0.0195 | 0.749 | [9 empty] | DEER:Res:HVAC_Eff_AC | Annual | 1
RB-HV-DuctSeal-HighToLow | DEER2020 | D20v1 | 2020-09-18 12:06 | Any | MFm | Ex | CZ15 | rDXHP | Cap-Tons | 1.16 | 1090 | None | 42 | 0.0199 | 0 | [9 empty] | DEER:Res:HVAC_Eff_AC | Annual | 1
RB-HV-DuctSeal-HighToLow | DEER2020 | D20v1 | 2020-09-18 12:06 | Any | MFm | Ex | CZ15 | rNCGF | Cap-Tons | 1.16 | 1090 | None | 0.659 | 0 | 0.72 | [9 empty] | DEER:Res:HVAC_Eff_AC | Annual | 1
RB-HV-DuctSeal-HighToLow | DEER2020 | D20v1 | 2020-09-18 12:06 | Any | MFm | Ex | CZ15 | rWtd | Cap-Tons | 1.16 | 1090 | None | 35.6134 | 0.01935 | 0.65549 | [9 empty] | DEER:Res:HVAC_Eff_AC | Annual | 1
RB-HV-DuctSeal-HighToLow | DEER2020 | D20v0 | 2019-11-06 16:10 | Any | MFm | Old | CZ15 | rDXGF | Cap-Tons | 2.5 | 1410 | None | 35.1 | 0.0208 | 0.78 | [9 empty] | DEER:Res:HVAC_Eff_AC | Annual | 20
RB-HV-DuctSeal-HighToLow | DEER2020 | D20v0 | 2019-11-06 16:10 | Any | MFm | Old | CZ15 | rDXHP | Cap-Tons | 2.5 | 1410 | None | 42 | 0.0212 | 0 | [9 empty] | DEER:Res:HVAC_Eff_AC | Annual | 20
RB-HV-DuctSeal-HighToLow | DEER2020 | D20v0 | 2019-11-06 16:10 | Any | MFm | Old | CZ15 | rNCGF | Cap-Tons | 2.5 | 1410 | None | 0.539 | 0 | 0.751 | [9 empty] | DEER:Res:HVAC_Eff_AC | Annual | 20
RB-HV-DuctSeal-HighToLow | DEER2020 | D20v0 | 2020-09-17 17:53 | Any | MFm | Old | CZ15 | rWtd | Cap-Tons | 2.5 | 1410 | None | 35.6 | 0.0207 | 0.682 | [9 empty] | DEER:Res:HVAC_Eff_AC | Annual | 20
RB-HV-DuctSeal-HighToLow | DEER2020 | D20v1 | 2020-09-18 12:06 | Any | Res | Ex | CZ15 | rDXGF | Cap-Tons | 3.43 | 1886 | None | 158.91 | 0.104 | 3.63 | [9 empty] | DEER:Res:HVAC_Eff_AC | Annual | 1
RB-HV-DuctSeal-HighToLow | DEER2020 | D20v1 | 2020-09-18 12:06 | Any | Res | Ex | CZ15 | rDXHP | Cap-Tons | 3.43 | 1886 | None | 211.77 | 0.1172 | 0 | [9 empty] | DEER:Res:HVAC_Eff_AC | Annual | 1
RB-HV-DuctSeal-HighToLow | DEER2020 | D20v1 | 2020-09-18 12:06 | Any | Res | Ex | CZ15 | rNCGF | Cap-Tons | 3.43 | 1886 | None | 2.22 | 0 | 3.442 | [9 empty] | DEER:Res:HVAC_Eff_AC | Annual | 1
RB-HV-DuctSeal-HighToLow | DEER2020 | D20v1 | 2020-09-18 12:06 | Any | Res | Ex | CZ15 | rWtd | Cap-Tons | 3.43 | 1886 | None | 162.22 | 0.1 | 3.36 | [9 empty] | DEER:Res:HVAC_Eff_AC | Annual | 1
RB-HV-DuctSeal-HighToLow | DEER2020 | D20v0 | 2019-11-06 16:10 | Any | Res | Old | CZ15 | rDXGF | Cap-Tons | 3.6 | 1480 | None | 64.3 | 0.045 | 1.61 | [9 empty] | DEER:Res:HVAC_Eff_AC | Annual | 20
RB-HV-DuctSeal-HighToLow | DEER2020 | D20v0 | 2019-11-06 16:10 | Any | Res | Old | CZ15 | rDXHP | Cap-Tons | 3.6 | 1480 | None | 82.8 | 0.048 | 0 | [9 empty] | DEER:Res:HVAC_Eff_AC | Annual | 20
RB-HV-DuctSeal-HighToLow | DEER2020 | D20v0 | 2019-11-06 16:10 | Any | Res | Old | CZ15 | rNCGF | Cap-Tons | 3.6 | 1480 | None | 1 | 0 | 1.52 | [9 empty] | DEER:Res:HVAC_Eff_AC | Annual | 20
RB-HV-DuctSeal-HighToLow | DEER2020 | D20v0 | 2020-09-17 17:53 | Any | Res | Old | CZ15 | rWtd | Cap-Tons | 3.6 | 1480 | None | 65 | 0.044 | 1.48 | [9 empty] | DEER:Res:HVAC_Eff_AC | Annual | 20
RB-HV-DuctSeal-HighToLow | DEER2020 | D20v0 | 2019-11-06 16:10 | Any | SFm | Ex | CZ15 | rDXGF | Cap-Tons | 3.4 | 2160 | None | 136 | 0.0871 | 3.76 | [9 empty] | DEER:Res:HVAC_Eff_AC | Annual | 20
RB-HV-DuctSeal-HighToLow | DEER2020 | D20v0 | 2019-11-06 16:10 | Any | SFm | Ex | CZ15 | rDXHP | Cap-Tons | 3.4 | 2160 | None | 187 | 0.0945 | 0 | [9 empty] | DEER:Res:HVAC_Eff_AC | Annual | 20
RB-HV-DuctSeal-HighToLow | DEER2020 | D20v0 | 2019-11-06 16:10 | Any | SFm | Ex | CZ15 | rNCGF | Cap-Tons | 3.4 | 2160 | None | 2.31 | 0 | 3.66 | [9 empty] | DEER:Res:HVAC_Eff_AC | Annual | 20
RB-HV-DuctSeal-HighToLow | DEER2020 | D20v0 | 2020-09-17 17:53 | Any | SFm | Ex | CZ15 | rWtd | Cap-Tons | 3.4 | 2160 | None | 137 | 0.0862 | 3.56 | [9 empty] | DEER:Res:HVAC_Eff_AC | Annual | 20
RB-HV-DuctSeal-HighToLow | DEER2020 | D20v0 | 2019-11-06 16:10 | Any | SFm | Old | CZ15 | rDXGF | Cap-Tons | 5.32 | 1640 | None | 91.8 | 0.0689 | 2.65 | [9 empty] | DEER:Res:HVAC_Eff_AC | Annual | 20
RB-HV-DuctSeal-HighToLow | DEER2020 | D20v0 | 2019-11-06 16:10 | Any | SFm | Old | CZ15 | rDXHP | Cap-Tons | 5.32 | 1640 | None | 127 | 0.0758 | 0 | [9 empty] | DEER:Res:HVAC_Eff_AC | Annual | 20
RB-HV-DuctSeal-HighToLow | DEER2020 | D20v0 | 2019-11-06 16:10 | Any | SFm | Old | CZ15 | rNCGF | Cap-Tons | 5.32 | 1640 | None | 1.53 | 0 | 2.49 | [9 empty] | DEER:Res:HVAC_Eff_AC | Annual | 20
RB-HV-DuctSeal-HighToLow | DEER2020 | D20v0 | 2020-09-17 17:53 | Any | SFm | Old | CZ15 | rWtd | Cap-Tons | 5.32 | 1640 | None | 92.3 | 0.0683 | 2.5 | [9 empty] | DEER:Res:HVAC_Eff_AC | Annual | 20
RB-HV-DuctSeal-HighToLow | DEER2020 | D20v0 | 2019-11-06 16:11 | Any | DMo | Ex | CZ16 | rDXGF | Cap-Tons | 3.5 | 1240 | None | 144 | 0.053 | 9.12 | [9 empty] | DEER:Res:HVAC_Eff_AC | Annual | 20
RB-HV-DuctSeal-HighToLow | DEER2020 | D20v0 | 2019-11-06 16:11 | Any | DMo | Ex | CZ16 | rDXHP | Cap-Tons | 3.5 | 1240 | None | 265 | 0.06 | 0 | [9 empty] | DEER:Res:HVAC_Eff_AC | Annual | 20
RB-HV-DuctSeal-HighToLow | DEER2020 | D20v0 | 2019-11-06 16:11 | Any | DMo | Ex | CZ16 | rNCGF | Cap-Tons | 3.5 | 1240 | None | 5.23 | 0 | 8.01 | [9 empty] | DEER:Res:HVAC_Eff_AC | Annual | 20
RB-HV-DuctSeal-HighToLow | DEER2020 | D20v0 | 2020-09-17 17:53 | Any | DMo | Ex | CZ16 | rWtd | Cap-Tons | 3.5 | 1240 | None | 159 | 0.0539 | 7.98 | [9 empty] | DEER:Res:HVAC_Eff_AC | Annual | 20
RB-HV-DuctSeal-HighToLow | DEER2020 | D20v0 | 2019-11-06 16:11 | Any | DMo | Old | CZ16 | rDXGF | Cap-Tons | 3.5 | 1240 | None | 66.8 | 0.0797 | 27.9 | [9 empty] | DEER:Res:HVAC_Eff_AC | Annual | 20
RB-HV-DuctSeal-HighToLow | DEER2020 | D20v0 | 2019-11-06 16:11 | Any | DMo | Old | CZ16 | rDXHP | Cap-Tons | 3.5 | 1240 | None | 413 | 0.0877 | 0 | [9 empty] | DEER:Res:HVAC_Eff_AC | Annual | 20
RB-HV-DuctSeal-HighToLow | DEER2020 | D20v0 | 2019-11-06 16:11 | Any | DMo | Old | CZ16 | rNCGF | Cap-Tons | 3.5 | 1240 | None | 15.1 | 0 | 23.9 | [9 empty] | DEER:Res:HVAC_Eff_AC | Annual | 20
RB-HV-DuctSeal-HighToLow | DEER2020 | D20v0 | 2020-09-17 17:53 | Any | DMo | Old | CZ16 | rWtd | Cap-Tons | 3.5 | 1240 | None | 110 | 0.0807 | 24.4 | [9 empty] | DEER:Res:HVAC_Eff_AC | Annual | 20
RB-HV-DuctSeal-HighToLow | DEER2020 | D20v1 | 2020-09-18 12:06 | Any | MFm | Ex | CZ16 | rDXGF | Cap-Tons | 1 | 999 | None | 18.7 | 0.0173 | 4.44 | [9 empty] | DEER:Res:HVAC_Eff_AC | Annual | 1
RB-HV-DuctSeal-HighToLow | DEER2020 | D20v1 | 2020-09-18 12:06 | Any | MFm | Ex | CZ16 | rDXHP | Cap-Tons | 1 | 999 | None | 90 | 0.0193 | 0 | [9 empty] | DEER:Res:HVAC_Eff_AC | Annual | 1
RB-HV-DuctSeal-HighToLow | DEER2020 | D20v1 | 2020-09-18 12:06 | Any | MFm | Ex | CZ16 | rNCGF | Cap-Tons | 1 | 999 | None | 4.02 | 0 | 4.22 | [9 empty] | DEER:Res:HVAC_Eff_AC | Annual | 1
RB-HV-DuctSeal-HighToLow | DEER2020 | D20v1 | 2020-09-18 12:06 | Any | MFm | Ex | CZ16 | rWtd | Cap-Tons | 1 | 999 | None | 22.3162 | 0.01358 | 3.9583 | [9 empty] | DEER:Res:HVAC_Eff_AC | Annual | 1
RB-HV-DuctSeal-HighToLow | DEER2020 | D20v0 | 2019-11-06 16:11 | Any | MFm | Old | CZ16 | rDXGF | Cap-Tons | 1.52 | 1130 | None | 14.9 | 0.0143 | 4.02 | [9 empty] | DEER:Res:HVAC_Eff_AC | Annual | 20
RB-HV-DuctSeal-HighToLow | DEER2020 | D20v0 | 2019-11-06 16:11 | Any | MFm | Old | CZ16 | rDXHP | Cap-Tons | 1.52 | 1130 | None | 68.9 | 0.0154 | 0 | [9 empty] | DEER:Res:HVAC_Eff_AC | Annual | 20
RB-HV-DuctSeal-HighToLow | DEER2020 | D20v0 | 2019-11-06 16:11 | Any | MFm | Old | CZ16 | rNCGF | Cap-Tons | 1.52 | 1130 | None | 3.14 | 0 | 3.87 | [9 empty] | DEER:Res:HVAC_Eff_AC | Annual | 20
RB-HV-DuctSeal-HighToLow | DEER2020 | D20v0 | 2020-09-17 17:53 | Any | MFm | Old | CZ16 | rWtd | Cap-Tons | 1.52 | 1130 | None | 21.7 | 0.0144 | 3.52 | [9 empty] | DEER:Res:HVAC_Eff_AC | Annual | 20
RB-HV-DuctSeal-HighToLow | DEER2020 | D20v1 | 2020-09-18 12:06 | Any | Res | Ex | CZ16 | rDXGF | Cap-Tons | 3.59 | 2116 | None | 17.52 | 0.0313 | 8.132 | [9 empty] | DEER:Res:HVAC_Eff_AC | Annual | 1
RB-HV-DuctSeal-HighToLow | DEER2020 | D20v1 | 2020-09-18 12:06 | Any | Res | Ex | CZ16 | rDXHP | Cap-Tons | 3.59 | 2116 | None | 140.94 | 0.0327 | 0 | [9 empty] | DEER:Res:HVAC_Eff_AC | Annual | 1
RB-HV-DuctSeal-HighToLow | DEER2020 | D20v1 | 2020-09-18 12:06 | Any | Res | Ex | CZ16 | rNCGF | Cap-Tons | 3.59 | 2116 | None | 4.93 | 0 | 7.692 | [9 empty] | DEER:Res:HVAC_Eff_AC | Annual | 1
RB-HV-DuctSeal-HighToLow | DEER2020 | D20v1 | 2020-09-18 12:06 | Any | Res | Ex | CZ16 | rWtd | Cap-Tons | 3.59 | 2116 | None | 22.35 | 0.02 | 7.59 | [9 empty] | DEER:Res:HVAC_Eff_AC | Annual | 1
RB-HV-DuctSeal-HighToLow | DEER2020 | D20v0 | 2019-11-06 16:11 | Any | Res | Old | CZ16 | rDXGF | Cap-Tons | 2.9 | 1570 | None | 36.8 | 0.054 | 12.4 | [9 empty] | DEER:Res:HVAC_Eff_AC | Annual | 20
RB-HV-DuctSeal-HighToLow | DEER2020 | D20v0 | 2019-11-06 16:11 | Any | Res | Old | CZ16 | rDXHP | Cap-Tons | 2.9 | 1570 | None | 218 | 0.057 | 0 | [9 empty] | DEER:Res:HVAC_Eff_AC | Annual | 20
RB-HV-DuctSeal-HighToLow | DEER2020 | D20v0 | 2019-11-06 16:11 | Any | Res | Old | CZ16 | rNCGF | Cap-Tons | 2.9 | 1570 | None | 8.1 | 0 | 12.1 | [9 empty] | DEER:Res:HVAC_Eff_AC | Annual | 20
RB-HV-DuctSeal-HighToLow | DEER2020 | D20v0 | 2020-09-17 17:53 | Any | Res | Old | CZ16 | rWtd | Cap-Tons | 2.9 | 1570 | None | 35.8 | 0.037 | 11.8 | [9 empty] | DEER:Res:HVAC_Eff_AC | Annual | 20
RB-HV-DuctSeal-HighToLow | DEER2020 | D20v0 | 2019-11-06 16:11 | Any | SFm | Ex | CZ16 | rDXGF | Cap-Tons | 3.61 | 2300 | None | 14 | 0.0282 | 7.37 | [9 empty] | DEER:Res:HVAC_Eff_AC | Annual | 20
RB-HV-DuctSeal-HighToLow | DEER2020 | D20v0 | 2019-11-06 16:11 | Any | SFm | Ex | CZ16 | rDXHP | Cap-Tons | 3.61 | 2300 | None | 118 | 0.0283 | 0 | [9 empty] | DEER:Res:HVAC_Eff_AC | Annual | 20
RB-HV-DuctSeal-HighToLow | DEER2020 | D20v0 | 2019-11-06 16:11 | Any | SFm | Ex | CZ16 | rNCGF | Cap-Tons | 3.61 | 2300 | None | 4.49 | 0 | 7.15 | [9 empty] | DEER:Res:HVAC_Eff_AC | Annual | 20
RB-HV-DuctSeal-HighToLow | DEER2020 | D20v0 | 2020-09-17 17:53 | Any | SFm | Ex | CZ16 | rWtd | Cap-Tons | 3.61 | 2300 | None | 14.6 | 0.0188 | 7.03 | [9 empty] | DEER:Res:HVAC_Eff_AC | Annual | 20
RB-HV-DuctSeal-HighToLow | DEER2020 | D20v0 | 2019-11-06 16:11 | Any | SFm | Old | CZ16 | rDXGF | Cap-Tons | 3.26 | 1690 | None | 42.8 | 0.0654 | 14.7 | [9 empty] | DEER:Res:HVAC_Eff_AC | Annual | 20
RB-HV-DuctSeal-HighToLow | DEER2020 | D20v0 | 2019-11-06 16:11 | Any | SFm | Old | CZ16 | rDXHP | Cap-Tons | 3.26 | 1690 | None | 259 | 0.0688 | 0 | [9 empty] | DEER:Res:HVAC_Eff_AC | Annual | 20
RB-HV-DuctSeal-HighToLow | DEER2020 | D20v0 | 2019-11-06 16:11 | Any | SFm | Old | CZ16 | rNCGF | Cap-Tons | 3.26 | 1690 | None | 9.49 | 0 | 14.4 | [9 empty] | DEER:Res:HVAC_Eff_AC | Annual | 20
RB-HV-DuctSeal-HighToLow | DEER2020 | D20v0 | 2020-09-17 17:53 | Any | SFm | Old | CZ16 | rWtd | Cap-Tons | 3.26 | 1690 | None | 39.5 | 0.0437 | 14 | [9 empty] | DEER:Res:HVAC_Eff_AC | Annual | 20
RB-HV-DuctSeal-MedToLow | DEER2020 | D20v0 | 2019-11-06 15:55 | Any | DMo | Ex | CZ01 | rDXGF | Cap-Tons | 3.5 | 1240 | None | 1.7 | 0 | 2.1 | [9 empty] | DEER:Res:HVAC_Eff_AC | Annual | 20
RB-HV-DuctSeal-MedToLow | DEER2020 | D20v0 | 2019-11-06 15:55 | Any | DMo | Ex | CZ01 | rDXHP | Cap-Tons | 3.5 | 1240 | None | 18.8 | 0 | 0 | [9 empty] | DEER:Res:HVAC_Eff_AC | Annual | 20
RB-HV-DuctSeal-MedToLow | DEER2020 | D20v0 | 2019-11-06 15:55 | Any | DMo | Ex | CZ01 | rNCGF | Cap-Tons | 3.5 | 1240 | None | 1.22 | 0 | 1.89 | [9 empty] | DEER:Res:HVAC_Eff_AC | Annual | 20
RB-HV-DuctSeal-MedToLow | DEER2020 | D20v0 | 2020-09-17 17:53 | Any | DMo | Ex | CZ01 | rWtd | Cap-Tons | 3.5 | 1240 | None | 1.58 | 0 | 1.88 | [9 empty] | DEER:Res:HVAC_Eff_AC | Annual | 20
RB-HV-DuctSeal-MedToLow | DEER2020 | D20v0 | 2019-11-06 15:55 | Any | DMo | Old | CZ01 | rDXGF | Cap-Tons | 3.5 | 1210 | None | 4.24 | 0 | 5.4 | [9 empty] | DEER:Res:HVAC_Eff_AC | Annual | 20
RB-HV-DuctSeal-MedToLow | DEER2020 | D20v0 | 2019-11-06 15:55 | Any | DMo | Old | CZ01 | rDXHP | Cap-Tons | 3.5 | 1210 | None | 47.5 | 0 | 0 | [9 empty] | DEER:Res:HVAC_Eff_AC | Annual | 20
RB-HV-DuctSeal-MedToLow | DEER2020 | D20v0 | 2019-11-06 15:55 | Any | DMo | Old | CZ01 | rNCGF | Cap-Tons | 3.5 | 1210 | None | 3.03 | 0 | 4.86 | [9 empty] | DEER:Res:HVAC_Eff_AC | Annual | 20
RB-HV-DuctSeal-MedToLow | DEER2020 | D20v0 | 2020-09-17 17:53 | Any | DMo | Old | CZ01 | rWtd | Cap-Tons | 3.5 | 1210 | None | 3.94 | 0 | 4.84 | [9 empty] | DEER:Res:HVAC_Eff_AC | Annual | 20
RB-HV-DuctSeal-MedToLow | DEER2020 | D20v0 | 2019-11-06 15:55 | Any | MFm | Ex | CZ01 | rDXGF | Cap-Tons | 1 | 999 | None | 1.24 | 0 | 1.01 | [9 empty] | DEER:Res:HVAC_Eff_AC | Annual | 20
RB-HV-DuctSeal-MedToLow | DEER2020 | D20v0 | 2019-11-06 15:55 | Any | MFm | Ex | CZ01 | rDXHP | Cap-Tons | 1 | 999 | None | 11.3 | 0 | 0 | [9 empty] | DEER:Res:HVAC_Eff_AC | Annual | 20
RB-HV-DuctSeal-MedToLow | DEER2020 | D20v0 | 2019-11-06 15:55 | Any | MFm | Ex | CZ01 | rNCGF | Cap-Tons | 1 | 999 | None | 0.932 | 0 | 0.883 | [9 empty] | DEER:Res:HVAC_Eff_AC | Annual | 20
RB-HV-DuctSeal-MedToLow | DEER2020 | D20v0 | 2020-09-17 17:53 | Any | MFm | Ex | CZ01 | rWtd | Cap-Tons | 1 | 999 | None | 0.986 | 0 | 0.883 | [9 empty] | DEER:Res:HVAC_Eff_AC | Annual | 20
RB-HV-DuctSeal-MedToLow | DEER2020 | D20v0 | 2019-11-06 15:55 | Any | MFm | Old | CZ01 | rDXGF | Cap-Tons | 1.06 | 1050 | None | 1.69 | 0 | 1.58 | [9 empty] | DEER:Res:HVAC_Eff_AC | Annual | 20
RB-HV-DuctSeal-MedToLow | DEER2020 | D20v0 | 2019-11-06 15:55 | Any | MFm | Old | CZ01 | rDXHP | Cap-Tons | 1.06 | 1050 | None | 16.8 | 0 | 0 | [9 empty] | DEER:Res:HVAC_Eff_AC | Annual | 20
RB-HV-DuctSeal-MedToLow | DEER2020 | D20v0 | 2019-11-06 15:55 | Any | MFm | Old | CZ01 | rNCGF | Cap-Tons | 1.06 | 1050 | None | 1.41 | 0 | 1.47 | [9 empty] | DEER:Res:HVAC_Eff_AC | Annual | 20
RB-HV-DuctSeal-MedToLow | DEER2020 | D20v0 | 2020-09-17 17:53 | Any | MFm | Old | CZ01 | rWtd | Cap-Tons | 1.06 | 1050 | None | 1.49 | 0 | 1.47 | [9 empty] | DEER:Res:HVAC_Eff_AC | Annual | 20
RB-HV-DuctSeal-MedToLow | DEER2020 | D20v0 | 2019-11-06 15:55 | Any | Res | Ex | CZ01 | rDXGF | Cap-Tons | 1.8 | 1750 | None | 2.5 | 0 | 3.05 | [9 empty] | DEER:Res:HVAC_Eff_AC | Annual | 20
RB-HV-DuctSeal-MedToLow | DEER2020 | D20v0 | 2019-11-06 15:55 | Any | Res | Ex | CZ01 | rDXHP | Cap-Tons | 1.8 | 1750 | None | 31.5 | 0 | 0 | [9 empty] | DEER:Res:HVAC_Eff_AC | Annual | 20
RB-HV-DuctSeal-MedToLow | DEER2020 | D20v0 | 2019-11-06 15:55 | Any | Res | Ex | CZ01 | rNCGF | Cap-Tons | 1.8 | 1750 | None | 2.2 | 0 | 2.94 | [9 empty] | DEER:Res:HVAC_Eff_AC | Annual | 20
RB-HV-DuctSeal-MedToLow | DEER2020 | D20v0 | 2020-09-17 17:53 | Any | Res | Ex | CZ01 | rWtd | Cap-Tons | 1.8 | 1750 | None | 2.2 | 0 | 2.93 | [9 empty] | DEER:Res:HVAC_Eff_AC | Annual | 20
RB-HV-DuctSeal-MedToLow | DEER2020 | D20v0 | 2019-11-06 15:55 | Any | Res | Old | CZ01 | rDXGF | Cap-Tons | 1.9 | 1620 | None | 4.5 | 0 | 5.5 | [9 empty] | DEER:Res:HVAC_Eff_AC | Annual | 20
RB-HV-DuctSeal-MedToLow | DEER2020 | D20v0 | 2019-11-06 15:55 | Any | Res | Old | CZ01 | rDXHP | Cap-Tons | 1.9 | 1620 | None | 59.7 | 0 | 0 | [9 empty] | DEER:Res:HVAC_Eff_AC | Annual | 20
RB-HV-DuctSeal-MedToLow | DEER2020 | D20v0 | 2019-11-06 15:55 | Any | Res | Old | CZ01 | rNCGF | Cap-Tons | 1.9 | 1620 | None | 4 | 0 | 5.38 | [9 empty] | DEER:Res:HVAC_Eff_AC | Annual | 20
RB-HV-DuctSeal-MedToLow | DEER2020 | D20v0 | 2020-09-17 17:53 | Any | Res | Old | CZ01 | rWtd | Cap-Tons | 1.9 | 1620 | None | 4.1 | 0 | 5.37 | [9 empty] | DEER:Res:HVAC_Eff_AC | Annual | 20
RB-HV-DuctSeal-MedToLow | DEER2020 | D20v0 | 2019-11-06 15:55 | Any | SFm | Ex | CZ01 | rDXGF | Cap-Tons | 2.33 | 2300 | None | 3.35 | 0 | 4.53 | [9 empty] | DEER:Res:HVAC_Eff_AC | Annual | 20
RB-HV-DuctSeal-MedToLow | DEER2020 | D20v0 | 2019-11-06 15:55 | Any | SFm | Ex | CZ01 | rDXHP | Cap-Tons | 2.33 | 2300 | None | 46.2 | 0 | 0 | [9 empty] | DEER:Res:HVAC_Eff_AC | Annual | 20
RB-HV-DuctSeal-MedToLow | DEER2020 | D20v0 | 2019-11-06 15:55 | Any | SFm | Ex | CZ01 | rNCGF | Cap-Tons | 2.33 | 2300 | None | 3.09 | 0 | 4.42 | [9 empty] | DEER:Res:HVAC_Eff_AC | Annual | 20
RB-HV-DuctSeal-MedToLow | DEER2020 | D20v0 | 2020-09-17 17:53 | Any | SFm | Ex | CZ01 | rWtd | Cap-Tons | 2.33 | 2300 | None | 3.13 | 0 | 4.42 | [9 empty] | DEER:Res:HVAC_Eff_AC | Annual | 20
RB-HV-DuctSeal-MedToLow | DEER2020 | D20v0 | 2019-11-06 15:55 | Any | SFm | Old | CZ01 | rDXGF | Cap-Tons | 2.06 | 1830 | None | 5.41 | 0 | 6.74 | [9 empty] | DEER:Res:HVAC_Eff_AC | Annual | 20
RB-HV-DuctSeal-MedToLow | DEER2020 | D20v0 | 2019-11-06 15:55 | Any | SFm | Old | CZ01 | rDXHP | Cap-Tons | 2.06 | 1830 | None | 73.9 | 0 | 0 | [9 empty] | DEER:Res:HVAC_Eff_AC | Annual | 20
RB-HV-DuctSeal-MedToLow | DEER2020 | D20v0 | 2019-11-06 15:55 | Any | SFm | Old | CZ01 | rNCGF | Cap-Tons | 2.06 | 1830 | None | 4.93 | 0 | 6.63 | [9 empty] | DEER:Res:HVAC_Eff_AC | Annual | 20
RB-HV-DuctSeal-MedToLow | DEER2020 | D20v0 | 2020-09-17 17:53 | Any | SFm | Old | CZ01 | rWtd | Cap-Tons | 2.06 | 1830 | None | 4.98 | 0 | 6.63 | [9 empty] | DEER:Res:HVAC_Eff_AC | Annual | 20
RB-HV-DuctSeal-MedToLow | DEER2020 | D20v0 | 2019-11-06 15:56 | Any | DMo | Ex | CZ02 | rDXGF | Cap-Tons | 3.5 | 1240 | None | 85 | 0.0357 | 2.76 | [9 empty] | DEER:Res:HVAC_Eff_AC | Annual | 20
RB-HV-DuctSeal-MedToLow | DEER2020 | D20v0 | 2019-11-06 15:56 | Any | DMo | Ex | CZ02 | rDXHP | Cap-Tons | 3.5 | 1240 | None | 112 | 0.0395 | 0 | [9 empty] | DEER:Res:HVAC_Eff_AC | Annual | 20
RB-HV-DuctSeal-MedToLow | DEER2020 | D20v0 | 2019-11-06 15:56 | Any | DMo | Ex | CZ02 | rNCGF | Cap-Tons | 3.5 | 1240 | None | 1.6 | 0 | 2.48 | [9 empty] | DEER:Res:HVAC_Eff_AC | Annual | 20
RB-HV-DuctSeal-MedToLow | DEER2020 | D20v0 | 2020-09-17 17:53 | Any | DMo | Ex | CZ02 | rWtd | Cap-Tons | 3.5 | 1240 | None | 81.7 | 0.0334 | 2.42 | [9 empty] | DEER:Res:HVAC_Eff_AC | Annual | 20
RB-HV-DuctSeal-MedToLow | DEER2020 | D20v0 | 2019-11-06 15:56 | Any | DMo | Old | CZ02 | rDXGF | Cap-Tons | 3.5 | 1210 | None | 16.7 | 0.047 | 5.51 | [9 empty] | DEER:Res:HVAC_Eff_AC | Annual | 20
RB-HV-DuctSeal-MedToLow | DEER2020 | D20v0 | 2019-11-06 15:56 | Any | DMo | Old | CZ02 | rDXHP | Cap-Tons | 3.5 | 1210 | None | 69.5 | 0.0519 | 0 | [9 empty] | DEER:Res:HVAC_Eff_AC | Annual | 20
RB-HV-DuctSeal-MedToLow | DEER2020 | D20v0 | 2019-11-06 15:56 | Any | DMo | Old | CZ02 | rNCGF | Cap-Tons | 3.5 | 1210 | None | 3.06 | 0 | 4.9 | [9 empty] | DEER:Res:HVAC_Eff_AC | Annual | 20
RB-HV-DuctSeal-MedToLow | DEER2020 | D20v0 | 2020-09-17 17:53 | Any | DMo | Old | CZ02 | rWtd | Cap-Tons | 3.5 | 1210 | None | 21.8 | 0.0439 | 4.83 | [9 empty] | DEER:Res:HVAC_Eff_AC | Annual | 20
RB-HV-DuctSeal-MedToLow | DEER2020 | D20v0 | 2019-11-06 15:56 | Any | MFm | Ex | CZ02 | rDXGF | Cap-Tons | 1 | 1070 | None | 2.7 | 0.0054 | 0.646 | [9 empty] | DEER:Res:HVAC_Eff_AC | Annual | 20
RB-HV-DuctSeal-MedToLow | DEER2020 | D20v0 | 2019-11-06 15:56 | Any | MFm | Ex | CZ02 | rDXHP | Cap-Tons | 1 | 1070 | None | 9.4 | 0.0064 | 0 | [9 empty] | DEER:Res:HVAC_Eff_AC | Annual | 20
RB-HV-DuctSeal-MedToLow | DEER2020 | D20v0 | 2019-11-06 15:56 | Any | MFm | Ex | CZ02 | rNCGF | Cap-Tons | 1 | 1070 | None | 0.608 | 0 | 0.59 | [9 empty] | DEER:Res:HVAC_Eff_AC | Annual | 20
RB-HV-DuctSeal-MedToLow | DEER2020 | D20v0 | 2020-09-17 17:53 | Any | MFm | Ex | CZ02 | rWtd | Cap-Tons | 1 | 1070 | None | 1.82 | 0.00229 | 0.579 | [9 empty] | DEER:Res:HVAC_Eff_AC | Annual | 20
RB-HV-DuctSeal-MedToLow | DEER2020 | D20v0 | 2019-11-06 15:56 | Any | MFm | Old | CZ02 | rDXGF | Cap-Tons | 1.48 | 1080 | None | 2.81 | 0.00664 | 0.981 | [9 empty] | DEER:Res:HVAC_Eff_AC | Annual | 20
RB-HV-DuctSeal-MedToLow | DEER2020 | D20v0 | 2019-11-06 15:56 | Any | MFm | Old | CZ02 | rDXHP | Cap-Tons | 1.48 | 1080 | None | 12.9 | 0.00683 | 0 | [9 empty] | DEER:Res:HVAC_Eff_AC | Annual | 20
RB-HV-DuctSeal-MedToLow | DEER2020 | D20v0 | 2019-11-06 15:56 | Any | MFm | Old | CZ02 | rNCGF | Cap-Tons | 1.48 | 1080 | None | 0.77 | 0 | 0.945 | [9 empty] | DEER:Res:HVAC_Eff_AC | Annual | 20
RB-HV-DuctSeal-MedToLow | DEER2020 | D20v0 | 2020-09-17 17:53 | Any | MFm | Old | CZ02 | rWtd | Cap-Tons | 1.48 | 1080 | None | 2.14 | 0.00276 | 0.909 | [9 empty] | DEER:Res:HVAC_Eff_AC | Annual | 20
RB-HV-DuctSeal-MedToLow | DEER2020 | D20v0 | 2019-11-06 15:56 | Any | Res | Ex | CZ02 | rDXGF | Cap-Tons | 1.6 | 1410 | None | 12.8 | 0.017 | 2.67 | [9 empty] | DEER:Res:HVAC_Eff_AC | Annual | 20
RB-HV-DuctSeal-MedToLow | DEER2020 | D20v0 | 2019-11-06 15:56 | Any | Res | Ex | CZ02 | rDXHP | Cap-Tons | 1.6 | 1410 | None | 41.5 | 0.018 | 0 | [9 empty] | DEER:Res:HVAC_Eff_AC | Annual | 20
RB-HV-DuctSeal-MedToLow | DEER2020 | D20v0 | 2019-11-06 15:56 | Any | Res | Ex | CZ02 | rNCGF | Cap-Tons | 1.6 | 1410 | None | 1.9 | 0 | 2.57 | [9 empty] | DEER:Res:HVAC_Eff_AC | Annual | 20
RB-HV-DuctSeal-MedToLow | DEER2020 | D20v0 | 2020-09-17 17:53 | Any | Res | Ex | CZ02 | rWtd | Cap-Tons | 1.6 | 1410 | None | 10.7 | 0.008 | 2.53 | [9 empty] | DEER:Res:HVAC_Eff_AC | Annual | 20
RB-HV-DuctSeal-MedToLow | DEER2020 | D20v0 | 2019-11-06 15:56 | Any | Res | Old | CZ02 | rDXGF | Cap-Tons | 3 | 1560 | None | 6 | 0.019 | 3.71 | [9 empty] | DEER:Res:HVAC_Eff_AC | Annual | 20
RB-HV-DuctSeal-MedToLow | DEER2020 | D20v0 | 2019-11-06 15:57 | Any | Res | Old | CZ02 | rDXHP | Cap-Tons | 3 | 1560 | None | 46 | 0.02 | 0 | [9 empty] | DEER:Res:HVAC_Eff_AC | Annual | 20
RB-HV-DuctSeal-MedToLow | DEER2020 | D20v0 | 2019-11-06 15:57 | Any | Res | Old | CZ02 | rNCGF | Cap-Tons | 3 | 1560 | None | 2.3 | 0 | 3.59 | [9 empty] | DEER:Res:HVAC_Eff_AC | Annual | 20
RB-HV-DuctSeal-MedToLow | DEER2020 | D20v0 | 2020-09-17 17:53 | Any | Res | Old | CZ02 | rWtd | Cap-Tons | 3 | 1560 | None | 5.5 | 0.009 | 3.54 | [9 empty] | DEER:Res:HVAC_Eff_AC | Annual | 20
RB-HV-DuctSeal-MedToLow | DEER2020 | D20v0 | 2019-11-06 15:56 | Any | SFm | Ex | CZ02 | rDXGF | Cap-Tons | 2.21 | 1950 | None | 12.3 | 0.0308 | 5.67 | [9 empty] | DEER:Res:HVAC_Eff_AC | Annual | 20
RB-HV-DuctSeal-MedToLow | DEER2020 | D20v0 | 2019-11-06 15:56 | Any | SFm | Ex | CZ02 | rDXHP | Cap-Tons | 2.21 | 1950 | None | 74.1 | 0.031 | 0 | [9 empty] | DEER:Res:HVAC_Eff_AC | Annual | 20
RB-HV-DuctSeal-MedToLow | DEER2020 | D20v0 | 2019-11-06 15:56 | Any | SFm | Ex | CZ02 | rNCGF | Cap-Tons | 2.21 | 1950 | None | 3.94 | 0 | 5.53 | [9 empty] | DEER:Res:HVAC_Eff_AC | Annual | 20
RB-HV-DuctSeal-MedToLow | DEER2020 | D20v0 | 2020-09-17 17:53 | Any | SFm | Ex | CZ02 | rWtd | Cap-Tons | 2.21 | 1950 | None | 8.55 | 0.0121 | 5.46 | [9 empty] | DEER:Res:HVAC_Eff_AC | Annual | 20
RB-HV-DuctSeal-MedToLow | DEER2020 | D20v0 | 2019-11-06 15:56 | Any | SFm | Old | CZ02 | rDXGF | Cap-Tons | 3.42 | 1720 | None | 5.92 | 0.0195 | 4.32 | [9 empty] | DEER:Res:HVAC_Eff_AC | Annual | 20
RB-HV-DuctSeal-MedToLow | DEER2020 | D20v0 | 2019-11-06 15:56 | Any | SFm | Old | CZ02 | rDXHP | Cap-Tons | 3.42 | 1720 | None | 53.3 | 0.0204 | 0 | [9 empty] | DEER:Res:HVAC_Eff_AC | Annual | 20
RB-HV-DuctSeal-MedToLow | DEER2020 | D20v0 | 2019-11-06 15:56 | Any | SFm | Old | CZ02 | rNCGF | Cap-Tons | 3.42 | 1720 | None | 2.72 | 0 | 4.22 | [9 empty] | DEER:Res:HVAC_Eff_AC | Annual | 20
RB-HV-DuctSeal-MedToLow | DEER2020 | D20v0 | 2020-09-17 17:53 | Any | SFm | Old | CZ02 | rWtd | Cap-Tons | 3.42 | 1720 | None | 4.99 | 0.0077 | 4.17 | [9 empty] | DEER:Res:HVAC_Eff_AC | Annual | 20
RB-HV-DuctSeal-MedToLow | DEER2020 | D20v0 | 2019-11-06 15:57 | Any | DMo | Ex | CZ03 | rDXGF | Cap-Tons | 3.5 | 1240 | None | 87.2 | 0.0183 | 2.65 | [9 empty] | DEER:Res:HVAC_Eff_AC | Annual | 20
RB-HV-DuctSeal-MedToLow | DEER2020 | D20v0 | 2019-11-06 15:57 | Any | DMo | Ex | CZ03 | rDXHP | Cap-Tons | 3.5 | 1240 | None | 107 | 0.021 | 0 | [9 empty] | DEER:Res:HVAC_Eff_AC | Annual | 20
RB-HV-DuctSeal-MedToLow | DEER2020 | D20v0 | 2019-11-06 15:57 | Any | DMo | Ex | CZ03 | rNCGF | Cap-Tons | 3.5 | 1240 | None | 1.55 | 0 | 2.41 | [9 empty] | DEER:Res:HVAC_Eff_AC | Annual | 20
RB-HV-DuctSeal-MedToLow | DEER2020 | D20v0 | 2020-09-17 17:53 | Any | DMo | Ex | CZ03 | rWtd | Cap-Tons | 3.5 | 1240 | None | 53.7 | 0.011 | 2.36 | [9 empty] | DEER:Res:HVAC_Eff_AC | Annual | 20
RB-HV-DuctSeal-MedToLow | DEER2020 | D20v0 | 2019-11-06 15:57 | Any | DMo | Old | CZ03 | rDXGF | Cap-Tons | 3.5 | 1210 | None | 11 | 0.0297 | 4.24 | [9 empty] | DEER:Res:HVAC_Eff_AC | Annual | 20
RB-HV-DuctSeal-MedToLow | DEER2020 | D20v0 | 2019-11-06 15:57 | Any | DMo | Old | CZ03 | rDXHP | Cap-Tons | 3.5 | 1210 | None | 42 | 0.0356 | 0 | [9 empty] | DEER:Res:HVAC_Eff_AC | Annual | 20
RB-HV-DuctSeal-MedToLow | DEER2020 | D20v0 | 2019-11-06 15:57 | Any | DMo | Old | CZ03 | rNCGF | Cap-Tons | 3.5 | 1210 | None | 2.39 | 0 | 3.86 | [9 empty] | DEER:Res:HVAC_Eff_AC | Annual | 20
RB-HV-DuctSeal-MedToLow | DEER2020 | D20v0 | 2020-09-17 17:53 | Any | DMo | Old | CZ03 | rWtd | Cap-Tons | 3.5 | 1210 | None | 9.78 | 0.018 | 3.77 | [9 empty] | DEER:Res:HVAC_Eff_AC | Annual | 20
RB-HV-DuctSeal-MedToLow | DEER2020 | D20v0 | 2019-11-06 15:57 | Any | MFm | Ex | CZ03 | rDXGF | Cap-Tons | 1 | 999 | None | 1.08 | 0.00175 | 0.781 | [9 empty] | DEER:Res:HVAC_Eff_AC | Annual | 20
RB-HV-DuctSeal-MedToLow | DEER2020 | D20v0 | 2019-11-06 15:57 | Any | MFm | Ex | CZ03 | rDXHP | Cap-Tons | 1 | 999 | None | 7.76 | 0.002 | 0 | [9 empty] | DEER:Res:HVAC_Eff_AC | Annual | 20
RB-HV-DuctSeal-MedToLow | DEER2020 | D20v0 | 2019-11-06 15:57 | Any | MFm | Ex | CZ03 | rNCGF | Cap-Tons | 1 | 999 | None | 0.713 | 0 | 0.75 | [9 empty] | DEER:Res:HVAC_Eff_AC | Annual | 20
RB-HV-DuctSeal-MedToLow | DEER2020 | D20v0 | 2020-09-17 17:53 | Any | MFm | Ex | CZ03 | rWtd | Cap-Tons | 1 | 999 | None | 0.82 | 0.00016 | 0.744 | [9 empty] | DEER:Res:HVAC_Eff_AC | Annual | 20
RB-HV-DuctSeal-MedToLow | DEER2020 | D20v0 | 2019-11-06 15:57 | Any | MFm | Old | CZ03 | rDXGF | Cap-Tons | 1.39 | 1080 | None | 1.22 | 0.00234 | 1.03 | [9 empty] | DEER:Res:HVAC_Eff_AC | Annual | 20
RB-HV-DuctSeal-MedToLow | DEER2020 | D20v0 | 2019-11-06 15:57 | Any | MFm | Old | CZ03 | rDXHP | Cap-Tons | 1.39 | 1080 | None | 9.46 | 0.00234 | 0 | [9 empty] | DEER:Res:HVAC_Eff_AC | Annual | 20
RB-HV-DuctSeal-MedToLow | DEER2020 | D20v0 | 2019-11-06 15:57 | Any | MFm | Old | CZ03 | rNCGF | Cap-Tons | 1.39 | 1080 | None | 0.825 | 0 | 0.995 | [9 empty] | DEER:Res:HVAC_Eff_AC | Annual | 20
RB-HV-DuctSeal-MedToLow | DEER2020 | D20v0 | 2020-09-17 17:53 | Any | MFm | Old | CZ03 | rWtd | Cap-Tons | 1.39 | 1080 | None | 0.951 | 0.00021 | 0.987 | [9 empty] | DEER:Res:HVAC_Eff_AC | Annual | 20
RB-HV-DuctSeal-MedToLow | DEER2020 | D20v0 | 2019-11-06 15:57 | Any | Res | Ex | CZ03 | rDXGF | Cap-Tons | 1.9 | 1510 | None | 3 | 0.006 | 1.83 | [9 empty] | DEER:Res:HVAC_Eff_AC | Annual | 20
RB-HV-DuctSeal-MedToLow | DEER2020 | D20v0 | 2019-11-06 15:57 | Any | Res | Ex | CZ03 | rDXHP | Cap-Tons | 1.9 | 1510 | None | 17.8 | 0.006 | 0 | [9 empty] | DEER:Res:HVAC_Eff_AC | Annual | 20
RB-HV-DuctSeal-MedToLow | DEER2020 | D20v0 | 2019-11-06 15:57 | Any | Res | Ex | CZ03 | rNCGF | Cap-Tons | 1.9 | 1510 | None | 1.3 | 0 | 1.78 | [9 empty] | DEER:Res:HVAC_Eff_AC | Annual | 20
RB-HV-DuctSeal-MedToLow | DEER2020 | D20v0 | 2020-09-17 17:53 | Any | Res | Ex | CZ03 | rWtd | Cap-Tons | 1.9 | 1510 | None | 2 | 0.001 | 1.77 | [9 empty] | DEER:Res:HVAC_Eff_AC | Annual | 20
RB-HV-DuctSeal-MedToLow | DEER2020 | D20v0 | 2019-11-06 15:58 | Any | Res | Old | CZ03 | rDXGF | Cap-Tons | 2.2 | 1410 | None | 3.3 | 0.009 | 2.81 | [9 empty] | DEER:Res:HVAC_Eff_AC | Annual | 20
RB-HV-DuctSeal-MedToLow | DEER2020 | D20v0 | 2019-11-06 15:58 | Any | Res | Old | CZ03 | rDXHP | Cap-Tons | 2.2 | 1410 | None | 25.7 | 0.009 | 0 | [9 empty] | DEER:Res:HVAC_Eff_AC | Annual | 20
RB-HV-DuctSeal-MedToLow | DEER2020 | D20v0 | 2019-11-06 15:58 | Any | Res | Old | CZ03 | rNCGF | Cap-Tons | 2.2 | 1410 | None | 1.9 | 0 | 2.76 | [9 empty] | DEER:Res:HVAC_Eff_AC | Annual | 20
RB-HV-DuctSeal-MedToLow | DEER2020 | D20v0 | 2020-09-17 17:53 | Any | Res | Old | CZ03 | rWtd | Cap-Tons | 2.2 | 1410 | None | 2.3 | 0.001 | 2.74 | [9 empty] | DEER:Res:HVAC_Eff_AC | Annual | 20
RB-HV-DuctSeal-MedToLow | DEER2020 | D20v0 | 2019-11-06 15:57 | Any | SFm | Ex | CZ03 | rDXGF | Cap-Tons | 3.23 | 2300 | None | 4.19 | 0.0113 | 3.44 | [9 empty] | DEER:Res:HVAC_Eff_AC | Annual | 20
RB-HV-DuctSeal-MedToLow | DEER2020 | D20v0 | 2019-11-06 15:57 | Any | SFm | Ex | CZ03 | rDXHP | Cap-Tons | 3.23 | 2300 | None | 31.3 | 0.0114 | 0 | [9 empty] | DEER:Res:HVAC_Eff_AC | Annual | 20
RB-HV-DuctSeal-MedToLow | DEER2020 | D20v0 | 2019-11-06 15:57 | Any | SFm | Ex | CZ03 | rNCGF | Cap-Tons | 3.23 | 2300 | None | 2.14 | 0 | 3.35 | [9 empty] | DEER:Res:HVAC_Eff_AC | Annual | 20
RB-HV-DuctSeal-MedToLow | DEER2020 | D20v0 | 2020-09-17 17:53 | Any | SFm | Ex | CZ03 | rWtd | Cap-Tons | 3.23 | 2300 | None | 2.6 | 0.00147 | 3.34 | [9 empty] | DEER:Res:HVAC_Eff_AC | Annual | 20
RB-HV-DuctSeal-MedToLow | DEER2020 | D20v0 | 2019-11-06 15:57 | Any | SFm | Old | CZ03 | rDXGF | Cap-Tons | 2.9 | 1690 | None | 4.86 | 0.0131 | 4.23 | [9 empty] | DEER:Res:HVAC_Eff_AC | Annual | 20
RB-HV-DuctSeal-MedToLow | DEER2020 | D20v0 | 2019-11-06 15:57 | Any | SFm | Old | CZ03 | rDXHP | Cap-Tons | 2.9 | 1690 | None | 38.4 | 0.0146 | 0 | [9 empty] | DEER:Res:HVAC_Eff_AC | Annual | 20
RB-HV-DuctSeal-MedToLow | DEER2020 | D20v0 | 2019-11-06 15:57 | Any | SFm | Old | CZ03 | rNCGF | Cap-Tons | 2.9 | 1690 | None | 2.76 | 0 | 4.16 | [9 empty] | DEER:Res:HVAC_Eff_AC | Annual | 20
RB-HV-DuctSeal-MedToLow | DEER2020 | D20v0 | 2020-09-17 17:53 | Any | SFm | Old | CZ03 | rWtd | Cap-Tons | 2.9 | 1690 | None | 3.27 | 0.00173 | 4.14 | [9 empty] | DEER:Res:HVAC_Eff_AC | Annual | 20
RB-HV-DuctSeal-MedToLow | DEER2020 | D20v0 | 2019-11-06 15:58 | Any | DMo | Ex | CZ04 | rDXGF | Cap-Tons | 3.5 | 1240 | None | 101 | 0.0315 | 3.14 | [9 empty] | DEER:Res:HVAC_Eff_AC | Annual | 20
RB-HV-DuctSeal-MedToLow | DEER2020 | D20v0 | 2019-11-06 15:58 | Any | DMo | Ex | CZ04 | rDXHP | Cap-Tons | 3.5 | 1240 | None | 135 | 0.0358 | 0 | [9 empty] | DEER:Res:HVAC_Eff_AC | Annual | 20
RB-HV-DuctSeal-MedToLow | DEER2020 | D20v0 | 2019-11-06 15:58 | Any | DMo | Ex | CZ04 | rNCGF | Cap-Tons | 3.5 | 1240 | None | 1.8 | 0 | 2.79 | [9 empty] | DEER:Res:HVAC_Eff_AC | Annual | 20
RB-HV-DuctSeal-MedToLow | DEER2020 | D20v0 | 2020-09-17 17:53 | Any | DMo | Ex | CZ04 | rWtd | Cap-Tons | 3.5 | 1240 | None | 80.8 | 0.0245 | 2.76 | [9 empty] | DEER:Res:HVAC_Eff_AC | Annual | 20
RB-HV-DuctSeal-MedToLow | DEER2020 | D20v0 | 2019-11-06 15:58 | Any | DMo | Old | CZ04 | rDXGF | Cap-Tons | 3.5 | 1210 | None | 27.1 | 0.0534 | 3.63 | [9 empty] | DEER:Res:HVAC_Eff_AC | Annual | 20
RB-HV-DuctSeal-MedToLow | DEER2020 | D20v0 | 2019-11-06 15:58 | Any | DMo | Old | CZ04 | rDXHP | Cap-Tons | 3.5 | 1210 | None | 65.9 | 0.0606 | 0 | [9 empty] | DEER:Res:HVAC_Eff_AC | Annual | 20
RB-HV-DuctSeal-MedToLow | DEER2020 | D20v0 | 2019-11-06 15:58 | Any | DMo | Old | CZ04 | rNCGF | Cap-Tons | 3.5 | 1210 | None | 2.03 | 0 | 3.25 | [9 empty] | DEER:Res:HVAC_Eff_AC | Annual | 20
RB-HV-DuctSeal-MedToLow | DEER2020 | D20v0 | 2020-09-17 17:53 | Any | DMo | Old | CZ04 | rWtd | Cap-Tons | 3.5 | 1210 | None | 25 | 0.0417 | 3.2 | [9 empty] | DEER:Res:HVAC_Eff_AC | Annual | 20
RB-HV-DuctSeal-MedToLow | DEER2020 | D20v0 | 2019-11-06 15:58 | Any | MFm | Ex | CZ04 | rDXGF | Cap-Tons | 1 | 999 | None | 3.65 | 0.00608 | 0.417 | [9 empty] | DEER:Res:HVAC_Eff_AC | Annual | 20
RB-HV-DuctSeal-MedToLow | DEER2020 | D20v0 | 2019-11-06 15:58 | Any | MFm | Ex | CZ04 | rDXHP | Cap-Tons | 1 | 999 | None | 8.68 | 0.0064 | 0 | [9 empty] | DEER:Res:HVAC_Eff_AC | Annual | 20
RB-HV-DuctSeal-MedToLow | DEER2020 | D20v0 | 2019-11-06 15:58 | Any | MFm | Ex | CZ04 | rNCGF | Cap-Tons | 1 | 999 | None | 0.39 | 0 | 0.397 | [9 empty] | DEER:Res:HVAC_Eff_AC | Annual | 20
RB-HV-DuctSeal-MedToLow | DEER2020 | D20v0 | 2020-09-17 17:53 | Any | MFm | Ex | CZ04 | rWtd | Cap-Tons | 1 | 999 | None | 2.11 | 0.0027 | 0.382 | [9 empty] | DEER:Res:HVAC_Eff_AC | Annual | 20
RB-HV-DuctSeal-MedToLow | DEER2020 | D20v0 | 2019-11-06 15:59 | Any | MFm | Old | CZ04 | rDXGF | Cap-Tons | 1.36 | 1090 | None | 3.12 | 0.00674 | 0.793 | [9 empty] | DEER:Res:HVAC_Eff_AC | Annual | 20
RB-HV-DuctSeal-MedToLow | DEER2020 | D20v0 | 2019-11-06 15:59 | Any | MFm | Old | CZ04 | rDXHP | Cap-Tons | 1.36 | 1090 | None | 11.8 | 0.00708 | 0 | [9 empty] | DEER:Res:HVAC_Eff_AC | Annual | 20
RB-HV-DuctSeal-MedToLow | DEER2020 | D20v0 | 2019-11-06 15:59 | Any | MFm | Old | CZ04 | rNCGF | Cap-Tons | 1.36 | 1090 | None | 0.646 | 0 | 0.763 | [9 empty] | DEER:Res:HVAC_Eff_AC | Annual | 20
RB-HV-DuctSeal-MedToLow | DEER2020 | D20v0 | 2020-09-17 17:53 | Any | MFm | Old | CZ04 | rWtd | Cap-Tons | 1.36 | 1090 | None | 2.22 | 0.00299 | 0.732 | [9 empty] | DEER:Res:HVAC_Eff_AC | Annual | 20
RB-HV-DuctSeal-MedToLow | DEER2020 | D20v0 | 2019-11-06 15:58 | Any | Res | Ex | CZ04 | rDXGF | Cap-Tons | 2.2 | 1650 | None | 14.5 | 0.019 | 2.12 | [9 empty] | DEER:Res:HVAC_Eff_AC | Annual | 20
RB-HV-DuctSeal-MedToLow | DEER2020 | D20v0 | 2019-11-06 15:58 | Any | Res | Ex | CZ04 | rDXHP | Cap-Tons | 2.2 | 1650 | None | 37.8 | 0.019 | 0 | [9 empty] | DEER:Res:HVAC_Eff_AC | Annual | 20
RB-HV-DuctSeal-MedToLow | DEER2020 | D20v0 | 2019-11-06 15:58 | Any | Res | Ex | CZ04 | rNCGF | Cap-Tons | 2.2 | 1650 | None | 1.4 | 0 | 2.04 | [9 empty] | DEER:Res:HVAC_Eff_AC | Annual | 20
RB-HV-DuctSeal-MedToLow | DEER2020 | D20v0 | 2020-09-17 17:53 | Any | Res | Ex | CZ04 | rWtd | Cap-Tons | 2.2 | 1650 | None | 10.6 | 0.01 | 2.01 | [9 empty] | DEER:Res:HVAC_Eff_AC | Annual | 20
RB-HV-DuctSeal-MedToLow | DEER2020 | D20v0 | 2019-11-06 15:59 | Any | Res | Old | CZ04 | rDXGF | Cap-Tons | 2.3 | 1450 | None | 8.8 | 0.02 | 2.53 | [9 empty] | DEER:Res:HVAC_Eff_AC | Annual | 20
RB-HV-DuctSeal-MedToLow | DEER2020 | D20v0 | 2019-11-06 15:59 | Any | Res | Old | CZ04 | rDXHP | Cap-Tons | 2.3 | 1450 | None | 36.6 | 0.02 | 0 | [9 empty] | DEER:Res:HVAC_Eff_AC | Annual | 20
RB-HV-DuctSeal-MedToLow | DEER2020 | D20v0 | 2019-11-06 15:59 | Any | Res | Old | CZ04 | rNCGF | Cap-Tons | 2.3 | 1450 | None | 1.7 | 0 | 2.47 | [9 empty] | DEER:Res:HVAC_Eff_AC | Annual | 20
RB-HV-DuctSeal-MedToLow | DEER2020 | D20v0 | 2020-09-17 17:53 | Any | Res | Old | CZ04 | rWtd | Cap-Tons | 2.3 | 1450 | None | 6.3 | 0.01 | 2.42 | [9 empty] | DEER:Res:HVAC_Eff_AC | Annual | 20
RB-HV-DuctSeal-MedToLow | DEER2020 | D20v0 | 2019-11-06 15:58 | Any | SFm | Ex | CZ04 | rDXGF | Cap-Tons | 3.17 | 2300 | None | 12.5 | 0.028 | 3.53 | [9 empty] | DEER:Res:HVAC_Eff_AC | Annual | 20
RB-HV-DuctSeal-MedToLow | DEER2020 | D20v0 | 2019-11-06 15:58 | Any | SFm | Ex | CZ04 | rDXHP | Cap-Tons | 3.17 | 2300 | None | 50.9 | 0.029 | 0 | [9 empty] | DEER:Res:HVAC_Eff_AC | Annual | 20
RB-HV-DuctSeal-MedToLow | DEER2020 | D20v0 | 2019-11-06 15:58 | Any | SFm | Ex | CZ04 | rNCGF | Cap-Tons | 3.17 | 2300 | None | 2.21 | 0 | 3.44 | [9 empty] | DEER:Res:HVAC_Eff_AC | Annual | 20
RB-HV-DuctSeal-MedToLow | DEER2020 | D20v0 | 2020-09-17 17:53 | Any | SFm | Ex | CZ04 | rWtd | Cap-Tons | 3.17 | 2300 | None | 8.56 | 0.0144 | 3.39 | [9 empty] | DEER:Res:HVAC_Eff_AC | Annual | 20
RB-HV-DuctSeal-MedToLow | DEER2020 | D20v0 | 2019-11-06 15:58 | Any | SFm | Old | CZ04 | rDXGF | Cap-Tons | 2.79 | 1670 | None | 11.7 | 0.0264 | 3.52 | [9 empty] | DEER:Res:HVAC_Eff_AC | Annual | 20
RB-HV-DuctSeal-MedToLow | DEER2020 | D20v0 | 2019-11-06 15:58 | Any | SFm | Old | CZ04 | rDXHP | Cap-Tons | 2.79 | 1670 | None | 50.4 | 0.0272 | 0 | [9 empty] | DEER:Res:HVAC_Eff_AC | Annual | 20
RB-HV-DuctSeal-MedToLow | DEER2020 | D20v0 | 2019-11-06 15:58 | Any | SFm | Old | CZ04 | rNCGF | Cap-Tons | 2.79 | 1670 | None | 2.33 | 0 | 3.45 | [9 empty] | DEER:Res:HVAC_Eff_AC | Annual | 20
RB-HV-DuctSeal-MedToLow | DEER2020 | D20v0 | 2020-09-17 17:53 | Any | SFm | Old | CZ04 | rWtd | Cap-Tons | 2.79 | 1670 | None | 8.2 | 0.0136 | 3.39 | [9 empty] | DEER:Res:HVAC_Eff_AC | Annual | 20
RB-HV-DuctSeal-MedToLow | DEER2020 | D20v0 | 2019-11-06 16:00 | Any | DMo | Ex | CZ05 | rDXGF | Cap-Tons | 3.5 | 1240 | None | 45.7 | 0.0284 | 4.1 | [9 empty] | DEER:Res:HVAC_Eff_AC | Annual | 20
RB-HV-DuctSeal-MedToLow | DEER2020 | D20v0 | 2019-11-06 16:00 | Any | DMo | Ex | CZ05 | rDXHP | Cap-Tons | 3.5 | 1240 | None | 78.8 | 0.0313 | 0 | [9 empty] | DEER:Res:HVAC_Eff_AC | Annual | 20
RB-HV-DuctSeal-MedToLow | DEER2020 | D20v0 | 2019-11-06 16:00 | Any | DMo | Ex | CZ05 | rNCGF | Cap-Tons | 3.5 | 1240 | None | 2.36 | 0 | 3.66 | [9 empty] | DEER:Res:HVAC_Eff_AC | Annual | 20
RB-HV-DuctSeal-MedToLow | DEER2020 | D20v0 | 2020-09-17 17:53 | Any | DMo | Ex | CZ05 | rWtd | Cap-Tons | 3.5 | 1240 | None | 9.45 | 0.00429 | 3.65 | [9 empty] | DEER:Res:HVAC_Eff_AC | Annual | 20
RB-HV-DuctSeal-MedToLow | DEER2020 | D20v0 | 2019-11-06 16:01 | Any | DMo | Old | CZ05 | rDXGF | Cap-Tons | 3.5 | 1210 | None | 9.32 | 0.0227 | 4.61 | [9 empty] | DEER:Res:HVAC_Eff_AC | Annual | 20
RB-HV-DuctSeal-MedToLow | DEER2020 | D20v0 | 2019-11-06 16:01 | Any | DMo | Old | CZ05 | rDXHP | Cap-Tons | 3.5 | 1210 | None | 46.1 | 0.0257 | 0 | [9 empty] | DEER:Res:HVAC_Eff_AC | Annual | 20
RB-HV-DuctSeal-MedToLow | DEER2020 | D20v0 | 2019-11-06 16:01 | Any | DMo | Old | CZ05 | rNCGF | Cap-Tons | 3.5 | 1210 | None | 2.58 | 0 | 4.14 | [9 empty] | DEER:Res:HVAC_Eff_AC | Annual | 20
RB-HV-DuctSeal-MedToLow | DEER2020 | D20v0 | 2020-09-17 17:53 | Any | DMo | Old | CZ05 | rWtd | Cap-Tons | 3.5 | 1210 | None | 4.28 | 0.00344 | 4.13 | [9 empty] | DEER:Res:HVAC_Eff_AC | Annual | 20
RB-HV-DuctSeal-MedToLow | DEER2020 | D20v0 | 2019-11-06 16:00 | Any | MFm | Ex | CZ05 | rDXGF | Cap-Tons | 1.04 | 999 | None | 0.857 | 0.0012 | 0.585 | [9 empty] | DEER:Res:HVAC_Eff_AC | Annual | 20
RB-HV-DuctSeal-MedToLow | DEER2020 | D20v0 | 2019-11-06 16:00 | Any | MFm | Ex | CZ05 | rDXHP | Cap-Tons | 1.04 | 999 | None | 6.86 | 0.00096 | 0 | [9 empty] | DEER:Res:HVAC_Eff_AC | Annual | 20
RB-HV-DuctSeal-MedToLow | DEER2020 | D20v0 | 2019-11-06 16:00 | Any | MFm | Ex | CZ05 | rNCGF | Cap-Tons | 1.04 | 999 | None | 0.526 | 0 | 0.561 | [9 empty] | DEER:Res:HVAC_Eff_AC | Annual | 20
RB-HV-DuctSeal-MedToLow | DEER2020 | D20v0 | 2020-09-17 17:53 | Any | MFm | Ex | CZ05 | rWtd | Cap-Tons | 1.04 | 999 | None | 0.858 | 0.00036 | 0.546 | [9 empty] | DEER:Res:HVAC_Eff_AC | Annual | 20
RB-HV-DuctSeal-MedToLow | DEER2020 | D20v0 | 2019-11-06 16:01 | Any | MFm | Old | CZ05 | rDXGF | Cap-Tons | 1.39 | 1060 | None | 1.04 | 0.00081 | 0.984 | [9 empty] | DEER:Res:HVAC_Eff_AC | Annual | 20
RB-HV-DuctSeal-MedToLow | DEER2020 | D20v0 | 2019-11-06 16:01 | Any | MFm | Old | CZ05 | rDXHP | Cap-Tons | 1.39 | 1060 | None | 10 | 0.00021 | 0 | [9 empty] | DEER:Res:HVAC_Eff_AC | Annual | 20
RB-HV-DuctSeal-MedToLow | DEER2020 | D20v0 | 2019-11-06 16:01 | Any | MFm | Old | CZ05 | rNCGF | Cap-Tons | 1.39 | 1060 | None | 0.792 | 0 | 0.947 | [9 empty] | DEER:Res:HVAC_Eff_AC | Annual | 20
RB-HV-DuctSeal-MedToLow | DEER2020 | D20v0 | 2020-09-17 17:53 | Any | MFm | Old | CZ05 | rWtd | Cap-Tons | 1.39 | 1060 | None | 1.21 | 0.00022 | 0.92 | [9 empty] | DEER:Res:HVAC_Eff_AC | Annual | 20
RB-HV-DuctSeal-MedToLow | DEER2020 | D20v0 | 2019-11-06 16:00 | Any | Res | Ex | CZ05 | rDXGF | Cap-Tons | 3.5 | 2130 | None | 10.6 | 0.013 | 3.77 | [9 empty] | DEER:Res:HVAC_Eff_AC | Annual | 20
RB-HV-DuctSeal-MedToLow | DEER2020 | D20v0 | 2019-11-06 16:00 | Any | Res | Ex | CZ05 | rDXHP | Cap-Tons | 3.5 | 2130 | None | 43.8 | 0.013 | 0 | [9 empty] | DEER:Res:HVAC_Eff_AC | Annual | 20
RB-HV-DuctSeal-MedToLow | DEER2020 | D20v0 | 2019-11-06 16:00 | Any | Res | Ex | CZ05 | rNCGF | Cap-Tons | 3.5 | 2130 | None | 2.3 | 0 | 3.61 | [9 empty] | DEER:Res:HVAC_Eff_AC | Annual | 20
RB-HV-DuctSeal-MedToLow | DEER2020 | D20v0 | 2020-09-17 17:53 | Any | Res | Ex | CZ05 | rWtd | Cap-Tons | 3.5 | 2130 | None | 4 | 0.002 | 3.59 | [9 empty] | DEER:Res:HVAC_Eff_AC | Annual | 20
RB-HV-DuctSeal-MedToLow | DEER2020 | D20v0 | 2019-11-06 16:01 | Any | Res | Old | CZ05 | rDXGF | Cap-Tons | 2.8 | 1540 | None | 4.3 | 0.01 | 3.98 | [9 empty] | DEER:Res:HVAC_Eff_AC | Annual | 20
RB-HV-DuctSeal-MedToLow | DEER2020 | D20v0 | 2019-11-06 16:01 | Any | Res | Old | CZ05 | rDXHP | Cap-Tons | 2.8 | 1540 | None | 39.6 | 0.01 | 0 | [9 empty] | DEER:Res:HVAC_Eff_AC | Annual | 20
RB-HV-DuctSeal-MedToLow | DEER2020 | D20v0 | 2019-11-06 16:01 | Any | Res | Old | CZ05 | rNCGF | Cap-Tons | 2.8 | 1540 | None | 2.5 | 0 | 3.85 | [9 empty] | DEER:Res:HVAC_Eff_AC | Annual | 20
RB-HV-DuctSeal-MedToLow | DEER2020 | D20v0 | 2020-09-17 17:53 | Any | Res | Old | CZ05 | rWtd | Cap-Tons | 2.8 | 1540 | None | 3.3 | 0.002 | 3.82 | [9 empty] | DEER:Res:HVAC_Eff_AC | Annual | 20
RB-HV-DuctSeal-MedToLow | DEER2020 | D20v0 | 2019-11-06 16:00 | Any | SFm | Ex | CZ05 | rDXGF | Cap-Tons | 3.55 | 2300 | None | 3.72 | 0.00946 | 3.71 | [9 empty] | DEER:Res:HVAC_Eff_AC | Annual | 20
RB-HV-DuctSeal-MedToLow | DEER2020 | D20v0 | 2019-11-06 16:00 | Any | SFm | Ex | CZ05 | rDXHP | Cap-Tons | 3.55 | 2300 | None | 37 | 0.00883 | 0 | [9 empty] | DEER:Res:HVAC_Eff_AC | Annual | 20
RB-HV-DuctSeal-MedToLow | DEER2020 | D20v0 | 2019-11-06 16:00 | Any | SFm | Ex | CZ05 | rNCGF | Cap-Tons | 3.55 | 2300 | None | 2.26 | 0 | 3.6 | [9 empty] | DEER:Res:HVAC_Eff_AC | Annual | 20
RB-HV-DuctSeal-MedToLow | DEER2020 | D20v0 | 2020-09-17 17:53 | Any | SFm | Ex | CZ05 | rWtd | Cap-Tons | 3.55 | 2300 | None | 2.94 | 0.00196 | 3.58 | [9 empty] | DEER:Res:HVAC_Eff_AC | Annual | 20
RB-HV-DuctSeal-MedToLow | DEER2020 | D20v0 | 2019-11-06 16:01 | Any | SFm | Old | CZ05 | rDXGF | Cap-Tons | 3.17 | 1730 | None | 4.5 | 0.0105 | 4.79 | [9 empty] | DEER:Res:HVAC_Eff_AC | Annual | 20
RB-HV-DuctSeal-MedToLow | DEER2020 | D20v0 | 2019-11-06 16:01 | Any | SFm | Old | CZ05 | rDXHP | Cap-Tons | 3.17 | 1730 | None | 47.5 | 0.0113 | 0 | [9 empty] | DEER:Res:HVAC_Eff_AC | Annual | 20
RB-HV-DuctSeal-MedToLow | DEER2020 | D20v0 | 2019-11-06 16:01 | Any | SFm | Old | CZ05 | rNCGF | Cap-Tons | 3.17 | 1730 | None | 3.04 | 0 | 4.69 | [9 empty] | DEER:Res:HVAC_Eff_AC | Annual | 20
RB-HV-DuctSeal-MedToLow | DEER2020 | D20v0 | 2020-09-17 17:53 | Any | SFm | Old | CZ05 | rWtd | Cap-Tons | 3.17 | 1730 | None | 3.83 | 0.00218 | 4.65 | [9 empty] | DEER:Res:HVAC_Eff_AC | Annual | 20
RB-HV-DuctSeal-MedToLow | DEER2020 | D20v0 | 2019-11-06 16:02 | Any | DMo | Ex | CZ06 | rDXGF | Cap-Tons | 3.5 | 1240 | None | 115 | 0.0335 | 1.77 | [9 empty] | DEER:Res:HVAC_Eff_AC | Annual | 20
RB-HV-DuctSeal-MedToLow | DEER2020 | D20v0 | 2019-11-06 16:02 | Any | DMo | Ex | CZ06 | rDXHP | Cap-Tons | 3.5 | 1240 | None | 132 | 0.0381 | 0 | [9 empty] | DEER:Res:HVAC_Eff_AC | Annual | 20
RB-HV-DuctSeal-MedToLow | DEER2020 | D20v0 | 2019-11-06 16:02 | Any | DMo | Ex | CZ06 | rNCGF | Cap-Tons | 3.5 | 1240 | None | 1.02 | 0 | 1.58 | [9 empty] | DEER:Res:HVAC_Eff_AC | Annual | 20
RB-HV-DuctSeal-MedToLow | DEER2020 | D20v0 | 2020-09-17 17:53 | Any | DMo | Ex | CZ06 | rWtd | Cap-Tons | 3.5 | 1240 | None | 18 | 0.00497 | 1.58 | [9 empty] | DEER:Res:HVAC_Eff_AC | Annual | 20
RB-HV-DuctSeal-MedToLow | DEER2020 | D20v0 | 2019-11-06 16:02 | Any | DMo | Old | CZ06 | rDXGF | Cap-Tons | 3.5 | 1210 | None | 23.5 | 0.0491 | 1.73 | [9 empty] | DEER:Res:HVAC_Eff_AC | Annual | 20
RB-HV-DuctSeal-MedToLow | DEER2020 | D20v0 | 2019-11-06 16:02 | Any | DMo | Old | CZ06 | rDXHP | Cap-Tons | 3.5 | 1210 | None | 40.8 | 0.0555 | 0 | [9 empty] | DEER:Res:HVAC_Eff_AC | Annual | 20
RB-HV-DuctSeal-MedToLow | DEER2020 | D20v0 | 2019-11-06 16:02 | Any | DMo | Old | CZ06 | rNCGF | Cap-Tons | 3.5 | 1210 | None | 0.969 | 0 | 1.56 | [9 empty] | DEER:Res:HVAC_Eff_AC | Annual | 20
RB-HV-DuctSeal-MedToLow | DEER2020 | D20v0 | 2020-09-17 17:53 | Any | DMo | Old | CZ06 | rWtd | Cap-Tons | 3.5 | 1210 | None | 4.58 | 0.00729 | 1.55 | [9 empty] | DEER:Res:HVAC_Eff_AC | Annual | 20
RB-HV-DuctSeal-MedToLow | DEER2020 | D20v0 | 2019-11-06 16:02 | Any | MFm | Ex | CZ06 | rDXGF | Cap-Tons | 1.28 | 1210 | None | 2.37 | 0.00493 | 0.391 | [9 empty] | DEER:Res:HVAC_Eff_AC | Annual | 20
RB-HV-DuctSeal-MedToLow | DEER2020 | D20v0 | 2019-11-06 16:02 | Any | MFm | Ex | CZ06 | rDXHP | Cap-Tons | 1.28 | 1210 | None | 5.92 | 0.00551 | 0 | [9 empty] | DEER:Res:HVAC_Eff_AC | Annual | 20
RB-HV-DuctSeal-MedToLow | DEER2020 | D20v0 | 2019-11-06 16:02 | Any | MFm | Ex | CZ06 | rNCGF | Cap-Tons | 1.28 | 1210 | None | 0.325 | 0 | 0.375 | [9 empty] | DEER:Res:HVAC_Eff_AC | Annual | 20
RB-HV-DuctSeal-MedToLow | DEER2020 | D20v0 | 2020-09-17 17:53 | Any | MFm | Ex | CZ06 | rWtd | Cap-Tons | 1.28 | 1210 | None | 1.5 | 0.00237 | 0.359 | [9 empty] | DEER:Res:HVAC_Eff_AC | Annual | 20
RB-HV-DuctSeal-MedToLow | DEER2020 | D20v0 | 2019-11-06 16:02 | Any | MFm | Old | CZ06 | rDXGF | Cap-Tons | 1.58 | 1150 | None | 3.24 | 0.00517 | 0.569 | [9 empty] | DEER:Res:HVAC_Eff_AC | Annual | 20
RB-HV-DuctSeal-MedToLow | DEER2020 | D20v0 | 2019-11-06 16:02 | Any | MFm | Old | CZ06 | rDXHP | Cap-Tons | 1.58 | 1150 | None | 8.05 | 0.00538 | 0 | [9 empty] | DEER:Res:HVAC_Eff_AC | Annual | 20
RB-HV-DuctSeal-MedToLow | DEER2020 | D20v0 | 2019-11-06 16:02 | Any | MFm | Old | CZ06 | rNCGF | Cap-Tons | 1.58 | 1150 | None | 0.437 | 0 | 0.547 | [9 empty] | DEER:Res:HVAC_Eff_AC | Annual | 20
RB-HV-DuctSeal-MedToLow | DEER2020 | D20v0 | 2020-09-17 17:53 | Any | MFm | Old | CZ06 | rWtd | Cap-Tons | 1.58 | 1150 | None | 2.05 | 0.00246 | 0.524 | [9 empty] | DEER:Res:HVAC_Eff_AC | Annual | 20
RB-HV-DuctSeal-MedToLow | DEER2020 | D20v0 | 2019-11-06 16:02 | Any | Res | Ex | CZ06 | rDXGF | Cap-Tons | 3 | 1920 | None | 12 | 0.017 | 1.07 | [9 empty] | DEER:Res:HVAC_Eff_AC | Annual | 20
RB-HV-DuctSeal-MedToLow | DEER2020 | D20v0 | 2019-11-06 16:02 | Any | Res | Ex | CZ06 | rDXHP | Cap-Tons | 3 | 1920 | None | 21.6 | 0.018 | 0 | [9 empty] | DEER:Res:HVAC_Eff_AC | Annual | 20
RB-HV-DuctSeal-MedToLow | DEER2020 | D20v0 | 2019-11-06 16:02 | Any | Res | Ex | CZ06 | rNCGF | Cap-Tons | 3 | 1920 | None | 0.7 | 0 | 1.03 | [9 empty] | DEER:Res:HVAC_Eff_AC | Annual | 20
RB-HV-DuctSeal-MedToLow | DEER2020 | D20v0 | 2020-09-17 17:53 | Any | Res | Ex | CZ06 | rWtd | Cap-Tons | 3 | 1920 | None | 4 | 0.007 | 1.02 | [9 empty] | DEER:Res:HVAC_Eff_AC | Annual | 20
RB-HV-DuctSeal-MedToLow | DEER2020 | D20v0 | 2019-11-06 16:02 | Any | Res | Old | CZ06 | rDXGF | Cap-Tons | 2.7 | 1500 | None | 6.7 | 0.018 | 1.31 | [9 empty] | DEER:Res:HVAC_Eff_AC | Annual | 20
RB-HV-DuctSeal-MedToLow | DEER2020 | D20v0 | 2019-11-06 16:02 | Any | Res | Old | CZ06 | rDXHP | Cap-Tons | 2.7 | 1500 | None | 18 | 0.019 | 0 | [9 empty] | DEER:Res:HVAC_Eff_AC | Annual | 20
RB-HV-DuctSeal-MedToLow | DEER2020 | D20v0 | 2019-11-06 16:02 | Any | Res | Old | CZ06 | rNCGF | Cap-Tons | 2.7 | 1500 | None | 0.8 | 0 | 1.28 | [9 empty] | DEER:Res:HVAC_Eff_AC | Annual | 20
RB-HV-DuctSeal-MedToLow | DEER2020 | D20v0 | 2020-09-17 17:53 | Any | Res | Old | CZ06 | rWtd | Cap-Tons | 2.7 | 1500 | None | 3.6 | 0.008 | 1.25 | [9 empty] | DEER:Res:HVAC_Eff_AC | Annual | 20
RB-HV-DuctSeal-MedToLow | DEER2020 | D20v0 | 2019-11-06 16:02 | Any | SFm | Ex | CZ06 | rDXGF | Cap-Tons | 4.01 | 2390 | None | 8.12 | 0.0229 | 1.4 | [9 empty] | DEER:Res:HVAC_Eff_AC | Annual | 20
RB-HV-DuctSeal-MedToLow | DEER2020 | D20v0 | 2019-11-06 16:02 | Any | SFm | Ex | CZ06 | rDXHP | Cap-Tons | 4.01 | 2390 | None | 20.6 | 0.0238 | 0 | [9 empty] | DEER:Res:HVAC_Eff_AC | Annual | 20
RB-HV-DuctSeal-MedToLow | DEER2020 | D20v0 | 2019-11-06 16:02 | Any | SFm | Ex | CZ06 | rNCGF | Cap-Tons | 4.01 | 2390 | None | 0.828 | 0 | 1.36 | [9 empty] | DEER:Res:HVAC_Eff_AC | Annual | 20
RB-HV-DuctSeal-MedToLow | DEER2020 | D20v0 | 2020-09-17 17:53 | Any | SFm | Ex | CZ06 | rWtd | Cap-Tons | 4.01 | 2390 | None | 4.13 | 0.00951 | 1.34 | [9 empty] | DEER:Res:HVAC_Eff_AC | Annual | 20
RB-HV-DuctSeal-MedToLow | DEER2020 | D20v0 | 2019-11-06 16:02 | Any | SFm | Old | CZ06 | rDXGF | Cap-Tons | 3.36 | 1730 | None | 8.8 | 0.0267 | 1.78 | [9 empty] | DEER:Res:HVAC_Eff_AC | Annual | 20
RB-HV-DuctSeal-MedToLow | DEER2020 | D20v0 | 2019-11-06 16:02 | Any | SFm | Old | CZ06 | rDXHP | Cap-Tons | 3.36 | 1730 | None | 24.1 | 0.028 | 0 | [9 empty] | DEER:Res:HVAC_Eff_AC | Annual | 20
RB-HV-DuctSeal-MedToLow | DEER2020 | D20v0 | 2019-11-06 16:02 | Any | SFm | Old | CZ06 | rNCGF | Cap-Tons | 3.36 | 1730 | None | 1.1 | 0 | 1.74 | [9 empty] | DEER:Res:HVAC_Eff_AC | Annual | 20
RB-HV-DuctSeal-MedToLow | DEER2020 | D20v0 | 2020-09-17 17:53 | Any | SFm | Old | CZ06 | rWtd | Cap-Tons | 3.36 | 1730 | None | 4.64 | 0.0111 | 1.72 | [9 empty] | DEER:Res:HVAC_Eff_AC | Annual | 20
RB-HV-DuctSeal-MedToLow | DEER2020 | D20v0 | 2019-11-06 16:03 | Any | DMo | Ex | CZ07 | rDXGF | Cap-Tons | 3.5 | 1240 | None | 123 | 0.0165 | 1.01 | [9 empty] | DEER:Res:HVAC_Eff_AC | Annual | 20
RB-HV-DuctSeal-MedToLow | DEER2020 | D20v0 | 2019-11-06 16:03 | Any | DMo | Ex | CZ07 | rDXHP | Cap-Tons | 3.5 | 1240 | None | 131 | 0.0193 | 0 | [9 empty] | DEER:Res:HVAC_Eff_AC | Annual | 20
RB-HV-DuctSeal-MedToLow | DEER2020 | D20v0 | 2019-11-06 16:03 | Any | DMo | Ex | CZ07 | rNCGF | Cap-Tons | 3.5 | 1240 | None | 0.593 | 0 | 0.929 | [9 empty] | DEER:Res:HVAC_Eff_AC | Annual | 20
RB-HV-DuctSeal-MedToLow | DEER2020 | D20v0 | 2020-09-17 17:53 | Any | DMo | Ex | CZ07 | rWtd | Cap-Tons | 3.5 | 1240 | None | 30.5 | 0.00408 | 0.919 | [9 empty] | DEER:Res:HVAC_Eff_AC | Annual | 20
RB-HV-DuctSeal-MedToLow | DEER2020 | D20v0 | 2019-11-06 16:03 | Any | DMo | Old | CZ07 | rDXGF | Cap-Tons | 3.5 | 1210 | None | 23 | 0.0314 | 1.18 | [9 empty] | DEER:Res:HVAC_Eff_AC | Annual | 20
RB-HV-DuctSeal-MedToLow | DEER2020 | D20v0 | 2019-11-06 16:03 | Any | DMo | Old | CZ07 | rDXHP | Cap-Tons | 3.5 | 1210 | None | 35 | 0.0377 | 0 | [9 empty] | DEER:Res:HVAC_Eff_AC | Annual | 20
RB-HV-DuctSeal-MedToLow | DEER2020 | D20v0 | 2019-11-06 16:03 | Any | DMo | Old | CZ07 | rNCGF | Cap-Tons | 3.5 | 1210 | None | 0.672 | 0 | 1.09 | [9 empty] | DEER:Res:HVAC_Eff_AC | Annual | 20
RB-HV-DuctSeal-MedToLow | DEER2020 | D20v0 | 2020-09-17 17:53 | Any | DMo | Old | CZ07 | rWtd | Cap-Tons | 3.5 | 1210 | None | 6.45 | 0.00781 | 1.07 | [9 empty] | DEER:Res:HVAC_Eff_AC | Annual | 20
RB-HV-DuctSeal-MedToLow | DEER2020 | D20v0 | 2019-11-06 16:03 | Any | MFm | Ex | CZ07 | rDXGF | Cap-Tons | 1.11 | 1210 | None | 3.5 | 0.00376 | 0.329 | [9 empty] | DEER:Res:HVAC_Eff_AC | Annual | 20
RB-HV-DuctSeal-MedToLow | DEER2020 | D20v0 | 2019-11-06 16:03 | Any | MFm | Ex | CZ07 | rDXHP | Cap-Tons | 1.11 | 1210 | None | 5.92 | 0.00398 | 0 | [9 empty] | DEER:Res:HVAC_Eff_AC | Annual | 20
RB-HV-DuctSeal-MedToLow | DEER2020 | D20v0 | 2019-11-06 16:03 | Any | MFm | Ex | CZ07 | rNCGF | Cap-Tons | 1.11 | 1210 | None | 0.291 | 0 | 0.317 | [9 empty] | DEER:Res:HVAC_Eff_AC | Annual | 20
RB-HV-DuctSeal-MedToLow | DEER2020 | D20v0 | 2020-09-17 17:53 | Any | MFm | Ex | CZ07 | rWtd | Cap-Tons | 1.11 | 1210 | None | 1.42 | 0.00122 | 0.307 | [9 empty] | DEER:Res:HVAC_Eff_AC | Annual | 20
RB-HV-DuctSeal-MedToLow | DEER2020 | D20v0 | 2019-11-06 16:03 | Any | MFm | Old | CZ07 | rDXGF | Cap-Tons | 1.35 | 1160 | None | 2.25 | 0.00301 | 0.433 | [9 empty] | DEER:Res:HVAC_Eff_AC | Annual | 20
RB-HV-DuctSeal-MedToLow | DEER2020 | D20v0 | 2019-11-06 16:03 | Any | MFm | Old | CZ07 | rDXHP | Cap-Tons | 1.35 | 1160 | None | 5.27 | 0.00346 | 0 | [9 empty] | DEER:Res:HVAC_Eff_AC | Annual | 20
RB-HV-DuctSeal-MedToLow | DEER2020 | D20v0 | 2019-11-06 16:03 | Any | MFm | Old | CZ07 | rNCGF | Cap-Tons | 1.35 | 1160 | None | 0.351 | 0 | 0.417 | [9 empty] | DEER:Res:HVAC_Eff_AC | Annual | 20
RB-HV-DuctSeal-MedToLow | DEER2020 | D20v0 | 2020-09-17 17:53 | Any | MFm | Old | CZ07 | rWtd | Cap-Tons | 1.35 | 1160 | None | 1.08 | 0.00099 | 0.405 | [9 empty] | DEER:Res:HVAC_Eff_AC | Annual | 20
RB-HV-DuctSeal-MedToLow | DEER2020 | D20v0 | 2019-11-06 16:03 | Any | Res | Ex | CZ07 | rDXGF | Cap-Tons | 2.5 | 1970 | None | 13.3 | 0.016 | 0.94 | [9 empty] | DEER:Res:HVAC_Eff_AC | Annual | 20
RB-HV-DuctSeal-MedToLow | DEER2020 | D20v0 | 2019-11-06 16:03 | Any | Res | Ex | CZ07 | rDXHP | Cap-Tons | 2.5 | 1970 | None | 19.8 | 0.017 | 0 | [9 empty] | DEER:Res:HVAC_Eff_AC | Annual | 20
RB-HV-DuctSeal-MedToLow | DEER2020 | D20v0 | 2019-11-06 16:03 | Any | Res | Ex | CZ07 | rNCGF | Cap-Tons | 2.5 | 1970 | None | 0.6 | 0 | 0.92 | [9 empty] | DEER:Res:HVAC_Eff_AC | Annual | 20
RB-HV-DuctSeal-MedToLow | DEER2020 | D20v0 | 2020-09-17 17:53 | Any | Res | Ex | CZ07 | rWtd | Cap-Tons | 2.5 | 1970 | None | 4.6 | 0.005 | 0.91 | [9 empty] | DEER:Res:HVAC_Eff_AC | Annual | 20
RB-HV-DuctSeal-MedToLow | DEER2020 | D20v0 | 2019-11-06 16:03 | Any | Res | Old | CZ07 | rDXGF | Cap-Tons | 2.2 | 1540 | None | 8.2 | 0.015 | 1.4 | [9 empty] | DEER:Res:HVAC_Eff_AC | Annual | 20
RB-HV-DuctSeal-MedToLow | DEER2020 | D20v0 | 2019-11-06 16:03 | Any | Res | Old | CZ07 | rDXHP | Cap-Tons | 2.2 | 1540 | None | 18.2 | 0.016 | 0 | [9 empty] | DEER:Res:HVAC_Eff_AC | Annual | 20
RB-HV-DuctSeal-MedToLow | DEER2020 | D20v0 | 2019-11-06 16:03 | Any | Res | Old | CZ07 | rNCGF | Cap-Tons | 2.2 | 1540 | None | 0.9 | 0 | 1.37 | [9 empty] | DEER:Res:HVAC_Eff_AC | Annual | 20
RB-HV-DuctSeal-MedToLow | DEER2020 | D20v0 | 2020-09-17 17:53 | Any | Res | Old | CZ07 | rWtd | Cap-Tons | 2.2 | 1540 | None | 3.5 | 0.005 | 1.35 | [9 empty] | DEER:Res:HVAC_Eff_AC | Annual | 20
RB-HV-DuctSeal-MedToLow | DEER2020 | D20v0 | 2019-11-06 16:03 | Any | SFm | Ex | CZ07 | rDXGF | Cap-Tons | 3.21 | 2390 | None | 12.4 | 0.022 | 1.25 | [9 empty] | DEER:Res:HVAC_Eff_AC | Annual | 20
RB-HV-DuctSeal-MedToLow | DEER2020 | D20v0 | 2019-11-06 16:03 | Any | SFm | Ex | CZ07 | rDXHP | Cap-Tons | 3.21 | 2390 | None | 20.8 | 0.0228 | 0 | [9 empty] | DEER:Res:HVAC_Eff_AC | Annual | 20
RB-HV-DuctSeal-MedToLow | DEER2020 | D20v0 | 2019-11-06 16:03 | Any | SFm | Ex | CZ07 | rNCGF | Cap-Tons | 3.21 | 2390 | None | 0.767 | 0 | 1.22 | [9 empty] | DEER:Res:HVAC_Eff_AC | Annual | 20
RB-HV-DuctSeal-MedToLow | DEER2020 | D20v0 | 2020-09-17 17:53 | Any | SFm | Ex | CZ07 | rWtd | Cap-Tons | 3.21 | 2390 | None | 4.74 | 0.00726 | 1.21 | [9 empty] | DEER:Res:HVAC_Eff_AC | Annual | 20
RB-HV-DuctSeal-MedToLow | DEER2020 | D20v0 | 2019-11-06 16:03 | Any | SFm | Old | CZ07 | rDXGF | Cap-Tons | 2.59 | 1780 | None | 10.8 | 0.0211 | 1.99 | [9 empty] | DEER:Res:HVAC_Eff_AC | Annual | 20
RB-HV-DuctSeal-MedToLow | DEER2020 | D20v0 | 2019-11-06 16:03 | Any | SFm | Old | CZ07 | rDXHP | Cap-Tons | 2.59 | 1780 | None | 24.8 | 0.0223 | 0 | [9 empty] | DEER:Res:HVAC_Eff_AC | Annual | 20
RB-HV-DuctSeal-MedToLow | DEER2020 | D20v0 | 2019-11-06 16:03 | Any | SFm | Old | CZ07 | rNCGF | Cap-Tons | 2.59 | 1780 | None | 1.31 | 0 | 1.95 | [9 empty] | DEER:Res:HVAC_Eff_AC | Annual | 20
RB-HV-DuctSeal-MedToLow | DEER2020 | D20v0 | 2020-09-17 17:53 | Any | SFm | Old | CZ07 | rWtd | Cap-Tons | 2.59 | 1780 | None | 4.7 | 0.00696 | 1.93 | [9 empty] | DEER:Res:HVAC_Eff_AC | Annual | 20
RB-HV-DuctSeal-MedToLow | DEER2020 | D20v0 | 2019-11-06 16:04 | Any | DMo | Ex | CZ08 | rDXGF | Cap-Tons | 3.5 | 1240 | None | 126 | 0.0279 | 1.6 | [9 empty] | DEER:Res:HVAC_Eff_AC | Annual | 20
RB-HV-DuctSeal-MedToLow | DEER2020 | D20v0 | 2019-11-06 16:04 | Any | DMo | Ex | CZ08 | rDXHP | Cap-Tons | 3.5 | 1240 | None | 141 | 0.0322 | 0 | [9 empty] | DEER:Res:HVAC_Eff_AC | Annual | 20
RB-HV-DuctSeal-MedToLow | DEER2020 | D20v0 | 2019-11-06 16:04 | Any | DMo | Ex | CZ08 | rNCGF | Cap-Tons | 3.5 | 1240 | None | 0.935 | 0 | 1.45 | [9 empty] | DEER:Res:HVAC_Eff_AC | Annual | 20
RB-HV-DuctSeal-MedToLow | DEER2020 | D20v0 | 2020-09-17 17:53 | Any | DMo | Ex | CZ08 | rWtd | Cap-Tons | 3.5 | 1240 | None | 88.2 | 0.0195 | 1.42 | [9 empty] | DEER:Res:HVAC_Eff_AC | Annual | 20
RB-HV-DuctSeal-MedToLow | DEER2020 | D20v0 | 2019-11-06 16:04 | Any | DMo | Old | CZ08 | rDXGF | Cap-Tons | 3.5 | 1220 | None | 33.6 | 0.0408 | 1.77 | [9 empty] | DEER:Res:HVAC_Eff_AC | Annual | 20
RB-HV-DuctSeal-MedToLow | DEER2020 | D20v0 | 2019-11-06 16:04 | Any | DMo | Old | CZ08 | rDXHP | Cap-Tons | 3.5 | 1220 | None | 50.4 | 0.0455 | 0 | [9 empty] | DEER:Res:HVAC_Eff_AC | Annual | 20
RB-HV-DuctSeal-MedToLow | DEER2020 | D20v0 | 2019-11-06 16:04 | Any | DMo | Old | CZ08 | rNCGF | Cap-Tons | 3.5 | 1220 | None | 1 | 0 | 1.61 | [9 empty] | DEER:Res:HVAC_Eff_AC | Annual | 20
RB-HV-DuctSeal-MedToLow | DEER2020 | D20v0 | 2020-09-17 17:53 | Any | DMo | Old | CZ08 | rWtd | Cap-Tons | 3.5 | 1220 | None | 24.8 | 0.0283 | 1.57 | [9 empty] | DEER:Res:HVAC_Eff_AC | Annual | 20
RB-HV-DuctSeal-MedToLow | DEER2020 | D20v0 | 2019-11-06 16:04 | Any | MFm | Ex | CZ08 | rDXGF | Cap-Tons | 1.19 | 1210 | None | 4.43 | 0.00443 | 0.333 | [9 empty] | DEER:Res:HVAC_Eff_AC | Annual | 20
RB-HV-DuctSeal-MedToLow | DEER2020 | D20v0 | 2019-11-06 16:04 | Any | MFm | Ex | CZ08 | rDXHP | Cap-Tons | 1.19 | 1210 | None | 7.16 | 0.00447 | 0 | [9 empty] | DEER:Res:HVAC_Eff_AC | Annual | 20
RB-HV-DuctSeal-MedToLow | DEER2020 | D20v0 | 2019-11-06 16:04 | Any | MFm | Ex | CZ08 | rNCGF | Cap-Tons | 1.19 | 1210 | None | 0.288 | 0 | 0.321 | [9 empty] | DEER:Res:HVAC_Eff_AC | Annual | 20
RB-HV-DuctSeal-MedToLow | DEER2020 | D20v0 | 2020-09-17 17:53 | Any | MFm | Ex | CZ08 | rWtd | Cap-Tons | 1.19 | 1210 | None | 2.41 | 0.0021 | 0.307 | [9 empty] | DEER:Res:HVAC_Eff_AC | Annual | 20
RB-HV-DuctSeal-MedToLow | DEER2020 | D20v0 | 2019-11-06 16:04 | Any | MFm | Old | CZ08 | rDXGF | Cap-Tons | 1.47 | 1130 | None | 4.83 | 0.00555 | 0.526 | [9 empty] | DEER:Res:HVAC_Eff_AC | Annual | 20
RB-HV-DuctSeal-MedToLow | DEER2020 | D20v0 | 2019-11-06 16:04 | Any | MFm | Old | CZ08 | rDXHP | Cap-Tons | 1.47 | 1130 | None | 9.16 | 0.00555 | 0 | [9 empty] | DEER:Res:HVAC_Eff_AC | Annual | 20
RB-HV-DuctSeal-MedToLow | DEER2020 | D20v0 | 2019-11-06 16:04 | Any | MFm | Old | CZ08 | rNCGF | Cap-Tons | 1.47 | 1130 | None | 0.411 | 0 | 0.504 | [9 empty] | DEER:Res:HVAC_Eff_AC | Annual | 20
RB-HV-DuctSeal-MedToLow | DEER2020 | D20v0 | 2020-09-17 17:53 | Any | MFm | Old | CZ08 | rWtd | Cap-Tons | 1.47 | 1130 | None | 2.76 | 0.00263 | 0.483 | [9 empty] | DEER:Res:HVAC_Eff_AC | Annual | 20
RB-HV-DuctSeal-MedToLow | DEER2020 | D20v0 | 2019-11-06 16:04 | Any | Res | Ex | CZ08 | rDXGF | Cap-Tons | 2.4 | 1760 | None | 13.1 | 0.015 | 0.71 | [9 empty] | DEER:Res:HVAC_Eff_AC | Annual | 20
RB-HV-DuctSeal-MedToLow | DEER2020 | D20v0 | 2019-11-06 16:04 | Any | Res | Ex | CZ08 | rDXHP | Cap-Tons | 2.4 | 1760 | None | 19.3 | 0.015 | 0 | [9 empty] | DEER:Res:HVAC_Eff_AC | Annual | 20
RB-HV-DuctSeal-MedToLow | DEER2020 | D20v0 | 2019-11-06 16:04 | Any | Res | Ex | CZ08 | rNCGF | Cap-Tons | 2.4 | 1760 | None | 0.5 | 0 | 0.69 | [9 empty] | DEER:Res:HVAC_Eff_AC | Annual | 20
RB-HV-DuctSeal-MedToLow | DEER2020 | D20v0 | 2020-09-17 17:53 | Any | Res | Ex | CZ08 | rWtd | Cap-Tons | 2.4 | 1760 | None | 7.1 | 0.007 | 0.68 | [9 empty] | DEER:Res:HVAC_Eff_AC | Annual | 20
RB-HV-DuctSeal-MedToLow | DEER2020 | D20v0 | 2019-11-06 16:04 | Any | Res | Old | CZ08 | rDXGF | Cap-Tons | 2.5 | 1450 | None | 11 | 0.016 | 1.25 | [9 empty] | DEER:Res:HVAC_Eff_AC | Annual | 20
RB-HV-DuctSeal-MedToLow | DEER2020 | D20v0 | 2019-11-06 16:04 | Any | Res | Old | CZ08 | rDXHP | Cap-Tons | 2.5 | 1450 | None | 21 | 0.017 | 0 | [9 empty] | DEER:Res:HVAC_Eff_AC | Annual | 20
RB-HV-DuctSeal-MedToLow | DEER2020 | D20v0 | 2019-11-06 16:04 | Any | Res | Old | CZ08 | rNCGF | Cap-Tons | 2.5 | 1450 | None | 0.8 | 0 | 1.22 | [9 empty] | DEER:Res:HVAC_Eff_AC | Annual | 20
RB-HV-DuctSeal-MedToLow | DEER2020 | D20v0 | 2020-09-17 17:53 | Any | Res | Old | CZ08 | rWtd | Cap-Tons | 2.5 | 1450 | None | 6.2 | 0.008 | 1.19 | [9 empty] | DEER:Res:HVAC_Eff_AC | Annual | 20
RB-HV-DuctSeal-MedToLow | DEER2020 | D20v0 | 2019-11-06 16:04 | Any | SFm | Ex | CZ08 | rDXGF | Cap-Tons | 3.77 | 2390 | None | 21 | 0.0258 | 1.12 | [9 empty] | DEER:Res:HVAC_Eff_AC | Annual | 20
RB-HV-DuctSeal-MedToLow | DEER2020 | D20v0 | 2019-11-06 16:04 | Any | SFm | Ex | CZ08 | rDXHP | Cap-Tons | 3.77 | 2390 | None | 30.8 | 0.0272 | 0 | [9 empty] | DEER:Res:HVAC_Eff_AC | Annual | 20
RB-HV-DuctSeal-MedToLow | DEER2020 | D20v0 | 2019-11-06 16:04 | Any | SFm | Ex | CZ08 | rNCGF | Cap-Tons | 3.77 | 2390 | None | 0.678 | 0 | 1.1 | [9 empty] | DEER:Res:HVAC_Eff_AC | Annual | 20
RB-HV-DuctSeal-MedToLow | DEER2020 | D20v0 | 2020-09-17 17:53 | Any | SFm | Ex | CZ08 | rWtd | Cap-Tons | 3.77 | 2390 | None | 11.1 | 0.0129 | 1.08 | [9 empty] | DEER:Res:HVAC_Eff_AC | Annual | 20
RB-HV-DuctSeal-MedToLow | DEER2020 | D20v0 | 2019-11-06 16:04 | Any | SFm | Old | CZ08 | rDXGF | Cap-Tons | 3.07 | 1620 | None | 14.2 | 0.021 | 1.62 | [9 empty] | DEER:Res:HVAC_Eff_AC | Annual | 20
RB-HV-DuctSeal-MedToLow | DEER2020 | D20v0 | 2019-11-06 16:04 | Any | SFm | Old | CZ08 | rDXHP | Cap-Tons | 3.07 | 1620 | None | 27.1 | 0.0223 | 0 | [9 empty] | DEER:Res:HVAC_Eff_AC | Annual | 20
RB-HV-DuctSeal-MedToLow | DEER2020 | D20v0 | 2019-11-06 16:04 | Any | SFm | Old | CZ08 | rNCGF | Cap-Tons | 3.07 | 1620 | None | 1.03 | 0 | 1.6 | [9 empty] | DEER:Res:HVAC_Eff_AC | Annual | 20
RB-HV-DuctSeal-MedToLow | DEER2020 | D20v0 | 2020-09-17 17:53 | Any | SFm | Old | CZ08 | rWtd | Cap-Tons | 3.07 | 1620 | None | 7.92 | 0.0105 | 1.57 | [9 empty] | DEER:Res:HVAC_Eff_AC | Annual | 20
RB-HV-DuctSeal-MedToLow | DEER2020 | D20v0 | 2019-11-06 16:05 | Any | DMo | Ex | CZ09 | rDXGF | Cap-Tons | 3.5 | 1240 | None | 113 | 0.0524 | 2.11 | [9 empty] | DEER:Res:HVAC_Eff_AC | Annual | 20
RB-HV-DuctSeal-MedToLow | DEER2020 | D20v0 | 2019-11-06 16:05 | Any | DMo | Ex | CZ09 | rDXHP | Cap-Tons | 3.5 | 1240 | None | 131 | 0.0595 | 0 | [9 empty] | DEER:Res:HVAC_Eff_AC | Annual | 20
RB-HV-DuctSeal-MedToLow | DEER2020 | D20v0 | 2019-11-06 16:05 | Any | DMo | Ex | CZ09 | rNCGF | Cap-Tons | 3.5 | 1240 | None | 1.23 | 0 | 1.9 | [9 empty] | DEER:Res:HVAC_Eff_AC | Annual | 20
RB-HV-DuctSeal-MedToLow | DEER2020 | D20v0 | 2020-09-17 17:53 | Any | DMo | Ex | CZ09 | rWtd | Cap-Tons | 3.5 | 1240 | None | 85.6 | 0.0396 | 1.86 | [9 empty] | DEER:Res:HVAC_Eff_AC | Annual | 20
RB-HV-DuctSeal-MedToLow | DEER2020 | D20v0 | 2019-11-06 16:05 | Any | DMo | Old | CZ09 | rDXGF | Cap-Tons | 3.5 | 1220 | None | 50.4 | 0.0854 | 2.83 | [9 empty] | DEER:Res:HVAC_Eff_AC | Annual | 20
RB-HV-DuctSeal-MedToLow | DEER2020 | D20v0 | 2019-11-06 16:05 | Any | DMo | Old | CZ09 | rDXHP | Cap-Tons | 3.5 | 1220 | None | 76.2 | 0.094 | 0 | [9 empty] | DEER:Res:HVAC_Eff_AC | Annual | 20
RB-HV-DuctSeal-MedToLow | DEER2020 | D20v0 | 2019-11-06 16:05 | Any | DMo | Old | CZ09 | rNCGF | Cap-Tons | 3.5 | 1220 | None | 1.6 | 0 | 2.55 | [9 empty] | DEER:Res:HVAC_Eff_AC | Annual | 20
RB-HV-DuctSeal-MedToLow | DEER2020 | D20v0 | 2020-09-17 17:53 | Any | DMo | Old | CZ09 | rWtd | Cap-Tons | 3.5 | 1220 | None | 40.2 | 0.0643 | 2.49 | [9 empty] | DEER:Res:HVAC_Eff_AC | Annual | 20
RB-HV-DuctSeal-MedToLow | DEER2020 | D20v0 | 2019-11-06 16:05 | Any | MFm | Ex | CZ09 | rDXGF | Cap-Tons | 1 | 1130 | None | 5.35 | 0.00696 | 0.541 | [9 empty] | DEER:Res:HVAC_Eff_AC | Annual | 20
RB-HV-DuctSeal-MedToLow | DEER2020 | D20v0 | 2019-11-06 16:05 | Any | MFm | Ex | CZ09 | rDXHP | Cap-Tons | 1 | 1130 | None | 9.61 | 0.00665 | 0 | [9 empty] | DEER:Res:HVAC_Eff_AC | Annual | 20
RB-HV-DuctSeal-MedToLow | DEER2020 | D20v0 | 2019-11-06 16:05 | Any | MFm | Ex | CZ09 | rNCGF | Cap-Tons | 1 | 1130 | None | 0.495 | 0 | 0.512 | [9 empty] | DEER:Res:HVAC_Eff_AC | Annual | 20
RB-HV-DuctSeal-MedToLow | DEER2020 | D20v0 | 2020-09-17 17:53 | Any | MFm | Ex | CZ09 | rWtd | Cap-Tons | 1 | 1130 | None | 4.25 | 0.00482 | 0.485 | [9 empty] | DEER:Res:HVAC_Eff_AC | Annual | 20
RB-HV-DuctSeal-MedToLow | DEER2020 | D20v0 | 2019-11-06 16:05 | Any | MFm | Old | CZ09 | rDXGF | Cap-Tons | 1.87 | 1260 | None | 6.88 | 0.00819 | 0.661 | [9 empty] | DEER:Res:HVAC_Eff_AC | Annual | 20
RB-HV-DuctSeal-MedToLow | DEER2020 | D20v0 | 2019-11-06 16:05 | Any | MFm | Old | CZ09 | rDXHP | Cap-Tons | 1.87 | 1260 | None | 12.2 | 0.00822 | 0 | [9 empty] | DEER:Res:HVAC_Eff_AC | Annual | 20
RB-HV-DuctSeal-MedToLow | DEER2020 | D20v0 | 2019-11-06 16:05 | Any | MFm | Old | CZ09 | rNCGF | Cap-Tons | 1.87 | 1260 | None | 0.478 | 0 | 0.634 | [9 empty] | DEER:Res:HVAC_Eff_AC | Annual | 20
RB-HV-DuctSeal-MedToLow | DEER2020 | D20v0 | 2020-09-17 17:53 | Any | MFm | Old | CZ09 | rWtd | Cap-Tons | 1.87 | 1260 | None | 5.4 | 0.0057 | 0.595 | [9 empty] | DEER:Res:HVAC_Eff_AC | Annual | 20
RB-HV-DuctSeal-MedToLow | DEER2020 | D20v0 | 2019-11-06 16:05 | Any | Res | Ex | CZ09 | rDXGF | Cap-Tons | 2.2 | 1740 | None | 15.5 | 0.022 | 1.33 | [9 empty] | DEER:Res:HVAC_Eff_AC | Annual | 20
RB-HV-DuctSeal-MedToLow | DEER2020 | D20v0 | 2019-11-06 16:05 | Any | Res | Ex | CZ09 | rDXHP | Cap-Tons | 2.2 | 1740 | None | 26.7 | 0.023 | 0 | [9 empty] | DEER:Res:HVAC_Eff_AC | Annual | 20
RB-HV-DuctSeal-MedToLow | DEER2020 | D20v0 | 2019-11-06 16:05 | Any | Res | Ex | CZ09 | rNCGF | Cap-Tons | 2.2 | 1740 | None | 0.9 | 0 | 1.28 | [9 empty] | DEER:Res:HVAC_Eff_AC | Annual | 20
RB-HV-DuctSeal-MedToLow | DEER2020 | D20v0 | 2020-09-17 17:53 | Any | Res | Ex | CZ09 | rWtd | Cap-Tons | 2.2 | 1740 | None | 12.6 | 0.017 | 1.24 | [9 empty] | DEER:Res:HVAC_Eff_AC | Annual | 20
RB-HV-DuctSeal-MedToLow | DEER2020 | D20v0 | 2019-11-06 16:05 | Any | Res | Old | CZ09 | rDXGF | Cap-Tons | 2.7 | 1490 | None | 15.5 | 0.029 | 1.45 | [9 empty] | DEER:Res:HVAC_Eff_AC | Annual | 20
RB-HV-DuctSeal-MedToLow | DEER2020 | D20v0 | 2019-11-06 16:05 | Any | Res | Old | CZ09 | rDXHP | Cap-Tons | 2.7 | 1490 | None | 28.8 | 0.03 | 0 | [9 empty] | DEER:Res:HVAC_Eff_AC | Annual | 20
RB-HV-DuctSeal-MedToLow | DEER2020 | D20v0 | 2019-11-06 16:05 | Any | Res | Old | CZ09 | rNCGF | Cap-Tons | 2.7 | 1490 | None | 0.9 | 0 | 1.41 | [9 empty] | DEER:Res:HVAC_Eff_AC | Annual | 20
RB-HV-DuctSeal-MedToLow | DEER2020 | D20v0 | 2020-09-17 17:53 | Any | Res | Old | CZ09 | rWtd | Cap-Tons | 2.7 | 1490 | None | 12.8 | 0.022 | 1.36 | [9 empty] | DEER:Res:HVAC_Eff_AC | Annual | 20
RB-HV-DuctSeal-MedToLow | DEER2020 | D20v0 | 2019-11-06 16:05 | Any | SFm | Ex | CZ09 | rDXGF | Cap-Tons | 3.37 | 2420 | None | 22.1 | 0.0375 | 2.15 | [9 empty] | DEER:Res:HVAC_Eff_AC | Annual | 20
RB-HV-DuctSeal-MedToLow | DEER2020 | D20v0 | 2019-11-06 16:05 | Any | SFm | Ex | CZ09 | rDXHP | Cap-Tons | 3.37 | 2420 | None | 40.5 | 0.0392 | 0 | [9 empty] | DEER:Res:HVAC_Eff_AC | Annual | 20
RB-HV-DuctSeal-MedToLow | DEER2020 | D20v0 | 2019-11-06 16:05 | Any | SFm | Ex | CZ09 | rNCGF | Cap-Tons | 3.37 | 2420 | None | 1.32 | 0 | 2.1 | [9 empty] | DEER:Res:HVAC_Eff_AC | Annual | 20
RB-HV-DuctSeal-MedToLow | DEER2020 | D20v0 | 2020-09-17 17:53 | Any | SFm | Ex | CZ09 | rWtd | Cap-Tons | 3.37 | 2420 | None | 18.4 | 0.0295 | 2.05 | [9 empty] | DEER:Res:HVAC_Eff_AC | Annual | 20
RB-HV-DuctSeal-MedToLow | DEER2020 | D20v0 | 2019-11-06 16:05 | Any | SFm | Old | CZ09 | rDXGF | Cap-Tons | 3.49 | 1690 | None | 22.7 | 0.0468 | 2.13 | [9 empty] | DEER:Res:HVAC_Eff_AC | Annual | 20
RB-HV-DuctSeal-MedToLow | DEER2020 | D20v0 | 2019-11-06 16:05 | Any | SFm | Old | CZ09 | rDXHP | Cap-Tons | 3.49 | 1690 | None | 43 | 0.0493 | 0 | [9 empty] | DEER:Res:HVAC_Eff_AC | Annual | 20
RB-HV-DuctSeal-MedToLow | DEER2020 | D20v0 | 2019-11-06 16:05 | Any | SFm | Old | CZ09 | rNCGF | Cap-Tons | 3.49 | 1690 | None | 1.32 | 0 | 2.09 | [9 empty] | DEER:Res:HVAC_Eff_AC | Annual | 20
RB-HV-DuctSeal-MedToLow | DEER2020 | D20v0 | 2020-09-17 17:53 | Any | SFm | Old | CZ09 | rWtd | Cap-Tons | 3.49 | 1690 | None | 19 | 0.0368 | 2.03 | [9 empty] | DEER:Res:HVAC_Eff_AC | Annual | 20
RB-HV-DuctSeal-MedToLow | DEER2020 | D20v0 | 2019-11-06 16:06 | Any | DMo | Ex | CZ10 | rDXGF | Cap-Tons | 3.5 | 1240 | None | 119 | 0.0538 | 1.78 | [9 empty] | DEER:Res:HVAC_Eff_AC | Annual | 20
RB-HV-DuctSeal-MedToLow | DEER2020 | D20v0 | 2019-11-06 16:06 | Any | DMo | Ex | CZ10 | rDXHP | Cap-Tons | 3.5 | 1240 | None | 138 | 0.0601 | 0 | [9 empty] | DEER:Res:HVAC_Eff_AC | Annual | 20
RB-HV-DuctSeal-MedToLow | DEER2020 | D20v0 | 2019-11-06 16:06 | Any | DMo | Ex | CZ10 | rNCGF | Cap-Tons | 3.5 | 1240 | None | 1.02 | 0 | 1.6 | [9 empty] | DEER:Res:HVAC_Eff_AC | Annual | 20
RB-HV-DuctSeal-MedToLow | DEER2020 | D20v0 | 2020-09-17 17:53 | Any | DMo | Ex | CZ10 | rWtd | Cap-Tons | 3.5 | 1240 | None | 118 | 0.0534 | 1.56 | [9 empty] | DEER:Res:HVAC_Eff_AC | Annual | 20
RB-HV-DuctSeal-MedToLow | DEER2020 | D20v0 | 2019-11-06 16:06 | Any | DMo | Old | CZ10 | rDXGF | Cap-Tons | 3.5 | 1220 | None | 47.2 | 0.0672 | 2.55 | [9 empty] | DEER:Res:HVAC_Eff_AC | Annual | 20
RB-HV-DuctSeal-MedToLow | DEER2020 | D20v0 | 2019-11-06 16:06 | Any | DMo | Old | CZ10 | rDXHP | Cap-Tons | 3.5 | 1220 | None | 73.8 | 0.0739 | 0 | [9 empty] | DEER:Res:HVAC_Eff_AC | Annual | 20
RB-HV-DuctSeal-MedToLow | DEER2020 | D20v0 | 2019-11-06 16:06 | Any | DMo | Old | CZ10 | rNCGF | Cap-Tons | 3.5 | 1220 | None | 1.42 | 0 | 2.29 | [9 empty] | DEER:Res:HVAC_Eff_AC | Annual | 20
RB-HV-DuctSeal-MedToLow | DEER2020 | D20v0 | 2020-09-17 17:53 | Any | DMo | Old | CZ10 | rWtd | Cap-Tons | 3.5 | 1220 | None | 49.4 | 0.0665 | 2.23 | [9 empty] | DEER:Res:HVAC_Eff_AC | Annual | 20
RB-HV-DuctSeal-MedToLow | DEER2020 | D20v0 | 2019-11-06 16:06 | Any | MFm | Ex | CZ10 | rDXGF | Cap-Tons | 1 | 1070 | None | 4.58 | 0.007 | 0.354 | [9 empty] | DEER:Res:HVAC_Eff_AC | Annual | 20
RB-HV-DuctSeal-MedToLow | DEER2020 | D20v0 | 2019-11-06 16:06 | Any | MFm | Ex | CZ10 | rDXHP | Cap-Tons | 1 | 1070 | None | 7.73 | 0.00708 | 0 | [9 empty] | DEER:Res:HVAC_Eff_AC | Annual | 20
RB-HV-DuctSeal-MedToLow | DEER2020 | D20v0 | 2019-11-06 16:06 | Any | MFm | Ex | CZ10 | rNCGF | Cap-Tons | 1 | 1070 | None | 0.328 | 0 | 0.338 | [9 empty] | DEER:Res:HVAC_Eff_AC | Annual | 20
RB-HV-DuctSeal-MedToLow | DEER2020 | D20v0 | 2020-09-17 17:53 | Any | MFm | Ex | CZ10 | rWtd | Cap-Tons | 1 | 1070 | None | 4.62 | 0.00647 | 0.311 | [9 empty] | DEER:Res:HVAC_Eff_AC | Annual | 20
RB-HV-DuctSeal-MedToLow | DEER2020 | D20v0 | 2019-11-06 16:06 | Any | MFm | Old | CZ10 | rDXGF | Cap-Tons | 2.01 | 1310 | None | 4.67 | 0.00756 | 0.774 | [9 empty] | DEER:Res:HVAC_Eff_AC | Annual | 20
RB-HV-DuctSeal-MedToLow | DEER2020 | D20v0 | 2019-11-06 16:06 | Any | MFm | Old | CZ10 | rDXHP | Cap-Tons | 2.01 | 1310 | None | 11.1 | 0.00756 | 0 | [9 empty] | DEER:Res:HVAC_Eff_AC | Annual | 20
RB-HV-DuctSeal-MedToLow | DEER2020 | D20v0 | 2019-11-06 16:06 | Any | MFm | Old | CZ10 | rNCGF | Cap-Tons | 2.01 | 1310 | None | 0.55 | 0 | 0.748 | [9 empty] | DEER:Res:HVAC_Eff_AC | Annual | 20
RB-HV-DuctSeal-MedToLow | DEER2020 | D20v0 | 2020-09-17 17:53 | Any | MFm | Old | CZ10 | rWtd | Cap-Tons | 2.01 | 1310 | None | 5.11 | 0.00698 | 0.682 | [9 empty] | DEER:Res:HVAC_Eff_AC | Annual | 20
RB-HV-DuctSeal-MedToLow | DEER2020 | D20v0 | 2019-11-06 16:06 | Any | Res | Ex | CZ10 | rDXGF | Cap-Tons | 2.5 | 1940 | None | 29.6 | 0.041 | 3.33 | [9 empty] | DEER:Res:HVAC_Eff_AC | Annual | 20
RB-HV-DuctSeal-MedToLow | DEER2020 | D20v0 | 2019-11-06 16:06 | Any | Res | Ex | CZ10 | rDXHP | Cap-Tons | 2.5 | 1940 | None | 64.3 | 0.041 | 0 | [9 empty] | DEER:Res:HVAC_Eff_AC | Annual | 20
RB-HV-DuctSeal-MedToLow | DEER2020 | D20v0 | 2019-11-06 16:06 | Any | Res | Ex | CZ10 | rNCGF | Cap-Tons | 2.5 | 1940 | None | 2.2 | 0 | 3.25 | [9 empty] | DEER:Res:HVAC_Eff_AC | Annual | 20
RB-HV-DuctSeal-MedToLow | DEER2020 | D20v0 | 2020-09-17 17:53 | Any | Res | Ex | CZ10 | rWtd | Cap-Tons | 2.5 | 1940 | None | 30 | 0.039 | 3.15 | [9 empty] | DEER:Res:HVAC_Eff_AC | Annual | 20
RB-HV-DuctSeal-MedToLow | DEER2020 | D20v0 | 2019-11-06 16:06 | Any | Res | Old | CZ10 | rDXGF | Cap-Tons | 3.6 | 1750 | None | 16.7 | 0.03 | 2.17 | [9 empty] | DEER:Res:HVAC_Eff_AC | Annual | 20
RB-HV-DuctSeal-MedToLow | DEER2020 | D20v0 | 2019-11-06 16:06 | Any | Res | Old | CZ10 | rDXHP | Cap-Tons | 3.6 | 1750 | None | 38.3 | 0.032 | 0 | [9 empty] | DEER:Res:HVAC_Eff_AC | Annual | 20
RB-HV-DuctSeal-MedToLow | DEER2020 | D20v0 | 2019-11-06 16:06 | Any | Res | Old | CZ10 | rNCGF | Cap-Tons | 3.6 | 1750 | None | 1.3 | 0 | 2.11 | [9 empty] | DEER:Res:HVAC_Eff_AC | Annual | 20
RB-HV-DuctSeal-MedToLow | DEER2020 | D20v0 | 2020-09-17 17:53 | Any | Res | Old | CZ10 | rWtd | Cap-Tons | 3.6 | 1750 | None | 17.2 | 0.029 | 2.04 | [9 empty] | DEER:Res:HVAC_Eff_AC | Annual | 20
RB-HV-DuctSeal-MedToLow | DEER2020 | D20v0 | 2019-11-06 16:06 | Any | SFm | Ex | CZ10 | rDXGF | Cap-Tons | 2.53 | 1950 | None | 29.5 | 0.041 | 3.37 | [9 empty] | DEER:Res:HVAC_Eff_AC | Annual | 20
RB-HV-DuctSeal-MedToLow | DEER2020 | D20v0 | 2019-11-06 16:06 | Any | SFm | Ex | CZ10 | rDXHP | Cap-Tons | 2.53 | 1950 | None | 64.5 | 0.0413 | 0 | [9 empty] | DEER:Res:HVAC_Eff_AC | Annual | 20
RB-HV-DuctSeal-MedToLow | DEER2020 | D20v0 | 2019-11-06 16:06 | Any | SFm | Ex | CZ10 | rNCGF | Cap-Tons | 2.53 | 1950 | None | 2.22 | 0 | 3.29 | [9 empty] | DEER:Res:HVAC_Eff_AC | Annual | 20
RB-HV-DuctSeal-MedToLow | DEER2020 | D20v0 | 2020-09-17 17:53 | Any | SFm | Ex | CZ10 | rWtd | Cap-Tons | 2.53 | 1950 | None | 29.8 | 0.0388 | 3.19 | [9 empty] | DEER:Res:HVAC_Eff_AC | Annual | 20
RB-HV-DuctSeal-MedToLow | DEER2020 | D20v0 | 2019-11-06 16:06 | Any | SFm | Old | CZ10 | rDXGF | Cap-Tons | 3.83 | 1830 | None | 16.5 | 0.0308 | 2.31 | [9 empty] | DEER:Res:HVAC_Eff_AC | Annual | 20
RB-HV-DuctSeal-MedToLow | DEER2020 | D20v0 | 2019-11-06 16:06 | Any | SFm | Old | CZ10 | rDXHP | Cap-Tons | 3.83 | 1830 | None | 39.6 | 0.0328 | 0 | [9 empty] | DEER:Res:HVAC_Eff_AC | Annual | 20
RB-HV-DuctSeal-MedToLow | DEER2020 | D20v0 | 2019-11-06 16:06 | Any | SFm | Old | CZ10 | rNCGF | Cap-Tons | 3.83 | 1830 | None | 1.38 | 0 | 2.26 | [9 empty] | DEER:Res:HVAC_Eff_AC | Annual | 20
RB-HV-DuctSeal-MedToLow | DEER2020 | D20v0 | 2020-09-17 17:53 | Any | SFm | Old | CZ10 | rWtd | Cap-Tons | 3.83 | 1830 | None | 16.9 | 0.0293 | 2.19 | [9 empty] | DEER:Res:HVAC_Eff_AC | Annual | 20
RB-HV-DuctSeal-MedToLow | DEER2020 | D20v0 | 2019-11-06 16:07 | Any | DMo | Ex | CZ11 | rDXGF | Cap-Tons | 3.5 | 1240 | None | 105 | 0.0762 | 3.85 | [9 empty] | DEER:Res:HVAC_Eff_AC | Annual | 20
RB-HV-DuctSeal-MedToLow | DEER2020 | D20v0 | 2019-11-06 16:07 | Any | DMo | Ex | CZ11 | rDXHP | Cap-Tons | 3.5 | 1240 | None | 145 | 0.0789 | 0 | [9 empty] | DEER:Res:HVAC_Eff_AC | Annual | 20
RB-HV-DuctSeal-MedToLow | DEER2020 | D20v0 | 2019-11-06 16:07 | Any | DMo | Ex | CZ11 | rNCGF | Cap-Tons | 3.5 | 1240 | None | 2.21 | 0 | 3.42 | [9 empty] | DEER:Res:HVAC_Eff_AC | Annual | 20
RB-HV-DuctSeal-MedToLow | DEER2020 | D20v0 | 2020-09-17 17:53 | Any | DMo | Ex | CZ11 | rWtd | Cap-Tons | 3.5 | 1240 | None | 103 | 0.0716 | 3.37 | [9 empty] | DEER:Res:HVAC_Eff_AC | Annual | 20
RB-HV-DuctSeal-MedToLow | DEER2020 | D20v0 | 2019-11-06 16:07 | Any | DMo | Old | CZ11 | rDXGF | Cap-Tons | 3.5 | 1220 | None | 64.5 | 0.0983 | 5 | [9 empty] | DEER:Res:HVAC_Eff_AC | Annual | 20
RB-HV-DuctSeal-MedToLow | DEER2020 | D20v0 | 2019-11-06 16:07 | Any | DMo | Old | CZ11 | rDXHP | Cap-Tons | 3.5 | 1220 | None | 114 | 0.102 | 0 | [9 empty] | DEER:Res:HVAC_Eff_AC | Annual | 20
RB-HV-DuctSeal-MedToLow | DEER2020 | D20v0 | 2019-11-06 16:07 | Any | DMo | Old | CZ11 | rNCGF | Cap-Tons | 3.5 | 1220 | None | 2.8 | 0 | 4.47 | [9 empty] | DEER:Res:HVAC_Eff_AC | Annual | 20
RB-HV-DuctSeal-MedToLow | DEER2020 | D20v0 | 2020-09-17 17:53 | Any | DMo | Old | CZ11 | rWtd | Cap-Tons | 3.5 | 1220 | None | 66.3 | 0.0923 | 4.38 | [9 empty] | DEER:Res:HVAC_Eff_AC | Annual | 20
RB-HV-DuctSeal-MedToLow | DEER2020 | D20v0 | 2019-11-06 16:07 | Any | MFm | Ex | CZ11 | rDXGF | Cap-Tons | 1 | 1070 | None | 11.2 | 0.0103 | 0.91 | [9 empty] | DEER:Res:HVAC_Eff_AC | Annual | 20
RB-HV-DuctSeal-MedToLow | DEER2020 | D20v0 | 2019-11-06 16:07 | Any | MFm | Ex | CZ11 | rDXHP | Cap-Tons | 1 | 1070 | None | 20.5 | 0.0103 | 0 | [9 empty] | DEER:Res:HVAC_Eff_AC | Annual | 20
RB-HV-DuctSeal-MedToLow | DEER2020 | D20v0 | 2019-11-06 16:07 | Any | MFm | Ex | CZ11 | rNCGF | Cap-Tons | 1 | 1070 | None | 0.831 | 0 | 0.876 | [9 empty] | DEER:Res:HVAC_Eff_AC | Annual | 20
RB-HV-DuctSeal-MedToLow | DEER2020 | D20v0 | 2020-09-17 17:53 | Any | MFm | Ex | CZ11 | rWtd | Cap-Tons | 1 | 1070 | None | 12 | 0.0101 | 0.797 | [9 empty] | DEER:Res:HVAC_Eff_AC | Annual | 20
RB-HV-DuctSeal-MedToLow | DEER2020 | D20v0 | 2019-11-06 16:07 | Any | MFm | Old | CZ11 | rDXGF | Cap-Tons | 1.85 | 1120 | None | 6.26 | 0.00993 | 0.882 | [9 empty] | DEER:Res:HVAC_Eff_AC | Annual | 20
RB-HV-DuctSeal-MedToLow | DEER2020 | D20v0 | 2019-11-06 16:07 | Any | MFm | Old | CZ11 | rDXHP | Cap-Tons | 1.85 | 1120 | None | 14.7 | 0.0102 | 0 | [9 empty] | DEER:Res:HVAC_Eff_AC | Annual | 20
RB-HV-DuctSeal-MedToLow | DEER2020 | D20v0 | 2019-11-06 16:07 | Any | MFm | Old | CZ11 | rNCGF | Cap-Tons | 1.85 | 1120 | None | 0.641 | 0 | 0.856 | [9 empty] | DEER:Res:HVAC_Eff_AC | Annual | 20
RB-HV-DuctSeal-MedToLow | DEER2020 | D20v0 | 2020-09-17 17:53 | Any | MFm | Old | CZ11 | rWtd | Cap-Tons | 1.85 | 1120 | None | 7.15 | 0.00972 | 0.774 | [9 empty] | DEER:Res:HVAC_Eff_AC | Annual | 20
RB-HV-DuctSeal-MedToLow | DEER2020 | D20v0 | 2019-11-06 16:07 | Any | Res | Ex | CZ11 | rDXGF | Cap-Tons | 2.7 | 1860 | None | 36.7 | 0.047 | 3.21 | [9 empty] | DEER:Res:HVAC_Eff_AC | Annual | 20
RB-HV-DuctSeal-MedToLow | DEER2020 | D20v0 | 2019-11-06 16:07 | Any | Res | Ex | CZ11 | rDXHP | Cap-Tons | 2.7 | 1860 | None | 72.6 | 0.048 | 0 | [9 empty] | DEER:Res:HVAC_Eff_AC | Annual | 20
RB-HV-DuctSeal-MedToLow | DEER2020 | D20v0 | 2019-11-06 16:07 | Any | Res | Ex | CZ11 | rNCGF | Cap-Tons | 2.7 | 1860 | None | 2.1 | 0 | 3.11 | [9 empty] | DEER:Res:HVAC_Eff_AC | Annual | 20
RB-HV-DuctSeal-MedToLow | DEER2020 | D20v0 | 2020-09-17 17:53 | Any | Res | Ex | CZ11 | rWtd | Cap-Tons | 2.7 | 1860 | None | 36.5 | 0.044 | 3.01 | [9 empty] | DEER:Res:HVAC_Eff_AC | Annual | 20
RB-HV-DuctSeal-MedToLow | DEER2020 | D20v0 | 2019-11-06 16:07 | Any | Res | Old | CZ11 | rDXGF | Cap-Tons | 3.4 | 1510 | None | 28 | 0.047 | 3.32 | [9 empty] | DEER:Res:HVAC_Eff_AC | Annual | 20
RB-HV-DuctSeal-MedToLow | DEER2020 | D20v0 | 2019-11-06 16:07 | Any | Res | Old | CZ11 | rDXHP | Cap-Tons | 3.4 | 1510 | None | 64.8 | 0.049 | 0 | [9 empty] | DEER:Res:HVAC_Eff_AC | Annual | 20
RB-HV-DuctSeal-MedToLow | DEER2020 | D20v0 | 2019-11-06 16:07 | Any | Res | Old | CZ11 | rNCGF | Cap-Tons | 3.4 | 1510 | None | 2 | 0 | 3.17 | [9 empty] | DEER:Res:HVAC_Eff_AC | Annual | 20
RB-HV-DuctSeal-MedToLow | DEER2020 | D20v0 | 2020-09-17 17:53 | Any | Res | Old | CZ11 | rWtd | Cap-Tons | 3.4 | 1510 | None | 28.8 | 0.044 | 3.08 | [9 empty] | DEER:Res:HVAC_Eff_AC | Annual | 20
RB-HV-DuctSeal-MedToLow | DEER2020 | D20v0 | 2019-11-06 16:07 | Any | SFm | Ex | CZ11 | rDXGF | Cap-Tons | 2.66 | 1950 | None | 30.7 | 0.0448 | 3.22 | [9 empty] | DEER:Res:HVAC_Eff_AC | Annual | 20
RB-HV-DuctSeal-MedToLow | DEER2020 | D20v0 | 2019-11-06 16:07 | Any | SFm | Ex | CZ11 | rDXHP | Cap-Tons | 2.66 | 1950 | None | 67 | 0.046 | 0 | [9 empty] | DEER:Res:HVAC_Eff_AC | Annual | 20
RB-HV-DuctSeal-MedToLow | DEER2020 | D20v0 | 2019-11-06 16:07 | Any | SFm | Ex | CZ11 | rNCGF | Cap-Tons | 2.66 | 1950 | None | 2.09 | 0 | 3.15 | [9 empty] | DEER:Res:HVAC_Eff_AC | Annual | 20
RB-HV-DuctSeal-MedToLow | DEER2020 | D20v0 | 2020-09-17 17:53 | Any | SFm | Ex | CZ11 | rWtd | Cap-Tons | 2.66 | 1950 | None | 30.6 | 0.0418 | 3.05 | [9 empty] | DEER:Res:HVAC_Eff_AC | Annual | 20
RB-HV-DuctSeal-MedToLow | DEER2020 | D20v0 | 2019-11-06 16:07 | Any | SFm | Old | CZ11 | rDXGF | Cap-Tons | 3.66 | 1670 | None | 23.4 | 0.0414 | 3.44 | [9 empty] | DEER:Res:HVAC_Eff_AC | Annual | 20
RB-HV-DuctSeal-MedToLow | DEER2020 | D20v0 | 2019-11-06 16:07 | Any | SFm | Old | CZ11 | rDXHP | Cap-Tons | 3.66 | 1670 | None | 63.6 | 0.0445 | 0 | [9 empty] | DEER:Res:HVAC_Eff_AC | Annual | 20
RB-HV-DuctSeal-MedToLow | DEER2020 | D20v0 | 2019-11-06 16:07 | Any | SFm | Old | CZ11 | rNCGF | Cap-Tons | 3.66 | 1670 | None | 2.09 | 0 | 3.36 | [9 empty] | DEER:Res:HVAC_Eff_AC | Annual | 20
RB-HV-DuctSeal-MedToLow | DEER2020 | D20v0 | 2020-09-17 17:53 | Any | SFm | Old | CZ11 | rWtd | Cap-Tons | 3.66 | 1670 | None | 24 | 0.0388 | 3.26 | [9 empty] | DEER:Res:HVAC_Eff_AC | Annual | 20
RB-HV-DuctSeal-MedToLow | DEER2020 | D20v0 | 2019-11-06 16:08 | Any | DMo | Ex | CZ12 | rDXGF | Cap-Tons | 3.5 | 1240 | None | 105 | 0.0535 | 2.68 | [9 empty] | DEER:Res:HVAC_Eff_AC | Annual | 20
RB-HV-DuctSeal-MedToLow | DEER2020 | D20v0 | 2019-11-06 16:08 | Any | DMo | Ex | CZ12 | rDXHP | Cap-Tons | 3.5 | 1240 | None | 134 | 0.0586 | 0 | [9 empty] | DEER:Res:HVAC_Eff_AC | Annual | 20
RB-HV-DuctSeal-MedToLow | DEER2020 | D20v0 | 2019-11-06 16:08 | Any | DMo | Ex | CZ12 | rNCGF | Cap-Tons | 3.5 | 1240 | None | 1.56 | 0 | 2.41 | [9 empty] | DEER:Res:HVAC_Eff_AC | Annual | 20
RB-HV-DuctSeal-MedToLow | DEER2020 | D20v0 | 2020-09-17 17:53 | Any | DMo | Ex | CZ12 | rWtd | Cap-Tons | 3.5 | 1240 | None | 106 | 0.0526 | 2.35 | [9 empty] | DEER:Res:HVAC_Eff_AC | Annual | 20
RB-HV-DuctSeal-MedToLow | DEER2020 | D20v0 | 2019-11-06 16:08 | Any | DMo | Old | CZ12 | rDXGF | Cap-Tons | 3.5 | 1210 | None | 39.4 | 0.0709 | 5.06 | [9 empty] | DEER:Res:HVAC_Eff_AC | Annual | 20
RB-HV-DuctSeal-MedToLow | DEER2020 | D20v0 | 2019-11-06 16:08 | Any | DMo | Old | CZ12 | rDXHP | Cap-Tons | 3.5 | 1210 | None | 86.2 | 0.0773 | 0 | [9 empty] | DEER:Res:HVAC_Eff_AC | Annual | 20
RB-HV-DuctSeal-MedToLow | DEER2020 | D20v0 | 2019-11-06 16:08 | Any | DMo | Old | CZ12 | rNCGF | Cap-Tons | 3.5 | 1210 | None | 2.83 | 0 | 4.54 | [9 empty] | DEER:Res:HVAC_Eff_AC | Annual | 20
RB-HV-DuctSeal-MedToLow | DEER2020 | D20v0 | 2020-09-17 17:53 | Any | DMo | Old | CZ12 | rWtd | Cap-Tons | 3.5 | 1210 | None | 44 | 0.0697 | 4.43 | [9 empty] | DEER:Res:HVAC_Eff_AC | Annual | 20
RB-HV-DuctSeal-MedToLow | DEER2020 | D20v0 | 2019-11-06 16:08 | Any | MFm | Ex | CZ12 | rDXGF | Cap-Tons | 1 | 1070 | None | 6.35 | 0.007 | 0.653 | [9 empty] | DEER:Res:HVAC_Eff_AC | Annual | 20
RB-HV-DuctSeal-MedToLow | DEER2020 | D20v0 | 2019-11-06 16:08 | Any | MFm | Ex | CZ12 | rDXHP | Cap-Tons | 1 | 1070 | None | 13.1 | 0.0072 | 0 | [9 empty] | DEER:Res:HVAC_Eff_AC | Annual | 20
RB-HV-DuctSeal-MedToLow | DEER2020 | D20v0 | 2019-11-06 16:08 | Any | MFm | Ex | CZ12 | rNCGF | Cap-Tons | 1 | 1070 | None | 0.604 | 0 | 0.616 | [9 empty] | DEER:Res:HVAC_Eff_AC | Annual | 20
RB-HV-DuctSeal-MedToLow | DEER2020 | D20v0 | 2020-09-17 17:53 | Any | MFm | Ex | CZ12 | rWtd | Cap-Tons | 1 | 1070 | None | 6.43 | 0.0062 | 0.576 | [9 empty] | DEER:Res:HVAC_Eff_AC | Annual | 20
RB-HV-DuctSeal-MedToLow | DEER2020 | D20v0 | 2019-11-06 16:08 | Any | MFm | Old | CZ12 | rDXGF | Cap-Tons | 1.7 | 1120 | None | 5.16 | 0.00842 | 0.985 | [9 empty] | DEER:Res:HVAC_Eff_AC | Annual | 20
RB-HV-DuctSeal-MedToLow | DEER2020 | D20v0 | 2019-11-06 16:08 | Any | MFm | Old | CZ12 | rDXHP | Cap-Tons | 1.7 | 1120 | None | 14.8 | 0.0091 | 0 | [9 empty] | DEER:Res:HVAC_Eff_AC | Annual | 20
RB-HV-DuctSeal-MedToLow | DEER2020 | D20v0 | 2019-11-06 16:08 | Any | MFm | Old | CZ12 | rNCGF | Cap-Tons | 1.7 | 1120 | None | 0.736 | 0 | 0.949 | [9 empty] | DEER:Res:HVAC_Eff_AC | Annual | 20
RB-HV-DuctSeal-MedToLow | DEER2020 | D20v0 | 2020-09-17 17:53 | Any | MFm | Old | CZ12 | rWtd | Cap-Tons | 1.7 | 1120 | None | 5.71 | 0.00751 | 0.871 | [9 empty] | DEER:Res:HVAC_Eff_AC | Annual | 20
RB-HV-DuctSeal-MedToLow | DEER2020 | D20v0 | 2019-11-06 16:08 | Any | Res | Ex | CZ12 | rDXGF | Cap-Tons | 2.1 | 1720 | None | 18 | 0.026 | 3.14 | [9 empty] | DEER:Res:HVAC_Eff_AC | Annual | 20
RB-HV-DuctSeal-MedToLow | DEER2020 | D20v0 | 2019-11-06 16:08 | Any | Res | Ex | CZ12 | rDXHP | Cap-Tons | 2.1 | 1720 | None | 51.5 | 0.026 | 0 | [9 empty] | DEER:Res:HVAC_Eff_AC | Annual | 20
RB-HV-DuctSeal-MedToLow | DEER2020 | D20v0 | 2019-11-06 16:08 | Any | Res | Ex | CZ12 | rNCGF | Cap-Tons | 2.1 | 1720 | None | 2.1 | 0 | 3.05 | [9 empty] | DEER:Res:HVAC_Eff_AC | Annual | 20
RB-HV-DuctSeal-MedToLow | DEER2020 | D20v0 | 2020-09-17 17:53 | Any | Res | Ex | CZ12 | rWtd | Cap-Tons | 2.1 | 1720 | None | 18 | 0.023 | 2.97 | [9 empty] | DEER:Res:HVAC_Eff_AC | Annual | 20
RB-HV-DuctSeal-MedToLow | DEER2020 | D20v0 | 2019-11-06 16:08 | Any | Res | Old | CZ12 | rDXGF | Cap-Tons | 3 | 1500 | None | 14.2 | 0.029 | 2.9 | [9 empty] | DEER:Res:HVAC_Eff_AC | Annual | 20
RB-HV-DuctSeal-MedToLow | DEER2020 | D20v0 | 2019-11-06 16:08 | Any | Res | Old | CZ12 | rDXHP | Cap-Tons | 3 | 1500 | None | 45.3 | 0.032 | 0 | [9 empty] | DEER:Res:HVAC_Eff_AC | Annual | 20
RB-HV-DuctSeal-MedToLow | DEER2020 | D20v0 | 2019-11-06 16:08 | Any | Res | Old | CZ12 | rNCGF | Cap-Tons | 3 | 1500 | None | 1.8 | 0 | 2.82 | [9 empty] | DEER:Res:HVAC_Eff_AC | Annual | 20
RB-HV-DuctSeal-MedToLow | DEER2020 | D20v0 | 2020-09-17 17:53 | Any | Res | Old | CZ12 | rWtd | Cap-Tons | 3 | 1500 | None | 14.5 | 0.026 | 2.72 | [9 empty] | DEER:Res:HVAC_Eff_AC | Annual | 20
RB-HV-DuctSeal-MedToLow | DEER2020 | D20v0 | 2019-11-06 16:08 | Any | SFm | Ex | CZ12 | rDXGF | Cap-Tons | 2.47 | 1950 | None | 18.9 | 0.0311 | 3.98 | [9 empty] | DEER:Res:HVAC_Eff_AC | Annual | 20
RB-HV-DuctSeal-MedToLow | DEER2020 | D20v0 | 2019-11-06 16:08 | Any | SFm | Ex | CZ12 | rDXHP | Cap-Tons | 2.47 | 1950 | None | 61.4 | 0.0312 | 0 | [9 empty] | DEER:Res:HVAC_Eff_AC | Annual | 20
RB-HV-DuctSeal-MedToLow | DEER2020 | D20v0 | 2019-11-06 16:08 | Any | SFm | Ex | CZ12 | rNCGF | Cap-Tons | 2.47 | 1950 | None | 2.65 | 0 | 3.88 | [9 empty] | DEER:Res:HVAC_Eff_AC | Annual | 20
RB-HV-DuctSeal-MedToLow | DEER2020 | D20v0 | 2020-09-17 17:53 | Any | SFm | Ex | CZ12 | rWtd | Cap-Tons | 2.47 | 1950 | None | 18.9 | 0.0273 | 3.78 | [9 empty] | DEER:Res:HVAC_Eff_AC | Annual | 20
RB-HV-DuctSeal-MedToLow | DEER2020 | D20v0 | 2019-11-06 16:08 | Any | SFm | Old | CZ12 | rDXGF | Cap-Tons | 3.45 | 1650 | None | 16.1 | 0.0347 | 3.47 | [9 empty] | DEER:Res:HVAC_Eff_AC | Annual | 20
RB-HV-DuctSeal-MedToLow | DEER2020 | D20v0 | 2019-11-06 16:08 | Any | SFm | Old | CZ12 | rDXHP | Cap-Tons | 3.45 | 1650 | None | 54.1 | 0.0379 | 0 | [9 empty] | DEER:Res:HVAC_Eff_AC | Annual | 20
RB-HV-DuctSeal-MedToLow | DEER2020 | D20v0 | 2019-11-06 16:08 | Any | SFm | Old | CZ12 | rNCGF | Cap-Tons | 3.45 | 1650 | None | 2.14 | 0 | 3.39 | [9 empty] | DEER:Res:HVAC_Eff_AC | Annual | 20
RB-HV-DuctSeal-MedToLow | DEER2020 | D20v0 | 2020-09-17 17:53 | Any | SFm | Old | CZ12 | rWtd | Cap-Tons | 3.45 | 1650 | None | 16.2 | 0.0306 | 3.29 | [9 empty] | DEER:Res:HVAC_Eff_AC | Annual | 20
RB-HV-DuctSeal-MedToLow | DEER2020 | D20v0 | 2019-11-06 16:09 | Any | DMo | Ex | CZ13 | rDXGF | Cap-Tons | 3.5 | 1240 | None | 105 | 0.0521 | 2.91 | [9 empty] | DEER:Res:HVAC_Eff_AC | Annual | 20
RB-HV-DuctSeal-MedToLow | DEER2020 | D20v0 | 2019-11-06 16:09 | Any | DMo | Ex | CZ13 | rDXHP | Cap-Tons | 3.5 | 1240 | None | 135 | 0.0575 | 0 | [9 empty] | DEER:Res:HVAC_Eff_AC | Annual | 20
RB-HV-DuctSeal-MedToLow | DEER2020 | D20v0 | 2019-11-06 16:09 | Any | DMo | Ex | CZ13 | rNCGF | Cap-Tons | 3.5 | 1240 | None | 1.69 | 0 | 2.62 | [9 empty] | DEER:Res:HVAC_Eff_AC | Annual | 20
RB-HV-DuctSeal-MedToLow | DEER2020 | D20v0 | 2020-09-17 17:53 | Any | DMo | Ex | CZ13 | rWtd | Cap-Tons | 3.5 | 1240 | None | 102 | 0.0497 | 2.55 | [9 empty] | DEER:Res:HVAC_Eff_AC | Annual | 20
RB-HV-DuctSeal-MedToLow | DEER2020 | D20v0 | 2019-11-06 16:09 | Any | DMo | Old | CZ13 | rDXGF | Cap-Tons | 3.5 | 1210 | None | 68.2 | 0.0706 | 3.97 | [9 empty] | DEER:Res:HVAC_Eff_AC | Annual | 20
RB-HV-DuctSeal-MedToLow | DEER2020 | D20v0 | 2019-11-06 16:09 | Any | DMo | Old | CZ13 | rDXHP | Cap-Tons | 3.5 | 1210 | None | 109 | 0.0774 | 0 | [9 empty] | DEER:Res:HVAC_Eff_AC | Annual | 20
RB-HV-DuctSeal-MedToLow | DEER2020 | D20v0 | 2019-11-06 16:09 | Any | DMo | Old | CZ13 | rNCGF | Cap-Tons | 3.5 | 1210 | None | 2.23 | 0 | 3.59 | [9 empty] | DEER:Res:HVAC_Eff_AC | Annual | 20
RB-HV-DuctSeal-MedToLow | DEER2020 | D20v0 | 2020-09-17 17:53 | Any | DMo | Old | CZ13 | rWtd | Cap-Tons | 3.5 | 1210 | None | 69.2 | 0.0674 | 3.48 | [9 empty] | DEER:Res:HVAC_Eff_AC | Annual | 20
RB-HV-DuctSeal-MedToLow | DEER2020 | D20v0 | 2019-11-06 16:09 | Any | MFm | Ex | CZ13 | rDXGF | Cap-Tons | 1 | 1070 | None | 10.3 | 0.00821 | 0.764 | [9 empty] | DEER:Res:HVAC_Eff_AC | Annual | 20
RB-HV-DuctSeal-MedToLow | DEER2020 | D20v0 | 2019-11-06 16:09 | Any | MFm | Ex | CZ13 | rDXHP | Cap-Tons | 1 | 1070 | None | 17.9 | 0.00896 | 0 | [9 empty] | DEER:Res:HVAC_Eff_AC | Annual | 20
RB-HV-DuctSeal-MedToLow | DEER2020 | D20v0 | 2019-11-06 16:09 | Any | MFm | Ex | CZ13 | rNCGF | Cap-Tons | 1 | 1070 | None | 0.697 | 0 | 0.725 | [9 empty] | DEER:Res:HVAC_Eff_AC | Annual | 20
RB-HV-DuctSeal-MedToLow | DEER2020 | D20v0 | 2020-09-17 17:53 | Any | MFm | Ex | CZ13 | rWtd | Cap-Tons | 1 | 1070 | None | 10.9 | 0.00806 | 0.67 | [9 empty] | DEER:Res:HVAC_Eff_AC | Annual | 20
RB-HV-DuctSeal-MedToLow | DEER2020 | D20v0 | 2019-11-06 16:08 | Any | MFm | Old | CZ13 | rDXGF | Cap-Tons | 1.73 | 1110 | None | 7.98 | 0.008 | 1.03 | [9 empty] | DEER:Res:HVAC_Eff_AC | Annual | 20
RB-HV-DuctSeal-MedToLow | DEER2020 | D20v0 | 2019-11-06 16:08 | Any | MFm | Old | CZ13 | rDXHP | Cap-Tons | 1.73 | 1110 | None | 17.8 | 0.00858 | 0 | [9 empty] | DEER:Res:HVAC_Eff_AC | Annual | 20
RB-HV-DuctSeal-MedToLow | DEER2020 | D20v0 | 2019-11-06 16:08 | Any | MFm | Old | CZ13 | rNCGF | Cap-Tons | 1.73 | 1110 | None | 0.756 | 0 | 0.996 | [9 empty] | DEER:Res:HVAC_Eff_AC | Annual | 20
RB-HV-DuctSeal-MedToLow | DEER2020 | D20v0 | 2020-09-17 17:53 | Any | MFm | Old | CZ13 | rWtd | Cap-Tons | 1.73 | 1110 | None | 8.97 | 0.00784 | 0.902 | [9 empty] | DEER:Res:HVAC_Eff_AC | Annual | 20
RB-HV-DuctSeal-MedToLow | DEER2020 | D20v0 | 2019-11-06 16:09 | Any | Res | Ex | CZ13 | rDXGF | Cap-Tons | 2.4 | 1850 | None | 34.9 | 0.033 | 3.19 | [9 empty] | DEER:Res:HVAC_Eff_AC | Annual | 20
RB-HV-DuctSeal-MedToLow | DEER2020 | D20v0 | 2019-11-06 16:09 | Any | Res | Ex | CZ13 | rDXHP | Cap-Tons | 2.4 | 1850 | None | 72.1 | 0.034 | 0 | [9 empty] | DEER:Res:HVAC_Eff_AC | Annual | 20
RB-HV-DuctSeal-MedToLow | DEER2020 | D20v0 | 2019-11-06 16:09 | Any | Res | Ex | CZ13 | rNCGF | Cap-Tons | 2.4 | 1850 | None | 2.1 | 0 | 3.1 | [9 empty] | DEER:Res:HVAC_Eff_AC | Annual | 20
RB-HV-DuctSeal-MedToLow | DEER2020 | D20v0 | 2020-09-17 17:53 | Any | Res | Ex | CZ13 | rWtd | Cap-Tons | 2.4 | 1850 | None | 35.6 | 0.031 | 3.01 | [9 empty] | DEER:Res:HVAC_Eff_AC | Annual | 20
RB-HV-DuctSeal-MedToLow | DEER2020 | D20v0 | 2019-11-06 16:09 | Any | Res | Old | CZ13 | rDXGF | Cap-Tons | 3.1 | 1500 | None | 26.5 | 0.03 | 2.76 | [9 empty] | DEER:Res:HVAC_Eff_AC | Annual | 20
RB-HV-DuctSeal-MedToLow | DEER2020 | D20v0 | 2019-11-06 16:09 | Any | Res | Old | CZ13 | rDXHP | Cap-Tons | 3.1 | 1500 | None | 57.2 | 0.034 | 0 | [9 empty] | DEER:Res:HVAC_Eff_AC | Annual | 20
RB-HV-DuctSeal-MedToLow | DEER2020 | D20v0 | 2019-11-06 16:09 | Any | Res | Old | CZ13 | rNCGF | Cap-Tons | 3.1 | 1500 | None | 1.7 | 0 | 2.68 | [9 empty] | DEER:Res:HVAC_Eff_AC | Annual | 20
RB-HV-DuctSeal-MedToLow | DEER2020 | D20v0 | 2020-09-17 17:53 | Any | Res | Old | CZ13 | rWtd | Cap-Tons | 3.1 | 1500 | None | 27.4 | 0.029 | 2.57 | [9 empty] | DEER:Res:HVAC_Eff_AC | Annual | 20
RB-HV-DuctSeal-MedToLow | DEER2020 | D20v0 | 2019-11-06 16:09 | Any | SFm | Ex | CZ13 | rDXGF | Cap-Tons | 2.55 | 1950 | None | 34.5 | 0.0342 | 3.44 | [9 empty] | DEER:Res:HVAC_Eff_AC | Annual | 20
RB-HV-DuctSeal-MedToLow | DEER2020 | D20v0 | 2019-11-06 16:09 | Any | SFm | Ex | CZ13 | rDXHP | Cap-Tons | 2.55 | 1950 | None | 74.9 | 0.036 | 0 | [9 empty] | DEER:Res:HVAC_Eff_AC | Annual | 20
RB-HV-DuctSeal-MedToLow | DEER2020 | D20v0 | 2019-11-06 16:09 | Any | SFm | Ex | CZ13 | rNCGF | Cap-Tons | 2.55 | 1950 | None | 2.27 | 0 | 3.36 | [9 empty] | DEER:Res:HVAC_Eff_AC | Annual | 20
RB-HV-DuctSeal-MedToLow | DEER2020 | D20v0 | 2020-09-17 17:53 | Any | SFm | Ex | CZ13 | rWtd | Cap-Tons | 2.55 | 1950 | None | 35.4 | 0.0329 | 3.26 | [9 empty] | DEER:Res:HVAC_Eff_AC | Annual | 20
RB-HV-DuctSeal-MedToLow | DEER2020 | D20v0 | 2019-11-06 16:09 | Any | SFm | Old | CZ13 | rDXGF | Cap-Tons | 3.49 | 1670 | None | 28.4 | 0.0339 | 3.23 | [9 empty] | DEER:Res:HVAC_Eff_AC | Annual | 20
RB-HV-DuctSeal-MedToLow | DEER2020 | D20v0 | 2019-11-06 16:09 | Any | SFm | Old | CZ13 | rDXHP | Cap-Tons | 3.49 | 1670 | None | 65.3 | 0.0376 | 0 | [9 empty] | DEER:Res:HVAC_Eff_AC | Annual | 20
RB-HV-DuctSeal-MedToLow | DEER2020 | D20v0 | 2019-11-06 16:09 | Any | SFm | Old | CZ13 | rNCGF | Cap-Tons | 3.49 | 1670 | None | 1.99 | 0 | 3.16 | [9 empty] | DEER:Res:HVAC_Eff_AC | Annual | 20
RB-HV-DuctSeal-MedToLow | DEER2020 | D20v0 | 2020-09-17 17:53 | Any | SFm | Old | CZ13 | rWtd | Cap-Tons | 3.49 | 1670 | None | 29.3 | 0.0328 | 3.05 | [9 empty] | DEER:Res:HVAC_Eff_AC | Annual | 20
RB-HV-DuctSeal-MedToLow | DEER2020 | D20v1 | 2020-09-18 12:06 | Any | DMo | Ex | CZ14 | rDXGF | Cap-Tons | 3.5 | 1240 | None | 69.8 | 0.0721 | 4.22 | [9 empty] | DEER:Res:HVAC_Eff_AC | Annual | 1
RB-HV-DuctSeal-MedToLow | DEER2020 | D20v1 | 2020-09-18 12:06 | Any | DMo | Ex | CZ14 | rDXHP | Cap-Tons | 3.5 | 1240 | None | 127 | 0.0833 | 0 | [9 empty] | DEER:Res:HVAC_Eff_AC | Annual | 1
RB-HV-DuctSeal-MedToLow | DEER2020 | D20v1 | 2020-09-18 12:06 | Any | DMo | Ex | CZ14 | rNCGF | Cap-Tons | 3.5 | 1240 | None | 2.43 | 0 | 3.71 | [9 empty] | DEER:Res:HVAC_Eff_AC | Annual | 1
RB-HV-DuctSeal-MedToLow | DEER2020 | D20v1 | 2020-09-18 12:06 | Any | DMo | Ex | CZ14 | rWtd | Cap-Tons | 3.5 | 1240 | None | 72.8083 | 0.06942 | 3.6935 | [9 empty] | DEER:Res:HVAC_Eff_AC | Annual | 1
RB-HV-DuctSeal-MedToLow | DEER2020 | D20v0 | 2019-11-06 16:09 | Any | DMo | Old | CZ14 | rDXGF | Cap-Tons | 3.5 | 1230 | None | 82 | 0.0808 | 6.17 | [9 empty] | DEER:Res:HVAC_Eff_AC | Annual | 20
RB-HV-DuctSeal-MedToLow | DEER2020 | D20v0 | 2019-11-06 16:09 | Any | DMo | Old | CZ14 | rDXHP | Cap-Tons | 3.5 | 1230 | None | 152 | 0.0868 | 0 | [9 empty] | DEER:Res:HVAC_Eff_AC | Annual | 20
RB-HV-DuctSeal-MedToLow | DEER2020 | D20v0 | 2019-11-06 16:09 | Any | DMo | Old | CZ14 | rNCGF | Cap-Tons | 3.5 | 1230 | None | 3.39 | 0 | 5.39 | [9 empty] | DEER:Res:HVAC_Eff_AC | Annual | 20
RB-HV-DuctSeal-MedToLow | DEER2020 | D20v0 | 2020-09-17 17:53 | Any | DMo | Old | CZ14 | rWtd | Cap-Tons | 3.5 | 1230 | None | 68.4 | 0.0607 | 5.39 | [9 empty] | DEER:Res:HVAC_Eff_AC | Annual | 20
RB-HV-DuctSeal-MedToLow | DEER2020 | D20v1 | 2020-09-18 12:06 | Any | MFm | Ex | CZ14 | rDXGF | Cap-Tons | 1.07 | 1090 | None | 15.5 | 0.00912 | 1.07 | [9 empty] | DEER:Res:HVAC_Eff_AC | Annual | 1
RB-HV-DuctSeal-MedToLow | DEER2020 | D20v1 | 2020-09-18 12:06 | Any | MFm | Ex | CZ14 | rDXHP | Cap-Tons | 1.07 | 1090 | None | 29.5 | 0.0103 | 0 | [9 empty] | DEER:Res:HVAC_Eff_AC | Annual | 1
RB-HV-DuctSeal-MedToLow | DEER2020 | D20v1 | 2020-09-18 12:06 | Any | MFm | Ex | CZ14 | rNCGF | Cap-Tons | 1.07 | 1090 | None | 0.957 | 0 | 1.03 | [9 empty] | DEER:Res:HVAC_Eff_AC | Annual | 1
RB-HV-DuctSeal-MedToLow | DEER2020 | D20v1 | 2020-09-18 12:06 | Any | MFm | Ex | CZ14 | rWtd | Cap-Tons | 1.07 | 1090 | None | 17.2601 | 0.00927 | 0.93548 | [9 empty] | DEER:Res:HVAC_Eff_AC | Annual | 1
RB-HV-DuctSeal-MedToLow | DEER2020 | D20v0 | 2019-11-06 16:09 | Any | MFm | Old | CZ14 | rDXGF | Cap-Tons | 2.32 | 1390 | None | 10.8 | 0.00836 | 0.79 | [9 empty] | DEER:Res:HVAC_Eff_AC | Annual | 20
RB-HV-DuctSeal-MedToLow | DEER2020 | D20v0 | 2019-11-06 16:09 | Any | MFm | Old | CZ14 | rDXHP | Cap-Tons | 2.32 | 1390 | None | 19.8 | 0.00847 | 0 | [9 empty] | DEER:Res:HVAC_Eff_AC | Annual | 20
RB-HV-DuctSeal-MedToLow | DEER2020 | D20v0 | 2019-11-06 16:09 | Any | MFm | Old | CZ14 | rNCGF | Cap-Tons | 2.32 | 1390 | None | 0.552 | 0 | 0.763 | [9 empty] | DEER:Res:HVAC_Eff_AC | Annual | 20
RB-HV-DuctSeal-MedToLow | DEER2020 | D20v0 | 2020-09-17 17:53 | Any | MFm | Old | CZ14 | rWtd | Cap-Tons | 2.32 | 1390 | None | 11.9 | 0.00837 | 0.691 | [9 empty] | DEER:Res:HVAC_Eff_AC | Annual | 20
RB-HV-DuctSeal-MedToLow | DEER2020 | D20v1 | 2020-09-18 12:06 | Any | Res | Ex | CZ14 | rDXGF | Cap-Tons | 3.17 | 2128 | None | 56.17 | 0.0465 | 3.649 | [9 empty] | DEER:Res:HVAC_Eff_AC | Annual | 1
RB-HV-DuctSeal-MedToLow | DEER2020 | D20v1 | 2020-09-18 12:06 | Any | Res | Ex | CZ14 | rDXHP | Cap-Tons | 3.17 | 2128 | None | 110.55 | 0.0533 | 0 | [9 empty] | DEER:Res:HVAC_Eff_AC | Annual | 1
RB-HV-DuctSeal-MedToLow | DEER2020 | D20v1 | 2020-09-18 12:06 | Any | Res | Ex | CZ14 | rNCGF | Cap-Tons | 3.17 | 2128 | None | 2.29 | 0 | 3.526 | [9 empty] | DEER:Res:HVAC_Eff_AC | Annual | 1
RB-HV-DuctSeal-MedToLow | DEER2020 | D20v1 | 2020-09-18 12:06 | Any | Res | Ex | CZ14 | rWtd | Cap-Tons | 3.17 | 2128 | None | 56.99 | 0.05 | 3.44 | [9 empty] | DEER:Res:HVAC_Eff_AC | Annual | 1
RB-HV-DuctSeal-MedToLow | DEER2020 | D20v0 | 2019-11-06 16:09 | Any | Res | Old | CZ14 | rDXGF | Cap-Tons | 3.8 | 1660 | None | 34.8 | 0.036 | 2.93 | [9 empty] | DEER:Res:HVAC_Eff_AC | Annual | 20
RB-HV-DuctSeal-MedToLow | DEER2020 | D20v0 | 2019-11-06 16:09 | Any | Res | Old | CZ14 | rDXHP | Cap-Tons | 3.8 | 1660 | None | 75.8 | 0.04 | 0 | [9 empty] | DEER:Res:HVAC_Eff_AC | Annual | 20
RB-HV-DuctSeal-MedToLow | DEER2020 | D20v0 | 2019-11-06 16:09 | Any | Res | Old | CZ14 | rNCGF | Cap-Tons | 3.8 | 1660 | None | 1.8 | 0 | 2.82 | [9 empty] | DEER:Res:HVAC_Eff_AC | Annual | 20
RB-HV-DuctSeal-MedToLow | DEER2020 | D20v0 | 2020-09-17 17:53 | Any | Res | Old | CZ14 | rWtd | Cap-Tons | 3.8 | 1660 | None | 36.7 | 0.036 | 2.76 | [9 empty] | DEER:Res:HVAC_Eff_AC | Annual | 20
RB-HV-DuctSeal-MedToLow | DEER2020 | D20v0 | 2019-11-06 16:10 | Any | SFm | Ex | CZ14 | rDXGF | Cap-Tons | 3.16 | 2160 | None | 59.9 | 0.0492 | 3.67 | [9 empty] | DEER:Res:HVAC_Eff_AC | Annual | 20
RB-HV-DuctSeal-MedToLow | DEER2020 | D20v0 | 2019-11-06 16:10 | Any | SFm | Ex | CZ14 | rDXHP | Cap-Tons | 3.16 | 2160 | None | 109 | 0.0538 | 0 | [9 empty] | DEER:Res:HVAC_Eff_AC | Annual | 20
RB-HV-DuctSeal-MedToLow | DEER2020 | D20v0 | 2019-11-06 16:10 | Any | SFm | Ex | CZ14 | rNCGF | Cap-Tons | 3.16 | 2160 | None | 2.28 | 0 | 3.56 | [9 empty] | DEER:Res:HVAC_Eff_AC | Annual | 20
RB-HV-DuctSeal-MedToLow | DEER2020 | D20v0 | 2020-09-17 17:53 | Any | SFm | Ex | CZ14 | rWtd | Cap-Tons | 3.16 | 2160 | None | 62.2 | 0.0491 | 3.47 | [9 empty] | DEER:Res:HVAC_Eff_AC | Annual | 20
RB-HV-DuctSeal-MedToLow | DEER2020 | D20v0 | 2019-11-06 16:09 | Any | SFm | Old | CZ14 | rDXGF | Cap-Tons | 4.03 | 1710 | None | 38.3 | 0.0408 | 3.26 | [9 empty] | DEER:Res:HVAC_Eff_AC | Annual | 20
RB-HV-DuctSeal-MedToLow | DEER2020 | D20v0 | 2019-11-06 16:09 | Any | SFm | Old | CZ14 | rDXHP | Cap-Tons | 4.03 | 1710 | None | 84.4 | 0.0448 | 0 | [9 empty] | DEER:Res:HVAC_Eff_AC | Annual | 20
RB-HV-DuctSeal-MedToLow | DEER2020 | D20v0 | 2019-11-06 16:09 | Any | SFm | Old | CZ14 | rNCGF | Cap-Tons | 4.03 | 1710 | None | 1.95 | 0 | 3.15 | [9 empty] | DEER:Res:HVAC_Eff_AC | Annual | 20
RB-HV-DuctSeal-MedToLow | DEER2020 | D20v0 | 2020-09-17 17:53 | Any | SFm | Old | CZ14 | rWtd | Cap-Tons | 4.03 | 1710 | None | 40.6 | 0.0407 | 3.08 | [9 empty] | DEER:Res:HVAC_Eff_AC | Annual | 20
RB-HV-DuctSeal-MedToLow | DEER2020 | D20v0 | 2019-11-06 16:10 | Any | DMo | Ex | CZ15 | rDXGF | Cap-Tons | 3.5 | 1240 | None | 155 | 0.0578 | 1.11 | [9 empty] | DEER:Res:HVAC_Eff_AC | Annual | 20
RB-HV-DuctSeal-MedToLow | DEER2020 | D20v0 | 2019-11-06 16:10 | Any | DMo | Ex | CZ15 | rDXHP | Cap-Tons | 3.5 | 1240 | None | 168 | 0.06 | 0 | [9 empty] | DEER:Res:HVAC_Eff_AC | Annual | 20
RB-HV-DuctSeal-MedToLow | DEER2020 | D20v0 | 2019-11-06 16:10 | Any | DMo | Ex | CZ15 | rNCGF | Cap-Tons | 3.5 | 1240 | None | 0.642 | 0 | 0.991 | [9 empty] | DEER:Res:HVAC_Eff_AC | Annual | 20
RB-HV-DuctSeal-MedToLow | DEER2020 | D20v0 | 2020-09-17 17:53 | Any | DMo | Ex | CZ15 | rWtd | Cap-Tons | 3.5 | 1240 | None | 157 | 0.0581 | 0.973 | [9 empty] | DEER:Res:HVAC_Eff_AC | Annual | 20
RB-HV-DuctSeal-MedToLow | DEER2020 | D20v0 | 2019-11-06 16:10 | Any | DMo | Old | CZ15 | rDXGF | Cap-Tons | 3.5 | 1230 | None | 108 | 0.0789 | 1.95 | [9 empty] | DEER:Res:HVAC_Eff_AC | Annual | 20
RB-HV-DuctSeal-MedToLow | DEER2020 | D20v0 | 2019-11-06 16:10 | Any | DMo | Old | CZ15 | rDXHP | Cap-Tons | 3.5 | 1230 | None | 126 | 0.0821 | 0 | [9 empty] | DEER:Res:HVAC_Eff_AC | Annual | 20
RB-HV-DuctSeal-MedToLow | DEER2020 | D20v0 | 2019-11-06 16:10 | Any | DMo | Old | CZ15 | rNCGF | Cap-Tons | 3.5 | 1230 | None | 1.1 | 0 | 1.73 | [9 empty] | DEER:Res:HVAC_Eff_AC | Annual | 20
RB-HV-DuctSeal-MedToLow | DEER2020 | D20v0 | 2020-09-17 17:53 | Any | DMo | Old | CZ15 | rWtd | Cap-Tons | 3.5 | 1230 | None | 110 | 0.0793 | 1.71 | [9 empty] | DEER:Res:HVAC_Eff_AC | Annual | 20
RB-HV-DuctSeal-MedToLow | DEER2020 | D20v1 | 2020-09-18 12:06 | Any | MFm | Ex | CZ15 | rDXGF | Cap-Tons | 1.16 | 1090 | None | 15.1 | 0.00843 | 0.32 | [9 empty] | DEER:Res:HVAC_Eff_AC | Annual | 1
RB-HV-DuctSeal-MedToLow | DEER2020 | D20v1 | 2020-09-18 12:06 | Any | MFm | Ex | CZ15 | rDXHP | Cap-Tons | 1.16 | 1090 | None | 18 | 0.00821 | 0 | [9 empty] | DEER:Res:HVAC_Eff_AC | Annual | 1
RB-HV-DuctSeal-MedToLow | DEER2020 | D20v1 | 2020-09-18 12:06 | Any | MFm | Ex | CZ15 | rNCGF | Cap-Tons | 1.16 | 1090 | None | 0.28 | 0 | 0.307 | [9 empty] | DEER:Res:HVAC_Eff_AC | Annual | 1
RB-HV-DuctSeal-MedToLow | DEER2020 | D20v1 | 2020-09-18 12:06 | Any | MFm | Ex | CZ15 | rWtd | Cap-Tons | 1.16 | 1090 | None | 15.3123 | 0.00832 | 0.28004 | [9 empty] | DEER:Res:HVAC_Eff_AC | Annual | 1
RB-HV-DuctSeal-MedToLow | DEER2020 | D20v0 | 2019-11-06 16:10 | Any | MFm | Old | CZ15 | rDXGF | Cap-Tons | 2.5 | 1410 | None | 15.1 | 0.00894 | 0.334 | [9 empty] | DEER:Res:HVAC_Eff_AC | Annual | 20
RB-HV-DuctSeal-MedToLow | DEER2020 | D20v0 | 2019-11-06 16:10 | Any | MFm | Old | CZ15 | rDXHP | Cap-Tons | 2.5 | 1410 | None | 18 | 0.00894 | 0 | [9 empty] | DEER:Res:HVAC_Eff_AC | Annual | 20
RB-HV-DuctSeal-MedToLow | DEER2020 | D20v0 | 2019-11-06 16:10 | Any | MFm | Old | CZ15 | rNCGF | Cap-Tons | 2.5 | 1410 | None | 0.231 | 0 | 0.321 | [9 empty] | DEER:Res:HVAC_Eff_AC | Annual | 20
RB-HV-DuctSeal-MedToLow | DEER2020 | D20v0 | 2020-09-17 17:53 | Any | MFm | Old | CZ15 | rWtd | Cap-Tons | 2.5 | 1410 | None | 15.3 | 0.00886 | 0.292 | [9 empty] | DEER:Res:HVAC_Eff_AC | Annual | 20
RB-HV-DuctSeal-MedToLow | DEER2020 | D20v1 | 2020-09-18 12:06 | Any | Res | Ex | CZ15 | rDXGF | Cap-Tons | 3.43 | 1886 | None | 68.98 | 0.0455 | 1.523 | [9 empty] | DEER:Res:HVAC_Eff_AC | Annual | 1
RB-HV-DuctSeal-MedToLow | DEER2020 | D20v1 | 2020-09-18 12:06 | Any | Res | Ex | CZ15 | rDXHP | Cap-Tons | 3.43 | 1886 | None | 91.52 | 0.0513 | 0 | [9 empty] | DEER:Res:HVAC_Eff_AC | Annual | 1
RB-HV-DuctSeal-MedToLow | DEER2020 | D20v1 | 2020-09-18 12:06 | Any | Res | Ex | CZ15 | rNCGF | Cap-Tons | 3.43 | 1886 | None | 0.93 | 0 | 1.445 | [9 empty] | DEER:Res:HVAC_Eff_AC | Annual | 1
RB-HV-DuctSeal-MedToLow | DEER2020 | D20v1 | 2020-09-18 12:06 | Any | Res | Ex | CZ15 | rWtd | Cap-Tons | 3.43 | 1886 | None | 70.43 | 0.05 | 1.41 | [9 empty] | DEER:Res:HVAC_Eff_AC | Annual | 1
RB-HV-DuctSeal-MedToLow | DEER2020 | D20v0 | 2019-11-06 16:10 | Any | Res | Old | CZ15 | rDXGF | Cap-Tons | 3.6 | 1480 | None | 27.4 | 0.019 | 0.67 | [9 empty] | DEER:Res:HVAC_Eff_AC | Annual | 20
RB-HV-DuctSeal-MedToLow | DEER2020 | D20v0 | 2019-11-06 16:10 | Any | Res | Old | CZ15 | rDXHP | Cap-Tons | 3.6 | 1480 | None | 35.2 | 0.02 | 0 | [9 empty] | DEER:Res:HVAC_Eff_AC | Annual | 20
RB-HV-DuctSeal-MedToLow | DEER2020 | D20v0 | 2019-11-06 16:10 | Any | Res | Old | CZ15 | rNCGF | Cap-Tons | 3.6 | 1480 | None | 0.4 | 0 | 0.63 | [9 empty] | DEER:Res:HVAC_Eff_AC | Annual | 20
RB-HV-DuctSeal-MedToLow | DEER2020 | D20v0 | 2020-09-17 17:53 | Any | Res | Old | CZ15 | rWtd | Cap-Tons | 3.6 | 1480 | None | 27.7 | 0.019 | 0.62 | [9 empty] | DEER:Res:HVAC_Eff_AC | Annual | 20
RB-HV-DuctSeal-MedToLow | DEER2020 | D20v0 | 2019-11-06 16:10 | Any | SFm | Ex | CZ15 | rDXGF | Cap-Tons | 3.4 | 2160 | None | 56.2 | 0.0362 | 1.53 | [9 empty] | DEER:Res:HVAC_Eff_AC | Annual | 20
RB-HV-DuctSeal-MedToLow | DEER2020 | D20v0 | 2019-11-06 16:10 | Any | SFm | Ex | CZ15 | rDXHP | Cap-Tons | 3.4 | 2160 | None | 77.6 | 0.0396 | 0 | [9 empty] | DEER:Res:HVAC_Eff_AC | Annual | 20
RB-HV-DuctSeal-MedToLow | DEER2020 | D20v0 | 2019-11-06 16:10 | Any | SFm | Ex | CZ15 | rNCGF | Cap-Tons | 3.4 | 2160 | None | 0.935 | 0 | 1.49 | [9 empty] | DEER:Res:HVAC_Eff_AC | Annual | 20
RB-HV-DuctSeal-MedToLow | DEER2020 | D20v0 | 2020-09-17 17:53 | Any | SFm | Ex | CZ15 | rWtd | Cap-Tons | 3.4 | 2160 | None | 56.6 | 0.0359 | 1.44 | [9 empty] | DEER:Res:HVAC_Eff_AC | Annual | 20
RB-HV-DuctSeal-MedToLow | DEER2020 | D20v0 | 2019-11-06 16:10 | Any | SFm | Old | CZ15 | rDXGF | Cap-Tons | 5.32 | 1640 | None | 38 | 0.0289 | 1.08 | [9 empty] | DEER:Res:HVAC_Eff_AC | Annual | 20
RB-HV-DuctSeal-MedToLow | DEER2020 | D20v0 | 2019-11-06 16:10 | Any | SFm | Old | CZ15 | rDXHP | Cap-Tons | 5.32 | 1640 | None | 52.4 | 0.0319 | 0 | [9 empty] | DEER:Res:HVAC_Eff_AC | Annual | 20
RB-HV-DuctSeal-MedToLow | DEER2020 | D20v0 | 2019-11-06 16:10 | Any | SFm | Old | CZ15 | rNCGF | Cap-Tons | 5.32 | 1640 | None | 0.622 | 0 | 1.01 | [9 empty] | DEER:Res:HVAC_Eff_AC | Annual | 20
RB-HV-DuctSeal-MedToLow | DEER2020 | D20v0 | 2020-09-17 17:53 | Any | SFm | Old | CZ15 | rWtd | Cap-Tons | 5.32 | 1640 | None | 38.2 | 0.0286 | 1.02 | [9 empty] | DEER:Res:HVAC_Eff_AC | Annual | 20
RB-HV-DuctSeal-MedToLow | DEER2020 | D20v0 | 2019-11-06 16:11 | Any | DMo | Ex | CZ16 | rDXGF | Cap-Tons | 3.5 | 1240 | None | 83.7 | 0.025 | 4.13 | [9 empty] | DEER:Res:HVAC_Eff_AC | Annual | 20
RB-HV-DuctSeal-MedToLow | DEER2020 | D20v0 | 2019-11-06 16:11 | Any | DMo | Ex | CZ16 | rDXHP | Cap-Tons | 3.5 | 1240 | None | 138 | 0.0286 | 0 | [9 empty] | DEER:Res:HVAC_Eff_AC | Annual | 20
RB-HV-DuctSeal-MedToLow | DEER2020 | D20v0 | 2019-11-06 16:11 | Any | DMo | Ex | CZ16 | rNCGF | Cap-Tons | 3.5 | 1240 | None | 2.38 | 0 | 3.66 | [9 empty] | DEER:Res:HVAC_Eff_AC | Annual | 20
RB-HV-DuctSeal-MedToLow | DEER2020 | D20v0 | 2020-09-17 17:53 | Any | DMo | Ex | CZ16 | rWtd | Cap-Tons | 3.5 | 1240 | None | 90.4 | 0.0254 | 3.61 | [9 empty] | DEER:Res:HVAC_Eff_AC | Annual | 20
RB-HV-DuctSeal-MedToLow | DEER2020 | D20v0 | 2019-11-06 16:11 | Any | DMo | Old | CZ16 | rDXGF | Cap-Tons | 3.5 | 1240 | None | 30.4 | 0.0363 | 12.6 | [9 empty] | DEER:Res:HVAC_Eff_AC | Annual | 20
RB-HV-DuctSeal-MedToLow | DEER2020 | D20v0 | 2019-11-06 16:11 | Any | DMo | Old | CZ16 | rDXHP | Cap-Tons | 3.5 | 1240 | None | 183 | 0.0406 | 0 | [9 empty] | DEER:Res:HVAC_Eff_AC | Annual | 20
RB-HV-DuctSeal-MedToLow | DEER2020 | D20v0 | 2019-11-06 16:11 | Any | DMo | Old | CZ16 | rNCGF | Cap-Tons | 3.5 | 1240 | None | 6.89 | 0 | 10.9 | [9 empty] | DEER:Res:HVAC_Eff_AC | Annual | 20
RB-HV-DuctSeal-MedToLow | DEER2020 | D20v0 | 2020-09-17 17:53 | Any | DMo | Old | CZ16 | rWtd | Cap-Tons | 3.5 | 1240 | None | 49.5 | 0.0368 | 11 | [9 empty] | DEER:Res:HVAC_Eff_AC | Annual | 20
RB-HV-DuctSeal-MedToLow | DEER2020 | D20v1 | 2020-09-18 12:06 | Any | MFm | Ex | CZ16 | rDXGF | Cap-Tons | 1 | 999 | None | 7.95 | 0.00725 | 1.88 | [9 empty] | DEER:Res:HVAC_Eff_AC | Annual | 1
RB-HV-DuctSeal-MedToLow | DEER2020 | D20v1 | 2020-09-18 12:06 | Any | MFm | Ex | CZ16 | rDXHP | Cap-Tons | 1 | 999 | None | 38.4 | 0.0085 | 0 | [9 empty] | DEER:Res:HVAC_Eff_AC | Annual | 1
RB-HV-DuctSeal-MedToLow | DEER2020 | D20v1 | 2020-09-18 12:06 | Any | MFm | Ex | CZ16 | rNCGF | Cap-Tons | 1 | 999 | None | 1.71 | 0 | 1.79 | [9 empty] | DEER:Res:HVAC_Eff_AC | Annual | 1
RB-HV-DuctSeal-MedToLow | DEER2020 | D20v1 | 2020-09-18 12:06 | Any | MFm | Ex | CZ16 | rWtd | Cap-Tons | 1 | 999 | None | 9.501 | 0.00573 | 1.6768 | [9 empty] | DEER:Res:HVAC_Eff_AC | Annual | 1
RB-HV-DuctSeal-MedToLow | DEER2020 | D20v0 | 2019-11-06 16:11 | Any | MFm | Old | CZ16 | rDXGF | Cap-Tons | 1.52 | 1130 | None | 6.39 | 0.00613 | 1.72 | [9 empty] | DEER:Res:HVAC_Eff_AC | Annual | 20
RB-HV-DuctSeal-MedToLow | DEER2020 | D20v0 | 2019-11-06 16:11 | Any | MFm | Old | CZ16 | rDXHP | Cap-Tons | 1.52 | 1130 | None | 29.6 | 0.0068 | 0 | [9 empty] | DEER:Res:HVAC_Eff_AC | Annual | 20
RB-HV-DuctSeal-MedToLow | DEER2020 | D20v0 | 2019-11-06 16:11 | Any | MFm | Old | CZ16 | rNCGF | Cap-Tons | 1.52 | 1130 | None | 1.34 | 0 | 1.65 | [9 empty] | DEER:Res:HVAC_Eff_AC | Annual | 20
RB-HV-DuctSeal-MedToLow | DEER2020 | D20v0 | 2020-09-17 17:53 | Any | MFm | Old | CZ16 | rWtd | Cap-Tons | 1.52 | 1130 | None | 9.31 | 0.00621 | 1.51 | [9 empty] | DEER:Res:HVAC_Eff_AC | Annual | 20
RB-HV-DuctSeal-MedToLow | DEER2020 | D20v1 | 2020-09-18 12:06 | Any | Res | Ex | CZ16 | rDXGF | Cap-Tons | 3.59 | 2116 | None | 7.56 | 0.0134 | 3.406 | [9 empty] | DEER:Res:HVAC_Eff_AC | Annual | 1
RB-HV-DuctSeal-MedToLow | DEER2020 | D20v1 | 2020-09-18 12:06 | Any | Res | Ex | CZ16 | rDXHP | Cap-Tons | 3.59 | 2116 | None | 58.55 | 0.014 | 0 | [9 empty] | DEER:Res:HVAC_Eff_AC | Annual | 1
RB-HV-DuctSeal-MedToLow | DEER2020 | D20v1 | 2020-09-18 12:06 | Any | Res | Ex | CZ16 | rNCGF | Cap-Tons | 3.59 | 2116 | None | 2.07 | 0 | 3.227 | [9 empty] | DEER:Res:HVAC_Eff_AC | Annual | 1
RB-HV-DuctSeal-MedToLow | DEER2020 | D20v1 | 2020-09-18 12:06 | Any | Res | Ex | CZ16 | rWtd | Cap-Tons | 3.59 | 2116 | None | 9.62 | 0.01 | 3.17 | [9 empty] | DEER:Res:HVAC_Eff_AC | Annual | 1
RB-HV-DuctSeal-MedToLow | DEER2020 | D20v0 | 2019-11-06 16:11 | Any | Res | Old | CZ16 | rDXGF | Cap-Tons | 2.9 | 1570 | None | 15.3 | 0.023 | 5.08 | [9 empty] | DEER:Res:HVAC_Eff_AC | Annual | 20
RB-HV-DuctSeal-MedToLow | DEER2020 | D20v0 | 2019-11-06 16:11 | Any | Res | Old | CZ16 | rDXHP | Cap-Tons | 2.9 | 1570 | None | 89.3 | 0.024 | 0 | [9 empty] | DEER:Res:HVAC_Eff_AC | Annual | 20
RB-HV-DuctSeal-MedToLow | DEER2020 | D20v0 | 2019-11-06 16:11 | Any | Res | Old | CZ16 | rNCGF | Cap-Tons | 2.9 | 1570 | None | 3.3 | 0 | 4.96 | [9 empty] | DEER:Res:HVAC_Eff_AC | Annual | 20
RB-HV-DuctSeal-MedToLow | DEER2020 | D20v0 | 2020-09-17 17:53 | Any | Res | Old | CZ16 | rWtd | Cap-Tons | 2.9 | 1570 | None | 14.8 | 0.016 | 4.83 | [9 empty] | DEER:Res:HVAC_Eff_AC | Annual | 20
RB-HV-DuctSeal-MedToLow | DEER2020 | D20v0 | 2019-11-06 16:11 | Any | SFm | Ex | CZ16 | rDXGF | Cap-Tons | 3.61 | 2300 | None | 5.81 | 0.0116 | 3 | [9 empty] | DEER:Res:HVAC_Eff_AC | Annual | 20
RB-HV-DuctSeal-MedToLow | DEER2020 | D20v0 | 2019-11-06 16:11 | Any | SFm | Ex | CZ16 | rDXHP | Cap-Tons | 3.61 | 2300 | None | 48 | 0.0116 | 0 | [9 empty] | DEER:Res:HVAC_Eff_AC | Annual | 20
RB-HV-DuctSeal-MedToLow | DEER2020 | D20v0 | 2019-11-06 16:11 | Any | SFm | Ex | CZ16 | rNCGF | Cap-Tons | 3.61 | 2300 | None | 1.82 | 0 | 2.91 | [9 empty] | DEER:Res:HVAC_Eff_AC | Annual | 20
RB-HV-DuctSeal-MedToLow | DEER2020 | D20v0 | 2020-09-17 17:53 | Any | SFm | Ex | CZ16 | rWtd | Cap-Tons | 3.61 | 2300 | None | 6.01 | 0.00771 | 2.86 | [9 empty] | DEER:Res:HVAC_Eff_AC | Annual | 20
RB-HV-DuctSeal-MedToLow | DEER2020 | D20v0 | 2019-11-06 16:11 | Any | SFm | Old | CZ16 | rDXGF | Cap-Tons | 3.26 | 1690 | None | 17.7 | 0.0278 | 6 | [9 empty] | DEER:Res:HVAC_Eff_AC | Annual | 20
RB-HV-DuctSeal-MedToLow | DEER2020 | D20v0 | 2019-11-06 16:11 | Any | SFm | Old | CZ16 | rDXHP | Cap-Tons | 3.26 | 1690 | None | 106 | 0.0291 | 0 | [9 empty] | DEER:Res:HVAC_Eff_AC | Annual | 20
RB-HV-DuctSeal-MedToLow | DEER2020 | D20v0 | 2019-11-06 16:11 | Any | SFm | Old | CZ16 | rNCGF | Cap-Tons | 3.26 | 1690 | None | 3.87 | 0 | 5.86 | [9 empty] | DEER:Res:HVAC_Eff_AC | Annual | 20
RB-HV-DuctSeal-MedToLow | DEER2020 | D20v0 | 2020-09-17 17:53 | Any | SFm | Old | CZ16 | rWtd | Cap-Tons | 3.26 | 1690 | None | 16.3 | 0.0186 | 5.74 | [9 empty] | DEER:Res:HVAC_Eff_AC | Annual | 20

## EnergyImpact_2020-12-18
EnergyImpactID | Version | VersionSource | LastMod | PA | BldgType | BldgVint | BldgLoc | BldgHVAC | NormUnit | NumUnit | MeasArea | ScaleBasis | APreWBkWh | APreWBkW | APreWBtherm | AStdWBkWh | AStdWBkW | AStdWBtherm | APreEUkWh | APreEUkW | APreEUtherm | AStdEUkWh | AStdEUkW | AStdEUtherm | ElecImpactProfileID | GasImpactProfileID | Flag | SourceDesc
RB-HV-DuctSeal-HighToLow | DEER2020 | D20v0 | 2019-01-09 08:57 | PGE | DMo | Old | CZ04 | rWtd | Household | 3.5 | 1210 | None | 54.2 | 0.0896 | 7.02 | [9 empty] | DEER:Res:HVAC_Eff_AC | Annual | 20
RB-HV-DuctSeal-HighToLow | DEER2020 | D20v0 | 2019-01-09 08:57 | PGE | DMo | Old | CZ05 | rDXGF | Cap-Tons | 3.5 | 1210 | None | 20.2 | 0.0484 | 10.1 | [9 empty] | DEER:Res:HVAC_Eff_AC | Annual | 20
RB-HV-DuctSeal-HighToLow | DEER2020 | D20v0 | 2019-01-09 08:57 | PGE | DMo | Old | CZ05 | rDXHP | Cap-Tons | 3.5 | 1210 | None | 102 | 0.0548 | 0 | [9 empty] | DEER:Res:HVAC_Eff_AC | Annual | 20
RB-HV-DuctSeal-HighToLow | DEER2020 | D20v0 | 2019-01-09 08:57 | PGE | DMo | Old | CZ05 | rNCGF | Cap-Tons | 3.5 | 1210 | None | 5.62 | 0 | 9.01 | [9 empty] | DEER:Res:HVAC_Eff_AC | Annual | 20
RB-HV-DuctSeal-HighToLow | DEER2020 | D20v0 | 2019-01-09 08:57 | PGE | DMo | Old | CZ05 | rWtd | Household | 3.5 | 1210 | None | 9.32 | 0.00735 | 8.98 | [9 empty] | DEER:Res:HVAC_Eff_AC | Annual | 20
RB-HV-DuctSeal-HighToLow | DEER2020 | D20v0 | 2019-01-09 08:57 | PGE | DMo | Old | CZ11 | rDXGF | Cap-Tons | 3.5 | 1220 | None | 139 | 0.203 | 11 | [9 empty] | DEER:Res:HVAC_Eff_AC | Annual | 20
RB-HV-DuctSeal-HighToLow | DEER2020 | D20v0 | 2019-01-09 08:57 | PGE | DMo | Old | CZ11 | rDXHP | Cap-Tons | 3.5 | 1220 | None | 247 | 0.202 | 0 | [9 empty] | DEER:Res:HVAC_Eff_AC | Annual | 20
RB-HV-DuctSeal-HighToLow | DEER2020 | D20v0 | 2019-01-09 08:57 | PGE | DMo | Old | CZ11 | rNCGF | Cap-Tons | 3.5 | 1220 | None | 6.11 | 0 | 9.75 | [9 empty] | DEER:Res:HVAC_Eff_AC | Annual | 20
RB-HV-DuctSeal-HighToLow | DEER2020 | D20v0 | 2019-01-09 08:57 | PGE | DMo | Old | CZ11 | rWtd | Household | 3.5 | 1220 | None | 143 | 0.19 | 9.63 | [9 empty] | DEER:Res:HVAC_Eff_AC | Annual | 20
RB-HV-DuctSeal-HighToLow | DEER2020 | D20v0 | 2019-01-09 08:57 | PGE | DMo | Old | CZ12 | rDXGF | Cap-Tons | 3.5 | 1210 | None | 85.2 | 0.157 | 11.1 | [9 empty] | DEER:Res:HVAC_Eff_AC | Annual | 20
RB-HV-DuctSeal-HighToLow | DEER2020 | D20v0 | 2019-01-09 08:57 | PGE | DMo | Old | CZ12 | rDXHP | Cap-Tons | 3.5 | 1210 | None | 188 | 0.163 | 0 | [9 empty] | DEER:Res:HVAC_Eff_AC | Annual | 20
RB-HV-DuctSeal-HighToLow | DEER2020 | D20v0 | 2019-01-09 08:57 | PGE | DMo | Old | CZ12 | rNCGF | Cap-Tons | 3.5 | 1210 | None | 6.19 | 0 | 9.9 | [9 empty] | DEER:Res:HVAC_Eff_AC | Annual | 20
RB-HV-DuctSeal-HighToLow | DEER2020 | D20v0 | 2019-01-09 08:57 | PGE | DMo | Old | CZ12 | rWtd | Household | 3.5 | 1210 | None | 95.5 | 0.153 | 9.74 | [9 empty] | DEER:Res:HVAC_Eff_AC | Annual | 20
RB-HV-DuctSeal-HighToLow | DEER2020 | D20v0 | 2019-01-09 08:57 | PGE | DMo | Old | CZ13 | rDXGF | Cap-Tons | 3.5 | 1210 | None | 149 | 0.155 | 8.69 | [9 empty] | DEER:Res:HVAC_Eff_AC | Annual | 20
RB-HV-DuctSeal-HighToLow | DEER2020 | D20v0 | 2019-01-09 08:57 | PGE | DMo | Old | CZ13 | rDXHP | Cap-Tons | 3.5 | 1210 | None | 238 | 0.168 | 0 | [9 empty] | DEER:Res:HVAC_Eff_AC | Annual | 20
RB-HV-DuctSeal-HighToLow | DEER2020 | D20v0 | 2019-01-09 08:57 | PGE | DMo | Old | CZ13 | rNCGF | Cap-Tons | 3.5 | 1210 | None | 4.86 | 0 | 7.8 | [9 empty] | DEER:Res:HVAC_Eff_AC | Annual | 20
RB-HV-DuctSeal-HighToLow | DEER2020 | D20v0 | 2019-01-09 08:57 | PGE | DMo | Old | CZ13 | rWtd | Household | 3.5 | 1210 | None | 151 | 0.148 | 7.62 | [9 empty] | DEER:Res:HVAC_Eff_AC | Annual | 20
RB-HV-DuctSeal-HighToLow | DEER2020 | D20v0 | 2019-01-09 08:57 | PGE | DMo | Old | CZ16 | rDXGF | Cap-Tons | 3.5 | 1230 | None | 68.3 | 0.0844 | 23.8 | [9 empty] | DEER:Res:HVAC_Eff_AC | Annual | 20
RB-HV-DuctSeal-HighToLow | DEER2020 | D20v0 | 2019-01-09 08:57 | PGE | DMo | Old | CZ16 | rDXHP | Cap-Tons | 3.5 | 1230 | None | 364 | 0.0929 | 0 | [9 empty] | DEER:Res:HVAC_Eff_AC | Annual | 20
RB-HV-DuctSeal-HighToLow | DEER2020 | D20v0 | 2019-01-09 08:57 | PGE | DMo | Old | CZ16 | rNCGF | Cap-Tons | 3.5 | 1230 | None | 12.9 | 0 | 20.5 | [9 empty] | DEER:Res:HVAC_Eff_AC | Annual | 20
RB-HV-DuctSeal-HighToLow | DEER2020 | D20v0 | 2019-01-09 08:57 | PGE | DMo | Old | CZ16 | rWtd | Household | 3.5 | 1230 | None | 70 | 0.0528 | 20.7 | [9 empty] | DEER:Res:HVAC_Eff_AC | Annual | 20
RB-HV-DuctSeal-HighToLow | DEER2020 | D20v0 | 2019-01-09 08:57 | PGE | DMo | Old | IOU | rDXGF | Cap-Tons | 3.5 | 1220 | None | 94.4 | 0.142 | 11.2 | [9 empty] | DEER:Res:HVAC_Eff_AC | Annual | 20
RB-HV-DuctSeal-HighToLow | DEER2020 | D20v0 | 2019-01-09 08:57 | PGE | DMo | Old | IOU | rDXHP | Cap-Tons | 3.5 | 1220 | None | 205 | 0.149 | 0 | [9 empty] | DEER:Res:HVAC_Eff_AC | Annual | 20
RB-HV-DuctSeal-HighToLow | DEER2020 | D20v0 | 2019-01-09 08:57 | PGE | DMo | Old | IOU | rNCGF | Cap-Tons | 3.5 | 1220 | None | 6.23 | 0 | 9.95 | [9 empty] | DEER:Res:HVAC_Eff_AC | Annual | 20
RB-HV-DuctSeal-HighToLow | DEER2020 | D20v0 | 2019-01-09 08:57 | PGE | DMo | Old | IOU | rWtd | Household | 3.5 | 1220 | None | 97.8 | 0.127 | 9.84 | [9 empty] | DEER:Res:HVAC_Eff_AC | Annual | 20
RB-HV-DuctSeal-HighToLow | DEER2020 | D20v0 | 2019-01-09 08:57 | PGE | MFm | Old | CZ16 | rWtd | Household | 1.52 | 1130 | None | 16.3 | 0.0104 | 3.55 | [9 empty] | DEER:Res:HVAC_Eff_AC | Annual | 20
RB-HV-DuctSeal-HighToLow | DEER2020 | D20v0 | 2019-01-09 08:57 | PGE | MFm | Old | IOU | rDXGF | Cap-Tons | 1.49 | 1090 | None | 7.32 | 0.0118 | 2.28 | [9 empty] | DEER:Res:HVAC_Eff_AC | Annual | 20
RB-HV-DuctSeal-HighToLow | DEER2020 | D20v0 | 2019-01-09 08:57 | PGE | MFm | Old | IOU | rDXHP | Cap-Tons | 1.49 | 1090 | None | 28 | 0.0123 | 0 | [9 empty] | DEER:Res:HVAC_Eff_AC | Annual | 20
RB-HV-DuctSeal-HighToLow | DEER2020 | D20v0 | 2019-01-09 08:57 | PGE | MFm | Old | IOU | rNCGF | Cap-Tons | 1.49 | 1090 | None | 1.79 | 0 | 2.2 | [9 empty] | DEER:Res:HVAC_Eff_AC | Annual | 20
RB-HV-DuctSeal-HighToLow | DEER2020 | D20v0 | 2019-01-09 08:57 | PGE | MFm | Old | IOU | rWtd | Household | 1.49 | 1090 | None | 7.12 | 0.00738 | 2.12 | [9 empty] | DEER:Res:HVAC_Eff_AC | Annual | 20
RB-HV-DuctSeal-HighToLow | DEER2020 | D20v0 | 2019-01-09 08:57 | PGE | Res | Old | CZ11 | rDXGF | Cap-Tons | 3.4 | 1510 | None | 64.4 | 0.104 | 7.92 | [9 empty] | DEER:Res:HVAC_Eff_AC | Annual | 20
RB-HV-DuctSeal-HighToLow | DEER2020 | D20v0 | 2019-01-09 08:57 | PGE | Res | Old | CZ11 | rDXHP | Cap-Tons | 3.4 | 1510 | None | 153 | 0.109 | 0 | [9 empty] | DEER:Res:HVAC_Eff_AC | Annual | 20
RB-HV-DuctSeal-HighToLow | DEER2020 | D20v0 | 2019-01-09 08:57 | PGE | Res | Old | CZ11 | rNCGF | Cap-Tons | 3.4 | 1510 | None | 4.8 | 0 | 7.56 | [9 empty] | DEER:Res:HVAC_Eff_AC | Annual | 20
RB-HV-DuctSeal-HighToLow | DEER2020 | D20v0 | 2019-01-09 08:57 | PGE | Res | Old | CZ11 | rWtd | Household | 3.4 | 1510 | None | 66.5 | 0.098 | 7.34 | [9 empty] | DEER:Res:HVAC_Eff_AC | Annual | 20
RB-HV-DuctSeal-HighToLow | DEER2020 | D20v0 | 2019-01-09 08:57 | PGE | Res | Old | CZ12 | rDXGF | Cap-Tons | 3 | 1500 | None | 33.7 | 0.069 | 7.05 | [9 empty] | DEER:Res:HVAC_Eff_AC | Annual | 20
RB-HV-DuctSeal-HighToLow | DEER2020 | D20v0 | 2019-01-09 08:57 | PGE | SFm | Old | CZ03 | rNCGF | Cap-Tons | 2.9 | 1690 | None | 6.77 | 0 | 10.2 | [9 empty] | DEER:Res:HVAC_Eff_AC | Annual | 20
RB-HV-DuctSeal-HighToLow | DEER2020 | D20v0 | 2019-01-09 08:57 | PGE | SFm | Old | CZ03 | rWtd | Household | 2.9 | 1690 | None | 8.01 | 0.00415 | 10.1 | [9 empty] | DEER:Res:HVAC_Eff_AC | Annual | 20
RB-HV-DuctSeal-HighToLow | DEER2020 | D20v0 | 2019-01-09 08:57 | PGE | SFm | Old | CZ04 | rDXGF | Cap-Tons | 2.79 | 1670 | None | 28.2 | 0.0606 | 8.61 | [9 empty] | DEER:Res:HVAC_Eff_AC | Annual | 20
RB-HV-DuctSeal-HighToLow | DEER2020 | D20v0 | 2019-01-09 08:57 | PGE | SFm | Old | CZ04 | rDXHP | Cap-Tons | 2.79 | 1670 | None | 122 | 0.0629 | 0 | [9 empty] | DEER:Res:HVAC_Eff_AC | Annual | 20
RB-HV-DuctSeal-HighToLow | DEER2020 | D20v0 | 2019-01-09 08:57 | PGE | SFm | Old | CZ04 | rNCGF | Cap-Tons | 2.79 | 1670 | None | 5.7 | 0 | 8.44 | [9 empty] | DEER:Res:HVAC_Eff_AC | Annual | 20
RB-HV-DuctSeal-HighToLow | DEER2020 | D20v0 | 2019-01-09 08:57 | PGE | SFm | Old | CZ04 | rWtd | Household | 2.79 | 1670 | None | 19.8 | 0.0311 | 8.29 | [9 empty] | DEER:Res:HVAC_Eff_AC | Annual | 20
RB-HV-DuctSeal-HighToLow | DEER2020 | D20v0 | 2019-01-09 08:57 | PGE | SFm | Old | CZ05 | rDXGF | Cap-Tons | 3.17 | 1730 | None | 11 | 0.025 | 11.7 | [9 empty] | DEER:Res:HVAC_Eff_AC | Annual | 20
RB-HV-DuctSeal-HighToLow | DEER2020 | D20v0 | 2019-01-09 08:57 | PGE | SFm | Old | CZ05 | rDXHP | Cap-Tons | 3.17 | 1730 | None | 117 | 0.0266 | 0 | [9 empty] | DEER:Res:HVAC_Eff_AC | Annual | 20
RB-HV-DuctSeal-HighToLow | DEER2020 | D20v0 | 2019-01-09 08:57 | PGE | SFm | Old | CZ05 | rNCGF | Cap-Tons | 3.17 | 1730 | None | 7.47 | 0 | 11.5 | [9 empty] | DEER:Res:HVAC_Eff_AC | Annual | 20
RB-HV-DuctSeal-HighToLow | DEER2020 | D20v0 | 2019-01-09 08:57 | PGE | SFm | Old | CZ05 | rWtd | Household | 3.17 | 1730 | None | 9.4 | 0.00521 | 11.4 | [9 empty] | DEER:Res:HVAC_Eff_AC | Annual | 20
RB-HV-DuctSeal-HighToLow | DEER2020 | D20v0 | 2019-01-09 08:57 | PGE | SFm | Old | CZ11 | rDXGF | Cap-Tons | 3.66 | 1670 | None | 56.4 | 0.0972 | 8.44 | [9 empty] | DEER:Res:HVAC_Eff_AC | Annual | 20
RB-HV-DuctSeal-HighToLow | DEER2020 | D20v0 | 2019-01-09 08:57 | PGE | SFm | Old | CZ11 | rDXHP | Cap-Tons | 3.66 | 1670 | None | 155 | 0.104 | 0 | [9 empty] | DEER:Res:HVAC_Eff_AC | Annual | 20
RB-HV-DuctSeal-HighToLow | DEER2020 | D20v0 | 2019-01-09 08:57 | PGE | SFm | Old | CZ11 | rNCGF | Cap-Tons | 3.66 | 1670 | None | 5.15 | 0 | 8.25 | [9 empty] | DEER:Res:HVAC_Eff_AC | Annual | 20
RB-HV-DuctSeal-HighToLow | DEER2020 | D20v0 | 2019-01-09 08:57 | PGE | SFm | Old | CZ11 | rWtd | Household | 3.66 | 1670 | None | 57.9 | 0.0909 | 8 | [9 empty] | DEER:Res:HVAC_Eff_AC | Annual | 20
RB-HV-DuctSeal-HighToLow | DEER2020 | D20v0 | 2019-01-09 08:57 | PGE | SFm | Old | CZ12 | rDXGF | Cap-Tons | 3.45 | 1650 | None | 38.8 | 0.0815 | 8.52 | [9 empty] | DEER:Res:HVAC_Eff_AC | Annual | 20
RB-HV-DuctSeal-HighToLow | DEER2020 | D20v0 | 2019-01-09 08:57 | PGE | SFm | Old | CZ12 | rDXHP | Cap-Tons | 3.45 | 1650 | None | 132 | 0.0869 | 0 | [9 empty] | DEER:Res:HVAC_Eff_AC | Annual | 20
RB-HV-DuctSeal-HighToLow | DEER2020 | D20v0 | 2019-01-09 08:57 | PGE | SFm | Old | CZ12 | rNCGF | Cap-Tons | 3.45 | 1650 | None | 5.26 | 0 | 8.33 | [9 empty] | DEER:Res:HVAC_Eff_AC | Annual | 20
RB-HV-DuctSeal-HighToLow | DEER2020 | D20v0 | 2019-01-09 08:57 | PGE | SFm | Old | CZ12 | rWtd | Household | 3.45 | 1650 | None | 39.1 | 0.0718 | 8.09 | [9 empty] | DEER:Res:HVAC_Eff_AC | Annual | 20
RB-HV-DuctSeal-HighToLow | DEER2020 | D20v0 | 2019-01-09 08:57 | PGE | SFm | Old | CZ13 | rDXGF | Cap-Tons | 3.49 | 1670 | None | 68.5 | 0.0789 | 7.91 | [9 empty] | DEER:Res:HVAC_Eff_AC | Annual | 20
RB-HV-DuctSeal-HighToLow | DEER2020 | D20v0 | 2019-01-09 08:57 | PGE | SFm | Old | CZ13 | rDXHP | Cap-Tons | 3.49 | 1670 | None | 158 | 0.0878 | 0 | [9 empty] | DEER:Res:HVAC_Eff_AC | Annual | 20
RB-HV-DuctSeal-HighToLow | DEER2020 | D20v0 | 2019-01-09 08:57 | PGE | SFm | Old | CZ13 | rNCGF | Cap-Tons | 3.49 | 1670 | None | 4.88 | 0 | 7.76 | [9 empty] | DEER:Res:HVAC_Eff_AC | Annual | 20
RB-HV-DuctSeal-HighToLow | DEER2020 | D20v0 | 2019-01-09 08:57 | PGE | SFm | Old | CZ13 | rWtd | Household | 3.49 | 1670 | None | 70.7 | 0.0763 | 7.5 | [9 empty] | DEER:Res:HVAC_Eff_AC | Annual | 20
RB-HV-DuctSeal-HighToLow | DEER2020 | D20v0 | 2019-01-09 08:57 | PGE | SFm | Old | CZ16 | rDXGF | Cap-Tons | 3.17 | 1780 | None | 42.2 | 0.0634 | 15.4 | [9 empty] | DEER:Res:HVAC_Eff_AC | Annual | 20
RB-HV-DuctSeal-HighToLow | DEER2020 | D20v0 | 2019-01-09 08:57 | PGE | SFm | Old | CZ16 | rDXHP | Cap-Tons | 3.17 | 1780 | None | 273 | 0.0668 | 0 | [9 empty] | DEER:Res:HVAC_Eff_AC | Annual | 20
RB-HV-DuctSeal-HighToLow | DEER2020 | D20v0 | 2019-01-09 08:57 | PGE | SFm | Old | CZ16 | rNCGF | Cap-Tons | 3.17 | 1780 | None | 10 | 0 | 15 | [9 empty] | DEER:Res:HVAC_Eff_AC | Annual | 20
RB-HV-DuctSeal-HighToLow | DEER2020 | D20v0 | 2019-01-09 08:57 | SCE | DMo | Old | CZ06 | rDXHP | Cap-Tons | 3.5 | 1210 | None | 88.7 | 0.119 | 0 | [9 empty] | DEER:Res:HVAC_Eff_AC | Annual | 20
RB-HV-DuctSeal-HighToLow | DEER2020 | D20v0 | 2019-01-09 08:57 | SCE | DMo | Old | CZ06 | rNCGF | Cap-Tons | 3.5 | 1210 | None | 2.15 | 0 | 3.44 | [9 empty] | DEER:Res:HVAC_Eff_AC | Annual | 20
RB-HV-DuctSeal-HighToLow | DEER2020 | D20v0 | 2019-01-09 08:57 | SCE | DMo | Old | CZ06 | rWtd | Household | 3.5 | 1210 | None | 17 | 0.03 | 3.42 | [9 empty] | DEER:Res:HVAC_Eff_AC | Annual | 20
RB-HV-DuctSeal-HighToLow | DEER2020 | D20v0 | 2019-01-09 08:57 | SCE | DMo | Old | CZ08 | rDXGF | Cap-Tons | 3.5 | 1210 | None | 71.6 | 0.088 | 3.61 | [9 empty] | DEER:Res:HVAC_Eff_AC | Annual | 20
RB-HV-DuctSeal-HighToLow | DEER2020 | D20v0 | 2019-01-09 08:57 | SCE | DMo | Old | CZ08 | rDXHP | Cap-Tons | 3.5 | 1210 | None | 107 | 0.0944 | 0 | [9 empty] | DEER:Res:HVAC_Eff_AC | Annual | 20
RB-HV-DuctSeal-HighToLow | DEER2020 | D20v0 | 2019-01-09 08:57 | SCE | DMo | Old | CZ08 | rNCGF | Cap-Tons | 3.5 | 1210 | None | 2.03 | 0 | 3.28 | [9 empty] | DEER:Res:HVAC_Eff_AC | Annual | 20
RB-HV-DuctSeal-HighToLow | DEER2020 | D20v0 | 2019-01-09 08:57 | SCE | DMo | Old | CZ08 | rWtd | Household | 3.5 | 1210 | None | 62.3 | 0.0723 | 3.18 | [9 empty] | DEER:Res:HVAC_Eff_AC | Annual | 20
RB-HV-DuctSeal-HighToLow | DEER2020 | D20v0 | 2019-01-09 08:57 | SCE | DMo | Old | CZ09 | rDXGF | Cap-Tons | 3.5 | 1210 | None | 110 | 0.178 | 5.71 | [9 empty] | DEER:Res:HVAC_Eff_AC | Annual | 20
RB-HV-DuctSeal-HighToLow | DEER2020 | D20v0 | 2019-01-09 08:57 | SCE | DMo | Old | CZ09 | rDXHP | Cap-Tons | 3.5 | 1210 | None | 164 | 0.189 | 0 | [9 empty] | DEER:Res:HVAC_Eff_AC | Annual | 20
RB-HV-DuctSeal-HighToLow | DEER2020 | D20v0 | 2019-01-09 08:57 | SCE | DMo | Old | CZ09 | rNCGF | Cap-Tons | 3.5 | 1210 | None | 3.21 | 0 | 5.11 | [9 empty] | DEER:Res:HVAC_Eff_AC | Annual | 20
RB-HV-DuctSeal-HighToLow | DEER2020 | D20v0 | 2019-01-09 08:57 | SCE | DMo | Old | CZ09 | rWtd | Household | 3.5 | 1210 | None | 98.5 | 0.15 | 5.01 | [9 empty] | DEER:Res:HVAC_Eff_AC | Annual | 20
RB-HV-DuctSeal-HighToLow | DEER2020 | D20v0 | 2019-01-09 08:57 | SCE | DMo | Old | CZ10 | rDXGF | Cap-Tons | 3.5 | 1220 | None | 102 | 0.145 | 5.49 | [9 empty] | DEER:Res:HVAC_Eff_AC | Annual | 20
RB-HV-DuctSeal-HighToLow | DEER2020 | D20v0 | 2019-01-09 08:57 | SCE | DMo | Old | CZ10 | rDXHP | Cap-Tons | 3.5 | 1220 | None | 158 | 0.153 | 0 | [9 empty] | DEER:Res:HVAC_Eff_AC | Annual | 20
RB-HV-DuctSeal-HighToLow | DEER2020 | D20v0 | 2019-01-09 08:57 | SCE | DMo | Old | CZ10 | rNCGF | Cap-Tons | 3.5 | 1220 | None | 3.05 | 0 | 4.89 | [9 empty] | DEER:Res:HVAC_Eff_AC | Annual | 20
RB-HV-DuctSeal-HighToLow | DEER2020 | D20v0 | 2019-01-09 08:57 | SCE | DMo | Old | CZ10 | rWtd | Household | 3.5 | 1220 | None | 105 | 0.14 | 4.81 | [9 empty] | DEER:Res:HVAC_Eff_AC | Annual | 20
RB-HV-DuctSeal-HighToLow | DEER2020 | D20v0 | 2019-01-09 08:57 | SCE | DMo | Old | CZ13 | rDXGF | Cap-Tons | 3.5 | 1210 | None | 149 | 0.156 | 8.78 | [9 empty] | DEER:Res:HVAC_Eff_AC | Annual | 20
RB-HV-DuctSeal-HighToLow | DEER2020 | D20v0 | 2019-01-09 08:57 | SCE | DMo | Old | CZ13 | rDXHP | Cap-Tons | 3.5 | 1210 | None | 239 | 0.169 | 0 | [9 empty] | DEER:Res:HVAC_Eff_AC | Annual | 20
RB-HV-DuctSeal-HighToLow | DEER2020 | D20v0 | 2019-01-09 08:57 | SCE | DMo | Old | CZ13 | rNCGF | Cap-Tons | 3.5 | 1210 | None | 4.91 | 0 | 7.88 | [9 empty] | DEER:Res:HVAC_Eff_AC | Annual | 20
RB-HV-DuctSeal-HighToLow | DEER2020 | D20v0 | 2019-01-09 08:57 | SCE | DMo | Old | CZ13 | rWtd | Household | 3.5 | 1210 | None | 160 | 0.157 | 7.68 | [9 empty] | DEER:Res:HVAC_Eff_AC | Annual | 20
RB-HV-DuctSeal-HighToLow | DEER2020 | D20v0 | 2019-01-09 08:57 | SCE | DMo | Old | CZ14 | rDXGF | Cap-Tons | 3.5 | 1220 | None | 176 | 0.173 | 11.3 | [9 empty] | DEER:Res:HVAC_Eff_AC | Annual | 20
RB-HV-DuctSeal-HighToLow | DEER2020 | D20v0 | 2019-01-09 08:57 | SCE | DMo | Old | CZ14 | rDXHP | Cap-Tons | 3.5 | 1220 | None | 308 | 0.183 | 0 | [9 empty] | DEER:Res:HVAC_Eff_AC | Annual | 20
RB-HV-DuctSeal-HighToLow | DEER2020 | D20v0 | 2019-01-09 08:57 | SCE | DMo | Old | CZ14 | rNCGF | Cap-Tons | 3.5 | 1220 | None | 6.14 | 0 | 9.76 | [9 empty] | DEER:Res:HVAC_Eff_AC | Annual | 20
RB-HV-DuctSeal-HighToLow | DEER2020 | D20v0 | 2019-01-09 08:57 | SCE | DMo | Old | CZ14 | rWtd | Household | 3.5 | 1220 | None | 182 | 0.165 | 9.85 | [9 empty] | DEER:Res:HVAC_Eff_AC | Annual | 20
RB-HV-DuctSeal-HighToLow | DEER2020 | D20v0 | 2019-01-09 08:57 | SCE | DMo | Old | CZ15 | rDXGF | Cap-Tons | 3.5 | 1220 | None | 232 | 0.169 | 3.77 | [9 empty] | DEER:Res:HVAC_Eff_AC | Annual | 20
RB-HV-DuctSeal-HighToLow | DEER2020 | D20v0 | 2019-01-09 08:57 | SCE | DMo | Old | CZ15 | rDXHP | Cap-Tons | 3.5 | 1220 | None | 269 | 0.175 | 0 | [9 empty] | DEER:Res:HVAC_Eff_AC | Annual | 20
RB-HV-DuctSeal-HighToLow | DEER2020 | D20v0 | 2019-01-09 08:57 | SCE | DMo | Old | CZ15 | rNCGF | Cap-Tons | 3.5 | 1220 | None | 2.11 | 0 | 3.34 | [9 empty] | DEER:Res:HVAC_Eff_AC | Annual | 20
RB-HV-DuctSeal-HighToLow | DEER2020 | D20v0 | 2019-01-09 08:57 | SCE | DMo | Old | CZ15 | rWtd | Household | 3.5 | 1220 | None | 237 | 0.17 | 3.3 | [9 empty] | DEER:Res:HVAC_Eff_AC | Annual | 20
RB-HV-DuctSeal-HighToLow | DEER2020 | D20v0 | 2019-01-09 08:57 | SCE | DMo | Old | CZ16 | rDXGF | Cap-Tons | 3.5 | 1230 | None | 68.4 | 0.0847 | 23.5 | [9 empty] | DEER:Res:HVAC_Eff_AC | Annual | 20
RB-HV-DuctSeal-HighToLow | DEER2020 | D20v0 | 2019-01-09 08:57 | SCE | DMo | Old | CZ16 | rDXHP | Cap-Tons | 3.5 | 1230 | None | 361 | 0.0933 | 0 | [9 empty] | DEER:Res:HVAC_Eff_AC | Annual | 20
RB-HV-DuctSeal-HighToLow | DEER2020 | D20v0 | 2019-01-09 08:57 | SCE | DMo | Old | CZ16 | rNCGF | Cap-Tons | 3.5 | 1230 | None | 12.8 | 0 | 20.3 | [9 empty] | DEER:Res:HVAC_Eff_AC | Annual | 20
RB-HV-DuctSeal-HighToLow | DEER2020 | D20v0 | 2019-01-09 08:57 | SCE | DMo | Old | CZ16 | rWtd | Household | 3.5 | 1230 | None | 105 | 0.0857 | 20.5 | [9 empty] | DEER:Res:HVAC_Eff_AC | Annual | 20
RB-HV-DuctSeal-HighToLow | DEER2020 | D20v0 | 2019-01-09 08:57 | SCE | DMo | Old | IOU | rDXGF | Cap-Tons | 3.5 | 1220 | None | 102 | 0.135 | 7.46 | [9 empty] | DEER:Res:HVAC_Eff_AC | Annual | 20
RB-HV-DuctSeal-HighToLow | DEER2020 | D20v0 | 2019-01-09 08:57 | SCE | DMo | Old | IOU | rDXHP | Cap-Tons | 3.5 | 1220 | None | 184 | 0.145 | 0 | [9 empty] | DEER:Res:HVAC_Eff_AC | Annual | 20
RB-HV-DuctSeal-HighToLow | DEER2020 | D20v0 | 2019-01-09 08:57 | SCE | DMo | Old | IOU | rNCGF | Cap-Tons | 3.5 | 1220 | None | 4.13 | 0 | 6.58 | [9 empty] | DEER:Res:HVAC_Eff_AC | Annual | 20
RB-HV-DuctSeal-HighToLow | DEER2020 | D20v0 | 2019-01-09 08:57 | SCE | DMo | Old | IOU | rWtd | Household | 3.5 | 1220 | None | 101 | 0.118 | 6.54 | [9 empty] | DEER:Res:HVAC_Eff_AC | Annual | 20
RB-HV-DuctSeal-HighToLow | DEER2020 | D20v0 | 2019-01-09 08:57 | SCE | MFm | Old | CZ14 | rDXHP | Cap-Tons | 2.35 | 1390 | None | 45.1 | 0.0196 | 0 | [9 empty] | DEER:Res:HVAC_Eff_AC | Annual | 20
RB-HV-DuctSeal-HighToLow | DEER2020 | D20v0 | 2019-01-09 08:57 | SCE | MFm | Old | CZ14 | rNCGF | Cap-Tons | 2.35 | 1390 | None | 1.26 | 0 | 1.75 | [9 empty] | DEER:Res:HVAC_Eff_AC | Annual | 20
RB-HV-DuctSeal-HighToLow | DEER2020 | D20v0 | 2019-01-09 08:57 | SCE | MFm | Old | CZ14 | rWtd | Household | 2.35 | 1390 | None | 27.3 | 0.0192 | 1.59 | [9 empty] | DEER:Res:HVAC_Eff_AC | Annual | 20
RB-HV-DuctSeal-HighToLow | DEER2020 | D20v0 | 2019-01-09 08:57 | SCE | MFm | Old | CZ15 | rDXGF | Cap-Tons | 2.42 | 1390 | None | 35.5 | 0.0212 | 0.795 | [9 empty] | DEER:Res:HVAC_Eff_AC | Annual | 20
RB-HV-DuctSeal-HighToLow | DEER2020 | D20v0 | 2019-01-09 08:57 | SCE | MFm | Old | CZ15 | rDXHP | Cap-Tons | 2.42 | 1390 | None | 42.7 | 0.0216 | 0 | [9 empty] | DEER:Res:HVAC_Eff_AC | Annual | 20
RB-HV-DuctSeal-HighToLow | DEER2020 | D20v0 | 2019-01-09 08:57 | SCE | MFm | Old | CZ15 | rNCGF | Cap-Tons | 2.42 | 1390 | None | 0.557 | 0 | 0.765 | [9 empty] | DEER:Res:HVAC_Eff_AC | Annual | 20
RB-HV-DuctSeal-HighToLow | DEER2020 | D20v0 | 2019-01-09 08:57 | SCE | MFm | Old | CZ15 | rWtd | Household | 2.42 | 1390 | None | 36.1 | 0.021 | 0.695 | [9 empty] | DEER:Res:HVAC_Eff_AC | Annual | 20
RB-HV-DuctSeal-HighToLow | DEER2020 | D20v0 | 2019-01-09 08:57 | SCE | MFm | Old | CZ16 | rDXGF | Cap-Tons | 1.46 | 1110 | None | 13.7 | 0.0137 | 3.99 | [9 empty] | DEER:Res:HVAC_Eff_AC | Annual | 20
RB-HV-DuctSeal-HighToLow | DEER2020 | D20v0 | 2019-01-09 08:57 | SCE | MFm | Old | CZ16 | rDXHP | Cap-Tons | 1.46 | 1110 | None | 67.3 | 0.0147 | 0 | [9 empty] | DEER:Res:HVAC_Eff_AC | Annual | 20
RB-HV-DuctSeal-HighToLow | DEER2020 | D20v0 | 2019-01-09 08:57 | SCE | MFm | Old | CZ16 | rNCGF | Cap-Tons | 1.46 | 1110 | None | 3.17 | 0 | 3.84 | [9 empty] | DEER:Res:HVAC_Eff_AC | Annual | 20
RB-HV-DuctSeal-HighToLow | DEER2020 | D20v0 | 2019-01-09 08:57 | SCE | MFm | Old | CZ16 | rWtd | Household | 1.46 | 1110 | None | 16.5 | 0.0107 | 3.57 | [9 empty] | DEER:Res:HVAC_Eff_AC | Annual | 20
RB-HV-DuctSeal-HighToLow | DEER2020 | D20v0 | 2019-01-09 08:57 | SCE | MFm | Old | IOU | rDXGF | Cap-Tons | 1.71 | 1200 | None | 12.6 | 0.0148 | 1.43 | [9 empty] | DEER:Res:HVAC_Eff_AC | Annual | 20
RB-HV-DuctSeal-HighToLow | DEER2020 | D20v0 | 2019-01-09 08:57 | SCE | MFm | Old | IOU | rDXHP | Cap-Tons | 1.71 | 1200 | None | 24.9 | 0.0151 | 0 | [9 empty] | DEER:Res:HVAC_Eff_AC | Annual | 20
RB-HV-DuctSeal-HighToLow | DEER2020 | D20v0 | 2019-01-09 08:57 | SCE | MFm | Old | IOU | rNCGF | Cap-Tons | 1.71 | 1200 | None | 1.07 | 0 | 1.37 | [9 empty] | DEER:Res:HVAC_Eff_AC | Annual | 20
RB-HV-DuctSeal-HighToLow | DEER2020 | D20v0 | 2019-01-09 08:57 | SCE | MFm | Old | IOU | rWtd | Household | 1.71 | 1200 | None | 10.2 | 0.00975 | 1.29 | [9 empty] | DEER:Res:HVAC_Eff_AC | Annual | 20
RB-HV-DuctSeal-HighToLow | DEER2020 | D20v0 | 2019-01-09 08:57 | SCE | SFm | Old | CZ09 | rWtd | Household | 3.49 | 1700 | None | 46.7 | 0.0864 | 5.02 | [9 empty] | DEER:Res:HVAC_Eff_AC | Annual | 20
RB-HV-DuctSeal-HighToLow | DEER2020 | D20v0 | 2019-01-09 08:57 | SCE | SFm | Old | CZ10 | rDXGF | Cap-Tons | 3.83 | 1830 | None | 39.3 | 0.0715 | 5.68 | [9 empty] | DEER:Res:HVAC_Eff_AC | Annual | 20
RB-HV-DuctSeal-HighToLow | DEER2020 | D20v0 | 2019-01-09 08:57 | SCE | SFm | Old | CZ10 | rDXHP | Cap-Tons | 3.83 | 1830 | None | 95.4 | 0.0754 | 0 | [9 empty] | DEER:Res:HVAC_Eff_AC | Annual | 20
RB-HV-DuctSeal-HighToLow | DEER2020 | D20v0 | 2019-01-09 08:57 | SCE | SFm | Old | CZ10 | rNCGF | Cap-Tons | 3.83 | 1830 | None | 3.42 | 0 | 5.56 | [9 empty] | DEER:Res:HVAC_Eff_AC | Annual | 20
RB-HV-DuctSeal-HighToLow | DEER2020 | D20v0 | 2019-01-09 08:57 | SCE | SFm | Old | CZ10 | rWtd | Household | 3.83 | 1830 | None | 40.4 | 0.0682 | 5.38 | [9 empty] | DEER:Res:HVAC_Eff_AC | Annual | 20
RB-HV-DuctSeal-HighToLow | DEER2020 | D20v0 | 2019-01-09 08:57 | SCE | SFm | Old | CZ13 | rDXGF | Cap-Tons | 3.45 | 1690 | None | 69.5 | 0.0795 | 8.11 | [9 empty] | DEER:Res:HVAC_Eff_AC | Annual | 20
RB-HV-DuctSeal-HighToLow | DEER2020 | D20v0 | 2019-01-09 08:57 | SCE | SFm | Old | CZ13 | rDXHP | Cap-Tons | 3.45 | 1690 | None | 161 | 0.0884 | 0 | [9 empty] | DEER:Res:HVAC_Eff_AC | Annual | 20
RB-HV-DuctSeal-HighToLow | DEER2020 | D20v0 | 2019-01-09 08:57 | SCE | SFm | Old | CZ13 | rNCGF | Cap-Tons | 3.45 | 1690 | None | 5.01 | 0 | 7.95 | [9 empty] | DEER:Res:HVAC_Eff_AC | Annual | 20
RB-HV-DuctSeal-HighToLow | DEER2020 | D20v0 | 2019-01-09 08:57 | SCE | SFm | Old | CZ13 | rWtd | Household | 3.45 | 1690 | None | 73.2 | 0.0786 | 7.67 | [9 empty] | DEER:Res:HVAC_Eff_AC | Annual | 20
RB-HV-DuctSeal-HighToLow | DEER2020 | D20v0 | 2019-01-09 08:57 | SCE | SFm | Old | CZ14 | rDXGF | Cap-Tons | 4.23 | 1690 | None | 89.5 | 0.0953 | 7.75 | [9 empty] | DEER:Res:HVAC_Eff_AC | Annual | 20
RB-HV-DuctSeal-HighToLow | DEER2020 | D20v0 | 2019-01-09 08:57 | SCE | SFm | Old | CZ14 | rDXHP | Cap-Tons | 4.23 | 1690 | None | 198 | 0.103 | 0 | [9 empty] | DEER:Res:HVAC_Eff_AC | Annual | 20
RB-HV-DuctSeal-HighToLow | DEER2020 | D20v0 | 2019-01-09 08:57 | SCE | SFm | Old | CZ14 | rNCGF | Cap-Tons | 4.23 | 1690 | None | 4.6 | 0 | 7.45 | [9 empty] | DEER:Res:HVAC_Eff_AC | Annual | 20
RB-HV-DuctSeal-HighToLow | DEER2020 | D20v0 | 2019-01-09 08:57 | SCE | SFm | Old | CZ14 | rWtd | Household | 4.23 | 1690 | None | 91.8 | 0.0919 | 7.33 | [9 empty] | DEER:Res:HVAC_Eff_AC | Annual | 20
RB-HV-DuctSeal-HighToLow | DEER2020 | D20v0 | 2019-01-09 08:57 | SCE | SFm | Old | CZ15 | rDXGF | Cap-Tons | 4.7 | 1680 | None | 101 | 0.0746 | 3.04 | [9 empty] | DEER:Res:HVAC_Eff_AC | Annual | 20
RB-HV-DuctSeal-HighToLow | DEER2020 | D20v0 | 2019-01-09 08:57 | SCE | SFm | Old | CZ15 | rDXHP | Cap-Tons | 4.7 | 1680 | None | 142 | 0.0825 | 0 | [9 empty] | DEER:Res:HVAC_Eff_AC | Annual | 20
RB-HV-DuctSeal-HighToLow | DEER2020 | D20v0 | 2019-01-09 08:57 | SCG | DMo | Old | CZ05 | rWtd | Household | 3.5 | 1220 | None | 13.8 | 0.0158 | 9.34 | [9 empty] | DEER:Res:HVAC_Eff_AC | Annual | 20
RB-HV-DuctSeal-HighToLow | DEER2020 | D20v0 | 2019-01-09 08:57 | SCG | DMo | Old | CZ06 | rDXGF | Cap-Tons | 3.5 | 1210 | None | 50.3 | 0.106 | 3.78 | [9 empty] | DEER:Res:HVAC_Eff_AC | Annual | 20
RB-HV-DuctSeal-HighToLow | DEER2020 | D20v0 | 2019-01-09 08:57 | SCG | DMo | Old | CZ06 | rDXHP | Cap-Tons | 3.5 | 1210 | None | 88.2 | 0.119 | 0 | [9 empty] | DEER:Res:HVAC_Eff_AC | Annual | 20
RB-HV-DuctSeal-HighToLow | DEER2020 | D20v0 | 2019-01-09 08:57 | SCG | DMo | Old | CZ06 | rNCGF | Cap-Tons | 3.5 | 1210 | None | 2.11 | 0 | 3.39 | [9 empty] | DEER:Res:HVAC_Eff_AC | Annual | 20
RB-HV-DuctSeal-HighToLow | DEER2020 | D20v0 | 2019-01-09 08:57 | SCG | DMo | Old | CZ06 | rWtd | Household | 3.5 | 1210 | None | 9.86 | 0.0157 | 3.38 | [9 empty] | DEER:Res:HVAC_Eff_AC | Annual | 20
RB-HV-DuctSeal-HighToLow | DEER2020 | D20v0 | 2019-01-09 08:57 | SCG | DMo | Old | CZ08 | rDXGF | Cap-Tons | 3.5 | 1220 | None | 72.3 | 0.0888 | 3.86 | [9 empty] | DEER:Res:HVAC_Eff_AC | Annual | 20
RB-HV-DuctSeal-HighToLow | DEER2020 | D20v0 | 2019-01-09 08:57 | SCG | DMo | Old | CZ08 | rDXHP | Cap-Tons | 3.5 | 1220 | None | 109 | 0.0962 | 0 | [9 empty] | DEER:Res:HVAC_Eff_AC | Annual | 20
RB-HV-DuctSeal-HighToLow | DEER2020 | D20v0 | 2019-01-09 08:57 | SCG | DMo | Old | CZ08 | rNCGF | Cap-Tons | 3.5 | 1220 | None | 2.17 | 0 | 3.51 | [9 empty] | DEER:Res:HVAC_Eff_AC | Annual | 20
RB-HV-DuctSeal-HighToLow | DEER2020 | D20v0 | 2019-01-09 08:57 | SCG | DMo | Old | CZ08 | rWtd | Household | 3.5 | 1220 | None | 53.4 | 0.0615 | 3.42 | [9 empty] | DEER:Res:HVAC_Eff_AC | Annual | 20
RB-HV-DuctSeal-HighToLow | DEER2020 | D20v0 | 2019-01-09 08:57 | SCG | DMo | Old | CZ09 | rDXGF | Cap-Tons | 3.5 | 1220 | None | 108 | 0.176 | 6.19 | [9 empty] | DEER:Res:HVAC_Eff_AC | Annual | 20
RB-HV-DuctSeal-HighToLow | DEER2020 | D20v0 | 2019-01-09 08:57 | SCG | DMo | Old | CZ09 | rDXHP | Cap-Tons | 3.5 | 1220 | None | 164 | 0.187 | 0 | [9 empty] | DEER:Res:HVAC_Eff_AC | Annual | 20
RB-HV-DuctSeal-HighToLow | DEER2020 | D20v0 | 2019-01-09 08:57 | SCG | DMo | Old | CZ09 | rNCGF | Cap-Tons | 3.5 | 1220 | None | 3.49 | 0 | 5.54 | [9 empty] | DEER:Res:HVAC_Eff_AC | Annual | 20
RB-HV-DuctSeal-HighToLow | DEER2020 | D20v0 | 2019-01-09 08:57 | SCG | DMo | Old | CZ09 | rWtd | Household | 3.5 | 1220 | None | 86.1 | 0.132 | 5.45 | [9 empty] | DEER:Res:HVAC_Eff_AC | Annual | 20
RB-HV-DuctSeal-HighToLow | DEER2020 | D20v0 | 2019-01-09 08:57 | SCG | DMo | Old | CZ10 | rDXGF | Cap-Tons | 3.5 | 1220 | None | 102 | 0.145 | 5.59 | [9 empty] | DEER:Res:HVAC_Eff_AC | Annual | 20
RB-HV-DuctSeal-HighToLow | DEER2020 | D20v0 | 2019-01-09 08:57 | SCG | DMo | Old | CZ10 | rDXHP | Cap-Tons | 3.5 | 1220 | None | 159 | 0.153 | 0 | [9 empty] | DEER:Res:HVAC_Eff_AC | Annual | 20
RB-HV-DuctSeal-HighToLow | DEER2020 | D20v0 | 2019-01-09 08:57 | SCG | DMo | Old | CZ10 | rNCGF | Cap-Tons | 3.5 | 1220 | None | 3.11 | 0 | 4.98 | [9 empty] | DEER:Res:HVAC_Eff_AC | Annual | 20
RB-HV-DuctSeal-HighToLow | DEER2020 | D20v0 | 2019-01-09 08:57 | SCG | DMo | Old | CZ10 | rWtd | Household | 3.5 | 1220 | None | 107 | 0.143 | 4.9 | [9 empty] | DEER:Res:HVAC_Eff_AC | Annual | 20
RB-HV-DuctSeal-HighToLow | DEER2020 | D20v0 | 2019-01-09 08:57 | SCG | DMo | Old | CZ13 | rDXGF | Cap-Tons | 3.5 | 1210 | None | 149 | 0.156 | 8.82 | [9 empty] | DEER:Res:HVAC_Eff_AC | Annual | 20
RB-HV-DuctSeal-HighToLow | DEER2020 | D20v0 | 2019-01-09 08:57 | SCG | DMo | Old | CZ13 | rDXHP | Cap-Tons | 3.5 | 1210 | None | 239 | 0.17 | 0 | [9 empty] | DEER:Res:HVAC_Eff_AC | Annual | 20
RB-HV-DuctSeal-HighToLow | DEER2020 | D20v0 | 2019-01-09 08:57 | SCG | DMo | Old | CZ13 | rNCGF | Cap-Tons | 3.5 | 1210 | None | 4.93 | 0 | 7.92 | [9 empty] | DEER:Res:HVAC_Eff_AC | Annual | 20
RB-HV-DuctSeal-HighToLow | DEER2020 | D20v0 | 2019-01-09 08:57 | SCG | DMo | Old | CZ13 | rWtd | Household | 3.5 | 1210 | None | 161 | 0.158 | 7.72 | [9 empty] | DEER:Res:HVAC_Eff_AC | Annual | 20
RB-HV-DuctSeal-HighToLow | DEER2020 | D20v0 | 2019-01-09 08:57 | SCG | DMo | Old | CZ14 | rDXGF | Cap-Tons | 3.5 | 1230 | None | 178 | 0.175 | 13.6 | [9 empty] | DEER:Res:HVAC_Eff_AC | Annual | 20
RB-HV-DuctSeal-HighToLow | DEER2020 | D20v0 | 2019-01-09 08:57 | SCG | DMo | Old | CZ14 | rDXHP | Cap-Tons | 3.5 | 1230 | None | 334 | 0.184 | 0 | [9 empty] | DEER:Res:HVAC_Eff_AC | Annual | 20
RB-HV-DuctSeal-HighToLow | DEER2020 | D20v0 | 2019-01-09 08:57 | SCG | DMo | Old | CZ14 | rNCGF | Cap-Tons | 3.5 | 1230 | None | 7.42 | 0 | 11.8 | [9 empty] | DEER:Res:HVAC_Eff_AC | Annual | 20
RB-HV-DuctSeal-HighToLow | DEER2020 | D20v0 | 2019-01-09 08:57 | SCG | DMo | Old | CZ14 | rWtd | Household | 3.5 | 1230 | None | 149 | 0.131 | 11.9 | [9 empty] | DEER:Res:HVAC_Eff_AC | Annual | 20
RB-HV-DuctSeal-HighToLow | DEER2020 | D20v0 | 2019-01-09 08:57 | SCG | DMo | Old | CZ15 | rDXGF | Cap-Tons | 3.5 | 1230 | None | 234 | 0.17 | 4.28 | [9 empty] | DEER:Res:HVAC_Eff_AC | Annual | 20
RB-HV-DuctSeal-HighToLow | DEER2020 | D20v0 | 2019-01-09 08:57 | SCG | DMo | Old | CZ15 | rDXHP | Cap-Tons | 3.5 | 1230 | None | 273 | 0.177 | 0 | [9 empty] | DEER:Res:HVAC_Eff_AC | Annual | 20
RB-HV-DuctSeal-HighToLow | DEER2020 | D20v0 | 2019-01-09 08:57 | SCG | DMo | Old | CZ15 | rNCGF | Cap-Tons | 3.5 | 1230 | None | 2.4 | 0 | 3.78 | [9 empty] | DEER:Res:HVAC_Eff_AC | Annual | 20
RB-HV-DuctSeal-HighToLow | DEER2020 | D20v0 | 2019-01-09 08:57 | SCG | DMo | Old | CZ15 | rWtd | Household | 3.5 | 1230 | None | 239 | 0.171 | 3.75 | [9 empty] | DEER:Res:HVAC_Eff_AC | Annual | 20
RB-HV-DuctSeal-HighToLow | DEER2020 | D20v0 | 2019-01-09 08:57 | SCG | DMo | Old | CZ16 | rDXGF | Cap-Tons | 3.5 | 1240 | None | 66.8 | 0.0797 | 27.9 | [9 empty] | DEER:Res:HVAC_Eff_AC | Annual | 20
RB-HV-DuctSeal-HighToLow | DEER2020 | D20v0 | 2019-01-09 08:57 | SCG | DMo | Old | CZ16 | rDXHP | Cap-Tons | 3.5 | 1240 | None | 413 | 0.0877 | 0 | [9 empty] | DEER:Res:HVAC_Eff_AC | Annual | 20
RB-HV-DuctSeal-HighToLow | DEER2020 | D20v0 | 2019-01-09 08:57 | SCG | DMo | Old | CZ16 | rNCGF | Cap-Tons | 3.5 | 1240 | None | 15.1 | 0 | 23.9 | [9 empty] | DEER:Res:HVAC_Eff_AC | Annual | 20
RB-HV-DuctSeal-HighToLow | DEER2020 | D20v0 | 2019-01-09 08:57 | SCG | DMo | Old | CZ16 | rWtd | Household | 3.5 | 1240 | None | 110 | 0.0807 | 24.4 | [9 empty] | DEER:Res:HVAC_Eff_AC | Annual | 20
RB-HV-DuctSeal-HighToLow | DEER2020 | D20v0 | 2019-01-09 08:57 | SCG | DMo | Old | IOU | rDXGF | Cap-Tons | 3.5 | 1220 | None | 107 | 0.146 | 6.07 | [9 empty] | DEER:Res:HVAC_Eff_AC | Annual | 20
RB-HV-DuctSeal-HighToLow | DEER2020 | D20v0 | 2019-01-09 08:57 | SCG | DMo | Old | IOU | rDXHP | Cap-Tons | 3.5 | 1220 | None | 167 | 0.155 | 0 | [9 empty] | DEER:Res:HVAC_Eff_AC | Annual | 20
RB-HV-DuctSeal-HighToLow | DEER2020 | D20v0 | 2019-01-09 08:57 | SCG | DMo | Old | IOU | rNCGF | Cap-Tons | 3.5 | 1220 | None | 3.39 | 0 | 5.42 | [9 empty] | DEER:Res:HVAC_Eff_AC | Annual | 20
RB-HV-DuctSeal-HighToLow | DEER2020 | D20v0 | 2019-01-09 08:57 | SCG | DMo | Old | IOU | rWtd | Household | 3.5 | 1220 | None | 101 | 0.125 | 5.33 | [9 empty] | DEER:Res:HVAC_Eff_AC | Annual | 20
RB-HV-DuctSeal-HighToLow | DEER2020 | D20v0 | 2019-01-09 08:57 | SCG | MFm | Old | CZ09 | rDXGF | Cap-Tons | 1.87 | 1260 | None | 15.9 | 0.0186 | 1.54 | [9 empty] | DEER:Res:HVAC_Eff_AC | Annual | 20
RB-HV-DuctSeal-HighToLow | DEER2020 | D20v0 | 2019-01-09 08:57 | SCG | MFm | Old | CZ09 | rDXHP | Cap-Tons | 1.87 | 1260 | None | 28.2 | 0.0187 | 0 | [9 empty] | DEER:Res:HVAC_Eff_AC | Annual | 20
RB-HV-DuctSeal-HighToLow | DEER2020 | D20v0 | 2019-01-09 08:57 | SCG | MFm | Old | CZ09 | rNCGF | Cap-Tons | 1.87 | 1260 | None | 1.12 | 0 | 1.48 | [9 empty] | DEER:Res:HVAC_Eff_AC | Annual | 20
RB-HV-DuctSeal-HighToLow | DEER2020 | D20v0 | 2019-01-09 08:57 | SCG | MFm | Old | CZ09 | rWtd | Household | 1.87 | 1260 | None | 12.5 | 0.013 | 1.39 | [9 empty] | DEER:Res:HVAC_Eff_AC | Annual | 20
RB-HV-DuctSeal-HighToLow | DEER2020 | D20v0 | 2019-01-09 08:57 | SCG | MFm | Old | CZ10 | rDXGF | Cap-Tons | 2.01 | 1310 | None | 10.8 | 0.0178 | 1.81 | [9 empty] | DEER:Res:HVAC_Eff_AC | Annual | 20
RB-HV-DuctSeal-HighToLow | DEER2020 | D20v0 | 2019-01-09 08:57 | SCG | MFm | Old | IOU | rWtd | Household | 1.74 | 1210 | None | 10.4 | 0.0103 | 1.32 | [9 empty] | DEER:Res:HVAC_Eff_AC | Annual | 20
RB-HV-DuctSeal-HighToLow | DEER2020 | D20v0 | 2019-01-09 08:57 | SCG | Res | Old | CZ09 | rNCGF | Cap-Tons | 2.7 | 1490 | None | 2.2 | 0 | 3.42 | [9 empty] | DEER:Res:HVAC_Eff_AC | Annual | 20
RB-HV-DuctSeal-HighToLow | DEER2020 | D20v0 | 2019-01-09 08:57 | SCG | Res | Old | CZ16 | rWtd | Household | 2.9 | 1570 | None | 35.8 | 0.037 | 11.8 | [9 empty] | DEER:Res:HVAC_Eff_AC | Annual | 20
RB-HV-DuctSeal-HighToLow | DEER2020 | D20v0 | 2019-01-09 08:57 | SCG | Res | Old | IOU | rDXGF | Cap-Tons | 2.9 | 1530 | None | 32.8 | 0.055 | 3.98 | [9 empty] | DEER:Res:HVAC_Eff_AC | Annual | 20
RB-HV-DuctSeal-HighToLow | DEER2020 | D20v0 | 2019-01-09 08:57 | SCG | Res | Old | IOU | rDXHP | Cap-Tons | 2.9 | 1530 | None | 70.6 | 0.057 | 0 | [9 empty] | DEER:Res:HVAC_Eff_AC | Annual | 20
RB-HV-DuctSeal-HighToLow | DEER2020 | D20v0 | 2019-01-09 08:57 | SCG | Res | Old | IOU | rNCGF | Cap-Tons | 2.9 | 1530 | None | 2.5 | 0 | 3.88 | [9 empty] | DEER:Res:HVAC_Eff_AC | Annual | 20
RB-HV-DuctSeal-HighToLow | DEER2020 | D20v0 | 2019-01-09 08:57 | SCG | Res | Old | IOU | rWtd | Household | 2.9 | 1530 | None | 27 | 0.04 | 3.77 | [9 empty] | DEER:Res:HVAC_Eff_AC | Annual | 20
RB-HV-DuctSeal-HighToLow | DEER2020 | D20v0 | 2019-01-09 08:57 | SCG | SFm | Old | CZ15 | rWtd | Household | 5.32 | 1640 | None | 92.3 | 0.0683 | 2.5 | [9 empty] | DEER:Res:HVAC_Eff_AC | Annual | 20
RB-HV-DuctSeal-HighToLow | DEER2020 | D20v0 | 2019-01-09 08:57 | SCG | SFm | Old | CZ16 | rDXGF | Cap-Tons | 3.26 | 1690 | None | 42.8 | 0.0654 | 14.7 | [9 empty] | DEER:Res:HVAC_Eff_AC | Annual | 20
RB-HV-DuctSeal-HighToLow | DEER2020 | D20v0 | 2019-01-09 08:57 | SCG | SFm | Old | CZ16 | rDXHP | Cap-Tons | 3.26 | 1690 | None | 259 | 0.0688 | 0 | [9 empty] | DEER:Res:HVAC_Eff_AC | Annual | 20
RB-HV-DuctSeal-HighToLow | DEER2020 | D20v0 | 2019-01-09 08:57 | SCG | SFm | Old | CZ16 | rNCGF | Cap-Tons | 3.26 | 1690 | None | 9.49 | 0 | 14.4 | [9 empty] | DEER:Res:HVAC_Eff_AC | Annual | 20
RB-HV-DuctSeal-HighToLow | DEER2020 | D20v0 | 2019-01-09 08:57 | SCG | SFm | Old | CZ16 | rWtd | Household | 3.26 | 1690 | None | 39.5 | 0.0437 | 14 | [9 empty] | DEER:Res:HVAC_Eff_AC | Annual | 20
RB-HV-DuctSeal-HighToLow | DEER2020 | D20v0 | 2019-01-09 08:57 | SCG | SFm | Old | IOU | rDXGF | Cap-Tons | 3.46 | 1710 | None | 41.9 | 0.0753 | 5.34 | [9 empty] | DEER:Res:HVAC_Eff_AC | Annual | 20
RB-HV-DuctSeal-HighToLow | DEER2020 | D20v0 | 2019-01-09 08:57 | SCG | SFm | Old | IOU | rDXHP | Cap-Tons | 3.46 | 1710 | None | 93.6 | 0.0783 | 0 | [9 empty] | DEER:Res:HVAC_Eff_AC | Annual | 20
RB-HV-DuctSeal-HighToLow | DEER2020 | D20v0 | 2019-01-09 08:57 | SCG | SFm | Old | IOU | rNCGF | Cap-Tons | 3.46 | 1710 | None | 3.31 | 0 | 5.23 | [9 empty] | DEER:Res:HVAC_Eff_AC | Annual | 20
RB-HV-DuctSeal-HighToLow | DEER2020 | D20v0 | 2019-01-09 08:57 | SCG | SFm | Old | IOU | rWtd | Household | 3.46 | 1710 | None | 34.6 | 0.0549 | 5.11 | [9 empty] | DEER:Res:HVAC_Eff_AC | Annual | 20
RB-HV-DuctSeal-HighToLow | DEER2020 | D20v0 | 2019-01-09 08:57 | SDG | DMo | Old | CZ14 | rDXHP | Cap-Tons | 3.5 | 1210 | None | 301 | 0.183 | 0 | [9 empty] | DEER:Res:HVAC_Eff_AC | Annual | 20
RB-HV-DuctSeal-HighToLow | DEER2020 | D20v0 | 2019-01-09 08:57 | SDG | DMo | Old | CZ14 | rNCGF | Cap-Tons | 3.5 | 1210 | None | 5.78 | 0 | 9.2 | [9 empty] | DEER:Res:HVAC_Eff_AC | Annual | 20
RB-HV-DuctSeal-HighToLow | DEER2020 | D20v0 | 2019-01-09 08:57 | SDG | DMo | Old | CZ14 | rWtd | Household | 3.5 | 1210 | None | 41.8 | 0.0339 | 9.22 | [9 empty] | DEER:Res:HVAC_Eff_AC | Annual | 20
RB-HV-DuctSeal-HighToLow | DEER2020 | D20v0 | 2019-01-09 08:57 | SDG | DMo | Old | CZ15 | rDXGF | Cap-Tons | 3.5 | 1220 | None | 233 | 0.169 | 3.81 | [9 empty] | DEER:Res:HVAC_Eff_AC | Annual | 20
RB-HV-DuctSeal-HighToLow | DEER2020 | D20v0 | 2019-01-09 08:57 | SDG | DMo | Old | CZ15 | rDXHP | Cap-Tons | 3.5 | 1220 | None | 269 | 0.176 | 0 | [9 empty] | DEER:Res:HVAC_Eff_AC | Annual | 20
RB-HV-DuctSeal-HighToLow | DEER2020 | D20v0 | 2019-01-09 08:57 | SDG | DMo | Old | CZ15 | rNCGF | Cap-Tons | 3.5 | 1220 | None | 2.13 | 0 | 3.37 | [9 empty] | DEER:Res:HVAC_Eff_AC | Annual | 20
RB-HV-DuctSeal-HighToLow | DEER2020 | D20v0 | 2019-01-09 08:57 | SDG | DMo | Old | CZ15 | rWtd | Household | 3.5 | 1220 | None | 133 | 0.0945 | 3.35 | [9 empty] | DEER:Res:HVAC_Eff_AC | Annual | 20
RB-HV-DuctSeal-HighToLow | DEER2020 | D20v0 | 2019-01-09 08:57 | SDG | DMo | Old | IOU | rDXGF | Cap-Tons | 3.5 | 1210 | None | 74.6 | 0.103 | 3.74 | [9 empty] | DEER:Res:HVAC_Eff_AC | Annual | 20
RB-HV-DuctSeal-HighToLow | DEER2020 | D20v0 | 2019-01-09 08:57 | SDG | DMo | Old | IOU | rDXHP | Cap-Tons | 3.5 | 1210 | None | 114 | 0.113 | 0 | [9 empty] | DEER:Res:HVAC_Eff_AC | Annual | 20
RB-HV-DuctSeal-HighToLow | DEER2020 | D20v0 | 2019-01-09 08:57 | SDG | DMo | Old | IOU | rNCGF | Cap-Tons | 3.5 | 1210 | None | 2.09 | 0 | 3.37 | [9 empty] | DEER:Res:HVAC_Eff_AC | Annual | 20
RB-HV-DuctSeal-HighToLow | DEER2020 | D20v0 | 2019-01-09 08:57 | SDG | DMo | Old | IOU | rWtd | Household | 3.5 | 1210 | None | 50 | 0.0652 | 3.32 | [9 empty] | DEER:Res:HVAC_Eff_AC | Annual | 20
RB-HV-DuctSeal-HighToLow | DEER2020 | D20v0 | 2019-01-09 08:57 | SDG | MFm | Old | CZ15 | rDXHP | Cap-Tons | 2.43 | 1410 | None | 43 | 0.0213 | 0 | [9 empty] | DEER:Res:HVAC_Eff_AC | Annual | 20
RB-HV-DuctSeal-HighToLow | DEER2020 | D20v0 | 2019-01-09 08:57 | SDG | MFm | Old | CZ15 | rNCGF | Cap-Tons | 2.43 | 1410 | None | 0.564 | 0 | 0.763 | [9 empty] | DEER:Res:HVAC_Eff_AC | Annual | 20
RB-HV-DuctSeal-HighToLow | DEER2020 | D20v0 | 2019-01-09 08:57 | SDG | MFm | Old | CZ15 | rWtd | Household | 2.43 | 1410 | None | 36.9 | 0.021 | 0.695 | [9 empty] | DEER:Res:HVAC_Eff_AC | Annual | 20
RB-HV-DuctSeal-HighToLow | DEER2020 | D20v0 | 2019-01-09 08:57 | SDG | SFm | Old | CZ15 | rDXHP | Cap-Tons | 5.93 | 1600 | None | 106 | 0.0671 | 0 | [9 empty] | DEER:Res:HVAC_Eff_AC | Annual | 20
RB-HV-DuctSeal-HighToLow | DEER2020 | D20v0 | 2019-01-09 08:57 | SDG | SFm | Old | CZ15 | rNCGF | Cap-Tons | 5.93 | 1600 | None | 1.27 | 0 | 2.1 | [9 empty] | DEER:Res:HVAC_Eff_AC | Annual | 20
RB-HV-DuctSeal-HighToLow | DEER2020 | D20v0 | 2019-01-09 08:57 | SDG | SFm | Old | CZ15 | rWtd | Household | 5.93 | 1600 | None | 78.9 | 0.0613 | 2.15 | [9 empty] | DEER:Res:HVAC_Eff_AC | Annual | 20
RB-HV-DuctSeal-HighToLow | DEER2020 | D20v0 | 2019-01-09 08:57 | SDG | SFm | Old | IOU | rDXGF | Cap-Tons | 3.06 | 1810 | None | 29.9 | 0.0567 | 5.05 | [9 empty] | DEER:Res:HVAC_Eff_AC | Annual | 20
RB-HV-DuctSeal-HighToLow | DEER2020 | D20v0 | 2019-01-09 08:57 | SDG | SFm | Old | IOU | rDXHP | Cap-Tons | 3.06 | 1810 | None | 71 | 0.0598 | 0 | [9 empty] | DEER:Res:HVAC_Eff_AC | Annual | 20
RB-HV-DuctSeal-HighToLow | DEER2020 | D20v0 | 2019-01-09 08:57 | SDG | SFm | Old | IOU | rNCGF | Cap-Tons | 3.06 | 1810 | None | 3.23 | 0 | 4.96 | [9 empty] | DEER:Res:HVAC_Eff_AC | Annual | 20
RB-HV-DuctSeal-HighToLow | DEER2020 | D20v0 | 2019-01-09 08:57 | SDG | SFm | Old | IOU | rWtd | Household | 3.06 | 1810 | None | 18.1 | 0.0286 | 4.87 | [9 empty] | DEER:Res:HVAC_Eff_AC | Annual | 20
RB-HV-DuctSeal-MedToLow | DEER2020 | D20v0 | 2019-01-09 08:57 | PGE | DMo | Old | CZ11 | rDXHP | Cap-Tons | 3.5 | 1220 | None | 114 | 0.102 | 0 | [9 empty] | DEER:Res:HVAC_Eff_AC | Annual | 20
RB-HV-DuctSeal-MedToLow | DEER2020 | D20v0 | 2019-01-09 08:57 | PGE | DMo | Old | CZ11 | rNCGF | Cap-Tons | 3.5 | 1220 | None | 2.8 | 0 | 4.47 | [9 empty] | DEER:Res:HVAC_Eff_AC | Annual | 20
RB-HV-DuctSeal-MedToLow | DEER2020 | D20v0 | 2019-01-09 08:57 | PGE | DMo | Old | CZ11 | rWtd | Household | 3.5 | 1220 | None | 66.3 | 0.0923 | 4.38 | [9 empty] | DEER:Res:HVAC_Eff_AC | Annual | 20
RB-HV-DuctSeal-MedToLow | DEER2020 | D20v0 | 2019-01-09 08:57 | PGE | MFm | Old | CZ03 | rWtd | Household | 1.39 | 1080 | None | 0.951 | 0.00021 | 0.987 | [9 empty] | DEER:Res:HVAC_Eff_AC | Annual | 20
RB-HV-DuctSeal-MedToLow | DEER2020 | D20v0 | 2019-01-09 08:57 | PGE | MFm | Old | CZ04 | rDXGF | Cap-Tons | 1.36 | 1090 | None | 3.12 | 0.00674 | 0.793 | [9 empty] | DEER:Res:HVAC_Eff_AC | Annual | 20
RB-HV-DuctSeal-MedToLow | DEER2020 | D20v0 | 2019-01-09 08:57 | PGE | MFm | Old | CZ04 | rDXHP | Cap-Tons | 1.36 | 1090 | None | 11.8 | 0.00708 | 0 | [9 empty] | DEER:Res:HVAC_Eff_AC | Annual | 20
RB-HV-DuctSeal-MedToLow | DEER2020 | D20v0 | 2019-01-09 08:57 | PGE | MFm | Old | CZ04 | rNCGF | Cap-Tons | 1.36 | 1090 | None | 0.646 | 0 | 0.763 | [9 empty] | DEER:Res:HVAC_Eff_AC | Annual | 20
RB-HV-DuctSeal-MedToLow | DEER2020 | D20v0 | 2019-01-09 08:57 | PGE | MFm | Old | CZ04 | rWtd | Household | 1.36 | 1090 | None | 2.22 | 0.00299 | 0.732 | [9 empty] | DEER:Res:HVAC_Eff_AC | Annual | 20
RB-HV-DuctSeal-MedToLow | DEER2020 | D20v0 | 2019-01-09 08:57 | PGE | MFm | Old | CZ05 | rDXGF | Cap-Tons | 1.39 | 1060 | None | 1.04 | 0.00081 | 0.984 | [9 empty] | DEER:Res:HVAC_Eff_AC | Annual | 20
RB-HV-DuctSeal-MedToLow | DEER2020 | D20v0 | 2019-01-09 08:57 | PGE | MFm | Old | CZ05 | rDXHP | Cap-Tons | 1.39 | 1060 | None | 10 | 0.00021 | 0 | [9 empty] | DEER:Res:HVAC_Eff_AC | Annual | 20
RB-HV-DuctSeal-MedToLow | DEER2020 | D20v0 | 2019-01-09 08:57 | PGE | MFm | Old | CZ05 | rNCGF | Cap-Tons | 1.39 | 1060 | None | 0.792 | 0 | 0.947 | [9 empty] | DEER:Res:HVAC_Eff_AC | Annual | 20
RB-HV-DuctSeal-MedToLow | DEER2020 | D20v0 | 2019-01-09 08:57 | PGE | MFm | Old | CZ05 | rWtd | Household | 1.39 | 1060 | None | 1.21 | 0.00022 | 0.92 | [9 empty] | DEER:Res:HVAC_Eff_AC | Annual | 20
RB-HV-DuctSeal-MedToLow | DEER2020 | D20v0 | 2019-01-09 08:57 | PGE | MFm | Old | CZ11 | rDXGF | Cap-Tons | 1.85 | 1120 | None | 6.26 | 0.00993 | 0.882 | [9 empty] | DEER:Res:HVAC_Eff_AC | Annual | 20
RB-HV-DuctSeal-MedToLow | DEER2020 | D20v0 | 2019-01-09 08:57 | PGE | MFm | Old | CZ11 | rDXHP | Cap-Tons | 1.85 | 1120 | None | 14.7 | 0.0102 | 0 | [9 empty] | DEER:Res:HVAC_Eff_AC | Annual | 20
RB-HV-DuctSeal-MedToLow | DEER2020 | D20v0 | 2019-01-09 08:57 | PGE | MFm | Old | CZ11 | rNCGF | Cap-Tons | 1.85 | 1120 | None | 0.641 | 0 | 0.856 | [9 empty] | DEER:Res:HVAC_Eff_AC | Annual | 20
RB-HV-DuctSeal-MedToLow | DEER2020 | D20v0 | 2019-01-09 08:57 | PGE | MFm | Old | CZ11 | rWtd | Household | 1.85 | 1120 | None | 7.15 | 0.00972 | 0.774 | [9 empty] | DEER:Res:HVAC_Eff_AC | Annual | 20
RB-HV-DuctSeal-MedToLow | DEER2020 | D20v0 | 2019-01-09 08:57 | PGE | MFm | Old | CZ12 | rDXGF | Cap-Tons | 1.7 | 1120 | None | 5.16 | 0.00842 | 0.985 | [9 empty] | DEER:Res:HVAC_Eff_AC | Annual | 20
RB-HV-DuctSeal-MedToLow | DEER2020 | D20v0 | 2019-01-09 08:57 | PGE | MFm | Old | CZ12 | rDXHP | Cap-Tons | 1.7 | 1120 | None | 14.8 | 0.0091 | 0 | [9 empty] | DEER:Res:HVAC_Eff_AC | Annual | 20
RB-HV-DuctSeal-MedToLow | DEER2020 | D20v0 | 2019-01-09 08:57 | PGE | MFm | Old | CZ12 | rNCGF | Cap-Tons | 1.7 | 1120 | None | 0.736 | 0 | 0.949 | [9 empty] | DEER:Res:HVAC_Eff_AC | Annual | 20
RB-HV-DuctSeal-MedToLow | DEER2020 | D20v0 | 2019-01-09 08:57 | PGE | MFm | Old | CZ12 | rWtd | Household | 1.7 | 1120 | None | 5.71 | 0.00751 | 0.871 | [9 empty] | DEER:Res:HVAC_Eff_AC | Annual | 20
RB-HV-DuctSeal-MedToLow | DEER2020 | D20v0 | 2019-01-09 08:57 | PGE | MFm | Old | CZ13 | rDXGF | Cap-Tons | 1.73 | 1110 | None | 7.98 | 0.008 | 1.03 | [9 empty] | DEER:Res:HVAC_Eff_AC | Annual | 20
RB-HV-DuctSeal-MedToLow | DEER2020 | D20v0 | 2019-01-09 08:57 | PGE | MFm | Old | CZ13 | rDXHP | Cap-Tons | 1.73 | 1110 | None | 17.8 | 0.00858 | 0 | [9 empty] | DEER:Res:HVAC_Eff_AC | Annual | 20
RB-HV-DuctSeal-MedToLow | DEER2020 | D20v0 | 2019-01-09 08:57 | PGE | MFm | Old | CZ13 | rNCGF | Cap-Tons | 1.73 | 1110 | None | 0.756 | 0 | 0.996 | [9 empty] | DEER:Res:HVAC_Eff_AC | Annual | 20
RB-HV-DuctSeal-MedToLow | DEER2020 | D20v0 | 2019-01-09 08:57 | PGE | MFm | Old | CZ13 | rWtd | Household | 1.73 | 1110 | None | 8.97 | 0.00784 | 0.902 | [9 empty] | DEER:Res:HVAC_Eff_AC | Annual | 20
RB-HV-DuctSeal-MedToLow | DEER2020 | D20v0 | 2019-01-09 08:57 | PGE | MFm | Old | CZ16 | rDXGF | Cap-Tons | 1.52 | 1130 | None | 6.16 | 0.00599 | 1.7 | [9 empty] | DEER:Res:HVAC_Eff_AC | Annual | 20
RB-HV-DuctSeal-MedToLow | DEER2020 | D20v0 | 2019-01-09 08:57 | PGE | MFm | Old | CZ16 | rDXHP | Cap-Tons | 1.52 | 1130 | None | 28.9 | 0.00665 | 0 | [9 empty] | DEER:Res:HVAC_Eff_AC | Annual | 20
RB-HV-DuctSeal-MedToLow | DEER2020 | D20v0 | 2019-01-09 08:57 | PGE | Res | Old | CZ02 | rDXHP | Cap-Tons | 3 | 1560 | None | 46 | 0.02 | 0 | [9 empty] | DEER:Res:HVAC_Eff_AC | Annual | 20
RB-HV-DuctSeal-MedToLow | DEER2020 | D20v0 | 2019-01-09 08:57 | PGE | Res | Old | CZ02 | rNCGF | Cap-Tons | 3 | 1560 | None | 2.3 | 0 | 3.59 | [9 empty] | DEER:Res:HVAC_Eff_AC | Annual | 20
RB-HV-DuctSeal-MedToLow | DEER2020 | D20v0 | 2019-01-09 08:57 | PGE | Res | Old | CZ02 | rWtd | Household | 3 | 1560 | None | 5.5 | 0.009 | 3.54 | [9 empty] | DEER:Res:HVAC_Eff_AC | Annual | 20
RB-HV-DuctSeal-MedToLow | DEER2020 | D20v0 | 2019-01-09 08:57 | PGE | Res | Old | CZ03 | rDXGF | Cap-Tons | 2.2 | 1410 | None | 3.3 | 0.009 | 2.81 | [9 empty] | DEER:Res:HVAC_Eff_AC | Annual | 20
RB-HV-DuctSeal-MedToLow | DEER2020 | D20v0 | 2019-01-09 08:57 | PGE | Res | Old | CZ03 | rDXHP | Cap-Tons | 2.2 | 1410 | None | 25.7 | 0.009 | 0 | [9 empty] | DEER:Res:HVAC_Eff_AC | Annual | 20
RB-HV-DuctSeal-MedToLow | DEER2020 | D20v0 | 2019-01-09 08:57 | PGE | Res | Old | CZ03 | rNCGF | Cap-Tons | 2.2 | 1410 | None | 1.9 | 0 | 2.76 | [9 empty] | DEER:Res:HVAC_Eff_AC | Annual | 20
RB-HV-DuctSeal-MedToLow | DEER2020 | D20v0 | 2019-01-09 08:57 | PGE | Res | Old | CZ03 | rWtd | Household | 2.2 | 1410 | None | 2.3 | 0.001 | 2.74 | [9 empty] | DEER:Res:HVAC_Eff_AC | Annual | 20
RB-HV-DuctSeal-MedToLow | DEER2020 | D20v0 | 2019-01-09 08:57 | PGE | Res | Old | CZ04 | rDXGF | Cap-Tons | 2.3 | 1450 | None | 8.8 | 0.02 | 2.53 | [9 empty] | DEER:Res:HVAC_Eff_AC | Annual | 20
RB-HV-DuctSeal-MedToLow | DEER2020 | D20v0 | 2019-01-09 08:57 | PGE | Res | Old | CZ04 | rDXHP | Cap-Tons | 2.3 | 1450 | None | 36.6 | 0.02 | 0 | [9 empty] | DEER:Res:HVAC_Eff_AC | Annual | 20
RB-HV-DuctSeal-MedToLow | DEER2020 | D20v0 | 2019-01-09 08:57 | PGE | Res | Old | CZ04 | rNCGF | Cap-Tons | 2.3 | 1450 | None | 1.7 | 0 | 2.47 | [9 empty] | DEER:Res:HVAC_Eff_AC | Annual | 20
RB-HV-DuctSeal-MedToLow | DEER2020 | D20v0 | 2019-01-09 08:57 | PGE | Res | Old | CZ04 | rWtd | Household | 2.3 | 1450 | None | 6.3 | 0.01 | 2.42 | [9 empty] | DEER:Res:HVAC_Eff_AC | Annual | 20
RB-HV-DuctSeal-MedToLow | DEER2020 | D20v0 | 2019-01-09 08:57 | PGE | Res | Old | CZ05 | rDXGF | Cap-Tons | 2.8 | 1540 | None | 4.3 | 0.01 | 3.98 | [9 empty] | DEER:Res:HVAC_Eff_AC | Annual | 20
RB-HV-DuctSeal-MedToLow | DEER2020 | D20v0 | 2019-01-09 08:57 | PGE | Res | Old | CZ05 | rDXHP | Cap-Tons | 2.8 | 1540 | None | 39.6 | 0.01 | 0 | [9 empty] | DEER:Res:HVAC_Eff_AC | Annual | 20
RB-HV-DuctSeal-MedToLow | DEER2020 | D20v0 | 2019-01-09 08:57 | PGE | Res | Old | CZ05 | rNCGF | Cap-Tons | 2.8 | 1540 | None | 2.5 | 0 | 3.85 | [9 empty] | DEER:Res:HVAC_Eff_AC | Annual | 20
RB-HV-DuctSeal-MedToLow | DEER2020 | D20v0 | 2019-01-09 08:57 | PGE | Res | Old | CZ05 | rWtd | Household | 2.8 | 1540 | None | 3.3 | 0.002 | 3.82 | [9 empty] | DEER:Res:HVAC_Eff_AC | Annual | 20
RB-HV-DuctSeal-MedToLow | DEER2020 | D20v0 | 2019-01-09 08:57 | PGE | Res | Old | CZ11 | rDXGF | Cap-Tons | 3.4 | 1510 | None | 28 | 0.047 | 3.32 | [9 empty] | DEER:Res:HVAC_Eff_AC | Annual | 20
RB-HV-DuctSeal-MedToLow | DEER2020 | D20v0 | 2019-01-09 08:57 | PGE | Res | Old | CZ11 | rDXHP | Cap-Tons | 3.4 | 1510 | None | 64.8 | 0.049 | 0 | [9 empty] | DEER:Res:HVAC_Eff_AC | Annual | 20
RB-HV-DuctSeal-MedToLow | DEER2020 | D20v0 | 2019-01-09 08:57 | PGE | Res | Old | CZ11 | rNCGF | Cap-Tons | 3.4 | 1510 | None | 2 | 0 | 3.17 | [9 empty] | DEER:Res:HVAC_Eff_AC | Annual | 20
RB-HV-DuctSeal-MedToLow | DEER2020 | D20v0 | 2019-01-09 08:57 | PGE | Res | Old | CZ11 | rWtd | Household | 3.4 | 1510 | None | 28.8 | 0.044 | 3.08 | [9 empty] | DEER:Res:HVAC_Eff_AC | Annual | 20
RB-HV-DuctSeal-MedToLow | DEER2020 | D20v0 | 2019-01-09 08:57 | PGE | Res | Old | CZ12 | rDXGF | Cap-Tons | 3 | 1500 | None | 14.2 | 0.029 | 2.9 | [9 empty] | DEER:Res:HVAC_Eff_AC | Annual | 20
RB-HV-DuctSeal-MedToLow | DEER2020 | D20v0 | 2019-01-09 08:57 | PGE | Res | Old | CZ12 | rDXHP | Cap-Tons | 3 | 1500 | None | 45.3 | 0.032 | 0 | [9 empty] | DEER:Res:HVAC_Eff_AC | Annual | 20
RB-HV-DuctSeal-MedToLow | DEER2020 | D20v0 | 2019-01-09 08:57 | PGE | Res | Old | CZ12 | rNCGF | Cap-Tons | 3 | 1500 | None | 1.8 | 0 | 2.82 | [9 empty] | DEER:Res:HVAC_Eff_AC | Annual | 20
RB-HV-DuctSeal-MedToLow | DEER2020 | D20v0 | 2019-01-09 08:57 | PGE | Res | Old | CZ12 | rWtd | Household | 3 | 1500 | None | 14.5 | 0.026 | 2.72 | [9 empty] | DEER:Res:HVAC_Eff_AC | Annual | 20
RB-HV-DuctSeal-MedToLow | DEER2020 | D20v0 | 2019-01-09 08:57 | PGE | Res | Old | CZ13 | rDXGF | Cap-Tons | 3.1 | 1500 | None | 26.5 | 0.03 | 2.76 | [9 empty] | DEER:Res:HVAC_Eff_AC | Annual | 20
RB-HV-DuctSeal-MedToLow | DEER2020 | D20v0 | 2019-01-09 08:57 | PGE | Res | Old | CZ13 | rDXHP | Cap-Tons | 3.1 | 1500 | None | 57.2 | 0.034 | 0 | [9 empty] | DEER:Res:HVAC_Eff_AC | Annual | 20
RB-HV-DuctSeal-MedToLow | DEER2020 | D20v0 | 2019-01-09 08:57 | PGE | Res | Old | CZ13 | rNCGF | Cap-Tons | 3.1 | 1500 | None | 1.7 | 0 | 2.68 | [9 empty] | DEER:Res:HVAC_Eff_AC | Annual | 20
RB-HV-DuctSeal-MedToLow | DEER2020 | D20v0 | 2019-01-09 08:57 | PGE | Res | Old | CZ13 | rWtd | Household | 3.1 | 1500 | None | 27.4 | 0.029 | 2.57 | [9 empty] | DEER:Res:HVAC_Eff_AC | Annual | 20
RB-HV-DuctSeal-MedToLow | DEER2020 | D20v0 | 2019-01-09 08:57 | PGE | Res | Old | CZ16 | rDXGF | Cap-Tons | 3.2 | 1690 | None | 19.6 | 0.029 | 6.98 | [9 empty] | DEER:Res:HVAC_Eff_AC | Annual | 20
RB-HV-DuctSeal-MedToLow | DEER2020 | D20v0 | 2019-01-09 08:57 | PGE | Res | Old | CZ16 | rDXHP | Cap-Tons | 3.2 | 1690 | None | 119 | 0.031 | 0 | [9 empty] | DEER:Res:HVAC_Eff_AC | Annual | 20
RB-HV-DuctSeal-MedToLow | DEER2020 | D20v0 | 2019-01-09 08:57 | PGE | Res | Old | CZ16 | rNCGF | Cap-Tons | 3.2 | 1690 | None | 4.4 | 0 | 6.63 | [9 empty] | DEER:Res:HVAC_Eff_AC | Annual | 20
RB-HV-DuctSeal-MedToLow | DEER2020 | D20v0 | 2019-01-09 08:57 | PGE | Res | Old | CZ16 | rWtd | Household | 3.2 | 1690 | None | 17.2 | 0.016 | 6.55 | [9 empty] | DEER:Res:HVAC_Eff_AC | Annual | 20
RB-HV-DuctSeal-MedToLow | DEER2020 | D20v0 | 2019-01-09 08:57 | PGE | Res | Old | IOU | rDXGF | Cap-Tons | 2.7 | 1480 | None | 11.6 | 0.021 | 3.02 | [9 empty] | DEER:Res:HVAC_Eff_AC | Annual | 20
RB-HV-DuctSeal-MedToLow | DEER2020 | D20v0 | 2019-01-09 08:57 | PGE | Res | Old | IOU | rDXHP | Cap-Tons | 2.7 | 1480 | None | 42.1 | 0.023 | 0 | [9 empty] | DEER:Res:HVAC_Eff_AC | Annual | 20
RB-HV-DuctSeal-MedToLow | DEER2020 | D20v0 | 2019-01-09 08:57 | PGE | Res | Old | IOU | rNCGF | Cap-Tons | 2.7 | 1480 | None | 2 | 0 | 2.94 | [9 empty] | DEER:Res:HVAC_Eff_AC | Annual | 20
RB-HV-DuctSeal-MedToLow | DEER2020 | D20v0 | 2019-01-09 08:57 | PGE | Res | Old | IOU | rWtd | Household | 2.7 | 1480 | None | 11 | 0.015 | 2.88 | [9 empty] | DEER:Res:HVAC_Eff_AC | Annual | 20
RB-HV-DuctSeal-MedToLow | DEER2020 | D20v0 | 2019-01-09 08:57 | PGE | SFm | Old | CZ11 | rWtd | Household | 3.66 | 1670 | None | 24 | 0.0388 | 3.26 | [9 empty] | DEER:Res:HVAC_Eff_AC | Annual | 20
RB-HV-DuctSeal-MedToLow | DEER2020 | D20v0 | 2019-01-09 08:57 | PGE | SFm | Old | CZ12 | rDXGF | Cap-Tons | 3.45 | 1650 | None | 16.1 | 0.0347 | 3.47 | [9 empty] | DEER:Res:HVAC_Eff_AC | Annual | 20
RB-HV-DuctSeal-MedToLow | DEER2020 | D20v0 | 2019-01-09 08:57 | PGE | SFm | Old | CZ12 | rDXHP | Cap-Tons | 3.45 | 1650 | None | 54.1 | 0.0379 | 0 | [9 empty] | DEER:Res:HVAC_Eff_AC | Annual | 20
RB-HV-DuctSeal-MedToLow | DEER2020 | D20v0 | 2019-01-09 08:57 | PGE | SFm | Old | CZ12 | rNCGF | Cap-Tons | 3.45 | 1650 | None | 2.14 | 0 | 3.39 | [9 empty] | DEER:Res:HVAC_Eff_AC | Annual | 20
RB-HV-DuctSeal-MedToLow | DEER2020 | D20v0 | 2019-01-09 08:57 | PGE | SFm | Old | CZ12 | rWtd | Household | 3.45 | 1650 | None | 16.2 | 0.0306 | 3.29 | [9 empty] | DEER:Res:HVAC_Eff_AC | Annual | 20
RB-HV-DuctSeal-MedToLow | DEER2020 | D20v0 | 2019-01-09 08:57 | PGE | SFm | Old | CZ13 | rDXGF | Cap-Tons | 3.49 | 1670 | None | 28.4 | 0.0339 | 3.23 | [9 empty] | DEER:Res:HVAC_Eff_AC | Annual | 20
RB-HV-DuctSeal-MedToLow | DEER2020 | D20v0 | 2019-01-09 08:57 | PGE | SFm | Old | CZ13 | rDXHP | Cap-Tons | 3.49 | 1670 | None | 65.3 | 0.0376 | 0 | [9 empty] | DEER:Res:HVAC_Eff_AC | Annual | 20
RB-HV-DuctSeal-MedToLow | DEER2020 | D20v0 | 2019-01-09 08:57 | PGE | SFm | Old | CZ13 | rNCGF | Cap-Tons | 3.49 | 1670 | None | 1.99 | 0 | 3.16 | [9 empty] | DEER:Res:HVAC_Eff_AC | Annual | 20
RB-HV-DuctSeal-MedToLow | DEER2020 | D20v0 | 2019-01-09 08:57 | PGE | SFm | Old | CZ13 | rWtd | Household | 3.49 | 1670 | None | 29.3 | 0.0328 | 3.05 | [9 empty] | DEER:Res:HVAC_Eff_AC | Annual | 20
RB-HV-DuctSeal-MedToLow | DEER2020 | D20v0 | 2019-01-09 08:57 | PGE | SFm | Old | CZ16 | rDXGF | Cap-Tons | 3.17 | 1780 | None | 17.4 | 0.0268 | 6.27 | [9 empty] | DEER:Res:HVAC_Eff_AC | Annual | 20
RB-HV-DuctSeal-MedToLow | DEER2020 | D20v0 | 2019-01-09 08:57 | PGE | SFm | Old | CZ16 | rDXHP | Cap-Tons | 3.17 | 1780 | None | 111 | 0.0282 | 0 | [9 empty] | DEER:Res:HVAC_Eff_AC | Annual | 20
RB-HV-DuctSeal-MedToLow | DEER2020 | D20v0 | 2019-01-09 08:57 | PGE | SFm | Old | CZ16 | rNCGF | Cap-Tons | 3.17 | 1780 | None | 4.08 | 0 | 6.12 | [9 empty] | DEER:Res:HVAC_Eff_AC | Annual | 20
RB-HV-DuctSeal-MedToLow | DEER2020 | D20v0 | 2019-01-09 08:57 | PGE | SFm | Old | CZ16 | rWtd | Household | 3.17 | 1780 | None | 14.4 | 0.015 | 6.02 | [9 empty] | DEER:Res:HVAC_Eff_AC | Annual | 20
RB-HV-DuctSeal-MedToLow | DEER2020 | D20v0 | 2019-01-09 08:57 | PGE | SFm | Old | IOU | rDXGF | Cap-Tons | 3.2 | 1680 | None | 13.3 | 0.0258 | 3.85 | [9 empty] | DEER:Res:HVAC_Eff_AC | Annual | 20
RB-HV-DuctSeal-MedToLow | DEER2020 | D20v0 | 2019-01-09 08:57 | PGE | SFm | Old | IOU | rDXHP | Cap-Tons | 3.2 | 1680 | None | 52.8 | 0.028 | 0 | [9 empty] | DEER:Res:HVAC_Eff_AC | Annual | 20
RB-HV-DuctSeal-MedToLow | DEER2020 | D20v0 | 2019-01-09 08:57 | PGE | SFm | Old | IOU | rNCGF | Cap-Tons | 3.2 | 1680 | None | 2.46 | 0 | 3.78 | [9 empty] | DEER:Res:HVAC_Eff_AC | Annual | 20
RB-HV-DuctSeal-MedToLow | DEER2020 | D20v0 | 2019-01-09 08:57 | PGE | SFm | Old | IOU | rWtd | Household | 3.2 | 1680 | None | 12.4 | 0.0182 | 3.71 | [9 empty] | DEER:Res:HVAC_Eff_AC | Annual | 20
RB-HV-DuctSeal-MedToLow | DEER2020 | D20v0 | 2019-01-09 08:57 | SCE | MFm | Old | CZ10 | rDXGF | Cap-Tons | 2.02 | 1310 | None | 4.67 | 0.00756 | 0.769 | [9 empty] | DEER:Res:HVAC_Eff_AC | Annual | 20
RB-HV-DuctSeal-MedToLow | DEER2020 | D20v0 | 2019-01-09 08:57 | SCE | MFm | Old | CZ10 | rDXHP | Cap-Tons | 2.02 | 1310 | None | 11.1 | 0.00756 | 0 | [9 empty] | DEER:Res:HVAC_Eff_AC | Annual | 20
RB-HV-DuctSeal-MedToLow | DEER2020 | D20v0 | 2019-01-09 08:57 | SCE | MFm | Old | CZ10 | rNCGF | Cap-Tons | 2.02 | 1310 | None | 0.545 | 0 | 0.743 | [9 empty] | DEER:Res:HVAC_Eff_AC | Annual | 20
RB-HV-DuctSeal-MedToLow | DEER2020 | D20v0 | 2019-01-09 08:57 | SCE | MFm | Old | CZ10 | rWtd | Household | 2.02 | 1310 | None | 5.05 | 0.0069 | 0.678 | [9 empty] | DEER:Res:HVAC_Eff_AC | Annual | 20
RB-HV-DuctSeal-MedToLow | DEER2020 | D20v0 | 2019-01-09 08:57 | SCE | MFm | Old | CZ13 | rDXGF | Cap-Tons | 1.69 | 1110 | None | 8.1 | 0.00807 | 1.02 | [9 empty] | DEER:Res:HVAC_Eff_AC | Annual | 20
RB-HV-DuctSeal-MedToLow | DEER2020 | D20v0 | 2019-01-09 08:57 | SCE | MFm | Old | CZ13 | rDXHP | Cap-Tons | 1.69 | 1110 | None | 17.9 | 0.00868 | 0 | [9 empty] | DEER:Res:HVAC_Eff_AC | Annual | 20
RB-HV-DuctSeal-MedToLow | DEER2020 | D20v0 | 2019-01-09 08:57 | SCE | MFm | Old | CZ13 | rNCGF | Cap-Tons | 1.69 | 1110 | None | 0.758 | 0 | 0.987 | [9 empty] | DEER:Res:HVAC_Eff_AC | Annual | 20
RB-HV-DuctSeal-MedToLow | DEER2020 | D20v0 | 2019-01-09 08:57 | SCE | MFm | Old | CZ13 | rWtd | Household | 1.69 | 1110 | None | 8.61 | 0.00746 | 0.899 | [9 empty] | DEER:Res:HVAC_Eff_AC | Annual | 20
RB-HV-DuctSeal-MedToLow | DEER2020 | D20v0 | 2019-01-09 08:57 | SCE | MFm | Old | CZ14 | rDXGF | Cap-Tons | 2.35 | 1390 | None | 10.5 | 0.00838 | 0.776 | [9 empty] | DEER:Res:HVAC_Eff_AC | Annual | 20
RB-HV-DuctSeal-MedToLow | DEER2020 | D20v0 | 2019-01-09 08:57 | SCE | MFm | Old | CZ14 | rDXHP | Cap-Tons | 2.35 | 1390 | None | 19.4 | 0.00847 | 0 | [9 empty] | DEER:Res:HVAC_Eff_AC | Annual | 20
RB-HV-DuctSeal-MedToLow | DEER2020 | D20v0 | 2019-01-09 08:57 | SCE | MFm | Old | CZ14 | rNCGF | Cap-Tons | 2.35 | 1390 | None | 0.54 | 0 | 0.749 | [9 empty] | DEER:Res:HVAC_Eff_AC | Annual | 20
RB-HV-DuctSeal-MedToLow | DEER2020 | D20v0 | 2019-01-09 08:57 | SCE | MFm | Old | CZ14 | rWtd | Household | 2.35 | 1390 | None | 11.7 | 0.00839 | 0.678 | [9 empty] | DEER:Res:HVAC_Eff_AC | Annual | 20
RB-HV-DuctSeal-MedToLow | DEER2020 | D20v0 | 2019-01-09 08:57 | SCE | MFm | Old | CZ15 | rDXGF | Cap-Tons | 2.42 | 1390 | None | 15.2 | 0.00911 | 0.34 | [9 empty] | DEER:Res:HVAC_Eff_AC | Annual | 20
RB-HV-DuctSeal-MedToLow | DEER2020 | D20v0 | 2019-01-09 08:57 | SCE | Res | Old | CZ06 | rNCGF | Cap-Tons | 2.5 | 1400 | None | 0.8 | 0 | 1.14 | [9 empty] | DEER:Res:HVAC_Eff_AC | Annual | 20
RB-HV-DuctSeal-MedToLow | DEER2020 | D20v0 | 2019-01-09 08:57 | SCE | Res | Old | CZ06 | rWtd | Household | 2.5 | 1400 | None | 3.2 | 0.006 | 1.12 | [9 empty] | DEER:Res:HVAC_Eff_AC | Annual | 20
RB-HV-DuctSeal-MedToLow | DEER2020 | D20v0 | 2019-01-09 08:57 | SCE | Res | Old | CZ08 | rDXGF | Cap-Tons | 2.6 | 1460 | None | 11.9 | 0.017 | 1.28 | [9 empty] | DEER:Res:HVAC_Eff_AC | Annual | 20
RB-HV-DuctSeal-MedToLow | DEER2020 | D20v0 | 2019-01-09 08:57 | SCE | Res | Old | CZ08 | rDXHP | Cap-Tons | 2.6 | 1460 | None | 22.2 | 0.018 | 0 | [9 empty] | DEER:Res:HVAC_Eff_AC | Annual | 20
RB-HV-DuctSeal-MedToLow | DEER2020 | D20v0 | 2019-01-09 08:57 | SCE | Res | Old | CZ08 | rNCGF | Cap-Tons | 2.6 | 1460 | None | 0.8 | 0 | 1.25 | [9 empty] | DEER:Res:HVAC_Eff_AC | Annual | 20
RB-HV-DuctSeal-MedToLow | DEER2020 | D20v0 | 2019-01-09 08:57 | SCE | Res | Old | CZ08 | rWtd | Household | 2.6 | 1460 | None | 7.5 | 0.01 | 1.22 | [9 empty] | DEER:Res:HVAC_Eff_AC | Annual | 20
RB-HV-DuctSeal-MedToLow | DEER2020 | D20v0 | 2019-01-09 08:57 | SCE | Res | Old | CZ09 | rDXGF | Cap-Tons | 3 | 1570 | None | 19.3 | 0.037 | 1.75 | [9 empty] | DEER:Res:HVAC_Eff_AC | Annual | 20
RB-HV-DuctSeal-MedToLow | DEER2020 | D20v0 | 2019-01-09 08:57 | SCE | Res | Old | CZ09 | rDXHP | Cap-Tons | 3 | 1570 | None | 35.8 | 0.039 | 0 | [9 empty] | DEER:Res:HVAC_Eff_AC | Annual | 20
RB-HV-DuctSeal-MedToLow | DEER2020 | D20v0 | 2019-01-09 08:57 | SCE | Res | Old | CZ09 | rNCGF | Cap-Tons | 3 | 1570 | None | 1.1 | 0 | 1.71 | [9 empty] | DEER:Res:HVAC_Eff_AC | Annual | 20
RB-HV-DuctSeal-MedToLow | DEER2020 | D20v0 | 2019-01-09 08:57 | SCE | Res | Old | CZ09 | rWtd | Household | 3 | 1570 | None | 16.8 | 0.031 | 1.65 | [9 empty] | DEER:Res:HVAC_Eff_AC | Annual | 20
RB-HV-DuctSeal-MedToLow | DEER2020 | D20v0 | 2019-01-09 08:57 | SCE | Res | Old | CZ10 | rDXGF | Cap-Tons | 3.6 | 1710 | None | 17.8 | 0.031 | 2.15 | [9 empty] | DEER:Res:HVAC_Eff_AC | Annual | 20
RB-HV-DuctSeal-MedToLow | DEER2020 | D20v0 | 2019-01-09 08:57 | SCE | Res | Old | CZ10 | rDXHP | Cap-Tons | 3.6 | 1710 | None | 39.2 | 0.033 | 0 | [9 empty] | DEER:Res:HVAC_Eff_AC | Annual | 20
RB-HV-DuctSeal-MedToLow | DEER2020 | D20v0 | 2019-01-09 08:57 | SCE | Res | Old | CZ10 | rNCGF | Cap-Tons | 3.6 | 1710 | None | 1.3 | 0 | 2.08 | [9 empty] | DEER:Res:HVAC_Eff_AC | Annual | 20
RB-HV-DuctSeal-MedToLow | DEER2020 | D20v0 | 2019-01-09 08:57 | SCE | Res | Old | CZ10 | rWtd | Household | 3.6 | 1710 | None | 18.3 | 0.03 | 2.01 | [9 empty] | DEER:Res:HVAC_Eff_AC | Annual | 20
RB-HV-DuctSeal-MedToLow | DEER2020 | D20v0 | 2019-01-09 08:57 | SCE | Res | Old | CZ13 | rDXGF | Cap-Tons | 3.3 | 1620 | None | 30.6 | 0.035 | 3.21 | [9 empty] | DEER:Res:HVAC_Eff_AC | Annual | 20
RB-HV-DuctSeal-MedToLow | DEER2020 | D20v0 | 2019-01-09 08:57 | SCE | Res | Old | CZ13 | rDXHP | Cap-Tons | 3.3 | 1620 | None | 66.7 | 0.039 | 0 | [9 empty] | DEER:Res:HVAC_Eff_AC | Annual | 20
RB-HV-DuctSeal-MedToLow | DEER2020 | D20v0 | 2019-01-09 08:57 | SCE | Res | Old | CZ13 | rNCGF | Cap-Tons | 3.3 | 1620 | None | 2 | 0 | 3.12 | [9 empty] | DEER:Res:HVAC_Eff_AC | Annual | 20
RB-HV-DuctSeal-MedToLow | DEER2020 | D20v0 | 2019-01-09 08:57 | SCE | Res | Old | CZ13 | rWtd | Household | 3.3 | 1620 | None | 32.3 | 0.035 | 3.01 | [9 empty] | DEER:Res:HVAC_Eff_AC | Annual | 20
RB-HV-DuctSeal-MedToLow | DEER2020 | D20v0 | 2019-01-09 08:57 | SCE | Res | Old | CZ14 | rDXGF | Cap-Tons | 4 | 1630 | None | 37.8 | 0.04 | 3.06 | [9 empty] | DEER:Res:HVAC_Eff_AC | Annual | 20
RB-HV-DuctSeal-MedToLow | DEER2020 | D20v0 | 2019-01-09 08:57 | SCE | Res | Old | CZ14 | rDXHP | Cap-Tons | 4 | 1630 | None | 79.8 | 0.043 | 0 | [9 empty] | DEER:Res:HVAC_Eff_AC | Annual | 20
RB-HV-DuctSeal-MedToLow | DEER2020 | D20v0 | 2019-01-09 08:57 | SCE | Res | Old | CZ14 | rNCGF | Cap-Tons | 4 | 1630 | None | 1.8 | 0 | 2.92 | [9 empty] | DEER:Res:HVAC_Eff_AC | Annual | 20
RB-HV-DuctSeal-MedToLow | DEER2020 | D20v0 | 2019-01-09 08:57 | SCE | Res | Old | CZ14 | rWtd | Household | 4 | 1630 | None | 38.9 | 0.038 | 2.87 | [9 empty] | DEER:Res:HVAC_Eff_AC | Annual | 20
RB-HV-DuctSeal-MedToLow | DEER2020 | D20v0 | 2019-01-09 08:57 | SCE | Res | Old | CZ15 | rDXGF | Cap-Tons | 3.6 | 1520 | None | 32.1 | 0.023 | 0.84 | [9 empty] | DEER:Res:HVAC_Eff_AC | Annual | 20
RB-HV-DuctSeal-MedToLow | DEER2020 | D20v0 | 2019-01-09 08:57 | SCE | Res | Old | CZ15 | rDXHP | Cap-Tons | 3.6 | 1520 | None | 42.5 | 0.025 | 0 | [9 empty] | DEER:Res:HVAC_Eff_AC | Annual | 20
RB-HV-DuctSeal-MedToLow | DEER2020 | D20v0 | 2019-01-09 08:57 | SCE | Res | Old | CZ15 | rNCGF | Cap-Tons | 3.6 | 1520 | None | 0.5 | 0 | 0.79 | [9 empty] | DEER:Res:HVAC_Eff_AC | Annual | 20
RB-HV-DuctSeal-MedToLow | DEER2020 | D20v0 | 2019-01-09 08:57 | SCE | Res | Old | CZ15 | rWtd | Household | 3.6 | 1520 | None | 32.7 | 0.023 | 0.77 | [9 empty] | DEER:Res:HVAC_Eff_AC | Annual | 20
RB-HV-DuctSeal-MedToLow | DEER2020 | D20v0 | 2019-01-09 08:57 | SCE | Res | Old | CZ16 | rDXGF | Cap-Tons | 3.1 | 1570 | None | 17.8 | 0.026 | 5.92 | [9 empty] | DEER:Res:HVAC_Eff_AC | Annual | 20
RB-HV-DuctSeal-MedToLow | DEER2020 | D20v0 | 2019-01-09 08:57 | SCE | Res | Old | CZ16 | rDXHP | Cap-Tons | 3.1 | 1570 | None | 101 | 0.028 | 0 | [9 empty] | DEER:Res:HVAC_Eff_AC | Annual | 20
RB-HV-DuctSeal-MedToLow | DEER2020 | D20v0 | 2019-01-09 08:57 | SCE | Res | Old | CZ16 | rNCGF | Cap-Tons | 3.1 | 1570 | None | 3.7 | 0 | 5.65 | [9 empty] | DEER:Res:HVAC_Eff_AC | Annual | 20
RB-HV-DuctSeal-MedToLow | DEER2020 | D20v0 | 2019-01-09 08:57 | SCE | Res | Old | CZ16 | rWtd | Household | 3.1 | 1570 | None | 18.8 | 0.02 | 5.54 | [9 empty] | DEER:Res:HVAC_Eff_AC | Annual | 20
RB-HV-DuctSeal-MedToLow | DEER2020 | D20v0 | 2019-01-09 08:57 | SCE | Res | Old | IOU | rDXGF | Cap-Tons | 3 | 1540 | None | 16.6 | 0.027 | 1.87 | [9 empty] | DEER:Res:HVAC_Eff_AC | Annual | 20
RB-HV-DuctSeal-MedToLow | DEER2020 | D20v0 | 2019-01-09 08:57 | SCE | Res | Old | IOU | rDXHP | Cap-Tons | 3 | 1540 | None | 36.1 | 0.028 | 0 | [9 empty] | DEER:Res:HVAC_Eff_AC | Annual | 20
RB-HV-DuctSeal-MedToLow | DEER2020 | D20v0 | 2019-01-09 08:57 | SCE | Res | Old | IOU | rNCGF | Cap-Tons | 3 | 1540 | None | 1.2 | 0 | 1.81 | [9 empty] | DEER:Res:HVAC_Eff_AC | Annual | 20
RB-HV-DuctSeal-MedToLow | DEER2020 | D20v0 | 2019-01-09 08:57 | SCE | SFm | Old | CZ09 | rDXHP | Cap-Tons | 3.49 | 1700 | None | 43.1 | 0.0492 | 0 | [9 empty] | DEER:Res:HVAC_Eff_AC | Annual | 20
RB-HV-DuctSeal-MedToLow | DEER2020 | D20v0 | 2019-01-09 08:57 | SCE | SFm | Old | CZ09 | rNCGF | Cap-Tons | 3.49 | 1700 | None | 1.33 | 0 | 2.11 | [9 empty] | DEER:Res:HVAC_Eff_AC | Annual | 20
RB-HV-DuctSeal-MedToLow | DEER2020 | D20v0 | 2019-01-09 08:57 | SCE | SFm | Old | CZ09 | rWtd | Household | 3.49 | 1700 | None | 19.6 | 0.0381 | 2.05 | [9 empty] | DEER:Res:HVAC_Eff_AC | Annual | 20
RB-HV-DuctSeal-MedToLow | DEER2020 | D20v0 | 2019-01-09 08:57 | SCE | SFm | Old | CZ10 | rDXGF | Cap-Tons | 3.83 | 1830 | None | 16.4 | 0.0307 | 2.32 | [9 empty] | DEER:Res:HVAC_Eff_AC | Annual | 20
RB-HV-DuctSeal-MedToLow | DEER2020 | D20v0 | 2019-01-09 08:57 | SCE | SFm | Old | CZ10 | rDXHP | Cap-Tons | 3.83 | 1830 | None | 39.6 | 0.0327 | 0 | [9 empty] | DEER:Res:HVAC_Eff_AC | Annual | 20
RB-HV-DuctSeal-MedToLow | DEER2020 | D20v0 | 2019-01-09 08:57 | SCE | SFm | Old | CZ10 | rNCGF | Cap-Tons | 3.83 | 1830 | None | 1.39 | 0 | 2.27 | [9 empty] | DEER:Res:HVAC_Eff_AC | Annual | 20
RB-HV-DuctSeal-MedToLow | DEER2020 | D20v0 | 2019-01-09 08:57 | SCE | SFm | Old | CZ10 | rWtd | Household | 3.83 | 1830 | None | 16.9 | 0.0293 | 2.2 | [9 empty] | DEER:Res:HVAC_Eff_AC | Annual | 20
RB-HV-DuctSeal-MedToLow | DEER2020 | D20v0 | 2019-01-09 08:57 | SCE | SFm | Old | CZ13 | rDXGF | Cap-Tons | 3.45 | 1690 | None | 28.8 | 0.0342 | 3.31 | [9 empty] | DEER:Res:HVAC_Eff_AC | Annual | 20
RB-HV-DuctSeal-MedToLow | DEER2020 | D20v0 | 2019-01-09 08:57 | SCE | SFm | Old | CZ13 | rDXHP | Cap-Tons | 3.45 | 1690 | None | 66.4 | 0.0379 | 0 | [9 empty] | DEER:Res:HVAC_Eff_AC | Annual | 20
RB-HV-DuctSeal-MedToLow | DEER2020 | D20v0 | 2019-01-09 08:57 | SCE | SFm | Old | CZ13 | rNCGF | Cap-Tons | 3.45 | 1690 | None | 2.04 | 0 | 3.24 | [9 empty] | DEER:Res:HVAC_Eff_AC | Annual | 20
RB-HV-DuctSeal-MedToLow | DEER2020 | D20v0 | 2019-01-09 08:57 | SCE | SFm | Old | CZ13 | rWtd | Household | 3.45 | 1690 | None | 30.3 | 0.0338 | 3.13 | [9 empty] | DEER:Res:HVAC_Eff_AC | Annual | 20
RB-HV-DuctSeal-MedToLow | DEER2020 | D20v0 | 2019-01-09 08:57 | SCE | SFm | Old | CZ14 | rDXGF | Cap-Tons | 4.23 | 1690 | None | 37.2 | 0.0398 | 3.14 | [9 empty] | DEER:Res:HVAC_Eff_AC | Annual | 20
RB-HV-DuctSeal-MedToLow | DEER2020 | D20v0 | 2019-01-09 08:57 | SCE | SFm | Old | CZ14 | rDXHP | Cap-Tons | 4.23 | 1690 | None | 81.4 | 0.0439 | 0 | [9 empty] | DEER:Res:HVAC_Eff_AC | Annual | 20
RB-HV-DuctSeal-MedToLow | DEER2020 | D20v0 | 2019-01-09 08:57 | SCE | SFm | Old | CZ14 | rNCGF | Cap-Tons | 4.23 | 1690 | None | 1.86 | 0 | 3.02 | [9 empty] | DEER:Res:HVAC_Eff_AC | Annual | 20
RB-HV-DuctSeal-MedToLow | DEER2020 | D20v0 | 2019-01-09 08:57 | SCE | SFm | Old | CZ14 | rWtd | Household | 4.23 | 1690 | None | 38.2 | 0.0385 | 2.97 | [9 empty] | DEER:Res:HVAC_Eff_AC | Annual | 20
RB-HV-DuctSeal-MedToLow | DEER2020 | D20v0 | 2019-01-09 08:57 | SCE | SFm | Old | CZ15 | rDXGF | Cap-Tons | 4.7 | 1680 | None | 41.9 | 0.0313 | 1.24 | [9 empty] | DEER:Res:HVAC_Eff_AC | Annual | 20
RB-HV-DuctSeal-MedToLow | DEER2020 | D20v0 | 2019-01-09 08:57 | SCE | SFm | Old | CZ15 | rDXHP | Cap-Tons | 4.7 | 1680 | None | 58.8 | 0.0347 | 0 | [9 empty] | DEER:Res:HVAC_Eff_AC | Annual | 20
RB-HV-DuctSeal-MedToLow | DEER2020 | D20v0 | 2019-01-09 08:57 | SCE | SFm | Old | CZ15 | rNCGF | Cap-Tons | 4.7 | 1680 | None | 0.733 | 0 | 1.18 | [9 empty] | DEER:Res:HVAC_Eff_AC | Annual | 20
RB-HV-DuctSeal-MedToLow | DEER2020 | D20v0 | 2019-01-09 08:57 | SCE | SFm | Old | CZ15 | rWtd | Household | 4.7 | 1680 | None | 42.5 | 0.0313 | 1.17 | [9 empty] | DEER:Res:HVAC_Eff_AC | Annual | 20
RB-HV-DuctSeal-MedToLow | DEER2020 | D20v0 | 2019-01-09 08:57 | SCE | SFm | Old | CZ16 | rDXGF | Cap-Tons | 3.29 | 1700 | None | 17.5 | 0.0276 | 5.82 | [9 empty] | DEER:Res:HVAC_Eff_AC | Annual | 20
RB-HV-DuctSeal-MedToLow | DEER2020 | D20v0 | 2019-01-09 08:57 | SCE | SFm | Old | CZ16 | rDXHP | Cap-Tons | 3.29 | 1700 | None | 102 | 0.0289 | 0 | [9 empty] | DEER:Res:HVAC_Eff_AC | Annual | 20
RB-HV-DuctSeal-MedToLow | DEER2020 | D20v0 | 2019-01-09 08:57 | SCE | SFm | Old | CZ16 | rNCGF | Cap-Tons | 3.29 | 1700 | None | 3.74 | 0 | 5.68 | [9 empty] | DEER:Res:HVAC_Eff_AC | Annual | 20
RB-HV-DuctSeal-MedToLow | DEER2020 | D20v0 | 2019-01-09 08:57 | SCE | SFm | Old | CZ16 | rWtd | Household | 3.29 | 1700 | None | 16.1 | 0.0187 | 5.56 | [9 empty] | DEER:Res:HVAC_Eff_AC | Annual | 20
RB-HV-DuctSeal-MedToLow | DEER2020 | D20v0 | 2019-01-09 08:57 | SCE | SFm | Old | IOU | rDXGF | Cap-Tons | 3.53 | 1700 | None | 19 | 0.0325 | 2.28 | [9 empty] | DEER:Res:HVAC_Eff_AC | Annual | 20
RB-HV-DuctSeal-MedToLow | DEER2020 | D20v0 | 2019-01-09 08:57 | SCE | SFm | Old | IOU | rDXHP | Cap-Tons | 3.53 | 1700 | None | 43.1 | 0.0346 | 0 | [9 empty] | DEER:Res:HVAC_Eff_AC | Annual | 20
RB-HV-DuctSeal-MedToLow | DEER2020 | D20v0 | 2019-01-09 08:57 | SCE | SFm | Old | IOU | rNCGF | Cap-Tons | 3.53 | 1700 | None | 1.41 | 0 | 2.23 | [9 empty] | DEER:Res:HVAC_Eff_AC | Annual | 20
RB-HV-DuctSeal-MedToLow | DEER2020 | D20v0 | 2019-01-09 08:57 | SCE | SFm | Old | IOU | rWtd | Household | 3.53 | 1700 | None | 16.6 | 0.0251 | 2.18 | [9 empty] | DEER:Res:HVAC_Eff_AC | Annual | 20
RB-HV-DuctSeal-MedToLow | DEER2020 | D20v0 | 2019-01-09 08:57 | SCG | MFm | Old | CZ04 | rDXHP | Cap-Tons | 1.49 | 1140 | None | 11.5 | 0.00724 | 0 | [9 empty] | DEER:Res:HVAC_Eff_AC | Annual | 20
RB-HV-DuctSeal-MedToLow | DEER2020 | D20v0 | 2019-01-09 08:57 | SCG | MFm | Old | CZ04 | rNCGF | Cap-Tons | 1.49 | 1140 | None | 0.61 | 0 | 0.749 | [9 empty] | DEER:Res:HVAC_Eff_AC | Annual | 20
RB-HV-DuctSeal-MedToLow | DEER2020 | D20v0 | 2019-01-09 08:57 | SCG | MFm | Old | CZ04 | rWtd | Household | 1.49 | 1140 | None | 0.99 | 0.00074 | 0.741 | [9 empty] | DEER:Res:HVAC_Eff_AC | Annual | 20
RB-HV-DuctSeal-MedToLow | DEER2020 | D20v0 | 2019-01-09 08:57 | SCG | MFm | Old | CZ05 | rDXGF | Cap-Tons | 1.34 | 1050 | None | 1.04 | 0.00084 | 0.956 | [9 empty] | DEER:Res:HVAC_Eff_AC | Annual | 20
RB-HV-DuctSeal-MedToLow | DEER2020 | D20v0 | 2019-01-09 08:57 | SCG | MFm | Old | CZ05 | rDXHP | Cap-Tons | 1.34 | 1050 | None | 9.85 | 0.0002 | 0 | [9 empty] | DEER:Res:HVAC_Eff_AC | Annual | 20
RB-HV-DuctSeal-MedToLow | DEER2020 | D20v0 | 2019-01-09 08:57 | SCG | MFm | Old | CZ05 | rNCGF | Cap-Tons | 1.34 | 1050 | None | 0.779 | 0 | 0.92 | [9 empty] | DEER:Res:HVAC_Eff_AC | Annual | 20
RB-HV-DuctSeal-MedToLow | DEER2020 | D20v0 | 2019-01-09 08:57 | SCG | MFm | Old | CZ05 | rWtd | Household | 1.34 | 1050 | None | 0.815 | 0 | 0.918 | [9 empty] | DEER:Res:HVAC_Eff_AC | Annual | 20
RB-HV-DuctSeal-MedToLow | DEER2020 | D20v0 | 2019-01-09 08:57 | SCG | MFm | Old | CZ06 | rDXGF | Cap-Tons | 1.58 | 1150 | None | 3.24 | 0.00517 | 0.569 | [9 empty] | DEER:Res:HVAC_Eff_AC | Annual | 20
RB-HV-DuctSeal-MedToLow | DEER2020 | D20v0 | 2019-01-09 08:57 | SCG | MFm | Old | CZ06 | rDXHP | Cap-Tons | 1.58 | 1150 | None | 8.05 | 0.00538 | 0 | [9 empty] | DEER:Res:HVAC_Eff_AC | Annual | 20
RB-HV-DuctSeal-MedToLow | DEER2020 | D20v0 | 2019-01-09 08:57 | SCG | MFm | Old | CZ06 | rNCGF | Cap-Tons | 1.58 | 1150 | None | 0.437 | 0 | 0.547 | [9 empty] | DEER:Res:HVAC_Eff_AC | Annual | 20
RB-HV-DuctSeal-MedToLow | DEER2020 | D20v0 | 2019-01-09 08:57 | SCG | MFm | Old | CZ06 | rWtd | Household | 1.58 | 1150 | None | 2.05 | 0.00246 | 0.524 | [9 empty] | DEER:Res:HVAC_Eff_AC | Annual | 20
RB-HV-DuctSeal-MedToLow | DEER2020 | D20v0 | 2019-01-09 08:57 | SCG | MFm | Old | CZ07 | rDXGF | Cap-Tons | 1.37 | 1170 | None | 2.31 | 0.00292 | 0.452 | [9 empty] | DEER:Res:HVAC_Eff_AC | Annual | 20
RB-HV-DuctSeal-MedToLow | DEER2020 | D20v0 | 2019-01-09 08:57 | SCG | MFm | Old | CZ07 | rDXHP | Cap-Tons | 1.37 | 1170 | None | 5.44 | 0.0033 | 0 | [9 empty] | DEER:Res:HVAC_Eff_AC | Annual | 20
RB-HV-DuctSeal-MedToLow | DEER2020 | D20v0 | 2019-01-09 08:57 | SCG | MFm | Old | CZ07 | rNCGF | Cap-Tons | 1.37 | 1170 | None | 0.366 | 0 | 0.435 | [9 empty] | DEER:Res:HVAC_Eff_AC | Annual | 20
RB-HV-DuctSeal-MedToLow | DEER2020 | D20v0 | 2019-01-09 08:57 | SCG | MFm | Old | CZ07 | rWtd | Household | 1.37 | 1170 | None | 1.44 | 0.00136 | 0.417 | [9 empty] | DEER:Res:HVAC_Eff_AC | Annual | 20
RB-HV-DuctSeal-MedToLow | DEER2020 | D20v0 | 2019-01-09 08:57 | SCG | MFm | Old | CZ08 | rDXGF | Cap-Tons | 1.47 | 1130 | None | 4.83 | 0.00555 | 0.526 | [9 empty] | DEER:Res:HVAC_Eff_AC | Annual | 20
RB-HV-DuctSeal-MedToLow | DEER2020 | D20v0 | 2019-01-09 08:57 | SCG | MFm | Old | CZ08 | rDXHP | Cap-Tons | 1.47 | 1130 | None | 9.16 | 0.00555 | 0 | [9 empty] | DEER:Res:HVAC_Eff_AC | Annual | 20
RB-HV-DuctSeal-MedToLow | DEER2020 | D20v0 | 2019-01-09 08:57 | SCG | MFm | Old | CZ08 | rNCGF | Cap-Tons | 1.47 | 1130 | None | 0.411 | 0 | 0.504 | [9 empty] | DEER:Res:HVAC_Eff_AC | Annual | 20
RB-HV-DuctSeal-MedToLow | DEER2020 | D20v0 | 2019-01-09 08:57 | SCG | MFm | Old | CZ08 | rWtd | Household | 1.47 | 1130 | None | 2.76 | 0.00263 | 0.483 | [9 empty] | DEER:Res:HVAC_Eff_AC | Annual | 20
RB-HV-DuctSeal-MedToLow | DEER2020 | D20v0 | 2019-01-09 08:57 | SCG | MFm | Old | CZ09 | rDXGF | Cap-Tons | 1.87 | 1260 | None | 6.88 | 0.00819 | 0.661 | [9 empty] | DEER:Res:HVAC_Eff_AC | Annual | 20
RB-HV-DuctSeal-MedToLow | DEER2020 | D20v0 | 2019-01-09 08:57 | SCG | MFm | Old | CZ09 | rDXHP | Cap-Tons | 1.87 | 1260 | None | 12.2 | 0.00822 | 0 | [9 empty] | DEER:Res:HVAC_Eff_AC | Annual | 20
RB-HV-DuctSeal-MedToLow | DEER2020 | D20v0 | 2019-01-09 08:57 | SCG | MFm | Old | CZ09 | rNCGF | Cap-Tons | 1.87 | 1260 | None | 0.478 | 0 | 0.634 | [9 empty] | DEER:Res:HVAC_Eff_AC | Annual | 20
RB-HV-DuctSeal-MedToLow | DEER2020 | D20v0 | 2019-01-09 08:57 | SCG | MFm | Old | CZ09 | rWtd | Household | 1.87 | 1260 | None | 5.4 | 0.0057 | 0.595 | [9 empty] | DEER:Res:HVAC_Eff_AC | Annual | 20
RB-HV-DuctSeal-MedToLow | DEER2020 | D20v0 | 2019-01-09 08:57 | SCG | MFm | Old | CZ10 | rDXGF | Cap-Tons | 2.01 | 1310 | None | 4.67 | 0.00756 | 0.774 | [9 empty] | DEER:Res:HVAC_Eff_AC | Annual | 20
RB-HV-DuctSeal-MedToLow | DEER2020 | D20v0 | 2019-01-09 08:57 | SCG | MFm | Old | CZ10 | rDXHP | Cap-Tons | 2.01 | 1310 | None | 11.1 | 0.00756 | 0 | [9 empty] | DEER:Res:HVAC_Eff_AC | Annual | 20
RB-HV-DuctSeal-MedToLow | DEER2020 | D20v0 | 2019-01-09 08:57 | SCG | MFm | Old | CZ10 | rNCGF | Cap-Tons | 2.01 | 1310 | None | 0.55 | 0 | 0.748 | [9 empty] | DEER:Res:HVAC_Eff_AC | Annual | 20
RB-HV-DuctSeal-MedToLow | DEER2020 | D20v0 | 2019-01-09 08:57 | SCG | MFm | Old | CZ10 | rWtd | Household | 2.01 | 1310 | None | 5.11 | 0.00698 | 0.682 | [9 empty] | DEER:Res:HVAC_Eff_AC | Annual | 20
RB-HV-DuctSeal-MedToLow | DEER2020 | D20v0 | 2019-01-09 08:57 | SCG | MFm | Old | CZ13 | rDXGF | Cap-Tons | 1.74 | 1100 | None | 7.97 | 0.00795 | 0.972 | [9 empty] | DEER:Res:HVAC_Eff_AC | Annual | 20
RB-HV-DuctSeal-MedToLow | DEER2020 | D20v0 | 2019-01-09 08:57 | SCG | MFm | Old | CZ13 | rDXHP | Cap-Tons | 1.74 | 1100 | None | 17.3 | 0.00854 | 0 | [9 empty] | DEER:Res:HVAC_Eff_AC | Annual | 20
RB-HV-DuctSeal-MedToLow | DEER2020 | D20v0 | 2019-01-09 08:57 | SCG | MFm | Old | CZ13 | rNCGF | Cap-Tons | 1.74 | 1100 | None | 0.716 | 0 | 0.941 | [9 empty] | DEER:Res:HVAC_Eff_AC | Annual | 20
RB-HV-DuctSeal-MedToLow | DEER2020 | D20v0 | 2019-01-09 08:57 | SCG | MFm | Old | CZ13 | rWtd | Household | 1.74 | 1100 | None | 8.56 | 0.00747 | 0.856 | [9 empty] | DEER:Res:HVAC_Eff_AC | Annual | 20
RB-HV-DuctSeal-MedToLow | DEER2020 | D20v0 | 2019-01-09 08:57 | SCG | MFm | Old | CZ14 | rDXGF | Cap-Tons | 2.32 | 1390 | None | 10.8 | 0.00836 | 0.79 | [9 empty] | DEER:Res:HVAC_Eff_AC | Annual | 20
RB-HV-DuctSeal-MedToLow | DEER2020 | D20v0 | 2019-01-09 08:57 | SCG | MFm | Old | CZ14 | rDXHP | Cap-Tons | 2.32 | 1390 | None | 19.8 | 0.00847 | 0 | [9 empty] | DEER:Res:HVAC_Eff_AC | Annual | 20
RB-HV-DuctSeal-MedToLow | DEER2020 | D20v0 | 2019-01-09 08:57 | SCG | MFm | Old | CZ14 | rNCGF | Cap-Tons | 2.32 | 1390 | None | 0.552 | 0 | 0.763 | [9 empty] | DEER:Res:HVAC_Eff_AC | Annual | 20
RB-HV-DuctSeal-MedToLow | DEER2020 | D20v0 | 2019-01-09 08:57 | SCG | MFm | Old | CZ14 | rWtd | Household | 2.32 | 1390 | None | 11.9 | 0.00837 | 0.691 | [9 empty] | DEER:Res:HVAC_Eff_AC | Annual | 20
RB-HV-DuctSeal-MedToLow | DEER2020 | D20v0 | 2019-01-09 08:57 | SCG | MFm | Old | CZ15 | rDXGF | Cap-Tons | 2.5 | 1410 | None | 15.1 | 0.00894 | 0.334 | [9 empty] | DEER:Res:HVAC_Eff_AC | Annual | 20
RB-HV-DuctSeal-MedToLow | DEER2020 | D20v0 | 2019-01-09 08:57 | SCG | MFm | Old | CZ15 | rDXHP | Cap-Tons | 2.5 | 1410 | None | 18 | 0.00894 | 0 | [9 empty] | DEER:Res:HVAC_Eff_AC | Annual | 20
RB-HV-DuctSeal-MedToLow | DEER2020 | D20v0 | 2019-01-09 08:57 | SCG | MFm | Old | CZ15 | rNCGF | Cap-Tons | 2.5 | 1410 | None | 0.231 | 0 | 0.321 | [9 empty] | DEER:Res:HVAC_Eff_AC | Annual | 20
RB-HV-DuctSeal-MedToLow | DEER2020 | D20v0 | 2019-01-09 08:57 | SCG | MFm | Old | CZ15 | rWtd | Household | 2.5 | 1410 | None | 15.3 | 0.00886 | 0.292 | [9 empty] | DEER:Res:HVAC_Eff_AC | Annual | 20
RB-HV-DuctSeal-MedToLow | DEER2020 | D20v0 | 2019-01-09 08:57 | SCG | MFm | Old | CZ16 | rDXGF | Cap-Tons | 1.52 | 1130 | None | 6.39 | 0.00613 | 1.72 | [9 empty] | DEER:Res:HVAC_Eff_AC | Annual | 20
RB-HV-DuctSeal-MedToLow | DEER2020 | D20v0 | 2019-01-09 08:57 | SCG | MFm | Old | CZ16 | rDXHP | Cap-Tons | 1.52 | 1130 | None | 29.6 | 0.0068 | 0 | [9 empty] | DEER:Res:HVAC_Eff_AC | Annual | 20
RB-HV-DuctSeal-MedToLow | DEER2020 | D20v0 | 2019-01-09 08:57 | SCG | MFm | Old | CZ16 | rNCGF | Cap-Tons | 1.52 | 1130 | None | 1.34 | 0 | 1.65 | [9 empty] | DEER:Res:HVAC_Eff_AC | Annual | 20
RB-HV-DuctSeal-MedToLow | DEER2020 | D20v0 | 2019-01-09 08:57 | SCG | MFm | Old | CZ16 | rWtd | Household | 1.52 | 1130 | None | 9.31 | 0.00621 | 1.51 | [9 empty] | DEER:Res:HVAC_Eff_AC | Annual | 20
RB-HV-DuctSeal-MedToLow | DEER2020 | D20v0 | 2019-01-09 08:57 | SCG | Res | Old | CZ04 | rWtd | Household | 2.6 | 1620 | None | 8.9 | 0.017 | 2.78 | [9 empty] | DEER:Res:HVAC_Eff_AC | Annual | 20
RB-HV-DuctSeal-MedToLow | DEER2020 | D20v0 | 2019-01-09 08:57 | SCG | Res | Old | CZ05 | rDXGF | Cap-Tons | 2.8 | 1580 | None | 3.9 | 0.009 | 4 | [9 empty] | DEER:Res:HVAC_Eff_AC | Annual | 20
RB-HV-DuctSeal-MedToLow | DEER2020 | D20v0 | 2019-01-09 08:57 | SCG | Res | Old | CZ05 | rDXHP | Cap-Tons | 2.8 | 1580 | None | 39.8 | 0.009 | 0 | [9 empty] | DEER:Res:HVAC_Eff_AC | Annual | 20
RB-HV-DuctSeal-MedToLow | DEER2020 | D20v0 | 2019-01-09 08:57 | SCG | Res | Old | CZ05 | rNCGF | Cap-Tons | 2.8 | 1580 | None | 2.6 | 0 | 3.9 | [9 empty] | DEER:Res:HVAC_Eff_AC | Annual | 20
RB-HV-DuctSeal-MedToLow | DEER2020 | D20v0 | 2019-01-09 08:57 | SCG | Res | Old | CZ05 | rWtd | Household | 2.8 | 1580 | None | 3 | 0.001 | 3.88 | [9 empty] | DEER:Res:HVAC_Eff_AC | Annual | 20
RB-HV-DuctSeal-MedToLow | DEER2020 | D20v0 | 2019-01-09 08:57 | SCG | Res | Old | CZ06 | rDXGF | Cap-Tons | 2.7 | 1500 | None | 6.7 | 0.018 | 1.31 | [9 empty] | DEER:Res:HVAC_Eff_AC | Annual | 20
RB-HV-DuctSeal-MedToLow | DEER2020 | D20v0 | 2019-01-09 08:57 | SCG | Res | Old | CZ06 | rDXHP | Cap-Tons | 2.7 | 1500 | None | 18 | 0.019 | 0 | [9 empty] | DEER:Res:HVAC_Eff_AC | Annual | 20
RB-HV-DuctSeal-MedToLow | DEER2020 | D20v0 | 2019-01-09 08:57 | SCG | Res | Old | CZ06 | rNCGF | Cap-Tons | 2.7 | 1500 | None | 0.8 | 0 | 1.28 | [9 empty] | DEER:Res:HVAC_Eff_AC | Annual | 20
RB-HV-DuctSeal-MedToLow | DEER2020 | D20v0 | 2019-01-09 08:57 | SCG | Res | Old | CZ06 | rWtd | Household | 2.7 | 1500 | None | 3.6 | 0.008 | 1.25 | [9 empty] | DEER:Res:HVAC_Eff_AC | Annual | 20
RB-HV-DuctSeal-MedToLow | DEER2020 | D20v0 | 2019-01-09 08:57 | SCG | Res | Old | CZ07 | rDXGF | Cap-Tons | 1.9 | 1410 | None | 6.5 | 0.012 | 1.19 | [9 empty] | DEER:Res:HVAC_Eff_AC | Annual | 20
RB-HV-DuctSeal-MedToLow | DEER2020 | D20v0 | 2019-01-09 08:57 | SCG | Res | Old | CZ07 | rDXHP | Cap-Tons | 1.9 | 1410 | None | 14.8 | 0.013 | 0 | [9 empty] | DEER:Res:HVAC_Eff_AC | Annual | 20
RB-HV-DuctSeal-MedToLow | DEER2020 | D20v0 | 2019-01-09 08:57 | SCG | Res | Old | CZ07 | rNCGF | Cap-Tons | 1.9 | 1410 | None | 0.8 | 0 | 1.17 | [9 empty] | DEER:Res:HVAC_Eff_AC | Annual | 20
RB-HV-DuctSeal-MedToLow | DEER2020 | D20v0 | 2019-01-09 08:57 | SCG | Res | Old | CZ07 | rWtd | Household | 1.9 | 1410 | None | 2.4 | 0.003 | 1.15 | [9 empty] | DEER:Res:HVAC_Eff_AC | Annual | 20
RB-HV-DuctSeal-MedToLow | DEER2020 | D20v0 | 2019-01-09 08:57 | SCG | Res | Old | CZ08 | rDXGF | Cap-Tons | 2.5 | 1450 | None | 11 | 0.016 | 1.25 | [9 empty] | DEER:Res:HVAC_Eff_AC | Annual | 20
RB-HV-DuctSeal-MedToLow | DEER2020 | D20v0 | 2019-01-09 08:57 | SCG | Res | Old | CZ08 | rDXHP | Cap-Tons | 2.5 | 1450 | None | 21 | 0.017 | 0 | [9 empty] | DEER:Res:HVAC_Eff_AC | Annual | 20
RB-HV-DuctSeal-MedToLow | DEER2020 | D20v0 | 2019-01-09 08:57 | SCG | Res | Old | CZ08 | rNCGF | Cap-Tons | 2.5 | 1450 | None | 0.8 | 0 | 1.22 | [9 empty] | DEER:Res:HVAC_Eff_AC | Annual | 20
RB-HV-DuctSeal-MedToLow | DEER2020 | D20v0 | 2019-01-09 08:57 | SCG | Res | Old | CZ08 | rWtd | Household | 2.5 | 1450 | None | 6.2 | 0.008 | 1.19 | [9 empty] | DEER:Res:HVAC_Eff_AC | Annual | 20
RB-HV-DuctSeal-MedToLow | DEER2020 | D20v0 | 2019-01-09 08:57 | SCG | Res | Old | CZ09 | rDXGF | Cap-Tons | 2.7 | 1490 | None | 15.5 | 0.029 | 1.45 | [9 empty] | DEER:Res:HVAC_Eff_AC | Annual | 20
RB-HV-DuctSeal-MedToLow | DEER2020 | D20v0 | 2019-01-09 08:57 | SCG | Res | Old | CZ09 | rDXHP | Cap-Tons | 2.7 | 1490 | None | 28.8 | 0.03 | 0 | [9 empty] | DEER:Res:HVAC_Eff_AC | Annual | 20
RB-HV-DuctSeal-MedToLow | DEER2020 | D20v0 | 2019-01-09 08:57 | SCG | Res | Old | CZ09 | rNCGF | Cap-Tons | 2.7 | 1490 | None | 0.9 | 0 | 1.41 | [9 empty] | DEER:Res:HVAC_Eff_AC | Annual | 20
RB-HV-DuctSeal-MedToLow | DEER2020 | D20v0 | 2019-01-09 08:57 | SCG | Res | Old | CZ09 | rWtd | Household | 2.7 | 1490 | None | 12.8 | 0.022 | 1.36 | [9 empty] | DEER:Res:HVAC_Eff_AC | Annual | 20
RB-HV-DuctSeal-MedToLow | DEER2020 | D20v0 | 2019-01-09 08:57 | SCG | Res | Old | CZ10 | rDXGF | Cap-Tons | 3.6 | 1750 | None | 16.7 | 0.03 | 2.17 | [9 empty] | DEER:Res:HVAC_Eff_AC | Annual | 20
RB-HV-DuctSeal-MedToLow | DEER2020 | D20v0 | 2019-01-09 08:57 | SCG | Res | Old | CZ10 | rDXHP | Cap-Tons | 3.6 | 1750 | None | 38.3 | 0.032 | 0 | [9 empty] | DEER:Res:HVAC_Eff_AC | Annual | 20
RB-HV-DuctSeal-MedToLow | DEER2020 | D20v0 | 2019-01-09 08:57 | SCG | Res | Old | CZ10 | rNCGF | Cap-Tons | 3.6 | 1750 | None | 1.3 | 0 | 2.11 | [9 empty] | DEER:Res:HVAC_Eff_AC | Annual | 20
RB-HV-DuctSeal-MedToLow | DEER2020 | D20v0 | 2019-01-09 08:57 | SCG | Res | Old | CZ10 | rWtd | Household | 3.6 | 1750 | None | 17.2 | 0.029 | 2.04 | [9 empty] | DEER:Res:HVAC_Eff_AC | Annual | 20
RB-HV-DuctSeal-MedToLow | DEER2020 | D20v0 | 2019-01-09 08:57 | SCG | Res | Old | CZ13 | rDXGF | Cap-Tons | 3.2 | 1570 | None | 27.6 | 0.032 | 2.96 | [9 empty] | DEER:Res:HVAC_Eff_AC | Annual | 20
RB-HV-DuctSeal-MedToLow | DEER2020 | D20v0 | 2019-01-09 08:57 | SCG | Res | Old | CZ13 | rDXHP | Cap-Tons | 3.2 | 1570 | None | 60.8 | 0.035 | 0 | [9 empty] | DEER:Res:HVAC_Eff_AC | Annual | 20
RB-HV-DuctSeal-MedToLow | DEER2020 | D20v0 | 2019-01-09 08:57 | SCG | Res | Old | CZ13 | rNCGF | Cap-Tons | 3.2 | 1570 | None | 1.8 | 0 | 2.89 | [9 empty] | DEER:Res:HVAC_Eff_AC | Annual | 20
RB-HV-DuctSeal-MedToLow | DEER2020 | D20v0 | 2019-01-09 08:57 | SCG | Res | Old | CZ13 | rWtd | Household | 3.2 | 1570 | None | 29 | 0.031 | 2.78 | [9 empty] | DEER:Res:HVAC_Eff_AC | Annual | 20
RB-HV-DuctSeal-MedToLow | DEER2020 | D20v0 | 2019-01-09 08:57 | SCG | Res | Old | CZ14 | rDXGF | Cap-Tons | 3.8 | 1660 | None | 34.8 | 0.036 | 2.93 | [9 empty] | DEER:Res:HVAC_Eff_AC | Annual | 20
RB-HV-DuctSeal-MedToLow | DEER2020 | D20v0 | 2019-01-09 08:57 | SCG | Res | Old | CZ14 | rDXHP | Cap-Tons | 3.8 | 1660 | None | 75.8 | 0.04 | 0 | [9 empty] | DEER:Res:HVAC_Eff_AC | Annual | 20
RB-HV-DuctSeal-MedToLow | DEER2020 | D20v0 | 2019-01-09 08:57 | SCG | Res | Old | CZ14 | rNCGF | Cap-Tons | 3.8 | 1660 | None | 1.8 | 0 | 2.82 | [9 empty] | DEER:Res:HVAC_Eff_AC | Annual | 20
RB-HV-DuctSeal-MedToLow | DEER2020 | D20v0 | 2019-01-09 08:57 | SCG | Res | Old | CZ14 | rWtd | Household | 3.8 | 1660 | None | 36.7 | 0.036 | 2.76 | [9 empty] | DEER:Res:HVAC_Eff_AC | Annual | 20
RB-HV-DuctSeal-MedToLow | DEER2020 | D20v0 | 2019-01-09 08:57 | SCG | Res | Old | CZ15 | rDXGF | Cap-Tons | 3.6 | 1480 | None | 27.4 | 0.019 | 0.67 | [9 empty] | DEER:Res:HVAC_Eff_AC | Annual | 20
RB-HV-DuctSeal-MedToLow | DEER2020 | D20v0 | 2019-01-09 08:57 | SCG | Res | Old | CZ15 | rDXHP | Cap-Tons | 3.6 | 1480 | None | 35.2 | 0.02 | 0 | [9 empty] | DEER:Res:HVAC_Eff_AC | Annual | 20
RB-HV-DuctSeal-MedToLow | DEER2020 | D20v0 | 2019-01-09 08:57 | SCG | Res | Old | CZ15 | rNCGF | Cap-Tons | 3.6 | 1480 | None | 0.4 | 0 | 0.63 | [9 empty] | DEER:Res:HVAC_Eff_AC | Annual | 20
RB-HV-DuctSeal-MedToLow | DEER2020 | D20v0 | 2019-01-09 08:57 | SCG | Res | Old | CZ15 | rWtd | Household | 3.6 | 1480 | None | 27.7 | 0.019 | 0.62 | [9 empty] | DEER:Res:HVAC_Eff_AC | Annual | 20
RB-HV-DuctSeal-MedToLow | DEER2020 | D20v0 | 2019-01-09 08:57 | SCG | Res | Old | CZ16 | rDXGF | Cap-Tons | 2.9 | 1570 | None | 15.3 | 0.023 | 5.08 | [9 empty] | DEER:Res:HVAC_Eff_AC | Annual | 20
RB-HV-DuctSeal-MedToLow | DEER2020 | D20v0 | 2019-01-09 08:57 | SCG | Res | Old | CZ16 | rDXHP | Cap-Tons | 2.9 | 1570 | None | 89.3 | 0.024 | 0 | [9 empty] | DEER:Res:HVAC_Eff_AC | Annual | 20
RB-HV-DuctSeal-MedToLow | DEER2020 | D20v0 | 2019-01-09 08:57 | SCG | SFm | Old | CZ05 | rDXHP | Cap-Tons | 3.2 | 1740 | None | 47.9 | 0.0112 | 0 | [9 empty] | DEER:Res:HVAC_Eff_AC | Annual | 20
RB-HV-DuctSeal-MedToLow | DEER2020 | D20v0 | 2019-01-09 08:57 | SCG | SFm | Old | CZ05 | rNCGF | Cap-Tons | 3.2 | 1740 | None | 3.05 | 0 | 4.72 | [9 empty] | DEER:Res:HVAC_Eff_AC | Annual | 20
RB-HV-DuctSeal-MedToLow | DEER2020 | D20v0 | 2019-01-09 08:57 | SCG | SFm | Old | CZ05 | rWtd | Household | 3.2 | 1740 | None | 3.57 | 0.00141 | 4.7 | [9 empty] | DEER:Res:HVAC_Eff_AC | Annual | 20
RB-HV-DuctSeal-MedToLow | DEER2020 | D20v0 | 2019-01-09 08:57 | SCG | SFm | Old | CZ06 | rDXGF | Cap-Tons | 3.36 | 1730 | None | 8.8 | 0.0267 | 1.78 | [9 empty] | DEER:Res:HVAC_Eff_AC | Annual | 20
RB-HV-DuctSeal-MedToLow | DEER2020 | D20v0 | 2019-01-09 08:57 | SCG | SFm | Old | CZ06 | rDXHP | Cap-Tons | 3.36 | 1730 | None | 24.1 | 0.028 | 0 | [9 empty] | DEER:Res:HVAC_Eff_AC | Annual | 20
RB-HV-DuctSeal-MedToLow | DEER2020 | D20v0 | 2019-01-09 08:57 | SCG | SFm | Old | CZ06 | rNCGF | Cap-Tons | 3.36 | 1730 | None | 1.1 | 0 | 1.74 | [9 empty] | DEER:Res:HVAC_Eff_AC | Annual | 20
RB-HV-DuctSeal-MedToLow | DEER2020 | D20v0 | 2019-01-09 08:57 | SCG | SFm | Old | CZ06 | rWtd | Household | 3.36 | 1730 | None | 4.64 | 0.0111 | 1.72 | [9 empty] | DEER:Res:HVAC_Eff_AC | Annual | 20
RB-HV-DuctSeal-MedToLow | DEER2020 | D20v0 | 2019-01-09 08:57 | SCG | SFm | Old | CZ07 | rDXGF | Cap-Tons | 2.53 | 1660 | None | 10.9 | 0.0215 | 1.95 | [9 empty] | DEER:Res:HVAC_Eff_AC | Annual | 20
RB-HV-DuctSeal-MedToLow | DEER2020 | D20v0 | 2019-01-09 08:57 | SCG | SFm | Old | CZ07 | rDXHP | Cap-Tons | 2.53 | 1660 | None | 24.4 | 0.0225 | 0 | [9 empty] | DEER:Res:HVAC_Eff_AC | Annual | 20
RB-HV-DuctSeal-MedToLow | DEER2020 | D20v0 | 2019-01-09 08:57 | SCG | SFm | Old | CZ07 | rNCGF | Cap-Tons | 2.53 | 1660 | None | 1.29 | 0 | 1.92 | [9 empty] | DEER:Res:HVAC_Eff_AC | Annual | 20
RB-HV-DuctSeal-MedToLow | DEER2020 | D20v0 | 2019-01-09 08:57 | SCG | SFm | Old | CZ07 | rWtd | Household | 2.53 | 1660 | None | 3.41 | 0.0044 | 1.91 | [9 empty] | DEER:Res:HVAC_Eff_AC | Annual | 20
RB-HV-DuctSeal-MedToLow | DEER2020 | D20v0 | 2019-01-09 08:57 | SCG | SFm | Old | CZ08 | rDXGF | Cap-Tons | 3.07 | 1620 | None | 14.2 | 0.021 | 1.62 | [9 empty] | DEER:Res:HVAC_Eff_AC | Annual | 20
RB-HV-DuctSeal-MedToLow | DEER2020 | D20v0 | 2019-01-09 08:57 | SCG | SFm | Old | CZ08 | rDXHP | Cap-Tons | 3.07 | 1620 | None | 27.1 | 0.0223 | 0 | [9 empty] | DEER:Res:HVAC_Eff_AC | Annual | 20
RB-HV-DuctSeal-MedToLow | DEER2020 | D20v0 | 2019-01-09 08:57 | SCG | SFm | Old | CZ08 | rNCGF | Cap-Tons | 3.07 | 1620 | None | 1.03 | 0 | 1.6 | [9 empty] | DEER:Res:HVAC_Eff_AC | Annual | 20
RB-HV-DuctSeal-MedToLow | DEER2020 | D20v0 | 2019-01-09 08:57 | SCG | SFm | Old | CZ08 | rWtd | Household | 3.07 | 1620 | None | 7.92 | 0.0105 | 1.57 | [9 empty] | DEER:Res:HVAC_Eff_AC | Annual | 20
RB-HV-DuctSeal-MedToLow | DEER2020 | D20v0 | 2019-01-09 08:57 | SCG | SFm | Old | CZ09 | rDXGF | Cap-Tons | 3.49 | 1690 | None | 22.7 | 0.0468 | 2.13 | [9 empty] | DEER:Res:HVAC_Eff_AC | Annual | 20
RB-HV-DuctSeal-MedToLow | DEER2020 | D20v0 | 2019-01-09 08:57 | SCG | SFm | Old | CZ09 | rDXHP | Cap-Tons | 3.49 | 1690 | None | 43 | 0.0493 | 0 | [9 empty] | DEER:Res:HVAC_Eff_AC | Annual | 20
RB-HV-DuctSeal-MedToLow | DEER2020 | D20v0 | 2019-01-09 08:57 | SCG | SFm | Old | CZ09 | rNCGF | Cap-Tons | 3.49 | 1690 | None | 1.32 | 0 | 2.09 | [9 empty] | DEER:Res:HVAC_Eff_AC | Annual | 20
RB-HV-DuctSeal-MedToLow | DEER2020 | D20v0 | 2019-01-09 08:57 | SCG | SFm | Old | CZ09 | rWtd | Household | 3.49 | 1690 | None | 19 | 0.0368 | 2.03 | [9 empty] | DEER:Res:HVAC_Eff_AC | Annual | 20
RB-HV-DuctSeal-MedToLow | DEER2020 | D20v0 | 2019-01-09 08:57 | SCG | SFm | Old | CZ10 | rDXGF | Cap-Tons | 3.83 | 1830 | None | 16.5 | 0.0308 | 2.31 | [9 empty] | DEER:Res:HVAC_Eff_AC | Annual | 20
RB-HV-DuctSeal-MedToLow | DEER2020 | D20v0 | 2019-01-09 08:57 | SCG | SFm | Old | CZ10 | rDXHP | Cap-Tons | 3.83 | 1830 | None | 39.6 | 0.0328 | 0 | [9 empty] | DEER:Res:HVAC_Eff_AC | Annual | 20
RB-HV-DuctSeal-MedToLow | DEER2020 | D20v0 | 2019-01-09 08:57 | SCG | SFm | Old | CZ10 | rNCGF | Cap-Tons | 3.83 | 1830 | None | 1.38 | 0 | 2.26 | [9 empty] | DEER:Res:HVAC_Eff_AC | Annual | 20
RB-HV-DuctSeal-MedToLow | DEER2020 | D20v0 | 2019-01-09 08:57 | SCG | SFm | Old | CZ10 | rWtd | Household | 3.83 | 1830 | None | 16.9 | 0.0293 | 2.19 | [9 empty] | DEER:Res:HVAC_Eff_AC | Annual | 20
RB-HV-DuctSeal-MedToLow | DEER2020 | D20v0 | 2019-01-09 08:57 | SCG | SFm | Old | CZ13 | rDXGF | Cap-Tons | 3.45 | 1690 | None | 28.8 | 0.0342 | 3.3 | [9 empty] | DEER:Res:HVAC_Eff_AC | Annual | 20
RB-HV-DuctSeal-MedToLow | DEER2020 | D20v0 | 2019-01-09 08:57 | SCG | SFm | Old | CZ13 | rDXHP | Cap-Tons | 3.45 | 1690 | None | 66.4 | 0.038 | 0 | [9 empty] | DEER:Res:HVAC_Eff_AC | Annual | 20
RB-HV-DuctSeal-MedToLow | DEER2020 | D20v0 | 2019-01-09 08:57 | SCG | SFm | Old | CZ13 | rNCGF | Cap-Tons | 3.45 | 1690 | None | 2.04 | 0 | 3.24 | [9 empty] | DEER:Res:HVAC_Eff_AC | Annual | 20
RB-HV-DuctSeal-MedToLow | DEER2020 | D20v0 | 2019-01-09 08:57 | SCG | SFm | Old | CZ13 | rWtd | Household | 3.45 | 1690 | None | 30.2 | 0.0336 | 3.12 | [9 empty] | DEER:Res:HVAC_Eff_AC | Annual | 20
RB-HV-DuctSeal-MedToLow | DEER2020 | D20v0 | 2019-01-09 08:57 | SCG | SFm | Old | CZ14 | rDXGF | Cap-Tons | 4.03 | 1710 | None | 38.3 | 0.0408 | 3.26 | [9 empty] | DEER:Res:HVAC_Eff_AC | Annual | 20
RB-HV-DuctSeal-MedToLow | DEER2020 | D20v0 | 2019-01-09 08:57 | SCG | SFm | Old | CZ14 | rDXHP | Cap-Tons | 4.03 | 1710 | None | 84.4 | 0.0448 | 0 | [9 empty] | DEER:Res:HVAC_Eff_AC | Annual | 20
RB-HV-DuctSeal-MedToLow | DEER2020 | D20v0 | 2019-01-09 08:57 | SCG | SFm | Old | CZ14 | rNCGF | Cap-Tons | 4.03 | 1710 | None | 1.95 | 0 | 3.15 | [9 empty] | DEER:Res:HVAC_Eff_AC | Annual | 20
RB-HV-DuctSeal-MedToLow | DEER2020 | D20v0 | 2019-01-09 08:57 | SCG | SFm | Old | CZ14 | rWtd | Household | 4.03 | 1710 | None | 40.6 | 0.0407 | 3.08 | [9 empty] | DEER:Res:HVAC_Eff_AC | Annual | 20
RB-HV-DuctSeal-MedToLow | DEER2020 | D20v0 | 2019-01-09 08:57 | SCG | SFm | Old | CZ15 | rDXGF | Cap-Tons | 5.32 | 1640 | None | 38 | 0.0289 | 1.08 | [9 empty] | DEER:Res:HVAC_Eff_AC | Annual | 20
RB-HV-DuctSeal-MedToLow | DEER2020 | D20v0 | 2019-01-09 08:57 | SCG | SFm | Old | CZ15 | rDXHP | Cap-Tons | 5.32 | 1640 | None | 52.4 | 0.0319 | 0 | [9 empty] | DEER:Res:HVAC_Eff_AC | Annual | 20
RB-HV-DuctSeal-MedToLow | DEER2020 | D20v0 | 2019-01-09 08:57 | SCG | SFm | Old | CZ15 | rNCGF | Cap-Tons | 5.32 | 1640 | None | 0.622 | 0 | 1.01 | [9 empty] | DEER:Res:HVAC_Eff_AC | Annual | 20
RB-HV-DuctSeal-MedToLow | DEER2020 | D20v0 | 2019-01-09 08:57 | SCG | SFm | Old | CZ15 | rWtd | Household | 5.32 | 1640 | None | 38.2 | 0.0286 | 1.02 | [9 empty] | DEER:Res:HVAC_Eff_AC | Annual | 20
RB-HV-DuctSeal-MedToLow | DEER2020 | D20v0 | 2019-01-09 08:57 | SDG | MFm | Old | CZ14 | rDXHP | Cap-Tons | 2.31 | 1410 | None | 21.2 | 0.00824 | 0 | [9 empty] | DEER:Res:HVAC_Eff_AC | Annual | 20
RB-HV-DuctSeal-MedToLow | DEER2020 | D20v0 | 2019-01-09 08:57 | SDG | MFm | Old | CZ14 | rNCGF | Cap-Tons | 2.31 | 1410 | None | 0.593 | 0 | 0.829 | [9 empty] | DEER:Res:HVAC_Eff_AC | Annual | 20
RB-HV-DuctSeal-MedToLow | DEER2020 | D20v0 | 2019-01-09 08:57 | SDG | MFm | Old | CZ14 | rWtd | Household | 2.31 | 1410 | None | 12.6 | 0.00823 | 0.752 | [9 empty] | DEER:Res:HVAC_Eff_AC | Annual | 20
RB-HV-DuctSeal-MedToLow | DEER2020 | D20v0 | 2019-01-09 08:57 | SDG | MFm | Old | CZ15 | rDXGF | Cap-Tons | 2.43 | 1410 | None | 15.5 | 0.00903 | 0.341 | [9 empty] | DEER:Res:HVAC_Eff_AC | Annual | 20
RB-HV-DuctSeal-MedToLow | DEER2020 | D20v0 | 2019-01-09 08:57 | SDG | MFm | Old | CZ15 | rDXHP | Cap-Tons | 2.43 | 1410 | None | 18.4 | 0.00903 | 0 | [9 empty] | DEER:Res:HVAC_Eff_AC | Annual | 20
RB-HV-DuctSeal-MedToLow | DEER2020 | D20v0 | 2019-01-09 08:57 | SDG | MFm | Old | CZ15 | rNCGF | Cap-Tons | 2.43 | 1410 | None | 0.242 | 0 | 0.327 | [9 empty] | DEER:Res:HVAC_Eff_AC | Annual | 20
RB-HV-DuctSeal-MedToLow | DEER2020 | D20v0 | 2019-01-09 08:57 | SDG | MFm | Old | CZ15 | rWtd | Household | 2.43 | 1410 | None | 15.9 | 0.00903 | 0.298 | [9 empty] | DEER:Res:HVAC_Eff_AC | Annual | 20
RB-HV-DuctSeal-MedToLow | DEER2020 | D20v0 | 2019-01-09 08:57 | SDG | MFm | Old | IOU | rDXGF | Cap-Tons | 1.5 | 1190 | None | 2.91 | 0.00413 | 0.516 | [9 empty] | DEER:Res:HVAC_Eff_AC | Annual | 20
RB-HV-DuctSeal-MedToLow | DEER2020 | D20v0 | 2019-01-09 08:57 | SDG | MFm | Old | IOU | rDXHP | Cap-Tons | 1.5 | 1190 | None | 6.81 | 0.00447 | 0 | [9 empty] | DEER:Res:HVAC_Eff_AC | Annual | 20
RB-HV-DuctSeal-MedToLow | DEER2020 | D20v0 | 2019-01-09 08:57 | SDG | MFm | Old | IOU | rNCGF | Cap-Tons | 1.5 | 1190 | None | 0.402 | 0 | 0.497 | [9 empty] | DEER:Res:HVAC_Eff_AC | Annual | 20
RB-HV-DuctSeal-MedToLow | DEER2020 | D20v0 | 2019-01-09 08:57 | SDG | MFm | Old | IOU | rWtd | Household | 1.5 | 1190 | None | 1.98 | 0.00222 | 0.474 | [9 empty] | DEER:Res:HVAC_Eff_AC | Annual | 20
RB-HV-DuctSeal-MedToLow | DEER2020 | D20v0 | 2019-01-09 08:57 | SDG | Res | Old | CZ14 | rDXHP | Cap-Tons | 4.6 | 1570 | None | 77.8 | 0.045 | 0 | [9 empty] | DEER:Res:HVAC_Eff_AC | Annual | 20
RB-HV-DuctSeal-MedToLow | DEER2020 | D20v0 | 2019-01-09 08:57 | SDG | Res | Old | CZ14 | rNCGF | Cap-Tons | 4.6 | 1570 | None | 1.7 | 0 | 2.76 | [9 empty] | DEER:Res:HVAC_Eff_AC | Annual | 20
RB-HV-DuctSeal-MedToLow | DEER2020 | D20v0 | 2019-01-09 08:57 | SDG | Res | Old | CZ14 | rWtd | Household | 4.6 | 1570 | None | 24.8 | 0.024 | 2.75 | [9 empty] | DEER:Res:HVAC_Eff_AC | Annual | 20
RB-HV-DuctSeal-MedToLow | DEER2020 | D20v0 | 2019-01-09 08:57 | SDG | Res | Old | CZ15 | rDXGF | Cap-Tons | 5.7 | 1590 | None | 31 | 0.025 | 0.89 | [9 empty] | DEER:Res:HVAC_Eff_AC | Annual | 20
RB-HV-DuctSeal-MedToLow | DEER2020 | D20v0 | 2019-01-09 08:57 | SDG | Res | Old | CZ15 | rDXHP | Cap-Tons | 5.7 | 1590 | None | 42.3 | 0.027 | 0 | [9 empty] | DEER:Res:HVAC_Eff_AC | Annual | 20
RB-HV-DuctSeal-MedToLow | DEER2020 | D20v0 | 2019-01-09 08:57 | SDG | Res | Old | CZ15 | rNCGF | Cap-Tons | 5.7 | 1590 | None | 0.5 | 0 | 0.82 | [9 empty] | DEER:Res:HVAC_Eff_AC | Annual | 20
RB-HV-DuctSeal-MedToLow | DEER2020 | D20v0 | 2019-01-09 08:57 | SDG | Res | Old | CZ15 | rWtd | Household | 5.7 | 1590 | None | 31.6 | 0.025 | 0.84 | [9 empty] | DEER:Res:HVAC_Eff_AC | Annual | 20
RB-HV-DuctSeal-MedToLow | DEER2020 | D20v0 | 2019-01-09 08:57 | SDG | Res | Old | IOU | rDXGF | Cap-Tons | 2.6 | 1580 | None | 10.5 | 0.019 | 1.55 | [9 empty] | DEER:Res:HVAC_Eff_AC | Annual | 20
RB-HV-DuctSeal-MedToLow | DEER2020 | D20v0 | 2019-01-09 08:57 | SDG | Res | Old | IOU | rDXHP | Cap-Tons | 2.6 | 1580 | None | 23.2 | 0.02 | 0 | [9 empty] | DEER:Res:HVAC_Eff_AC | Annual | 20
RB-HV-DuctSeal-MedToLow | DEER2020 | D20v0 | 2019-01-09 08:57 | SDG | Res | Old | IOU | rNCGF | Cap-Tons | 2.6 | 1580 | None | 1 | 0 | 1.51 | [9 empty] | DEER:Res:HVAC_Eff_AC | Annual | 20
RB-HV-DuctSeal-MedToLow | DEER2020 | D20v0 | 2019-01-09 08:57 | SDG | Res | Old | IOU | rWtd | Household | 2.6 | 1580 | None | 6.5 | 0.01 | 1.48 | [9 empty] | DEER:Res:HVAC_Eff_AC | Annual | 20
RB-HV-DuctSeal-HighToLow | DEER2020 | D20v0 | 2019-11-06 15:55 | Any | DMo | Old | CZ01 | rDXGF | Cap-Tons | 3.5 | 1210 | None | 9.3 | 0 | 11.8 | [9 empty] | DEER:Res:HVAC_Eff_AC | Annual | 20
RB-HV-DuctSeal-HighToLow | DEER2020 | D20v0 | 2019-11-06 15:55 | Any | DMo | Old | CZ01 | rDXHP | Cap-Tons | 3.5 | 1210 | None | 105 | 0 | 0 | [9 empty] | DEER:Res:HVAC_Eff_AC | Annual | 20
RB-HV-DuctSeal-HighToLow | DEER2020 | D20v0 | 2019-11-06 15:55 | Any | DMo | Old | CZ01 | rNCGF | Cap-Tons | 3.5 | 1210 | None | 6.61 | 0 | 10.6 | [9 empty] | DEER:Res:HVAC_Eff_AC | Annual | 20
RB-HV-DuctSeal-HighToLow | DEER2020 | D20v0 | 2019-11-06 15:55 | Any | MFm | Old | CZ01 | rDXGF | Cap-Tons | 1.06 | 1050 | None | 3.97 | 0 | 3.69 | [9 empty] | DEER:Res:HVAC_Eff_AC | Annual | 20
RB-HV-DuctSeal-HighToLow | DEER2020 | D20v0 | 2019-11-06 15:55 | Any | MFm | Old | CZ01 | rDXHP | Cap-Tons | 1.06 | 1050 | None | 39.1 | 0 | 0 | [9 empty] | DEER:Res:HVAC_Eff_AC | Annual | 20
RB-HV-DuctSeal-HighToLow | DEER2020 | D20v0 | 2019-11-06 15:55 | Any | MFm | Old | CZ01 | rNCGF | Cap-Tons | 1.06 | 1050 | None | 3.31 | 0 | 3.46 | [9 empty] | DEER:Res:HVAC_Eff_AC | Annual | 20
RB-HV-DuctSeal-HighToLow | DEER2020 | D20v0 | 2019-11-06 15:55 | Any | Res | Old | CZ01 | rDXGF | Cap-Tons | 1.9 | 1620 | None | 10.9 | 0 | 13.3 | [9 empty] | DEER:Res:HVAC_Eff_AC | Annual | 20
RB-HV-DuctSeal-HighToLow | DEER2020 | D20v0 | 2019-11-06 15:55 | Any | Res | Old | CZ01 | rDXHP | Cap-Tons | 1.9 | 1620 | None | 146 | 0 | 0 | [9 empty] | DEER:Res:HVAC_Eff_AC | Annual | 20
RB-HV-DuctSeal-HighToLow | DEER2020 | D20v0 | 2019-11-06 15:55 | Any | Res | Old | CZ01 | rNCGF | Cap-Tons | 1.9 | 1620 | None | 9.8 | 0 | 13 | [9 empty] | DEER:Res:HVAC_Eff_AC | Annual | 20
RB-HV-DuctSeal-HighToLow | DEER2020 | D20v0 | 2019-11-06 15:55 | Any | SFm | Old | CZ01 | rDXGF | Cap-Tons | 2.06 | 1830 | None | 13.2 | 0 | 16.4 | [9 empty] | DEER:Res:HVAC_Eff_AC | Annual | 20
RB-HV-DuctSeal-HighToLow | DEER2020 | D20v0 | 2019-11-06 15:55 | Any | SFm | Old | CZ01 | rDXHP | Cap-Tons | 2.06 | 1830 | None | 182 | 0 | 0 | [9 empty] | DEER:Res:HVAC_Eff_AC | Annual | 20
RB-HV-DuctSeal-HighToLow | DEER2020 | D20v0 | 2019-11-06 15:55 | Any | SFm | Old | CZ01 | rNCGF | Cap-Tons | 2.06 | 1830 | None | 12.1 | 0 | 16.2 | [9 empty] | DEER:Res:HVAC_Eff_AC | Annual | 20
RB-HV-DuctSeal-MedToLow | DEER2020 | D20v0 | 2019-11-06 15:55 | Any | DMo | Old | CZ01 | rDXGF | Cap-Tons | 3.5 | 1210 | None | 4.24 | 0 | 5.4 | [9 empty] | DEER:Res:HVAC_Eff_AC | Annual | 20
RB-HV-DuctSeal-MedToLow | DEER2020 | D20v0 | 2019-11-06 15:55 | Any | DMo | Old | CZ01 | rDXHP | Cap-Tons | 3.5 | 1210 | None | 47.5 | 0 | 0 | [9 empty] | DEER:Res:HVAC_Eff_AC | Annual | 20
RB-HV-DuctSeal-MedToLow | DEER2020 | D20v0 | 2019-11-06 15:55 | Any | DMo | Old | CZ01 | rNCGF | Cap-Tons | 3.5 | 1210 | None | 3.03 | 0 | 4.86 | [9 empty] | DEER:Res:HVAC_Eff_AC | Annual | 20
RB-HV-DuctSeal-MedToLow | DEER2020 | D20v0 | 2019-11-06 15:55 | Any | MFm | Old | CZ01 | rDXGF | Cap-Tons | 1.06 | 1050 | None | 1.69 | 0 | 1.58 | [9 empty] | DEER:Res:HVAC_Eff_AC | Annual | 20
RB-HV-DuctSeal-MedToLow | DEER2020 | D20v0 | 2019-11-06 15:55 | Any | MFm | Old | CZ01 | rDXHP | Cap-Tons | 1.06 | 1050 | None | 16.8 | 0 | 0 | [9 empty] | DEER:Res:HVAC_Eff_AC | Annual | 20
RB-HV-DuctSeal-MedToLow | DEER2020 | D20v0 | 2019-11-06 15:55 | Any | MFm | Old | CZ01 | rNCGF | Cap-Tons | 1.06 | 1050 | None | 1.41 | 0 | 1.47 | [9 empty] | DEER:Res:HVAC_Eff_AC | Annual | 20
RB-HV-DuctSeal-MedToLow | DEER2020 | D20v0 | 2019-11-06 15:55 | Any | Res | Old | CZ01 | rDXGF | Cap-Tons | 1.9 | 1620 | None | 4.5 | 0 | 5.5 | [9 empty] | DEER:Res:HVAC_Eff_AC | Annual | 20
RB-HV-DuctSeal-MedToLow | DEER2020 | D20v0 | 2019-11-06 15:55 | Any | Res | Old | CZ01 | rDXHP | Cap-Tons | 1.9 | 1620 | None | 59.7 | 0 | 0 | [9 empty] | DEER:Res:HVAC_Eff_AC | Annual | 20
RB-HV-DuctSeal-MedToLow | DEER2020 | D20v0 | 2019-11-06 15:55 | Any | Res | Old | CZ01 | rNCGF | Cap-Tons | 1.9 | 1620 | None | 4 | 0 | 5.38 | [9 empty] | DEER:Res:HVAC_Eff_AC | Annual | 20
RB-HV-DuctSeal-MedToLow | DEER2020 | D20v0 | 2019-11-06 15:55 | Any | SFm | Old | CZ01 | rDXGF | Cap-Tons | 2.06 | 1830 | None | 5.41 | 0 | 6.74 | [9 empty] | DEER:Res:HVAC_Eff_AC | Annual | 20
RB-HV-DuctSeal-MedToLow | DEER2020 | D20v0 | 2019-11-06 15:55 | Any | SFm | Old | CZ01 | rDXHP | Cap-Tons | 2.06 | 1830 | None | 73.9 | 0 | 0 | [9 empty] | DEER:Res:HVAC_Eff_AC | Annual | 20
RB-HV-DuctSeal-MedToLow | DEER2020 | D20v0 | 2019-11-06 15:55 | Any | SFm | Old | CZ01 | rNCGF | Cap-Tons | 2.06 | 1830 | None | 4.93 | 0 | 6.63 | [9 empty] | DEER:Res:HVAC_Eff_AC | Annual | 20
RB-HV-DuctSeal-HighToLow | DEER2020 | D20v0 | 2019-11-06 15:55 | Any | DMo | Ex | CZ01 | rDXGF | Cap-Tons | 3.5 | 1240 | None | 3.76 | 0 | 4.61 | [9 empty] | DEER:Res:HVAC_Eff_AC | Annual | 20
RB-HV-DuctSeal-HighToLow | DEER2020 | D20v0 | 2019-11-06 15:55 | Any | DMo | Ex | CZ01 | rDXHP | Cap-Tons | 3.5 | 1240 | None | 41.6 | 0 | 0 | [9 empty] | DEER:Res:HVAC_Eff_AC | Annual | 20
RB-HV-DuctSeal-HighToLow | DEER2020 | D20v0 | 2019-11-06 15:55 | Any | DMo | Ex | CZ01 | rNCGF | Cap-Tons | 3.5 | 1240 | None | 2.67 | 0 | 4.13 | [9 empty] | DEER:Res:HVAC_Eff_AC | Annual | 20
RB-HV-DuctSeal-HighToLow | DEER2020 | D20v0 | 2019-11-06 15:55 | Any | MFm | Ex | CZ01 | rDXGF | Cap-Tons | 1 | 999 | None | 2.91 | 0 | 2.37 | [9 empty] | DEER:Res:HVAC_Eff_AC | Annual | 20
RB-HV-DuctSeal-HighToLow | DEER2020 | D20v0 | 2019-11-06 15:55 | Any | MFm | Ex | CZ01 | rDXHP | Cap-Tons | 1 | 999 | None | 26.6 | 0 | 0 | [9 empty] | DEER:Res:HVAC_Eff_AC | Annual | 20
RB-HV-DuctSeal-HighToLow | DEER2020 | D20v0 | 2019-11-06 15:55 | Any | MFm | Ex | CZ01 | rNCGF | Cap-Tons | 1 | 999 | None | 2.19 | 0 | 2.08 | [9 empty] | DEER:Res:HVAC_Eff_AC | Annual | 20
RB-HV-DuctSeal-HighToLow | DEER2020 | D20v0 | 2019-11-06 15:55 | Any | Res | Ex | CZ01 | rDXGF | Cap-Tons | 1.8 | 1750 | None | 6 | 0 | 7.42 | [9 empty] | DEER:Res:HVAC_Eff_AC | Annual | 20
RB-HV-DuctSeal-HighToLow | DEER2020 | D20v0 | 2019-11-06 15:55 | Any | Res | Ex | CZ01 | rDXHP | Cap-Tons | 1.8 | 1750 | None | 77.2 | 0 | 0 | [9 empty] | DEER:Res:HVAC_Eff_AC | Annual | 20
RB-HV-DuctSeal-HighToLow | DEER2020 | D20v0 | 2019-11-06 15:55 | Any | Res | Ex | CZ01 | rNCGF | Cap-Tons | 1.8 | 1750 | None | 5.3 | 0 | 7.15 | [9 empty] | DEER:Res:HVAC_Eff_AC | Annual | 20
RB-HV-DuctSeal-HighToLow | DEER2020 | D20v0 | 2019-11-06 15:55 | Any | SFm | Ex | CZ01 | rDXGF | Cap-Tons | 2.33 | 2300 | None | 8.21 | 0 | 11.1 | [9 empty] | DEER:Res:HVAC_Eff_AC | Annual | 20
RB-HV-DuctSeal-HighToLow | DEER2020 | D20v0 | 2019-11-06 15:55 | Any | SFm | Ex | CZ01 | rDXHP | Cap-Tons | 2.33 | 2300 | None | 114 | 0 | 0 | [9 empty] | DEER:Res:HVAC_Eff_AC | Annual | 20
RB-HV-DuctSeal-HighToLow | DEER2020 | D20v0 | 2019-11-06 15:55 | Any | SFm | Ex | CZ01 | rNCGF | Cap-Tons | 2.33 | 2300 | None | 7.58 | 0 | 10.8 | [9 empty] | DEER:Res:HVAC_Eff_AC | Annual | 20
RB-HV-DuctSeal-MedToLow | DEER2020 | D20v0 | 2019-11-06 15:55 | Any | DMo | Ex | CZ01 | rDXGF | Cap-Tons | 3.5 | 1240 | None | 1.7 | 0 | 2.1 | [9 empty] | DEER:Res:HVAC_Eff_AC | Annual | 20
RB-HV-DuctSeal-MedToLow | DEER2020 | D20v0 | 2019-11-06 15:55 | Any | DMo | Ex | CZ01 | rDXHP | Cap-Tons | 3.5 | 1240 | None | 18.8 | 0 | 0 | [9 empty] | DEER:Res:HVAC_Eff_AC | Annual | 20
RB-HV-DuctSeal-MedToLow | DEER2020 | D20v0 | 2019-11-06 15:55 | Any | DMo | Ex | CZ01 | rNCGF | Cap-Tons | 3.5 | 1240 | None | 1.22 | 0 | 1.89 | [9 empty] | DEER:Res:HVAC_Eff_AC | Annual | 20
RB-HV-DuctSeal-MedToLow | DEER2020 | D20v0 | 2019-11-06 15:55 | Any | MFm | Ex | CZ01 | rDXGF | Cap-Tons | 1 | 999 | None | 1.24 | 0 | 1.01 | [9 empty] | DEER:Res:HVAC_Eff_AC | Annual | 20
RB-HV-DuctSeal-MedToLow | DEER2020 | D20v0 | 2019-11-06 15:55 | Any | MFm | Ex | CZ01 | rDXHP | Cap-Tons | 1 | 999 | None | 11.3 | 0 | 0 | [9 empty] | DEER:Res:HVAC_Eff_AC | Annual | 20
RB-HV-DuctSeal-MedToLow | DEER2020 | D20v0 | 2019-11-06 15:55 | Any | MFm | Ex | CZ01 | rNCGF | Cap-Tons | 1 | 999 | None | 0.932 | 0 | 0.883 | [9 empty] | DEER:Res:HVAC_Eff_AC | Annual | 20
RB-HV-DuctSeal-MedToLow | DEER2020 | D20v0 | 2019-11-06 15:55 | Any | Res | Ex | CZ01 | rDXGF | Cap-Tons | 1.8 | 1750 | None | 2.5 | 0 | 3.05 | [9 empty] | DEER:Res:HVAC_Eff_AC | Annual | 20
RB-HV-DuctSeal-MedToLow | DEER2020 | D20v0 | 2019-11-06 15:55 | Any | Res | Ex | CZ01 | rDXHP | Cap-Tons | 1.8 | 1750 | None | 31.5 | 0 | 0 | [9 empty] | DEER:Res:HVAC_Eff_AC | Annual | 20
RB-HV-DuctSeal-MedToLow | DEER2020 | D20v0 | 2019-11-06 15:55 | Any | Res | Ex | CZ01 | rNCGF | Cap-Tons | 1.8 | 1750 | None | 2.2 | 0 | 2.94 | [9 empty] | DEER:Res:HVAC_Eff_AC | Annual | 20
RB-HV-DuctSeal-MedToLow | DEER2020 | D20v0 | 2019-11-06 15:55 | Any | SFm | Ex | CZ01 | rDXGF | Cap-Tons | 2.33 | 2300 | None | 3.35 | 0 | 4.53 | [9 empty] | DEER:Res:HVAC_Eff_AC | Annual | 20
RB-HV-DuctSeal-MedToLow | DEER2020 | D20v0 | 2019-11-06 15:55 | Any | SFm | Ex | CZ01 | rDXHP | Cap-Tons | 2.33 | 2300 | None | 46.2 | 0 | 0 | [9 empty] | DEER:Res:HVAC_Eff_AC | Annual | 20
RB-HV-DuctSeal-MedToLow | DEER2020 | D20v0 | 2019-11-06 15:55 | Any | SFm | Ex | CZ01 | rNCGF | Cap-Tons | 2.33 | 2300 | None | 3.09 | 0 | 4.42 | [9 empty] | DEER:Res:HVAC_Eff_AC | Annual | 20
RB-HV-DuctSeal-HighToLow | DEER2020 | D20v0 | 2019-11-06 15:56 | Any | DMo | Old | CZ02 | rDXGF | Cap-Tons | 3.5 | 1210 | None | 36.2 | 0.104 | 12.1 | [9 empty] | DEER:Res:HVAC_Eff_AC | Annual | 20
RB-HV-DuctSeal-HighToLow | DEER2020 | D20v0 | 2019-11-06 15:56 | Any | DMo | Old | CZ02 | rDXHP | Cap-Tons | 3.5 | 1210 | None | 154 | 0.115 | 0 | [9 empty] | DEER:Res:HVAC_Eff_AC | Annual | 20
RB-HV-DuctSeal-HighToLow | DEER2020 | D20v0 | 2019-11-06 15:56 | Any | DMo | Old | CZ02 | rNCGF | Cap-Tons | 3.5 | 1210 | None | 6.69 | 0 | 10.7 | [9 empty] | DEER:Res:HVAC_Eff_AC | Annual | 20
RB-HV-DuctSeal-HighToLow | DEER2020 | D20v0 | 2019-11-06 15:56 | Any | MFm | Old | CZ02 | rDXGF | Cap-Tons | 1.48 | 1080 | None | 6.61 | 0.0156 | 2.29 | [9 empty] | DEER:Res:HVAC_Eff_AC | Annual | 20
RB-HV-DuctSeal-HighToLow | DEER2020 | D20v0 | 2019-11-06 15:56 | Any | MFm | Old | CZ02 | rDXHP | Cap-Tons | 1.48 | 1080 | None | 30.1 | 0.0165 | 0 | [9 empty] | DEER:Res:HVAC_Eff_AC | Annual | 20
RB-HV-DuctSeal-HighToLow | DEER2020 | D20v0 | 2019-11-06 15:56 | Any | MFm | Old | CZ02 | rNCGF | Cap-Tons | 1.48 | 1080 | None | 1.81 | 0 | 2.21 | [9 empty] | DEER:Res:HVAC_Eff_AC | Annual | 20
RB-HV-DuctSeal-HighToLow | DEER2020 | D20v0 | 2019-11-06 15:56 | Any | Res | Old | CZ02 | rDXGF | Cap-Tons | 3 | 1560 | None | 14.2 | 0.044 | 8.97 | [9 empty] | DEER:Res:HVAC_Eff_AC | Annual | 20
RB-HV-DuctSeal-HighToLow | DEER2020 | D20v0 | 2019-11-06 15:56 | Any | Res | Old | CZ02 | rDXHP | Cap-Tons | 3 | 1560 | None | 112 | 0.046 | 0 | [9 empty] | DEER:Res:HVAC_Eff_AC | Annual | 20
RB-HV-DuctSeal-HighToLow | DEER2020 | D20v0 | 2019-11-06 15:56 | Any | Res | Old | CZ02 | rNCGF | Cap-Tons | 3 | 1560 | None | 5.7 | 0 | 8.69 | [9 empty] | DEER:Res:HVAC_Eff_AC | Annual | 20
RB-HV-DuctSeal-HighToLow | DEER2020 | D20v0 | 2019-11-06 15:56 | Any | SFm | Old | CZ02 | rDXGF | Cap-Tons | 3.42 | 1720 | None | 14.3 | 0.0461 | 10.6 | [9 empty] | DEER:Res:HVAC_Eff_AC | Annual | 20
RB-HV-DuctSeal-HighToLow | DEER2020 | D20v0 | 2019-11-06 15:56 | Any | SFm | Old | CZ02 | rDXHP | Cap-Tons | 3.42 | 1720 | None | 131 | 0.0487 | 0 | [9 empty] | DEER:Res:HVAC_Eff_AC | Annual | 20
RB-HV-DuctSeal-HighToLow | DEER2020 | D20v0 | 2019-11-06 15:56 | Any | SFm | Old | CZ02 | rNCGF | Cap-Tons | 3.42 | 1720 | None | 6.65 | 0 | 10.3 | [9 empty] | DEER:Res:HVAC_Eff_AC | Annual | 20
RB-HV-DuctSeal-MedToLow | DEER2020 | D20v0 | 2019-11-06 15:56 | Any | DMo | Old | CZ02 | rDXGF | Cap-Tons | 3.5 | 1210 | None | 16.7 | 0.047 | 5.51 | [9 empty] | DEER:Res:HVAC_Eff_AC | Annual | 20
RB-HV-DuctSeal-MedToLow | DEER2020 | D20v0 | 2019-11-06 15:56 | Any | DMo | Old | CZ02 | rDXHP | Cap-Tons | 3.5 | 1210 | None | 69.5 | 0.0519 | 0 | [9 empty] | DEER:Res:HVAC_Eff_AC | Annual | 20
RB-HV-DuctSeal-MedToLow | DEER2020 | D20v0 | 2019-11-06 15:56 | Any | DMo | Old | CZ02 | rNCGF | Cap-Tons | 3.5 | 1210 | None | 3.06 | 0 | 4.9 | [9 empty] | DEER:Res:HVAC_Eff_AC | Annual | 20
RB-HV-DuctSeal-MedToLow | DEER2020 | D20v0 | 2019-11-06 15:56 | Any | MFm | Old | CZ02 | rDXGF | Cap-Tons | 1.48 | 1080 | None | 2.81 | 0.00664 | 0.981 | [9 empty] | DEER:Res:HVAC_Eff_AC | Annual | 20
RB-HV-DuctSeal-MedToLow | DEER2020 | D20v0 | 2019-11-06 15:56 | Any | MFm | Old | CZ02 | rDXHP | Cap-Tons | 1.48 | 1080 | None | 12.9 | 0.00683 | 0 | [9 empty] | DEER:Res:HVAC_Eff_AC | Annual | 20
RB-HV-DuctSeal-MedToLow | DEER2020 | D20v0 | 2019-11-06 15:56 | Any | MFm | Old | CZ02 | rNCGF | Cap-Tons | 1.48 | 1080 | None | 0.77 | 0 | 0.945 | [9 empty] | DEER:Res:HVAC_Eff_AC | Annual | 20
RB-HV-DuctSeal-MedToLow | DEER2020 | D20v0 | 2019-11-06 15:56 | Any | Res | Old | CZ02 | rDXGF | Cap-Tons | 3 | 1560 | None | 6 | 0.019 | 3.71 | [9 empty] | DEER:Res:HVAC_Eff_AC | Annual | 20
RB-HV-DuctSeal-MedToLow | DEER2020 | D20v0 | 2019-11-06 15:56 | Any | SFm | Old | CZ02 | rDXGF | Cap-Tons | 3.42 | 1720 | None | 5.92 | 0.0195 | 4.32 | [9 empty] | DEER:Res:HVAC_Eff_AC | Annual | 20
RB-HV-DuctSeal-MedToLow | DEER2020 | D20v0 | 2019-11-06 15:56 | Any | SFm | Old | CZ02 | rDXHP | Cap-Tons | 3.42 | 1720 | None | 53.3 | 0.0204 | 0 | [9 empty] | DEER:Res:HVAC_Eff_AC | Annual | 20
RB-HV-DuctSeal-MedToLow | DEER2020 | D20v0 | 2019-11-06 15:56 | Any | SFm | Old | CZ02 | rNCGF | Cap-Tons | 3.42 | 1720 | None | 2.72 | 0 | 4.22 | [9 empty] | DEER:Res:HVAC_Eff_AC | Annual | 20
RB-HV-DuctSeal-HighToLow | DEER2020 | D20v0 | 2019-11-06 15:56 | Any | DMo | Ex | CZ02 | rDXGF | Cap-Tons | 3.5 | 1240 | None | 143 | 0.0789 | 6.07 | [9 empty] | DEER:Res:HVAC_Eff_AC | Annual | 20
RB-HV-DuctSeal-HighToLow | DEER2020 | D20v0 | 2019-11-06 15:56 | Any | DMo | Ex | CZ02 | rDXHP | Cap-Tons | 3.5 | 1240 | None | 202 | 0.0859 | 0 | [9 empty] | DEER:Res:HVAC_Eff_AC | Annual | 20
RB-HV-DuctSeal-HighToLow | DEER2020 | D20v0 | 2019-11-06 15:56 | Any | DMo | Ex | CZ02 | rNCGF | Cap-Tons | 3.5 | 1240 | None | 3.5 | 0 | 5.41 | [9 empty] | DEER:Res:HVAC_Eff_AC | Annual | 20
RB-HV-DuctSeal-HighToLow | DEER2020 | D20v0 | 2019-11-06 15:56 | Any | MFm | Ex | CZ02 | rDXGF | Cap-Tons | 1 | 1070 | None | 6.37 | 0.0134 | 1.51 | [9 empty] | DEER:Res:HVAC_Eff_AC | Annual | 20
RB-HV-DuctSeal-HighToLow | DEER2020 | D20v0 | 2019-11-06 15:56 | Any | MFm | Ex | CZ02 | rDXHP | Cap-Tons | 1 | 1070 | None | 21.8 | 0.0141 | 0 | [9 empty] | DEER:Res:HVAC_Eff_AC | Annual | 20
RB-HV-DuctSeal-HighToLow | DEER2020 | D20v0 | 2019-11-06 15:56 | Any | MFm | Ex | CZ02 | rNCGF | Cap-Tons | 1 | 1070 | None | 1.42 | 0 | 1.38 | [9 empty] | DEER:Res:HVAC_Eff_AC | Annual | 20
RB-HV-DuctSeal-HighToLow | DEER2020 | D20v0 | 2019-11-06 15:56 | Any | Res | Ex | CZ02 | rDXGF | Cap-Tons | 1.6 | 1410 | None | 25.7 | 0.039 | 6.44 | [9 empty] | DEER:Res:HVAC_Eff_AC | Annual | 20
RB-HV-DuctSeal-HighToLow | DEER2020 | D20v0 | 2019-11-06 15:56 | Any | Res | Ex | CZ02 | rDXHP | Cap-Tons | 1.6 | 1410 | None | 95.2 | 0.041 | 0 | [9 empty] | DEER:Res:HVAC_Eff_AC | Annual | 20
RB-HV-DuctSeal-HighToLow | DEER2020 | D20v0 | 2019-11-06 15:56 | Any | Res | Ex | CZ02 | rNCGF | Cap-Tons | 1.6 | 1410 | None | 4.6 | 0 | 6.2 | [9 empty] | DEER:Res:HVAC_Eff_AC | Annual | 20
RB-HV-DuctSeal-HighToLow | DEER2020 | D20v0 | 2019-11-06 15:56 | Any | SFm | Ex | CZ02 | rDXGF | Cap-Tons | 2.21 | 1950 | None | 29.2 | 0.0695 | 13.9 | [9 empty] | DEER:Res:HVAC_Eff_AC | Annual | 20
RB-HV-DuctSeal-HighToLow | DEER2020 | D20v0 | 2019-11-06 15:56 | Any | SFm | Ex | CZ02 | rDXHP | Cap-Tons | 2.21 | 1950 | None | 182 | 0.07 | 0 | [9 empty] | DEER:Res:HVAC_Eff_AC | Annual | 20
RB-HV-DuctSeal-HighToLow | DEER2020 | D20v0 | 2019-11-06 15:56 | Any | SFm | Ex | CZ02 | rNCGF | Cap-Tons | 2.21 | 1950 | None | 9.68 | 0 | 13.6 | [9 empty] | DEER:Res:HVAC_Eff_AC | Annual | 20
RB-HV-DuctSeal-MedToLow | DEER2020 | D20v0 | 2019-11-06 15:56 | Any | DMo | Ex | CZ02 | rDXGF | Cap-Tons | 3.5 | 1240 | None | 85 | 0.0357 | 2.76 | [9 empty] | DEER:Res:HVAC_Eff_AC | Annual | 20
RB-HV-DuctSeal-MedToLow | DEER2020 | D20v0 | 2019-11-06 15:56 | Any | DMo | Ex | CZ02 | rDXHP | Cap-Tons | 3.5 | 1240 | None | 112 | 0.0395 | 0 | [9 empty] | DEER:Res:HVAC_Eff_AC | Annual | 20
RB-HV-DuctSeal-MedToLow | DEER2020 | D20v0 | 2019-11-06 15:56 | Any | DMo | Ex | CZ02 | rNCGF | Cap-Tons | 3.5 | 1240 | None | 1.6 | 0 | 2.48 | [9 empty] | DEER:Res:HVAC_Eff_AC | Annual | 20
RB-HV-DuctSeal-MedToLow | DEER2020 | D20v0 | 2019-11-06 15:56 | Any | MFm | Ex | CZ02 | rDXGF | Cap-Tons | 1 | 1070 | None | 2.7 | 0.0054 | 0.646 | [9 empty] | DEER:Res:HVAC_Eff_AC | Annual | 20
RB-HV-DuctSeal-MedToLow | DEER2020 | D20v0 | 2019-11-06 15:56 | Any | MFm | Ex | CZ02 | rDXHP | Cap-Tons | 1 | 1070 | None | 9.4 | 0.0064 | 0 | [9 empty] | DEER:Res:HVAC_Eff_AC | Annual | 20
RB-HV-DuctSeal-MedToLow | DEER2020 | D20v0 | 2019-11-06 15:56 | Any | MFm | Ex | CZ02 | rNCGF | Cap-Tons | 1 | 1070 | None | 0.608 | 0 | 0.59 | [9 empty] | DEER:Res:HVAC_Eff_AC | Annual | 20
RB-HV-DuctSeal-MedToLow | DEER2020 | D20v0 | 2019-11-06 15:56 | Any | Res | Ex | CZ02 | rDXGF | Cap-Tons | 1.6 | 1410 | None | 12.8 | 0.017 | 2.67 | [9 empty] | DEER:Res:HVAC_Eff_AC | Annual | 20
RB-HV-DuctSeal-MedToLow | DEER2020 | D20v0 | 2019-11-06 15:56 | Any | Res | Ex | CZ02 | rDXHP | Cap-Tons | 1.6 | 1410 | None | 41.5 | 0.018 | 0 | [9 empty] | DEER:Res:HVAC_Eff_AC | Annual | 20
RB-HV-DuctSeal-MedToLow | DEER2020 | D20v0 | 2019-11-06 15:56 | Any | Res | Ex | CZ02 | rNCGF | Cap-Tons | 1.6 | 1410 | None | 1.9 | 0 | 2.57 | [9 empty] | DEER:Res:HVAC_Eff_AC | Annual | 20
RB-HV-DuctSeal-MedToLow | DEER2020 | D20v0 | 2020-09-17 17:53 | Any | Res | Ex | CZ02 | rWtd | Cap-Tons | 1.6 | 1410 | None | 10.7 | 0.008 | 2.53 | [9 empty] | DEER:Res:HVAC_Eff_AC | Annual | 20
RB-HV-DuctSeal-MedToLow | DEER2020 | D20v0 | 2019-11-06 15:56 | Any | SFm | Ex | CZ02 | rDXGF | Cap-Tons | 2.21 | 1950 | None | 12.3 | 0.0308 | 5.67 | [9 empty] | DEER:Res:HVAC_Eff_AC | Annual | 20
RB-HV-DuctSeal-MedToLow | DEER2020 | D20v0 | 2019-11-06 15:56 | Any | SFm | Ex | CZ02 | rDXHP | Cap-Tons | 2.21 | 1950 | None | 74.1 | 0.031 | 0 | [9 empty] | DEER:Res:HVAC_Eff_AC | Annual | 20
RB-HV-DuctSeal-MedToLow | DEER2020 | D20v0 | 2019-11-06 15:56 | Any | SFm | Ex | CZ02 | rNCGF | Cap-Tons | 2.21 | 1950 | None | 3.94 | 0 | 5.53 | [9 empty] | DEER:Res:HVAC_Eff_AC | Annual | 20
RB-HV-DuctSeal-MedToLow | DEER2020 | D20v0 | 2019-11-06 15:57 | Any | Res | Old | CZ02 | rDXHP | Cap-Tons | 3 | 1560 | None | 46 | 0.02 | 0 | [9 empty] | DEER:Res:HVAC_Eff_AC | Annual | 20
RB-HV-DuctSeal-MedToLow | DEER2020 | D20v0 | 2019-11-06 15:57 | Any | Res | Old | CZ02 | rNCGF | Cap-Tons | 3 | 1560 | None | 2.3 | 0 | 3.59 | [9 empty] | DEER:Res:HVAC_Eff_AC | Annual | 20
RB-HV-DuctSeal-HighToLow | DEER2020 | D20v0 | 2019-11-06 15:57 | Any | DMo | Old | CZ03 | rDXGF | Cap-Tons | 3.5 | 1210 | None | 23.7 | 0.0631 | 9.29 | [9 empty] | DEER:Res:HVAC_Eff_AC | Annual | 20
RB-HV-DuctSeal-HighToLow | DEER2020 | D20v0 | 2019-11-06 15:57 | Any | DMo | Old | CZ03 | rDXHP | Cap-Tons | 3.5 | 1210 | None | 91.7 | 0.0741 | 0 | [9 empty] | DEER:Res:HVAC_Eff_AC | Annual | 20
RB-HV-DuctSeal-HighToLow | DEER2020 | D20v0 | 2019-11-06 15:57 | Any | DMo | Old | CZ03 | rNCGF | Cap-Tons | 3.5 | 1210 | None | 5.21 | 0 | 8.39 | [9 empty] | DEER:Res:HVAC_Eff_AC | Annual | 20
RB-HV-DuctSeal-HighToLow | DEER2020 | D20v0 | 2019-11-06 15:57 | Any | MFm | Old | CZ03 | rDXGF | Cap-Tons | 1.39 | 1080 | None | 2.86 | 0.00493 | 2.41 | [9 empty] | DEER:Res:HVAC_Eff_AC | Annual | 20
RB-HV-DuctSeal-HighToLow | DEER2020 | D20v0 | 2019-11-06 15:57 | Any | MFm | Old | CZ03 | rDXHP | Cap-Tons | 1.39 | 1080 | None | 22.1 | 0.00499 | 0 | [9 empty] | DEER:Res:HVAC_Eff_AC | Annual | 20
RB-HV-DuctSeal-HighToLow | DEER2020 | D20v0 | 2019-11-06 15:57 | Any | MFm | Old | CZ03 | rNCGF | Cap-Tons | 1.39 | 1080 | None | 1.93 | 0 | 2.33 | [9 empty] | DEER:Res:HVAC_Eff_AC | Annual | 20
RB-HV-DuctSeal-HighToLow | DEER2020 | D20v0 | 2019-11-06 15:57 | Any | Res | Old | CZ03 | rDXGF | Cap-Tons | 2.2 | 1410 | None | 8 | 0.02 | 6.82 | [9 empty] | DEER:Res:HVAC_Eff_AC | Annual | 20
RB-HV-DuctSeal-HighToLow | DEER2020 | D20v0 | 2019-11-06 15:57 | Any | Res | Old | CZ03 | rDXHP | Cap-Tons | 2.2 | 1410 | None | 62.2 | 0.022 | 0 | [9 empty] | DEER:Res:HVAC_Eff_AC | Annual | 20
RB-HV-DuctSeal-HighToLow | DEER2020 | D20v0 | 2019-11-06 15:57 | Any | Res | Old | CZ03 | rNCGF | Cap-Tons | 2.2 | 1410 | None | 4.6 | 0 | 6.69 | [9 empty] | DEER:Res:HVAC_Eff_AC | Annual | 20
RB-HV-DuctSeal-HighToLow | DEER2020 | D20v0 | 2019-11-06 15:57 | Any | SFm | Old | CZ03 | rDXGF | Cap-Tons | 2.9 | 1690 | None | 11.8 | 0.0316 | 10.4 | [9 empty] | DEER:Res:HVAC_Eff_AC | Annual | 20
RB-HV-DuctSeal-HighToLow | DEER2020 | D20v0 | 2019-11-06 15:57 | Any | SFm | Old | CZ03 | rDXHP | Cap-Tons | 2.9 | 1690 | None | 94.2 | 0.0346 | 0 | [9 empty] | DEER:Res:HVAC_Eff_AC | Annual | 20
RB-HV-DuctSeal-MedToLow | DEER2020 | D20v0 | 2019-11-06 15:57 | Any | DMo | Old | CZ03 | rDXGF | Cap-Tons | 3.5 | 1210 | None | 11 | 0.0297 | 4.24 | [9 empty] | DEER:Res:HVAC_Eff_AC | Annual | 20
RB-HV-DuctSeal-MedToLow | DEER2020 | D20v0 | 2019-11-06 15:57 | Any | DMo | Old | CZ03 | rDXHP | Cap-Tons | 3.5 | 1210 | None | 42 | 0.0356 | 0 | [9 empty] | DEER:Res:HVAC_Eff_AC | Annual | 20
RB-HV-DuctSeal-MedToLow | DEER2020 | D20v0 | 2019-11-06 15:57 | Any | DMo | Old | CZ03 | rNCGF | Cap-Tons | 3.5 | 1210 | None | 2.39 | 0 | 3.86 | [9 empty] | DEER:Res:HVAC_Eff_AC | Annual | 20
RB-HV-DuctSeal-MedToLow | DEER2020 | D20v0 | 2019-11-06 15:57 | Any | MFm | Old | CZ03 | rDXGF | Cap-Tons | 1.39 | 1080 | None | 1.22 | 0.00234 | 1.03 | [9 empty] | DEER:Res:HVAC_Eff_AC | Annual | 20
RB-HV-DuctSeal-MedToLow | DEER2020 | D20v0 | 2019-11-06 15:57 | Any | MFm | Old | CZ03 | rDXHP | Cap-Tons | 1.39 | 1080 | None | 9.46 | 0.00234 | 0 | [9 empty] | DEER:Res:HVAC_Eff_AC | Annual | 20
RB-HV-DuctSeal-MedToLow | DEER2020 | D20v0 | 2019-11-06 15:57 | Any | MFm | Old | CZ03 | rNCGF | Cap-Tons | 1.39 | 1080 | None | 0.825 | 0 | 0.995 | [9 empty] | DEER:Res:HVAC_Eff_AC | Annual | 20
RB-HV-DuctSeal-MedToLow | DEER2020 | D20v0 | 2019-11-06 15:57 | Any | SFm | Old | CZ03 | rDXGF | Cap-Tons | 2.9 | 1690 | None | 4.86 | 0.0131 | 4.23 | [9 empty] | DEER:Res:HVAC_Eff_AC | Annual | 20
RB-HV-DuctSeal-MedToLow | DEER2020 | D20v0 | 2019-11-06 15:57 | Any | SFm | Old | CZ03 | rDXHP | Cap-Tons | 2.9 | 1690 | None | 38.4 | 0.0146 | 0 | [9 empty] | DEER:Res:HVAC_Eff_AC | Annual | 20
RB-HV-DuctSeal-MedToLow | DEER2020 | D20v0 | 2019-11-06 15:57 | Any | SFm | Old | CZ03 | rNCGF | Cap-Tons | 2.9 | 1690 | None | 2.76 | 0 | 4.16 | [9 empty] | DEER:Res:HVAC_Eff_AC | Annual | 20
RB-HV-DuctSeal-HighToLow | DEER2020 | D20v0 | 2019-11-06 15:57 | Any | DMo | Ex | CZ03 | rDXGF | Cap-Tons | 3.5 | 1240 | None | 141 | 0.0375 | 5.8 | [9 empty] | DEER:Res:HVAC_Eff_AC | Annual | 20
RB-HV-DuctSeal-HighToLow | DEER2020 | D20v0 | 2019-11-06 15:57 | Any | DMo | Ex | CZ03 | rDXHP | Cap-Tons | 3.5 | 1240 | None | 185 | 0.043 | 0 | [9 empty] | DEER:Res:HVAC_Eff_AC | Annual | 20
RB-HV-DuctSeal-HighToLow | DEER2020 | D20v0 | 2019-11-06 15:57 | Any | DMo | Ex | CZ03 | rNCGF | Cap-Tons | 3.5 | 1240 | None | 3.36 | 0 | 5.23 | [9 empty] | DEER:Res:HVAC_Eff_AC | Annual | 20
RB-HV-DuctSeal-HighToLow | DEER2020 | D20v0 | 2019-11-06 15:57 | Any | MFm | Ex | CZ03 | rDXGF | Cap-Tons | 1 | 999 | None | 2.53 | 0.00394 | 1.84 | [9 empty] | DEER:Res:HVAC_Eff_AC | Annual | 20
RB-HV-DuctSeal-HighToLow | DEER2020 | D20v0 | 2019-11-06 15:57 | Any | MFm | Ex | CZ03 | rDXHP | Cap-Tons | 1 | 999 | None | 18.2 | 0.00442 | 0 | [9 empty] | DEER:Res:HVAC_Eff_AC | Annual | 20
RB-HV-DuctSeal-HighToLow | DEER2020 | D20v0 | 2019-11-06 15:57 | Any | MFm | Ex | CZ03 | rNCGF | Cap-Tons | 1 | 999 | None | 1.68 | 0 | 1.77 | [9 empty] | DEER:Res:HVAC_Eff_AC | Annual | 20
RB-HV-DuctSeal-HighToLow | DEER2020 | D20v0 | 2019-11-06 15:57 | Any | Res | Ex | CZ03 | rDXGF | Cap-Tons | 1.9 | 1510 | None | 6.7 | 0.013 | 4.44 | [9 empty] | DEER:Res:HVAC_Eff_AC | Annual | 20
RB-HV-DuctSeal-HighToLow | DEER2020 | D20v0 | 2019-11-06 15:57 | Any | Res | Ex | CZ03 | rDXHP | Cap-Tons | 1.9 | 1510 | None | 42.5 | 0.014 | 0 | [9 empty] | DEER:Res:HVAC_Eff_AC | Annual | 20
RB-HV-DuctSeal-HighToLow | DEER2020 | D20v0 | 2019-11-06 15:57 | Any | Res | Ex | CZ03 | rNCGF | Cap-Tons | 1.9 | 1510 | None | 3.1 | 0 | 4.31 | [9 empty] | DEER:Res:HVAC_Eff_AC | Annual | 20
RB-HV-DuctSeal-HighToLow | DEER2020 | D20v0 | 2019-11-06 15:57 | Any | SFm | Ex | CZ03 | rDXGF | Cap-Tons | 3.23 | 2300 | None | 10.2 | 0.0268 | 8.44 | [9 empty] | DEER:Res:HVAC_Eff_AC | Annual | 20
RB-HV-DuctSeal-HighToLow | DEER2020 | D20v0 | 2019-11-06 15:57 | Any | SFm | Ex | CZ03 | rDXHP | Cap-Tons | 3.23 | 2300 | None | 77 | 0.0272 | 0 | [9 empty] | DEER:Res:HVAC_Eff_AC | Annual | 20
RB-HV-DuctSeal-HighToLow | DEER2020 | D20v0 | 2019-11-06 15:57 | Any | SFm | Ex | CZ03 | rNCGF | Cap-Tons | 3.23 | 2300 | None | 5.27 | 0 | 8.23 | [9 empty] | DEER:Res:HVAC_Eff_AC | Annual | 20
RB-HV-DuctSeal-MedToLow | DEER2020 | D20v0 | 2019-11-06 15:57 | Any | DMo | Ex | CZ03 | rDXGF | Cap-Tons | 3.5 | 1240 | None | 87.2 | 0.0183 | 2.65 | [9 empty] | DEER:Res:HVAC_Eff_AC | Annual | 20
RB-HV-DuctSeal-MedToLow | DEER2020 | D20v0 | 2019-11-06 15:57 | Any | DMo | Ex | CZ03 | rDXHP | Cap-Tons | 3.5 | 1240 | None | 107 | 0.021 | 0 | [9 empty] | DEER:Res:HVAC_Eff_AC | Annual | 20
RB-HV-DuctSeal-MedToLow | DEER2020 | D20v0 | 2019-11-06 15:57 | Any | DMo | Ex | CZ03 | rNCGF | Cap-Tons | 3.5 | 1240 | None | 1.55 | 0 | 2.41 | [9 empty] | DEER:Res:HVAC_Eff_AC | Annual | 20
RB-HV-DuctSeal-MedToLow | DEER2020 | D20v0 | 2019-11-06 15:57 | Any | MFm | Ex | CZ03 | rDXGF | Cap-Tons | 1 | 999 | None | 1.08 | 0.00175 | 0.781 | [9 empty] | DEER:Res:HVAC_Eff_AC | Annual | 20
RB-HV-DuctSeal-MedToLow | DEER2020 | D20v0 | 2019-11-06 15:57 | Any | MFm | Ex | CZ03 | rDXHP | Cap-Tons | 1 | 999 | None | 7.76 | 0.002 | 0 | [9 empty] | DEER:Res:HVAC_Eff_AC | Annual | 20
RB-HV-DuctSeal-MedToLow | DEER2020 | D20v0 | 2019-11-06 15:57 | Any | MFm | Ex | CZ03 | rNCGF | Cap-Tons | 1 | 999 | None | 0.713 | 0 | 0.75 | [9 empty] | DEER:Res:HVAC_Eff_AC | Annual | 20
RB-HV-DuctSeal-MedToLow | DEER2020 | D20v0 | 2019-11-06 15:57 | Any | Res | Ex | CZ03 | rDXGF | Cap-Tons | 1.9 | 1510 | None | 3 | 0.006 | 1.83 | [9 empty] | DEER:Res:HVAC_Eff_AC | Annual | 20
RB-HV-DuctSeal-MedToLow | DEER2020 | D20v0 | 2019-11-06 15:57 | Any | Res | Ex | CZ03 | rDXHP | Cap-Tons | 1.9 | 1510 | None | 17.8 | 0.006 | 0 | [9 empty] | DEER:Res:HVAC_Eff_AC | Annual | 20
RB-HV-DuctSeal-MedToLow | DEER2020 | D20v0 | 2019-11-06 15:57 | Any | Res | Ex | CZ03 | rNCGF | Cap-Tons | 1.9 | 1510 | None | 1.3 | 0 | 1.78 | [9 empty] | DEER:Res:HVAC_Eff_AC | Annual | 20
RB-HV-DuctSeal-MedToLow | DEER2020 | D20v0 | 2019-11-06 15:57 | Any | SFm | Ex | CZ03 | rDXGF | Cap-Tons | 3.23 | 2300 | None | 4.19 | 0.0113 | 3.44 | [9 empty] | DEER:Res:HVAC_Eff_AC | Annual | 20
RB-HV-DuctSeal-MedToLow | DEER2020 | D20v0 | 2019-11-06 15:57 | Any | SFm | Ex | CZ03 | rDXHP | Cap-Tons | 3.23 | 2300 | None | 31.3 | 0.0114 | 0 | [9 empty] | DEER:Res:HVAC_Eff_AC | Annual | 20
RB-HV-DuctSeal-MedToLow | DEER2020 | D20v0 | 2019-11-06 15:57 | Any | SFm | Ex | CZ03 | rNCGF | Cap-Tons | 3.23 | 2300 | None | 2.14 | 0 | 3.35 | [9 empty] | DEER:Res:HVAC_Eff_AC | Annual | 20
RB-HV-DuctSeal-HighToLow | DEER2020 | D20v0 | 2019-01-09 08:57 | PGE | DMo | Old | CZ01 | rDXGF | Cap-Tons | 3.5 | 1210 | None | 9.3 | 0 | 11.8 | [9 empty] | DEER:Res:HVAC_Eff_AC | Annual | 20
RB-HV-DuctSeal-HighToLow | DEER2020 | D20v0 | 2019-01-09 08:57 | PGE | DMo | Old | CZ01 | rDXHP | Cap-Tons | 3.5 | 1210 | None | 105 | 0 | 0 | [9 empty] | DEER:Res:HVAC_Eff_AC | Annual | 20
RB-HV-DuctSeal-HighToLow | DEER2020 | D20v0 | 2019-01-09 08:57 | PGE | DMo | Old | CZ01 | rNCGF | Cap-Tons | 3.5 | 1210 | None | 6.61 | 0 | 10.6 | [9 empty] | DEER:Res:HVAC_Eff_AC | Annual | 20
RB-HV-DuctSeal-HighToLow | DEER2020 | D20v0 | 2019-01-09 08:57 | PGE | DMo | Old | CZ01 | rWtd | Household | 3.5 | 1210 | None | 8.63 | 0 | 10.5 | [9 empty] | DEER:Res:HVAC_Eff_AC | Annual | 20
RB-HV-DuctSeal-HighToLow | DEER2020 | D20v0 | 2019-01-09 08:57 | PGE | DMo | Old | CZ02 | rDXGF | Cap-Tons | 3.5 | 1210 | None | 36.2 | 0.104 | 12.1 | [9 empty] | DEER:Res:HVAC_Eff_AC | Annual | 20
RB-HV-DuctSeal-HighToLow | DEER2020 | D20v0 | 2019-01-09 08:57 | PGE | DMo | Old | CZ02 | rDXHP | Cap-Tons | 3.5 | 1210 | None | 154 | 0.115 | 0 | [9 empty] | DEER:Res:HVAC_Eff_AC | Annual | 20
RB-HV-DuctSeal-HighToLow | DEER2020 | D20v0 | 2019-01-09 08:57 | PGE | DMo | Old | CZ02 | rNCGF | Cap-Tons | 3.5 | 1210 | None | 6.69 | 0 | 10.7 | [9 empty] | DEER:Res:HVAC_Eff_AC | Annual | 20
RB-HV-DuctSeal-HighToLow | DEER2020 | D20v0 | 2019-01-09 08:57 | PGE | DMo | Old | CZ02 | rWtd | Household | 3.5 | 1210 | None | 47.5 | 0.0974 | 10.6 | [9 empty] | DEER:Res:HVAC_Eff_AC | Annual | 20
RB-HV-DuctSeal-HighToLow | DEER2020 | D20v0 | 2019-01-09 08:57 | PGE | DMo | Old | CZ03 | rDXGF | Cap-Tons | 3.5 | 1210 | None | 23.7 | 0.0631 | 9.29 | [9 empty] | DEER:Res:HVAC_Eff_AC | Annual | 20
RB-HV-DuctSeal-HighToLow | DEER2020 | D20v0 | 2019-01-09 08:57 | PGE | DMo | Old | CZ03 | rDXHP | Cap-Tons | 3.5 | 1210 | None | 91.7 | 0.0741 | 0 | [9 empty] | DEER:Res:HVAC_Eff_AC | Annual | 20
RB-HV-DuctSeal-HighToLow | DEER2020 | D20v0 | 2019-01-09 08:57 | PGE | DMo | Old | CZ03 | rNCGF | Cap-Tons | 3.5 | 1210 | None | 5.21 | 0 | 8.39 | [9 empty] | DEER:Res:HVAC_Eff_AC | Annual | 20
RB-HV-DuctSeal-HighToLow | DEER2020 | D20v0 | 2019-01-09 08:57 | PGE | DMo | Old | CZ03 | rWtd | Household | 3.5 | 1210 | None | 21.2 | 0.0381 | 8.23 | [9 empty] | DEER:Res:HVAC_Eff_AC | Annual | 20
RB-HV-DuctSeal-HighToLow | DEER2020 | D20v0 | 2019-01-09 08:57 | PGE | DMo | Old | CZ04 | rDXGF | Cap-Tons | 3.5 | 1210 | None | 58.7 | 0.116 | 7.99 | [9 empty] | DEER:Res:HVAC_Eff_AC | Annual | 20
RB-HV-DuctSeal-HighToLow | DEER2020 | D20v0 | 2019-01-09 08:57 | PGE | DMo | Old | CZ04 | rDXHP | Cap-Tons | 3.5 | 1210 | None | 144 | 0.125 | 0 | [9 empty] | DEER:Res:HVAC_Eff_AC | Annual | 20
RB-HV-DuctSeal-HighToLow | DEER2020 | D20v0 | 2019-01-09 08:57 | PGE | DMo | Old | CZ04 | rNCGF | Cap-Tons | 3.5 | 1210 | None | 4.44 | 0 | 7.08 | [9 empty] | DEER:Res:HVAC_Eff_AC | Annual | 20
RB-HV-DuctSeal-HighToLow | DEER2020 | D20v0 | 2019-01-09 08:57 | PGE | MFm | Old | CZ01 | rDXGF | Cap-Tons | 1.06 | 1050 | None | 3.97 | 0 | 3.69 | [9 empty] | DEER:Res:HVAC_Eff_AC | Annual | 20
RB-HV-DuctSeal-HighToLow | DEER2020 | D20v0 | 2019-01-09 08:57 | PGE | MFm | Old | CZ01 | rDXHP | Cap-Tons | 1.06 | 1050 | None | 39.1 | 0 | 0 | [9 empty] | DEER:Res:HVAC_Eff_AC | Annual | 20
RB-HV-DuctSeal-HighToLow | DEER2020 | D20v0 | 2019-01-09 08:57 | PGE | MFm | Old | CZ01 | rNCGF | Cap-Tons | 1.06 | 1050 | None | 3.31 | 0 | 3.46 | [9 empty] | DEER:Res:HVAC_Eff_AC | Annual | 20
RB-HV-DuctSeal-HighToLow | DEER2020 | D20v0 | 2019-01-09 08:57 | PGE | MFm | Old | CZ01 | rWtd | Household | 1.06 | 1050 | None | 3.49 | 0 | 3.45 | [9 empty] | DEER:Res:HVAC_Eff_AC | Annual | 20
RB-HV-DuctSeal-HighToLow | DEER2020 | D20v0 | 2019-01-09 08:57 | PGE | MFm | Old | CZ02 | rDXGF | Cap-Tons | 1.48 | 1080 | None | 6.61 | 0.0156 | 2.29 | [9 empty] | DEER:Res:HVAC_Eff_AC | Annual | 20
RB-HV-DuctSeal-HighToLow | DEER2020 | D20v0 | 2019-01-09 08:57 | PGE | MFm | Old | CZ02 | rDXHP | Cap-Tons | 1.48 | 1080 | None | 30.1 | 0.0165 | 0 | [9 empty] | DEER:Res:HVAC_Eff_AC | Annual | 20
RB-HV-DuctSeal-HighToLow | DEER2020 | D20v0 | 2019-01-09 08:57 | PGE | MFm | Old | CZ02 | rNCGF | Cap-Tons | 1.48 | 1080 | None | 1.81 | 0 | 2.21 | [9 empty] | DEER:Res:HVAC_Eff_AC | Annual | 20
RB-HV-DuctSeal-HighToLow | DEER2020 | D20v0 | 2019-01-09 08:57 | PGE | MFm | Old | CZ02 | rWtd | Household | 1.48 | 1080 | None | 5.02 | 0.0065 | 2.13 | [9 empty] | DEER:Res:HVAC_Eff_AC | Annual | 20
RB-HV-DuctSeal-HighToLow | DEER2020 | D20v0 | 2019-01-09 08:57 | PGE | MFm | Old | CZ03 | rDXGF | Cap-Tons | 1.39 | 1080 | None | 2.86 | 0.00493 | 2.41 | [9 empty] | DEER:Res:HVAC_Eff_AC | Annual | 20
RB-HV-DuctSeal-HighToLow | DEER2020 | D20v0 | 2019-01-09 08:57 | PGE | MFm | Old | CZ03 | rDXHP | Cap-Tons | 1.39 | 1080 | None | 22.1 | 0.00499 | 0 | [9 empty] | DEER:Res:HVAC_Eff_AC | Annual | 20
RB-HV-DuctSeal-HighToLow | DEER2020 | D20v0 | 2019-01-09 08:57 | PGE | MFm | Old | CZ03 | rNCGF | Cap-Tons | 1.39 | 1080 | None | 1.93 | 0 | 2.33 | [9 empty] | DEER:Res:HVAC_Eff_AC | Annual | 20
RB-HV-DuctSeal-HighToLow | DEER2020 | D20v0 | 2019-01-09 08:57 | PGE | MFm | Old | CZ03 | rWtd | Household | 1.39 | 1080 | None | 2.23 | 0.00044 | 2.31 | [9 empty] | DEER:Res:HVAC_Eff_AC | Annual | 20
RB-HV-DuctSeal-HighToLow | DEER2020 | D20v0 | 2019-01-09 08:57 | PGE | MFm | Old | CZ04 | rDXGF | Cap-Tons | 1.36 | 1090 | None | 7.31 | 0.0153 | 1.86 | [9 empty] | DEER:Res:HVAC_Eff_AC | Annual | 20
RB-HV-DuctSeal-HighToLow | DEER2020 | D20v0 | 2019-01-09 08:57 | PGE | MFm | Old | CZ04 | rDXHP | Cap-Tons | 1.36 | 1090 | None | 27.5 | 0.0162 | 0 | [9 empty] | DEER:Res:HVAC_Eff_AC | Annual | 20
RB-HV-DuctSeal-HighToLow | DEER2020 | D20v0 | 2019-01-09 08:57 | PGE | MFm | Old | CZ04 | rNCGF | Cap-Tons | 1.36 | 1090 | None | 1.51 | 0 | 1.79 | [9 empty] | DEER:Res:HVAC_Eff_AC | Annual | 20
RB-HV-DuctSeal-HighToLow | DEER2020 | D20v0 | 2019-01-09 08:57 | PGE | MFm | Old | CZ04 | rWtd | Household | 1.36 | 1090 | None | 5.19 | 0.0068 | 1.71 | [9 empty] | DEER:Res:HVAC_Eff_AC | Annual | 20
RB-HV-DuctSeal-HighToLow | DEER2020 | D20v0 | 2019-01-09 08:57 | PGE | MFm | Old | CZ05 | rDXGF | Cap-Tons | 1.39 | 1060 | None | 2.46 | 0.00177 | 2.3 | [9 empty] | DEER:Res:HVAC_Eff_AC | Annual | 20
RB-HV-DuctSeal-HighToLow | DEER2020 | D20v0 | 2019-01-09 08:57 | PGE | MFm | Old | CZ05 | rDXHP | Cap-Tons | 1.39 | 1060 | None | 23.4 | 0.00135 | 0 | [9 empty] | DEER:Res:HVAC_Eff_AC | Annual | 20
RB-HV-DuctSeal-HighToLow | DEER2020 | D20v0 | 2019-01-09 08:57 | PGE | MFm | Old | CZ05 | rNCGF | Cap-Tons | 1.39 | 1060 | None | 1.86 | 0 | 2.22 | [9 empty] | DEER:Res:HVAC_Eff_AC | Annual | 20
RB-HV-DuctSeal-HighToLow | DEER2020 | D20v0 | 2019-01-09 08:57 | PGE | MFm | Old | CZ05 | rWtd | Household | 1.39 | 1060 | None | 2.84 | 0.00053 | 2.16 | [9 empty] | DEER:Res:HVAC_Eff_AC | Annual | 20
RB-HV-DuctSeal-HighToLow | DEER2020 | D20v0 | 2019-01-09 08:57 | PGE | MFm | Old | CZ11 | rDXGF | Cap-Tons | 1.85 | 1120 | None | 14.7 | 0.0229 | 2.07 | [9 empty] | DEER:Res:HVAC_Eff_AC | Annual | 20
RB-HV-DuctSeal-HighToLow | DEER2020 | D20v0 | 2019-01-09 08:57 | PGE | MFm | Old | CZ11 | rDXHP | Cap-Tons | 1.85 | 1120 | None | 34.3 | 0.0235 | 0 | [9 empty] | DEER:Res:HVAC_Eff_AC | Annual | 20
RB-HV-DuctSeal-HighToLow | DEER2020 | D20v0 | 2019-01-09 08:57 | PGE | MFm | Old | CZ11 | rNCGF | Cap-Tons | 1.85 | 1120 | None | 1.51 | 0 | 2.01 | [9 empty] | DEER:Res:HVAC_Eff_AC | Annual | 20
RB-HV-DuctSeal-HighToLow | DEER2020 | D20v0 | 2019-01-09 08:57 | PGE | MFm | Old | CZ11 | rWtd | Household | 1.85 | 1120 | None | 16.7 | 0.0224 | 1.82 | [9 empty] | DEER:Res:HVAC_Eff_AC | Annual | 20
RB-HV-DuctSeal-HighToLow | DEER2020 | D20v0 | 2019-01-09 08:57 | PGE | MFm | Old | CZ12 | rDXGF | Cap-Tons | 1.7 | 1120 | None | 12.1 | 0.0196 | 2.31 | [9 empty] | DEER:Res:HVAC_Eff_AC | Annual | 20
RB-HV-DuctSeal-HighToLow | DEER2020 | D20v0 | 2019-01-09 08:57 | PGE | MFm | Old | CZ12 | rDXHP | Cap-Tons | 1.7 | 1120 | None | 34.6 | 0.0209 | 0 | [9 empty] | DEER:Res:HVAC_Eff_AC | Annual | 20
RB-HV-DuctSeal-HighToLow | DEER2020 | D20v0 | 2019-01-09 08:57 | PGE | MFm | Old | CZ12 | rNCGF | Cap-Tons | 1.7 | 1120 | None | 1.73 | 0 | 2.23 | [9 empty] | DEER:Res:HVAC_Eff_AC | Annual | 20
RB-HV-DuctSeal-HighToLow | DEER2020 | D20v0 | 2019-01-09 08:57 | PGE | MFm | Old | CZ12 | rWtd | Household | 1.7 | 1120 | None | 13.4 | 0.0175 | 2.04 | [9 empty] | DEER:Res:HVAC_Eff_AC | Annual | 20
RB-HV-DuctSeal-HighToLow | DEER2020 | D20v0 | 2019-01-09 08:57 | PGE | MFm | Old | CZ13 | rDXGF | Cap-Tons | 1.73 | 1110 | None | 18.7 | 0.0189 | 2.41 | [9 empty] | DEER:Res:HVAC_Eff_AC | Annual | 20
RB-HV-DuctSeal-HighToLow | DEER2020 | D20v0 | 2019-01-09 08:57 | PGE | MFm | Old | CZ13 | rDXHP | Cap-Tons | 1.73 | 1110 | None | 41.5 | 0.0197 | 0 | [9 empty] | DEER:Res:HVAC_Eff_AC | Annual | 20
RB-HV-DuctSeal-HighToLow | DEER2020 | D20v0 | 2019-01-09 08:57 | PGE | MFm | Old | CZ13 | rNCGF | Cap-Tons | 1.73 | 1110 | None | 1.78 | 0 | 2.34 | [9 empty] | DEER:Res:HVAC_Eff_AC | Annual | 20
RB-HV-DuctSeal-HighToLow | DEER2020 | D20v0 | 2019-01-09 08:57 | PGE | MFm | Old | CZ13 | rWtd | Household | 1.73 | 1110 | None | 21 | 0.0184 | 2.11 | [9 empty] | DEER:Res:HVAC_Eff_AC | Annual | 20
RB-HV-DuctSeal-HighToLow | DEER2020 | D20v0 | 2019-01-09 08:57 | PGE | MFm | Old | CZ16 | rDXGF | Cap-Tons | 1.52 | 1130 | None | 14.4 | 0.014 | 3.96 | [9 empty] | DEER:Res:HVAC_Eff_AC | Annual | 20
RB-HV-DuctSeal-HighToLow | DEER2020 | D20v0 | 2019-01-09 08:57 | PGE | MFm | Old | CZ16 | rDXHP | Cap-Tons | 1.52 | 1130 | None | 67.2 | 0.0151 | 0 | [9 empty] | DEER:Res:HVAC_Eff_AC | Annual | 20
RB-HV-DuctSeal-HighToLow | DEER2020 | D20v0 | 2019-01-09 08:57 | PGE | MFm | Old | CZ16 | rNCGF | Cap-Tons | 1.52 | 1130 | None | 3.09 | 0 | 3.81 | [9 empty] | DEER:Res:HVAC_Eff_AC | Annual | 20
RB-HV-DuctSeal-HighToLow | DEER2020 | D20v0 | 2019-01-09 08:57 | PGE | Res | Old | CZ01 | rDXGF | Cap-Tons | 1.9 | 1620 | None | 10.9 | 0 | 13.3 | [9 empty] | DEER:Res:HVAC_Eff_AC | Annual | 20
RB-HV-DuctSeal-HighToLow | DEER2020 | D20v0 | 2019-01-09 08:57 | PGE | Res | Old | CZ01 | rDXHP | Cap-Tons | 1.9 | 1620 | None | 146 | 0 | 0 | [9 empty] | DEER:Res:HVAC_Eff_AC | Annual | 20
RB-HV-DuctSeal-HighToLow | DEER2020 | D20v0 | 2019-01-09 08:57 | PGE | Res | Old | CZ01 | rNCGF | Cap-Tons | 1.9 | 1620 | None | 9.8 | 0 | 13 | [9 empty] | DEER:Res:HVAC_Eff_AC | Annual | 20
RB-HV-DuctSeal-HighToLow | DEER2020 | D20v0 | 2019-01-09 08:57 | PGE | Res | Old | CZ01 | rWtd | Household | 1.9 | 1620 | None | 10.1 | 0 | 13 | [9 empty] | DEER:Res:HVAC_Eff_AC | Annual | 20
RB-HV-DuctSeal-HighToLow | DEER2020 | D20v0 | 2019-01-09 08:57 | PGE | Res | Old | CZ02 | rDXGF | Cap-Tons | 3 | 1560 | None | 14.2 | 0.044 | 8.97 | [9 empty] | DEER:Res:HVAC_Eff_AC | Annual | 20
RB-HV-DuctSeal-HighToLow | DEER2020 | D20v0 | 2019-01-09 08:57 | PGE | Res | Old | CZ02 | rDXHP | Cap-Tons | 3 | 1560 | None | 112 | 0.046 | 0 | [9 empty] | DEER:Res:HVAC_Eff_AC | Annual | 20
RB-HV-DuctSeal-HighToLow | DEER2020 | D20v0 | 2019-01-09 08:57 | PGE | Res | Old | CZ02 | rNCGF | Cap-Tons | 3 | 1560 | None | 5.7 | 0 | 8.69 | [9 empty] | DEER:Res:HVAC_Eff_AC | Annual | 20
RB-HV-DuctSeal-HighToLow | DEER2020 | D20v0 | 2019-01-09 08:57 | PGE | Res | Old | CZ02 | rWtd | Household | 3 | 1560 | None | 13 | 0.021 | 8.57 | [9 empty] | DEER:Res:HVAC_Eff_AC | Annual | 20
RB-HV-DuctSeal-HighToLow | DEER2020 | D20v0 | 2019-01-09 08:57 | PGE | Res | Old | CZ03 | rDXGF | Cap-Tons | 2.2 | 1410 | None | 8 | 0.02 | 6.82 | [9 empty] | DEER:Res:HVAC_Eff_AC | Annual | 20
RB-HV-DuctSeal-HighToLow | DEER2020 | D20v0 | 2019-01-09 08:57 | PGE | Res | Old | CZ03 | rDXHP | Cap-Tons | 2.2 | 1410 | None | 62.2 | 0.022 | 0 | [9 empty] | DEER:Res:HVAC_Eff_AC | Annual | 20
RB-HV-DuctSeal-HighToLow | DEER2020 | D20v0 | 2019-01-09 08:57 | PGE | Res | Old | CZ03 | rNCGF | Cap-Tons | 2.2 | 1410 | None | 4.6 | 0 | 6.69 | [9 empty] | DEER:Res:HVAC_Eff_AC | Annual | 20
RB-HV-DuctSeal-HighToLow | DEER2020 | D20v0 | 2019-01-09 08:57 | PGE | Res | Old | CZ03 | rWtd | Household | 2.2 | 1410 | None | 5.6 | 0.003 | 6.65 | [9 empty] | DEER:Res:HVAC_Eff_AC | Annual | 20
RB-HV-DuctSeal-HighToLow | DEER2020 | D20v0 | 2019-01-09 08:57 | PGE | Res | Old | CZ04 | rDXGF | Cap-Tons | 2.3 | 1450 | None | 21.1 | 0.045 | 6.14 | [9 empty] | DEER:Res:HVAC_Eff_AC | Annual | 20
RB-HV-DuctSeal-HighToLow | DEER2020 | D20v0 | 2019-01-09 08:57 | PGE | Res | Old | CZ04 | rDXHP | Cap-Tons | 2.3 | 1450 | None | 88.3 | 0.047 | 0 | [9 empty] | DEER:Res:HVAC_Eff_AC | Annual | 20
RB-HV-DuctSeal-HighToLow | DEER2020 | D20v0 | 2019-01-09 08:57 | PGE | Res | Old | CZ04 | rNCGF | Cap-Tons | 2.3 | 1450 | None | 4.2 | 0 | 6 | [9 empty] | DEER:Res:HVAC_Eff_AC | Annual | 20
RB-HV-DuctSeal-HighToLow | DEER2020 | D20v0 | 2019-01-09 08:57 | PGE | Res | Old | CZ04 | rWtd | Household | 2.3 | 1450 | None | 15.1 | 0.023 | 5.87 | [9 empty] | DEER:Res:HVAC_Eff_AC | Annual | 20
RB-HV-DuctSeal-HighToLow | DEER2020 | D20v0 | 2019-01-09 08:57 | PGE | Res | Old | CZ05 | rDXGF | Cap-Tons | 2.8 | 1540 | None | 10.2 | 0.023 | 9.61 | [9 empty] | DEER:Res:HVAC_Eff_AC | Annual | 20
RB-HV-DuctSeal-HighToLow | DEER2020 | D20v0 | 2019-01-09 08:57 | PGE | Res | Old | CZ05 | rDXHP | Cap-Tons | 2.8 | 1540 | None | 95.7 | 0.024 | 0 | [9 empty] | DEER:Res:HVAC_Eff_AC | Annual | 20
RB-HV-DuctSeal-HighToLow | DEER2020 | D20v0 | 2019-01-09 08:57 | PGE | Res | Old | CZ05 | rNCGF | Cap-Tons | 2.8 | 1540 | None | 6.1 | 0 | 9.31 | [9 empty] | DEER:Res:HVAC_Eff_AC | Annual | 20
RB-HV-DuctSeal-HighToLow | DEER2020 | D20v0 | 2019-01-09 08:57 | PGE | Res | Old | CZ05 | rWtd | Household | 2.8 | 1540 | None | 8 | 0.004 | 9.24 | [9 empty] | DEER:Res:HVAC_Eff_AC | Annual | 20
RB-HV-DuctSeal-HighToLow | DEER2020 | D20v0 | 2019-01-09 08:57 | PGE | Res | Old | CZ12 | rDXHP | Cap-Tons | 3 | 1500 | None | 109 | 0.073 | 0 | [9 empty] | DEER:Res:HVAC_Eff_AC | Annual | 20
RB-HV-DuctSeal-HighToLow | DEER2020 | D20v0 | 2019-01-09 08:57 | PGE | Res | Old | CZ12 | rNCGF | Cap-Tons | 3 | 1500 | None | 4.4 | 0 | 6.85 | [9 empty] | DEER:Res:HVAC_Eff_AC | Annual | 20
RB-HV-DuctSeal-HighToLow | DEER2020 | D20v0 | 2019-01-09 08:57 | PGE | Res | Old | CZ12 | rWtd | Household | 3 | 1500 | None | 34.6 | 0.061 | 6.63 | [9 empty] | DEER:Res:HVAC_Eff_AC | Annual | 20
RB-HV-DuctSeal-HighToLow | DEER2020 | D20v0 | 2019-01-09 08:57 | PGE | Res | Old | CZ13 | rDXGF | Cap-Tons | 3.1 | 1500 | None | 62.5 | 0.07 | 6.66 | [9 empty] | DEER:Res:HVAC_Eff_AC | Annual | 20
RB-HV-DuctSeal-HighToLow | DEER2020 | D20v0 | 2019-01-09 08:57 | PGE | Res | Old | CZ13 | rDXHP | Cap-Tons | 3.1 | 1500 | None | 136 | 0.077 | 0 | [9 empty] | DEER:Res:HVAC_Eff_AC | Annual | 20
RB-HV-DuctSeal-HighToLow | DEER2020 | D20v0 | 2019-01-09 08:57 | PGE | Res | Old | CZ13 | rNCGF | Cap-Tons | 3.1 | 1500 | None | 4.1 | 0 | 6.47 | [9 empty] | DEER:Res:HVAC_Eff_AC | Annual | 20
RB-HV-DuctSeal-HighToLow | DEER2020 | D20v0 | 2019-01-09 08:57 | PGE | Res | Old | CZ13 | rWtd | Household | 3.1 | 1500 | None | 64.7 | 0.068 | 6.22 | [9 empty] | DEER:Res:HVAC_Eff_AC | Annual | 20
RB-HV-DuctSeal-HighToLow | DEER2020 | D20v0 | 2019-01-09 08:57 | PGE | Res | Old | CZ16 | rDXGF | Cap-Tons | 3.2 | 1690 | None | 46.4 | 0.067 | 16.7 | [9 empty] | DEER:Res:HVAC_Eff_AC | Annual | 20
RB-HV-DuctSeal-HighToLow | DEER2020 | D20v0 | 2019-01-09 08:57 | PGE | Res | Old | CZ16 | rDXHP | Cap-Tons | 3.2 | 1690 | None | 287 | 0.071 | 0 | [9 empty] | DEER:Res:HVAC_Eff_AC | Annual | 20
RB-HV-DuctSeal-HighToLow | DEER2020 | D20v0 | 2019-01-09 08:57 | PGE | Res | Old | CZ16 | rNCGF | Cap-Tons | 3.2 | 1690 | None | 10.5 | 0 | 15.8 | [9 empty] | DEER:Res:HVAC_Eff_AC | Annual | 20
RB-HV-DuctSeal-HighToLow | DEER2020 | D20v0 | 2019-01-09 08:57 | PGE | Res | Old | CZ16 | rWtd | Household | 3.2 | 1690 | None | 40.6 | 0.038 | 15.7 | [9 empty] | DEER:Res:HVAC_Eff_AC | Annual | 20
RB-HV-DuctSeal-HighToLow | DEER2020 | D20v0 | 2019-01-09 08:57 | PGE | Res | Old | IOU | rDXGF | Cap-Tons | 2.7 | 1480 | None | 27.4 | 0.049 | 7.31 | [9 empty] | DEER:Res:HVAC_Eff_AC | Annual | 20
RB-HV-DuctSeal-HighToLow | DEER2020 | D20v0 | 2019-01-09 08:57 | PGE | Res | Old | IOU | rDXHP | Cap-Tons | 2.7 | 1480 | None | 101 | 0.053 | 0 | [9 empty] | DEER:Res:HVAC_Eff_AC | Annual | 20
RB-HV-DuctSeal-HighToLow | DEER2020 | D20v0 | 2019-01-09 08:57 | PGE | Res | Old | IOU | rNCGF | Cap-Tons | 2.7 | 1480 | None | 4.7 | 0 | 7.11 | [9 empty] | DEER:Res:HVAC_Eff_AC | Annual | 20
RB-HV-DuctSeal-HighToLow | DEER2020 | D20v0 | 2019-01-09 08:57 | PGE | Res | Old | IOU | rWtd | Household | 2.7 | 1480 | None | 26.1 | 0.036 | 6.97 | [9 empty] | DEER:Res:HVAC_Eff_AC | Annual | 20
RB-HV-DuctSeal-HighToLow | DEER2020 | D20v0 | 2019-01-09 08:57 | PGE | SFm | Old | CZ01 | rDXGF | Cap-Tons | 2.06 | 1830 | None | 13.2 | 0 | 16.4 | [9 empty] | DEER:Res:HVAC_Eff_AC | Annual | 20
RB-HV-DuctSeal-HighToLow | DEER2020 | D20v0 | 2019-01-09 08:57 | PGE | SFm | Old | CZ01 | rDXHP | Cap-Tons | 2.06 | 1830 | None | 182 | 0 | 0 | [9 empty] | DEER:Res:HVAC_Eff_AC | Annual | 20
RB-HV-DuctSeal-HighToLow | DEER2020 | D20v0 | 2019-01-09 08:57 | PGE | SFm | Old | CZ01 | rNCGF | Cap-Tons | 2.06 | 1830 | None | 12.1 | 0 | 16.2 | [9 empty] | DEER:Res:HVAC_Eff_AC | Annual | 20
RB-HV-DuctSeal-HighToLow | DEER2020 | D20v0 | 2019-01-09 08:57 | PGE | SFm | Old | CZ01 | rWtd | Household | 2.06 | 1830 | None | 12.2 | 0 | 16.2 | [9 empty] | DEER:Res:HVAC_Eff_AC | Annual | 20
RB-HV-DuctSeal-HighToLow | DEER2020 | D20v0 | 2019-01-09 08:57 | PGE | SFm | Old | CZ02 | rDXGF | Cap-Tons | 3.42 | 1720 | None | 14.3 | 0.0461 | 10.6 | [9 empty] | DEER:Res:HVAC_Eff_AC | Annual | 20
RB-HV-DuctSeal-HighToLow | DEER2020 | D20v0 | 2019-01-09 08:57 | PGE | SFm | Old | CZ02 | rDXHP | Cap-Tons | 3.42 | 1720 | None | 131 | 0.0487 | 0 | [9 empty] | DEER:Res:HVAC_Eff_AC | Annual | 20
RB-HV-DuctSeal-HighToLow | DEER2020 | D20v0 | 2019-01-09 08:57 | PGE | SFm | Old | CZ02 | rNCGF | Cap-Tons | 3.42 | 1720 | None | 6.65 | 0 | 10.3 | [9 empty] | DEER:Res:HVAC_Eff_AC | Annual | 20
RB-HV-DuctSeal-HighToLow | DEER2020 | D20v0 | 2019-01-09 08:57 | PGE | SFm | Old | CZ02 | rWtd | Household | 3.42 | 1720 | None | 12.2 | 0.0182 | 10.2 | [9 empty] | DEER:Res:HVAC_Eff_AC | Annual | 20
RB-HV-DuctSeal-HighToLow | DEER2020 | D20v0 | 2019-01-09 08:57 | PGE | SFm | Old | CZ03 | rDXGF | Cap-Tons | 2.9 | 1690 | None | 11.8 | 0.0316 | 10.4 | [9 empty] | DEER:Res:HVAC_Eff_AC | Annual | 20
RB-HV-DuctSeal-HighToLow | DEER2020 | D20v0 | 2019-01-09 08:57 | PGE | SFm | Old | CZ03 | rDXHP | Cap-Tons | 2.9 | 1690 | None | 94.2 | 0.0346 | 0 | [9 empty] | DEER:Res:HVAC_Eff_AC | Annual | 20
RB-HV-DuctSeal-HighToLow | DEER2020 | D20v0 | 2019-01-09 08:57 | PGE | SFm | Old | CZ16 | rWtd | Household | 3.17 | 1780 | None | 34.9 | 0.0354 | 14.7 | [9 empty] | DEER:Res:HVAC_Eff_AC | Annual | 20
RB-HV-DuctSeal-HighToLow | DEER2020 | D20v0 | 2019-01-09 08:57 | PGE | SFm | Old | IOU | rDXGF | Cap-Tons | 3.2 | 1680 | None | 32.1 | 0.0607 | 9.44 | [9 empty] | DEER:Res:HVAC_Eff_AC | Annual | 20
RB-HV-DuctSeal-HighToLow | DEER2020 | D20v0 | 2019-01-09 08:57 | PGE | SFm | Old | IOU | rDXHP | Cap-Tons | 3.2 | 1680 | None | 129 | 0.065 | 0 | [9 empty] | DEER:Res:HVAC_Eff_AC | Annual | 20
RB-HV-DuctSeal-HighToLow | DEER2020 | D20v0 | 2019-01-09 08:57 | PGE | SFm | Old | IOU | rNCGF | Cap-Tons | 3.2 | 1680 | None | 6.03 | 0 | 9.26 | [9 empty] | DEER:Res:HVAC_Eff_AC | Annual | 20
RB-HV-DuctSeal-HighToLow | DEER2020 | D20v0 | 2019-01-09 08:57 | PGE | SFm | Old | IOU | rWtd | Household | 3.2 | 1680 | None | 30 | 0.0426 | 9.09 | [9 empty] | DEER:Res:HVAC_Eff_AC | Annual | 20
RB-HV-DuctSeal-HighToLow | DEER2020 | D20v0 | 2019-01-09 08:57 | SCE | DMo | Old | CZ05 | rDXGF | Cap-Tons | 3.5 | 1220 | None | 20.4 | 0.0492 | 10.4 | [9 empty] | DEER:Res:HVAC_Eff_AC | Annual | 20
RB-HV-DuctSeal-HighToLow | DEER2020 | D20v0 | 2019-01-09 08:57 | SCE | DMo | Old | CZ05 | rDXHP | Cap-Tons | 3.5 | 1220 | None | 104 | 0.0556 | 0 | [9 empty] | DEER:Res:HVAC_Eff_AC | Annual | 20
RB-HV-DuctSeal-HighToLow | DEER2020 | D20v0 | 2019-01-09 08:57 | SCE | DMo | Old | CZ05 | rNCGF | Cap-Tons | 3.5 | 1220 | None | 5.8 | 0 | 9.29 | [9 empty] | DEER:Res:HVAC_Eff_AC | Annual | 20
RB-HV-DuctSeal-HighToLow | DEER2020 | D20v0 | 2019-01-09 08:57 | SCE | DMo | Old | CZ05 | rWtd | Household | 3.5 | 1220 | None | 26.5 | 0.0414 | 9.14 | [9 empty] | DEER:Res:HVAC_Eff_AC | Annual | 20
RB-HV-DuctSeal-HighToLow | DEER2020 | D20v0 | 2019-01-09 08:57 | SCE | DMo | Old | CZ06 | rDXGF | Cap-Tons | 3.5 | 1210 | None | 50.3 | 0.106 | 3.84 | [9 empty] | DEER:Res:HVAC_Eff_AC | Annual | 20
RB-HV-DuctSeal-HighToLow | DEER2020 | D20v0 | 2019-01-09 08:57 | SCE | MFm | Old | CZ05 | rDXGF | Cap-Tons | 1.48 | 1070 | None | 2.42 | 0.00135 | 2.49 | [9 empty] | DEER:Res:HVAC_Eff_AC | Annual | 20
RB-HV-DuctSeal-HighToLow | DEER2020 | D20v0 | 2019-01-09 08:57 | SCE | MFm | Old | CZ05 | rDXHP | Cap-Tons | 1.48 | 1070 | None | 24.5 | 0.00068 | 0 | [9 empty] | DEER:Res:HVAC_Eff_AC | Annual | 20
RB-HV-DuctSeal-HighToLow | DEER2020 | D20v0 | 2019-01-09 08:57 | SCE | MFm | Old | CZ05 | rNCGF | Cap-Tons | 1.48 | 1070 | None | 1.96 | 0 | 2.41 | [9 empty] | DEER:Res:HVAC_Eff_AC | Annual | 20
RB-HV-DuctSeal-HighToLow | DEER2020 | D20v0 | 2019-01-09 08:57 | SCE | MFm | Old | CZ05 | rWtd | Household | 1.48 | 1070 | None | 1.96 | 0 | 2.41 | [9 empty] | DEER:Res:HVAC_Eff_AC | Annual | 20
RB-HV-DuctSeal-HighToLow | DEER2020 | D20v0 | 2019-01-09 08:57 | SCE | MFm | Old | CZ06 | rDXGF | Cap-Tons | 1.59 | 1130 | None | 7.33 | 0.0119 | 1.31 | [9 empty] | DEER:Res:HVAC_Eff_AC | Annual | 20
RB-HV-DuctSeal-HighToLow | DEER2020 | D20v0 | 2019-01-09 08:57 | SCE | MFm | Old | CZ06 | rDXHP | Cap-Tons | 1.59 | 1130 | None | 18.5 | 0.0125 | 0 | [9 empty] | DEER:Res:HVAC_Eff_AC | Annual | 20
RB-HV-DuctSeal-HighToLow | DEER2020 | D20v0 | 2019-01-09 08:57 | SCE | MFm | Old | CZ06 | rNCGF | Cap-Tons | 1.59 | 1130 | None | 1.01 | 0 | 1.26 | [9 empty] | DEER:Res:HVAC_Eff_AC | Annual | 20
RB-HV-DuctSeal-HighToLow | DEER2020 | D20v0 | 2019-01-09 08:57 | SCE | MFm | Old | CZ06 | rWtd | Household | 1.59 | 1130 | None | 3.87 | 0.00445 | 1.22 | [9 empty] | DEER:Res:HVAC_Eff_AC | Annual | 20
RB-HV-DuctSeal-HighToLow | DEER2020 | D20v0 | 2019-01-09 08:57 | SCE | MFm | Old | CZ08 | rDXGF | Cap-Tons | 1.47 | 1150 | None | 11.2 | 0.0126 | 1.24 | [9 empty] | DEER:Res:HVAC_Eff_AC | Annual | 20
RB-HV-DuctSeal-HighToLow | DEER2020 | D20v0 | 2019-01-09 08:57 | SCE | MFm | Old | CZ08 | rDXHP | Cap-Tons | 1.47 | 1150 | None | 21.2 | 0.0126 | 0 | [9 empty] | DEER:Res:HVAC_Eff_AC | Annual | 20
RB-HV-DuctSeal-HighToLow | DEER2020 | D20v0 | 2019-01-09 08:57 | SCE | MFm | Old | CZ08 | rNCGF | Cap-Tons | 1.47 | 1150 | None | 0.969 | 0 | 1.19 | [9 empty] | DEER:Res:HVAC_Eff_AC | Annual | 20
RB-HV-DuctSeal-HighToLow | DEER2020 | D20v0 | 2019-01-09 08:57 | SCE | MFm | Old | CZ08 | rWtd | Household | 1.47 | 1150 | None | 7.3 | 0.00694 | 1.13 | [9 empty] | DEER:Res:HVAC_Eff_AC | Annual | 20
RB-HV-DuctSeal-HighToLow | DEER2020 | D20v0 | 2019-01-09 08:57 | SCE | MFm | Old | CZ09 | rDXGF | Cap-Tons | 1.86 | 1290 | None | 16.2 | 0.019 | 1.57 | [9 empty] | DEER:Res:HVAC_Eff_AC | Annual | 20
RB-HV-DuctSeal-HighToLow | DEER2020 | D20v0 | 2019-01-09 08:57 | SCE | MFm | Old | CZ09 | rDXHP | Cap-Tons | 1.86 | 1290 | None | 28.9 | 0.019 | 0 | [9 empty] | DEER:Res:HVAC_Eff_AC | Annual | 20
RB-HV-DuctSeal-HighToLow | DEER2020 | D20v0 | 2019-01-09 08:57 | SCE | MFm | Old | CZ09 | rNCGF | Cap-Tons | 1.86 | 1290 | None | 1.14 | 0 | 1.51 | [9 empty] | DEER:Res:HVAC_Eff_AC | Annual | 20
RB-HV-DuctSeal-HighToLow | DEER2020 | D20v0 | 2019-01-09 08:57 | SCE | MFm | Old | CZ09 | rWtd | Household | 1.86 | 1290 | None | 14.5 | 0.0152 | 1.4 | [9 empty] | DEER:Res:HVAC_Eff_AC | Annual | 20
RB-HV-DuctSeal-HighToLow | DEER2020 | D20v0 | 2019-01-09 08:57 | SCE | MFm | Old | CZ10 | rDXGF | Cap-Tons | 2.02 | 1310 | None | 10.8 | 0.0178 | 1.79 | [9 empty] | DEER:Res:HVAC_Eff_AC | Annual | 20
RB-HV-DuctSeal-HighToLow | DEER2020 | D20v0 | 2019-01-09 08:57 | SCE | MFm | Old | CZ10 | rDXHP | Cap-Tons | 2.02 | 1310 | None | 25.8 | 0.0178 | 0 | [9 empty] | DEER:Res:HVAC_Eff_AC | Annual | 20
RB-HV-DuctSeal-HighToLow | DEER2020 | D20v0 | 2019-01-09 08:57 | SCE | MFm | Old | CZ10 | rNCGF | Cap-Tons | 2.02 | 1310 | None | 1.28 | 0 | 1.74 | [9 empty] | DEER:Res:HVAC_Eff_AC | Annual | 20
RB-HV-DuctSeal-HighToLow | DEER2020 | D20v0 | 2019-01-09 08:57 | SCE | MFm | Old | CZ10 | rWtd | Household | 2.02 | 1310 | None | 11.7 | 0.0163 | 1.58 | [9 empty] | DEER:Res:HVAC_Eff_AC | Annual | 20
RB-HV-DuctSeal-HighToLow | DEER2020 | D20v0 | 2019-01-09 08:57 | SCE | MFm | Old | CZ13 | rDXGF | Cap-Tons | 1.69 | 1110 | None | 19 | 0.0191 | 2.39 | [9 empty] | DEER:Res:HVAC_Eff_AC | Annual | 20
RB-HV-DuctSeal-HighToLow | DEER2020 | D20v0 | 2019-01-09 08:57 | SCE | MFm | Old | CZ13 | rDXHP | Cap-Tons | 1.69 | 1110 | None | 41.8 | 0.0198 | 0 | [9 empty] | DEER:Res:HVAC_Eff_AC | Annual | 20
RB-HV-DuctSeal-HighToLow | DEER2020 | D20v0 | 2019-01-09 08:57 | SCE | MFm | Old | CZ13 | rNCGF | Cap-Tons | 1.69 | 1110 | None | 1.78 | 0 | 2.32 | [9 empty] | DEER:Res:HVAC_Eff_AC | Annual | 20
RB-HV-DuctSeal-HighToLow | DEER2020 | D20v0 | 2019-01-09 08:57 | SCE | MFm | Old | CZ13 | rWtd | Household | 1.69 | 1110 | None | 20.2 | 0.0175 | 2.11 | [9 empty] | DEER:Res:HVAC_Eff_AC | Annual | 20
RB-HV-DuctSeal-HighToLow | DEER2020 | D20v0 | 2019-01-09 08:57 | SCE | MFm | Old | CZ14 | rDXGF | Cap-Tons | 2.35 | 1390 | None | 24.7 | 0.0192 | 1.82 | [9 empty] | DEER:Res:HVAC_Eff_AC | Annual | 20
RB-HV-DuctSeal-HighToLow | DEER2020 | D20v0 | 2019-01-09 08:57 | SCE | Res | Old | CZ05 | rDXGF | Cap-Tons | 2.8 | 1490 | None | 8.3 | 0.018 | 9.03 | [9 empty] | DEER:Res:HVAC_Eff_AC | Annual | 20
RB-HV-DuctSeal-HighToLow | DEER2020 | D20v0 | 2019-01-09 08:57 | SCE | Res | Old | CZ05 | rDXHP | Cap-Tons | 2.8 | 1490 | None | 89.3 | 0.019 | 0 | [9 empty] | DEER:Res:HVAC_Eff_AC | Annual | 20
RB-HV-DuctSeal-HighToLow | DEER2020 | D20v0 | 2019-01-09 08:57 | SCE | Res | Old | CZ05 | rNCGF | Cap-Tons | 2.8 | 1490 | None | 5.8 | 0 | 8.83 | [9 empty] | DEER:Res:HVAC_Eff_AC | Annual | 20
RB-HV-DuctSeal-HighToLow | DEER2020 | D20v0 | 2019-01-09 08:57 | SCE | Res | Old | CZ05 | rWtd | Household | 2.8 | 1490 | None | 8.4 | 0.007 | 8.72 | [9 empty] | DEER:Res:HVAC_Eff_AC | Annual | 20
RB-HV-DuctSeal-HighToLow | DEER2020 | D20v0 | 2019-01-09 08:57 | SCE | Res | Old | CZ06 | rDXGF | Cap-Tons | 2.5 | 1400 | None | 15.3 | 0.04 | 2.82 | [9 empty] | DEER:Res:HVAC_Eff_AC | Annual | 20
RB-HV-DuctSeal-HighToLow | DEER2020 | D20v0 | 2019-01-09 08:57 | SCE | Res | Old | CZ06 | rDXHP | Cap-Tons | 2.5 | 1400 | None | 39.7 | 0.042 | 0 | [9 empty] | DEER:Res:HVAC_Eff_AC | Annual | 20
RB-HV-DuctSeal-HighToLow | DEER2020 | D20v0 | 2019-01-09 08:57 | SCE | Res | Old | CZ06 | rNCGF | Cap-Tons | 2.5 | 1400 | None | 1.8 | 0 | 2.74 | [9 empty] | DEER:Res:HVAC_Eff_AC | Annual | 20
RB-HV-DuctSeal-HighToLow | DEER2020 | D20v0 | 2019-01-09 08:57 | SCE | Res | Old | CZ06 | rWtd | Household | 2.5 | 1400 | None | 7.5 | 0.015 | 2.69 | [9 empty] | DEER:Res:HVAC_Eff_AC | Annual | 20
RB-HV-DuctSeal-HighToLow | DEER2020 | D20v0 | 2019-01-09 08:57 | SCE | Res | Old | CZ08 | rDXGF | Cap-Tons | 2.6 | 1460 | None | 27.6 | 0.039 | 3.1 | [9 empty] | DEER:Res:HVAC_Eff_AC | Annual | 20
RB-HV-DuctSeal-HighToLow | DEER2020 | D20v0 | 2019-01-09 08:57 | SCE | Res | Old | CZ08 | rDXHP | Cap-Tons | 2.6 | 1460 | None | 52.6 | 0.041 | 0 | [9 empty] | DEER:Res:HVAC_Eff_AC | Annual | 20
RB-HV-DuctSeal-HighToLow | DEER2020 | D20v0 | 2019-01-09 08:57 | SCE | Res | Old | CZ08 | rNCGF | Cap-Tons | 2.6 | 1460 | None | 2 | 0 | 3.03 | [9 empty] | DEER:Res:HVAC_Eff_AC | Annual | 20
RB-HV-DuctSeal-HighToLow | DEER2020 | D20v0 | 2019-01-09 08:57 | SCE | Res | Old | CZ08 | rWtd | Household | 2.6 | 1460 | None | 17.5 | 0.022 | 2.96 | [9 empty] | DEER:Res:HVAC_Eff_AC | Annual | 20
RB-HV-DuctSeal-HighToLow | DEER2020 | D20v0 | 2019-01-09 08:57 | SCE | Res | Old | CZ09 | rDXGF | Cap-Tons | 3 | 1570 | None | 45.4 | 0.084 | 4.26 | [9 empty] | DEER:Res:HVAC_Eff_AC | Annual | 20
RB-HV-DuctSeal-HighToLow | DEER2020 | D20v0 | 2019-01-09 08:57 | SCE | Res | Old | CZ09 | rDXHP | Cap-Tons | 3 | 1570 | None | 84.8 | 0.086 | 0 | [9 empty] | DEER:Res:HVAC_Eff_AC | Annual | 20
RB-HV-DuctSeal-HighToLow | DEER2020 | D20v0 | 2019-01-09 08:57 | SCE | Res | Old | CZ09 | rNCGF | Cap-Tons | 3 | 1570 | None | 2.7 | 0 | 4.15 | [9 empty] | DEER:Res:HVAC_Eff_AC | Annual | 20
RB-HV-DuctSeal-HighToLow | DEER2020 | D20v0 | 2019-01-09 08:57 | SCE | Res | Old | CZ09 | rWtd | Household | 3 | 1570 | None | 39.6 | 0.069 | 4.02 | [9 empty] | DEER:Res:HVAC_Eff_AC | Annual | 20
RB-HV-DuctSeal-HighToLow | DEER2020 | D20v0 | 2019-01-09 08:57 | SCE | Res | Old | CZ10 | rDXGF | Cap-Tons | 3.6 | 1710 | None | 41.4 | 0.072 | 5.2 | [9 empty] | DEER:Res:HVAC_Eff_AC | Annual | 20
RB-HV-DuctSeal-HighToLow | DEER2020 | D20v0 | 2019-01-09 08:57 | SCE | Res | Old | CZ10 | rDXHP | Cap-Tons | 3.6 | 1710 | None | 92.7 | 0.075 | 0 | [9 empty] | DEER:Res:HVAC_Eff_AC | Annual | 20
RB-HV-DuctSeal-HighToLow | DEER2020 | D20v0 | 2019-01-09 08:57 | SCE | Res | Old | CZ10 | rNCGF | Cap-Tons | 3.6 | 1710 | None | 3.1 | 0 | 5.05 | [9 empty] | DEER:Res:HVAC_Eff_AC | Annual | 20
RB-HV-DuctSeal-HighToLow | DEER2020 | D20v0 | 2019-01-09 08:57 | SCE | Res | Old | CZ10 | rWtd | Household | 3.6 | 1710 | None | 42.7 | 0.068 | 4.88 | [9 empty] | DEER:Res:HVAC_Eff_AC | Annual | 20
RB-HV-DuctSeal-HighToLow | DEER2020 | D20v0 | 2019-01-09 08:57 | SCE | Res | Old | CZ13 | rDXGF | Cap-Tons | 3.3 | 1620 | None | 72.5 | 0.082 | 7.79 | [9 empty] | DEER:Res:HVAC_Eff_AC | Annual | 20
RB-HV-DuctSeal-HighToLow | DEER2020 | D20v0 | 2019-01-09 08:57 | SCE | Res | Old | CZ13 | rDXHP | Cap-Tons | 3.3 | 1620 | None | 159 | 0.09 | 0 | [9 empty] | DEER:Res:HVAC_Eff_AC | Annual | 20
RB-HV-DuctSeal-HighToLow | DEER2020 | D20v0 | 2019-01-09 08:57 | SCE | Res | Old | CZ13 | rNCGF | Cap-Tons | 3.3 | 1620 | None | 4.8 | 0 | 7.58 | [9 empty] | DEER:Res:HVAC_Eff_AC | Annual | 20
RB-HV-DuctSeal-HighToLow | DEER2020 | D20v0 | 2019-01-09 08:57 | SCE | Res | Old | CZ13 | rWtd | Household | 3.3 | 1620 | None | 76.6 | 0.081 | 7.31 | [9 empty] | DEER:Res:HVAC_Eff_AC | Annual | 20
RB-HV-DuctSeal-HighToLow | DEER2020 | D20v0 | 2019-01-09 08:57 | SCE | Res | Old | CZ14 | rDXGF | Cap-Tons | 4 | 1630 | None | 89.5 | 0.094 | 7.46 | [9 empty] | DEER:Res:HVAC_Eff_AC | Annual | 20
RB-HV-DuctSeal-HighToLow | DEER2020 | D20v0 | 2019-01-09 08:57 | SCE | Res | Old | CZ14 | rDXHP | Cap-Tons | 4 | 1630 | None | 191 | 0.101 | 0 | [9 empty] | DEER:Res:HVAC_Eff_AC | Annual | 20
RB-HV-DuctSeal-HighToLow | DEER2020 | D20v0 | 2019-01-09 08:57 | SCE | Res | Old | CZ14 | rNCGF | Cap-Tons | 4 | 1630 | None | 4.4 | 0 | 7.1 | [9 empty] | DEER:Res:HVAC_Eff_AC | Annual | 20
RB-HV-DuctSeal-HighToLow | DEER2020 | D20v0 | 2019-01-09 08:57 | SCE | Res | Old | CZ14 | rWtd | Household | 4 | 1630 | None | 92.1 | 0.09 | 6.99 | [9 empty] | DEER:Res:HVAC_Eff_AC | Annual | 20
RB-HV-DuctSeal-HighToLow | DEER2020 | D20v0 | 2019-01-09 08:57 | SCE | Res | Old | CZ15 | rDXGF | Cap-Tons | 3.6 | 1520 | None | 75.9 | 0.053 | 2.01 | [9 empty] | DEER:Res:HVAC_Eff_AC | Annual | 20
RB-HV-DuctSeal-HighToLow | DEER2020 | D20v0 | 2019-01-09 08:57 | SCE | Res | Old | CZ15 | rDXHP | Cap-Tons | 3.6 | 1520 | None | 101 | 0.058 | 0 | [9 empty] | DEER:Res:HVAC_Eff_AC | Annual | 20
RB-HV-DuctSeal-HighToLow | DEER2020 | D20v0 | 2019-01-09 08:57 | SCE | Res | Old | CZ15 | rNCGF | Cap-Tons | 3.6 | 1520 | None | 1.2 | 0 | 1.92 | [9 empty] | DEER:Res:HVAC_Eff_AC | Annual | 20
RB-HV-DuctSeal-HighToLow | DEER2020 | D20v0 | 2019-01-09 08:57 | SCE | Res | Old | CZ15 | rWtd | Household | 3.6 | 1520 | None | 77.2 | 0.053 | 1.87 | [9 empty] | DEER:Res:HVAC_Eff_AC | Annual | 20
RB-HV-DuctSeal-HighToLow | DEER2020 | D20v0 | 2019-01-09 08:57 | SCE | Res | Old | CZ16 | rDXGF | Cap-Tons | 3.1 | 1570 | None | 42.1 | 0.062 | 14.2 | [9 empty] | DEER:Res:HVAC_Eff_AC | Annual | 20
RB-HV-DuctSeal-HighToLow | DEER2020 | D20v0 | 2019-01-09 08:57 | SCE | Res | Old | CZ16 | rDXHP | Cap-Tons | 3.1 | 1570 | None | 243 | 0.065 | 0 | [9 empty] | DEER:Res:HVAC_Eff_AC | Annual | 20
RB-HV-DuctSeal-HighToLow | DEER2020 | D20v0 | 2019-01-09 08:57 | SCE | Res | Old | CZ16 | rNCGF | Cap-Tons | 3.1 | 1570 | None | 8.9 | 0 | 13.5 | [9 empty] | DEER:Res:HVAC_Eff_AC | Annual | 20
RB-HV-DuctSeal-HighToLow | DEER2020 | D20v0 | 2019-01-09 08:57 | SCE | Res | Old | CZ16 | rWtd | Household | 3.1 | 1570 | None | 44.4 | 0.045 | 13.3 | [9 empty] | DEER:Res:HVAC_Eff_AC | Annual | 20
RB-HV-DuctSeal-HighToLow | DEER2020 | D20v0 | 2019-01-09 08:57 | SCE | Res | Old | IOU | rDXGF | Cap-Tons | 3 | 1540 | None | 39 | 0.062 | 4.52 | [9 empty] | DEER:Res:HVAC_Eff_AC | Annual | 20
RB-HV-DuctSeal-HighToLow | DEER2020 | D20v0 | 2019-01-09 08:57 | SCE | Res | Old | IOU | rDXHP | Cap-Tons | 3 | 1540 | None | 85.9 | 0.064 | 0 | [9 empty] | DEER:Res:HVAC_Eff_AC | Annual | 20
RB-HV-DuctSeal-HighToLow | DEER2020 | D20v0 | 2019-01-09 08:57 | SCE | Res | Old | IOU | rNCGF | Cap-Tons | 3 | 1540 | None | 2.8 | 0 | 4.38 | [9 empty] | DEER:Res:HVAC_Eff_AC | Annual | 20
RB-HV-DuctSeal-HighToLow | DEER2020 | D20v0 | 2019-01-09 08:57 | SCE | Res | Old | IOU | rWtd | Household | 3 | 1540 | None | 34.4 | 0.048 | 4.26 | [9 empty] | DEER:Res:HVAC_Eff_AC | Annual | 20
RB-HV-DuctSeal-HighToLow | DEER2020 | D20v0 | 2019-01-09 08:57 | SCE | SFm | Old | CZ05 | rDXGF | Cap-Tons | 3.23 | 1640 | None | 10.4 | 0.0241 | 11.4 | [9 empty] | DEER:Res:HVAC_Eff_AC | Annual | 20
RB-HV-DuctSeal-HighToLow | DEER2020 | D20v0 | 2019-01-09 08:57 | SCE | SFm | Old | CZ05 | rDXHP | Cap-Tons | 3.23 | 1640 | None | 113 | 0.0256 | 0 | [9 empty] | DEER:Res:HVAC_Eff_AC | Annual | 20
RB-HV-DuctSeal-HighToLow | DEER2020 | D20v0 | 2019-01-09 08:57 | SCE | SFm | Old | CZ05 | rNCGF | Cap-Tons | 3.23 | 1640 | None | 7.22 | 0 | 11.2 | [9 empty] | DEER:Res:HVAC_Eff_AC | Annual | 20
RB-HV-DuctSeal-HighToLow | DEER2020 | D20v0 | 2019-01-09 08:57 | SCE | SFm | Old | CZ05 | rWtd | Household | 3.23 | 1640 | None | 10.8 | 0.00979 | 11 | [9 empty] | DEER:Res:HVAC_Eff_AC | Annual | 20
RB-HV-DuctSeal-HighToLow | DEER2020 | D20v0 | 2019-01-09 08:57 | SCE | SFm | Old | CZ06 | rDXGF | Cap-Tons | 3.32 | 1660 | None | 20.8 | 0.0628 | 4.18 | [9 empty] | DEER:Res:HVAC_Eff_AC | Annual | 20
RB-HV-DuctSeal-HighToLow | DEER2020 | D20v0 | 2019-01-09 08:57 | SCE | SFm | Old | CZ06 | rDXHP | Cap-Tons | 3.32 | 1660 | None | 56.9 | 0.0648 | 0 | [9 empty] | DEER:Res:HVAC_Eff_AC | Annual | 20
RB-HV-DuctSeal-HighToLow | DEER2020 | D20v0 | 2019-01-09 08:57 | SCE | SFm | Old | CZ06 | rNCGF | Cap-Tons | 3.32 | 1660 | None | 2.6 | 0 | 4.09 | [9 empty] | DEER:Res:HVAC_Eff_AC | Annual | 20
RB-HV-DuctSeal-HighToLow | DEER2020 | D20v0 | 2019-01-09 08:57 | SCE | SFm | Old | CZ06 | rWtd | Household | 3.32 | 1660 | None | 10.4 | 0.0243 | 4.04 | [9 empty] | DEER:Res:HVAC_Eff_AC | Annual | 20
RB-HV-DuctSeal-HighToLow | DEER2020 | D20v0 | 2019-01-09 08:57 | SCE | SFm | Old | CZ08 | rDXGF | Cap-Tons | 3.07 | 1620 | None | 33.3 | 0.05 | 3.98 | [9 empty] | DEER:Res:HVAC_Eff_AC | Annual | 20
RB-HV-DuctSeal-HighToLow | DEER2020 | D20v0 | 2019-01-09 08:57 | SCE | SFm | Old | CZ08 | rDXHP | Cap-Tons | 3.07 | 1620 | None | 65.2 | 0.0522 | 0 | [9 empty] | DEER:Res:HVAC_Eff_AC | Annual | 20
RB-HV-DuctSeal-HighToLow | DEER2020 | D20v0 | 2019-01-09 08:57 | SCE | SFm | Old | CZ08 | rNCGF | Cap-Tons | 3.07 | 1620 | None | 2.54 | 0 | 3.92 | [9 empty] | DEER:Res:HVAC_Eff_AC | Annual | 20
RB-HV-DuctSeal-HighToLow | DEER2020 | D20v0 | 2019-01-09 08:57 | SCE | SFm | Old | CZ08 | rWtd | Household | 3.07 | 1620 | None | 20.2 | 0.0272 | 3.84 | [9 empty] | DEER:Res:HVAC_Eff_AC | Annual | 20
RB-HV-DuctSeal-HighToLow | DEER2020 | D20v0 | 2019-01-09 08:57 | SCE | SFm | Old | CZ09 | rDXGF | Cap-Tons | 3.49 | 1700 | None | 53.9 | 0.106 | 5.27 | [9 empty] | DEER:Res:HVAC_Eff_AC | Annual | 20
RB-HV-DuctSeal-HighToLow | DEER2020 | D20v0 | 2019-01-09 08:57 | SCE | SFm | Old | CZ09 | rDXHP | Cap-Tons | 3.49 | 1700 | None | 103 | 0.108 | 0 | [9 empty] | DEER:Res:HVAC_Eff_AC | Annual | 20
RB-HV-DuctSeal-HighToLow | DEER2020 | D20v0 | 2019-01-09 08:57 | SCE | SFm | Old | CZ09 | rNCGF | Cap-Tons | 3.49 | 1700 | None | 3.26 | 0 | 5.17 | [9 empty] | DEER:Res:HVAC_Eff_AC | Annual | 20
RB-HV-DuctSeal-HighToLow | DEER2020 | D20v0 | 2019-01-09 08:57 | SCE | SFm | Old | CZ15 | rNCGF | Cap-Tons | 4.7 | 1680 | None | 1.81 | 0 | 2.91 | [9 empty] | DEER:Res:HVAC_Eff_AC | Annual | 20
RB-HV-DuctSeal-HighToLow | DEER2020 | D20v0 | 2019-01-09 08:57 | SCE | SFm | Old | CZ15 | rWtd | Household | 4.7 | 1680 | None | 103 | 0.0745 | 2.88 | [9 empty] | DEER:Res:HVAC_Eff_AC | Annual | 20
RB-HV-DuctSeal-HighToLow | DEER2020 | D20v0 | 2019-01-09 08:57 | SCE | SFm | Old | CZ16 | rDXGF | Cap-Tons | 3.29 | 1700 | None | 42.2 | 0.065 | 14.2 | [9 empty] | DEER:Res:HVAC_Eff_AC | Annual | 20
RB-HV-DuctSeal-HighToLow | DEER2020 | D20v0 | 2019-01-09 08:57 | SCE | SFm | Old | CZ16 | rDXHP | Cap-Tons | 3.29 | 1700 | None | 251 | 0.0682 | 0 | [9 empty] | DEER:Res:HVAC_Eff_AC | Annual | 20
RB-HV-DuctSeal-HighToLow | DEER2020 | D20v0 | 2019-01-09 08:57 | SCE | SFm | Old | CZ16 | rNCGF | Cap-Tons | 3.29 | 1700 | None | 9.16 | 0 | 13.9 | [9 empty] | DEER:Res:HVAC_Eff_AC | Annual | 20
RB-HV-DuctSeal-HighToLow | DEER2020 | D20v0 | 2019-01-09 08:57 | SCE | SFm | Old | CZ16 | rWtd | Household | 3.29 | 1700 | None | 39.1 | 0.044 | 13.6 | [9 empty] | DEER:Res:HVAC_Eff_AC | Annual | 20
RB-HV-DuctSeal-HighToLow | DEER2020 | D20v0 | 2019-01-09 08:57 | SCE | SFm | Old | IOU | rDXGF | Cap-Tons | 3.53 | 1700 | None | 45.4 | 0.0758 | 5.6 | [9 empty] | DEER:Res:HVAC_Eff_AC | Annual | 20
RB-HV-DuctSeal-HighToLow | DEER2020 | D20v0 | 2019-01-09 08:57 | SCE | SFm | Old | IOU | rDXHP | Cap-Tons | 3.53 | 1700 | None | 104 | 0.0792 | 0 | [9 empty] | DEER:Res:HVAC_Eff_AC | Annual | 20
RB-HV-DuctSeal-HighToLow | DEER2020 | D20v0 | 2019-01-09 08:57 | SCE | SFm | Old | IOU | rNCGF | Cap-Tons | 3.53 | 1700 | None | 3.46 | 0 | 5.47 | [9 empty] | DEER:Res:HVAC_Eff_AC | Annual | 20
RB-HV-DuctSeal-HighToLow | DEER2020 | D20v0 | 2019-01-09 08:57 | SCE | SFm | Old | IOU | rWtd | Household | 3.53 | 1700 | None | 39.7 | 0.0583 | 5.34 | [9 empty] | DEER:Res:HVAC_Eff_AC | Annual | 20
RB-HV-DuctSeal-HighToLow | DEER2020 | D20v0 | 2019-01-09 08:57 | SCG | DMo | Old | CZ04 | rDXGF | Cap-Tons | 3.5 | 1240 | None | 78.5 | 0.135 | 12 | [9 empty] | DEER:Res:HVAC_Eff_AC | Annual | 20
RB-HV-DuctSeal-HighToLow | DEER2020 | D20v0 | 2019-01-09 08:57 | SCG | DMo | Old | CZ04 | rDXHP | Cap-Tons | 3.5 | 1240 | None | 212 | 0.153 | 0 | [9 empty] | DEER:Res:HVAC_Eff_AC | Annual | 20
RB-HV-DuctSeal-HighToLow | DEER2020 | D20v0 | 2019-01-09 08:57 | SCG | DMo | Old | CZ04 | rNCGF | Cap-Tons | 3.5 | 1240 | None | 6.62 | 0 | 10.5 | [9 empty] | DEER:Res:HVAC_Eff_AC | Annual | 20
RB-HV-DuctSeal-HighToLow | DEER2020 | D20v0 | 2019-01-09 08:57 | SCG | DMo | Old | CZ04 | rWtd | Household | 3.5 | 1240 | None | 95.1 | 0.137 | 10.5 | [9 empty] | DEER:Res:HVAC_Eff_AC | Annual | 20
RB-HV-DuctSeal-HighToLow | DEER2020 | D20v0 | 2019-01-09 08:57 | SCG | DMo | Old | CZ05 | rDXGF | Cap-Tons | 3.5 | 1220 | None | 20.5 | 0.0494 | 10.5 | [9 empty] | DEER:Res:HVAC_Eff_AC | Annual | 20
RB-HV-DuctSeal-HighToLow | DEER2020 | D20v0 | 2019-01-09 08:57 | SCG | DMo | Old | CZ05 | rDXHP | Cap-Tons | 3.5 | 1220 | None | 104 | 0.0558 | 0 | [9 empty] | DEER:Res:HVAC_Eff_AC | Annual | 20
RB-HV-DuctSeal-HighToLow | DEER2020 | D20v0 | 2019-01-09 08:57 | SCG | DMo | Old | CZ05 | rNCGF | Cap-Tons | 3.5 | 1220 | None | 5.87 | 0 | 9.4 | [9 empty] | DEER:Res:HVAC_Eff_AC | Annual | 20
RB-HV-DuctSeal-HighToLow | DEER2020 | D20v0 | 2019-01-09 08:57 | SCG | MFm | Old | CZ04 | rDXGF | Cap-Tons | 1.49 | 1140 | None | 7.02 | 0.0152 | 1.82 | [9 empty] | DEER:Res:HVAC_Eff_AC | Annual | 20
RB-HV-DuctSeal-HighToLow | DEER2020 | D20v0 | 2019-01-09 08:57 | SCG | MFm | Old | CZ04 | rDXHP | Cap-Tons | 1.49 | 1140 | None | 26.7 | 0.0159 | 0 | [9 empty] | DEER:Res:HVAC_Eff_AC | Annual | 20
RB-HV-DuctSeal-HighToLow | DEER2020 | D20v0 | 2019-01-09 08:57 | SCG | MFm | Old | CZ04 | rNCGF | Cap-Tons | 1.49 | 1140 | None | 1.43 | 0 | 1.76 | [9 empty] | DEER:Res:HVAC_Eff_AC | Annual | 20
RB-HV-DuctSeal-HighToLow | DEER2020 | D20v0 | 2019-01-09 08:57 | SCG | MFm | Old | CZ04 | rWtd | Household | 1.49 | 1140 | None | 2.31 | 0.00168 | 1.74 | [9 empty] | DEER:Res:HVAC_Eff_AC | Annual | 20
RB-HV-DuctSeal-HighToLow | DEER2020 | D20v0 | 2019-01-09 08:57 | SCG | MFm | Old | CZ05 | rDXGF | Cap-Tons | 1.34 | 1050 | None | 2.46 | 0.0018 | 2.24 | [9 empty] | DEER:Res:HVAC_Eff_AC | Annual | 20
RB-HV-DuctSeal-HighToLow | DEER2020 | D20v0 | 2019-01-09 08:57 | SCG | MFm | Old | CZ05 | rDXHP | Cap-Tons | 1.34 | 1050 | None | 23 | 0.00144 | 0 | [9 empty] | DEER:Res:HVAC_Eff_AC | Annual | 20
RB-HV-DuctSeal-HighToLow | DEER2020 | D20v0 | 2019-01-09 08:57 | SCG | MFm | Old | CZ05 | rNCGF | Cap-Tons | 1.34 | 1050 | None | 1.83 | 0 | 2.16 | [9 empty] | DEER:Res:HVAC_Eff_AC | Annual | 20
RB-HV-DuctSeal-HighToLow | DEER2020 | D20v0 | 2019-01-09 08:57 | SCG | MFm | Old | CZ05 | rWtd | Household | 1.34 | 1050 | None | 1.91 | 0 | 2.15 | [9 empty] | DEER:Res:HVAC_Eff_AC | Annual | 20
RB-HV-DuctSeal-HighToLow | DEER2020 | D20v0 | 2019-01-09 08:57 | SCG | MFm | Old | CZ06 | rDXGF | Cap-Tons | 1.58 | 1150 | None | 7.38 | 0.012 | 1.33 | [9 empty] | DEER:Res:HVAC_Eff_AC | Annual | 20
RB-HV-DuctSeal-HighToLow | DEER2020 | D20v0 | 2019-01-09 08:57 | SCG | MFm | Old | CZ06 | rDXHP | Cap-Tons | 1.58 | 1150 | None | 18.7 | 0.0125 | 0 | [9 empty] | DEER:Res:HVAC_Eff_AC | Annual | 20
RB-HV-DuctSeal-HighToLow | DEER2020 | D20v0 | 2019-01-09 08:57 | SCG | MFm | Old | CZ06 | rNCGF | Cap-Tons | 1.58 | 1150 | None | 1.02 | 0 | 1.28 | [9 empty] | DEER:Res:HVAC_Eff_AC | Annual | 20
RB-HV-DuctSeal-HighToLow | DEER2020 | D20v0 | 2019-01-09 08:57 | SCG | MFm | Old | CZ06 | rWtd | Household | 1.58 | 1150 | None | 4.7 | 0.0057 | 1.23 | [9 empty] | DEER:Res:HVAC_Eff_AC | Annual | 20
RB-HV-DuctSeal-HighToLow | DEER2020 | D20v0 | 2019-01-09 08:57 | SCG | MFm | Old | CZ07 | rDXGF | Cap-Tons | 1.37 | 1170 | None | 5.22 | 0.00693 | 1.06 | [9 empty] | DEER:Res:HVAC_Eff_AC | Annual | 20
RB-HV-DuctSeal-HighToLow | DEER2020 | D20v0 | 2019-01-09 08:57 | SCG | MFm | Old | CZ07 | rDXHP | Cap-Tons | 1.37 | 1170 | None | 12.7 | 0.0073 | 0 | [9 empty] | DEER:Res:HVAC_Eff_AC | Annual | 20
RB-HV-DuctSeal-HighToLow | DEER2020 | D20v0 | 2019-01-09 08:57 | SCG | MFm | Old | CZ07 | rNCGF | Cap-Tons | 1.37 | 1170 | None | 0.855 | 0 | 1.02 | [9 empty] | DEER:Res:HVAC_Eff_AC | Annual | 20
RB-HV-DuctSeal-HighToLow | DEER2020 | D20v0 | 2019-01-09 08:57 | SCG | MFm | Old | CZ07 | rWtd | Household | 1.37 | 1170 | None | 3.28 | 0.0032 | 0.979 | [9 empty] | DEER:Res:HVAC_Eff_AC | Annual | 20
RB-HV-DuctSeal-HighToLow | DEER2020 | D20v0 | 2019-01-09 08:57 | SCG | MFm | Old | CZ08 | rDXGF | Cap-Tons | 1.47 | 1130 | None | 11.2 | 0.0127 | 1.23 | [9 empty] | DEER:Res:HVAC_Eff_AC | Annual | 20
RB-HV-DuctSeal-HighToLow | DEER2020 | D20v0 | 2019-01-09 08:57 | SCG | MFm | Old | CZ08 | rDXHP | Cap-Tons | 1.47 | 1130 | None | 21.2 | 0.0127 | 0 | [9 empty] | DEER:Res:HVAC_Eff_AC | Annual | 20
RB-HV-DuctSeal-HighToLow | DEER2020 | D20v0 | 2019-01-09 08:57 | SCG | MFm | Old | CZ08 | rNCGF | Cap-Tons | 1.47 | 1130 | None | 0.964 | 0 | 1.18 | [9 empty] | DEER:Res:HVAC_Eff_AC | Annual | 20
RB-HV-DuctSeal-HighToLow | DEER2020 | D20v0 | 2019-01-09 08:57 | SCG | MFm | Old | CZ08 | rWtd | Household | 1.47 | 1130 | None | 6.42 | 0.006 | 1.13 | [9 empty] | DEER:Res:HVAC_Eff_AC | Annual | 20
RB-HV-DuctSeal-HighToLow | DEER2020 | D20v0 | 2019-01-09 08:57 | SCG | MFm | Old | CZ10 | rDXHP | Cap-Tons | 2.01 | 1310 | None | 25.9 | 0.0178 | 0 | [9 empty] | DEER:Res:HVAC_Eff_AC | Annual | 20
RB-HV-DuctSeal-HighToLow | DEER2020 | D20v0 | 2019-01-09 08:57 | SCG | MFm | Old | CZ10 | rNCGF | Cap-Tons | 2.01 | 1310 | None | 1.29 | 0 | 1.75 | [9 empty] | DEER:Res:HVAC_Eff_AC | Annual | 20
RB-HV-DuctSeal-HighToLow | DEER2020 | D20v0 | 2019-01-09 08:57 | SCG | MFm | Old | CZ10 | rWtd | Household | 2.01 | 1310 | None | 11.9 | 0.0165 | 1.59 | [9 empty] | DEER:Res:HVAC_Eff_AC | Annual | 20
RB-HV-DuctSeal-HighToLow | DEER2020 | D20v0 | 2019-01-09 08:57 | SCG | MFm | Old | CZ13 | rDXGF | Cap-Tons | 1.74 | 1100 | None | 18.7 | 0.0188 | 2.28 | [9 empty] | DEER:Res:HVAC_Eff_AC | Annual | 20
RB-HV-DuctSeal-HighToLow | DEER2020 | D20v0 | 2019-01-09 08:57 | SCG | MFm | Old | CZ13 | rDXHP | Cap-Tons | 1.74 | 1100 | None | 40.2 | 0.0194 | 0 | [9 empty] | DEER:Res:HVAC_Eff_AC | Annual | 20
RB-HV-DuctSeal-HighToLow | DEER2020 | D20v0 | 2019-01-09 08:57 | SCG | MFm | Old | CZ13 | rNCGF | Cap-Tons | 1.74 | 1100 | None | 1.69 | 0 | 2.21 | [9 empty] | DEER:Res:HVAC_Eff_AC | Annual | 20
RB-HV-DuctSeal-HighToLow | DEER2020 | D20v0 | 2019-01-09 08:57 | SCG | MFm | Old | CZ13 | rWtd | Household | 1.74 | 1100 | None | 20 | 0.0175 | 2 | [9 empty] | DEER:Res:HVAC_Eff_AC | Annual | 20
RB-HV-DuctSeal-HighToLow | DEER2020 | D20v0 | 2019-01-09 08:57 | SCG | MFm | Old | CZ14 | rDXGF | Cap-Tons | 2.32 | 1390 | None | 25.2 | 0.0191 | 1.85 | [9 empty] | DEER:Res:HVAC_Eff_AC | Annual | 20
RB-HV-DuctSeal-HighToLow | DEER2020 | D20v0 | 2019-01-09 08:57 | SCG | MFm | Old | CZ14 | rDXHP | Cap-Tons | 2.32 | 1390 | None | 46.1 | 0.0197 | 0 | [9 empty] | DEER:Res:HVAC_Eff_AC | Annual | 20
RB-HV-DuctSeal-HighToLow | DEER2020 | D20v0 | 2019-01-09 08:57 | SCG | MFm | Old | CZ14 | rNCGF | Cap-Tons | 2.32 | 1390 | None | 1.29 | 0 | 1.79 | [9 empty] | DEER:Res:HVAC_Eff_AC | Annual | 20
RB-HV-DuctSeal-HighToLow | DEER2020 | D20v0 | 2019-01-09 08:57 | SCG | MFm | Old | CZ14 | rWtd | Household | 2.32 | 1390 | None | 27.8 | 0.0192 | 1.62 | [9 empty] | DEER:Res:HVAC_Eff_AC | Annual | 20
RB-HV-DuctSeal-HighToLow | DEER2020 | D20v0 | 2019-01-09 08:57 | SCG | MFm | Old | CZ15 | rDXGF | Cap-Tons | 2.5 | 1410 | None | 35.1 | 0.0208 | 0.78 | [9 empty] | DEER:Res:HVAC_Eff_AC | Annual | 20
RB-HV-DuctSeal-HighToLow | DEER2020 | D20v0 | 2019-01-09 08:57 | SCG | MFm | Old | CZ15 | rDXHP | Cap-Tons | 2.5 | 1410 | None | 42 | 0.0212 | 0 | [9 empty] | DEER:Res:HVAC_Eff_AC | Annual | 20
RB-HV-DuctSeal-HighToLow | DEER2020 | D20v0 | 2019-01-09 08:57 | SCG | MFm | Old | CZ15 | rNCGF | Cap-Tons | 2.5 | 1410 | None | 0.539 | 0 | 0.751 | [9 empty] | DEER:Res:HVAC_Eff_AC | Annual | 20
RB-HV-DuctSeal-HighToLow | DEER2020 | D20v0 | 2019-01-09 08:57 | SCG | MFm | Old | CZ15 | rWtd | Household | 2.5 | 1410 | None | 35.6 | 0.0207 | 0.682 | [9 empty] | DEER:Res:HVAC_Eff_AC | Annual | 20
RB-HV-DuctSeal-HighToLow | DEER2020 | D20v0 | 2019-01-09 08:57 | SCG | MFm | Old | CZ16 | rDXGF | Cap-Tons | 1.52 | 1130 | None | 14.9 | 0.0143 | 4.02 | [9 empty] | DEER:Res:HVAC_Eff_AC | Annual | 20
RB-HV-DuctSeal-HighToLow | DEER2020 | D20v0 | 2019-01-09 08:57 | SCG | MFm | Old | CZ16 | rDXHP | Cap-Tons | 1.52 | 1130 | None | 68.9 | 0.0154 | 0 | [9 empty] | DEER:Res:HVAC_Eff_AC | Annual | 20
RB-HV-DuctSeal-HighToLow | DEER2020 | D20v0 | 2019-01-09 08:57 | SCG | MFm | Old | CZ16 | rNCGF | Cap-Tons | 1.52 | 1130 | None | 3.14 | 0 | 3.87 | [9 empty] | DEER:Res:HVAC_Eff_AC | Annual | 20
RB-HV-DuctSeal-HighToLow | DEER2020 | D20v0 | 2019-01-09 08:57 | SCG | MFm | Old | CZ16 | rWtd | Household | 1.52 | 1130 | None | 21.7 | 0.0144 | 3.52 | [9 empty] | DEER:Res:HVAC_Eff_AC | Annual | 20
RB-HV-DuctSeal-HighToLow | DEER2020 | D20v0 | 2019-01-09 08:57 | SCG | MFm | Old | IOU | rDXGF | Cap-Tons | 1.74 | 1210 | None | 13.5 | 0.0158 | 1.46 | [9 empty] | DEER:Res:HVAC_Eff_AC | Annual | 20
RB-HV-DuctSeal-HighToLow | DEER2020 | D20v0 | 2019-01-09 08:57 | SCG | MFm | Old | IOU | rDXHP | Cap-Tons | 1.74 | 1210 | None | 25.6 | 0.016 | 0 | [9 empty] | DEER:Res:HVAC_Eff_AC | Annual | 20
RB-HV-DuctSeal-HighToLow | DEER2020 | D20v0 | 2019-01-09 08:57 | SCG | MFm | Old | IOU | rNCGF | Cap-Tons | 1.74 | 1210 | None | 1.08 | 0 | 1.4 | [9 empty] | DEER:Res:HVAC_Eff_AC | Annual | 20
RB-HV-DuctSeal-HighToLow | DEER2020 | D20v0 | 2019-01-09 08:57 | SCG | Res | Old | CZ04 | rDXGF | Cap-Tons | 2.6 | 1620 | None | 22.7 | 0.052 | 7.1 | [9 empty] | DEER:Res:HVAC_Eff_AC | Annual | 20
RB-HV-DuctSeal-HighToLow | DEER2020 | D20v0 | 2019-01-09 08:57 | SCG | Res | Old | CZ04 | rDXHP | Cap-Tons | 2.6 | 1620 | None | 99.8 | 0.055 | 0 | [9 empty] | DEER:Res:HVAC_Eff_AC | Annual | 20
RB-HV-DuctSeal-HighToLow | DEER2020 | D20v0 | 2019-01-09 08:57 | SCG | Res | Old | CZ04 | rNCGF | Cap-Tons | 2.6 | 1620 | None | 4.7 | 0 | 6.94 | [9 empty] | DEER:Res:HVAC_Eff_AC | Annual | 20
RB-HV-DuctSeal-HighToLow | DEER2020 | D20v0 | 2019-01-09 08:57 | SCG | Res | Old | CZ04 | rWtd | Household | 2.6 | 1620 | None | 21.5 | 0.04 | 6.76 | [9 empty] | DEER:Res:HVAC_Eff_AC | Annual | 20
RB-HV-DuctSeal-HighToLow | DEER2020 | D20v0 | 2019-01-09 08:57 | SCG | Res | Old | CZ05 | rDXGF | Cap-Tons | 2.8 | 1580 | None | 9.5 | 0.021 | 9.75 | [9 empty] | DEER:Res:HVAC_Eff_AC | Annual | 20
RB-HV-DuctSeal-HighToLow | DEER2020 | D20v0 | 2019-01-09 08:57 | SCG | Res | Old | CZ05 | rDXHP | Cap-Tons | 2.8 | 1580 | None | 97.1 | 0.022 | 0 | [9 empty] | DEER:Res:HVAC_Eff_AC | Annual | 20
RB-HV-DuctSeal-HighToLow | DEER2020 | D20v0 | 2019-01-09 08:57 | SCG | Res | Old | CZ05 | rNCGF | Cap-Tons | 2.8 | 1580 | None | 6.3 | 0 | 9.52 | [9 empty] | DEER:Res:HVAC_Eff_AC | Annual | 20
RB-HV-DuctSeal-HighToLow | DEER2020 | D20v0 | 2019-01-09 08:57 | SCG | Res | Old | CZ05 | rWtd | Household | 2.8 | 1580 | None | 7.4 | 0.003 | 9.47 | [9 empty] | DEER:Res:HVAC_Eff_AC | Annual | 20
RB-HV-DuctSeal-HighToLow | DEER2020 | D20v0 | 2019-01-09 08:57 | SCG | Res | Old | CZ06 | rDXGF | Cap-Tons | 2.7 | 1500 | None | 15.9 | 0.044 | 3.18 | [9 empty] | DEER:Res:HVAC_Eff_AC | Annual | 20
RB-HV-DuctSeal-HighToLow | DEER2020 | D20v0 | 2019-01-09 08:57 | SCG | Res | Old | CZ06 | rDXHP | Cap-Tons | 2.7 | 1500 | None | 43.4 | 0.045 | 0 | [9 empty] | DEER:Res:HVAC_Eff_AC | Annual | 20
RB-HV-DuctSeal-HighToLow | DEER2020 | D20v0 | 2019-01-09 08:57 | SCG | Res | Old | CZ06 | rNCGF | Cap-Tons | 2.7 | 1500 | None | 2 | 0 | 3.1 | [9 empty] | DEER:Res:HVAC_Eff_AC | Annual | 20
RB-HV-DuctSeal-HighToLow | DEER2020 | D20v0 | 2019-01-09 08:57 | SCG | Res | Old | CZ06 | rWtd | Household | 2.7 | 1500 | None | 8.6 | 0.018 | 3.04 | [9 empty] | DEER:Res:HVAC_Eff_AC | Annual | 20
RB-HV-DuctSeal-HighToLow | DEER2020 | D20v0 | 2019-01-09 08:57 | SCG | Res | Old | CZ07 | rDXGF | Cap-Tons | 1.9 | 1410 | None | 15.4 | 0.028 | 2.88 | [9 empty] | DEER:Res:HVAC_Eff_AC | Annual | 20
RB-HV-DuctSeal-HighToLow | DEER2020 | D20v0 | 2019-01-09 08:57 | SCG | Res | Old | CZ07 | rDXHP | Cap-Tons | 1.9 | 1410 | None | 35.5 | 0.029 | 0 | [9 empty] | DEER:Res:HVAC_Eff_AC | Annual | 20
RB-HV-DuctSeal-HighToLow | DEER2020 | D20v0 | 2019-01-09 08:57 | SCG | Res | Old | CZ07 | rNCGF | Cap-Tons | 1.9 | 1410 | None | 2 | 0 | 2.83 | [9 empty] | DEER:Res:HVAC_Eff_AC | Annual | 20
RB-HV-DuctSeal-HighToLow | DEER2020 | D20v0 | 2019-01-09 08:57 | SCG | Res | Old | CZ07 | rWtd | Household | 1.9 | 1410 | None | 5.7 | 0.007 | 2.79 | [9 empty] | DEER:Res:HVAC_Eff_AC | Annual | 20
RB-HV-DuctSeal-HighToLow | DEER2020 | D20v0 | 2019-01-09 08:57 | SCG | Res | Old | CZ08 | rDXGF | Cap-Tons | 2.5 | 1450 | None | 25.8 | 0.037 | 3.03 | [9 empty] | DEER:Res:HVAC_Eff_AC | Annual | 20
RB-HV-DuctSeal-HighToLow | DEER2020 | D20v0 | 2019-01-09 08:57 | SCG | Res | Old | CZ08 | rDXHP | Cap-Tons | 2.5 | 1450 | None | 50.1 | 0.039 | 0 | [9 empty] | DEER:Res:HVAC_Eff_AC | Annual | 20
RB-HV-DuctSeal-HighToLow | DEER2020 | D20v0 | 2019-01-09 08:57 | SCG | Res | Old | CZ08 | rNCGF | Cap-Tons | 2.5 | 1450 | None | 2 | 0 | 2.97 | [9 empty] | DEER:Res:HVAC_Eff_AC | Annual | 20
RB-HV-DuctSeal-HighToLow | DEER2020 | D20v0 | 2019-01-09 08:57 | SCG | Res | Old | CZ08 | rWtd | Household | 2.5 | 1450 | None | 14.6 | 0.018 | 2.9 | [9 empty] | DEER:Res:HVAC_Eff_AC | Annual | 20
RB-HV-DuctSeal-HighToLow | DEER2020 | D20v0 | 2019-01-09 08:57 | SCG | Res | Old | CZ09 | rDXGF | Cap-Tons | 2.7 | 1490 | None | 36.7 | 0.066 | 3.51 | [9 empty] | DEER:Res:HVAC_Eff_AC | Annual | 20
RB-HV-DuctSeal-HighToLow | DEER2020 | D20v0 | 2019-01-09 08:57 | SCG | Res | Old | CZ09 | rDXHP | Cap-Tons | 2.7 | 1490 | None | 68.6 | 0.067 | 0 | [9 empty] | DEER:Res:HVAC_Eff_AC | Annual | 20
RB-HV-DuctSeal-HighToLow | DEER2020 | D20v0 | 2019-01-09 08:57 | SCG | Res | Old | CZ09 | rWtd | Household | 2.7 | 1490 | None | 30.2 | 0.051 | 3.3 | [9 empty] | DEER:Res:HVAC_Eff_AC | Annual | 20
RB-HV-DuctSeal-HighToLow | DEER2020 | D20v0 | 2019-01-09 08:57 | SCG | Res | Old | CZ10 | rDXGF | Cap-Tons | 3.6 | 1750 | None | 39.5 | 0.07 | 5.27 | [9 empty] | DEER:Res:HVAC_Eff_AC | Annual | 20
RB-HV-DuctSeal-HighToLow | DEER2020 | D20v0 | 2019-01-09 08:57 | SCG | Res | Old | CZ10 | rDXHP | Cap-Tons | 3.6 | 1750 | None | 91.4 | 0.073 | 0 | [9 empty] | DEER:Res:HVAC_Eff_AC | Annual | 20
RB-HV-DuctSeal-HighToLow | DEER2020 | D20v0 | 2019-01-09 08:57 | SCG | Res | Old | CZ10 | rNCGF | Cap-Tons | 3.6 | 1750 | None | 3.2 | 0 | 5.14 | [9 empty] | DEER:Res:HVAC_Eff_AC | Annual | 20
RB-HV-DuctSeal-HighToLow | DEER2020 | D20v0 | 2019-01-09 08:57 | SCG | Res | Old | CZ10 | rWtd | Household | 3.6 | 1750 | None | 40.6 | 0.066 | 4.97 | [9 empty] | DEER:Res:HVAC_Eff_AC | Annual | 20
RB-HV-DuctSeal-HighToLow | DEER2020 | D20v0 | 2019-01-09 08:57 | SCG | Res | Old | CZ13 | rDXGF | Cap-Tons | 3.2 | 1570 | None | 65.6 | 0.074 | 7.2 | [9 empty] | DEER:Res:HVAC_Eff_AC | Annual | 20
RB-HV-DuctSeal-HighToLow | DEER2020 | D20v0 | 2019-01-09 08:57 | SCG | Res | Old | CZ13 | rDXHP | Cap-Tons | 3.2 | 1570 | None | 146 | 0.082 | 0 | [9 empty] | DEER:Res:HVAC_Eff_AC | Annual | 20
RB-HV-DuctSeal-HighToLow | DEER2020 | D20v0 | 2019-01-09 08:57 | SCG | Res | Old | CZ13 | rNCGF | Cap-Tons | 3.2 | 1570 | None | 4.5 | 0 | 7.02 | [9 empty] | DEER:Res:HVAC_Eff_AC | Annual | 20
RB-HV-DuctSeal-HighToLow | DEER2020 | D20v0 | 2019-01-09 08:57 | SCG | Res | Old | CZ13 | rWtd | Household | 3.2 | 1570 | None | 69 | 0.073 | 6.76 | [9 empty] | DEER:Res:HVAC_Eff_AC | Annual | 20
RB-HV-DuctSeal-HighToLow | DEER2020 | D20v0 | 2019-01-09 08:57 | SCG | Res | Old | CZ14 | rDXGF | Cap-Tons | 3.8 | 1660 | None | 83.2 | 0.087 | 7.19 | [9 empty] | DEER:Res:HVAC_Eff_AC | Annual | 20
RB-HV-DuctSeal-HighToLow | DEER2020 | D20v0 | 2019-01-09 08:57 | SCG | Res | Old | CZ14 | rDXHP | Cap-Tons | 3.8 | 1660 | None | 184 | 0.094 | 0 | [9 empty] | DEER:Res:HVAC_Eff_AC | Annual | 20
RB-HV-DuctSeal-HighToLow | DEER2020 | D20v0 | 2019-01-09 08:57 | SCG | Res | Old | CZ14 | rNCGF | Cap-Tons | 3.8 | 1660 | None | 4.3 | 0 | 6.93 | [9 empty] | DEER:Res:HVAC_Eff_AC | Annual | 20
RB-HV-DuctSeal-HighToLow | DEER2020 | D20v0 | 2019-01-09 08:57 | SCG | Res | Old | CZ14 | rWtd | Household | 3.8 | 1660 | None | 88 | 0.086 | 6.78 | [9 empty] | DEER:Res:HVAC_Eff_AC | Annual | 20
RB-HV-DuctSeal-HighToLow | DEER2020 | D20v0 | 2019-01-09 08:57 | SCG | Res | Old | CZ15 | rDXGF | Cap-Tons | 3.6 | 1480 | None | 64.3 | 0.045 | 1.61 | [9 empty] | DEER:Res:HVAC_Eff_AC | Annual | 20
RB-HV-DuctSeal-HighToLow | DEER2020 | D20v0 | 2019-01-09 08:57 | SCG | Res | Old | CZ15 | rDXHP | Cap-Tons | 3.6 | 1480 | None | 82.8 | 0.048 | 0 | [9 empty] | DEER:Res:HVAC_Eff_AC | Annual | 20
RB-HV-DuctSeal-HighToLow | DEER2020 | D20v0 | 2019-01-09 08:57 | SCG | Res | Old | CZ15 | rNCGF | Cap-Tons | 3.6 | 1480 | None | 1 | 0 | 1.52 | [9 empty] | DEER:Res:HVAC_Eff_AC | Annual | 20
RB-HV-DuctSeal-HighToLow | DEER2020 | D20v0 | 2019-01-09 08:57 | SCG | Res | Old | CZ15 | rWtd | Household | 3.6 | 1480 | None | 65 | 0.044 | 1.48 | [9 empty] | DEER:Res:HVAC_Eff_AC | Annual | 20
RB-HV-DuctSeal-HighToLow | DEER2020 | D20v0 | 2019-01-09 08:57 | SCG | Res | Old | CZ16 | rDXGF | Cap-Tons | 2.9 | 1570 | None | 36.8 | 0.054 | 12.4 | [9 empty] | DEER:Res:HVAC_Eff_AC | Annual | 20
RB-HV-DuctSeal-HighToLow | DEER2020 | D20v0 | 2019-01-09 08:57 | SCG | Res | Old | CZ16 | rDXHP | Cap-Tons | 2.9 | 1570 | None | 218 | 0.057 | 0 | [9 empty] | DEER:Res:HVAC_Eff_AC | Annual | 20
RB-HV-DuctSeal-HighToLow | DEER2020 | D20v0 | 2019-01-09 08:57 | SCG | Res | Old | CZ16 | rNCGF | Cap-Tons | 2.9 | 1570 | None | 8.1 | 0 | 12.1 | [9 empty] | DEER:Res:HVAC_Eff_AC | Annual | 20
RB-HV-DuctSeal-HighToLow | DEER2020 | D20v0 | 2019-01-09 08:57 | SCG | SFm | Old | CZ04 | rDXGF | Cap-Tons | 2.88 | 1740 | None | 25.7 | 0.0601 | 8.26 | [9 empty] | DEER:Res:HVAC_Eff_AC | Annual | 20
RB-HV-DuctSeal-HighToLow | DEER2020 | D20v0 | 2019-01-09 08:57 | SCG | SFm | Old | CZ04 | rDXHP | Cap-Tons | 2.88 | 1740 | None | 115 | 0.0627 | 0 | [9 empty] | DEER:Res:HVAC_Eff_AC | Annual | 20
RB-HV-DuctSeal-HighToLow | DEER2020 | D20v0 | 2019-01-09 08:57 | SCG | SFm | Old | CZ04 | rNCGF | Cap-Tons | 2.88 | 1740 | None | 5.39 | 0 | 8.09 | [9 empty] | DEER:Res:HVAC_Eff_AC | Annual | 20
RB-HV-DuctSeal-HighToLow | DEER2020 | D20v0 | 2019-01-09 08:57 | SCG | SFm | Old | CZ04 | rWtd | Household | 2.88 | 1740 | None | 25.1 | 0.0473 | 7.87 | [9 empty] | DEER:Res:HVAC_Eff_AC | Annual | 20
RB-HV-DuctSeal-HighToLow | DEER2020 | D20v0 | 2019-01-09 08:57 | SCG | SFm | Old | CZ05 | rDXGF | Cap-Tons | 3.2 | 1740 | None | 11.1 | 0.0249 | 11.8 | [9 empty] | DEER:Res:HVAC_Eff_AC | Annual | 20
RB-HV-DuctSeal-HighToLow | DEER2020 | D20v0 | 2019-01-09 08:57 | SCG | SFm | Old | CZ05 | rDXHP | Cap-Tons | 3.2 | 1740 | None | 118 | 0.0264 | 0 | [9 empty] | DEER:Res:HVAC_Eff_AC | Annual | 20
RB-HV-DuctSeal-HighToLow | DEER2020 | D20v0 | 2019-01-09 08:57 | SCG | SFm | Old | CZ05 | rNCGF | Cap-Tons | 3.2 | 1740 | None | 7.5 | 0 | 11.6 | [9 empty] | DEER:Res:HVAC_Eff_AC | Annual | 20
RB-HV-DuctSeal-HighToLow | DEER2020 | D20v0 | 2019-01-09 08:57 | SCG | SFm | Old | CZ05 | rWtd | Household | 3.2 | 1740 | None | 8.77 | 0.00337 | 11.5 | [9 empty] | DEER:Res:HVAC_Eff_AC | Annual | 20
RB-HV-DuctSeal-HighToLow | DEER2020 | D20v0 | 2019-01-09 08:57 | SCG | SFm | Old | CZ06 | rDXGF | Cap-Tons | 3.36 | 1730 | None | 20.9 | 0.0634 | 4.35 | [9 empty] | DEER:Res:HVAC_Eff_AC | Annual | 20
RB-HV-DuctSeal-HighToLow | DEER2020 | D20v0 | 2019-01-09 08:57 | SCG | SFm | Old | CZ06 | rDXHP | Cap-Tons | 3.36 | 1730 | None | 58.7 | 0.0653 | 0 | [9 empty] | DEER:Res:HVAC_Eff_AC | Annual | 20
RB-HV-DuctSeal-HighToLow | DEER2020 | D20v0 | 2019-01-09 08:57 | SCG | SFm | Old | CZ06 | rNCGF | Cap-Tons | 3.36 | 1730 | None | 2.7 | 0 | 4.26 | [9 empty] | DEER:Res:HVAC_Eff_AC | Annual | 20
RB-HV-DuctSeal-HighToLow | DEER2020 | D20v0 | 2019-01-09 08:57 | SCG | SFm | Old | CZ06 | rWtd | Household | 3.36 | 1730 | None | 11.1 | 0.0263 | 4.2 | [9 empty] | DEER:Res:HVAC_Eff_AC | Annual | 20
RB-HV-DuctSeal-HighToLow | DEER2020 | D20v0 | 2019-01-09 08:57 | SCG | SFm | Old | CZ07 | rDXGF | Cap-Tons | 2.53 | 1660 | None | 25.9 | 0.0497 | 4.76 | [9 empty] | DEER:Res:HVAC_Eff_AC | Annual | 20
RB-HV-DuctSeal-HighToLow | DEER2020 | D20v0 | 2019-01-09 08:57 | SCG | SFm | Old | CZ07 | rDXHP | Cap-Tons | 2.53 | 1660 | None | 59.1 | 0.0523 | 0 | [9 empty] | DEER:Res:HVAC_Eff_AC | Annual | 20
RB-HV-DuctSeal-HighToLow | DEER2020 | D20v0 | 2019-01-09 08:57 | SCG | SFm | Old | CZ07 | rNCGF | Cap-Tons | 2.53 | 1660 | None | 3.17 | 0 | 4.69 | [9 empty] | DEER:Res:HVAC_Eff_AC | Annual | 20
RB-HV-DuctSeal-HighToLow | DEER2020 | D20v0 | 2019-01-09 08:57 | SCG | SFm | Old | CZ07 | rWtd | Household | 2.53 | 1660 | None | 8.19 | 0.0102 | 4.65 | [9 empty] | DEER:Res:HVAC_Eff_AC | Annual | 20
RB-HV-DuctSeal-HighToLow | DEER2020 | D20v0 | 2019-01-09 08:57 | SCG | SFm | Old | CZ08 | rDXGF | Cap-Tons | 3.07 | 1620 | None | 33.2 | 0.0498 | 3.98 | [9 empty] | DEER:Res:HVAC_Eff_AC | Annual | 20
RB-HV-DuctSeal-HighToLow | DEER2020 | D20v0 | 2019-01-09 08:57 | SCG | SFm | Old | CZ08 | rDXHP | Cap-Tons | 3.07 | 1620 | None | 65 | 0.0521 | 0 | [9 empty] | DEER:Res:HVAC_Eff_AC | Annual | 20
RB-HV-DuctSeal-HighToLow | DEER2020 | D20v0 | 2019-01-09 08:57 | SCG | SFm | Old | CZ08 | rNCGF | Cap-Tons | 3.07 | 1620 | None | 2.53 | 0 | 3.91 | [9 empty] | DEER:Res:HVAC_Eff_AC | Annual | 20
RB-HV-DuctSeal-HighToLow | DEER2020 | D20v0 | 2019-01-09 08:57 | SCG | SFm | Old | CZ08 | rWtd | Household | 3.07 | 1620 | None | 18.7 | 0.0249 | 3.84 | [9 empty] | DEER:Res:HVAC_Eff_AC | Annual | 20
RB-HV-DuctSeal-HighToLow | DEER2020 | D20v0 | 2019-01-09 08:57 | SCG | SFm | Old | CZ09 | rDXGF | Cap-Tons | 3.49 | 1690 | None | 54.2 | 0.106 | 5.23 | [9 empty] | DEER:Res:HVAC_Eff_AC | Annual | 20
RB-HV-DuctSeal-HighToLow | DEER2020 | D20v0 | 2019-01-09 08:57 | SCG | SFm | Old | CZ09 | rDXHP | Cap-Tons | 3.49 | 1690 | None | 103 | 0.109 | 0 | [9 empty] | DEER:Res:HVAC_Eff_AC | Annual | 20
RB-HV-DuctSeal-HighToLow | DEER2020 | D20v0 | 2019-01-09 08:57 | SCG | SFm | Old | CZ09 | rNCGF | Cap-Tons | 3.49 | 1690 | None | 3.23 | 0 | 5.13 | [9 empty] | DEER:Res:HVAC_Eff_AC | Annual | 20
RB-HV-DuctSeal-HighToLow | DEER2020 | D20v0 | 2019-01-09 08:57 | SCG | SFm | Old | CZ09 | rWtd | Household | 3.49 | 1690 | None | 45.3 | 0.0834 | 4.99 | [9 empty] | DEER:Res:HVAC_Eff_AC | Annual | 20
RB-HV-DuctSeal-HighToLow | DEER2020 | D20v0 | 2019-01-09 08:57 | SCG | SFm | Old | CZ10 | rDXGF | Cap-Tons | 3.83 | 1830 | None | 39.4 | 0.0718 | 5.66 | [9 empty] | DEER:Res:HVAC_Eff_AC | Annual | 20
RB-HV-DuctSeal-HighToLow | DEER2020 | D20v0 | 2019-01-09 08:57 | SCG | SFm | Old | CZ10 | rDXHP | Cap-Tons | 3.83 | 1830 | None | 95.4 | 0.0757 | 0 | [9 empty] | DEER:Res:HVAC_Eff_AC | Annual | 20
RB-HV-DuctSeal-HighToLow | DEER2020 | D20v0 | 2019-01-09 08:57 | SCG | SFm | Old | CZ10 | rNCGF | Cap-Tons | 3.83 | 1830 | None | 3.41 | 0 | 5.54 | [9 empty] | DEER:Res:HVAC_Eff_AC | Annual | 20
RB-HV-DuctSeal-HighToLow | DEER2020 | D20v0 | 2019-01-09 08:57 | SCG | SFm | Old | CZ10 | rWtd | Household | 3.83 | 1830 | None | 40.4 | 0.0681 | 5.37 | [9 empty] | DEER:Res:HVAC_Eff_AC | Annual | 20
RB-HV-DuctSeal-HighToLow | DEER2020 | D20v0 | 2019-01-09 08:57 | SCG | SFm | Old | CZ13 | rDXGF | Cap-Tons | 3.45 | 1690 | None | 69.5 | 0.0797 | 8.1 | [9 empty] | DEER:Res:HVAC_Eff_AC | Annual | 20
RB-HV-DuctSeal-HighToLow | DEER2020 | D20v0 | 2019-01-09 08:57 | SCG | SFm | Old | CZ13 | rDXHP | Cap-Tons | 3.45 | 1690 | None | 161 | 0.0886 | 0 | [9 empty] | DEER:Res:HVAC_Eff_AC | Annual | 20
RB-HV-DuctSeal-HighToLow | DEER2020 | D20v0 | 2019-01-09 08:57 | SCG | SFm | Old | CZ13 | rNCGF | Cap-Tons | 3.45 | 1690 | None | 5 | 0 | 7.94 | [9 empty] | DEER:Res:HVAC_Eff_AC | Annual | 20
RB-HV-DuctSeal-HighToLow | DEER2020 | D20v0 | 2019-01-09 08:57 | SCG | SFm | Old | CZ13 | rWtd | Household | 3.45 | 1690 | None | 72.9 | 0.0783 | 7.66 | [9 empty] | DEER:Res:HVAC_Eff_AC | Annual | 20
RB-HV-DuctSeal-HighToLow | DEER2020 | D20v0 | 2019-01-09 08:57 | SCG | SFm | Old | CZ14 | rDXGF | Cap-Tons | 4.03 | 1710 | None | 92 | 0.0975 | 8.03 | [9 empty] | DEER:Res:HVAC_Eff_AC | Annual | 20
RB-HV-DuctSeal-HighToLow | DEER2020 | D20v0 | 2019-01-09 08:57 | SCG | SFm | Old | CZ14 | rDXHP | Cap-Tons | 4.03 | 1710 | None | 205 | 0.105 | 0 | [9 empty] | DEER:Res:HVAC_Eff_AC | Annual | 20
RB-HV-DuctSeal-HighToLow | DEER2020 | D20v0 | 2019-01-09 08:57 | SCG | SFm | Old | CZ14 | rNCGF | Cap-Tons | 4.03 | 1710 | None | 4.8 | 0 | 7.75 | [9 empty] | DEER:Res:HVAC_Eff_AC | Annual | 20
RB-HV-DuctSeal-HighToLow | DEER2020 | D20v0 | 2019-01-09 08:57 | SCG | SFm | Old | CZ14 | rWtd | Household | 4.03 | 1710 | None | 97.5 | 0.0972 | 7.59 | [9 empty] | DEER:Res:HVAC_Eff_AC | Annual | 20
RB-HV-DuctSeal-HighToLow | DEER2020 | D20v0 | 2019-01-09 08:57 | SCG | SFm | Old | CZ15 | rDXGF | Cap-Tons | 5.32 | 1640 | None | 91.8 | 0.0689 | 2.65 | [9 empty] | DEER:Res:HVAC_Eff_AC | Annual | 20
RB-HV-DuctSeal-HighToLow | DEER2020 | D20v0 | 2019-01-09 08:57 | SCG | SFm | Old | CZ15 | rDXHP | Cap-Tons | 5.32 | 1640 | None | 127 | 0.0758 | 0 | [9 empty] | DEER:Res:HVAC_Eff_AC | Annual | 20
RB-HV-DuctSeal-HighToLow | DEER2020 | D20v0 | 2019-01-09 08:57 | SCG | SFm | Old | CZ15 | rNCGF | Cap-Tons | 5.32 | 1640 | None | 1.53 | 0 | 2.49 | [9 empty] | DEER:Res:HVAC_Eff_AC | Annual | 20
RB-HV-DuctSeal-HighToLow | DEER2020 | D20v0 | 2019-01-09 08:57 | SDG | DMo | Old | CZ06 | rDXGF | Cap-Tons | 3.5 | 1220 | None | 50.3 | 0.106 | 4.5 | [9 empty] | DEER:Res:HVAC_Eff_AC | Annual | 20
RB-HV-DuctSeal-HighToLow | DEER2020 | D20v0 | 2019-01-09 08:57 | SDG | DMo | Old | CZ06 | rDXHP | Cap-Tons | 3.5 | 1220 | None | 93.3 | 0.12 | 0 | [9 empty] | DEER:Res:HVAC_Eff_AC | Annual | 20
RB-HV-DuctSeal-HighToLow | DEER2020 | D20v0 | 2019-01-09 08:57 | SDG | DMo | Old | CZ06 | rNCGF | Cap-Tons | 3.5 | 1220 | None | 2.51 | 0 | 4.03 | [9 empty] | DEER:Res:HVAC_Eff_AC | Annual | 20
RB-HV-DuctSeal-HighToLow | DEER2020 | D20v0 | 2019-01-09 08:57 | SDG | DMo | Old | CZ06 | rWtd | Household | 3.5 | 1220 | None | 32.1 | 0.06 | 3.98 | [9 empty] | DEER:Res:HVAC_Eff_AC | Annual | 20
RB-HV-DuctSeal-HighToLow | DEER2020 | D20v0 | 2019-01-09 08:57 | SDG | DMo | Old | CZ07 | rDXGF | Cap-Tons | 3.5 | 1210 | None | 49.2 | 0.0674 | 2.57 | [9 empty] | DEER:Res:HVAC_Eff_AC | Annual | 20
RB-HV-DuctSeal-HighToLow | DEER2020 | D20v0 | 2019-01-09 08:57 | SDG | DMo | Old | CZ07 | rDXHP | Cap-Tons | 3.5 | 1210 | None | 75.2 | 0.0797 | 0 | [9 empty] | DEER:Res:HVAC_Eff_AC | Annual | 20
RB-HV-DuctSeal-HighToLow | DEER2020 | D20v0 | 2019-01-09 08:57 | SDG | DMo | Old | CZ07 | rNCGF | Cap-Tons | 3.5 | 1210 | None | 1.45 | 0 | 2.35 | [9 empty] | DEER:Res:HVAC_Eff_AC | Annual | 20
RB-HV-DuctSeal-HighToLow | DEER2020 | D20v0 | 2019-01-09 08:57 | SDG | DMo | Old | CZ07 | rWtd | Household | 3.5 | 1210 | None | 13.8 | 0.0167 | 2.33 | [9 empty] | DEER:Res:HVAC_Eff_AC | Annual | 20
RB-HV-DuctSeal-HighToLow | DEER2020 | D20v0 | 2019-01-09 08:57 | SDG | DMo | Old | CZ08 | rDXGF | Cap-Tons | 3.5 | 1200 | None | 70.1 | 0.0863 | 3.08 | [9 empty] | DEER:Res:HVAC_Eff_AC | Annual | 20
RB-HV-DuctSeal-HighToLow | DEER2020 | D20v0 | 2019-01-09 08:57 | SDG | DMo | Old | CZ08 | rDXHP | Cap-Tons | 3.5 | 1200 | None | 102 | 0.0906 | 0 | [9 empty] | DEER:Res:HVAC_Eff_AC | Annual | 20
RB-HV-DuctSeal-HighToLow | DEER2020 | D20v0 | 2019-01-09 08:57 | SDG | DMo | Old | CZ08 | rNCGF | Cap-Tons | 3.5 | 1200 | None | 1.74 | 0 | 2.81 | [9 empty] | DEER:Res:HVAC_Eff_AC | Annual | 20
RB-HV-DuctSeal-HighToLow | DEER2020 | D20v0 | 2019-01-09 08:57 | SDG | DMo | Old | CZ08 | rWtd | Household | 3.5 | 1200 | None | 47.4 | 0.0549 | 2.74 | [9 empty] | DEER:Res:HVAC_Eff_AC | Annual | 20
RB-HV-DuctSeal-HighToLow | DEER2020 | D20v0 | 2019-01-09 08:57 | SDG | DMo | Old | CZ10 | rDXGF | Cap-Tons | 3.5 | 1210 | None | 101 | 0.143 | 4.87 | [9 empty] | DEER:Res:HVAC_Eff_AC | Annual | 20
RB-HV-DuctSeal-HighToLow | DEER2020 | D20v0 | 2019-01-09 08:57 | SDG | DMo | Old | CZ10 | rDXHP | Cap-Tons | 3.5 | 1210 | None | 153 | 0.151 | 0 | [9 empty] | DEER:Res:HVAC_Eff_AC | Annual | 20
RB-HV-DuctSeal-HighToLow | DEER2020 | D20v0 | 2019-01-09 08:57 | SDG | DMo | Old | CZ10 | rNCGF | Cap-Tons | 3.5 | 1210 | None | 2.72 | 0 | 4.36 | [9 empty] | DEER:Res:HVAC_Eff_AC | Annual | 20
RB-HV-DuctSeal-HighToLow | DEER2020 | D20v0 | 2019-01-09 08:57 | SDG | DMo | Old | CZ10 | rWtd | Household | 3.5 | 1210 | None | 93.7 | 0.125 | 4.28 | [9 empty] | DEER:Res:HVAC_Eff_AC | Annual | 20
RB-HV-DuctSeal-HighToLow | DEER2020 | D20v0 | 2019-01-09 08:57 | SDG | DMo | Old | CZ14 | rDXGF | Cap-Tons | 3.5 | 1210 | None | 175 | 0.173 | 10.6 | [9 empty] | DEER:Res:HVAC_Eff_AC | Annual | 20
RB-HV-DuctSeal-HighToLow | DEER2020 | D20v0 | 2019-01-09 08:57 | SDG | MFm | Old | CZ06 | rDXGF | Cap-Tons | 1.59 | 1180 | None | 7.47 | 0.0118 | 1.38 | [9 empty] | DEER:Res:HVAC_Eff_AC | Annual | 20
RB-HV-DuctSeal-HighToLow | DEER2020 | D20v0 | 2019-01-09 08:57 | SDG | MFm | Old | CZ06 | rDXHP | Cap-Tons | 1.59 | 1180 | None | 19.2 | 0.0124 | 0 | [9 empty] | DEER:Res:HVAC_Eff_AC | Annual | 20
RB-HV-DuctSeal-HighToLow | DEER2020 | D20v0 | 2019-01-09 08:57 | SDG | MFm | Old | CZ06 | rNCGF | Cap-Tons | 1.59 | 1180 | None | 1.05 | 0 | 1.32 | [9 empty] | DEER:Res:HVAC_Eff_AC | Annual | 20
RB-HV-DuctSeal-HighToLow | DEER2020 | D20v0 | 2019-01-09 08:57 | SDG | MFm | Old | CZ06 | rWtd | Household | 1.59 | 1180 | None | 4.45 | 0.00511 | 1.27 | [9 empty] | DEER:Res:HVAC_Eff_AC | Annual | 20
RB-HV-DuctSeal-HighToLow | DEER2020 | D20v0 | 2019-01-09 08:57 | SDG | MFm | Old | CZ07 | rDXGF | Cap-Tons | 1.35 | 1160 | None | 5.1 | 0.00706 | 1.02 | [9 empty] | DEER:Res:HVAC_Eff_AC | Annual | 20
RB-HV-DuctSeal-HighToLow | DEER2020 | D20v0 | 2019-01-09 08:57 | SDG | MFm | Old | CZ07 | rDXHP | Cap-Tons | 1.35 | 1160 | None | 12.3 | 0.0075 | 0 | [9 empty] | DEER:Res:HVAC_Eff_AC | Annual | 20
RB-HV-DuctSeal-HighToLow | DEER2020 | D20v0 | 2019-01-09 08:57 | SDG | MFm | Old | CZ07 | rNCGF | Cap-Tons | 1.35 | 1160 | None | 0.822 | 0 | 0.979 | [9 empty] | DEER:Res:HVAC_Eff_AC | Annual | 20
RB-HV-DuctSeal-HighToLow | DEER2020 | D20v0 | 2019-01-09 08:57 | SDG | MFm | Old | CZ07 | rWtd | Household | 1.35 | 1160 | None | 2.49 | 0.00229 | 0.95 | [9 empty] | DEER:Res:HVAC_Eff_AC | Annual | 20
RB-HV-DuctSeal-HighToLow | DEER2020 | D20v0 | 2019-01-09 08:57 | SDG | MFm | Old | CZ08 | rDXGF | Cap-Tons | 1.32 | 1220 | None | 11.4 | 0.0119 | 1.16 | [9 empty] | DEER:Res:HVAC_Eff_AC | Annual | 20
RB-HV-DuctSeal-HighToLow | DEER2020 | D20v0 | 2019-01-09 08:57 | SDG | MFm | Old | CZ08 | rDXHP | Cap-Tons | 1.32 | 1220 | None | 21.1 | 0.0123 | 0 | [9 empty] | DEER:Res:HVAC_Eff_AC | Annual | 20
RB-HV-DuctSeal-HighToLow | DEER2020 | D20v0 | 2019-01-09 08:57 | SDG | MFm | Old | CZ08 | rNCGF | Cap-Tons | 1.32 | 1220 | None | 0.936 | 0 | 1.11 | [9 empty] | DEER:Res:HVAC_Eff_AC | Annual | 20
RB-HV-DuctSeal-HighToLow | DEER2020 | D20v0 | 2019-01-09 08:57 | SDG | MFm | Old | CZ08 | rWtd | Household | 1.32 | 1220 | None | 9.38 | 0.00859 | 1.04 | [9 empty] | DEER:Res:HVAC_Eff_AC | Annual | 20
RB-HV-DuctSeal-HighToLow | DEER2020 | D20v0 | 2019-01-09 08:57 | SDG | MFm | Old | CZ10 | rDXGF | Cap-Tons | 1.99 | 1310 | None | 10.8 | 0.0178 | 1.83 | [9 empty] | DEER:Res:HVAC_Eff_AC | Annual | 20
RB-HV-DuctSeal-HighToLow | DEER2020 | D20v0 | 2019-01-09 08:57 | SDG | MFm | Old | CZ10 | rDXHP | Cap-Tons | 1.99 | 1310 | None | 26.1 | 0.0179 | 0 | [9 empty] | DEER:Res:HVAC_Eff_AC | Annual | 20
RB-HV-DuctSeal-HighToLow | DEER2020 | D20v0 | 2019-01-09 08:57 | SDG | MFm | Old | CZ10 | rNCGF | Cap-Tons | 1.99 | 1310 | None | 1.31 | 0 | 1.77 | [9 empty] | DEER:Res:HVAC_Eff_AC | Annual | 20
RB-HV-DuctSeal-HighToLow | DEER2020 | D20v0 | 2019-01-09 08:57 | SDG | MFm | Old | CZ10 | rWtd | Household | 1.99 | 1310 | None | 10.7 | 0.0146 | 1.63 | [9 empty] | DEER:Res:HVAC_Eff_AC | Annual | 20
RB-HV-DuctSeal-HighToLow | DEER2020 | D20v0 | 2019-01-09 08:57 | SDG | MFm | Old | CZ14 | rDXGF | Cap-Tons | 2.31 | 1410 | None | 26.3 | 0.0186 | 2.02 | [9 empty] | DEER:Res:HVAC_Eff_AC | Annual | 20
RB-HV-DuctSeal-HighToLow | DEER2020 | D20v0 | 2019-01-09 08:57 | SDG | MFm | Old | CZ14 | rDXHP | Cap-Tons | 2.31 | 1410 | None | 49.2 | 0.0195 | 0 | [9 empty] | DEER:Res:HVAC_Eff_AC | Annual | 20
RB-HV-DuctSeal-HighToLow | DEER2020 | D20v0 | 2019-01-09 08:57 | SDG | MFm | Old | CZ14 | rNCGF | Cap-Tons | 2.31 | 1410 | None | 1.38 | 0 | 1.94 | [9 empty] | DEER:Res:HVAC_Eff_AC | Annual | 20
RB-HV-DuctSeal-HighToLow | DEER2020 | D20v0 | 2019-01-09 08:57 | SDG | MFm | Old | CZ14 | rWtd | Household | 2.31 | 1410 | None | 29.2 | 0.0187 | 1.76 | [9 empty] | DEER:Res:HVAC_Eff_AC | Annual | 20
RB-HV-DuctSeal-HighToLow | DEER2020 | D20v0 | 2019-01-09 08:57 | SDG | MFm | Old | CZ15 | rDXGF | Cap-Tons | 2.43 | 1410 | None | 36 | 0.0209 | 0.795 | [9 empty] | DEER:Res:HVAC_Eff_AC | Annual | 20
RB-HV-DuctSeal-HighToLow | DEER2020 | D20v0 | 2019-01-09 08:57 | SDG | MFm | Old | IOU | rDXGF | Cap-Tons | 1.5 | 1190 | None | 6.66 | 0.00971 | 1.21 | [9 empty] | DEER:Res:HVAC_Eff_AC | Annual | 20
RB-HV-DuctSeal-HighToLow | DEER2020 | D20v0 | 2019-01-09 08:57 | SDG | MFm | Old | IOU | rDXHP | Cap-Tons | 1.5 | 1190 | None | 15.8 | 0.0101 | 0 | [9 empty] | DEER:Res:HVAC_Eff_AC | Annual | 20
RB-HV-DuctSeal-HighToLow | DEER2020 | D20v0 | 2019-01-09 08:57 | SDG | MFm | Old | IOU | rNCGF | Cap-Tons | 1.5 | 1190 | None | 0.94 | 0 | 1.17 | [9 empty] | DEER:Res:HVAC_Eff_AC | Annual | 20
RB-HV-DuctSeal-HighToLow | DEER2020 | D20v0 | 2019-01-09 08:57 | SDG | MFm | Old | IOU | rWtd | Household | 1.5 | 1190 | None | 4.56 | 0.00522 | 1.11 | [9 empty] | DEER:Res:HVAC_Eff_AC | Annual | 20
RB-HV-DuctSeal-HighToLow | DEER2020 | D20v0 | 2019-01-09 08:57 | SDG | Res | Old | CZ06 | rDXGF | Cap-Tons | 3 | 1850 | None | 18.2 | 0.053 | 4.26 | [9 empty] | DEER:Res:HVAC_Eff_AC | Annual | 20
RB-HV-DuctSeal-HighToLow | DEER2020 | D20v0 | 2019-01-09 08:57 | SDG | Res | Old | CZ06 | rDXHP | Cap-Tons | 3 | 1850 | None | 55.5 | 0.054 | 0 | [9 empty] | DEER:Res:HVAC_Eff_AC | Annual | 20
RB-HV-DuctSeal-HighToLow | DEER2020 | D20v0 | 2019-01-09 08:57 | SDG | Res | Old | CZ06 | rNCGF | Cap-Tons | 3 | 1850 | None | 2.7 | 0 | 4.16 | [9 empty] | DEER:Res:HVAC_Eff_AC | Annual | 20
RB-HV-DuctSeal-HighToLow | DEER2020 | D20v0 | 2019-01-09 08:57 | SDG | Res | Old | CZ06 | rWtd | Household | 3 | 1850 | None | 11.7 | 0.027 | 4.08 | [9 empty] | DEER:Res:HVAC_Eff_AC | Annual | 20
RB-HV-DuctSeal-HighToLow | DEER2020 | D20v0 | 2019-01-09 08:57 | SDG | Res | Old | CZ07 | rDXGF | Cap-Tons | 2.2 | 1540 | None | 19.4 | 0.035 | 3.4 | [9 empty] | DEER:Res:HVAC_Eff_AC | Annual | 20
RB-HV-DuctSeal-HighToLow | DEER2020 | D20v0 | 2019-01-09 08:57 | SDG | Res | Old | CZ07 | rDXHP | Cap-Tons | 2.2 | 1540 | None | 43.7 | 0.037 | 0 | [9 empty] | DEER:Res:HVAC_Eff_AC | Annual | 20
RB-HV-DuctSeal-HighToLow | DEER2020 | D20v0 | 2019-01-09 08:57 | SDG | Res | Old | CZ07 | rNCGF | Cap-Tons | 2.2 | 1540 | None | 2.3 | 0 | 3.33 | [9 empty] | DEER:Res:HVAC_Eff_AC | Annual | 20
RB-HV-DuctSeal-HighToLow | DEER2020 | D20v0 | 2019-01-09 08:57 | SDG | Res | Old | CZ07 | rWtd | Household | 2.2 | 1540 | None | 8.3 | 0.011 | 3.28 | [9 empty] | DEER:Res:HVAC_Eff_AC | Annual | 20
RB-HV-DuctSeal-HighToLow | DEER2020 | D20v0 | 2019-01-09 08:57 | SDG | Res | Old | CZ08 | rDXGF | Cap-Tons | 2.3 | 1500 | None | 27.6 | 0.037 | 2.4 | [9 empty] | DEER:Res:HVAC_Eff_AC | Annual | 20
RB-HV-DuctSeal-HighToLow | DEER2020 | D20v0 | 2019-01-09 08:57 | SDG | Res | Old | CZ08 | rDXHP | Cap-Tons | 2.3 | 1500 | None | 48.5 | 0.038 | 0 | [9 empty] | DEER:Res:HVAC_Eff_AC | Annual | 20
RB-HV-DuctSeal-HighToLow | DEER2020 | D20v0 | 2019-01-09 08:57 | SDG | Res | Old | CZ08 | rNCGF | Cap-Tons | 2.3 | 1500 | None | 1.6 | 0 | 2.32 | [9 empty] | DEER:Res:HVAC_Eff_AC | Annual | 20
RB-HV-DuctSeal-HighToLow | DEER2020 | D20v0 | 2019-01-09 08:57 | SDG | Res | Old | CZ08 | rWtd | Household | 2.3 | 1500 | None | 23 | 0.029 | 2.23 | [9 empty] | DEER:Res:HVAC_Eff_AC | Annual | 20
RB-HV-DuctSeal-HighToLow | DEER2020 | D20v0 | 2019-01-09 08:57 | SDG | Res | Old | CZ10 | rDXGF | Cap-Tons | 3.3 | 1610 | None | 35.9 | 0.062 | 4.5 | [9 empty] | DEER:Res:HVAC_Eff_AC | Annual | 20
RB-HV-DuctSeal-HighToLow | DEER2020 | D20v0 | 2019-01-09 08:57 | SDG | Res | Old | CZ10 | rDXHP | Cap-Tons | 3.3 | 1610 | None | 79.5 | 0.065 | 0 | [9 empty] | DEER:Res:HVAC_Eff_AC | Annual | 20
RB-HV-DuctSeal-HighToLow | DEER2020 | D20v0 | 2019-01-09 08:57 | SDG | Res | Old | CZ10 | rNCGF | Cap-Tons | 3.3 | 1610 | None | 2.7 | 0 | 4.37 | [9 empty] | DEER:Res:HVAC_Eff_AC | Annual | 20
RB-HV-DuctSeal-HighToLow | DEER2020 | D20v0 | 2019-01-09 08:57 | SDG | Res | Old | CZ10 | rWtd | Household | 3.3 | 1610 | None | 30.8 | 0.048 | 4.23 | [9 empty] | DEER:Res:HVAC_Eff_AC | Annual | 20
RB-HV-DuctSeal-HighToLow | DEER2020 | D20v0 | 2019-01-09 08:57 | SDG | Res | Old | CZ14 | rDXGF | Cap-Tons | 4.6 | 1570 | None | 91 | 0.096 | 7.14 | [9 empty] | DEER:Res:HVAC_Eff_AC | Annual | 20
RB-HV-DuctSeal-HighToLow | DEER2020 | D20v0 | 2019-01-09 08:57 | SDG | Res | Old | CZ14 | rDXHP | Cap-Tons | 4.6 | 1570 | None | 185 | 0.103 | 0 | [9 empty] | DEER:Res:HVAC_Eff_AC | Annual | 20
RB-HV-DuctSeal-HighToLow | DEER2020 | D20v0 | 2019-01-09 08:57 | SDG | Res | Old | CZ14 | rNCGF | Cap-Tons | 4.6 | 1570 | None | 4.1 | 0 | 6.66 | [9 empty] | DEER:Res:HVAC_Eff_AC | Annual | 20
RB-HV-DuctSeal-HighToLow | DEER2020 | D20v0 | 2019-01-09 08:57 | SDG | Res | Old | CZ14 | rWtd | Household | 4.6 | 1570 | None | 59.1 | 0.058 | 6.65 | [9 empty] | DEER:Res:HVAC_Eff_AC | Annual | 20
RB-HV-DuctSeal-HighToLow | DEER2020 | D20v0 | 2019-01-09 08:57 | SDG | Res | Old | CZ15 | rDXGF | Cap-Tons | 5.7 | 1590 | None | 74.7 | 0.058 | 2.17 | [9 empty] | DEER:Res:HVAC_Eff_AC | Annual | 20
RB-HV-DuctSeal-HighToLow | DEER2020 | D20v0 | 2019-01-09 08:57 | SDG | Res | Old | CZ15 | rDXHP | Cap-Tons | 5.7 | 1590 | None | 102 | 0.064 | 0 | [9 empty] | DEER:Res:HVAC_Eff_AC | Annual | 20
RB-HV-DuctSeal-HighToLow | DEER2020 | D20v0 | 2019-01-09 08:57 | SDG | Res | Old | CZ15 | rNCGF | Cap-Tons | 5.7 | 1590 | None | 1.2 | 0 | 2.02 | [9 empty] | DEER:Res:HVAC_Eff_AC | Annual | 20
RB-HV-DuctSeal-HighToLow | DEER2020 | D20v0 | 2019-01-09 08:57 | SDG | Res | Old | CZ15 | rWtd | Household | 5.7 | 1590 | None | 76.1 | 0.059 | 2.05 | [9 empty] | DEER:Res:HVAC_Eff_AC | Annual | 20
RB-HV-DuctSeal-HighToLow | DEER2020 | D20v0 | 2019-01-09 08:57 | SDG | Res | Old | IOU | rDXGF | Cap-Tons | 2.6 | 1580 | None | 24.5 | 0.044 | 3.75 | [9 empty] | DEER:Res:HVAC_Eff_AC | Annual | 20
RB-HV-DuctSeal-HighToLow | DEER2020 | D20v0 | 2019-01-09 08:57 | SDG | Res | Old | IOU | rDXHP | Cap-Tons | 2.6 | 1580 | None | 55.2 | 0.046 | 0 | [9 empty] | DEER:Res:HVAC_Eff_AC | Annual | 20
RB-HV-DuctSeal-HighToLow | DEER2020 | D20v0 | 2019-01-09 08:57 | SDG | Res | Old | IOU | rNCGF | Cap-Tons | 2.6 | 1580 | None | 2.4 | 0 | 3.66 | [9 empty] | DEER:Res:HVAC_Eff_AC | Annual | 20
RB-HV-DuctSeal-HighToLow | DEER2020 | D20v0 | 2019-01-09 08:57 | SDG | Res | Old | IOU | rWtd | Household | 2.6 | 1580 | None | 15.3 | 0.023 | 3.59 | [9 empty] | DEER:Res:HVAC_Eff_AC | Annual | 20
RB-HV-DuctSeal-HighToLow | DEER2020 | D20v0 | 2019-01-09 08:57 | SDG | SFm | Old | CZ06 | rDXGF | Cap-Tons | 3.53 | 2070 | None | 21.7 | 0.0658 | 5.2 | [9 empty] | DEER:Res:HVAC_Eff_AC | Annual | 20
RB-HV-DuctSeal-HighToLow | DEER2020 | D20v0 | 2019-01-09 08:57 | SDG | SFm | Old | CZ06 | rDXHP | Cap-Tons | 3.53 | 2070 | None | 67.4 | 0.0681 | 0 | [9 empty] | DEER:Res:HVAC_Eff_AC | Annual | 20
RB-HV-DuctSeal-HighToLow | DEER2020 | D20v0 | 2019-01-09 08:57 | SDG | SFm | Old | CZ06 | rNCGF | Cap-Tons | 3.53 | 2070 | None | 3.2 | 0 | 5.09 | [9 empty] | DEER:Res:HVAC_Eff_AC | Annual | 20
RB-HV-DuctSeal-HighToLow | DEER2020 | D20v0 | 2019-01-09 08:57 | SDG | SFm | Old | CZ06 | rWtd | Household | 3.53 | 2070 | None | 14.1 | 0.0342 | 5 | [9 empty] | DEER:Res:HVAC_Eff_AC | Annual | 20
RB-HV-DuctSeal-HighToLow | DEER2020 | D20v0 | 2019-01-09 08:57 | SDG | SFm | Old | CZ07 | rDXGF | Cap-Tons | 2.59 | 1780 | None | 25.9 | 0.0489 | 4.85 | [9 empty] | DEER:Res:HVAC_Eff_AC | Annual | 20
RB-HV-DuctSeal-HighToLow | DEER2020 | D20v0 | 2019-01-09 08:57 | SDG | SFm | Old | CZ07 | rDXHP | Cap-Tons | 2.59 | 1780 | None | 60.2 | 0.052 | 0 | [9 empty] | DEER:Res:HVAC_Eff_AC | Annual | 20
RB-HV-DuctSeal-HighToLow | DEER2020 | D20v0 | 2019-01-09 08:57 | SDG | SFm | Old | CZ07 | rNCGF | Cap-Tons | 2.59 | 1780 | None | 3.22 | 0 | 4.77 | [9 empty] | DEER:Res:HVAC_Eff_AC | Annual | 20
RB-HV-DuctSeal-HighToLow | DEER2020 | D20v0 | 2019-01-09 08:57 | SDG | SFm | Old | CZ07 | rWtd | Household | 2.59 | 1780 | None | 11.3 | 0.0162 | 4.71 | [9 empty] | DEER:Res:HVAC_Eff_AC | Annual | 20
RB-HV-DuctSeal-HighToLow | DEER2020 | D20v0 | 2019-01-09 08:57 | SDG | SFm | Old | CZ08 | rDXGF | Cap-Tons | 3.34 | 2010 | None | 38.5 | 0.0583 | 4 | [9 empty] | DEER:Res:HVAC_Eff_AC | Annual | 20
RB-HV-DuctSeal-HighToLow | DEER2020 | D20v0 | 2019-01-09 08:57 | SDG | SFm | Old | CZ08 | rDXHP | Cap-Tons | 3.34 | 2010 | None | 72.1 | 0.0606 | 0 | [9 empty] | DEER:Res:HVAC_Eff_AC | Annual | 20
RB-HV-DuctSeal-HighToLow | DEER2020 | D20v0 | 2019-01-09 08:57 | SDG | SFm | Old | CZ08 | rNCGF | Cap-Tons | 3.34 | 2010 | None | 2.49 | 0 | 3.91 | [9 empty] | DEER:Res:HVAC_Eff_AC | Annual | 20
RB-HV-DuctSeal-HighToLow | DEER2020 | D20v0 | 2019-01-09 08:57 | SDG | SFm | Old | CZ08 | rWtd | Household | 3.34 | 2010 | None | 35.3 | 0.0508 | 3.8 | [9 empty] | DEER:Res:HVAC_Eff_AC | Annual | 20
RB-HV-DuctSeal-HighToLow | DEER2020 | D20v0 | 2019-01-09 08:57 | SDG | SFm | Old | CZ10 | rDXGF | Cap-Tons | 3.84 | 1780 | None | 38 | 0.0701 | 5.48 | [9 empty] | DEER:Res:HVAC_Eff_AC | Annual | 20
RB-HV-DuctSeal-HighToLow | DEER2020 | D20v0 | 2019-01-09 08:57 | SDG | SFm | Old | CZ10 | rDXHP | Cap-Tons | 3.84 | 1780 | None | 91.4 | 0.0731 | 0 | [9 empty] | DEER:Res:HVAC_Eff_AC | Annual | 20
RB-HV-DuctSeal-HighToLow | DEER2020 | D20v0 | 2019-01-09 08:57 | SDG | SFm | Old | CZ10 | rNCGF | Cap-Tons | 3.84 | 1780 | None | 3.3 | 0 | 5.37 | [9 empty] | DEER:Res:HVAC_Eff_AC | Annual | 20
RB-HV-DuctSeal-HighToLow | DEER2020 | D20v0 | 2019-01-09 08:57 | SDG | SFm | Old | CZ10 | rWtd | Household | 3.84 | 1780 | None | 31.1 | 0.052 | 5.23 | [9 empty] | DEER:Res:HVAC_Eff_AC | Annual | 20
RB-HV-DuctSeal-HighToLow | DEER2020 | D20v0 | 2019-01-09 08:57 | SDG | SFm | Old | CZ14 | rDXGF | Cap-Tons | 4.86 | 1630 | None | 81.7 | 0.0883 | 6.85 | [9 empty] | DEER:Res:HVAC_Eff_AC | Annual | 20
RB-HV-DuctSeal-HighToLow | DEER2020 | D20v0 | 2019-01-09 08:57 | SDG | SFm | Old | CZ14 | rDXHP | Cap-Tons | 4.86 | 1630 | None | 174 | 0.0954 | 0 | [9 empty] | DEER:Res:HVAC_Eff_AC | Annual | 20
RB-HV-DuctSeal-HighToLow | DEER2020 | D20v0 | 2019-01-09 08:57 | SDG | SFm | Old | CZ14 | rNCGF | Cap-Tons | 4.86 | 1630 | None | 3.95 | 0 | 6.49 | [9 empty] | DEER:Res:HVAC_Eff_AC | Annual | 20
RB-HV-DuctSeal-HighToLow | DEER2020 | D20v0 | 2019-01-09 08:57 | SDG | SFm | Old | CZ14 | rWtd | Household | 4.86 | 1630 | None | 62.8 | 0.063 | 6.48 | [9 empty] | DEER:Res:HVAC_Eff_AC | Annual | 20
RB-HV-DuctSeal-HighToLow | DEER2020 | D20v0 | 2019-01-09 08:57 | SDG | SFm | Old | CZ15 | rDXGF | Cap-Tons | 5.93 | 1600 | None | 77.3 | 0.061 | 2.27 | [9 empty] | DEER:Res:HVAC_Eff_AC | Annual | 20
RB-HV-DuctSeal-MedToLow | DEER2020 | D20v0 | 2019-01-09 08:57 | PGE | DMo | Old | CZ01 | rDXGF | Cap-Tons | 3.5 | 1210 | None | 4.24 | 0 | 5.4 | [9 empty] | DEER:Res:HVAC_Eff_AC | Annual | 20
RB-HV-DuctSeal-MedToLow | DEER2020 | D20v0 | 2019-01-09 08:57 | PGE | DMo | Old | CZ01 | rDXHP | Cap-Tons | 3.5 | 1210 | None | 47.5 | 0 | 0 | [9 empty] | DEER:Res:HVAC_Eff_AC | Annual | 20
RB-HV-DuctSeal-MedToLow | DEER2020 | D20v0 | 2019-01-09 08:57 | PGE | DMo | Old | CZ01 | rNCGF | Cap-Tons | 3.5 | 1210 | None | 3.03 | 0 | 4.86 | [9 empty] | DEER:Res:HVAC_Eff_AC | Annual | 20
RB-HV-DuctSeal-MedToLow | DEER2020 | D20v0 | 2019-01-09 08:57 | PGE | DMo | Old | CZ01 | rWtd | Household | 3.5 | 1210 | None | 3.94 | 0 | 4.84 | [9 empty] | DEER:Res:HVAC_Eff_AC | Annual | 20
RB-HV-DuctSeal-MedToLow | DEER2020 | D20v0 | 2019-01-09 08:57 | PGE | DMo | Old | CZ02 | rDXGF | Cap-Tons | 3.5 | 1210 | None | 16.7 | 0.047 | 5.51 | [9 empty] | DEER:Res:HVAC_Eff_AC | Annual | 20
RB-HV-DuctSeal-MedToLow | DEER2020 | D20v0 | 2019-01-09 08:57 | PGE | DMo | Old | CZ02 | rDXHP | Cap-Tons | 3.5 | 1210 | None | 69.5 | 0.0519 | 0 | [9 empty] | DEER:Res:HVAC_Eff_AC | Annual | 20
RB-HV-DuctSeal-MedToLow | DEER2020 | D20v0 | 2019-01-09 08:57 | PGE | DMo | Old | CZ02 | rNCGF | Cap-Tons | 3.5 | 1210 | None | 3.06 | 0 | 4.9 | [9 empty] | DEER:Res:HVAC_Eff_AC | Annual | 20
RB-HV-DuctSeal-MedToLow | DEER2020 | D20v0 | 2019-01-09 08:57 | PGE | DMo | Old | CZ02 | rWtd | Household | 3.5 | 1210 | None | 21.8 | 0.0439 | 4.83 | [9 empty] | DEER:Res:HVAC_Eff_AC | Annual | 20
RB-HV-DuctSeal-MedToLow | DEER2020 | D20v0 | 2019-01-09 08:57 | PGE | DMo | Old | CZ03 | rDXGF | Cap-Tons | 3.5 | 1210 | None | 11 | 0.0297 | 4.24 | [9 empty] | DEER:Res:HVAC_Eff_AC | Annual | 20
RB-HV-DuctSeal-MedToLow | DEER2020 | D20v0 | 2019-01-09 08:57 | PGE | DMo | Old | CZ03 | rDXHP | Cap-Tons | 3.5 | 1210 | None | 42 | 0.0356 | 0 | [9 empty] | DEER:Res:HVAC_Eff_AC | Annual | 20
RB-HV-DuctSeal-MedToLow | DEER2020 | D20v0 | 2019-01-09 08:57 | PGE | DMo | Old | CZ03 | rNCGF | Cap-Tons | 3.5 | 1210 | None | 2.39 | 0 | 3.86 | [9 empty] | DEER:Res:HVAC_Eff_AC | Annual | 20
RB-HV-DuctSeal-MedToLow | DEER2020 | D20v0 | 2019-01-09 08:57 | PGE | DMo | Old | CZ03 | rWtd | Household | 3.5 | 1210 | None | 9.78 | 0.018 | 3.77 | [9 empty] | DEER:Res:HVAC_Eff_AC | Annual | 20
RB-HV-DuctSeal-MedToLow | DEER2020 | D20v0 | 2019-01-09 08:57 | PGE | DMo | Old | CZ04 | rDXGF | Cap-Tons | 3.5 | 1210 | None | 27.1 | 0.0534 | 3.63 | [9 empty] | DEER:Res:HVAC_Eff_AC | Annual | 20
RB-HV-DuctSeal-MedToLow | DEER2020 | D20v0 | 2019-01-09 08:57 | PGE | DMo | Old | CZ04 | rDXHP | Cap-Tons | 3.5 | 1210 | None | 65.9 | 0.0606 | 0 | [9 empty] | DEER:Res:HVAC_Eff_AC | Annual | 20
RB-HV-DuctSeal-MedToLow | DEER2020 | D20v0 | 2019-01-09 08:57 | PGE | DMo | Old | CZ04 | rNCGF | Cap-Tons | 3.5 | 1210 | None | 2.03 | 0 | 3.25 | [9 empty] | DEER:Res:HVAC_Eff_AC | Annual | 20
RB-HV-DuctSeal-MedToLow | DEER2020 | D20v0 | 2019-01-09 08:57 | PGE | DMo | Old | CZ04 | rWtd | Household | 3.5 | 1210 | None | 25 | 0.0417 | 3.2 | [9 empty] | DEER:Res:HVAC_Eff_AC | Annual | 20
RB-HV-DuctSeal-MedToLow | DEER2020 | D20v0 | 2019-01-09 08:57 | PGE | DMo | Old | CZ05 | rDXGF | Cap-Tons | 3.5 | 1210 | None | 9.32 | 0.0227 | 4.61 | [9 empty] | DEER:Res:HVAC_Eff_AC | Annual | 20
RB-HV-DuctSeal-MedToLow | DEER2020 | D20v0 | 2019-01-09 08:57 | PGE | DMo | Old | CZ05 | rDXHP | Cap-Tons | 3.5 | 1210 | None | 46.1 | 0.0257 | 0 | [9 empty] | DEER:Res:HVAC_Eff_AC | Annual | 20
RB-HV-DuctSeal-MedToLow | DEER2020 | D20v0 | 2019-01-09 08:57 | PGE | DMo | Old | CZ05 | rNCGF | Cap-Tons | 3.5 | 1210 | None | 2.58 | 0 | 4.14 | [9 empty] | DEER:Res:HVAC_Eff_AC | Annual | 20
RB-HV-DuctSeal-MedToLow | DEER2020 | D20v0 | 2019-01-09 08:57 | PGE | DMo | Old | CZ05 | rWtd | Household | 3.5 | 1210 | None | 4.28 | 0.00344 | 4.13 | [9 empty] | DEER:Res:HVAC_Eff_AC | Annual | 20
RB-HV-DuctSeal-MedToLow | DEER2020 | D20v0 | 2019-01-09 08:57 | PGE | DMo | Old | CZ11 | rDXGF | Cap-Tons | 3.5 | 1220 | None | 64.5 | 0.0983 | 5 | [9 empty] | DEER:Res:HVAC_Eff_AC | Annual | 20
RB-HV-DuctSeal-MedToLow | DEER2020 | D20v0 | 2019-01-09 08:57 | PGE | DMo | Old | CZ12 | rDXGF | Cap-Tons | 3.5 | 1210 | None | 39.4 | 0.0709 | 5.06 | [9 empty] | DEER:Res:HVAC_Eff_AC | Annual | 20
RB-HV-DuctSeal-MedToLow | DEER2020 | D20v0 | 2019-01-09 08:57 | PGE | DMo | Old | CZ12 | rDXHP | Cap-Tons | 3.5 | 1210 | None | 86.2 | 0.0773 | 0 | [9 empty] | DEER:Res:HVAC_Eff_AC | Annual | 20
RB-HV-DuctSeal-MedToLow | DEER2020 | D20v0 | 2019-01-09 08:57 | PGE | DMo | Old | CZ12 | rNCGF | Cap-Tons | 3.5 | 1210 | None | 2.83 | 0 | 4.54 | [9 empty] | DEER:Res:HVAC_Eff_AC | Annual | 20
RB-HV-DuctSeal-MedToLow | DEER2020 | D20v0 | 2019-01-09 08:57 | PGE | DMo | Old | CZ12 | rWtd | Household | 3.5 | 1210 | None | 44 | 0.0697 | 4.43 | [9 empty] | DEER:Res:HVAC_Eff_AC | Annual | 20
RB-HV-DuctSeal-MedToLow | DEER2020 | D20v0 | 2019-01-09 08:57 | PGE | DMo | Old | CZ13 | rDXGF | Cap-Tons | 3.5 | 1210 | None | 68.2 | 0.0706 | 3.97 | [9 empty] | DEER:Res:HVAC_Eff_AC | Annual | 20
RB-HV-DuctSeal-MedToLow | DEER2020 | D20v0 | 2019-01-09 08:57 | PGE | DMo | Old | CZ13 | rDXHP | Cap-Tons | 3.5 | 1210 | None | 109 | 0.0774 | 0 | [9 empty] | DEER:Res:HVAC_Eff_AC | Annual | 20
RB-HV-DuctSeal-MedToLow | DEER2020 | D20v0 | 2019-01-09 08:57 | PGE | DMo | Old | CZ13 | rNCGF | Cap-Tons | 3.5 | 1210 | None | 2.23 | 0 | 3.59 | [9 empty] | DEER:Res:HVAC_Eff_AC | Annual | 20
RB-HV-DuctSeal-MedToLow | DEER2020 | D20v0 | 2019-01-09 08:57 | PGE | DMo | Old | CZ13 | rWtd | Household | 3.5 | 1210 | None | 69.2 | 0.0674 | 3.48 | [9 empty] | DEER:Res:HVAC_Eff_AC | Annual | 20
RB-HV-DuctSeal-MedToLow | DEER2020 | D20v0 | 2019-01-09 08:57 | PGE | DMo | Old | CZ16 | rDXGF | Cap-Tons | 3.5 | 1230 | None | 31.2 | 0.0386 | 10.7 | [9 empty] | DEER:Res:HVAC_Eff_AC | Annual | 20
RB-HV-DuctSeal-MedToLow | DEER2020 | D20v0 | 2019-01-09 08:57 | PGE | DMo | Old | CZ16 | rDXHP | Cap-Tons | 3.5 | 1230 | None | 162 | 0.0432 | 0 | [9 empty] | DEER:Res:HVAC_Eff_AC | Annual | 20
RB-HV-DuctSeal-MedToLow | DEER2020 | D20v0 | 2019-01-09 08:57 | PGE | DMo | Old | CZ16 | rNCGF | Cap-Tons | 3.5 | 1230 | None | 5.91 | 0 | 9.38 | [9 empty] | DEER:Res:HVAC_Eff_AC | Annual | 20
RB-HV-DuctSeal-MedToLow | DEER2020 | D20v0 | 2019-01-09 08:57 | PGE | DMo | Old | CZ16 | rWtd | Household | 3.5 | 1230 | None | 31.6 | 0.0242 | 9.38 | [9 empty] | DEER:Res:HVAC_Eff_AC | Annual | 20
RB-HV-DuctSeal-MedToLow | DEER2020 | D20v0 | 2019-01-09 08:57 | PGE | DMo | Old | IOU | rDXGF | Cap-Tons | 3.5 | 1220 | None | 43.6 | 0.0663 | 5.11 | [9 empty] | DEER:Res:HVAC_Eff_AC | Annual | 20
RB-HV-DuctSeal-MedToLow | DEER2020 | D20v0 | 2019-01-09 08:57 | PGE | DMo | Old | IOU | rDXHP | Cap-Tons | 3.5 | 1220 | None | 93.8 | 0.0714 | 0 | [9 empty] | DEER:Res:HVAC_Eff_AC | Annual | 20
RB-HV-DuctSeal-MedToLow | DEER2020 | D20v0 | 2019-01-09 08:57 | PGE | DMo | Old | IOU | rNCGF | Cap-Tons | 3.5 | 1220 | None | 2.85 | 0 | 4.56 | [9 empty] | DEER:Res:HVAC_Eff_AC | Annual | 20
RB-HV-DuctSeal-MedToLow | DEER2020 | D20v0 | 2019-01-09 08:57 | PGE | DMo | Old | IOU | rWtd | Household | 3.5 | 1220 | None | 45.1 | 0.0598 | 4.48 | [9 empty] | DEER:Res:HVAC_Eff_AC | Annual | 20
RB-HV-DuctSeal-MedToLow | DEER2020 | D20v0 | 2019-01-09 08:57 | PGE | MFm | Old | CZ01 | rDXGF | Cap-Tons | 1.06 | 1050 | None | 1.69 | 0 | 1.58 | [9 empty] | DEER:Res:HVAC_Eff_AC | Annual | 20
RB-HV-DuctSeal-MedToLow | DEER2020 | D20v0 | 2019-01-09 08:57 | PGE | MFm | Old | CZ01 | rDXHP | Cap-Tons | 1.06 | 1050 | None | 16.8 | 0 | 0 | [9 empty] | DEER:Res:HVAC_Eff_AC | Annual | 20
RB-HV-DuctSeal-MedToLow | DEER2020 | D20v0 | 2019-01-09 08:57 | PGE | MFm | Old | CZ01 | rNCGF | Cap-Tons | 1.06 | 1050 | None | 1.41 | 0 | 1.47 | [9 empty] | DEER:Res:HVAC_Eff_AC | Annual | 20
RB-HV-DuctSeal-MedToLow | DEER2020 | D20v0 | 2019-01-09 08:57 | PGE | MFm | Old | CZ01 | rWtd | Household | 1.06 | 1050 | None | 1.49 | 0 | 1.47 | [9 empty] | DEER:Res:HVAC_Eff_AC | Annual | 20
RB-HV-DuctSeal-MedToLow | DEER2020 | D20v0 | 2019-01-09 08:57 | PGE | MFm | Old | CZ02 | rDXGF | Cap-Tons | 1.48 | 1080 | None | 2.81 | 0.00664 | 0.981 | [9 empty] | DEER:Res:HVAC_Eff_AC | Annual | 20
RB-HV-DuctSeal-MedToLow | DEER2020 | D20v0 | 2019-01-09 08:57 | PGE | MFm | Old | CZ02 | rDXHP | Cap-Tons | 1.48 | 1080 | None | 12.9 | 0.00683 | 0 | [9 empty] | DEER:Res:HVAC_Eff_AC | Annual | 20
RB-HV-DuctSeal-MedToLow | DEER2020 | D20v0 | 2019-01-09 08:57 | PGE | MFm | Old | CZ02 | rNCGF | Cap-Tons | 1.48 | 1080 | None | 0.77 | 0 | 0.945 | [9 empty] | DEER:Res:HVAC_Eff_AC | Annual | 20
RB-HV-DuctSeal-MedToLow | DEER2020 | D20v0 | 2019-01-09 08:57 | PGE | MFm | Old | CZ02 | rWtd | Household | 1.48 | 1080 | None | 2.14 | 0.00276 | 0.909 | [9 empty] | DEER:Res:HVAC_Eff_AC | Annual | 20
RB-HV-DuctSeal-MedToLow | DEER2020 | D20v0 | 2019-01-09 08:57 | PGE | MFm | Old | CZ03 | rDXGF | Cap-Tons | 1.39 | 1080 | None | 1.22 | 0.00234 | 1.03 | [9 empty] | DEER:Res:HVAC_Eff_AC | Annual | 20
RB-HV-DuctSeal-MedToLow | DEER2020 | D20v0 | 2019-01-09 08:57 | PGE | MFm | Old | CZ03 | rDXHP | Cap-Tons | 1.39 | 1080 | None | 9.46 | 0.00234 | 0 | [9 empty] | DEER:Res:HVAC_Eff_AC | Annual | 20
RB-HV-DuctSeal-MedToLow | DEER2020 | D20v0 | 2019-01-09 08:57 | PGE | MFm | Old | CZ03 | rNCGF | Cap-Tons | 1.39 | 1080 | None | 0.825 | 0 | 0.995 | [9 empty] | DEER:Res:HVAC_Eff_AC | Annual | 20
RB-HV-DuctSeal-HighToLow | DEER2020 | D20v0 | 2019-11-06 15:58 | Any | SFm | Old | CZ03 | rNCGF | Cap-Tons | 2.9 | 1690 | None | 6.77 | 0 | 10.2 | [9 empty] | DEER:Res:HVAC_Eff_AC | Annual | 20
RB-HV-DuctSeal-HighToLow | DEER2020 | D20v0 | 2020-09-17 17:53 | Any | SFm | Old | CZ03 | rWtd | Cap-Tons | 2.9 | 1690 | None | 8.01 | 0.00415 | 10.1 | [9 empty] | DEER:Res:HVAC_Eff_AC | Annual | 20
RB-HV-DuctSeal-MedToLow | DEER2020 | D20v0 | 2019-01-09 08:57 | PGE | MFm | Old | CZ16 | rNCGF | Cap-Tons | 1.52 | 1130 | None | 1.32 | 0 | 1.63 | [9 empty] | DEER:Res:HVAC_Eff_AC | Annual | 20
RB-HV-DuctSeal-MedToLow | DEER2020 | D20v0 | 2019-01-09 08:57 | PGE | MFm | Old | CZ16 | rWtd | Household | 1.52 | 1130 | None | 7 | 0.00448 | 1.52 | [9 empty] | DEER:Res:HVAC_Eff_AC | Annual | 20
RB-HV-DuctSeal-MedToLow | DEER2020 | D20v0 | 2019-01-09 08:57 | PGE | MFm | Old | IOU | rDXGF | Cap-Tons | 1.49 | 1090 | None | 3.12 | 0.00517 | 0.975 | [9 empty] | DEER:Res:HVAC_Eff_AC | Annual | 20
RB-HV-DuctSeal-MedToLow | DEER2020 | D20v0 | 2019-01-09 08:57 | PGE | MFm | Old | IOU | rDXHP | Cap-Tons | 1.49 | 1090 | None | 12 | 0.00541 | 0 | [9 empty] | DEER:Res:HVAC_Eff_AC | Annual | 20
RB-HV-DuctSeal-MedToLow | DEER2020 | D20v0 | 2019-01-09 08:57 | PGE | MFm | Old | IOU | rNCGF | Cap-Tons | 1.49 | 1090 | None | 0.766 | 0 | 0.941 | [9 empty] | DEER:Res:HVAC_Eff_AC | Annual | 20
RB-HV-DuctSeal-MedToLow | DEER2020 | D20v0 | 2019-01-09 08:57 | PGE | MFm | Old | IOU | rWtd | Household | 1.49 | 1090 | None | 3.04 | 0.00319 | 0.904 | [9 empty] | DEER:Res:HVAC_Eff_AC | Annual | 20
RB-HV-DuctSeal-MedToLow | DEER2020 | D20v0 | 2019-01-09 08:57 | PGE | Res | Old | CZ01 | rDXGF | Cap-Tons | 1.9 | 1620 | None | 4.5 | 0 | 5.5 | [9 empty] | DEER:Res:HVAC_Eff_AC | Annual | 20
RB-HV-DuctSeal-MedToLow | DEER2020 | D20v0 | 2019-11-06 15:58 | Any | Res | Old | CZ03 | rDXGF | Cap-Tons | 2.2 | 1410 | None | 3.3 | 0.009 | 2.81 | [9 empty] | DEER:Res:HVAC_Eff_AC | Annual | 20
RB-HV-DuctSeal-MedToLow | DEER2020 | D20v0 | 2019-11-06 15:58 | Any | Res | Old | CZ03 | rDXHP | Cap-Tons | 2.2 | 1410 | None | 25.7 | 0.009 | 0 | [9 empty] | DEER:Res:HVAC_Eff_AC | Annual | 20
RB-HV-DuctSeal-MedToLow | DEER2020 | D20v0 | 2019-11-06 15:58 | Any | Res | Old | CZ03 | rNCGF | Cap-Tons | 2.2 | 1410 | None | 1.9 | 0 | 2.76 | [9 empty] | DEER:Res:HVAC_Eff_AC | Annual | 20
RB-HV-DuctSeal-MedToLow | DEER2020 | D20v0 | 2019-01-09 08:57 | PGE | Res | Old | CZ01 | rDXHP | Cap-Tons | 1.9 | 1620 | None | 59.7 | 0 | 0 | [9 empty] | DEER:Res:HVAC_Eff_AC | Annual | 20
RB-HV-DuctSeal-MedToLow | DEER2020 | D20v0 | 2019-01-09 08:57 | PGE | Res | Old | CZ01 | rNCGF | Cap-Tons | 1.9 | 1620 | None | 4 | 0 | 5.38 | [9 empty] | DEER:Res:HVAC_Eff_AC | Annual | 20
RB-HV-DuctSeal-MedToLow | DEER2020 | D20v0 | 2019-01-09 08:57 | PGE | Res | Old | CZ01 | rWtd | Household | 1.9 | 1620 | None | 4.1 | 0 | 5.37 | [9 empty] | DEER:Res:HVAC_Eff_AC | Annual | 20
RB-HV-DuctSeal-MedToLow | DEER2020 | D20v0 | 2019-01-09 08:57 | PGE | Res | Old | CZ02 | rDXGF | Cap-Tons | 3 | 1560 | None | 6 | 0.019 | 3.71 | [9 empty] | DEER:Res:HVAC_Eff_AC | Annual | 20
RB-HV-DuctSeal-MedToLow | DEER2020 | D20v0 | 2019-01-09 08:57 | PGE | SFm | Old | CZ01 | rDXGF | Cap-Tons | 2.06 | 1830 | None | 5.41 | 0 | 6.74 | [9 empty] | DEER:Res:HVAC_Eff_AC | Annual | 20
RB-HV-DuctSeal-MedToLow | DEER2020 | D20v0 | 2019-01-09 08:57 | PGE | SFm | Old | CZ01 | rDXHP | Cap-Tons | 2.06 | 1830 | None | 73.9 | 0 | 0 | [9 empty] | DEER:Res:HVAC_Eff_AC | Annual | 20
RB-HV-DuctSeal-MedToLow | DEER2020 | D20v0 | 2019-01-09 08:57 | PGE | SFm | Old | CZ01 | rNCGF | Cap-Tons | 2.06 | 1830 | None | 4.93 | 0 | 6.63 | [9 empty] | DEER:Res:HVAC_Eff_AC | Annual | 20
RB-HV-DuctSeal-MedToLow | DEER2020 | D20v0 | 2019-01-09 08:57 | PGE | SFm | Old | CZ01 | rWtd | Household | 2.06 | 1830 | None | 4.98 | 0 | 6.63 | [9 empty] | DEER:Res:HVAC_Eff_AC | Annual | 20
RB-HV-DuctSeal-MedToLow | DEER2020 | D20v0 | 2019-01-09 08:57 | PGE | SFm | Old | CZ02 | rDXGF | Cap-Tons | 3.42 | 1720 | None | 5.92 | 0.0195 | 4.32 | [9 empty] | DEER:Res:HVAC_Eff_AC | Annual | 20
RB-HV-DuctSeal-MedToLow | DEER2020 | D20v0 | 2019-01-09 08:57 | PGE | SFm | Old | CZ02 | rDXHP | Cap-Tons | 3.42 | 1720 | None | 53.3 | 0.0204 | 0 | [9 empty] | DEER:Res:HVAC_Eff_AC | Annual | 20
RB-HV-DuctSeal-MedToLow | DEER2020 | D20v0 | 2019-01-09 08:57 | PGE | SFm | Old | CZ02 | rNCGF | Cap-Tons | 3.42 | 1720 | None | 2.72 | 0 | 4.22 | [9 empty] | DEER:Res:HVAC_Eff_AC | Annual | 20
RB-HV-DuctSeal-MedToLow | DEER2020 | D20v0 | 2019-01-09 08:57 | PGE | SFm | Old | CZ02 | rWtd | Household | 3.42 | 1720 | None | 4.99 | 0.0077 | 4.17 | [9 empty] | DEER:Res:HVAC_Eff_AC | Annual | 20
RB-HV-DuctSeal-MedToLow | DEER2020 | D20v0 | 2019-01-09 08:57 | PGE | SFm | Old | CZ03 | rDXGF | Cap-Tons | 2.9 | 1690 | None | 4.86 | 0.0131 | 4.23 | [9 empty] | DEER:Res:HVAC_Eff_AC | Annual | 20
RB-HV-DuctSeal-MedToLow | DEER2020 | D20v0 | 2019-01-09 08:57 | PGE | SFm | Old | CZ03 | rDXHP | Cap-Tons | 2.9 | 1690 | None | 38.4 | 0.0146 | 0 | [9 empty] | DEER:Res:HVAC_Eff_AC | Annual | 20
RB-HV-DuctSeal-MedToLow | DEER2020 | D20v0 | 2019-01-09 08:57 | PGE | SFm | Old | CZ03 | rNCGF | Cap-Tons | 2.9 | 1690 | None | 2.76 | 0 | 4.16 | [9 empty] | DEER:Res:HVAC_Eff_AC | Annual | 20
RB-HV-DuctSeal-MedToLow | DEER2020 | D20v0 | 2019-01-09 08:57 | PGE | SFm | Old | CZ03 | rWtd | Household | 2.9 | 1690 | None | 3.27 | 0.00173 | 4.14 | [9 empty] | DEER:Res:HVAC_Eff_AC | Annual | 20
RB-HV-DuctSeal-MedToLow | DEER2020 | D20v0 | 2019-01-09 08:57 | PGE | SFm | Old | CZ04 | rDXGF | Cap-Tons | 2.79 | 1670 | None | 11.7 | 0.0264 | 3.52 | [9 empty] | DEER:Res:HVAC_Eff_AC | Annual | 20
RB-HV-DuctSeal-MedToLow | DEER2020 | D20v0 | 2019-01-09 08:57 | PGE | SFm | Old | CZ04 | rDXHP | Cap-Tons | 2.79 | 1670 | None | 50.4 | 0.0272 | 0 | [9 empty] | DEER:Res:HVAC_Eff_AC | Annual | 20
RB-HV-DuctSeal-MedToLow | DEER2020 | D20v0 | 2019-01-09 08:57 | PGE | SFm | Old | CZ04 | rNCGF | Cap-Tons | 2.79 | 1670 | None | 2.33 | 0 | 3.45 | [9 empty] | DEER:Res:HVAC_Eff_AC | Annual | 20
RB-HV-DuctSeal-MedToLow | DEER2020 | D20v0 | 2019-01-09 08:57 | PGE | SFm | Old | CZ04 | rWtd | Household | 2.79 | 1670 | None | 8.2 | 0.0136 | 3.39 | [9 empty] | DEER:Res:HVAC_Eff_AC | Annual | 20
RB-HV-DuctSeal-MedToLow | DEER2020 | D20v0 | 2019-01-09 08:57 | PGE | SFm | Old | CZ05 | rDXGF | Cap-Tons | 3.17 | 1730 | None | 4.5 | 0.0105 | 4.79 | [9 empty] | DEER:Res:HVAC_Eff_AC | Annual | 20
RB-HV-DuctSeal-MedToLow | DEER2020 | D20v0 | 2019-01-09 08:57 | PGE | SFm | Old | CZ05 | rDXHP | Cap-Tons | 3.17 | 1730 | None | 47.5 | 0.0113 | 0 | [9 empty] | DEER:Res:HVAC_Eff_AC | Annual | 20
RB-HV-DuctSeal-MedToLow | DEER2020 | D20v0 | 2019-01-09 08:57 | PGE | SFm | Old | CZ05 | rNCGF | Cap-Tons | 3.17 | 1730 | None | 3.04 | 0 | 4.69 | [9 empty] | DEER:Res:HVAC_Eff_AC | Annual | 20
RB-HV-DuctSeal-MedToLow | DEER2020 | D20v0 | 2019-01-09 08:57 | PGE | SFm | Old | CZ05 | rWtd | Household | 3.17 | 1730 | None | 3.83 | 0.00218 | 4.65 | [9 empty] | DEER:Res:HVAC_Eff_AC | Annual | 20
RB-HV-DuctSeal-MedToLow | DEER2020 | D20v0 | 2019-01-09 08:57 | PGE | SFm | Old | CZ11 | rDXGF | Cap-Tons | 3.66 | 1670 | None | 23.4 | 0.0414 | 3.44 | [9 empty] | DEER:Res:HVAC_Eff_AC | Annual | 20
RB-HV-DuctSeal-MedToLow | DEER2020 | D20v0 | 2019-01-09 08:57 | PGE | SFm | Old | CZ11 | rDXHP | Cap-Tons | 3.66 | 1670 | None | 63.6 | 0.0445 | 0 | [9 empty] | DEER:Res:HVAC_Eff_AC | Annual | 20
RB-HV-DuctSeal-MedToLow | DEER2020 | D20v0 | 2019-01-09 08:57 | PGE | SFm | Old | CZ11 | rNCGF | Cap-Tons | 3.66 | 1670 | None | 2.09 | 0 | 3.36 | [9 empty] | DEER:Res:HVAC_Eff_AC | Annual | 20
RB-HV-DuctSeal-MedToLow | DEER2020 | D20v0 | 2019-01-09 08:57 | SCE | DMo | Old | CZ05 | rDXGF | Cap-Tons | 3.5 | 1220 | None | 9.43 | 0.023 | 4.75 | [9 empty] | DEER:Res:HVAC_Eff_AC | Annual | 20
RB-HV-DuctSeal-MedToLow | DEER2020 | D20v0 | 2019-01-09 08:57 | SCE | DMo | Old | CZ05 | rDXHP | Cap-Tons | 3.5 | 1220 | None | 46.9 | 0.026 | 0 | [9 empty] | DEER:Res:HVAC_Eff_AC | Annual | 20
RB-HV-DuctSeal-MedToLow | DEER2020 | D20v0 | 2019-01-09 08:57 | SCE | DMo | Old | CZ05 | rNCGF | Cap-Tons | 3.5 | 1220 | None | 2.67 | 0 | 4.27 | [9 empty] | DEER:Res:HVAC_Eff_AC | Annual | 20
RB-HV-DuctSeal-MedToLow | DEER2020 | D20v0 | 2019-01-09 08:57 | SCE | DMo | Old | CZ05 | rWtd | Household | 3.5 | 1220 | None | 12.1 | 0.0194 | 4.18 | [9 empty] | DEER:Res:HVAC_Eff_AC | Annual | 20
RB-HV-DuctSeal-MedToLow | DEER2020 | D20v0 | 2019-01-09 08:57 | SCE | DMo | Old | CZ06 | rDXGF | Cap-Tons | 3.5 | 1210 | None | 23.5 | 0.0491 | 1.75 | [9 empty] | DEER:Res:HVAC_Eff_AC | Annual | 20
RB-HV-DuctSeal-MedToLow | DEER2020 | D20v0 | 2019-01-09 08:57 | SCE | DMo | Old | CZ06 | rDXHP | Cap-Tons | 3.5 | 1210 | None | 41 | 0.0555 | 0 | [9 empty] | DEER:Res:HVAC_Eff_AC | Annual | 20
RB-HV-DuctSeal-MedToLow | DEER2020 | D20v0 | 2019-01-09 08:57 | SCE | DMo | Old | CZ06 | rNCGF | Cap-Tons | 3.5 | 1210 | None | 0.984 | 0 | 1.58 | [9 empty] | DEER:Res:HVAC_Eff_AC | Annual | 20
RB-HV-DuctSeal-MedToLow | DEER2020 | D20v0 | 2019-01-09 08:57 | SCE | DMo | Old | CZ06 | rWtd | Household | 3.5 | 1210 | None | 7.9 | 0.014 | 1.57 | [9 empty] | DEER:Res:HVAC_Eff_AC | Annual | 20
RB-HV-DuctSeal-MedToLow | DEER2020 | D20v0 | 2019-01-09 08:57 | SCE | DMo | Old | CZ08 | rDXGF | Cap-Tons | 3.5 | 1210 | None | 33.2 | 0.0404 | 1.66 | [9 empty] | DEER:Res:HVAC_Eff_AC | Annual | 20
RB-HV-DuctSeal-MedToLow | DEER2020 | D20v0 | 2019-01-09 08:57 | SCE | DMo | Old | CZ08 | rDXHP | Cap-Tons | 3.5 | 1210 | None | 49.4 | 0.0448 | 0 | [9 empty] | DEER:Res:HVAC_Eff_AC | Annual | 20
RB-HV-DuctSeal-MedToLow | DEER2020 | D20v0 | 2019-01-09 08:57 | SCE | DMo | Old | CZ08 | rNCGF | Cap-Tons | 3.5 | 1210 | None | 0.938 | 0 | 1.51 | [9 empty] | DEER:Res:HVAC_Eff_AC | Annual | 20
RB-HV-DuctSeal-MedToLow | DEER2020 | D20v0 | 2019-01-09 08:57 | SCE | DMo | Old | CZ08 | rWtd | Household | 3.5 | 1210 | None | 28.9 | 0.0334 | 1.46 | [9 empty] | DEER:Res:HVAC_Eff_AC | Annual | 20
RB-HV-DuctSeal-MedToLow | DEER2020 | D20v0 | 2019-01-09 08:57 | SCE | DMo | Old | CZ09 | rDXGF | Cap-Tons | 3.5 | 1210 | None | 51.5 | 0.0865 | 2.61 | [9 empty] | DEER:Res:HVAC_Eff_AC | Annual | 20
RB-HV-DuctSeal-MedToLow | DEER2020 | D20v0 | 2019-01-09 08:57 | SCE | DMo | Old | CZ09 | rDXHP | Cap-Tons | 3.5 | 1210 | None | 76.2 | 0.0951 | 0 | [9 empty] | DEER:Res:HVAC_Eff_AC | Annual | 20
RB-HV-DuctSeal-MedToLow | DEER2020 | D20v0 | 2019-01-09 08:57 | SCE | DMo | Old | CZ09 | rNCGF | Cap-Tons | 3.5 | 1210 | None | 1.47 | 0 | 2.35 | [9 empty] | DEER:Res:HVAC_Eff_AC | Annual | 20
RB-HV-DuctSeal-MedToLow | DEER2020 | D20v0 | 2019-01-09 08:57 | SCE | DMo | Old | CZ09 | rWtd | Household | 3.5 | 1210 | None | 46 | 0.0734 | 2.29 | [9 empty] | DEER:Res:HVAC_Eff_AC | Annual | 20
RB-HV-DuctSeal-MedToLow | DEER2020 | D20v0 | 2019-01-09 08:57 | SCE | DMo | Old | CZ10 | rDXGF | Cap-Tons | 3.5 | 1220 | None | 47.1 | 0.0671 | 2.5 | [9 empty] | DEER:Res:HVAC_Eff_AC | Annual | 20
RB-HV-DuctSeal-MedToLow | DEER2020 | D20v0 | 2019-01-09 08:57 | SCE | DMo | Old | CZ10 | rDXHP | Cap-Tons | 3.5 | 1220 | None | 73.4 | 0.0738 | 0 | [9 empty] | DEER:Res:HVAC_Eff_AC | Annual | 20
RB-HV-DuctSeal-MedToLow | DEER2020 | D20v0 | 2019-01-09 08:57 | SCE | DMo | Old | CZ10 | rNCGF | Cap-Tons | 3.5 | 1220 | None | 1.4 | 0 | 2.25 | [9 empty] | DEER:Res:HVAC_Eff_AC | Annual | 20
RB-HV-DuctSeal-MedToLow | DEER2020 | D20v0 | 2019-01-09 08:57 | SCE | DMo | Old | CZ10 | rWtd | Household | 3.5 | 1220 | None | 48.6 | 0.0654 | 2.19 | [9 empty] | DEER:Res:HVAC_Eff_AC | Annual | 20
RB-HV-DuctSeal-MedToLow | DEER2020 | D20v0 | 2019-01-09 08:57 | SCE | DMo | Old | CZ13 | rDXGF | Cap-Tons | 3.5 | 1210 | None | 68.5 | 0.0709 | 4.01 | [9 empty] | DEER:Res:HVAC_Eff_AC | Annual | 20
RB-HV-DuctSeal-MedToLow | DEER2020 | D20v0 | 2019-01-09 08:57 | SCE | DMo | Old | CZ13 | rDXHP | Cap-Tons | 3.5 | 1210 | None | 110 | 0.0778 | 0 | [9 empty] | DEER:Res:HVAC_Eff_AC | Annual | 20
RB-HV-DuctSeal-MedToLow | DEER2020 | D20v0 | 2019-01-09 08:57 | SCE | DMo | Old | CZ13 | rNCGF | Cap-Tons | 3.5 | 1210 | None | 2.25 | 0 | 3.62 | [9 empty] | DEER:Res:HVAC_Eff_AC | Annual | 20
RB-HV-DuctSeal-MedToLow | DEER2020 | D20v0 | 2019-01-09 08:57 | SCE | DMo | Old | CZ13 | rWtd | Household | 3.5 | 1210 | None | 73.6 | 0.0718 | 3.51 | [9 empty] | DEER:Res:HVAC_Eff_AC | Annual | 20
RB-HV-DuctSeal-MedToLow | DEER2020 | D20v0 | 2019-01-09 08:57 | SCE | DMo | Old | CZ14 | rDXGF | Cap-Tons | 3.5 | 1220 | None | 80.9 | 0.0801 | 5.1 | [9 empty] | DEER:Res:HVAC_Eff_AC | Annual | 20
RB-HV-DuctSeal-MedToLow | DEER2020 | D20v0 | 2019-01-09 08:57 | SCE | DMo | Old | CZ14 | rDXHP | Cap-Tons | 3.5 | 1220 | None | 141 | 0.0853 | 0 | [9 empty] | DEER:Res:HVAC_Eff_AC | Annual | 20
RB-HV-DuctSeal-MedToLow | DEER2020 | D20v0 | 2019-01-09 08:57 | SCE | DMo | Old | CZ14 | rNCGF | Cap-Tons | 3.5 | 1220 | None | 2.8 | 0 | 4.47 | [9 empty] | DEER:Res:HVAC_Eff_AC | Annual | 20
RB-HV-DuctSeal-MedToLow | DEER2020 | D20v0 | 2019-01-09 08:57 | SCE | DMo | Old | CZ14 | rWtd | Household | 3.5 | 1220 | None | 83.7 | 0.0763 | 4.46 | [9 empty] | DEER:Res:HVAC_Eff_AC | Annual | 20
RB-HV-DuctSeal-MedToLow | DEER2020 | D20v0 | 2019-01-09 08:57 | SCE | DMo | Old | CZ15 | rDXGF | Cap-Tons | 3.5 | 1220 | None | 107 | 0.0785 | 1.72 | [9 empty] | DEER:Res:HVAC_Eff_AC | Annual | 20
RB-HV-DuctSeal-MedToLow | DEER2020 | D20v0 | 2019-01-09 08:57 | SCE | DMo | Old | CZ15 | rDXHP | Cap-Tons | 3.5 | 1220 | None | 124 | 0.0817 | 0 | [9 empty] | DEER:Res:HVAC_Eff_AC | Annual | 20
RB-HV-DuctSeal-MedToLow | DEER2020 | D20v0 | 2019-01-09 08:57 | SCE | DMo | Old | CZ15 | rNCGF | Cap-Tons | 3.5 | 1220 | None | 0.973 | 0 | 1.53 | [9 empty] | DEER:Res:HVAC_Eff_AC | Annual | 20
RB-HV-DuctSeal-MedToLow | DEER2020 | D20v0 | 2019-01-09 08:57 | SCE | DMo | Old | CZ15 | rWtd | Household | 3.5 | 1220 | None | 110 | 0.0789 | 1.5 | [9 empty] | DEER:Res:HVAC_Eff_AC | Annual | 20
RB-HV-DuctSeal-MedToLow | DEER2020 | D20v0 | 2019-01-09 08:57 | SCE | DMo | Old | CZ16 | rDXGF | Cap-Tons | 3.5 | 1230 | None | 31.2 | 0.0387 | 10.6 | [9 empty] | DEER:Res:HVAC_Eff_AC | Annual | 20
RB-HV-DuctSeal-MedToLow | DEER2020 | D20v0 | 2019-01-09 08:57 | SCE | DMo | Old | CZ16 | rDXHP | Cap-Tons | 3.5 | 1230 | None | 161 | 0.0433 | 0 | [9 empty] | DEER:Res:HVAC_Eff_AC | Annual | 20
RB-HV-DuctSeal-MedToLow | DEER2020 | D20v0 | 2019-01-09 08:57 | SCE | DMo | Old | CZ16 | rNCGF | Cap-Tons | 3.5 | 1230 | None | 5.84 | 0 | 9.27 | [9 empty] | DEER:Res:HVAC_Eff_AC | Annual | 20
RB-HV-DuctSeal-MedToLow | DEER2020 | D20v0 | 2019-01-09 08:57 | SCE | DMo | Old | CZ16 | rWtd | Household | 3.5 | 1230 | None | 47.4 | 0.0393 | 9.28 | [9 empty] | DEER:Res:HVAC_Eff_AC | Annual | 20
RB-HV-DuctSeal-MedToLow | DEER2020 | D20v0 | 2019-01-09 08:57 | SCE | DMo | Old | IOU | rDXGF | Cap-Tons | 3.5 | 1220 | None | 47.2 | 0.0633 | 3.39 | [9 empty] | DEER:Res:HVAC_Eff_AC | Annual | 20
RB-HV-DuctSeal-MedToLow | DEER2020 | D20v0 | 2019-01-09 08:57 | SCE | DMo | Old | IOU | rDXHP | Cap-Tons | 3.5 | 1220 | None | 84.4 | 0.0695 | 0 | [9 empty] | DEER:Res:HVAC_Eff_AC | Annual | 20
RB-HV-DuctSeal-MedToLow | DEER2020 | D20v0 | 2019-01-09 08:57 | SCE | DMo | Old | IOU | rNCGF | Cap-Tons | 3.5 | 1220 | None | 1.89 | 0 | 3.02 | [9 empty] | DEER:Res:HVAC_Eff_AC | Annual | 20
RB-HV-DuctSeal-MedToLow | DEER2020 | D20v0 | 2019-01-09 08:57 | SCE | DMo | Old | IOU | rWtd | Household | 3.5 | 1220 | None | 46.5 | 0.0553 | 2.98 | [9 empty] | DEER:Res:HVAC_Eff_AC | Annual | 20
RB-HV-DuctSeal-MedToLow | DEER2020 | D20v0 | 2019-01-09 08:57 | SCE | MFm | Old | CZ05 | rDXGF | Cap-Tons | 1.48 | 1070 | None | 1.03 | 0.00068 | 1.07 | [9 empty] | DEER:Res:HVAC_Eff_AC | Annual | 20
RB-HV-DuctSeal-MedToLow | DEER2020 | D20v0 | 2019-01-09 08:57 | SCE | MFm | Old | CZ05 | rDXHP | Cap-Tons | 1.48 | 1070 | None | 10.5 | 0 | 0 | [9 empty] | DEER:Res:HVAC_Eff_AC | Annual | 20
RB-HV-DuctSeal-MedToLow | DEER2020 | D20v0 | 2019-01-09 08:57 | SCE | MFm | Old | CZ05 | rNCGF | Cap-Tons | 1.48 | 1070 | None | 0.838 | 0 | 1.03 | [9 empty] | DEER:Res:HVAC_Eff_AC | Annual | 20
RB-HV-DuctSeal-MedToLow | DEER2020 | D20v0 | 2019-01-09 08:57 | SCE | MFm | Old | CZ05 | rWtd | Household | 1.48 | 1070 | None | 0.838 | 0 | 1.03 | [9 empty] | DEER:Res:HVAC_Eff_AC | Annual | 20
RB-HV-DuctSeal-MedToLow | DEER2020 | D20v0 | 2019-01-09 08:57 | SCE | MFm | Old | CZ06 | rDXGF | Cap-Tons | 1.59 | 1130 | None | 3.22 | 0.0051 | 0.561 | [9 empty] | DEER:Res:HVAC_Eff_AC | Annual | 20
RB-HV-DuctSeal-MedToLow | DEER2020 | D20v0 | 2019-01-09 08:57 | SCE | MFm | Old | CZ06 | rDXHP | Cap-Tons | 1.59 | 1130 | None | 7.94 | 0.00528 | 0 | [9 empty] | DEER:Res:HVAC_Eff_AC | Annual | 20
RB-HV-DuctSeal-MedToLow | DEER2020 | D20v0 | 2019-01-09 08:57 | SCE | MFm | Old | CZ06 | rNCGF | Cap-Tons | 1.59 | 1130 | None | 0.43 | 0 | 0.539 | [9 empty] | DEER:Res:HVAC_Eff_AC | Annual | 20
RB-HV-DuctSeal-MedToLow | DEER2020 | D20v0 | 2019-01-09 08:57 | SCE | MFm | Old | CZ06 | rWtd | Household | 1.59 | 1130 | None | 1.69 | 0.0019 | 0.521 | [9 empty] | DEER:Res:HVAC_Eff_AC | Annual | 20
RB-HV-DuctSeal-MedToLow | DEER2020 | D20v0 | 2019-01-09 08:57 | SCE | MFm | Old | CZ08 | rDXGF | Cap-Tons | 1.47 | 1150 | None | 4.82 | 0.00549 | 0.529 | [9 empty] | DEER:Res:HVAC_Eff_AC | Annual | 20
RB-HV-DuctSeal-MedToLow | DEER2020 | D20v0 | 2019-01-09 08:57 | SCE | MFm | Old | CZ08 | rDXHP | Cap-Tons | 1.47 | 1150 | None | 9.17 | 0.00549 | 0 | [9 empty] | DEER:Res:HVAC_Eff_AC | Annual | 20
RB-HV-DuctSeal-MedToLow | DEER2020 | D20v0 | 2019-01-09 08:57 | SCE | MFm | Old | CZ08 | rNCGF | Cap-Tons | 1.47 | 1150 | None | 0.413 | 0 | 0.507 | [9 empty] | DEER:Res:HVAC_Eff_AC | Annual | 20
RB-HV-DuctSeal-MedToLow | DEER2020 | D20v0 | 2019-01-09 08:57 | SCE | MFm | Old | CZ08 | rWtd | Household | 1.47 | 1150 | None | 3.14 | 0.00303 | 0.482 | [9 empty] | DEER:Res:HVAC_Eff_AC | Annual | 20
RB-HV-DuctSeal-MedToLow | DEER2020 | D20v0 | 2019-01-09 08:57 | SCE | MFm | Old | CZ09 | rDXGF | Cap-Tons | 1.86 | 1290 | None | 7.05 | 0.00833 | 0.671 | [9 empty] | DEER:Res:HVAC_Eff_AC | Annual | 20
RB-HV-DuctSeal-MedToLow | DEER2020 | D20v0 | 2019-01-09 08:57 | SCE | MFm | Old | CZ09 | rDXHP | Cap-Tons | 1.86 | 1290 | None | 12.5 | 0.00839 | 0 | [9 empty] | DEER:Res:HVAC_Eff_AC | Annual | 20
RB-HV-DuctSeal-MedToLow | DEER2020 | D20v0 | 2019-01-09 08:57 | SCE | MFm | Old | CZ09 | rNCGF | Cap-Tons | 1.86 | 1290 | None | 0.487 | 0 | 0.644 | [9 empty] | DEER:Res:HVAC_Eff_AC | Annual | 20
RB-HV-DuctSeal-MedToLow | DEER2020 | D20v0 | 2019-01-09 08:57 | SCE | MFm | Old | CZ09 | rWtd | Household | 1.86 | 1290 | None | 6.28 | 0.00666 | 0.598 | [9 empty] | DEER:Res:HVAC_Eff_AC | Annual | 20
RB-HV-DuctSeal-MedToLow | DEER2020 | D20v0 | 2019-01-09 08:57 | SCE | MFm | Old | CZ15 | rDXHP | Cap-Tons | 2.42 | 1390 | None | 18.2 | 0.00911 | 0 | [9 empty] | DEER:Res:HVAC_Eff_AC | Annual | 20
RB-HV-DuctSeal-MedToLow | DEER2020 | D20v0 | 2019-01-09 08:57 | SCE | MFm | Old | CZ15 | rNCGF | Cap-Tons | 2.42 | 1390 | None | 0.239 | 0 | 0.327 | [9 empty] | DEER:Res:HVAC_Eff_AC | Annual | 20
RB-HV-DuctSeal-MedToLow | DEER2020 | D20v0 | 2019-01-09 08:57 | SCE | MFm | Old | CZ15 | rWtd | Household | 2.42 | 1390 | None | 15.5 | 0.00902 | 0.297 | [9 empty] | DEER:Res:HVAC_Eff_AC | Annual | 20
RB-HV-DuctSeal-MedToLow | DEER2020 | D20v0 | 2019-01-09 08:57 | SCE | MFm | Old | CZ16 | rDXGF | Cap-Tons | 1.46 | 1110 | None | 5.84 | 0.00582 | 1.71 | [9 empty] | DEER:Res:HVAC_Eff_AC | Annual | 20
RB-HV-DuctSeal-MedToLow | DEER2020 | D20v0 | 2019-01-09 08:57 | SCE | MFm | Old | CZ16 | rDXHP | Cap-Tons | 1.46 | 1110 | None | 28.9 | 0.00652 | 0 | [9 empty] | DEER:Res:HVAC_Eff_AC | Annual | 20
RB-HV-DuctSeal-MedToLow | DEER2020 | D20v0 | 2019-01-09 08:57 | SCE | MFm | Old | CZ16 | rNCGF | Cap-Tons | 1.46 | 1110 | None | 1.35 | 0 | 1.64 | [9 empty] | DEER:Res:HVAC_Eff_AC | Annual | 20
RB-HV-DuctSeal-MedToLow | DEER2020 | D20v0 | 2019-01-09 08:57 | SCE | MFm | Old | CZ16 | rWtd | Household | 1.46 | 1110 | None | 7.07 | 0.00457 | 1.53 | [9 empty] | DEER:Res:HVAC_Eff_AC | Annual | 20
RB-HV-DuctSeal-MedToLow | DEER2020 | D20v0 | 2019-01-09 08:57 | SCE | MFm | Old | IOU | rDXGF | Cap-Tons | 1.71 | 1200 | None | 5.45 | 0.00642 | 0.609 | [9 empty] | DEER:Res:HVAC_Eff_AC | Annual | 20
RB-HV-DuctSeal-MedToLow | DEER2020 | D20v0 | 2019-01-09 08:57 | SCE | MFm | Old | IOU | rDXHP | Cap-Tons | 1.71 | 1200 | None | 10.7 | 0.00652 | 0 | [9 empty] | DEER:Res:HVAC_Eff_AC | Annual | 20
RB-HV-DuctSeal-MedToLow | DEER2020 | D20v0 | 2019-01-09 08:57 | SCE | MFm | Old | IOU | rNCGF | Cap-Tons | 1.71 | 1200 | None | 0.457 | 0 | 0.585 | [9 empty] | DEER:Res:HVAC_Eff_AC | Annual | 20
RB-HV-DuctSeal-MedToLow | DEER2020 | D20v0 | 2019-01-09 08:57 | SCE | MFm | Old | IOU | rWtd | Household | 1.71 | 1200 | None | 4.41 | 0.00422 | 0.552 | [9 empty] | DEER:Res:HVAC_Eff_AC | Annual | 20
RB-HV-DuctSeal-MedToLow | DEER2020 | D20v0 | 2019-01-09 08:57 | SCE | Res | Old | CZ05 | rDXGF | Cap-Tons | 2.8 | 1490 | None | 3.4 | 0.008 | 3.7 | [9 empty] | DEER:Res:HVAC_Eff_AC | Annual | 20
RB-HV-DuctSeal-MedToLow | DEER2020 | D20v0 | 2019-01-09 08:57 | SCE | Res | Old | CZ05 | rDXHP | Cap-Tons | 2.8 | 1490 | None | 36.6 | 0.008 | 0 | [9 empty] | DEER:Res:HVAC_Eff_AC | Annual | 20
RB-HV-DuctSeal-MedToLow | DEER2020 | D20v0 | 2019-01-09 08:57 | SCE | Res | Old | CZ05 | rNCGF | Cap-Tons | 2.8 | 1490 | None | 2.4 | 0 | 3.62 | [9 empty] | DEER:Res:HVAC_Eff_AC | Annual | 20
RB-HV-DuctSeal-MedToLow | DEER2020 | D20v0 | 2019-01-09 08:57 | SCE | Res | Old | CZ05 | rWtd | Household | 2.8 | 1490 | None | 3.5 | 0.003 | 3.57 | [9 empty] | DEER:Res:HVAC_Eff_AC | Annual | 20
RB-HV-DuctSeal-MedToLow | DEER2020 | D20v0 | 2019-01-09 08:57 | SCE | Res | Old | CZ06 | rDXGF | Cap-Tons | 2.5 | 1400 | None | 6.5 | 0.017 | 1.17 | [9 empty] | DEER:Res:HVAC_Eff_AC | Annual | 20
RB-HV-DuctSeal-MedToLow | DEER2020 | D20v0 | 2019-01-09 08:57 | SCE | Res | Old | CZ06 | rDXHP | Cap-Tons | 2.5 | 1400 | None | 16.6 | 0.018 | 0 | [9 empty] | DEER:Res:HVAC_Eff_AC | Annual | 20
RB-HV-DuctSeal-MedToLow | DEER2020 | D20v0 | 2019-01-09 08:57 | SCE | Res | Old | IOU | rWtd | Household | 3 | 1540 | None | 14.6 | 0.021 | 1.76 | [9 empty] | DEER:Res:HVAC_Eff_AC | Annual | 20
RB-HV-DuctSeal-MedToLow | DEER2020 | D20v0 | 2019-01-09 08:57 | SCE | SFm | Old | CZ05 | rDXGF | Cap-Tons | 3.23 | 1640 | None | 4.26 | 0.01 | 4.66 | [9 empty] | DEER:Res:HVAC_Eff_AC | Annual | 20
RB-HV-DuctSeal-MedToLow | DEER2020 | D20v0 | 2019-01-09 08:57 | SCE | SFm | Old | CZ05 | rDXHP | Cap-Tons | 3.23 | 1640 | None | 46.1 | 0.0109 | 0 | [9 empty] | DEER:Res:HVAC_Eff_AC | Annual | 20
RB-HV-DuctSeal-MedToLow | DEER2020 | D20v0 | 2019-01-09 08:57 | SCE | SFm | Old | CZ05 | rNCGF | Cap-Tons | 3.23 | 1640 | None | 2.94 | 0 | 4.56 | [9 empty] | DEER:Res:HVAC_Eff_AC | Annual | 20
RB-HV-DuctSeal-MedToLow | DEER2020 | D20v0 | 2019-01-09 08:57 | SCE | SFm | Old | CZ05 | rWtd | Household | 3.23 | 1640 | None | 4.4 | 0.00408 | 4.5 | [9 empty] | DEER:Res:HVAC_Eff_AC | Annual | 20
RB-HV-DuctSeal-MedToLow | DEER2020 | D20v0 | 2019-01-09 08:57 | SCE | SFm | Old | CZ06 | rDXGF | Cap-Tons | 3.32 | 1660 | None | 8.75 | 0.0265 | 1.71 | [9 empty] | DEER:Res:HVAC_Eff_AC | Annual | 20
RB-HV-DuctSeal-MedToLow | DEER2020 | D20v0 | 2019-01-09 08:57 | SCE | SFm | Old | CZ06 | rDXHP | Cap-Tons | 3.32 | 1660 | None | 23.4 | 0.0277 | 0 | [9 empty] | DEER:Res:HVAC_Eff_AC | Annual | 20
RB-HV-DuctSeal-MedToLow | DEER2020 | D20v0 | 2019-01-09 08:57 | SCE | SFm | Old | CZ06 | rNCGF | Cap-Tons | 3.32 | 1660 | None | 1.06 | 0 | 1.67 | [9 empty] | DEER:Res:HVAC_Eff_AC | Annual | 20
RB-HV-DuctSeal-MedToLow | DEER2020 | D20v0 | 2019-01-09 08:57 | SCE | SFm | Old | CZ06 | rWtd | Household | 3.32 | 1660 | None | 4.33 | 0.0102 | 1.65 | [9 empty] | DEER:Res:HVAC_Eff_AC | Annual | 20
RB-HV-DuctSeal-MedToLow | DEER2020 | D20v0 | 2019-01-09 08:57 | SCE | SFm | Old | CZ08 | rDXGF | Cap-Tons | 3.07 | 1620 | None | 14.2 | 0.021 | 1.63 | [9 empty] | DEER:Res:HVAC_Eff_AC | Annual | 20
RB-HV-DuctSeal-MedToLow | DEER2020 | D20v0 | 2019-01-09 08:57 | SCE | SFm | Old | CZ08 | rDXHP | Cap-Tons | 3.07 | 1620 | None | 27.2 | 0.0224 | 0 | [9 empty] | DEER:Res:HVAC_Eff_AC | Annual | 20
RB-HV-DuctSeal-MedToLow | DEER2020 | D20v0 | 2019-01-09 08:57 | SCE | SFm | Old | CZ08 | rNCGF | Cap-Tons | 3.07 | 1620 | None | 1.03 | 0 | 1.6 | [9 empty] | DEER:Res:HVAC_Eff_AC | Annual | 20
RB-HV-DuctSeal-MedToLow | DEER2020 | D20v0 | 2019-01-09 08:57 | SCE | SFm | Old | CZ08 | rWtd | Household | 3.07 | 1620 | None | 8.56 | 0.0115 | 1.57 | [9 empty] | DEER:Res:HVAC_Eff_AC | Annual | 20
RB-HV-DuctSeal-MedToLow | DEER2020 | D20v0 | 2019-01-09 08:57 | SCE | SFm | Old | CZ09 | rDXGF | Cap-Tons | 3.49 | 1700 | None | 22.6 | 0.0466 | 2.15 | [9 empty] | DEER:Res:HVAC_Eff_AC | Annual | 20
RB-HV-DuctSeal-MedToLow | DEER2020 | D20v0 | 2019-01-09 08:57 | SCG | DMo | Old | CZ04 | rDXGF | Cap-Tons | 3.5 | 1240 | None | 36.3 | 0.0626 | 5.45 | [9 empty] | DEER:Res:HVAC_Eff_AC | Annual | 20
RB-HV-DuctSeal-MedToLow | DEER2020 | D20v0 | 2019-01-09 08:57 | SCG | DMo | Old | CZ04 | rDXHP | Cap-Tons | 3.5 | 1240 | None | 96.7 | 0.0723 | 0 | [9 empty] | DEER:Res:HVAC_Eff_AC | Annual | 20
RB-HV-DuctSeal-MedToLow | DEER2020 | D20v0 | 2019-01-09 08:57 | SCG | DMo | Old | CZ04 | rNCGF | Cap-Tons | 3.5 | 1240 | None | 3.02 | 0 | 4.82 | [9 empty] | DEER:Res:HVAC_Eff_AC | Annual | 20
RB-HV-DuctSeal-MedToLow | DEER2020 | D20v0 | 2019-01-09 08:57 | SCG | DMo | Old | CZ04 | rWtd | Household | 3.5 | 1240 | None | 43.8 | 0.0638 | 4.77 | [9 empty] | DEER:Res:HVAC_Eff_AC | Annual | 20
RB-HV-DuctSeal-MedToLow | DEER2020 | D20v0 | 2019-01-09 08:57 | SCG | DMo | Old | CZ05 | rDXGF | Cap-Tons | 3.5 | 1220 | None | 9.46 | 0.0231 | 4.8 | [9 empty] | DEER:Res:HVAC_Eff_AC | Annual | 20
RB-HV-DuctSeal-MedToLow | DEER2020 | D20v0 | 2019-01-09 08:57 | SCG | DMo | Old | CZ05 | rDXHP | Cap-Tons | 3.5 | 1220 | None | 47.1 | 0.0261 | 0 | [9 empty] | DEER:Res:HVAC_Eff_AC | Annual | 20
RB-HV-DuctSeal-MedToLow | DEER2020 | D20v0 | 2019-01-09 08:57 | SCG | DMo | Old | CZ05 | rNCGF | Cap-Tons | 3.5 | 1220 | None | 2.7 | 0 | 4.32 | [9 empty] | DEER:Res:HVAC_Eff_AC | Annual | 20
RB-HV-DuctSeal-MedToLow | DEER2020 | D20v0 | 2019-01-09 08:57 | SCG | DMo | Old | CZ05 | rWtd | Household | 3.5 | 1220 | None | 6.31 | 0.00741 | 4.28 | [9 empty] | DEER:Res:HVAC_Eff_AC | Annual | 20
RB-HV-DuctSeal-MedToLow | DEER2020 | D20v0 | 2019-01-09 08:57 | SCG | DMo | Old | CZ06 | rDXGF | Cap-Tons | 3.5 | 1210 | None | 23.5 | 0.0491 | 1.73 | [9 empty] | DEER:Res:HVAC_Eff_AC | Annual | 20
RB-HV-DuctSeal-MedToLow | DEER2020 | D20v0 | 2019-01-09 08:57 | SCG | DMo | Old | CZ06 | rDXHP | Cap-Tons | 3.5 | 1210 | None | 40.8 | 0.0555 | 0 | [9 empty] | DEER:Res:HVAC_Eff_AC | Annual | 20
RB-HV-DuctSeal-MedToLow | DEER2020 | D20v0 | 2019-01-09 08:57 | SCG | DMo | Old | CZ06 | rNCGF | Cap-Tons | 3.5 | 1210 | None | 0.969 | 0 | 1.56 | [9 empty] | DEER:Res:HVAC_Eff_AC | Annual | 20
RB-HV-DuctSeal-MedToLow | DEER2020 | D20v0 | 2019-01-09 08:57 | SCG | DMo | Old | CZ06 | rWtd | Household | 3.5 | 1210 | None | 4.58 | 0.00729 | 1.55 | [9 empty] | DEER:Res:HVAC_Eff_AC | Annual | 20
RB-HV-DuctSeal-MedToLow | DEER2020 | D20v0 | 2019-01-09 08:57 | SCG | DMo | Old | CZ08 | rDXGF | Cap-Tons | 3.5 | 1220 | None | 33.6 | 0.0408 | 1.77 | [9 empty] | DEER:Res:HVAC_Eff_AC | Annual | 20
RB-HV-DuctSeal-MedToLow | DEER2020 | D20v0 | 2019-01-09 08:57 | SCG | DMo | Old | CZ08 | rDXHP | Cap-Tons | 3.5 | 1220 | None | 50.4 | 0.0455 | 0 | [9 empty] | DEER:Res:HVAC_Eff_AC | Annual | 20
RB-HV-DuctSeal-MedToLow | DEER2020 | D20v0 | 2019-01-09 08:57 | SCG | DMo | Old | CZ08 | rNCGF | Cap-Tons | 3.5 | 1220 | None | 1 | 0 | 1.61 | [9 empty] | DEER:Res:HVAC_Eff_AC | Annual | 20
RB-HV-DuctSeal-MedToLow | DEER2020 | D20v0 | 2019-01-09 08:57 | SCG | DMo | Old | CZ08 | rWtd | Household | 3.5 | 1220 | None | 24.8 | 0.0283 | 1.57 | [9 empty] | DEER:Res:HVAC_Eff_AC | Annual | 20
RB-HV-DuctSeal-MedToLow | DEER2020 | D20v0 | 2019-01-09 08:57 | SCG | DMo | Old | CZ09 | rDXGF | Cap-Tons | 3.5 | 1220 | None | 50.4 | 0.0854 | 2.83 | [9 empty] | DEER:Res:HVAC_Eff_AC | Annual | 20
RB-HV-DuctSeal-MedToLow | DEER2020 | D20v0 | 2019-01-09 08:57 | SCG | DMo | Old | CZ09 | rDXHP | Cap-Tons | 3.5 | 1220 | None | 76.2 | 0.094 | 0 | [9 empty] | DEER:Res:HVAC_Eff_AC | Annual | 20
RB-HV-DuctSeal-MedToLow | DEER2020 | D20v0 | 2019-01-09 08:57 | SCG | DMo | Old | CZ09 | rNCGF | Cap-Tons | 3.5 | 1220 | None | 1.6 | 0 | 2.55 | [9 empty] | DEER:Res:HVAC_Eff_AC | Annual | 20
RB-HV-DuctSeal-MedToLow | DEER2020 | D20v0 | 2019-01-09 08:57 | SCG | DMo | Old | CZ09 | rWtd | Household | 3.5 | 1220 | None | 40.2 | 0.0643 | 2.49 | [9 empty] | DEER:Res:HVAC_Eff_AC | Annual | 20
RB-HV-DuctSeal-MedToLow | DEER2020 | D20v0 | 2019-01-09 08:57 | SCG | DMo | Old | CZ10 | rDXGF | Cap-Tons | 3.5 | 1220 | None | 47.2 | 0.0672 | 2.55 | [9 empty] | DEER:Res:HVAC_Eff_AC | Annual | 20
RB-HV-DuctSeal-MedToLow | DEER2020 | D20v0 | 2019-01-09 08:57 | SCG | DMo | Old | CZ10 | rDXHP | Cap-Tons | 3.5 | 1220 | None | 73.8 | 0.0739 | 0 | [9 empty] | DEER:Res:HVAC_Eff_AC | Annual | 20
RB-HV-DuctSeal-MedToLow | DEER2020 | D20v0 | 2019-01-09 08:57 | SCG | DMo | Old | CZ10 | rNCGF | Cap-Tons | 3.5 | 1220 | None | 1.42 | 0 | 2.29 | [9 empty] | DEER:Res:HVAC_Eff_AC | Annual | 20
RB-HV-DuctSeal-MedToLow | DEER2020 | D20v0 | 2019-01-09 08:57 | SCG | DMo | Old | CZ10 | rWtd | Household | 3.5 | 1220 | None | 49.4 | 0.0665 | 2.23 | [9 empty] | DEER:Res:HVAC_Eff_AC | Annual | 20
RB-HV-DuctSeal-MedToLow | DEER2020 | D20v0 | 2019-01-09 08:57 | SCG | DMo | Old | CZ13 | rDXGF | Cap-Tons | 3.5 | 1210 | None | 68.6 | 0.0711 | 4.03 | [9 empty] | DEER:Res:HVAC_Eff_AC | Annual | 20
RB-HV-DuctSeal-MedToLow | DEER2020 | D20v0 | 2019-01-09 08:57 | SCG | DMo | Old | CZ13 | rDXHP | Cap-Tons | 3.5 | 1210 | None | 110 | 0.078 | 0 | [9 empty] | DEER:Res:HVAC_Eff_AC | Annual | 20
RB-HV-DuctSeal-MedToLow | DEER2020 | D20v0 | 2019-01-09 08:57 | SCG | DMo | Old | CZ13 | rNCGF | Cap-Tons | 3.5 | 1210 | None | 2.26 | 0 | 3.64 | [9 empty] | DEER:Res:HVAC_Eff_AC | Annual | 20
RB-HV-DuctSeal-MedToLow | DEER2020 | D20v0 | 2019-01-09 08:57 | SCG | DMo | Old | CZ13 | rWtd | Household | 3.5 | 1210 | None | 73.7 | 0.072 | 3.52 | [9 empty] | DEER:Res:HVAC_Eff_AC | Annual | 20
RB-HV-DuctSeal-MedToLow | DEER2020 | D20v0 | 2019-01-09 08:57 | SCG | DMo | Old | CZ14 | rDXGF | Cap-Tons | 3.5 | 1230 | None | 82 | 0.0808 | 6.17 | [9 empty] | DEER:Res:HVAC_Eff_AC | Annual | 20
RB-HV-DuctSeal-MedToLow | DEER2020 | D20v0 | 2019-01-09 08:57 | SCG | DMo | Old | CZ14 | rDXHP | Cap-Tons | 3.5 | 1230 | None | 152 | 0.0868 | 0 | [9 empty] | DEER:Res:HVAC_Eff_AC | Annual | 20
RB-HV-DuctSeal-MedToLow | DEER2020 | D20v0 | 2019-01-09 08:57 | SCG | DMo | Old | CZ14 | rNCGF | Cap-Tons | 3.5 | 1230 | None | 3.39 | 0 | 5.39 | [9 empty] | DEER:Res:HVAC_Eff_AC | Annual | 20
RB-HV-DuctSeal-MedToLow | DEER2020 | D20v0 | 2019-01-09 08:57 | SCG | DMo | Old | CZ14 | rWtd | Household | 3.5 | 1230 | None | 68.4 | 0.0607 | 5.39 | [9 empty] | DEER:Res:HVAC_Eff_AC | Annual | 20
RB-HV-DuctSeal-MedToLow | DEER2020 | D20v0 | 2019-01-09 08:57 | SCG | DMo | Old | CZ15 | rDXGF | Cap-Tons | 3.5 | 1230 | None | 108 | 0.0789 | 1.95 | [9 empty] | DEER:Res:HVAC_Eff_AC | Annual | 20
RB-HV-DuctSeal-MedToLow | DEER2020 | D20v0 | 2019-01-09 08:57 | SCG | DMo | Old | CZ15 | rDXHP | Cap-Tons | 3.5 | 1230 | None | 126 | 0.0821 | 0 | [9 empty] | DEER:Res:HVAC_Eff_AC | Annual | 20
RB-HV-DuctSeal-MedToLow | DEER2020 | D20v0 | 2019-01-09 08:57 | SCG | DMo | Old | CZ15 | rNCGF | Cap-Tons | 3.5 | 1230 | None | 1.1 | 0 | 1.73 | [9 empty] | DEER:Res:HVAC_Eff_AC | Annual | 20
RB-HV-DuctSeal-MedToLow | DEER2020 | D20v0 | 2019-01-09 08:57 | SCG | DMo | Old | CZ15 | rWtd | Household | 3.5 | 1230 | None | 110 | 0.0793 | 1.71 | [9 empty] | DEER:Res:HVAC_Eff_AC | Annual | 20
RB-HV-DuctSeal-MedToLow | DEER2020 | D20v0 | 2019-01-09 08:57 | SCG | DMo | Old | CZ16 | rDXGF | Cap-Tons | 3.5 | 1240 | None | 30.4 | 0.0363 | 12.6 | [9 empty] | DEER:Res:HVAC_Eff_AC | Annual | 20
RB-HV-DuctSeal-MedToLow | DEER2020 | D20v0 | 2019-01-09 08:57 | SCG | DMo | Old | CZ16 | rDXHP | Cap-Tons | 3.5 | 1240 | None | 183 | 0.0406 | 0 | [9 empty] | DEER:Res:HVAC_Eff_AC | Annual | 20
RB-HV-DuctSeal-MedToLow | DEER2020 | D20v0 | 2019-01-09 08:57 | SCG | DMo | Old | CZ16 | rNCGF | Cap-Tons | 3.5 | 1240 | None | 6.89 | 0 | 10.9 | [9 empty] | DEER:Res:HVAC_Eff_AC | Annual | 20
RB-HV-DuctSeal-MedToLow | DEER2020 | D20v0 | 2019-01-09 08:57 | SCG | DMo | Old | CZ16 | rWtd | Household | 3.5 | 1240 | None | 49.5 | 0.0368 | 11 | [9 empty] | DEER:Res:HVAC_Eff_AC | Annual | 20
RB-HV-DuctSeal-MedToLow | DEER2020 | D20v0 | 2019-01-09 08:57 | SCG | DMo | Old | IOU | rDXGF | Cap-Tons | 3.5 | 1220 | None | 49.8 | 0.0684 | 2.77 | [9 empty] | DEER:Res:HVAC_Eff_AC | Annual | 20
RB-HV-DuctSeal-MedToLow | DEER2020 | D20v0 | 2019-01-09 08:57 | SCG | DMo | Old | IOU | rDXHP | Cap-Tons | 3.5 | 1220 | None | 77.3 | 0.0751 | 0 | [9 empty] | DEER:Res:HVAC_Eff_AC | Annual | 20
RB-HV-DuctSeal-MedToLow | DEER2020 | D20v0 | 2019-01-09 08:57 | SCG | DMo | Old | IOU | rNCGF | Cap-Tons | 3.5 | 1220 | None | 1.55 | 0 | 2.49 | [9 empty] | DEER:Res:HVAC_Eff_AC | Annual | 20
RB-HV-DuctSeal-MedToLow | DEER2020 | D20v0 | 2019-01-09 08:57 | SCG | DMo | Old | IOU | rWtd | Household | 3.5 | 1220 | None | 46.8 | 0.0586 | 2.44 | [9 empty] | DEER:Res:HVAC_Eff_AC | Annual | 20
RB-HV-DuctSeal-MedToLow | DEER2020 | D20v0 | 2019-01-09 08:57 | SCG | MFm | Old | CZ04 | rDXGF | Cap-Tons | 1.49 | 1140 | None | 3 | 0.00663 | 0.777 | [9 empty] | DEER:Res:HVAC_Eff_AC | Annual | 20
RB-HV-DuctSeal-MedToLow | DEER2020 | D20v0 | 2019-01-09 08:57 | SCG | MFm | Old | IOU | rDXGF | Cap-Tons | 1.74 | 1210 | None | 5.83 | 0.0069 | 0.623 | [9 empty] | DEER:Res:HVAC_Eff_AC | Annual | 20
RB-HV-DuctSeal-MedToLow | DEER2020 | D20v0 | 2019-01-09 08:57 | SCG | MFm | Old | IOU | rDXHP | Cap-Tons | 1.74 | 1210 | None | 11 | 0.00696 | 0 | [9 empty] | DEER:Res:HVAC_Eff_AC | Annual | 20
RB-HV-DuctSeal-MedToLow | DEER2020 | D20v0 | 2019-01-09 08:57 | SCG | MFm | Old | IOU | rNCGF | Cap-Tons | 1.74 | 1210 | None | 0.463 | 0 | 0.598 | [9 empty] | DEER:Res:HVAC_Eff_AC | Annual | 20
RB-HV-DuctSeal-MedToLow | DEER2020 | D20v0 | 2019-01-09 08:57 | SCG | MFm | Old | IOU | rWtd | Household | 1.74 | 1210 | None | 4.5 | 0.00449 | 0.564 | [9 empty] | DEER:Res:HVAC_Eff_AC | Annual | 20
RB-HV-DuctSeal-MedToLow | DEER2020 | D20v0 | 2019-01-09 08:57 | SCG | Res | Old | CZ04 | rDXGF | Cap-Tons | 2.6 | 1620 | None | 9.4 | 0.023 | 2.92 | [9 empty] | DEER:Res:HVAC_Eff_AC | Annual | 20
RB-HV-DuctSeal-MedToLow | DEER2020 | D20v0 | 2019-01-09 08:57 | SCG | Res | Old | CZ04 | rDXHP | Cap-Tons | 2.6 | 1620 | None | 41.2 | 0.024 | 0 | [9 empty] | DEER:Res:HVAC_Eff_AC | Annual | 20
RB-HV-DuctSeal-MedToLow | DEER2020 | D20v0 | 2019-01-09 08:57 | SCG | Res | Old | CZ04 | rNCGF | Cap-Tons | 2.6 | 1620 | None | 1.9 | 0 | 2.85 | [9 empty] | DEER:Res:HVAC_Eff_AC | Annual | 20
RB-HV-DuctSeal-MedToLow | DEER2020 | D20v0 | 2019-01-09 08:57 | SCG | Res | Old | CZ16 | rNCGF | Cap-Tons | 2.9 | 1570 | None | 3.3 | 0 | 4.96 | [9 empty] | DEER:Res:HVAC_Eff_AC | Annual | 20
RB-HV-DuctSeal-MedToLow | DEER2020 | D20v0 | 2019-01-09 08:57 | SCG | Res | Old | CZ16 | rWtd | Household | 2.9 | 1570 | None | 14.8 | 0.016 | 4.83 | [9 empty] | DEER:Res:HVAC_Eff_AC | Annual | 20
RB-HV-DuctSeal-MedToLow | DEER2020 | D20v0 | 2019-01-09 08:57 | SCG | Res | Old | IOU | rDXGF | Cap-Tons | 2.9 | 1530 | None | 13.9 | 0.024 | 1.64 | [9 empty] | DEER:Res:HVAC_Eff_AC | Annual | 20
RB-HV-DuctSeal-MedToLow | DEER2020 | D20v0 | 2019-01-09 08:57 | SCG | Res | Old | IOU | rDXHP | Cap-Tons | 2.9 | 1530 | None | 29.5 | 0.025 | 0 | [9 empty] | DEER:Res:HVAC_Eff_AC | Annual | 20
RB-HV-DuctSeal-MedToLow | DEER2020 | D20v0 | 2019-01-09 08:57 | SCG | Res | Old | IOU | rNCGF | Cap-Tons | 2.9 | 1530 | None | 1 | 0 | 1.6 | [9 empty] | DEER:Res:HVAC_Eff_AC | Annual | 20
RB-HV-DuctSeal-MedToLow | DEER2020 | D20v0 | 2019-01-09 08:57 | SCG | Res | Old | IOU | rWtd | Household | 2.9 | 1530 | None | 11.4 | 0.017 | 1.55 | [9 empty] | DEER:Res:HVAC_Eff_AC | Annual | 20
RB-HV-DuctSeal-MedToLow | DEER2020 | D20v0 | 2019-01-09 08:57 | SCG | SFm | Old | CZ04 | rDXGF | Cap-Tons | 2.88 | 1740 | None | 10.6 | 0.0259 | 3.38 | [9 empty] | DEER:Res:HVAC_Eff_AC | Annual | 20
RB-HV-DuctSeal-MedToLow | DEER2020 | D20v0 | 2019-01-09 08:57 | SCG | SFm | Old | CZ04 | rDXHP | Cap-Tons | 2.88 | 1740 | None | 47.4 | 0.0269 | 0 | [9 empty] | DEER:Res:HVAC_Eff_AC | Annual | 20
RB-HV-DuctSeal-MedToLow | DEER2020 | D20v0 | 2019-01-09 08:57 | SCG | SFm | Old | CZ04 | rNCGF | Cap-Tons | 2.88 | 1740 | None | 2.2 | 0 | 3.31 | [9 empty] | DEER:Res:HVAC_Eff_AC | Annual | 20
RB-HV-DuctSeal-MedToLow | DEER2020 | D20v0 | 2019-01-09 08:57 | SCG | SFm | Old | CZ04 | rWtd | Household | 2.88 | 1740 | None | 10.4 | 0.0204 | 3.22 | [9 empty] | DEER:Res:HVAC_Eff_AC | Annual | 20
RB-HV-DuctSeal-MedToLow | DEER2020 | D20v0 | 2019-01-09 08:57 | SCG | SFm | Old | CZ05 | rDXGF | Cap-Tons | 3.2 | 1740 | None | 4.53 | 0.0104 | 4.82 | [9 empty] | DEER:Res:HVAC_Eff_AC | Annual | 20
RB-HV-DuctSeal-MedToLow | DEER2020 | D20v0 | 2019-01-09 08:57 | SCG | SFm | Old | CZ16 | rDXGF | Cap-Tons | 3.26 | 1690 | None | 17.7 | 0.0278 | 6 | [9 empty] | DEER:Res:HVAC_Eff_AC | Annual | 20
RB-HV-DuctSeal-MedToLow | DEER2020 | D20v0 | 2019-01-09 08:57 | SCG | SFm | Old | CZ16 | rDXHP | Cap-Tons | 3.26 | 1690 | None | 106 | 0.0291 | 0 | [9 empty] | DEER:Res:HVAC_Eff_AC | Annual | 20
RB-HV-DuctSeal-MedToLow | DEER2020 | D20v0 | 2019-01-09 08:57 | SCG | SFm | Old | CZ16 | rNCGF | Cap-Tons | 3.26 | 1690 | None | 3.87 | 0 | 5.86 | [9 empty] | DEER:Res:HVAC_Eff_AC | Annual | 20
RB-HV-DuctSeal-MedToLow | DEER2020 | D20v0 | 2019-01-09 08:57 | SCG | SFm | Old | CZ16 | rWtd | Household | 3.26 | 1690 | None | 16.3 | 0.0186 | 5.74 | [9 empty] | DEER:Res:HVAC_Eff_AC | Annual | 20
RB-HV-DuctSeal-MedToLow | DEER2020 | D20v0 | 2019-01-09 08:57 | SCG | SFm | Old | IOU | rDXGF | Cap-Tons | 3.46 | 1710 | None | 17.6 | 0.0324 | 2.18 | [9 empty] | DEER:Res:HVAC_Eff_AC | Annual | 20
RB-HV-DuctSeal-MedToLow | DEER2020 | D20v0 | 2019-01-09 08:57 | SCG | SFm | Old | IOU | rDXHP | Cap-Tons | 3.46 | 1710 | None | 38.8 | 0.0344 | 0 | [9 empty] | DEER:Res:HVAC_Eff_AC | Annual | 20
RB-HV-DuctSeal-MedToLow | DEER2020 | D20v0 | 2019-01-09 08:57 | SCG | SFm | Old | IOU | rNCGF | Cap-Tons | 3.46 | 1710 | None | 1.35 | 0 | 2.13 | [9 empty] | DEER:Res:HVAC_Eff_AC | Annual | 20
RB-HV-DuctSeal-MedToLow | DEER2020 | D20v0 | 2019-01-09 08:57 | SCG | SFm | Old | IOU | rWtd | Household | 3.46 | 1710 | None | 14.5 | 0.0237 | 2.08 | [9 empty] | DEER:Res:HVAC_Eff_AC | Annual | 20
RB-HV-DuctSeal-MedToLow | DEER2020 | D20v0 | 2019-01-09 08:57 | SDG | DMo | Old | CZ06 | rDXGF | Cap-Tons | 3.5 | 1220 | None | 23.5 | 0.0493 | 2.05 | [9 empty] | DEER:Res:HVAC_Eff_AC | Annual | 20
RB-HV-DuctSeal-MedToLow | DEER2020 | D20v0 | 2019-01-09 08:57 | SDG | DMo | Old | CZ06 | rDXHP | Cap-Tons | 3.5 | 1220 | None | 42.9 | 0.0556 | 0 | [9 empty] | DEER:Res:HVAC_Eff_AC | Annual | 20
RB-HV-DuctSeal-MedToLow | DEER2020 | D20v0 | 2019-01-09 08:57 | SDG | DMo | Old | CZ06 | rNCGF | Cap-Tons | 3.5 | 1220 | None | 1.15 | 0 | 1.85 | [9 empty] | DEER:Res:HVAC_Eff_AC | Annual | 20
RB-HV-DuctSeal-MedToLow | DEER2020 | D20v0 | 2019-01-09 08:57 | SDG | DMo | Old | CZ06 | rWtd | Household | 3.5 | 1220 | None | 14.9 | 0.0279 | 1.82 | [9 empty] | DEER:Res:HVAC_Eff_AC | Annual | 20
RB-HV-DuctSeal-MedToLow | DEER2020 | D20v0 | 2019-01-09 08:57 | SDG | DMo | Old | CZ07 | rDXGF | Cap-Tons | 3.5 | 1210 | None | 23 | 0.0314 | 1.18 | [9 empty] | DEER:Res:HVAC_Eff_AC | Annual | 20
RB-HV-DuctSeal-MedToLow | DEER2020 | D20v0 | 2019-01-09 08:57 | SDG | DMo | Old | CZ07 | rDXHP | Cap-Tons | 3.5 | 1210 | None | 35 | 0.0377 | 0 | [9 empty] | DEER:Res:HVAC_Eff_AC | Annual | 20
RB-HV-DuctSeal-MedToLow | DEER2020 | D20v0 | 2019-01-09 08:57 | SDG | DMo | Old | CZ07 | rNCGF | Cap-Tons | 3.5 | 1210 | None | 0.672 | 0 | 1.09 | [9 empty] | DEER:Res:HVAC_Eff_AC | Annual | 20
RB-HV-DuctSeal-MedToLow | DEER2020 | D20v0 | 2019-01-09 08:57 | SDG | DMo | Old | CZ07 | rWtd | Household | 3.5 | 1210 | None | 6.45 | 0.00781 | 1.07 | [9 empty] | DEER:Res:HVAC_Eff_AC | Annual | 20
RB-HV-DuctSeal-MedToLow | DEER2020 | D20v0 | 2019-01-09 08:57 | SDG | DMo | Old | CZ08 | rDXGF | Cap-Tons | 3.5 | 1200 | None | 32.5 | 0.0397 | 1.41 | [9 empty] | DEER:Res:HVAC_Eff_AC | Annual | 20
RB-HV-DuctSeal-MedToLow | DEER2020 | D20v0 | 2019-01-09 08:57 | SDG | DMo | Old | CZ08 | rDXHP | Cap-Tons | 3.5 | 1200 | None | 47.1 | 0.0434 | 0 | [9 empty] | DEER:Res:HVAC_Eff_AC | Annual | 20
RB-HV-DuctSeal-MedToLow | DEER2020 | D20v0 | 2019-01-09 08:57 | SDG | DMo | Old | CZ08 | rNCGF | Cap-Tons | 3.5 | 1200 | None | 0.803 | 0 | 1.29 | [9 empty] | DEER:Res:HVAC_Eff_AC | Annual | 20
RB-HV-DuctSeal-MedToLow | DEER2020 | D20v0 | 2019-01-09 08:57 | SDG | DMo | Old | CZ08 | rWtd | Household | 3.5 | 1200 | None | 22 | 0.0254 | 1.26 | [9 empty] | DEER:Res:HVAC_Eff_AC | Annual | 20
RB-HV-DuctSeal-MedToLow | DEER2020 | D20v0 | 2019-01-09 08:57 | SDG | DMo | Old | CZ10 | rDXGF | Cap-Tons | 3.5 | 1210 | None | 46.6 | 0.0663 | 2.22 | [9 empty] | DEER:Res:HVAC_Eff_AC | Annual | 20
RB-HV-DuctSeal-MedToLow | DEER2020 | D20v0 | 2019-01-09 08:57 | SDG | DMo | Old | CZ10 | rDXHP | Cap-Tons | 3.5 | 1210 | None | 70.8 | 0.0731 | 0 | [9 empty] | DEER:Res:HVAC_Eff_AC | Annual | 20
RB-HV-DuctSeal-MedToLow | DEER2020 | D20v0 | 2019-01-09 08:57 | SDG | DMo | Old | CZ10 | rNCGF | Cap-Tons | 3.5 | 1210 | None | 1.25 | 0 | 2 | [9 empty] | DEER:Res:HVAC_Eff_AC | Annual | 20
RB-HV-DuctSeal-MedToLow | DEER2020 | D20v0 | 2019-01-09 08:57 | SDG | DMo | Old | CZ10 | rWtd | Household | 3.5 | 1210 | None | 43.4 | 0.0585 | 1.95 | [9 empty] | DEER:Res:HVAC_Eff_AC | Annual | 20
RB-HV-DuctSeal-MedToLow | DEER2020 | D20v0 | 2019-01-09 08:57 | SDG | DMo | Old | CZ14 | rDXGF | Cap-Tons | 3.5 | 1210 | None | 80.6 | 0.0799 | 4.81 | [9 empty] | DEER:Res:HVAC_Eff_AC | Annual | 20
RB-HV-DuctSeal-MedToLow | DEER2020 | D20v0 | 2019-01-09 08:57 | SDG | DMo | Old | CZ14 | rDXHP | Cap-Tons | 3.5 | 1210 | None | 138 | 0.0849 | 0 | [9 empty] | DEER:Res:HVAC_Eff_AC | Annual | 20
RB-HV-DuctSeal-MedToLow | DEER2020 | D20v0 | 2019-01-09 08:57 | SDG | DMo | Old | CZ14 | rNCGF | Cap-Tons | 3.5 | 1210 | None | 2.64 | 0 | 4.22 | [9 empty] | DEER:Res:HVAC_Eff_AC | Annual | 20
RB-HV-DuctSeal-MedToLow | DEER2020 | D20v0 | 2019-01-09 08:57 | SDG | DMo | Old | CZ14 | rWtd | Household | 3.5 | 1210 | None | 19.2 | 0.0157 | 4.21 | [9 empty] | DEER:Res:HVAC_Eff_AC | Annual | 20
RB-HV-DuctSeal-MedToLow | DEER2020 | D20v0 | 2019-01-09 08:57 | SDG | DMo | Old | CZ15 | rDXGF | Cap-Tons | 3.5 | 1220 | None | 108 | 0.0786 | 1.73 | [9 empty] | DEER:Res:HVAC_Eff_AC | Annual | 20
RB-HV-DuctSeal-MedToLow | DEER2020 | D20v0 | 2019-01-09 08:57 | SDG | DMo | Old | CZ15 | rDXHP | Cap-Tons | 3.5 | 1220 | None | 124 | 0.0818 | 0 | [9 empty] | DEER:Res:HVAC_Eff_AC | Annual | 20
RB-HV-DuctSeal-MedToLow | DEER2020 | D20v0 | 2019-01-09 08:57 | SDG | DMo | Old | CZ15 | rNCGF | Cap-Tons | 3.5 | 1220 | None | 0.981 | 0 | 1.55 | [9 empty] | DEER:Res:HVAC_Eff_AC | Annual | 20
RB-HV-DuctSeal-MedToLow | DEER2020 | D20v0 | 2019-01-09 08:57 | SDG | DMo | Old | CZ15 | rWtd | Household | 3.5 | 1220 | None | 61.4 | 0.044 | 1.53 | [9 empty] | DEER:Res:HVAC_Eff_AC | Annual | 20
RB-HV-DuctSeal-MedToLow | DEER2020 | D20v0 | 2019-01-09 08:57 | SDG | DMo | Old | IOU | rDXGF | Cap-Tons | 3.5 | 1210 | None | 34.7 | 0.0476 | 1.71 | [9 empty] | DEER:Res:HVAC_Eff_AC | Annual | 20
RB-HV-DuctSeal-MedToLow | DEER2020 | D20v0 | 2019-01-09 08:57 | SDG | DMo | Old | IOU | rDXHP | Cap-Tons | 3.5 | 1210 | None | 52.9 | 0.054 | 0 | [9 empty] | DEER:Res:HVAC_Eff_AC | Annual | 20
RB-HV-DuctSeal-MedToLow | DEER2020 | D20v0 | 2019-01-09 08:57 | SDG | DMo | Old | IOU | rNCGF | Cap-Tons | 3.5 | 1210 | None | 0.963 | 0 | 1.55 | [9 empty] | DEER:Res:HVAC_Eff_AC | Annual | 20
RB-HV-DuctSeal-MedToLow | DEER2020 | D20v0 | 2019-01-09 08:57 | SDG | DMo | Old | IOU | rWtd | Household | 3.5 | 1210 | None | 23.2 | 0.0304 | 1.52 | [9 empty] | DEER:Res:HVAC_Eff_AC | Annual | 20
RB-HV-DuctSeal-MedToLow | DEER2020 | D20v0 | 2019-01-09 08:57 | SDG | MFm | Old | CZ06 | rDXGF | Cap-Tons | 1.59 | 1180 | None | 3.29 | 0.00512 | 0.588 | [9 empty] | DEER:Res:HVAC_Eff_AC | Annual | 20
RB-HV-DuctSeal-MedToLow | DEER2020 | D20v0 | 2019-01-09 08:57 | SDG | MFm | Old | CZ06 | rDXHP | Cap-Tons | 1.59 | 1180 | None | 8.25 | 0.00544 | 0 | [9 empty] | DEER:Res:HVAC_Eff_AC | Annual | 20
RB-HV-DuctSeal-MedToLow | DEER2020 | D20v0 | 2019-01-09 08:57 | SDG | MFm | Old | CZ06 | rNCGF | Cap-Tons | 1.59 | 1180 | None | 0.45 | 0 | 0.566 | [9 empty] | DEER:Res:HVAC_Eff_AC | Annual | 20
RB-HV-DuctSeal-MedToLow | DEER2020 | D20v0 | 2019-01-09 08:57 | SDG | MFm | Old | CZ06 | rWtd | Household | 1.59 | 1180 | None | 1.94 | 0.00222 | 0.544 | [9 empty] | DEER:Res:HVAC_Eff_AC | Annual | 20
RB-HV-DuctSeal-MedToLow | DEER2020 | D20v0 | 2019-01-09 08:57 | SDG | MFm | Old | CZ07 | rDXGF | Cap-Tons | 1.35 | 1160 | None | 2.25 | 0.00301 | 0.433 | [9 empty] | DEER:Res:HVAC_Eff_AC | Annual | 20
RB-HV-DuctSeal-MedToLow | DEER2020 | D20v0 | 2019-01-09 08:57 | SDG | MFm | Old | CZ07 | rDXHP | Cap-Tons | 1.35 | 1160 | None | 5.27 | 0.00346 | 0 | [9 empty] | DEER:Res:HVAC_Eff_AC | Annual | 20
RB-HV-DuctSeal-MedToLow | DEER2020 | D20v0 | 2019-01-09 08:57 | SDG | MFm | Old | CZ07 | rNCGF | Cap-Tons | 1.35 | 1160 | None | 0.351 | 0 | 0.417 | [9 empty] | DEER:Res:HVAC_Eff_AC | Annual | 20
RB-HV-DuctSeal-MedToLow | DEER2020 | D20v0 | 2019-01-09 08:57 | SDG | MFm | Old | CZ07 | rWtd | Household | 1.35 | 1160 | None | 1.08 | 0.00099 | 0.405 | [9 empty] | DEER:Res:HVAC_Eff_AC | Annual | 20
RB-HV-DuctSeal-MedToLow | DEER2020 | D20v0 | 2019-01-09 08:57 | SDG | MFm | Old | CZ08 | rDXGF | Cap-Tons | 1.32 | 1220 | None | 4.93 | 0.00502 | 0.494 | [9 empty] | DEER:Res:HVAC_Eff_AC | Annual | 20
RB-HV-DuctSeal-MedToLow | DEER2020 | D20v0 | 2019-01-09 08:57 | SDG | MFm | Old | CZ08 | rDXHP | Cap-Tons | 1.32 | 1220 | None | 9.09 | 0.00502 | 0 | [9 empty] | DEER:Res:HVAC_Eff_AC | Annual | 20
RB-HV-DuctSeal-MedToLow | DEER2020 | D20v0 | 2019-01-09 08:57 | SDG | MFm | Old | CZ08 | rNCGF | Cap-Tons | 1.32 | 1220 | None | 0.398 | 0 | 0.472 | [9 empty] | DEER:Res:HVAC_Eff_AC | Annual | 20
RB-HV-DuctSeal-MedToLow | DEER2020 | D20v0 | 2019-01-09 08:57 | SDG | MFm | Old | CZ08 | rWtd | Household | 1.32 | 1220 | None | 4.04 | 0.00361 | 0.443 | [9 empty] | DEER:Res:HVAC_Eff_AC | Annual | 20
RB-HV-DuctSeal-MedToLow | DEER2020 | D20v0 | 2019-01-09 08:57 | SDG | MFm | Old | CZ10 | rDXGF | Cap-Tons | 1.99 | 1310 | None | 4.66 | 0.00754 | 0.784 | [9 empty] | DEER:Res:HVAC_Eff_AC | Annual | 20
RB-HV-DuctSeal-MedToLow | DEER2020 | D20v0 | 2019-01-09 08:57 | SDG | MFm | Old | CZ10 | rDXHP | Cap-Tons | 1.99 | 1310 | None | 11.2 | 0.00754 | 0 | [9 empty] | DEER:Res:HVAC_Eff_AC | Annual | 20
RB-HV-DuctSeal-MedToLow | DEER2020 | D20v0 | 2019-01-09 08:57 | SDG | MFm | Old | CZ10 | rNCGF | Cap-Tons | 1.99 | 1310 | None | 0.561 | 0 | 0.758 | [9 empty] | DEER:Res:HVAC_Eff_AC | Annual | 20
RB-HV-DuctSeal-MedToLow | DEER2020 | D20v0 | 2019-01-09 08:57 | SDG | MFm | Old | CZ10 | rWtd | Household | 1.99 | 1310 | None | 4.59 | 0.00617 | 0.699 | [9 empty] | DEER:Res:HVAC_Eff_AC | Annual | 20
RB-HV-DuctSeal-MedToLow | DEER2020 | D20v0 | 2019-01-09 08:57 | SDG | MFm | Old | CZ14 | rDXGF | Cap-Tons | 2.31 | 1410 | None | 11.3 | 0.00823 | 0.861 | [9 empty] | DEER:Res:HVAC_Eff_AC | Annual | 20
RB-HV-DuctSeal-MedToLow | DEER2020 | D20v0 | 2019-01-09 08:57 | SDG | Res | Old | CZ06 | rDXGF | Cap-Tons | 3 | 1850 | None | 7.6 | 0.022 | 1.74 | [9 empty] | DEER:Res:HVAC_Eff_AC | Annual | 20
RB-HV-DuctSeal-MedToLow | DEER2020 | D20v0 | 2019-01-09 08:57 | SDG | Res | Old | CZ06 | rDXHP | Cap-Tons | 3 | 1850 | None | 22.9 | 0.023 | 0 | [9 empty] | DEER:Res:HVAC_Eff_AC | Annual | 20
RB-HV-DuctSeal-MedToLow | DEER2020 | D20v0 | 2019-01-09 08:57 | SDG | Res | Old | CZ06 | rNCGF | Cap-Tons | 3 | 1850 | None | 1.1 | 0 | 1.7 | [9 empty] | DEER:Res:HVAC_Eff_AC | Annual | 20
RB-HV-DuctSeal-MedToLow | DEER2020 | D20v0 | 2019-01-09 08:57 | SDG | Res | Old | CZ06 | rWtd | Household | 3 | 1850 | None | 4.9 | 0.011 | 1.67 | [9 empty] | DEER:Res:HVAC_Eff_AC | Annual | 20
RB-HV-DuctSeal-MedToLow | DEER2020 | D20v0 | 2019-01-09 08:57 | SDG | Res | Old | CZ07 | rDXGF | Cap-Tons | 2.2 | 1540 | None | 8.2 | 0.015 | 1.4 | [9 empty] | DEER:Res:HVAC_Eff_AC | Annual | 20
RB-HV-DuctSeal-MedToLow | DEER2020 | D20v0 | 2019-01-09 08:57 | SDG | Res | Old | CZ07 | rDXHP | Cap-Tons | 2.2 | 1540 | None | 18.2 | 0.016 | 0 | [9 empty] | DEER:Res:HVAC_Eff_AC | Annual | 20
RB-HV-DuctSeal-MedToLow | DEER2020 | D20v0 | 2019-01-09 08:57 | SDG | Res | Old | CZ07 | rNCGF | Cap-Tons | 2.2 | 1540 | None | 0.9 | 0 | 1.37 | [9 empty] | DEER:Res:HVAC_Eff_AC | Annual | 20
RB-HV-DuctSeal-MedToLow | DEER2020 | D20v0 | 2019-01-09 08:57 | SDG | Res | Old | CZ07 | rWtd | Household | 2.2 | 1540 | None | 3.5 | 0.005 | 1.35 | [9 empty] | DEER:Res:HVAC_Eff_AC | Annual | 20
RB-HV-DuctSeal-MedToLow | DEER2020 | D20v0 | 2019-01-09 08:57 | SDG | Res | Old | CZ08 | rDXGF | Cap-Tons | 2.3 | 1500 | None | 12 | 0.016 | 1.01 | [9 empty] | DEER:Res:HVAC_Eff_AC | Annual | 20
RB-HV-DuctSeal-MedToLow | DEER2020 | D20v0 | 2019-01-09 08:57 | SDG | Res | Old | CZ08 | rDXHP | Cap-Tons | 2.3 | 1500 | None | 20.8 | 0.017 | 0 | [9 empty] | DEER:Res:HVAC_Eff_AC | Annual | 20
RB-HV-DuctSeal-MedToLow | DEER2020 | D20v0 | 2019-01-09 08:57 | SDG | Res | Old | CZ08 | rNCGF | Cap-Tons | 2.3 | 1500 | None | 0.7 | 0 | 0.97 | [9 empty] | DEER:Res:HVAC_Eff_AC | Annual | 20
RB-HV-DuctSeal-MedToLow | DEER2020 | D20v0 | 2019-01-09 08:57 | SDG | Res | Old | CZ08 | rWtd | Household | 2.3 | 1500 | None | 9.9 | 0.013 | 0.94 | [9 empty] | DEER:Res:HVAC_Eff_AC | Annual | 20
RB-HV-DuctSeal-MedToLow | DEER2020 | D20v0 | 2019-01-09 08:57 | SDG | Res | Old | CZ10 | rDXGF | Cap-Tons | 3.3 | 1610 | None | 15.4 | 0.027 | 1.86 | [9 empty] | DEER:Res:HVAC_Eff_AC | Annual | 20
RB-HV-DuctSeal-MedToLow | DEER2020 | D20v0 | 2019-01-09 08:57 | SDG | Res | Old | CZ10 | rDXHP | Cap-Tons | 3.3 | 1610 | None | 33.7 | 0.029 | 0 | [9 empty] | DEER:Res:HVAC_Eff_AC | Annual | 20
RB-HV-DuctSeal-MedToLow | DEER2020 | D20v0 | 2019-01-09 08:57 | SDG | Res | Old | CZ10 | rNCGF | Cap-Tons | 3.3 | 1610 | None | 1.1 | 0 | 1.81 | [9 empty] | DEER:Res:HVAC_Eff_AC | Annual | 20
RB-HV-DuctSeal-MedToLow | DEER2020 | D20v0 | 2019-01-09 08:57 | SDG | Res | Old | CZ10 | rWtd | Household | 3.3 | 1610 | None | 13.2 | 0.021 | 1.75 | [9 empty] | DEER:Res:HVAC_Eff_AC | Annual | 20
RB-HV-DuctSeal-MedToLow | DEER2020 | D20v0 | 2019-01-09 08:57 | SDG | Res | Old | CZ14 | rDXGF | Cap-Tons | 4.6 | 1570 | None | 38.7 | 0.041 | 2.95 | [9 empty] | DEER:Res:HVAC_Eff_AC | Annual | 20
RB-HV-DuctSeal-MedToLow | DEER2020 | D20v0 | 2019-01-09 08:57 | SDG | SFm | Old | CZ06 | rDXGF | Cap-Tons | 3.53 | 2070 | None | 9.05 | 0.0277 | 2.12 | [9 empty] | DEER:Res:HVAC_Eff_AC | Annual | 20
RB-HV-DuctSeal-MedToLow | DEER2020 | D20v0 | 2019-01-09 08:57 | SDG | SFm | Old | CZ06 | rDXHP | Cap-Tons | 3.53 | 2070 | None | 27.7 | 0.0291 | 0 | [9 empty] | DEER:Res:HVAC_Eff_AC | Annual | 20
RB-HV-DuctSeal-MedToLow | DEER2020 | D20v0 | 2019-01-09 08:57 | SDG | SFm | Old | CZ06 | rNCGF | Cap-Tons | 3.53 | 2070 | None | 1.3 | 0 | 2.08 | [9 empty] | DEER:Res:HVAC_Eff_AC | Annual | 20
RB-HV-DuctSeal-MedToLow | DEER2020 | D20v0 | 2019-01-09 08:57 | SDG | SFm | Old | CZ06 | rWtd | Household | 3.53 | 2070 | None | 5.84 | 0.0144 | 2.04 | [9 empty] | DEER:Res:HVAC_Eff_AC | Annual | 20
RB-HV-DuctSeal-MedToLow | DEER2020 | D20v0 | 2019-01-09 08:57 | SDG | SFm | Old | CZ07 | rDXGF | Cap-Tons | 2.59 | 1780 | None | 10.8 | 0.0211 | 1.99 | [9 empty] | DEER:Res:HVAC_Eff_AC | Annual | 20
RB-HV-DuctSeal-MedToLow | DEER2020 | D20v0 | 2019-01-09 08:57 | SDG | SFm | Old | CZ07 | rDXHP | Cap-Tons | 2.59 | 1780 | None | 24.8 | 0.0223 | 0 | [9 empty] | DEER:Res:HVAC_Eff_AC | Annual | 20
RB-HV-DuctSeal-MedToLow | DEER2020 | D20v0 | 2019-01-09 08:57 | SDG | SFm | Old | CZ07 | rNCGF | Cap-Tons | 2.59 | 1780 | None | 1.31 | 0 | 1.95 | [9 empty] | DEER:Res:HVAC_Eff_AC | Annual | 20
RB-HV-DuctSeal-MedToLow | DEER2020 | D20v0 | 2019-01-09 08:57 | SDG | SFm | Old | CZ07 | rWtd | Household | 2.59 | 1780 | None | 4.7 | 0.00696 | 1.93 | [9 empty] | DEER:Res:HVAC_Eff_AC | Annual | 20
RB-HV-DuctSeal-MedToLow | DEER2020 | D20v0 | 2019-01-09 08:57 | SDG | SFm | Old | CZ08 | rDXGF | Cap-Tons | 3.34 | 2010 | None | 16.2 | 0.0247 | 1.63 | [9 empty] | DEER:Res:HVAC_Eff_AC | Annual | 20
RB-HV-DuctSeal-MedToLow | DEER2020 | D20v0 | 2019-01-09 08:57 | SDG | SFm | Old | CZ08 | rDXHP | Cap-Tons | 3.34 | 2010 | None | 29.8 | 0.0261 | 0 | [9 empty] | DEER:Res:HVAC_Eff_AC | Annual | 20
RB-HV-DuctSeal-MedToLow | DEER2020 | D20v0 | 2019-01-09 08:57 | SDG | SFm | Old | CZ08 | rNCGF | Cap-Tons | 3.34 | 2010 | None | 1.01 | 0 | 1.6 | [9 empty] | DEER:Res:HVAC_Eff_AC | Annual | 20
RB-HV-DuctSeal-MedToLow | DEER2020 | D20v0 | 2019-01-09 08:57 | SDG | SFm | Old | CZ08 | rWtd | Household | 3.34 | 2010 | None | 14.8 | 0.0216 | 1.55 | [9 empty] | DEER:Res:HVAC_Eff_AC | Annual | 20
RB-HV-DuctSeal-MedToLow | DEER2020 | D20v0 | 2019-01-09 08:57 | SDG | SFm | Old | CZ10 | rDXGF | Cap-Tons | 3.84 | 1780 | None | 15.9 | 0.0301 | 2.23 | [9 empty] | DEER:Res:HVAC_Eff_AC | Annual | 20
RB-HV-DuctSeal-MedToLow | DEER2020 | D20v0 | 2019-01-09 08:57 | SDG | SFm | Old | CZ10 | rDXHP | Cap-Tons | 3.84 | 1780 | None | 38 | 0.0318 | 0 | [9 empty] | DEER:Res:HVAC_Eff_AC | Annual | 20
RB-HV-DuctSeal-MedToLow | DEER2020 | D20v0 | 2019-01-09 08:57 | SDG | SFm | Old | CZ10 | rNCGF | Cap-Tons | 3.84 | 1780 | None | 1.34 | 0 | 2.19 | [9 empty] | DEER:Res:HVAC_Eff_AC | Annual | 20
RB-HV-DuctSeal-MedToLow | DEER2020 | D20v0 | 2019-01-09 08:57 | SDG | SFm | Old | CZ10 | rWtd | Household | 3.84 | 1780 | None | 13 | 0.0223 | 2.13 | [9 empty] | DEER:Res:HVAC_Eff_AC | Annual | 20
RB-HV-DuctSeal-MedToLow | DEER2020 | D20v0 | 2019-01-09 08:57 | SDG | SFm | Old | CZ14 | rDXGF | Cap-Tons | 4.86 | 1630 | None | 33.9 | 0.0367 | 2.77 | [9 empty] | DEER:Res:HVAC_Eff_AC | Annual | 20
RB-HV-DuctSeal-MedToLow | DEER2020 | D20v0 | 2019-01-09 08:57 | SDG | SFm | Old | CZ14 | rDXHP | Cap-Tons | 4.86 | 1630 | None | 71.7 | 0.0407 | 0 | [9 empty] | DEER:Res:HVAC_Eff_AC | Annual | 20
RB-HV-DuctSeal-MedToLow | DEER2020 | D20v0 | 2019-01-09 08:57 | SDG | SFm | Old | CZ14 | rNCGF | Cap-Tons | 4.86 | 1630 | None | 1.6 | 0 | 2.63 | [9 empty] | DEER:Res:HVAC_Eff_AC | Annual | 20
RB-HV-DuctSeal-MedToLow | DEER2020 | D20v0 | 2019-01-09 08:57 | SDG | SFm | Old | CZ14 | rWtd | Household | 4.86 | 1630 | None | 26 | 0.0263 | 2.62 | [9 empty] | DEER:Res:HVAC_Eff_AC | Annual | 20
RB-HV-DuctSeal-MedToLow | DEER2020 | D20v0 | 2019-01-09 08:57 | SDG | SFm | Old | CZ15 | rDXGF | Cap-Tons | 5.93 | 1600 | None | 32 | 0.0256 | 0.924 | [9 empty] | DEER:Res:HVAC_Eff_AC | Annual | 20
RB-HV-DuctSeal-MedToLow | DEER2020 | D20v0 | 2019-01-09 08:57 | SDG | SFm | Old | CZ15 | rDXHP | Cap-Tons | 5.93 | 1600 | None | 43.9 | 0.0282 | 0 | [9 empty] | DEER:Res:HVAC_Eff_AC | Annual | 20
RB-HV-DuctSeal-MedToLow | DEER2020 | D20v0 | 2019-01-09 08:57 | SDG | SFm | Old | CZ15 | rNCGF | Cap-Tons | 5.93 | 1600 | None | 0.513 | 0 | 0.856 | [9 empty] | DEER:Res:HVAC_Eff_AC | Annual | 20
RB-HV-DuctSeal-MedToLow | DEER2020 | D20v0 | 2019-01-09 08:57 | SDG | SFm | Old | CZ15 | rWtd | Household | 5.93 | 1600 | None | 32.6 | 0.0258 | 0.873 | [9 empty] | DEER:Res:HVAC_Eff_AC | Annual | 20
RB-HV-DuctSeal-MedToLow | DEER2020 | D20v0 | 2019-01-09 08:57 | SDG | SFm | Old | IOU | rDXGF | Cap-Tons | 3.06 | 1810 | None | 12.5 | 0.0243 | 2.06 | [9 empty] | DEER:Res:HVAC_Eff_AC | Annual | 20
RB-HV-DuctSeal-MedToLow | DEER2020 | D20v0 | 2019-01-09 08:57 | SDG | SFm | Old | IOU | rDXHP | Cap-Tons | 3.06 | 1810 | None | 29.3 | 0.0257 | 0 | [9 empty] | DEER:Res:HVAC_Eff_AC | Annual | 20
RB-HV-DuctSeal-MedToLow | DEER2020 | D20v0 | 2019-01-09 08:57 | SDG | SFm | Old | IOU | rNCGF | Cap-Tons | 3.06 | 1810 | None | 1.31 | 0 | 2.03 | [9 empty] | DEER:Res:HVAC_Eff_AC | Annual | 20
RB-HV-DuctSeal-MedToLow | DEER2020 | D20v0 | 2019-01-09 08:57 | SDG | SFm | Old | IOU | rWtd | Household | 3.06 | 1810 | None | 7.56 | 0.0123 | 1.99 | [9 empty] | DEER:Res:HVAC_Eff_AC | Annual | 20
RB-HV-DuctSeal-HighToLow | DEER2020 | D20v0 | 2019-11-06 15:58 | Any | DMo | Old | CZ04 | rDXGF | Cap-Tons | 3.5 | 1210 | None | 58.7 | 0.116 | 7.99 | [9 empty] | DEER:Res:HVAC_Eff_AC | Annual | 20
RB-HV-DuctSeal-HighToLow | DEER2020 | D20v0 | 2019-11-06 15:58 | Any | DMo | Old | CZ04 | rDXHP | Cap-Tons | 3.5 | 1210 | None | 144 | 0.125 | 0 | [9 empty] | DEER:Res:HVAC_Eff_AC | Annual | 20
RB-HV-DuctSeal-HighToLow | DEER2020 | D20v0 | 2019-11-06 15:58 | Any | DMo | Old | CZ04 | rNCGF | Cap-Tons | 3.5 | 1210 | None | 4.44 | 0 | 7.08 | [9 empty] | DEER:Res:HVAC_Eff_AC | Annual | 20
RB-HV-DuctSeal-HighToLow | DEER2020 | D20v0 | 2019-11-06 15:58 | Any | MFm | Old | CZ04 | rDXGF | Cap-Tons | 1.36 | 1090 | None | 7.31 | 0.0153 | 1.86 | [9 empty] | DEER:Res:HVAC_Eff_AC | Annual | 20
RB-HV-DuctSeal-HighToLow | DEER2020 | D20v0 | 2019-11-06 15:58 | Any | MFm | Old | CZ04 | rDXHP | Cap-Tons | 1.36 | 1090 | None | 27.5 | 0.0162 | 0 | [9 empty] | DEER:Res:HVAC_Eff_AC | Annual | 20
RB-HV-DuctSeal-HighToLow | DEER2020 | D20v0 | 2019-11-06 15:58 | Any | MFm | Old | CZ04 | rNCGF | Cap-Tons | 1.36 | 1090 | None | 1.51 | 0 | 1.79 | [9 empty] | DEER:Res:HVAC_Eff_AC | Annual | 20
RB-HV-DuctSeal-HighToLow | DEER2020 | D20v0 | 2019-11-06 15:58 | Any | Res | Old | CZ04 | rDXGF | Cap-Tons | 2.3 | 1450 | None | 21.1 | 0.045 | 6.14 | [9 empty] | DEER:Res:HVAC_Eff_AC | Annual | 20
RB-HV-DuctSeal-HighToLow | DEER2020 | D20v0 | 2019-11-06 15:58 | Any | Res | Old | CZ04 | rDXHP | Cap-Tons | 2.3 | 1450 | None | 88.3 | 0.047 | 0 | [9 empty] | DEER:Res:HVAC_Eff_AC | Annual | 20
RB-HV-DuctSeal-HighToLow | DEER2020 | D20v0 | 2019-11-06 15:58 | Any | Res | Old | CZ04 | rNCGF | Cap-Tons | 2.3 | 1450 | None | 4.2 | 0 | 6 | [9 empty] | DEER:Res:HVAC_Eff_AC | Annual | 20
RB-HV-DuctSeal-MedToLow | DEER2020 | D20v0 | 2019-11-06 15:58 | Any | DMo | Old | CZ04 | rDXGF | Cap-Tons | 3.5 | 1210 | None | 27.1 | 0.0534 | 3.63 | [9 empty] | DEER:Res:HVAC_Eff_AC | Annual | 20
RB-HV-DuctSeal-MedToLow | DEER2020 | D20v0 | 2019-11-06 15:58 | Any | DMo | Old | CZ04 | rDXHP | Cap-Tons | 3.5 | 1210 | None | 65.9 | 0.0606 | 0 | [9 empty] | DEER:Res:HVAC_Eff_AC | Annual | 20
RB-HV-DuctSeal-MedToLow | DEER2020 | D20v0 | 2019-11-06 15:58 | Any | DMo | Old | CZ04 | rNCGF | Cap-Tons | 3.5 | 1210 | None | 2.03 | 0 | 3.25 | [9 empty] | DEER:Res:HVAC_Eff_AC | Annual | 20
RB-HV-DuctSeal-MedToLow | DEER2020 | D20v0 | 2019-11-06 15:58 | Any | SFm | Old | CZ04 | rDXGF | Cap-Tons | 2.79 | 1670 | None | 11.7 | 0.0264 | 3.52 | [9 empty] | DEER:Res:HVAC_Eff_AC | Annual | 20
RB-HV-DuctSeal-MedToLow | DEER2020 | D20v0 | 2019-11-06 15:58 | Any | SFm | Old | CZ04 | rDXHP | Cap-Tons | 2.79 | 1670 | None | 50.4 | 0.0272 | 0 | [9 empty] | DEER:Res:HVAC_Eff_AC | Annual | 20
RB-HV-DuctSeal-MedToLow | DEER2020 | D20v0 | 2019-11-06 15:58 | Any | SFm | Old | CZ04 | rNCGF | Cap-Tons | 2.79 | 1670 | None | 2.33 | 0 | 3.45 | [9 empty] | DEER:Res:HVAC_Eff_AC | Annual | 20
RB-HV-DuctSeal-HighToLow | DEER2020 | D20v0 | 2019-11-06 15:58 | Any | DMo | Ex | CZ04 | rDXGF | Cap-Tons | 3.5 | 1240 | None | 156 | 0.0682 | 6.94 | [9 empty] | DEER:Res:HVAC_Eff_AC | Annual | 20
RB-HV-DuctSeal-HighToLow | DEER2020 | D20v0 | 2019-11-06 15:58 | Any | DMo | Ex | CZ04 | rDXHP | Cap-Tons | 3.5 | 1240 | None | 231 | 0.0755 | 0 | [9 empty] | DEER:Res:HVAC_Eff_AC | Annual | 20
RB-HV-DuctSeal-HighToLow | DEER2020 | D20v0 | 2019-11-06 15:58 | Any | DMo | Ex | CZ04 | rNCGF | Cap-Tons | 3.5 | 1240 | None | 3.95 | 0 | 6.1 | [9 empty] | DEER:Res:HVAC_Eff_AC | Annual | 20
RB-HV-DuctSeal-HighToLow | DEER2020 | D20v0 | 2019-11-06 15:58 | Any | MFm | Ex | CZ04 | rDXGF | Cap-Tons | 1 | 999 | None | 8.51 | 0.0145 | 0.976 | [9 empty] | DEER:Res:HVAC_Eff_AC | Annual | 20
RB-HV-DuctSeal-HighToLow | DEER2020 | D20v0 | 2019-11-06 15:58 | Any | MFm | Ex | CZ04 | rDXHP | Cap-Tons | 1 | 999 | None | 20.1 | 0.0153 | 0 | [9 empty] | DEER:Res:HVAC_Eff_AC | Annual | 20
RB-HV-DuctSeal-HighToLow | DEER2020 | D20v0 | 2019-11-06 15:58 | Any | MFm | Ex | CZ04 | rNCGF | Cap-Tons | 1 | 999 | None | 0.913 | 0 | 0.93 | [9 empty] | DEER:Res:HVAC_Eff_AC | Annual | 20
RB-HV-DuctSeal-HighToLow | DEER2020 | D20v0 | 2019-11-06 15:58 | Any | Res | Ex | CZ04 | rDXGF | Cap-Tons | 2.2 | 1650 | None | 28.8 | 0.043 | 5.12 | [9 empty] | DEER:Res:HVAC_Eff_AC | Annual | 20
RB-HV-DuctSeal-HighToLow | DEER2020 | D20v0 | 2019-11-06 15:58 | Any | Res | Ex | CZ04 | rDXHP | Cap-Tons | 2.2 | 1650 | None | 85.1 | 0.045 | 0 | [9 empty] | DEER:Res:HVAC_Eff_AC | Annual | 20
RB-HV-DuctSeal-HighToLow | DEER2020 | D20v0 | 2019-11-06 15:58 | Any | Res | Ex | CZ04 | rNCGF | Cap-Tons | 2.2 | 1650 | None | 3.3 | 0 | 4.93 | [9 empty] | DEER:Res:HVAC_Eff_AC | Annual | 20
RB-HV-DuctSeal-HighToLow | DEER2020 | D20v0 | 2019-11-06 15:58 | Any | SFm | Ex | CZ04 | rDXGF | Cap-Tons | 3.17 | 2300 | None | 29.7 | 0.0658 | 8.63 | [9 empty] | DEER:Res:HVAC_Eff_AC | Annual | 20
RB-HV-DuctSeal-HighToLow | DEER2020 | D20v0 | 2019-11-06 15:58 | Any | SFm | Ex | CZ04 | rDXHP | Cap-Tons | 3.17 | 2300 | None | 124 | 0.0673 | 0 | [9 empty] | DEER:Res:HVAC_Eff_AC | Annual | 20
RB-HV-DuctSeal-HighToLow | DEER2020 | D20v0 | 2019-11-06 15:58 | Any | SFm | Ex | CZ04 | rNCGF | Cap-Tons | 3.17 | 2300 | None | 5.43 | 0 | 8.41 | [9 empty] | DEER:Res:HVAC_Eff_AC | Annual | 20
RB-HV-DuctSeal-MedToLow | DEER2020 | D20v0 | 2019-11-06 15:58 | Any | DMo | Ex | CZ04 | rDXGF | Cap-Tons | 3.5 | 1240 | None | 101 | 0.0315 | 3.14 | [9 empty] | DEER:Res:HVAC_Eff_AC | Annual | 20
RB-HV-DuctSeal-MedToLow | DEER2020 | D20v0 | 2019-11-06 15:58 | Any | DMo | Ex | CZ04 | rDXHP | Cap-Tons | 3.5 | 1240 | None | 135 | 0.0358 | 0 | [9 empty] | DEER:Res:HVAC_Eff_AC | Annual | 20
RB-HV-DuctSeal-MedToLow | DEER2020 | D20v0 | 2019-11-06 15:58 | Any | DMo | Ex | CZ04 | rNCGF | Cap-Tons | 3.5 | 1240 | None | 1.8 | 0 | 2.79 | [9 empty] | DEER:Res:HVAC_Eff_AC | Annual | 20
RB-HV-DuctSeal-MedToLow | DEER2020 | D20v0 | 2019-11-06 15:58 | Any | MFm | Ex | CZ04 | rDXGF | Cap-Tons | 1 | 999 | None | 3.65 | 0.00608 | 0.417 | [9 empty] | DEER:Res:HVAC_Eff_AC | Annual | 20
RB-HV-DuctSeal-MedToLow | DEER2020 | D20v0 | 2019-11-06 15:58 | Any | MFm | Ex | CZ04 | rDXHP | Cap-Tons | 1 | 999 | None | 8.68 | 0.0064 | 0 | [9 empty] | DEER:Res:HVAC_Eff_AC | Annual | 20
RB-HV-DuctSeal-MedToLow | DEER2020 | D20v0 | 2019-11-06 15:58 | Any | MFm | Ex | CZ04 | rNCGF | Cap-Tons | 1 | 999 | None | 0.39 | 0 | 0.397 | [9 empty] | DEER:Res:HVAC_Eff_AC | Annual | 20
RB-HV-DuctSeal-MedToLow | DEER2020 | D20v0 | 2019-11-06 15:58 | Any | Res | Ex | CZ04 | rDXGF | Cap-Tons | 2.2 | 1650 | None | 14.5 | 0.019 | 2.12 | [9 empty] | DEER:Res:HVAC_Eff_AC | Annual | 20
RB-HV-DuctSeal-MedToLow | DEER2020 | D20v0 | 2019-11-06 15:58 | Any | Res | Ex | CZ04 | rDXHP | Cap-Tons | 2.2 | 1650 | None | 37.8 | 0.019 | 0 | [9 empty] | DEER:Res:HVAC_Eff_AC | Annual | 20
RB-HV-DuctSeal-MedToLow | DEER2020 | D20v0 | 2019-11-06 15:58 | Any | Res | Ex | CZ04 | rNCGF | Cap-Tons | 2.2 | 1650 | None | 1.4 | 0 | 2.04 | [9 empty] | DEER:Res:HVAC_Eff_AC | Annual | 20
RB-HV-DuctSeal-MedToLow | DEER2020 | D20v0 | 2019-11-06 15:58 | Any | SFm | Ex | CZ04 | rDXGF | Cap-Tons | 3.17 | 2300 | None | 12.5 | 0.028 | 3.53 | [9 empty] | DEER:Res:HVAC_Eff_AC | Annual | 20
RB-HV-DuctSeal-MedToLow | DEER2020 | D20v0 | 2019-11-06 15:58 | Any | SFm | Ex | CZ04 | rDXHP | Cap-Tons | 3.17 | 2300 | None | 50.9 | 0.029 | 0 | [9 empty] | DEER:Res:HVAC_Eff_AC | Annual | 20
RB-HV-DuctSeal-MedToLow | DEER2020 | D20v0 | 2019-11-06 15:58 | Any | SFm | Ex | CZ04 | rNCGF | Cap-Tons | 3.17 | 2300 | None | 2.21 | 0 | 3.44 | [9 empty] | DEER:Res:HVAC_Eff_AC | Annual | 20
RB-HV-DuctSeal-HighToLow | DEER2020 | D20v0 | 2019-01-03 09:30 | PGE | DMo | Ex | CZ01 | rDXGF | Cap-Tons | 3.5 | 1240 | None | 3.76 | 0 | 4.61 | [9 empty] | DEER:Res:HVAC_Eff_AC | Annual | 20
RB-HV-DuctSeal-HighToLow | DEER2020 | D20v0 | 2019-01-03 09:30 | PGE | DMo | Ex | CZ01 | rDXHP | Cap-Tons | 3.5 | 1240 | None | 41.6 | 0 | 0 | [9 empty] | DEER:Res:HVAC_Eff_AC | Annual | 20
RB-HV-DuctSeal-HighToLow | DEER2020 | D20v0 | 2019-01-03 09:30 | PGE | DMo | Ex | CZ01 | rNCGF | Cap-Tons | 3.5 | 1240 | None | 2.67 | 0 | 4.13 | [9 empty] | DEER:Res:HVAC_Eff_AC | Annual | 20
RB-HV-DuctSeal-HighToLow | DEER2020 | D20v0 | 2019-01-03 09:30 | PGE | DMo | Ex | CZ01 | rWtd | Household | 3.5 | 1240 | None | 3.47 | 0 | 4.12 | [9 empty] | DEER:Res:HVAC_Eff_AC | Annual | 20
RB-HV-DuctSeal-HighToLow | DEER2020 | D20v0 | 2019-01-03 09:30 | PGE | DMo | Ex | CZ02 | rDXGF | Cap-Tons | 3.5 | 1240 | None | 143 | 0.0789 | 6.07 | [9 empty] | DEER:Res:HVAC_Eff_AC | Annual | 20
RB-HV-DuctSeal-HighToLow | DEER2020 | D20v0 | 2019-01-03 09:30 | PGE | DMo | Ex | CZ02 | rDXHP | Cap-Tons | 3.5 | 1240 | None | 202 | 0.0859 | 0 | [9 empty] | DEER:Res:HVAC_Eff_AC | Annual | 20
RB-HV-DuctSeal-HighToLow | DEER2020 | D20v0 | 2019-01-03 09:30 | PGE | DMo | Ex | CZ02 | rNCGF | Cap-Tons | 3.5 | 1240 | None | 3.5 | 0 | 5.41 | [9 empty] | DEER:Res:HVAC_Eff_AC | Annual | 20
RB-HV-DuctSeal-HighToLow | DEER2020 | D20v0 | 2019-01-03 09:30 | PGE | DMo | Ex | CZ02 | rWtd | Household | 3.5 | 1240 | None | 139 | 0.0736 | 5.32 | [9 empty] | DEER:Res:HVAC_Eff_AC | Annual | 20
RB-HV-DuctSeal-HighToLow | DEER2020 | D20v0 | 2019-01-03 09:30 | PGE | DMo | Ex | CZ03 | rDXGF | Cap-Tons | 3.5 | 1240 | None | 141 | 0.0375 | 5.8 | [9 empty] | DEER:Res:HVAC_Eff_AC | Annual | 20
RB-HV-DuctSeal-HighToLow | DEER2020 | D20v0 | 2019-01-03 09:30 | PGE | DMo | Ex | CZ03 | rDXHP | Cap-Tons | 3.5 | 1240 | None | 185 | 0.043 | 0 | [9 empty] | DEER:Res:HVAC_Eff_AC | Annual | 20
RB-HV-DuctSeal-HighToLow | DEER2020 | D20v0 | 2019-01-03 09:30 | PGE | DMo | Ex | CZ03 | rNCGF | Cap-Tons | 3.5 | 1240 | None | 3.36 | 0 | 5.23 | [9 empty] | DEER:Res:HVAC_Eff_AC | Annual | 20
RB-HV-DuctSeal-HighToLow | DEER2020 | D20v0 | 2019-01-03 09:30 | PGE | DMo | Ex | CZ03 | rWtd | Household | 3.5 | 1240 | None | 88.2 | 0.0226 | 5.14 | [9 empty] | DEER:Res:HVAC_Eff_AC | Annual | 20
RB-HV-DuctSeal-HighToLow | DEER2020 | D20v0 | 2019-01-03 09:30 | PGE | DMo | Ex | CZ04 | rDXGF | Cap-Tons | 3.5 | 1240 | None | 156 | 0.0682 | 6.94 | [9 empty] | DEER:Res:HVAC_Eff_AC | Annual | 20
RB-HV-DuctSeal-HighToLow | DEER2020 | D20v0 | 2019-01-03 09:30 | PGE | DMo | Ex | CZ04 | rDXHP | Cap-Tons | 3.5 | 1240 | None | 231 | 0.0755 | 0 | [9 empty] | DEER:Res:HVAC_Eff_AC | Annual | 20
RB-HV-DuctSeal-HighToLow | DEER2020 | D20v0 | 2019-01-03 09:30 | PGE | DMo | Ex | CZ04 | rNCGF | Cap-Tons | 3.5 | 1240 | None | 3.95 | 0 | 6.1 | [9 empty] | DEER:Res:HVAC_Eff_AC | Annual | 20
RB-HV-DuctSeal-HighToLow | DEER2020 | D20v0 | 2019-01-03 09:30 | PGE | DMo | Ex | CZ04 | rWtd | Household | 3.5 | 1240 | None | 127 | 0.053 | 6.08 | [9 empty] | DEER:Res:HVAC_Eff_AC | Annual | 20
RB-HV-DuctSeal-HighToLow | DEER2020 | D20v0 | 2019-01-03 09:30 | PGE | DMo | Ex | CZ05 | rDXGF | Cap-Tons | 3.5 | 1240 | None | 78.1 | 0.0458 | 9.02 | [9 empty] | DEER:Res:HVAC_Eff_AC | Annual | 20
RB-HV-DuctSeal-HighToLow | DEER2020 | D20v0 | 2019-01-03 09:30 | PGE | DMo | Ex | CZ05 | rDXHP | Cap-Tons | 3.5 | 1240 | None | 152 | 0.0507 | 0 | [9 empty] | DEER:Res:HVAC_Eff_AC | Annual | 20
RB-HV-DuctSeal-HighToLow | DEER2020 | D20v0 | 2019-01-03 09:30 | PGE | DMo | Ex | CZ05 | rNCGF | Cap-Tons | 3.5 | 1240 | None | 5.15 | 0 | 7.99 | [9 empty] | DEER:Res:HVAC_Eff_AC | Annual | 20
RB-HV-DuctSeal-HighToLow | DEER2020 | D20v0 | 2019-01-03 09:30 | PGE | DMo | Ex | CZ05 | rWtd | Household | 3.5 | 1240 | None | 17.4 | 0.00693 | 7.98 | [9 empty] | DEER:Res:HVAC_Eff_AC | Annual | 20
RB-HV-DuctSeal-HighToLow | DEER2020 | D20v0 | 2019-01-03 09:30 | PGE | DMo | Ex | CZ11 | rDXGF | Cap-Tons | 3.5 | 1240 | None | 190 | 0.155 | 8.5 | [9 empty] | DEER:Res:HVAC_Eff_AC | Annual | 20
RB-HV-DuctSeal-HighToLow | DEER2020 | D20v0 | 2019-01-03 09:30 | PGE | DMo | Ex | CZ11 | rDXHP | Cap-Tons | 3.5 | 1240 | None | 280 | 0.156 | 0 | [9 empty] | DEER:Res:HVAC_Eff_AC | Annual | 20
RB-HV-DuctSeal-HighToLow | DEER2020 | D20v0 | 2019-01-03 09:30 | PGE | DMo | Ex | CZ11 | rNCGF | Cap-Tons | 3.5 | 1240 | None | 4.85 | 0 | 7.47 | [9 empty] | DEER:Res:HVAC_Eff_AC | Annual | 20
RB-HV-DuctSeal-HighToLow | DEER2020 | D20v0 | 2019-01-03 09:30 | PGE | DMo | Ex | CZ11 | rWtd | Household | 3.5 | 1240 | None | 189 | 0.145 | 7.44 | [9 empty] | DEER:Res:HVAC_Eff_AC | Annual | 20
RB-HV-DuctSeal-HighToLow | DEER2020 | D20v0 | 2019-01-03 09:30 | PGE | DMo | Ex | CZ12 | rDXGF | Cap-Tons | 3.5 | 1240 | None | 173 | 0.114 | 5.91 | [9 empty] | DEER:Res:HVAC_Eff_AC | Annual | 20
RB-HV-DuctSeal-HighToLow | DEER2020 | D20v0 | 2019-01-03 09:30 | PGE | DMo | Ex | CZ12 | rDXHP | Cap-Tons | 3.5 | 1240 | None | 235 | 0.119 | 0 | [9 empty] | DEER:Res:HVAC_Eff_AC | Annual | 20
RB-HV-DuctSeal-HighToLow | DEER2020 | D20v0 | 2019-01-03 09:30 | PGE | DMo | Ex | CZ12 | rNCGF | Cap-Tons | 3.5 | 1240 | None | 3.41 | 0 | 5.27 | [9 empty] | DEER:Res:HVAC_Eff_AC | Annual | 20
RB-HV-DuctSeal-HighToLow | DEER2020 | D20v0 | 2019-01-03 09:30 | PGE | DMo | Ex | CZ12 | rWtd | Household | 3.5 | 1240 | None | 176 | 0.111 | 5.17 | [9 empty] | DEER:Res:HVAC_Eff_AC | Annual | 20
RB-HV-DuctSeal-HighToLow | DEER2020 | D20v0 | 2019-01-03 09:30 | PGE | DMo | Ex | CZ13 | rDXGF | Cap-Tons | 3.5 | 1240 | None | 186 | 0.114 | 6.39 | [9 empty] | DEER:Res:HVAC_Eff_AC | Annual | 20
RB-HV-DuctSeal-HighToLow | DEER2020 | D20v0 | 2019-01-03 09:30 | PGE | DMo | Ex | CZ13 | rDXHP | Cap-Tons | 3.5 | 1240 | None | 253 | 0.122 | 0 | [9 empty] | DEER:Res:HVAC_Eff_AC | Annual | 20
RB-HV-DuctSeal-HighToLow | DEER2020 | D20v0 | 2019-01-03 09:30 | PGE | DMo | Ex | CZ13 | rNCGF | Cap-Tons | 3.5 | 1240 | None | 3.7 | 0 | 5.72 | [9 empty] | DEER:Res:HVAC_Eff_AC | Annual | 20
RB-HV-DuctSeal-HighToLow | DEER2020 | D20v0 | 2019-01-03 09:30 | PGE | DMo | Ex | CZ13 | rWtd | Household | 3.5 | 1240 | None | 184 | 0.108 | 5.6 | [9 empty] | DEER:Res:HVAC_Eff_AC | Annual | 20
RB-HV-DuctSeal-HighToLow | DEER2020 | D20v0 | 2019-01-03 09:30 | PGE | DMo | Ex | CZ16 | rDXGF | Cap-Tons | 3.5 | 1240 | None | 144 | 0.053 | 9.12 | [9 empty] | DEER:Res:HVAC_Eff_AC | Annual | 20
RB-HV-DuctSeal-HighToLow | DEER2020 | D20v0 | 2019-01-03 09:30 | PGE | DMo | Ex | CZ16 | rDXHP | Cap-Tons | 3.5 | 1240 | None | 265 | 0.06 | 0 | [9 empty] | DEER:Res:HVAC_Eff_AC | Annual | 20
RB-HV-DuctSeal-HighToLow | DEER2020 | D20v0 | 2019-01-03 09:30 | PGE | DMo | Ex | CZ16 | rNCGF | Cap-Tons | 3.5 | 1240 | None | 5.22 | 0 | 8 | [9 empty] | DEER:Res:HVAC_Eff_AC | Annual | 20
RB-HV-DuctSeal-HighToLow | DEER2020 | D20v0 | 2019-01-03 09:30 | PGE | DMo | Ex | CZ16 | rWtd | Household | 3.5 | 1240 | None | 101 | 0.0333 | 7.99 | [9 empty] | DEER:Res:HVAC_Eff_AC | Annual | 20
RB-HV-DuctSeal-HighToLow | DEER2020 | D20v0 | 2019-01-03 09:30 | PGE | DMo | Ex | IOU | rDXGF | Cap-Tons | 3.5 | 1240 | None | 163 | 0.0998 | 7.12 | [9 empty] | DEER:Res:HVAC_Eff_AC | Annual | 20
RB-HV-DuctSeal-HighToLow | DEER2020 | D20v0 | 2019-01-03 09:30 | PGE | DMo | Ex | IOU | rDXHP | Cap-Tons | 3.5 | 1240 | None | 237 | 0.105 | 0 | [9 empty] | DEER:Res:HVAC_Eff_AC | Annual | 20
RB-HV-DuctSeal-HighToLow | DEER2020 | D20v0 | 2019-01-03 09:30 | PGE | DMo | Ex | IOU | rNCGF | Cap-Tons | 3.5 | 1240 | None | 4.08 | 0 | 6.29 | [9 empty] | DEER:Res:HVAC_Eff_AC | Annual | 20
RB-HV-DuctSeal-HighToLow | DEER2020 | D20v0 | 2019-01-03 09:30 | PGE | DMo | Ex | IOU | rWtd | Household | 3.5 | 1240 | None | 149 | 0.0889 | 6.24 | [9 empty] | DEER:Res:HVAC_Eff_AC | Annual | 20
RB-HV-DuctSeal-HighToLow | DEER2020 | D20v0 | 2019-01-03 09:30 | PGE | MFm | Ex | CZ01 | rDXGF | Cap-Tons | 1 | 999 | None | 2.91 | 0 | 2.37 | [9 empty] | DEER:Res:HVAC_Eff_AC | Annual | 20
RB-HV-DuctSeal-HighToLow | DEER2020 | D20v0 | 2019-01-03 09:30 | PGE | MFm | Ex | CZ01 | rDXHP | Cap-Tons | 1 | 999 | None | 26.6 | 0 | 0 | [9 empty] | DEER:Res:HVAC_Eff_AC | Annual | 20
RB-HV-DuctSeal-HighToLow | DEER2020 | D20v0 | 2019-01-03 09:30 | PGE | MFm | Ex | CZ01 | rNCGF | Cap-Tons | 1 | 999 | None | 2.19 | 0 | 2.08 | [9 empty] | DEER:Res:HVAC_Eff_AC | Annual | 20
RB-HV-DuctSeal-HighToLow | DEER2020 | D20v0 | 2019-01-03 09:30 | PGE | MFm | Ex | CZ01 | rWtd | Household | 1 | 999 | None | 2.32 | 0 | 2.08 | [9 empty] | DEER:Res:HVAC_Eff_AC | Annual | 20
RB-HV-DuctSeal-HighToLow | DEER2020 | D20v0 | 2019-01-03 09:30 | PGE | MFm | Ex | CZ02 | rDXGF | Cap-Tons | 1 | 1070 | None | 6.37 | 0.0134 | 1.51 | [9 empty] | DEER:Res:HVAC_Eff_AC | Annual | 20
RB-HV-DuctSeal-HighToLow | DEER2020 | D20v0 | 2019-01-03 09:30 | PGE | MFm | Ex | CZ02 | rDXHP | Cap-Tons | 1 | 1070 | None | 21.8 | 0.0141 | 0 | [9 empty] | DEER:Res:HVAC_Eff_AC | Annual | 20
RB-HV-DuctSeal-HighToLow | DEER2020 | D20v0 | 2019-01-03 09:30 | PGE | MFm | Ex | CZ02 | rNCGF | Cap-Tons | 1 | 1070 | None | 1.42 | 0 | 1.38 | [9 empty] | DEER:Res:HVAC_Eff_AC | Annual | 20
RB-HV-DuctSeal-HighToLow | DEER2020 | D20v0 | 2019-01-03 09:30 | PGE | MFm | Ex | CZ02 | rWtd | Household | 1 | 1070 | None | 4.28 | 0.00557 | 1.36 | [9 empty] | DEER:Res:HVAC_Eff_AC | Annual | 20
RB-HV-DuctSeal-HighToLow | DEER2020 | D20v0 | 2019-01-03 09:30 | PGE | MFm | Ex | CZ03 | rDXGF | Cap-Tons | 1 | 999 | None | 2.53 | 0.00394 | 1.84 | [9 empty] | DEER:Res:HVAC_Eff_AC | Annual | 20
RB-HV-DuctSeal-HighToLow | DEER2020 | D20v0 | 2019-01-03 09:30 | PGE | MFm | Ex | CZ03 | rDXHP | Cap-Tons | 1 | 999 | None | 18.2 | 0.00442 | 0 | [9 empty] | DEER:Res:HVAC_Eff_AC | Annual | 20
RB-HV-DuctSeal-HighToLow | DEER2020 | D20v0 | 2019-01-03 09:30 | PGE | MFm | Ex | CZ03 | rNCGF | Cap-Tons | 1 | 999 | None | 1.68 | 0 | 1.77 | [9 empty] | DEER:Res:HVAC_Eff_AC | Annual | 20
RB-HV-DuctSeal-HighToLow | DEER2020 | D20v0 | 2019-01-03 09:30 | PGE | MFm | Ex | CZ03 | rWtd | Household | 1 | 999 | None | 1.93 | 0.00035 | 1.75 | [9 empty] | DEER:Res:HVAC_Eff_AC | Annual | 20
RB-HV-DuctSeal-HighToLow | DEER2020 | D20v0 | 2019-01-03 09:30 | PGE | MFm | Ex | CZ04 | rDXGF | Cap-Tons | 1 | 999 | None | 8.51 | 0.0145 | 0.976 | [9 empty] | DEER:Res:HVAC_Eff_AC | Annual | 20
RB-HV-DuctSeal-HighToLow | DEER2020 | D20v0 | 2019-01-03 09:30 | PGE | MFm | Ex | CZ04 | rDXHP | Cap-Tons | 1 | 999 | None | 20.1 | 0.0153 | 0 | [9 empty] | DEER:Res:HVAC_Eff_AC | Annual | 20
RB-HV-DuctSeal-HighToLow | DEER2020 | D20v0 | 2019-01-03 09:30 | PGE | MFm | Ex | CZ04 | rNCGF | Cap-Tons | 1 | 999 | None | 0.913 | 0 | 0.93 | [9 empty] | DEER:Res:HVAC_Eff_AC | Annual | 20
RB-HV-DuctSeal-HighToLow | DEER2020 | D20v0 | 2019-01-03 09:30 | PGE | MFm | Ex | CZ04 | rWtd | Household | 1 | 999 | None | 4.91 | 0.00643 | 0.896 | [9 empty] | DEER:Res:HVAC_Eff_AC | Annual | 20
RB-HV-DuctSeal-HighToLow | DEER2020 | D20v0 | 2019-01-03 09:30 | PGE | MFm | Ex | CZ05 | rDXGF | Cap-Tons | 1.04 | 999 | None | 2.02 | 0.00241 | 1.38 | [9 empty] | DEER:Res:HVAC_Eff_AC | Annual | 20
RB-HV-DuctSeal-HighToLow | DEER2020 | D20v0 | 2019-01-03 09:30 | PGE | MFm | Ex | CZ05 | rDXHP | Cap-Tons | 1.04 | 999 | None | 16.1 | 0.00289 | 0 | [9 empty] | DEER:Res:HVAC_Eff_AC | Annual | 20
RB-HV-DuctSeal-HighToLow | DEER2020 | D20v0 | 2019-01-03 09:30 | PGE | MFm | Ex | CZ05 | rNCGF | Cap-Tons | 1.04 | 999 | None | 1.24 | 0 | 1.32 | [9 empty] | DEER:Res:HVAC_Eff_AC | Annual | 20
RB-HV-DuctSeal-HighToLow | DEER2020 | D20v0 | 2019-01-03 09:30 | PGE | MFm | Ex | CZ05 | rWtd | Household | 1.04 | 999 | None | 2.02 | 0.00076 | 1.29 | [9 empty] | DEER:Res:HVAC_Eff_AC | Annual | 20
RB-HV-DuctSeal-HighToLow | DEER2020 | D20v0 | 2019-01-03 09:30 | PGE | MFm | Ex | CZ11 | rDXGF | Cap-Tons | 1 | 1070 | None | 25.8 | 0.0232 | 2.13 | [9 empty] | DEER:Res:HVAC_Eff_AC | Annual | 20
RB-HV-DuctSeal-HighToLow | DEER2020 | D20v0 | 2019-01-03 09:30 | PGE | MFm | Ex | CZ11 | rDXHP | Cap-Tons | 1 | 1070 | None | 47.4 | 0.0234 | 0 | [9 empty] | DEER:Res:HVAC_Eff_AC | Annual | 20
RB-HV-DuctSeal-HighToLow | DEER2020 | D20v0 | 2019-01-03 09:30 | PGE | MFm | Ex | CZ11 | rNCGF | Cap-Tons | 1 | 1070 | None | 1.95 | 0 | 2.06 | [9 empty] | DEER:Res:HVAC_Eff_AC | Annual | 20
RB-HV-DuctSeal-HighToLow | DEER2020 | D20v0 | 2019-01-03 09:30 | PGE | MFm | Ex | CZ11 | rWtd | Household | 1 | 1070 | None | 27.8 | 0.0227 | 1.87 | [9 empty] | DEER:Res:HVAC_Eff_AC | Annual | 20
RB-HV-DuctSeal-HighToLow | DEER2020 | D20v0 | 2019-01-03 09:30 | PGE | MFm | Ex | CZ12 | rDXGF | Cap-Tons | 1 | 1070 | None | 14.8 | 0.0154 | 1.53 | [9 empty] | DEER:Res:HVAC_Eff_AC | Annual | 20
RB-HV-DuctSeal-HighToLow | DEER2020 | D20v0 | 2019-01-03 09:30 | PGE | MFm | Ex | CZ12 | rDXHP | Cap-Tons | 1 | 1070 | None | 30.5 | 0.0165 | 0 | [9 empty] | DEER:Res:HVAC_Eff_AC | Annual | 20
RB-HV-DuctSeal-HighToLow | DEER2020 | D20v0 | 2019-01-03 09:30 | PGE | MFm | Ex | CZ12 | rNCGF | Cap-Tons | 1 | 1070 | None | 1.42 | 0 | 1.44 | [9 empty] | DEER:Res:HVAC_Eff_AC | Annual | 20
RB-HV-DuctSeal-HighToLow | DEER2020 | D20v0 | 2019-01-03 09:30 | PGE | MFm | Ex | CZ12 | rWtd | Household | 1 | 1070 | None | 15 | 0.0137 | 1.35 | [9 empty] | DEER:Res:HVAC_Eff_AC | Annual | 20
RB-HV-DuctSeal-HighToLow | DEER2020 | D20v0 | 2019-01-03 09:30 | PGE | MFm | Ex | CZ13 | rDXGF | Cap-Tons | 1 | 1070 | None | 23.9 | 0.0191 | 1.79 | [9 empty] | DEER:Res:HVAC_Eff_AC | Annual | 20
RB-HV-DuctSeal-HighToLow | DEER2020 | D20v0 | 2019-01-03 09:30 | PGE | MFm | Ex | CZ13 | rDXHP | Cap-Tons | 1 | 1070 | None | 41.6 | 0.0199 | 0 | [9 empty] | DEER:Res:HVAC_Eff_AC | Annual | 20
RB-HV-DuctSeal-HighToLow | DEER2020 | D20v0 | 2019-01-03 09:30 | PGE | MFm | Ex | CZ13 | rNCGF | Cap-Tons | 1 | 1070 | None | 1.64 | 0 | 1.7 | [9 empty] | DEER:Res:HVAC_Eff_AC | Annual | 20
RB-HV-DuctSeal-HighToLow | DEER2020 | D20v0 | 2019-01-03 09:30 | PGE | MFm | Ex | CZ13 | rWtd | Household | 1 | 1070 | None | 25.4 | 0.0187 | 1.57 | [9 empty] | DEER:Res:HVAC_Eff_AC | Annual | 20
RB-HV-DuctSeal-HighToLow | DEER2020 | D20v0 | 2019-01-03 09:30 | PGE | MFm | Ex | CZ16 | rDXGF | Cap-Tons | 1 | 999 | None | 19.1 | 0.018 | 4.48 | [9 empty] | DEER:Res:HVAC_Eff_AC | Annual | 20
RB-HV-DuctSeal-HighToLow | DEER2020 | D20v0 | 2019-01-03 09:30 | PGE | MFm | Ex | CZ16 | rDXHP | Cap-Tons | 1 | 999 | None | 86.1 | 0.0193 | 0 | [9 empty] | DEER:Res:HVAC_Eff_AC | Annual | 20
RB-HV-DuctSeal-HighToLow | DEER2020 | D20v0 | 2019-01-03 09:30 | PGE | MFm | Ex | CZ16 | rNCGF | Cap-Tons | 1 | 999 | None | 4.03 | 0 | 4.26 | [9 empty] | DEER:Res:HVAC_Eff_AC | Annual | 20
RB-HV-DuctSeal-HighToLow | DEER2020 | D20v0 | 2019-01-03 09:30 | PGE | MFm | Ex | CZ16 | rWtd | Household | 1 | 999 | None | 21.4 | 0.0134 | 4.01 | [9 empty] | DEER:Res:HVAC_Eff_AC | Annual | 20
RB-HV-DuctSeal-HighToLow | DEER2020 | D20v0 | 2019-01-03 09:30 | PGE | MFm | Ex | IOU | rDXGF | Cap-Tons | 1 | 1030 | None | 7.88 | 0.0102 | 1.59 | [9 empty] | DEER:Res:HVAC_Eff_AC | Annual | 20
RB-HV-DuctSeal-HighToLow | DEER2020 | D20v0 | 2019-01-03 09:30 | PGE | MFm | Ex | IOU | rDXHP | Cap-Tons | 1 | 1030 | None | 23.3 | 0.0108 | 0 | [9 empty] | DEER:Res:HVAC_Eff_AC | Annual | 20
RB-HV-DuctSeal-HighToLow | DEER2020 | D20v0 | 2019-01-03 09:30 | PGE | MFm | Ex | IOU | rNCGF | Cap-Tons | 1 | 1030 | None | 1.47 | 0 | 1.5 | [9 empty] | DEER:Res:HVAC_Eff_AC | Annual | 20
RB-HV-DuctSeal-HighToLow | DEER2020 | D20v0 | 2019-01-03 09:30 | PGE | MFm | Ex | IOU | rWtd | Household | 1 | 1030 | None | 6.79 | 0.00599 | 1.46 | [9 empty] | DEER:Res:HVAC_Eff_AC | Annual | 20
RB-HV-DuctSeal-HighToLow | DEER2020 | D20v0 | 2019-01-03 09:30 | PGE | Res | Ex | CZ01 | rDXGF | Cap-Tons | 1.8 | 1750 | None | 6 | 0 | 7.42 | [9 empty] | DEER:Res:HVAC_Eff_AC | Annual | 20
RB-HV-DuctSeal-HighToLow | DEER2020 | D20v0 | 2019-01-03 09:30 | PGE | Res | Ex | CZ01 | rDXHP | Cap-Tons | 1.8 | 1750 | None | 77.2 | 0 | 0 | [9 empty] | DEER:Res:HVAC_Eff_AC | Annual | 20
RB-HV-DuctSeal-HighToLow | DEER2020 | D20v0 | 2019-01-03 09:30 | PGE | Res | Ex | CZ01 | rNCGF | Cap-Tons | 1.8 | 1750 | None | 5.3 | 0 | 7.15 | [9 empty] | DEER:Res:HVAC_Eff_AC | Annual | 20
RB-HV-DuctSeal-HighToLow | DEER2020 | D20v0 | 2019-01-03 09:30 | PGE | Res | Ex | CZ01 | rWtd | Household | 1.8 | 1750 | None | 5.4 | 0 | 7.15 | [9 empty] | DEER:Res:HVAC_Eff_AC | Annual | 20
RB-HV-DuctSeal-HighToLow | DEER2020 | D20v0 | 2019-01-03 09:30 | PGE | Res | Ex | CZ02 | rDXGF | Cap-Tons | 1.6 | 1410 | None | 25.7 | 0.039 | 6.44 | [9 empty] | DEER:Res:HVAC_Eff_AC | Annual | 20
RB-HV-DuctSeal-HighToLow | DEER2020 | D20v0 | 2019-01-03 09:30 | PGE | Res | Ex | CZ02 | rDXHP | Cap-Tons | 1.6 | 1410 | None | 95.2 | 0.041 | 0 | [9 empty] | DEER:Res:HVAC_Eff_AC | Annual | 20
RB-HV-DuctSeal-HighToLow | DEER2020 | D20v0 | 2019-01-03 09:30 | PGE | Res | Ex | CZ02 | rNCGF | Cap-Tons | 1.6 | 1410 | None | 4.6 | 0 | 6.2 | [9 empty] | DEER:Res:HVAC_Eff_AC | Annual | 20
RB-HV-DuctSeal-HighToLow | DEER2020 | D20v0 | 2019-01-03 09:30 | PGE | Res | Ex | CZ02 | rWtd | Household | 1.6 | 1410 | None | 21.1 | 0.019 | 6.11 | [9 empty] | DEER:Res:HVAC_Eff_AC | Annual | 20
RB-HV-DuctSeal-HighToLow | DEER2020 | D20v0 | 2019-01-03 09:30 | PGE | Res | Ex | CZ03 | rDXGF | Cap-Tons | 1.9 | 1510 | None | 6.7 | 0.013 | 4.44 | [9 empty] | DEER:Res:HVAC_Eff_AC | Annual | 20
RB-HV-DuctSeal-HighToLow | DEER2020 | D20v0 | 2019-01-03 09:30 | PGE | Res | Ex | CZ03 | rDXHP | Cap-Tons | 1.9 | 1510 | None | 42.5 | 0.014 | 0 | [9 empty] | DEER:Res:HVAC_Eff_AC | Annual | 20
RB-HV-DuctSeal-HighToLow | DEER2020 | D20v0 | 2019-01-03 09:30 | PGE | Res | Ex | CZ03 | rNCGF | Cap-Tons | 1.9 | 1510 | None | 3.1 | 0 | 4.31 | [9 empty] | DEER:Res:HVAC_Eff_AC | Annual | 20
RB-HV-DuctSeal-HighToLow | DEER2020 | D20v0 | 2019-01-03 09:30 | PGE | Res | Ex | CZ03 | rWtd | Household | 1.9 | 1510 | None | 4.4 | 0.002 | 4.29 | [9 empty] | DEER:Res:HVAC_Eff_AC | Annual | 20
RB-HV-DuctSeal-HighToLow | DEER2020 | D20v0 | 2019-01-03 09:30 | PGE | Res | Ex | CZ04 | rDXGF | Cap-Tons | 2.2 | 1650 | None | 28.8 | 0.043 | 5.12 | [9 empty] | DEER:Res:HVAC_Eff_AC | Annual | 20
RB-HV-DuctSeal-HighToLow | DEER2020 | D20v0 | 2019-01-03 09:30 | PGE | Res | Ex | CZ04 | rDXHP | Cap-Tons | 2.2 | 1650 | None | 85.1 | 0.045 | 0 | [9 empty] | DEER:Res:HVAC_Eff_AC | Annual | 20
RB-HV-DuctSeal-HighToLow | DEER2020 | D20v0 | 2019-01-03 09:30 | PGE | Res | Ex | CZ04 | rNCGF | Cap-Tons | 2.2 | 1650 | None | 3.3 | 0 | 4.93 | [9 empty] | DEER:Res:HVAC_Eff_AC | Annual | 20
RB-HV-DuctSeal-HighToLow | DEER2020 | D20v0 | 2019-01-03 09:30 | PGE | Res | Ex | CZ04 | rWtd | Household | 2.2 | 1650 | None | 20.8 | 0.023 | 4.85 | [9 empty] | DEER:Res:HVAC_Eff_AC | Annual | 20
RB-HV-DuctSeal-HighToLow | DEER2020 | D20v0 | 2019-01-03 09:30 | PGE | Res | Ex | CZ05 | rDXGF | Cap-Tons | 3.5 | 2130 | None | 20.4 | 0.026 | 9.08 | [9 empty] | DEER:Res:HVAC_Eff_AC | Annual | 20
RB-HV-DuctSeal-HighToLow | DEER2020 | D20v0 | 2019-01-03 09:30 | PGE | Res | Ex | CZ05 | rDXHP | Cap-Tons | 3.5 | 2130 | None | 101 | 0.026 | 0 | [9 empty] | DEER:Res:HVAC_Eff_AC | Annual | 20
RB-HV-DuctSeal-HighToLow | DEER2020 | D20v0 | 2019-01-03 09:30 | PGE | Res | Ex | CZ05 | rNCGF | Cap-Tons | 3.5 | 2130 | None | 5.5 | 0 | 8.69 | [9 empty] | DEER:Res:HVAC_Eff_AC | Annual | 20
RB-HV-DuctSeal-HighToLow | DEER2020 | D20v0 | 2019-01-03 09:30 | PGE | Res | Ex | CZ05 | rWtd | Household | 3.5 | 2130 | None | 8.9 | 0.005 | 8.65 | [9 empty] | DEER:Res:HVAC_Eff_AC | Annual | 20
RB-HV-DuctSeal-HighToLow | DEER2020 | D20v0 | 2019-01-03 09:30 | PGE | Res | Ex | CZ11 | rDXGF | Cap-Tons | 2.7 | 1860 | None | 82.9 | 0.108 | 7.8 | [9 empty] | DEER:Res:HVAC_Eff_AC | Annual | 20
RB-HV-DuctSeal-HighToLow | DEER2020 | D20v0 | 2019-01-03 09:30 | PGE | Res | Ex | CZ11 | rDXHP | Cap-Tons | 2.7 | 1860 | None | 170 | 0.104 | 0 | [9 empty] | DEER:Res:HVAC_Eff_AC | Annual | 20
RB-HV-DuctSeal-HighToLow | DEER2020 | D20v0 | 2019-01-03 09:30 | PGE | Res | Ex | CZ11 | rNCGF | Cap-Tons | 2.7 | 1860 | None | 5 | 0 | 7.55 | [9 empty] | DEER:Res:HVAC_Eff_AC | Annual | 20
RB-HV-DuctSeal-HighToLow | DEER2020 | D20v0 | 2019-01-03 09:30 | PGE | Res | Ex | CZ11 | rWtd | Household | 2.7 | 1860 | None | 82.6 | 0.101 | 7.33 | [9 empty] | DEER:Res:HVAC_Eff_AC | Annual | 20
RB-HV-DuctSeal-HighToLow | DEER2020 | D20v0 | 2019-01-03 09:30 | PGE | Res | Ex | CZ12 | rDXGF | Cap-Tons | 2.1 | 1720 | None | 40.9 | 0.058 | 7.68 | [9 empty] | DEER:Res:HVAC_Eff_AC | Annual | 20
RB-HV-DuctSeal-HighToLow | DEER2020 | D20v0 | 2019-01-03 09:30 | PGE | Res | Ex | CZ12 | rDXHP | Cap-Tons | 2.1 | 1720 | None | 123 | 0.059 | 0 | [9 empty] | DEER:Res:HVAC_Eff_AC | Annual | 20
RB-HV-DuctSeal-HighToLow | DEER2020 | D20v0 | 2019-01-03 09:30 | PGE | Res | Ex | CZ12 | rNCGF | Cap-Tons | 2.1 | 1720 | None | 5.2 | 0 | 7.47 | [9 empty] | DEER:Res:HVAC_Eff_AC | Annual | 20
RB-HV-DuctSeal-HighToLow | DEER2020 | D20v0 | 2019-01-03 09:30 | PGE | Res | Ex | CZ12 | rWtd | Household | 2.1 | 1720 | None | 41.2 | 0.051 | 7.26 | [9 empty] | DEER:Res:HVAC_Eff_AC | Annual | 20
RB-HV-DuctSeal-HighToLow | DEER2020 | D20v0 | 2019-01-03 09:30 | PGE | Res | Ex | CZ13 | rDXGF | Cap-Tons | 2.4 | 1850 | None | 81.1 | 0.075 | 7.79 | [9 empty] | DEER:Res:HVAC_Eff_AC | Annual | 20
RB-HV-DuctSeal-HighToLow | DEER2020 | D20v0 | 2019-01-03 09:30 | PGE | Res | Ex | CZ13 | rDXHP | Cap-Tons | 2.4 | 1850 | None | 172 | 0.078 | 0 | [9 empty] | DEER:Res:HVAC_Eff_AC | Annual | 20
RB-HV-DuctSeal-HighToLow | DEER2020 | D20v0 | 2019-01-03 09:30 | PGE | Res | Ex | CZ13 | rNCGF | Cap-Tons | 2.4 | 1850 | None | 5.1 | 0 | 7.59 | [9 empty] | DEER:Res:HVAC_Eff_AC | Annual | 20
RB-HV-DuctSeal-HighToLow | DEER2020 | D20v0 | 2019-01-03 09:30 | PGE | Res | Ex | CZ13 | rWtd | Household | 2.4 | 1850 | None | 83.1 | 0.072 | 7.35 | [9 empty] | DEER:Res:HVAC_Eff_AC | Annual | 20
RB-HV-DuctSeal-HighToLow | DEER2020 | D20v0 | 2019-01-03 09:30 | PGE | Res | Ex | CZ16 | rDXGF | Cap-Tons | 3.6 | 1920 | None | 59.9 | 0.037 | 7.98 | [9 empty] | DEER:Res:HVAC_Eff_AC | Annual | 20
RB-HV-DuctSeal-HighToLow | DEER2020 | D20v0 | 2019-01-03 09:30 | PGE | Res | Ex | CZ16 | rDXHP | Cap-Tons | 3.6 | 1920 | None | 170 | 0.039 | 0 | [9 empty] | DEER:Res:HVAC_Eff_AC | Annual | 20
RB-HV-DuctSeal-HighToLow | DEER2020 | D20v0 | 2019-01-03 09:30 | PGE | Res | Ex | CZ16 | rNCGF | Cap-Tons | 3.6 | 1920 | None | 4.7 | 0 | 7.44 | [9 empty] | DEER:Res:HVAC_Eff_AC | Annual | 20
RB-HV-DuctSeal-HighToLow | DEER2020 | D20v0 | 2019-01-03 09:30 | PGE | Res | Ex | CZ16 | rWtd | Household | 3.6 | 1920 | None | 43.7 | 0.022 | 7.37 | [9 empty] | DEER:Res:HVAC_Eff_AC | Annual | 20
RB-HV-DuctSeal-HighToLow | DEER2020 | D20v0 | 2019-01-03 09:30 | PGE | Res | Ex | IOU | rDXGF | Cap-Tons | 2.2 | 1690 | None | 38.9 | 0.05 | 6.64 | [9 empty] | DEER:Res:HVAC_Eff_AC | Annual | 20
RB-HV-DuctSeal-HighToLow | DEER2020 | D20v0 | 2019-01-03 09:30 | PGE | Res | Ex | IOU | rDXHP | Cap-Tons | 2.2 | 1690 | None | 109 | 0.051 | 0 | [9 empty] | DEER:Res:HVAC_Eff_AC | Annual | 20
RB-HV-DuctSeal-HighToLow | DEER2020 | D20v0 | 2019-01-03 09:30 | PGE | Res | Ex | IOU | rNCGF | Cap-Tons | 2.2 | 1690 | None | 4.5 | 0 | 6.44 | [9 empty] | DEER:Res:HVAC_Eff_AC | Annual | 20
RB-HV-DuctSeal-HighToLow | DEER2020 | D20v0 | 2019-01-03 09:30 | PGE | Res | Ex | IOU | rWtd | Household | 2.2 | 1690 | None | 37.1 | 0.04 | 6.3 | [9 empty] | DEER:Res:HVAC_Eff_AC | Annual | 20
RB-HV-DuctSeal-HighToLow | DEER2020 | D20v0 | 2019-01-03 09:30 | PGE | SFm | Ex | CZ01 | rDXGF | Cap-Tons | 2.33 | 2300 | None | 8.21 | 0 | 11.1 | [9 empty] | DEER:Res:HVAC_Eff_AC | Annual | 20
RB-HV-DuctSeal-HighToLow | DEER2020 | D20v0 | 2019-01-03 09:30 | PGE | SFm | Ex | CZ01 | rDXHP | Cap-Tons | 2.33 | 2300 | None | 114 | 0 | 0 | [9 empty] | DEER:Res:HVAC_Eff_AC | Annual | 20
RB-HV-DuctSeal-HighToLow | DEER2020 | D20v0 | 2019-01-03 09:30 | PGE | SFm | Ex | CZ01 | rNCGF | Cap-Tons | 2.33 | 2300 | None | 7.58 | 0 | 10.8 | [9 empty] | DEER:Res:HVAC_Eff_AC | Annual | 20
RB-HV-DuctSeal-HighToLow | DEER2020 | D20v0 | 2019-01-03 09:30 | PGE | SFm | Ex | CZ01 | rWtd | Household | 2.33 | 2300 | None | 7.67 | 0 | 10.8 | [9 empty] | DEER:Res:HVAC_Eff_AC | Annual | 20
RB-HV-DuctSeal-HighToLow | DEER2020 | D20v0 | 2019-01-03 09:30 | PGE | SFm | Ex | CZ02 | rDXGF | Cap-Tons | 2.21 | 1950 | None | 29.2 | 0.0695 | 13.9 | [9 empty] | DEER:Res:HVAC_Eff_AC | Annual | 20
RB-HV-DuctSeal-HighToLow | DEER2020 | D20v0 | 2019-01-03 09:30 | PGE | SFm | Ex | CZ02 | rDXHP | Cap-Tons | 2.21 | 1950 | None | 182 | 0.07 | 0 | [9 empty] | DEER:Res:HVAC_Eff_AC | Annual | 20
RB-HV-DuctSeal-HighToLow | DEER2020 | D20v0 | 2019-01-03 09:30 | PGE | SFm | Ex | CZ02 | rNCGF | Cap-Tons | 2.21 | 1950 | None | 9.68 | 0 | 13.6 | [9 empty] | DEER:Res:HVAC_Eff_AC | Annual | 20
RB-HV-DuctSeal-HighToLow | DEER2020 | D20v0 | 2019-01-03 09:30 | PGE | SFm | Ex | CZ02 | rWtd | Household | 2.21 | 1950 | None | 20.7 | 0.0275 | 13.4 | [9 empty] | DEER:Res:HVAC_Eff_AC | Annual | 20
RB-HV-DuctSeal-HighToLow | DEER2020 | D20v0 | 2019-01-03 09:30 | PGE | SFm | Ex | CZ03 | rDXGF | Cap-Tons | 3.23 | 2300 | None | 10.2 | 0.0268 | 8.44 | [9 empty] | DEER:Res:HVAC_Eff_AC | Annual | 20
RB-HV-DuctSeal-HighToLow | DEER2020 | D20v0 | 2019-01-03 09:30 | PGE | SFm | Ex | CZ03 | rDXHP | Cap-Tons | 3.23 | 2300 | None | 77 | 0.0272 | 0 | [9 empty] | DEER:Res:HVAC_Eff_AC | Annual | 20
RB-HV-DuctSeal-HighToLow | DEER2020 | D20v0 | 2019-01-03 09:30 | PGE | SFm | Ex | CZ03 | rNCGF | Cap-Tons | 3.23 | 2300 | None | 5.27 | 0 | 8.23 | [9 empty] | DEER:Res:HVAC_Eff_AC | Annual | 20
RB-HV-DuctSeal-HighToLow | DEER2020 | D20v0 | 2019-01-03 09:30 | PGE | SFm | Ex | CZ03 | rWtd | Household | 3.23 | 2300 | None | 6.39 | 0.0035 | 8.19 | [9 empty] | DEER:Res:HVAC_Eff_AC | Annual | 20
RB-HV-DuctSeal-HighToLow | DEER2020 | D20v0 | 2019-01-03 09:30 | PGE | SFm | Ex | CZ04 | rDXGF | Cap-Tons | 3.17 | 2300 | None | 29.7 | 0.0658 | 8.63 | [9 empty] | DEER:Res:HVAC_Eff_AC | Annual | 20
RB-HV-DuctSeal-HighToLow | DEER2020 | D20v0 | 2019-01-03 09:30 | PGE | SFm | Ex | CZ04 | rDXHP | Cap-Tons | 3.17 | 2300 | None | 124 | 0.0673 | 0 | [9 empty] | DEER:Res:HVAC_Eff_AC | Annual | 20
RB-HV-DuctSeal-HighToLow | DEER2020 | D20v0 | 2019-01-03 09:30 | PGE | SFm | Ex | CZ04 | rNCGF | Cap-Tons | 3.17 | 2300 | None | 5.43 | 0 | 8.41 | [9 empty] | DEER:Res:HVAC_Eff_AC | Annual | 20
RB-HV-DuctSeal-HighToLow | DEER2020 | D20v0 | 2019-01-03 09:30 | PGE | SFm | Ex | CZ04 | rWtd | Household | 3.17 | 2300 | None | 20.5 | 0.0338 | 8.28 | [9 empty] | DEER:Res:HVAC_Eff_AC | Annual | 20
RB-HV-DuctSeal-HighToLow | DEER2020 | D20v0 | 2019-01-03 09:30 | PGE | SFm | Ex | CZ05 | rDXGF | Cap-Tons | 3.55 | 2300 | None | 9.04 | 0.0222 | 9.1 | [9 empty] | DEER:Res:HVAC_Eff_AC | Annual | 20
RB-HV-DuctSeal-HighToLow | DEER2020 | D20v0 | 2019-01-03 09:30 | PGE | SFm | Ex | CZ05 | rDXHP | Cap-Tons | 3.55 | 2300 | None | 91.1 | 0.0213 | 0 | [9 empty] | DEER:Res:HVAC_Eff_AC | Annual | 20
RB-HV-DuctSeal-HighToLow | DEER2020 | D20v0 | 2019-01-03 09:30 | PGE | SFm | Ex | CZ05 | rNCGF | Cap-Tons | 3.55 | 2300 | None | 5.56 | 0 | 8.84 | [9 empty] | DEER:Res:HVAC_Eff_AC | Annual | 20
RB-HV-DuctSeal-HighToLow | DEER2020 | D20v0 | 2019-01-03 09:30 | PGE | SFm | Ex | CZ05 | rWtd | Household | 3.55 | 2300 | None | 7.21 | 0.00459 | 8.79 | [9 empty] | DEER:Res:HVAC_Eff_AC | Annual | 20
RB-HV-DuctSeal-HighToLow | DEER2020 | D20v0 | 2019-01-03 09:30 | PGE | SFm | Ex | CZ11 | rDXGF | Cap-Tons | 2.66 | 1950 | None | 74 | 0.107 | 7.91 | [9 empty] | DEER:Res:HVAC_Eff_AC | Annual | 20
RB-HV-DuctSeal-HighToLow | DEER2020 | D20v0 | 2019-01-03 09:30 | PGE | SFm | Ex | CZ11 | rDXHP | Cap-Tons | 2.66 | 1950 | None | 163 | 0.102 | 0 | [9 empty] | DEER:Res:HVAC_Eff_AC | Annual | 20
RB-HV-DuctSeal-HighToLow | DEER2020 | D20v0 | 2019-01-03 09:30 | PGE | SFm | Ex | CZ11 | rNCGF | Cap-Tons | 2.66 | 1950 | None | 5.15 | 0 | 7.74 | [9 empty] | DEER:Res:HVAC_Eff_AC | Annual | 20
RB-HV-DuctSeal-HighToLow | DEER2020 | D20v0 | 2019-01-03 09:30 | PGE | SFm | Ex | CZ11 | rWtd | Household | 2.66 | 1950 | None | 73.8 | 0.0991 | 7.5 | [9 empty] | DEER:Res:HVAC_Eff_AC | Annual | 20
RB-HV-DuctSeal-HighToLow | DEER2020 | D20v0 | 2019-01-03 09:30 | PGE | SFm | Ex | CZ12 | rDXGF | Cap-Tons | 2.47 | 1950 | None | 45.1 | 0.0704 | 9.77 | [9 empty] | DEER:Res:HVAC_Eff_AC | Annual | 20
RB-HV-DuctSeal-HighToLow | DEER2020 | D20v0 | 2019-01-03 09:30 | PGE | SFm | Ex | CZ12 | rDXHP | Cap-Tons | 2.47 | 1950 | None | 149 | 0.0706 | 0 | [9 empty] | DEER:Res:HVAC_Eff_AC | Annual | 20
RB-HV-DuctSeal-HighToLow | DEER2020 | D20v0 | 2019-01-03 09:30 | PGE | SFm | Ex | CZ12 | rNCGF | Cap-Tons | 2.47 | 1950 | None | 6.52 | 0 | 9.53 | [9 empty] | DEER:Res:HVAC_Eff_AC | Annual | 20
RB-HV-DuctSeal-HighToLow | DEER2020 | D20v0 | 2019-01-03 09:30 | PGE | SFm | Ex | CZ12 | rWtd | Household | 2.47 | 1950 | None | 45.4 | 0.0618 | 9.27 | [9 empty] | DEER:Res:HVAC_Eff_AC | Annual | 20
RB-HV-DuctSeal-HighToLow | DEER2020 | D20v0 | 2019-01-03 09:30 | PGE | SFm | Ex | CZ13 | rDXGF | Cap-Tons | 2.55 | 1950 | None | 82.6 | 0.0787 | 8.45 | [9 empty] | DEER:Res:HVAC_Eff_AC | Annual | 20
RB-HV-DuctSeal-HighToLow | DEER2020 | D20v0 | 2019-01-03 09:30 | PGE | SFm | Ex | CZ13 | rDXHP | Cap-Tons | 2.55 | 1950 | None | 182 | 0.0817 | 0 | [9 empty] | DEER:Res:HVAC_Eff_AC | Annual | 20
RB-HV-DuctSeal-HighToLow | DEER2020 | D20v0 | 2019-01-03 09:30 | PGE | SFm | Ex | CZ13 | rNCGF | Cap-Tons | 2.55 | 1950 | None | 5.56 | 0 | 8.26 | [9 empty] | DEER:Res:HVAC_Eff_AC | Annual | 20
RB-HV-DuctSeal-HighToLow | DEER2020 | D20v0 | 2019-01-03 09:30 | PGE | SFm | Ex | CZ13 | rWtd | Household | 2.55 | 1950 | None | 84.8 | 0.0758 | 8 | [9 empty] | DEER:Res:HVAC_Eff_AC | Annual | 20
RB-HV-DuctSeal-HighToLow | DEER2020 | D20v0 | 2019-01-03 09:30 | PGE | SFm | Ex | CZ16 | rDXGF | Cap-Tons | 3.61 | 2300 | None | 14 | 0.0282 | 7.37 | [9 empty] | DEER:Res:HVAC_Eff_AC | Annual | 20
RB-HV-DuctSeal-HighToLow | DEER2020 | D20v0 | 2019-01-03 09:30 | PGE | SFm | Ex | CZ16 | rDXHP | Cap-Tons | 3.61 | 2300 | None | 118 | 0.0283 | 0 | [9 empty] | DEER:Res:HVAC_Eff_AC | Annual | 20
RB-HV-DuctSeal-HighToLow | DEER2020 | D20v0 | 2019-01-03 09:30 | PGE | SFm | Ex | CZ16 | rNCGF | Cap-Tons | 3.61 | 2300 | None | 4.49 | 0 | 7.15 | [9 empty] | DEER:Res:HVAC_Eff_AC | Annual | 20
RB-HV-DuctSeal-HighToLow | DEER2020 | D20v0 | 2019-01-03 09:30 | PGE | SFm | Ex | CZ16 | rWtd | Household | 3.61 | 2300 | None | 12.9 | 0.0157 | 7.05 | [9 empty] | DEER:Res:HVAC_Eff_AC | Annual | 20
RB-HV-DuctSeal-HighToLow | DEER2020 | D20v0 | 2019-01-03 09:30 | PGE | SFm | Ex | IOU | rDXGF | Cap-Tons | 2.69 | 2050 | None | 46.6 | 0.0677 | 9.18 | [9 empty] | DEER:Res:HVAC_Eff_AC | Annual | 20
RB-HV-DuctSeal-HighToLow | DEER2020 | D20v0 | 2019-01-03 09:30 | PGE | SFm | Ex | IOU | rDXHP | Cap-Tons | 2.69 | 2050 | None | 144 | 0.0677 | 0 | [9 empty] | DEER:Res:HVAC_Eff_AC | Annual | 20
RB-HV-DuctSeal-HighToLow | DEER2020 | D20v0 | 2019-01-03 09:30 | PGE | SFm | Ex | IOU | rNCGF | Cap-Tons | 2.69 | 2050 | None | 6.03 | 0 | 8.96 | [9 empty] | DEER:Res:HVAC_Eff_AC | Annual | 20
RB-HV-DuctSeal-HighToLow | DEER2020 | D20v0 | 2019-01-03 09:30 | PGE | SFm | Ex | IOU | rWtd | Household | 2.69 | 2050 | None | 45.1 | 0.0547 | 8.77 | [9 empty] | DEER:Res:HVAC_Eff_AC | Annual | 20
RB-HV-DuctSeal-HighToLow | DEER2020 | D20v0 | 2019-01-03 09:30 | SCE | DMo | Ex | CZ05 | rDXGF | Cap-Tons | 3.5 | 1240 | None | 120 | 0.0517 | 6.42 | [9 empty] | DEER:Res:HVAC_Eff_AC | Annual | 20
RB-HV-DuctSeal-HighToLow | DEER2020 | D20v0 | 2019-01-03 09:30 | SCE | DMo | Ex | CZ05 | rDXHP | Cap-Tons | 3.5 | 1240 | None | 173 | 0.056 | 0 | [9 empty] | DEER:Res:HVAC_Eff_AC | Annual | 20
RB-HV-DuctSeal-HighToLow | DEER2020 | D20v0 | 2019-01-03 09:30 | SCE | DMo | Ex | CZ05 | rNCGF | Cap-Tons | 3.5 | 1240 | None | 3.66 | 0 | 5.68 | [9 empty] | DEER:Res:HVAC_Eff_AC | Annual | 20
RB-HV-DuctSeal-HighToLow | DEER2020 | D20v0 | 2019-01-03 09:30 | SCE | DMo | Ex | CZ05 | rWtd | Household | 3.5 | 1240 | None | 105 | 0.0433 | 5.63 | [9 empty] | DEER:Res:HVAC_Eff_AC | Annual | 20
RB-HV-DuctSeal-HighToLow | DEER2020 | D20v0 | 2019-01-03 09:30 | SCE | DMo | Ex | CZ06 | rDXGF | Cap-Tons | 3.5 | 1240 | None | 160 | 0.0716 | 3.89 | [9 empty] | DEER:Res:HVAC_Eff_AC | Annual | 20
RB-HV-DuctSeal-HighToLow | DEER2020 | D20v0 | 2019-01-03 09:30 | SCE | DMo | Ex | CZ06 | rDXHP | Cap-Tons | 3.5 | 1240 | None | 195 | 0.0813 | 0 | [9 empty] | DEER:Res:HVAC_Eff_AC | Annual | 20
RB-HV-DuctSeal-HighToLow | DEER2020 | D20v0 | 2019-01-03 09:30 | SCE | DMo | Ex | CZ06 | rNCGF | Cap-Tons | 3.5 | 1240 | None | 2.22 | 0 | 3.45 | [9 empty] | DEER:Res:HVAC_Eff_AC | Annual | 20
RB-HV-DuctSeal-HighToLow | DEER2020 | D20v0 | 2019-01-03 09:30 | SCE | DMo | Ex | CZ06 | rWtd | Household | 3.5 | 1240 | None | 47.4 | 0.0204 | 3.44 | [9 empty] | DEER:Res:HVAC_Eff_AC | Annual | 20
RB-HV-DuctSeal-HighToLow | DEER2020 | D20v0 | 2019-01-03 09:30 | SCE | DMo | Ex | CZ08 | rDXGF | Cap-Tons | 3.5 | 1240 | None | 193 | 0.0607 | 3.52 | [9 empty] | DEER:Res:HVAC_Eff_AC | Annual | 20
RB-HV-DuctSeal-HighToLow | DEER2020 | D20v0 | 2019-01-03 09:30 | SCE | DMo | Ex | CZ08 | rDXHP | Cap-Tons | 3.5 | 1240 | None | 225 | 0.069 | 0 | [9 empty] | DEER:Res:HVAC_Eff_AC | Annual | 20
RB-HV-DuctSeal-HighToLow | DEER2020 | D20v0 | 2019-01-03 09:30 | SCE | DMo | Ex | CZ08 | rNCGF | Cap-Tons | 3.5 | 1240 | None | 2.03 | 0 | 3.15 | [9 empty] | DEER:Res:HVAC_Eff_AC | Annual | 20
RB-HV-DuctSeal-HighToLow | DEER2020 | D20v0 | 2019-01-03 09:30 | SCE | DMo | Ex | CZ08 | rWtd | Household | 3.5 | 1240 | None | 161 | 0.0503 | 3.09 | [9 empty] | DEER:Res:HVAC_Eff_AC | Annual | 20
RB-HV-DuctSeal-HighToLow | DEER2020 | D20v0 | 2019-01-03 09:30 | SCE | DMo | Ex | CZ09 | rDXGF | Cap-Tons | 3.5 | 1240 | None | 180 | 0.111 | 4.64 | [9 empty] | DEER:Res:HVAC_Eff_AC | Annual | 20
RB-HV-DuctSeal-HighToLow | DEER2020 | D20v0 | 2019-01-03 09:30 | SCE | DMo | Ex | CZ09 | rDXHP | Cap-Tons | 3.5 | 1240 | None | 221 | 0.126 | 0 | [9 empty] | DEER:Res:HVAC_Eff_AC | Annual | 20
RB-HV-DuctSeal-HighToLow | DEER2020 | D20v0 | 2019-01-03 09:30 | SCE | DMo | Ex | CZ09 | rNCGF | Cap-Tons | 3.5 | 1240 | None | 2.68 | 0 | 4.15 | [9 empty] | DEER:Res:HVAC_Eff_AC | Annual | 20
RB-HV-DuctSeal-HighToLow | DEER2020 | D20v0 | 2019-01-03 09:30 | SCE | DMo | Ex | CZ09 | rWtd | Household | 3.5 | 1240 | None | 156 | 0.0947 | 4.07 | [9 empty] | DEER:Res:HVAC_Eff_AC | Annual | 20
RB-HV-DuctSeal-HighToLow | DEER2020 | D20v0 | 2019-01-03 09:30 | SCE | DMo | Ex | CZ10 | rDXGF | Cap-Tons | 3.5 | 1240 | None | 195 | 0.116 | 3.88 | [9 empty] | DEER:Res:HVAC_Eff_AC | Annual | 20
RB-HV-DuctSeal-HighToLow | DEER2020 | D20v0 | 2019-01-03 09:30 | SCE | DMo | Ex | CZ10 | rDXHP | Cap-Tons | 3.5 | 1240 | None | 237 | 0.128 | 0 | [9 empty] | DEER:Res:HVAC_Eff_AC | Annual | 20
RB-HV-DuctSeal-HighToLow | DEER2020 | D20v0 | 2019-01-03 09:30 | SCE | DMo | Ex | CZ10 | rNCGF | Cap-Tons | 3.5 | 1240 | None | 2.22 | 0 | 3.45 | [9 empty] | DEER:Res:HVAC_Eff_AC | Annual | 20
RB-HV-DuctSeal-HighToLow | DEER2020 | D20v0 | 2019-01-03 09:30 | SCE | DMo | Ex | CZ10 | rWtd | Household | 3.5 | 1240 | None | 193 | 0.114 | 3.39 | [9 empty] | DEER:Res:HVAC_Eff_AC | Annual | 20
RB-HV-DuctSeal-HighToLow | DEER2020 | D20v0 | 2019-01-03 09:30 | SCE | DMo | Ex | CZ13 | rDXGF | Cap-Tons | 3.5 | 1240 | None | 211 | 0.0825 | 4.54 | [9 empty] | DEER:Res:HVAC_Eff_AC | Annual | 20
RB-HV-DuctSeal-HighToLow | DEER2020 | D20v0 | 2019-01-03 09:30 | SCE | DMo | Ex | CZ13 | rDXHP | Cap-Tons | 3.5 | 1240 | None | 259 | 0.0885 | 0 | [9 empty] | DEER:Res:HVAC_Eff_AC | Annual | 20
RB-HV-DuctSeal-HighToLow | DEER2020 | D20v0 | 2019-01-03 09:30 | SCE | DMo | Ex | CZ13 | rNCGF | Cap-Tons | 3.5 | 1240 | None | 2.63 | 0 | 4.06 | [9 empty] | DEER:Res:HVAC_Eff_AC | Annual | 20
RB-HV-DuctSeal-HighToLow | DEER2020 | D20v0 | 2019-01-03 09:30 | SCE | DMo | Ex | CZ13 | rWtd | Household | 3.5 | 1240 | None | 217 | 0.0833 | 3.98 | [9 empty] | DEER:Res:HVAC_Eff_AC | Annual | 20
RB-HV-DuctSeal-HighToLow | DEER2020 | D20v0 | 2019-01-03 09:30 | SCE | DMo | Ex | CZ14 | rDXGF | Cap-Tons | 3.5 | 1240 | None | 188 | 0.118 | 6.64 | [9 empty] | DEER:Res:HVAC_Eff_AC | Annual | 20
RB-HV-DuctSeal-HighToLow | DEER2020 | D20v0 | 2019-01-03 09:30 | SCE | DMo | Ex | CZ14 | rDXHP | Cap-Tons | 3.5 | 1240 | None | 268 | 0.12 | 0 | [9 empty] | DEER:Res:HVAC_Eff_AC | Annual | 20
RB-HV-DuctSeal-HighToLow | DEER2020 | D20v0 | 2019-01-03 09:30 | SCE | DMo | Ex | CZ14 | rNCGF | Cap-Tons | 3.5 | 1240 | None | 3.74 | 0 | 5.76 | [9 empty] | DEER:Res:HVAC_Eff_AC | Annual | 20
RB-HV-DuctSeal-HighToLow | DEER2020 | D20v0 | 2019-01-03 09:30 | SCE | DMo | Ex | CZ14 | rWtd | Household | 3.5 | 1240 | None | 188 | 0.112 | 5.81 | [9 empty] | DEER:Res:HVAC_Eff_AC | Annual | 20
RB-HV-DuctSeal-HighToLow | DEER2020 | D20v0 | 2019-01-03 09:30 | SCE | DMo | Ex | CZ15 | rDXGF | Cap-Tons | 3.5 | 1240 | None | 295 | 0.125 | 2.45 | [9 empty] | DEER:Res:HVAC_Eff_AC | Annual | 20
RB-HV-DuctSeal-HighToLow | DEER2020 | D20v0 | 2019-01-03 09:30 | SCE | DMo | Ex | CZ15 | rDXHP | Cap-Tons | 3.5 | 1240 | None | 321 | 0.129 | 0 | [9 empty] | DEER:Res:HVAC_Eff_AC | Annual | 20
RB-HV-DuctSeal-HighToLow | DEER2020 | D20v0 | 2019-01-03 09:30 | SCE | DMo | Ex | CZ15 | rNCGF | Cap-Tons | 3.5 | 1240 | None | 1.41 | 0 | 2.17 | [9 empty] | DEER:Res:HVAC_Eff_AC | Annual | 20
RB-HV-DuctSeal-HighToLow | DEER2020 | D20v0 | 2019-01-03 09:30 | SCE | DMo | Ex | CZ15 | rWtd | Household | 3.5 | 1240 | None | 298 | 0.125 | 2.14 | [9 empty] | DEER:Res:HVAC_Eff_AC | Annual | 20
RB-HV-DuctSeal-HighToLow | DEER2020 | D20v0 | 2019-01-03 09:30 | SCE | DMo | Ex | CZ16 | rDXGF | Cap-Tons | 3.5 | 1240 | None | 144 | 0.053 | 9.12 | [9 empty] | DEER:Res:HVAC_Eff_AC | Annual | 20
RB-HV-DuctSeal-HighToLow | DEER2020 | D20v0 | 2019-01-03 09:30 | SCE | DMo | Ex | CZ16 | rDXHP | Cap-Tons | 3.5 | 1240 | None | 265 | 0.06 | 0 | [9 empty] | DEER:Res:HVAC_Eff_AC | Annual | 20
RB-HV-DuctSeal-HighToLow | DEER2020 | D20v0 | 2019-01-03 09:30 | SCE | DMo | Ex | CZ16 | rNCGF | Cap-Tons | 3.5 | 1240 | None | 5.23 | 0 | 8.01 | [9 empty] | DEER:Res:HVAC_Eff_AC | Annual | 20
RB-HV-DuctSeal-HighToLow | DEER2020 | D20v0 | 2019-01-03 09:30 | SCE | DMo | Ex | CZ16 | rWtd | Household | 3.5 | 1240 | None | 159 | 0.0539 | 7.98 | [9 empty] | DEER:Res:HVAC_Eff_AC | Annual | 20
RB-HV-DuctSeal-HighToLow | DEER2020 | D20v0 | 2019-01-03 09:30 | SCE | DMo | Ex | IOU | rDXGF | Cap-Tons | 3.5 | 1240 | None | 181 | 0.0882 | 4.11 | [9 empty] | DEER:Res:HVAC_Eff_AC | Annual | 20
RB-HV-DuctSeal-HighToLow | DEER2020 | D20v0 | 2019-01-03 09:30 | SCE | DMo | Ex | IOU | rDXHP | Cap-Tons | 3.5 | 1240 | None | 221 | 0.0985 | 0 | [9 empty] | DEER:Res:HVAC_Eff_AC | Annual | 20
RB-HV-DuctSeal-HighToLow | DEER2020 | D20v0 | 2019-01-03 09:30 | SCE | DMo | Ex | IOU | rNCGF | Cap-Tons | 3.5 | 1240 | None | 2.36 | 0 | 3.66 | [9 empty] | DEER:Res:HVAC_Eff_AC | Annual | 20
RB-HV-DuctSeal-HighToLow | DEER2020 | D20v0 | 2019-01-03 09:30 | SCE | DMo | Ex | IOU | rWtd | Household | 3.5 | 1240 | None | 122 | 0.0599 | 3.62 | [9 empty] | DEER:Res:HVAC_Eff_AC | Annual | 20
RB-HV-DuctSeal-HighToLow | DEER2020 | D20v0 | 2019-01-03 09:30 | SCE | MFm | Ex | CZ05 | rDXGF | Cap-Tons | 1.04 | 999 | None | 2.02 | 0.00241 | 1.38 | [9 empty] | DEER:Res:HVAC_Eff_AC | Annual | 20
RB-HV-DuctSeal-HighToLow | DEER2020 | D20v0 | 2019-01-03 09:30 | SCE | MFm | Ex | CZ05 | rDXHP | Cap-Tons | 1.04 | 999 | None | 16.1 | 0.00289 | 0 | [9 empty] | DEER:Res:HVAC_Eff_AC | Annual | 20
RB-HV-DuctSeal-HighToLow | DEER2020 | D20v0 | 2019-01-03 09:30 | SCE | MFm | Ex | CZ05 | rNCGF | Cap-Tons | 1.04 | 999 | None | 1.24 | 0 | 1.32 | [9 empty] | DEER:Res:HVAC_Eff_AC | Annual | 20
RB-HV-DuctSeal-HighToLow | DEER2020 | D20v0 | 2019-01-03 09:30 | SCE | MFm | Ex | CZ05 | rWtd | Household | 1.04 | 999 | None | 1.24 | 0 | 1.32 | [9 empty] | DEER:Res:HVAC_Eff_AC | Annual | 20
RB-HV-DuctSeal-HighToLow | DEER2020 | D20v0 | 2019-01-03 09:30 | SCE | MFm | Ex | CZ06 | rDXGF | Cap-Tons | 1.28 | 1210 | None | 5.51 | 0.0114 | 0.921 | [9 empty] | DEER:Res:HVAC_Eff_AC | Annual | 20
RB-HV-DuctSeal-HighToLow | DEER2020 | D20v0 | 2019-01-03 09:30 | SCE | MFm | Ex | CZ06 | rDXHP | Cap-Tons | 1.28 | 1210 | None | 13.7 | 0.0127 | 0 | [9 empty] | DEER:Res:HVAC_Eff_AC | Annual | 20
RB-HV-DuctSeal-HighToLow | DEER2020 | D20v0 | 2019-01-03 09:30 | SCE | MFm | Ex | CZ06 | rNCGF | Cap-Tons | 1.28 | 1210 | None | 0.763 | 0 | 0.883 | [9 empty] | DEER:Res:HVAC_Eff_AC | Annual | 20
RB-HV-DuctSeal-HighToLow | DEER2020 | D20v0 | 2019-01-03 09:30 | SCE | MFm | Ex | CZ06 | rWtd | Household | 1.28 | 1210 | None | 2.91 | 0.0043 | 0.855 | [9 empty] | DEER:Res:HVAC_Eff_AC | Annual | 20
RB-HV-DuctSeal-HighToLow | DEER2020 | D20v0 | 2019-01-03 09:30 | SCE | MFm | Ex | CZ08 | rDXGF | Cap-Tons | 1.19 | 1210 | None | 10.2 | 0.0101 | 0.782 | [9 empty] | DEER:Res:HVAC_Eff_AC | Annual | 20
RB-HV-DuctSeal-HighToLow | DEER2020 | D20v0 | 2019-01-03 09:30 | SCE | MFm | Ex | CZ08 | rDXHP | Cap-Tons | 1.19 | 1210 | None | 16.5 | 0.0105 | 0 | [9 empty] | DEER:Res:HVAC_Eff_AC | Annual | 20
RB-HV-DuctSeal-HighToLow | DEER2020 | D20v0 | 2019-01-03 09:30 | SCE | MFm | Ex | CZ08 | rNCGF | Cap-Tons | 1.19 | 1210 | None | 0.675 | 0 | 0.754 | [9 empty] | DEER:Res:HVAC_Eff_AC | Annual | 20
RB-HV-DuctSeal-HighToLow | DEER2020 | D20v0 | 2019-01-03 09:30 | SCE | MFm | Ex | CZ08 | rWtd | Household | 1.19 | 1210 | None | 6.37 | 0.00559 | 0.715 | [9 empty] | DEER:Res:HVAC_Eff_AC | Annual | 20
RB-HV-DuctSeal-HighToLow | DEER2020 | D20v0 | 2019-01-03 09:30 | SCE | MFm | Ex | CZ09 | rDXGF | Cap-Tons | 1 | 1130 | None | 12.4 | 0.0151 | 1.26 | [9 empty] | DEER:Res:HVAC_Eff_AC | Annual | 20
RB-HV-DuctSeal-HighToLow | DEER2020 | D20v0 | 2019-01-03 09:30 | SCE | MFm | Ex | CZ09 | rDXHP | Cap-Tons | 1 | 1130 | None | 22.3 | 0.0154 | 0 | [9 empty] | DEER:Res:HVAC_Eff_AC | Annual | 20
RB-HV-DuctSeal-HighToLow | DEER2020 | D20v0 | 2019-01-03 09:30 | SCE | MFm | Ex | CZ09 | rNCGF | Cap-Tons | 1 | 1130 | None | 1.16 | 0 | 1.2 | [9 empty] | DEER:Res:HVAC_Eff_AC | Annual | 20
RB-HV-DuctSeal-HighToLow | DEER2020 | D20v0 | 2019-01-03 09:30 | SCE | MFm | Ex | CZ09 | rWtd | Household | 1 | 1130 | None | 11.1 | 0.0121 | 1.12 | [9 empty] | DEER:Res:HVAC_Eff_AC | Annual | 20
RB-HV-DuctSeal-HighToLow | DEER2020 | D20v0 | 2019-01-03 09:30 | SCE | MFm | Ex | CZ10 | rDXGF | Cap-Tons | 1 | 1070 | None | 10.7 | 0.0163 | 0.83 | [9 empty] | DEER:Res:HVAC_Eff_AC | Annual | 20
RB-HV-DuctSeal-HighToLow | DEER2020 | D20v0 | 2019-01-03 09:30 | SCE | MFm | Ex | CZ10 | rDXHP | Cap-Tons | 1 | 1070 | None | 18 | 0.0166 | 0 | [9 empty] | DEER:Res:HVAC_Eff_AC | Annual | 20
RB-HV-DuctSeal-HighToLow | DEER2020 | D20v0 | 2019-01-03 09:30 | SCE | MFm | Ex | CZ10 | rNCGF | Cap-Tons | 1 | 1070 | None | 0.768 | 0 | 0.795 | [9 empty] | DEER:Res:HVAC_Eff_AC | Annual | 20
RB-HV-DuctSeal-HighToLow | DEER2020 | D20v0 | 2019-01-03 09:30 | SCE | MFm | Ex | CZ10 | rWtd | Household | 1 | 1070 | None | 10.7 | 0.0149 | 0.732 | [9 empty] | DEER:Res:HVAC_Eff_AC | Annual | 20
RB-HV-DuctSeal-HighToLow | DEER2020 | D20v0 | 2019-01-03 09:30 | SCE | MFm | Ex | CZ13 | rDXGF | Cap-Tons | 1 | 1070 | None | 23.9 | 0.0191 | 1.79 | [9 empty] | DEER:Res:HVAC_Eff_AC | Annual | 20
RB-HV-DuctSeal-HighToLow | DEER2020 | D20v0 | 2019-01-03 09:30 | SCE | MFm | Ex | CZ13 | rDXHP | Cap-Tons | 1 | 1070 | None | 41.6 | 0.0199 | 0 | [9 empty] | DEER:Res:HVAC_Eff_AC | Annual | 20
RB-HV-DuctSeal-HighToLow | DEER2020 | D20v0 | 2019-01-03 09:30 | SCE | MFm | Ex | CZ13 | rNCGF | Cap-Tons | 1 | 1070 | None | 1.64 | 0 | 1.7 | [9 empty] | DEER:Res:HVAC_Eff_AC | Annual | 20
RB-HV-DuctSeal-HighToLow | DEER2020 | D20v0 | 2019-01-03 09:30 | SCE | MFm | Ex | CZ13 | rWtd | Household | 1 | 1070 | None | 24 | 0.0176 | 1.58 | [9 empty] | DEER:Res:HVAC_Eff_AC | Annual | 20
RB-HV-DuctSeal-HighToLow | DEER2020 | D20v0 | 2019-01-03 09:30 | SCE | MFm | Ex | CZ14 | rDXGF | Cap-Tons | 1.07 | 1090 | None | 36.7 | 0.0217 | 2.54 | [9 empty] | DEER:Res:HVAC_Eff_AC | Annual | 20
RB-HV-DuctSeal-HighToLow | DEER2020 | D20v0 | 2019-01-03 09:30 | SCE | MFm | Ex | CZ14 | rDXHP | Cap-Tons | 1.07 | 1090 | None | 66.9 | 0.0232 | 0 | [9 empty] | DEER:Res:HVAC_Eff_AC | Annual | 20
RB-HV-DuctSeal-HighToLow | DEER2020 | D20v0 | 2019-01-03 09:30 | SCE | MFm | Ex | CZ14 | rNCGF | Cap-Tons | 1.07 | 1090 | None | 2.25 | 0 | 2.44 | [9 empty] | DEER:Res:HVAC_Eff_AC | Annual | 20
RB-HV-DuctSeal-HighToLow | DEER2020 | D20v0 | 2019-01-03 09:30 | SCE | MFm | Ex | CZ14 | rWtd | Household | 1.07 | 1090 | None | 40.5 | 0.0219 | 2.22 | [9 empty] | DEER:Res:HVAC_Eff_AC | Annual | 20
RB-HV-DuctSeal-HighToLow | DEER2020 | D20v0 | 2019-01-03 09:30 | SCE | MFm | Ex | CZ15 | rDXGF | Cap-Tons | 1.16 | 1090 | None | 36.2 | 0.0203 | 0.757 | [9 empty] | DEER:Res:HVAC_Eff_AC | Annual | 20
RB-HV-DuctSeal-HighToLow | DEER2020 | D20v0 | 2019-01-03 09:30 | SCE | MFm | Ex | CZ15 | rDXHP | Cap-Tons | 1.16 | 1090 | None | 43.2 | 0.0209 | 0 | [9 empty] | DEER:Res:HVAC_Eff_AC | Annual | 20
RB-HV-DuctSeal-HighToLow | DEER2020 | D20v0 | 2019-01-03 09:30 | SCE | MFm | Ex | CZ15 | rNCGF | Cap-Tons | 1.16 | 1090 | None | 0.661 | 0 | 0.728 | [9 empty] | DEER:Res:HVAC_Eff_AC | Annual | 20
RB-HV-DuctSeal-HighToLow | DEER2020 | D20v0 | 2019-01-03 09:30 | SCE | MFm | Ex | CZ15 | rWtd | Household | 1.16 | 1090 | None | 36.7 | 0.0202 | 0.662 | [9 empty] | DEER:Res:HVAC_Eff_AC | Annual | 20
RB-HV-DuctSeal-HighToLow | DEER2020 | D20v0 | 2019-01-03 09:30 | SCE | MFm | Ex | CZ16 | rDXGF | Cap-Tons | 1 | 999 | None | 19.1 | 0.018 | 4.48 | [9 empty] | DEER:Res:HVAC_Eff_AC | Annual | 20
RB-HV-DuctSeal-HighToLow | DEER2020 | D20v0 | 2019-01-03 09:30 | SCE | MFm | Ex | CZ16 | rDXHP | Cap-Tons | 1 | 999 | None | 86.1 | 0.0193 | 0 | [9 empty] | DEER:Res:HVAC_Eff_AC | Annual | 20
RB-HV-DuctSeal-HighToLow | DEER2020 | D20v0 | 2019-01-03 09:30 | SCE | MFm | Ex | CZ16 | rNCGF | Cap-Tons | 1 | 999 | None | 4.03 | 0 | 4.26 | [9 empty] | DEER:Res:HVAC_Eff_AC | Annual | 20
RB-HV-DuctSeal-HighToLow | DEER2020 | D20v0 | 2019-01-03 09:30 | SCE | MFm | Ex | CZ16 | rWtd | Household | 1 | 999 | None | 22.2 | 0.0141 | 3.99 | [9 empty] | DEER:Res:HVAC_Eff_AC | Annual | 20
RB-HV-DuctSeal-HighToLow | DEER2020 | D20v0 | 2019-01-03 09:30 | SCE | MFm | Ex | IOU | rDXGF | Cap-Tons | 1.15 | 1180 | None | 9.52 | 0.0122 | 0.983 | [9 empty] | DEER:Res:HVAC_Eff_AC | Annual | 20
RB-HV-DuctSeal-HighToLow | DEER2020 | D20v0 | 2019-01-03 09:30 | SCE | MFm | Ex | IOU | rDXHP | Cap-Tons | 1.15 | 1180 | None | 17.6 | 0.0128 | 0 | [9 empty] | DEER:Res:HVAC_Eff_AC | Annual | 20
RB-HV-DuctSeal-HighToLow | DEER2020 | D20v0 | 2019-01-03 09:30 | SCE | MFm | Ex | IOU | rNCGF | Cap-Tons | 1.15 | 1180 | None | 0.861 | 0 | 0.94 | [9 empty] | DEER:Res:HVAC_Eff_AC | Annual | 20
RB-HV-DuctSeal-HighToLow | DEER2020 | D20v0 | 2019-01-03 09:30 | SCE | MFm | Ex | IOU | rWtd | Household | 1.15 | 1180 | None | 6.94 | 0.00741 | 0.892 | [9 empty] | DEER:Res:HVAC_Eff_AC | Annual | 20
RB-HV-DuctSeal-HighToLow | DEER2020 | D20v0 | 2019-01-03 09:30 | SCE | Res | Ex | CZ05 | rDXGF | Cap-Tons | 3.5 | 2260 | None | 10.1 | 0.022 | 8.92 | [9 empty] | DEER:Res:HVAC_Eff_AC | Annual | 20
RB-HV-DuctSeal-HighToLow | DEER2020 | D20v0 | 2019-01-03 09:30 | SCE | Res | Ex | CZ05 | rDXHP | Cap-Tons | 3.5 | 2260 | None | 90.4 | 0.021 | 0 | [9 empty] | DEER:Res:HVAC_Eff_AC | Annual | 20
RB-HV-DuctSeal-HighToLow | DEER2020 | D20v0 | 2019-01-03 09:30 | SCE | Res | Ex | CZ05 | rNCGF | Cap-Tons | 3.5 | 2260 | None | 5.5 | 0 | 8.65 | [9 empty] | DEER:Res:HVAC_Eff_AC | Annual | 20
RB-HV-DuctSeal-HighToLow | DEER2020 | D20v0 | 2019-01-03 09:30 | SCE | Res | Ex | CZ05 | rWtd | Household | 3.5 | 2260 | None | 9.7 | 0.009 | 8.56 | [9 empty] | DEER:Res:HVAC_Eff_AC | Annual | 20
RB-HV-DuctSeal-HighToLow | DEER2020 | D20v0 | 2019-01-03 09:30 | SCE | Res | Ex | CZ06 | rDXGF | Cap-Tons | 3 | 1800 | None | 36.5 | 0.042 | 2.62 | [9 empty] | DEER:Res:HVAC_Eff_AC | Annual | 20
RB-HV-DuctSeal-HighToLow | DEER2020 | D20v0 | 2019-01-03 09:30 | SCE | Res | Ex | CZ06 | rDXHP | Cap-Tons | 3 | 1800 | None | 59.9 | 0.045 | 0 | [9 empty] | DEER:Res:HVAC_Eff_AC | Annual | 20
RB-HV-DuctSeal-HighToLow | DEER2020 | D20v0 | 2019-01-03 09:30 | SCE | Res | Ex | CZ06 | rNCGF | Cap-Tons | 3 | 1800 | None | 1.6 | 0 | 2.49 | [9 empty] | DEER:Res:HVAC_Eff_AC | Annual | 20
RB-HV-DuctSeal-HighToLow | DEER2020 | D20v0 | 2019-01-03 09:30 | SCE | Res | Ex | CZ06 | rWtd | Household | 3 | 1800 | None | 13.1 | 0.015 | 2.46 | [9 empty] | DEER:Res:HVAC_Eff_AC | Annual | 20
RB-HV-DuctSeal-HighToLow | DEER2020 | D20v0 | 2019-01-03 09:30 | SCE | Res | Ex | CZ08 | rDXGF | Cap-Tons | 2.5 | 1730 | None | 37.1 | 0.035 | 1.8 | [9 empty] | DEER:Res:HVAC_Eff_AC | Annual | 20
RB-HV-DuctSeal-HighToLow | DEER2020 | D20v0 | 2019-01-03 09:30 | SCE | Res | Ex | CZ08 | rDXHP | Cap-Tons | 2.5 | 1730 | None | 52.6 | 0.037 | 0 | [9 empty] | DEER:Res:HVAC_Eff_AC | Annual | 20
RB-HV-DuctSeal-HighToLow | DEER2020 | D20v0 | 2019-01-03 09:30 | SCE | Res | Ex | CZ08 | rNCGF | Cap-Tons | 2.5 | 1730 | None | 1.2 | 0 | 1.73 | [9 empty] | DEER:Res:HVAC_Eff_AC | Annual | 20
RB-HV-DuctSeal-HighToLow | DEER2020 | D20v0 | 2019-01-03 09:30 | SCE | Res | Ex | CZ08 | rWtd | Household | 2.5 | 1730 | None | 24.1 | 0.02 | 1.69 | [9 empty] | DEER:Res:HVAC_Eff_AC | Annual | 20
RB-HV-DuctSeal-HighToLow | DEER2020 | D20v0 | 2019-01-03 09:30 | SCE | Res | Ex | CZ09 | rDXGF | Cap-Tons | 2.4 | 1740 | None | 48.8 | 0.057 | 3.49 | [9 empty] | DEER:Res:HVAC_Eff_AC | Annual | 20
RB-HV-DuctSeal-HighToLow | DEER2020 | D20v0 | 2019-01-03 09:30 | SCE | Res | Ex | CZ09 | rDXHP | Cap-Tons | 2.4 | 1740 | None | 78 | 0.059 | 0 | [9 empty] | DEER:Res:HVAC_Eff_AC | Annual | 20
RB-HV-DuctSeal-HighToLow | DEER2020 | D20v0 | 2019-01-03 09:30 | SCE | Res | Ex | CZ09 | rNCGF | Cap-Tons | 2.4 | 1740 | None | 2.3 | 0 | 3.35 | [9 empty] | DEER:Res:HVAC_Eff_AC | Annual | 20
RB-HV-DuctSeal-HighToLow | DEER2020 | D20v0 | 2019-01-03 09:30 | SCE | Res | Ex | CZ09 | rWtd | Household | 2.4 | 1740 | None | 42.4 | 0.047 | 3.25 | [9 empty] | DEER:Res:HVAC_Eff_AC | Annual | 20
RB-HV-DuctSeal-HighToLow | DEER2020 | D20v0 | 2019-01-03 09:30 | SCE | Res | Ex | CZ10 | rDXGF | Cap-Tons | 2.5 | 1930 | None | 71.7 | 0.093 | 8.11 | [9 empty] | DEER:Res:HVAC_Eff_AC | Annual | 20
RB-HV-DuctSeal-HighToLow | DEER2020 | D20v0 | 2019-01-03 09:30 | SCE | Res | Ex | CZ10 | rDXHP | Cap-Tons | 2.5 | 1930 | None | 156 | 0.092 | 0 | [9 empty] | DEER:Res:HVAC_Eff_AC | Annual | 20
RB-HV-DuctSeal-HighToLow | DEER2020 | D20v0 | 2019-01-03 09:30 | SCE | Res | Ex | CZ10 | rNCGF | Cap-Tons | 2.5 | 1930 | None | 5.4 | 0 | 7.91 | [9 empty] | DEER:Res:HVAC_Eff_AC | Annual | 20
RB-HV-DuctSeal-HighToLow | DEER2020 | D20v0 | 2019-01-03 09:30 | SCE | Res | Ex | CZ10 | rWtd | Household | 2.5 | 1930 | None | 72.8 | 0.089 | 7.68 | [9 empty] | DEER:Res:HVAC_Eff_AC | Annual | 20
RB-HV-DuctSeal-HighToLow | DEER2020 | D20v0 | 2019-01-03 09:30 | SCE | Res | Ex | CZ13 | rDXGF | Cap-Tons | 2.5 | 1920 | None | 80.4 | 0.076 | 8.2 | [9 empty] | DEER:Res:HVAC_Eff_AC | Annual | 20
RB-HV-DuctSeal-HighToLow | DEER2020 | D20v0 | 2019-01-03 09:30 | SCE | Res | Ex | CZ13 | rDXHP | Cap-Tons | 2.5 | 1920 | None | 177 | 0.079 | 0 | [9 empty] | DEER:Res:HVAC_Eff_AC | Annual | 20
RB-HV-DuctSeal-HighToLow | DEER2020 | D20v0 | 2019-01-03 09:30 | SCE | Res | Ex | CZ13 | rNCGF | Cap-Tons | 2.5 | 1920 | None | 5.4 | 0 | 8.01 | [9 empty] | DEER:Res:HVAC_Eff_AC | Annual | 20
RB-HV-DuctSeal-HighToLow | DEER2020 | D20v0 | 2019-01-03 09:30 | SCE | Res | Ex | CZ13 | rWtd | Household | 2.5 | 1920 | None | 84.2 | 0.075 | 7.76 | [9 empty] | DEER:Res:HVAC_Eff_AC | Annual | 20
RB-HV-DuctSeal-HighToLow | DEER2020 | D20v0 | 2019-01-03 09:30 | SCE | Res | Ex | CZ14 | rDXGF | Cap-Tons | 3.2 | 2110 | None | 144 | 0.115 | 8.93 | [9 empty] | DEER:Res:HVAC_Eff_AC | Annual | 20
RB-HV-DuctSeal-HighToLow | DEER2020 | D20v0 | 2019-01-03 09:30 | SCE | Res | Ex | CZ14 | rDXHP | Cap-Tons | 3.2 | 2110 | None | 266 | 0.123 | 0 | [9 empty] | DEER:Res:HVAC_Eff_AC | Annual | 20
RB-HV-DuctSeal-HighToLow | DEER2020 | D20v0 | 2019-01-03 09:30 | SCE | Res | Ex | CZ14 | rNCGF | Cap-Tons | 3.2 | 2110 | None | 5.6 | 0 | 8.63 | [9 empty] | DEER:Res:HVAC_Eff_AC | Annual | 20
RB-HV-DuctSeal-HighToLow | DEER2020 | D20v0 | 2019-01-03 09:30 | SCE | Res | Ex | CZ14 | rWtd | Household | 3.2 | 2110 | None | 145 | 0.111 | 8.43 | [9 empty] | DEER:Res:HVAC_Eff_AC | Annual | 20
RB-HV-DuctSeal-HighToLow | DEER2020 | D20v0 | 2019-01-03 09:30 | SCE | Res | Ex | CZ15 | rDXGF | Cap-Tons | 3.4 | 1820 | None | 195 | 0.101 | 3.27 | [9 empty] | DEER:Res:HVAC_Eff_AC | Annual | 20
RB-HV-DuctSeal-HighToLow | DEER2020 | D20v0 | 2019-01-03 09:30 | SCE | Res | Ex | CZ15 | rDXHP | Cap-Tons | 3.4 | 1820 | None | 237 | 0.107 | 0 | [9 empty] | DEER:Res:HVAC_Eff_AC | Annual | 20
RB-HV-DuctSeal-HighToLow | DEER2020 | D20v0 | 2019-01-03 09:30 | SCE | Res | Ex | CZ15 | rNCGF | Cap-Tons | 3.4 | 1820 | None | 2 | 0 | 3.11 | [9 empty] | DEER:Res:HVAC_Eff_AC | Annual | 20
RB-HV-DuctSeal-HighToLow | DEER2020 | D20v0 | 2019-01-03 09:30 | SCE | Res | Ex | CZ15 | rWtd | Household | 3.4 | 1820 | None | 197 | 0.101 | 3.03 | [9 empty] | DEER:Res:HVAC_Eff_AC | Annual | 20
RB-HV-DuctSeal-HighToLow | DEER2020 | D20v0 | 2019-01-03 09:30 | SCE | Res | Ex | CZ16 | rDXGF | Cap-Tons | 3.6 | 2220 | None | 24 | 0.03 | 7.51 | [9 empty] | DEER:Res:HVAC_Eff_AC | Annual | 20
RB-HV-DuctSeal-HighToLow | DEER2020 | D20v0 | 2019-01-03 09:30 | SCE | Res | Ex | CZ16 | rDXHP | Cap-Tons | 3.6 | 2220 | None | 129 | 0.031 | 0 | [9 empty] | DEER:Res:HVAC_Eff_AC | Annual | 20
RB-HV-DuctSeal-HighToLow | DEER2020 | D20v0 | 2019-01-03 09:30 | SCE | Res | Ex | CZ16 | rNCGF | Cap-Tons | 3.6 | 2220 | None | 4.5 | 0 | 7.21 | [9 empty] | DEER:Res:HVAC_Eff_AC | Annual | 20
RB-HV-DuctSeal-HighToLow | DEER2020 | D20v0 | 2019-01-03 09:30 | SCE | Res | Ex | CZ16 | rWtd | Household | 3.6 | 2220 | None | 25.9 | 0.022 | 7.1 | [9 empty] | DEER:Res:HVAC_Eff_AC | Annual | 20
RB-HV-DuctSeal-HighToLow | DEER2020 | D20v0 | 2019-01-03 09:30 | SCE | Res | Ex | IOU | rDXGF | Cap-Tons | 2.6 | 1840 | None | 58.3 | 0.064 | 4.9 | [9 empty] | DEER:Res:HVAC_Eff_AC | Annual | 20
RB-HV-DuctSeal-HighToLow | DEER2020 | D20v0 | 2019-01-03 09:30 | SCE | Res | Ex | IOU | rDXHP | Cap-Tons | 2.6 | 1840 | None | 109 | 0.066 | 0 | [9 empty] | DEER:Res:HVAC_Eff_AC | Annual | 20
RB-HV-DuctSeal-HighToLow | DEER2020 | D20v0 | 2019-01-03 09:30 | SCE | Res | Ex | IOU | rNCGF | Cap-Tons | 2.6 | 1840 | None | 3.2 | 0 | 4.74 | [9 empty] | DEER:Res:HVAC_Eff_AC | Annual | 20
RB-HV-DuctSeal-HighToLow | DEER2020 | D20v0 | 2019-01-03 09:30 | SCE | Res | Ex | IOU | rWtd | Household | 2.6 | 1840 | None | 50.2 | 0.052 | 4.62 | [9 empty] | DEER:Res:HVAC_Eff_AC | Annual | 20
RB-HV-DuctSeal-HighToLow | DEER2020 | D20v0 | 2019-01-03 09:30 | SCE | SFm | Ex | CZ05 | rDXGF | Cap-Tons | 3.55 | 2300 | None | 9.06 | 0.0222 | 9.12 | [9 empty] | DEER:Res:HVAC_Eff_AC | Annual | 20
RB-HV-DuctSeal-HighToLow | DEER2020 | D20v0 | 2019-01-03 09:30 | SCE | SFm | Ex | CZ05 | rDXHP | Cap-Tons | 3.55 | 2300 | None | 91.2 | 0.0214 | 0 | [9 empty] | DEER:Res:HVAC_Eff_AC | Annual | 20
RB-HV-DuctSeal-HighToLow | DEER2020 | D20v0 | 2019-01-03 09:30 | SCE | SFm | Ex | CZ05 | rNCGF | Cap-Tons | 3.55 | 2300 | None | 5.57 | 0 | 8.85 | [9 empty] | DEER:Res:HVAC_Eff_AC | Annual | 20
RB-HV-DuctSeal-HighToLow | DEER2020 | D20v0 | 2019-01-03 09:30 | SCE | SFm | Ex | CZ05 | rWtd | Household | 3.55 | 2300 | None | 8.79 | 0.00896 | 8.76 | [9 empty] | DEER:Res:HVAC_Eff_AC | Annual | 20
RB-HV-DuctSeal-HighToLow | DEER2020 | D20v0 | 2019-01-03 09:30 | SCE | SFm | Ex | CZ06 | rDXGF | Cap-Tons | 4.01 | 2390 | None | 20.2 | 0.0546 | 3.43 | [9 empty] | DEER:Res:HVAC_Eff_AC | Annual | 20
RB-HV-DuctSeal-HighToLow | DEER2020 | D20v0 | 2019-01-03 09:30 | SCE | SFm | Ex | CZ06 | rDXHP | Cap-Tons | 4.01 | 2390 | None | 50.6 | 0.056 | 0 | [9 empty] | DEER:Res:HVAC_Eff_AC | Annual | 20
RB-HV-DuctSeal-HighToLow | DEER2020 | D20v0 | 2019-01-03 09:30 | SCE | SFm | Ex | CZ06 | rNCGF | Cap-Tons | 4.01 | 2390 | None | 2.03 | 0 | 3.33 | [9 empty] | DEER:Res:HVAC_Eff_AC | Annual | 20
RB-HV-DuctSeal-HighToLow | DEER2020 | D20v0 | 2019-01-03 09:30 | SCE | SFm | Ex | CZ06 | rWtd | Household | 4.01 | 2390 | None | 9.68 | 0.0211 | 3.29 | [9 empty] | DEER:Res:HVAC_Eff_AC | Annual | 20
RB-HV-DuctSeal-HighToLow | DEER2020 | D20v0 | 2019-01-03 09:30 | SCE | SFm | Ex | CZ08 | rDXGF | Cap-Tons | 3.77 | 2390 | None | 49.5 | 0.0596 | 2.75 | [9 empty] | DEER:Res:HVAC_Eff_AC | Annual | 20
RB-HV-DuctSeal-HighToLow | DEER2020 | D20v0 | 2019-01-03 09:30 | SCE | SFm | Ex | CZ08 | rDXHP | Cap-Tons | 3.77 | 2390 | None | 73.7 | 0.0625 | 0 | [9 empty] | DEER:Res:HVAC_Eff_AC | Annual | 20
RB-HV-DuctSeal-HighToLow | DEER2020 | D20v0 | 2019-01-03 09:30 | SCE | SFm | Ex | CZ08 | rNCGF | Cap-Tons | 3.77 | 2390 | None | 1.67 | 0 | 2.69 | [9 empty] | DEER:Res:HVAC_Eff_AC | Annual | 20
RB-HV-DuctSeal-HighToLow | DEER2020 | D20v0 | 2019-01-03 09:30 | SCE | SFm | Ex | CZ08 | rWtd | Household | 3.77 | 2390 | None | 28.3 | 0.0324 | 2.64 | [9 empty] | DEER:Res:HVAC_Eff_AC | Annual | 20
RB-HV-DuctSeal-HighToLow | DEER2020 | D20v0 | 2019-01-03 09:30 | SCE | SFm | Ex | CZ09 | rDXGF | Cap-Tons | 3.37 | 2420 | None | 52.2 | 0.0835 | 5.29 | [9 empty] | DEER:Res:HVAC_Eff_AC | Annual | 20
RB-HV-DuctSeal-HighToLow | DEER2020 | D20v0 | 2019-01-03 09:30 | SCE | SFm | Ex | CZ09 | rDXHP | Cap-Tons | 3.37 | 2420 | None | 96.5 | 0.0844 | 0 | [9 empty] | DEER:Res:HVAC_Eff_AC | Annual | 20
RB-HV-DuctSeal-HighToLow | DEER2020 | D20v0 | 2019-01-03 09:30 | SCE | SFm | Ex | CZ09 | rNCGF | Cap-Tons | 3.37 | 2420 | None | 3.26 | 0 | 5.16 | [9 empty] | DEER:Res:HVAC_Eff_AC | Annual | 20
RB-HV-DuctSeal-HighToLow | DEER2020 | D20v0 | 2019-01-03 09:30 | SCE | SFm | Ex | CZ09 | rWtd | Household | 3.37 | 2420 | None | 45.1 | 0.0681 | 5.03 | [9 empty] | DEER:Res:HVAC_Eff_AC | Annual | 20
RB-HV-DuctSeal-HighToLow | DEER2020 | D20v0 | 2019-01-03 09:30 | SCE | SFm | Ex | CZ10 | rDXGF | Cap-Tons | 2.53 | 1950 | None | 70.1 | 0.0937 | 8.25 | [9 empty] | DEER:Res:HVAC_Eff_AC | Annual | 20
RB-HV-DuctSeal-HighToLow | DEER2020 | D20v0 | 2019-01-03 09:30 | SCE | SFm | Ex | CZ10 | rDXHP | Cap-Tons | 2.53 | 1950 | None | 155 | 0.0916 | 0 | [9 empty] | DEER:Res:HVAC_Eff_AC | Annual | 20
RB-HV-DuctSeal-HighToLow | DEER2020 | D20v0 | 2019-01-03 09:30 | SCE | SFm | Ex | CZ10 | rNCGF | Cap-Tons | 2.53 | 1950 | None | 5.46 | 0 | 8.06 | [9 empty] | DEER:Res:HVAC_Eff_AC | Annual | 20
RB-HV-DuctSeal-HighToLow | DEER2020 | D20v0 | 2019-01-03 09:30 | SCE | SFm | Ex | CZ10 | rWtd | Household | 2.53 | 1950 | None | 71.3 | 0.0889 | 7.82 | [9 empty] | DEER:Res:HVAC_Eff_AC | Annual | 20
RB-HV-DuctSeal-HighToLow | DEER2020 | D20v0 | 2019-01-03 09:30 | SCE | SFm | Ex | CZ13 | rDXGF | Cap-Tons | 2.55 | 1950 | None | 82.6 | 0.0787 | 8.45 | [9 empty] | DEER:Res:HVAC_Eff_AC | Annual | 20
RB-HV-DuctSeal-HighToLow | DEER2020 | D20v0 | 2019-01-03 09:30 | SCE | SFm | Ex | CZ13 | rDXHP | Cap-Tons | 2.55 | 1950 | None | 182 | 0.0817 | 0 | [9 empty] | DEER:Res:HVAC_Eff_AC | Annual | 20
RB-HV-DuctSeal-HighToLow | DEER2020 | D20v0 | 2019-01-03 09:30 | SCE | SFm | Ex | CZ13 | rNCGF | Cap-Tons | 2.55 | 1950 | None | 5.56 | 0 | 8.26 | [9 empty] | DEER:Res:HVAC_Eff_AC | Annual | 20
RB-HV-DuctSeal-HighToLow | DEER2020 | D20v0 | 2019-01-03 09:30 | SCE | SFm | Ex | CZ13 | rWtd | Household | 2.55 | 1950 | None | 86.5 | 0.0775 | 8 | [9 empty] | DEER:Res:HVAC_Eff_AC | Annual | 20
RB-HV-DuctSeal-HighToLow | DEER2020 | D20v0 | 2019-01-03 09:30 | SCE | SFm | Ex | CZ14 | rDXGF | Cap-Tons | 3.16 | 2160 | None | 141 | 0.115 | 9.06 | [9 empty] | DEER:Res:HVAC_Eff_AC | Annual | 20
RB-HV-DuctSeal-HighToLow | DEER2020 | D20v0 | 2019-01-03 09:30 | SCE | SFm | Ex | CZ14 | rDXHP | Cap-Tons | 3.16 | 2160 | None | 265 | 0.123 | 0 | [9 empty] | DEER:Res:HVAC_Eff_AC | Annual | 20
RB-HV-DuctSeal-HighToLow | DEER2020 | D20v0 | 2019-01-03 09:30 | SCE | SFm | Ex | CZ14 | rNCGF | Cap-Tons | 3.16 | 2160 | None | 5.65 | 0 | 8.79 | [9 empty] | DEER:Res:HVAC_Eff_AC | Annual | 20
RB-HV-DuctSeal-HighToLow | DEER2020 | D20v0 | 2019-01-03 09:30 | SCE | SFm | Ex | CZ14 | rWtd | Household | 3.16 | 2160 | None | 143 | 0.111 | 8.57 | [9 empty] | DEER:Res:HVAC_Eff_AC | Annual | 20
RB-HV-DuctSeal-HighToLow | DEER2020 | D20v0 | 2019-01-03 09:30 | SCE | SFm | Ex | CZ15 | rDXGF | Cap-Tons | 3.4 | 2160 | None | 136 | 0.0871 | 3.76 | [9 empty] | DEER:Res:HVAC_Eff_AC | Annual | 20
RB-HV-DuctSeal-HighToLow | DEER2020 | D20v0 | 2019-01-03 09:30 | SCE | SFm | Ex | CZ15 | rDXHP | Cap-Tons | 3.4 | 2160 | None | 187 | 0.0945 | 0 | [9 empty] | DEER:Res:HVAC_Eff_AC | Annual | 20
RB-HV-DuctSeal-HighToLow | DEER2020 | D20v0 | 2019-01-03 09:30 | SCE | SFm | Ex | CZ15 | rNCGF | Cap-Tons | 3.4 | 2160 | None | 2.31 | 0 | 3.66 | [9 empty] | DEER:Res:HVAC_Eff_AC | Annual | 20
RB-HV-DuctSeal-HighToLow | DEER2020 | D20v0 | 2019-01-03 09:30 | SCE | SFm | Ex | CZ15 | rWtd | Household | 3.4 | 2160 | None | 138 | 0.0869 | 3.56 | [9 empty] | DEER:Res:HVAC_Eff_AC | Annual | 20
RB-HV-DuctSeal-HighToLow | DEER2020 | D20v0 | 2019-01-03 09:30 | SCE | SFm | Ex | CZ16 | rDXGF | Cap-Tons | 3.61 | 2300 | None | 14 | 0.0282 | 7.37 | [9 empty] | DEER:Res:HVAC_Eff_AC | Annual | 20
RB-HV-DuctSeal-HighToLow | DEER2020 | D20v0 | 2019-01-03 09:30 | SCE | SFm | Ex | CZ16 | rDXHP | Cap-Tons | 3.61 | 2300 | None | 118 | 0.0283 | 0 | [9 empty] | DEER:Res:HVAC_Eff_AC | Annual | 20
RB-HV-DuctSeal-HighToLow | DEER2020 | D20v0 | 2019-01-03 09:30 | SCE | SFm | Ex | CZ16 | rNCGF | Cap-Tons | 3.61 | 2300 | None | 4.49 | 0 | 7.15 | [9 empty] | DEER:Res:HVAC_Eff_AC | Annual | 20
RB-HV-DuctSeal-HighToLow | DEER2020 | D20v0 | 2019-01-03 09:30 | SCE | SFm | Ex | CZ16 | rWtd | Household | 3.61 | 2300 | None | 14.7 | 0.019 | 7.03 | [9 empty] | DEER:Res:HVAC_Eff_AC | Annual | 20
RB-HV-DuctSeal-HighToLow | DEER2020 | D20v0 | 2019-01-03 09:30 | SCE | SFm | Ex | IOU | rDXGF | Cap-Tons | 3.1 | 2160 | None | 62.3 | 0.0811 | 6.44 | [9 empty] | DEER:Res:HVAC_Eff_AC | Annual | 20
RB-HV-DuctSeal-HighToLow | DEER2020 | D20v0 | 2019-01-03 09:30 | SCE | SFm | Ex | IOU | rDXHP | Cap-Tons | 3.1 | 2160 | None | 130 | 0.0816 | 0 | [9 empty] | DEER:Res:HVAC_Eff_AC | Annual | 20
RB-HV-DuctSeal-HighToLow | DEER2020 | D20v0 | 2019-01-03 09:30 | SCE | SFm | Ex | IOU | rNCGF | Cap-Tons | 3.1 | 2160 | None | 4.14 | 0 | 6.28 | [9 empty] | DEER:Res:HVAC_Eff_AC | Annual | 20
RB-HV-DuctSeal-HighToLow | DEER2020 | D20v0 | 2019-01-03 09:30 | SCE | SFm | Ex | IOU | rWtd | Household | 3.1 | 2160 | None | 58.1 | 0.0679 | 6.12 | [9 empty] | DEER:Res:HVAC_Eff_AC | Annual | 20
RB-HV-DuctSeal-HighToLow | DEER2020 | D20v0 | 2019-01-03 09:30 | SCG | DMo | Ex | CZ05 | rDXGF | Cap-Tons | 3.5 | 1240 | None | 77.9 | 0.0457 | 9.03 | [9 empty] | DEER:Res:HVAC_Eff_AC | Annual | 20
RB-HV-DuctSeal-HighToLow | DEER2020 | D20v0 | 2019-01-03 09:30 | SCG | DMo | Ex | CZ05 | rDXHP | Cap-Tons | 3.5 | 1240 | None | 151 | 0.0507 | 0 | [9 empty] | DEER:Res:HVAC_Eff_AC | Annual | 20
RB-HV-DuctSeal-HighToLow | DEER2020 | D20v0 | 2019-01-03 09:30 | SCG | DMo | Ex | CZ05 | rNCGF | Cap-Tons | 3.5 | 1240 | None | 5.16 | 0 | 8 | [9 empty] | DEER:Res:HVAC_Eff_AC | Annual | 20
RB-HV-DuctSeal-HighToLow | DEER2020 | D20v0 | 2019-01-03 09:30 | SCG | DMo | Ex | CZ05 | rWtd | Household | 3.5 | 1240 | None | 31 | 0.0146 | 7.97 | [9 empty] | DEER:Res:HVAC_Eff_AC | Annual | 20
RB-HV-DuctSeal-HighToLow | DEER2020 | D20v0 | 2019-01-03 09:30 | SCG | DMo | Ex | CZ06 | rDXGF | Cap-Tons | 3.5 | 1240 | None | 160 | 0.0716 | 3.89 | [9 empty] | DEER:Res:HVAC_Eff_AC | Annual | 20
RB-HV-DuctSeal-HighToLow | DEER2020 | D20v0 | 2019-01-03 09:30 | SCG | DMo | Ex | CZ06 | rDXHP | Cap-Tons | 3.5 | 1240 | None | 195 | 0.0813 | 0 | [9 empty] | DEER:Res:HVAC_Eff_AC | Annual | 20
RB-HV-DuctSeal-HighToLow | DEER2020 | D20v0 | 2019-01-03 09:30 | SCG | DMo | Ex | CZ06 | rNCGF | Cap-Tons | 3.5 | 1240 | None | 2.22 | 0 | 3.45 | [9 empty] | DEER:Res:HVAC_Eff_AC | Annual | 20
RB-HV-DuctSeal-HighToLow | DEER2020 | D20v0 | 2019-01-03 09:30 | SCG | DMo | Ex | CZ06 | rWtd | Household | 3.5 | 1240 | None | 25.9 | 0.0107 | 3.45 | [9 empty] | DEER:Res:HVAC_Eff_AC | Annual | 20
RB-HV-DuctSeal-HighToLow | DEER2020 | D20v0 | 2019-01-03 09:30 | SCG | DMo | Ex | CZ08 | rDXGF | Cap-Tons | 3.5 | 1240 | None | 193 | 0.0608 | 3.52 | [9 empty] | DEER:Res:HVAC_Eff_AC | Annual | 20
RB-HV-DuctSeal-HighToLow | DEER2020 | D20v0 | 2019-01-03 09:30 | SCG | DMo | Ex | CZ08 | rDXHP | Cap-Tons | 3.5 | 1240 | None | 225 | 0.069 | 0 | [9 empty] | DEER:Res:HVAC_Eff_AC | Annual | 20
RB-HV-DuctSeal-HighToLow | DEER2020 | D20v0 | 2019-01-03 09:30 | SCG | DMo | Ex | CZ08 | rNCGF | Cap-Tons | 3.5 | 1240 | None | 2.03 | 0 | 3.16 | [9 empty] | DEER:Res:HVAC_Eff_AC | Annual | 20
RB-HV-DuctSeal-HighToLow | DEER2020 | D20v0 | 2019-01-03 09:30 | SCG | DMo | Ex | CZ08 | rWtd | Household | 3.5 | 1240 | None | 135 | 0.0424 | 3.1 | [9 empty] | DEER:Res:HVAC_Eff_AC | Annual | 20
RB-HV-DuctSeal-HighToLow | DEER2020 | D20v0 | 2019-01-03 09:30 | SCG | DMo | Ex | CZ09 | rDXGF | Cap-Tons | 3.5 | 1240 | None | 180 | 0.111 | 4.64 | [9 empty] | DEER:Res:HVAC_Eff_AC | Annual | 20
RB-HV-DuctSeal-HighToLow | DEER2020 | D20v0 | 2019-01-03 09:30 | SCG | DMo | Ex | CZ09 | rDXHP | Cap-Tons | 3.5 | 1240 | None | 221 | 0.126 | 0 | [9 empty] | DEER:Res:HVAC_Eff_AC | Annual | 20
RB-HV-DuctSeal-HighToLow | DEER2020 | D20v0 | 2019-01-03 09:30 | SCG | DMo | Ex | CZ09 | rNCGF | Cap-Tons | 3.5 | 1240 | None | 2.68 | 0 | 4.15 | [9 empty] | DEER:Res:HVAC_Eff_AC | Annual | 20
RB-HV-DuctSeal-HighToLow | DEER2020 | D20v0 | 2019-01-03 09:30 | SCG | DMo | Ex | CZ09 | rWtd | Household | 3.5 | 1240 | None | 139 | 0.0839 | 4.08 | [9 empty] | DEER:Res:HVAC_Eff_AC | Annual | 20
RB-HV-DuctSeal-HighToLow | DEER2020 | D20v0 | 2019-01-03 09:30 | SCG | DMo | Ex | CZ10 | rDXGF | Cap-Tons | 3.5 | 1240 | None | 195 | 0.116 | 3.88 | [9 empty] | DEER:Res:HVAC_Eff_AC | Annual | 20
RB-HV-DuctSeal-HighToLow | DEER2020 | D20v0 | 2019-01-03 09:30 | SCG | DMo | Ex | CZ10 | rDXHP | Cap-Tons | 3.5 | 1240 | None | 237 | 0.128 | 0 | [9 empty] | DEER:Res:HVAC_Eff_AC | Annual | 20
RB-HV-DuctSeal-HighToLow | DEER2020 | D20v0 | 2019-01-03 09:30 | SCG | DMo | Ex | CZ10 | rNCGF | Cap-Tons | 3.5 | 1240 | None | 2.22 | 0 | 3.45 | [9 empty] | DEER:Res:HVAC_Eff_AC | Annual | 20
RB-HV-DuctSeal-HighToLow | DEER2020 | D20v0 | 2019-01-03 09:30 | SCG | DMo | Ex | CZ10 | rWtd | Household | 3.5 | 1240 | None | 196 | 0.115 | 3.39 | [9 empty] | DEER:Res:HVAC_Eff_AC | Annual | 20
RB-HV-DuctSeal-HighToLow | DEER2020 | D20v0 | 2019-01-03 09:30 | SCG | DMo | Ex | CZ15 | rDXGF | Cap-Tons | 3.5 | 1240 | None | 295 | 0.125 | 2.45 | [9 empty] | DEER:Res:HVAC_Eff_AC | Annual | 20
RB-HV-DuctSeal-HighToLow | DEER2020 | D20v0 | 2019-01-03 09:30 | SCG | DMo | Ex | CZ15 | rDXHP | Cap-Tons | 3.5 | 1240 | None | 321 | 0.129 | 0 | [9 empty] | DEER:Res:HVAC_Eff_AC | Annual | 20
RB-HV-DuctSeal-HighToLow | DEER2020 | D20v0 | 2019-01-03 09:30 | SCG | DMo | Ex | CZ15 | rNCGF | Cap-Tons | 3.5 | 1240 | None | 1.41 | 0 | 2.17 | [9 empty] | DEER:Res:HVAC_Eff_AC | Annual | 20
RB-HV-DuctSeal-HighToLow | DEER2020 | D20v0 | 2019-01-03 09:30 | SCG | DMo | Ex | CZ15 | rWtd | Household | 3.5 | 1240 | None | 298 | 0.126 | 2.15 | [9 empty] | DEER:Res:HVAC_Eff_AC | Annual | 20
RB-HV-DuctSeal-HighToLow | DEER2020 | D20v0 | 2019-01-03 09:30 | SCG | DMo | Ex | CZ16 | rDXGF | Cap-Tons | 3.5 | 1240 | None | 144 | 0.053 | 9.12 | [9 empty] | DEER:Res:HVAC_Eff_AC | Annual | 20
RB-HV-DuctSeal-HighToLow | DEER2020 | D20v0 | 2019-01-03 09:30 | SCG | DMo | Ex | CZ16 | rDXHP | Cap-Tons | 3.5 | 1240 | None | 265 | 0.06 | 0 | [9 empty] | DEER:Res:HVAC_Eff_AC | Annual | 20
RB-HV-DuctSeal-HighToLow | DEER2020 | D20v0 | 2019-01-03 09:30 | SCG | DMo | Ex | CZ16 | rNCGF | Cap-Tons | 3.5 | 1240 | None | 5.23 | 0 | 8.01 | [9 empty] | DEER:Res:HVAC_Eff_AC | Annual | 20
RB-HV-DuctSeal-HighToLow | DEER2020 | D20v0 | 2019-01-03 09:30 | SCG | DMo | Ex | CZ16 | rWtd | Household | 3.5 | 1240 | None | 159 | 0.0539 | 7.98 | [9 empty] | DEER:Res:HVAC_Eff_AC | Annual | 20
RB-HV-DuctSeal-HighToLow | DEER2020 | D20v0 | 2019-01-03 09:30 | SCG | DMo | Ex | IOU | rDXGF | Cap-Tons | 3.5 | 1240 | None | 169 | 0.0799 | 4.36 | [9 empty] | DEER:Res:HVAC_Eff_AC | Annual | 20
RB-HV-DuctSeal-HighToLow | DEER2020 | D20v0 | 2019-01-03 09:30 | SCG | DMo | Ex | IOU | rDXHP | Cap-Tons | 3.5 | 1240 | None | 211 | 0.0898 | 0 | [9 empty] | DEER:Res:HVAC_Eff_AC | Annual | 20
RB-HV-DuctSeal-HighToLow | DEER2020 | D20v0 | 2019-01-03 09:30 | SCG | DMo | Ex | IOU | rNCGF | Cap-Tons | 3.5 | 1240 | None | 2.5 | 0 | 3.87 | [9 empty] | DEER:Res:HVAC_Eff_AC | Annual | 20
RB-HV-DuctSeal-HighToLow | DEER2020 | D20v0 | 2019-01-03 09:30 | SCG | DMo | Ex | IOU | rWtd | Household | 3.5 | 1240 | None | 77.5 | 0.0364 | 3.85 | [9 empty] | DEER:Res:HVAC_Eff_AC | Annual | 20
RB-HV-DuctSeal-HighToLow | DEER2020 | D20v0 | 2019-01-03 09:30 | SCG | MFm | Ex | CZ06 | rDXGF | Cap-Tons | 1.28 | 1210 | None | 5.51 | 0.0114 | 0.921 | [9 empty] | DEER:Res:HVAC_Eff_AC | Annual | 20
RB-HV-DuctSeal-HighToLow | DEER2020 | D20v0 | 2019-01-03 09:30 | SCG | MFm | Ex | CZ06 | rDXHP | Cap-Tons | 1.28 | 1210 | None | 13.7 | 0.0127 | 0 | [9 empty] | DEER:Res:HVAC_Eff_AC | Annual | 20
RB-HV-DuctSeal-HighToLow | DEER2020 | D20v0 | 2019-01-03 09:30 | SCG | MFm | Ex | CZ06 | rNCGF | Cap-Tons | 1.28 | 1210 | None | 0.763 | 0 | 0.883 | [9 empty] | DEER:Res:HVAC_Eff_AC | Annual | 20
RB-HV-DuctSeal-HighToLow | DEER2020 | D20v0 | 2019-01-03 09:30 | SCG | MFm | Ex | CZ06 | rWtd | Household | 1.28 | 1210 | None | 3.5 | 0.00548 | 0.847 | [9 empty] | DEER:Res:HVAC_Eff_AC | Annual | 20
RB-HV-DuctSeal-HighToLow | DEER2020 | D20v0 | 2019-01-03 09:30 | SCG | MFm | Ex | CZ08 | rDXGF | Cap-Tons | 1.19 | 1210 | None | 10.2 | 0.0101 | 0.782 | [9 empty] | DEER:Res:HVAC_Eff_AC | Annual | 20
RB-HV-DuctSeal-HighToLow | DEER2020 | D20v0 | 2019-01-03 09:30 | SCG | MFm | Ex | CZ08 | rDXHP | Cap-Tons | 1.19 | 1210 | None | 16.5 | 0.0105 | 0 | [9 empty] | DEER:Res:HVAC_Eff_AC | Annual | 20
RB-HV-DuctSeal-HighToLow | DEER2020 | D20v0 | 2019-01-03 09:30 | SCG | MFm | Ex | CZ08 | rNCGF | Cap-Tons | 1.19 | 1210 | None | 0.675 | 0 | 0.754 | [9 empty] | DEER:Res:HVAC_Eff_AC | Annual | 20
RB-HV-DuctSeal-HighToLow | DEER2020 | D20v0 | 2019-01-03 09:30 | SCG | MFm | Ex | CZ08 | rWtd | Household | 1.19 | 1210 | None | 5.57 | 0.00481 | 0.721 | [9 empty] | DEER:Res:HVAC_Eff_AC | Annual | 20
RB-HV-DuctSeal-HighToLow | DEER2020 | D20v0 | 2019-01-03 09:30 | SCG | MFm | Ex | CZ09 | rDXGF | Cap-Tons | 1 | 1130 | None | 12.4 | 0.0151 | 1.26 | [9 empty] | DEER:Res:HVAC_Eff_AC | Annual | 20
RB-HV-DuctSeal-HighToLow | DEER2020 | D20v0 | 2019-01-03 09:30 | SCG | MFm | Ex | CZ09 | rDXHP | Cap-Tons | 1 | 1130 | None | 22.3 | 0.0154 | 0 | [9 empty] | DEER:Res:HVAC_Eff_AC | Annual | 20
RB-HV-DuctSeal-HighToLow | DEER2020 | D20v0 | 2019-01-03 09:30 | SCG | MFm | Ex | CZ09 | rNCGF | Cap-Tons | 1 | 1130 | None | 1.16 | 0 | 1.2 | [9 empty] | DEER:Res:HVAC_Eff_AC | Annual | 20
RB-HV-DuctSeal-HighToLow | DEER2020 | D20v0 | 2019-01-03 09:30 | SCG | MFm | Ex | CZ09 | rWtd | Household | 1 | 1130 | None | 9.82 | 0.0106 | 1.13 | [9 empty] | DEER:Res:HVAC_Eff_AC | Annual | 20
RB-HV-DuctSeal-HighToLow | DEER2020 | D20v0 | 2019-01-03 09:30 | SCG | MFm | Ex | CZ10 | rDXGF | Cap-Tons | 1 | 1070 | None | 10.7 | 0.0163 | 0.83 | [9 empty] | DEER:Res:HVAC_Eff_AC | Annual | 20
RB-HV-DuctSeal-HighToLow | DEER2020 | D20v0 | 2019-01-03 09:30 | SCG | MFm | Ex | CZ10 | rDXHP | Cap-Tons | 1 | 1070 | None | 18 | 0.0166 | 0 | [9 empty] | DEER:Res:HVAC_Eff_AC | Annual | 20
RB-HV-DuctSeal-HighToLow | DEER2020 | D20v0 | 2019-01-03 09:30 | SCG | MFm | Ex | CZ10 | rNCGF | Cap-Tons | 1 | 1070 | None | 0.768 | 0 | 0.795 | [9 empty] | DEER:Res:HVAC_Eff_AC | Annual | 20
RB-HV-DuctSeal-HighToLow | DEER2020 | D20v0 | 2019-01-03 09:30 | SCG | MFm | Ex | CZ10 | rWtd | Household | 1 | 1070 | None | 10.8 | 0.0151 | 0.731 | [9 empty] | DEER:Res:HVAC_Eff_AC | Annual | 20
RB-HV-DuctSeal-HighToLow | DEER2020 | D20v0 | 2019-01-03 09:30 | SCG | MFm | Ex | CZ13 | rDXGF | Cap-Tons | 1 | 1070 | None | 23.9 | 0.0191 | 1.79 | [9 empty] | DEER:Res:HVAC_Eff_AC | Annual | 20
RB-HV-DuctSeal-HighToLow | DEER2020 | D20v0 | 2019-01-03 09:30 | SCG | MFm | Ex | CZ13 | rDXHP | Cap-Tons | 1 | 1070 | None | 41.6 | 0.0199 | 0 | [9 empty] | DEER:Res:HVAC_Eff_AC | Annual | 20
RB-HV-DuctSeal-HighToLow | DEER2020 | D20v0 | 2019-01-03 09:30 | SCG | MFm | Ex | CZ13 | rNCGF | Cap-Tons | 1 | 1070 | None | 1.64 | 0 | 1.7 | [9 empty] | DEER:Res:HVAC_Eff_AC | Annual | 20
RB-HV-DuctSeal-HighToLow | DEER2020 | D20v0 | 2019-01-03 09:30 | SCG | MFm | Ex | CZ13 | rWtd | Household | 1 | 1070 | None | 24.4 | 0.0179 | 1.58 | [9 empty] | DEER:Res:HVAC_Eff_AC | Annual | 20
RB-HV-DuctSeal-HighToLow | DEER2020 | D20v0 | 2019-01-03 09:30 | SCG | MFm | Ex | IOU | rDXGF | Cap-Tons | 1.16 | 1180 | None | 9.35 | 0.0123 | 0.99 | [9 empty] | DEER:Res:HVAC_Eff_AC | Annual | 20
RB-HV-DuctSeal-HighToLow | DEER2020 | D20v0 | 2019-01-03 09:30 | SCG | MFm | Ex | IOU | rDXHP | Cap-Tons | 1.16 | 1180 | None | 17.5 | 0.0129 | 0 | [9 empty] | DEER:Res:HVAC_Eff_AC | Annual | 20
RB-HV-DuctSeal-HighToLow | DEER2020 | D20v0 | 2019-01-03 09:30 | SCG | MFm | Ex | IOU | rNCGF | Cap-Tons | 1.16 | 1180 | None | 0.865 | 0 | 0.946 | [9 empty] | DEER:Res:HVAC_Eff_AC | Annual | 20
RB-HV-DuctSeal-HighToLow | DEER2020 | D20v0 | 2019-01-03 09:30 | SCG | MFm | Ex | IOU | rWtd | Household | 1.16 | 1180 | None | 6.37 | 0.00704 | 0.9 | [9 empty] | DEER:Res:HVAC_Eff_AC | Annual | 20
RB-HV-DuctSeal-HighToLow | DEER2020 | D20v0 | 2019-01-03 09:30 | SCG | Res | Ex | CZ04 | rDXGF | Cap-Tons | 3.2 | 2300 | None | 29.7 | 0.066 | 8.63 | [9 empty] | DEER:Res:HVAC_Eff_AC | Annual | 20
RB-HV-DuctSeal-HighToLow | DEER2020 | D20v0 | 2019-01-03 09:30 | SCG | Res | Ex | CZ04 | rDXHP | Cap-Tons | 3.2 | 2300 | None | 124 | 0.067 | 0 | [9 empty] | DEER:Res:HVAC_Eff_AC | Annual | 20
RB-HV-DuctSeal-HighToLow | DEER2020 | D20v0 | 2019-01-03 09:30 | SCG | Res | Ex | CZ04 | rNCGF | Cap-Tons | 3.2 | 2300 | None | 5.4 | 0 | 8.41 | [9 empty] | DEER:Res:HVAC_Eff_AC | Annual | 20
RB-HV-DuctSeal-HighToLow | DEER2020 | D20v0 | 2019-01-03 09:30 | SCG | Res | Ex | CZ04 | rWtd | Household | 3.2 | 2300 | None | 28.5 | 0.052 | 8.21 | [9 empty] | DEER:Res:HVAC_Eff_AC | Annual | 20
RB-HV-DuctSeal-HighToLow | DEER2020 | D20v0 | 2019-01-03 09:30 | SCG | Res | Ex | CZ05 | rDXGF | Cap-Tons | 3.5 | 2220 | None | 14.2 | 0.024 | 9.1 | [9 empty] | DEER:Res:HVAC_Eff_AC | Annual | 20
RB-HV-DuctSeal-HighToLow | DEER2020 | D20v0 | 2019-01-03 09:30 | SCG | Res | Ex | CZ05 | rDXHP | Cap-Tons | 3.5 | 2220 | None | 95.6 | 0.024 | 0 | [9 empty] | DEER:Res:HVAC_Eff_AC | Annual | 20
RB-HV-DuctSeal-HighToLow | DEER2020 | D20v0 | 2019-01-03 09:30 | SCG | Res | Ex | CZ05 | rNCGF | Cap-Tons | 3.5 | 2220 | None | 5.5 | 0 | 8.78 | [9 empty] | DEER:Res:HVAC_Eff_AC | Annual | 20
RB-HV-DuctSeal-HighToLow | DEER2020 | D20v0 | 2019-01-03 09:30 | SCG | Res | Ex | CZ05 | rWtd | Household | 3.5 | 2220 | None | 8.5 | 0.004 | 8.75 | [9 empty] | DEER:Res:HVAC_Eff_AC | Annual | 20
RB-HV-DuctSeal-HighToLow | DEER2020 | D20v0 | 2019-01-03 09:30 | SCG | Res | Ex | CZ06 | rDXGF | Cap-Tons | 3 | 1920 | None | 22.7 | 0.041 | 2.59 | [9 empty] | DEER:Res:HVAC_Eff_AC | Annual | 20
RB-HV-DuctSeal-HighToLow | DEER2020 | D20v0 | 2019-01-03 09:30 | SCG | Res | Ex | CZ06 | rDXHP | Cap-Tons | 3 | 1920 | None | 45.9 | 0.043 | 0 | [9 empty] | DEER:Res:HVAC_Eff_AC | Annual | 20
RB-HV-DuctSeal-HighToLow | DEER2020 | D20v0 | 2019-01-03 09:30 | SCG | Res | Ex | CZ06 | rNCGF | Cap-Tons | 3 | 1920 | None | 1.6 | 0 | 2.5 | [9 empty] | DEER:Res:HVAC_Eff_AC | Annual | 20
RB-HV-DuctSeal-HighToLow | DEER2020 | D20v0 | 2019-01-03 09:30 | SCG | Res | Ex | CZ06 | rWtd | Household | 3 | 1920 | None | 8.8 | 0.016 | 2.46 | [9 empty] | DEER:Res:HVAC_Eff_AC | Annual | 20
RB-HV-DuctSeal-HighToLow | DEER2020 | D20v0 | 2019-01-03 09:30 | SCG | Res | Ex | CZ08 | rDXGF | Cap-Tons | 2.4 | 1760 | None | 30 | 0.034 | 1.72 | [9 empty] | DEER:Res:HVAC_Eff_AC | Annual | 20
RB-HV-DuctSeal-HighToLow | DEER2020 | D20v0 | 2019-01-03 09:30 | SCG | Res | Ex | CZ08 | rDXHP | Cap-Tons | 2.4 | 1760 | None | 44.8 | 0.035 | 0 | [9 empty] | DEER:Res:HVAC_Eff_AC | Annual | 20
RB-HV-DuctSeal-HighToLow | DEER2020 | D20v0 | 2019-01-03 09:30 | SCG | Res | Ex | CZ08 | rNCGF | Cap-Tons | 2.4 | 1760 | None | 1.1 | 0 | 1.68 | [9 empty] | DEER:Res:HVAC_Eff_AC | Annual | 20
RB-HV-DuctSeal-HighToLow | DEER2020 | D20v0 | 2019-01-03 09:30 | SCG | Res | Ex | CZ08 | rWtd | Household | 2.4 | 1760 | None | 16.2 | 0.017 | 1.64 | [9 empty] | DEER:Res:HVAC_Eff_AC | Annual | 20
RB-HV-DuctSeal-HighToLow | DEER2020 | D20v0 | 2019-01-03 09:30 | SCG | Res | Ex | CZ09 | rDXGF | Cap-Tons | 2.2 | 1740 | None | 34.6 | 0.049 | 3.22 | [9 empty] | DEER:Res:HVAC_Eff_AC | Annual | 20
RB-HV-DuctSeal-HighToLow | DEER2020 | D20v0 | 2019-01-03 09:30 | SCG | Res | Ex | CZ09 | rDXHP | Cap-Tons | 2.2 | 1740 | None | 61.2 | 0.05 | 0 | [9 empty] | DEER:Res:HVAC_Eff_AC | Annual | 20
RB-HV-DuctSeal-HighToLow | DEER2020 | D20v0 | 2019-01-03 09:30 | SCG | Res | Ex | CZ09 | rNCGF | Cap-Tons | 2.2 | 1740 | None | 2.2 | 0 | 3.11 | [9 empty] | DEER:Res:HVAC_Eff_AC | Annual | 20
RB-HV-DuctSeal-HighToLow | DEER2020 | D20v0 | 2019-01-03 09:30 | SCG | Res | Ex | CZ09 | rWtd | Household | 2.2 | 1740 | None | 28.3 | 0.038 | 3.02 | [9 empty] | DEER:Res:HVAC_Eff_AC | Annual | 20
RB-HV-DuctSeal-HighToLow | DEER2020 | D20v0 | 2019-01-03 09:30 | SCG | Res | Ex | CZ10 | rDXGF | Cap-Tons | 2.5 | 1940 | None | 70 | 0.093 | 8.16 | [9 empty] | DEER:Res:HVAC_Eff_AC | Annual | 20
RB-HV-DuctSeal-HighToLow | DEER2020 | D20v0 | 2019-01-03 09:30 | SCG | Res | Ex | CZ10 | rDXHP | Cap-Tons | 2.5 | 1940 | None | 154 | 0.091 | 0 | [9 empty] | DEER:Res:HVAC_Eff_AC | Annual | 20
RB-HV-DuctSeal-HighToLow | DEER2020 | D20v0 | 2019-01-03 09:30 | SCG | Res | Ex | CZ10 | rNCGF | Cap-Tons | 2.5 | 1940 | None | 5.4 | 0 | 7.97 | [9 empty] | DEER:Res:HVAC_Eff_AC | Annual | 20
RB-HV-DuctSeal-HighToLow | DEER2020 | D20v0 | 2019-01-03 09:30 | SCG | Res | Ex | CZ10 | rWtd | Household | 2.5 | 1940 | None | 70.9 | 0.088 | 7.73 | [9 empty] | DEER:Res:HVAC_Eff_AC | Annual | 20
RB-HV-DuctSeal-HighToLow | DEER2020 | D20v0 | 2019-01-03 09:30 | SCG | Res | Ex | CZ13 | rDXGF | Cap-Tons | 2.5 | 1910 | None | 79.6 | 0.076 | 8.12 | [9 empty] | DEER:Res:HVAC_Eff_AC | Annual | 20
RB-HV-DuctSeal-HighToLow | DEER2020 | D20v0 | 2019-01-03 09:30 | SCG | Res | Ex | CZ13 | rDXHP | Cap-Tons | 2.5 | 1910 | None | 175 | 0.079 | 0 | [9 empty] | DEER:Res:HVAC_Eff_AC | Annual | 20
RB-HV-DuctSeal-HighToLow | DEER2020 | D20v0 | 2019-01-03 09:30 | SCG | Res | Ex | CZ13 | rNCGF | Cap-Tons | 2.5 | 1910 | None | 5.4 | 0 | 7.93 | [9 empty] | DEER:Res:HVAC_Eff_AC | Annual | 20
RB-HV-DuctSeal-HighToLow | DEER2020 | D20v0 | 2019-01-03 09:30 | SCG | Res | Ex | CZ13 | rWtd | Household | 2.5 | 1910 | None | 82.9 | 0.074 | 7.67 | [9 empty] | DEER:Res:HVAC_Eff_AC | Annual | 20
RB-HV-DuctSeal-HighToLow | DEER2020 | D20v0 | 2019-01-03 09:30 | SCG | Res | Ex | CZ14 | rDXGF | Cap-Tons | 3.2 | 2160 | None | 142 | 0.115 | 9.06 | [9 empty] | DEER:Res:HVAC_Eff_AC | Annual | 20
RB-HV-DuctSeal-HighToLow | DEER2020 | D20v0 | 2019-01-03 09:30 | SCG | Res | Ex | CZ14 | rDXHP | Cap-Tons | 3.2 | 2160 | None | 266 | 0.123 | 0 | [9 empty] | DEER:Res:HVAC_Eff_AC | Annual | 20
RB-HV-DuctSeal-HighToLow | DEER2020 | D20v0 | 2019-01-03 09:30 | SCG | Res | Ex | CZ14 | rNCGF | Cap-Tons | 3.2 | 2160 | None | 5.7 | 0 | 8.79 | [9 empty] | DEER:Res:HVAC_Eff_AC | Annual | 20
RB-HV-DuctSeal-HighToLow | DEER2020 | D20v0 | 2019-01-03 09:30 | SCG | Res | Ex | CZ14 | rWtd | Household | 3.2 | 2160 | None | 147 | 0.115 | 8.57 | [9 empty] | DEER:Res:HVAC_Eff_AC | Annual | 20
RB-HV-DuctSeal-HighToLow | DEER2020 | D20v0 | 2019-01-03 09:30 | SCG | Res | Ex | CZ15 | rDXGF | Cap-Tons | 3.4 | 2010 | None | 162 | 0.093 | 3.55 | [9 empty] | DEER:Res:HVAC_Eff_AC | Annual | 20
RB-HV-DuctSeal-HighToLow | DEER2020 | D20v0 | 2019-01-03 09:30 | SCG | Res | Ex | CZ15 | rDXHP | Cap-Tons | 3.4 | 2010 | None | 210 | 0.1 | 0 | [9 empty] | DEER:Res:HVAC_Eff_AC | Annual | 20
RB-HV-DuctSeal-HighToLow | DEER2020 | D20v0 | 2019-01-03 09:30 | SCG | Res | Ex | CZ15 | rNCGF | Cap-Tons | 3.4 | 2010 | None | 2.2 | 0 | 3.42 | [9 empty] | DEER:Res:HVAC_Eff_AC | Annual | 20
RB-HV-DuctSeal-HighToLow | DEER2020 | D20v0 | 2019-01-03 09:30 | SCG | Res | Ex | CZ15 | rWtd | Household | 3.4 | 2010 | None | 163 | 0.093 | 3.33 | [9 empty] | DEER:Res:HVAC_Eff_AC | Annual | 20
RB-HV-DuctSeal-HighToLow | DEER2020 | D20v0 | 2019-01-03 09:30 | SCG | Res | Ex | CZ16 | rDXGF | Cap-Tons | 3.6 | 1860 | None | 68.1 | 0.038 | 8.1 | [9 empty] | DEER:Res:HVAC_Eff_AC | Annual | 20
RB-HV-DuctSeal-HighToLow | DEER2020 | D20v0 | 2019-01-03 09:30 | SCG | Res | Ex | CZ16 | rDXHP | Cap-Tons | 3.6 | 1860 | None | 179 | 0.041 | 0 | [9 empty] | DEER:Res:HVAC_Eff_AC | Annual | 20
RB-HV-DuctSeal-HighToLow | DEER2020 | D20v0 | 2019-01-03 09:30 | SCG | Res | Ex | CZ16 | rNCGF | Cap-Tons | 3.6 | 1860 | None | 4.8 | 0 | 7.5 | [9 empty] | DEER:Res:HVAC_Eff_AC | Annual | 20
RB-HV-DuctSeal-HighToLow | DEER2020 | D20v0 | 2019-01-03 09:30 | SCG | Res | Ex | CZ16 | rWtd | Household | 3.6 | 1860 | None | 74.7 | 0.033 | 7.43 | [9 empty] | DEER:Res:HVAC_Eff_AC | Annual | 20
RB-HV-DuctSeal-HighToLow | DEER2020 | D20v0 | 2019-01-03 09:30 | SCG | Res | Ex | IOU | rDXGF | Cap-Tons | 2.6 | 1890 | None | 44.4 | 0.059 | 4.64 | [9 empty] | DEER:Res:HVAC_Eff_AC | Annual | 20
RB-HV-DuctSeal-HighToLow | DEER2020 | D20v0 | 2019-01-03 09:30 | SCG | Res | Ex | IOU | rDXHP | Cap-Tons | 2.6 | 1890 | None | 91 | 0.059 | 0 | [9 empty] | DEER:Res:HVAC_Eff_AC | Annual | 20
RB-HV-DuctSeal-HighToLow | DEER2020 | D20v0 | 2019-01-03 09:30 | SCG | Res | Ex | IOU | rNCGF | Cap-Tons | 2.6 | 1890 | None | 3 | 0 | 4.51 | [9 empty] | DEER:Res:HVAC_Eff_AC | Annual | 20
RB-HV-DuctSeal-HighToLow | DEER2020 | D20v0 | 2019-01-03 09:30 | SCG | Res | Ex | IOU | rWtd | Household | 2.6 | 1890 | None | 37.5 | 0.045 | 4.4 | [9 empty] | DEER:Res:HVAC_Eff_AC | Annual | 20
RB-HV-DuctSeal-HighToLow | DEER2020 | D20v0 | 2019-01-03 09:30 | SCG | SFm | Ex | CZ04 | rDXGF | Cap-Tons | 3.17 | 2300 | None | 29.7 | 0.0658 | 8.63 | [9 empty] | DEER:Res:HVAC_Eff_AC | Annual | 20
RB-HV-DuctSeal-HighToLow | DEER2020 | D20v0 | 2019-01-03 09:30 | SCG | SFm | Ex | CZ04 | rDXHP | Cap-Tons | 3.17 | 2300 | None | 124 | 0.0673 | 0 | [9 empty] | DEER:Res:HVAC_Eff_AC | Annual | 20
RB-HV-DuctSeal-HighToLow | DEER2020 | D20v0 | 2019-01-03 09:30 | SCG | SFm | Ex | CZ04 | rNCGF | Cap-Tons | 3.17 | 2300 | None | 5.43 | 0 | 8.41 | [9 empty] | DEER:Res:HVAC_Eff_AC | Annual | 20
RB-HV-DuctSeal-HighToLow | DEER2020 | D20v0 | 2019-01-03 09:30 | SCG | SFm | Ex | CZ04 | rWtd | Household | 3.17 | 2300 | None | 28.5 | 0.0517 | 8.21 | [9 empty] | DEER:Res:HVAC_Eff_AC | Annual | 20
RB-HV-DuctSeal-HighToLow | DEER2020 | D20v0 | 2019-01-03 09:30 | SCG | SFm | Ex | CZ05 | rDXGF | Cap-Tons | 3.55 | 2300 | None | 9.04 | 0.0222 | 9.1 | [9 empty] | DEER:Res:HVAC_Eff_AC | Annual | 20
RB-HV-DuctSeal-HighToLow | DEER2020 | D20v0 | 2019-01-03 09:30 | SCG | SFm | Ex | CZ05 | rDXHP | Cap-Tons | 3.55 | 2300 | None | 91.1 | 0.0213 | 0 | [9 empty] | DEER:Res:HVAC_Eff_AC | Annual | 20
RB-HV-DuctSeal-HighToLow | DEER2020 | D20v0 | 2019-01-03 09:30 | SCG | SFm | Ex | CZ05 | rNCGF | Cap-Tons | 3.55 | 2300 | None | 5.56 | 0 | 8.84 | [9 empty] | DEER:Res:HVAC_Eff_AC | Annual | 20
RB-HV-DuctSeal-HighToLow | DEER2020 | D20v0 | 2019-01-03 09:30 | SCG | SFm | Ex | CZ05 | rWtd | Household | 3.55 | 2300 | None | 6.63 | 0.00298 | 8.81 | [9 empty] | DEER:Res:HVAC_Eff_AC | Annual | 20
RB-HV-DuctSeal-HighToLow | DEER2020 | D20v0 | 2019-01-03 09:30 | SCG | SFm | Ex | CZ06 | rDXGF | Cap-Tons | 4.01 | 2390 | None | 20.2 | 0.0546 | 3.43 | [9 empty] | DEER:Res:HVAC_Eff_AC | Annual | 20
RB-HV-DuctSeal-HighToLow | DEER2020 | D20v0 | 2019-01-03 09:30 | SCG | SFm | Ex | CZ06 | rDXHP | Cap-Tons | 4.01 | 2390 | None | 50.6 | 0.056 | 0 | [9 empty] | DEER:Res:HVAC_Eff_AC | Annual | 20
RB-HV-DuctSeal-HighToLow | DEER2020 | D20v0 | 2019-01-03 09:30 | SCG | SFm | Ex | CZ06 | rNCGF | Cap-Tons | 4.01 | 2390 | None | 2.03 | 0 | 3.33 | [9 empty] | DEER:Res:HVAC_Eff_AC | Annual | 20
RB-HV-DuctSeal-HighToLow | DEER2020 | D20v0 | 2019-01-03 09:30 | SCG | SFm | Ex | CZ06 | rWtd | Household | 4.01 | 2390 | None | 10.3 | 0.0227 | 3.29 | [9 empty] | DEER:Res:HVAC_Eff_AC | Annual | 20
RB-HV-DuctSeal-HighToLow | DEER2020 | D20v0 | 2019-01-03 09:30 | SCG | SFm | Ex | CZ08 | rDXGF | Cap-Tons | 3.77 | 2390 | None | 49.5 | 0.0596 | 2.75 | [9 empty] | DEER:Res:HVAC_Eff_AC | Annual | 20
RB-HV-DuctSeal-HighToLow | DEER2020 | D20v0 | 2019-01-03 09:30 | SCG | SFm | Ex | CZ08 | rDXHP | Cap-Tons | 3.77 | 2390 | None | 73.7 | 0.0625 | 0 | [9 empty] | DEER:Res:HVAC_Eff_AC | Annual | 20
RB-HV-DuctSeal-HighToLow | DEER2020 | D20v0 | 2019-01-03 09:30 | SCG | SFm | Ex | CZ08 | rNCGF | Cap-Tons | 3.77 | 2390 | None | 1.67 | 0 | 2.69 | [9 empty] | DEER:Res:HVAC_Eff_AC | Annual | 20
RB-HV-DuctSeal-HighToLow | DEER2020 | D20v0 | 2019-01-03 09:30 | SCG | SFm | Ex | CZ08 | rWtd | Household | 3.77 | 2390 | None | 26.1 | 0.0298 | 2.64 | [9 empty] | DEER:Res:HVAC_Eff_AC | Annual | 20
RB-HV-DuctSeal-HighToLow | DEER2020 | D20v0 | 2019-01-03 09:30 | SCG | SFm | Ex | CZ09 | rDXGF | Cap-Tons | 3.37 | 2420 | None | 52.2 | 0.0835 | 5.29 | [9 empty] | DEER:Res:HVAC_Eff_AC | Annual | 20
RB-HV-DuctSeal-HighToLow | DEER2020 | D20v0 | 2019-01-03 09:30 | SCG | SFm | Ex | CZ09 | rDXHP | Cap-Tons | 3.37 | 2420 | None | 96.5 | 0.0844 | 0 | [9 empty] | DEER:Res:HVAC_Eff_AC | Annual | 20
RB-HV-DuctSeal-HighToLow | DEER2020 | D20v0 | 2019-01-03 09:30 | SCG | SFm | Ex | CZ09 | rNCGF | Cap-Tons | 3.37 | 2420 | None | 3.26 | 0 | 5.15 | [9 empty] | DEER:Res:HVAC_Eff_AC | Annual | 20
RB-HV-DuctSeal-HighToLow | DEER2020 | D20v0 | 2019-01-03 09:30 | SCG | SFm | Ex | CZ09 | rWtd | Household | 3.37 | 2420 | None | 43.5 | 0.0655 | 5.03 | [9 empty] | DEER:Res:HVAC_Eff_AC | Annual | 20
RB-HV-DuctSeal-HighToLow | DEER2020 | D20v0 | 2019-01-03 09:30 | SCG | SFm | Ex | CZ10 | rDXGF | Cap-Tons | 2.53 | 1950 | None | 70.1 | 0.0937 | 8.25 | [9 empty] | DEER:Res:HVAC_Eff_AC | Annual | 20
RB-HV-DuctSeal-HighToLow | DEER2020 | D20v0 | 2019-01-03 09:30 | SCG | SFm | Ex | CZ10 | rDXHP | Cap-Tons | 2.53 | 1950 | None | 155 | 0.0916 | 0 | [9 empty] | DEER:Res:HVAC_Eff_AC | Annual | 20
RB-HV-DuctSeal-HighToLow | DEER2020 | D20v0 | 2019-01-03 09:30 | SCG | SFm | Ex | CZ10 | rNCGF | Cap-Tons | 2.53 | 1950 | None | 5.46 | 0 | 8.06 | [9 empty] | DEER:Res:HVAC_Eff_AC | Annual | 20
RB-HV-DuctSeal-HighToLow | DEER2020 | D20v0 | 2019-01-03 09:30 | SCG | SFm | Ex | CZ10 | rWtd | Household | 2.53 | 1950 | None | 71 | 0.0885 | 7.82 | [9 empty] | DEER:Res:HVAC_Eff_AC | Annual | 20
RB-HV-DuctSeal-HighToLow | DEER2020 | D20v0 | 2019-01-03 09:30 | SCG | SFm | Ex | CZ13 | rDXGF | Cap-Tons | 2.55 | 1950 | None | 82.6 | 0.0787 | 8.45 | [9 empty] | DEER:Res:HVAC_Eff_AC | Annual | 20
RB-HV-DuctSeal-HighToLow | DEER2020 | D20v0 | 2019-01-03 09:30 | SCG | SFm | Ex | CZ13 | rDXHP | Cap-Tons | 2.55 | 1950 | None | 182 | 0.0817 | 0 | [9 empty] | DEER:Res:HVAC_Eff_AC | Annual | 20
RB-HV-DuctSeal-HighToLow | DEER2020 | D20v0 | 2019-01-03 09:30 | SCG | SFm | Ex | CZ13 | rNCGF | Cap-Tons | 2.55 | 1950 | None | 5.56 | 0 | 8.26 | [9 empty] | DEER:Res:HVAC_Eff_AC | Annual | 20
RB-HV-DuctSeal-HighToLow | DEER2020 | D20v0 | 2019-01-03 09:30 | SCG | SFm | Ex | CZ13 | rWtd | Household | 2.55 | 1950 | None | 86 | 0.077 | 8 | [9 empty] | DEER:Res:HVAC_Eff_AC | Annual | 20
RB-HV-DuctSeal-HighToLow | DEER2020 | D20v0 | 2019-01-03 09:30 | SCG | SFm | Ex | CZ14 | rDXGF | Cap-Tons | 3.16 | 2160 | None | 141 | 0.115 | 9.06 | [9 empty] | DEER:Res:HVAC_Eff_AC | Annual | 20
RB-HV-DuctSeal-HighToLow | DEER2020 | D20v0 | 2019-01-03 09:30 | SCG | SFm | Ex | CZ14 | rDXHP | Cap-Tons | 3.16 | 2160 | None | 265 | 0.123 | 0 | [9 empty] | DEER:Res:HVAC_Eff_AC | Annual | 20
RB-HV-DuctSeal-HighToLow | DEER2020 | D20v0 | 2019-01-03 09:30 | SCG | SFm | Ex | CZ14 | rNCGF | Cap-Tons | 3.16 | 2160 | None | 5.65 | 0 | 8.79 | [9 empty] | DEER:Res:HVAC_Eff_AC | Annual | 20
RB-HV-DuctSeal-HighToLow | DEER2020 | D20v0 | 2019-01-03 09:30 | SCG | SFm | Ex | CZ14 | rWtd | Household | 3.16 | 2160 | None | 147 | 0.115 | 8.57 | [9 empty] | DEER:Res:HVAC_Eff_AC | Annual | 20
RB-HV-DuctSeal-HighToLow | DEER2020 | D20v0 | 2019-01-03 09:30 | SCG | SFm | Ex | CZ15 | rDXGF | Cap-Tons | 3.4 | 2160 | None | 136 | 0.0871 | 3.76 | [9 empty] | DEER:Res:HVAC_Eff_AC | Annual | 20
RB-HV-DuctSeal-HighToLow | DEER2020 | D20v0 | 2019-01-03 09:30 | SCG | SFm | Ex | CZ15 | rDXHP | Cap-Tons | 3.4 | 2160 | None | 187 | 0.0945 | 0 | [9 empty] | DEER:Res:HVAC_Eff_AC | Annual | 20
RB-HV-DuctSeal-HighToLow | DEER2020 | D20v0 | 2019-01-03 09:30 | SCG | SFm | Ex | CZ15 | rNCGF | Cap-Tons | 3.4 | 2160 | None | 2.31 | 0 | 3.66 | [9 empty] | DEER:Res:HVAC_Eff_AC | Annual | 20
RB-HV-DuctSeal-HighToLow | DEER2020 | D20v0 | 2019-01-03 09:30 | SCG | SFm | Ex | CZ15 | rWtd | Household | 3.4 | 2160 | None | 137 | 0.0862 | 3.56 | [9 empty] | DEER:Res:HVAC_Eff_AC | Annual | 20
RB-HV-DuctSeal-HighToLow | DEER2020 | D20v0 | 2019-01-03 09:30 | SCG | SFm | Ex | CZ16 | rDXGF | Cap-Tons | 3.61 | 2300 | None | 14 | 0.0282 | 7.37 | [9 empty] | DEER:Res:HVAC_Eff_AC | Annual | 20
RB-HV-DuctSeal-HighToLow | DEER2020 | D20v0 | 2019-01-03 09:30 | SCG | SFm | Ex | CZ16 | rDXHP | Cap-Tons | 3.61 | 2300 | None | 118 | 0.0283 | 0 | [9 empty] | DEER:Res:HVAC_Eff_AC | Annual | 20
RB-HV-DuctSeal-HighToLow | DEER2020 | D20v0 | 2019-01-03 09:30 | SCG | SFm | Ex | CZ16 | rNCGF | Cap-Tons | 3.61 | 2300 | None | 4.49 | 0 | 7.15 | [9 empty] | DEER:Res:HVAC_Eff_AC | Annual | 20
RB-HV-DuctSeal-HighToLow | DEER2020 | D20v0 | 2019-01-03 09:30 | SCG | SFm | Ex | CZ16 | rWtd | Household | 3.61 | 2300 | None | 14.6 | 0.0188 | 7.03 | [9 empty] | DEER:Res:HVAC_Eff_AC | Annual | 20
RB-HV-DuctSeal-HighToLow | DEER2020 | D20v0 | 2019-01-03 09:30 | SCG | SFm | Ex | IOU | rDXGF | Cap-Tons | 3.21 | 2190 | None | 54 | 0.0763 | 6.11 | [9 empty] | DEER:Res:HVAC_Eff_AC | Annual | 20
RB-HV-DuctSeal-HighToLow | DEER2020 | D20v0 | 2019-01-03 09:30 | SCG | SFm | Ex | IOU | rDXHP | Cap-Tons | 3.21 | 2190 | None | 116 | 0.0768 | 0 | [9 empty] | DEER:Res:HVAC_Eff_AC | Annual | 20
RB-HV-DuctSeal-HighToLow | DEER2020 | D20v0 | 2019-01-03 09:30 | SCG | SFm | Ex | IOU | rNCGF | Cap-Tons | 3.21 | 2190 | None | 3.91 | 0 | 5.96 | [9 empty] | DEER:Res:HVAC_Eff_AC | Annual | 20
RB-HV-DuctSeal-HighToLow | DEER2020 | D20v0 | 2019-01-03 09:30 | SCG | SFm | Ex | IOU | rWtd | Household | 3.21 | 2190 | None | 48.5 | 0.0601 | 5.81 | [9 empty] | DEER:Res:HVAC_Eff_AC | Annual | 20
RB-HV-DuctSeal-HighToLow | DEER2020 | D20v0 | 2019-01-03 09:30 | SDG | DMo | Ex | CZ06 | rDXGF | Cap-Tons | 3.5 | 1240 | None | 237 | 0.0528 | 2.76 | [9 empty] | DEER:Res:HVAC_Eff_AC | Annual | 20
RB-HV-DuctSeal-HighToLow | DEER2020 | D20v0 | 2019-01-03 09:30 | SDG | DMo | Ex | CZ06 | rDXHP | Cap-Tons | 3.5 | 1240 | None | 263 | 0.0597 | 0 | [9 empty] | DEER:Res:HVAC_Eff_AC | Annual | 20
RB-HV-DuctSeal-HighToLow | DEER2020 | D20v0 | 2019-01-03 09:30 | SDG | DMo | Ex | CZ06 | rNCGF | Cap-Tons | 3.5 | 1240 | None | 1.58 | 0 | 2.46 | [9 empty] | DEER:Res:HVAC_Eff_AC | Annual | 20
RB-HV-DuctSeal-HighToLow | DEER2020 | D20v0 | 2019-01-03 09:30 | SDG | DMo | Ex | CZ06 | rWtd | Household | 3.5 | 1240 | None | 134 | 0.0299 | 2.43 | [9 empty] | DEER:Res:HVAC_Eff_AC | Annual | 20
RB-HV-DuctSeal-HighToLow | DEER2020 | D20v0 | 2019-01-03 09:30 | SDG | DMo | Ex | CZ07 | rDXGF | Cap-Tons | 3.5 | 1240 | None | 171 | 0.0348 | 2.22 | [9 empty] | DEER:Res:HVAC_Eff_AC | Annual | 20
RB-HV-DuctSeal-HighToLow | DEER2020 | D20v0 | 2019-01-03 09:30 | SDG | DMo | Ex | CZ07 | rDXHP | Cap-Tons | 3.5 | 1240 | None | 189 | 0.0406 | 0 | [9 empty] | DEER:Res:HVAC_Eff_AC | Annual | 20
RB-HV-DuctSeal-HighToLow | DEER2020 | D20v0 | 2019-01-03 09:30 | SDG | DMo | Ex | CZ07 | rNCGF | Cap-Tons | 3.5 | 1240 | None | 1.29 | 0 | 2.02 | [9 empty] | DEER:Res:HVAC_Eff_AC | Annual | 20
RB-HV-DuctSeal-HighToLow | DEER2020 | D20v0 | 2019-01-03 09:30 | SDG | DMo | Ex | CZ07 | rWtd | Household | 3.5 | 1240 | None | 43 | 0.00862 | 2 | [9 empty] | DEER:Res:HVAC_Eff_AC | Annual | 20
RB-HV-DuctSeal-HighToLow | DEER2020 | D20v0 | 2019-01-03 09:30 | SDG | DMo | Ex | CZ08 | rDXGF | Cap-Tons | 3.5 | 1240 | None | 282 | 0.045 | 2.5 | [9 empty] | DEER:Res:HVAC_Eff_AC | Annual | 20
RB-HV-DuctSeal-HighToLow | DEER2020 | D20v0 | 2019-01-03 09:30 | SDG | DMo | Ex | CZ08 | rDXHP | Cap-Tons | 3.5 | 1240 | None | 305 | 0.0509 | 0 | [9 empty] | DEER:Res:HVAC_Eff_AC | Annual | 20
RB-HV-DuctSeal-HighToLow | DEER2020 | D20v0 | 2019-01-03 09:30 | SDG | DMo | Ex | CZ08 | rNCGF | Cap-Tons | 3.5 | 1240 | None | 1.44 | 0 | 2.24 | [9 empty] | DEER:Res:HVAC_Eff_AC | Annual | 20
RB-HV-DuctSeal-HighToLow | DEER2020 | D20v0 | 2019-01-03 09:30 | SDG | DMo | Ex | CZ08 | rWtd | Household | 3.5 | 1240 | None | 180 | 0.0289 | 2.21 | [9 empty] | DEER:Res:HVAC_Eff_AC | Annual | 20
RB-HV-DuctSeal-HighToLow | DEER2020 | D20v0 | 2019-01-03 09:30 | SDG | DMo | Ex | CZ10 | rDXGF | Cap-Tons | 3.5 | 1240 | None | 195 | 0.116 | 3.88 | [9 empty] | DEER:Res:HVAC_Eff_AC | Annual | 20
RB-HV-DuctSeal-HighToLow | DEER2020 | D20v0 | 2019-01-03 09:30 | SDG | DMo | Ex | CZ10 | rDXHP | Cap-Tons | 3.5 | 1240 | None | 237 | 0.128 | 0 | [9 empty] | DEER:Res:HVAC_Eff_AC | Annual | 20
RB-HV-DuctSeal-HighToLow | DEER2020 | D20v0 | 2019-01-03 09:30 | SDG | DMo | Ex | CZ10 | rNCGF | Cap-Tons | 3.5 | 1240 | None | 2.22 | 0 | 3.45 | [9 empty] | DEER:Res:HVAC_Eff_AC | Annual | 20
RB-HV-DuctSeal-HighToLow | DEER2020 | D20v0 | 2019-01-03 09:30 | SDG | DMo | Ex | CZ10 | rWtd | Household | 3.5 | 1240 | None | 175 | 0.103 | 3.4 | [9 empty] | DEER:Res:HVAC_Eff_AC | Annual | 20
RB-HV-DuctSeal-HighToLow | DEER2020 | D20v0 | 2019-01-03 09:30 | SDG | DMo | Ex | CZ14 | rDXGF | Cap-Tons | 3.5 | 1240 | None | 218 | 0.0856 | 4.72 | [9 empty] | DEER:Res:HVAC_Eff_AC | Annual | 20
RB-HV-DuctSeal-HighToLow | DEER2020 | D20v0 | 2019-01-03 09:30 | SDG | DMo | Ex | CZ14 | rDXHP | Cap-Tons | 3.5 | 1240 | None | 275 | 0.0872 | 0 | [9 empty] | DEER:Res:HVAC_Eff_AC | Annual | 20
RB-HV-DuctSeal-HighToLow | DEER2020 | D20v0 | 2019-01-03 09:30 | SDG | DMo | Ex | CZ14 | rNCGF | Cap-Tons | 3.5 | 1240 | None | 2.65 | 0 | 4.1 | [9 empty] | DEER:Res:HVAC_Eff_AC | Annual | 20
RB-HV-DuctSeal-HighToLow | DEER2020 | D20v0 | 2019-01-03 09:30 | SDG | DMo | Ex | CZ14 | rWtd | Household | 3.5 | 1240 | None | 46 | 0.0167 | 4.11 | [9 empty] | DEER:Res:HVAC_Eff_AC | Annual | 20
RB-HV-DuctSeal-HighToLow | DEER2020 | D20v0 | 2019-01-03 09:30 | SDG | DMo | Ex | CZ15 | rDXGF | Cap-Tons | 3.5 | 1240 | None | 326 | 0.0907 | 1.74 | [9 empty] | DEER:Res:HVAC_Eff_AC | Annual | 20
RB-HV-DuctSeal-HighToLow | DEER2020 | D20v0 | 2019-01-03 09:30 | SDG | DMo | Ex | CZ15 | rDXHP | Cap-Tons | 3.5 | 1240 | None | 346 | 0.0934 | 0 | [9 empty] | DEER:Res:HVAC_Eff_AC | Annual | 20
RB-HV-DuctSeal-HighToLow | DEER2020 | D20v0 | 2019-01-03 09:30 | SDG | DMo | Ex | CZ15 | rNCGF | Cap-Tons | 3.5 | 1240 | None | 0.999 | 0 | 1.54 | [9 empty] | DEER:Res:HVAC_Eff_AC | Annual | 20
RB-HV-DuctSeal-HighToLow | DEER2020 | D20v0 | 2019-01-03 09:30 | SDG | DMo | Ex | CZ15 | rWtd | Household | 3.5 | 1240 | None | 183 | 0.0507 | 1.53 | [9 empty] | DEER:Res:HVAC_Eff_AC | Annual | 20
RB-HV-DuctSeal-HighToLow | DEER2020 | D20v0 | 2019-01-03 09:30 | SDG | DMo | Ex | IOU | rDXGF | Cap-Tons | 3.5 | 1240 | None | 187 | 0.0874 | 3.29 | [9 empty] | DEER:Res:HVAC_Eff_AC | Annual | 20
RB-HV-DuctSeal-HighToLow | DEER2020 | D20v0 | 2019-01-03 09:30 | SDG | DMo | Ex | IOU | rDXHP | Cap-Tons | 3.5 | 1240 | None | 220 | 0.0972 | 0 | [9 empty] | DEER:Res:HVAC_Eff_AC | Annual | 20
RB-HV-DuctSeal-HighToLow | DEER2020 | D20v0 | 2019-01-03 09:30 | SDG | DMo | Ex | IOU | rNCGF | Cap-Tons | 3.5 | 1240 | None | 1.89 | 0 | 2.94 | [9 empty] | DEER:Res:HVAC_Eff_AC | Annual | 20
RB-HV-DuctSeal-HighToLow | DEER2020 | D20v0 | 2019-01-03 09:30 | SDG | DMo | Ex | IOU | rWtd | Household | 3.5 | 1240 | None | 128 | 0.0693 | 2.9 | [9 empty] | DEER:Res:HVAC_Eff_AC | Annual | 20
RB-HV-DuctSeal-HighToLow | DEER2020 | D20v0 | 2019-01-03 09:30 | SDG | MFm | Ex | CZ06 | rDXGF | Cap-Tons | 1.28 | 1210 | None | 5.51 | 0.0114 | 0.921 | [9 empty] | DEER:Res:HVAC_Eff_AC | Annual | 20
RB-HV-DuctSeal-HighToLow | DEER2020 | D20v0 | 2019-01-03 09:30 | SDG | MFm | Ex | CZ06 | rDXHP | Cap-Tons | 1.28 | 1210 | None | 13.8 | 0.0127 | 0 | [9 empty] | DEER:Res:HVAC_Eff_AC | Annual | 20
RB-HV-DuctSeal-HighToLow | DEER2020 | D20v0 | 2019-01-03 09:30 | SDG | MFm | Ex | CZ06 | rNCGF | Cap-Tons | 1.28 | 1210 | None | 0.763 | 0 | 0.884 | [9 empty] | DEER:Res:HVAC_Eff_AC | Annual | 20
RB-HV-DuctSeal-HighToLow | DEER2020 | D20v0 | 2019-01-03 09:30 | SDG | MFm | Ex | CZ06 | rWtd | Household | 1.28 | 1210 | None | 3.25 | 0.00498 | 0.85 | [9 empty] | DEER:Res:HVAC_Eff_AC | Annual | 20
RB-HV-DuctSeal-HighToLow | DEER2020 | D20v0 | 2019-01-03 09:30 | SDG | MFm | Ex | CZ07 | rDXGF | Cap-Tons | 1.11 | 1210 | None | 7.91 | 0.00855 | 0.776 | [9 empty] | DEER:Res:HVAC_Eff_AC | Annual | 20
RB-HV-DuctSeal-HighToLow | DEER2020 | D20v0 | 2019-01-03 09:30 | SDG | MFm | Ex | CZ07 | rDXHP | Cap-Tons | 1.11 | 1210 | None | 13.7 | 0.00895 | 0 | [9 empty] | DEER:Res:HVAC_Eff_AC | Annual | 20
RB-HV-DuctSeal-HighToLow | DEER2020 | D20v0 | 2019-01-03 09:30 | SDG | MFm | Ex | CZ07 | rNCGF | Cap-Tons | 1.11 | 1210 | None | 0.685 | 0 | 0.748 | [9 empty] | DEER:Res:HVAC_Eff_AC | Annual | 20
RB-HV-DuctSeal-HighToLow | DEER2020 | D20v0 | 2019-01-03 09:30 | SDG | MFm | Ex | CZ07 | rWtd | Household | 1.11 | 1210 | None | 3.25 | 0.00277 | 0.726 | [9 empty] | DEER:Res:HVAC_Eff_AC | Annual | 20
RB-HV-DuctSeal-HighToLow | DEER2020 | D20v0 | 2019-01-03 09:30 | SDG | MFm | Ex | CZ08 | rDXGF | Cap-Tons | 1.19 | 1210 | None | 10.2 | 0.0101 | 0.782 | [9 empty] | DEER:Res:HVAC_Eff_AC | Annual | 20
RB-HV-DuctSeal-HighToLow | DEER2020 | D20v0 | 2019-01-03 09:30 | SDG | MFm | Ex | CZ08 | rDXHP | Cap-Tons | 1.19 | 1210 | None | 16.5 | 0.0105 | 0 | [9 empty] | DEER:Res:HVAC_Eff_AC | Annual | 20
RB-HV-DuctSeal-HighToLow | DEER2020 | D20v0 | 2019-01-03 09:30 | SDG | MFm | Ex | CZ08 | rNCGF | Cap-Tons | 1.19 | 1210 | None | 0.675 | 0 | 0.754 | [9 empty] | DEER:Res:HVAC_Eff_AC | Annual | 20
RB-HV-DuctSeal-HighToLow | DEER2020 | D20v0 | 2019-01-03 09:30 | SDG | MFm | Ex | CZ08 | rWtd | Household | 1.19 | 1210 | None | 8.11 | 0.0073 | 0.703 | [9 empty] | DEER:Res:HVAC_Eff_AC | Annual | 20
RB-HV-DuctSeal-HighToLow | DEER2020 | D20v0 | 2019-01-03 09:30 | SDG | MFm | Ex | CZ10 | rDXGF | Cap-Tons | 1 | 1070 | None | 10.7 | 0.0163 | 0.83 | [9 empty] | DEER:Res:HVAC_Eff_AC | Annual | 20
RB-HV-DuctSeal-HighToLow | DEER2020 | D20v0 | 2019-01-03 09:30 | SDG | MFm | Ex | CZ10 | rDXHP | Cap-Tons | 1 | 1070 | None | 18 | 0.0166 | 0 | [9 empty] | DEER:Res:HVAC_Eff_AC | Annual | 20
RB-HV-DuctSeal-HighToLow | DEER2020 | D20v0 | 2019-01-03 09:30 | SDG | MFm | Ex | CZ10 | rNCGF | Cap-Tons | 1 | 1070 | None | 0.768 | 0 | 0.794 | [9 empty] | DEER:Res:HVAC_Eff_AC | Annual | 20
RB-HV-DuctSeal-HighToLow | DEER2020 | D20v0 | 2019-01-03 09:30 | SDG | MFm | Ex | CZ10 | rWtd | Household | 1 | 1070 | None | 9.64 | 0.0134 | 0.738 | [9 empty] | DEER:Res:HVAC_Eff_AC | Annual | 20
RB-HV-DuctSeal-HighToLow | DEER2020 | D20v0 | 2019-01-03 09:30 | SDG | MFm | Ex | CZ14 | rDXGF | Cap-Tons | 1.07 | 1090 | None | 36.7 | 0.0217 | 2.54 | [9 empty] | DEER:Res:HVAC_Eff_AC | Annual | 20
RB-HV-DuctSeal-HighToLow | DEER2020 | D20v0 | 2019-01-03 09:30 | SDG | MFm | Ex | CZ14 | rDXHP | Cap-Tons | 1.07 | 1090 | None | 66.9 | 0.0232 | 0 | [9 empty] | DEER:Res:HVAC_Eff_AC | Annual | 20
RB-HV-DuctSeal-HighToLow | DEER2020 | D20v0 | 2019-01-03 09:30 | SDG | MFm | Ex | CZ14 | rNCGF | Cap-Tons | 1.07 | 1090 | None | 2.25 | 0 | 2.44 | [9 empty] | DEER:Res:HVAC_Eff_AC | Annual | 20
RB-HV-DuctSeal-HighToLow | DEER2020 | D20v0 | 2019-01-03 09:30 | SDG | MFm | Ex | CZ14 | rWtd | Household | 1.07 | 1090 | None | 40.5 | 0.0219 | 2.22 | [9 empty] | DEER:Res:HVAC_Eff_AC | Annual | 20
RB-HV-DuctSeal-HighToLow | DEER2020 | D20v0 | 2019-01-03 09:30 | SDG | MFm | Ex | CZ15 | rDXGF | Cap-Tons | 1.16 | 1090 | None | 36.2 | 0.0203 | 0.757 | [9 empty] | DEER:Res:HVAC_Eff_AC | Annual | 20
RB-HV-DuctSeal-HighToLow | DEER2020 | D20v0 | 2019-01-03 09:30 | SDG | MFm | Ex | CZ15 | rDXHP | Cap-Tons | 1.16 | 1090 | None | 43.2 | 0.0209 | 0 | [9 empty] | DEER:Res:HVAC_Eff_AC | Annual | 20
RB-HV-DuctSeal-HighToLow | DEER2020 | D20v0 | 2019-01-03 09:30 | SDG | MFm | Ex | CZ15 | rNCGF | Cap-Tons | 1.16 | 1090 | None | 0.661 | 0 | 0.728 | [9 empty] | DEER:Res:HVAC_Eff_AC | Annual | 20
RB-HV-DuctSeal-HighToLow | DEER2020 | D20v0 | 2019-01-03 09:30 | SDG | MFm | Ex | CZ15 | rWtd | Household | 1.16 | 1090 | None | 37 | 0.0204 | 0.662 | [9 empty] | DEER:Res:HVAC_Eff_AC | Annual | 20
RB-HV-DuctSeal-HighToLow | DEER2020 | D20v0 | 2019-01-03 09:30 | SDG | MFm | Ex | IOU | rDXGF | Cap-Tons | 1.11 | 1180 | None | 8.81 | 0.0105 | 0.794 | [9 empty] | DEER:Res:HVAC_Eff_AC | Annual | 20
RB-HV-DuctSeal-HighToLow | DEER2020 | D20v0 | 2019-01-03 09:30 | SDG | MFm | Ex | IOU | rDXHP | Cap-Tons | 1.11 | 1180 | None | 15.1 | 0.0109 | 0 | [9 empty] | DEER:Res:HVAC_Eff_AC | Annual | 20
RB-HV-DuctSeal-HighToLow | DEER2020 | D20v0 | 2019-01-03 09:30 | SDG | MFm | Ex | IOU | rNCGF | Cap-Tons | 1.11 | 1180 | None | 0.702 | 0 | 0.764 | [9 empty] | DEER:Res:HVAC_Eff_AC | Annual | 20
RB-HV-DuctSeal-HighToLow | DEER2020 | D20v0 | 2019-01-03 09:30 | SDG | MFm | Ex | IOU | rWtd | Household | 1.11 | 1180 | None | 5.44 | 0.0058 | 0.729 | [9 empty] | DEER:Res:HVAC_Eff_AC | Annual | 20
RB-HV-DuctSeal-HighToLow | DEER2020 | D20v0 | 2019-01-03 09:30 | SDG | Res | Ex | CZ06 | rDXGF | Cap-Tons | 3.8 | 2300 | None | 19.2 | 0.051 | 3.24 | [9 empty] | DEER:Res:HVAC_Eff_AC | Annual | 20
RB-HV-DuctSeal-HighToLow | DEER2020 | D20v0 | 2019-01-03 09:30 | SDG | Res | Ex | CZ06 | rDXHP | Cap-Tons | 3.8 | 2300 | None | 47.9 | 0.053 | 0 | [9 empty] | DEER:Res:HVAC_Eff_AC | Annual | 20
RB-HV-DuctSeal-HighToLow | DEER2020 | D20v0 | 2019-01-03 09:30 | SDG | Res | Ex | CZ06 | rNCGF | Cap-Tons | 3.8 | 2300 | None | 1.9 | 0 | 3.15 | [9 empty] | DEER:Res:HVAC_Eff_AC | Annual | 20
RB-HV-DuctSeal-HighToLow | DEER2020 | D20v0 | 2019-01-03 09:30 | SDG | Res | Ex | CZ06 | rWtd | Household | 3.8 | 2300 | None | 11.7 | 0.027 | 3.1 | [9 empty] | DEER:Res:HVAC_Eff_AC | Annual | 20
RB-HV-DuctSeal-HighToLow | DEER2020 | D20v0 | 2019-01-03 09:30 | SDG | Res | Ex | CZ07 | rDXGF | Cap-Tons | 2.5 | 1970 | None | 27.4 | 0.037 | 2.29 | [9 empty] | DEER:Res:HVAC_Eff_AC | Annual | 20
RB-HV-DuctSeal-HighToLow | DEER2020 | D20v0 | 2019-01-03 09:30 | SDG | Res | Ex | CZ07 | rDXHP | Cap-Tons | 2.5 | 1970 | None | 43.4 | 0.038 | 0 | [9 empty] | DEER:Res:HVAC_Eff_AC | Annual | 20
RB-HV-DuctSeal-HighToLow | DEER2020 | D20v0 | 2019-01-03 09:30 | SDG | Res | Ex | CZ07 | rNCGF | Cap-Tons | 2.5 | 1970 | None | 1.5 | 0 | 2.24 | [9 empty] | DEER:Res:HVAC_Eff_AC | Annual | 20
RB-HV-DuctSeal-HighToLow | DEER2020 | D20v0 | 2019-01-03 09:30 | SDG | Res | Ex | CZ07 | rWtd | Household | 2.5 | 1970 | None | 9.8 | 0.012 | 2.21 | [9 empty] | DEER:Res:HVAC_Eff_AC | Annual | 20
RB-HV-DuctSeal-HighToLow | DEER2020 | D20v0 | 2019-01-03 09:30 | SDG | Res | Ex | CZ08 | rDXGF | Cap-Tons | 1.5 | 1360 | None | 15.3 | 0.017 | 1.04 | [9 empty] | DEER:Res:HVAC_Eff_AC | Annual | 20
RB-HV-DuctSeal-HighToLow | DEER2020 | D20v0 | 2019-01-03 09:30 | SDG | Res | Ex | CZ08 | rDXHP | Cap-Tons | 1.5 | 1360 | None | 23.9 | 0.017 | 0 | [9 empty] | DEER:Res:HVAC_Eff_AC | Annual | 20
RB-HV-DuctSeal-HighToLow | DEER2020 | D20v0 | 2019-01-03 09:30 | SDG | Res | Ex | CZ08 | rNCGF | Cap-Tons | 1.5 | 1360 | None | 0.8 | 0 | 1 | [9 empty] | DEER:Res:HVAC_Eff_AC | Annual | 20
RB-HV-DuctSeal-HighToLow | DEER2020 | D20v0 | 2019-01-03 09:30 | SDG | Res | Ex | CZ08 | rWtd | Household | 1.5 | 1360 | None | 12.8 | 0.013 | 0.95 | [9 empty] | DEER:Res:HVAC_Eff_AC | Annual | 20
RB-HV-DuctSeal-HighToLow | DEER2020 | D20v0 | 2019-01-03 09:30 | SDG | Res | Ex | CZ10 | rDXGF | Cap-Tons | 2.3 | 1710 | None | 72.3 | 0.082 | 6.4 | [9 empty] | DEER:Res:HVAC_Eff_AC | Annual | 20
RB-HV-DuctSeal-HighToLow | DEER2020 | D20v0 | 2019-01-03 09:30 | SDG | Res | Ex | CZ10 | rDXHP | Cap-Tons | 2.3 | 1710 | None | 138 | 0.081 | 0 | [9 empty] | DEER:Res:HVAC_Eff_AC | Annual | 20
RB-HV-DuctSeal-HighToLow | DEER2020 | D20v0 | 2019-01-03 09:30 | SDG | Res | Ex | CZ10 | rNCGF | Cap-Tons | 2.3 | 1710 | None | 4.2 | 0 | 6.21 | [9 empty] | DEER:Res:HVAC_Eff_AC | Annual | 20
RB-HV-DuctSeal-HighToLow | DEER2020 | D20v0 | 2019-01-03 09:30 | SDG | Res | Ex | CZ10 | rWtd | Household | 2.3 | 1710 | None | 60.5 | 0.062 | 6.06 | [9 empty] | DEER:Res:HVAC_Eff_AC | Annual | 20
RB-HV-DuctSeal-HighToLow | DEER2020 | D20v0 | 2019-01-03 09:30 | SDG | Res | Ex | CZ14 | rDXGF | Cap-Tons | 3.2 | 2150 | None | 141 | 0.114 | 9 | [9 empty] | DEER:Res:HVAC_Eff_AC | Annual | 20
RB-HV-DuctSeal-HighToLow | DEER2020 | D20v0 | 2019-01-03 09:30 | SDG | Res | Ex | CZ14 | rDXHP | Cap-Tons | 3.2 | 2150 | None | 264 | 0.123 | 0 | [9 empty] | DEER:Res:HVAC_Eff_AC | Annual | 20
RB-HV-DuctSeal-HighToLow | DEER2020 | D20v0 | 2019-01-03 09:30 | SDG | Res | Ex | CZ14 | rNCGF | Cap-Tons | 3.2 | 2150 | None | 5.6 | 0 | 8.73 | [9 empty] | DEER:Res:HVAC_Eff_AC | Annual | 20
RB-HV-DuctSeal-HighToLow | DEER2020 | D20v0 | 2019-01-03 09:30 | SDG | Res | Ex | CZ14 | rWtd | Household | 3.2 | 2150 | None | 106 | 0.081 | 8.58 | [9 empty] | DEER:Res:HVAC_Eff_AC | Annual | 20
RB-HV-DuctSeal-HighToLow | DEER2020 | D20v0 | 2019-01-03 09:30 | SDG | Res | Ex | CZ15 | rDXGF | Cap-Tons | 2.5 | 1550 | None | 134 | 0.06 | 2.05 | [9 empty] | DEER:Res:HVAC_Eff_AC | Annual | 20
RB-HV-DuctSeal-HighToLow | DEER2020 | D20v0 | 2019-01-03 09:30 | SDG | Res | Ex | CZ15 | rDXHP | Cap-Tons | 2.5 | 1550 | None | 160 | 0.064 | 0 | [9 empty] | DEER:Res:HVAC_Eff_AC | Annual | 20
RB-HV-DuctSeal-HighToLow | DEER2020 | D20v0 | 2019-01-03 09:30 | SDG | Res | Ex | CZ15 | rNCGF | Cap-Tons | 2.5 | 1550 | None | 1.3 | 0 | 1.96 | [9 empty] | DEER:Res:HVAC_Eff_AC | Annual | 20
RB-HV-DuctSeal-HighToLow | DEER2020 | D20v0 | 2019-01-03 09:30 | SDG | Res | Ex | CZ15 | rWtd | Household | 2.5 | 1550 | None | 107 | 0.052 | 1.9 | [9 empty] | DEER:Res:HVAC_Eff_AC | Annual | 20
RB-HV-DuctSeal-HighToLow | DEER2020 | D20v0 | 2019-01-03 09:30 | SDG | Res | Ex | IOU | rDXGF | Cap-Tons | 2.6 | 1910 | None | 39 | 0.051 | 3.57 | [9 empty] | DEER:Res:HVAC_Eff_AC | Annual | 20
RB-HV-DuctSeal-HighToLow | DEER2020 | D20v0 | 2019-01-03 09:30 | SDG | Res | Ex | IOU | rDXHP | Cap-Tons | 2.6 | 1910 | None | 71.3 | 0.052 | 0 | [9 empty] | DEER:Res:HVAC_Eff_AC | Annual | 20
RB-HV-DuctSeal-HighToLow | DEER2020 | D20v0 | 2019-01-03 09:30 | SDG | Res | Ex | IOU | rNCGF | Cap-Tons | 2.6 | 1910 | None | 2.3 | 0 | 3.47 | [9 empty] | DEER:Res:HVAC_Eff_AC | Annual | 20
RB-HV-DuctSeal-HighToLow | DEER2020 | D20v0 | 2019-01-03 09:30 | SDG | Res | Ex | IOU | rWtd | Household | 2.6 | 1910 | None | 25.4 | 0.029 | 3.4 | [9 empty] | DEER:Res:HVAC_Eff_AC | Annual | 20
RB-HV-DuctSeal-HighToLow | DEER2020 | D20v0 | 2019-01-03 09:30 | SDG | SFm | Ex | CZ06 | rDXGF | Cap-Tons | 4.01 | 2390 | None | 20.2 | 0.0546 | 3.43 | [9 empty] | DEER:Res:HVAC_Eff_AC | Annual | 20
RB-HV-DuctSeal-HighToLow | DEER2020 | D20v0 | 2019-01-03 09:30 | SDG | SFm | Ex | CZ06 | rDXHP | Cap-Tons | 4.01 | 2390 | None | 50.6 | 0.056 | 0 | [9 empty] | DEER:Res:HVAC_Eff_AC | Annual | 20
RB-HV-DuctSeal-HighToLow | DEER2020 | D20v0 | 2019-01-03 09:30 | SDG | SFm | Ex | CZ06 | rNCGF | Cap-Tons | 4.01 | 2390 | None | 2.03 | 0 | 3.33 | [9 empty] | DEER:Res:HVAC_Eff_AC | Annual | 20
RB-HV-DuctSeal-HighToLow | DEER2020 | D20v0 | 2019-01-03 09:30 | SDG | SFm | Ex | CZ06 | rWtd | Household | 4.01 | 2390 | None | 12.3 | 0.0283 | 3.28 | [9 empty] | DEER:Res:HVAC_Eff_AC | Annual | 20
RB-HV-DuctSeal-HighToLow | DEER2020 | D20v0 | 2019-01-03 09:30 | SDG | SFm | Ex | CZ07 | rDXGF | Cap-Tons | 3.21 | 2390 | None | 29.6 | 0.0515 | 3.05 | [9 empty] | DEER:Res:HVAC_Eff_AC | Annual | 20
RB-HV-DuctSeal-HighToLow | DEER2020 | D20v0 | 2019-01-03 09:30 | SDG | SFm | Ex | CZ07 | rDXHP | Cap-Tons | 3.21 | 2390 | None | 50.5 | 0.0529 | 0 | [9 empty] | DEER:Res:HVAC_Eff_AC | Annual | 20
RB-HV-DuctSeal-HighToLow | DEER2020 | D20v0 | 2019-01-03 09:30 | SDG | SFm | Ex | CZ07 | rNCGF | Cap-Tons | 3.21 | 2390 | None | 1.88 | 0 | 2.99 | [9 empty] | DEER:Res:HVAC_Eff_AC | Annual | 20
RB-HV-DuctSeal-HighToLow | DEER2020 | D20v0 | 2019-01-03 09:30 | SDG | SFm | Ex | CZ07 | rWtd | Household | 3.21 | 2390 | None | 11.4 | 0.017 | 2.96 | [9 empty] | DEER:Res:HVAC_Eff_AC | Annual | 20
RB-HV-DuctSeal-HighToLow | DEER2020 | D20v0 | 2019-01-03 09:30 | SDG | SFm | Ex | CZ08 | rDXGF | Cap-Tons | 3.77 | 2390 | None | 49.5 | 0.0596 | 2.75 | [9 empty] | DEER:Res:HVAC_Eff_AC | Annual | 20
RB-HV-DuctSeal-HighToLow | DEER2020 | D20v0 | 2019-01-03 09:30 | SDG | SFm | Ex | CZ08 | rDXHP | Cap-Tons | 3.77 | 2390 | None | 73.7 | 0.0625 | 0 | [9 empty] | DEER:Res:HVAC_Eff_AC | Annual | 20
RB-HV-DuctSeal-HighToLow | DEER2020 | D20v0 | 2019-01-03 09:30 | SDG | SFm | Ex | CZ08 | rNCGF | Cap-Tons | 3.77 | 2390 | None | 1.67 | 0 | 2.69 | [9 empty] | DEER:Res:HVAC_Eff_AC | Annual | 20
RB-HV-DuctSeal-HighToLow | DEER2020 | D20v0 | 2019-01-03 09:30 | SDG | SFm | Ex | CZ08 | rWtd | Household | 3.77 | 2390 | None | 44.3 | 0.052 | 2.61 | [9 empty] | DEER:Res:HVAC_Eff_AC | Annual | 20
RB-HV-DuctSeal-HighToLow | DEER2020 | D20v0 | 2019-01-03 09:30 | SDG | SFm | Ex | CZ10 | rDXGF | Cap-Tons | 2.53 | 1950 | None | 70.1 | 0.0937 | 8.25 | [9 empty] | DEER:Res:HVAC_Eff_AC | Annual | 20
RB-HV-DuctSeal-HighToLow | DEER2020 | D20v0 | 2019-01-03 09:30 | SDG | SFm | Ex | CZ10 | rDXHP | Cap-Tons | 2.53 | 1950 | None | 155 | 0.0916 | 0 | [9 empty] | DEER:Res:HVAC_Eff_AC | Annual | 20
RB-HV-DuctSeal-HighToLow | DEER2020 | D20v0 | 2019-01-03 09:30 | SDG | SFm | Ex | CZ10 | rNCGF | Cap-Tons | 2.53 | 1950 | None | 5.46 | 0 | 8.06 | [9 empty] | DEER:Res:HVAC_Eff_AC | Annual | 20
RB-HV-DuctSeal-HighToLow | DEER2020 | D20v0 | 2019-01-03 09:30 | SDG | SFm | Ex | CZ10 | rWtd | Household | 2.53 | 1950 | None | 56.7 | 0.0693 | 7.87 | [9 empty] | DEER:Res:HVAC_Eff_AC | Annual | 20
RB-HV-DuctSeal-HighToLow | DEER2020 | D20v0 | 2019-01-03 09:30 | SDG | SFm | Ex | CZ14 | rDXGF | Cap-Tons | 3.16 | 2160 | None | 142 | 0.115 | 9.06 | [9 empty] | DEER:Res:HVAC_Eff_AC | Annual | 20
RB-HV-DuctSeal-HighToLow | DEER2020 | D20v0 | 2019-01-03 09:30 | SDG | SFm | Ex | CZ14 | rDXHP | Cap-Tons | 3.16 | 2160 | None | 266 | 0.123 | 0 | [9 empty] | DEER:Res:HVAC_Eff_AC | Annual | 20
RB-HV-DuctSeal-HighToLow | DEER2020 | D20v0 | 2019-01-03 09:30 | SDG | SFm | Ex | CZ14 | rNCGF | Cap-Tons | 3.16 | 2160 | None | 5.65 | 0 | 8.79 | [9 empty] | DEER:Res:HVAC_Eff_AC | Annual | 20
RB-HV-DuctSeal-HighToLow | DEER2020 | D20v0 | 2019-01-03 09:30 | SDG | SFm | Ex | CZ14 | rWtd | Household | 3.16 | 2160 | None | 107 | 0.0821 | 8.63 | [9 empty] | DEER:Res:HVAC_Eff_AC | Annual | 20
RB-HV-DuctSeal-HighToLow | DEER2020 | D20v0 | 2019-01-03 09:30 | SDG | SFm | Ex | CZ15 | rDXGF | Cap-Tons | 3.4 | 2160 | None | 136 | 0.0847 | 3.5 | [9 empty] | DEER:Res:HVAC_Eff_AC | Annual | 20
RB-HV-DuctSeal-HighToLow | DEER2020 | D20v0 | 2019-01-03 09:30 | SDG | SFm | Ex | CZ15 | rDXHP | Cap-Tons | 3.4 | 2160 | None | 185 | 0.093 | 0 | [9 empty] | DEER:Res:HVAC_Eff_AC | Annual | 20
RB-HV-DuctSeal-HighToLow | DEER2020 | D20v0 | 2019-01-03 09:30 | SDG | SFm | Ex | CZ15 | rNCGF | Cap-Tons | 3.4 | 2160 | None | 2.14 | 0 | 3.4 | [9 empty] | DEER:Res:HVAC_Eff_AC | Annual | 20
RB-HV-DuctSeal-HighToLow | DEER2020 | D20v0 | 2019-01-03 09:30 | SDG | SFm | Ex | CZ15 | rWtd | Household | 3.4 | 2160 | None | 138 | 0.0852 | 3.31 | [9 empty] | DEER:Res:HVAC_Eff_AC | Annual | 20
RB-HV-DuctSeal-HighToLow | DEER2020 | D20v0 | 2019-01-03 09:30 | SDG | SFm | Ex | IOU | rDXGF | Cap-Tons | 3.17 | 2250 | None | 41 | 0.0654 | 4.74 | [9 empty] | DEER:Res:HVAC_Eff_AC | Annual | 20
RB-HV-DuctSeal-HighToLow | DEER2020 | D20v0 | 2019-01-03 09:30 | SDG | SFm | Ex | IOU | rDXHP | Cap-Tons | 3.17 | 2250 | None | 84.1 | 0.0658 | 0 | [9 empty] | DEER:Res:HVAC_Eff_AC | Annual | 20
RB-HV-DuctSeal-HighToLow | DEER2020 | D20v0 | 2019-01-03 09:30 | SDG | SFm | Ex | IOU | rNCGF | Cap-Tons | 3.17 | 2250 | None | 3.02 | 0 | 4.63 | [9 empty] | DEER:Res:HVAC_Eff_AC | Annual | 20
RB-HV-DuctSeal-HighToLow | DEER2020 | D20v0 | 2019-01-03 09:30 | SDG | SFm | Ex | IOU | rWtd | Household | 3.17 | 2250 | None | 26.4 | 0.036 | 4.55 | [9 empty] | DEER:Res:HVAC_Eff_AC | Annual | 20
RB-HV-DuctSeal-MedToLow | DEER2020 | D20v0 | 2019-01-03 09:30 | PGE | DMo | Ex | CZ01 | rDXGF | Cap-Tons | 3.5 | 1240 | None | 1.7 | 0 | 2.1 | [9 empty] | DEER:Res:HVAC_Eff_AC | Annual | 20
RB-HV-DuctSeal-MedToLow | DEER2020 | D20v0 | 2019-01-03 09:30 | PGE | DMo | Ex | CZ01 | rDXHP | Cap-Tons | 3.5 | 1240 | None | 18.8 | 0 | 0 | [9 empty] | DEER:Res:HVAC_Eff_AC | Annual | 20
RB-HV-DuctSeal-MedToLow | DEER2020 | D20v0 | 2019-01-03 09:30 | PGE | DMo | Ex | CZ01 | rNCGF | Cap-Tons | 3.5 | 1240 | None | 1.22 | 0 | 1.89 | [9 empty] | DEER:Res:HVAC_Eff_AC | Annual | 20
RB-HV-DuctSeal-MedToLow | DEER2020 | D20v0 | 2019-01-03 09:30 | PGE | DMo | Ex | CZ01 | rWtd | Household | 3.5 | 1240 | None | 1.58 | 0 | 1.88 | [9 empty] | DEER:Res:HVAC_Eff_AC | Annual | 20
RB-HV-DuctSeal-MedToLow | DEER2020 | D20v0 | 2019-01-03 09:30 | PGE | DMo | Ex | CZ02 | rDXGF | Cap-Tons | 3.5 | 1240 | None | 85 | 0.0357 | 2.76 | [9 empty] | DEER:Res:HVAC_Eff_AC | Annual | 20
RB-HV-DuctSeal-MedToLow | DEER2020 | D20v0 | 2019-01-03 09:30 | PGE | DMo | Ex | CZ02 | rDXHP | Cap-Tons | 3.5 | 1240 | None | 112 | 0.0395 | 0 | [9 empty] | DEER:Res:HVAC_Eff_AC | Annual | 20
RB-HV-DuctSeal-MedToLow | DEER2020 | D20v0 | 2019-01-03 09:30 | PGE | DMo | Ex | CZ02 | rNCGF | Cap-Tons | 3.5 | 1240 | None | 1.6 | 0 | 2.48 | [9 empty] | DEER:Res:HVAC_Eff_AC | Annual | 20
RB-HV-DuctSeal-MedToLow | DEER2020 | D20v0 | 2019-01-03 09:30 | PGE | DMo | Ex | CZ02 | rWtd | Household | 3.5 | 1240 | None | 81.7 | 0.0334 | 2.42 | [9 empty] | DEER:Res:HVAC_Eff_AC | Annual | 20
RB-HV-DuctSeal-MedToLow | DEER2020 | D20v0 | 2019-01-03 09:30 | PGE | DMo | Ex | CZ03 | rDXGF | Cap-Tons | 3.5 | 1240 | None | 87.2 | 0.0183 | 2.65 | [9 empty] | DEER:Res:HVAC_Eff_AC | Annual | 20
RB-HV-DuctSeal-MedToLow | DEER2020 | D20v0 | 2019-01-03 09:30 | PGE | DMo | Ex | CZ03 | rDXHP | Cap-Tons | 3.5 | 1240 | None | 107 | 0.021 | 0 | [9 empty] | DEER:Res:HVAC_Eff_AC | Annual | 20
RB-HV-DuctSeal-MedToLow | DEER2020 | D20v0 | 2019-01-03 09:30 | PGE | DMo | Ex | CZ03 | rNCGF | Cap-Tons | 3.5 | 1240 | None | 1.55 | 0 | 2.41 | [9 empty] | DEER:Res:HVAC_Eff_AC | Annual | 20
RB-HV-DuctSeal-MedToLow | DEER2020 | D20v0 | 2019-01-03 09:30 | PGE | DMo | Ex | CZ03 | rWtd | Household | 3.5 | 1240 | None | 53.7 | 0.011 | 2.36 | [9 empty] | DEER:Res:HVAC_Eff_AC | Annual | 20
RB-HV-DuctSeal-MedToLow | DEER2020 | D20v0 | 2019-01-03 09:30 | PGE | DMo | Ex | CZ04 | rDXGF | Cap-Tons | 3.5 | 1240 | None | 101 | 0.0315 | 3.14 | [9 empty] | DEER:Res:HVAC_Eff_AC | Annual | 20
RB-HV-DuctSeal-MedToLow | DEER2020 | D20v0 | 2019-01-03 09:30 | PGE | DMo | Ex | CZ04 | rDXHP | Cap-Tons | 3.5 | 1240 | None | 135 | 0.0358 | 0 | [9 empty] | DEER:Res:HVAC_Eff_AC | Annual | 20
RB-HV-DuctSeal-MedToLow | DEER2020 | D20v0 | 2019-01-03 09:30 | PGE | DMo | Ex | CZ04 | rNCGF | Cap-Tons | 3.5 | 1240 | None | 1.8 | 0 | 2.79 | [9 empty] | DEER:Res:HVAC_Eff_AC | Annual | 20
RB-HV-DuctSeal-MedToLow | DEER2020 | D20v0 | 2019-01-03 09:30 | PGE | DMo | Ex | CZ04 | rWtd | Household | 3.5 | 1240 | None | 80.8 | 0.0245 | 2.76 | [9 empty] | DEER:Res:HVAC_Eff_AC | Annual | 20
RB-HV-DuctSeal-MedToLow | DEER2020 | D20v0 | 2019-01-03 09:30 | PGE | DMo | Ex | CZ05 | rDXGF | Cap-Tons | 3.5 | 1240 | None | 45.7 | 0.0284 | 4.1 | [9 empty] | DEER:Res:HVAC_Eff_AC | Annual | 20
RB-HV-DuctSeal-MedToLow | DEER2020 | D20v0 | 2019-01-03 09:30 | PGE | DMo | Ex | CZ05 | rDXHP | Cap-Tons | 3.5 | 1240 | None | 78.8 | 0.0313 | 0 | [9 empty] | DEER:Res:HVAC_Eff_AC | Annual | 20
RB-HV-DuctSeal-MedToLow | DEER2020 | D20v0 | 2019-01-03 09:30 | PGE | DMo | Ex | CZ05 | rNCGF | Cap-Tons | 3.5 | 1240 | None | 2.36 | 0 | 3.66 | [9 empty] | DEER:Res:HVAC_Eff_AC | Annual | 20
RB-HV-DuctSeal-MedToLow | DEER2020 | D20v0 | 2019-01-03 09:30 | PGE | DMo | Ex | CZ05 | rWtd | Household | 3.5 | 1240 | None | 9.45 | 0.00429 | 3.65 | [9 empty] | DEER:Res:HVAC_Eff_AC | Annual | 20
RB-HV-DuctSeal-MedToLow | DEER2020 | D20v0 | 2019-01-03 09:30 | PGE | DMo | Ex | CZ11 | rDXGF | Cap-Tons | 3.5 | 1240 | None | 105 | 0.0762 | 3.85 | [9 empty] | DEER:Res:HVAC_Eff_AC | Annual | 20
RB-HV-DuctSeal-MedToLow | DEER2020 | D20v0 | 2019-01-03 09:30 | PGE | DMo | Ex | CZ11 | rDXHP | Cap-Tons | 3.5 | 1240 | None | 145 | 0.0789 | 0 | [9 empty] | DEER:Res:HVAC_Eff_AC | Annual | 20
RB-HV-DuctSeal-MedToLow | DEER2020 | D20v0 | 2019-01-03 09:30 | PGE | DMo | Ex | CZ11 | rNCGF | Cap-Tons | 3.5 | 1240 | None | 2.21 | 0 | 3.42 | [9 empty] | DEER:Res:HVAC_Eff_AC | Annual | 20
RB-HV-DuctSeal-MedToLow | DEER2020 | D20v0 | 2019-01-03 09:30 | PGE | DMo | Ex | CZ11 | rWtd | Household | 3.5 | 1240 | None | 103 | 0.0716 | 3.37 | [9 empty] | DEER:Res:HVAC_Eff_AC | Annual | 20
RB-HV-DuctSeal-MedToLow | DEER2020 | D20v0 | 2019-01-03 09:30 | PGE | DMo | Ex | CZ12 | rDXGF | Cap-Tons | 3.5 | 1240 | None | 105 | 0.0535 | 2.68 | [9 empty] | DEER:Res:HVAC_Eff_AC | Annual | 20
RB-HV-DuctSeal-MedToLow | DEER2020 | D20v0 | 2019-01-03 09:30 | PGE | DMo | Ex | CZ12 | rDXHP | Cap-Tons | 3.5 | 1240 | None | 134 | 0.0586 | 0 | [9 empty] | DEER:Res:HVAC_Eff_AC | Annual | 20
RB-HV-DuctSeal-MedToLow | DEER2020 | D20v0 | 2019-01-03 09:30 | PGE | DMo | Ex | CZ12 | rNCGF | Cap-Tons | 3.5 | 1240 | None | 1.56 | 0 | 2.41 | [9 empty] | DEER:Res:HVAC_Eff_AC | Annual | 20
RB-HV-DuctSeal-MedToLow | DEER2020 | D20v0 | 2019-01-03 09:30 | PGE | DMo | Ex | CZ12 | rWtd | Household | 3.5 | 1240 | None | 106 | 0.0526 | 2.35 | [9 empty] | DEER:Res:HVAC_Eff_AC | Annual | 20
RB-HV-DuctSeal-MedToLow | DEER2020 | D20v0 | 2019-01-03 09:30 | PGE | DMo | Ex | CZ13 | rDXGF | Cap-Tons | 3.5 | 1240 | None | 105 | 0.0521 | 2.91 | [9 empty] | DEER:Res:HVAC_Eff_AC | Annual | 20
RB-HV-DuctSeal-MedToLow | DEER2020 | D20v0 | 2019-01-03 09:30 | PGE | DMo | Ex | CZ13 | rDXHP | Cap-Tons | 3.5 | 1240 | None | 135 | 0.0575 | 0 | [9 empty] | DEER:Res:HVAC_Eff_AC | Annual | 20
RB-HV-DuctSeal-MedToLow | DEER2020 | D20v0 | 2019-01-03 09:30 | PGE | DMo | Ex | CZ13 | rNCGF | Cap-Tons | 3.5 | 1240 | None | 1.69 | 0 | 2.62 | [9 empty] | DEER:Res:HVAC_Eff_AC | Annual | 20
RB-HV-DuctSeal-MedToLow | DEER2020 | D20v0 | 2019-01-03 09:30 | PGE | DMo | Ex | CZ13 | rWtd | Household | 3.5 | 1240 | None | 102 | 0.0497 | 2.55 | [9 empty] | DEER:Res:HVAC_Eff_AC | Annual | 20
RB-HV-DuctSeal-MedToLow | DEER2020 | D20v0 | 2019-01-03 09:30 | PGE | DMo | Ex | CZ16 | rDXGF | Cap-Tons | 3.5 | 1240 | None | 83.8 | 0.025 | 4.13 | [9 empty] | DEER:Res:HVAC_Eff_AC | Annual | 20
RB-HV-DuctSeal-MedToLow | DEER2020 | D20v0 | 2019-01-03 09:30 | PGE | DMo | Ex | CZ16 | rDXHP | Cap-Tons | 3.5 | 1240 | None | 138 | 0.0286 | 0 | [9 empty] | DEER:Res:HVAC_Eff_AC | Annual | 20
RB-HV-DuctSeal-MedToLow | DEER2020 | D20v0 | 2019-01-03 09:30 | PGE | DMo | Ex | CZ16 | rNCGF | Cap-Tons | 3.5 | 1240 | None | 2.38 | 0 | 3.66 | [9 empty] | DEER:Res:HVAC_Eff_AC | Annual | 20
RB-HV-DuctSeal-MedToLow | DEER2020 | D20v0 | 2019-01-03 09:30 | PGE | DMo | Ex | CZ16 | rWtd | Household | 3.5 | 1240 | None | 56.8 | 0.0157 | 3.63 | [9 empty] | DEER:Res:HVAC_Eff_AC | Annual | 20
RB-HV-DuctSeal-MedToLow | DEER2020 | D20v0 | 2019-01-03 09:30 | PGE | DMo | Ex | IOU | rDXGF | Cap-Tons | 3.5 | 1240 | None | 96.6 | 0.0477 | 3.23 | [9 empty] | DEER:Res:HVAC_Eff_AC | Annual | 20
RB-HV-DuctSeal-MedToLow | DEER2020 | D20v0 | 2019-01-03 09:30 | PGE | DMo | Ex | IOU | rDXHP | Cap-Tons | 3.5 | 1240 | None | 130 | 0.0517 | 0 | [9 empty] | DEER:Res:HVAC_Eff_AC | Annual | 20
RB-HV-DuctSeal-MedToLow | DEER2020 | D20v0 | 2019-01-03 09:30 | PGE | DMo | Ex | IOU | rNCGF | Cap-Tons | 3.5 | 1240 | None | 1.86 | 0 | 2.88 | [9 empty] | DEER:Res:HVAC_Eff_AC | Annual | 20
RB-HV-DuctSeal-MedToLow | DEER2020 | D20v0 | 2019-01-03 09:30 | PGE | DMo | Ex | IOU | rWtd | Household | 3.5 | 1240 | None | 86.8 | 0.0424 | 2.84 | [9 empty] | DEER:Res:HVAC_Eff_AC | Annual | 20
RB-HV-DuctSeal-MedToLow | DEER2020 | D20v0 | 2019-01-03 09:30 | PGE | MFm | Ex | CZ01 | rDXGF | Cap-Tons | 1 | 999 | None | 1.24 | 0 | 1.01 | [9 empty] | DEER:Res:HVAC_Eff_AC | Annual | 20
RB-HV-DuctSeal-MedToLow | DEER2020 | D20v0 | 2019-01-03 09:30 | PGE | MFm | Ex | CZ01 | rDXHP | Cap-Tons | 1 | 999 | None | 11.3 | 0 | 0 | [9 empty] | DEER:Res:HVAC_Eff_AC | Annual | 20
RB-HV-DuctSeal-MedToLow | DEER2020 | D20v0 | 2019-01-03 09:30 | PGE | MFm | Ex | CZ01 | rNCGF | Cap-Tons | 1 | 999 | None | 0.932 | 0 | 0.883 | [9 empty] | DEER:Res:HVAC_Eff_AC | Annual | 20
RB-HV-DuctSeal-MedToLow | DEER2020 | D20v0 | 2019-01-03 09:30 | PGE | MFm | Ex | CZ01 | rWtd | Household | 1 | 999 | None | 0.986 | 0 | 0.883 | [9 empty] | DEER:Res:HVAC_Eff_AC | Annual | 20
RB-HV-DuctSeal-MedToLow | DEER2020 | D20v0 | 2019-01-03 09:30 | PGE | MFm | Ex | CZ02 | rDXGF | Cap-Tons | 1 | 1070 | None | 2.7 | 0.0054 | 0.646 | [9 empty] | DEER:Res:HVAC_Eff_AC | Annual | 20
RB-HV-DuctSeal-MedToLow | DEER2020 | D20v0 | 2019-01-03 09:30 | PGE | MFm | Ex | CZ02 | rDXHP | Cap-Tons | 1 | 1070 | None | 9.4 | 0.0064 | 0 | [9 empty] | DEER:Res:HVAC_Eff_AC | Annual | 20
RB-HV-DuctSeal-MedToLow | DEER2020 | D20v0 | 2019-01-03 09:30 | PGE | MFm | Ex | CZ02 | rNCGF | Cap-Tons | 1 | 1070 | None | 0.608 | 0 | 0.59 | [9 empty] | DEER:Res:HVAC_Eff_AC | Annual | 20
RB-HV-DuctSeal-MedToLow | DEER2020 | D20v0 | 2019-01-03 09:30 | PGE | MFm | Ex | CZ02 | rWtd | Household | 1 | 1070 | None | 1.82 | 0.00229 | 0.579 | [9 empty] | DEER:Res:HVAC_Eff_AC | Annual | 20
RB-HV-DuctSeal-MedToLow | DEER2020 | D20v0 | 2019-01-03 09:30 | PGE | MFm | Ex | CZ03 | rDXGF | Cap-Tons | 1 | 999 | None | 1.08 | 0.00175 | 0.781 | [9 empty] | DEER:Res:HVAC_Eff_AC | Annual | 20
RB-HV-DuctSeal-MedToLow | DEER2020 | D20v0 | 2019-01-03 09:30 | PGE | MFm | Ex | CZ03 | rDXHP | Cap-Tons | 1 | 999 | None | 7.76 | 0.002 | 0 | [9 empty] | DEER:Res:HVAC_Eff_AC | Annual | 20
RB-HV-DuctSeal-MedToLow | DEER2020 | D20v0 | 2019-01-03 09:30 | PGE | MFm | Ex | CZ03 | rNCGF | Cap-Tons | 1 | 999 | None | 0.713 | 0 | 0.75 | [9 empty] | DEER:Res:HVAC_Eff_AC | Annual | 20
RB-HV-DuctSeal-MedToLow | DEER2020 | D20v0 | 2019-01-03 09:30 | PGE | MFm | Ex | CZ03 | rWtd | Household | 1 | 999 | None | 0.82 | 0.00016 | 0.744 | [9 empty] | DEER:Res:HVAC_Eff_AC | Annual | 20
RB-HV-DuctSeal-MedToLow | DEER2020 | D20v0 | 2019-01-03 09:30 | PGE | MFm | Ex | CZ04 | rDXGF | Cap-Tons | 1 | 999 | None | 3.65 | 0.00608 | 0.417 | [9 empty] | DEER:Res:HVAC_Eff_AC | Annual | 20
RB-HV-DuctSeal-MedToLow | DEER2020 | D20v0 | 2019-01-03 09:30 | PGE | MFm | Ex | CZ04 | rDXHP | Cap-Tons | 1 | 999 | None | 8.68 | 0.0064 | 0 | [9 empty] | DEER:Res:HVAC_Eff_AC | Annual | 20
RB-HV-DuctSeal-MedToLow | DEER2020 | D20v0 | 2019-01-03 09:30 | PGE | MFm | Ex | CZ04 | rNCGF | Cap-Tons | 1 | 999 | None | 0.39 | 0 | 0.397 | [9 empty] | DEER:Res:HVAC_Eff_AC | Annual | 20
RB-HV-DuctSeal-MedToLow | DEER2020 | D20v0 | 2019-01-03 09:30 | PGE | MFm | Ex | CZ04 | rWtd | Household | 1 | 999 | None | 2.11 | 0.0027 | 0.382 | [9 empty] | DEER:Res:HVAC_Eff_AC | Annual | 20
RB-HV-DuctSeal-MedToLow | DEER2020 | D20v0 | 2019-01-03 09:30 | PGE | MFm | Ex | CZ05 | rDXGF | Cap-Tons | 1.04 | 999 | None | 0.857 | 0.0012 | 0.585 | [9 empty] | DEER:Res:HVAC_Eff_AC | Annual | 20
RB-HV-DuctSeal-MedToLow | DEER2020 | D20v0 | 2019-01-03 09:30 | PGE | MFm | Ex | CZ05 | rDXHP | Cap-Tons | 1.04 | 999 | None | 6.86 | 0.00096 | 0 | [9 empty] | DEER:Res:HVAC_Eff_AC | Annual | 20
RB-HV-DuctSeal-MedToLow | DEER2020 | D20v0 | 2019-01-03 09:30 | PGE | MFm | Ex | CZ05 | rNCGF | Cap-Tons | 1.04 | 999 | None | 0.526 | 0 | 0.561 | [9 empty] | DEER:Res:HVAC_Eff_AC | Annual | 20
RB-HV-DuctSeal-MedToLow | DEER2020 | D20v0 | 2019-01-03 09:30 | PGE | MFm | Ex | CZ05 | rWtd | Household | 1.04 | 999 | None | 0.858 | 0.00036 | 0.546 | [9 empty] | DEER:Res:HVAC_Eff_AC | Annual | 20
RB-HV-DuctSeal-MedToLow | DEER2020 | D20v0 | 2019-01-03 09:30 | PGE | MFm | Ex | CZ11 | rDXGF | Cap-Tons | 1 | 1070 | None | 11.2 | 0.0103 | 0.91 | [9 empty] | DEER:Res:HVAC_Eff_AC | Annual | 20
RB-HV-DuctSeal-MedToLow | DEER2020 | D20v0 | 2019-01-03 09:30 | PGE | MFm | Ex | CZ11 | rDXHP | Cap-Tons | 1 | 1070 | None | 20.5 | 0.0103 | 0 | [9 empty] | DEER:Res:HVAC_Eff_AC | Annual | 20
RB-HV-DuctSeal-MedToLow | DEER2020 | D20v0 | 2019-01-03 09:30 | PGE | MFm | Ex | CZ11 | rNCGF | Cap-Tons | 1 | 1070 | None | 0.831 | 0 | 0.876 | [9 empty] | DEER:Res:HVAC_Eff_AC | Annual | 20
RB-HV-DuctSeal-MedToLow | DEER2020 | D20v0 | 2019-01-03 09:30 | PGE | MFm | Ex | CZ11 | rWtd | Household | 1 | 1070 | None | 12 | 0.0101 | 0.797 | [9 empty] | DEER:Res:HVAC_Eff_AC | Annual | 20
RB-HV-DuctSeal-MedToLow | DEER2020 | D20v0 | 2019-01-03 09:30 | PGE | MFm | Ex | CZ12 | rDXGF | Cap-Tons | 1 | 1070 | None | 6.35 | 0.007 | 0.653 | [9 empty] | DEER:Res:HVAC_Eff_AC | Annual | 20
RB-HV-DuctSeal-MedToLow | DEER2020 | D20v0 | 2019-01-03 09:30 | PGE | MFm | Ex | CZ12 | rDXHP | Cap-Tons | 1 | 1070 | None | 13.1 | 0.0072 | 0 | [9 empty] | DEER:Res:HVAC_Eff_AC | Annual | 20
RB-HV-DuctSeal-MedToLow | DEER2020 | D20v0 | 2019-01-03 09:30 | PGE | MFm | Ex | CZ12 | rNCGF | Cap-Tons | 1 | 1070 | None | 0.604 | 0 | 0.616 | [9 empty] | DEER:Res:HVAC_Eff_AC | Annual | 20
RB-HV-DuctSeal-MedToLow | DEER2020 | D20v0 | 2019-01-03 09:30 | PGE | MFm | Ex | CZ12 | rWtd | Household | 1 | 1070 | None | 6.43 | 0.0062 | 0.576 | [9 empty] | DEER:Res:HVAC_Eff_AC | Annual | 20
RB-HV-DuctSeal-MedToLow | DEER2020 | D20v0 | 2019-01-03 09:30 | PGE | MFm | Ex | CZ13 | rDXGF | Cap-Tons | 1 | 1070 | None | 10.3 | 0.00821 | 0.764 | [9 empty] | DEER:Res:HVAC_Eff_AC | Annual | 20
RB-HV-DuctSeal-MedToLow | DEER2020 | D20v0 | 2019-01-03 09:30 | PGE | MFm | Ex | CZ13 | rDXHP | Cap-Tons | 1 | 1070 | None | 17.9 | 0.00896 | 0 | [9 empty] | DEER:Res:HVAC_Eff_AC | Annual | 20
RB-HV-DuctSeal-MedToLow | DEER2020 | D20v0 | 2019-01-03 09:30 | PGE | MFm | Ex | CZ13 | rNCGF | Cap-Tons | 1 | 1070 | None | 0.697 | 0 | 0.725 | [9 empty] | DEER:Res:HVAC_Eff_AC | Annual | 20
RB-HV-DuctSeal-MedToLow | DEER2020 | D20v0 | 2019-01-03 09:30 | PGE | MFm | Ex | CZ13 | rWtd | Household | 1 | 1070 | None | 10.9 | 0.00806 | 0.67 | [9 empty] | DEER:Res:HVAC_Eff_AC | Annual | 20
RB-HV-DuctSeal-MedToLow | DEER2020 | D20v0 | 2019-01-03 09:30 | PGE | MFm | Ex | CZ16 | rDXGF | Cap-Tons | 1 | 999 | None | 8.15 | 0.0075 | 1.9 | [9 empty] | DEER:Res:HVAC_Eff_AC | Annual | 20
RB-HV-DuctSeal-MedToLow | DEER2020 | D20v0 | 2019-01-03 09:30 | PGE | MFm | Ex | CZ16 | rDXHP | Cap-Tons | 1 | 999 | None | 36.8 | 0.0085 | 0 | [9 empty] | DEER:Res:HVAC_Eff_AC | Annual | 20
RB-HV-DuctSeal-MedToLow | DEER2020 | D20v0 | 2019-01-03 09:30 | PGE | MFm | Ex | CZ16 | rNCGF | Cap-Tons | 1 | 999 | None | 1.71 | 0 | 1.81 | [9 empty] | DEER:Res:HVAC_Eff_AC | Annual | 20
RB-HV-DuctSeal-MedToLow | DEER2020 | D20v0 | 2019-01-03 09:30 | PGE | MFm | Ex | CZ16 | rWtd | Household | 1 | 999 | None | 9.1 | 0.00562 | 1.7 | [9 empty] | DEER:Res:HVAC_Eff_AC | Annual | 20
RB-HV-DuctSeal-MedToLow | DEER2020 | D20v0 | 2019-01-03 09:30 | PGE | MFm | Ex | IOU | rDXGF | Cap-Tons | 1 | 1030 | None | 3.37 | 0.00441 | 0.679 | [9 empty] | DEER:Res:HVAC_Eff_AC | Annual | 20
RB-HV-DuctSeal-MedToLow | DEER2020 | D20v0 | 2019-01-03 09:30 | PGE | MFm | Ex | IOU | rDXHP | Cap-Tons | 1 | 1030 | None | 10 | 0.00475 | 0 | [9 empty] | DEER:Res:HVAC_Eff_AC | Annual | 20
RB-HV-DuctSeal-MedToLow | DEER2020 | D20v0 | 2019-01-03 09:30 | PGE | MFm | Ex | IOU | rNCGF | Cap-Tons | 1 | 1030 | None | 0.626 | 0 | 0.64 | [9 empty] | DEER:Res:HVAC_Eff_AC | Annual | 20
RB-HV-DuctSeal-MedToLow | DEER2020 | D20v0 | 2019-01-03 09:30 | PGE | MFm | Ex | IOU | rWtd | Household | 1 | 1030 | None | 2.91 | 0.00263 | 0.622 | [9 empty] | DEER:Res:HVAC_Eff_AC | Annual | 20
RB-HV-DuctSeal-MedToLow | DEER2020 | D20v0 | 2019-01-03 09:30 | PGE | Res | Ex | CZ01 | rDXGF | Cap-Tons | 1.8 | 1750 | None | 2.5 | 0 | 3.05 | [9 empty] | DEER:Res:HVAC_Eff_AC | Annual | 20
RB-HV-DuctSeal-MedToLow | DEER2020 | D20v0 | 2019-01-03 09:30 | PGE | Res | Ex | CZ01 | rDXHP | Cap-Tons | 1.8 | 1750 | None | 31.5 | 0 | 0 | [9 empty] | DEER:Res:HVAC_Eff_AC | Annual | 20
RB-HV-DuctSeal-MedToLow | DEER2020 | D20v0 | 2019-01-03 09:30 | PGE | Res | Ex | CZ01 | rNCGF | Cap-Tons | 1.8 | 1750 | None | 2.2 | 0 | 2.94 | [9 empty] | DEER:Res:HVAC_Eff_AC | Annual | 20
RB-HV-DuctSeal-MedToLow | DEER2020 | D20v0 | 2019-01-03 09:30 | PGE | Res | Ex | CZ01 | rWtd | Household | 1.8 | 1750 | None | 2.2 | 0 | 2.93 | [9 empty] | DEER:Res:HVAC_Eff_AC | Annual | 20
RB-HV-DuctSeal-MedToLow | DEER2020 | D20v0 | 2019-01-03 09:30 | PGE | Res | Ex | CZ02 | rDXGF | Cap-Tons | 1.6 | 1410 | None | 12.8 | 0.017 | 2.67 | [9 empty] | DEER:Res:HVAC_Eff_AC | Annual | 20
RB-HV-DuctSeal-MedToLow | DEER2020 | D20v0 | 2019-01-03 09:30 | PGE | Res | Ex | CZ02 | rDXHP | Cap-Tons | 1.6 | 1410 | None | 41.5 | 0.018 | 0 | [9 empty] | DEER:Res:HVAC_Eff_AC | Annual | 20
RB-HV-DuctSeal-MedToLow | DEER2020 | D20v0 | 2019-01-03 09:30 | PGE | Res | Ex | CZ02 | rNCGF | Cap-Tons | 1.6 | 1410 | None | 1.9 | 0 | 2.57 | [9 empty] | DEER:Res:HVAC_Eff_AC | Annual | 20
RB-HV-DuctSeal-MedToLow | DEER2020 | D20v0 | 2019-01-03 09:30 | PGE | Res | Ex | CZ02 | rWtd | Household | 1.6 | 1410 | None | 10.7 | 0.008 | 2.53 | [9 empty] | DEER:Res:HVAC_Eff_AC | Annual | 20
RB-HV-DuctSeal-MedToLow | DEER2020 | D20v0 | 2019-01-03 09:30 | PGE | Res | Ex | CZ03 | rDXGF | Cap-Tons | 1.9 | 1510 | None | 3 | 0.006 | 1.83 | [9 empty] | DEER:Res:HVAC_Eff_AC | Annual | 20
RB-HV-DuctSeal-MedToLow | DEER2020 | D20v0 | 2019-01-03 09:30 | PGE | Res | Ex | CZ03 | rDXHP | Cap-Tons | 1.9 | 1510 | None | 17.8 | 0.006 | 0 | [9 empty] | DEER:Res:HVAC_Eff_AC | Annual | 20
RB-HV-DuctSeal-MedToLow | DEER2020 | D20v0 | 2019-01-03 09:30 | PGE | Res | Ex | CZ03 | rNCGF | Cap-Tons | 1.9 | 1510 | None | 1.3 | 0 | 1.78 | [9 empty] | DEER:Res:HVAC_Eff_AC | Annual | 20
RB-HV-DuctSeal-MedToLow | DEER2020 | D20v0 | 2019-01-03 09:30 | PGE | Res | Ex | CZ03 | rWtd | Household | 1.9 | 1510 | None | 2 | 0.001 | 1.77 | [9 empty] | DEER:Res:HVAC_Eff_AC | Annual | 20
RB-HV-DuctSeal-MedToLow | DEER2020 | D20v0 | 2019-01-03 09:30 | PGE | Res | Ex | CZ04 | rDXGF | Cap-Tons | 2.2 | 1650 | None | 14.5 | 0.019 | 2.12 | [9 empty] | DEER:Res:HVAC_Eff_AC | Annual | 20
RB-HV-DuctSeal-MedToLow | DEER2020 | D20v0 | 2019-01-03 09:30 | PGE | Res | Ex | CZ04 | rDXHP | Cap-Tons | 2.2 | 1650 | None | 37.8 | 0.019 | 0 | [9 empty] | DEER:Res:HVAC_Eff_AC | Annual | 20
RB-HV-DuctSeal-MedToLow | DEER2020 | D20v0 | 2019-01-03 09:30 | PGE | Res | Ex | CZ04 | rNCGF | Cap-Tons | 2.2 | 1650 | None | 1.4 | 0 | 2.04 | [9 empty] | DEER:Res:HVAC_Eff_AC | Annual | 20
RB-HV-DuctSeal-MedToLow | DEER2020 | D20v0 | 2019-01-03 09:30 | PGE | Res | Ex | CZ04 | rWtd | Household | 2.2 | 1650 | None | 10.6 | 0.01 | 2.01 | [9 empty] | DEER:Res:HVAC_Eff_AC | Annual | 20
RB-HV-DuctSeal-MedToLow | DEER2020 | D20v0 | 2019-01-03 09:30 | PGE | Res | Ex | CZ05 | rDXGF | Cap-Tons | 3.5 | 2130 | None | 10.6 | 0.013 | 3.77 | [9 empty] | DEER:Res:HVAC_Eff_AC | Annual | 20
RB-HV-DuctSeal-MedToLow | DEER2020 | D20v0 | 2019-01-03 09:30 | PGE | Res | Ex | CZ05 | rDXHP | Cap-Tons | 3.5 | 2130 | None | 43.8 | 0.013 | 0 | [9 empty] | DEER:Res:HVAC_Eff_AC | Annual | 20
RB-HV-DuctSeal-MedToLow | DEER2020 | D20v0 | 2019-01-03 09:30 | PGE | Res | Ex | CZ05 | rNCGF | Cap-Tons | 3.5 | 2130 | None | 2.3 | 0 | 3.61 | [9 empty] | DEER:Res:HVAC_Eff_AC | Annual | 20
RB-HV-DuctSeal-MedToLow | DEER2020 | D20v0 | 2019-01-03 09:30 | PGE | Res | Ex | CZ05 | rWtd | Household | 3.5 | 2130 | None | 4 | 0.002 | 3.59 | [9 empty] | DEER:Res:HVAC_Eff_AC | Annual | 20
RB-HV-DuctSeal-MedToLow | DEER2020 | D20v0 | 2019-01-03 09:30 | PGE | Res | Ex | CZ11 | rDXGF | Cap-Tons | 2.7 | 1860 | None | 36.7 | 0.047 | 3.21 | [9 empty] | DEER:Res:HVAC_Eff_AC | Annual | 20
RB-HV-DuctSeal-MedToLow | DEER2020 | D20v0 | 2019-01-03 09:30 | PGE | Res | Ex | CZ11 | rDXHP | Cap-Tons | 2.7 | 1860 | None | 72.6 | 0.048 | 0 | [9 empty] | DEER:Res:HVAC_Eff_AC | Annual | 20
RB-HV-DuctSeal-MedToLow | DEER2020 | D20v0 | 2019-01-03 09:30 | PGE | Res | Ex | CZ11 | rNCGF | Cap-Tons | 2.7 | 1860 | None | 2.1 | 0 | 3.11 | [9 empty] | DEER:Res:HVAC_Eff_AC | Annual | 20
RB-HV-DuctSeal-MedToLow | DEER2020 | D20v0 | 2019-01-03 09:30 | PGE | Res | Ex | CZ11 | rWtd | Household | 2.7 | 1860 | None | 36.5 | 0.044 | 3.01 | [9 empty] | DEER:Res:HVAC_Eff_AC | Annual | 20
RB-HV-DuctSeal-MedToLow | DEER2020 | D20v0 | 2019-01-03 09:30 | PGE | Res | Ex | CZ12 | rDXGF | Cap-Tons | 2.1 | 1720 | None | 18 | 0.026 | 3.14 | [9 empty] | DEER:Res:HVAC_Eff_AC | Annual | 20
RB-HV-DuctSeal-MedToLow | DEER2020 | D20v0 | 2019-01-03 09:30 | PGE | Res | Ex | CZ12 | rDXHP | Cap-Tons | 2.1 | 1720 | None | 51.5 | 0.026 | 0 | [9 empty] | DEER:Res:HVAC_Eff_AC | Annual | 20
RB-HV-DuctSeal-MedToLow | DEER2020 | D20v0 | 2019-01-03 09:30 | PGE | Res | Ex | CZ12 | rNCGF | Cap-Tons | 2.1 | 1720 | None | 2.1 | 0 | 3.05 | [9 empty] | DEER:Res:HVAC_Eff_AC | Annual | 20
RB-HV-DuctSeal-MedToLow | DEER2020 | D20v0 | 2019-01-03 09:30 | PGE | Res | Ex | CZ12 | rWtd | Household | 2.1 | 1720 | None | 18 | 0.023 | 2.97 | [9 empty] | DEER:Res:HVAC_Eff_AC | Annual | 20
RB-HV-DuctSeal-MedToLow | DEER2020 | D20v0 | 2019-01-03 09:30 | PGE | Res | Ex | CZ13 | rDXGF | Cap-Tons | 2.4 | 1850 | None | 34.9 | 0.033 | 3.19 | [9 empty] | DEER:Res:HVAC_Eff_AC | Annual | 20
RB-HV-DuctSeal-MedToLow | DEER2020 | D20v0 | 2019-01-03 09:30 | PGE | Res | Ex | CZ13 | rDXHP | Cap-Tons | 2.4 | 1850 | None | 72.1 | 0.034 | 0 | [9 empty] | DEER:Res:HVAC_Eff_AC | Annual | 20
RB-HV-DuctSeal-MedToLow | DEER2020 | D20v0 | 2019-01-03 09:30 | PGE | Res | Ex | CZ13 | rNCGF | Cap-Tons | 2.4 | 1850 | None | 2.1 | 0 | 3.1 | [9 empty] | DEER:Res:HVAC_Eff_AC | Annual | 20
RB-HV-DuctSeal-MedToLow | DEER2020 | D20v0 | 2019-01-03 09:30 | PGE | Res | Ex | CZ13 | rWtd | Household | 2.4 | 1850 | None | 35.6 | 0.031 | 3.01 | [9 empty] | DEER:Res:HVAC_Eff_AC | Annual | 20
RB-HV-DuctSeal-MedToLow | DEER2020 | D20v0 | 2019-01-03 09:30 | PGE | Res | Ex | CZ16 | rDXGF | Cap-Tons | 3.6 | 1920 | None | 33.2 | 0.016 | 3.39 | [9 empty] | DEER:Res:HVAC_Eff_AC | Annual | 20
RB-HV-DuctSeal-MedToLow | DEER2020 | D20v0 | 2019-01-03 09:30 | PGE | Res | Ex | CZ16 | rDXHP | Cap-Tons | 3.6 | 1920 | None | 79.5 | 0.018 | 0 | [9 empty] | DEER:Res:HVAC_Eff_AC | Annual | 20
RB-HV-DuctSeal-MedToLow | DEER2020 | D20v0 | 2019-01-03 09:30 | PGE | Res | Ex | CZ16 | rNCGF | Cap-Tons | 3.6 | 1920 | None | 2 | 0 | 3.17 | [9 empty] | DEER:Res:HVAC_Eff_AC | Annual | 20
RB-HV-DuctSeal-MedToLow | DEER2020 | D20v0 | 2019-01-03 09:30 | PGE | Res | Ex | CZ16 | rWtd | Household | 3.6 | 1920 | None | 23.4 | 0.01 | 3.13 | [9 empty] | DEER:Res:HVAC_Eff_AC | Annual | 20
RB-HV-DuctSeal-MedToLow | DEER2020 | D20v0 | 2019-01-03 09:30 | PGE | Res | Ex | IOU | rDXGF | Cap-Tons | 2.2 | 1690 | None | 17.5 | 0.022 | 2.73 | [9 empty] | DEER:Res:HVAC_Eff_AC | Annual | 20
RB-HV-DuctSeal-MedToLow | DEER2020 | D20v0 | 2019-01-03 09:30 | PGE | Res | Ex | IOU | rDXHP | Cap-Tons | 2.2 | 1690 | None | 46.1 | 0.023 | 0 | [9 empty] | DEER:Res:HVAC_Eff_AC | Annual | 20
RB-HV-DuctSeal-MedToLow | DEER2020 | D20v0 | 2019-01-03 09:30 | PGE | Res | Ex | IOU | rNCGF | Cap-Tons | 2.2 | 1690 | None | 1.8 | 0 | 2.64 | [9 empty] | DEER:Res:HVAC_Eff_AC | Annual | 20
RB-HV-DuctSeal-MedToLow | DEER2020 | D20v0 | 2019-01-03 09:30 | PGE | Res | Ex | IOU | rWtd | Household | 2.2 | 1690 | None | 16.5 | 0.018 | 2.59 | [9 empty] | DEER:Res:HVAC_Eff_AC | Annual | 20
RB-HV-DuctSeal-MedToLow | DEER2020 | D20v0 | 2019-01-03 09:30 | PGE | SFm | Ex | CZ01 | rDXGF | Cap-Tons | 2.33 | 2300 | None | 3.35 | 0 | 4.53 | [9 empty] | DEER:Res:HVAC_Eff_AC | Annual | 20
RB-HV-DuctSeal-MedToLow | DEER2020 | D20v0 | 2019-01-03 09:30 | PGE | SFm | Ex | CZ01 | rDXHP | Cap-Tons | 2.33 | 2300 | None | 46.2 | 0 | 0 | [9 empty] | DEER:Res:HVAC_Eff_AC | Annual | 20
RB-HV-DuctSeal-MedToLow | DEER2020 | D20v0 | 2019-01-03 09:30 | PGE | SFm | Ex | CZ01 | rNCGF | Cap-Tons | 2.33 | 2300 | None | 3.09 | 0 | 4.42 | [9 empty] | DEER:Res:HVAC_Eff_AC | Annual | 20
RB-HV-DuctSeal-MedToLow | DEER2020 | D20v0 | 2019-01-03 09:30 | PGE | SFm | Ex | CZ01 | rWtd | Household | 2.33 | 2300 | None | 3.13 | 0 | 4.42 | [9 empty] | DEER:Res:HVAC_Eff_AC | Annual | 20
RB-HV-DuctSeal-MedToLow | DEER2020 | D20v0 | 2019-01-03 09:30 | PGE | SFm | Ex | CZ02 | rDXGF | Cap-Tons | 2.21 | 1950 | None | 12.3 | 0.0308 | 5.67 | [9 empty] | DEER:Res:HVAC_Eff_AC | Annual | 20
RB-HV-DuctSeal-MedToLow | DEER2020 | D20v0 | 2019-01-03 09:30 | PGE | SFm | Ex | CZ02 | rDXHP | Cap-Tons | 2.21 | 1950 | None | 74.1 | 0.031 | 0 | [9 empty] | DEER:Res:HVAC_Eff_AC | Annual | 20
RB-HV-DuctSeal-MedToLow | DEER2020 | D20v0 | 2019-01-03 09:30 | PGE | SFm | Ex | CZ02 | rNCGF | Cap-Tons | 2.21 | 1950 | None | 3.94 | 0 | 5.53 | [9 empty] | DEER:Res:HVAC_Eff_AC | Annual | 20
RB-HV-DuctSeal-MedToLow | DEER2020 | D20v0 | 2019-01-03 09:30 | PGE | SFm | Ex | CZ02 | rWtd | Household | 2.21 | 1950 | None | 8.55 | 0.0121 | 5.46 | [9 empty] | DEER:Res:HVAC_Eff_AC | Annual | 20
RB-HV-DuctSeal-MedToLow | DEER2020 | D20v0 | 2019-01-03 09:30 | PGE | SFm | Ex | CZ03 | rDXGF | Cap-Tons | 3.23 | 2300 | None | 4.19 | 0.0113 | 3.44 | [9 empty] | DEER:Res:HVAC_Eff_AC | Annual | 20
RB-HV-DuctSeal-MedToLow | DEER2020 | D20v0 | 2019-01-03 09:30 | PGE | SFm | Ex | CZ03 | rDXHP | Cap-Tons | 3.23 | 2300 | None | 31.3 | 0.0114 | 0 | [9 empty] | DEER:Res:HVAC_Eff_AC | Annual | 20
RB-HV-DuctSeal-MedToLow | DEER2020 | D20v0 | 2019-01-03 09:30 | PGE | SFm | Ex | CZ03 | rNCGF | Cap-Tons | 3.23 | 2300 | None | 2.14 | 0 | 3.35 | [9 empty] | DEER:Res:HVAC_Eff_AC | Annual | 20
RB-HV-DuctSeal-MedToLow | DEER2020 | D20v0 | 2019-01-03 09:30 | PGE | SFm | Ex | CZ03 | rWtd | Household | 3.23 | 2300 | None | 2.6 | 0.00147 | 3.34 | [9 empty] | DEER:Res:HVAC_Eff_AC | Annual | 20
RB-HV-DuctSeal-MedToLow | DEER2020 | D20v0 | 2019-01-03 09:30 | PGE | SFm | Ex | CZ04 | rDXGF | Cap-Tons | 3.17 | 2300 | None | 12.5 | 0.028 | 3.53 | [9 empty] | DEER:Res:HVAC_Eff_AC | Annual | 20
RB-HV-DuctSeal-MedToLow | DEER2020 | D20v0 | 2019-01-03 09:30 | PGE | SFm | Ex | CZ04 | rDXHP | Cap-Tons | 3.17 | 2300 | None | 50.9 | 0.029 | 0 | [9 empty] | DEER:Res:HVAC_Eff_AC | Annual | 20
RB-HV-DuctSeal-MedToLow | DEER2020 | D20v0 | 2019-01-03 09:30 | PGE | SFm | Ex | CZ04 | rNCGF | Cap-Tons | 3.17 | 2300 | None | 2.21 | 0 | 3.44 | [9 empty] | DEER:Res:HVAC_Eff_AC | Annual | 20
RB-HV-DuctSeal-MedToLow | DEER2020 | D20v0 | 2019-01-03 09:30 | PGE | SFm | Ex | CZ04 | rWtd | Household | 3.17 | 2300 | None | 8.56 | 0.0144 | 3.39 | [9 empty] | DEER:Res:HVAC_Eff_AC | Annual | 20
RB-HV-DuctSeal-MedToLow | DEER2020 | D20v0 | 2019-01-03 09:30 | PGE | SFm | Ex | CZ05 | rDXGF | Cap-Tons | 3.55 | 2300 | None | 3.72 | 0.00946 | 3.71 | [9 empty] | DEER:Res:HVAC_Eff_AC | Annual | 20
RB-HV-DuctSeal-MedToLow | DEER2020 | D20v0 | 2019-01-03 09:30 | PGE | SFm | Ex | CZ05 | rDXHP | Cap-Tons | 3.55 | 2300 | None | 37 | 0.00883 | 0 | [9 empty] | DEER:Res:HVAC_Eff_AC | Annual | 20
RB-HV-DuctSeal-MedToLow | DEER2020 | D20v0 | 2019-01-03 09:30 | PGE | SFm | Ex | CZ05 | rNCGF | Cap-Tons | 3.55 | 2300 | None | 2.26 | 0 | 3.6 | [9 empty] | DEER:Res:HVAC_Eff_AC | Annual | 20
RB-HV-DuctSeal-MedToLow | DEER2020 | D20v0 | 2019-01-03 09:30 | PGE | SFm | Ex | CZ05 | rWtd | Household | 3.55 | 2300 | None | 2.94 | 0.00196 | 3.58 | [9 empty] | DEER:Res:HVAC_Eff_AC | Annual | 20
RB-HV-DuctSeal-MedToLow | DEER2020 | D20v0 | 2019-01-03 09:30 | PGE | SFm | Ex | CZ11 | rDXGF | Cap-Tons | 2.66 | 1950 | None | 30.7 | 0.0448 | 3.22 | [9 empty] | DEER:Res:HVAC_Eff_AC | Annual | 20
RB-HV-DuctSeal-MedToLow | DEER2020 | D20v0 | 2019-01-03 09:30 | PGE | SFm | Ex | CZ11 | rDXHP | Cap-Tons | 2.66 | 1950 | None | 67 | 0.046 | 0 | [9 empty] | DEER:Res:HVAC_Eff_AC | Annual | 20
RB-HV-DuctSeal-MedToLow | DEER2020 | D20v0 | 2019-01-03 09:30 | PGE | SFm | Ex | CZ11 | rNCGF | Cap-Tons | 2.66 | 1950 | None | 2.09 | 0 | 3.15 | [9 empty] | DEER:Res:HVAC_Eff_AC | Annual | 20
RB-HV-DuctSeal-MedToLow | DEER2020 | D20v0 | 2019-01-03 09:30 | PGE | SFm | Ex | CZ11 | rWtd | Household | 2.66 | 1950 | None | 30.6 | 0.0418 | 3.05 | [9 empty] | DEER:Res:HVAC_Eff_AC | Annual | 20
RB-HV-DuctSeal-MedToLow | DEER2020 | D20v0 | 2019-01-03 09:30 | PGE | SFm | Ex | CZ12 | rDXGF | Cap-Tons | 2.47 | 1950 | None | 18.9 | 0.0311 | 3.98 | [9 empty] | DEER:Res:HVAC_Eff_AC | Annual | 20
RB-HV-DuctSeal-MedToLow | DEER2020 | D20v0 | 2019-01-03 09:30 | PGE | SFm | Ex | CZ12 | rDXHP | Cap-Tons | 2.47 | 1950 | None | 61.4 | 0.0312 | 0 | [9 empty] | DEER:Res:HVAC_Eff_AC | Annual | 20
RB-HV-DuctSeal-MedToLow | DEER2020 | D20v0 | 2019-01-03 09:30 | PGE | SFm | Ex | CZ12 | rNCGF | Cap-Tons | 2.47 | 1950 | None | 2.65 | 0 | 3.88 | [9 empty] | DEER:Res:HVAC_Eff_AC | Annual | 20
RB-HV-DuctSeal-MedToLow | DEER2020 | D20v0 | 2019-01-03 09:30 | PGE | SFm | Ex | CZ12 | rWtd | Household | 2.47 | 1950 | None | 18.9 | 0.0273 | 3.78 | [9 empty] | DEER:Res:HVAC_Eff_AC | Annual | 20
RB-HV-DuctSeal-MedToLow | DEER2020 | D20v0 | 2019-01-03 09:30 | PGE | SFm | Ex | CZ13 | rDXGF | Cap-Tons | 2.55 | 1950 | None | 34.5 | 0.0342 | 3.44 | [9 empty] | DEER:Res:HVAC_Eff_AC | Annual | 20
RB-HV-DuctSeal-MedToLow | DEER2020 | D20v0 | 2019-01-03 09:30 | PGE | SFm | Ex | CZ13 | rDXHP | Cap-Tons | 2.55 | 1950 | None | 74.9 | 0.036 | 0 | [9 empty] | DEER:Res:HVAC_Eff_AC | Annual | 20
RB-HV-DuctSeal-MedToLow | DEER2020 | D20v0 | 2019-01-03 09:30 | PGE | SFm | Ex | CZ13 | rNCGF | Cap-Tons | 2.55 | 1950 | None | 2.27 | 0 | 3.36 | [9 empty] | DEER:Res:HVAC_Eff_AC | Annual | 20
RB-HV-DuctSeal-MedToLow | DEER2020 | D20v0 | 2019-01-03 09:30 | PGE | SFm | Ex | CZ13 | rWtd | Household | 2.55 | 1950 | None | 35.4 | 0.0329 | 3.26 | [9 empty] | DEER:Res:HVAC_Eff_AC | Annual | 20
RB-HV-DuctSeal-MedToLow | DEER2020 | D20v0 | 2019-01-03 09:30 | PGE | SFm | Ex | CZ16 | rDXGF | Cap-Tons | 3.61 | 2300 | None | 5.82 | 0.0116 | 3 | [9 empty] | DEER:Res:HVAC_Eff_AC | Annual | 20
RB-HV-DuctSeal-MedToLow | DEER2020 | D20v0 | 2019-01-03 09:30 | PGE | SFm | Ex | CZ16 | rDXHP | Cap-Tons | 3.61 | 2300 | None | 48 | 0.0116 | 0 | [9 empty] | DEER:Res:HVAC_Eff_AC | Annual | 20
RB-HV-DuctSeal-MedToLow | DEER2020 | D20v0 | 2019-01-03 09:30 | PGE | SFm | Ex | CZ16 | rNCGF | Cap-Tons | 3.61 | 2300 | None | 1.82 | 0 | 2.91 | [9 empty] | DEER:Res:HVAC_Eff_AC | Annual | 20
RB-HV-DuctSeal-MedToLow | DEER2020 | D20v0 | 2019-01-03 09:30 | PGE | SFm | Ex | CZ16 | rWtd | Household | 3.61 | 2300 | None | 5.32 | 0.00645 | 2.87 | [9 empty] | DEER:Res:HVAC_Eff_AC | Annual | 20
RB-HV-DuctSeal-MedToLow | DEER2020 | D20v0 | 2019-01-03 09:30 | PGE | SFm | Ex | IOU | rDXGF | Cap-Tons | 2.69 | 2050 | None | 19.5 | 0.0293 | 3.74 | [9 empty] | DEER:Res:HVAC_Eff_AC | Annual | 20
RB-HV-DuctSeal-MedToLow | DEER2020 | D20v0 | 2019-01-03 09:30 | PGE | SFm | Ex | IOU | rDXHP | Cap-Tons | 2.69 | 2050 | None | 59 | 0.0299 | 0 | [9 empty] | DEER:Res:HVAC_Eff_AC | Annual | 20
RB-HV-DuctSeal-MedToLow | DEER2020 | D20v0 | 2019-01-03 09:30 | PGE | SFm | Ex | IOU | rNCGF | Cap-Tons | 2.69 | 2050 | None | 2.45 | 0 | 3.65 | [9 empty] | DEER:Res:HVAC_Eff_AC | Annual | 20
RB-HV-DuctSeal-MedToLow | DEER2020 | D20v0 | 2019-01-03 09:30 | PGE | SFm | Ex | IOU | rWtd | Household | 2.69 | 2050 | None | 18.8 | 0.0237 | 3.57 | [9 empty] | DEER:Res:HVAC_Eff_AC | Annual | 20
RB-HV-DuctSeal-MedToLow | DEER2020 | D20v0 | 2019-01-03 09:30 | SCE | DMo | Ex | CZ05 | rDXGF | Cap-Tons | 3.5 | 1240 | None | 71.5 | 0.0361 | 2.91 | [9 empty] | DEER:Res:HVAC_Eff_AC | Annual | 20
RB-HV-DuctSeal-MedToLow | DEER2020 | D20v0 | 2019-01-03 09:30 | SCE | DMo | Ex | CZ05 | rDXHP | Cap-Tons | 3.5 | 1240 | None | 95.3 | 0.0389 | 0 | [9 empty] | DEER:Res:HVAC_Eff_AC | Annual | 20
RB-HV-DuctSeal-MedToLow | DEER2020 | D20v0 | 2019-01-03 09:30 | SCE | DMo | Ex | CZ05 | rNCGF | Cap-Tons | 3.5 | 1240 | None | 1.68 | 0 | 2.6 | [9 empty] | DEER:Res:HVAC_Eff_AC | Annual | 20
RB-HV-DuctSeal-MedToLow | DEER2020 | D20v0 | 2019-01-03 09:30 | SCE | DMo | Ex | CZ05 | rWtd | Household | 3.5 | 1240 | None | 61.9 | 0.0302 | 2.56 | [9 empty] | DEER:Res:HVAC_Eff_AC | Annual | 20
RB-HV-DuctSeal-MedToLow | DEER2020 | D20v0 | 2019-01-03 09:30 | SCE | DMo | Ex | CZ06 | rDXGF | Cap-Tons | 3.5 | 1240 | None | 115 | 0.0335 | 1.77 | [9 empty] | DEER:Res:HVAC_Eff_AC | Annual | 20
RB-HV-DuctSeal-MedToLow | DEER2020 | D20v0 | 2019-01-03 09:30 | SCE | DMo | Ex | CZ06 | rDXHP | Cap-Tons | 3.5 | 1240 | None | 132 | 0.0381 | 0 | [9 empty] | DEER:Res:HVAC_Eff_AC | Annual | 20
RB-HV-DuctSeal-MedToLow | DEER2020 | D20v0 | 2019-01-03 09:30 | SCE | DMo | Ex | CZ06 | rNCGF | Cap-Tons | 3.5 | 1240 | None | 1.02 | 0 | 1.58 | [9 empty] | DEER:Res:HVAC_Eff_AC | Annual | 20
RB-HV-DuctSeal-MedToLow | DEER2020 | D20v0 | 2019-01-03 09:30 | SCE | DMo | Ex | CZ06 | rWtd | Household | 3.5 | 1240 | None | 33.6 | 0.00951 | 1.57 | [9 empty] | DEER:Res:HVAC_Eff_AC | Annual | 20
RB-HV-DuctSeal-MedToLow | DEER2020 | D20v0 | 2019-01-03 09:30 | SCE | DMo | Ex | CZ08 | rDXGF | Cap-Tons | 3.5 | 1240 | None | 127 | 0.0278 | 1.6 | [9 empty] | DEER:Res:HVAC_Eff_AC | Annual | 20
RB-HV-DuctSeal-MedToLow | DEER2020 | D20v0 | 2019-01-03 09:30 | SCE | DMo | Ex | CZ08 | rDXHP | Cap-Tons | 3.5 | 1240 | None | 142 | 0.0322 | 0 | [9 empty] | DEER:Res:HVAC_Eff_AC | Annual | 20
RB-HV-DuctSeal-MedToLow | DEER2020 | D20v0 | 2019-01-03 09:30 | SCE | DMo | Ex | CZ08 | rNCGF | Cap-Tons | 3.5 | 1240 | None | 0.933 | 0 | 1.45 | [9 empty] | DEER:Res:HVAC_Eff_AC | Annual | 20
RB-HV-DuctSeal-MedToLow | DEER2020 | D20v0 | 2019-01-03 09:30 | SCE | DMo | Ex | CZ08 | rWtd | Household | 3.5 | 1240 | None | 105 | 0.0231 | 1.41 | [9 empty] | DEER:Res:HVAC_Eff_AC | Annual | 20
RB-HV-DuctSeal-MedToLow | DEER2020 | D20v0 | 2019-01-03 09:30 | SCE | DMo | Ex | CZ09 | rDXGF | Cap-Tons | 3.5 | 1240 | None | 113 | 0.0524 | 2.11 | [9 empty] | DEER:Res:HVAC_Eff_AC | Annual | 20
RB-HV-DuctSeal-MedToLow | DEER2020 | D20v0 | 2019-01-03 09:30 | SCE | DMo | Ex | CZ09 | rDXHP | Cap-Tons | 3.5 | 1240 | None | 131 | 0.0595 | 0 | [9 empty] | DEER:Res:HVAC_Eff_AC | Annual | 20
RB-HV-DuctSeal-MedToLow | DEER2020 | D20v0 | 2019-01-03 09:30 | SCE | DMo | Ex | CZ09 | rNCGF | Cap-Tons | 3.5 | 1240 | None | 1.23 | 0 | 1.9 | [9 empty] | DEER:Res:HVAC_Eff_AC | Annual | 20
RB-HV-DuctSeal-MedToLow | DEER2020 | D20v0 | 2019-01-03 09:30 | SCE | DMo | Ex | CZ09 | rWtd | Household | 3.5 | 1240 | None | 96.5 | 0.0447 | 1.86 | [9 empty] | DEER:Res:HVAC_Eff_AC | Annual | 20
RB-HV-DuctSeal-MedToLow | DEER2020 | D20v0 | 2019-01-03 09:30 | SCE | DMo | Ex | CZ10 | rDXGF | Cap-Tons | 3.5 | 1240 | None | 119 | 0.0538 | 1.78 | [9 empty] | DEER:Res:HVAC_Eff_AC | Annual | 20
RB-HV-DuctSeal-MedToLow | DEER2020 | D20v0 | 2019-01-03 09:30 | SCE | DMo | Ex | CZ10 | rDXHP | Cap-Tons | 3.5 | 1240 | None | 138 | 0.0601 | 0 | [9 empty] | DEER:Res:HVAC_Eff_AC | Annual | 20
RB-HV-DuctSeal-MedToLow | DEER2020 | D20v0 | 2019-01-03 09:30 | SCE | DMo | Ex | CZ10 | rNCGF | Cap-Tons | 3.5 | 1240 | None | 1.02 | 0 | 1.6 | [9 empty] | DEER:Res:HVAC_Eff_AC | Annual | 20
RB-HV-DuctSeal-MedToLow | DEER2020 | D20v0 | 2019-01-03 09:30 | SCE | DMo | Ex | CZ10 | rWtd | Household | 3.5 | 1240 | None | 117 | 0.0526 | 1.56 | [9 empty] | DEER:Res:HVAC_Eff_AC | Annual | 20
RB-HV-DuctSeal-MedToLow | DEER2020 | D20v0 | 2019-01-03 09:30 | SCE | DMo | Ex | CZ13 | rDXGF | Cap-Tons | 3.5 | 1240 | None | 129 | 0.038 | 2.07 | [9 empty] | DEER:Res:HVAC_Eff_AC | Annual | 20
RB-HV-DuctSeal-MedToLow | DEER2020 | D20v0 | 2019-01-03 09:30 | SCE | DMo | Ex | CZ13 | rDXHP | Cap-Tons | 3.5 | 1240 | None | 151 | 0.0419 | 0 | [9 empty] | DEER:Res:HVAC_Eff_AC | Annual | 20
RB-HV-DuctSeal-MedToLow | DEER2020 | D20v0 | 2019-01-03 09:30 | SCE | DMo | Ex | CZ13 | rNCGF | Cap-Tons | 3.5 | 1240 | None | 1.2 | 0 | 1.86 | [9 empty] | DEER:Res:HVAC_Eff_AC | Annual | 20
RB-HV-DuctSeal-MedToLow | DEER2020 | D20v0 | 2019-01-03 09:30 | SCE | DMo | Ex | CZ13 | rWtd | Household | 3.5 | 1240 | None | 132 | 0.0385 | 1.81 | [9 empty] | DEER:Res:HVAC_Eff_AC | Annual | 20
RB-HV-DuctSeal-MedToLow | DEER2020 | D20v0 | 2019-01-03 09:30 | SCE | DMo | Ex | CZ14 | rDXGF | Cap-Tons | 3.5 | 1240 | None | 106 | 0.0571 | 3 | [9 empty] | DEER:Res:HVAC_Eff_AC | Annual | 20
RB-HV-DuctSeal-MedToLow | DEER2020 | D20v0 | 2019-01-03 09:30 | SCE | DMo | Ex | CZ14 | rDXHP | Cap-Tons | 3.5 | 1240 | None | 141 | 0.0583 | 0 | [9 empty] | DEER:Res:HVAC_Eff_AC | Annual | 20
RB-HV-DuctSeal-MedToLow | DEER2020 | D20v0 | 2019-01-03 09:30 | SCE | DMo | Ex | CZ14 | rNCGF | Cap-Tons | 3.5 | 1240 | None | 1.7 | 0 | 2.63 | [9 empty] | DEER:Res:HVAC_Eff_AC | Annual | 20
RB-HV-DuctSeal-MedToLow | DEER2020 | D20v0 | 2019-01-03 09:30 | SCE | DMo | Ex | CZ14 | rWtd | Household | 3.5 | 1240 | None | 104 | 0.0541 | 2.62 | [9 empty] | DEER:Res:HVAC_Eff_AC | Annual | 20
RB-HV-DuctSeal-MedToLow | DEER2020 | D20v0 | 2019-01-03 09:30 | SCE | DMo | Ex | CZ15 | rDXGF | Cap-Tons | 3.5 | 1240 | None | 155 | 0.0577 | 1.11 | [9 empty] | DEER:Res:HVAC_Eff_AC | Annual | 20
RB-HV-DuctSeal-MedToLow | DEER2020 | D20v0 | 2019-01-03 09:30 | SCE | DMo | Ex | CZ15 | rDXHP | Cap-Tons | 3.5 | 1240 | None | 168 | 0.0599 | 0 | [9 empty] | DEER:Res:HVAC_Eff_AC | Annual | 20
RB-HV-DuctSeal-MedToLow | DEER2020 | D20v0 | 2019-01-03 09:30 | SCE | DMo | Ex | CZ15 | rNCGF | Cap-Tons | 3.5 | 1240 | None | 0.641 | 0 | 0.99 | [9 empty] | DEER:Res:HVAC_Eff_AC | Annual | 20
RB-HV-DuctSeal-MedToLow | DEER2020 | D20v0 | 2019-01-03 09:30 | SCE | DMo | Ex | CZ15 | rWtd | Household | 3.5 | 1240 | None | 157 | 0.058 | 0.972 | [9 empty] | DEER:Res:HVAC_Eff_AC | Annual | 20
RB-HV-DuctSeal-MedToLow | DEER2020 | D20v0 | 2019-01-03 09:30 | SCE | DMo | Ex | CZ16 | rDXGF | Cap-Tons | 3.5 | 1240 | None | 83.7 | 0.025 | 4.13 | [9 empty] | DEER:Res:HVAC_Eff_AC | Annual | 20
RB-HV-DuctSeal-MedToLow | DEER2020 | D20v0 | 2019-01-03 09:30 | SCE | DMo | Ex | CZ16 | rDXHP | Cap-Tons | 3.5 | 1240 | None | 138 | 0.0286 | 0 | [9 empty] | DEER:Res:HVAC_Eff_AC | Annual | 20
RB-HV-DuctSeal-MedToLow | DEER2020 | D20v0 | 2019-01-03 09:30 | SCE | DMo | Ex | CZ16 | rNCGF | Cap-Tons | 3.5 | 1240 | None | 2.38 | 0 | 3.66 | [9 empty] | DEER:Res:HVAC_Eff_AC | Annual | 20
RB-HV-DuctSeal-MedToLow | DEER2020 | D20v0 | 2019-01-03 09:30 | SCE | DMo | Ex | CZ16 | rWtd | Household | 3.5 | 1240 | None | 90.4 | 0.0254 | 3.61 | [9 empty] | DEER:Res:HVAC_Eff_AC | Annual | 20
RB-HV-DuctSeal-MedToLow | DEER2020 | D20v0 | 2019-01-03 09:30 | SCE | DMo | Ex | IOU | rDXGF | Cap-Tons | 3.5 | 1240 | None | 118 | 0.0413 | 1.87 | [9 empty] | DEER:Res:HVAC_Eff_AC | Annual | 20
RB-HV-DuctSeal-MedToLow | DEER2020 | D20v0 | 2019-01-03 09:30 | SCE | DMo | Ex | IOU | rDXHP | Cap-Tons | 3.5 | 1240 | None | 136 | 0.0463 | 0 | [9 empty] | DEER:Res:HVAC_Eff_AC | Annual | 20
RB-HV-DuctSeal-MedToLow | DEER2020 | D20v0 | 2019-01-03 09:30 | SCE | DMo | Ex | IOU | rNCGF | Cap-Tons | 3.5 | 1240 | None | 1.08 | 0 | 1.68 | [9 empty] | DEER:Res:HVAC_Eff_AC | Annual | 20
RB-HV-DuctSeal-MedToLow | DEER2020 | D20v0 | 2019-01-03 09:30 | SCE | DMo | Ex | IOU | rWtd | Household | 3.5 | 1240 | None | 75.5 | 0.028 | 1.65 | [9 empty] | DEER:Res:HVAC_Eff_AC | Annual | 20
RB-HV-DuctSeal-MedToLow | DEER2020 | D20v0 | 2019-01-03 09:30 | SCE | MFm | Ex | CZ05 | rDXGF | Cap-Tons | 1.04 | 999 | None | 0.857 | 0.0012 | 0.585 | [9 empty] | DEER:Res:HVAC_Eff_AC | Annual | 20
RB-HV-DuctSeal-MedToLow | DEER2020 | D20v0 | 2019-01-03 09:30 | SCE | MFm | Ex | CZ05 | rDXHP | Cap-Tons | 1.04 | 999 | None | 6.86 | 0.00096 | 0 | [9 empty] | DEER:Res:HVAC_Eff_AC | Annual | 20
RB-HV-DuctSeal-MedToLow | DEER2020 | D20v0 | 2019-01-03 09:30 | SCE | MFm | Ex | CZ05 | rNCGF | Cap-Tons | 1.04 | 999 | None | 0.526 | 0 | 0.561 | [9 empty] | DEER:Res:HVAC_Eff_AC | Annual | 20
RB-HV-DuctSeal-MedToLow | DEER2020 | D20v0 | 2019-01-03 09:30 | SCE | MFm | Ex | CZ05 | rWtd | Household | 1.04 | 999 | None | 0.526 | 0 | 0.561 | [9 empty] | DEER:Res:HVAC_Eff_AC | Annual | 20
RB-HV-DuctSeal-MedToLow | DEER2020 | D20v0 | 2019-01-03 09:30 | SCE | MFm | Ex | CZ06 | rDXGF | Cap-Tons | 1.28 | 1210 | None | 2.37 | 0.00493 | 0.391 | [9 empty] | DEER:Res:HVAC_Eff_AC | Annual | 20
RB-HV-DuctSeal-MedToLow | DEER2020 | D20v0 | 2019-01-03 09:30 | SCE | MFm | Ex | CZ06 | rDXHP | Cap-Tons | 1.28 | 1210 | None | 5.92 | 0.00551 | 0 | [9 empty] | DEER:Res:HVAC_Eff_AC | Annual | 20
RB-HV-DuctSeal-MedToLow | DEER2020 | D20v0 | 2019-01-03 09:30 | SCE | MFm | Ex | CZ06 | rNCGF | Cap-Tons | 1.28 | 1210 | None | 0.325 | 0 | 0.375 | [9 empty] | DEER:Res:HVAC_Eff_AC | Annual | 20
RB-HV-DuctSeal-MedToLow | DEER2020 | D20v0 | 2019-01-03 09:30 | SCE | MFm | Ex | CZ06 | rWtd | Household | 1.28 | 1210 | None | 1.25 | 0.00186 | 0.363 | [9 empty] | DEER:Res:HVAC_Eff_AC | Annual | 20
RB-HV-DuctSeal-MedToLow | DEER2020 | D20v0 | 2019-01-03 09:30 | SCE | MFm | Ex | CZ08 | rDXGF | Cap-Tons | 1.19 | 1210 | None | 4.43 | 0.00443 | 0.333 | [9 empty] | DEER:Res:HVAC_Eff_AC | Annual | 20
RB-HV-DuctSeal-MedToLow | DEER2020 | D20v0 | 2019-01-03 09:30 | SCE | MFm | Ex | CZ08 | rDXHP | Cap-Tons | 1.19 | 1210 | None | 7.16 | 0.00447 | 0 | [9 empty] | DEER:Res:HVAC_Eff_AC | Annual | 20
RB-HV-DuctSeal-MedToLow | DEER2020 | D20v0 | 2019-01-03 09:30 | SCE | MFm | Ex | CZ08 | rNCGF | Cap-Tons | 1.19 | 1210 | None | 0.288 | 0 | 0.321 | [9 empty] | DEER:Res:HVAC_Eff_AC | Annual | 20
RB-HV-DuctSeal-MedToLow | DEER2020 | D20v0 | 2019-01-03 09:30 | SCE | MFm | Ex | CZ08 | rWtd | Household | 1.19 | 1210 | None | 2.76 | 0.00245 | 0.304 | [9 empty] | DEER:Res:HVAC_Eff_AC | Annual | 20
RB-HV-DuctSeal-MedToLow | DEER2020 | D20v0 | 2019-01-03 09:30 | SCE | MFm | Ex | CZ09 | rDXGF | Cap-Tons | 1 | 1130 | None | 5.35 | 0.00696 | 0.541 | [9 empty] | DEER:Res:HVAC_Eff_AC | Annual | 20
RB-HV-DuctSeal-MedToLow | DEER2020 | D20v0 | 2019-01-03 09:30 | SCE | MFm | Ex | CZ09 | rDXHP | Cap-Tons | 1 | 1130 | None | 9.61 | 0.00665 | 0 | [9 empty] | DEER:Res:HVAC_Eff_AC | Annual | 20
RB-HV-DuctSeal-MedToLow | DEER2020 | D20v0 | 2019-01-03 09:30 | SCE | MFm | Ex | CZ09 | rNCGF | Cap-Tons | 1 | 1130 | None | 0.495 | 0 | 0.512 | [9 empty] | DEER:Res:HVAC_Eff_AC | Annual | 20
RB-HV-DuctSeal-MedToLow | DEER2020 | D20v0 | 2019-01-03 09:30 | SCE | MFm | Ex | CZ09 | rWtd | Household | 1 | 1130 | None | 4.81 | 0.00553 | 0.481 | [9 empty] | DEER:Res:HVAC_Eff_AC | Annual | 20
RB-HV-DuctSeal-MedToLow | DEER2020 | D20v0 | 2019-01-03 09:30 | SCE | MFm | Ex | CZ10 | rDXGF | Cap-Tons | 1 | 1070 | None | 4.58 | 0.007 | 0.354 | [9 empty] | DEER:Res:HVAC_Eff_AC | Annual | 20
RB-HV-DuctSeal-MedToLow | DEER2020 | D20v0 | 2019-01-03 09:30 | SCE | MFm | Ex | CZ10 | rDXHP | Cap-Tons | 1 | 1070 | None | 7.73 | 0.00708 | 0 | [9 empty] | DEER:Res:HVAC_Eff_AC | Annual | 20
RB-HV-DuctSeal-MedToLow | DEER2020 | D20v0 | 2019-01-03 09:30 | SCE | MFm | Ex | CZ10 | rNCGF | Cap-Tons | 1 | 1070 | None | 0.328 | 0 | 0.338 | [9 empty] | DEER:Res:HVAC_Eff_AC | Annual | 20
RB-HV-DuctSeal-MedToLow | DEER2020 | D20v0 | 2019-01-03 09:30 | SCE | MFm | Ex | CZ10 | rWtd | Household | 1 | 1070 | None | 4.57 | 0.0064 | 0.312 | [9 empty] | DEER:Res:HVAC_Eff_AC | Annual | 20
RB-HV-DuctSeal-MedToLow | DEER2020 | D20v0 | 2019-01-03 09:30 | SCE | MFm | Ex | CZ13 | rDXGF | Cap-Tons | 1 | 1070 | None | 10.3 | 0.00821 | 0.764 | [9 empty] | DEER:Res:HVAC_Eff_AC | Annual | 20
RB-HV-DuctSeal-MedToLow | DEER2020 | D20v0 | 2019-01-03 09:30 | SCE | MFm | Ex | CZ13 | rDXHP | Cap-Tons | 1 | 1070 | None | 17.9 | 0.00896 | 0 | [9 empty] | DEER:Res:HVAC_Eff_AC | Annual | 20
RB-HV-DuctSeal-MedToLow | DEER2020 | D20v0 | 2019-01-03 09:30 | SCE | MFm | Ex | CZ13 | rNCGF | Cap-Tons | 1 | 1070 | None | 0.697 | 0 | 0.725 | [9 empty] | DEER:Res:HVAC_Eff_AC | Annual | 20
RB-HV-DuctSeal-MedToLow | DEER2020 | D20v0 | 2019-01-03 09:30 | SCE | MFm | Ex | CZ13 | rWtd | Household | 1 | 1070 | None | 10.4 | 0.0076 | 0.673 | [9 empty] | DEER:Res:HVAC_Eff_AC | Annual | 20
RB-HV-DuctSeal-MedToLow | DEER2020 | D20v0 | 2019-01-03 09:30 | SCE | MFm | Ex | CZ14 | rDXGF | Cap-Tons | 1.07 | 1090 | None | 16 | 0.00959 | 1.08 | [9 empty] | DEER:Res:HVAC_Eff_AC | Annual | 20
RB-HV-DuctSeal-MedToLow | DEER2020 | D20v0 | 2019-01-03 09:30 | SCE | MFm | Ex | CZ14 | rDXHP | Cap-Tons | 1.07 | 1090 | None | 29 | 0.0101 | 0 | [9 empty] | DEER:Res:HVAC_Eff_AC | Annual | 20
RB-HV-DuctSeal-MedToLow | DEER2020 | D20v0 | 2019-01-03 09:30 | SCE | MFm | Ex | CZ14 | rNCGF | Cap-Tons | 1.07 | 1090 | None | 0.958 | 0 | 1.04 | [9 empty] | DEER:Res:HVAC_Eff_AC | Annual | 20
RB-HV-DuctSeal-MedToLow | DEER2020 | D20v0 | 2019-01-03 09:30 | SCE | MFm | Ex | CZ14 | rWtd | Household | 1.07 | 1090 | None | 17.6 | 0.00965 | 0.947 | [9 empty] | DEER:Res:HVAC_Eff_AC | Annual | 20
RB-HV-DuctSeal-MedToLow | DEER2020 | D20v0 | 2019-01-03 09:30 | SCE | MFm | Ex | CZ15 | rDXGF | Cap-Tons | 1.16 | 1090 | None | 15.5 | 0.00886 | 0.323 | [9 empty] | DEER:Res:HVAC_Eff_AC | Annual | 20
RB-HV-DuctSeal-MedToLow | DEER2020 | D20v0 | 2019-01-03 09:30 | SCE | MFm | Ex | CZ15 | rDXHP | Cap-Tons | 1.16 | 1090 | None | 18.6 | 0.00907 | 0 | [9 empty] | DEER:Res:HVAC_Eff_AC | Annual | 20
RB-HV-DuctSeal-MedToLow | DEER2020 | D20v0 | 2019-01-03 09:30 | SCE | MFm | Ex | CZ15 | rNCGF | Cap-Tons | 1.16 | 1090 | None | 0.281 | 0 | 0.31 | [9 empty] | DEER:Res:HVAC_Eff_AC | Annual | 20
RB-HV-DuctSeal-MedToLow | DEER2020 | D20v0 | 2019-01-03 09:30 | SCE | MFm | Ex | CZ15 | rWtd | Household | 1.16 | 1090 | None | 15.7 | 0.0088 | 0.283 | [9 empty] | DEER:Res:HVAC_Eff_AC | Annual | 20
RB-HV-DuctSeal-MedToLow | DEER2020 | D20v0 | 2019-01-03 09:30 | SCE | MFm | Ex | CZ16 | rDXGF | Cap-Tons | 1 | 999 | None | 8.15 | 0.0075 | 1.9 | [9 empty] | DEER:Res:HVAC_Eff_AC | Annual | 20
RB-HV-DuctSeal-MedToLow | DEER2020 | D20v0 | 2019-01-03 09:30 | SCE | MFm | Ex | CZ16 | rDXHP | Cap-Tons | 1 | 999 | None | 36.8 | 0.0085 | 0 | [9 empty] | DEER:Res:HVAC_Eff_AC | Annual | 20
RB-HV-DuctSeal-MedToLow | DEER2020 | D20v0 | 2019-01-03 09:30 | SCE | MFm | Ex | CZ16 | rNCGF | Cap-Tons | 1 | 999 | None | 1.71 | 0 | 1.81 | [9 empty] | DEER:Res:HVAC_Eff_AC | Annual | 20
RB-HV-DuctSeal-MedToLow | DEER2020 | D20v0 | 2019-01-03 09:30 | SCE | MFm | Ex | CZ16 | rWtd | Household | 1 | 999 | None | 9.47 | 0.0059 | 1.7 | [9 empty] | DEER:Res:HVAC_Eff_AC | Annual | 20
RB-HV-DuctSeal-MedToLow | DEER2020 | D20v0 | 2019-01-03 09:30 | SCE | MFm | Ex | IOU | rDXGF | Cap-Tons | 1.15 | 1180 | None | 4.12 | 0.00543 | 0.419 | [9 empty] | DEER:Res:HVAC_Eff_AC | Annual | 20
RB-HV-DuctSeal-MedToLow | DEER2020 | D20v0 | 2019-01-03 09:30 | SCE | MFm | Ex | IOU | rDXHP | Cap-Tons | 1.15 | 1180 | None | 7.61 | 0.00553 | 0 | [9 empty] | DEER:Res:HVAC_Eff_AC | Annual | 20
RB-HV-DuctSeal-MedToLow | DEER2020 | D20v0 | 2019-01-03 09:30 | SCE | MFm | Ex | IOU | rNCGF | Cap-Tons | 1.15 | 1180 | None | 0.367 | 0 | 0.4 | [9 empty] | DEER:Res:HVAC_Eff_AC | Annual | 20
RB-HV-DuctSeal-MedToLow | DEER2020 | D20v0 | 2019-01-03 09:30 | SCE | MFm | Ex | IOU | rWtd | Household | 1.15 | 1180 | None | 3 | 0.00331 | 0.38 | [9 empty] | DEER:Res:HVAC_Eff_AC | Annual | 20
RB-HV-DuctSeal-MedToLow | DEER2020 | D20v0 | 2019-01-03 09:30 | SCE | Res | Ex | CZ05 | rDXGF | Cap-Tons | 3.5 | 2260 | None | 4.4 | 0.01 | 3.63 | [9 empty] | DEER:Res:HVAC_Eff_AC | Annual | 20
RB-HV-DuctSeal-MedToLow | DEER2020 | D20v0 | 2019-01-03 09:30 | SCE | Res | Ex | CZ05 | rDXHP | Cap-Tons | 3.5 | 2260 | None | 37 | 0.009 | 0 | [9 empty] | DEER:Res:HVAC_Eff_AC | Annual | 20
RB-HV-DuctSeal-MedToLow | DEER2020 | D20v0 | 2019-01-03 09:30 | SCE | Res | Ex | CZ05 | rNCGF | Cap-Tons | 3.5 | 2260 | None | 2.2 | 0 | 3.53 | [9 empty] | DEER:Res:HVAC_Eff_AC | Annual | 20
RB-HV-DuctSeal-MedToLow | DEER2020 | D20v0 | 2019-01-03 09:30 | SCE | Res | Ex | CZ05 | rWtd | Household | 3.5 | 2260 | None | 4.2 | 0.004 | 3.49 | [9 empty] | DEER:Res:HVAC_Eff_AC | Annual | 20
RB-HV-DuctSeal-MedToLow | DEER2020 | D20v0 | 2019-01-03 09:30 | SCE | Res | Ex | CZ06 | rDXGF | Cap-Tons | 3 | 1800 | None | 22.6 | 0.018 | 1.1 | [9 empty] | DEER:Res:HVAC_Eff_AC | Annual | 20
RB-HV-DuctSeal-MedToLow | DEER2020 | D20v0 | 2019-01-03 09:30 | SCE | Res | Ex | CZ06 | rDXHP | Cap-Tons | 3 | 1800 | None | 32.7 | 0.02 | 0 | [9 empty] | DEER:Res:HVAC_Eff_AC | Annual | 20
RB-HV-DuctSeal-MedToLow | DEER2020 | D20v0 | 2019-01-03 09:30 | SCE | Res | Ex | CZ06 | rNCGF | Cap-Tons | 3 | 1800 | None | 0.7 | 0 | 1.05 | [9 empty] | DEER:Res:HVAC_Eff_AC | Annual | 20
RB-HV-DuctSeal-MedToLow | DEER2020 | D20v0 | 2019-01-03 09:30 | SCE | Res | Ex | CZ06 | rWtd | Household | 3 | 1800 | None | 7.5 | 0.006 | 1.03 | [9 empty] | DEER:Res:HVAC_Eff_AC | Annual | 20
RB-HV-DuctSeal-MedToLow | DEER2020 | D20v0 | 2019-01-03 09:30 | SCE | Res | Ex | CZ08 | rDXGF | Cap-Tons | 2.5 | 1730 | None | 18.1 | 0.015 | 0.75 | [9 empty] | DEER:Res:HVAC_Eff_AC | Annual | 20
RB-HV-DuctSeal-MedToLow | DEER2020 | D20v0 | 2019-01-03 09:30 | SCE | Res | Ex | CZ08 | rDXHP | Cap-Tons | 2.5 | 1730 | None | 24.6 | 0.016 | 0 | [9 empty] | DEER:Res:HVAC_Eff_AC | Annual | 20
RB-HV-DuctSeal-MedToLow | DEER2020 | D20v0 | 2019-01-03 09:30 | SCE | Res | Ex | CZ08 | rNCGF | Cap-Tons | 2.5 | 1730 | None | 0.5 | 0 | 0.72 | [9 empty] | DEER:Res:HVAC_Eff_AC | Annual | 20
RB-HV-DuctSeal-MedToLow | DEER2020 | D20v0 | 2019-01-03 09:30 | SCE | Res | Ex | CZ08 | rWtd | Household | 2.5 | 1730 | None | 12.2 | 0.009 | 0.7 | [9 empty] | DEER:Res:HVAC_Eff_AC | Annual | 20
RB-HV-DuctSeal-MedToLow | DEER2020 | D20v0 | 2019-01-03 09:30 | SCE | Res | Ex | CZ09 | rDXGF | Cap-Tons | 2.4 | 1740 | None | 24.6 | 0.026 | 1.46 | [9 empty] | DEER:Res:HVAC_Eff_AC | Annual | 20
RB-HV-DuctSeal-MedToLow | DEER2020 | D20v0 | 2019-01-03 09:30 | SCE | Res | Ex | CZ09 | rDXHP | Cap-Tons | 2.4 | 1740 | None | 36.9 | 0.027 | 0 | [9 empty] | DEER:Res:HVAC_Eff_AC | Annual | 20
RB-HV-DuctSeal-MedToLow | DEER2020 | D20v0 | 2019-01-03 09:30 | SCE | Res | Ex | CZ09 | rNCGF | Cap-Tons | 2.4 | 1740 | None | 1 | 0 | 1.4 | [9 empty] | DEER:Res:HVAC_Eff_AC | Annual | 20
RB-HV-DuctSeal-MedToLow | DEER2020 | D20v0 | 2019-01-03 09:30 | SCE | Res | Ex | CZ09 | rWtd | Household | 2.4 | 1740 | None | 21.2 | 0.021 | 1.35 | [9 empty] | DEER:Res:HVAC_Eff_AC | Annual | 20
RB-HV-DuctSeal-MedToLow | DEER2020 | D20v0 | 2019-01-03 09:30 | SCE | Res | Ex | CZ10 | rDXGF | Cap-Tons | 2.5 | 1930 | None | 30.8 | 0.041 | 3.31 | [9 empty] | DEER:Res:HVAC_Eff_AC | Annual | 20
RB-HV-DuctSeal-MedToLow | DEER2020 | D20v0 | 2019-01-03 09:30 | SCE | Res | Ex | CZ10 | rDXHP | Cap-Tons | 2.5 | 1930 | None | 65.2 | 0.041 | 0 | [9 empty] | DEER:Res:HVAC_Eff_AC | Annual | 20
RB-HV-DuctSeal-MedToLow | DEER2020 | D20v0 | 2019-01-03 09:30 | SCE | Res | Ex | CZ10 | rNCGF | Cap-Tons | 2.5 | 1930 | None | 2.2 | 0 | 3.23 | [9 empty] | DEER:Res:HVAC_Eff_AC | Annual | 20
RB-HV-DuctSeal-MedToLow | DEER2020 | D20v0 | 2019-01-03 09:30 | SCE | Res | Ex | CZ10 | rWtd | Household | 2.5 | 1930 | None | 31.2 | 0.039 | 3.14 | [9 empty] | DEER:Res:HVAC_Eff_AC | Annual | 20
RB-HV-DuctSeal-MedToLow | DEER2020 | D20v0 | 2019-01-03 09:30 | SCE | Res | Ex | CZ13 | rDXGF | Cap-Tons | 2.5 | 1920 | None | 33.6 | 0.033 | 3.34 | [9 empty] | DEER:Res:HVAC_Eff_AC | Annual | 20
RB-HV-DuctSeal-MedToLow | DEER2020 | D20v0 | 2019-01-03 09:30 | SCE | Res | Ex | CZ13 | rDXHP | Cap-Tons | 2.5 | 1920 | None | 72.8 | 0.035 | 0 | [9 empty] | DEER:Res:HVAC_Eff_AC | Annual | 20
RB-HV-DuctSeal-MedToLow | DEER2020 | D20v0 | 2019-01-03 09:30 | SCE | Res | Ex | CZ13 | rNCGF | Cap-Tons | 2.5 | 1920 | None | 2.2 | 0 | 3.26 | [9 empty] | DEER:Res:HVAC_Eff_AC | Annual | 20
RB-HV-DuctSeal-MedToLow | DEER2020 | D20v0 | 2019-01-03 09:30 | SCE | Res | Ex | CZ13 | rWtd | Household | 2.5 | 1920 | None | 35.2 | 0.033 | 3.16 | [9 empty] | DEER:Res:HVAC_Eff_AC | Annual | 20
RB-HV-DuctSeal-MedToLow | DEER2020 | D20v0 | 2019-01-03 09:30 | SCE | Res | Ex | CZ14 | rDXGF | Cap-Tons | 3.2 | 2110 | None | 62.2 | 0.05 | 3.63 | [9 empty] | DEER:Res:HVAC_Eff_AC | Annual | 20
RB-HV-DuctSeal-MedToLow | DEER2020 | D20v0 | 2019-01-03 09:30 | SCE | Res | Ex | CZ14 | rDXHP | Cap-Tons | 3.2 | 2110 | None | 111 | 0.054 | 0 | [9 empty] | DEER:Res:HVAC_Eff_AC | Annual | 20
RB-HV-DuctSeal-MedToLow | DEER2020 | D20v0 | 2019-01-03 09:30 | SCE | Res | Ex | CZ14 | rNCGF | Cap-Tons | 3.2 | 2110 | None | 2.3 | 0 | 3.51 | [9 empty] | DEER:Res:HVAC_Eff_AC | Annual | 20
RB-HV-DuctSeal-MedToLow | DEER2020 | D20v0 | 2019-01-03 09:30 | SCE | Res | Ex | CZ14 | rWtd | Household | 3.2 | 2110 | None | 62.5 | 0.048 | 3.43 | [9 empty] | DEER:Res:HVAC_Eff_AC | Annual | 20
RB-HV-DuctSeal-MedToLow | DEER2020 | D20v0 | 2019-01-03 09:30 | SCE | Res | Ex | CZ15 | rDXGF | Cap-Tons | 3.4 | 1820 | None | 93 | 0.044 | 1.37 | [9 empty] | DEER:Res:HVAC_Eff_AC | Annual | 20
RB-HV-DuctSeal-MedToLow | DEER2020 | D20v0 | 2019-01-03 09:30 | SCE | Res | Ex | CZ15 | rDXHP | Cap-Tons | 3.4 | 1820 | None | 111 | 0.047 | 0 | [9 empty] | DEER:Res:HVAC_Eff_AC | Annual | 20
RB-HV-DuctSeal-MedToLow | DEER2020 | D20v0 | 2019-01-03 09:30 | SCE | Res | Ex | CZ15 | rNCGF | Cap-Tons | 3.4 | 1820 | None | 0.8 | 0 | 1.3 | [9 empty] | DEER:Res:HVAC_Eff_AC | Annual | 20
RB-HV-DuctSeal-MedToLow | DEER2020 | D20v0 | 2019-01-03 09:30 | SCE | Res | Ex | CZ15 | rWtd | Household | 3.4 | 1820 | None | 94.1 | 0.044 | 1.27 | [9 empty] | DEER:Res:HVAC_Eff_AC | Annual | 20
RB-HV-DuctSeal-MedToLow | DEER2020 | D20v0 | 2019-01-03 09:30 | SCE | Res | Ex | CZ16 | rDXGF | Cap-Tons | 3.6 | 2220 | None | 11.8 | 0.013 | 3.09 | [9 empty] | DEER:Res:HVAC_Eff_AC | Annual | 20
RB-HV-DuctSeal-MedToLow | DEER2020 | D20v0 | 2019-01-03 09:30 | SCE | Res | Ex | CZ16 | rDXHP | Cap-Tons | 3.6 | 2220 | None | 54.9 | 0.013 | 0 | [9 empty] | DEER:Res:HVAC_Eff_AC | Annual | 20
RB-HV-DuctSeal-MedToLow | DEER2020 | D20v0 | 2019-01-03 09:30 | SCE | Res | Ex | CZ16 | rNCGF | Cap-Tons | 3.6 | 2220 | None | 1.9 | 0 | 2.97 | [9 empty] | DEER:Res:HVAC_Eff_AC | Annual | 20
RB-HV-DuctSeal-MedToLow | DEER2020 | D20v0 | 2019-01-03 09:30 | SCE | Res | Ex | CZ16 | rWtd | Household | 3.6 | 2220 | None | 12.6 | 0.009 | 2.92 | [9 empty] | DEER:Res:HVAC_Eff_AC | Annual | 20
RB-HV-DuctSeal-MedToLow | DEER2020 | D20v0 | 2019-01-03 09:30 | SCE | Res | Ex | IOU | rDXGF | Cap-Tons | 2.6 | 1840 | None | 27.7 | 0.028 | 2.02 | [9 empty] | DEER:Res:HVAC_Eff_AC | Annual | 20
RB-HV-DuctSeal-MedToLow | DEER2020 | D20v0 | 2019-01-03 09:30 | SCE | Res | Ex | IOU | rDXHP | Cap-Tons | 2.6 | 1840 | None | 48.6 | 0.029 | 0 | [9 empty] | DEER:Res:HVAC_Eff_AC | Annual | 20
RB-HV-DuctSeal-MedToLow | DEER2020 | D20v0 | 2019-01-03 09:30 | SCE | Res | Ex | IOU | rNCGF | Cap-Tons | 2.6 | 1840 | None | 1.3 | 0 | 1.95 | [9 empty] | DEER:Res:HVAC_Eff_AC | Annual | 20
RB-HV-DuctSeal-MedToLow | DEER2020 | D20v0 | 2019-01-03 09:30 | SCE | Res | Ex | IOU | rWtd | Household | 2.6 | 1840 | None | 23 | 0.023 | 1.9 | [9 empty] | DEER:Res:HVAC_Eff_AC | Annual | 20
RB-HV-DuctSeal-MedToLow | DEER2020 | D20v0 | 2019-01-03 09:30 | SCE | SFm | Ex | CZ05 | rDXGF | Cap-Tons | 3.55 | 2300 | None | 3.73 | 0.00947 | 3.71 | [9 empty] | DEER:Res:HVAC_Eff_AC | Annual | 20
RB-HV-DuctSeal-MedToLow | DEER2020 | D20v0 | 2019-01-03 09:30 | SCE | SFm | Ex | CZ05 | rDXHP | Cap-Tons | 3.55 | 2300 | None | 37 | 0.00884 | 0 | [9 empty] | DEER:Res:HVAC_Eff_AC | Annual | 20
RB-HV-DuctSeal-MedToLow | DEER2020 | D20v0 | 2019-01-03 09:30 | SCE | SFm | Ex | CZ05 | rNCGF | Cap-Tons | 3.55 | 2300 | None | 2.26 | 0 | 3.6 | [9 empty] | DEER:Res:HVAC_Eff_AC | Annual | 20
RB-HV-DuctSeal-MedToLow | DEER2020 | D20v0 | 2019-01-03 09:30 | SCE | SFm | Ex | CZ05 | rWtd | Household | 3.55 | 2300 | None | 3.59 | 0.00382 | 3.57 | [9 empty] | DEER:Res:HVAC_Eff_AC | Annual | 20
RB-HV-DuctSeal-MedToLow | DEER2020 | D20v0 | 2019-01-03 09:30 | SCE | SFm | Ex | CZ06 | rDXGF | Cap-Tons | 4.01 | 2390 | None | 8.12 | 0.0229 | 1.4 | [9 empty] | DEER:Res:HVAC_Eff_AC | Annual | 20
RB-HV-DuctSeal-MedToLow | DEER2020 | D20v0 | 2019-01-03 09:30 | SCE | SFm | Ex | CZ06 | rDXHP | Cap-Tons | 4.01 | 2390 | None | 20.6 | 0.0238 | 0 | [9 empty] | DEER:Res:HVAC_Eff_AC | Annual | 20
RB-HV-DuctSeal-MedToLow | DEER2020 | D20v0 | 2019-01-03 09:30 | SCE | SFm | Ex | CZ06 | rNCGF | Cap-Tons | 4.01 | 2390 | None | 0.828 | 0 | 1.36 | [9 empty] | DEER:Res:HVAC_Eff_AC | Annual | 20
RB-HV-DuctSeal-MedToLow | DEER2020 | D20v0 | 2019-01-03 09:30 | SCE | SFm | Ex | CZ06 | rWtd | Household | 4.01 | 2390 | None | 3.9 | 0.00884 | 1.34 | [9 empty] | DEER:Res:HVAC_Eff_AC | Annual | 20
RB-HV-DuctSeal-MedToLow | DEER2020 | D20v0 | 2019-01-03 09:30 | SCE | SFm | Ex | CZ08 | rDXGF | Cap-Tons | 3.77 | 2390 | None | 21 | 0.0258 | 1.12 | [9 empty] | DEER:Res:HVAC_Eff_AC | Annual | 20
RB-HV-DuctSeal-MedToLow | DEER2020 | D20v0 | 2019-01-03 09:30 | SCE | SFm | Ex | CZ08 | rDXHP | Cap-Tons | 3.77 | 2390 | None | 30.8 | 0.0272 | 0 | [9 empty] | DEER:Res:HVAC_Eff_AC | Annual | 20
RB-HV-DuctSeal-MedToLow | DEER2020 | D20v0 | 2019-01-03 09:30 | SCE | SFm | Ex | CZ08 | rNCGF | Cap-Tons | 3.77 | 2390 | None | 0.678 | 0 | 1.1 | [9 empty] | DEER:Res:HVAC_Eff_AC | Annual | 20
RB-HV-DuctSeal-MedToLow | DEER2020 | D20v0 | 2019-01-03 09:30 | SCE | SFm | Ex | CZ08 | rWtd | Household | 3.77 | 2390 | None | 12 | 0.0141 | 1.08 | [9 empty] | DEER:Res:HVAC_Eff_AC | Annual | 20
RB-HV-DuctSeal-MedToLow | DEER2020 | D20v0 | 2019-01-03 09:30 | SCE | SFm | Ex | CZ09 | rDXGF | Cap-Tons | 3.37 | 2420 | None | 22.1 | 0.0375 | 2.15 | [9 empty] | DEER:Res:HVAC_Eff_AC | Annual | 20
RB-HV-DuctSeal-MedToLow | DEER2020 | D20v0 | 2019-01-03 09:30 | SCE | SFm | Ex | CZ09 | rDXHP | Cap-Tons | 3.37 | 2420 | None | 40.5 | 0.0392 | 0 | [9 empty] | DEER:Res:HVAC_Eff_AC | Annual | 20
RB-HV-DuctSeal-MedToLow | DEER2020 | D20v0 | 2019-01-03 09:30 | SCE | SFm | Ex | CZ09 | rNCGF | Cap-Tons | 3.37 | 2420 | None | 1.32 | 0 | 2.1 | [9 empty] | DEER:Res:HVAC_Eff_AC | Annual | 20
RB-HV-DuctSeal-MedToLow | DEER2020 | D20v0 | 2019-01-03 09:30 | SCE | SFm | Ex | CZ09 | rWtd | Household | 3.37 | 2420 | None | 19.1 | 0.0307 | 2.05 | [9 empty] | DEER:Res:HVAC_Eff_AC | Annual | 20
RB-HV-DuctSeal-MedToLow | DEER2020 | D20v0 | 2019-01-03 09:30 | SCE | SFm | Ex | CZ10 | rDXGF | Cap-Tons | 2.53 | 1950 | None | 29.5 | 0.041 | 3.37 | [9 empty] | DEER:Res:HVAC_Eff_AC | Annual | 20
RB-HV-DuctSeal-MedToLow | DEER2020 | D20v0 | 2019-01-03 09:30 | SCE | SFm | Ex | CZ10 | rDXHP | Cap-Tons | 2.53 | 1950 | None | 64.5 | 0.0413 | 0 | [9 empty] | DEER:Res:HVAC_Eff_AC | Annual | 20
RB-HV-DuctSeal-MedToLow | DEER2020 | D20v0 | 2019-01-03 09:30 | SCE | SFm | Ex | CZ10 | rNCGF | Cap-Tons | 2.53 | 1950 | None | 2.22 | 0 | 3.29 | [9 empty] | DEER:Res:HVAC_Eff_AC | Annual | 20
RB-HV-DuctSeal-MedToLow | DEER2020 | D20v0 | 2019-01-03 09:30 | SCE | SFm | Ex | CZ10 | rWtd | Household | 2.53 | 1950 | None | 29.9 | 0.039 | 3.19 | [9 empty] | DEER:Res:HVAC_Eff_AC | Annual | 20
RB-HV-DuctSeal-MedToLow | DEER2020 | D20v0 | 2019-01-03 09:30 | SCE | SFm | Ex | CZ13 | rDXGF | Cap-Tons | 2.55 | 1950 | None | 34.5 | 0.0342 | 3.44 | [9 empty] | DEER:Res:HVAC_Eff_AC | Annual | 20
RB-HV-DuctSeal-MedToLow | DEER2020 | D20v0 | 2019-01-03 09:30 | SCE | SFm | Ex | CZ13 | rDXHP | Cap-Tons | 2.55 | 1950 | None | 74.9 | 0.036 | 0 | [9 empty] | DEER:Res:HVAC_Eff_AC | Annual | 20
RB-HV-DuctSeal-MedToLow | DEER2020 | D20v0 | 2019-01-03 09:30 | SCE | SFm | Ex | CZ13 | rNCGF | Cap-Tons | 2.55 | 1950 | None | 2.27 | 0 | 3.36 | [9 empty] | DEER:Res:HVAC_Eff_AC | Annual | 20
RB-HV-DuctSeal-MedToLow | DEER2020 | D20v0 | 2019-01-03 09:30 | SCE | SFm | Ex | CZ13 | rWtd | Household | 2.55 | 1950 | None | 36.1 | 0.0336 | 3.26 | [9 empty] | DEER:Res:HVAC_Eff_AC | Annual | 20
RB-HV-DuctSeal-MedToLow | DEER2020 | D20v0 | 2019-01-03 09:30 | SCE | SFm | Ex | CZ14 | rDXGF | Cap-Tons | 3.16 | 2160 | None | 59.9 | 0.0492 | 3.67 | [9 empty] | DEER:Res:HVAC_Eff_AC | Annual | 20
RB-HV-DuctSeal-MedToLow | DEER2020 | D20v0 | 2019-01-03 09:30 | SCE | SFm | Ex | CZ14 | rDXHP | Cap-Tons | 3.16 | 2160 | None | 109 | 0.0538 | 0 | [9 empty] | DEER:Res:HVAC_Eff_AC | Annual | 20
RB-HV-DuctSeal-MedToLow | DEER2020 | D20v0 | 2019-01-03 09:30 | SCE | SFm | Ex | CZ14 | rNCGF | Cap-Tons | 3.16 | 2160 | None | 2.29 | 0 | 3.56 | [9 empty] | DEER:Res:HVAC_Eff_AC | Annual | 20
RB-HV-DuctSeal-MedToLow | DEER2020 | D20v0 | 2019-01-03 09:30 | SCE | SFm | Ex | CZ14 | rWtd | Household | 3.16 | 2160 | None | 60.3 | 0.0475 | 3.47 | [9 empty] | DEER:Res:HVAC_Eff_AC | Annual | 20
RB-HV-DuctSeal-MedToLow | DEER2020 | D20v0 | 2019-01-03 09:30 | SCE | SFm | Ex | CZ15 | rDXGF | Cap-Tons | 3.4 | 2160 | None | 56.2 | 0.0362 | 1.53 | [9 empty] | DEER:Res:HVAC_Eff_AC | Annual | 20
RB-HV-DuctSeal-MedToLow | DEER2020 | D20v0 | 2019-01-03 09:30 | SCE | SFm | Ex | CZ15 | rDXHP | Cap-Tons | 3.4 | 2160 | None | 77.6 | 0.0396 | 0 | [9 empty] | DEER:Res:HVAC_Eff_AC | Annual | 20
RB-HV-DuctSeal-MedToLow | DEER2020 | D20v0 | 2019-01-03 09:30 | SCE | SFm | Ex | CZ15 | rNCGF | Cap-Tons | 3.4 | 2160 | None | 0.935 | 0 | 1.49 | [9 empty] | DEER:Res:HVAC_Eff_AC | Annual | 20
RB-HV-DuctSeal-MedToLow | DEER2020 | D20v0 | 2019-01-03 09:30 | SCE | SFm | Ex | CZ15 | rWtd | Household | 3.4 | 2160 | None | 57 | 0.0362 | 1.44 | [9 empty] | DEER:Res:HVAC_Eff_AC | Annual | 20
RB-HV-DuctSeal-MedToLow | DEER2020 | D20v0 | 2019-01-03 09:30 | SCE | SFm | Ex | CZ16 | rDXGF | Cap-Tons | 3.61 | 2300 | None | 5.82 | 0.0116 | 3 | [9 empty] | DEER:Res:HVAC_Eff_AC | Annual | 20
RB-HV-DuctSeal-MedToLow | DEER2020 | D20v0 | 2019-01-03 09:30 | SCE | SFm | Ex | CZ16 | rDXHP | Cap-Tons | 3.61 | 2300 | None | 48 | 0.0116 | 0 | [9 empty] | DEER:Res:HVAC_Eff_AC | Annual | 20
RB-HV-DuctSeal-MedToLow | DEER2020 | D20v0 | 2019-01-03 09:30 | SCE | SFm | Ex | CZ16 | rNCGF | Cap-Tons | 3.61 | 2300 | None | 1.82 | 0 | 2.91 | [9 empty] | DEER:Res:HVAC_Eff_AC | Annual | 20
RB-HV-DuctSeal-MedToLow | DEER2020 | D20v0 | 2019-01-03 09:30 | SCE | SFm | Ex | CZ16 | rWtd | Household | 3.61 | 2300 | None | 6.06 | 0.00781 | 2.86 | [9 empty] | DEER:Res:HVAC_Eff_AC | Annual | 20
RB-HV-DuctSeal-MedToLow | DEER2020 | D20v0 | 2019-01-03 09:30 | SCE | SFm | Ex | IOU | rDXGF | Cap-Tons | 3.1 | 2160 | None | 26.2 | 0.0353 | 2.63 | [9 empty] | DEER:Res:HVAC_Eff_AC | Annual | 20
RB-HV-DuctSeal-MedToLow | DEER2020 | D20v0 | 2019-01-03 09:30 | SCE | SFm | Ex | IOU | rDXHP | Cap-Tons | 3.1 | 2160 | None | 53.8 | 0.0364 | 0 | [9 empty] | DEER:Res:HVAC_Eff_AC | Annual | 20
RB-HV-DuctSeal-MedToLow | DEER2020 | D20v0 | 2019-01-03 09:30 | SCE | SFm | Ex | IOU | rNCGF | Cap-Tons | 3.1 | 2160 | None | 1.68 | 0 | 2.56 | [9 empty] | DEER:Res:HVAC_Eff_AC | Annual | 20
RB-HV-DuctSeal-MedToLow | DEER2020 | D20v0 | 2019-01-03 09:30 | SCE | SFm | Ex | IOU | rWtd | Household | 3.1 | 2160 | None | 24.4 | 0.0297 | 2.49 | [9 empty] | DEER:Res:HVAC_Eff_AC | Annual | 20
RB-HV-DuctSeal-MedToLow | DEER2020 | D20v0 | 2019-01-03 09:30 | SCG | DMo | Ex | CZ05 | rDXGF | Cap-Tons | 3.5 | 1240 | None | 45.6 | 0.0283 | 4.1 | [9 empty] | DEER:Res:HVAC_Eff_AC | Annual | 20
RB-HV-DuctSeal-MedToLow | DEER2020 | D20v0 | 2019-01-03 09:30 | SCG | DMo | Ex | CZ05 | rDXHP | Cap-Tons | 3.5 | 1240 | None | 78.7 | 0.0313 | 0 | [9 empty] | DEER:Res:HVAC_Eff_AC | Annual | 20
RB-HV-DuctSeal-MedToLow | DEER2020 | D20v0 | 2019-01-03 09:30 | SCG | DMo | Ex | CZ05 | rNCGF | Cap-Tons | 3.5 | 1240 | None | 2.36 | 0 | 3.67 | [9 empty] | DEER:Res:HVAC_Eff_AC | Annual | 20
RB-HV-DuctSeal-MedToLow | DEER2020 | D20v0 | 2019-01-03 09:30 | SCG | DMo | Ex | CZ05 | rWtd | Household | 3.5 | 1240 | None | 17.3 | 0.00905 | 3.64 | [9 empty] | DEER:Res:HVAC_Eff_AC | Annual | 20
RB-HV-DuctSeal-MedToLow | DEER2020 | D20v0 | 2019-01-03 09:30 | SCG | DMo | Ex | CZ06 | rDXGF | Cap-Tons | 3.5 | 1240 | None | 115 | 0.0335 | 1.77 | [9 empty] | DEER:Res:HVAC_Eff_AC | Annual | 20
RB-HV-DuctSeal-MedToLow | DEER2020 | D20v0 | 2019-01-03 09:30 | SCG | DMo | Ex | CZ06 | rDXHP | Cap-Tons | 3.5 | 1240 | None | 132 | 0.0381 | 0 | [9 empty] | DEER:Res:HVAC_Eff_AC | Annual | 20
RB-HV-DuctSeal-MedToLow | DEER2020 | D20v0 | 2019-01-03 09:30 | SCG | DMo | Ex | CZ06 | rNCGF | Cap-Tons | 3.5 | 1240 | None | 1.02 | 0 | 1.58 | [9 empty] | DEER:Res:HVAC_Eff_AC | Annual | 20
RB-HV-DuctSeal-MedToLow | DEER2020 | D20v0 | 2019-01-03 09:30 | SCG | DMo | Ex | CZ06 | rWtd | Household | 3.5 | 1240 | None | 18 | 0.00497 | 1.58 | [9 empty] | DEER:Res:HVAC_Eff_AC | Annual | 20
RB-HV-DuctSeal-MedToLow | DEER2020 | D20v0 | 2019-01-03 09:30 | SCG | DMo | Ex | CZ08 | rDXGF | Cap-Tons | 3.5 | 1240 | None | 126 | 0.0279 | 1.6 | [9 empty] | DEER:Res:HVAC_Eff_AC | Annual | 20
RB-HV-DuctSeal-MedToLow | DEER2020 | D20v0 | 2019-01-03 09:30 | SCG | DMo | Ex | CZ08 | rDXHP | Cap-Tons | 3.5 | 1240 | None | 141 | 0.0322 | 0 | [9 empty] | DEER:Res:HVAC_Eff_AC | Annual | 20
RB-HV-DuctSeal-MedToLow | DEER2020 | D20v0 | 2019-01-03 09:30 | SCG | DMo | Ex | CZ08 | rNCGF | Cap-Tons | 3.5 | 1240 | None | 0.935 | 0 | 1.45 | [9 empty] | DEER:Res:HVAC_Eff_AC | Annual | 20
RB-HV-DuctSeal-MedToLow | DEER2020 | D20v0 | 2019-01-03 09:30 | SCG | DMo | Ex | CZ08 | rWtd | Household | 3.5 | 1240 | None | 88.2 | 0.0195 | 1.42 | [9 empty] | DEER:Res:HVAC_Eff_AC | Annual | 20
RB-HV-DuctSeal-MedToLow | DEER2020 | D20v0 | 2019-01-03 09:30 | SCG | DMo | Ex | CZ09 | rDXGF | Cap-Tons | 3.5 | 1240 | None | 113 | 0.0524 | 2.11 | [9 empty] | DEER:Res:HVAC_Eff_AC | Annual | 20
RB-HV-DuctSeal-MedToLow | DEER2020 | D20v0 | 2019-01-03 09:30 | SCG | DMo | Ex | CZ09 | rDXHP | Cap-Tons | 3.5 | 1240 | None | 131 | 0.0595 | 0 | [9 empty] | DEER:Res:HVAC_Eff_AC | Annual | 20
RB-HV-DuctSeal-MedToLow | DEER2020 | D20v0 | 2019-01-03 09:30 | SCG | DMo | Ex | CZ09 | rNCGF | Cap-Tons | 3.5 | 1240 | None | 1.23 | 0 | 1.9 | [9 empty] | DEER:Res:HVAC_Eff_AC | Annual | 20
RB-HV-DuctSeal-MedToLow | DEER2020 | D20v0 | 2019-01-03 09:30 | SCG | DMo | Ex | CZ09 | rWtd | Household | 3.5 | 1240 | None | 85.6 | 0.0396 | 1.86 | [9 empty] | DEER:Res:HVAC_Eff_AC | Annual | 20
RB-HV-DuctSeal-MedToLow | DEER2020 | D20v0 | 2019-01-03 09:30 | SCG | DMo | Ex | CZ10 | rDXGF | Cap-Tons | 3.5 | 1240 | None | 119 | 0.0538 | 1.78 | [9 empty] | DEER:Res:HVAC_Eff_AC | Annual | 20
RB-HV-DuctSeal-MedToLow | DEER2020 | D20v0 | 2019-01-03 09:30 | SCG | DMo | Ex | CZ10 | rDXHP | Cap-Tons | 3.5 | 1240 | None | 138 | 0.0601 | 0 | [9 empty] | DEER:Res:HVAC_Eff_AC | Annual | 20
RB-HV-DuctSeal-MedToLow | DEER2020 | D20v0 | 2019-01-03 09:30 | SCG | DMo | Ex | CZ10 | rNCGF | Cap-Tons | 3.5 | 1240 | None | 1.02 | 0 | 1.6 | [9 empty] | DEER:Res:HVAC_Eff_AC | Annual | 20
RB-HV-DuctSeal-MedToLow | DEER2020 | D20v0 | 2019-01-03 09:30 | SCG | DMo | Ex | CZ10 | rWtd | Household | 3.5 | 1240 | None | 118 | 0.0534 | 1.56 | [9 empty] | DEER:Res:HVAC_Eff_AC | Annual | 20
RB-HV-DuctSeal-MedToLow | DEER2020 | D20v0 | 2019-01-03 09:30 | SCG | DMo | Ex | CZ15 | rDXGF | Cap-Tons | 3.5 | 1240 | None | 155 | 0.0578 | 1.11 | [9 empty] | DEER:Res:HVAC_Eff_AC | Annual | 20
RB-HV-DuctSeal-MedToLow | DEER2020 | D20v0 | 2019-01-03 09:30 | SCG | DMo | Ex | CZ15 | rDXHP | Cap-Tons | 3.5 | 1240 | None | 168 | 0.06 | 0 | [9 empty] | DEER:Res:HVAC_Eff_AC | Annual | 20
RB-HV-DuctSeal-MedToLow | DEER2020 | D20v0 | 2019-01-03 09:30 | SCG | DMo | Ex | CZ15 | rNCGF | Cap-Tons | 3.5 | 1240 | None | 0.642 | 0 | 0.991 | [9 empty] | DEER:Res:HVAC_Eff_AC | Annual | 20
RB-HV-DuctSeal-MedToLow | DEER2020 | D20v0 | 2019-01-03 09:30 | SCG | DMo | Ex | CZ15 | rWtd | Household | 3.5 | 1240 | None | 157 | 0.0581 | 0.973 | [9 empty] | DEER:Res:HVAC_Eff_AC | Annual | 20
RB-HV-DuctSeal-MedToLow | DEER2020 | D20v0 | 2019-01-03 09:30 | SCG | DMo | Ex | CZ16 | rDXGF | Cap-Tons | 3.5 | 1240 | None | 83.7 | 0.025 | 4.13 | [9 empty] | DEER:Res:HVAC_Eff_AC | Annual | 20
RB-HV-DuctSeal-MedToLow | DEER2020 | D20v0 | 2019-01-03 09:30 | SCG | DMo | Ex | CZ16 | rDXHP | Cap-Tons | 3.5 | 1240 | None | 138 | 0.0286 | 0 | [9 empty] | DEER:Res:HVAC_Eff_AC | Annual | 20
RB-HV-DuctSeal-MedToLow | DEER2020 | D20v0 | 2019-01-03 09:30 | SCG | DMo | Ex | CZ16 | rNCGF | Cap-Tons | 3.5 | 1240 | None | 2.38 | 0 | 3.66 | [9 empty] | DEER:Res:HVAC_Eff_AC | Annual | 20
RB-HV-DuctSeal-MedToLow | DEER2020 | D20v0 | 2019-01-03 09:30 | SCG | DMo | Ex | CZ16 | rWtd | Household | 3.5 | 1240 | None | 90.4 | 0.0254 | 3.61 | [9 empty] | DEER:Res:HVAC_Eff_AC | Annual | 20
RB-HV-DuctSeal-MedToLow | DEER2020 | D20v0 | 2019-01-03 09:30 | SCG | DMo | Ex | IOU | rDXGF | Cap-Tons | 3.5 | 1240 | None | 114 | 0.0376 | 1.98 | [9 empty] | DEER:Res:HVAC_Eff_AC | Annual | 20
RB-HV-DuctSeal-MedToLow | DEER2020 | D20v0 | 2019-01-03 09:30 | SCG | DMo | Ex | IOU | rDXHP | Cap-Tons | 3.5 | 1240 | None | 133 | 0.0424 | 0 | [9 empty] | DEER:Res:HVAC_Eff_AC | Annual | 20
RB-HV-DuctSeal-MedToLow | DEER2020 | D20v0 | 2019-01-03 09:30 | SCG | DMo | Ex | IOU | rNCGF | Cap-Tons | 3.5 | 1240 | None | 1.14 | 0 | 1.78 | [9 empty] | DEER:Res:HVAC_Eff_AC | Annual | 20
RB-HV-DuctSeal-MedToLow | DEER2020 | D20v0 | 2019-01-03 09:30 | SCG | DMo | Ex | IOU | rWtd | Household | 3.5 | 1240 | None | 47.4 | 0.0171 | 1.76 | [9 empty] | DEER:Res:HVAC_Eff_AC | Annual | 20
RB-HV-DuctSeal-MedToLow | DEER2020 | D20v0 | 2019-01-03 09:30 | SCG | MFm | Ex | CZ06 | rDXGF | Cap-Tons | 1.28 | 1210 | None | 2.37 | 0.00493 | 0.391 | [9 empty] | DEER:Res:HVAC_Eff_AC | Annual | 20
RB-HV-DuctSeal-MedToLow | DEER2020 | D20v0 | 2019-01-03 09:30 | SCG | MFm | Ex | CZ06 | rDXHP | Cap-Tons | 1.28 | 1210 | None | 5.92 | 0.00551 | 0 | [9 empty] | DEER:Res:HVAC_Eff_AC | Annual | 20
RB-HV-DuctSeal-MedToLow | DEER2020 | D20v0 | 2019-01-03 09:30 | SCG | MFm | Ex | CZ06 | rNCGF | Cap-Tons | 1.28 | 1210 | None | 0.325 | 0 | 0.375 | [9 empty] | DEER:Res:HVAC_Eff_AC | Annual | 20
RB-HV-DuctSeal-MedToLow | DEER2020 | D20v0 | 2019-01-03 09:30 | SCG | MFm | Ex | CZ06 | rWtd | Household | 1.28 | 1210 | None | 1.5 | 0.00237 | 0.359 | [9 empty] | DEER:Res:HVAC_Eff_AC | Annual | 20
RB-HV-DuctSeal-MedToLow | DEER2020 | D20v0 | 2019-01-03 09:30 | SCG | MFm | Ex | CZ08 | rDXGF | Cap-Tons | 1.19 | 1210 | None | 4.43 | 0.00443 | 0.333 | [9 empty] | DEER:Res:HVAC_Eff_AC | Annual | 20
RB-HV-DuctSeal-MedToLow | DEER2020 | D20v0 | 2019-01-03 09:30 | SCG | MFm | Ex | CZ08 | rDXHP | Cap-Tons | 1.19 | 1210 | None | 7.16 | 0.00447 | 0 | [9 empty] | DEER:Res:HVAC_Eff_AC | Annual | 20
RB-HV-DuctSeal-MedToLow | DEER2020 | D20v0 | 2019-01-03 09:30 | SCG | MFm | Ex | CZ08 | rNCGF | Cap-Tons | 1.19 | 1210 | None | 0.288 | 0 | 0.321 | [9 empty] | DEER:Res:HVAC_Eff_AC | Annual | 20
RB-HV-DuctSeal-MedToLow | DEER2020 | D20v0 | 2019-01-03 09:30 | SCG | MFm | Ex | CZ08 | rWtd | Household | 1.19 | 1210 | None | 2.41 | 0.0021 | 0.307 | [9 empty] | DEER:Res:HVAC_Eff_AC | Annual | 20
RB-HV-DuctSeal-MedToLow | DEER2020 | D20v0 | 2019-01-03 09:30 | SCG | MFm | Ex | CZ09 | rDXGF | Cap-Tons | 1 | 1130 | None | 5.35 | 0.00696 | 0.541 | [9 empty] | DEER:Res:HVAC_Eff_AC | Annual | 20
RB-HV-DuctSeal-MedToLow | DEER2020 | D20v0 | 2019-01-03 09:30 | SCG | MFm | Ex | CZ09 | rDXHP | Cap-Tons | 1 | 1130 | None | 9.61 | 0.00665 | 0 | [9 empty] | DEER:Res:HVAC_Eff_AC | Annual | 20
RB-HV-DuctSeal-MedToLow | DEER2020 | D20v0 | 2019-01-03 09:30 | SCG | MFm | Ex | CZ09 | rNCGF | Cap-Tons | 1 | 1130 | None | 0.495 | 0 | 0.512 | [9 empty] | DEER:Res:HVAC_Eff_AC | Annual | 20
RB-HV-DuctSeal-MedToLow | DEER2020 | D20v0 | 2019-01-03 09:30 | SCG | MFm | Ex | CZ09 | rWtd | Household | 1 | 1130 | None | 4.25 | 0.00482 | 0.485 | [9 empty] | DEER:Res:HVAC_Eff_AC | Annual | 20
RB-HV-DuctSeal-MedToLow | DEER2020 | D20v0 | 2019-01-03 09:30 | SCG | MFm | Ex | CZ10 | rDXGF | Cap-Tons | 1 | 1070 | None | 4.58 | 0.007 | 0.354 | [9 empty] | DEER:Res:HVAC_Eff_AC | Annual | 20
RB-HV-DuctSeal-MedToLow | DEER2020 | D20v0 | 2019-01-03 09:30 | SCG | MFm | Ex | CZ10 | rDXHP | Cap-Tons | 1 | 1070 | None | 7.73 | 0.00708 | 0 | [9 empty] | DEER:Res:HVAC_Eff_AC | Annual | 20
RB-HV-DuctSeal-MedToLow | DEER2020 | D20v0 | 2019-01-03 09:30 | SCG | MFm | Ex | CZ10 | rNCGF | Cap-Tons | 1 | 1070 | None | 0.328 | 0 | 0.338 | [9 empty] | DEER:Res:HVAC_Eff_AC | Annual | 20
RB-HV-DuctSeal-MedToLow | DEER2020 | D20v0 | 2019-01-03 09:30 | SCG | MFm | Ex | CZ10 | rWtd | Household | 1 | 1070 | None | 4.62 | 0.00647 | 0.311 | [9 empty] | DEER:Res:HVAC_Eff_AC | Annual | 20
RB-HV-DuctSeal-MedToLow | DEER2020 | D20v0 | 2019-01-03 09:30 | SCG | MFm | Ex | CZ13 | rDXGF | Cap-Tons | 1 | 1070 | None | 10.3 | 0.00821 | 0.764 | [9 empty] | DEER:Res:HVAC_Eff_AC | Annual | 20
RB-HV-DuctSeal-MedToLow | DEER2020 | D20v0 | 2019-01-03 09:30 | SCG | MFm | Ex | CZ13 | rDXHP | Cap-Tons | 1 | 1070 | None | 17.9 | 0.00896 | 0 | [9 empty] | DEER:Res:HVAC_Eff_AC | Annual | 20
RB-HV-DuctSeal-MedToLow | DEER2020 | D20v0 | 2019-01-03 09:30 | SCG | MFm | Ex | CZ13 | rNCGF | Cap-Tons | 1 | 1070 | None | 0.697 | 0 | 0.725 | [9 empty] | DEER:Res:HVAC_Eff_AC | Annual | 20
RB-HV-DuctSeal-MedToLow | DEER2020 | D20v0 | 2019-01-03 09:30 | SCG | MFm | Ex | CZ13 | rWtd | Household | 1 | 1070 | None | 10.5 | 0.00773 | 0.672 | [9 empty] | DEER:Res:HVAC_Eff_AC | Annual | 20
RB-HV-DuctSeal-MedToLow | DEER2020 | D20v0 | 2019-01-03 09:30 | SCG | MFm | Ex | IOU | rDXGF | Cap-Tons | 1.16 | 1180 | None | 4.05 | 0.00545 | 0.422 | [9 empty] | DEER:Res:HVAC_Eff_AC | Annual | 20
RB-HV-DuctSeal-MedToLow | DEER2020 | D20v0 | 2019-01-03 09:30 | SCG | MFm | Ex | IOU | rDXHP | Cap-Tons | 1.16 | 1180 | None | 7.58 | 0.00557 | 0 | [9 empty] | DEER:Res:HVAC_Eff_AC | Annual | 20
RB-HV-DuctSeal-MedToLow | DEER2020 | D20v0 | 2019-01-03 09:30 | SCG | MFm | Ex | IOU | rNCGF | Cap-Tons | 1.16 | 1180 | None | 0.369 | 0 | 0.403 | [9 empty] | DEER:Res:HVAC_Eff_AC | Annual | 20
RB-HV-DuctSeal-MedToLow | DEER2020 | D20v0 | 2019-01-03 09:30 | SCG | MFm | Ex | IOU | rWtd | Household | 1.16 | 1180 | None | 2.75 | 0.00313 | 0.384 | [9 empty] | DEER:Res:HVAC_Eff_AC | Annual | 20
RB-HV-DuctSeal-MedToLow | DEER2020 | D20v0 | 2019-01-03 09:30 | SCG | Res | Ex | CZ04 | rDXGF | Cap-Tons | 3.2 | 2300 | None | 12.5 | 0.028 | 3.53 | [9 empty] | DEER:Res:HVAC_Eff_AC | Annual | 20
RB-HV-DuctSeal-MedToLow | DEER2020 | D20v0 | 2019-01-03 09:30 | SCG | Res | Ex | CZ04 | rDXHP | Cap-Tons | 3.2 | 2300 | None | 50.9 | 0.029 | 0 | [9 empty] | DEER:Res:HVAC_Eff_AC | Annual | 20
RB-HV-DuctSeal-MedToLow | DEER2020 | D20v0 | 2019-01-03 09:30 | SCG | Res | Ex | CZ04 | rNCGF | Cap-Tons | 3.2 | 2300 | None | 2.2 | 0 | 3.44 | [9 empty] | DEER:Res:HVAC_Eff_AC | Annual | 20
RB-HV-DuctSeal-MedToLow | DEER2020 | D20v0 | 2019-01-03 09:30 | SCG | Res | Ex | CZ04 | rWtd | Household | 3.2 | 2300 | None | 11.9 | 0.022 | 3.36 | [9 empty] | DEER:Res:HVAC_Eff_AC | Annual | 20
RB-HV-DuctSeal-MedToLow | DEER2020 | D20v0 | 2019-01-03 09:30 | SCG | Res | Ex | CZ05 | rDXGF | Cap-Tons | 3.5 | 2220 | None | 6.9 | 0.011 | 3.74 | [9 empty] | DEER:Res:HVAC_Eff_AC | Annual | 20
RB-HV-DuctSeal-MedToLow | DEER2020 | D20v0 | 2019-01-03 09:30 | SCG | Res | Ex | CZ05 | rDXHP | Cap-Tons | 3.5 | 2220 | None | 40.1 | 0.011 | 0 | [9 empty] | DEER:Res:HVAC_Eff_AC | Annual | 20
RB-HV-DuctSeal-MedToLow | DEER2020 | D20v0 | 2019-01-03 09:30 | SCG | Res | Ex | CZ05 | rNCGF | Cap-Tons | 3.5 | 2220 | None | 2.3 | 0 | 3.6 | [9 empty] | DEER:Res:HVAC_Eff_AC | Annual | 20
RB-HV-DuctSeal-MedToLow | DEER2020 | D20v0 | 2019-01-03 09:30 | SCG | Res | Ex | CZ05 | rWtd | Household | 3.5 | 2220 | None | 3.8 | 0.002 | 3.59 | [9 empty] | DEER:Res:HVAC_Eff_AC | Annual | 20
RB-HV-DuctSeal-MedToLow | DEER2020 | D20v0 | 2019-01-03 09:30 | SCG | Res | Ex | CZ06 | rDXGF | Cap-Tons | 3 | 1920 | None | 12 | 0.017 | 1.07 | [9 empty] | DEER:Res:HVAC_Eff_AC | Annual | 20
RB-HV-DuctSeal-MedToLow | DEER2020 | D20v0 | 2019-01-03 09:30 | SCG | Res | Ex | CZ06 | rDXHP | Cap-Tons | 3 | 1920 | None | 21.6 | 0.018 | 0 | [9 empty] | DEER:Res:HVAC_Eff_AC | Annual | 20
RB-HV-DuctSeal-MedToLow | DEER2020 | D20v0 | 2019-01-03 09:30 | SCG | Res | Ex | CZ06 | rNCGF | Cap-Tons | 3 | 1920 | None | 0.7 | 0 | 1.03 | [9 empty] | DEER:Res:HVAC_Eff_AC | Annual | 20
RB-HV-DuctSeal-MedToLow | DEER2020 | D20v0 | 2019-01-03 09:30 | SCG | Res | Ex | CZ06 | rWtd | Household | 3 | 1920 | None | 4 | 0.007 | 1.02 | [9 empty] | DEER:Res:HVAC_Eff_AC | Annual | 20
RB-HV-DuctSeal-MedToLow | DEER2020 | D20v0 | 2019-01-03 09:30 | SCG | Res | Ex | CZ08 | rDXGF | Cap-Tons | 2.4 | 1760 | None | 13.1 | 0.015 | 0.71 | [9 empty] | DEER:Res:HVAC_Eff_AC | Annual | 20
RB-HV-DuctSeal-MedToLow | DEER2020 | D20v0 | 2019-01-03 09:30 | SCG | Res | Ex | CZ08 | rDXHP | Cap-Tons | 2.4 | 1760 | None | 19.3 | 0.015 | 0 | [9 empty] | DEER:Res:HVAC_Eff_AC | Annual | 20
RB-HV-DuctSeal-MedToLow | DEER2020 | D20v0 | 2019-01-03 09:30 | SCG | Res | Ex | CZ08 | rNCGF | Cap-Tons | 2.4 | 1760 | None | 0.5 | 0 | 0.69 | [9 empty] | DEER:Res:HVAC_Eff_AC | Annual | 20
RB-HV-DuctSeal-MedToLow | DEER2020 | D20v0 | 2019-01-03 09:30 | SCG | Res | Ex | CZ08 | rWtd | Household | 2.4 | 1760 | None | 7.1 | 0.007 | 0.68 | [9 empty] | DEER:Res:HVAC_Eff_AC | Annual | 20
RB-HV-DuctSeal-MedToLow | DEER2020 | D20v0 | 2019-01-03 09:30 | SCG | Res | Ex | CZ09 | rDXGF | Cap-Tons | 2.2 | 1740 | None | 15.5 | 0.022 | 1.33 | [9 empty] | DEER:Res:HVAC_Eff_AC | Annual | 20
RB-HV-DuctSeal-MedToLow | DEER2020 | D20v0 | 2019-01-03 09:30 | SCG | Res | Ex | CZ09 | rDXHP | Cap-Tons | 2.2 | 1740 | None | 26.7 | 0.023 | 0 | [9 empty] | DEER:Res:HVAC_Eff_AC | Annual | 20
RB-HV-DuctSeal-MedToLow | DEER2020 | D20v0 | 2019-01-03 09:30 | SCG | Res | Ex | CZ09 | rNCGF | Cap-Tons | 2.2 | 1740 | None | 0.9 | 0 | 1.28 | [9 empty] | DEER:Res:HVAC_Eff_AC | Annual | 20
RB-HV-DuctSeal-MedToLow | DEER2020 | D20v0 | 2019-01-03 09:30 | SCG | Res | Ex | CZ09 | rWtd | Household | 2.2 | 1740 | None | 12.6 | 0.017 | 1.24 | [9 empty] | DEER:Res:HVAC_Eff_AC | Annual | 20
RB-HV-DuctSeal-MedToLow | DEER2020 | D20v0 | 2019-01-03 09:30 | SCG | Res | Ex | CZ10 | rDXGF | Cap-Tons | 2.5 | 1940 | None | 29.6 | 0.041 | 3.33 | [9 empty] | DEER:Res:HVAC_Eff_AC | Annual | 20
RB-HV-DuctSeal-MedToLow | DEER2020 | D20v0 | 2019-01-03 09:30 | SCG | Res | Ex | CZ10 | rDXHP | Cap-Tons | 2.5 | 1940 | None | 64.3 | 0.041 | 0 | [9 empty] | DEER:Res:HVAC_Eff_AC | Annual | 20
RB-HV-DuctSeal-MedToLow | DEER2020 | D20v0 | 2019-01-03 09:30 | SCG | Res | Ex | CZ10 | rNCGF | Cap-Tons | 2.5 | 1940 | None | 2.2 | 0 | 3.25 | [9 empty] | DEER:Res:HVAC_Eff_AC | Annual | 20
RB-HV-DuctSeal-MedToLow | DEER2020 | D20v0 | 2019-01-03 09:30 | SCG | Res | Ex | CZ10 | rWtd | Household | 2.5 | 1940 | None | 30 | 0.039 | 3.15 | [9 empty] | DEER:Res:HVAC_Eff_AC | Annual | 20
RB-HV-DuctSeal-MedToLow | DEER2020 | D20v0 | 2019-01-03 09:30 | SCG | Res | Ex | CZ13 | rDXGF | Cap-Tons | 2.5 | 1910 | None | 33.3 | 0.033 | 3.31 | [9 empty] | DEER:Res:HVAC_Eff_AC | Annual | 20
RB-HV-DuctSeal-MedToLow | DEER2020 | D20v0 | 2019-01-03 09:30 | SCG | Res | Ex | CZ13 | rDXHP | Cap-Tons | 2.5 | 1910 | None | 72 | 0.035 | 0 | [9 empty] | DEER:Res:HVAC_Eff_AC | Annual | 20
RB-HV-DuctSeal-MedToLow | DEER2020 | D20v0 | 2019-01-03 09:30 | SCG | Res | Ex | CZ13 | rNCGF | Cap-Tons | 2.5 | 1910 | None | 2.2 | 0 | 3.23 | [9 empty] | DEER:Res:HVAC_Eff_AC | Annual | 20
RB-HV-DuctSeal-MedToLow | DEER2020 | D20v0 | 2019-01-03 09:30 | SCG | Res | Ex | CZ13 | rWtd | Household | 2.5 | 1910 | None | 34.6 | 0.032 | 3.13 | [9 empty] | DEER:Res:HVAC_Eff_AC | Annual | 20
RB-HV-DuctSeal-MedToLow | DEER2020 | D20v0 | 2019-01-03 09:30 | SCG | Res | Ex | CZ14 | rDXGF | Cap-Tons | 3.2 | 2160 | None | 59.9 | 0.049 | 3.67 | [9 empty] | DEER:Res:HVAC_Eff_AC | Annual | 20
RB-HV-DuctSeal-MedToLow | DEER2020 | D20v0 | 2019-01-03 09:30 | SCG | Res | Ex | CZ14 | rDXHP | Cap-Tons | 3.2 | 2160 | None | 109 | 0.054 | 0 | [9 empty] | DEER:Res:HVAC_Eff_AC | Annual | 20
RB-HV-DuctSeal-MedToLow | DEER2020 | D20v0 | 2019-01-03 09:30 | SCG | Res | Ex | CZ14 | rNCGF | Cap-Tons | 3.2 | 2160 | None | 2.3 | 0 | 3.56 | [9 empty] | DEER:Res:HVAC_Eff_AC | Annual | 20
RB-HV-DuctSeal-MedToLow | DEER2020 | D20v0 | 2019-01-03 09:30 | SCG | Res | Ex | CZ14 | rWtd | Household | 3.2 | 2160 | None | 62.2 | 0.049 | 3.47 | [9 empty] | DEER:Res:HVAC_Eff_AC | Annual | 20
RB-HV-DuctSeal-MedToLow | DEER2020 | D20v0 | 2019-01-03 09:30 | SCG | Res | Ex | CZ15 | rDXGF | Cap-Tons | 3.4 | 2010 | None | 72.6 | 0.04 | 1.46 | [9 empty] | DEER:Res:HVAC_Eff_AC | Annual | 20
RB-HV-DuctSeal-MedToLow | DEER2020 | D20v0 | 2019-01-03 09:30 | SCG | Res | Ex | CZ15 | rDXHP | Cap-Tons | 3.4 | 2010 | None | 92.5 | 0.043 | 0 | [9 empty] | DEER:Res:HVAC_Eff_AC | Annual | 20
RB-HV-DuctSeal-MedToLow | DEER2020 | D20v0 | 2019-01-03 09:30 | SCG | Res | Ex | CZ15 | rNCGF | Cap-Tons | 3.4 | 2010 | None | 0.9 | 0 | 1.41 | [9 empty] | DEER:Res:HVAC_Eff_AC | Annual | 20
RB-HV-DuctSeal-MedToLow | DEER2020 | D20v0 | 2019-01-03 09:30 | SCG | Res | Ex | CZ15 | rWtd | Household | 3.4 | 2010 | None | 73.1 | 0.04 | 1.37 | [9 empty] | DEER:Res:HVAC_Eff_AC | Annual | 20
RB-HV-DuctSeal-MedToLow | DEER2020 | D20v0 | 2019-01-03 09:30 | SCG | Res | Ex | CZ16 | rDXGF | Cap-Tons | 3.6 | 1860 | None | 38.1 | 0.017 | 3.47 | [9 empty] | DEER:Res:HVAC_Eff_AC | Annual | 20
RB-HV-DuctSeal-MedToLow | DEER2020 | D20v0 | 2019-01-03 09:30 | SCG | Res | Ex | CZ16 | rDXHP | Cap-Tons | 3.6 | 1860 | None | 85.3 | 0.019 | 0 | [9 empty] | DEER:Res:HVAC_Eff_AC | Annual | 20
RB-HV-DuctSeal-MedToLow | DEER2020 | D20v0 | 2019-01-03 09:30 | SCG | Res | Ex | CZ16 | rNCGF | Cap-Tons | 3.6 | 1860 | None | 2.1 | 0 | 3.22 | [9 empty] | DEER:Res:HVAC_Eff_AC | Annual | 20
RB-HV-DuctSeal-MedToLow | DEER2020 | D20v0 | 2019-01-03 09:30 | SCG | Res | Ex | CZ16 | rWtd | Household | 3.6 | 1860 | None | 41 | 0.015 | 3.17 | [9 empty] | DEER:Res:HVAC_Eff_AC | Annual | 20
RB-HV-DuctSeal-MedToLow | DEER2020 | D20v0 | 2019-01-03 09:30 | SCG | Res | Ex | IOU | rDXGF | Cap-Tons | 2.6 | 1890 | None | 19.7 | 0.026 | 1.9 | [9 empty] | DEER:Res:HVAC_Eff_AC | Annual | 20
RB-HV-DuctSeal-MedToLow | DEER2020 | D20v0 | 2019-01-03 09:30 | SCG | Res | Ex | IOU | rDXHP | Cap-Tons | 2.6 | 1890 | None | 38.9 | 0.026 | 0 | [9 empty] | DEER:Res:HVAC_Eff_AC | Annual | 20
RB-HV-DuctSeal-MedToLow | DEER2020 | D20v0 | 2019-01-03 09:30 | SCG | Res | Ex | IOU | rNCGF | Cap-Tons | 2.6 | 1890 | None | 1.2 | 0 | 1.85 | [9 empty] | DEER:Res:HVAC_Eff_AC | Annual | 20
RB-HV-DuctSeal-MedToLow | DEER2020 | D20v0 | 2019-01-03 09:30 | SCG | Res | Ex | IOU | rWtd | Household | 2.6 | 1890 | None | 16.1 | 0.02 | 1.8 | [9 empty] | DEER:Res:HVAC_Eff_AC | Annual | 20
RB-HV-DuctSeal-MedToLow | DEER2020 | D20v0 | 2019-01-03 09:30 | SCG | SFm | Ex | CZ04 | rDXGF | Cap-Tons | 3.17 | 2300 | None | 12.5 | 0.028 | 3.53 | [9 empty] | DEER:Res:HVAC_Eff_AC | Annual | 20
RB-HV-DuctSeal-MedToLow | DEER2020 | D20v0 | 2019-01-03 09:30 | SCG | SFm | Ex | CZ04 | rDXHP | Cap-Tons | 3.17 | 2300 | None | 50.9 | 0.029 | 0 | [9 empty] | DEER:Res:HVAC_Eff_AC | Annual | 20
RB-HV-DuctSeal-MedToLow | DEER2020 | D20v0 | 2019-01-03 09:30 | SCG | SFm | Ex | CZ04 | rNCGF | Cap-Tons | 3.17 | 2300 | None | 2.21 | 0 | 3.44 | [9 empty] | DEER:Res:HVAC_Eff_AC | Annual | 20
RB-HV-DuctSeal-MedToLow | DEER2020 | D20v0 | 2019-01-03 09:30 | SCG | SFm | Ex | CZ04 | rWtd | Household | 3.17 | 2300 | None | 11.9 | 0.0221 | 3.36 | [9 empty] | DEER:Res:HVAC_Eff_AC | Annual | 20
RB-HV-DuctSeal-MedToLow | DEER2020 | D20v0 | 2019-01-03 09:30 | SCG | SFm | Ex | CZ05 | rDXGF | Cap-Tons | 3.55 | 2300 | None | 3.72 | 0.00946 | 3.71 | [9 empty] | DEER:Res:HVAC_Eff_AC | Annual | 20
RB-HV-DuctSeal-MedToLow | DEER2020 | D20v0 | 2019-01-03 09:30 | SCG | SFm | Ex | CZ05 | rDXHP | Cap-Tons | 3.55 | 2300 | None | 37 | 0.00883 | 0 | [9 empty] | DEER:Res:HVAC_Eff_AC | Annual | 20
RB-HV-DuctSeal-MedToLow | DEER2020 | D20v0 | 2019-01-03 09:30 | SCG | SFm | Ex | CZ05 | rNCGF | Cap-Tons | 3.55 | 2300 | None | 2.26 | 0 | 3.6 | [9 empty] | DEER:Res:HVAC_Eff_AC | Annual | 20
RB-HV-DuctSeal-MedToLow | DEER2020 | D20v0 | 2019-01-03 09:30 | SCG | SFm | Ex | CZ05 | rWtd | Household | 3.55 | 2300 | None | 2.7 | 0.00127 | 3.59 | [9 empty] | DEER:Res:HVAC_Eff_AC | Annual | 20
RB-HV-DuctSeal-MedToLow | DEER2020 | D20v0 | 2019-01-03 09:30 | SCG | SFm | Ex | CZ06 | rDXGF | Cap-Tons | 4.01 | 2390 | None | 8.12 | 0.0229 | 1.4 | [9 empty] | DEER:Res:HVAC_Eff_AC | Annual | 20
RB-HV-DuctSeal-MedToLow | DEER2020 | D20v0 | 2019-01-03 09:30 | SCG | SFm | Ex | CZ06 | rDXHP | Cap-Tons | 4.01 | 2390 | None | 20.6 | 0.0238 | 0 | [9 empty] | DEER:Res:HVAC_Eff_AC | Annual | 20
RB-HV-DuctSeal-MedToLow | DEER2020 | D20v0 | 2019-01-03 09:30 | SCG | SFm | Ex | CZ06 | rNCGF | Cap-Tons | 4.01 | 2390 | None | 0.828 | 0 | 1.36 | [9 empty] | DEER:Res:HVAC_Eff_AC | Annual | 20
RB-HV-DuctSeal-MedToLow | DEER2020 | D20v0 | 2019-01-03 09:30 | SCG | SFm | Ex | CZ06 | rWtd | Household | 4.01 | 2390 | None | 4.13 | 0.00951 | 1.34 | [9 empty] | DEER:Res:HVAC_Eff_AC | Annual | 20
RB-HV-DuctSeal-MedToLow | DEER2020 | D20v0 | 2019-01-03 09:30 | SCG | SFm | Ex | CZ08 | rDXGF | Cap-Tons | 3.77 | 2390 | None | 21 | 0.0258 | 1.12 | [9 empty] | DEER:Res:HVAC_Eff_AC | Annual | 20
RB-HV-DuctSeal-MedToLow | DEER2020 | D20v0 | 2019-01-03 09:30 | SCG | SFm | Ex | CZ08 | rDXHP | Cap-Tons | 3.77 | 2390 | None | 30.8 | 0.0272 | 0 | [9 empty] | DEER:Res:HVAC_Eff_AC | Annual | 20
RB-HV-DuctSeal-MedToLow | DEER2020 | D20v0 | 2019-01-03 09:30 | SCG | SFm | Ex | CZ08 | rNCGF | Cap-Tons | 3.77 | 2390 | None | 0.678 | 0 | 1.1 | [9 empty] | DEER:Res:HVAC_Eff_AC | Annual | 20
RB-HV-DuctSeal-MedToLow | DEER2020 | D20v0 | 2019-01-03 09:30 | SCG | SFm | Ex | CZ08 | rWtd | Household | 3.77 | 2390 | None | 11.1 | 0.0129 | 1.08 | [9 empty] | DEER:Res:HVAC_Eff_AC | Annual | 20
RB-HV-DuctSeal-MedToLow | DEER2020 | D20v0 | 2019-01-03 09:30 | SCG | SFm | Ex | CZ09 | rDXGF | Cap-Tons | 3.37 | 2420 | None | 22.1 | 0.0375 | 2.15 | [9 empty] | DEER:Res:HVAC_Eff_AC | Annual | 20
RB-HV-DuctSeal-MedToLow | DEER2020 | D20v0 | 2019-01-03 09:30 | SCG | SFm | Ex | CZ09 | rDXHP | Cap-Tons | 3.37 | 2420 | None | 40.5 | 0.0392 | 0 | [9 empty] | DEER:Res:HVAC_Eff_AC | Annual | 20
RB-HV-DuctSeal-MedToLow | DEER2020 | D20v0 | 2019-01-03 09:30 | SCG | SFm | Ex | CZ09 | rNCGF | Cap-Tons | 3.37 | 2420 | None | 1.32 | 0 | 2.1 | [9 empty] | DEER:Res:HVAC_Eff_AC | Annual | 20
RB-HV-DuctSeal-MedToLow | DEER2020 | D20v0 | 2019-01-03 09:30 | SCG | SFm | Ex | CZ09 | rWtd | Household | 3.37 | 2420 | None | 18.4 | 0.0295 | 2.05 | [9 empty] | DEER:Res:HVAC_Eff_AC | Annual | 20
RB-HV-DuctSeal-MedToLow | DEER2020 | D20v0 | 2019-01-03 09:30 | SCG | SFm | Ex | CZ10 | rDXGF | Cap-Tons | 2.53 | 1950 | None | 29.5 | 0.041 | 3.37 | [9 empty] | DEER:Res:HVAC_Eff_AC | Annual | 20
RB-HV-DuctSeal-MedToLow | DEER2020 | D20v0 | 2019-01-03 09:30 | SCG | SFm | Ex | CZ10 | rDXHP | Cap-Tons | 2.53 | 1950 | None | 64.5 | 0.0413 | 0 | [9 empty] | DEER:Res:HVAC_Eff_AC | Annual | 20
RB-HV-DuctSeal-MedToLow | DEER2020 | D20v0 | 2019-01-03 09:30 | SCG | SFm | Ex | CZ10 | rNCGF | Cap-Tons | 2.53 | 1950 | None | 2.22 | 0 | 3.29 | [9 empty] | DEER:Res:HVAC_Eff_AC | Annual | 20
RB-HV-DuctSeal-MedToLow | DEER2020 | D20v0 | 2019-01-03 09:30 | SCG | SFm | Ex | CZ10 | rWtd | Household | 2.53 | 1950 | None | 29.8 | 0.0388 | 3.19 | [9 empty] | DEER:Res:HVAC_Eff_AC | Annual | 20
RB-HV-DuctSeal-MedToLow | DEER2020 | D20v0 | 2019-01-03 09:30 | SCG | SFm | Ex | CZ13 | rDXGF | Cap-Tons | 2.55 | 1950 | None | 34.5 | 0.0342 | 3.44 | [9 empty] | DEER:Res:HVAC_Eff_AC | Annual | 20
RB-HV-DuctSeal-MedToLow | DEER2020 | D20v0 | 2019-01-03 09:30 | SCG | SFm | Ex | CZ13 | rDXHP | Cap-Tons | 2.55 | 1950 | None | 74.9 | 0.036 | 0 | [9 empty] | DEER:Res:HVAC_Eff_AC | Annual | 20
RB-HV-DuctSeal-MedToLow | DEER2020 | D20v0 | 2019-01-03 09:30 | SCG | SFm | Ex | CZ13 | rNCGF | Cap-Tons | 2.55 | 1950 | None | 2.27 | 0 | 3.36 | [9 empty] | DEER:Res:HVAC_Eff_AC | Annual | 20
RB-HV-DuctSeal-MedToLow | DEER2020 | D20v0 | 2019-01-03 09:30 | SCG | SFm | Ex | CZ13 | rWtd | Household | 2.55 | 1950 | None | 35.9 | 0.0335 | 3.26 | [9 empty] | DEER:Res:HVAC_Eff_AC | Annual | 20
RB-HV-DuctSeal-MedToLow | DEER2020 | D20v0 | 2019-01-03 09:30 | SCG | SFm | Ex | CZ14 | rDXGF | Cap-Tons | 3.16 | 2160 | None | 59.9 | 0.0492 | 3.67 | [9 empty] | DEER:Res:HVAC_Eff_AC | Annual | 20
RB-HV-DuctSeal-MedToLow | DEER2020 | D20v0 | 2019-01-03 09:30 | SCG | SFm | Ex | CZ14 | rDXHP | Cap-Tons | 3.16 | 2160 | None | 109 | 0.0538 | 0 | [9 empty] | DEER:Res:HVAC_Eff_AC | Annual | 20
RB-HV-DuctSeal-MedToLow | DEER2020 | D20v0 | 2019-01-03 09:30 | SCG | SFm | Ex | CZ14 | rNCGF | Cap-Tons | 3.16 | 2160 | None | 2.28 | 0 | 3.56 | [9 empty] | DEER:Res:HVAC_Eff_AC | Annual | 20
RB-HV-DuctSeal-MedToLow | DEER2020 | D20v0 | 2019-01-03 09:30 | SCG | SFm | Ex | CZ14 | rWtd | Household | 3.16 | 2160 | None | 62.2 | 0.0491 | 3.47 | [9 empty] | DEER:Res:HVAC_Eff_AC | Annual | 20
RB-HV-DuctSeal-MedToLow | DEER2020 | D20v0 | 2019-01-03 09:30 | SCG | SFm | Ex | CZ15 | rDXGF | Cap-Tons | 3.4 | 2160 | None | 56.2 | 0.0362 | 1.53 | [9 empty] | DEER:Res:HVAC_Eff_AC | Annual | 20
RB-HV-DuctSeal-MedToLow | DEER2020 | D20v0 | 2019-01-03 09:30 | SCG | SFm | Ex | CZ15 | rDXHP | Cap-Tons | 3.4 | 2160 | None | 77.6 | 0.0396 | 0 | [9 empty] | DEER:Res:HVAC_Eff_AC | Annual | 20
RB-HV-DuctSeal-MedToLow | DEER2020 | D20v0 | 2019-01-03 09:30 | SCG | SFm | Ex | CZ15 | rNCGF | Cap-Tons | 3.4 | 2160 | None | 0.935 | 0 | 1.49 | [9 empty] | DEER:Res:HVAC_Eff_AC | Annual | 20
RB-HV-DuctSeal-MedToLow | DEER2020 | D20v0 | 2019-01-03 09:30 | SCG | SFm | Ex | CZ15 | rWtd | Household | 3.4 | 2160 | None | 56.6 | 0.0359 | 1.44 | [9 empty] | DEER:Res:HVAC_Eff_AC | Annual | 20
RB-HV-DuctSeal-MedToLow | DEER2020 | D20v0 | 2019-01-03 09:30 | SCG | SFm | Ex | CZ16 | rDXGF | Cap-Tons | 3.61 | 2300 | None | 5.81 | 0.0116 | 3 | [9 empty] | DEER:Res:HVAC_Eff_AC | Annual | 20
RB-HV-DuctSeal-MedToLow | DEER2020 | D20v0 | 2019-01-03 09:30 | SCG | SFm | Ex | CZ16 | rDXHP | Cap-Tons | 3.61 | 2300 | None | 48 | 0.0116 | 0 | [9 empty] | DEER:Res:HVAC_Eff_AC | Annual | 20
RB-HV-DuctSeal-MedToLow | DEER2020 | D20v0 | 2019-01-03 09:30 | SCG | SFm | Ex | CZ16 | rNCGF | Cap-Tons | 3.61 | 2300 | None | 1.82 | 0 | 2.91 | [9 empty] | DEER:Res:HVAC_Eff_AC | Annual | 20
RB-HV-DuctSeal-MedToLow | DEER2020 | D20v0 | 2019-01-03 09:30 | SCG | SFm | Ex | CZ16 | rWtd | Household | 3.61 | 2300 | None | 6.01 | 0.00771 | 2.86 | [9 empty] | DEER:Res:HVAC_Eff_AC | Annual | 20
RB-HV-DuctSeal-MedToLow | DEER2020 | D20v0 | 2019-01-03 09:30 | SCG | SFm | Ex | IOU | rDXGF | Cap-Tons | 3.21 | 2190 | None | 22.7 | 0.0331 | 2.49 | [9 empty] | DEER:Res:HVAC_Eff_AC | Annual | 20
RB-HV-DuctSeal-MedToLow | DEER2020 | D20v0 | 2019-01-03 09:30 | SCG | SFm | Ex | IOU | rDXHP | Cap-Tons | 3.21 | 2190 | None | 48 | 0.0341 | 0 | [9 empty] | DEER:Res:HVAC_Eff_AC | Annual | 20
RB-HV-DuctSeal-MedToLow | DEER2020 | D20v0 | 2019-01-03 09:30 | SCG | SFm | Ex | IOU | rNCGF | Cap-Tons | 3.21 | 2190 | None | 1.59 | 0 | 2.43 | [9 empty] | DEER:Res:HVAC_Eff_AC | Annual | 20
RB-HV-DuctSeal-MedToLow | DEER2020 | D20v0 | 2019-01-03 09:30 | SCG | SFm | Ex | IOU | rWtd | Household | 3.21 | 2190 | None | 20.3 | 0.0262 | 2.37 | [9 empty] | DEER:Res:HVAC_Eff_AC | Annual | 20
RB-HV-DuctSeal-MedToLow | DEER2020 | D20v0 | 2019-01-03 09:30 | SDG | DMo | Ex | CZ06 | rDXGF | Cap-Tons | 3.5 | 1240 | None | 179 | 0.0249 | 1.26 | [9 empty] | DEER:Res:HVAC_Eff_AC | Annual | 20
RB-HV-DuctSeal-MedToLow | DEER2020 | D20v0 | 2019-01-03 09:30 | SDG | DMo | Ex | CZ06 | rDXHP | Cap-Tons | 3.5 | 1240 | None | 192 | 0.0282 | 0 | [9 empty] | DEER:Res:HVAC_Eff_AC | Annual | 20
RB-HV-DuctSeal-MedToLow | DEER2020 | D20v0 | 2019-01-03 09:30 | SDG | DMo | Ex | CZ06 | rNCGF | Cap-Tons | 3.5 | 1240 | None | 0.723 | 0 | 1.13 | [9 empty] | DEER:Res:HVAC_Eff_AC | Annual | 20
RB-HV-DuctSeal-MedToLow | DEER2020 | D20v0 | 2019-01-03 09:30 | SDG | DMo | Ex | CZ06 | rWtd | Household | 3.5 | 1240 | None | 101 | 0.0141 | 1.11 | [9 empty] | DEER:Res:HVAC_Eff_AC | Annual | 20
RB-HV-DuctSeal-MedToLow | DEER2020 | D20v0 | 2019-01-03 09:30 | SDG | DMo | Ex | CZ07 | rDXGF | Cap-Tons | 3.5 | 1240 | None | 123 | 0.0165 | 1.01 | [9 empty] | DEER:Res:HVAC_Eff_AC | Annual | 20
RB-HV-DuctSeal-MedToLow | DEER2020 | D20v0 | 2019-01-03 09:30 | SDG | DMo | Ex | CZ07 | rDXHP | Cap-Tons | 3.5 | 1240 | None | 131 | 0.0193 | 0 | [9 empty] | DEER:Res:HVAC_Eff_AC | Annual | 20
RB-HV-DuctSeal-MedToLow | DEER2020 | D20v0 | 2019-01-03 09:30 | SDG | DMo | Ex | CZ07 | rNCGF | Cap-Tons | 3.5 | 1240 | None | 0.593 | 0 | 0.929 | [9 empty] | DEER:Res:HVAC_Eff_AC | Annual | 20
RB-HV-DuctSeal-MedToLow | DEER2020 | D20v0 | 2019-01-03 09:30 | SDG | DMo | Ex | CZ07 | rWtd | Household | 3.5 | 1240 | None | 30.5 | 0.00408 | 0.919 | [9 empty] | DEER:Res:HVAC_Eff_AC | Annual | 20
RB-HV-DuctSeal-MedToLow | DEER2020 | D20v0 | 2019-01-03 09:30 | SDG | DMo | Ex | CZ08 | rDXGF | Cap-Tons | 3.5 | 1240 | None | 193 | 0.0209 | 1.14 | [9 empty] | DEER:Res:HVAC_Eff_AC | Annual | 20
RB-HV-DuctSeal-MedToLow | DEER2020 | D20v0 | 2019-01-03 09:30 | SDG | DMo | Ex | CZ08 | rDXHP | Cap-Tons | 3.5 | 1240 | None | 204 | 0.0239 | 0 | [9 empty] | DEER:Res:HVAC_Eff_AC | Annual | 20
RB-HV-DuctSeal-MedToLow | DEER2020 | D20v0 | 2019-01-03 09:30 | SDG | DMo | Ex | CZ08 | rNCGF | Cap-Tons | 3.5 | 1240 | None | 0.662 | 0 | 1.03 | [9 empty] | DEER:Res:HVAC_Eff_AC | Annual | 20
RB-HV-DuctSeal-MedToLow | DEER2020 | D20v0 | 2019-01-03 09:30 | SDG | DMo | Ex | CZ08 | rWtd | Household | 3.5 | 1240 | None | 123 | 0.0134 | 1.01 | [9 empty] | DEER:Res:HVAC_Eff_AC | Annual | 20
RB-HV-DuctSeal-MedToLow | DEER2020 | D20v0 | 2019-01-03 09:30 | SDG | DMo | Ex | CZ10 | rDXGF | Cap-Tons | 3.5 | 1240 | None | 119 | 0.0538 | 1.78 | [9 empty] | DEER:Res:HVAC_Eff_AC | Annual | 20
RB-HV-DuctSeal-MedToLow | DEER2020 | D20v0 | 2019-01-03 09:30 | SDG | DMo | Ex | CZ10 | rDXHP | Cap-Tons | 3.5 | 1240 | None | 138 | 0.0601 | 0 | [9 empty] | DEER:Res:HVAC_Eff_AC | Annual | 20
RB-HV-DuctSeal-MedToLow | DEER2020 | D20v0 | 2019-01-03 09:30 | SDG | DMo | Ex | CZ10 | rNCGF | Cap-Tons | 3.5 | 1240 | None | 1.02 | 0 | 1.6 | [9 empty] | DEER:Res:HVAC_Eff_AC | Annual | 20
RB-HV-DuctSeal-MedToLow | DEER2020 | D20v0 | 2019-01-03 09:30 | SDG | DMo | Ex | CZ10 | rWtd | Household | 3.5 | 1240 | None | 106 | 0.0476 | 1.56 | [9 empty] | DEER:Res:HVAC_Eff_AC | Annual | 20
RB-HV-DuctSeal-MedToLow | DEER2020 | D20v0 | 2019-01-03 09:30 | SDG | DMo | Ex | CZ14 | rDXGF | Cap-Tons | 3.5 | 1240 | None | 132 | 0.0414 | 2.13 | [9 empty] | DEER:Res:HVAC_Eff_AC | Annual | 20
RB-HV-DuctSeal-MedToLow | DEER2020 | D20v0 | 2019-01-03 09:30 | SDG | DMo | Ex | CZ14 | rDXHP | Cap-Tons | 3.5 | 1240 | None | 158 | 0.0423 | 0 | [9 empty] | DEER:Res:HVAC_Eff_AC | Annual | 20
RB-HV-DuctSeal-MedToLow | DEER2020 | D20v0 | 2019-01-03 09:30 | SDG | DMo | Ex | CZ14 | rNCGF | Cap-Tons | 3.5 | 1240 | None | 1.21 | 0 | 1.87 | [9 empty] | DEER:Res:HVAC_Eff_AC | Annual | 20
RB-HV-DuctSeal-MedToLow | DEER2020 | D20v0 | 2019-01-03 09:30 | SDG | DMo | Ex | CZ14 | rWtd | Household | 3.5 | 1240 | None | 27.3 | 0.0081 | 1.87 | [9 empty] | DEER:Res:HVAC_Eff_AC | Annual | 20
RB-HV-DuctSeal-MedToLow | DEER2020 | D20v0 | 2019-01-03 09:30 | SDG | DMo | Ex | CZ15 | rDXGF | Cap-Tons | 3.5 | 1240 | None | 183 | 0.0419 | 0.79 | [9 empty] | DEER:Res:HVAC_Eff_AC | Annual | 20
RB-HV-DuctSeal-MedToLow | DEER2020 | D20v0 | 2019-01-03 09:30 | SDG | DMo | Ex | CZ15 | rDXHP | Cap-Tons | 3.5 | 1240 | None | 193 | 0.0434 | 0 | [9 empty] | DEER:Res:HVAC_Eff_AC | Annual | 20
RB-HV-DuctSeal-MedToLow | DEER2020 | D20v0 | 2019-01-03 09:30 | SDG | DMo | Ex | CZ15 | rNCGF | Cap-Tons | 3.5 | 1240 | None | 0.453 | 0 | 0.704 | [9 empty] | DEER:Res:HVAC_Eff_AC | Annual | 20
RB-HV-DuctSeal-MedToLow | DEER2020 | D20v0 | 2019-01-03 09:30 | SDG | DMo | Ex | CZ15 | rWtd | Household | 3.5 | 1240 | None | 103 | 0.0234 | 0.697 | [9 empty] | DEER:Res:HVAC_Eff_AC | Annual | 20
RB-HV-DuctSeal-MedToLow | DEER2020 | D20v0 | 2019-01-03 09:30 | SDG | DMo | Ex | IOU | rDXGF | Cap-Tons | 3.5 | 1240 | None | 120 | 0.0406 | 1.51 | [9 empty] | DEER:Res:HVAC_Eff_AC | Annual | 20
RB-HV-DuctSeal-MedToLow | DEER2020 | D20v0 | 2019-01-03 09:30 | SDG | DMo | Ex | IOU | rDXHP | Cap-Tons | 3.5 | 1240 | None | 135 | 0.0456 | 0 | [9 empty] | DEER:Res:HVAC_Eff_AC | Annual | 20
RB-HV-DuctSeal-MedToLow | DEER2020 | D20v0 | 2019-01-03 09:30 | SDG | DMo | Ex | IOU | rNCGF | Cap-Tons | 3.5 | 1240 | None | 0.871 | 0 | 1.36 | [9 empty] | DEER:Res:HVAC_Eff_AC | Annual | 20
RB-HV-DuctSeal-MedToLow | DEER2020 | D20v0 | 2019-01-03 09:30 | SDG | DMo | Ex | IOU | rWtd | Household | 3.5 | 1240 | None | 79 | 0.0321 | 1.33 | [9 empty] | DEER:Res:HVAC_Eff_AC | Annual | 20
RB-HV-DuctSeal-MedToLow | DEER2020 | D20v0 | 2019-01-03 09:30 | SDG | MFm | Ex | CZ06 | rDXGF | Cap-Tons | 1.28 | 1210 | None | 2.37 | 0.00493 | 0.391 | [9 empty] | DEER:Res:HVAC_Eff_AC | Annual | 20
RB-HV-DuctSeal-MedToLow | DEER2020 | D20v0 | 2019-01-03 09:30 | SDG | MFm | Ex | CZ06 | rDXHP | Cap-Tons | 1.28 | 1210 | None | 5.92 | 0.00551 | 0 | [9 empty] | DEER:Res:HVAC_Eff_AC | Annual | 20
RB-HV-DuctSeal-MedToLow | DEER2020 | D20v0 | 2019-01-03 09:30 | SDG | MFm | Ex | CZ06 | rNCGF | Cap-Tons | 1.28 | 1210 | None | 0.325 | 0 | 0.375 | [9 empty] | DEER:Res:HVAC_Eff_AC | Annual | 20
RB-HV-DuctSeal-MedToLow | DEER2020 | D20v0 | 2019-01-03 09:30 | SDG | MFm | Ex | CZ06 | rWtd | Household | 1.28 | 1210 | None | 1.4 | 0.00215 | 0.361 | [9 empty] | DEER:Res:HVAC_Eff_AC | Annual | 20
RB-HV-DuctSeal-MedToLow | DEER2020 | D20v0 | 2019-01-03 09:30 | SDG | MFm | Ex | CZ07 | rDXGF | Cap-Tons | 1.11 | 1210 | None | 3.5 | 0.00376 | 0.329 | [9 empty] | DEER:Res:HVAC_Eff_AC | Annual | 20
RB-HV-DuctSeal-MedToLow | DEER2020 | D20v0 | 2019-01-03 09:30 | SDG | MFm | Ex | CZ07 | rDXHP | Cap-Tons | 1.11 | 1210 | None | 5.92 | 0.00398 | 0 | [9 empty] | DEER:Res:HVAC_Eff_AC | Annual | 20
RB-HV-DuctSeal-MedToLow | DEER2020 | D20v0 | 2019-01-03 09:30 | SDG | MFm | Ex | CZ07 | rNCGF | Cap-Tons | 1.11 | 1210 | None | 0.291 | 0 | 0.317 | [9 empty] | DEER:Res:HVAC_Eff_AC | Annual | 20
RB-HV-DuctSeal-MedToLow | DEER2020 | D20v0 | 2019-01-03 09:30 | SDG | MFm | Ex | CZ07 | rWtd | Household | 1.11 | 1210 | None | 1.42 | 0.00122 | 0.307 | [9 empty] | DEER:Res:HVAC_Eff_AC | Annual | 20
RB-HV-DuctSeal-MedToLow | DEER2020 | D20v0 | 2019-01-03 09:30 | SDG | MFm | Ex | CZ08 | rDXGF | Cap-Tons | 1.19 | 1210 | None | 4.43 | 0.00443 | 0.333 | [9 empty] | DEER:Res:HVAC_Eff_AC | Annual | 20
RB-HV-DuctSeal-MedToLow | DEER2020 | D20v0 | 2019-01-03 09:30 | SDG | MFm | Ex | CZ08 | rDXHP | Cap-Tons | 1.19 | 1210 | None | 7.16 | 0.00447 | 0 | [9 empty] | DEER:Res:HVAC_Eff_AC | Annual | 20
RB-HV-DuctSeal-MedToLow | DEER2020 | D20v0 | 2019-01-03 09:30 | SDG | MFm | Ex | CZ08 | rNCGF | Cap-Tons | 1.19 | 1210 | None | 0.288 | 0 | 0.321 | [9 empty] | DEER:Res:HVAC_Eff_AC | Annual | 20
RB-HV-DuctSeal-MedToLow | DEER2020 | D20v0 | 2019-01-03 09:30 | SDG | MFm | Ex | CZ08 | rWtd | Household | 1.19 | 1210 | None | 3.52 | 0.00319 | 0.299 | [9 empty] | DEER:Res:HVAC_Eff_AC | Annual | 20
RB-HV-DuctSeal-MedToLow | DEER2020 | D20v0 | 2019-01-03 09:30 | SDG | MFm | Ex | CZ10 | rDXGF | Cap-Tons | 1 | 1070 | None | 4.58 | 0.007 | 0.354 | [9 empty] | DEER:Res:HVAC_Eff_AC | Annual | 20
RB-HV-DuctSeal-MedToLow | DEER2020 | D20v0 | 2019-01-03 09:30 | SDG | MFm | Ex | CZ10 | rDXHP | Cap-Tons | 1 | 1070 | None | 7.73 | 0.00708 | 0 | [9 empty] | DEER:Res:HVAC_Eff_AC | Annual | 20
RB-HV-DuctSeal-MedToLow | DEER2020 | D20v0 | 2019-01-03 09:30 | SDG | MFm | Ex | CZ10 | rNCGF | Cap-Tons | 1 | 1070 | None | 0.328 | 0 | 0.338 | [9 empty] | DEER:Res:HVAC_Eff_AC | Annual | 20
RB-HV-DuctSeal-MedToLow | DEER2020 | D20v0 | 2019-01-03 09:30 | SDG | MFm | Ex | CZ10 | rWtd | Household | 1 | 1070 | None | 4.13 | 0.00573 | 0.314 | [9 empty] | DEER:Res:HVAC_Eff_AC | Annual | 20
RB-HV-DuctSeal-MedToLow | DEER2020 | D20v0 | 2019-01-03 09:30 | SDG | MFm | Ex | CZ14 | rDXGF | Cap-Tons | 1.07 | 1090 | None | 16 | 0.00959 | 1.08 | [9 empty] | DEER:Res:HVAC_Eff_AC | Annual | 20
RB-HV-DuctSeal-MedToLow | DEER2020 | D20v0 | 2019-01-03 09:30 | SDG | MFm | Ex | CZ14 | rDXHP | Cap-Tons | 1.07 | 1090 | None | 29 | 0.0101 | 0 | [9 empty] | DEER:Res:HVAC_Eff_AC | Annual | 20
RB-HV-DuctSeal-MedToLow | DEER2020 | D20v0 | 2019-01-03 09:30 | SDG | MFm | Ex | CZ14 | rNCGF | Cap-Tons | 1.07 | 1090 | None | 0.958 | 0 | 1.04 | [9 empty] | DEER:Res:HVAC_Eff_AC | Annual | 20
RB-HV-DuctSeal-MedToLow | DEER2020 | D20v0 | 2019-01-03 09:30 | SDG | MFm | Ex | CZ14 | rWtd | Household | 1.07 | 1090 | None | 17.6 | 0.00965 | 0.947 | [9 empty] | DEER:Res:HVAC_Eff_AC | Annual | 20
RB-HV-DuctSeal-MedToLow | DEER2020 | D20v0 | 2019-01-03 09:30 | SDG | MFm | Ex | CZ15 | rDXGF | Cap-Tons | 1.16 | 1090 | None | 15.5 | 0.00886 | 0.323 | [9 empty] | DEER:Res:HVAC_Eff_AC | Annual | 20
RB-HV-DuctSeal-MedToLow | DEER2020 | D20v0 | 2019-01-03 09:30 | SDG | MFm | Ex | CZ15 | rDXHP | Cap-Tons | 1.16 | 1090 | None | 18.6 | 0.00907 | 0 | [9 empty] | DEER:Res:HVAC_Eff_AC | Annual | 20
RB-HV-DuctSeal-MedToLow | DEER2020 | D20v0 | 2019-01-03 09:30 | SDG | MFm | Ex | CZ15 | rNCGF | Cap-Tons | 1.16 | 1090 | None | 0.281 | 0 | 0.31 | [9 empty] | DEER:Res:HVAC_Eff_AC | Annual | 20
RB-HV-DuctSeal-MedToLow | DEER2020 | D20v0 | 2019-01-03 09:30 | SDG | MFm | Ex | CZ15 | rWtd | Household | 1.16 | 1090 | None | 15.9 | 0.00889 | 0.283 | [9 empty] | DEER:Res:HVAC_Eff_AC | Annual | 20
RB-HV-DuctSeal-MedToLow | DEER2020 | D20v0 | 2019-01-03 09:30 | SDG | MFm | Ex | IOU | rDXGF | Cap-Tons | 1.11 | 1180 | None | 3.85 | 0.00457 | 0.337 | [9 empty] | DEER:Res:HVAC_Eff_AC | Annual | 20
RB-HV-DuctSeal-MedToLow | DEER2020 | D20v0 | 2019-01-03 09:30 | SDG | MFm | Ex | IOU | rDXHP | Cap-Tons | 1.11 | 1180 | None | 6.51 | 0.00474 | 0 | [9 empty] | DEER:Res:HVAC_Eff_AC | Annual | 20
RB-HV-DuctSeal-MedToLow | DEER2020 | D20v0 | 2019-01-03 09:30 | SDG | MFm | Ex | IOU | rNCGF | Cap-Tons | 1.11 | 1180 | None | 0.299 | 0 | 0.324 | [9 empty] | DEER:Res:HVAC_Eff_AC | Annual | 20
RB-HV-DuctSeal-MedToLow | DEER2020 | D20v0 | 2019-01-03 09:30 | SDG | MFm | Ex | IOU | rWtd | Household | 1.11 | 1180 | None | 2.36 | 0.00252 | 0.309 | [9 empty] | DEER:Res:HVAC_Eff_AC | Annual | 20
RB-HV-DuctSeal-MedToLow | DEER2020 | D20v0 | 2019-01-03 09:30 | SDG | Res | Ex | CZ06 | rDXGF | Cap-Tons | 3.8 | 2300 | None | 7.7 | 0.022 | 1.32 | [9 empty] | DEER:Res:HVAC_Eff_AC | Annual | 20
RB-HV-DuctSeal-MedToLow | DEER2020 | D20v0 | 2019-01-03 09:30 | SDG | Res | Ex | CZ06 | rDXHP | Cap-Tons | 3.8 | 2300 | None | 19.5 | 0.022 | 0 | [9 empty] | DEER:Res:HVAC_Eff_AC | Annual | 20
RB-HV-DuctSeal-MedToLow | DEER2020 | D20v0 | 2019-01-03 09:30 | SDG | Res | Ex | CZ06 | rNCGF | Cap-Tons | 3.8 | 2300 | None | 0.8 | 0 | 1.28 | [9 empty] | DEER:Res:HVAC_Eff_AC | Annual | 20
RB-HV-DuctSeal-MedToLow | DEER2020 | D20v0 | 2019-01-03 09:30 | SDG | Res | Ex | CZ06 | rWtd | Household | 3.8 | 2300 | None | 4.7 | 0.011 | 1.27 | [9 empty] | DEER:Res:HVAC_Eff_AC | Annual | 20
RB-HV-DuctSeal-MedToLow | DEER2020 | D20v0 | 2019-01-03 09:30 | SDG | Res | Ex | CZ07 | rDXGF | Cap-Tons | 2.5 | 1970 | None | 13.3 | 0.016 | 0.94 | [9 empty] | DEER:Res:HVAC_Eff_AC | Annual | 20
RB-HV-DuctSeal-MedToLow | DEER2020 | D20v0 | 2019-01-03 09:30 | SDG | Res | Ex | CZ07 | rDXHP | Cap-Tons | 2.5 | 1970 | None | 19.8 | 0.017 | 0 | [9 empty] | DEER:Res:HVAC_Eff_AC | Annual | 20
RB-HV-DuctSeal-MedToLow | DEER2020 | D20v0 | 2019-01-03 09:30 | SDG | Res | Ex | CZ07 | rNCGF | Cap-Tons | 2.5 | 1970 | None | 0.6 | 0 | 0.92 | [9 empty] | DEER:Res:HVAC_Eff_AC | Annual | 20
RB-HV-DuctSeal-MedToLow | DEER2020 | D20v0 | 2019-01-03 09:30 | SDG | Res | Ex | CZ07 | rWtd | Household | 2.5 | 1970 | None | 4.6 | 0.005 | 0.91 | [9 empty] | DEER:Res:HVAC_Eff_AC | Annual | 20
RB-HV-DuctSeal-MedToLow | DEER2020 | D20v0 | 2019-01-03 09:30 | SDG | Res | Ex | CZ08 | rDXGF | Cap-Tons | 1.5 | 1360 | None | 6.6 | 0.007 | 0.44 | [9 empty] | DEER:Res:HVAC_Eff_AC | Annual | 20
RB-HV-DuctSeal-MedToLow | DEER2020 | D20v0 | 2019-01-03 09:30 | SDG | Res | Ex | CZ08 | rDXHP | Cap-Tons | 1.5 | 1360 | None | 10.3 | 0.007 | 0 | [9 empty] | DEER:Res:HVAC_Eff_AC | Annual | 20
RB-HV-DuctSeal-MedToLow | DEER2020 | D20v0 | 2019-01-03 09:30 | SDG | Res | Ex | CZ08 | rNCGF | Cap-Tons | 1.5 | 1360 | None | 0.3 | 0 | 0.42 | [9 empty] | DEER:Res:HVAC_Eff_AC | Annual | 20
RB-HV-DuctSeal-MedToLow | DEER2020 | D20v0 | 2019-01-03 09:30 | SDG | Res | Ex | CZ08 | rWtd | Household | 1.5 | 1360 | None | 5.5 | 0.006 | 0.4 | [9 empty] | DEER:Res:HVAC_Eff_AC | Annual | 20
RB-HV-DuctSeal-MedToLow | DEER2020 | D20v0 | 2019-01-03 09:30 | SDG | Res | Ex | CZ10 | rDXGF | Cap-Tons | 2.3 | 1710 | None | 34.3 | 0.036 | 2.64 | [9 empty] | DEER:Res:HVAC_Eff_AC | Annual | 20
RB-HV-DuctSeal-MedToLow | DEER2020 | D20v0 | 2019-01-03 09:30 | SDG | Res | Ex | CZ10 | rDXHP | Cap-Tons | 2.3 | 1710 | None | 61.7 | 0.037 | 0 | [9 empty] | DEER:Res:HVAC_Eff_AC | Annual | 20
RB-HV-DuctSeal-MedToLow | DEER2020 | D20v0 | 2019-01-03 09:30 | SDG | Res | Ex | CZ10 | rNCGF | Cap-Tons | 2.3 | 1710 | None | 1.7 | 0 | 2.56 | [9 empty] | DEER:Res:HVAC_Eff_AC | Annual | 20
RB-HV-DuctSeal-MedToLow | DEER2020 | D20v0 | 2019-01-03 09:30 | SDG | Res | Ex | CZ10 | rWtd | Household | 2.3 | 1710 | None | 28.8 | 0.028 | 2.49 | [9 empty] | DEER:Res:HVAC_Eff_AC | Annual | 20
RB-HV-DuctSeal-MedToLow | DEER2020 | D20v0 | 2019-01-03 09:30 | SDG | Res | Ex | CZ14 | rDXGF | Cap-Tons | 3.2 | 2150 | None | 59.9 | 0.049 | 3.65 | [9 empty] | DEER:Res:HVAC_Eff_AC | Annual | 20
RB-HV-DuctSeal-MedToLow | DEER2020 | D20v0 | 2019-01-03 09:30 | SDG | Res | Ex | CZ14 | rDXHP | Cap-Tons | 3.2 | 2150 | None | 109 | 0.053 | 0 | [9 empty] | DEER:Res:HVAC_Eff_AC | Annual | 20
RB-HV-DuctSeal-MedToLow | DEER2020 | D20v0 | 2019-01-03 09:30 | SDG | Res | Ex | CZ14 | rNCGF | Cap-Tons | 3.2 | 2150 | None | 2.3 | 0 | 3.54 | [9 empty] | DEER:Res:HVAC_Eff_AC | Annual | 20
RB-HV-DuctSeal-MedToLow | DEER2020 | D20v0 | 2019-01-03 09:30 | SDG | Res | Ex | CZ14 | rWtd | Household | 3.2 | 2150 | None | 44.9 | 0.035 | 3.48 | [9 empty] | DEER:Res:HVAC_Eff_AC | Annual | 20
RB-HV-DuctSeal-MedToLow | DEER2020 | D20v0 | 2019-01-03 09:30 | SDG | Res | Ex | CZ15 | rDXGF | Cap-Tons | 2.5 | 1550 | None | 65.3 | 0.026 | 0.86 | [9 empty] | DEER:Res:HVAC_Eff_AC | Annual | 20
RB-HV-DuctSeal-MedToLow | DEER2020 | D20v0 | 2019-01-03 09:30 | SDG | Res | Ex | CZ15 | rDXHP | Cap-Tons | 2.5 | 1550 | None | 76.5 | 0.028 | 0 | [9 empty] | DEER:Res:HVAC_Eff_AC | Annual | 20
RB-HV-DuctSeal-MedToLow | DEER2020 | D20v0 | 2019-01-03 09:30 | SDG | Res | Ex | CZ15 | rNCGF | Cap-Tons | 2.5 | 1550 | None | 0.6 | 0 | 0.82 | [9 empty] | DEER:Res:HVAC_Eff_AC | Annual | 20
RB-HV-DuctSeal-MedToLow | DEER2020 | D20v0 | 2019-01-03 09:30 | SDG | Res | Ex | CZ15 | rWtd | Household | 2.5 | 1550 | None | 49.8 | 0.022 | 0.79 | [9 empty] | DEER:Res:HVAC_Eff_AC | Annual | 20
RB-HV-DuctSeal-MedToLow | DEER2020 | D20v0 | 2019-01-03 09:30 | SDG | Res | Ex | IOU | rDXGF | Cap-Tons | 2.6 | 1910 | None | 18.3 | 0.022 | 1.47 | [9 empty] | DEER:Res:HVAC_Eff_AC | Annual | 20
RB-HV-DuctSeal-MedToLow | DEER2020 | D20v0 | 2019-01-03 09:30 | SDG | Res | Ex | IOU | rDXHP | Cap-Tons | 2.6 | 1910 | None | 31.7 | 0.023 | 0 | [9 empty] | DEER:Res:HVAC_Eff_AC | Annual | 20
RB-HV-DuctSeal-MedToLow | DEER2020 | D20v0 | 2019-01-03 09:30 | SDG | Res | Ex | IOU | rNCGF | Cap-Tons | 2.6 | 1910 | None | 1 | 0 | 1.43 | [9 empty] | DEER:Res:HVAC_Eff_AC | Annual | 20
RB-HV-DuctSeal-MedToLow | DEER2020 | D20v0 | 2019-01-03 09:30 | SDG | Res | Ex | IOU | rWtd | Household | 2.6 | 1910 | None | 11.9 | 0.013 | 1.4 | [9 empty] | DEER:Res:HVAC_Eff_AC | Annual | 20
RB-HV-DuctSeal-MedToLow | DEER2020 | D20v0 | 2019-01-03 09:30 | SDG | SFm | Ex | CZ06 | rDXGF | Cap-Tons | 4.01 | 2390 | None | 8.12 | 0.0229 | 1.4 | [9 empty] | DEER:Res:HVAC_Eff_AC | Annual | 20
RB-HV-DuctSeal-MedToLow | DEER2020 | D20v0 | 2019-01-03 09:30 | SDG | SFm | Ex | CZ06 | rDXHP | Cap-Tons | 4.01 | 2390 | None | 20.6 | 0.0238 | 0 | [9 empty] | DEER:Res:HVAC_Eff_AC | Annual | 20
RB-HV-DuctSeal-MedToLow | DEER2020 | D20v0 | 2019-01-03 09:30 | SDG | SFm | Ex | CZ06 | rNCGF | Cap-Tons | 4.01 | 2390 | None | 0.828 | 0 | 1.36 | [9 empty] | DEER:Res:HVAC_Eff_AC | Annual | 20
RB-HV-DuctSeal-MedToLow | DEER2020 | D20v0 | 2019-01-03 09:30 | SDG | SFm | Ex | CZ06 | rWtd | Household | 4.01 | 2390 | None | 4.96 | 0.0119 | 1.34 | [9 empty] | DEER:Res:HVAC_Eff_AC | Annual | 20
RB-HV-DuctSeal-MedToLow | DEER2020 | D20v0 | 2019-01-03 09:30 | SDG | SFm | Ex | CZ07 | rDXGF | Cap-Tons | 3.21 | 2390 | None | 12.4 | 0.022 | 1.25 | [9 empty] | DEER:Res:HVAC_Eff_AC | Annual | 20
RB-HV-DuctSeal-MedToLow | DEER2020 | D20v0 | 2019-01-03 09:30 | SDG | SFm | Ex | CZ07 | rDXHP | Cap-Tons | 3.21 | 2390 | None | 20.8 | 0.0228 | 0 | [9 empty] | DEER:Res:HVAC_Eff_AC | Annual | 20
RB-HV-DuctSeal-MedToLow | DEER2020 | D20v0 | 2019-01-03 09:30 | SDG | SFm | Ex | CZ07 | rNCGF | Cap-Tons | 3.21 | 2390 | None | 0.767 | 0 | 1.22 | [9 empty] | DEER:Res:HVAC_Eff_AC | Annual | 20
RB-HV-DuctSeal-MedToLow | DEER2020 | D20v0 | 2019-01-03 09:30 | SDG | SFm | Ex | CZ07 | rWtd | Household | 3.21 | 2390 | None | 4.74 | 0.00726 | 1.21 | [9 empty] | DEER:Res:HVAC_Eff_AC | Annual | 20
RB-HV-DuctSeal-MedToLow | DEER2020 | D20v0 | 2019-01-03 09:30 | SDG | SFm | Ex | CZ08 | rDXGF | Cap-Tons | 3.77 | 2390 | None | 21 | 0.0258 | 1.12 | [9 empty] | DEER:Res:HVAC_Eff_AC | Annual | 20
RB-HV-DuctSeal-MedToLow | DEER2020 | D20v0 | 2019-01-03 09:30 | SDG | SFm | Ex | CZ08 | rDXHP | Cap-Tons | 3.77 | 2390 | None | 30.8 | 0.0272 | 0 | [9 empty] | DEER:Res:HVAC_Eff_AC | Annual | 20
RB-HV-DuctSeal-MedToLow | DEER2020 | D20v0 | 2019-01-03 09:30 | SDG | SFm | Ex | CZ08 | rNCGF | Cap-Tons | 3.77 | 2390 | None | 0.678 | 0 | 1.1 | [9 empty] | DEER:Res:HVAC_Eff_AC | Annual | 20
RB-HV-DuctSeal-MedToLow | DEER2020 | D20v0 | 2019-01-03 09:30 | SDG | SFm | Ex | CZ08 | rWtd | Household | 3.77 | 2390 | None | 18.8 | 0.0225 | 1.07 | [9 empty] | DEER:Res:HVAC_Eff_AC | Annual | 20
RB-HV-DuctSeal-MedToLow | DEER2020 | D20v0 | 2019-01-03 09:30 | SDG | SFm | Ex | CZ10 | rDXGF | Cap-Tons | 2.53 | 1950 | None | 29.5 | 0.041 | 3.37 | [9 empty] | DEER:Res:HVAC_Eff_AC | Annual | 20
RB-HV-DuctSeal-MedToLow | DEER2020 | D20v0 | 2019-01-03 09:30 | SDG | SFm | Ex | CZ10 | rDXHP | Cap-Tons | 2.53 | 1950 | None | 64.5 | 0.0413 | 0 | [9 empty] | DEER:Res:HVAC_Eff_AC | Annual | 20
RB-HV-DuctSeal-MedToLow | DEER2020 | D20v0 | 2019-01-03 09:30 | SDG | SFm | Ex | CZ10 | rNCGF | Cap-Tons | 2.53 | 1950 | None | 2.22 | 0 | 3.29 | [9 empty] | DEER:Res:HVAC_Eff_AC | Annual | 20
RB-HV-DuctSeal-MedToLow | DEER2020 | D20v0 | 2019-01-03 09:30 | SDG | SFm | Ex | CZ10 | rWtd | Household | 2.53 | 1950 | None | 23.8 | 0.0304 | 3.21 | [9 empty] | DEER:Res:HVAC_Eff_AC | Annual | 20
RB-HV-DuctSeal-MedToLow | DEER2020 | D20v0 | 2019-01-03 09:30 | SDG | SFm | Ex | CZ14 | rDXGF | Cap-Tons | 3.16 | 2160 | None | 59.9 | 0.0492 | 3.67 | [9 empty] | DEER:Res:HVAC_Eff_AC | Annual | 20
RB-HV-DuctSeal-MedToLow | DEER2020 | D20v0 | 2019-01-03 09:30 | SDG | SFm | Ex | CZ14 | rDXHP | Cap-Tons | 3.16 | 2160 | None | 109 | 0.0538 | 0 | [9 empty] | DEER:Res:HVAC_Eff_AC | Annual | 20
RB-HV-DuctSeal-MedToLow | DEER2020 | D20v0 | 2019-01-03 09:30 | SDG | SFm | Ex | CZ14 | rNCGF | Cap-Tons | 3.16 | 2160 | None | 2.29 | 0 | 3.56 | [9 empty] | DEER:Res:HVAC_Eff_AC | Annual | 20
RB-HV-DuctSeal-MedToLow | DEER2020 | D20v0 | 2019-01-03 09:30 | SDG | SFm | Ex | CZ14 | rWtd | Household | 3.16 | 2160 | None | 45.2 | 0.0351 | 3.5 | [9 empty] | DEER:Res:HVAC_Eff_AC | Annual | 20
RB-HV-DuctSeal-MedToLow | DEER2020 | D20v0 | 2019-01-03 09:30 | SDG | SFm | Ex | CZ15 | rDXGF | Cap-Tons | 3.4 | 2160 | None | 56.2 | 0.0353 | 1.42 | [9 empty] | DEER:Res:HVAC_Eff_AC | Annual | 20
RB-HV-DuctSeal-MedToLow | DEER2020 | D20v0 | 2019-01-03 09:30 | SDG | SFm | Ex | CZ15 | rDXHP | Cap-Tons | 3.4 | 2160 | None | 76.4 | 0.0388 | 0 | [9 empty] | DEER:Res:HVAC_Eff_AC | Annual | 20
RB-HV-DuctSeal-MedToLow | DEER2020 | D20v0 | 2019-01-03 09:30 | SDG | SFm | Ex | CZ15 | rNCGF | Cap-Tons | 3.4 | 2160 | None | 0.868 | 0 | 1.38 | [9 empty] | DEER:Res:HVAC_Eff_AC | Annual | 20
RB-HV-DuctSeal-MedToLow | DEER2020 | D20v0 | 2019-01-03 09:30 | SDG | SFm | Ex | CZ15 | rWtd | Household | 3.4 | 2160 | None | 57.3 | 0.0355 | 1.34 | [9 empty] | DEER:Res:HVAC_Eff_AC | Annual | 20
RB-HV-DuctSeal-MedToLow | DEER2020 | D20v0 | 2019-01-03 09:30 | SDG | SFm | Ex | IOU | rDXGF | Cap-Tons | 3.17 | 2250 | None | 17.1 | 0.0282 | 1.94 | [9 empty] | DEER:Res:HVAC_Eff_AC | Annual | 20
RB-HV-DuctSeal-MedToLow | DEER2020 | D20v0 | 2019-01-03 09:30 | SDG | SFm | Ex | IOU | rDXHP | Cap-Tons | 3.17 | 2250 | None | 34.8 | 0.0289 | 0 | [9 empty] | DEER:Res:HVAC_Eff_AC | Annual | 20
RB-HV-DuctSeal-MedToLow | DEER2020 | D20v0 | 2019-01-03 09:30 | SDG | SFm | Ex | IOU | rNCGF | Cap-Tons | 3.17 | 2250 | None | 1.23 | 0 | 1.89 | [9 empty] | DEER:Res:HVAC_Eff_AC | Annual | 20
RB-HV-DuctSeal-MedToLow | DEER2020 | D20v0 | 2019-01-03 09:30 | SDG | SFm | Ex | IOU | rWtd | Household | 3.17 | 2250 | None | 11 | 0.0156 | 1.86 | [9 empty] | DEER:Res:HVAC_Eff_AC | Annual | 20
RB-HV-DuctSeal-HighToLow | DEER2020 | D20v0 | 2019-11-06 15:59 | Any | SFm | Old | CZ04 | rDXGF | Cap-Tons | 2.79 | 1670 | None | 28.2 | 0.0606 | 8.61 | [9 empty] | DEER:Res:HVAC_Eff_AC | Annual | 20
RB-HV-DuctSeal-HighToLow | DEER2020 | D20v0 | 2019-11-06 15:59 | Any | SFm | Old | CZ04 | rDXHP | Cap-Tons | 2.79 | 1670 | None | 122 | 0.0629 | 0 | [9 empty] | DEER:Res:HVAC_Eff_AC | Annual | 20
RB-HV-DuctSeal-HighToLow | DEER2020 | D20v0 | 2019-11-06 15:59 | Any | SFm | Old | CZ04 | rNCGF | Cap-Tons | 2.79 | 1670 | None | 5.7 | 0 | 8.44 | [9 empty] | DEER:Res:HVAC_Eff_AC | Annual | 20
RB-HV-DuctSeal-MedToLow | DEER2020 | D20v0 | 2019-11-06 15:59 | Any | MFm | Old | CZ04 | rDXGF | Cap-Tons | 1.36 | 1090 | None | 3.12 | 0.00674 | 0.793 | [9 empty] | DEER:Res:HVAC_Eff_AC | Annual | 20
RB-HV-DuctSeal-MedToLow | DEER2020 | D20v0 | 2019-11-06 15:59 | Any | MFm | Old | CZ04 | rDXHP | Cap-Tons | 1.36 | 1090 | None | 11.8 | 0.00708 | 0 | [9 empty] | DEER:Res:HVAC_Eff_AC | Annual | 20
RB-HV-DuctSeal-MedToLow | DEER2020 | D20v0 | 2019-11-06 15:59 | Any | MFm | Old | CZ04 | rNCGF | Cap-Tons | 1.36 | 1090 | None | 0.646 | 0 | 0.763 | [9 empty] | DEER:Res:HVAC_Eff_AC | Annual | 20
RB-HV-DuctSeal-MedToLow | DEER2020 | D20v0 | 2019-11-06 15:59 | Any | Res | Old | CZ04 | rDXGF | Cap-Tons | 2.3 | 1450 | None | 8.8 | 0.02 | 2.53 | [9 empty] | DEER:Res:HVAC_Eff_AC | Annual | 20
RB-HV-DuctSeal-MedToLow | DEER2020 | D20v0 | 2019-11-06 15:59 | Any | Res | Old | CZ04 | rDXHP | Cap-Tons | 2.3 | 1450 | None | 36.6 | 0.02 | 0 | [9 empty] | DEER:Res:HVAC_Eff_AC | Annual | 20
RB-HV-DuctSeal-MedToLow | DEER2020 | D20v0 | 2019-11-06 15:59 | Any | Res | Old | CZ04 | rNCGF | Cap-Tons | 2.3 | 1450 | None | 1.7 | 0 | 2.47 | [9 empty] | DEER:Res:HVAC_Eff_AC | Annual | 20
RB-HV-DuctSeal-HighToLow | DEER2020 | D20v0 | 2019-11-06 16:00 | Any | DMo | Ex | CZ05 | rDXGF | Cap-Tons | 3.5 | 1240 | None | 78.1 | 0.0458 | 9.02 | [9 empty] | DEER:Res:HVAC_Eff_AC | Annual | 20
RB-HV-DuctSeal-HighToLow | DEER2020 | D20v0 | 2019-11-06 16:00 | Any | DMo | Ex | CZ05 | rDXHP | Cap-Tons | 3.5 | 1240 | None | 152 | 0.0507 | 0 | [9 empty] | DEER:Res:HVAC_Eff_AC | Annual | 20
RB-HV-DuctSeal-HighToLow | DEER2020 | D20v0 | 2019-11-06 16:00 | Any | DMo | Ex | CZ05 | rNCGF | Cap-Tons | 3.5 | 1240 | None | 5.15 | 0 | 7.99 | [9 empty] | DEER:Res:HVAC_Eff_AC | Annual | 20
RB-HV-DuctSeal-HighToLow | DEER2020 | D20v0 | 2019-11-06 16:00 | Any | MFm | Ex | CZ05 | rDXGF | Cap-Tons | 1.04 | 999 | None | 2.02 | 0.00241 | 1.38 | [9 empty] | DEER:Res:HVAC_Eff_AC | Annual | 20
RB-HV-DuctSeal-HighToLow | DEER2020 | D20v0 | 2019-11-06 16:00 | Any | MFm | Ex | CZ05 | rDXHP | Cap-Tons | 1.04 | 999 | None | 16.1 | 0.00289 | 0 | [9 empty] | DEER:Res:HVAC_Eff_AC | Annual | 20
RB-HV-DuctSeal-HighToLow | DEER2020 | D20v0 | 2019-11-06 16:00 | Any | MFm | Ex | CZ05 | rNCGF | Cap-Tons | 1.04 | 999 | None | 1.24 | 0 | 1.32 | [9 empty] | DEER:Res:HVAC_Eff_AC | Annual | 20
RB-HV-DuctSeal-HighToLow | DEER2020 | D20v0 | 2019-11-06 16:00 | Any | Res | Ex | CZ05 | rDXGF | Cap-Tons | 3.5 | 2130 | None | 20.4 | 0.026 | 9.08 | [9 empty] | DEER:Res:HVAC_Eff_AC | Annual | 20
RB-HV-DuctSeal-HighToLow | DEER2020 | D20v0 | 2019-11-06 16:00 | Any | Res | Ex | CZ05 | rDXHP | Cap-Tons | 3.5 | 2130 | None | 101 | 0.026 | 0 | [9 empty] | DEER:Res:HVAC_Eff_AC | Annual | 20
RB-HV-DuctSeal-HighToLow | DEER2020 | D20v0 | 2019-11-06 16:00 | Any | Res | Ex | CZ05 | rNCGF | Cap-Tons | 3.5 | 2130 | None | 5.5 | 0 | 8.69 | [9 empty] | DEER:Res:HVAC_Eff_AC | Annual | 20
RB-HV-DuctSeal-HighToLow | DEER2020 | D20v0 | 2019-11-06 16:00 | Any | SFm | Ex | CZ05 | rDXGF | Cap-Tons | 3.55 | 2300 | None | 9.04 | 0.0222 | 9.1 | [9 empty] | DEER:Res:HVAC_Eff_AC | Annual | 20
RB-HV-DuctSeal-HighToLow | DEER2020 | D20v0 | 2019-11-06 16:00 | Any | SFm | Ex | CZ05 | rDXHP | Cap-Tons | 3.55 | 2300 | None | 91.1 | 0.0213 | 0 | [9 empty] | DEER:Res:HVAC_Eff_AC | Annual | 20
RB-HV-DuctSeal-HighToLow | DEER2020 | D20v0 | 2019-11-06 16:00 | Any | SFm | Ex | CZ05 | rNCGF | Cap-Tons | 3.55 | 2300 | None | 5.56 | 0 | 8.84 | [9 empty] | DEER:Res:HVAC_Eff_AC | Annual | 20
RB-HV-DuctSeal-MedToLow | DEER2020 | D20v0 | 2019-11-06 16:00 | Any | DMo | Ex | CZ05 | rDXGF | Cap-Tons | 3.5 | 1240 | None | 45.7 | 0.0284 | 4.1 | [9 empty] | DEER:Res:HVAC_Eff_AC | Annual | 20
RB-HV-DuctSeal-MedToLow | DEER2020 | D20v0 | 2019-11-06 16:00 | Any | DMo | Ex | CZ05 | rDXHP | Cap-Tons | 3.5 | 1240 | None | 78.8 | 0.0313 | 0 | [9 empty] | DEER:Res:HVAC_Eff_AC | Annual | 20
RB-HV-DuctSeal-MedToLow | DEER2020 | D20v0 | 2019-11-06 16:00 | Any | DMo | Ex | CZ05 | rNCGF | Cap-Tons | 3.5 | 1240 | None | 2.36 | 0 | 3.66 | [9 empty] | DEER:Res:HVAC_Eff_AC | Annual | 20
RB-HV-DuctSeal-MedToLow | DEER2020 | D20v0 | 2019-11-06 16:00 | Any | MFm | Ex | CZ05 | rDXGF | Cap-Tons | 1.04 | 999 | None | 0.857 | 0.0012 | 0.585 | [9 empty] | DEER:Res:HVAC_Eff_AC | Annual | 20
RB-HV-DuctSeal-MedToLow | DEER2020 | D20v0 | 2019-11-06 16:00 | Any | MFm | Ex | CZ05 | rDXHP | Cap-Tons | 1.04 | 999 | None | 6.86 | 0.00096 | 0 | [9 empty] | DEER:Res:HVAC_Eff_AC | Annual | 20
RB-HV-DuctSeal-MedToLow | DEER2020 | D20v0 | 2019-11-06 16:00 | Any | MFm | Ex | CZ05 | rNCGF | Cap-Tons | 1.04 | 999 | None | 0.526 | 0 | 0.561 | [9 empty] | DEER:Res:HVAC_Eff_AC | Annual | 20
RB-HV-DuctSeal-MedToLow | DEER2020 | D20v0 | 2019-11-06 16:00 | Any | Res | Ex | CZ05 | rDXGF | Cap-Tons | 3.5 | 2130 | None | 10.6 | 0.013 | 3.77 | [9 empty] | DEER:Res:HVAC_Eff_AC | Annual | 20
RB-HV-DuctSeal-MedToLow | DEER2020 | D20v0 | 2019-11-06 16:00 | Any | Res | Ex | CZ05 | rDXHP | Cap-Tons | 3.5 | 2130 | None | 43.8 | 0.013 | 0 | [9 empty] | DEER:Res:HVAC_Eff_AC | Annual | 20
RB-HV-DuctSeal-MedToLow | DEER2020 | D20v0 | 2019-11-06 16:00 | Any | Res | Ex | CZ05 | rNCGF | Cap-Tons | 3.5 | 2130 | None | 2.3 | 0 | 3.61 | [9 empty] | DEER:Res:HVAC_Eff_AC | Annual | 20
RB-HV-DuctSeal-MedToLow | DEER2020 | D20v0 | 2019-11-06 16:00 | Any | SFm | Ex | CZ05 | rDXGF | Cap-Tons | 3.55 | 2300 | None | 3.72 | 0.00946 | 3.71 | [9 empty] | DEER:Res:HVAC_Eff_AC | Annual | 20
RB-HV-DuctSeal-MedToLow | DEER2020 | D20v0 | 2019-11-06 16:00 | Any | SFm | Ex | CZ05 | rDXHP | Cap-Tons | 3.55 | 2300 | None | 37 | 0.00883 | 0 | [9 empty] | DEER:Res:HVAC_Eff_AC | Annual | 20
RB-HV-DuctSeal-MedToLow | DEER2020 | D20v0 | 2019-11-06 16:00 | Any | SFm | Ex | CZ05 | rNCGF | Cap-Tons | 3.55 | 2300 | None | 2.26 | 0 | 3.6 | [9 empty] | DEER:Res:HVAC_Eff_AC | Annual | 20
RB-HV-DuctSeal-HighToLow | DEER2020 | D20v0 | 2019-11-06 16:01 | Any | DMo | Old | CZ05 | rDXGF | Cap-Tons | 3.5 | 1210 | None | 20.2 | 0.0484 | 10.1 | [9 empty] | DEER:Res:HVAC_Eff_AC | Annual | 20
RB-HV-DuctSeal-HighToLow | DEER2020 | D20v0 | 2019-11-06 16:01 | Any | DMo | Old | CZ05 | rDXHP | Cap-Tons | 3.5 | 1210 | None | 102 | 0.0548 | 0 | [9 empty] | DEER:Res:HVAC_Eff_AC | Annual | 20
RB-HV-DuctSeal-HighToLow | DEER2020 | D20v0 | 2019-11-06 16:01 | Any | DMo | Old | CZ05 | rNCGF | Cap-Tons | 3.5 | 1210 | None | 5.62 | 0 | 9.01 | [9 empty] | DEER:Res:HVAC_Eff_AC | Annual | 20
RB-HV-DuctSeal-HighToLow | DEER2020 | D20v0 | 2019-11-06 16:01 | Any | SFm | Old | CZ05 | rDXGF | Cap-Tons | 3.17 | 1730 | None | 11 | 0.025 | 11.7 | [9 empty] | DEER:Res:HVAC_Eff_AC | Annual | 20
RB-HV-DuctSeal-HighToLow | DEER2020 | D20v0 | 2019-11-06 16:01 | Any | SFm | Old | CZ05 | rDXHP | Cap-Tons | 3.17 | 1730 | None | 117 | 0.0266 | 0 | [9 empty] | DEER:Res:HVAC_Eff_AC | Annual | 20
RB-HV-DuctSeal-HighToLow | DEER2020 | D20v0 | 2019-11-06 16:01 | Any | SFm | Old | CZ05 | rNCGF | Cap-Tons | 3.17 | 1730 | None | 7.47 | 0 | 11.5 | [9 empty] | DEER:Res:HVAC_Eff_AC | Annual | 20
RB-HV-DuctSeal-MedToLow | DEER2020 | D20v0 | 2019-11-06 16:01 | Any | MFm | Old | CZ05 | rDXGF | Cap-Tons | 1.39 | 1060 | None | 1.04 | 0.00081 | 0.984 | [9 empty] | DEER:Res:HVAC_Eff_AC | Annual | 20
RB-HV-DuctSeal-MedToLow | DEER2020 | D20v0 | 2019-11-06 16:01 | Any | MFm | Old | CZ05 | rDXHP | Cap-Tons | 1.39 | 1060 | None | 10 | 0.00021 | 0 | [9 empty] | DEER:Res:HVAC_Eff_AC | Annual | 20
RB-HV-DuctSeal-MedToLow | DEER2020 | D20v0 | 2019-11-06 16:01 | Any | MFm | Old | CZ05 | rNCGF | Cap-Tons | 1.39 | 1060 | None | 0.792 | 0 | 0.947 | [9 empty] | DEER:Res:HVAC_Eff_AC | Annual | 20
RB-HV-DuctSeal-MedToLow | DEER2020 | D20v0 | 2019-11-06 16:01 | Any | Res | Old | CZ05 | rDXGF | Cap-Tons | 2.8 | 1540 | None | 4.3 | 0.01 | 3.98 | [9 empty] | DEER:Res:HVAC_Eff_AC | Annual | 20
RB-HV-DuctSeal-MedToLow | DEER2020 | D20v0 | 2019-11-06 16:01 | Any | Res | Old | CZ05 | rDXHP | Cap-Tons | 2.8 | 1540 | None | 39.6 | 0.01 | 0 | [9 empty] | DEER:Res:HVAC_Eff_AC | Annual | 20
RB-HV-DuctSeal-MedToLow | DEER2020 | D20v0 | 2019-11-06 16:01 | Any | Res | Old | CZ05 | rNCGF | Cap-Tons | 2.8 | 1540 | None | 2.5 | 0 | 3.85 | [9 empty] | DEER:Res:HVAC_Eff_AC | Annual | 20
RB-HV-DuctSeal-HighToLow | DEER2020 | D20v0 | 2019-11-06 16:01 | Any | MFm | Old | CZ05 | rDXGF | Cap-Tons | 1.39 | 1060 | None | 2.46 | 0.00177 | 2.3 | [9 empty] | DEER:Res:HVAC_Eff_AC | Annual | 20
RB-HV-DuctSeal-HighToLow | DEER2020 | D20v0 | 2019-11-06 16:01 | Any | MFm | Old | CZ05 | rDXHP | Cap-Tons | 1.39 | 1060 | None | 23.4 | 0.00135 | 0 | [9 empty] | DEER:Res:HVAC_Eff_AC | Annual | 20
RB-HV-DuctSeal-HighToLow | DEER2020 | D20v0 | 2019-11-06 16:01 | Any | MFm | Old | CZ05 | rNCGF | Cap-Tons | 1.39 | 1060 | None | 1.86 | 0 | 2.22 | [9 empty] | DEER:Res:HVAC_Eff_AC | Annual | 20
RB-HV-DuctSeal-HighToLow | DEER2020 | D20v0 | 2019-11-06 16:01 | Any | Res | Old | CZ05 | rDXGF | Cap-Tons | 2.8 | 1540 | None | 10.2 | 0.023 | 9.61 | [9 empty] | DEER:Res:HVAC_Eff_AC | Annual | 20
RB-HV-DuctSeal-HighToLow | DEER2020 | D20v0 | 2019-11-06 16:01 | Any | Res | Old | CZ05 | rDXHP | Cap-Tons | 2.8 | 1540 | None | 95.7 | 0.024 | 0 | [9 empty] | DEER:Res:HVAC_Eff_AC | Annual | 20
RB-HV-DuctSeal-HighToLow | DEER2020 | D20v0 | 2019-11-06 16:01 | Any | Res | Old | CZ05 | rNCGF | Cap-Tons | 2.8 | 1540 | None | 6.1 | 0 | 9.31 | [9 empty] | DEER:Res:HVAC_Eff_AC | Annual | 20
RB-HV-DuctSeal-MedToLow | DEER2020 | D20v0 | 2019-11-06 16:01 | Any | DMo | Old | CZ05 | rDXGF | Cap-Tons | 3.5 | 1210 | None | 9.32 | 0.0227 | 4.61 | [9 empty] | DEER:Res:HVAC_Eff_AC | Annual | 20
RB-HV-DuctSeal-MedToLow | DEER2020 | D20v0 | 2019-11-06 16:01 | Any | DMo | Old | CZ05 | rDXHP | Cap-Tons | 3.5 | 1210 | None | 46.1 | 0.0257 | 0 | [9 empty] | DEER:Res:HVAC_Eff_AC | Annual | 20
RB-HV-DuctSeal-MedToLow | DEER2020 | D20v0 | 2019-11-06 16:01 | Any | DMo | Old | CZ05 | rNCGF | Cap-Tons | 3.5 | 1210 | None | 2.58 | 0 | 4.14 | [9 empty] | DEER:Res:HVAC_Eff_AC | Annual | 20
RB-HV-DuctSeal-MedToLow | DEER2020 | D20v0 | 2019-11-06 16:01 | Any | SFm | Old | CZ05 | rDXGF | Cap-Tons | 3.17 | 1730 | None | 4.5 | 0.0105 | 4.79 | [9 empty] | DEER:Res:HVAC_Eff_AC | Annual | 20
RB-HV-DuctSeal-MedToLow | DEER2020 | D20v0 | 2019-11-06 16:01 | Any | SFm | Old | CZ05 | rDXHP | Cap-Tons | 3.17 | 1730 | None | 47.5 | 0.0113 | 0 | [9 empty] | DEER:Res:HVAC_Eff_AC | Annual | 20
RB-HV-DuctSeal-MedToLow | DEER2020 | D20v0 | 2019-11-06 16:01 | Any | SFm | Old | CZ05 | rNCGF | Cap-Tons | 3.17 | 1730 | None | 3.04 | 0 | 4.69 | [9 empty] | DEER:Res:HVAC_Eff_AC | Annual | 20
RB-HV-DuctSeal-MedToLow | DEER2020 | D20v0 | 2020-09-17 17:53 | Any | SFm | Old | CZ05 | rWtd | Cap-Tons | 3.17 | 1730 | None | 3.83 | 0.00218 | 4.65 | [9 empty] | DEER:Res:HVAC_Eff_AC | Annual | 20
RB-HV-DuctSeal-HighToLow | DEER2020 | D20v0 | 2019-11-06 16:02 | Any | DMo | Old | CZ06 | rDXGF | Cap-Tons | 3.5 | 1210 | None | 50.3 | 0.106 | 3.78 | [9 empty] | DEER:Res:HVAC_Eff_AC | Annual | 20
RB-HV-DuctSeal-HighToLow | DEER2020 | D20v0 | 2019-11-06 16:02 | Any | DMo | Old | CZ06 | rDXHP | Cap-Tons | 3.5 | 1210 | None | 88.2 | 0.119 | 0 | [9 empty] | DEER:Res:HVAC_Eff_AC | Annual | 20
RB-HV-DuctSeal-HighToLow | DEER2020 | D20v0 | 2019-11-06 16:02 | Any | DMo | Old | CZ06 | rNCGF | Cap-Tons | 3.5 | 1210 | None | 2.11 | 0 | 3.39 | [9 empty] | DEER:Res:HVAC_Eff_AC | Annual | 20
RB-HV-DuctSeal-MedToLow | DEER2020 | D20v0 | 2019-11-06 16:02 | Any | MFm | Old | CZ06 | rDXGF | Cap-Tons | 1.58 | 1150 | None | 3.24 | 0.00517 | 0.569 | [9 empty] | DEER:Res:HVAC_Eff_AC | Annual | 20
RB-HV-DuctSeal-MedToLow | DEER2020 | D20v0 | 2019-11-06 16:02 | Any | MFm | Old | CZ06 | rDXHP | Cap-Tons | 1.58 | 1150 | None | 8.05 | 0.00538 | 0 | [9 empty] | DEER:Res:HVAC_Eff_AC | Annual | 20
RB-HV-DuctSeal-MedToLow | DEER2020 | D20v0 | 2019-11-06 16:02 | Any | MFm | Old | CZ06 | rNCGF | Cap-Tons | 1.58 | 1150 | None | 0.437 | 0 | 0.547 | [9 empty] | DEER:Res:HVAC_Eff_AC | Annual | 20
RB-HV-DuctSeal-MedToLow | DEER2020 | D20v0 | 2020-09-17 17:53 | Any | MFm | Old | CZ06 | rWtd | Cap-Tons | 1.58 | 1150 | None | 2.05 | 0.00246 | 0.524 | [9 empty] | DEER:Res:HVAC_Eff_AC | Annual | 20
RB-HV-DuctSeal-MedToLow | DEER2020 | D20v0 | 2019-11-06 16:02 | Any | Res | Old | CZ06 | rDXGF | Cap-Tons | 2.7 | 1500 | None | 6.7 | 0.018 | 1.31 | [9 empty] | DEER:Res:HVAC_Eff_AC | Annual | 20
RB-HV-DuctSeal-MedToLow | DEER2020 | D20v0 | 2019-11-06 16:02 | Any | Res | Old | CZ06 | rDXHP | Cap-Tons | 2.7 | 1500 | None | 18 | 0.019 | 0 | [9 empty] | DEER:Res:HVAC_Eff_AC | Annual | 20
RB-HV-DuctSeal-MedToLow | DEER2020 | D20v0 | 2019-11-06 16:02 | Any | Res | Old | CZ06 | rNCGF | Cap-Tons | 2.7 | 1500 | None | 0.8 | 0 | 1.28 | [9 empty] | DEER:Res:HVAC_Eff_AC | Annual | 20
RB-HV-DuctSeal-MedToLow | DEER2020 | D20v0 | 2019-11-06 16:02 | Any | SFm | Old | CZ06 | rDXGF | Cap-Tons | 3.36 | 1730 | None | 8.8 | 0.0267 | 1.78 | [9 empty] | DEER:Res:HVAC_Eff_AC | Annual | 20
RB-HV-DuctSeal-MedToLow | DEER2020 | D20v0 | 2019-11-06 16:02 | Any | SFm | Old | CZ06 | rDXHP | Cap-Tons | 3.36 | 1730 | None | 24.1 | 0.028 | 0 | [9 empty] | DEER:Res:HVAC_Eff_AC | Annual | 20
RB-HV-DuctSeal-MedToLow | DEER2020 | D20v0 | 2019-11-06 16:02 | Any | SFm | Old | CZ06 | rNCGF | Cap-Tons | 3.36 | 1730 | None | 1.1 | 0 | 1.74 | [9 empty] | DEER:Res:HVAC_Eff_AC | Annual | 20
RB-HV-DuctSeal-HighToLow | DEER2020 | D20v0 | 2019-11-06 16:02 | Any | MFm | Old | CZ06 | rDXGF | Cap-Tons | 1.58 | 1150 | None | 7.38 | 0.012 | 1.33 | [9 empty] | DEER:Res:HVAC_Eff_AC | Annual | 20
RB-HV-DuctSeal-HighToLow | DEER2020 | D20v0 | 2019-11-06 16:02 | Any | MFm | Old | CZ06 | rDXHP | Cap-Tons | 1.58 | 1150 | None | 18.7 | 0.0125 | 0 | [9 empty] | DEER:Res:HVAC_Eff_AC | Annual | 20
RB-HV-DuctSeal-HighToLow | DEER2020 | D20v0 | 2019-11-06 16:02 | Any | MFm | Old | CZ06 | rNCGF | Cap-Tons | 1.58 | 1150 | None | 1.02 | 0 | 1.28 | [9 empty] | DEER:Res:HVAC_Eff_AC | Annual | 20
RB-HV-DuctSeal-HighToLow | DEER2020 | D20v0 | 2019-11-06 16:02 | Any | Res | Old | CZ06 | rDXGF | Cap-Tons | 2.7 | 1500 | None | 15.9 | 0.044 | 3.18 | [9 empty] | DEER:Res:HVAC_Eff_AC | Annual | 20
RB-HV-DuctSeal-HighToLow | DEER2020 | D20v0 | 2019-11-06 16:02 | Any | Res | Old | CZ06 | rDXHP | Cap-Tons | 2.7 | 1500 | None | 43.4 | 0.045 | 0 | [9 empty] | DEER:Res:HVAC_Eff_AC | Annual | 20
RB-HV-DuctSeal-HighToLow | DEER2020 | D20v0 | 2019-11-06 16:02 | Any | Res | Old | CZ06 | rNCGF | Cap-Tons | 2.7 | 1500 | None | 2 | 0 | 3.1 | [9 empty] | DEER:Res:HVAC_Eff_AC | Annual | 20
RB-HV-DuctSeal-HighToLow | DEER2020 | D20v0 | 2019-11-06 16:02 | Any | SFm | Old | CZ06 | rDXGF | Cap-Tons | 3.36 | 1730 | None | 20.9 | 0.0634 | 4.35 | [9 empty] | DEER:Res:HVAC_Eff_AC | Annual | 20
RB-HV-DuctSeal-HighToLow | DEER2020 | D20v0 | 2019-11-06 16:02 | Any | SFm | Old | CZ06 | rDXHP | Cap-Tons | 3.36 | 1730 | None | 58.7 | 0.0653 | 0 | [9 empty] | DEER:Res:HVAC_Eff_AC | Annual | 20
RB-HV-DuctSeal-HighToLow | DEER2020 | D20v0 | 2019-11-06 16:02 | Any | SFm | Old | CZ06 | rNCGF | Cap-Tons | 3.36 | 1730 | None | 2.7 | 0 | 4.26 | [9 empty] | DEER:Res:HVAC_Eff_AC | Annual | 20
RB-HV-DuctSeal-MedToLow | DEER2020 | D20v0 | 2019-11-06 16:02 | Any | DMo | Old | CZ06 | rDXGF | Cap-Tons | 3.5 | 1210 | None | 23.5 | 0.0491 | 1.73 | [9 empty] | DEER:Res:HVAC_Eff_AC | Annual | 20
RB-HV-DuctSeal-MedToLow | DEER2020 | D20v0 | 2019-11-06 16:02 | Any | DMo | Old | CZ06 | rDXHP | Cap-Tons | 3.5 | 1210 | None | 40.8 | 0.0555 | 0 | [9 empty] | DEER:Res:HVAC_Eff_AC | Annual | 20
RB-HV-DuctSeal-MedToLow | DEER2020 | D20v0 | 2019-11-06 16:02 | Any | DMo | Old | CZ06 | rNCGF | Cap-Tons | 3.5 | 1210 | None | 0.969 | 0 | 1.56 | [9 empty] | DEER:Res:HVAC_Eff_AC | Annual | 20
RB-HV-DuctSeal-HighToLow | DEER2020 | D20v0 | 2019-11-06 16:02 | Any | DMo | Ex | CZ06 | rDXGF | Cap-Tons | 3.5 | 1240 | None | 160 | 0.0716 | 3.89 | [9 empty] | DEER:Res:HVAC_Eff_AC | Annual | 20
RB-HV-DuctSeal-HighToLow | DEER2020 | D20v0 | 2019-11-06 16:02 | Any | DMo | Ex | CZ06 | rDXHP | Cap-Tons | 3.5 | 1240 | None | 195 | 0.0813 | 0 | [9 empty] | DEER:Res:HVAC_Eff_AC | Annual | 20
RB-HV-DuctSeal-HighToLow | DEER2020 | D20v0 | 2019-11-06 16:02 | Any | DMo | Ex | CZ06 | rNCGF | Cap-Tons | 3.5 | 1240 | None | 2.22 | 0 | 3.45 | [9 empty] | DEER:Res:HVAC_Eff_AC | Annual | 20
RB-HV-DuctSeal-HighToLow | DEER2020 | D20v0 | 2019-11-06 16:02 | Any | MFm | Ex | CZ06 | rDXGF | Cap-Tons | 1.28 | 1210 | None | 5.51 | 0.0114 | 0.921 | [9 empty] | DEER:Res:HVAC_Eff_AC | Annual | 20
RB-HV-DuctSeal-HighToLow | DEER2020 | D20v0 | 2019-11-06 16:02 | Any | MFm | Ex | CZ06 | rDXHP | Cap-Tons | 1.28 | 1210 | None | 13.7 | 0.0127 | 0 | [9 empty] | DEER:Res:HVAC_Eff_AC | Annual | 20
RB-HV-DuctSeal-HighToLow | DEER2020 | D20v0 | 2019-11-06 16:02 | Any | MFm | Ex | CZ06 | rNCGF | Cap-Tons | 1.28 | 1210 | None | 0.763 | 0 | 0.883 | [9 empty] | DEER:Res:HVAC_Eff_AC | Annual | 20
RB-HV-DuctSeal-HighToLow | DEER2020 | D20v0 | 2019-11-06 16:02 | Any | Res | Ex | CZ06 | rDXGF | Cap-Tons | 3 | 1920 | None | 22.7 | 0.041 | 2.59 | [9 empty] | DEER:Res:HVAC_Eff_AC | Annual | 20
RB-HV-DuctSeal-HighToLow | DEER2020 | D20v0 | 2019-11-06 16:02 | Any | Res | Ex | CZ06 | rDXHP | Cap-Tons | 3 | 1920 | None | 45.9 | 0.043 | 0 | [9 empty] | DEER:Res:HVAC_Eff_AC | Annual | 20
RB-HV-DuctSeal-HighToLow | DEER2020 | D20v0 | 2019-11-06 16:02 | Any | Res | Ex | CZ06 | rNCGF | Cap-Tons | 3 | 1920 | None | 1.6 | 0 | 2.5 | [9 empty] | DEER:Res:HVAC_Eff_AC | Annual | 20
RB-HV-DuctSeal-HighToLow | DEER2020 | D20v0 | 2019-11-06 16:02 | Any | SFm | Ex | CZ06 | rDXGF | Cap-Tons | 4.01 | 2390 | None | 20.2 | 0.0546 | 3.43 | [9 empty] | DEER:Res:HVAC_Eff_AC | Annual | 20
RB-HV-DuctSeal-HighToLow | DEER2020 | D20v0 | 2019-11-06 16:02 | Any | SFm | Ex | CZ06 | rDXHP | Cap-Tons | 4.01 | 2390 | None | 50.6 | 0.056 | 0 | [9 empty] | DEER:Res:HVAC_Eff_AC | Annual | 20
RB-HV-DuctSeal-HighToLow | DEER2020 | D20v0 | 2019-11-06 16:02 | Any | SFm | Ex | CZ06 | rNCGF | Cap-Tons | 4.01 | 2390 | None | 2.03 | 0 | 3.33 | [9 empty] | DEER:Res:HVAC_Eff_AC | Annual | 20
RB-HV-DuctSeal-MedToLow | DEER2020 | D20v0 | 2019-11-06 16:02 | Any | DMo | Ex | CZ06 | rDXGF | Cap-Tons | 3.5 | 1240 | None | 115 | 0.0335 | 1.77 | [9 empty] | DEER:Res:HVAC_Eff_AC | Annual | 20
RB-HV-DuctSeal-MedToLow | DEER2020 | D20v0 | 2019-11-06 16:02 | Any | DMo | Ex | CZ06 | rDXHP | Cap-Tons | 3.5 | 1240 | None | 132 | 0.0381 | 0 | [9 empty] | DEER:Res:HVAC_Eff_AC | Annual | 20
RB-HV-DuctSeal-MedToLow | DEER2020 | D20v0 | 2019-11-06 16:02 | Any | DMo | Ex | CZ06 | rNCGF | Cap-Tons | 3.5 | 1240 | None | 1.02 | 0 | 1.58 | [9 empty] | DEER:Res:HVAC_Eff_AC | Annual | 20
RB-HV-DuctSeal-MedToLow | DEER2020 | D20v0 | 2019-11-06 16:02 | Any | MFm | Ex | CZ06 | rDXGF | Cap-Tons | 1.28 | 1210 | None | 2.37 | 0.00493 | 0.391 | [9 empty] | DEER:Res:HVAC_Eff_AC | Annual | 20
RB-HV-DuctSeal-MedToLow | DEER2020 | D20v0 | 2019-11-06 16:02 | Any | MFm | Ex | CZ06 | rDXHP | Cap-Tons | 1.28 | 1210 | None | 5.92 | 0.00551 | 0 | [9 empty] | DEER:Res:HVAC_Eff_AC | Annual | 20
RB-HV-DuctSeal-MedToLow | DEER2020 | D20v0 | 2019-11-06 16:02 | Any | MFm | Ex | CZ06 | rNCGF | Cap-Tons | 1.28 | 1210 | None | 0.325 | 0 | 0.375 | [9 empty] | DEER:Res:HVAC_Eff_AC | Annual | 20
RB-HV-DuctSeal-MedToLow | DEER2020 | D20v0 | 2019-11-06 16:02 | Any | Res | Ex | CZ06 | rDXGF | Cap-Tons | 3 | 1920 | None | 12 | 0.017 | 1.07 | [9 empty] | DEER:Res:HVAC_Eff_AC | Annual | 20
RB-HV-DuctSeal-MedToLow | DEER2020 | D20v0 | 2019-11-06 16:02 | Any | Res | Ex | CZ06 | rDXHP | Cap-Tons | 3 | 1920 | None | 21.6 | 0.018 | 0 | [9 empty] | DEER:Res:HVAC_Eff_AC | Annual | 20
RB-HV-DuctSeal-MedToLow | DEER2020 | D20v0 | 2019-11-06 16:02 | Any | Res | Ex | CZ06 | rNCGF | Cap-Tons | 3 | 1920 | None | 0.7 | 0 | 1.03 | [9 empty] | DEER:Res:HVAC_Eff_AC | Annual | 20
RB-HV-DuctSeal-MedToLow | DEER2020 | D20v0 | 2019-11-06 16:02 | Any | SFm | Ex | CZ06 | rDXGF | Cap-Tons | 4.01 | 2390 | None | 8.12 | 0.0229 | 1.4 | [9 empty] | DEER:Res:HVAC_Eff_AC | Annual | 20
RB-HV-DuctSeal-MedToLow | DEER2020 | D20v0 | 2019-11-06 16:02 | Any | SFm | Ex | CZ06 | rDXHP | Cap-Tons | 4.01 | 2390 | None | 20.6 | 0.0238 | 0 | [9 empty] | DEER:Res:HVAC_Eff_AC | Annual | 20
RB-HV-DuctSeal-MedToLow | DEER2020 | D20v0 | 2019-11-06 16:02 | Any | SFm | Ex | CZ06 | rNCGF | Cap-Tons | 4.01 | 2390 | None | 0.828 | 0 | 1.36 | [9 empty] | DEER:Res:HVAC_Eff_AC | Annual | 20
RB-HV-DuctSeal-HighToLow | DEER2020 | D20v0 | 2019-11-06 16:03 | Any | DMo | Old | CZ07 | rDXGF | Cap-Tons | 3.5 | 1210 | None | 49.2 | 0.0674 | 2.57 | [9 empty] | DEER:Res:HVAC_Eff_AC | Annual | 20
RB-HV-DuctSeal-HighToLow | DEER2020 | D20v0 | 2019-11-06 16:03 | Any | DMo | Old | CZ07 | rDXHP | Cap-Tons | 3.5 | 1210 | None | 75.2 | 0.0797 | 0 | [9 empty] | DEER:Res:HVAC_Eff_AC | Annual | 20
RB-HV-DuctSeal-HighToLow | DEER2020 | D20v0 | 2019-11-06 16:03 | Any | DMo | Old | CZ07 | rNCGF | Cap-Tons | 3.5 | 1210 | None | 1.45 | 0 | 2.35 | [9 empty] | DEER:Res:HVAC_Eff_AC | Annual | 20
RB-HV-DuctSeal-HighToLow | DEER2020 | D20v0 | 2019-11-06 16:03 | Any | MFm | Old | CZ07 | rDXGF | Cap-Tons | 1.35 | 1160 | None | 5.1 | 0.00706 | 1.02 | [9 empty] | DEER:Res:HVAC_Eff_AC | Annual | 20
RB-HV-DuctSeal-HighToLow | DEER2020 | D20v0 | 2019-11-06 16:03 | Any | MFm | Old | CZ07 | rDXHP | Cap-Tons | 1.35 | 1160 | None | 12.3 | 0.0075 | 0 | [9 empty] | DEER:Res:HVAC_Eff_AC | Annual | 20
RB-HV-DuctSeal-HighToLow | DEER2020 | D20v0 | 2019-11-06 16:03 | Any | MFm | Old | CZ07 | rNCGF | Cap-Tons | 1.35 | 1160 | None | 0.822 | 0 | 0.979 | [9 empty] | DEER:Res:HVAC_Eff_AC | Annual | 20
RB-HV-DuctSeal-HighToLow | DEER2020 | D20v0 | 2019-11-06 16:03 | Any | Res | Old | CZ07 | rDXGF | Cap-Tons | 2.2 | 1540 | None | 19.4 | 0.035 | 3.4 | [9 empty] | DEER:Res:HVAC_Eff_AC | Annual | 20
RB-HV-DuctSeal-HighToLow | DEER2020 | D20v0 | 2019-11-06 16:03 | Any | Res | Old | CZ07 | rDXHP | Cap-Tons | 2.2 | 1540 | None | 43.7 | 0.037 | 0 | [9 empty] | DEER:Res:HVAC_Eff_AC | Annual | 20
RB-HV-DuctSeal-HighToLow | DEER2020 | D20v0 | 2019-11-06 16:03 | Any | Res | Old | CZ07 | rNCGF | Cap-Tons | 2.2 | 1540 | None | 2.3 | 0 | 3.33 | [9 empty] | DEER:Res:HVAC_Eff_AC | Annual | 20
RB-HV-DuctSeal-HighToLow | DEER2020 | D20v0 | 2019-11-06 16:03 | Any | SFm | Old | CZ07 | rDXGF | Cap-Tons | 2.59 | 1780 | None | 25.9 | 0.0489 | 4.85 | [9 empty] | DEER:Res:HVAC_Eff_AC | Annual | 20
RB-HV-DuctSeal-HighToLow | DEER2020 | D20v0 | 2019-11-06 16:03 | Any | SFm | Old | CZ07 | rDXHP | Cap-Tons | 2.59 | 1780 | None | 60.2 | 0.052 | 0 | [9 empty] | DEER:Res:HVAC_Eff_AC | Annual | 20
RB-HV-DuctSeal-HighToLow | DEER2020 | D20v0 | 2019-11-06 16:03 | Any | SFm | Old | CZ07 | rNCGF | Cap-Tons | 2.59 | 1780 | None | 3.22 | 0 | 4.77 | [9 empty] | DEER:Res:HVAC_Eff_AC | Annual | 20
RB-HV-DuctSeal-MedToLow | DEER2020 | D20v0 | 2019-11-06 16:03 | Any | DMo | Old | CZ07 | rDXGF | Cap-Tons | 3.5 | 1210 | None | 23 | 0.0314 | 1.18 | [9 empty] | DEER:Res:HVAC_Eff_AC | Annual | 20
RB-HV-DuctSeal-MedToLow | DEER2020 | D20v0 | 2019-11-06 16:03 | Any | DMo | Old | CZ07 | rDXHP | Cap-Tons | 3.5 | 1210 | None | 35 | 0.0377 | 0 | [9 empty] | DEER:Res:HVAC_Eff_AC | Annual | 20
RB-HV-DuctSeal-MedToLow | DEER2020 | D20v0 | 2019-11-06 16:03 | Any | DMo | Old | CZ07 | rNCGF | Cap-Tons | 3.5 | 1210 | None | 0.672 | 0 | 1.09 | [9 empty] | DEER:Res:HVAC_Eff_AC | Annual | 20
RB-HV-DuctSeal-MedToLow | DEER2020 | D20v0 | 2019-11-06 16:03 | Any | MFm | Old | CZ07 | rDXGF | Cap-Tons | 1.35 | 1160 | None | 2.25 | 0.00301 | 0.433 | [9 empty] | DEER:Res:HVAC_Eff_AC | Annual | 20
RB-HV-DuctSeal-MedToLow | DEER2020 | D20v0 | 2019-11-06 16:03 | Any | MFm | Old | CZ07 | rDXHP | Cap-Tons | 1.35 | 1160 | None | 5.27 | 0.00346 | 0 | [9 empty] | DEER:Res:HVAC_Eff_AC | Annual | 20
RB-HV-DuctSeal-MedToLow | DEER2020 | D20v0 | 2019-11-06 16:03 | Any | MFm | Old | CZ07 | rNCGF | Cap-Tons | 1.35 | 1160 | None | 0.351 | 0 | 0.417 | [9 empty] | DEER:Res:HVAC_Eff_AC | Annual | 20
RB-HV-DuctSeal-MedToLow | DEER2020 | D20v0 | 2019-11-06 16:03 | Any | Res | Old | CZ07 | rDXGF | Cap-Tons | 2.2 | 1540 | None | 8.2 | 0.015 | 1.4 | [9 empty] | DEER:Res:HVAC_Eff_AC | Annual | 20
RB-HV-DuctSeal-MedToLow | DEER2020 | D20v0 | 2019-11-06 16:03 | Any | Res | Old | CZ07 | rDXHP | Cap-Tons | 2.2 | 1540 | None | 18.2 | 0.016 | 0 | [9 empty] | DEER:Res:HVAC_Eff_AC | Annual | 20
RB-HV-DuctSeal-MedToLow | DEER2020 | D20v0 | 2019-11-06 16:03 | Any | Res | Old | CZ07 | rNCGF | Cap-Tons | 2.2 | 1540 | None | 0.9 | 0 | 1.37 | [9 empty] | DEER:Res:HVAC_Eff_AC | Annual | 20
RB-HV-DuctSeal-MedToLow | DEER2020 | D20v0 | 2019-11-06 16:03 | Any | SFm | Old | CZ07 | rDXGF | Cap-Tons | 2.59 | 1780 | None | 10.8 | 0.0211 | 1.99 | [9 empty] | DEER:Res:HVAC_Eff_AC | Annual | 20
RB-HV-DuctSeal-MedToLow | DEER2020 | D20v0 | 2019-11-06 16:03 | Any | SFm | Old | CZ07 | rDXHP | Cap-Tons | 2.59 | 1780 | None | 24.8 | 0.0223 | 0 | [9 empty] | DEER:Res:HVAC_Eff_AC | Annual | 20
RB-HV-DuctSeal-MedToLow | DEER2020 | D20v0 | 2019-11-06 16:03 | Any | SFm | Old | CZ07 | rNCGF | Cap-Tons | 2.59 | 1780 | None | 1.31 | 0 | 1.95 | [9 empty] | DEER:Res:HVAC_Eff_AC | Annual | 20
RB-HV-DuctSeal-HighToLow | DEER2020 | D20v0 | 2019-11-06 16:03 | Any | DMo | Ex | CZ07 | rDXGF | Cap-Tons | 3.5 | 1240 | None | 171 | 0.0348 | 2.22 | [9 empty] | DEER:Res:HVAC_Eff_AC | Annual | 20
RB-HV-DuctSeal-HighToLow | DEER2020 | D20v0 | 2019-11-06 16:03 | Any | DMo | Ex | CZ07 | rDXHP | Cap-Tons | 3.5 | 1240 | None | 189 | 0.0406 | 0 | [9 empty] | DEER:Res:HVAC_Eff_AC | Annual | 20
RB-HV-DuctSeal-HighToLow | DEER2020 | D20v0 | 2019-11-06 16:03 | Any | DMo | Ex | CZ07 | rNCGF | Cap-Tons | 3.5 | 1240 | None | 1.29 | 0 | 2.02 | [9 empty] | DEER:Res:HVAC_Eff_AC | Annual | 20
RB-HV-DuctSeal-HighToLow | DEER2020 | D20v0 | 2019-11-06 16:03 | Any | MFm | Ex | CZ07 | rDXGF | Cap-Tons | 1.11 | 1210 | None | 7.91 | 0.00855 | 0.776 | [9 empty] | DEER:Res:HVAC_Eff_AC | Annual | 20
RB-HV-DuctSeal-HighToLow | DEER2020 | D20v0 | 2019-11-06 16:03 | Any | MFm | Ex | CZ07 | rDXHP | Cap-Tons | 1.11 | 1210 | None | 13.7 | 0.00895 | 0 | [9 empty] | DEER:Res:HVAC_Eff_AC | Annual | 20
RB-HV-DuctSeal-HighToLow | DEER2020 | D20v0 | 2019-11-06 16:03 | Any | MFm | Ex | CZ07 | rNCGF | Cap-Tons | 1.11 | 1210 | None | 0.685 | 0 | 0.748 | [9 empty] | DEER:Res:HVAC_Eff_AC | Annual | 20
RB-HV-DuctSeal-HighToLow | DEER2020 | D20v0 | 2019-11-06 16:03 | Any | Res | Ex | CZ07 | rDXGF | Cap-Tons | 2.5 | 1970 | None | 27.4 | 0.037 | 2.29 | [9 empty] | DEER:Res:HVAC_Eff_AC | Annual | 20
RB-HV-DuctSeal-HighToLow | DEER2020 | D20v0 | 2019-11-06 16:03 | Any | Res | Ex | CZ07 | rDXHP | Cap-Tons | 2.5 | 1970 | None | 43.4 | 0.038 | 0 | [9 empty] | DEER:Res:HVAC_Eff_AC | Annual | 20
RB-HV-DuctSeal-HighToLow | DEER2020 | D20v0 | 2019-11-06 16:03 | Any | Res | Ex | CZ07 | rNCGF | Cap-Tons | 2.5 | 1970 | None | 1.5 | 0 | 2.24 | [9 empty] | DEER:Res:HVAC_Eff_AC | Annual | 20
RB-HV-DuctSeal-HighToLow | DEER2020 | D20v0 | 2019-11-06 16:03 | Any | SFm | Ex | CZ07 | rDXGF | Cap-Tons | 3.21 | 2390 | None | 29.6 | 0.0515 | 3.05 | [9 empty] | DEER:Res:HVAC_Eff_AC | Annual | 20
RB-HV-DuctSeal-HighToLow | DEER2020 | D20v0 | 2019-11-06 16:03 | Any | SFm | Ex | CZ07 | rDXHP | Cap-Tons | 3.21 | 2390 | None | 50.5 | 0.0529 | 0 | [9 empty] | DEER:Res:HVAC_Eff_AC | Annual | 20
RB-HV-DuctSeal-HighToLow | DEER2020 | D20v0 | 2019-11-06 16:03 | Any | SFm | Ex | CZ07 | rNCGF | Cap-Tons | 3.21 | 2390 | None | 1.88 | 0 | 2.99 | [9 empty] | DEER:Res:HVAC_Eff_AC | Annual | 20
RB-HV-DuctSeal-MedToLow | DEER2020 | D20v0 | 2019-11-06 16:03 | Any | DMo | Ex | CZ07 | rDXGF | Cap-Tons | 3.5 | 1240 | None | 123 | 0.0165 | 1.01 | [9 empty] | DEER:Res:HVAC_Eff_AC | Annual | 20
RB-HV-DuctSeal-MedToLow | DEER2020 | D20v0 | 2019-11-06 16:03 | Any | DMo | Ex | CZ07 | rDXHP | Cap-Tons | 3.5 | 1240 | None | 131 | 0.0193 | 0 | [9 empty] | DEER:Res:HVAC_Eff_AC | Annual | 20
RB-HV-DuctSeal-MedToLow | DEER2020 | D20v0 | 2019-11-06 16:03 | Any | DMo | Ex | CZ07 | rNCGF | Cap-Tons | 3.5 | 1240 | None | 0.593 | 0 | 0.929 | [9 empty] | DEER:Res:HVAC_Eff_AC | Annual | 20
RB-HV-DuctSeal-MedToLow | DEER2020 | D20v0 | 2019-11-06 16:03 | Any | MFm | Ex | CZ07 | rDXGF | Cap-Tons | 1.11 | 1210 | None | 3.5 | 0.00376 | 0.329 | [9 empty] | DEER:Res:HVAC_Eff_AC | Annual | 20
RB-HV-DuctSeal-MedToLow | DEER2020 | D20v0 | 2019-11-06 16:03 | Any | MFm | Ex | CZ07 | rDXHP | Cap-Tons | 1.11 | 1210 | None | 5.92 | 0.00398 | 0 | [9 empty] | DEER:Res:HVAC_Eff_AC | Annual | 20
RB-HV-DuctSeal-MedToLow | DEER2020 | D20v0 | 2019-11-06 16:03 | Any | MFm | Ex | CZ07 | rNCGF | Cap-Tons | 1.11 | 1210 | None | 0.291 | 0 | 0.317 | [9 empty] | DEER:Res:HVAC_Eff_AC | Annual | 20
RB-HV-DuctSeal-MedToLow | DEER2020 | D20v0 | 2019-11-06 16:03 | Any | Res | Ex | CZ07 | rDXGF | Cap-Tons | 2.5 | 1970 | None | 13.3 | 0.016 | 0.94 | [9 empty] | DEER:Res:HVAC_Eff_AC | Annual | 20
RB-HV-DuctSeal-MedToLow | DEER2020 | D20v0 | 2019-11-06 16:03 | Any | Res | Ex | CZ07 | rDXHP | Cap-Tons | 2.5 | 1970 | None | 19.8 | 0.017 | 0 | [9 empty] | DEER:Res:HVAC_Eff_AC | Annual | 20
RB-HV-DuctSeal-MedToLow | DEER2020 | D20v0 | 2019-11-06 16:03 | Any | Res | Ex | CZ07 | rNCGF | Cap-Tons | 2.5 | 1970 | None | 0.6 | 0 | 0.92 | [9 empty] | DEER:Res:HVAC_Eff_AC | Annual | 20
RB-HV-DuctSeal-MedToLow | DEER2020 | D20v0 | 2019-11-06 16:03 | Any | SFm | Ex | CZ07 | rDXGF | Cap-Tons | 3.21 | 2390 | None | 12.4 | 0.022 | 1.25 | [9 empty] | DEER:Res:HVAC_Eff_AC | Annual | 20
RB-HV-DuctSeal-MedToLow | DEER2020 | D20v0 | 2019-11-06 16:03 | Any | SFm | Ex | CZ07 | rDXHP | Cap-Tons | 3.21 | 2390 | None | 20.8 | 0.0228 | 0 | [9 empty] | DEER:Res:HVAC_Eff_AC | Annual | 20
RB-HV-DuctSeal-MedToLow | DEER2020 | D20v0 | 2019-11-06 16:03 | Any | SFm | Ex | CZ07 | rNCGF | Cap-Tons | 3.21 | 2390 | None | 0.767 | 0 | 1.22 | [9 empty] | DEER:Res:HVAC_Eff_AC | Annual | 20
RB-HV-DuctSeal-HighToLow | DEER2020 | D20v0 | 2019-11-06 16:04 | Any | DMo | Old | CZ08 | rDXGF | Cap-Tons | 3.5 | 1220 | None | 72.3 | 0.0888 | 3.86 | [9 empty] | DEER:Res:HVAC_Eff_AC | Annual | 20
RB-HV-DuctSeal-HighToLow | DEER2020 | D20v0 | 2019-11-06 16:04 | Any | DMo | Old | CZ08 | rDXHP | Cap-Tons | 3.5 | 1220 | None | 109 | 0.0962 | 0 | [9 empty] | DEER:Res:HVAC_Eff_AC | Annual | 20
RB-HV-DuctSeal-HighToLow | DEER2020 | D20v0 | 2019-11-06 16:04 | Any | DMo | Old | CZ08 | rNCGF | Cap-Tons | 3.5 | 1220 | None | 2.17 | 0 | 3.51 | [9 empty] | DEER:Res:HVAC_Eff_AC | Annual | 20
RB-HV-DuctSeal-HighToLow | DEER2020 | D20v0 | 2020-09-17 17:53 | Any | DMo | Old | CZ08 | rWtd | Cap-Tons | 3.5 | 1220 | None | 53.4 | 0.0615 | 3.42 | [9 empty] | DEER:Res:HVAC_Eff_AC | Annual | 20
RB-HV-DuctSeal-MedToLow | DEER2020 | D20v0 | 2019-11-06 16:04 | Any | MFm | Old | CZ08 | rDXGF | Cap-Tons | 1.47 | 1130 | None | 4.83 | 0.00555 | 0.526 | [9 empty] | DEER:Res:HVAC_Eff_AC | Annual | 20
RB-HV-DuctSeal-MedToLow | DEER2020 | D20v0 | 2019-11-06 16:04 | Any | MFm | Old | CZ08 | rDXHP | Cap-Tons | 1.47 | 1130 | None | 9.16 | 0.00555 | 0 | [9 empty] | DEER:Res:HVAC_Eff_AC | Annual | 20
RB-HV-DuctSeal-MedToLow | DEER2020 | D20v0 | 2019-11-06 16:04 | Any | MFm | Old | CZ08 | rNCGF | Cap-Tons | 1.47 | 1130 | None | 0.411 | 0 | 0.504 | [9 empty] | DEER:Res:HVAC_Eff_AC | Annual | 20
RB-HV-DuctSeal-MedToLow | DEER2020 | D20v0 | 2020-09-17 17:53 | Any | MFm | Old | CZ08 | rWtd | Cap-Tons | 1.47 | 1130 | None | 2.76 | 0.00263 | 0.483 | [9 empty] | DEER:Res:HVAC_Eff_AC | Annual | 20
RB-HV-DuctSeal-MedToLow | DEER2020 | D20v0 | 2019-11-06 16:04 | Any | Res | Old | CZ08 | rDXGF | Cap-Tons | 2.5 | 1450 | None | 11 | 0.016 | 1.25 | [9 empty] | DEER:Res:HVAC_Eff_AC | Annual | 20
RB-HV-DuctSeal-MedToLow | DEER2020 | D20v0 | 2019-11-06 16:04 | Any | Res | Old | CZ08 | rDXHP | Cap-Tons | 2.5 | 1450 | None | 21 | 0.017 | 0 | [9 empty] | DEER:Res:HVAC_Eff_AC | Annual | 20
RB-HV-DuctSeal-MedToLow | DEER2020 | D20v0 | 2019-11-06 16:04 | Any | Res | Old | CZ08 | rNCGF | Cap-Tons | 2.5 | 1450 | None | 0.8 | 0 | 1.22 | [9 empty] | DEER:Res:HVAC_Eff_AC | Annual | 20
RB-HV-DuctSeal-MedToLow | DEER2020 | D20v0 | 2019-11-06 16:04 | Any | SFm | Old | CZ08 | rDXGF | Cap-Tons | 3.07 | 1620 | None | 14.2 | 0.021 | 1.62 | [9 empty] | DEER:Res:HVAC_Eff_AC | Annual | 20
RB-HV-DuctSeal-MedToLow | DEER2020 | D20v0 | 2019-11-06 16:04 | Any | SFm | Old | CZ08 | rDXHP | Cap-Tons | 3.07 | 1620 | None | 27.1 | 0.0223 | 0 | [9 empty] | DEER:Res:HVAC_Eff_AC | Annual | 20
RB-HV-DuctSeal-MedToLow | DEER2020 | D20v0 | 2019-11-06 16:04 | Any | SFm | Old | CZ08 | rNCGF | Cap-Tons | 3.07 | 1620 | None | 1.03 | 0 | 1.6 | [9 empty] | DEER:Res:HVAC_Eff_AC | Annual | 20
RB-HV-DuctSeal-HighToLow | DEER2020 | D20v0 | 2019-11-06 16:04 | Any | MFm | Old | CZ08 | rDXGF | Cap-Tons | 1.47 | 1130 | None | 11.2 | 0.0127 | 1.23 | [9 empty] | DEER:Res:HVAC_Eff_AC | Annual | 20
RB-HV-DuctSeal-HighToLow | DEER2020 | D20v0 | 2019-11-06 16:04 | Any | MFm | Old | CZ08 | rDXHP | Cap-Tons | 1.47 | 1130 | None | 21.2 | 0.0127 | 0 | [9 empty] | DEER:Res:HVAC_Eff_AC | Annual | 20
RB-HV-DuctSeal-HighToLow | DEER2020 | D20v0 | 2019-11-06 16:04 | Any | MFm | Old | CZ08 | rNCGF | Cap-Tons | 1.47 | 1130 | None | 0.964 | 0 | 1.18 | [9 empty] | DEER:Res:HVAC_Eff_AC | Annual | 20
RB-HV-DuctSeal-HighToLow | DEER2020 | D20v0 | 2019-11-06 16:04 | Any | Res | Old | CZ08 | rDXGF | Cap-Tons | 2.5 | 1450 | None | 25.8 | 0.037 | 3.03 | [9 empty] | DEER:Res:HVAC_Eff_AC | Annual | 20
RB-HV-DuctSeal-HighToLow | DEER2020 | D20v0 | 2019-11-06 16:04 | Any | Res | Old | CZ08 | rDXHP | Cap-Tons | 2.5 | 1450 | None | 50.1 | 0.039 | 0 | [9 empty] | DEER:Res:HVAC_Eff_AC | Annual | 20
RB-HV-DuctSeal-HighToLow | DEER2020 | D20v0 | 2019-11-06 16:04 | Any | Res | Old | CZ08 | rNCGF | Cap-Tons | 2.5 | 1450 | None | 2 | 0 | 2.97 | [9 empty] | DEER:Res:HVAC_Eff_AC | Annual | 20
RB-HV-DuctSeal-HighToLow | DEER2020 | D20v0 | 2019-11-06 16:04 | Any | SFm | Old | CZ08 | rDXGF | Cap-Tons | 3.07 | 1620 | None | 33.2 | 0.0498 | 3.98 | [9 empty] | DEER:Res:HVAC_Eff_AC | Annual | 20
RB-HV-DuctSeal-HighToLow | DEER2020 | D20v0 | 2019-11-06 16:04 | Any | SFm | Old | CZ08 | rDXHP | Cap-Tons | 3.07 | 1620 | None | 65 | 0.0521 | 0 | [9 empty] | DEER:Res:HVAC_Eff_AC | Annual | 20
RB-HV-DuctSeal-HighToLow | DEER2020 | D20v0 | 2019-11-06 16:04 | Any | SFm | Old | CZ08 | rNCGF | Cap-Tons | 3.07 | 1620 | None | 2.53 | 0 | 3.91 | [9 empty] | DEER:Res:HVAC_Eff_AC | Annual | 20
RB-HV-DuctSeal-MedToLow | DEER2020 | D20v0 | 2019-11-06 16:04 | Any | DMo | Old | CZ08 | rDXGF | Cap-Tons | 3.5 | 1220 | None | 33.6 | 0.0408 | 1.77 | [9 empty] | DEER:Res:HVAC_Eff_AC | Annual | 20
RB-HV-DuctSeal-MedToLow | DEER2020 | D20v0 | 2019-11-06 16:04 | Any | DMo | Old | CZ08 | rDXHP | Cap-Tons | 3.5 | 1220 | None | 50.4 | 0.0455 | 0 | [9 empty] | DEER:Res:HVAC_Eff_AC | Annual | 20
RB-HV-DuctSeal-MedToLow | DEER2020 | D20v0 | 2019-11-06 16:04 | Any | DMo | Old | CZ08 | rNCGF | Cap-Tons | 3.5 | 1220 | None | 1 | 0 | 1.61 | [9 empty] | DEER:Res:HVAC_Eff_AC | Annual | 20
RB-HV-DuctSeal-HighToLow | DEER2020 | D20v0 | 2019-11-06 16:04 | Any | DMo | Ex | CZ08 | rDXGF | Cap-Tons | 3.5 | 1240 | None | 193 | 0.0608 | 3.52 | [9 empty] | DEER:Res:HVAC_Eff_AC | Annual | 20
RB-HV-DuctSeal-HighToLow | DEER2020 | D20v0 | 2019-11-06 16:04 | Any | DMo | Ex | CZ08 | rDXHP | Cap-Tons | 3.5 | 1240 | None | 225 | 0.069 | 0 | [9 empty] | DEER:Res:HVAC_Eff_AC | Annual | 20
RB-HV-DuctSeal-HighToLow | DEER2020 | D20v0 | 2019-11-06 16:04 | Any | DMo | Ex | CZ08 | rNCGF | Cap-Tons | 3.5 | 1240 | None | 2.03 | 0 | 3.16 | [9 empty] | DEER:Res:HVAC_Eff_AC | Annual | 20
RB-HV-DuctSeal-HighToLow | DEER2020 | D20v0 | 2019-11-06 16:04 | Any | MFm | Ex | CZ08 | rDXGF | Cap-Tons | 1.19 | 1210 | None | 10.2 | 0.0101 | 0.782 | [9 empty] | DEER:Res:HVAC_Eff_AC | Annual | 20
RB-HV-DuctSeal-HighToLow | DEER2020 | D20v0 | 2019-11-06 16:04 | Any | MFm | Ex | CZ08 | rDXHP | Cap-Tons | 1.19 | 1210 | None | 16.5 | 0.0105 | 0 | [9 empty] | DEER:Res:HVAC_Eff_AC | Annual | 20
RB-HV-DuctSeal-HighToLow | DEER2020 | D20v0 | 2019-11-06 16:04 | Any | MFm | Ex | CZ08 | rNCGF | Cap-Tons | 1.19 | 1210 | None | 0.675 | 0 | 0.754 | [9 empty] | DEER:Res:HVAC_Eff_AC | Annual | 20
RB-HV-DuctSeal-HighToLow | DEER2020 | D20v0 | 2019-11-06 16:04 | Any | Res | Ex | CZ08 | rDXGF | Cap-Tons | 2.4 | 1760 | None | 30 | 0.034 | 1.72 | [9 empty] | DEER:Res:HVAC_Eff_AC | Annual | 20
RB-HV-DuctSeal-HighToLow | DEER2020 | D20v0 | 2019-11-06 16:04 | Any | Res | Ex | CZ08 | rDXHP | Cap-Tons | 2.4 | 1760 | None | 44.8 | 0.035 | 0 | [9 empty] | DEER:Res:HVAC_Eff_AC | Annual | 20
RB-HV-DuctSeal-HighToLow | DEER2020 | D20v0 | 2019-11-06 16:04 | Any | Res | Ex | CZ08 | rNCGF | Cap-Tons | 2.4 | 1760 | None | 1.1 | 0 | 1.68 | [9 empty] | DEER:Res:HVAC_Eff_AC | Annual | 20
RB-HV-DuctSeal-HighToLow | DEER2020 | D20v0 | 2019-11-06 16:04 | Any | SFm | Ex | CZ08 | rDXGF | Cap-Tons | 3.77 | 2390 | None | 49.5 | 0.0596 | 2.75 | [9 empty] | DEER:Res:HVAC_Eff_AC | Annual | 20
RB-HV-DuctSeal-HighToLow | DEER2020 | D20v0 | 2019-11-06 16:04 | Any | SFm | Ex | CZ08 | rDXHP | Cap-Tons | 3.77 | 2390 | None | 73.7 | 0.0625 | 0 | [9 empty] | DEER:Res:HVAC_Eff_AC | Annual | 20
RB-HV-DuctSeal-HighToLow | DEER2020 | D20v0 | 2019-11-06 16:04 | Any | SFm | Ex | CZ08 | rNCGF | Cap-Tons | 3.77 | 2390 | None | 1.67 | 0 | 2.69 | [9 empty] | DEER:Res:HVAC_Eff_AC | Annual | 20
RB-HV-DuctSeal-MedToLow | DEER2020 | D20v0 | 2019-11-06 16:04 | Any | DMo | Ex | CZ08 | rDXGF | Cap-Tons | 3.5 | 1240 | None | 126 | 0.0279 | 1.6 | [9 empty] | DEER:Res:HVAC_Eff_AC | Annual | 20
RB-HV-DuctSeal-MedToLow | DEER2020 | D20v0 | 2019-11-06 16:04 | Any | DMo | Ex | CZ08 | rDXHP | Cap-Tons | 3.5 | 1240 | None | 141 | 0.0322 | 0 | [9 empty] | DEER:Res:HVAC_Eff_AC | Annual | 20
RB-HV-DuctSeal-MedToLow | DEER2020 | D20v0 | 2019-11-06 16:04 | Any | DMo | Ex | CZ08 | rNCGF | Cap-Tons | 3.5 | 1240 | None | 0.935 | 0 | 1.45 | [9 empty] | DEER:Res:HVAC_Eff_AC | Annual | 20
RB-HV-DuctSeal-MedToLow | DEER2020 | D20v0 | 2019-11-06 16:04 | Any | MFm | Ex | CZ08 | rDXGF | Cap-Tons | 1.19 | 1210 | None | 4.43 | 0.00443 | 0.333 | [9 empty] | DEER:Res:HVAC_Eff_AC | Annual | 20
RB-HV-DuctSeal-MedToLow | DEER2020 | D20v0 | 2019-11-06 16:04 | Any | MFm | Ex | CZ08 | rDXHP | Cap-Tons | 1.19 | 1210 | None | 7.16 | 0.00447 | 0 | [9 empty] | DEER:Res:HVAC_Eff_AC | Annual | 20
RB-HV-DuctSeal-MedToLow | DEER2020 | D20v0 | 2019-11-06 16:04 | Any | MFm | Ex | CZ08 | rNCGF | Cap-Tons | 1.19 | 1210 | None | 0.288 | 0 | 0.321 | [9 empty] | DEER:Res:HVAC_Eff_AC | Annual | 20
RB-HV-DuctSeal-MedToLow | DEER2020 | D20v0 | 2019-11-06 16:04 | Any | Res | Ex | CZ08 | rDXGF | Cap-Tons | 2.4 | 1760 | None | 13.1 | 0.015 | 0.71 | [9 empty] | DEER:Res:HVAC_Eff_AC | Annual | 20
RB-HV-DuctSeal-MedToLow | DEER2020 | D20v0 | 2019-11-06 16:04 | Any | Res | Ex | CZ08 | rDXHP | Cap-Tons | 2.4 | 1760 | None | 19.3 | 0.015 | 0 | [9 empty] | DEER:Res:HVAC_Eff_AC | Annual | 20
RB-HV-DuctSeal-MedToLow | DEER2020 | D20v0 | 2019-11-06 16:04 | Any | Res | Ex | CZ08 | rNCGF | Cap-Tons | 2.4 | 1760 | None | 0.5 | 0 | 0.69 | [9 empty] | DEER:Res:HVAC_Eff_AC | Annual | 20
RB-HV-DuctSeal-MedToLow | DEER2020 | D20v0 | 2019-11-06 16:04 | Any | SFm | Ex | CZ08 | rDXGF | Cap-Tons | 3.77 | 2390 | None | 21 | 0.0258 | 1.12 | [9 empty] | DEER:Res:HVAC_Eff_AC | Annual | 20
RB-HV-DuctSeal-MedToLow | DEER2020 | D20v0 | 2019-11-06 16:04 | Any | SFm | Ex | CZ08 | rDXHP | Cap-Tons | 3.77 | 2390 | None | 30.8 | 0.0272 | 0 | [9 empty] | DEER:Res:HVAC_Eff_AC | Annual | 20
RB-HV-DuctSeal-MedToLow | DEER2020 | D20v0 | 2019-11-06 16:04 | Any | SFm | Ex | CZ08 | rNCGF | Cap-Tons | 3.77 | 2390 | None | 0.678 | 0 | 1.1 | [9 empty] | DEER:Res:HVAC_Eff_AC | Annual | 20
RB-HV-DuctSeal-HighToLow | DEER2020 | D20v0 | 2019-11-06 16:05 | Any | DMo | Old | CZ09 | rDXGF | Cap-Tons | 3.5 | 1220 | None | 108 | 0.176 | 6.19 | [9 empty] | DEER:Res:HVAC_Eff_AC | Annual | 20
RB-HV-DuctSeal-HighToLow | DEER2020 | D20v0 | 2019-11-06 16:05 | Any | DMo | Old | CZ09 | rDXHP | Cap-Tons | 3.5 | 1220 | None | 164 | 0.187 | 0 | [9 empty] | DEER:Res:HVAC_Eff_AC | Annual | 20
RB-HV-DuctSeal-HighToLow | DEER2020 | D20v0 | 2019-11-06 16:05 | Any | DMo | Old | CZ09 | rNCGF | Cap-Tons | 3.5 | 1220 | None | 3.49 | 0 | 5.54 | [9 empty] | DEER:Res:HVAC_Eff_AC | Annual | 20
RB-HV-DuctSeal-HighToLow | DEER2020 | D20v0 | 2019-11-06 16:05 | Any | MFm | Old | CZ09 | rDXGF | Cap-Tons | 1.87 | 1260 | None | 15.9 | 0.0186 | 1.54 | [9 empty] | DEER:Res:HVAC_Eff_AC | Annual | 20
RB-HV-DuctSeal-HighToLow | DEER2020 | D20v0 | 2019-11-06 16:05 | Any | MFm | Old | CZ09 | rDXHP | Cap-Tons | 1.87 | 1260 | None | 28.2 | 0.0187 | 0 | [9 empty] | DEER:Res:HVAC_Eff_AC | Annual | 20
RB-HV-DuctSeal-HighToLow | DEER2020 | D20v0 | 2019-11-06 16:05 | Any | MFm | Old | CZ09 | rNCGF | Cap-Tons | 1.87 | 1260 | None | 1.12 | 0 | 1.48 | [9 empty] | DEER:Res:HVAC_Eff_AC | Annual | 20
RB-HV-DuctSeal-HighToLow | DEER2020 | D20v0 | 2019-11-06 16:05 | Any | Res | Old | CZ09 | rNCGF | Cap-Tons | 2.7 | 1490 | None | 2.2 | 0 | 3.42 | [9 empty] | DEER:Res:HVAC_Eff_AC | Annual | 20
RB-HV-DuctSeal-MedToLow | DEER2020 | D20v0 | 2019-11-06 16:05 | Any | MFm | Old | CZ09 | rDXGF | Cap-Tons | 1.87 | 1260 | None | 6.88 | 0.00819 | 0.661 | [9 empty] | DEER:Res:HVAC_Eff_AC | Annual | 20
RB-HV-DuctSeal-MedToLow | DEER2020 | D20v0 | 2019-11-06 16:05 | Any | MFm | Old | CZ09 | rDXHP | Cap-Tons | 1.87 | 1260 | None | 12.2 | 0.00822 | 0 | [9 empty] | DEER:Res:HVAC_Eff_AC | Annual | 20
RB-HV-DuctSeal-MedToLow | DEER2020 | D20v0 | 2019-11-06 16:05 | Any | MFm | Old | CZ09 | rNCGF | Cap-Tons | 1.87 | 1260 | None | 0.478 | 0 | 0.634 | [9 empty] | DEER:Res:HVAC_Eff_AC | Annual | 20
RB-HV-DuctSeal-MedToLow | DEER2020 | D20v0 | 2019-11-06 16:05 | Any | Res | Old | CZ09 | rDXGF | Cap-Tons | 2.7 | 1490 | None | 15.5 | 0.029 | 1.45 | [9 empty] | DEER:Res:HVAC_Eff_AC | Annual | 20
RB-HV-DuctSeal-MedToLow | DEER2020 | D20v0 | 2019-11-06 16:05 | Any | Res | Old | CZ09 | rDXHP | Cap-Tons | 2.7 | 1490 | None | 28.8 | 0.03 | 0 | [9 empty] | DEER:Res:HVAC_Eff_AC | Annual | 20
RB-HV-DuctSeal-MedToLow | DEER2020 | D20v0 | 2019-11-06 16:05 | Any | Res | Old | CZ09 | rNCGF | Cap-Tons | 2.7 | 1490 | None | 0.9 | 0 | 1.41 | [9 empty] | DEER:Res:HVAC_Eff_AC | Annual | 20
RB-HV-DuctSeal-MedToLow | DEER2020 | D20v0 | 2019-11-06 16:05 | Any | SFm | Old | CZ09 | rDXGF | Cap-Tons | 3.49 | 1690 | None | 22.7 | 0.0468 | 2.13 | [9 empty] | DEER:Res:HVAC_Eff_AC | Annual | 20
RB-HV-DuctSeal-MedToLow | DEER2020 | D20v0 | 2019-11-06 16:05 | Any | SFm | Old | CZ09 | rDXHP | Cap-Tons | 3.49 | 1690 | None | 43 | 0.0493 | 0 | [9 empty] | DEER:Res:HVAC_Eff_AC | Annual | 20
RB-HV-DuctSeal-MedToLow | DEER2020 | D20v0 | 2019-11-06 16:05 | Any | SFm | Old | CZ09 | rNCGF | Cap-Tons | 3.49 | 1690 | None | 1.32 | 0 | 2.09 | [9 empty] | DEER:Res:HVAC_Eff_AC | Annual | 20
RB-HV-DuctSeal-HighToLow | DEER2020 | D20v0 | 2019-11-06 16:05 | Any | Res | Old | CZ09 | rDXGF | Cap-Tons | 2.7 | 1490 | None | 36.7 | 0.066 | 3.51 | [9 empty] | DEER:Res:HVAC_Eff_AC | Annual | 20
RB-HV-DuctSeal-HighToLow | DEER2020 | D20v0 | 2019-11-06 16:05 | Any | Res | Old | CZ09 | rDXHP | Cap-Tons | 2.7 | 1490 | None | 68.6 | 0.067 | 0 | [9 empty] | DEER:Res:HVAC_Eff_AC | Annual | 20
RB-HV-DuctSeal-HighToLow | DEER2020 | D20v0 | 2019-11-06 16:05 | Any | SFm | Old | CZ09 | rDXGF | Cap-Tons | 3.49 | 1690 | None | 54.2 | 0.106 | 5.23 | [9 empty] | DEER:Res:HVAC_Eff_AC | Annual | 20
RB-HV-DuctSeal-HighToLow | DEER2020 | D20v0 | 2019-11-06 16:05 | Any | SFm | Old | CZ09 | rDXHP | Cap-Tons | 3.49 | 1690 | None | 103 | 0.109 | 0 | [9 empty] | DEER:Res:HVAC_Eff_AC | Annual | 20
RB-HV-DuctSeal-HighToLow | DEER2020 | D20v0 | 2019-11-06 16:05 | Any | SFm | Old | CZ09 | rNCGF | Cap-Tons | 3.49 | 1690 | None | 3.23 | 0 | 5.13 | [9 empty] | DEER:Res:HVAC_Eff_AC | Annual | 20
RB-HV-DuctSeal-HighToLow | DEER2020 | D20v0 | 2020-09-17 17:53 | Any | SFm | Old | CZ09 | rWtd | Cap-Tons | 3.49 | 1690 | None | 45.3 | 0.0834 | 4.99 | [9 empty] | DEER:Res:HVAC_Eff_AC | Annual | 20
RB-HV-DuctSeal-MedToLow | DEER2020 | D20v0 | 2019-11-06 16:05 | Any | DMo | Old | CZ09 | rDXGF | Cap-Tons | 3.5 | 1220 | None | 50.4 | 0.0854 | 2.83 | [9 empty] | DEER:Res:HVAC_Eff_AC | Annual | 20
RB-HV-DuctSeal-MedToLow | DEER2020 | D20v0 | 2019-11-06 16:05 | Any | DMo | Old | CZ09 | rDXHP | Cap-Tons | 3.5 | 1220 | None | 76.2 | 0.094 | 0 | [9 empty] | DEER:Res:HVAC_Eff_AC | Annual | 20
RB-HV-DuctSeal-MedToLow | DEER2020 | D20v0 | 2019-11-06 16:05 | Any | DMo | Old | CZ09 | rNCGF | Cap-Tons | 3.5 | 1220 | None | 1.6 | 0 | 2.55 | [9 empty] | DEER:Res:HVAC_Eff_AC | Annual | 20
RB-HV-DuctSeal-HighToLow | DEER2020 | D20v0 | 2019-11-06 16:05 | Any | DMo | Ex | CZ09 | rDXGF | Cap-Tons | 3.5 | 1240 | None | 180 | 0.111 | 4.64 | [9 empty] | DEER:Res:HVAC_Eff_AC | Annual | 20
RB-HV-DuctSeal-HighToLow | DEER2020 | D20v0 | 2019-11-06 16:05 | Any | DMo | Ex | CZ09 | rDXHP | Cap-Tons | 3.5 | 1240 | None | 221 | 0.126 | 0 | [9 empty] | DEER:Res:HVAC_Eff_AC | Annual | 20
RB-HV-DuctSeal-HighToLow | DEER2020 | D20v0 | 2019-11-06 16:05 | Any | DMo | Ex | CZ09 | rNCGF | Cap-Tons | 3.5 | 1240 | None | 2.68 | 0 | 4.15 | [9 empty] | DEER:Res:HVAC_Eff_AC | Annual | 20
RB-HV-DuctSeal-HighToLow | DEER2020 | D20v0 | 2019-11-06 16:05 | Any | MFm | Ex | CZ09 | rDXGF | Cap-Tons | 1 | 1130 | None | 12.4 | 0.0151 | 1.26 | [9 empty] | DEER:Res:HVAC_Eff_AC | Annual | 20
RB-HV-DuctSeal-HighToLow | DEER2020 | D20v0 | 2019-11-06 16:05 | Any | MFm | Ex | CZ09 | rDXHP | Cap-Tons | 1 | 1130 | None | 22.3 | 0.0154 | 0 | [9 empty] | DEER:Res:HVAC_Eff_AC | Annual | 20
RB-HV-DuctSeal-HighToLow | DEER2020 | D20v0 | 2019-11-06 16:05 | Any | MFm | Ex | CZ09 | rNCGF | Cap-Tons | 1 | 1130 | None | 1.16 | 0 | 1.2 | [9 empty] | DEER:Res:HVAC_Eff_AC | Annual | 20
RB-HV-DuctSeal-HighToLow | DEER2020 | D20v0 | 2019-11-06 16:05 | Any | Res | Ex | CZ09 | rDXGF | Cap-Tons | 2.2 | 1740 | None | 34.6 | 0.049 | 3.22 | [9 empty] | DEER:Res:HVAC_Eff_AC | Annual | 20
RB-HV-DuctSeal-HighToLow | DEER2020 | D20v0 | 2019-11-06 16:05 | Any | Res | Ex | CZ09 | rDXHP | Cap-Tons | 2.2 | 1740 | None | 61.2 | 0.05 | 0 | [9 empty] | DEER:Res:HVAC_Eff_AC | Annual | 20
RB-HV-DuctSeal-HighToLow | DEER2020 | D20v0 | 2019-11-06 16:05 | Any | Res | Ex | CZ09 | rNCGF | Cap-Tons | 2.2 | 1740 | None | 2.2 | 0 | 3.11 | [9 empty] | DEER:Res:HVAC_Eff_AC | Annual | 20
RB-HV-DuctSeal-HighToLow | DEER2020 | D20v0 | 2019-11-06 16:05 | Any | SFm | Ex | CZ09 | rDXGF | Cap-Tons | 3.37 | 2420 | None | 52.2 | 0.0835 | 5.29 | [9 empty] | DEER:Res:HVAC_Eff_AC | Annual | 20
RB-HV-DuctSeal-HighToLow | DEER2020 | D20v0 | 2019-11-06 16:05 | Any | SFm | Ex | CZ09 | rDXHP | Cap-Tons | 3.37 | 2420 | None | 96.5 | 0.0844 | 0 | [9 empty] | DEER:Res:HVAC_Eff_AC | Annual | 20
RB-HV-DuctSeal-HighToLow | DEER2020 | D20v0 | 2019-11-06 16:05 | Any | SFm | Ex | CZ09 | rNCGF | Cap-Tons | 3.37 | 2420 | None | 3.26 | 0 | 5.15 | [9 empty] | DEER:Res:HVAC_Eff_AC | Annual | 20
RB-HV-DuctSeal-MedToLow | DEER2020 | D20v0 | 2019-11-06 16:05 | Any | DMo | Ex | CZ09 | rDXGF | Cap-Tons | 3.5 | 1240 | None | 113 | 0.0524 | 2.11 | [9 empty] | DEER:Res:HVAC_Eff_AC | Annual | 20
RB-HV-DuctSeal-MedToLow | DEER2020 | D20v0 | 2019-11-06 16:05 | Any | DMo | Ex | CZ09 | rDXHP | Cap-Tons | 3.5 | 1240 | None | 131 | 0.0595 | 0 | [9 empty] | DEER:Res:HVAC_Eff_AC | Annual | 20
RB-HV-DuctSeal-MedToLow | DEER2020 | D20v0 | 2019-11-06 16:05 | Any | DMo | Ex | CZ09 | rNCGF | Cap-Tons | 3.5 | 1240 | None | 1.23 | 0 | 1.9 | [9 empty] | DEER:Res:HVAC_Eff_AC | Annual | 20
RB-HV-DuctSeal-MedToLow | DEER2020 | D20v0 | 2019-11-06 16:05 | Any | MFm | Ex | CZ09 | rDXGF | Cap-Tons | 1 | 1130 | None | 5.35 | 0.00696 | 0.541 | [9 empty] | DEER:Res:HVAC_Eff_AC | Annual | 20
RB-HV-DuctSeal-MedToLow | DEER2020 | D20v0 | 2019-11-06 16:05 | Any | MFm | Ex | CZ09 | rDXHP | Cap-Tons | 1 | 1130 | None | 9.61 | 0.00665 | 0 | [9 empty] | DEER:Res:HVAC_Eff_AC | Annual | 20
RB-HV-DuctSeal-MedToLow | DEER2020 | D20v0 | 2019-11-06 16:05 | Any | MFm | Ex | CZ09 | rNCGF | Cap-Tons | 1 | 1130 | None | 0.495 | 0 | 0.512 | [9 empty] | DEER:Res:HVAC_Eff_AC | Annual | 20
RB-HV-DuctSeal-MedToLow | DEER2020 | D20v0 | 2019-11-06 16:05 | Any | Res | Ex | CZ09 | rDXGF | Cap-Tons | 2.2 | 1740 | None | 15.5 | 0.022 | 1.33 | [9 empty] | DEER:Res:HVAC_Eff_AC | Annual | 20
RB-HV-DuctSeal-MedToLow | DEER2020 | D20v0 | 2019-11-06 16:05 | Any | Res | Ex | CZ09 | rDXHP | Cap-Tons | 2.2 | 1740 | None | 26.7 | 0.023 | 0 | [9 empty] | DEER:Res:HVAC_Eff_AC | Annual | 20
RB-HV-DuctSeal-MedToLow | DEER2020 | D20v0 | 2019-11-06 16:05 | Any | Res | Ex | CZ09 | rNCGF | Cap-Tons | 2.2 | 1740 | None | 0.9 | 0 | 1.28 | [9 empty] | DEER:Res:HVAC_Eff_AC | Annual | 20
RB-HV-DuctSeal-MedToLow | DEER2020 | D20v0 | 2019-11-06 16:05 | Any | SFm | Ex | CZ09 | rDXGF | Cap-Tons | 3.37 | 2420 | None | 22.1 | 0.0375 | 2.15 | [9 empty] | DEER:Res:HVAC_Eff_AC | Annual | 20
RB-HV-DuctSeal-MedToLow | DEER2020 | D20v0 | 2019-11-06 16:05 | Any | SFm | Ex | CZ09 | rDXHP | Cap-Tons | 3.37 | 2420 | None | 40.5 | 0.0392 | 0 | [9 empty] | DEER:Res:HVAC_Eff_AC | Annual | 20
RB-HV-DuctSeal-MedToLow | DEER2020 | D20v0 | 2019-11-06 16:05 | Any | SFm | Ex | CZ09 | rNCGF | Cap-Tons | 3.37 | 2420 | None | 1.32 | 0 | 2.1 | [9 empty] | DEER:Res:HVAC_Eff_AC | Annual | 20
RB-HV-DuctSeal-HighToLow | DEER2020 | D20v0 | 2019-11-06 16:06 | Any | DMo | Old | CZ10 | rDXGF | Cap-Tons | 3.5 | 1220 | None | 102 | 0.145 | 5.59 | [9 empty] | DEER:Res:HVAC_Eff_AC | Annual | 20
RB-HV-DuctSeal-HighToLow | DEER2020 | D20v0 | 2019-11-06 16:06 | Any | DMo | Old | CZ10 | rDXHP | Cap-Tons | 3.5 | 1220 | None | 159 | 0.153 | 0 | [9 empty] | DEER:Res:HVAC_Eff_AC | Annual | 20
RB-HV-DuctSeal-HighToLow | DEER2020 | D20v0 | 2019-11-06 16:06 | Any | DMo | Old | CZ10 | rNCGF | Cap-Tons | 3.5 | 1220 | None | 3.11 | 0 | 4.98 | [9 empty] | DEER:Res:HVAC_Eff_AC | Annual | 20
RB-HV-DuctSeal-HighToLow | DEER2020 | D20v0 | 2019-11-06 16:06 | Any | MFm | Old | CZ10 | rDXGF | Cap-Tons | 2.01 | 1310 | None | 10.8 | 0.0178 | 1.81 | [9 empty] | DEER:Res:HVAC_Eff_AC | Annual | 20
RB-HV-DuctSeal-MedToLow | DEER2020 | D20v0 | 2019-11-06 16:06 | Any | MFm | Old | CZ10 | rDXGF | Cap-Tons | 2.01 | 1310 | None | 4.67 | 0.00756 | 0.774 | [9 empty] | DEER:Res:HVAC_Eff_AC | Annual | 20
RB-HV-DuctSeal-MedToLow | DEER2020 | D20v0 | 2019-11-06 16:06 | Any | MFm | Old | CZ10 | rDXHP | Cap-Tons | 2.01 | 1310 | None | 11.1 | 0.00756 | 0 | [9 empty] | DEER:Res:HVAC_Eff_AC | Annual | 20
RB-HV-DuctSeal-MedToLow | DEER2020 | D20v0 | 2019-11-06 16:06 | Any | MFm | Old | CZ10 | rNCGF | Cap-Tons | 2.01 | 1310 | None | 0.55 | 0 | 0.748 | [9 empty] | DEER:Res:HVAC_Eff_AC | Annual | 20
RB-HV-DuctSeal-MedToLow | DEER2020 | D20v0 | 2019-11-06 16:06 | Any | Res | Old | CZ10 | rDXGF | Cap-Tons | 3.6 | 1750 | None | 16.7 | 0.03 | 2.17 | [9 empty] | DEER:Res:HVAC_Eff_AC | Annual | 20
RB-HV-DuctSeal-MedToLow | DEER2020 | D20v0 | 2019-11-06 16:06 | Any | Res | Old | CZ10 | rDXHP | Cap-Tons | 3.6 | 1750 | None | 38.3 | 0.032 | 0 | [9 empty] | DEER:Res:HVAC_Eff_AC | Annual | 20
RB-HV-DuctSeal-MedToLow | DEER2020 | D20v0 | 2019-11-06 16:06 | Any | Res | Old | CZ10 | rNCGF | Cap-Tons | 3.6 | 1750 | None | 1.3 | 0 | 2.11 | [9 empty] | DEER:Res:HVAC_Eff_AC | Annual | 20
RB-HV-DuctSeal-MedToLow | DEER2020 | D20v0 | 2019-11-06 16:06 | Any | SFm | Old | CZ10 | rDXGF | Cap-Tons | 3.83 | 1830 | None | 16.5 | 0.0308 | 2.31 | [9 empty] | DEER:Res:HVAC_Eff_AC | Annual | 20
RB-HV-DuctSeal-MedToLow | DEER2020 | D20v0 | 2019-11-06 16:06 | Any | SFm | Old | CZ10 | rDXHP | Cap-Tons | 3.83 | 1830 | None | 39.6 | 0.0328 | 0 | [9 empty] | DEER:Res:HVAC_Eff_AC | Annual | 20
RB-HV-DuctSeal-MedToLow | DEER2020 | D20v0 | 2019-11-06 16:06 | Any | SFm | Old | CZ10 | rNCGF | Cap-Tons | 3.83 | 1830 | None | 1.38 | 0 | 2.26 | [9 empty] | DEER:Res:HVAC_Eff_AC | Annual | 20
RB-HV-DuctSeal-HighToLow | DEER2020 | D20v0 | 2019-11-06 16:06 | Any | MFm | Old | CZ10 | rDXHP | Cap-Tons | 2.01 | 1310 | None | 25.9 | 0.0178 | 0 | [9 empty] | DEER:Res:HVAC_Eff_AC | Annual | 20
RB-HV-DuctSeal-HighToLow | DEER2020 | D20v0 | 2019-11-06 16:06 | Any | MFm | Old | CZ10 | rNCGF | Cap-Tons | 2.01 | 1310 | None | 1.29 | 0 | 1.75 | [9 empty] | DEER:Res:HVAC_Eff_AC | Annual | 20
RB-HV-DuctSeal-HighToLow | DEER2020 | D20v0 | 2019-11-06 16:06 | Any | Res | Old | CZ10 | rDXGF | Cap-Tons | 3.6 | 1750 | None | 39.5 | 0.07 | 5.27 | [9 empty] | DEER:Res:HVAC_Eff_AC | Annual | 20
RB-HV-DuctSeal-HighToLow | DEER2020 | D20v0 | 2019-11-06 16:06 | Any | Res | Old | CZ10 | rDXHP | Cap-Tons | 3.6 | 1750 | None | 91.4 | 0.073 | 0 | [9 empty] | DEER:Res:HVAC_Eff_AC | Annual | 20
RB-HV-DuctSeal-HighToLow | DEER2020 | D20v0 | 2019-11-06 16:06 | Any | Res | Old | CZ10 | rNCGF | Cap-Tons | 3.6 | 1750 | None | 3.2 | 0 | 5.14 | [9 empty] | DEER:Res:HVAC_Eff_AC | Annual | 20
RB-HV-DuctSeal-HighToLow | DEER2020 | D20v0 | 2019-11-06 16:06 | Any | SFm | Old | CZ10 | rDXGF | Cap-Tons | 3.83 | 1830 | None | 39.4 | 0.0718 | 5.66 | [9 empty] | DEER:Res:HVAC_Eff_AC | Annual | 20
RB-HV-DuctSeal-HighToLow | DEER2020 | D20v0 | 2019-11-06 16:06 | Any | SFm | Old | CZ10 | rDXHP | Cap-Tons | 3.83 | 1830 | None | 95.4 | 0.0757 | 0 | [9 empty] | DEER:Res:HVAC_Eff_AC | Annual | 20
RB-HV-DuctSeal-HighToLow | DEER2020 | D20v0 | 2019-11-06 16:06 | Any | SFm | Old | CZ10 | rNCGF | Cap-Tons | 3.83 | 1830 | None | 3.41 | 0 | 5.54 | [9 empty] | DEER:Res:HVAC_Eff_AC | Annual | 20
RB-HV-DuctSeal-MedToLow | DEER2020 | D20v0 | 2019-11-06 16:06 | Any | DMo | Old | CZ10 | rDXGF | Cap-Tons | 3.5 | 1220 | None | 47.2 | 0.0672 | 2.55 | [9 empty] | DEER:Res:HVAC_Eff_AC | Annual | 20
RB-HV-DuctSeal-MedToLow | DEER2020 | D20v0 | 2019-11-06 16:06 | Any | DMo | Old | CZ10 | rDXHP | Cap-Tons | 3.5 | 1220 | None | 73.8 | 0.0739 | 0 | [9 empty] | DEER:Res:HVAC_Eff_AC | Annual | 20
RB-HV-DuctSeal-MedToLow | DEER2020 | D20v0 | 2019-11-06 16:06 | Any | DMo | Old | CZ10 | rNCGF | Cap-Tons | 3.5 | 1220 | None | 1.42 | 0 | 2.29 | [9 empty] | DEER:Res:HVAC_Eff_AC | Annual | 20
RB-HV-DuctSeal-HighToLow | DEER2020 | D20v0 | 2019-11-06 16:06 | Any | DMo | Ex | CZ10 | rDXGF | Cap-Tons | 3.5 | 1240 | None | 195 | 0.116 | 3.88 | [9 empty] | DEER:Res:HVAC_Eff_AC | Annual | 20
RB-HV-DuctSeal-HighToLow | DEER2020 | D20v0 | 2019-11-06 16:06 | Any | DMo | Ex | CZ10 | rDXHP | Cap-Tons | 3.5 | 1240 | None | 237 | 0.128 | 0 | [9 empty] | DEER:Res:HVAC_Eff_AC | Annual | 20
RB-HV-DuctSeal-HighToLow | DEER2020 | D20v0 | 2019-11-06 16:06 | Any | DMo | Ex | CZ10 | rNCGF | Cap-Tons | 3.5 | 1240 | None | 2.22 | 0 | 3.45 | [9 empty] | DEER:Res:HVAC_Eff_AC | Annual | 20
RB-HV-DuctSeal-HighToLow | DEER2020 | D20v0 | 2019-11-06 16:06 | Any | MFm | Ex | CZ10 | rDXGF | Cap-Tons | 1 | 1070 | None | 10.7 | 0.0163 | 0.83 | [9 empty] | DEER:Res:HVAC_Eff_AC | Annual | 20
RB-HV-DuctSeal-HighToLow | DEER2020 | D20v0 | 2019-11-06 16:06 | Any | MFm | Ex | CZ10 | rDXHP | Cap-Tons | 1 | 1070 | None | 18 | 0.0166 | 0 | [9 empty] | DEER:Res:HVAC_Eff_AC | Annual | 20
RB-HV-DuctSeal-HighToLow | DEER2020 | D20v0 | 2019-11-06 16:06 | Any | MFm | Ex | CZ10 | rNCGF | Cap-Tons | 1 | 1070 | None | 0.768 | 0 | 0.795 | [9 empty] | DEER:Res:HVAC_Eff_AC | Annual | 20
RB-HV-DuctSeal-HighToLow | DEER2020 | D20v0 | 2019-11-06 16:06 | Any | Res | Ex | CZ10 | rDXGF | Cap-Tons | 2.5 | 1940 | None | 70 | 0.093 | 8.16 | [9 empty] | DEER:Res:HVAC_Eff_AC | Annual | 20
RB-HV-DuctSeal-HighToLow | DEER2020 | D20v0 | 2019-11-06 16:06 | Any | Res | Ex | CZ10 | rDXHP | Cap-Tons | 2.5 | 1940 | None | 154 | 0.091 | 0 | [9 empty] | DEER:Res:HVAC_Eff_AC | Annual | 20
RB-HV-DuctSeal-HighToLow | DEER2020 | D20v0 | 2019-11-06 16:06 | Any | Res | Ex | CZ10 | rNCGF | Cap-Tons | 2.5 | 1940 | None | 5.4 | 0 | 7.97 | [9 empty] | DEER:Res:HVAC_Eff_AC | Annual | 20
RB-HV-DuctSeal-HighToLow | DEER2020 | D20v0 | 2019-11-06 16:06 | Any | SFm | Ex | CZ10 | rDXGF | Cap-Tons | 2.53 | 1950 | None | 70.1 | 0.0937 | 8.25 | [9 empty] | DEER:Res:HVAC_Eff_AC | Annual | 20
RB-HV-DuctSeal-HighToLow | DEER2020 | D20v0 | 2019-11-06 16:06 | Any | SFm | Ex | CZ10 | rDXHP | Cap-Tons | 2.53 | 1950 | None | 155 | 0.0916 | 0 | [9 empty] | DEER:Res:HVAC_Eff_AC | Annual | 20
RB-HV-DuctSeal-HighToLow | DEER2020 | D20v0 | 2019-11-06 16:06 | Any | SFm | Ex | CZ10 | rNCGF | Cap-Tons | 2.53 | 1950 | None | 5.46 | 0 | 8.06 | [9 empty] | DEER:Res:HVAC_Eff_AC | Annual | 20
RB-HV-DuctSeal-MedToLow | DEER2020 | D20v0 | 2019-11-06 16:06 | Any | DMo | Ex | CZ10 | rDXGF | Cap-Tons | 3.5 | 1240 | None | 119 | 0.0538 | 1.78 | [9 empty] | DEER:Res:HVAC_Eff_AC | Annual | 20
RB-HV-DuctSeal-MedToLow | DEER2020 | D20v0 | 2019-11-06 16:06 | Any | DMo | Ex | CZ10 | rDXHP | Cap-Tons | 3.5 | 1240 | None | 138 | 0.0601 | 0 | [9 empty] | DEER:Res:HVAC_Eff_AC | Annual | 20
RB-HV-DuctSeal-MedToLow | DEER2020 | D20v0 | 2019-11-06 16:06 | Any | DMo | Ex | CZ10 | rNCGF | Cap-Tons | 3.5 | 1240 | None | 1.02 | 0 | 1.6 | [9 empty] | DEER:Res:HVAC_Eff_AC | Annual | 20
RB-HV-DuctSeal-MedToLow | DEER2020 | D20v0 | 2019-11-06 16:06 | Any | MFm | Ex | CZ10 | rDXGF | Cap-Tons | 1 | 1070 | None | 4.58 | 0.007 | 0.354 | [9 empty] | DEER:Res:HVAC_Eff_AC | Annual | 20
RB-HV-DuctSeal-MedToLow | DEER2020 | D20v0 | 2019-11-06 16:06 | Any | MFm | Ex | CZ10 | rDXHP | Cap-Tons | 1 | 1070 | None | 7.73 | 0.00708 | 0 | [9 empty] | DEER:Res:HVAC_Eff_AC | Annual | 20
RB-HV-DuctSeal-MedToLow | DEER2020 | D20v0 | 2019-11-06 16:06 | Any | MFm | Ex | CZ10 | rNCGF | Cap-Tons | 1 | 1070 | None | 0.328 | 0 | 0.338 | [9 empty] | DEER:Res:HVAC_Eff_AC | Annual | 20
RB-HV-DuctSeal-MedToLow | DEER2020 | D20v0 | 2019-11-06 16:06 | Any | Res | Ex | CZ10 | rDXGF | Cap-Tons | 2.5 | 1940 | None | 29.6 | 0.041 | 3.33 | [9 empty] | DEER:Res:HVAC_Eff_AC | Annual | 20
RB-HV-DuctSeal-MedToLow | DEER2020 | D20v0 | 2019-11-06 16:06 | Any | Res | Ex | CZ10 | rDXHP | Cap-Tons | 2.5 | 1940 | None | 64.3 | 0.041 | 0 | [9 empty] | DEER:Res:HVAC_Eff_AC | Annual | 20
RB-HV-DuctSeal-MedToLow | DEER2020 | D20v0 | 2019-11-06 16:06 | Any | Res | Ex | CZ10 | rNCGF | Cap-Tons | 2.5 | 1940 | None | 2.2 | 0 | 3.25 | [9 empty] | DEER:Res:HVAC_Eff_AC | Annual | 20
RB-HV-DuctSeal-MedToLow | DEER2020 | D20v0 | 2019-11-06 16:06 | Any | SFm | Ex | CZ10 | rDXGF | Cap-Tons | 2.53 | 1950 | None | 29.5 | 0.041 | 3.37 | [9 empty] | DEER:Res:HVAC_Eff_AC | Annual | 20
RB-HV-DuctSeal-MedToLow | DEER2020 | D20v0 | 2019-11-06 16:06 | Any | SFm | Ex | CZ10 | rDXHP | Cap-Tons | 2.53 | 1950 | None | 64.5 | 0.0413 | 0 | [9 empty] | DEER:Res:HVAC_Eff_AC | Annual | 20
RB-HV-DuctSeal-MedToLow | DEER2020 | D20v0 | 2019-11-06 16:06 | Any | SFm | Ex | CZ10 | rNCGF | Cap-Tons | 2.53 | 1950 | None | 2.22 | 0 | 3.29 | [9 empty] | DEER:Res:HVAC_Eff_AC | Annual | 20
RB-HV-DuctSeal-HighToLow | DEER2020 | D20v0 | 2019-11-06 16:07 | Any | DMo | Old | CZ11 | rDXGF | Cap-Tons | 3.5 | 1220 | None | 139 | 0.203 | 11 | [9 empty] | DEER:Res:HVAC_Eff_AC | Annual | 20
RB-HV-DuctSeal-HighToLow | DEER2020 | D20v0 | 2019-11-06 16:07 | Any | DMo | Old | CZ11 | rDXHP | Cap-Tons | 3.5 | 1220 | None | 247 | 0.202 | 0 | [9 empty] | DEER:Res:HVAC_Eff_AC | Annual | 20
RB-HV-DuctSeal-HighToLow | DEER2020 | D20v0 | 2019-11-06 16:07 | Any | DMo | Old | CZ11 | rNCGF | Cap-Tons | 3.5 | 1220 | None | 6.11 | 0 | 9.75 | [9 empty] | DEER:Res:HVAC_Eff_AC | Annual | 20
RB-HV-DuctSeal-HighToLow | DEER2020 | D20v0 | 2019-11-06 16:07 | Any | Res | Old | CZ11 | rDXGF | Cap-Tons | 3.4 | 1510 | None | 64.4 | 0.104 | 7.92 | [9 empty] | DEER:Res:HVAC_Eff_AC | Annual | 20
RB-HV-DuctSeal-HighToLow | DEER2020 | D20v0 | 2019-11-06 16:07 | Any | Res | Old | CZ11 | rDXHP | Cap-Tons | 3.4 | 1510 | None | 153 | 0.109 | 0 | [9 empty] | DEER:Res:HVAC_Eff_AC | Annual | 20
RB-HV-DuctSeal-HighToLow | DEER2020 | D20v0 | 2019-11-06 16:07 | Any | Res | Old | CZ11 | rNCGF | Cap-Tons | 3.4 | 1510 | None | 4.8 | 0 | 7.56 | [9 empty] | DEER:Res:HVAC_Eff_AC | Annual | 20
RB-HV-DuctSeal-HighToLow | DEER2020 | D20v0 | 2019-11-06 16:07 | Any | SFm | Old | CZ11 | rDXGF | Cap-Tons | 3.66 | 1670 | None | 56.4 | 0.0972 | 8.44 | [9 empty] | DEER:Res:HVAC_Eff_AC | Annual | 20
RB-HV-DuctSeal-HighToLow | DEER2020 | D20v0 | 2019-11-06 16:07 | Any | SFm | Old | CZ11 | rDXHP | Cap-Tons | 3.66 | 1670 | None | 155 | 0.104 | 0 | [9 empty] | DEER:Res:HVAC_Eff_AC | Annual | 20
RB-HV-DuctSeal-HighToLow | DEER2020 | D20v0 | 2019-11-06 16:07 | Any | SFm | Old | CZ11 | rNCGF | Cap-Tons | 3.66 | 1670 | None | 5.15 | 0 | 8.25 | [9 empty] | DEER:Res:HVAC_Eff_AC | Annual | 20
RB-HV-DuctSeal-MedToLow | DEER2020 | D20v0 | 2019-11-06 16:07 | Any | DMo | Old | CZ11 | rDXHP | Cap-Tons | 3.5 | 1220 | None | 114 | 0.102 | 0 | [9 empty] | DEER:Res:HVAC_Eff_AC | Annual | 20
RB-HV-DuctSeal-MedToLow | DEER2020 | D20v0 | 2019-11-06 16:07 | Any | DMo | Old | CZ11 | rNCGF | Cap-Tons | 3.5 | 1220 | None | 2.8 | 0 | 4.47 | [9 empty] | DEER:Res:HVAC_Eff_AC | Annual | 20
RB-HV-DuctSeal-MedToLow | DEER2020 | D20v0 | 2019-11-06 16:07 | Any | MFm | Old | CZ11 | rDXGF | Cap-Tons | 1.85 | 1120 | None | 6.26 | 0.00993 | 0.882 | [9 empty] | DEER:Res:HVAC_Eff_AC | Annual | 20
RB-HV-DuctSeal-MedToLow | DEER2020 | D20v0 | 2019-11-06 16:07 | Any | MFm | Old | CZ11 | rDXHP | Cap-Tons | 1.85 | 1120 | None | 14.7 | 0.0102 | 0 | [9 empty] | DEER:Res:HVAC_Eff_AC | Annual | 20
RB-HV-DuctSeal-MedToLow | DEER2020 | D20v0 | 2019-11-06 16:07 | Any | MFm | Old | CZ11 | rNCGF | Cap-Tons | 1.85 | 1120 | None | 0.641 | 0 | 0.856 | [9 empty] | DEER:Res:HVAC_Eff_AC | Annual | 20
RB-HV-DuctSeal-MedToLow | DEER2020 | D20v0 | 2019-11-06 16:07 | Any | Res | Old | CZ11 | rDXGF | Cap-Tons | 3.4 | 1510 | None | 28 | 0.047 | 3.32 | [9 empty] | DEER:Res:HVAC_Eff_AC | Annual | 20
RB-HV-DuctSeal-MedToLow | DEER2020 | D20v0 | 2019-11-06 16:07 | Any | Res | Old | CZ11 | rDXHP | Cap-Tons | 3.4 | 1510 | None | 64.8 | 0.049 | 0 | [9 empty] | DEER:Res:HVAC_Eff_AC | Annual | 20
RB-HV-DuctSeal-MedToLow | DEER2020 | D20v0 | 2019-11-06 16:07 | Any | Res | Old | CZ11 | rNCGF | Cap-Tons | 3.4 | 1510 | None | 2 | 0 | 3.17 | [9 empty] | DEER:Res:HVAC_Eff_AC | Annual | 20
RB-HV-DuctSeal-HighToLow | DEER2020 | D20v0 | 2019-11-06 16:07 | Any | MFm | Old | CZ11 | rDXGF | Cap-Tons | 1.85 | 1120 | None | 14.7 | 0.0229 | 2.07 | [9 empty] | DEER:Res:HVAC_Eff_AC | Annual | 20
RB-HV-DuctSeal-HighToLow | DEER2020 | D20v0 | 2019-11-06 16:07 | Any | MFm | Old | CZ11 | rDXHP | Cap-Tons | 1.85 | 1120 | None | 34.3 | 0.0235 | 0 | [9 empty] | DEER:Res:HVAC_Eff_AC | Annual | 20
RB-HV-DuctSeal-HighToLow | DEER2020 | D20v0 | 2019-11-06 16:07 | Any | MFm | Old | CZ11 | rNCGF | Cap-Tons | 1.85 | 1120 | None | 1.51 | 0 | 2.01 | [9 empty] | DEER:Res:HVAC_Eff_AC | Annual | 20
RB-HV-DuctSeal-MedToLow | DEER2020 | D20v0 | 2019-11-06 16:07 | Any | DMo | Old | CZ11 | rDXGF | Cap-Tons | 3.5 | 1220 | None | 64.5 | 0.0983 | 5 | [9 empty] | DEER:Res:HVAC_Eff_AC | Annual | 20
RB-HV-DuctSeal-MedToLow | DEER2020 | D20v0 | 2019-11-06 16:07 | Any | SFm | Old | CZ11 | rDXGF | Cap-Tons | 3.66 | 1670 | None | 23.4 | 0.0414 | 3.44 | [9 empty] | DEER:Res:HVAC_Eff_AC | Annual | 20
RB-HV-DuctSeal-MedToLow | DEER2020 | D20v0 | 2019-11-06 16:07 | Any | SFm | Old | CZ11 | rDXHP | Cap-Tons | 3.66 | 1670 | None | 63.6 | 0.0445 | 0 | [9 empty] | DEER:Res:HVAC_Eff_AC | Annual | 20
RB-HV-DuctSeal-MedToLow | DEER2020 | D20v0 | 2019-11-06 16:07 | Any | SFm | Old | CZ11 | rNCGF | Cap-Tons | 3.66 | 1670 | None | 2.09 | 0 | 3.36 | [9 empty] | DEER:Res:HVAC_Eff_AC | Annual | 20
RB-HV-DuctSeal-HighToLow | DEER2020 | D20v0 | 2019-11-06 16:07 | Any | DMo | Ex | CZ11 | rDXGF | Cap-Tons | 3.5 | 1240 | None | 190 | 0.155 | 8.5 | [9 empty] | DEER:Res:HVAC_Eff_AC | Annual | 20
RB-HV-DuctSeal-HighToLow | DEER2020 | D20v0 | 2019-11-06 16:07 | Any | DMo | Ex | CZ11 | rDXHP | Cap-Tons | 3.5 | 1240 | None | 280 | 0.156 | 0 | [9 empty] | DEER:Res:HVAC_Eff_AC | Annual | 20
RB-HV-DuctSeal-HighToLow | DEER2020 | D20v0 | 2019-11-06 16:07 | Any | DMo | Ex | CZ11 | rNCGF | Cap-Tons | 3.5 | 1240 | None | 4.85 | 0 | 7.47 | [9 empty] | DEER:Res:HVAC_Eff_AC | Annual | 20
RB-HV-DuctSeal-HighToLow | DEER2020 | D20v0 | 2019-11-06 16:07 | Any | MFm | Ex | CZ11 | rDXGF | Cap-Tons | 1 | 1070 | None | 25.8 | 0.0232 | 2.13 | [9 empty] | DEER:Res:HVAC_Eff_AC | Annual | 20
RB-HV-DuctSeal-HighToLow | DEER2020 | D20v0 | 2019-11-06 16:07 | Any | MFm | Ex | CZ11 | rDXHP | Cap-Tons | 1 | 1070 | None | 47.4 | 0.0234 | 0 | [9 empty] | DEER:Res:HVAC_Eff_AC | Annual | 20
RB-HV-DuctSeal-HighToLow | DEER2020 | D20v0 | 2019-11-06 16:07 | Any | MFm | Ex | CZ11 | rNCGF | Cap-Tons | 1 | 1070 | None | 1.95 | 0 | 2.06 | [9 empty] | DEER:Res:HVAC_Eff_AC | Annual | 20
RB-HV-DuctSeal-HighToLow | DEER2020 | D20v0 | 2019-11-06 16:07 | Any | Res | Ex | CZ11 | rDXGF | Cap-Tons | 2.7 | 1860 | None | 82.9 | 0.108 | 7.8 | [9 empty] | DEER:Res:HVAC_Eff_AC | Annual | 20
RB-HV-DuctSeal-HighToLow | DEER2020 | D20v0 | 2019-11-06 16:07 | Any | Res | Ex | CZ11 | rDXHP | Cap-Tons | 2.7 | 1860 | None | 170 | 0.104 | 0 | [9 empty] | DEER:Res:HVAC_Eff_AC | Annual | 20
RB-HV-DuctSeal-HighToLow | DEER2020 | D20v0 | 2019-11-06 16:07 | Any | Res | Ex | CZ11 | rNCGF | Cap-Tons | 2.7 | 1860 | None | 5 | 0 | 7.55 | [9 empty] | DEER:Res:HVAC_Eff_AC | Annual | 20
RB-HV-DuctSeal-HighToLow | DEER2020 | D20v0 | 2019-11-06 16:07 | Any | SFm | Ex | CZ11 | rDXGF | Cap-Tons | 2.66 | 1950 | None | 74 | 0.107 | 7.91 | [9 empty] | DEER:Res:HVAC_Eff_AC | Annual | 20
RB-HV-DuctSeal-HighToLow | DEER2020 | D20v0 | 2019-11-06 16:07 | Any | SFm | Ex | CZ11 | rDXHP | Cap-Tons | 2.66 | 1950 | None | 163 | 0.102 | 0 | [9 empty] | DEER:Res:HVAC_Eff_AC | Annual | 20
RB-HV-DuctSeal-HighToLow | DEER2020 | D20v0 | 2019-11-06 16:07 | Any | SFm | Ex | CZ11 | rNCGF | Cap-Tons | 2.66 | 1950 | None | 5.15 | 0 | 7.74 | [9 empty] | DEER:Res:HVAC_Eff_AC | Annual | 20
RB-HV-DuctSeal-MedToLow | DEER2020 | D20v0 | 2019-11-06 16:07 | Any | DMo | Ex | CZ11 | rDXGF | Cap-Tons | 3.5 | 1240 | None | 105 | 0.0762 | 3.85 | [9 empty] | DEER:Res:HVAC_Eff_AC | Annual | 20
RB-HV-DuctSeal-MedToLow | DEER2020 | D20v0 | 2019-11-06 16:07 | Any | DMo | Ex | CZ11 | rDXHP | Cap-Tons | 3.5 | 1240 | None | 145 | 0.0789 | 0 | [9 empty] | DEER:Res:HVAC_Eff_AC | Annual | 20
RB-HV-DuctSeal-MedToLow | DEER2020 | D20v0 | 2019-11-06 16:07 | Any | DMo | Ex | CZ11 | rNCGF | Cap-Tons | 3.5 | 1240 | None | 2.21 | 0 | 3.42 | [9 empty] | DEER:Res:HVAC_Eff_AC | Annual | 20
RB-HV-DuctSeal-MedToLow | DEER2020 | D20v0 | 2019-11-06 16:07 | Any | MFm | Ex | CZ11 | rDXGF | Cap-Tons | 1 | 1070 | None | 11.2 | 0.0103 | 0.91 | [9 empty] | DEER:Res:HVAC_Eff_AC | Annual | 20
RB-HV-DuctSeal-MedToLow | DEER2020 | D20v0 | 2019-11-06 16:07 | Any | MFm | Ex | CZ11 | rDXHP | Cap-Tons | 1 | 1070 | None | 20.5 | 0.0103 | 0 | [9 empty] | DEER:Res:HVAC_Eff_AC | Annual | 20
RB-HV-DuctSeal-MedToLow | DEER2020 | D20v0 | 2019-11-06 16:07 | Any | MFm | Ex | CZ11 | rNCGF | Cap-Tons | 1 | 1070 | None | 0.831 | 0 | 0.876 | [9 empty] | DEER:Res:HVAC_Eff_AC | Annual | 20
RB-HV-DuctSeal-MedToLow | DEER2020 | D20v0 | 2020-09-17 17:53 | Any | MFm | Ex | CZ11 | rWtd | Cap-Tons | 1 | 1070 | None | 12 | 0.0101 | 0.797 | [9 empty] | DEER:Res:HVAC_Eff_AC | Annual | 20
RB-HV-DuctSeal-MedToLow | DEER2020 | D20v0 | 2019-11-06 16:07 | Any | Res | Ex | CZ11 | rDXGF | Cap-Tons | 2.7 | 1860 | None | 36.7 | 0.047 | 3.21 | [9 empty] | DEER:Res:HVAC_Eff_AC | Annual | 20
RB-HV-DuctSeal-MedToLow | DEER2020 | D20v0 | 2019-11-06 16:07 | Any | Res | Ex | CZ11 | rDXHP | Cap-Tons | 2.7 | 1860 | None | 72.6 | 0.048 | 0 | [9 empty] | DEER:Res:HVAC_Eff_AC | Annual | 20
RB-HV-DuctSeal-MedToLow | DEER2020 | D20v0 | 2019-11-06 16:07 | Any | Res | Ex | CZ11 | rNCGF | Cap-Tons | 2.7 | 1860 | None | 2.1 | 0 | 3.11 | [9 empty] | DEER:Res:HVAC_Eff_AC | Annual | 20
RB-HV-DuctSeal-MedToLow | DEER2020 | D20v0 | 2019-11-06 16:07 | Any | SFm | Ex | CZ11 | rDXGF | Cap-Tons | 2.66 | 1950 | None | 30.7 | 0.0448 | 3.22 | [9 empty] | DEER:Res:HVAC_Eff_AC | Annual | 20
RB-HV-DuctSeal-MedToLow | DEER2020 | D20v0 | 2019-11-06 16:07 | Any | SFm | Ex | CZ11 | rDXHP | Cap-Tons | 2.66 | 1950 | None | 67 | 0.046 | 0 | [9 empty] | DEER:Res:HVAC_Eff_AC | Annual | 20
RB-HV-DuctSeal-MedToLow | DEER2020 | D20v0 | 2019-11-06 16:07 | Any | SFm | Ex | CZ11 | rNCGF | Cap-Tons | 2.66 | 1950 | None | 2.09 | 0 | 3.15 | [9 empty] | DEER:Res:HVAC_Eff_AC | Annual | 20
RB-HV-DuctSeal-HighToLow | DEER2020 | D20v0 | 2019-11-06 16:08 | Any | DMo | Old | CZ12 | rDXGF | Cap-Tons | 3.5 | 1210 | None | 85.2 | 0.157 | 11.1 | [9 empty] | DEER:Res:HVAC_Eff_AC | Annual | 20
RB-HV-DuctSeal-HighToLow | DEER2020 | D20v0 | 2019-11-06 16:08 | Any | DMo | Old | CZ12 | rDXHP | Cap-Tons | 3.5 | 1210 | None | 188 | 0.163 | 0 | [9 empty] | DEER:Res:HVAC_Eff_AC | Annual | 20
RB-HV-DuctSeal-HighToLow | DEER2020 | D20v0 | 2019-11-06 16:08 | Any | DMo | Old | CZ12 | rNCGF | Cap-Tons | 3.5 | 1210 | None | 6.19 | 0 | 9.9 | [9 empty] | DEER:Res:HVAC_Eff_AC | Annual | 20
RB-HV-DuctSeal-HighToLow | DEER2020 | D20v0 | 2019-11-06 16:08 | Any | Res | Old | CZ12 | rDXGF | Cap-Tons | 3 | 1500 | None | 33.7 | 0.069 | 7.05 | [9 empty] | DEER:Res:HVAC_Eff_AC | Annual | 20
RB-HV-DuctSeal-HighToLow | DEER2020 | D20v0 | 2019-11-06 16:08 | Any | SFm | Old | CZ12 | rDXGF | Cap-Tons | 3.45 | 1650 | None | 38.8 | 0.0815 | 8.52 | [9 empty] | DEER:Res:HVAC_Eff_AC | Annual | 20
RB-HV-DuctSeal-HighToLow | DEER2020 | D20v0 | 2019-11-06 16:08 | Any | SFm | Old | CZ12 | rDXHP | Cap-Tons | 3.45 | 1650 | None | 132 | 0.0869 | 0 | [9 empty] | DEER:Res:HVAC_Eff_AC | Annual | 20
RB-HV-DuctSeal-HighToLow | DEER2020 | D20v0 | 2019-11-06 16:08 | Any | SFm | Old | CZ12 | rNCGF | Cap-Tons | 3.45 | 1650 | None | 5.26 | 0 | 8.33 | [9 empty] | DEER:Res:HVAC_Eff_AC | Annual | 20
RB-HV-DuctSeal-MedToLow | DEER2020 | D20v0 | 2019-11-06 16:08 | Any | MFm | Old | CZ12 | rDXGF | Cap-Tons | 1.7 | 1120 | None | 5.16 | 0.00842 | 0.985 | [9 empty] | DEER:Res:HVAC_Eff_AC | Annual | 20
RB-HV-DuctSeal-MedToLow | DEER2020 | D20v0 | 2019-11-06 16:08 | Any | MFm | Old | CZ12 | rDXHP | Cap-Tons | 1.7 | 1120 | None | 14.8 | 0.0091 | 0 | [9 empty] | DEER:Res:HVAC_Eff_AC | Annual | 20
RB-HV-DuctSeal-MedToLow | DEER2020 | D20v0 | 2019-11-06 16:08 | Any | MFm | Old | CZ12 | rNCGF | Cap-Tons | 1.7 | 1120 | None | 0.736 | 0 | 0.949 | [9 empty] | DEER:Res:HVAC_Eff_AC | Annual | 20
RB-HV-DuctSeal-MedToLow | DEER2020 | D20v0 | 2019-11-06 16:08 | Any | Res | Old | CZ12 | rDXGF | Cap-Tons | 3 | 1500 | None | 14.2 | 0.029 | 2.9 | [9 empty] | DEER:Res:HVAC_Eff_AC | Annual | 20
RB-HV-DuctSeal-MedToLow | DEER2020 | D20v0 | 2019-11-06 16:08 | Any | Res | Old | CZ12 | rDXHP | Cap-Tons | 3 | 1500 | None | 45.3 | 0.032 | 0 | [9 empty] | DEER:Res:HVAC_Eff_AC | Annual | 20
RB-HV-DuctSeal-MedToLow | DEER2020 | D20v0 | 2019-11-06 16:08 | Any | Res | Old | CZ12 | rNCGF | Cap-Tons | 3 | 1500 | None | 1.8 | 0 | 2.82 | [9 empty] | DEER:Res:HVAC_Eff_AC | Annual | 20
RB-HV-DuctSeal-MedToLow | DEER2020 | D20v0 | 2019-11-06 16:08 | Any | SFm | Old | CZ12 | rDXGF | Cap-Tons | 3.45 | 1650 | None | 16.1 | 0.0347 | 3.47 | [9 empty] | DEER:Res:HVAC_Eff_AC | Annual | 20
RB-HV-DuctSeal-MedToLow | DEER2020 | D20v0 | 2019-11-06 16:08 | Any | SFm | Old | CZ12 | rDXHP | Cap-Tons | 3.45 | 1650 | None | 54.1 | 0.0379 | 0 | [9 empty] | DEER:Res:HVAC_Eff_AC | Annual | 20
RB-HV-DuctSeal-MedToLow | DEER2020 | D20v0 | 2019-11-06 16:08 | Any | SFm | Old | CZ12 | rNCGF | Cap-Tons | 3.45 | 1650 | None | 2.14 | 0 | 3.39 | [9 empty] | DEER:Res:HVAC_Eff_AC | Annual | 20
RB-HV-DuctSeal-HighToLow | DEER2020 | D20v0 | 2019-11-06 16:08 | Any | MFm | Old | CZ12 | rDXGF | Cap-Tons | 1.7 | 1120 | None | 12.1 | 0.0196 | 2.31 | [9 empty] | DEER:Res:HVAC_Eff_AC | Annual | 20
RB-HV-DuctSeal-HighToLow | DEER2020 | D20v0 | 2019-11-06 16:08 | Any | MFm | Old | CZ12 | rDXHP | Cap-Tons | 1.7 | 1120 | None | 34.6 | 0.0209 | 0 | [9 empty] | DEER:Res:HVAC_Eff_AC | Annual | 20
RB-HV-DuctSeal-HighToLow | DEER2020 | D20v0 | 2019-11-06 16:08 | Any | MFm | Old | CZ12 | rNCGF | Cap-Tons | 1.7 | 1120 | None | 1.73 | 0 | 2.23 | [9 empty] | DEER:Res:HVAC_Eff_AC | Annual | 20
RB-HV-DuctSeal-HighToLow | DEER2020 | D20v0 | 2019-11-06 16:08 | Any | Res | Old | CZ12 | rDXHP | Cap-Tons | 3 | 1500 | None | 109 | 0.073 | 0 | [9 empty] | DEER:Res:HVAC_Eff_AC | Annual | 20
RB-HV-DuctSeal-HighToLow | DEER2020 | D20v0 | 2019-11-06 16:08 | Any | Res | Old | CZ12 | rNCGF | Cap-Tons | 3 | 1500 | None | 4.4 | 0 | 6.85 | [9 empty] | DEER:Res:HVAC_Eff_AC | Annual | 20
RB-HV-DuctSeal-MedToLow | DEER2020 | D20v0 | 2019-11-06 16:08 | Any | DMo | Old | CZ12 | rDXGF | Cap-Tons | 3.5 | 1210 | None | 39.4 | 0.0709 | 5.06 | [9 empty] | DEER:Res:HVAC_Eff_AC | Annual | 20
RB-HV-DuctSeal-MedToLow | DEER2020 | D20v0 | 2019-11-06 16:08 | Any | DMo | Old | CZ12 | rDXHP | Cap-Tons | 3.5 | 1210 | None | 86.2 | 0.0773 | 0 | [9 empty] | DEER:Res:HVAC_Eff_AC | Annual | 20
RB-HV-DuctSeal-MedToLow | DEER2020 | D20v0 | 2019-11-06 16:08 | Any | DMo | Old | CZ12 | rNCGF | Cap-Tons | 3.5 | 1210 | None | 2.83 | 0 | 4.54 | [9 empty] | DEER:Res:HVAC_Eff_AC | Annual | 20
RB-HV-DuctSeal-HighToLow | DEER2020 | D20v0 | 2019-11-06 16:08 | Any | DMo | Ex | CZ12 | rDXGF | Cap-Tons | 3.5 | 1240 | None | 173 | 0.114 | 5.91 | [9 empty] | DEER:Res:HVAC_Eff_AC | Annual | 20
RB-HV-DuctSeal-HighToLow | DEER2020 | D20v0 | 2019-11-06 16:08 | Any | DMo | Ex | CZ12 | rDXHP | Cap-Tons | 3.5 | 1240 | None | 235 | 0.119 | 0 | [9 empty] | DEER:Res:HVAC_Eff_AC | Annual | 20
RB-HV-DuctSeal-HighToLow | DEER2020 | D20v0 | 2019-11-06 16:08 | Any | DMo | Ex | CZ12 | rNCGF | Cap-Tons | 3.5 | 1240 | None | 3.41 | 0 | 5.27 | [9 empty] | DEER:Res:HVAC_Eff_AC | Annual | 20
RB-HV-DuctSeal-HighToLow | DEER2020 | D20v0 | 2020-09-17 17:53 | Any | DMo | Ex | CZ12 | rWtd | Cap-Tons | 3.5 | 1240 | None | 176 | 0.111 | 5.17 | [9 empty] | DEER:Res:HVAC_Eff_AC | Annual | 20
RB-HV-DuctSeal-HighToLow | DEER2020 | D20v0 | 2019-11-06 16:08 | Any | MFm | Ex | CZ12 | rDXGF | Cap-Tons | 1 | 1070 | None | 14.8 | 0.0154 | 1.53 | [9 empty] | DEER:Res:HVAC_Eff_AC | Annual | 20
RB-HV-DuctSeal-HighToLow | DEER2020 | D20v0 | 2019-11-06 16:08 | Any | MFm | Ex | CZ12 | rDXHP | Cap-Tons | 1 | 1070 | None | 30.5 | 0.0165 | 0 | [9 empty] | DEER:Res:HVAC_Eff_AC | Annual | 20
RB-HV-DuctSeal-HighToLow | DEER2020 | D20v0 | 2019-11-06 16:08 | Any | MFm | Ex | CZ12 | rNCGF | Cap-Tons | 1 | 1070 | None | 1.42 | 0 | 1.44 | [9 empty] | DEER:Res:HVAC_Eff_AC | Annual | 20
RB-HV-DuctSeal-HighToLow | DEER2020 | D20v0 | 2020-09-17 17:53 | Any | MFm | Ex | CZ12 | rWtd | Cap-Tons | 1 | 1070 | None | 15 | 0.0137 | 1.35 | [9 empty] | DEER:Res:HVAC_Eff_AC | Annual | 20
RB-HV-DuctSeal-HighToLow | DEER2020 | D20v0 | 2019-11-06 16:08 | Any | Res | Ex | CZ12 | rDXGF | Cap-Tons | 2.1 | 1720 | None | 40.9 | 0.058 | 7.68 | [9 empty] | DEER:Res:HVAC_Eff_AC | Annual | 20
RB-HV-DuctSeal-HighToLow | DEER2020 | D20v0 | 2019-11-06 16:08 | Any | Res | Ex | CZ12 | rDXHP | Cap-Tons | 2.1 | 1720 | None | 123 | 0.059 | 0 | [9 empty] | DEER:Res:HVAC_Eff_AC | Annual | 20
RB-HV-DuctSeal-HighToLow | DEER2020 | D20v0 | 2019-11-06 16:08 | Any | Res | Ex | CZ12 | rNCGF | Cap-Tons | 2.1 | 1720 | None | 5.2 | 0 | 7.47 | [9 empty] | DEER:Res:HVAC_Eff_AC | Annual | 20
RB-HV-DuctSeal-HighToLow | DEER2020 | D20v0 | 2020-09-17 17:53 | Any | Res | Ex | CZ12 | rWtd | Cap-Tons | 2.1 | 1720 | None | 41.2 | 0.051 | 7.26 | [9 empty] | DEER:Res:HVAC_Eff_AC | Annual | 20
RB-HV-DuctSeal-HighToLow | DEER2020 | D20v0 | 2019-11-06 16:08 | Any | SFm | Ex | CZ12 | rDXGF | Cap-Tons | 2.47 | 1950 | None | 45.1 | 0.0704 | 9.77 | [9 empty] | DEER:Res:HVAC_Eff_AC | Annual | 20
RB-HV-DuctSeal-HighToLow | DEER2020 | D20v0 | 2019-11-06 16:08 | Any | SFm | Ex | CZ12 | rDXHP | Cap-Tons | 2.47 | 1950 | None | 149 | 0.0706 | 0 | [9 empty] | DEER:Res:HVAC_Eff_AC | Annual | 20
RB-HV-DuctSeal-HighToLow | DEER2020 | D20v0 | 2019-11-06 16:08 | Any | SFm | Ex | CZ12 | rNCGF | Cap-Tons | 2.47 | 1950 | None | 6.52 | 0 | 9.53 | [9 empty] | DEER:Res:HVAC_Eff_AC | Annual | 20
RB-HV-DuctSeal-MedToLow | DEER2020 | D20v0 | 2019-11-06 16:08 | Any | DMo | Ex | CZ12 | rDXGF | Cap-Tons | 3.5 | 1240 | None | 105 | 0.0535 | 2.68 | [9 empty] | DEER:Res:HVAC_Eff_AC | Annual | 20
RB-HV-DuctSeal-MedToLow | DEER2020 | D20v0 | 2019-11-06 16:08 | Any | DMo | Ex | CZ12 | rDXHP | Cap-Tons | 3.5 | 1240 | None | 134 | 0.0586 | 0 | [9 empty] | DEER:Res:HVAC_Eff_AC | Annual | 20
RB-HV-DuctSeal-MedToLow | DEER2020 | D20v0 | 2019-11-06 16:08 | Any | DMo | Ex | CZ12 | rNCGF | Cap-Tons | 3.5 | 1240 | None | 1.56 | 0 | 2.41 | [9 empty] | DEER:Res:HVAC_Eff_AC | Annual | 20
RB-HV-DuctSeal-MedToLow | DEER2020 | D20v0 | 2019-11-06 16:08 | Any | MFm | Ex | CZ12 | rDXGF | Cap-Tons | 1 | 1070 | None | 6.35 | 0.007 | 0.653 | [9 empty] | DEER:Res:HVAC_Eff_AC | Annual | 20
RB-HV-DuctSeal-MedToLow | DEER2020 | D20v0 | 2019-11-06 16:08 | Any | MFm | Ex | CZ12 | rDXHP | Cap-Tons | 1 | 1070 | None | 13.1 | 0.0072 | 0 | [9 empty] | DEER:Res:HVAC_Eff_AC | Annual | 20
RB-HV-DuctSeal-MedToLow | DEER2020 | D20v0 | 2019-11-06 16:08 | Any | MFm | Ex | CZ12 | rNCGF | Cap-Tons | 1 | 1070 | None | 0.604 | 0 | 0.616 | [9 empty] | DEER:Res:HVAC_Eff_AC | Annual | 20
RB-HV-DuctSeal-MedToLow | DEER2020 | D20v0 | 2019-11-06 16:08 | Any | Res | Ex | CZ12 | rDXGF | Cap-Tons | 2.1 | 1720 | None | 18 | 0.026 | 3.14 | [9 empty] | DEER:Res:HVAC_Eff_AC | Annual | 20
RB-HV-DuctSeal-MedToLow | DEER2020 | D20v0 | 2019-11-06 16:08 | Any | Res | Ex | CZ12 | rDXHP | Cap-Tons | 2.1 | 1720 | None | 51.5 | 0.026 | 0 | [9 empty] | DEER:Res:HVAC_Eff_AC | Annual | 20
RB-HV-DuctSeal-MedToLow | DEER2020 | D20v0 | 2019-11-06 16:08 | Any | Res | Ex | CZ12 | rNCGF | Cap-Tons | 2.1 | 1720 | None | 2.1 | 0 | 3.05 | [9 empty] | DEER:Res:HVAC_Eff_AC | Annual | 20
RB-HV-DuctSeal-MedToLow | DEER2020 | D20v0 | 2019-11-06 16:08 | Any | SFm | Ex | CZ12 | rDXGF | Cap-Tons | 2.47 | 1950 | None | 18.9 | 0.0311 | 3.98 | [9 empty] | DEER:Res:HVAC_Eff_AC | Annual | 20
RB-HV-DuctSeal-MedToLow | DEER2020 | D20v0 | 2019-11-06 16:08 | Any | SFm | Ex | CZ12 | rDXHP | Cap-Tons | 2.47 | 1950 | None | 61.4 | 0.0312 | 0 | [9 empty] | DEER:Res:HVAC_Eff_AC | Annual | 20
RB-HV-DuctSeal-MedToLow | DEER2020 | D20v0 | 2019-11-06 16:08 | Any | SFm | Ex | CZ12 | rNCGF | Cap-Tons | 2.47 | 1950 | None | 2.65 | 0 | 3.88 | [9 empty] | DEER:Res:HVAC_Eff_AC | Annual | 20
RB-HV-DuctSeal-HighToLow | DEER2020 | D20v0 | 2019-11-06 16:08 | Any | DMo | Old | CZ13 | rDXGF | Cap-Tons | 3.5 | 1210 | None | 149 | 0.155 | 8.69 | [9 empty] | DEER:Res:HVAC_Eff_AC | Annual | 20
RB-HV-DuctSeal-HighToLow | DEER2020 | D20v0 | 2019-11-06 16:08 | Any | DMo | Old | CZ13 | rDXHP | Cap-Tons | 3.5 | 1210 | None | 238 | 0.168 | 0 | [9 empty] | DEER:Res:HVAC_Eff_AC | Annual | 20
RB-HV-DuctSeal-HighToLow | DEER2020 | D20v0 | 2019-11-06 16:08 | Any | DMo | Old | CZ13 | rNCGF | Cap-Tons | 3.5 | 1210 | None | 4.86 | 0 | 7.8 | [9 empty] | DEER:Res:HVAC_Eff_AC | Annual | 20
RB-HV-DuctSeal-HighToLow | DEER2020 | D20v0 | 2019-11-06 16:08 | Any | SFm | Old | CZ13 | rDXGF | Cap-Tons | 3.49 | 1670 | None | 68.5 | 0.0789 | 7.91 | [9 empty] | DEER:Res:HVAC_Eff_AC | Annual | 20
RB-HV-DuctSeal-HighToLow | DEER2020 | D20v0 | 2019-11-06 16:08 | Any | SFm | Old | CZ13 | rDXHP | Cap-Tons | 3.49 | 1670 | None | 158 | 0.0878 | 0 | [9 empty] | DEER:Res:HVAC_Eff_AC | Annual | 20
RB-HV-DuctSeal-HighToLow | DEER2020 | D20v0 | 2019-11-06 16:08 | Any | SFm | Old | CZ13 | rNCGF | Cap-Tons | 3.49 | 1670 | None | 4.88 | 0 | 7.76 | [9 empty] | DEER:Res:HVAC_Eff_AC | Annual | 20
RB-HV-DuctSeal-MedToLow | DEER2020 | D20v0 | 2019-11-06 16:08 | Any | MFm | Old | CZ13 | rDXGF | Cap-Tons | 1.73 | 1110 | None | 7.98 | 0.008 | 1.03 | [9 empty] | DEER:Res:HVAC_Eff_AC | Annual | 20
RB-HV-DuctSeal-MedToLow | DEER2020 | D20v0 | 2019-11-06 16:08 | Any | MFm | Old | CZ13 | rDXHP | Cap-Tons | 1.73 | 1110 | None | 17.8 | 0.00858 | 0 | [9 empty] | DEER:Res:HVAC_Eff_AC | Annual | 20
RB-HV-DuctSeal-MedToLow | DEER2020 | D20v0 | 2019-11-06 16:08 | Any | MFm | Old | CZ13 | rNCGF | Cap-Tons | 1.73 | 1110 | None | 0.756 | 0 | 0.996 | [9 empty] | DEER:Res:HVAC_Eff_AC | Annual | 20
RB-HV-DuctSeal-MedToLow | DEER2020 | D20v0 | 2019-11-06 16:09 | Any | Res | Old | CZ13 | rDXGF | Cap-Tons | 3.1 | 1500 | None | 26.5 | 0.03 | 2.76 | [9 empty] | DEER:Res:HVAC_Eff_AC | Annual | 20
RB-HV-DuctSeal-MedToLow | DEER2020 | D20v0 | 2019-11-06 16:09 | Any | Res | Old | CZ13 | rDXHP | Cap-Tons | 3.1 | 1500 | None | 57.2 | 0.034 | 0 | [9 empty] | DEER:Res:HVAC_Eff_AC | Annual | 20
RB-HV-DuctSeal-MedToLow | DEER2020 | D20v0 | 2019-11-06 16:09 | Any | Res | Old | CZ13 | rNCGF | Cap-Tons | 3.1 | 1500 | None | 1.7 | 0 | 2.68 | [9 empty] | DEER:Res:HVAC_Eff_AC | Annual | 20
RB-HV-DuctSeal-MedToLow | DEER2020 | D20v0 | 2019-11-06 16:09 | Any | SFm | Old | CZ13 | rDXGF | Cap-Tons | 3.49 | 1670 | None | 28.4 | 0.0339 | 3.23 | [9 empty] | DEER:Res:HVAC_Eff_AC | Annual | 20
RB-HV-DuctSeal-MedToLow | DEER2020 | D20v0 | 2019-11-06 16:09 | Any | SFm | Old | CZ13 | rDXHP | Cap-Tons | 3.49 | 1670 | None | 65.3 | 0.0376 | 0 | [9 empty] | DEER:Res:HVAC_Eff_AC | Annual | 20
RB-HV-DuctSeal-MedToLow | DEER2020 | D20v0 | 2019-11-06 16:09 | Any | SFm | Old | CZ13 | rNCGF | Cap-Tons | 3.49 | 1670 | None | 1.99 | 0 | 3.16 | [9 empty] | DEER:Res:HVAC_Eff_AC | Annual | 20
RB-HV-DuctSeal-HighToLow | DEER2020 | D20v0 | 2019-11-06 16:09 | Any | MFm | Old | CZ13 | rDXGF | Cap-Tons | 1.73 | 1110 | None | 18.7 | 0.0189 | 2.41 | [9 empty] | DEER:Res:HVAC_Eff_AC | Annual | 20
RB-HV-DuctSeal-HighToLow | DEER2020 | D20v0 | 2019-11-06 16:09 | Any | MFm | Old | CZ13 | rDXHP | Cap-Tons | 1.73 | 1110 | None | 41.5 | 0.0197 | 0 | [9 empty] | DEER:Res:HVAC_Eff_AC | Annual | 20
RB-HV-DuctSeal-HighToLow | DEER2020 | D20v0 | 2019-11-06 16:09 | Any | MFm | Old | CZ13 | rNCGF | Cap-Tons | 1.73 | 1110 | None | 1.78 | 0 | 2.34 | [9 empty] | DEER:Res:HVAC_Eff_AC | Annual | 20
RB-HV-DuctSeal-HighToLow | DEER2020 | D20v0 | 2019-11-06 16:09 | Any | Res | Old | CZ13 | rDXGF | Cap-Tons | 3.1 | 1500 | None | 62.5 | 0.07 | 6.66 | [9 empty] | DEER:Res:HVAC_Eff_AC | Annual | 20
RB-HV-DuctSeal-HighToLow | DEER2020 | D20v0 | 2019-11-06 16:09 | Any | Res | Old | CZ13 | rDXHP | Cap-Tons | 3.1 | 1500 | None | 136 | 0.077 | 0 | [9 empty] | DEER:Res:HVAC_Eff_AC | Annual | 20
RB-HV-DuctSeal-HighToLow | DEER2020 | D20v0 | 2019-11-06 16:09 | Any | Res | Old | CZ13 | rNCGF | Cap-Tons | 3.1 | 1500 | None | 4.1 | 0 | 6.47 | [9 empty] | DEER:Res:HVAC_Eff_AC | Annual | 20
RB-HV-DuctSeal-MedToLow | DEER2020 | D20v0 | 2019-11-06 16:09 | Any | DMo | Old | CZ13 | rDXGF | Cap-Tons | 3.5 | 1210 | None | 68.2 | 0.0706 | 3.97 | [9 empty] | DEER:Res:HVAC_Eff_AC | Annual | 20
RB-HV-DuctSeal-MedToLow | DEER2020 | D20v0 | 2019-11-06 16:09 | Any | DMo | Old | CZ13 | rDXHP | Cap-Tons | 3.5 | 1210 | None | 109 | 0.0774 | 0 | [9 empty] | DEER:Res:HVAC_Eff_AC | Annual | 20
RB-HV-DuctSeal-MedToLow | DEER2020 | D20v0 | 2019-11-06 16:09 | Any | DMo | Old | CZ13 | rNCGF | Cap-Tons | 3.5 | 1210 | None | 2.23 | 0 | 3.59 | [9 empty] | DEER:Res:HVAC_Eff_AC | Annual | 20
RB-HV-DuctSeal-HighToLow | DEER2020 | D20v0 | 2019-11-06 16:09 | Any | DMo | Ex | CZ13 | rDXGF | Cap-Tons | 3.5 | 1240 | None | 186 | 0.114 | 6.39 | [9 empty] | DEER:Res:HVAC_Eff_AC | Annual | 20
RB-HV-DuctSeal-HighToLow | DEER2020 | D20v0 | 2019-11-06 16:09 | Any | DMo | Ex | CZ13 | rDXHP | Cap-Tons | 3.5 | 1240 | None | 253 | 0.122 | 0 | [9 empty] | DEER:Res:HVAC_Eff_AC | Annual | 20
RB-HV-DuctSeal-HighToLow | DEER2020 | D20v0 | 2019-11-06 16:09 | Any | DMo | Ex | CZ13 | rNCGF | Cap-Tons | 3.5 | 1240 | None | 3.7 | 0 | 5.72 | [9 empty] | DEER:Res:HVAC_Eff_AC | Annual | 20
RB-HV-DuctSeal-HighToLow | DEER2020 | D20v0 | 2019-11-06 16:09 | Any | MFm | Ex | CZ13 | rDXGF | Cap-Tons | 1 | 1070 | None | 23.9 | 0.0191 | 1.79 | [9 empty] | DEER:Res:HVAC_Eff_AC | Annual | 20
RB-HV-DuctSeal-HighToLow | DEER2020 | D20v0 | 2019-11-06 16:09 | Any | MFm | Ex | CZ13 | rDXHP | Cap-Tons | 1 | 1070 | None | 41.6 | 0.0199 | 0 | [9 empty] | DEER:Res:HVAC_Eff_AC | Annual | 20
RB-HV-DuctSeal-HighToLow | DEER2020 | D20v0 | 2019-11-06 16:09 | Any | MFm | Ex | CZ13 | rNCGF | Cap-Tons | 1 | 1070 | None | 1.64 | 0 | 1.7 | [9 empty] | DEER:Res:HVAC_Eff_AC | Annual | 20
RB-HV-DuctSeal-HighToLow | DEER2020 | D20v0 | 2019-11-06 16:09 | Any | Res | Ex | CZ13 | rDXGF | Cap-Tons | 2.4 | 1850 | None | 81.1 | 0.075 | 7.79 | [9 empty] | DEER:Res:HVAC_Eff_AC | Annual | 20
RB-HV-DuctSeal-HighToLow | DEER2020 | D20v0 | 2019-11-06 16:09 | Any | Res | Ex | CZ13 | rDXHP | Cap-Tons | 2.4 | 1850 | None | 172 | 0.078 | 0 | [9 empty] | DEER:Res:HVAC_Eff_AC | Annual | 20
RB-HV-DuctSeal-HighToLow | DEER2020 | D20v0 | 2019-11-06 16:09 | Any | Res | Ex | CZ13 | rNCGF | Cap-Tons | 2.4 | 1850 | None | 5.1 | 0 | 7.59 | [9 empty] | DEER:Res:HVAC_Eff_AC | Annual | 20
RB-HV-DuctSeal-HighToLow | DEER2020 | D20v0 | 2019-11-06 16:09 | Any | SFm | Ex | CZ13 | rDXGF | Cap-Tons | 2.55 | 1950 | None | 82.6 | 0.0787 | 8.45 | [9 empty] | DEER:Res:HVAC_Eff_AC | Annual | 20
RB-HV-DuctSeal-HighToLow | DEER2020 | D20v0 | 2019-11-06 16:09 | Any | SFm | Ex | CZ13 | rDXHP | Cap-Tons | 2.55 | 1950 | None | 182 | 0.0817 | 0 | [9 empty] | DEER:Res:HVAC_Eff_AC | Annual | 20
RB-HV-DuctSeal-HighToLow | DEER2020 | D20v0 | 2019-11-06 16:09 | Any | SFm | Ex | CZ13 | rNCGF | Cap-Tons | 2.55 | 1950 | None | 5.56 | 0 | 8.26 | [9 empty] | DEER:Res:HVAC_Eff_AC | Annual | 20
RB-HV-DuctSeal-MedToLow | DEER2020 | D20v0 | 2019-11-06 16:09 | Any | DMo | Ex | CZ13 | rDXGF | Cap-Tons | 3.5 | 1240 | None | 105 | 0.0521 | 2.91 | [9 empty] | DEER:Res:HVAC_Eff_AC | Annual | 20
RB-HV-DuctSeal-MedToLow | DEER2020 | D20v0 | 2019-11-06 16:09 | Any | DMo | Ex | CZ13 | rDXHP | Cap-Tons | 3.5 | 1240 | None | 135 | 0.0575 | 0 | [9 empty] | DEER:Res:HVAC_Eff_AC | Annual | 20
RB-HV-DuctSeal-MedToLow | DEER2020 | D20v0 | 2019-11-06 16:09 | Any | DMo | Ex | CZ13 | rNCGF | Cap-Tons | 3.5 | 1240 | None | 1.69 | 0 | 2.62 | [9 empty] | DEER:Res:HVAC_Eff_AC | Annual | 20
RB-HV-DuctSeal-MedToLow | DEER2020 | D20v0 | 2019-11-06 16:09 | Any | MFm | Ex | CZ13 | rDXGF | Cap-Tons | 1 | 1070 | None | 10.3 | 0.00821 | 0.764 | [9 empty] | DEER:Res:HVAC_Eff_AC | Annual | 20
RB-HV-DuctSeal-MedToLow | DEER2020 | D20v0 | 2019-11-06 16:09 | Any | MFm | Ex | CZ13 | rDXHP | Cap-Tons | 1 | 1070 | None | 17.9 | 0.00896 | 0 | [9 empty] | DEER:Res:HVAC_Eff_AC | Annual | 20
RB-HV-DuctSeal-MedToLow | DEER2020 | D20v0 | 2019-11-06 16:09 | Any | MFm | Ex | CZ13 | rNCGF | Cap-Tons | 1 | 1070 | None | 0.697 | 0 | 0.725 | [9 empty] | DEER:Res:HVAC_Eff_AC | Annual | 20
RB-HV-DuctSeal-MedToLow | DEER2020 | D20v0 | 2019-11-06 16:09 | Any | Res | Ex | CZ13 | rDXGF | Cap-Tons | 2.4 | 1850 | None | 34.9 | 0.033 | 3.19 | [9 empty] | DEER:Res:HVAC_Eff_AC | Annual | 20
RB-HV-DuctSeal-MedToLow | DEER2020 | D20v0 | 2019-11-06 16:09 | Any | Res | Ex | CZ13 | rDXHP | Cap-Tons | 2.4 | 1850 | None | 72.1 | 0.034 | 0 | [9 empty] | DEER:Res:HVAC_Eff_AC | Annual | 20
RB-HV-DuctSeal-MedToLow | DEER2020 | D20v0 | 2019-11-06 16:09 | Any | Res | Ex | CZ13 | rNCGF | Cap-Tons | 2.4 | 1850 | None | 2.1 | 0 | 3.1 | [9 empty] | DEER:Res:HVAC_Eff_AC | Annual | 20
RB-HV-DuctSeal-MedToLow | DEER2020 | D20v0 | 2019-11-06 16:09 | Any | SFm | Ex | CZ13 | rDXGF | Cap-Tons | 2.55 | 1950 | None | 34.5 | 0.0342 | 3.44 | [9 empty] | DEER:Res:HVAC_Eff_AC | Annual | 20
RB-HV-DuctSeal-MedToLow | DEER2020 | D20v0 | 2019-11-06 16:09 | Any | SFm | Ex | CZ13 | rDXHP | Cap-Tons | 2.55 | 1950 | None | 74.9 | 0.036 | 0 | [9 empty] | DEER:Res:HVAC_Eff_AC | Annual | 20
RB-HV-DuctSeal-MedToLow | DEER2020 | D20v0 | 2019-11-06 16:09 | Any | SFm | Ex | CZ13 | rNCGF | Cap-Tons | 2.55 | 1950 | None | 2.27 | 0 | 3.36 | [9 empty] | DEER:Res:HVAC_Eff_AC | Annual | 20
RB-HV-DuctSeal-HighToLow | DEER2020 | D20v0 | 2019-11-06 16:09 | Any | DMo | Old | CZ14 | rDXGF | Cap-Tons | 3.5 | 1230 | None | 178 | 0.175 | 13.6 | [9 empty] | DEER:Res:HVAC_Eff_AC | Annual | 20
RB-HV-DuctSeal-HighToLow | DEER2020 | D20v0 | 2019-11-06 16:09 | Any | DMo | Old | CZ14 | rDXHP | Cap-Tons | 3.5 | 1230 | None | 334 | 0.184 | 0 | [9 empty] | DEER:Res:HVAC_Eff_AC | Annual | 20
RB-HV-DuctSeal-HighToLow | DEER2020 | D20v0 | 2019-11-06 16:09 | Any | DMo | Old | CZ14 | rNCGF | Cap-Tons | 3.5 | 1230 | None | 7.42 | 0 | 11.8 | [9 empty] | DEER:Res:HVAC_Eff_AC | Annual | 20
RB-HV-DuctSeal-MedToLow | DEER2020 | D20v0 | 2019-11-06 16:09 | Any | MFm | Old | CZ14 | rDXGF | Cap-Tons | 2.32 | 1390 | None | 10.8 | 0.00836 | 0.79 | [9 empty] | DEER:Res:HVAC_Eff_AC | Annual | 20
RB-HV-DuctSeal-MedToLow | DEER2020 | D20v0 | 2019-11-06 16:09 | Any | MFm | Old | CZ14 | rDXHP | Cap-Tons | 2.32 | 1390 | None | 19.8 | 0.00847 | 0 | [9 empty] | DEER:Res:HVAC_Eff_AC | Annual | 20
RB-HV-DuctSeal-MedToLow | DEER2020 | D20v0 | 2019-11-06 16:09 | Any | MFm | Old | CZ14 | rNCGF | Cap-Tons | 2.32 | 1390 | None | 0.552 | 0 | 0.763 | [9 empty] | DEER:Res:HVAC_Eff_AC | Annual | 20
RB-HV-DuctSeal-MedToLow | DEER2020 | D20v0 | 2019-11-06 16:09 | Any | Res | Old | CZ14 | rDXGF | Cap-Tons | 3.8 | 1660 | None | 34.8 | 0.036 | 2.93 | [9 empty] | DEER:Res:HVAC_Eff_AC | Annual | 20
RB-HV-DuctSeal-MedToLow | DEER2020 | D20v0 | 2019-11-06 16:09 | Any | Res | Old | CZ14 | rDXHP | Cap-Tons | 3.8 | 1660 | None | 75.8 | 0.04 | 0 | [9 empty] | DEER:Res:HVAC_Eff_AC | Annual | 20
RB-HV-DuctSeal-MedToLow | DEER2020 | D20v0 | 2019-11-06 16:09 | Any | Res | Old | CZ14 | rNCGF | Cap-Tons | 3.8 | 1660 | None | 1.8 | 0 | 2.82 | [9 empty] | DEER:Res:HVAC_Eff_AC | Annual | 20
RB-HV-DuctSeal-MedToLow | DEER2020 | D20v0 | 2019-11-06 16:09 | Any | SFm | Old | CZ14 | rDXGF | Cap-Tons | 4.03 | 1710 | None | 38.3 | 0.0408 | 3.26 | [9 empty] | DEER:Res:HVAC_Eff_AC | Annual | 20
RB-HV-DuctSeal-MedToLow | DEER2020 | D20v0 | 2019-11-06 16:09 | Any | SFm | Old | CZ14 | rDXHP | Cap-Tons | 4.03 | 1710 | None | 84.4 | 0.0448 | 0 | [9 empty] | DEER:Res:HVAC_Eff_AC | Annual | 20
RB-HV-DuctSeal-MedToLow | DEER2020 | D20v0 | 2019-11-06 16:09 | Any | SFm | Old | CZ14 | rNCGF | Cap-Tons | 4.03 | 1710 | None | 1.95 | 0 | 3.15 | [9 empty] | DEER:Res:HVAC_Eff_AC | Annual | 20
RB-HV-DuctSeal-HighToLow | DEER2020 | D20v0 | 2019-11-06 16:09 | Any | MFm | Old | CZ14 | rDXGF | Cap-Tons | 2.32 | 1390 | None | 25.2 | 0.0191 | 1.85 | [9 empty] | DEER:Res:HVAC_Eff_AC | Annual | 20
RB-HV-DuctSeal-HighToLow | DEER2020 | D20v0 | 2019-11-06 16:09 | Any | MFm | Old | CZ14 | rDXHP | Cap-Tons | 2.32 | 1390 | None | 46.1 | 0.0197 | 0 | [9 empty] | DEER:Res:HVAC_Eff_AC | Annual | 20
RB-HV-DuctSeal-HighToLow | DEER2020 | D20v0 | 2019-11-06 16:09 | Any | MFm | Old | CZ14 | rNCGF | Cap-Tons | 2.32 | 1390 | None | 1.29 | 0 | 1.79 | [9 empty] | DEER:Res:HVAC_Eff_AC | Annual | 20
RB-HV-DuctSeal-HighToLow | DEER2020 | D20v0 | 2019-11-06 16:09 | Any | Res | Old | CZ14 | rDXGF | Cap-Tons | 3.8 | 1660 | None | 83.2 | 0.087 | 7.19 | [9 empty] | DEER:Res:HVAC_Eff_AC | Annual | 20
RB-HV-DuctSeal-HighToLow | DEER2020 | D20v0 | 2019-11-06 16:09 | Any | Res | Old | CZ14 | rDXHP | Cap-Tons | 3.8 | 1660 | None | 184 | 0.094 | 0 | [9 empty] | DEER:Res:HVAC_Eff_AC | Annual | 20
RB-HV-DuctSeal-HighToLow | DEER2020 | D20v0 | 2019-11-06 16:09 | Any | Res | Old | CZ14 | rNCGF | Cap-Tons | 3.8 | 1660 | None | 4.3 | 0 | 6.93 | [9 empty] | DEER:Res:HVAC_Eff_AC | Annual | 20
RB-HV-DuctSeal-HighToLow | DEER2020 | D20v0 | 2019-11-06 16:09 | Any | SFm | Old | CZ14 | rDXGF | Cap-Tons | 4.03 | 1710 | None | 92 | 0.0975 | 8.03 | [9 empty] | DEER:Res:HVAC_Eff_AC | Annual | 20
RB-HV-DuctSeal-HighToLow | DEER2020 | D20v0 | 2019-11-06 16:09 | Any | SFm | Old | CZ14 | rDXHP | Cap-Tons | 4.03 | 1710 | None | 205 | 0.105 | 0 | [9 empty] | DEER:Res:HVAC_Eff_AC | Annual | 20
RB-HV-DuctSeal-HighToLow | DEER2020 | D20v0 | 2019-11-06 16:09 | Any | SFm | Old | CZ14 | rNCGF | Cap-Tons | 4.03 | 1710 | None | 4.8 | 0 | 7.75 | [9 empty] | DEER:Res:HVAC_Eff_AC | Annual | 20
RB-HV-DuctSeal-MedToLow | DEER2020 | D20v0 | 2019-11-06 16:09 | Any | DMo | Old | CZ14 | rDXGF | Cap-Tons | 3.5 | 1230 | None | 82 | 0.0808 | 6.17 | [9 empty] | DEER:Res:HVAC_Eff_AC | Annual | 20
RB-HV-DuctSeal-MedToLow | DEER2020 | D20v0 | 2019-11-06 16:09 | Any | DMo | Old | CZ14 | rDXHP | Cap-Tons | 3.5 | 1230 | None | 152 | 0.0868 | 0 | [9 empty] | DEER:Res:HVAC_Eff_AC | Annual | 20
RB-HV-DuctSeal-MedToLow | DEER2020 | D20v0 | 2019-11-06 16:09 | Any | DMo | Old | CZ14 | rNCGF | Cap-Tons | 3.5 | 1230 | None | 3.39 | 0 | 5.39 | [9 empty] | DEER:Res:HVAC_Eff_AC | Annual | 20
RB-HV-DuctSeal-HighToLow | DEER2020 | D20v0 | 2019-11-06 16:10 | Any | SFm | Ex | CZ14 | rDXGF | Cap-Tons | 3.16 | 2160 | None | 141 | 0.115 | 9.06 | [9 empty] | DEER:Res:HVAC_Eff_AC | Annual | 20
RB-HV-DuctSeal-HighToLow | DEER2020 | D20v0 | 2019-11-06 16:10 | Any | SFm | Ex | CZ14 | rDXHP | Cap-Tons | 3.16 | 2160 | None | 265 | 0.123 | 0 | [9 empty] | DEER:Res:HVAC_Eff_AC | Annual | 20
RB-HV-DuctSeal-HighToLow | DEER2020 | D20v0 | 2019-11-06 16:10 | Any | SFm | Ex | CZ14 | rNCGF | Cap-Tons | 3.16 | 2160 | None | 5.65 | 0 | 8.79 | [9 empty] | DEER:Res:HVAC_Eff_AC | Annual | 20
RB-HV-DuctSeal-HighToLow | DEER2020 | D20v0 | 2020-09-17 17:53 | Any | SFm | Ex | CZ14 | rWtd | Cap-Tons | 3.16 | 2160 | None | 147 | 0.115 | 8.57 | [9 empty] | DEER:Res:HVAC_Eff_AC | Annual | 20
RB-HV-DuctSeal-MedToLow | DEER2020 | D20v0 | 2019-11-06 16:10 | Any | SFm | Ex | CZ14 | rDXGF | Cap-Tons | 3.16 | 2160 | None | 59.9 | 0.0492 | 3.67 | [9 empty] | DEER:Res:HVAC_Eff_AC | Annual | 20
RB-HV-DuctSeal-MedToLow | DEER2020 | D20v0 | 2019-11-06 16:10 | Any | SFm | Ex | CZ14 | rDXHP | Cap-Tons | 3.16 | 2160 | None | 109 | 0.0538 | 0 | [9 empty] | DEER:Res:HVAC_Eff_AC | Annual | 20
RB-HV-DuctSeal-MedToLow | DEER2020 | D20v0 | 2019-11-06 16:10 | Any | SFm | Ex | CZ14 | rNCGF | Cap-Tons | 3.16 | 2160 | None | 2.28 | 0 | 3.56 | [9 empty] | DEER:Res:HVAC_Eff_AC | Annual | 20
RB-HV-DuctSeal-MedToLow | DEER2020 | D20v0 | 2020-09-17 17:53 | Any | SFm | Ex | CZ14 | rWtd | Cap-Tons | 3.16 | 2160 | None | 62.2 | 0.0491 | 3.47 | [9 empty] | DEER:Res:HVAC_Eff_AC | Annual | 20
RB-HV-DuctSeal-HighToLow | DEER2020 | D20v0 | 2019-11-06 16:10 | Any | DMo | Old | CZ15 | rDXGF | Cap-Tons | 3.5 | 1230 | None | 234 | 0.17 | 4.28 | [9 empty] | DEER:Res:HVAC_Eff_AC | Annual | 20
RB-HV-DuctSeal-HighToLow | DEER2020 | D20v0 | 2019-11-06 16:10 | Any | DMo | Old | CZ15 | rDXHP | Cap-Tons | 3.5 | 1230 | None | 273 | 0.177 | 0 | [9 empty] | DEER:Res:HVAC_Eff_AC | Annual | 20
RB-HV-DuctSeal-HighToLow | DEER2020 | D20v0 | 2019-11-06 16:10 | Any | DMo | Old | CZ15 | rNCGF | Cap-Tons | 3.5 | 1230 | None | 2.4 | 0 | 3.78 | [9 empty] | DEER:Res:HVAC_Eff_AC | Annual | 20
RB-HV-DuctSeal-HighToLow | DEER2020 | D20v0 | 2020-09-17 17:53 | Any | DMo | Old | CZ15 | rWtd | Cap-Tons | 3.5 | 1230 | None | 239 | 0.171 | 3.75 | [9 empty] | DEER:Res:HVAC_Eff_AC | Annual | 20
RB-HV-DuctSeal-MedToLow | DEER2020 | D20v0 | 2019-11-06 16:10 | Any | MFm | Old | CZ15 | rDXGF | Cap-Tons | 2.5 | 1410 | None | 15.1 | 0.00894 | 0.334 | [9 empty] | DEER:Res:HVAC_Eff_AC | Annual | 20
RB-HV-DuctSeal-MedToLow | DEER2020 | D20v0 | 2019-11-06 16:10 | Any | MFm | Old | CZ15 | rDXHP | Cap-Tons | 2.5 | 1410 | None | 18 | 0.00894 | 0 | [9 empty] | DEER:Res:HVAC_Eff_AC | Annual | 20
RB-HV-DuctSeal-MedToLow | DEER2020 | D20v0 | 2019-11-06 16:10 | Any | MFm | Old | CZ15 | rNCGF | Cap-Tons | 2.5 | 1410 | None | 0.231 | 0 | 0.321 | [9 empty] | DEER:Res:HVAC_Eff_AC | Annual | 20
RB-HV-DuctSeal-MedToLow | DEER2020 | D20v0 | 2019-11-06 16:10 | Any | Res | Old | CZ15 | rDXGF | Cap-Tons | 3.6 | 1480 | None | 27.4 | 0.019 | 0.67 | [9 empty] | DEER:Res:HVAC_Eff_AC | Annual | 20
RB-HV-DuctSeal-MedToLow | DEER2020 | D20v0 | 2019-11-06 16:10 | Any | Res | Old | CZ15 | rDXHP | Cap-Tons | 3.6 | 1480 | None | 35.2 | 0.02 | 0 | [9 empty] | DEER:Res:HVAC_Eff_AC | Annual | 20
RB-HV-DuctSeal-MedToLow | DEER2020 | D20v0 | 2019-11-06 16:10 | Any | Res | Old | CZ15 | rNCGF | Cap-Tons | 3.6 | 1480 | None | 0.4 | 0 | 0.63 | [9 empty] | DEER:Res:HVAC_Eff_AC | Annual | 20
RB-HV-DuctSeal-MedToLow | DEER2020 | D20v0 | 2019-11-06 16:10 | Any | SFm | Old | CZ15 | rDXGF | Cap-Tons | 5.32 | 1640 | None | 38 | 0.0289 | 1.08 | [9 empty] | DEER:Res:HVAC_Eff_AC | Annual | 20
RB-HV-DuctSeal-MedToLow | DEER2020 | D20v0 | 2019-11-06 16:10 | Any | SFm | Old | CZ15 | rDXHP | Cap-Tons | 5.32 | 1640 | None | 52.4 | 0.0319 | 0 | [9 empty] | DEER:Res:HVAC_Eff_AC | Annual | 20
RB-HV-DuctSeal-MedToLow | DEER2020 | D20v0 | 2019-11-06 16:10 | Any | SFm | Old | CZ15 | rNCGF | Cap-Tons | 5.32 | 1640 | None | 0.622 | 0 | 1.01 | [9 empty] | DEER:Res:HVAC_Eff_AC | Annual | 20
RB-HV-DuctSeal-HighToLow | DEER2020 | D20v0 | 2019-11-06 16:10 | Any | MFm | Old | CZ15 | rDXGF | Cap-Tons | 2.5 | 1410 | None | 35.1 | 0.0208 | 0.78 | [9 empty] | DEER:Res:HVAC_Eff_AC | Annual | 20
RB-HV-DuctSeal-HighToLow | DEER2020 | D20v0 | 2019-11-06 16:10 | Any | MFm | Old | CZ15 | rDXHP | Cap-Tons | 2.5 | 1410 | None | 42 | 0.0212 | 0 | [9 empty] | DEER:Res:HVAC_Eff_AC | Annual | 20
RB-HV-DuctSeal-HighToLow | DEER2020 | D20v0 | 2019-11-06 16:10 | Any | MFm | Old | CZ15 | rNCGF | Cap-Tons | 2.5 | 1410 | None | 0.539 | 0 | 0.751 | [9 empty] | DEER:Res:HVAC_Eff_AC | Annual | 20
RB-HV-DuctSeal-HighToLow | DEER2020 | D20v0 | 2019-11-06 16:10 | Any | Res | Old | CZ15 | rDXGF | Cap-Tons | 3.6 | 1480 | None | 64.3 | 0.045 | 1.61 | [9 empty] | DEER:Res:HVAC_Eff_AC | Annual | 20
RB-HV-DuctSeal-HighToLow | DEER2020 | D20v0 | 2019-11-06 16:10 | Any | Res | Old | CZ15 | rDXHP | Cap-Tons | 3.6 | 1480 | None | 82.8 | 0.048 | 0 | [9 empty] | DEER:Res:HVAC_Eff_AC | Annual | 20
RB-HV-DuctSeal-HighToLow | DEER2020 | D20v0 | 2019-11-06 16:10 | Any | Res | Old | CZ15 | rNCGF | Cap-Tons | 3.6 | 1480 | None | 1 | 0 | 1.52 | [9 empty] | DEER:Res:HVAC_Eff_AC | Annual | 20
RB-HV-DuctSeal-HighToLow | DEER2020 | D20v0 | 2019-11-06 16:10 | Any | SFm | Old | CZ15 | rDXGF | Cap-Tons | 5.32 | 1640 | None | 91.8 | 0.0689 | 2.65 | [9 empty] | DEER:Res:HVAC_Eff_AC | Annual | 20
RB-HV-DuctSeal-HighToLow | DEER2020 | D20v0 | 2019-11-06 16:10 | Any | SFm | Old | CZ15 | rDXHP | Cap-Tons | 5.32 | 1640 | None | 127 | 0.0758 | 0 | [9 empty] | DEER:Res:HVAC_Eff_AC | Annual | 20
RB-HV-DuctSeal-HighToLow | DEER2020 | D20v0 | 2019-11-06 16:10 | Any | SFm | Old | CZ15 | rNCGF | Cap-Tons | 5.32 | 1640 | None | 1.53 | 0 | 2.49 | [9 empty] | DEER:Res:HVAC_Eff_AC | Annual | 20
RB-HV-DuctSeal-MedToLow | DEER2020 | D20v0 | 2019-11-06 16:10 | Any | DMo | Old | CZ15 | rDXGF | Cap-Tons | 3.5 | 1230 | None | 108 | 0.0789 | 1.95 | [9 empty] | DEER:Res:HVAC_Eff_AC | Annual | 20
RB-HV-DuctSeal-MedToLow | DEER2020 | D20v0 | 2019-11-06 16:10 | Any | DMo | Old | CZ15 | rDXHP | Cap-Tons | 3.5 | 1230 | None | 126 | 0.0821 | 0 | [9 empty] | DEER:Res:HVAC_Eff_AC | Annual | 20
RB-HV-DuctSeal-MedToLow | DEER2020 | D20v0 | 2019-11-06 16:10 | Any | DMo | Old | CZ15 | rNCGF | Cap-Tons | 3.5 | 1230 | None | 1.1 | 0 | 1.73 | [9 empty] | DEER:Res:HVAC_Eff_AC | Annual | 20
RB-HV-DuctSeal-HighToLow | DEER2020 | D20v0 | 2019-11-06 16:10 | Any | DMo | Ex | CZ15 | rDXGF | Cap-Tons | 3.5 | 1240 | None | 295 | 0.125 | 2.45 | [9 empty] | DEER:Res:HVAC_Eff_AC | Annual | 20
RB-HV-DuctSeal-HighToLow | DEER2020 | D20v0 | 2019-11-06 16:10 | Any | DMo | Ex | CZ15 | rDXHP | Cap-Tons | 3.5 | 1240 | None | 321 | 0.129 | 0 | [9 empty] | DEER:Res:HVAC_Eff_AC | Annual | 20
RB-HV-DuctSeal-HighToLow | DEER2020 | D20v0 | 2019-11-06 16:10 | Any | DMo | Ex | CZ15 | rNCGF | Cap-Tons | 3.5 | 1240 | None | 1.41 | 0 | 2.17 | [9 empty] | DEER:Res:HVAC_Eff_AC | Annual | 20
RB-HV-DuctSeal-HighToLow | DEER2020 | D20v0 | 2020-09-17 17:53 | Any | DMo | Ex | CZ15 | rWtd | Cap-Tons | 3.5 | 1240 | None | 298 | 0.126 | 2.15 | [9 empty] | DEER:Res:HVAC_Eff_AC | Annual | 20
RB-HV-DuctSeal-HighToLow | DEER2020 | D20v0 | 2019-11-06 16:10 | Any | SFm | Ex | CZ15 | rDXGF | Cap-Tons | 3.4 | 2160 | None | 136 | 0.0871 | 3.76 | [9 empty] | DEER:Res:HVAC_Eff_AC | Annual | 20
RB-HV-DuctSeal-HighToLow | DEER2020 | D20v0 | 2019-11-06 16:10 | Any | SFm | Ex | CZ15 | rDXHP | Cap-Tons | 3.4 | 2160 | None | 187 | 0.0945 | 0 | [9 empty] | DEER:Res:HVAC_Eff_AC | Annual | 20
RB-HV-DuctSeal-HighToLow | DEER2020 | D20v0 | 2019-11-06 16:10 | Any | SFm | Ex | CZ15 | rNCGF | Cap-Tons | 3.4 | 2160 | None | 2.31 | 0 | 3.66 | [9 empty] | DEER:Res:HVAC_Eff_AC | Annual | 20
RB-HV-DuctSeal-HighToLow | DEER2020 | D20v0 | 2020-09-17 17:53 | Any | SFm | Ex | CZ15 | rWtd | Cap-Tons | 3.4 | 2160 | None | 137 | 0.0862 | 3.56 | [9 empty] | DEER:Res:HVAC_Eff_AC | Annual | 20
RB-HV-DuctSeal-MedToLow | DEER2020 | D20v0 | 2019-11-06 16:10 | Any | DMo | Ex | CZ15 | rDXGF | Cap-Tons | 3.5 | 1240 | None | 155 | 0.0578 | 1.11 | [9 empty] | DEER:Res:HVAC_Eff_AC | Annual | 20
RB-HV-DuctSeal-MedToLow | DEER2020 | D20v0 | 2019-11-06 16:10 | Any | DMo | Ex | CZ15 | rDXHP | Cap-Tons | 3.5 | 1240 | None | 168 | 0.06 | 0 | [9 empty] | DEER:Res:HVAC_Eff_AC | Annual | 20
RB-HV-DuctSeal-MedToLow | DEER2020 | D20v0 | 2019-11-06 16:10 | Any | DMo | Ex | CZ15 | rNCGF | Cap-Tons | 3.5 | 1240 | None | 0.642 | 0 | 0.991 | [9 empty] | DEER:Res:HVAC_Eff_AC | Annual | 20
RB-HV-DuctSeal-MedToLow | DEER2020 | D20v0 | 2020-09-17 17:53 | Any | DMo | Ex | CZ15 | rWtd | Cap-Tons | 3.5 | 1240 | None | 157 | 0.0581 | 0.973 | [9 empty] | DEER:Res:HVAC_Eff_AC | Annual | 20
RB-HV-DuctSeal-MedToLow | DEER2020 | D20v0 | 2019-11-06 16:10 | Any | SFm | Ex | CZ15 | rDXGF | Cap-Tons | 3.4 | 2160 | None | 56.2 | 0.0362 | 1.53 | [9 empty] | DEER:Res:HVAC_Eff_AC | Annual | 20
RB-HV-DuctSeal-MedToLow | DEER2020 | D20v0 | 2019-11-06 16:10 | Any | SFm | Ex | CZ15 | rDXHP | Cap-Tons | 3.4 | 2160 | None | 77.6 | 0.0396 | 0 | [9 empty] | DEER:Res:HVAC_Eff_AC | Annual | 20
RB-HV-DuctSeal-MedToLow | DEER2020 | D20v0 | 2019-11-06 16:10 | Any | SFm | Ex | CZ15 | rNCGF | Cap-Tons | 3.4 | 2160 | None | 0.935 | 0 | 1.49 | [9 empty] | DEER:Res:HVAC_Eff_AC | Annual | 20
RB-HV-DuctSeal-MedToLow | DEER2020 | D20v0 | 2020-09-17 17:53 | Any | SFm | Ex | CZ15 | rWtd | Cap-Tons | 3.4 | 2160 | None | 56.6 | 0.0359 | 1.44 | [9 empty] | DEER:Res:HVAC_Eff_AC | Annual | 20
RB-HV-DuctSeal-HighToLow | DEER2020 | D20v0 | 2019-11-06 16:11 | Any | DMo | Old | CZ16 | rDXGF | Cap-Tons | 3.5 | 1240 | None | 66.8 | 0.0797 | 27.9 | [9 empty] | DEER:Res:HVAC_Eff_AC | Annual | 20
RB-HV-DuctSeal-HighToLow | DEER2020 | D20v0 | 2019-11-06 16:11 | Any | DMo | Old | CZ16 | rDXHP | Cap-Tons | 3.5 | 1240 | None | 413 | 0.0877 | 0 | [9 empty] | DEER:Res:HVAC_Eff_AC | Annual | 20
RB-HV-DuctSeal-HighToLow | DEER2020 | D20v0 | 2019-11-06 16:11 | Any | DMo | Old | CZ16 | rNCGF | Cap-Tons | 3.5 | 1240 | None | 15.1 | 0 | 23.9 | [9 empty] | DEER:Res:HVAC_Eff_AC | Annual | 20
RB-HV-DuctSeal-HighToLow | DEER2020 | D20v0 | 2019-11-06 16:11 | Any | SFm | Old | CZ16 | rDXGF | Cap-Tons | 3.26 | 1690 | None | 42.8 | 0.0654 | 14.7 | [9 empty] | DEER:Res:HVAC_Eff_AC | Annual | 20
RB-HV-DuctSeal-HighToLow | DEER2020 | D20v0 | 2019-11-06 16:11 | Any | SFm | Old | CZ16 | rDXHP | Cap-Tons | 3.26 | 1690 | None | 259 | 0.0688 | 0 | [9 empty] | DEER:Res:HVAC_Eff_AC | Annual | 20
RB-HV-DuctSeal-HighToLow | DEER2020 | D20v0 | 2019-11-06 16:11 | Any | SFm | Old | CZ16 | rNCGF | Cap-Tons | 3.26 | 1690 | None | 9.49 | 0 | 14.4 | [9 empty] | DEER:Res:HVAC_Eff_AC | Annual | 20
RB-HV-DuctSeal-MedToLow | DEER2020 | D20v0 | 2019-11-06 16:11 | Any | MFm | Old | CZ16 | rDXGF | Cap-Tons | 1.52 | 1130 | None | 6.39 | 0.00613 | 1.72 | [9 empty] | DEER:Res:HVAC_Eff_AC | Annual | 20
RB-HV-DuctSeal-MedToLow | DEER2020 | D20v0 | 2019-11-06 16:11 | Any | MFm | Old | CZ16 | rDXHP | Cap-Tons | 1.52 | 1130 | None | 29.6 | 0.0068 | 0 | [9 empty] | DEER:Res:HVAC_Eff_AC | Annual | 20
RB-HV-DuctSeal-MedToLow | DEER2020 | D20v0 | 2019-11-06 16:11 | Any | MFm | Old | CZ16 | rNCGF | Cap-Tons | 1.52 | 1130 | None | 1.34 | 0 | 1.65 | [9 empty] | DEER:Res:HVAC_Eff_AC | Annual | 20
RB-HV-DuctSeal-MedToLow | DEER2020 | D20v0 | 2020-09-17 17:53 | Any | MFm | Old | CZ16 | rWtd | Cap-Tons | 1.52 | 1130 | None | 9.31 | 0.00621 | 1.51 | [9 empty] | DEER:Res:HVAC_Eff_AC | Annual | 20
RB-HV-DuctSeal-MedToLow | DEER2020 | D20v0 | 2019-11-06 16:11 | Any | Res | Old | CZ16 | rDXGF | Cap-Tons | 2.9 | 1570 | None | 15.3 | 0.023 | 5.08 | [9 empty] | DEER:Res:HVAC_Eff_AC | Annual | 20
RB-HV-DuctSeal-MedToLow | DEER2020 | D20v0 | 2019-11-06 16:11 | Any | Res | Old | CZ16 | rDXHP | Cap-Tons | 2.9 | 1570 | None | 89.3 | 0.024 | 0 | [9 empty] | DEER:Res:HVAC_Eff_AC | Annual | 20
RB-HV-DuctSeal-HighToLow | DEER2020 | D20v0 | 2019-11-06 16:11 | Any | MFm | Old | CZ16 | rDXGF | Cap-Tons | 1.52 | 1130 | None | 14.9 | 0.0143 | 4.02 | [9 empty] | DEER:Res:HVAC_Eff_AC | Annual | 20
RB-HV-DuctSeal-HighToLow | DEER2020 | D20v0 | 2019-11-06 16:11 | Any | MFm | Old | CZ16 | rDXHP | Cap-Tons | 1.52 | 1130 | None | 68.9 | 0.0154 | 0 | [9 empty] | DEER:Res:HVAC_Eff_AC | Annual | 20
RB-HV-DuctSeal-HighToLow | DEER2020 | D20v0 | 2019-11-06 16:11 | Any | MFm | Old | CZ16 | rNCGF | Cap-Tons | 1.52 | 1130 | None | 3.14 | 0 | 3.87 | [9 empty] | DEER:Res:HVAC_Eff_AC | Annual | 20
RB-HV-DuctSeal-HighToLow | DEER2020 | D20v0 | 2019-11-06 16:11 | Any | Res | Old | CZ16 | rDXGF | Cap-Tons | 2.9 | 1570 | None | 36.8 | 0.054 | 12.4 | [9 empty] | DEER:Res:HVAC_Eff_AC | Annual | 20
RB-HV-DuctSeal-HighToLow | DEER2020 | D20v0 | 2019-11-06 16:11 | Any | Res | Old | CZ16 | rDXHP | Cap-Tons | 2.9 | 1570 | None | 218 | 0.057 | 0 | [9 empty] | DEER:Res:HVAC_Eff_AC | Annual | 20
RB-HV-DuctSeal-HighToLow | DEER2020 | D20v0 | 2019-11-06 16:11 | Any | Res | Old | CZ16 | rNCGF | Cap-Tons | 2.9 | 1570 | None | 8.1 | 0 | 12.1 | [9 empty] | DEER:Res:HVAC_Eff_AC | Annual | 20
RB-HV-DuctSeal-MedToLow | DEER2020 | D20v0 | 2019-11-06 16:11 | Any | DMo | Old | CZ16 | rDXGF | Cap-Tons | 3.5 | 1240 | None | 30.4 | 0.0363 | 12.6 | [9 empty] | DEER:Res:HVAC_Eff_AC | Annual | 20
RB-HV-DuctSeal-MedToLow | DEER2020 | D20v0 | 2019-11-06 16:11 | Any | DMo | Old | CZ16 | rDXHP | Cap-Tons | 3.5 | 1240 | None | 183 | 0.0406 | 0 | [9 empty] | DEER:Res:HVAC_Eff_AC | Annual | 20
RB-HV-DuctSeal-MedToLow | DEER2020 | D20v0 | 2019-11-06 16:11 | Any | DMo | Old | CZ16 | rNCGF | Cap-Tons | 3.5 | 1240 | None | 6.89 | 0 | 10.9 | [9 empty] | DEER:Res:HVAC_Eff_AC | Annual | 20
RB-HV-DuctSeal-MedToLow | DEER2020 | D20v0 | 2019-11-06 16:11 | Any | Res | Old | CZ16 | rNCGF | Cap-Tons | 2.9 | 1570 | None | 3.3 | 0 | 4.96 | [9 empty] | DEER:Res:HVAC_Eff_AC | Annual | 20
RB-HV-DuctSeal-MedToLow | DEER2020 | D20v0 | 2019-11-06 16:11 | Any | SFm | Old | CZ16 | rDXGF | Cap-Tons | 3.26 | 1690 | None | 17.7 | 0.0278 | 6 | [9 empty] | DEER:Res:HVAC_Eff_AC | Annual | 20
RB-HV-DuctSeal-MedToLow | DEER2020 | D20v0 | 2019-11-06 16:11 | Any | SFm | Old | CZ16 | rDXHP | Cap-Tons | 3.26 | 1690 | None | 106 | 0.0291 | 0 | [9 empty] | DEER:Res:HVAC_Eff_AC | Annual | 20
RB-HV-DuctSeal-MedToLow | DEER2020 | D20v0 | 2019-11-06 16:11 | Any | SFm | Old | CZ16 | rNCGF | Cap-Tons | 3.26 | 1690 | None | 3.87 | 0 | 5.86 | [9 empty] | DEER:Res:HVAC_Eff_AC | Annual | 20
RB-HV-DuctSeal-HighToLow | DEER2020 | D20v0 | 2019-11-06 16:11 | Any | DMo | Ex | CZ16 | rDXGF | Cap-Tons | 3.5 | 1240 | None | 144 | 0.053 | 9.12 | [9 empty] | DEER:Res:HVAC_Eff_AC | Annual | 20
RB-HV-DuctSeal-HighToLow | DEER2020 | D20v0 | 2019-11-06 16:11 | Any | DMo | Ex | CZ16 | rDXHP | Cap-Tons | 3.5 | 1240 | None | 265 | 0.06 | 0 | [9 empty] | DEER:Res:HVAC_Eff_AC | Annual | 20
RB-HV-DuctSeal-HighToLow | DEER2020 | D20v0 | 2019-11-06 16:11 | Any | DMo | Ex | CZ16 | rNCGF | Cap-Tons | 3.5 | 1240 | None | 5.23 | 0 | 8.01 | [9 empty] | DEER:Res:HVAC_Eff_AC | Annual | 20
RB-HV-DuctSeal-HighToLow | DEER2020 | D20v0 | 2020-09-17 17:53 | Any | DMo | Ex | CZ16 | rWtd | Cap-Tons | 3.5 | 1240 | None | 159 | 0.0539 | 7.98 | [9 empty] | DEER:Res:HVAC_Eff_AC | Annual | 20
RB-HV-DuctSeal-HighToLow | DEER2020 | D20v0 | 2019-11-06 16:11 | Any | SFm | Ex | CZ16 | rDXGF | Cap-Tons | 3.61 | 2300 | None | 14 | 0.0282 | 7.37 | [9 empty] | DEER:Res:HVAC_Eff_AC | Annual | 20
RB-HV-DuctSeal-HighToLow | DEER2020 | D20v0 | 2019-11-06 16:11 | Any | SFm | Ex | CZ16 | rDXHP | Cap-Tons | 3.61 | 2300 | None | 118 | 0.0283 | 0 | [9 empty] | DEER:Res:HVAC_Eff_AC | Annual | 20
RB-HV-DuctSeal-HighToLow | DEER2020 | D20v0 | 2019-11-06 16:11 | Any | SFm | Ex | CZ16 | rNCGF | Cap-Tons | 3.61 | 2300 | None | 4.49 | 0 | 7.15 | [9 empty] | DEER:Res:HVAC_Eff_AC | Annual | 20
RB-HV-DuctSeal-HighToLow | DEER2020 | D20v0 | 2020-09-17 17:53 | Any | SFm | Ex | CZ16 | rWtd | Cap-Tons | 3.61 | 2300 | None | 14.6 | 0.0188 | 7.03 | [9 empty] | DEER:Res:HVAC_Eff_AC | Annual | 20
RB-HV-DuctSeal-MedToLow | DEER2020 | D20v0 | 2019-11-06 16:11 | Any | DMo | Ex | CZ16 | rDXGF | Cap-Tons | 3.5 | 1240 | None | 83.7 | 0.025 | 4.13 | [9 empty] | DEER:Res:HVAC_Eff_AC | Annual | 20
RB-HV-DuctSeal-MedToLow | DEER2020 | D20v0 | 2019-11-06 16:11 | Any | DMo | Ex | CZ16 | rDXHP | Cap-Tons | 3.5 | 1240 | None | 138 | 0.0286 | 0 | [9 empty] | DEER:Res:HVAC_Eff_AC | Annual | 20
RB-HV-DuctSeal-MedToLow | DEER2020 | D20v0 | 2019-11-06 16:11 | Any | DMo | Ex | CZ16 | rNCGF | Cap-Tons | 3.5 | 1240 | None | 2.38 | 0 | 3.66 | [9 empty] | DEER:Res:HVAC_Eff_AC | Annual | 20
RB-HV-DuctSeal-MedToLow | DEER2020 | D20v0 | 2020-09-17 17:53 | Any | DMo | Ex | CZ16 | rWtd | Cap-Tons | 3.5 | 1240 | None | 90.4 | 0.0254 | 3.61 | [9 empty] | DEER:Res:HVAC_Eff_AC | Annual | 20
RB-HV-DuctSeal-MedToLow | DEER2020 | D20v0 | 2019-11-06 16:11 | Any | SFm | Ex | CZ16 | rDXGF | Cap-Tons | 3.61 | 2300 | None | 5.81 | 0.0116 | 3 | [9 empty] | DEER:Res:HVAC_Eff_AC | Annual | 20
RB-HV-DuctSeal-MedToLow | DEER2020 | D20v0 | 2019-11-06 16:11 | Any | SFm | Ex | CZ16 | rDXHP | Cap-Tons | 3.61 | 2300 | None | 48 | 0.0116 | 0 | [9 empty] | DEER:Res:HVAC_Eff_AC | Annual | 20
RB-HV-DuctSeal-MedToLow | DEER2020 | D20v0 | 2019-11-06 16:11 | Any | SFm | Ex | CZ16 | rNCGF | Cap-Tons | 3.61 | 2300 | None | 1.82 | 0 | 2.91 | [9 empty] | DEER:Res:HVAC_Eff_AC | Annual | 20
RB-HV-DuctSeal-MedToLow | DEER2020 | D20v0 | 2020-09-17 17:53 | Any | SFm | Ex | CZ16 | rWtd | Cap-Tons | 3.61 | 2300 | None | 6.01 | 0.00771 | 2.86 | [9 empty] | DEER:Res:HVAC_Eff_AC | Annual | 20
RB-HV-DuctSeal-HighToLow | DEER2020 | D20v1 | 2020-09-18 12:06 | Any | MFm | Ex | CZ14 | rDXGF | Cap-Tons | 1.07 | 1090 | None | 35.7 | 0.021 | 2.51 | [9 empty] | DEER:Res:HVAC_Eff_AC | Annual | 1
RB-HV-DuctSeal-HighToLow | DEER2020 | D20v1 | 2020-09-18 12:06 | Any | MFm | Ex | CZ14 | rDXHP | Cap-Tons | 1.07 | 1090 | None | 68.1 | 0.0234 | 0 | [9 empty] | DEER:Res:HVAC_Eff_AC | Annual | 1
RB-HV-DuctSeal-HighToLow | DEER2020 | D20v1 | 2020-09-18 12:06 | Any | MFm | Ex | CZ14 | rNCGF | Cap-Tons | 1.07 | 1090 | None | 2.25 | 0 | 2.41 | [9 empty] | DEER:Res:HVAC_Eff_AC | Annual | 1
RB-HV-DuctSeal-HighToLow | DEER2020 | D20v1 | 2020-09-18 12:06 | Any | DMo | Ex | CZ14 | rDXGF | Cap-Tons | 3.5 | 1240 | None | 150 | 0.153 | 9.36 | [9 empty] | DEER:Res:HVAC_Eff_AC | Annual | 1
RB-HV-DuctSeal-HighToLow | DEER2020 | D20v1 | 2020-09-18 12:06 | Any | DMo | Ex | CZ14 | rDXHP | Cap-Tons | 3.5 | 1240 | None | 278 | 0.173 | 0 | [9 empty] | DEER:Res:HVAC_Eff_AC | Annual | 1
RB-HV-DuctSeal-HighToLow | DEER2020 | D20v1 | 2020-09-18 12:06 | Any | DMo | Ex | CZ14 | rNCGF | Cap-Tons | 3.5 | 1240 | None | 5.33 | 0 | 8.11 | [9 empty] | DEER:Res:HVAC_Eff_AC | Annual | 1
RB-HV-DuctSeal-HighToLow | DEER2020 | D20v1 | 2020-09-18 12:06 | Any | DMo | Ex | CZ14 | rWtd | Cap-Tons | 3.5 | 1240 | None | 157.07 | 0.14686 | 8.1855 | [9 empty] | DEER:Res:HVAC_Eff_AC | Annual | 1
RB-HV-DuctSeal-HighToLow | DEER2020 | D20v1 | 2020-09-18 12:06 | Any | Res | Ex | CZ14 | rDXGF | Cap-Tons | 3.17 | 2128 | None | 131.62 | 0.1076 | 8.962 | [9 empty] | DEER:Res:HVAC_Eff_AC | Annual | 1
RB-HV-DuctSeal-HighToLow | DEER2020 | D20v1 | 2020-09-18 12:06 | Any | Res | Ex | CZ14 | rDXHP | Cap-Tons | 3.17 | 2128 | None | 267.3 | 0.1237 | 0 | [9 empty] | DEER:Res:HVAC_Eff_AC | Annual | 1
RB-HV-DuctSeal-HighToLow | DEER2020 | D20v0 | 2020-09-17 17:53 | Any | DMo | Ex | CZ01 | rWtd | Cap-Tons | 3.5 | 1240 | None | 3.47 | 0 | 4.12 | [9 empty] | DEER:Res:HVAC_Eff_AC | Annual | 20
RB-HV-DuctSeal-HighToLow | DEER2020 | D20v0 | 2020-09-17 17:53 | Any | DMo | Ex | CZ02 | rWtd | Cap-Tons | 3.5 | 1240 | None | 139 | 0.0736 | 5.32 | [9 empty] | DEER:Res:HVAC_Eff_AC | Annual | 20
RB-HV-DuctSeal-HighToLow | DEER2020 | D20v0 | 2020-09-17 17:53 | Any | DMo | Ex | CZ03 | rWtd | Cap-Tons | 3.5 | 1240 | None | 88.2 | 0.0226 | 5.14 | [9 empty] | DEER:Res:HVAC_Eff_AC | Annual | 20
RB-HV-DuctSeal-HighToLow | DEER2020 | D20v0 | 2020-09-17 17:53 | Any | DMo | Ex | CZ04 | rWtd | Cap-Tons | 3.5 | 1240 | None | 127 | 0.053 | 6.08 | [9 empty] | DEER:Res:HVAC_Eff_AC | Annual | 20
RB-HV-DuctSeal-HighToLow | DEER2020 | D20v0 | 2020-09-17 17:53 | Any | DMo | Ex | CZ05 | rWtd | Cap-Tons | 3.5 | 1240 | None | 17.4 | 0.00693 | 7.98 | [9 empty] | DEER:Res:HVAC_Eff_AC | Annual | 20
RB-HV-DuctSeal-HighToLow | DEER2020 | D20v0 | 2020-09-17 17:53 | Any | DMo | Ex | CZ06 | rWtd | Cap-Tons | 3.5 | 1240 | None | 25.9 | 0.0107 | 3.45 | [9 empty] | DEER:Res:HVAC_Eff_AC | Annual | 20
RB-HV-DuctSeal-HighToLow | DEER2020 | D20v0 | 2020-09-17 17:53 | Any | DMo | Ex | CZ07 | rWtd | Cap-Tons | 3.5 | 1240 | None | 43 | 0.00862 | 2 | [9 empty] | DEER:Res:HVAC_Eff_AC | Annual | 20
RB-HV-DuctSeal-HighToLow | DEER2020 | D20v0 | 2020-09-17 17:53 | Any | DMo | Ex | CZ08 | rWtd | Cap-Tons | 3.5 | 1240 | None | 135 | 0.0424 | 3.1 | [9 empty] | DEER:Res:HVAC_Eff_AC | Annual | 20
RB-HV-DuctSeal-HighToLow | DEER2020 | D20v0 | 2020-09-17 17:53 | Any | DMo | Ex | CZ09 | rWtd | Cap-Tons | 3.5 | 1240 | None | 139 | 0.0839 | 4.08 | [9 empty] | DEER:Res:HVAC_Eff_AC | Annual | 20
RB-HV-DuctSeal-HighToLow | DEER2020 | D20v0 | 2020-09-17 17:53 | Any | DMo | Ex | CZ10 | rWtd | Cap-Tons | 3.5 | 1240 | None | 196 | 0.115 | 3.39 | [9 empty] | DEER:Res:HVAC_Eff_AC | Annual | 20
RB-HV-DuctSeal-HighToLow | DEER2020 | D20v0 | 2020-09-17 17:53 | Any | DMo | Ex | CZ11 | rWtd | Cap-Tons | 3.5 | 1240 | None | 189 | 0.145 | 7.44 | [9 empty] | DEER:Res:HVAC_Eff_AC | Annual | 20
RB-HV-DuctSeal-HighToLow | DEER2020 | D20v0 | 2020-09-17 17:53 | Any | DMo | Ex | CZ13 | rWtd | Cap-Tons | 3.5 | 1240 | None | 184 | 0.108 | 5.6 | [9 empty] | DEER:Res:HVAC_Eff_AC | Annual | 20
RB-HV-DuctSeal-HighToLow | DEER2020 | D20v0 | 2020-09-17 17:53 | Any | DMo | Old | CZ01 | rWtd | Cap-Tons | 3.5 | 1210 | None | 8.63 | 0 | 10.5 | [9 empty] | DEER:Res:HVAC_Eff_AC | Annual | 20
RB-HV-DuctSeal-HighToLow | DEER2020 | D20v0 | 2020-09-17 17:53 | Any | DMo | Old | CZ02 | rWtd | Cap-Tons | 3.5 | 1210 | None | 47.5 | 0.0974 | 10.6 | [9 empty] | DEER:Res:HVAC_Eff_AC | Annual | 20
RB-HV-DuctSeal-HighToLow | DEER2020 | D20v0 | 2020-09-17 17:53 | Any | DMo | Old | CZ03 | rWtd | Cap-Tons | 3.5 | 1210 | None | 21.2 | 0.0381 | 8.23 | [9 empty] | DEER:Res:HVAC_Eff_AC | Annual | 20
RB-HV-DuctSeal-HighToLow | DEER2020 | D20v0 | 2020-09-17 17:53 | Any | DMo | Old | CZ04 | rWtd | Cap-Tons | 3.5 | 1210 | None | 54.2 | 0.0896 | 7.02 | [9 empty] | DEER:Res:HVAC_Eff_AC | Annual | 20
RB-HV-DuctSeal-HighToLow | DEER2020 | D20v0 | 2020-09-17 17:53 | Any | DMo | Old | CZ05 | rWtd | Cap-Tons | 3.5 | 1210 | None | 9.32 | 0.00735 | 8.98 | [9 empty] | DEER:Res:HVAC_Eff_AC | Annual | 20
RB-HV-DuctSeal-HighToLow | DEER2020 | D20v0 | 2020-09-17 17:53 | Any | DMo | Old | CZ06 | rWtd | Cap-Tons | 3.5 | 1210 | None | 9.86 | 0.0157 | 3.38 | [9 empty] | DEER:Res:HVAC_Eff_AC | Annual | 20
RB-HV-DuctSeal-HighToLow | DEER2020 | D20v0 | 2020-09-17 17:53 | Any | DMo | Old | CZ07 | rWtd | Cap-Tons | 3.5 | 1210 | None | 13.8 | 0.0167 | 2.33 | [9 empty] | DEER:Res:HVAC_Eff_AC | Annual | 20
RB-HV-DuctSeal-HighToLow | DEER2020 | D20v0 | 2020-09-17 17:53 | Any | DMo | Old | CZ09 | rWtd | Cap-Tons | 3.5 | 1220 | None | 86.1 | 0.132 | 5.45 | [9 empty] | DEER:Res:HVAC_Eff_AC | Annual | 20
RB-HV-DuctSeal-HighToLow | DEER2020 | D20v0 | 2020-09-17 17:53 | Any | DMo | Old | CZ10 | rWtd | Cap-Tons | 3.5 | 1220 | None | 107 | 0.143 | 4.9 | [9 empty] | DEER:Res:HVAC_Eff_AC | Annual | 20
RB-HV-DuctSeal-HighToLow | DEER2020 | D20v0 | 2020-09-17 17:53 | Any | DMo | Old | CZ11 | rWtd | Cap-Tons | 3.5 | 1220 | None | 143 | 0.19 | 9.63 | [9 empty] | DEER:Res:HVAC_Eff_AC | Annual | 20
RB-HV-DuctSeal-HighToLow | DEER2020 | D20v0 | 2020-09-17 17:53 | Any | DMo | Old | CZ12 | rWtd | Cap-Tons | 3.5 | 1210 | None | 95.5 | 0.153 | 9.74 | [9 empty] | DEER:Res:HVAC_Eff_AC | Annual | 20
RB-HV-DuctSeal-HighToLow | DEER2020 | D20v0 | 2020-09-17 17:53 | Any | DMo | Old | CZ13 | rWtd | Cap-Tons | 3.5 | 1210 | None | 151 | 0.148 | 7.62 | [9 empty] | DEER:Res:HVAC_Eff_AC | Annual | 20
RB-HV-DuctSeal-HighToLow | DEER2020 | D20v0 | 2020-09-17 17:53 | Any | DMo | Old | CZ14 | rWtd | Cap-Tons | 3.5 | 1230 | None | 149 | 0.131 | 11.9 | [9 empty] | DEER:Res:HVAC_Eff_AC | Annual | 20
RB-HV-DuctSeal-HighToLow | DEER2020 | D20v0 | 2020-09-17 17:53 | Any | DMo | Old | CZ16 | rWtd | Cap-Tons | 3.5 | 1240 | None | 110 | 0.0807 | 24.4 | [9 empty] | DEER:Res:HVAC_Eff_AC | Annual | 20
RB-HV-DuctSeal-HighToLow | DEER2020 | D20v0 | 2020-09-17 17:53 | Any | MFm | Ex | CZ01 | rWtd | Cap-Tons | 1 | 999 | None | 2.32 | 0 | 2.08 | [9 empty] | DEER:Res:HVAC_Eff_AC | Annual | 20
RB-HV-DuctSeal-HighToLow | DEER2020 | D20v0 | 2020-09-17 17:53 | Any | MFm | Ex | CZ02 | rWtd | Cap-Tons | 1 | 1070 | None | 4.28 | 0.00557 | 1.36 | [9 empty] | DEER:Res:HVAC_Eff_AC | Annual | 20
RB-HV-DuctSeal-HighToLow | DEER2020 | D20v0 | 2020-09-17 17:53 | Any | MFm | Ex | CZ03 | rWtd | Cap-Tons | 1 | 999 | None | 1.93 | 0.00035 | 1.75 | [9 empty] | DEER:Res:HVAC_Eff_AC | Annual | 20
RB-HV-DuctSeal-HighToLow | DEER2020 | D20v0 | 2020-09-17 17:53 | Any | MFm | Ex | CZ04 | rWtd | Cap-Tons | 1 | 999 | None | 4.91 | 0.00643 | 0.896 | [9 empty] | DEER:Res:HVAC_Eff_AC | Annual | 20
RB-HV-DuctSeal-HighToLow | DEER2020 | D20v0 | 2020-09-17 17:53 | Any | MFm | Ex | CZ05 | rWtd | Cap-Tons | 1.04 | 999 | None | 2.02 | 0.00076 | 1.29 | [9 empty] | DEER:Res:HVAC_Eff_AC | Annual | 20
RB-HV-DuctSeal-HighToLow | DEER2020 | D20v0 | 2020-09-17 17:53 | Any | MFm | Ex | CZ06 | rWtd | Cap-Tons | 1.28 | 1210 | None | 3.5 | 0.00548 | 0.847 | [9 empty] | DEER:Res:HVAC_Eff_AC | Annual | 20
RB-HV-DuctSeal-HighToLow | DEER2020 | D20v0 | 2020-09-17 17:53 | Any | MFm | Ex | CZ07 | rWtd | Cap-Tons | 1.11 | 1210 | None | 3.25 | 0.00277 | 0.726 | [9 empty] | DEER:Res:HVAC_Eff_AC | Annual | 20
RB-HV-DuctSeal-HighToLow | DEER2020 | D20v0 | 2020-09-17 17:53 | Any | MFm | Ex | CZ08 | rWtd | Cap-Tons | 1.19 | 1210 | None | 5.57 | 0.00481 | 0.721 | [9 empty] | DEER:Res:HVAC_Eff_AC | Annual | 20
RB-HV-DuctSeal-HighToLow | DEER2020 | D20v0 | 2020-09-17 17:53 | Any | MFm | Ex | CZ09 | rWtd | Cap-Tons | 1 | 1130 | None | 9.82 | 0.0106 | 1.13 | [9 empty] | DEER:Res:HVAC_Eff_AC | Annual | 20
RB-HV-DuctSeal-HighToLow | DEER2020 | D20v0 | 2020-09-17 17:53 | Any | MFm | Ex | CZ10 | rWtd | Cap-Tons | 1 | 1070 | None | 10.8 | 0.0151 | 0.731 | [9 empty] | DEER:Res:HVAC_Eff_AC | Annual | 20
RB-HV-DuctSeal-HighToLow | DEER2020 | D20v0 | 2020-09-17 17:53 | Any | MFm | Ex | CZ11 | rWtd | Cap-Tons | 1 | 1070 | None | 27.8 | 0.0227 | 1.87 | [9 empty] | DEER:Res:HVAC_Eff_AC | Annual | 20
RB-HV-DuctSeal-HighToLow | DEER2020 | D20v0 | 2020-09-17 17:53 | Any | MFm | Ex | CZ13 | rWtd | Cap-Tons | 1 | 1070 | None | 25.4 | 0.0187 | 1.57 | [9 empty] | DEER:Res:HVAC_Eff_AC | Annual | 20
RB-HV-DuctSeal-HighToLow | DEER2020 | D20v0 | 2020-09-17 17:53 | Any | MFm | Old | CZ01 | rWtd | Cap-Tons | 1.06 | 1050 | None | 3.49 | 0 | 3.45 | [9 empty] | DEER:Res:HVAC_Eff_AC | Annual | 20
RB-HV-DuctSeal-HighToLow | DEER2020 | D20v0 | 2020-09-17 17:53 | Any | MFm | Old | CZ02 | rWtd | Cap-Tons | 1.48 | 1080 | None | 5.02 | 0.0065 | 2.13 | [9 empty] | DEER:Res:HVAC_Eff_AC | Annual | 20
RB-HV-DuctSeal-HighToLow | DEER2020 | D20v0 | 2020-09-17 17:53 | Any | MFm | Old | CZ03 | rWtd | Cap-Tons | 1.39 | 1080 | None | 2.23 | 0.00044 | 2.31 | [9 empty] | DEER:Res:HVAC_Eff_AC | Annual | 20
RB-HV-DuctSeal-HighToLow | DEER2020 | D20v0 | 2020-09-17 17:53 | Any | MFm | Old | CZ04 | rWtd | Cap-Tons | 1.36 | 1090 | None | 5.19 | 0.0068 | 1.71 | [9 empty] | DEER:Res:HVAC_Eff_AC | Annual | 20
RB-HV-DuctSeal-HighToLow | DEER2020 | D20v0 | 2020-09-17 17:53 | Any | MFm | Old | CZ05 | rWtd | Cap-Tons | 1.39 | 1060 | None | 2.84 | 0.00053 | 2.16 | [9 empty] | DEER:Res:HVAC_Eff_AC | Annual | 20
RB-HV-DuctSeal-HighToLow | DEER2020 | D20v0 | 2020-09-17 17:53 | Any | MFm | Old | CZ06 | rWtd | Cap-Tons | 1.58 | 1150 | None | 4.7 | 0.0057 | 1.23 | [9 empty] | DEER:Res:HVAC_Eff_AC | Annual | 20
RB-HV-DuctSeal-HighToLow | DEER2020 | D20v0 | 2020-09-17 17:53 | Any | MFm | Old | CZ07 | rWtd | Cap-Tons | 1.35 | 1160 | None | 2.49 | 0.00229 | 0.95 | [9 empty] | DEER:Res:HVAC_Eff_AC | Annual | 20
RB-HV-DuctSeal-HighToLow | DEER2020 | D20v0 | 2020-09-17 17:53 | Any | MFm | Old | CZ08 | rWtd | Cap-Tons | 1.47 | 1130 | None | 6.42 | 0.006 | 1.13 | [9 empty] | DEER:Res:HVAC_Eff_AC | Annual | 20
RB-HV-DuctSeal-HighToLow | DEER2020 | D20v0 | 2020-09-17 17:53 | Any | MFm | Old | CZ09 | rWtd | Cap-Tons | 1.87 | 1260 | None | 12.5 | 0.013 | 1.39 | [9 empty] | DEER:Res:HVAC_Eff_AC | Annual | 20
RB-HV-DuctSeal-HighToLow | DEER2020 | D20v0 | 2020-09-17 17:53 | Any | MFm | Old | CZ10 | rWtd | Cap-Tons | 2.01 | 1310 | None | 11.9 | 0.0165 | 1.59 | [9 empty] | DEER:Res:HVAC_Eff_AC | Annual | 20
RB-HV-DuctSeal-HighToLow | DEER2020 | D20v0 | 2020-09-17 17:53 | Any | MFm | Old | CZ11 | rWtd | Cap-Tons | 1.85 | 1120 | None | 16.7 | 0.0224 | 1.82 | [9 empty] | DEER:Res:HVAC_Eff_AC | Annual | 20
RB-HV-DuctSeal-HighToLow | DEER2020 | D20v0 | 2020-09-17 17:53 | Any | MFm | Old | CZ12 | rWtd | Cap-Tons | 1.7 | 1120 | None | 13.4 | 0.0175 | 2.04 | [9 empty] | DEER:Res:HVAC_Eff_AC | Annual | 20
RB-HV-DuctSeal-HighToLow | DEER2020 | D20v0 | 2020-09-17 17:53 | Any | MFm | Old | CZ13 | rWtd | Cap-Tons | 1.73 | 1110 | None | 21 | 0.0184 | 2.11 | [9 empty] | DEER:Res:HVAC_Eff_AC | Annual | 20
RB-HV-DuctSeal-HighToLow | DEER2020 | D20v0 | 2020-09-17 17:53 | Any | MFm | Old | CZ14 | rWtd | Cap-Tons | 2.32 | 1390 | None | 27.8 | 0.0192 | 1.62 | [9 empty] | DEER:Res:HVAC_Eff_AC | Annual | 20
RB-HV-DuctSeal-HighToLow | DEER2020 | D20v0 | 2020-09-17 17:53 | Any | MFm | Old | CZ15 | rWtd | Cap-Tons | 2.5 | 1410 | None | 35.6 | 0.0207 | 0.682 | [9 empty] | DEER:Res:HVAC_Eff_AC | Annual | 20
RB-HV-DuctSeal-HighToLow | DEER2020 | D20v0 | 2020-09-17 17:53 | Any | MFm | Old | CZ16 | rWtd | Cap-Tons | 1.52 | 1130 | None | 21.7 | 0.0144 | 3.52 | [9 empty] | DEER:Res:HVAC_Eff_AC | Annual | 20
RB-HV-DuctSeal-HighToLow | DEER2020 | D20v0 | 2020-09-17 17:53 | Any | Res | Ex | CZ01 | rWtd | Cap-Tons | 1.8 | 1750 | None | 5.4 | 0 | 7.15 | [9 empty] | DEER:Res:HVAC_Eff_AC | Annual | 20
RB-HV-DuctSeal-HighToLow | DEER2020 | D20v0 | 2020-09-17 17:53 | Any | Res | Ex | CZ02 | rWtd | Cap-Tons | 1.6 | 1410 | None | 21.1 | 0.019 | 6.11 | [9 empty] | DEER:Res:HVAC_Eff_AC | Annual | 20
RB-HV-DuctSeal-HighToLow | DEER2020 | D20v0 | 2020-09-17 17:53 | Any | Res | Ex | CZ03 | rWtd | Cap-Tons | 1.9 | 1510 | None | 4.4 | 0.002 | 4.29 | [9 empty] | DEER:Res:HVAC_Eff_AC | Annual | 20
RB-HV-DuctSeal-HighToLow | DEER2020 | D20v0 | 2020-09-17 17:53 | Any | Res | Ex | CZ04 | rWtd | Cap-Tons | 2.2 | 1650 | None | 20.8 | 0.023 | 4.85 | [9 empty] | DEER:Res:HVAC_Eff_AC | Annual | 20
RB-HV-DuctSeal-HighToLow | DEER2020 | D20v0 | 2020-09-17 17:53 | Any | Res | Ex | CZ05 | rWtd | Cap-Tons | 3.5 | 2130 | None | 8.9 | 0.005 | 8.65 | [9 empty] | DEER:Res:HVAC_Eff_AC | Annual | 20
RB-HV-DuctSeal-HighToLow | DEER2020 | D20v0 | 2020-09-17 17:53 | Any | Res | Ex | CZ06 | rWtd | Cap-Tons | 3 | 1920 | None | 8.8 | 0.016 | 2.46 | [9 empty] | DEER:Res:HVAC_Eff_AC | Annual | 20
RB-HV-DuctSeal-HighToLow | DEER2020 | D20v0 | 2020-09-17 17:53 | Any | Res | Ex | CZ07 | rWtd | Cap-Tons | 2.5 | 1970 | None | 9.8 | 0.012 | 2.21 | [9 empty] | DEER:Res:HVAC_Eff_AC | Annual | 20
RB-HV-DuctSeal-HighToLow | DEER2020 | D20v0 | 2020-09-17 17:53 | Any | Res | Ex | CZ08 | rWtd | Cap-Tons | 2.4 | 1760 | None | 16.2 | 0.017 | 1.64 | [9 empty] | DEER:Res:HVAC_Eff_AC | Annual | 20
RB-HV-DuctSeal-HighToLow | DEER2020 | D20v0 | 2020-09-17 17:53 | Any | Res | Ex | CZ09 | rWtd | Cap-Tons | 2.2 | 1740 | None | 28.3 | 0.038 | 3.02 | [9 empty] | DEER:Res:HVAC_Eff_AC | Annual | 20
RB-HV-DuctSeal-HighToLow | DEER2020 | D20v0 | 2020-09-17 17:53 | Any | Res | Ex | CZ10 | rWtd | Cap-Tons | 2.5 | 1940 | None | 70.9 | 0.088 | 7.73 | [9 empty] | DEER:Res:HVAC_Eff_AC | Annual | 20
RB-HV-DuctSeal-HighToLow | DEER2020 | D20v0 | 2020-09-17 17:53 | Any | Res | Ex | CZ11 | rWtd | Cap-Tons | 2.7 | 1860 | None | 82.6 | 0.101 | 7.33 | [9 empty] | DEER:Res:HVAC_Eff_AC | Annual | 20
RB-HV-DuctSeal-HighToLow | DEER2020 | D20v0 | 2020-09-17 17:53 | Any | Res | Ex | CZ13 | rWtd | Cap-Tons | 2.4 | 1850 | None | 83.1 | 0.072 | 7.35 | [9 empty] | DEER:Res:HVAC_Eff_AC | Annual | 20
RB-HV-DuctSeal-HighToLow | DEER2020 | D20v0 | 2020-09-17 17:53 | Any | Res | Old | CZ01 | rWtd | Cap-Tons | 1.9 | 1620 | None | 10.1 | 0 | 13 | [9 empty] | DEER:Res:HVAC_Eff_AC | Annual | 20
RB-HV-DuctSeal-HighToLow | DEER2020 | D20v0 | 2020-09-17 17:53 | Any | Res | Old | CZ02 | rWtd | Cap-Tons | 3 | 1560 | None | 13 | 0.021 | 8.57 | [9 empty] | DEER:Res:HVAC_Eff_AC | Annual | 20
RB-HV-DuctSeal-HighToLow | DEER2020 | D20v0 | 2020-09-17 17:53 | Any | Res | Old | CZ03 | rWtd | Cap-Tons | 2.2 | 1410 | None | 5.6 | 0.003 | 6.65 | [9 empty] | DEER:Res:HVAC_Eff_AC | Annual | 20
RB-HV-DuctSeal-HighToLow | DEER2020 | D20v0 | 2020-09-17 17:53 | Any | Res | Old | CZ04 | rWtd | Cap-Tons | 2.3 | 1450 | None | 15.1 | 0.023 | 5.87 | [9 empty] | DEER:Res:HVAC_Eff_AC | Annual | 20
RB-HV-DuctSeal-HighToLow | DEER2020 | D20v0 | 2020-09-17 17:53 | Any | Res | Old | CZ05 | rWtd | Cap-Tons | 2.8 | 1540 | None | 8 | 0.004 | 9.24 | [9 empty] | DEER:Res:HVAC_Eff_AC | Annual | 20
RB-HV-DuctSeal-HighToLow | DEER2020 | D20v0 | 2020-09-17 17:53 | Any | Res | Old | CZ06 | rWtd | Cap-Tons | 2.7 | 1500 | None | 8.6 | 0.018 | 3.04 | [9 empty] | DEER:Res:HVAC_Eff_AC | Annual | 20
RB-HV-DuctSeal-HighToLow | DEER2020 | D20v0 | 2020-09-17 17:53 | Any | Res | Old | CZ07 | rWtd | Cap-Tons | 2.2 | 1540 | None | 8.3 | 0.011 | 3.28 | [9 empty] | DEER:Res:HVAC_Eff_AC | Annual | 20
RB-HV-DuctSeal-HighToLow | DEER2020 | D20v0 | 2020-09-17 17:53 | Any | Res | Old | CZ08 | rWtd | Cap-Tons | 2.5 | 1450 | None | 14.6 | 0.018 | 2.9 | [9 empty] | DEER:Res:HVAC_Eff_AC | Annual | 20
RB-HV-DuctSeal-HighToLow | DEER2020 | D20v0 | 2020-09-17 17:53 | Any | Res | Old | CZ09 | rWtd | Cap-Tons | 2.7 | 1490 | None | 30.2 | 0.051 | 3.3 | [9 empty] | DEER:Res:HVAC_Eff_AC | Annual | 20
RB-HV-DuctSeal-HighToLow | DEER2020 | D20v0 | 2020-09-17 17:53 | Any | Res | Old | CZ10 | rWtd | Cap-Tons | 3.6 | 1750 | None | 40.6 | 0.066 | 4.97 | [9 empty] | DEER:Res:HVAC_Eff_AC | Annual | 20
RB-HV-DuctSeal-HighToLow | DEER2020 | D20v0 | 2020-09-17 17:53 | Any | Res | Old | CZ11 | rWtd | Cap-Tons | 3.4 | 1510 | None | 66.5 | 0.098 | 7.34 | [9 empty] | DEER:Res:HVAC_Eff_AC | Annual | 20
RB-HV-DuctSeal-HighToLow | DEER2020 | D20v0 | 2020-09-17 17:53 | Any | Res | Old | CZ12 | rWtd | Cap-Tons | 3 | 1500 | None | 34.6 | 0.061 | 6.63 | [9 empty] | DEER:Res:HVAC_Eff_AC | Annual | 20
RB-HV-DuctSeal-HighToLow | DEER2020 | D20v0 | 2020-09-17 17:53 | Any | Res | Old | CZ13 | rWtd | Cap-Tons | 3.1 | 1500 | None | 64.7 | 0.068 | 6.22 | [9 empty] | DEER:Res:HVAC_Eff_AC | Annual | 20
RB-HV-DuctSeal-HighToLow | DEER2020 | D20v0 | 2020-09-17 17:53 | Any | Res | Old | CZ14 | rWtd | Cap-Tons | 3.8 | 1660 | None | 88 | 0.086 | 6.78 | [9 empty] | DEER:Res:HVAC_Eff_AC | Annual | 20
RB-HV-DuctSeal-HighToLow | DEER2020 | D20v0 | 2020-09-17 17:53 | Any | Res | Old | CZ15 | rWtd | Cap-Tons | 3.6 | 1480 | None | 65 | 0.044 | 1.48 | [9 empty] | DEER:Res:HVAC_Eff_AC | Annual | 20
RB-HV-DuctSeal-HighToLow | DEER2020 | D20v0 | 2020-09-17 17:53 | Any | Res | Old | CZ16 | rWtd | Cap-Tons | 2.9 | 1570 | None | 35.8 | 0.037 | 11.8 | [9 empty] | DEER:Res:HVAC_Eff_AC | Annual | 20
RB-HV-DuctSeal-HighToLow | DEER2020 | D20v0 | 2020-09-17 17:53 | Any | SFm | Ex | CZ01 | rWtd | Cap-Tons | 2.33 | 2300 | None | 7.67 | 0 | 10.8 | [9 empty] | DEER:Res:HVAC_Eff_AC | Annual | 20
RB-HV-DuctSeal-HighToLow | DEER2020 | D20v0 | 2020-09-17 17:53 | Any | SFm | Ex | CZ02 | rWtd | Cap-Tons | 2.21 | 1950 | None | 20.7 | 0.0275 | 13.4 | [9 empty] | DEER:Res:HVAC_Eff_AC | Annual | 20
RB-HV-DuctSeal-HighToLow | DEER2020 | D20v0 | 2020-09-17 17:53 | Any | SFm | Ex | CZ03 | rWtd | Cap-Tons | 3.23 | 2300 | None | 6.39 | 0.0035 | 8.19 | [9 empty] | DEER:Res:HVAC_Eff_AC | Annual | 20
RB-HV-DuctSeal-HighToLow | DEER2020 | D20v0 | 2020-09-17 17:53 | Any | SFm | Ex | CZ04 | rWtd | Cap-Tons | 3.17 | 2300 | None | 20.5 | 0.0338 | 8.28 | [9 empty] | DEER:Res:HVAC_Eff_AC | Annual | 20
RB-HV-DuctSeal-HighToLow | DEER2020 | D20v0 | 2020-09-17 17:53 | Any | SFm | Ex | CZ05 | rWtd | Cap-Tons | 3.55 | 2300 | None | 7.21 | 0.00459 | 8.79 | [9 empty] | DEER:Res:HVAC_Eff_AC | Annual | 20
RB-HV-DuctSeal-HighToLow | DEER2020 | D20v0 | 2020-09-17 17:53 | Any | SFm | Ex | CZ06 | rWtd | Cap-Tons | 4.01 | 2390 | None | 10.3 | 0.0227 | 3.29 | [9 empty] | DEER:Res:HVAC_Eff_AC | Annual | 20
RB-HV-DuctSeal-HighToLow | DEER2020 | D20v0 | 2020-09-17 17:53 | Any | SFm | Ex | CZ07 | rWtd | Cap-Tons | 3.21 | 2390 | None | 11.4 | 0.017 | 2.96 | [9 empty] | DEER:Res:HVAC_Eff_AC | Annual | 20
RB-HV-DuctSeal-HighToLow | DEER2020 | D20v0 | 2020-09-17 17:53 | Any | SFm | Ex | CZ08 | rWtd | Cap-Tons | 3.77 | 2390 | None | 26.1 | 0.0298 | 2.64 | [9 empty] | DEER:Res:HVAC_Eff_AC | Annual | 20
RB-HV-DuctSeal-HighToLow | DEER2020 | D20v0 | 2020-09-17 17:53 | Any | SFm | Ex | CZ09 | rWtd | Cap-Tons | 3.37 | 2420 | None | 43.5 | 0.0655 | 5.03 | [9 empty] | DEER:Res:HVAC_Eff_AC | Annual | 20
RB-HV-DuctSeal-HighToLow | DEER2020 | D20v0 | 2020-09-17 17:53 | Any | SFm | Ex | CZ10 | rWtd | Cap-Tons | 2.53 | 1950 | None | 71 | 0.0885 | 7.82 | [9 empty] | DEER:Res:HVAC_Eff_AC | Annual | 20
RB-HV-DuctSeal-HighToLow | DEER2020 | D20v0 | 2020-09-17 17:53 | Any | SFm | Ex | CZ11 | rWtd | Cap-Tons | 2.66 | 1950 | None | 73.8 | 0.0991 | 7.5 | [9 empty] | DEER:Res:HVAC_Eff_AC | Annual | 20
RB-HV-DuctSeal-HighToLow | DEER2020 | D20v0 | 2020-09-17 17:53 | Any | SFm | Ex | CZ12 | rWtd | Cap-Tons | 2.47 | 1950 | None | 45.4 | 0.0618 | 9.27 | [9 empty] | DEER:Res:HVAC_Eff_AC | Annual | 20
RB-HV-DuctSeal-HighToLow | DEER2020 | D20v0 | 2020-09-17 17:53 | Any | SFm | Ex | CZ13 | rWtd | Cap-Tons | 2.55 | 1950 | None | 84.8 | 0.0758 | 8 | [9 empty] | DEER:Res:HVAC_Eff_AC | Annual | 20
RB-HV-DuctSeal-HighToLow | DEER2020 | D20v0 | 2020-09-17 17:53 | Any | SFm | Old | CZ01 | rWtd | Cap-Tons | 2.06 | 1830 | None | 12.2 | 0 | 16.2 | [9 empty] | DEER:Res:HVAC_Eff_AC | Annual | 20
RB-HV-DuctSeal-HighToLow | DEER2020 | D20v0 | 2020-09-17 17:53 | Any | SFm | Old | CZ02 | rWtd | Cap-Tons | 3.42 | 1720 | None | 12.2 | 0.0182 | 10.2 | [9 empty] | DEER:Res:HVAC_Eff_AC | Annual | 20
RB-HV-DuctSeal-HighToLow | DEER2020 | D20v0 | 2020-09-17 17:53 | Any | SFm | Old | CZ04 | rWtd | Cap-Tons | 2.79 | 1670 | None | 19.8 | 0.0311 | 8.29 | [9 empty] | DEER:Res:HVAC_Eff_AC | Annual | 20
RB-HV-DuctSeal-HighToLow | DEER2020 | D20v0 | 2020-09-17 17:53 | Any | SFm | Old | CZ05 | rWtd | Cap-Tons | 3.17 | 1730 | None | 9.4 | 0.00521 | 11.4 | [9 empty] | DEER:Res:HVAC_Eff_AC | Annual | 20
RB-HV-DuctSeal-HighToLow | DEER2020 | D20v0 | 2020-09-17 17:53 | Any | SFm | Old | CZ06 | rWtd | Cap-Tons | 3.36 | 1730 | None | 11.1 | 0.0263 | 4.2 | [9 empty] | DEER:Res:HVAC_Eff_AC | Annual | 20
RB-HV-DuctSeal-HighToLow | DEER2020 | D20v0 | 2020-09-17 17:53 | Any | SFm | Old | CZ07 | rWtd | Cap-Tons | 2.59 | 1780 | None | 11.3 | 0.0162 | 4.71 | [9 empty] | DEER:Res:HVAC_Eff_AC | Annual | 20
RB-HV-DuctSeal-HighToLow | DEER2020 | D20v0 | 2020-09-17 17:53 | Any | SFm | Old | CZ08 | rWtd | Cap-Tons | 3.07 | 1620 | None | 18.7 | 0.0249 | 3.84 | [9 empty] | DEER:Res:HVAC_Eff_AC | Annual | 20
RB-HV-DuctSeal-HighToLow | DEER2020 | D20v0 | 2020-09-17 17:53 | Any | SFm | Old | CZ10 | rWtd | Cap-Tons | 3.83 | 1830 | None | 40.4 | 0.0681 | 5.37 | [9 empty] | DEER:Res:HVAC_Eff_AC | Annual | 20
RB-HV-DuctSeal-HighToLow | DEER2020 | D20v0 | 2020-09-17 17:53 | Any | SFm | Old | CZ11 | rWtd | Cap-Tons | 3.66 | 1670 | None | 57.9 | 0.0909 | 8 | [9 empty] | DEER:Res:HVAC_Eff_AC | Annual | 20
RB-HV-DuctSeal-HighToLow | DEER2020 | D20v0 | 2020-09-17 17:53 | Any | SFm | Old | CZ12 | rWtd | Cap-Tons | 3.45 | 1650 | None | 39.1 | 0.0718 | 8.09 | [9 empty] | DEER:Res:HVAC_Eff_AC | Annual | 20
RB-HV-DuctSeal-HighToLow | DEER2020 | D20v0 | 2020-09-17 17:53 | Any | SFm | Old | CZ13 | rWtd | Cap-Tons | 3.49 | 1670 | None | 70.7 | 0.0763 | 7.5 | [9 empty] | DEER:Res:HVAC_Eff_AC | Annual | 20
RB-HV-DuctSeal-HighToLow | DEER2020 | D20v0 | 2020-09-17 17:53 | Any | SFm | Old | CZ14 | rWtd | Cap-Tons | 4.03 | 1710 | None | 97.5 | 0.0972 | 7.59 | [9 empty] | DEER:Res:HVAC_Eff_AC | Annual | 20
RB-HV-DuctSeal-HighToLow | DEER2020 | D20v0 | 2020-09-17 17:53 | Any | SFm | Old | CZ15 | rWtd | Cap-Tons | 5.32 | 1640 | None | 92.3 | 0.0683 | 2.5 | [9 empty] | DEER:Res:HVAC_Eff_AC | Annual | 20
RB-HV-DuctSeal-HighToLow | DEER2020 | D20v0 | 2020-09-17 17:53 | Any | SFm | Old | CZ16 | rWtd | Cap-Tons | 3.26 | 1690 | None | 39.5 | 0.0437 | 14 | [9 empty] | DEER:Res:HVAC_Eff_AC | Annual | 20
RB-HV-DuctSeal-MedToLow | DEER2020 | D20v0 | 2020-09-17 17:53 | Any | DMo | Ex | CZ01 | rWtd | Cap-Tons | 3.5 | 1240 | None | 1.58 | 0 | 1.88 | [9 empty] | DEER:Res:HVAC_Eff_AC | Annual | 20
RB-HV-DuctSeal-MedToLow | DEER2020 | D20v0 | 2020-09-17 17:53 | Any | DMo | Ex | CZ02 | rWtd | Cap-Tons | 3.5 | 1240 | None | 81.7 | 0.0334 | 2.42 | [9 empty] | DEER:Res:HVAC_Eff_AC | Annual | 20
RB-HV-DuctSeal-MedToLow | DEER2020 | D20v0 | 2020-09-17 17:53 | Any | DMo | Ex | CZ03 | rWtd | Cap-Tons | 3.5 | 1240 | None | 53.7 | 0.011 | 2.36 | [9 empty] | DEER:Res:HVAC_Eff_AC | Annual | 20
RB-HV-DuctSeal-MedToLow | DEER2020 | D20v0 | 2020-09-17 17:53 | Any | DMo | Ex | CZ04 | rWtd | Cap-Tons | 3.5 | 1240 | None | 80.8 | 0.0245 | 2.76 | [9 empty] | DEER:Res:HVAC_Eff_AC | Annual | 20
RB-HV-DuctSeal-MedToLow | DEER2020 | D20v0 | 2020-09-17 17:53 | Any | DMo | Ex | CZ05 | rWtd | Cap-Tons | 3.5 | 1240 | None | 9.45 | 0.00429 | 3.65 | [9 empty] | DEER:Res:HVAC_Eff_AC | Annual | 20
RB-HV-DuctSeal-MedToLow | DEER2020 | D20v0 | 2020-09-17 17:53 | Any | DMo | Ex | CZ06 | rWtd | Cap-Tons | 3.5 | 1240 | None | 18 | 0.00497 | 1.58 | [9 empty] | DEER:Res:HVAC_Eff_AC | Annual | 20
RB-HV-DuctSeal-MedToLow | DEER2020 | D20v0 | 2020-09-17 17:53 | Any | DMo | Ex | CZ07 | rWtd | Cap-Tons | 3.5 | 1240 | None | 30.5 | 0.00408 | 0.919 | [9 empty] | DEER:Res:HVAC_Eff_AC | Annual | 20
RB-HV-DuctSeal-MedToLow | DEER2020 | D20v0 | 2020-09-17 17:53 | Any | DMo | Ex | CZ08 | rWtd | Cap-Tons | 3.5 | 1240 | None | 88.2 | 0.0195 | 1.42 | [9 empty] | DEER:Res:HVAC_Eff_AC | Annual | 20
RB-HV-DuctSeal-MedToLow | DEER2020 | D20v0 | 2020-09-17 17:53 | Any | DMo | Ex | CZ09 | rWtd | Cap-Tons | 3.5 | 1240 | None | 85.6 | 0.0396 | 1.86 | [9 empty] | DEER:Res:HVAC_Eff_AC | Annual | 20
RB-HV-DuctSeal-MedToLow | DEER2020 | D20v0 | 2020-09-17 17:53 | Any | DMo | Ex | CZ10 | rWtd | Cap-Tons | 3.5 | 1240 | None | 118 | 0.0534 | 1.56 | [9 empty] | DEER:Res:HVAC_Eff_AC | Annual | 20
RB-HV-DuctSeal-MedToLow | DEER2020 | D20v0 | 2020-09-17 17:53 | Any | DMo | Ex | CZ11 | rWtd | Cap-Tons | 3.5 | 1240 | None | 103 | 0.0716 | 3.37 | [9 empty] | DEER:Res:HVAC_Eff_AC | Annual | 20
RB-HV-DuctSeal-MedToLow | DEER2020 | D20v0 | 2020-09-17 17:53 | Any | DMo | Ex | CZ12 | rWtd | Cap-Tons | 3.5 | 1240 | None | 106 | 0.0526 | 2.35 | [9 empty] | DEER:Res:HVAC_Eff_AC | Annual | 20
RB-HV-DuctSeal-MedToLow | DEER2020 | D20v0 | 2020-09-17 17:53 | Any | DMo | Ex | CZ13 | rWtd | Cap-Tons | 3.5 | 1240 | None | 102 | 0.0497 | 2.55 | [9 empty] | DEER:Res:HVAC_Eff_AC | Annual | 20
RB-HV-DuctSeal-MedToLow | DEER2020 | D20v0 | 2020-09-17 17:53 | Any | DMo | Old | CZ01 | rWtd | Cap-Tons | 3.5 | 1210 | None | 3.94 | 0 | 4.84 | [9 empty] | DEER:Res:HVAC_Eff_AC | Annual | 20
RB-HV-DuctSeal-MedToLow | DEER2020 | D20v0 | 2020-09-17 17:53 | Any | DMo | Old | CZ02 | rWtd | Cap-Tons | 3.5 | 1210 | None | 21.8 | 0.0439 | 4.83 | [9 empty] | DEER:Res:HVAC_Eff_AC | Annual | 20
RB-HV-DuctSeal-MedToLow | DEER2020 | D20v0 | 2020-09-17 17:53 | Any | DMo | Old | CZ03 | rWtd | Cap-Tons | 3.5 | 1210 | None | 9.78 | 0.018 | 3.77 | [9 empty] | DEER:Res:HVAC_Eff_AC | Annual | 20
RB-HV-DuctSeal-MedToLow | DEER2020 | D20v0 | 2020-09-17 17:53 | Any | DMo | Old | CZ04 | rWtd | Cap-Tons | 3.5 | 1210 | None | 25 | 0.0417 | 3.2 | [9 empty] | DEER:Res:HVAC_Eff_AC | Annual | 20
RB-HV-DuctSeal-MedToLow | DEER2020 | D20v0 | 2020-09-17 17:53 | Any | DMo | Old | CZ05 | rWtd | Cap-Tons | 3.5 | 1210 | None | 4.28 | 0.00344 | 4.13 | [9 empty] | DEER:Res:HVAC_Eff_AC | Annual | 20
RB-HV-DuctSeal-MedToLow | DEER2020 | D20v0 | 2020-09-17 17:53 | Any | DMo | Old | CZ06 | rWtd | Cap-Tons | 3.5 | 1210 | None | 4.58 | 0.00729 | 1.55 | [9 empty] | DEER:Res:HVAC_Eff_AC | Annual | 20
RB-HV-DuctSeal-MedToLow | DEER2020 | D20v0 | 2020-09-17 17:53 | Any | DMo | Old | CZ07 | rWtd | Cap-Tons | 3.5 | 1210 | None | 6.45 | 0.00781 | 1.07 | [9 empty] | DEER:Res:HVAC_Eff_AC | Annual | 20
RB-HV-DuctSeal-MedToLow | DEER2020 | D20v0 | 2020-09-17 17:53 | Any | DMo | Old | CZ08 | rWtd | Cap-Tons | 3.5 | 1220 | None | 24.8 | 0.0283 | 1.57 | [9 empty] | DEER:Res:HVAC_Eff_AC | Annual | 20
RB-HV-DuctSeal-MedToLow | DEER2020 | D20v0 | 2020-09-17 17:53 | Any | DMo | Old | CZ09 | rWtd | Cap-Tons | 3.5 | 1220 | None | 40.2 | 0.0643 | 2.49 | [9 empty] | DEER:Res:HVAC_Eff_AC | Annual | 20
RB-HV-DuctSeal-MedToLow | DEER2020 | D20v0 | 2020-09-17 17:53 | Any | DMo | Old | CZ10 | rWtd | Cap-Tons | 3.5 | 1220 | None | 49.4 | 0.0665 | 2.23 | [9 empty] | DEER:Res:HVAC_Eff_AC | Annual | 20
RB-HV-DuctSeal-MedToLow | DEER2020 | D20v0 | 2020-09-17 17:53 | Any | DMo | Old | CZ11 | rWtd | Cap-Tons | 3.5 | 1220 | None | 66.3 | 0.0923 | 4.38 | [9 empty] | DEER:Res:HVAC_Eff_AC | Annual | 20
RB-HV-DuctSeal-MedToLow | DEER2020 | D20v0 | 2020-09-17 17:53 | Any | DMo | Old | CZ12 | rWtd | Cap-Tons | 3.5 | 1210 | None | 44 | 0.0697 | 4.43 | [9 empty] | DEER:Res:HVAC_Eff_AC | Annual | 20
RB-HV-DuctSeal-MedToLow | DEER2020 | D20v0 | 2020-09-17 17:53 | Any | DMo | Old | CZ13 | rWtd | Cap-Tons | 3.5 | 1210 | None | 69.2 | 0.0674 | 3.48 | [9 empty] | DEER:Res:HVAC_Eff_AC | Annual | 20
RB-HV-DuctSeal-MedToLow | DEER2020 | D20v0 | 2020-09-17 17:53 | Any | DMo | Old | CZ14 | rWtd | Cap-Tons | 3.5 | 1230 | None | 68.4 | 0.0607 | 5.39 | [9 empty] | DEER:Res:HVAC_Eff_AC | Annual | 20
RB-HV-DuctSeal-MedToLow | DEER2020 | D20v0 | 2020-09-17 17:53 | Any | DMo | Old | CZ15 | rWtd | Cap-Tons | 3.5 | 1230 | None | 110 | 0.0793 | 1.71 | [9 empty] | DEER:Res:HVAC_Eff_AC | Annual | 20
RB-HV-DuctSeal-MedToLow | DEER2020 | D20v0 | 2020-09-17 17:53 | Any | DMo | Old | CZ16 | rWtd | Cap-Tons | 3.5 | 1240 | None | 49.5 | 0.0368 | 11 | [9 empty] | DEER:Res:HVAC_Eff_AC | Annual | 20
RB-HV-DuctSeal-MedToLow | DEER2020 | D20v0 | 2020-09-17 17:53 | Any | MFm | Ex | CZ01 | rWtd | Cap-Tons | 1 | 999 | None | 0.986 | 0 | 0.883 | [9 empty] | DEER:Res:HVAC_Eff_AC | Annual | 20
RB-HV-DuctSeal-MedToLow | DEER2020 | D20v0 | 2020-09-17 17:53 | Any | MFm | Ex | CZ02 | rWtd | Cap-Tons | 1 | 1070 | None | 1.82 | 0.00229 | 0.579 | [9 empty] | DEER:Res:HVAC_Eff_AC | Annual | 20
RB-HV-DuctSeal-MedToLow | DEER2020 | D20v0 | 2020-09-17 17:53 | Any | MFm | Ex | CZ03 | rWtd | Cap-Tons | 1 | 999 | None | 0.82 | 0.00016 | 0.744 | [9 empty] | DEER:Res:HVAC_Eff_AC | Annual | 20
RB-HV-DuctSeal-MedToLow | DEER2020 | D20v0 | 2020-09-17 17:53 | Any | MFm | Ex | CZ04 | rWtd | Cap-Tons | 1 | 999 | None | 2.11 | 0.0027 | 0.382 | [9 empty] | DEER:Res:HVAC_Eff_AC | Annual | 20
RB-HV-DuctSeal-MedToLow | DEER2020 | D20v0 | 2020-09-17 17:53 | Any | MFm | Ex | CZ05 | rWtd | Cap-Tons | 1.04 | 999 | None | 0.858 | 0.00036 | 0.546 | [9 empty] | DEER:Res:HVAC_Eff_AC | Annual | 20
RB-HV-DuctSeal-MedToLow | DEER2020 | D20v0 | 2020-09-17 17:53 | Any | MFm | Ex | CZ06 | rWtd | Cap-Tons | 1.28 | 1210 | None | 1.5 | 0.00237 | 0.359 | [9 empty] | DEER:Res:HVAC_Eff_AC | Annual | 20
RB-HV-DuctSeal-MedToLow | DEER2020 | D20v0 | 2020-09-17 17:53 | Any | MFm | Ex | CZ07 | rWtd | Cap-Tons | 1.11 | 1210 | None | 1.42 | 0.00122 | 0.307 | [9 empty] | DEER:Res:HVAC_Eff_AC | Annual | 20
RB-HV-DuctSeal-MedToLow | DEER2020 | D20v0 | 2020-09-17 17:53 | Any | MFm | Ex | CZ08 | rWtd | Cap-Tons | 1.19 | 1210 | None | 2.41 | 0.0021 | 0.307 | [9 empty] | DEER:Res:HVAC_Eff_AC | Annual | 20
RB-HV-DuctSeal-MedToLow | DEER2020 | D20v0 | 2020-09-17 17:53 | Any | MFm | Ex | CZ09 | rWtd | Cap-Tons | 1 | 1130 | None | 4.25 | 0.00482 | 0.485 | [9 empty] | DEER:Res:HVAC_Eff_AC | Annual | 20
RB-HV-DuctSeal-MedToLow | DEER2020 | D20v0 | 2020-09-17 17:53 | Any | MFm | Ex | CZ10 | rWtd | Cap-Tons | 1 | 1070 | None | 4.62 | 0.00647 | 0.311 | [9 empty] | DEER:Res:HVAC_Eff_AC | Annual | 20
RB-HV-DuctSeal-MedToLow | DEER2020 | D20v0 | 2020-09-17 17:53 | Any | MFm | Ex | CZ12 | rWtd | Cap-Tons | 1 | 1070 | None | 6.43 | 0.0062 | 0.576 | [9 empty] | DEER:Res:HVAC_Eff_AC | Annual | 20
RB-HV-DuctSeal-MedToLow | DEER2020 | D20v0 | 2020-09-17 17:53 | Any | MFm | Ex | CZ13 | rWtd | Cap-Tons | 1 | 1070 | None | 10.9 | 0.00806 | 0.67 | [9 empty] | DEER:Res:HVAC_Eff_AC | Annual | 20
RB-HV-DuctSeal-MedToLow | DEER2020 | D20v0 | 2020-09-17 17:53 | Any | MFm | Old | CZ01 | rWtd | Cap-Tons | 1.06 | 1050 | None | 1.49 | 0 | 1.47 | [9 empty] | DEER:Res:HVAC_Eff_AC | Annual | 20
RB-HV-DuctSeal-MedToLow | DEER2020 | D20v0 | 2020-09-17 17:53 | Any | MFm | Old | CZ02 | rWtd | Cap-Tons | 1.48 | 1080 | None | 2.14 | 0.00276 | 0.909 | [9 empty] | DEER:Res:HVAC_Eff_AC | Annual | 20
RB-HV-DuctSeal-MedToLow | DEER2020 | D20v0 | 2020-09-17 17:53 | Any | MFm | Old | CZ03 | rWtd | Cap-Tons | 1.39 | 1080 | None | 0.951 | 0.00021 | 0.987 | [9 empty] | DEER:Res:HVAC_Eff_AC | Annual | 20
RB-HV-DuctSeal-MedToLow | DEER2020 | D20v0 | 2020-09-17 17:53 | Any | MFm | Old | CZ04 | rWtd | Cap-Tons | 1.36 | 1090 | None | 2.22 | 0.00299 | 0.732 | [9 empty] | DEER:Res:HVAC_Eff_AC | Annual | 20
RB-HV-DuctSeal-MedToLow | DEER2020 | D20v0 | 2020-09-17 17:53 | Any | MFm | Old | CZ05 | rWtd | Cap-Tons | 1.39 | 1060 | None | 1.21 | 0.00022 | 0.92 | [9 empty] | DEER:Res:HVAC_Eff_AC | Annual | 20
RB-HV-DuctSeal-MedToLow | DEER2020 | D20v0 | 2020-09-17 17:53 | Any | MFm | Old | CZ07 | rWtd | Cap-Tons | 1.35 | 1160 | None | 1.08 | 0.00099 | 0.405 | [9 empty] | DEER:Res:HVAC_Eff_AC | Annual | 20
RB-HV-DuctSeal-MedToLow | DEER2020 | D20v0 | 2020-09-17 17:53 | Any | MFm | Old | CZ09 | rWtd | Cap-Tons | 1.87 | 1260 | None | 5.4 | 0.0057 | 0.595 | [9 empty] | DEER:Res:HVAC_Eff_AC | Annual | 20
RB-HV-DuctSeal-MedToLow | DEER2020 | D20v0 | 2020-09-17 17:53 | Any | MFm | Old | CZ10 | rWtd | Cap-Tons | 2.01 | 1310 | None | 5.11 | 0.00698 | 0.682 | [9 empty] | DEER:Res:HVAC_Eff_AC | Annual | 20
RB-HV-DuctSeal-MedToLow | DEER2020 | D20v0 | 2020-09-17 17:53 | Any | MFm | Old | CZ11 | rWtd | Cap-Tons | 1.85 | 1120 | None | 7.15 | 0.00972 | 0.774 | [9 empty] | DEER:Res:HVAC_Eff_AC | Annual | 20
RB-HV-DuctSeal-MedToLow | DEER2020 | D20v0 | 2020-09-17 17:53 | Any | MFm | Old | CZ12 | rWtd | Cap-Tons | 1.7 | 1120 | None | 5.71 | 0.00751 | 0.871 | [9 empty] | DEER:Res:HVAC_Eff_AC | Annual | 20
RB-HV-DuctSeal-MedToLow | DEER2020 | D20v0 | 2020-09-17 17:53 | Any | MFm | Old | CZ13 | rWtd | Cap-Tons | 1.73 | 1110 | None | 8.97 | 0.00784 | 0.902 | [9 empty] | DEER:Res:HVAC_Eff_AC | Annual | 20
RB-HV-DuctSeal-MedToLow | DEER2020 | D20v0 | 2020-09-17 17:53 | Any | MFm | Old | CZ14 | rWtd | Cap-Tons | 2.32 | 1390 | None | 11.9 | 0.00837 | 0.691 | [9 empty] | DEER:Res:HVAC_Eff_AC | Annual | 20
RB-HV-DuctSeal-MedToLow | DEER2020 | D20v0 | 2020-09-17 17:53 | Any | MFm | Old | CZ15 | rWtd | Cap-Tons | 2.5 | 1410 | None | 15.3 | 0.00886 | 0.292 | [9 empty] | DEER:Res:HVAC_Eff_AC | Annual | 20
RB-HV-DuctSeal-MedToLow | DEER2020 | D20v0 | 2020-09-17 17:53 | Any | Res | Ex | CZ01 | rWtd | Cap-Tons | 1.8 | 1750 | None | 2.2 | 0 | 2.93 | [9 empty] | DEER:Res:HVAC_Eff_AC | Annual | 20
RB-HV-DuctSeal-MedToLow | DEER2020 | D20v0 | 2020-09-17 17:53 | Any | Res | Ex | CZ03 | rWtd | Cap-Tons | 1.9 | 1510 | None | 2 | 0.001 | 1.77 | [9 empty] | DEER:Res:HVAC_Eff_AC | Annual | 20
RB-HV-DuctSeal-MedToLow | DEER2020 | D20v0 | 2020-09-17 17:53 | Any | Res | Ex | CZ04 | rWtd | Cap-Tons | 2.2 | 1650 | None | 10.6 | 0.01 | 2.01 | [9 empty] | DEER:Res:HVAC_Eff_AC | Annual | 20
RB-HV-DuctSeal-MedToLow | DEER2020 | D20v0 | 2020-09-17 17:53 | Any | Res | Ex | CZ05 | rWtd | Cap-Tons | 3.5 | 2130 | None | 4 | 0.002 | 3.59 | [9 empty] | DEER:Res:HVAC_Eff_AC | Annual | 20
RB-HV-DuctSeal-MedToLow | DEER2020 | D20v0 | 2020-09-17 17:53 | Any | Res | Ex | CZ06 | rWtd | Cap-Tons | 3 | 1920 | None | 4 | 0.007 | 1.02 | [9 empty] | DEER:Res:HVAC_Eff_AC | Annual | 20
RB-HV-DuctSeal-MedToLow | DEER2020 | D20v0 | 2020-09-17 17:53 | Any | Res | Ex | CZ07 | rWtd | Cap-Tons | 2.5 | 1970 | None | 4.6 | 0.005 | 0.91 | [9 empty] | DEER:Res:HVAC_Eff_AC | Annual | 20
RB-HV-DuctSeal-MedToLow | DEER2020 | D20v0 | 2020-09-17 17:53 | Any | Res | Ex | CZ08 | rWtd | Cap-Tons | 2.4 | 1760 | None | 7.1 | 0.007 | 0.68 | [9 empty] | DEER:Res:HVAC_Eff_AC | Annual | 20
RB-HV-DuctSeal-MedToLow | DEER2020 | D20v0 | 2020-09-17 17:53 | Any | Res | Ex | CZ09 | rWtd | Cap-Tons | 2.2 | 1740 | None | 12.6 | 0.017 | 1.24 | [9 empty] | DEER:Res:HVAC_Eff_AC | Annual | 20
RB-HV-DuctSeal-MedToLow | DEER2020 | D20v0 | 2020-09-17 17:53 | Any | Res | Ex | CZ10 | rWtd | Cap-Tons | 2.5 | 1940 | None | 30 | 0.039 | 3.15 | [9 empty] | DEER:Res:HVAC_Eff_AC | Annual | 20
RB-HV-DuctSeal-MedToLow | DEER2020 | D20v0 | 2020-09-17 17:53 | Any | Res | Ex | CZ11 | rWtd | Cap-Tons | 2.7 | 1860 | None | 36.5 | 0.044 | 3.01 | [9 empty] | DEER:Res:HVAC_Eff_AC | Annual | 20
RB-HV-DuctSeal-MedToLow | DEER2020 | D20v0 | 2020-09-17 17:53 | Any | Res | Ex | CZ12 | rWtd | Cap-Tons | 2.1 | 1720 | None | 18 | 0.023 | 2.97 | [9 empty] | DEER:Res:HVAC_Eff_AC | Annual | 20
RB-HV-DuctSeal-MedToLow | DEER2020 | D20v0 | 2020-09-17 17:53 | Any | Res | Ex | CZ13 | rWtd | Cap-Tons | 2.4 | 1850 | None | 35.6 | 0.031 | 3.01 | [9 empty] | DEER:Res:HVAC_Eff_AC | Annual | 20
RB-HV-DuctSeal-MedToLow | DEER2020 | D20v0 | 2020-09-17 17:53 | Any | Res | Old | CZ01 | rWtd | Cap-Tons | 1.9 | 1620 | None | 4.1 | 0 | 5.37 | [9 empty] | DEER:Res:HVAC_Eff_AC | Annual | 20
RB-HV-DuctSeal-MedToLow | DEER2020 | D20v0 | 2020-09-17 17:53 | Any | Res | Old | CZ02 | rWtd | Cap-Tons | 3 | 1560 | None | 5.5 | 0.009 | 3.54 | [9 empty] | DEER:Res:HVAC_Eff_AC | Annual | 20
RB-HV-DuctSeal-MedToLow | DEER2020 | D20v0 | 2020-09-17 17:53 | Any | Res | Old | CZ03 | rWtd | Cap-Tons | 2.2 | 1410 | None | 2.3 | 0.001 | 2.74 | [9 empty] | DEER:Res:HVAC_Eff_AC | Annual | 20
RB-HV-DuctSeal-MedToLow | DEER2020 | D20v0 | 2020-09-17 17:53 | Any | Res | Old | CZ04 | rWtd | Cap-Tons | 2.3 | 1450 | None | 6.3 | 0.01 | 2.42 | [9 empty] | DEER:Res:HVAC_Eff_AC | Annual | 20
RB-HV-DuctSeal-MedToLow | DEER2020 | D20v0 | 2020-09-17 17:53 | Any | Res | Old | CZ05 | rWtd | Cap-Tons | 2.8 | 1540 | None | 3.3 | 0.002 | 3.82 | [9 empty] | DEER:Res:HVAC_Eff_AC | Annual | 20
RB-HV-DuctSeal-MedToLow | DEER2020 | D20v0 | 2020-09-17 17:53 | Any | Res | Old | CZ06 | rWtd | Cap-Tons | 2.7 | 1500 | None | 3.6 | 0.008 | 1.25 | [9 empty] | DEER:Res:HVAC_Eff_AC | Annual | 20
RB-HV-DuctSeal-MedToLow | DEER2020 | D20v0 | 2020-09-17 17:53 | Any | Res | Old | CZ07 | rWtd | Cap-Tons | 2.2 | 1540 | None | 3.5 | 0.005 | 1.35 | [9 empty] | DEER:Res:HVAC_Eff_AC | Annual | 20
RB-HV-DuctSeal-MedToLow | DEER2020 | D20v0 | 2020-09-17 17:53 | Any | Res | Old | CZ08 | rWtd | Cap-Tons | 2.5 | 1450 | None | 6.2 | 0.008 | 1.19 | [9 empty] | DEER:Res:HVAC_Eff_AC | Annual | 20
RB-HV-DuctSeal-MedToLow | DEER2020 | D20v0 | 2020-09-17 17:53 | Any | Res | Old | CZ09 | rWtd | Cap-Tons | 2.7 | 1490 | None | 12.8 | 0.022 | 1.36 | [9 empty] | DEER:Res:HVAC_Eff_AC | Annual | 20
RB-HV-DuctSeal-MedToLow | DEER2020 | D20v0 | 2020-09-17 17:53 | Any | Res | Old | CZ10 | rWtd | Cap-Tons | 3.6 | 1750 | None | 17.2 | 0.029 | 2.04 | [9 empty] | DEER:Res:HVAC_Eff_AC | Annual | 20
RB-HV-DuctSeal-MedToLow | DEER2020 | D20v0 | 2020-09-17 17:53 | Any | Res | Old | CZ11 | rWtd | Cap-Tons | 3.4 | 1510 | None | 28.8 | 0.044 | 3.08 | [9 empty] | DEER:Res:HVAC_Eff_AC | Annual | 20
RB-HV-DuctSeal-MedToLow | DEER2020 | D20v0 | 2020-09-17 17:53 | Any | Res | Old | CZ12 | rWtd | Cap-Tons | 3 | 1500 | None | 14.5 | 0.026 | 2.72 | [9 empty] | DEER:Res:HVAC_Eff_AC | Annual | 20
RB-HV-DuctSeal-MedToLow | DEER2020 | D20v0 | 2020-09-17 17:53 | Any | Res | Old | CZ13 | rWtd | Cap-Tons | 3.1 | 1500 | None | 27.4 | 0.029 | 2.57 | [9 empty] | DEER:Res:HVAC_Eff_AC | Annual | 20
RB-HV-DuctSeal-MedToLow | DEER2020 | D20v0 | 2020-09-17 17:53 | Any | Res | Old | CZ14 | rWtd | Cap-Tons | 3.8 | 1660 | None | 36.7 | 0.036 | 2.76 | [9 empty] | DEER:Res:HVAC_Eff_AC | Annual | 20
RB-HV-DuctSeal-MedToLow | DEER2020 | D20v0 | 2020-09-17 17:53 | Any | Res | Old | CZ15 | rWtd | Cap-Tons | 3.6 | 1480 | None | 27.7 | 0.019 | 0.62 | [9 empty] | DEER:Res:HVAC_Eff_AC | Annual | 20
RB-HV-DuctSeal-MedToLow | DEER2020 | D20v0 | 2020-09-17 17:53 | Any | Res | Old | CZ16 | rWtd | Cap-Tons | 2.9 | 1570 | None | 14.8 | 0.016 | 4.83 | [9 empty] | DEER:Res:HVAC_Eff_AC | Annual | 20
RB-HV-DuctSeal-MedToLow | DEER2020 | D20v0 | 2020-09-17 17:53 | Any | SFm | Ex | CZ01 | rWtd | Cap-Tons | 2.33 | 2300 | None | 3.13 | 0 | 4.42 | [9 empty] | DEER:Res:HVAC_Eff_AC | Annual | 20
RB-HV-DuctSeal-MedToLow | DEER2020 | D20v0 | 2020-09-17 17:53 | Any | SFm | Ex | CZ02 | rWtd | Cap-Tons | 2.21 | 1950 | None | 8.55 | 0.0121 | 5.46 | [9 empty] | DEER:Res:HVAC_Eff_AC | Annual | 20
RB-HV-DuctSeal-MedToLow | DEER2020 | D20v0 | 2020-09-17 17:53 | Any | SFm | Ex | CZ03 | rWtd | Cap-Tons | 3.23 | 2300 | None | 2.6 | 0.00147 | 3.34 | [9 empty] | DEER:Res:HVAC_Eff_AC | Annual | 20
RB-HV-DuctSeal-MedToLow | DEER2020 | D20v0 | 2020-09-17 17:53 | Any | SFm | Ex | CZ04 | rWtd | Cap-Tons | 3.17 | 2300 | None | 8.56 | 0.0144 | 3.39 | [9 empty] | DEER:Res:HVAC_Eff_AC | Annual | 20
RB-HV-DuctSeal-MedToLow | DEER2020 | D20v0 | 2020-09-17 17:53 | Any | SFm | Ex | CZ05 | rWtd | Cap-Tons | 3.55 | 2300 | None | 2.94 | 0.00196 | 3.58 | [9 empty] | DEER:Res:HVAC_Eff_AC | Annual | 20
RB-HV-DuctSeal-MedToLow | DEER2020 | D20v0 | 2020-09-17 17:53 | Any | SFm | Ex | CZ06 | rWtd | Cap-Tons | 4.01 | 2390 | None | 4.13 | 0.00951 | 1.34 | [9 empty] | DEER:Res:HVAC_Eff_AC | Annual | 20
RB-HV-DuctSeal-MedToLow | DEER2020 | D20v0 | 2020-09-17 17:53 | Any | SFm | Ex | CZ07 | rWtd | Cap-Tons | 3.21 | 2390 | None | 4.74 | 0.00726 | 1.21 | [9 empty] | DEER:Res:HVAC_Eff_AC | Annual | 20
RB-HV-DuctSeal-MedToLow | DEER2020 | D20v0 | 2020-09-17 17:53 | Any | SFm | Ex | CZ08 | rWtd | Cap-Tons | 3.77 | 2390 | None | 11.1 | 0.0129 | 1.08 | [9 empty] | DEER:Res:HVAC_Eff_AC | Annual | 20
RB-HV-DuctSeal-MedToLow | DEER2020 | D20v0 | 2020-09-17 17:53 | Any | SFm | Ex | CZ09 | rWtd | Cap-Tons | 3.37 | 2420 | None | 18.4 | 0.0295 | 2.05 | [9 empty] | DEER:Res:HVAC_Eff_AC | Annual | 20
RB-HV-DuctSeal-MedToLow | DEER2020 | D20v0 | 2020-09-17 17:53 | Any | SFm | Ex | CZ10 | rWtd | Cap-Tons | 2.53 | 1950 | None | 29.8 | 0.0388 | 3.19 | [9 empty] | DEER:Res:HVAC_Eff_AC | Annual | 20
RB-HV-DuctSeal-MedToLow | DEER2020 | D20v0 | 2020-09-17 17:53 | Any | SFm | Ex | CZ11 | rWtd | Cap-Tons | 2.66 | 1950 | None | 30.6 | 0.0418 | 3.05 | [9 empty] | DEER:Res:HVAC_Eff_AC | Annual | 20
RB-HV-DuctSeal-MedToLow | DEER2020 | D20v0 | 2020-09-17 17:53 | Any | SFm | Ex | CZ12 | rWtd | Cap-Tons | 2.47 | 1950 | None | 18.9 | 0.0273 | 3.78 | [9 empty] | DEER:Res:HVAC_Eff_AC | Annual | 20
RB-HV-DuctSeal-MedToLow | DEER2020 | D20v0 | 2020-09-17 17:53 | Any | SFm | Ex | CZ13 | rWtd | Cap-Tons | 2.55 | 1950 | None | 35.4 | 0.0329 | 3.26 | [9 empty] | DEER:Res:HVAC_Eff_AC | Annual | 20
RB-HV-DuctSeal-MedToLow | DEER2020 | D20v0 | 2020-09-17 17:53 | Any | SFm | Old | CZ01 | rWtd | Cap-Tons | 2.06 | 1830 | None | 4.98 | 0 | 6.63 | [9 empty] | DEER:Res:HVAC_Eff_AC | Annual | 20
RB-HV-DuctSeal-MedToLow | DEER2020 | D20v0 | 2020-09-17 17:53 | Any | SFm | Old | CZ02 | rWtd | Cap-Tons | 3.42 | 1720 | None | 4.99 | 0.0077 | 4.17 | [9 empty] | DEER:Res:HVAC_Eff_AC | Annual | 20
RB-HV-DuctSeal-MedToLow | DEER2020 | D20v0 | 2020-09-17 17:53 | Any | SFm | Old | CZ03 | rWtd | Cap-Tons | 2.9 | 1690 | None | 3.27 | 0.00173 | 4.14 | [9 empty] | DEER:Res:HVAC_Eff_AC | Annual | 20
RB-HV-DuctSeal-MedToLow | DEER2020 | D20v0 | 2020-09-17 17:53 | Any | SFm | Old | CZ04 | rWtd | Cap-Tons | 2.79 | 1670 | None | 8.2 | 0.0136 | 3.39 | [9 empty] | DEER:Res:HVAC_Eff_AC | Annual | 20
RB-HV-DuctSeal-MedToLow | DEER2020 | D20v0 | 2020-09-17 17:53 | Any | SFm | Old | CZ06 | rWtd | Cap-Tons | 3.36 | 1730 | None | 4.64 | 0.0111 | 1.72 | [9 empty] | DEER:Res:HVAC_Eff_AC | Annual | 20
RB-HV-DuctSeal-MedToLow | DEER2020 | D20v0 | 2020-09-17 17:53 | Any | SFm | Old | CZ07 | rWtd | Cap-Tons | 2.59 | 1780 | None | 4.7 | 0.00696 | 1.93 | [9 empty] | DEER:Res:HVAC_Eff_AC | Annual | 20
RB-HV-DuctSeal-MedToLow | DEER2020 | D20v0 | 2020-09-17 17:53 | Any | SFm | Old | CZ08 | rWtd | Cap-Tons | 3.07 | 1620 | None | 7.92 | 0.0105 | 1.57 | [9 empty] | DEER:Res:HVAC_Eff_AC | Annual | 20
RB-HV-DuctSeal-MedToLow | DEER2020 | D20v0 | 2020-09-17 17:53 | Any | SFm | Old | CZ09 | rWtd | Cap-Tons | 3.49 | 1690 | None | 19 | 0.0368 | 2.03 | [9 empty] | DEER:Res:HVAC_Eff_AC | Annual | 20
RB-HV-DuctSeal-MedToLow | DEER2020 | D20v0 | 2020-09-17 17:53 | Any | SFm | Old | CZ10 | rWtd | Cap-Tons | 3.83 | 1830 | None | 16.9 | 0.0293 | 2.19 | [9 empty] | DEER:Res:HVAC_Eff_AC | Annual | 20
RB-HV-DuctSeal-MedToLow | DEER2020 | D20v0 | 2020-09-17 17:53 | Any | SFm | Old | CZ11 | rWtd | Cap-Tons | 3.66 | 1670 | None | 24 | 0.0388 | 3.26 | [9 empty] | DEER:Res:HVAC_Eff_AC | Annual | 20
RB-HV-DuctSeal-MedToLow | DEER2020 | D20v0 | 2020-09-17 17:53 | Any | SFm | Old | CZ12 | rWtd | Cap-Tons | 3.45 | 1650 | None | 16.2 | 0.0306 | 3.29 | [9 empty] | DEER:Res:HVAC_Eff_AC | Annual | 20
RB-HV-DuctSeal-MedToLow | DEER2020 | D20v0 | 2020-09-17 17:53 | Any | SFm | Old | CZ13 | rWtd | Cap-Tons | 3.49 | 1670 | None | 29.3 | 0.0328 | 3.05 | [9 empty] | DEER:Res:HVAC_Eff_AC | Annual | 20
RB-HV-DuctSeal-MedToLow | DEER2020 | D20v0 | 2020-09-17 17:53 | Any | SFm | Old | CZ14 | rWtd | Cap-Tons | 4.03 | 1710 | None | 40.6 | 0.0407 | 3.08 | [9 empty] | DEER:Res:HVAC_Eff_AC | Annual | 20
RB-HV-DuctSeal-MedToLow | DEER2020 | D20v0 | 2020-09-17 17:53 | Any | SFm | Old | CZ15 | rWtd | Cap-Tons | 5.32 | 1640 | None | 38.2 | 0.0286 | 1.02 | [9 empty] | DEER:Res:HVAC_Eff_AC | Annual | 20
RB-HV-DuctSeal-MedToLow | DEER2020 | D20v0 | 2020-09-17 17:53 | Any | SFm | Old | CZ16 | rWtd | Cap-Tons | 3.26 | 1690 | None | 16.3 | 0.0186 | 5.74 | [9 empty] | DEER:Res:HVAC_Eff_AC | Annual | 20
RB-HV-DuctSeal-HighToLow | DEER2020 | D20v1 | 2020-09-18 12:06 | Any | MFm | Ex | CZ14 | rWtd | Cap-Tons | 1.07 | 1090 | None | 39.7733 | 0.0213 | 2.1944 | [9 empty] | DEER:Res:HVAC_Eff_AC | Annual | 1
RB-HV-DuctSeal-HighToLow | DEER2020 | D20v1 | 2020-09-18 12:06 | Any | MFm | Ex | CZ15 | rDXGF | Cap-Tons | 1.16 | 1090 | None | 35.1 | 0.0195 | 0.749 | [9 empty] | DEER:Res:HVAC_Eff_AC | Annual | 1
RB-HV-DuctSeal-HighToLow | DEER2020 | D20v1 | 2020-09-18 12:06 | Any | MFm | Ex | CZ15 | rDXHP | Cap-Tons | 1.16 | 1090 | None | 42 | 0.0199 | 0 | [9 empty] | DEER:Res:HVAC_Eff_AC | Annual | 1
RB-HV-DuctSeal-HighToLow | DEER2020 | D20v1 | 2020-09-18 12:06 | Any | MFm | Ex | CZ15 | rNCGF | Cap-Tons | 1.16 | 1090 | None | 0.659 | 0 | 0.72 | [9 empty] | DEER:Res:HVAC_Eff_AC | Annual | 1
RB-HV-DuctSeal-HighToLow | DEER2020 | D20v1 | 2020-09-18 12:06 | Any | MFm | Ex | CZ15 | rWtd | Cap-Tons | 1.16 | 1090 | None | 35.6134 | 0.01935 | 0.65549 | [9 empty] | DEER:Res:HVAC_Eff_AC | Annual | 1
RB-HV-DuctSeal-HighToLow | DEER2020 | D20v1 | 2020-09-18 12:06 | Any | MFm | Ex | CZ16 | rDXGF | Cap-Tons | 1 | 999 | None | 18.7 | 0.0173 | 4.44 | [9 empty] | DEER:Res:HVAC_Eff_AC | Annual | 1
RB-HV-DuctSeal-HighToLow | DEER2020 | D20v1 | 2020-09-18 12:06 | Any | MFm | Ex | CZ16 | rDXHP | Cap-Tons | 1 | 999 | None | 90 | 0.0193 | 0 | [9 empty] | DEER:Res:HVAC_Eff_AC | Annual | 1
RB-HV-DuctSeal-HighToLow | DEER2020 | D20v1 | 2020-09-18 12:06 | Any | MFm | Ex | CZ16 | rNCGF | Cap-Tons | 1 | 999 | None | 4.02 | 0 | 4.22 | [9 empty] | DEER:Res:HVAC_Eff_AC | Annual | 1
RB-HV-DuctSeal-HighToLow | DEER2020 | D20v1 | 2020-09-18 12:06 | Any | MFm | Ex | CZ16 | rWtd | Cap-Tons | 1 | 999 | None | 22.3162 | 0.01358 | 3.9583 | [9 empty] | DEER:Res:HVAC_Eff_AC | Annual | 1
RB-HV-DuctSeal-HighToLow | DEER2020 | D20v1 | 2020-09-18 12:06 | Any | Res | Ex | CZ14 | rNCGF | Cap-Tons | 3.17 | 2128 | None | 5.64 | 0 | 8.668 | [9 empty] | DEER:Res:HVAC_Eff_AC | Annual | 1
RB-HV-DuctSeal-HighToLow | DEER2020 | D20v1 | 2020-09-18 12:06 | Any | Res | Ex | CZ14 | rWtd | Cap-Tons | 3.17 | 2128 | None | 133.97 | 0.1 | 8.46 | [9 empty] | DEER:Res:HVAC_Eff_AC | Annual | 1
RB-HV-DuctSeal-HighToLow | DEER2020 | D20v1 | 2020-09-18 12:06 | Any | Res | Ex | CZ15 | rDXGF | Cap-Tons | 3.43 | 1886 | None | 158.91 | 0.104 | 3.63 | [9 empty] | DEER:Res:HVAC_Eff_AC | Annual | 1
RB-HV-DuctSeal-HighToLow | DEER2020 | D20v1 | 2020-09-18 12:06 | Any | Res | Ex | CZ15 | rDXHP | Cap-Tons | 3.43 | 1886 | None | 211.77 | 0.1172 | 0 | [9 empty] | DEER:Res:HVAC_Eff_AC | Annual | 1
RB-HV-DuctSeal-HighToLow | DEER2020 | D20v1 | 2020-09-18 12:06 | Any | Res | Ex | CZ15 | rNCGF | Cap-Tons | 3.43 | 1886 | None | 2.22 | 0 | 3.442 | [9 empty] | DEER:Res:HVAC_Eff_AC | Annual | 1
RB-HV-DuctSeal-HighToLow | DEER2020 | D20v1 | 2020-09-18 12:06 | Any | Res | Ex | CZ15 | rWtd | Cap-Tons | 3.43 | 1886 | None | 162.22 | 0.1 | 3.36 | [9 empty] | DEER:Res:HVAC_Eff_AC | Annual | 1
RB-HV-DuctSeal-HighToLow | DEER2020 | D20v1 | 2020-09-18 12:06 | Any | Res | Ex | CZ16 | rDXGF | Cap-Tons | 3.59 | 2116 | None | 17.52 | 0.0313 | 8.132 | [9 empty] | DEER:Res:HVAC_Eff_AC | Annual | 1
RB-HV-DuctSeal-HighToLow | DEER2020 | D20v1 | 2020-09-18 12:06 | Any | Res | Ex | CZ16 | rDXHP | Cap-Tons | 3.59 | 2116 | None | 140.94 | 0.0327 | 0 | [9 empty] | DEER:Res:HVAC_Eff_AC | Annual | 1
RB-HV-DuctSeal-HighToLow | DEER2020 | D20v1 | 2020-09-18 12:06 | Any | Res | Ex | CZ16 | rNCGF | Cap-Tons | 3.59 | 2116 | None | 4.93 | 0 | 7.692 | [9 empty] | DEER:Res:HVAC_Eff_AC | Annual | 1
RB-HV-DuctSeal-HighToLow | DEER2020 | D20v1 | 2020-09-18 12:06 | Any | Res | Ex | CZ16 | rWtd | Cap-Tons | 3.59 | 2116 | None | 22.35 | 0.02 | 7.59 | [9 empty] | DEER:Res:HVAC_Eff_AC | Annual | 1
RB-HV-DuctSeal-MedToLow | DEER2020 | D20v1 | 2020-09-18 12:06 | Any | DMo | Ex | CZ14 | rDXGF | Cap-Tons | 3.5 | 1240 | None | 69.8 | 0.0721 | 4.22 | [9 empty] | DEER:Res:HVAC_Eff_AC | Annual | 1
RB-HV-DuctSeal-MedToLow | DEER2020 | D20v1 | 2020-09-18 12:06 | Any | DMo | Ex | CZ14 | rDXHP | Cap-Tons | 3.5 | 1240 | None | 127 | 0.0833 | 0 | [9 empty] | DEER:Res:HVAC_Eff_AC | Annual | 1
RB-HV-DuctSeal-MedToLow | DEER2020 | D20v1 | 2020-09-18 12:06 | Any | DMo | Ex | CZ14 | rNCGF | Cap-Tons | 3.5 | 1240 | None | 2.43 | 0 | 3.71 | [9 empty] | DEER:Res:HVAC_Eff_AC | Annual | 1
RB-HV-DuctSeal-MedToLow | DEER2020 | D20v1 | 2020-09-18 12:06 | Any | DMo | Ex | CZ14 | rWtd | Cap-Tons | 3.5 | 1240 | None | 72.8083 | 0.06942 | 3.6935 | [9 empty] | DEER:Res:HVAC_Eff_AC | Annual | 1
RB-HV-DuctSeal-MedToLow | DEER2020 | D20v1 | 2020-09-18 12:06 | Any | MFm | Ex | CZ14 | rDXGF | Cap-Tons | 1.07 | 1090 | None | 15.5 | 0.00912 | 1.07 | [9 empty] | DEER:Res:HVAC_Eff_AC | Annual | 1
RB-HV-DuctSeal-MedToLow | DEER2020 | D20v1 | 2020-09-18 12:06 | Any | MFm | Ex | CZ14 | rDXHP | Cap-Tons | 1.07 | 1090 | None | 29.5 | 0.0103 | 0 | [9 empty] | DEER:Res:HVAC_Eff_AC | Annual | 1
RB-HV-DuctSeal-MedToLow | DEER2020 | D20v1 | 2020-09-18 12:06 | Any | MFm | Ex | CZ14 | rNCGF | Cap-Tons | 1.07 | 1090 | None | 0.957 | 0 | 1.03 | [9 empty] | DEER:Res:HVAC_Eff_AC | Annual | 1
RB-HV-DuctSeal-MedToLow | DEER2020 | D20v1 | 2020-09-18 12:06 | Any | MFm | Ex | CZ14 | rWtd | Cap-Tons | 1.07 | 1090 | None | 17.2601 | 0.00927 | 0.93548 | [9 empty] | DEER:Res:HVAC_Eff_AC | Annual | 1
RB-HV-DuctSeal-MedToLow | DEER2020 | D20v1 | 2020-09-18 12:06 | Any | MFm | Ex | CZ15 | rDXGF | Cap-Tons | 1.16 | 1090 | None | 15.1 | 0.00843 | 0.32 | [9 empty] | DEER:Res:HVAC_Eff_AC | Annual | 1
RB-HV-DuctSeal-MedToLow | DEER2020 | D20v1 | 2020-09-18 12:06 | Any | MFm | Ex | CZ15 | rDXHP | Cap-Tons | 1.16 | 1090 | None | 18 | 0.00821 | 0 | [9 empty] | DEER:Res:HVAC_Eff_AC | Annual | 1
RB-HV-DuctSeal-MedToLow | DEER2020 | D20v1 | 2020-09-18 12:06 | Any | MFm | Ex | CZ15 | rNCGF | Cap-Tons | 1.16 | 1090 | None | 0.28 | 0 | 0.307 | [9 empty] | DEER:Res:HVAC_Eff_AC | Annual | 1
RB-HV-DuctSeal-MedToLow | DEER2020 | D20v1 | 2020-09-18 12:06 | Any | MFm | Ex | CZ15 | rWtd | Cap-Tons | 1.16 | 1090 | None | 15.3123 | 0.00832 | 0.28004 | [9 empty] | DEER:Res:HVAC_Eff_AC | Annual | 1
RB-HV-DuctSeal-MedToLow | DEER2020 | D20v1 | 2020-09-18 12:06 | Any | MFm | Ex | CZ16 | rDXGF | Cap-Tons | 1 | 999 | None | 7.95 | 0.00725 | 1.88 | [9 empty] | DEER:Res:HVAC_Eff_AC | Annual | 1
RB-HV-DuctSeal-MedToLow | DEER2020 | D20v1 | 2020-09-18 12:06 | Any | MFm | Ex | CZ16 | rDXHP | Cap-Tons | 1 | 999 | None | 38.4 | 0.0085 | 0 | [9 empty] | DEER:Res:HVAC_Eff_AC | Annual | 1
RB-HV-DuctSeal-MedToLow | DEER2020 | D20v1 | 2020-09-18 12:06 | Any | MFm | Ex | CZ16 | rNCGF | Cap-Tons | 1 | 999 | None | 1.71 | 0 | 1.79 | [9 empty] | DEER:Res:HVAC_Eff_AC | Annual | 1
RB-HV-DuctSeal-MedToLow | DEER2020 | D20v1 | 2020-09-18 12:06 | Any | MFm | Ex | CZ16 | rWtd | Cap-Tons | 1 | 999 | None | 9.501 | 0.00573 | 1.6768 | [9 empty] | DEER:Res:HVAC_Eff_AC | Annual | 1
RB-HV-DuctSeal-MedToLow | DEER2020 | D20v1 | 2020-09-18 12:06 | Any | Res | Ex | CZ14 | rDXGF | Cap-Tons | 3.17 | 2128 | None | 56.17 | 0.0465 | 3.649 | [9 empty] | DEER:Res:HVAC_Eff_AC | Annual | 1
RB-HV-DuctSeal-MedToLow | DEER2020 | D20v1 | 2020-09-18 12:06 | Any | Res | Ex | CZ14 | rDXHP | Cap-Tons | 3.17 | 2128 | None | 110.55 | 0.0533 | 0 | [9 empty] | DEER:Res:HVAC_Eff_AC | Annual | 1
RB-HV-DuctSeal-MedToLow | DEER2020 | D20v1 | 2020-09-18 12:06 | Any | Res | Ex | CZ14 | rNCGF | Cap-Tons | 3.17 | 2128 | None | 2.29 | 0 | 3.526 | [9 empty] | DEER:Res:HVAC_Eff_AC | Annual | 1
RB-HV-DuctSeal-MedToLow | DEER2020 | D20v1 | 2020-09-18 12:06 | Any | Res | Ex | CZ14 | rWtd | Cap-Tons | 3.17 | 2128 | None | 56.99 | 0.05 | 3.44 | [9 empty] | DEER:Res:HVAC_Eff_AC | Annual | 1
RB-HV-DuctSeal-MedToLow | DEER2020 | D20v1 | 2020-09-18 12:06 | Any | Res | Ex | CZ15 | rDXGF | Cap-Tons | 3.43 | 1886 | None | 68.98 | 0.0455 | 1.523 | [9 empty] | DEER:Res:HVAC_Eff_AC | Annual | 1
RB-HV-DuctSeal-MedToLow | DEER2020 | D20v1 | 2020-09-18 12:06 | Any | Res | Ex | CZ15 | rDXHP | Cap-Tons | 3.43 | 1886 | None | 91.52 | 0.0513 | 0 | [9 empty] | DEER:Res:HVAC_Eff_AC | Annual | 1
RB-HV-DuctSeal-MedToLow | DEER2020 | D20v1 | 2020-09-18 12:06 | Any | Res | Ex | CZ15 | rNCGF | Cap-Tons | 3.43 | 1886 | None | 0.93 | 0 | 1.445 | [9 empty] | DEER:Res:HVAC_Eff_AC | Annual | 1
RB-HV-DuctSeal-MedToLow | DEER2020 | D20v1 | 2020-09-18 12:06 | Any | Res | Ex | CZ15 | rWtd | Cap-Tons | 3.43 | 1886 | None | 70.43 | 0.05 | 1.41 | [9 empty] | DEER:Res:HVAC_Eff_AC | Annual | 1
RB-HV-DuctSeal-MedToLow | DEER2020 | D20v1 | 2020-09-18 12:06 | Any | Res | Ex | CZ16 | rDXGF | Cap-Tons | 3.59 | 2116 | None | 7.56 | 0.0134 | 3.406 | [9 empty] | DEER:Res:HVAC_Eff_AC | Annual | 1
RB-HV-DuctSeal-MedToLow | DEER2020 | D20v1 | 2020-09-18 12:06 | Any | Res | Ex | CZ16 | rDXHP | Cap-Tons | 3.59 | 2116 | None | 58.55 | 0.014 | 0 | [9 empty] | DEER:Res:HVAC_Eff_AC | Annual | 1
RB-HV-DuctSeal-MedToLow | DEER2020 | D20v1 | 2020-09-18 12:06 | Any | Res | Ex | CZ16 | rNCGF | Cap-Tons | 3.59 | 2116 | None | 2.07 | 0 | 3.227 | [9 empty] | DEER:Res:HVAC_Eff_AC | Annual | 1
RB-HV-DuctSeal-MedToLow | DEER2020 | D20v1 | 2020-09-18 12:06 | Any | Res | Ex | CZ16 | rWtd | Cap-Tons | 3.59 | 2116 | None | 9.62 | 0.01 | 3.17 | [9 empty] | DEER:Res:HVAC_Eff_AC | Annual | 1
RB-HV-DuctSeal-HighToLow | DEER2021 | D20v0 | 2020-11-19 10:44 | Any | DMo | Ex | CZ01 | rDXGF | Cap-Tons | 3.5 | 1240 | None | 3.76 | 0 | 4.61 | [9 empty] | DEER:Res:HVAC_Eff_AC | Annual | 20
RB-HV-DuctSeal-HighToLow | DEER2021 | D20v0 | 2020-11-19 10:44 | Any | DMo | Ex | CZ01 | rDXHP | Cap-Tons | 3.5 | 1240 | None | 41.6 | 0 | 0 | [9 empty] | DEER:Res:HVAC_Eff_AC | Annual | 20
RB-HV-DuctSeal-HighToLow | DEER2021 | D20v0 | 2020-11-19 10:44 | Any | DMo | Ex | CZ01 | rNCGF | Cap-kBTUh | 54.985 | 1240 | None | 0.16996 | 0 | 0.26289 | [9 empty] | DEER:Res:HVAC_Eff_AC | Annual | 20
RB-HV-DuctSeal-HighToLow | DEER2021 | D20v0 | 2020-11-19 10:44 | Any | DMo | Ex | CZ01 | rWtd | Cap-Tons | 3.5 | 1240 | None | 3.47 | 0 | 4.12 | [9 empty] | DEER:Res:HVAC_Eff_AC | Annual | 20
RB-HV-DuctSeal-HighToLow | DEER2021 | D20v0 | 2020-11-19 10:44 | Any | DMo | Ex | CZ02 | rDXGF | Cap-Tons | 3.5 | 1240 | None | 143 | 0.0789 | 6.07 | [9 empty] | DEER:Res:HVAC_Eff_AC | Annual | 20
RB-HV-DuctSeal-HighToLow | DEER2021 | D20v0 | 2020-11-19 10:44 | Any | DMo | Ex | CZ02 | rDXHP | Cap-Tons | 3.5 | 1240 | None | 202 | 0.0859 | 0 | [9 empty] | DEER:Res:HVAC_Eff_AC | Annual | 20
RB-HV-DuctSeal-HighToLow | DEER2021 | D20v0 | 2020-11-19 10:44 | Any | DMo | Ex | CZ02 | rNCGF | Cap-kBTUh | 54.985 | 1240 | None | 0.22279 | 0 | 0.34437 | [9 empty] | DEER:Res:HVAC_Eff_AC | Annual | 20
RB-HV-DuctSeal-HighToLow | DEER2021 | D20v0 | 2020-11-19 10:44 | Any | DMo | Ex | CZ02 | rWtd | Cap-Tons | 3.5 | 1240 | None | 139 | 0.0736 | 5.32 | [9 empty] | DEER:Res:HVAC_Eff_AC | Annual | 20
RB-HV-DuctSeal-HighToLow | DEER2021 | D20v0 | 2020-11-19 10:44 | Any | DMo | Ex | CZ03 | rDXGF | Cap-Tons | 3.5 | 1240 | None | 141 | 0.0375 | 5.8 | [9 empty] | DEER:Res:HVAC_Eff_AC | Annual | 20
RB-HV-DuctSeal-HighToLow | DEER2021 | D20v0 | 2020-11-19 10:44 | Any | DMo | Ex | CZ03 | rDXHP | Cap-Tons | 3.5 | 1240 | None | 185 | 0.043 | 0 | [9 empty] | DEER:Res:HVAC_Eff_AC | Annual | 20
RB-HV-DuctSeal-HighToLow | DEER2021 | D20v0 | 2020-11-19 10:44 | Any | DMo | Ex | CZ03 | rNCGF | Cap-kBTUh | 54.985 | 1240 | None | 0.21388 | 0 | 0.33291 | [9 empty] | DEER:Res:HVAC_Eff_AC | Annual | 20
RB-HV-DuctSeal-HighToLow | DEER2021 | D20v0 | 2020-11-19 10:44 | Any | DMo | Ex | CZ03 | rWtd | Cap-Tons | 3.5 | 1240 | None | 88.2 | 0.0226 | 5.14 | [9 empty] | DEER:Res:HVAC_Eff_AC | Annual | 20
RB-HV-DuctSeal-HighToLow | DEER2021 | D20v0 | 2020-11-19 10:44 | Any | DMo | Ex | CZ04 | rDXGF | Cap-Tons | 3.5 | 1240 | None | 156 | 0.0682 | 6.94 | [9 empty] | DEER:Res:HVAC_Eff_AC | Annual | 20
RB-HV-DuctSeal-HighToLow | DEER2021 | D20v0 | 2020-11-19 10:44 | Any | DMo | Ex | CZ04 | rDXHP | Cap-Tons | 3.5 | 1240 | None | 231 | 0.0755 | 0 | [9 empty] | DEER:Res:HVAC_Eff_AC | Annual | 20
RB-HV-DuctSeal-HighToLow | DEER2021 | D20v0 | 2020-11-19 10:44 | Any | DMo | Ex | CZ04 | rNCGF | Cap-kBTUh | 54.985 | 1240 | None | 0.25143 | 0 | 0.38829 | [9 empty] | DEER:Res:HVAC_Eff_AC | Annual | 20
RB-HV-DuctSeal-HighToLow | DEER2021 | D20v0 | 2020-11-19 10:44 | Any | DMo | Ex | CZ04 | rWtd | Cap-Tons | 3.5 | 1240 | None | 127 | 0.053 | 6.08 | [9 empty] | DEER:Res:HVAC_Eff_AC | Annual | 20
RB-HV-DuctSeal-HighToLow | DEER2021 | D20v0 | 2020-11-19 10:44 | Any | DMo | Ex | CZ05 | rDXGF | Cap-Tons | 3.5 | 1240 | None | 78.1 | 0.0458 | 9.02 | [9 empty] | DEER:Res:HVAC_Eff_AC | Annual | 20
RB-HV-DuctSeal-HighToLow | DEER2021 | D20v0 | 2020-11-19 10:44 | Any | DMo | Ex | CZ05 | rDXHP | Cap-Tons | 3.5 | 1240 | None | 152 | 0.0507 | 0 | [9 empty] | DEER:Res:HVAC_Eff_AC | Annual | 20
RB-HV-DuctSeal-HighToLow | DEER2021 | D20v0 | 2020-11-19 10:44 | Any | DMo | Ex | CZ05 | rNCGF | Cap-kBTUh | 54.985 | 1240 | None | 0.32782 | 0 | 0.50859 | [9 empty] | DEER:Res:HVAC_Eff_AC | Annual | 20
RB-HV-DuctSeal-HighToLow | DEER2021 | D20v0 | 2020-11-19 10:44 | Any | DMo | Ex | CZ05 | rWtd | Cap-Tons | 3.5 | 1240 | None | 17.4 | 0.00693 | 7.98 | [9 empty] | DEER:Res:HVAC_Eff_AC | Annual | 20
RB-HV-DuctSeal-HighToLow | DEER2021 | D20v0 | 2020-11-19 10:44 | Any | DMo | Ex | CZ06 | rDXGF | Cap-Tons | 3.5 | 1240 | None | 160 | 0.0716 | 3.89 | [9 empty] | DEER:Res:HVAC_Eff_AC | Annual | 20
RB-HV-DuctSeal-HighToLow | DEER2021 | D20v0 | 2020-11-19 10:44 | Any | DMo | Ex | CZ06 | rDXHP | Cap-Tons | 3.5 | 1240 | None | 195 | 0.0813 | 0 | [9 empty] | DEER:Res:HVAC_Eff_AC | Annual | 20
RB-HV-DuctSeal-HighToLow | DEER2021 | D20v0 | 2020-11-19 10:44 | Any | DMo | Ex | CZ06 | rNCGF | Cap-kBTUh | 54.985 | 1240 | None | 0.14131 | 0 | 0.21961 | [9 empty] | DEER:Res:HVAC_Eff_AC | Annual | 20
RB-HV-DuctSeal-HighToLow | DEER2021 | D20v0 | 2020-11-19 10:44 | Any | DMo | Ex | CZ06 | rWtd | Cap-Tons | 3.5 | 1240 | None | 25.9 | 0.0107 | 3.45 | [9 empty] | DEER:Res:HVAC_Eff_AC | Annual | 20
RB-HV-DuctSeal-HighToLow | DEER2021 | D20v0 | 2020-11-19 10:44 | Any | DMo | Ex | CZ07 | rDXGF | Cap-Tons | 3.5 | 1240 | None | 171 | 0.0348 | 2.22 | [9 empty] | DEER:Res:HVAC_Eff_AC | Annual | 20
RB-HV-DuctSeal-HighToLow | DEER2021 | D20v0 | 2020-11-19 10:44 | Any | DMo | Ex | CZ07 | rDXHP | Cap-Tons | 3.5 | 1240 | None | 189 | 0.0406 | 0 | [9 empty] | DEER:Res:HVAC_Eff_AC | Annual | 20
RB-HV-DuctSeal-HighToLow | DEER2021 | D20v0 | 2020-11-19 10:44 | Any | DMo | Ex | CZ07 | rNCGF | Cap-kBTUh | 54.985 | 1240 | None | 0.082113 | 0 | 0.12858 | [9 empty] | DEER:Res:HVAC_Eff_AC | Annual | 20
RB-HV-DuctSeal-HighToLow | DEER2021 | D20v0 | 2020-11-19 10:44 | Any | DMo | Ex | CZ07 | rWtd | Cap-Tons | 3.5 | 1240 | None | 43 | 0.00862 | 2 | [9 empty] | DEER:Res:HVAC_Eff_AC | Annual | 20
RB-HV-DuctSeal-HighToLow | DEER2021 | D20v0 | 2020-11-19 10:44 | Any | DMo | Ex | CZ08 | rDXGF | Cap-Tons | 3.5 | 1240 | None | 193 | 0.0608 | 3.52 | [9 empty] | DEER:Res:HVAC_Eff_AC | Annual | 20
RB-HV-DuctSeal-HighToLow | DEER2021 | D20v0 | 2020-11-19 10:44 | Any | DMo | Ex | CZ08 | rDXHP | Cap-Tons | 3.5 | 1240 | None | 225 | 0.069 | 0 | [9 empty] | DEER:Res:HVAC_Eff_AC | Annual | 20
RB-HV-DuctSeal-HighToLow | DEER2021 | D20v0 | 2020-11-19 10:44 | Any | DMo | Ex | CZ08 | rNCGF | Cap-kBTUh | 54.985 | 1240 | None | 0.12922 | 0 | 0.20115 | [9 empty] | DEER:Res:HVAC_Eff_AC | Annual | 20
RB-HV-DuctSeal-HighToLow | DEER2021 | D20v0 | 2020-11-19 10:44 | Any | DMo | Ex | CZ08 | rWtd | Cap-Tons | 3.5 | 1240 | None | 135 | 0.0424 | 3.1 | [9 empty] | DEER:Res:HVAC_Eff_AC | Annual | 20
RB-HV-DuctSeal-HighToLow | DEER2021 | D20v0 | 2020-11-19 10:44 | Any | DMo | Ex | CZ09 | rDXGF | Cap-Tons | 3.5 | 1240 | None | 180 | 0.111 | 4.64 | [9 empty] | DEER:Res:HVAC_Eff_AC | Annual | 20
RB-HV-DuctSeal-HighToLow | DEER2021 | D20v0 | 2020-11-19 10:44 | Any | DMo | Ex | CZ09 | rDXHP | Cap-Tons | 3.5 | 1240 | None | 221 | 0.126 | 0 | [9 empty] | DEER:Res:HVAC_Eff_AC | Annual | 20
RB-HV-DuctSeal-HighToLow | DEER2021 | D20v0 | 2020-11-19 10:44 | Any | DMo | Ex | CZ09 | rNCGF | Cap-kBTUh | 54.985 | 1240 | None | 0.17059 | 0 | 0.26416 | [9 empty] | DEER:Res:HVAC_Eff_AC | Annual | 20
RB-HV-DuctSeal-HighToLow | DEER2021 | D20v0 | 2020-11-19 10:44 | Any | DMo | Ex | CZ09 | rWtd | Cap-Tons | 3.5 | 1240 | None | 139 | 0.0839 | 4.08 | [9 empty] | DEER:Res:HVAC_Eff_AC | Annual | 20
RB-HV-DuctSeal-HighToLow | DEER2021 | D20v0 | 2020-11-19 10:44 | Any | DMo | Ex | CZ10 | rDXGF | Cap-Tons | 3.5 | 1240 | None | 195 | 0.116 | 3.88 | [9 empty] | DEER:Res:HVAC_Eff_AC | Annual | 20
RB-HV-DuctSeal-HighToLow | DEER2021 | D20v0 | 2020-11-19 10:44 | Any | DMo | Ex | CZ10 | rDXHP | Cap-Tons | 3.5 | 1240 | None | 237 | 0.128 | 0 | [9 empty] | DEER:Res:HVAC_Eff_AC | Annual | 20
RB-HV-DuctSeal-HighToLow | DEER2021 | D20v0 | 2020-11-19 10:44 | Any | DMo | Ex | CZ10 | rNCGF | Cap-kBTUh | 54.985 | 1240 | None | 0.14131 | 0 | 0.21961 | [9 empty] | DEER:Res:HVAC_Eff_AC | Annual | 20
RB-HV-DuctSeal-HighToLow | DEER2021 | D20v0 | 2020-11-19 10:44 | Any | DMo | Ex | CZ10 | rWtd | Cap-Tons | 3.5 | 1240 | None | 196 | 0.115 | 3.39 | [9 empty] | DEER:Res:HVAC_Eff_AC | Annual | 20
RB-HV-DuctSeal-HighToLow | DEER2021 | D20v0 | 2020-11-19 10:44 | Any | DMo | Ex | CZ11 | rDXGF | Cap-Tons | 3.5 | 1240 | None | 190 | 0.155 | 8.5 | [9 empty] | DEER:Res:HVAC_Eff_AC | Annual | 20
RB-HV-DuctSeal-HighToLow | DEER2021 | D20v0 | 2020-11-19 10:44 | Any | DMo | Ex | CZ11 | rDXHP | Cap-Tons | 3.5 | 1240 | None | 280 | 0.156 | 0 | [9 empty] | DEER:Res:HVAC_Eff_AC | Annual | 20
RB-HV-DuctSeal-HighToLow | DEER2021 | D20v0 | 2020-11-19 10:44 | Any | DMo | Ex | CZ11 | rNCGF | Cap-kBTUh | 54.985 | 1240 | None | 0.30872 | 0 | 0.47549 | [9 empty] | DEER:Res:HVAC_Eff_AC | Annual | 20
RB-HV-DuctSeal-HighToLow | DEER2021 | D20v0 | 2020-11-19 10:44 | Any | DMo | Ex | CZ11 | rWtd | Cap-Tons | 3.5 | 1240 | None | 189 | 0.145 | 7.44 | [9 empty] | DEER:Res:HVAC_Eff_AC | Annual | 20
RB-HV-DuctSeal-HighToLow | DEER2021 | D20v0 | 2020-11-19 10:44 | Any | DMo | Ex | CZ12 | rDXGF | Cap-Tons | 3.5 | 1240 | None | 173 | 0.114 | 5.91 | [9 empty] | DEER:Res:HVAC_Eff_AC | Annual | 20
RB-HV-DuctSeal-HighToLow | DEER2021 | D20v0 | 2020-11-19 10:44 | Any | DMo | Ex | CZ12 | rDXHP | Cap-Tons | 3.5 | 1240 | None | 235 | 0.119 | 0 | [9 empty] | DEER:Res:HVAC_Eff_AC | Annual | 20
RB-HV-DuctSeal-HighToLow | DEER2021 | D20v0 | 2020-11-19 10:44 | Any | DMo | Ex | CZ12 | rNCGF | Cap-kBTUh | 54.985 | 1240 | None | 0.21706 | 0 | 0.33546 | [9 empty] | DEER:Res:HVAC_Eff_AC | Annual | 20
RB-HV-DuctSeal-HighToLow | DEER2021 | D20v0 | 2020-11-19 10:44 | Any | DMo | Ex | CZ12 | rWtd | Cap-Tons | 3.5 | 1240 | None | 176 | 0.111 | 5.17 | [9 empty] | DEER:Res:HVAC_Eff_AC | Annual | 20
RB-HV-DuctSeal-HighToLow | DEER2021 | D20v0 | 2020-11-19 10:44 | Any | DMo | Ex | CZ13 | rDXGF | Cap-Tons | 3.5 | 1240 | None | 186 | 0.114 | 6.39 | [9 empty] | DEER:Res:HVAC_Eff_AC | Annual | 20
RB-HV-DuctSeal-HighToLow | DEER2021 | D20v0 | 2020-11-19 10:44 | Any | DMo | Ex | CZ13 | rDXHP | Cap-Tons | 3.5 | 1240 | None | 253 | 0.122 | 0 | [9 empty] | DEER:Res:HVAC_Eff_AC | Annual | 20
RB-HV-DuctSeal-HighToLow | DEER2021 | D20v0 | 2020-11-19 10:44 | Any | DMo | Ex | CZ13 | rNCGF | Cap-kBTUh | 54.985 | 1240 | None | 0.23552 | 0 | 0.3641 | [9 empty] | DEER:Res:HVAC_Eff_AC | Annual | 20
RB-HV-DuctSeal-HighToLow | DEER2021 | D20v0 | 2020-11-19 10:44 | Any | DMo | Ex | CZ13 | rWtd | Cap-Tons | 3.5 | 1240 | None | 184 | 0.108 | 5.6 | [9 empty] | DEER:Res:HVAC_Eff_AC | Annual | 20
RB-HV-DuctSeal-HighToLow | DEER2021 | D20v1 | 2020-11-19 10:44 | Any | DMo | Ex | CZ14 | rDXGF | Cap-Tons | 3.5 | 1240 | None | 150 | 0.153 | 9.36 | [9 empty] | DEER:Res:HVAC_Eff_AC | Annual | 1
RB-HV-DuctSeal-HighToLow | DEER2021 | D20v1 | 2020-11-19 10:44 | Any | DMo | Ex | CZ14 | rDXHP | Cap-Tons | 3.5 | 1240 | None | 278 | 0.173 | 0 | [9 empty] | DEER:Res:HVAC_Eff_AC | Annual | 1
RB-HV-DuctSeal-HighToLow | DEER2021 | D20v1 | 2020-11-19 10:44 | Any | DMo | Ex | CZ14 | rNCGF | Cap-kBTUh | 54.985 | 1240 | None | 0.33927 | 0 | 0.51623 | [9 empty] | DEER:Res:HVAC_Eff_AC | Annual | 1
RB-HV-DuctSeal-HighToLow | DEER2021 | D20v1 | 2020-11-19 10:44 | Any | DMo | Ex | CZ14 | rWtd | Cap-Tons | 3.5 | 1240 | None | 157.07 | 0.14686 | 8.1855 | [9 empty] | DEER:Res:HVAC_Eff_AC | Annual | 1
RB-HV-DuctSeal-HighToLow | DEER2021 | D20v0 | 2020-11-19 10:44 | Any | DMo | Ex | CZ15 | rDXGF | Cap-Tons | 3.5 | 1240 | None | 295 | 0.125 | 2.45 | [9 empty] | DEER:Res:HVAC_Eff_AC | Annual | 20
RB-HV-DuctSeal-HighToLow | DEER2021 | D20v0 | 2020-11-19 10:44 | Any | DMo | Ex | CZ15 | rDXHP | Cap-Tons | 3.5 | 1240 | None | 321 | 0.129 | 0 | [9 empty] | DEER:Res:HVAC_Eff_AC | Annual | 20
RB-HV-DuctSeal-HighToLow | DEER2021 | D20v0 | 2020-11-19 10:44 | Any | DMo | Ex | CZ15 | rNCGF | Cap-kBTUh | 54.985 | 1240 | None | 0.089752 | 0 | 0.13813 | [9 empty] | DEER:Res:HVAC_Eff_AC | Annual | 20
RB-HV-DuctSeal-HighToLow | DEER2021 | D20v0 | 2020-11-19 10:44 | Any | DMo | Ex | CZ15 | rWtd | Cap-Tons | 3.5 | 1240 | None | 298 | 0.126 | 2.15 | [9 empty] | DEER:Res:HVAC_Eff_AC | Annual | 20
RB-HV-DuctSeal-HighToLow | DEER2021 | D20v0 | 2020-11-19 10:44 | Any | DMo | Ex | CZ16 | rDXGF | Cap-Tons | 3.5 | 1240 | None | 144 | 0.053 | 9.12 | [9 empty] | DEER:Res:HVAC_Eff_AC | Annual | 20
RB-HV-DuctSeal-HighToLow | DEER2021 | D20v0 | 2020-11-19 10:44 | Any | DMo | Ex | CZ16 | rDXHP | Cap-Tons | 3.5 | 1240 | None | 265 | 0.06 | 0 | [9 empty] | DEER:Res:HVAC_Eff_AC | Annual | 20
RB-HV-DuctSeal-HighToLow | DEER2021 | D20v0 | 2020-11-19 10:44 | Any | DMo | Ex | CZ16 | rNCGF | Cap-kBTUh | 54.985 | 1240 | None | 0.33291 | 0 | 0.50987 | [9 empty] | DEER:Res:HVAC_Eff_AC | Annual | 20
RB-HV-DuctSeal-HighToLow | DEER2021 | D20v0 | 2020-11-19 10:44 | Any | DMo | Ex | CZ16 | rWtd | Cap-Tons | 3.5 | 1240 | None | 159 | 0.0539 | 7.98 | [9 empty] | DEER:Res:HVAC_Eff_AC | Annual | 20
RB-HV-DuctSeal-HighToLow | DEER2021 | D20v0 | 2020-11-19 10:44 | Any | DMo | Old | CZ01 | rDXGF | Cap-Tons | 3.5 | 1210 | None | 9.3 | 0 | 11.8 | [9 empty] | DEER:Res:HVAC_Eff_AC | Annual | 20
RB-HV-DuctSeal-HighToLow | DEER2021 | D20v0 | 2020-11-19 10:44 | Any | DMo | Old | CZ01 | rDXHP | Cap-Tons | 3.5 | 1210 | None | 105 | 0 | 0 | [9 empty] | DEER:Res:HVAC_Eff_AC | Annual | 20
RB-HV-DuctSeal-HighToLow | DEER2021 | D20v0 | 2020-11-19 10:44 | Any | DMo | Old | CZ01 | rNCGF | Cap-kBTUh | 54.985 | 1210 | None | 0.42075 | 0 | 0.67473 | [9 empty] | DEER:Res:HVAC_Eff_AC | Annual | 20
RB-HV-DuctSeal-HighToLow | DEER2021 | D20v0 | 2020-11-19 10:44 | Any | DMo | Old | CZ01 | rWtd | Cap-Tons | 3.5 | 1210 | None | 8.63 | 0 | 10.5 | [9 empty] | DEER:Res:HVAC_Eff_AC | Annual | 20
RB-HV-DuctSeal-HighToLow | DEER2021 | D20v0 | 2020-11-19 10:44 | Any | DMo | Old | CZ02 | rDXGF | Cap-Tons | 3.5 | 1210 | None | 36.2 | 0.104 | 12.1 | [9 empty] | DEER:Res:HVAC_Eff_AC | Annual | 20
RB-HV-DuctSeal-HighToLow | DEER2021 | D20v0 | 2020-11-19 10:44 | Any | DMo | Old | CZ02 | rDXHP | Cap-Tons | 3.5 | 1210 | None | 154 | 0.115 | 0 | [9 empty] | DEER:Res:HVAC_Eff_AC | Annual | 20
RB-HV-DuctSeal-HighToLow | DEER2021 | D20v0 | 2020-11-19 10:44 | Any | DMo | Old | CZ02 | rNCGF | Cap-kBTUh | 54.985 | 1210 | None | 0.42584 | 0 | 0.68109 | [9 empty] | DEER:Res:HVAC_Eff_AC | Annual | 20
RB-HV-DuctSeal-HighToLow | DEER2021 | D20v0 | 2020-11-19 10:44 | Any | DMo | Old | CZ02 | rWtd | Cap-Tons | 3.5 | 1210 | None | 47.5 | 0.0974 | 10.6 | [9 empty] | DEER:Res:HVAC_Eff_AC | Annual | 20
RB-HV-DuctSeal-HighToLow | DEER2021 | D20v0 | 2020-11-19 10:44 | Any | DMo | Old | CZ03 | rDXGF | Cap-Tons | 3.5 | 1210 | None | 23.7 | 0.0631 | 9.29 | [9 empty] | DEER:Res:HVAC_Eff_AC | Annual | 20
RB-HV-DuctSeal-HighToLow | DEER2021 | D20v0 | 2020-11-19 10:44 | Any | DMo | Old | CZ03 | rDXHP | Cap-Tons | 3.5 | 1210 | None | 91.7 | 0.0741 | 0 | [9 empty] | DEER:Res:HVAC_Eff_AC | Annual | 20
RB-HV-DuctSeal-HighToLow | DEER2021 | D20v0 | 2020-11-19 10:44 | Any | DMo | Old | CZ03 | rNCGF | Cap-kBTUh | 54.985 | 1210 | None | 0.33164 | 0 | 0.53405 | [9 empty] | DEER:Res:HVAC_Eff_AC | Annual | 20
RB-HV-DuctSeal-HighToLow | DEER2021 | D20v0 | 2020-11-19 10:44 | Any | DMo | Old | CZ03 | rWtd | Cap-Tons | 3.5 | 1210 | None | 21.2 | 0.0381 | 8.23 | [9 empty] | DEER:Res:HVAC_Eff_AC | Annual | 20
RB-HV-DuctSeal-HighToLow | DEER2021 | D20v0 | 2020-11-19 10:44 | Any | DMo | Old | CZ04 | rDXGF | Cap-Tons | 3.5 | 1210 | None | 58.7 | 0.116 | 7.99 | [9 empty] | DEER:Res:HVAC_Eff_AC | Annual | 20
RB-HV-DuctSeal-HighToLow | DEER2021 | D20v0 | 2020-11-19 10:44 | Any | DMo | Old | CZ04 | rDXHP | Cap-Tons | 3.5 | 1210 | None | 144 | 0.125 | 0 | [9 empty] | DEER:Res:HVAC_Eff_AC | Annual | 20
RB-HV-DuctSeal-HighToLow | DEER2021 | D20v0 | 2020-11-19 10:44 | Any | DMo | Old | CZ04 | rNCGF | Cap-kBTUh | 54.985 | 1210 | None | 0.28262 | 0 | 0.45067 | [9 empty] | DEER:Res:HVAC_Eff_AC | Annual | 20
RB-HV-DuctSeal-HighToLow | DEER2021 | D20v0 | 2020-11-19 10:44 | Any | DMo | Old | CZ04 | rWtd | Cap-Tons | 3.5 | 1210 | None | 54.2 | 0.0896 | 7.02 | [9 empty] | DEER:Res:HVAC_Eff_AC | Annual | 20
RB-HV-DuctSeal-HighToLow | DEER2021 | D20v0 | 2020-11-19 10:44 | Any | DMo | Old | CZ05 | rDXGF | Cap-Tons | 3.5 | 1210 | None | 20.2 | 0.0484 | 10.1 | [9 empty] | DEER:Res:HVAC_Eff_AC | Annual | 20
RB-HV-DuctSeal-HighToLow | DEER2021 | D20v0 | 2020-11-19 10:44 | Any | DMo | Old | CZ05 | rDXHP | Cap-Tons | 3.5 | 1210 | None | 102 | 0.0548 | 0 | [9 empty] | DEER:Res:HVAC_Eff_AC | Annual | 20
RB-HV-DuctSeal-HighToLow | DEER2021 | D20v0 | 2020-11-19 10:44 | Any | DMo | Old | CZ05 | rNCGF | Cap-kBTUh | 54.985 | 1210 | None | 0.35773 | 0 | 0.57352 | [9 empty] | DEER:Res:HVAC_Eff_AC | Annual | 20
RB-HV-DuctSeal-HighToLow | DEER2021 | D20v0 | 2020-11-19 10:44 | Any | DMo | Old | CZ05 | rWtd | Cap-Tons | 3.5 | 1210 | None | 9.32 | 0.00735 | 8.98 | [9 empty] | DEER:Res:HVAC_Eff_AC | Annual | 20
RB-HV-DuctSeal-HighToLow | DEER2021 | D20v0 | 2020-11-19 10:44 | Any | DMo | Old | CZ06 | rDXGF | Cap-Tons | 3.5 | 1210 | None | 50.3 | 0.106 | 3.78 | [9 empty] | DEER:Res:HVAC_Eff_AC | Annual | 20
RB-HV-DuctSeal-HighToLow | DEER2021 | D20v0 | 2020-11-19 10:44 | Any | DMo | Old | CZ06 | rDXHP | Cap-Tons | 3.5 | 1210 | None | 88.2 | 0.119 | 0 | [9 empty] | DEER:Res:HVAC_Eff_AC | Annual | 20
RB-HV-DuctSeal-HighToLow | DEER2021 | D20v0 | 2020-11-19 10:44 | Any | DMo | Old | CZ06 | rNCGF | Cap-kBTUh | 54.985 | 1210 | None | 0.13431 | 0 | 0.21579 | [9 empty] | DEER:Res:HVAC_Eff_AC | Annual | 20
RB-HV-DuctSeal-HighToLow | DEER2021 | D20v0 | 2020-11-19 10:44 | Any | DMo | Old | CZ06 | rWtd | Cap-Tons | 3.5 | 1210 | None | 9.86 | 0.0157 | 3.38 | [9 empty] | DEER:Res:HVAC_Eff_AC | Annual | 20
RB-HV-DuctSeal-HighToLow | DEER2021 | D20v0 | 2020-11-19 10:44 | Any | DMo | Old | CZ07 | rDXGF | Cap-Tons | 3.5 | 1210 | None | 49.2 | 0.0674 | 2.57 | [9 empty] | DEER:Res:HVAC_Eff_AC | Annual | 20
RB-HV-DuctSeal-HighToLow | DEER2021 | D20v0 | 2020-11-19 10:44 | Any | DMo | Old | CZ07 | rDXHP | Cap-Tons | 3.5 | 1210 | None | 75.2 | 0.0797 | 0 | [9 empty] | DEER:Res:HVAC_Eff_AC | Annual | 20
RB-HV-DuctSeal-HighToLow | DEER2021 | D20v0 | 2020-11-19 10:44 | Any | DMo | Old | CZ07 | rNCGF | Cap-kBTUh | 54.985 | 1210 | None | 0.092298 | 0 | 0.14959 | [9 empty] | DEER:Res:HVAC_Eff_AC | Annual | 20
RB-HV-DuctSeal-HighToLow | DEER2021 | D20v0 | 2020-11-19 10:44 | Any | DMo | Old | CZ07 | rWtd | Cap-Tons | 3.5 | 1210 | None | 13.8 | 0.0167 | 2.33 | [9 empty] | DEER:Res:HVAC_Eff_AC | Annual | 20
RB-HV-DuctSeal-HighToLow | DEER2021 | D20v0 | 2020-11-19 10:44 | Any | DMo | Old | CZ08 | rDXGF | Cap-Tons | 3.5 | 1220 | None | 72.3 | 0.0888 | 3.86 | [9 empty] | DEER:Res:HVAC_Eff_AC | Annual | 20
RB-HV-DuctSeal-HighToLow | DEER2021 | D20v0 | 2020-11-19 10:44 | Any | DMo | Old | CZ08 | rDXHP | Cap-Tons | 3.5 | 1220 | None | 109 | 0.0962 | 0 | [9 empty] | DEER:Res:HVAC_Eff_AC | Annual | 20
RB-HV-DuctSeal-HighToLow | DEER2021 | D20v0 | 2020-11-19 10:44 | Any | DMo | Old | CZ08 | rNCGF | Cap-kBTUh | 54.985 | 1220 | None | 0.13813 | 0 | 0.22342 | [9 empty] | DEER:Res:HVAC_Eff_AC | Annual | 20
RB-HV-DuctSeal-HighToLow | DEER2021 | D20v0 | 2020-11-19 10:44 | Any | DMo | Old | CZ08 | rWtd | Cap-Tons | 3.5 | 1220 | None | 53.4 | 0.0615 | 3.42 | [9 empty] | DEER:Res:HVAC_Eff_AC | Annual | 20
RB-HV-DuctSeal-HighToLow | DEER2021 | D20v0 | 2020-11-19 10:44 | Any | DMo | Old | CZ09 | rDXGF | Cap-Tons | 3.5 | 1220 | None | 108 | 0.176 | 6.19 | [9 empty] | DEER:Res:HVAC_Eff_AC | Annual | 20
RB-HV-DuctSeal-HighToLow | DEER2021 | D20v0 | 2020-11-19 10:44 | Any | DMo | Old | CZ09 | rDXHP | Cap-Tons | 3.5 | 1220 | None | 164 | 0.187 | 0 | [9 empty] | DEER:Res:HVAC_Eff_AC | Annual | 20
RB-HV-DuctSeal-HighToLow | DEER2021 | D20v0 | 2020-11-19 10:44 | Any | DMo | Old | CZ09 | rNCGF | Cap-kBTUh | 54.985 | 1220 | None | 0.22215 | 0 | 0.35264 | [9 empty] | DEER:Res:HVAC_Eff_AC | Annual | 20
RB-HV-DuctSeal-HighToLow | DEER2021 | D20v0 | 2020-11-19 10:44 | Any | DMo | Old | CZ09 | rWtd | Cap-Tons | 3.5 | 1220 | None | 86.1 | 0.132 | 5.45 | [9 empty] | DEER:Res:HVAC_Eff_AC | Annual | 20
RB-HV-DuctSeal-HighToLow | DEER2021 | D20v0 | 2020-11-19 10:44 | Any | DMo | Old | CZ10 | rDXGF | Cap-Tons | 3.5 | 1220 | None | 102 | 0.145 | 5.59 | [9 empty] | DEER:Res:HVAC_Eff_AC | Annual | 20
RB-HV-DuctSeal-HighToLow | DEER2021 | D20v0 | 2020-11-19 10:44 | Any | DMo | Old | CZ10 | rDXHP | Cap-Tons | 3.5 | 1220 | None | 159 | 0.153 | 0 | [9 empty] | DEER:Res:HVAC_Eff_AC | Annual | 20
RB-HV-DuctSeal-HighToLow | DEER2021 | D20v0 | 2020-11-19 10:44 | Any | DMo | Old | CZ10 | rNCGF | Cap-kBTUh | 54.985 | 1220 | None | 0.19796 | 0 | 0.317 | [9 empty] | DEER:Res:HVAC_Eff_AC | Annual | 20
RB-HV-DuctSeal-HighToLow | DEER2021 | D20v0 | 2020-11-19 10:44 | Any | DMo | Old | CZ10 | rWtd | Cap-Tons | 3.5 | 1220 | None | 107 | 0.143 | 4.9 | [9 empty] | DEER:Res:HVAC_Eff_AC | Annual | 20
RB-HV-DuctSeal-HighToLow | DEER2021 | D20v0 | 2020-11-19 10:44 | Any | DMo | Old | CZ11 | rDXGF | Cap-Tons | 3.5 | 1220 | None | 139 | 0.203 | 11 | [9 empty] | DEER:Res:HVAC_Eff_AC | Annual | 20
RB-HV-DuctSeal-HighToLow | DEER2021 | D20v0 | 2020-11-19 10:44 | Any | DMo | Old | CZ11 | rDXHP | Cap-Tons | 3.5 | 1220 | None | 247 | 0.202 | 0 | [9 empty] | DEER:Res:HVAC_Eff_AC | Annual | 20
RB-HV-DuctSeal-HighToLow | DEER2021 | D20v0 | 2020-11-19 10:44 | Any | DMo | Old | CZ11 | rNCGF | Cap-kBTUh | 54.985 | 1220 | None | 0.38892 | 0 | 0.62062 | [9 empty] | DEER:Res:HVAC_Eff_AC | Annual | 20
RB-HV-DuctSeal-HighToLow | DEER2021 | D20v0 | 2020-11-19 10:44 | Any | DMo | Old | CZ11 | rWtd | Cap-Tons | 3.5 | 1220 | None | 143 | 0.19 | 9.63 | [9 empty] | DEER:Res:HVAC_Eff_AC | Annual | 20
RB-HV-DuctSeal-HighToLow | DEER2021 | D20v0 | 2020-11-19 10:44 | Any | DMo | Old | CZ12 | rDXGF | Cap-Tons | 3.5 | 1210 | None | 85.2 | 0.157 | 11.1 | [9 empty] | DEER:Res:HVAC_Eff_AC | Annual | 20
RB-HV-DuctSeal-HighToLow | DEER2021 | D20v0 | 2020-11-19 10:44 | Any | DMo | Old | CZ12 | rDXHP | Cap-Tons | 3.5 | 1210 | None | 188 | 0.163 | 0 | [9 empty] | DEER:Res:HVAC_Eff_AC | Annual | 20
RB-HV-DuctSeal-HighToLow | DEER2021 | D20v0 | 2020-11-19 10:44 | Any | DMo | Old | CZ12 | rNCGF | Cap-kBTUh | 54.985 | 1210 | None | 0.39402 | 0 | 0.63017 | [9 empty] | DEER:Res:HVAC_Eff_AC | Annual | 20
RB-HV-DuctSeal-HighToLow | DEER2021 | D20v0 | 2020-11-19 10:44 | Any | DMo | Old | CZ12 | rWtd | Cap-Tons | 3.5 | 1210 | None | 95.5 | 0.153 | 9.74 | [9 empty] | DEER:Res:HVAC_Eff_AC | Annual | 20
RB-HV-DuctSeal-HighToLow | DEER2021 | D20v0 | 2020-11-19 10:44 | Any | DMo | Old | CZ13 | rDXGF | Cap-Tons | 3.5 | 1210 | None | 149 | 0.155 | 8.69 | [9 empty] | DEER:Res:HVAC_Eff_AC | Annual | 20
RB-HV-DuctSeal-HighToLow | DEER2021 | D20v0 | 2020-11-19 10:44 | Any | DMo | Old | CZ13 | rDXHP | Cap-Tons | 3.5 | 1210 | None | 238 | 0.168 | 0 | [9 empty] | DEER:Res:HVAC_Eff_AC | Annual | 20
RB-HV-DuctSeal-HighToLow | DEER2021 | D20v0 | 2020-11-19 10:44 | Any | DMo | Old | CZ13 | rNCGF | Cap-kBTUh | 54.985 | 1210 | None | 0.30936 | 0 | 0.4965 | [9 empty] | DEER:Res:HVAC_Eff_AC | Annual | 20
RB-HV-DuctSeal-HighToLow | DEER2021 | D20v0 | 2020-11-19 10:44 | Any | DMo | Old | CZ13 | rWtd | Cap-Tons | 3.5 | 1210 | None | 151 | 0.148 | 7.62 | [9 empty] | DEER:Res:HVAC_Eff_AC | Annual | 20
RB-HV-DuctSeal-HighToLow | DEER2021 | D20v0 | 2020-11-19 10:44 | Any | DMo | Old | CZ14 | rDXGF | Cap-Tons | 3.5 | 1230 | None | 178 | 0.175 | 13.6 | [9 empty] | DEER:Res:HVAC_Eff_AC | Annual | 20
RB-HV-DuctSeal-HighToLow | DEER2021 | D20v0 | 2020-11-19 10:44 | Any | DMo | Old | CZ14 | rDXHP | Cap-Tons | 3.5 | 1230 | None | 334 | 0.184 | 0 | [9 empty] | DEER:Res:HVAC_Eff_AC | Annual | 20
RB-HV-DuctSeal-HighToLow | DEER2021 | D20v0 | 2020-11-19 10:44 | Any | DMo | Old | CZ14 | rNCGF | Cap-kBTUh | 54.985 | 1230 | None | 0.47231 | 0 | 0.75111 | [9 empty] | DEER:Res:HVAC_Eff_AC | Annual | 20
RB-HV-DuctSeal-HighToLow | DEER2021 | D20v0 | 2020-11-19 10:44 | Any | DMo | Old | CZ14 | rWtd | Cap-Tons | 3.5 | 1230 | None | 149 | 0.131 | 11.9 | [9 empty] | DEER:Res:HVAC_Eff_AC | Annual | 20
RB-HV-DuctSeal-HighToLow | DEER2021 | D20v0 | 2020-11-19 10:44 | Any | DMo | Old | CZ15 | rDXGF | Cap-Tons | 3.5 | 1230 | None | 234 | 0.17 | 4.28 | [9 empty] | DEER:Res:HVAC_Eff_AC | Annual | 20
RB-HV-DuctSeal-HighToLow | DEER2021 | D20v0 | 2020-11-19 10:44 | Any | DMo | Old | CZ15 | rDXHP | Cap-Tons | 3.5 | 1230 | None | 273 | 0.177 | 0 | [9 empty] | DEER:Res:HVAC_Eff_AC | Annual | 20
RB-HV-DuctSeal-HighToLow | DEER2021 | D20v0 | 2020-11-19 10:44 | Any | DMo | Old | CZ15 | rNCGF | Cap-kBTUh | 54.985 | 1230 | None | 0.15277 | 0 | 0.24061 | [9 empty] | DEER:Res:HVAC_Eff_AC | Annual | 20
RB-HV-DuctSeal-HighToLow | DEER2021 | D20v0 | 2020-11-19 10:44 | Any | DMo | Old | CZ15 | rWtd | Cap-Tons | 3.5 | 1230 | None | 239 | 0.171 | 3.75 | [9 empty] | DEER:Res:HVAC_Eff_AC | Annual | 20
RB-HV-DuctSeal-HighToLow | DEER2021 | D20v0 | 2020-11-19 10:44 | Any | DMo | Old | CZ16 | rDXGF | Cap-Tons | 3.5 | 1240 | None | 66.8 | 0.0797 | 27.9 | [9 empty] | DEER:Res:HVAC_Eff_AC | Annual | 20
RB-HV-DuctSeal-HighToLow | DEER2021 | D20v0 | 2020-11-19 10:44 | Any | DMo | Old | CZ16 | rDXHP | Cap-Tons | 3.5 | 1240 | None | 413 | 0.0877 | 0 | [9 empty] | DEER:Res:HVAC_Eff_AC | Annual | 20
RB-HV-DuctSeal-HighToLow | DEER2021 | D20v0 | 2020-11-19 10:44 | Any | DMo | Old | CZ16 | rNCGF | Cap-kBTUh | 54.985 | 1240 | None | 0.96117 | 0 | 1.5213 | [9 empty] | DEER:Res:HVAC_Eff_AC | Annual | 20
RB-HV-DuctSeal-HighToLow | DEER2021 | D20v0 | 2020-11-19 10:44 | Any | DMo | Old | CZ16 | rWtd | Cap-Tons | 3.5 | 1240 | None | 110 | 0.0807 | 24.4 | [9 empty] | DEER:Res:HVAC_Eff_AC | Annual | 20
RB-HV-DuctSeal-HighToLow | DEER2021 | D20v0 | 2020-11-19 10:44 | Any | MFm | Ex | CZ01 | rDXGF | Cap-Tons | 1 | 999 | None | 2.91 | 0 | 2.37 | [9 empty] | DEER:Res:HVAC_Eff_AC | Annual | 20
RB-HV-DuctSeal-HighToLow | DEER2021 | D20v0 | 2020-11-19 10:44 | Any | MFm | Ex | CZ01 | rDXHP | Cap-Tons | 1 | 999 | None | 26.6 | 0 | 0 | [9 empty] | DEER:Res:HVAC_Eff_AC | Annual | 20
RB-HV-DuctSeal-HighToLow | DEER2021 | D20v0 | 2020-11-19 10:44 | Any | MFm | Ex | CZ01 | rNCGF | Cap-kBTUh | 18.68 | 999 | None | 0.11724 | 0 | 0.11135 | [9 empty] | DEER:Res:HVAC_Eff_AC | Annual | 20
RB-HV-DuctSeal-HighToLow | DEER2021 | D20v0 | 2020-11-19 10:44 | Any | MFm | Ex | CZ01 | rWtd | Cap-Tons | 1 | 999 | None | 2.32 | 0 | 2.08 | [9 empty] | DEER:Res:HVAC_Eff_AC | Annual | 20
RB-HV-DuctSeal-HighToLow | DEER2021 | D20v0 | 2020-11-19 10:44 | Any | MFm | Ex | CZ02 | rDXGF | Cap-Tons | 1 | 1070 | None | 6.37 | 0.0134 | 1.51 | [9 empty] | DEER:Res:HVAC_Eff_AC | Annual | 20
RB-HV-DuctSeal-HighToLow | DEER2021 | D20v0 | 2020-11-19 10:44 | Any | MFm | Ex | CZ02 | rDXHP | Cap-Tons | 1 | 1070 | None | 21.8 | 0.0141 | 0 | [9 empty] | DEER:Res:HVAC_Eff_AC | Annual | 20
RB-HV-DuctSeal-HighToLow | DEER2021 | D20v0 | 2020-11-19 10:44 | Any | MFm | Ex | CZ02 | rNCGF | Cap-kBTUh | 18.68 | 1070 | None | 0.076017 | 0 | 0.073876 | [9 empty] | DEER:Res:HVAC_Eff_AC | Annual | 20
RB-HV-DuctSeal-HighToLow | DEER2021 | D20v0 | 2020-11-19 10:44 | Any | MFm | Ex | CZ02 | rWtd | Cap-Tons | 1 | 1070 | None | 4.28 | 0.00557 | 1.36 | [9 empty] | DEER:Res:HVAC_Eff_AC | Annual | 20
RB-HV-DuctSeal-HighToLow | DEER2021 | D20v0 | 2020-11-19 10:44 | Any | MFm | Ex | CZ03 | rDXGF | Cap-Tons | 1 | 999 | None | 2.53 | 0.00394 | 1.84 | [9 empty] | DEER:Res:HVAC_Eff_AC | Annual | 20
RB-HV-DuctSeal-HighToLow | DEER2021 | D20v0 | 2020-11-19 10:44 | Any | MFm | Ex | CZ03 | rDXHP | Cap-Tons | 1 | 999 | None | 18.2 | 0.00442 | 0 | [9 empty] | DEER:Res:HVAC_Eff_AC | Annual | 20
RB-HV-DuctSeal-HighToLow | DEER2021 | D20v0 | 2020-11-19 10:44 | Any | MFm | Ex | CZ03 | rNCGF | Cap-kBTUh | 18.68 | 999 | None | 0.089936 | 0 | 0.094754 | [9 empty] | DEER:Res:HVAC_Eff_AC | Annual | 20
RB-HV-DuctSeal-HighToLow | DEER2021 | D20v0 | 2020-11-19 10:44 | Any | MFm | Ex | CZ03 | rWtd | Cap-Tons | 1 | 999 | None | 1.93 | 0.00035 | 1.75 | [9 empty] | DEER:Res:HVAC_Eff_AC | Annual | 20
RB-HV-DuctSeal-HighToLow | DEER2021 | D20v0 | 2020-11-19 10:44 | Any | MFm | Ex | CZ04 | rDXGF | Cap-Tons | 1 | 999 | None | 8.51 | 0.0145 | 0.976 | [9 empty] | DEER:Res:HVAC_Eff_AC | Annual | 20
RB-HV-DuctSeal-HighToLow | DEER2021 | D20v0 | 2020-11-19 10:44 | Any | MFm | Ex | CZ04 | rDXHP | Cap-Tons | 1 | 999 | None | 20.1 | 0.0153 | 0 | [9 empty] | DEER:Res:HVAC_Eff_AC | Annual | 20
RB-HV-DuctSeal-HighToLow | DEER2021 | D20v0 | 2020-11-19 10:44 | Any | MFm | Ex | CZ04 | rNCGF | Cap-kBTUh | 18.68 | 999 | None | 0.048876 | 0 | 0.049786 | [9 empty] | DEER:Res:HVAC_Eff_AC | Annual | 20
RB-HV-DuctSeal-HighToLow | DEER2021 | D20v0 | 2020-11-19 10:44 | Any | MFm | Ex | CZ04 | rWtd | Cap-Tons | 1 | 999 | None | 4.91 | 0.00643 | 0.896 | [9 empty] | DEER:Res:HVAC_Eff_AC | Annual | 20
RB-HV-DuctSeal-HighToLow | DEER2021 | D20v0 | 2020-11-19 10:44 | Any | MFm | Ex | CZ05 | rDXGF | Cap-Tons | 1.04 | 999 | None | 2.02 | 0.00241 | 1.38 | [9 empty] | DEER:Res:HVAC_Eff_AC | Annual | 20
RB-HV-DuctSeal-HighToLow | DEER2021 | D20v0 | 2020-11-19 10:44 | Any | MFm | Ex | CZ05 | rDXHP | Cap-Tons | 1.04 | 999 | None | 16.1 | 0.00289 | 0 | [9 empty] | DEER:Res:HVAC_Eff_AC | Annual | 20
RB-HV-DuctSeal-HighToLow | DEER2021 | D20v0 | 2020-11-19 10:44 | Any | MFm | Ex | CZ05 | rNCGF | Cap-kBTUh | 19.4272 | 999 | None | 0.066381 | 0 | 0.070664 | [9 empty] | DEER:Res:HVAC_Eff_AC | Annual | 20
RB-HV-DuctSeal-HighToLow | DEER2021 | D20v0 | 2020-11-19 10:44 | Any | MFm | Ex | CZ05 | rWtd | Cap-Tons | 1.04 | 999 | None | 2.02 | 0.00076 | 1.29 | [9 empty] | DEER:Res:HVAC_Eff_AC | Annual | 20
RB-HV-DuctSeal-HighToLow | DEER2021 | D20v0 | 2020-11-19 10:44 | Any | MFm | Ex | CZ06 | rDXGF | Cap-Tons | 1.28 | 1210 | None | 5.51 | 0.0114 | 0.921 | [9 empty] | DEER:Res:HVAC_Eff_AC | Annual | 20
RB-HV-DuctSeal-HighToLow | DEER2021 | D20v0 | 2020-11-19 10:44 | Any | MFm | Ex | CZ06 | rDXHP | Cap-Tons | 1.28 | 1210 | None | 13.7 | 0.0127 | 0 | [9 empty] | DEER:Res:HVAC_Eff_AC | Annual | 20
RB-HV-DuctSeal-HighToLow | DEER2021 | D20v0 | 2020-11-19 10:44 | Any | MFm | Ex | CZ06 | rNCGF | Cap-kBTUh | 23.9104 | 1210 | None | 0.040846 | 0 | 0.04727 | [9 empty] | DEER:Res:HVAC_Eff_AC | Annual | 20
RB-HV-DuctSeal-HighToLow | DEER2021 | D20v0 | 2020-11-19 10:44 | Any | MFm | Ex | CZ06 | rWtd | Cap-Tons | 1.28 | 1210 | None | 3.5 | 0.00548 | 0.847 | [9 empty] | DEER:Res:HVAC_Eff_AC | Annual | 20
RB-HV-DuctSeal-HighToLow | DEER2021 | D20v0 | 2020-11-19 10:44 | Any | MFm | Ex | CZ07 | rDXGF | Cap-Tons | 1.11 | 1210 | None | 7.91 | 0.00855 | 0.776 | [9 empty] | DEER:Res:HVAC_Eff_AC | Annual | 20
RB-HV-DuctSeal-HighToLow | DEER2021 | D20v0 | 2020-11-19 10:44 | Any | MFm | Ex | CZ07 | rDXHP | Cap-Tons | 1.11 | 1210 | None | 13.7 | 0.00895 | 0 | [9 empty] | DEER:Res:HVAC_Eff_AC | Annual | 20
RB-HV-DuctSeal-HighToLow | DEER2021 | D20v0 | 2020-11-19 10:44 | Any | MFm | Ex | CZ07 | rNCGF | Cap-kBTUh | 20.7348 | 1210 | None | 0.03667 | 0 | 0.040043 | [9 empty] | DEER:Res:HVAC_Eff_AC | Annual | 20
RB-HV-DuctSeal-HighToLow | DEER2021 | D20v0 | 2020-11-19 10:44 | Any | MFm | Ex | CZ07 | rWtd | Cap-Tons | 1.11 | 1210 | None | 3.25 | 0.00277 | 0.726 | [9 empty] | DEER:Res:HVAC_Eff_AC | Annual | 20
RB-HV-DuctSeal-HighToLow | DEER2021 | D20v0 | 2020-11-19 10:44 | Any | MFm | Ex | CZ08 | rDXGF | Cap-Tons | 1.19 | 1210 | None | 10.2 | 0.0101 | 0.782 | [9 empty] | DEER:Res:HVAC_Eff_AC | Annual | 20
RB-HV-DuctSeal-HighToLow | DEER2021 | D20v0 | 2020-11-19 10:44 | Any | MFm | Ex | CZ08 | rDXHP | Cap-Tons | 1.19 | 1210 | None | 16.5 | 0.0105 | 0 | [9 empty] | DEER:Res:HVAC_Eff_AC | Annual | 20
RB-HV-DuctSeal-HighToLow | DEER2021 | D20v0 | 2020-11-19 10:44 | Any | MFm | Ex | CZ08 | rNCGF | Cap-kBTUh | 22.2292 | 1210 | None | 0.036135 | 0 | 0.040364 | [9 empty] | DEER:Res:HVAC_Eff_AC | Annual | 20
RB-HV-DuctSeal-HighToLow | DEER2021 | D20v0 | 2020-11-19 10:44 | Any | MFm | Ex | CZ08 | rWtd | Cap-Tons | 1.19 | 1210 | None | 5.57 | 0.00481 | 0.721 | [9 empty] | DEER:Res:HVAC_Eff_AC | Annual | 20
RB-HV-DuctSeal-HighToLow | DEER2021 | D20v0 | 2020-11-19 10:44 | Any | MFm | Ex | CZ09 | rDXGF | Cap-Tons | 1 | 1130 | None | 12.4 | 0.0151 | 1.26 | [9 empty] | DEER:Res:HVAC_Eff_AC | Annual | 20
RB-HV-DuctSeal-HighToLow | DEER2021 | D20v0 | 2020-11-19 10:44 | Any | MFm | Ex | CZ09 | rDXHP | Cap-Tons | 1 | 1130 | None | 22.3 | 0.0154 | 0 | [9 empty] | DEER:Res:HVAC_Eff_AC | Annual | 20
RB-HV-DuctSeal-HighToLow | DEER2021 | D20v0 | 2020-11-19 10:44 | Any | MFm | Ex | CZ09 | rNCGF | Cap-kBTUh | 18.68 | 1130 | None | 0.062099 | 0 | 0.06424 | [9 empty] | DEER:Res:HVAC_Eff_AC | Annual | 20
RB-HV-DuctSeal-HighToLow | DEER2021 | D20v0 | 2020-11-19 10:44 | Any | MFm | Ex | CZ09 | rWtd | Cap-Tons | 1 | 1130 | None | 9.82 | 0.0106 | 1.13 | [9 empty] | DEER:Res:HVAC_Eff_AC | Annual | 20
RB-HV-DuctSeal-HighToLow | DEER2021 | D20v0 | 2020-11-19 10:44 | Any | MFm | Ex | CZ10 | rDXGF | Cap-Tons | 1 | 1070 | None | 10.7 | 0.0163 | 0.83 | [9 empty] | DEER:Res:HVAC_Eff_AC | Annual | 20
RB-HV-DuctSeal-HighToLow | DEER2021 | D20v0 | 2020-11-19 10:44 | Any | MFm | Ex | CZ10 | rDXHP | Cap-Tons | 1 | 1070 | None | 18 | 0.0166 | 0 | [9 empty] | DEER:Res:HVAC_Eff_AC | Annual | 20
RB-HV-DuctSeal-HighToLow | DEER2021 | D20v0 | 2020-11-19 10:44 | Any | MFm | Ex | CZ10 | rNCGF | Cap-kBTUh | 18.68 | 1070 | None | 0.041113 | 0 | 0.042559 | [9 empty] | DEER:Res:HVAC_Eff_AC | Annual | 20
RB-HV-DuctSeal-HighToLow | DEER2021 | D20v0 | 2020-11-19 10:44 | Any | MFm | Ex | CZ10 | rWtd | Cap-Tons | 1 | 1070 | None | 10.8 | 0.0151 | 0.731 | [9 empty] | DEER:Res:HVAC_Eff_AC | Annual | 20
RB-HV-DuctSeal-HighToLow | DEER2021 | D20v0 | 2020-11-19 10:44 | Any | MFm | Ex | CZ11 | rDXGF | Cap-Tons | 1 | 1070 | None | 25.8 | 0.0232 | 2.13 | [9 empty] | DEER:Res:HVAC_Eff_AC | Annual | 20
RB-HV-DuctSeal-HighToLow | DEER2021 | D20v0 | 2020-11-19 10:44 | Any | MFm | Ex | CZ11 | rDXHP | Cap-Tons | 1 | 1070 | None | 47.4 | 0.0234 | 0 | [9 empty] | DEER:Res:HVAC_Eff_AC | Annual | 20
RB-HV-DuctSeal-HighToLow | DEER2021 | D20v0 | 2020-11-19 10:44 | Any | MFm | Ex | CZ11 | rNCGF | Cap-kBTUh | 18.68 | 1070 | None | 0.10439 | 0 | 0.11028 | [9 empty] | DEER:Res:HVAC_Eff_AC | Annual | 20
RB-HV-DuctSeal-HighToLow | DEER2021 | D20v0 | 2020-11-19 10:44 | Any | MFm | Ex | CZ11 | rWtd | Cap-Tons | 1 | 1070 | None | 27.8 | 0.0227 | 1.87 | [9 empty] | DEER:Res:HVAC_Eff_AC | Annual | 20
RB-HV-DuctSeal-HighToLow | DEER2021 | D20v0 | 2020-11-19 10:44 | Any | MFm | Ex | CZ12 | rDXGF | Cap-Tons | 1 | 1070 | None | 14.8 | 0.0154 | 1.53 | [9 empty] | DEER:Res:HVAC_Eff_AC | Annual | 20
RB-HV-DuctSeal-HighToLow | DEER2021 | D20v0 | 2020-11-19 10:44 | Any | MFm | Ex | CZ12 | rDXHP | Cap-Tons | 1 | 1070 | None | 30.5 | 0.0165 | 0 | [9 empty] | DEER:Res:HVAC_Eff_AC | Annual | 20
RB-HV-DuctSeal-HighToLow | DEER2021 | D20v0 | 2020-11-19 10:44 | Any | MFm | Ex | CZ12 | rNCGF | Cap-kBTUh | 18.68 | 1070 | None | 0.076017 | 0 | 0.077088 | [9 empty] | DEER:Res:HVAC_Eff_AC | Annual | 20
RB-HV-DuctSeal-HighToLow | DEER2021 | D20v0 | 2020-11-19 10:44 | Any | MFm | Ex | CZ12 | rWtd | Cap-Tons | 1 | 1070 | None | 15 | 0.0137 | 1.35 | [9 empty] | DEER:Res:HVAC_Eff_AC | Annual | 20
RB-HV-DuctSeal-HighToLow | DEER2021 | D20v0 | 2020-11-19 10:44 | Any | MFm | Ex | CZ13 | rDXGF | Cap-Tons | 1 | 1070 | None | 23.9 | 0.0191 | 1.79 | [9 empty] | DEER:Res:HVAC_Eff_AC | Annual | 20
RB-HV-DuctSeal-HighToLow | DEER2021 | D20v0 | 2020-11-19 10:44 | Any | MFm | Ex | CZ13 | rDXHP | Cap-Tons | 1 | 1070 | None | 41.6 | 0.0199 | 0 | [9 empty] | DEER:Res:HVAC_Eff_AC | Annual | 20
RB-HV-DuctSeal-HighToLow | DEER2021 | D20v0 | 2020-11-19 10:44 | Any | MFm | Ex | CZ13 | rNCGF | Cap-kBTUh | 18.68 | 1070 | None | 0.087794 | 0 | 0.091006 | [9 empty] | DEER:Res:HVAC_Eff_AC | Annual | 20
RB-HV-DuctSeal-HighToLow | DEER2021 | D20v0 | 2020-11-19 10:44 | Any | MFm | Ex | CZ13 | rWtd | Cap-Tons | 1 | 1070 | None | 25.4 | 0.0187 | 1.57 | [9 empty] | DEER:Res:HVAC_Eff_AC | Annual | 20
RB-HV-DuctSeal-HighToLow | DEER2021 | D20v1 | 2020-11-19 10:44 | Any | MFm | Ex | CZ14 | rDXGF | Cap-Tons | 1.07 | 1090 | None | 35.7 | 0.021 | 2.51 | [9 empty] | DEER:Res:HVAC_Eff_AC | Annual | 1
RB-HV-DuctSeal-HighToLow | DEER2021 | D20v1 | 2020-11-19 10:44 | Any | MFm | Ex | CZ14 | rDXHP | Cap-Tons | 1.07 | 1090 | None | 68.1 | 0.0234 | 0 | [9 empty] | DEER:Res:HVAC_Eff_AC | Annual | 1
RB-HV-DuctSeal-HighToLow | DEER2021 | D20v1 | 2020-11-19 10:44 | Any | MFm | Ex | CZ14 | rNCGF | Cap-kBTUh | 19.9876 | 1090 | None | 0.12045 | 0 | 0.12901 | [9 empty] | DEER:Res:HVAC_Eff_AC | Annual | 1
RB-HV-DuctSeal-HighToLow | DEER2021 | D20v1 | 2020-11-19 10:44 | Any | MFm | Ex | CZ14 | rWtd | Cap-Tons | 1.07 | 1090 | None | 39.7733 | 0.0213 | 2.1944 | [9 empty] | DEER:Res:HVAC_Eff_AC | Annual | 1
RB-HV-DuctSeal-HighToLow | DEER2021 | D20v1 | 2020-11-19 10:44 | Any | MFm | Ex | CZ15 | rDXGF | Cap-Tons | 1.16 | 1090 | None | 35.1 | 0.0195 | 0.749 | [9 empty] | DEER:Res:HVAC_Eff_AC | Annual | 1
RB-HV-DuctSeal-HighToLow | DEER2021 | D20v1 | 2020-11-19 10:44 | Any | MFm | Ex | CZ15 | rDXHP | Cap-Tons | 1.16 | 1090 | None | 42 | 0.0199 | 0 | [9 empty] | DEER:Res:HVAC_Eff_AC | Annual | 1
RB-HV-DuctSeal-HighToLow | DEER2021 | D20v1 | 2020-11-19 10:44 | Any | MFm | Ex | CZ15 | rNCGF | Cap-kBTUh | 21.6688 | 1090 | None | 0.035278 | 0 | 0.038544 | [9 empty] | DEER:Res:HVAC_Eff_AC | Annual | 1
RB-HV-DuctSeal-HighToLow | DEER2021 | D20v1 | 2020-11-19 10:44 | Any | MFm | Ex | CZ15 | rWtd | Cap-Tons | 1.16 | 1090 | None | 35.6134 | 0.01935 | 0.65549 | [9 empty] | DEER:Res:HVAC_Eff_AC | Annual | 1
RB-HV-DuctSeal-HighToLow | DEER2021 | D20v1 | 2020-11-19 10:44 | Any | MFm | Ex | CZ16 | rDXGF | Cap-Tons | 1 | 999 | None | 18.7 | 0.0173 | 4.44 | [9 empty] | DEER:Res:HVAC_Eff_AC | Annual | 1
RB-HV-DuctSeal-HighToLow | DEER2021 | D20v1 | 2020-11-19 10:44 | Any | MFm | Ex | CZ16 | rDXHP | Cap-Tons | 1 | 999 | None | 90 | 0.0193 | 0 | [9 empty] | DEER:Res:HVAC_Eff_AC | Annual | 1
RB-HV-DuctSeal-HighToLow | DEER2021 | D20v1 | 2020-11-19 10:44 | Any | MFm | Ex | CZ16 | rNCGF | Cap-kBTUh | 18.68 | 999 | None | 0.2152 | 0 | 0.22591 | [9 empty] | DEER:Res:HVAC_Eff_AC | Annual | 1
RB-HV-DuctSeal-HighToLow | DEER2021 | D20v1 | 2020-11-19 10:44 | Any | MFm | Ex | CZ16 | rWtd | Cap-Tons | 1 | 999 | None | 22.3162 | 0.01358 | 3.9583 | [9 empty] | DEER:Res:HVAC_Eff_AC | Annual | 1
RB-HV-DuctSeal-HighToLow | DEER2021 | D20v0 | 2020-11-19 10:44 | Any | MFm | Old | CZ01 | rDXGF | Cap-Tons | 1.06 | 1050 | None | 3.97 | 0 | 3.69 | [9 empty] | DEER:Res:HVAC_Eff_AC | Annual | 20
RB-HV-DuctSeal-HighToLow | DEER2021 | D20v0 | 2020-11-19 10:44 | Any | MFm | Old | CZ01 | rDXHP | Cap-Tons | 1.06 | 1050 | None | 39.1 | 0 | 0 | [9 empty] | DEER:Res:HVAC_Eff_AC | Annual | 20
RB-HV-DuctSeal-HighToLow | DEER2021 | D20v0 | 2020-11-19 10:44 | Any | MFm | Old | CZ01 | rNCGF | Cap-kBTUh | 19.8008 | 1050 | None | 0.17719 | 0 | 0.18522 | [9 empty] | DEER:Res:HVAC_Eff_AC | Annual | 20
RB-HV-DuctSeal-HighToLow | DEER2021 | D20v0 | 2020-11-19 10:44 | Any | MFm | Old | CZ01 | rWtd | Cap-Tons | 1.06 | 1050 | None | 3.49 | 0 | 3.45 | [9 empty] | DEER:Res:HVAC_Eff_AC | Annual | 20
RB-HV-DuctSeal-HighToLow | DEER2021 | D20v0 | 2020-11-19 10:44 | Any | MFm | Old | CZ02 | rDXGF | Cap-Tons | 1.48 | 1080 | None | 6.61 | 0.0156 | 2.29 | [9 empty] | DEER:Res:HVAC_Eff_AC | Annual | 20
RB-HV-DuctSeal-HighToLow | DEER2021 | D20v0 | 2020-11-19 10:44 | Any | MFm | Old | CZ02 | rDXHP | Cap-Tons | 1.48 | 1080 | None | 30.1 | 0.0165 | 0 | [9 empty] | DEER:Res:HVAC_Eff_AC | Annual | 20
RB-HV-DuctSeal-HighToLow | DEER2021 | D20v0 | 2020-11-19 10:44 | Any | MFm | Old | CZ02 | rNCGF | Cap-kBTUh | 27.6464 | 1080 | None | 0.096895 | 0 | 0.11831 | [9 empty] | DEER:Res:HVAC_Eff_AC | Annual | 20
RB-HV-DuctSeal-HighToLow | DEER2021 | D20v0 | 2020-11-19 10:44 | Any | MFm | Old | CZ02 | rWtd | Cap-Tons | 1.48 | 1080 | None | 5.02 | 0.0065 | 2.13 | [9 empty] | DEER:Res:HVAC_Eff_AC | Annual | 20
RB-HV-DuctSeal-HighToLow | DEER2021 | D20v0 | 2020-11-19 10:44 | Any | MFm | Old | CZ03 | rDXGF | Cap-Tons | 1.39 | 1080 | None | 2.86 | 0.00493 | 2.41 | [9 empty] | DEER:Res:HVAC_Eff_AC | Annual | 20
RB-HV-DuctSeal-HighToLow | DEER2021 | D20v0 | 2020-11-19 10:44 | Any | MFm | Old | CZ03 | rDXHP | Cap-Tons | 1.39 | 1080 | None | 22.1 | 0.00499 | 0 | [9 empty] | DEER:Res:HVAC_Eff_AC | Annual | 20
RB-HV-DuctSeal-HighToLow | DEER2021 | D20v0 | 2020-11-19 10:44 | Any | MFm | Old | CZ03 | rNCGF | Cap-kBTUh | 25.9652 | 1080 | None | 0.10332 | 0 | 0.12473 | [9 empty] | DEER:Res:HVAC_Eff_AC | Annual | 20
RB-HV-DuctSeal-HighToLow | DEER2021 | D20v0 | 2020-11-19 10:44 | Any | MFm | Old | CZ03 | rWtd | Cap-Tons | 1.39 | 1080 | None | 2.23 | 0.00044 | 2.31 | [9 empty] | DEER:Res:HVAC_Eff_AC | Annual | 20
RB-HV-DuctSeal-HighToLow | DEER2021 | D20v0 | 2020-11-19 10:44 | Any | MFm | Old | CZ04 | rDXGF | Cap-Tons | 1.36 | 1090 | None | 7.31 | 0.0153 | 1.86 | [9 empty] | DEER:Res:HVAC_Eff_AC | Annual | 20
RB-HV-DuctSeal-HighToLow | DEER2021 | D20v0 | 2020-11-19 10:44 | Any | MFm | Old | CZ04 | rDXHP | Cap-Tons | 1.36 | 1090 | None | 27.5 | 0.0162 | 0 | [9 empty] | DEER:Res:HVAC_Eff_AC | Annual | 20
RB-HV-DuctSeal-HighToLow | DEER2021 | D20v0 | 2020-11-19 10:44 | Any | MFm | Old | CZ04 | rNCGF | Cap-kBTUh | 25.4048 | 1090 | None | 0.080835 | 0 | 0.095824 | [9 empty] | DEER:Res:HVAC_Eff_AC | Annual | 20
RB-HV-DuctSeal-HighToLow | DEER2021 | D20v0 | 2020-11-19 10:44 | Any | MFm | Old | CZ04 | rWtd | Cap-Tons | 1.36 | 1090 | None | 5.19 | 0.0068 | 1.71 | [9 empty] | DEER:Res:HVAC_Eff_AC | Annual | 20
RB-HV-DuctSeal-HighToLow | DEER2021 | D20v0 | 2020-11-19 10:44 | Any | MFm | Old | CZ05 | rDXGF | Cap-Tons | 1.39 | 1060 | None | 2.46 | 0.00177 | 2.3 | [9 empty] | DEER:Res:HVAC_Eff_AC | Annual | 20
RB-HV-DuctSeal-HighToLow | DEER2021 | D20v0 | 2020-11-19 10:44 | Any | MFm | Old | CZ05 | rDXHP | Cap-Tons | 1.39 | 1060 | None | 23.4 | 0.00135 | 0 | [9 empty] | DEER:Res:HVAC_Eff_AC | Annual | 20
RB-HV-DuctSeal-HighToLow | DEER2021 | D20v0 | 2020-11-19 10:44 | Any | MFm | Old | CZ05 | rNCGF | Cap-kBTUh | 25.9652 | 1060 | None | 0.099572 | 0 | 0.11884 | [9 empty] | DEER:Res:HVAC_Eff_AC | Annual | 20
RB-HV-DuctSeal-HighToLow | DEER2021 | D20v0 | 2020-11-19 10:44 | Any | MFm | Old | CZ05 | rWtd | Cap-Tons | 1.39 | 1060 | None | 2.84 | 0.00053 | 2.16 | [9 empty] | DEER:Res:HVAC_Eff_AC | Annual | 20
RB-HV-DuctSeal-HighToLow | DEER2021 | D20v0 | 2020-11-19 10:44 | Any | MFm | Old | CZ06 | rDXGF | Cap-Tons | 1.58 | 1150 | None | 7.38 | 0.012 | 1.33 | [9 empty] | DEER:Res:HVAC_Eff_AC | Annual | 20
RB-HV-DuctSeal-HighToLow | DEER2021 | D20v0 | 2020-11-19 10:44 | Any | MFm | Old | CZ06 | rDXHP | Cap-Tons | 1.58 | 1150 | None | 18.7 | 0.0125 | 0 | [9 empty] | DEER:Res:HVAC_Eff_AC | Annual | 20
RB-HV-DuctSeal-HighToLow | DEER2021 | D20v0 | 2020-11-19 10:44 | Any | MFm | Old | CZ06 | rNCGF | Cap-kBTUh | 29.5144 | 1150 | None | 0.054604 | 0 | 0.068522 | [9 empty] | DEER:Res:HVAC_Eff_AC | Annual | 20
RB-HV-DuctSeal-HighToLow | DEER2021 | D20v0 | 2020-11-19 10:44 | Any | MFm | Old | CZ06 | rWtd | Cap-Tons | 1.58 | 1150 | None | 4.7 | 0.0057 | 1.23 | [9 empty] | DEER:Res:HVAC_Eff_AC | Annual | 20
RB-HV-DuctSeal-HighToLow | DEER2021 | D20v0 | 2020-11-19 10:44 | Any | MFm | Old | CZ07 | rDXGF | Cap-Tons | 1.35 | 1160 | None | 5.1 | 0.00706 | 1.02 | [9 empty] | DEER:Res:HVAC_Eff_AC | Annual | 20
RB-HV-DuctSeal-HighToLow | DEER2021 | D20v0 | 2020-11-19 10:44 | Any | MFm | Old | CZ07 | rDXHP | Cap-Tons | 1.35 | 1160 | None | 12.3 | 0.0075 | 0 | [9 empty] | DEER:Res:HVAC_Eff_AC | Annual | 20
RB-HV-DuctSeal-HighToLow | DEER2021 | D20v0 | 2020-11-19 10:44 | Any | MFm | Old | CZ07 | rNCGF | Cap-kBTUh | 25.218 | 1160 | None | 0.044004 | 0 | 0.052409 | [9 empty] | DEER:Res:HVAC_Eff_AC | Annual | 20
RB-HV-DuctSeal-HighToLow | DEER2021 | D20v0 | 2020-11-19 10:44 | Any | MFm | Old | CZ07 | rWtd | Cap-Tons | 1.35 | 1160 | None | 2.49 | 0.00229 | 0.95 | [9 empty] | DEER:Res:HVAC_Eff_AC | Annual | 20
RB-HV-DuctSeal-HighToLow | DEER2021 | D20v0 | 2020-11-19 10:44 | Any | MFm | Old | CZ08 | rDXGF | Cap-Tons | 1.47 | 1130 | None | 11.2 | 0.0127 | 1.23 | [9 empty] | DEER:Res:HVAC_Eff_AC | Annual | 20
RB-HV-DuctSeal-HighToLow | DEER2021 | D20v0 | 2020-11-19 10:44 | Any | MFm | Old | CZ08 | rDXHP | Cap-Tons | 1.47 | 1130 | None | 21.2 | 0.0127 | 0 | [9 empty] | DEER:Res:HVAC_Eff_AC | Annual | 20
RB-HV-DuctSeal-HighToLow | DEER2021 | D20v0 | 2020-11-19 10:44 | Any | MFm | Old | CZ08 | rNCGF | Cap-kBTUh | 27.4596 | 1130 | None | 0.051606 | 0 | 0.063169 | [9 empty] | DEER:Res:HVAC_Eff_AC | Annual | 20
RB-HV-DuctSeal-HighToLow | DEER2021 | D20v0 | 2020-11-19 10:44 | Any | MFm | Old | CZ08 | rWtd | Cap-Tons | 1.47 | 1130 | None | 6.42 | 0.006 | 1.13 | [9 empty] | DEER:Res:HVAC_Eff_AC | Annual | 20
RB-HV-DuctSeal-HighToLow | DEER2021 | D20v0 | 2020-11-19 10:44 | Any | MFm | Old | CZ09 | rDXGF | Cap-Tons | 1.87 | 1260 | None | 15.9 | 0.0186 | 1.54 | [9 empty] | DEER:Res:HVAC_Eff_AC | Annual | 20
RB-HV-DuctSeal-HighToLow | DEER2021 | D20v0 | 2020-11-19 10:44 | Any | MFm | Old | CZ09 | rDXHP | Cap-Tons | 1.87 | 1260 | None | 28.2 | 0.0187 | 0 | [9 empty] | DEER:Res:HVAC_Eff_AC | Annual | 20
RB-HV-DuctSeal-HighToLow | DEER2021 | D20v0 | 2020-11-19 10:44 | Any | MFm | Old | CZ09 | rNCGF | Cap-kBTUh | 34.9316 | 1260 | None | 0.059957 | 0 | 0.079229 | [9 empty] | DEER:Res:HVAC_Eff_AC | Annual | 20
RB-HV-DuctSeal-HighToLow | DEER2021 | D20v0 | 2020-11-19 10:44 | Any | MFm | Old | CZ09 | rWtd | Cap-Tons | 1.87 | 1260 | None | 12.5 | 0.013 | 1.39 | [9 empty] | DEER:Res:HVAC_Eff_AC | Annual | 20
RB-HV-DuctSeal-HighToLow | DEER2021 | D20v0 | 2020-11-19 10:44 | Any | MFm | Old | CZ10 | rDXGF | Cap-Tons | 2.01 | 1310 | None | 10.8 | 0.0178 | 1.81 | [9 empty] | DEER:Res:HVAC_Eff_AC | Annual | 20
RB-HV-DuctSeal-HighToLow | DEER2021 | D20v0 | 2020-11-19 10:44 | Any | MFm | Old | CZ10 | rDXHP | Cap-Tons | 2.01 | 1310 | None | 25.9 | 0.0178 | 0 | [9 empty] | DEER:Res:HVAC_Eff_AC | Annual | 20
RB-HV-DuctSeal-HighToLow | DEER2021 | D20v0 | 2020-11-19 10:44 | Any | MFm | Old | CZ10 | rNCGF | Cap-kBTUh | 37.5468 | 1310 | None | 0.069058 | 0 | 0.093683 | [9 empty] | DEER:Res:HVAC_Eff_AC | Annual | 20
RB-HV-DuctSeal-HighToLow | DEER2021 | D20v0 | 2020-11-19 10:44 | Any | MFm | Old | CZ10 | rWtd | Cap-Tons | 2.01 | 1310 | None | 11.9 | 0.0165 | 1.59 | [9 empty] | DEER:Res:HVAC_Eff_AC | Annual | 20
RB-HV-DuctSeal-HighToLow | DEER2021 | D20v0 | 2020-11-19 10:44 | Any | MFm | Old | CZ11 | rDXGF | Cap-Tons | 1.85 | 1120 | None | 14.7 | 0.0229 | 2.07 | [9 empty] | DEER:Res:HVAC_Eff_AC | Annual | 20
RB-HV-DuctSeal-HighToLow | DEER2021 | D20v0 | 2020-11-19 10:44 | Any | MFm | Old | CZ11 | rDXHP | Cap-Tons | 1.85 | 1120 | None | 34.3 | 0.0235 | 0 | [9 empty] | DEER:Res:HVAC_Eff_AC | Annual | 20
RB-HV-DuctSeal-HighToLow | DEER2021 | D20v0 | 2020-11-19 10:44 | Any | MFm | Old | CZ11 | rNCGF | Cap-kBTUh | 34.558 | 1120 | None | 0.080835 | 0 | 0.1076 | [9 empty] | DEER:Res:HVAC_Eff_AC | Annual | 20
RB-HV-DuctSeal-HighToLow | DEER2021 | D20v0 | 2020-11-19 10:44 | Any | MFm | Old | CZ11 | rWtd | Cap-Tons | 1.85 | 1120 | None | 16.7 | 0.0224 | 1.82 | [9 empty] | DEER:Res:HVAC_Eff_AC | Annual | 20
RB-HV-DuctSeal-HighToLow | DEER2021 | D20v0 | 2020-11-19 10:44 | Any | MFm | Old | CZ12 | rDXGF | Cap-Tons | 1.7 | 1120 | None | 12.1 | 0.0196 | 2.31 | [9 empty] | DEER:Res:HVAC_Eff_AC | Annual | 20
RB-HV-DuctSeal-HighToLow | DEER2021 | D20v0 | 2020-11-19 10:44 | Any | MFm | Old | CZ12 | rDXHP | Cap-Tons | 1.7 | 1120 | None | 34.6 | 0.0209 | 0 | [9 empty] | DEER:Res:HVAC_Eff_AC | Annual | 20
RB-HV-DuctSeal-HighToLow | DEER2021 | D20v0 | 2020-11-19 10:44 | Any | MFm | Old | CZ12 | rNCGF | Cap-kBTUh | 31.756 | 1120 | None | 0.092612 | 0 | 0.11938 | [9 empty] | DEER:Res:HVAC_Eff_AC | Annual | 20
RB-HV-DuctSeal-HighToLow | DEER2021 | D20v0 | 2020-11-19 10:44 | Any | MFm | Old | CZ12 | rWtd | Cap-Tons | 1.7 | 1120 | None | 13.4 | 0.0175 | 2.04 | [9 empty] | DEER:Res:HVAC_Eff_AC | Annual | 20
RB-HV-DuctSeal-HighToLow | DEER2021 | D20v0 | 2020-11-19 10:44 | Any | MFm | Old | CZ13 | rDXGF | Cap-Tons | 1.73 | 1110 | None | 18.7 | 0.0189 | 2.41 | [9 empty] | DEER:Res:HVAC_Eff_AC | Annual | 20
RB-HV-DuctSeal-HighToLow | DEER2021 | D20v0 | 2020-11-19 10:44 | Any | MFm | Old | CZ13 | rDXHP | Cap-Tons | 1.73 | 1110 | None | 41.5 | 0.0197 | 0 | [9 empty] | DEER:Res:HVAC_Eff_AC | Annual | 20
RB-HV-DuctSeal-HighToLow | DEER2021 | D20v0 | 2020-11-19 10:44 | Any | MFm | Old | CZ13 | rNCGF | Cap-kBTUh | 32.3164 | 1110 | None | 0.095289 | 0 | 0.12527 | [9 empty] | DEER:Res:HVAC_Eff_AC | Annual | 20
RB-HV-DuctSeal-HighToLow | DEER2021 | D20v0 | 2020-11-19 10:44 | Any | MFm | Old | CZ13 | rWtd | Cap-Tons | 1.73 | 1110 | None | 21 | 0.0184 | 2.11 | [9 empty] | DEER:Res:HVAC_Eff_AC | Annual | 20
RB-HV-DuctSeal-HighToLow | DEER2021 | D20v0 | 2020-11-19 10:44 | Any | MFm | Old | CZ14 | rDXGF | Cap-Tons | 2.32 | 1390 | None | 25.2 | 0.0191 | 1.85 | [9 empty] | DEER:Res:HVAC_Eff_AC | Annual | 20
RB-HV-DuctSeal-HighToLow | DEER2021 | D20v0 | 2020-11-19 10:44 | Any | MFm | Old | CZ14 | rDXHP | Cap-Tons | 2.32 | 1390 | None | 46.1 | 0.0197 | 0 | [9 empty] | DEER:Res:HVAC_Eff_AC | Annual | 20
RB-HV-DuctSeal-HighToLow | DEER2021 | D20v0 | 2020-11-19 10:44 | Any | MFm | Old | CZ14 | rNCGF | Cap-kBTUh | 43.3376 | 1390 | None | 0.069058 | 0 | 0.095824 | [9 empty] | DEER:Res:HVAC_Eff_AC | Annual | 20
RB-HV-DuctSeal-HighToLow | DEER2021 | D20v0 | 2020-11-19 10:44 | Any | MFm | Old | CZ14 | rWtd | Cap-Tons | 2.32 | 1390 | None | 27.8 | 0.0192 | 1.62 | [9 empty] | DEER:Res:HVAC_Eff_AC | Annual | 20
RB-HV-DuctSeal-HighToLow | DEER2021 | D20v0 | 2020-11-19 10:44 | Any | MFm | Old | CZ15 | rDXGF | Cap-Tons | 2.5 | 1410 | None | 35.1 | 0.0208 | 0.78 | [9 empty] | DEER:Res:HVAC_Eff_AC | Annual | 20
RB-HV-DuctSeal-HighToLow | DEER2021 | D20v0 | 2020-11-19 10:44 | Any | MFm | Old | CZ15 | rDXHP | Cap-Tons | 2.5 | 1410 | None | 42 | 0.0212 | 0 | [9 empty] | DEER:Res:HVAC_Eff_AC | Annual | 20
RB-HV-DuctSeal-HighToLow | DEER2021 | D20v0 | 2020-11-19 10:44 | Any | MFm | Old | CZ15 | rNCGF | Cap-kBTUh | 46.7 | 1410 | None | 0.028854 | 0 | 0.040203 | [9 empty] | DEER:Res:HVAC_Eff_AC | Annual | 20
RB-HV-DuctSeal-HighToLow | DEER2021 | D20v0 | 2020-11-19 10:44 | Any | MFm | Old | CZ15 | rWtd | Cap-Tons | 2.5 | 1410 | None | 35.6 | 0.0207 | 0.682 | [9 empty] | DEER:Res:HVAC_Eff_AC | Annual | 20
RB-HV-DuctSeal-HighToLow | DEER2021 | D20v0 | 2020-11-19 10:44 | Any | MFm | Old | CZ16 | rDXGF | Cap-Tons | 1.52 | 1130 | None | 14.9 | 0.0143 | 4.02 | [9 empty] | DEER:Res:HVAC_Eff_AC | Annual | 20
RB-HV-DuctSeal-HighToLow | DEER2021 | D20v0 | 2020-11-19 10:44 | Any | MFm | Old | CZ16 | rDXHP | Cap-Tons | 1.52 | 1130 | None | 68.9 | 0.0154 | 0 | [9 empty] | DEER:Res:HVAC_Eff_AC | Annual | 20
RB-HV-DuctSeal-HighToLow | DEER2021 | D20v0 | 2020-11-19 10:44 | Any | MFm | Old | CZ16 | rNCGF | Cap-kBTUh | 28.3936 | 1130 | None | 0.16809 | 0 | 0.20717 | [9 empty] | DEER:Res:HVAC_Eff_AC | Annual | 20
RB-HV-DuctSeal-HighToLow | DEER2021 | D20v0 | 2020-11-19 10:44 | Any | MFm | Old | CZ16 | rWtd | Cap-Tons | 1.52 | 1130 | None | 21.7 | 0.0144 | 3.52 | [9 empty] | DEER:Res:HVAC_Eff_AC | Annual | 20
RB-HV-DuctSeal-HighToLow | DEER2021 | D20v0 | 2020-11-19 10:44 | Any | Res | Ex | CZ01 | rDXGF | Cap-Tons | 1.8 | 1750 | None | 6 | 0 | 7.42 | [9 empty] | DEER:Res:HVAC_Eff_AC | Annual | 20
RB-HV-DuctSeal-HighToLow | DEER2021 | D20v0 | 2020-11-19 10:44 | Any | Res | Ex | CZ01 | rDXHP | Cap-Tons | 1.8 | 1750 | None | 77.2 | 0 | 0 | [9 empty] | DEER:Res:HVAC_Eff_AC | Annual | 20
RB-HV-DuctSeal-HighToLow | DEER2021 | D20v0 | 2020-11-19 10:44 | Any | Res | Ex | CZ01 | rWtd | Cap-Tons | 1.8 | 1750 | None | 5.4 | 0 | 7.15 | [9 empty] | DEER:Res:HVAC_Eff_AC | Annual | 20
RB-HV-DuctSeal-HighToLow | DEER2021 | D20v0 | 2020-11-19 10:44 | Any | Res | Ex | CZ02 | rDXGF | Cap-Tons | 1.6 | 1410 | None | 25.7 | 0.039 | 6.44 | [9 empty] | DEER:Res:HVAC_Eff_AC | Annual | 20
RB-HV-DuctSeal-HighToLow | DEER2021 | D20v0 | 2020-11-19 10:44 | Any | Res | Ex | CZ02 | rDXHP | Cap-Tons | 1.6 | 1410 | None | 95.2 | 0.041 | 0 | [9 empty] | DEER:Res:HVAC_Eff_AC | Annual | 20
RB-HV-DuctSeal-HighToLow | DEER2021 | D20v0 | 2020-11-19 10:44 | Any | Res | Ex | CZ02 | rWtd | Cap-Tons | 1.6 | 1410 | None | 21.1 | 0.019 | 6.11 | [9 empty] | DEER:Res:HVAC_Eff_AC | Annual | 20
RB-HV-DuctSeal-HighToLow | DEER2021 | D20v0 | 2020-11-19 10:44 | Any | Res | Ex | CZ03 | rDXGF | Cap-Tons | 1.9 | 1510 | None | 6.7 | 0.013 | 4.44 | [9 empty] | DEER:Res:HVAC_Eff_AC | Annual | 20
RB-HV-DuctSeal-HighToLow | DEER2021 | D20v0 | 2020-11-19 10:44 | Any | Res | Ex | CZ03 | rDXHP | Cap-Tons | 1.9 | 1510 | None | 42.5 | 0.014 | 0 | [9 empty] | DEER:Res:HVAC_Eff_AC | Annual | 20
RB-HV-DuctSeal-HighToLow | DEER2021 | D20v0 | 2020-11-19 10:44 | Any | Res | Ex | CZ03 | rWtd | Cap-Tons | 1.9 | 1510 | None | 4.4 | 0.002 | 4.29 | [9 empty] | DEER:Res:HVAC_Eff_AC | Annual | 20
RB-HV-DuctSeal-HighToLow | DEER2021 | D20v0 | 2020-11-19 10:44 | Any | Res | Ex | CZ04 | rDXGF | Cap-Tons | 2.2 | 1650 | None | 28.8 | 0.043 | 5.12 | [9 empty] | DEER:Res:HVAC_Eff_AC | Annual | 20
RB-HV-DuctSeal-HighToLow | DEER2021 | D20v0 | 2020-11-19 10:44 | Any | Res | Ex | CZ04 | rDXHP | Cap-Tons | 2.2 | 1650 | None | 85.1 | 0.045 | 0 | [9 empty] | DEER:Res:HVAC_Eff_AC | Annual | 20
RB-HV-DuctSeal-HighToLow | DEER2021 | D20v0 | 2020-11-19 10:44 | Any | Res | Ex | CZ04 | rWtd | Cap-Tons | 2.2 | 1650 | None | 20.8 | 0.023 | 4.85 | [9 empty] | DEER:Res:HVAC_Eff_AC | Annual | 20
RB-HV-DuctSeal-HighToLow | DEER2021 | D20v0 | 2020-11-19 10:44 | Any | Res | Ex | CZ05 | rDXGF | Cap-Tons | 3.5 | 2130 | None | 20.4 | 0.026 | 9.08 | [9 empty] | DEER:Res:HVAC_Eff_AC | Annual | 20
RB-HV-DuctSeal-HighToLow | DEER2021 | D20v0 | 2020-11-19 10:44 | Any | Res | Ex | CZ05 | rDXHP | Cap-Tons | 3.5 | 2130 | None | 101 | 0.026 | 0 | [9 empty] | DEER:Res:HVAC_Eff_AC | Annual | 20
RB-HV-DuctSeal-HighToLow | DEER2021 | D20v0 | 2020-11-19 10:44 | Any | Res | Ex | CZ05 | rWtd | Cap-Tons | 3.5 | 2130 | None | 8.9 | 0.005 | 8.65 | [9 empty] | DEER:Res:HVAC_Eff_AC | Annual | 20
RB-HV-DuctSeal-HighToLow | DEER2021 | D20v0 | 2020-11-19 10:44 | Any | Res | Ex | CZ06 | rDXGF | Cap-Tons | 3 | 1920 | None | 22.7 | 0.041 | 2.59 | [9 empty] | DEER:Res:HVAC_Eff_AC | Annual | 20
RB-HV-DuctSeal-HighToLow | DEER2021 | D20v0 | 2020-11-19 10:44 | Any | Res | Ex | CZ06 | rDXHP | Cap-Tons | 3 | 1920 | None | 45.9 | 0.043 | 0 | [9 empty] | DEER:Res:HVAC_Eff_AC | Annual | 20
RB-HV-DuctSeal-HighToLow | DEER2021 | D20v0 | 2020-11-19 10:44 | Any | Res | Ex | CZ06 | rWtd | Cap-Tons | 3 | 1920 | None | 8.8 | 0.016 | 2.46 | [9 empty] | DEER:Res:HVAC_Eff_AC | Annual | 20
RB-HV-DuctSeal-HighToLow | DEER2021 | D20v0 | 2020-11-19 10:44 | Any | Res | Ex | CZ07 | rDXGF | Cap-Tons | 2.5 | 1970 | None | 27.4 | 0.037 | 2.29 | [9 empty] | DEER:Res:HVAC_Eff_AC | Annual | 20
RB-HV-DuctSeal-HighToLow | DEER2021 | D20v0 | 2020-11-19 10:44 | Any | Res | Ex | CZ07 | rDXHP | Cap-Tons | 2.5 | 1970 | None | 43.4 | 0.038 | 0 | [9 empty] | DEER:Res:HVAC_Eff_AC | Annual | 20
RB-HV-DuctSeal-HighToLow | DEER2021 | D20v0 | 2020-11-19 10:44 | Any | Res | Ex | CZ07 | rWtd | Cap-Tons | 2.5 | 1970 | None | 9.8 | 0.012 | 2.21 | [9 empty] | DEER:Res:HVAC_Eff_AC | Annual | 20
RB-HV-DuctSeal-HighToLow | DEER2021 | D20v0 | 2020-11-19 10:44 | Any | Res | Ex | CZ08 | rDXGF | Cap-Tons | 2.4 | 1760 | None | 30 | 0.034 | 1.72 | [9 empty] | DEER:Res:HVAC_Eff_AC | Annual | 20
RB-HV-DuctSeal-HighToLow | DEER2021 | D20v0 | 2020-11-19 10:44 | Any | Res | Ex | CZ08 | rDXHP | Cap-Tons | 2.4 | 1760 | None | 44.8 | 0.035 | 0 | [9 empty] | DEER:Res:HVAC_Eff_AC | Annual | 20
RB-HV-DuctSeal-HighToLow | DEER2021 | D20v0 | 2020-11-19 10:44 | Any | Res | Ex | CZ08 | rWtd | Cap-Tons | 2.4 | 1760 | None | 16.2 | 0.017 | 1.64 | [9 empty] | DEER:Res:HVAC_Eff_AC | Annual | 20
RB-HV-DuctSeal-HighToLow | DEER2021 | D20v0 | 2020-11-19 10:44 | Any | Res | Ex | CZ09 | rDXGF | Cap-Tons | 2.2 | 1740 | None | 34.6 | 0.049 | 3.22 | [9 empty] | DEER:Res:HVAC_Eff_AC | Annual | 20
RB-HV-DuctSeal-HighToLow | DEER2021 | D20v0 | 2020-11-19 10:44 | Any | Res | Ex | CZ09 | rDXHP | Cap-Tons | 2.2 | 1740 | None | 61.2 | 0.05 | 0 | [9 empty] | DEER:Res:HVAC_Eff_AC | Annual | 20
RB-HV-DuctSeal-HighToLow | DEER2021 | D20v0 | 2020-11-19 10:44 | Any | Res | Ex | CZ09 | rWtd | Cap-Tons | 2.2 | 1740 | None | 28.3 | 0.038 | 3.02 | [9 empty] | DEER:Res:HVAC_Eff_AC | Annual | 20
RB-HV-DuctSeal-HighToLow | DEER2021 | D20v0 | 2020-11-19 10:44 | Any | Res | Ex | CZ10 | rDXGF | Cap-Tons | 2.5 | 1940 | None | 70 | 0.093 | 8.16 | [9 empty] | DEER:Res:HVAC_Eff_AC | Annual | 20
RB-HV-DuctSeal-HighToLow | DEER2021 | D20v0 | 2020-11-19 10:44 | Any | Res | Ex | CZ10 | rDXHP | Cap-Tons | 2.5 | 1940 | None | 154 | 0.091 | 0 | [9 empty] | DEER:Res:HVAC_Eff_AC | Annual | 20
RB-HV-DuctSeal-HighToLow | DEER2021 | D20v0 | 2020-11-19 10:44 | Any | Res | Ex | CZ10 | rWtd | Cap-Tons | 2.5 | 1940 | None | 70.9 | 0.088 | 7.73 | [9 empty] | DEER:Res:HVAC_Eff_AC | Annual | 20
RB-HV-DuctSeal-HighToLow | DEER2021 | D20v0 | 2020-11-19 10:44 | Any | Res | Ex | CZ11 | rDXGF | Cap-Tons | 2.7 | 1860 | None | 82.9 | 0.108 | 7.8 | [9 empty] | DEER:Res:HVAC_Eff_AC | Annual | 20
RB-HV-DuctSeal-HighToLow | DEER2021 | D20v0 | 2020-11-19 10:44 | Any | Res | Ex | CZ11 | rDXHP | Cap-Tons | 2.7 | 1860 | None | 170 | 0.104 | 0 | [9 empty] | DEER:Res:HVAC_Eff_AC | Annual | 20
RB-HV-DuctSeal-HighToLow | DEER2021 | D20v0 | 2020-11-19 10:44 | Any | Res | Ex | CZ11 | rWtd | Cap-Tons | 2.7 | 1860 | None | 82.6 | 0.101 | 7.33 | [9 empty] | DEER:Res:HVAC_Eff_AC | Annual | 20
RB-HV-DuctSeal-HighToLow | DEER2021 | D20v0 | 2020-11-19 10:44 | Any | Res | Ex | CZ12 | rDXGF | Cap-Tons | 2.1 | 1720 | None | 40.9 | 0.058 | 7.68 | [9 empty] | DEER:Res:HVAC_Eff_AC | Annual | 20
RB-HV-DuctSeal-HighToLow | DEER2021 | D20v0 | 2020-11-19 10:44 | Any | Res | Ex | CZ12 | rDXHP | Cap-Tons | 2.1 | 1720 | None | 123 | 0.059 | 0 | [9 empty] | DEER:Res:HVAC_Eff_AC | Annual | 20
RB-HV-DuctSeal-HighToLow | DEER2021 | D20v0 | 2020-11-19 10:44 | Any | Res | Ex | CZ12 | rWtd | Cap-Tons | 2.1 | 1720 | None | 41.2 | 0.051 | 7.26 | [9 empty] | DEER:Res:HVAC_Eff_AC | Annual | 20
RB-HV-DuctSeal-HighToLow | DEER2021 | D20v0 | 2020-11-19 10:44 | Any | Res | Ex | CZ13 | rDXGF | Cap-Tons | 2.4 | 1850 | None | 81.1 | 0.075 | 7.79 | [9 empty] | DEER:Res:HVAC_Eff_AC | Annual | 20
RB-HV-DuctSeal-HighToLow | DEER2021 | D20v0 | 2020-11-19 10:44 | Any | Res | Ex | CZ13 | rDXHP | Cap-Tons | 2.4 | 1850 | None | 172 | 0.078 | 0 | [9 empty] | DEER:Res:HVAC_Eff_AC | Annual | 20
RB-HV-DuctSeal-HighToLow | DEER2021 | D20v0 | 2020-11-19 10:44 | Any | Res | Ex | CZ13 | rWtd | Cap-Tons | 2.4 | 1850 | None | 83.1 | 0.072 | 7.35 | [9 empty] | DEER:Res:HVAC_Eff_AC | Annual | 20
RB-HV-DuctSeal-HighToLow | DEER2021 | D20v1 | 2020-11-19 10:44 | Any | Res | Ex | CZ14 | rDXGF | Cap-Tons | 3.17 | 2128 | None | 131.62 | 0.1076 | 8.962 | [9 empty] | DEER:Res:HVAC_Eff_AC | Annual | 1
RB-HV-DuctSeal-HighToLow | DEER2021 | D20v1 | 2020-11-19 10:44 | Any | Res | Ex | CZ14 | rDXHP | Cap-Tons | 3.17 | 2128 | None | 267.3 | 0.1237 | 0 | [9 empty] | DEER:Res:HVAC_Eff_AC | Annual | 1
RB-HV-DuctSeal-HighToLow | DEER2021 | D20v1 | 2020-11-19 10:44 | Any | Res | Ex | CZ14 | rWtd | Cap-Tons | 3.17 | 2128 | None | 133.97 | 0.1 | 8.46 | [9 empty] | DEER:Res:HVAC_Eff_AC | Annual | 1
RB-HV-DuctSeal-HighToLow | DEER2021 | D20v1 | 2020-11-19 10:44 | Any | Res | Ex | CZ15 | rDXGF | Cap-Tons | 3.43 | 1886 | None | 158.91 | 0.104 | 3.63 | [9 empty] | DEER:Res:HVAC_Eff_AC | Annual | 1
RB-HV-DuctSeal-HighToLow | DEER2021 | D20v1 | 2020-11-19 10:44 | Any | Res | Ex | CZ15 | rDXHP | Cap-Tons | 3.43 | 1886 | None | 211.77 | 0.1172 | 0 | [9 empty] | DEER:Res:HVAC_Eff_AC | Annual | 1
RB-HV-DuctSeal-HighToLow | DEER2021 | D20v1 | 2020-11-19 10:44 | Any | Res | Ex | CZ15 | rWtd | Cap-Tons | 3.43 | 1886 | None | 162.22 | 0.1 | 3.36 | [9 empty] | DEER:Res:HVAC_Eff_AC | Annual | 1
RB-HV-DuctSeal-HighToLow | DEER2021 | D20v1 | 2020-11-19 10:44 | Any | Res | Ex | CZ16 | rDXGF | Cap-Tons | 3.59 | 2116 | None | 17.52 | 0.0313 | 8.132 | [9 empty] | DEER:Res:HVAC_Eff_AC | Annual | 1
RB-HV-DuctSeal-HighToLow | DEER2021 | D20v1 | 2020-11-19 10:44 | Any | Res | Ex | CZ16 | rDXHP | Cap-Tons | 3.59 | 2116 | None | 140.94 | 0.0327 | 0 | [9 empty] | DEER:Res:HVAC_Eff_AC | Annual | 1
RB-HV-DuctSeal-HighToLow | DEER2021 | D20v1 | 2020-11-19 10:44 | Any | Res | Ex | CZ16 | rWtd | Cap-Tons | 3.59 | 2116 | None | 22.35 | 0.02 | 7.59 | [9 empty] | DEER:Res:HVAC_Eff_AC | Annual | 1
RB-HV-DuctSeal-HighToLow | DEER2021 | D20v0 | 2020-11-19 10:44 | Any | Res | Old | CZ01 | rDXGF | Cap-Tons | 1.9 | 1620 | None | 10.9 | 0 | 13.3 | [9 empty] | DEER:Res:HVAC_Eff_AC | Annual | 20
RB-HV-DuctSeal-HighToLow | DEER2021 | D20v0 | 2020-11-19 10:44 | Any | Res | Old | CZ01 | rDXHP | Cap-Tons | 1.9 | 1620 | None | 146 | 0 | 0 | [9 empty] | DEER:Res:HVAC_Eff_AC | Annual | 20
RB-HV-DuctSeal-HighToLow | DEER2021 | D20v0 | 2020-11-19 10:44 | Any | Res | Old | CZ01 | rWtd | Cap-Tons | 1.9 | 1620 | None | 10.1 | 0 | 13 | [9 empty] | DEER:Res:HVAC_Eff_AC | Annual | 20
RB-HV-DuctSeal-HighToLow | DEER2021 | D20v0 | 2020-11-19 10:44 | Any | Res | Old | CZ02 | rDXGF | Cap-Tons | 3 | 1560 | None | 14.2 | 0.044 | 8.97 | [9 empty] | DEER:Res:HVAC_Eff_AC | Annual | 20
RB-HV-DuctSeal-HighToLow | DEER2021 | D20v0 | 2020-11-19 10:44 | Any | Res | Old | CZ02 | rDXHP | Cap-Tons | 3 | 1560 | None | 112 | 0.046 | 0 | [9 empty] | DEER:Res:HVAC_Eff_AC | Annual | 20
RB-HV-DuctSeal-HighToLow | DEER2021 | D20v0 | 2020-11-19 10:44 | Any | Res | Old | CZ02 | rWtd | Cap-Tons | 3 | 1560 | None | 13 | 0.021 | 8.57 | [9 empty] | DEER:Res:HVAC_Eff_AC | Annual | 20
RB-HV-DuctSeal-HighToLow | DEER2021 | D20v0 | 2020-11-19 10:44 | Any | Res | Old | CZ03 | rDXGF | Cap-Tons | 2.2 | 1410 | None | 8 | 0.02 | 6.82 | [9 empty] | DEER:Res:HVAC_Eff_AC | Annual | 20
RB-HV-DuctSeal-HighToLow | DEER2021 | D20v0 | 2020-11-19 10:44 | Any | Res | Old | CZ03 | rDXHP | Cap-Tons | 2.2 | 1410 | None | 62.2 | 0.022 | 0 | [9 empty] | DEER:Res:HVAC_Eff_AC | Annual | 20
RB-HV-DuctSeal-HighToLow | DEER2021 | D20v0 | 2020-11-19 10:44 | Any | Res | Old | CZ03 | rWtd | Cap-Tons | 2.2 | 1410 | None | 5.6 | 0.003 | 6.65 | [9 empty] | DEER:Res:HVAC_Eff_AC | Annual | 20
RB-HV-DuctSeal-HighToLow | DEER2021 | D20v0 | 2020-11-19 10:44 | Any | Res | Old | CZ04 | rDXGF | Cap-Tons | 2.3 | 1450 | None | 21.1 | 0.045 | 6.14 | [9 empty] | DEER:Res:HVAC_Eff_AC | Annual | 20
RB-HV-DuctSeal-HighToLow | DEER2021 | D20v0 | 2020-11-19 10:44 | Any | Res | Old | CZ04 | rDXHP | Cap-Tons | 2.3 | 1450 | None | 88.3 | 0.047 | 0 | [9 empty] | DEER:Res:HVAC_Eff_AC | Annual | 20
RB-HV-DuctSeal-HighToLow | DEER2021 | D20v0 | 2020-11-19 10:44 | Any | Res | Old | CZ04 | rWtd | Cap-Tons | 2.3 | 1450 | None | 15.1 | 0.023 | 5.87 | [9 empty] | DEER:Res:HVAC_Eff_AC | Annual | 20
RB-HV-DuctSeal-HighToLow | DEER2021 | D20v0 | 2020-11-19 10:44 | Any | Res | Old | CZ05 | rDXGF | Cap-Tons | 2.8 | 1540 | None | 10.2 | 0.023 | 9.61 | [9 empty] | DEER:Res:HVAC_Eff_AC | Annual | 20
RB-HV-DuctSeal-HighToLow | DEER2021 | D20v0 | 2020-11-19 10:44 | Any | Res | Old | CZ05 | rDXHP | Cap-Tons | 2.8 | 1540 | None | 95.7 | 0.024 | 0 | [9 empty] | DEER:Res:HVAC_Eff_AC | Annual | 20
RB-HV-DuctSeal-HighToLow | DEER2021 | D20v0 | 2020-11-19 10:44 | Any | Res | Old | CZ05 | rWtd | Cap-Tons | 2.8 | 1540 | None | 8 | 0.004 | 9.24 | [9 empty] | DEER:Res:HVAC_Eff_AC | Annual | 20
RB-HV-DuctSeal-HighToLow | DEER2021 | D20v0 | 2020-11-19 10:44 | Any | Res | Old | CZ06 | rDXGF | Cap-Tons | 2.7 | 1500 | None | 15.9 | 0.044 | 3.18 | [9 empty] | DEER:Res:HVAC_Eff_AC | Annual | 20
RB-HV-DuctSeal-HighToLow | DEER2021 | D20v0 | 2020-11-19 10:44 | Any | Res | Old | CZ06 | rDXHP | Cap-Tons | 2.7 | 1500 | None | 43.4 | 0.045 | 0 | [9 empty] | DEER:Res:HVAC_Eff_AC | Annual | 20
RB-HV-DuctSeal-HighToLow | DEER2021 | D20v0 | 2020-11-19 10:44 | Any | Res | Old | CZ06 | rWtd | Cap-Tons | 2.7 | 1500 | None | 8.6 | 0.018 | 3.04 | [9 empty] | DEER:Res:HVAC_Eff_AC | Annual | 20
RB-HV-DuctSeal-HighToLow | DEER2021 | D20v0 | 2020-11-19 10:44 | Any | Res | Old | CZ07 | rDXGF | Cap-Tons | 2.2 | 1540 | None | 19.4 | 0.035 | 3.4 | [9 empty] | DEER:Res:HVAC_Eff_AC | Annual | 20
RB-HV-DuctSeal-HighToLow | DEER2021 | D20v0 | 2020-11-19 10:44 | Any | Res | Old | CZ07 | rDXHP | Cap-Tons | 2.2 | 1540 | None | 43.7 | 0.037 | 0 | [9 empty] | DEER:Res:HVAC_Eff_AC | Annual | 20
RB-HV-DuctSeal-HighToLow | DEER2021 | D20v0 | 2020-11-19 10:44 | Any | Res | Old | CZ07 | rWtd | Cap-Tons | 2.2 | 1540 | None | 8.3 | 0.011 | 3.28 | [9 empty] | DEER:Res:HVAC_Eff_AC | Annual | 20
RB-HV-DuctSeal-HighToLow | DEER2021 | D20v0 | 2020-11-19 10:44 | Any | Res | Old | CZ08 | rDXGF | Cap-Tons | 2.5 | 1450 | None | 25.8 | 0.037 | 3.03 | [9 empty] | DEER:Res:HVAC_Eff_AC | Annual | 20
RB-HV-DuctSeal-HighToLow | DEER2021 | D20v0 | 2020-11-19 10:44 | Any | Res | Old | CZ08 | rDXHP | Cap-Tons | 2.5 | 1450 | None | 50.1 | 0.039 | 0 | [9 empty] | DEER:Res:HVAC_Eff_AC | Annual | 20
RB-HV-DuctSeal-HighToLow | DEER2021 | D20v0 | 2020-11-19 10:44 | Any | Res | Old | CZ08 | rWtd | Cap-Tons | 2.5 | 1450 | None | 14.6 | 0.018 | 2.9 | [9 empty] | DEER:Res:HVAC_Eff_AC | Annual | 20
RB-HV-DuctSeal-HighToLow | DEER2021 | D20v0 | 2020-11-19 10:44 | Any | Res | Old | CZ09 | rDXGF | Cap-Tons | 2.7 | 1490 | None | 36.7 | 0.066 | 3.51 | [9 empty] | DEER:Res:HVAC_Eff_AC | Annual | 20
RB-HV-DuctSeal-HighToLow | DEER2021 | D20v0 | 2020-11-19 10:44 | Any | Res | Old | CZ09 | rDXHP | Cap-Tons | 2.7 | 1490 | None | 68.6 | 0.067 | 0 | [9 empty] | DEER:Res:HVAC_Eff_AC | Annual | 20
RB-HV-DuctSeal-HighToLow | DEER2021 | D20v0 | 2020-11-19 10:44 | Any | Res | Old | CZ09 | rWtd | Cap-Tons | 2.7 | 1490 | None | 30.2 | 0.051 | 3.3 | [9 empty] | DEER:Res:HVAC_Eff_AC | Annual | 20
RB-HV-DuctSeal-HighToLow | DEER2021 | D20v0 | 2020-11-19 10:44 | Any | Res | Old | CZ10 | rDXGF | Cap-Tons | 3.6 | 1750 | None | 39.5 | 0.07 | 5.27 | [9 empty] | DEER:Res:HVAC_Eff_AC | Annual | 20
RB-HV-DuctSeal-HighToLow | DEER2021 | D20v0 | 2020-11-19 10:44 | Any | Res | Old | CZ10 | rDXHP | Cap-Tons | 3.6 | 1750 | None | 91.4 | 0.073 | 0 | [9 empty] | DEER:Res:HVAC_Eff_AC | Annual | 20
RB-HV-DuctSeal-HighToLow | DEER2021 | D20v0 | 2020-11-19 10:44 | Any | Res | Old | CZ10 | rWtd | Cap-Tons | 3.6 | 1750 | None | 40.6 | 0.066 | 4.97 | [9 empty] | DEER:Res:HVAC_Eff_AC | Annual | 20
RB-HV-DuctSeal-HighToLow | DEER2021 | D20v0 | 2020-11-19 10:44 | Any | Res | Old | CZ11 | rDXGF | Cap-Tons | 3.4 | 1510 | None | 64.4 | 0.104 | 7.92 | [9 empty] | DEER:Res:HVAC_Eff_AC | Annual | 20
RB-HV-DuctSeal-HighToLow | DEER2021 | D20v0 | 2020-11-19 10:44 | Any | Res | Old | CZ11 | rDXHP | Cap-Tons | 3.4 | 1510 | None | 153 | 0.109 | 0 | [9 empty] | DEER:Res:HVAC_Eff_AC | Annual | 20
RB-HV-DuctSeal-HighToLow | DEER2021 | D20v0 | 2020-11-19 10:44 | Any | Res | Old | CZ11 | rWtd | Cap-Tons | 3.4 | 1510 | None | 66.5 | 0.098 | 7.34 | [9 empty] | DEER:Res:HVAC_Eff_AC | Annual | 20
RB-HV-DuctSeal-HighToLow | DEER2021 | D20v0 | 2020-11-19 10:44 | Any | Res | Old | CZ12 | rDXGF | Cap-Tons | 3 | 1500 | None | 33.7 | 0.069 | 7.05 | [9 empty] | DEER:Res:HVAC_Eff_AC | Annual | 20
RB-HV-DuctSeal-HighToLow | DEER2021 | D20v0 | 2020-11-19 10:44 | Any | Res | Old | CZ12 | rDXHP | Cap-Tons | 3 | 1500 | None | 109 | 0.073 | 0 | [9 empty] | DEER:Res:HVAC_Eff_AC | Annual | 20
RB-HV-DuctSeal-HighToLow | DEER2021 | D20v0 | 2020-11-19 10:44 | Any | Res | Old | CZ12 | rWtd | Cap-Tons | 3 | 1500 | None | 34.6 | 0.061 | 6.63 | [9 empty] | DEER:Res:HVAC_Eff_AC | Annual | 20
RB-HV-DuctSeal-HighToLow | DEER2021 | D20v0 | 2020-11-19 10:44 | Any | Res | Old | CZ13 | rDXGF | Cap-Tons | 3.1 | 1500 | None | 62.5 | 0.07 | 6.66 | [9 empty] | DEER:Res:HVAC_Eff_AC | Annual | 20
RB-HV-DuctSeal-HighToLow | DEER2021 | D20v0 | 2020-11-19 10:44 | Any | Res | Old | CZ13 | rDXHP | Cap-Tons | 3.1 | 1500 | None | 136 | 0.077 | 0 | [9 empty] | DEER:Res:HVAC_Eff_AC | Annual | 20
RB-HV-DuctSeal-HighToLow | DEER2021 | D20v0 | 2020-11-19 10:44 | Any | Res | Old | CZ13 | rWtd | Cap-Tons | 3.1 | 1500 | None | 64.7 | 0.068 | 6.22 | [9 empty] | DEER:Res:HVAC_Eff_AC | Annual | 20
RB-HV-DuctSeal-HighToLow | DEER2021 | D20v0 | 2020-11-19 10:44 | Any | Res | Old | CZ14 | rDXGF | Cap-Tons | 3.8 | 1660 | None | 83.2 | 0.087 | 7.19 | [9 empty] | DEER:Res:HVAC_Eff_AC | Annual | 20
RB-HV-DuctSeal-HighToLow | DEER2021 | D20v0 | 2020-11-19 10:44 | Any | Res | Old | CZ14 | rDXHP | Cap-Tons | 3.8 | 1660 | None | 184 | 0.094 | 0 | [9 empty] | DEER:Res:HVAC_Eff_AC | Annual | 20
RB-HV-DuctSeal-HighToLow | DEER2021 | D20v0 | 2020-11-19 10:44 | Any | Res | Old | CZ14 | rWtd | Cap-Tons | 3.8 | 1660 | None | 88 | 0.086 | 6.78 | [9 empty] | DEER:Res:HVAC_Eff_AC | Annual | 20
RB-HV-DuctSeal-HighToLow | DEER2021 | D20v0 | 2020-11-19 10:44 | Any | Res | Old | CZ15 | rDXGF | Cap-Tons | 3.6 | 1480 | None | 64.3 | 0.045 | 1.61 | [9 empty] | DEER:Res:HVAC_Eff_AC | Annual | 20
RB-HV-DuctSeal-HighToLow | DEER2021 | D20v0 | 2020-11-19 10:44 | Any | Res | Old | CZ15 | rDXHP | Cap-Tons | 3.6 | 1480 | None | 82.8 | 0.048 | 0 | [9 empty] | DEER:Res:HVAC_Eff_AC | Annual | 20
RB-HV-DuctSeal-HighToLow | DEER2021 | D20v0 | 2020-11-19 10:44 | Any | Res | Old | CZ15 | rWtd | Cap-Tons | 3.6 | 1480 | None | 65 | 0.044 | 1.48 | [9 empty] | DEER:Res:HVAC_Eff_AC | Annual | 20
RB-HV-DuctSeal-HighToLow | DEER2021 | D20v0 | 2020-11-19 10:44 | Any | Res | Old | CZ16 | rDXGF | Cap-Tons | 2.9 | 1570 | None | 36.8 | 0.054 | 12.4 | [9 empty] | DEER:Res:HVAC_Eff_AC | Annual | 20
RB-HV-DuctSeal-HighToLow | DEER2021 | D20v0 | 2020-11-19 10:44 | Any | Res | Old | CZ16 | rDXHP | Cap-Tons | 2.9 | 1570 | None | 218 | 0.057 | 0 | [9 empty] | DEER:Res:HVAC_Eff_AC | Annual | 20
RB-HV-DuctSeal-HighToLow | DEER2021 | D20v0 | 2020-11-19 10:44 | Any | Res | Old | CZ16 | rWtd | Cap-Tons | 2.9 | 1570 | None | 35.8 | 0.037 | 11.8 | [9 empty] | DEER:Res:HVAC_Eff_AC | Annual | 20
RB-HV-DuctSeal-HighToLow | DEER2021 | D20v0 | 2020-11-19 10:44 | Any | SFm | Ex | CZ01 | rDXGF | Cap-Tons | 2.33 | 2300 | None | 8.21 | 0 | 11.1 | [9 empty] | DEER:Res:HVAC_Eff_AC | Annual | 20
RB-HV-DuctSeal-HighToLow | DEER2021 | D20v0 | 2020-11-19 10:44 | Any | SFm | Ex | CZ01 | rDXHP | Cap-Tons | 2.33 | 2300 | None | 114 | 0 | 0 | [9 empty] | DEER:Res:HVAC_Eff_AC | Annual | 20
RB-HV-DuctSeal-HighToLow | DEER2021 | D20v0 | 2020-11-19 10:44 | Any | SFm | Ex | CZ01 | rNCGF | Cap-kBTUh | 43.2914 | 2300 | None | 0.40797 | 0 | 0.58127 | [9 empty] | DEER:Res:HVAC_Eff_AC | Annual | 20
RB-HV-DuctSeal-HighToLow | DEER2021 | D20v0 | 2020-11-19 10:44 | Any | SFm | Ex | CZ01 | rWtd | Cap-Tons | 2.33 | 2300 | None | 7.67 | 0 | 10.8 | [9 empty] | DEER:Res:HVAC_Eff_AC | Annual | 20
RB-HV-DuctSeal-HighToLow | DEER2021 | D20v0 | 2020-11-19 10:44 | Any | SFm | Ex | CZ02 | rDXGF | Cap-Tons | 2.21 | 1950 | None | 29.2 | 0.0695 | 13.9 | [9 empty] | DEER:Res:HVAC_Eff_AC | Annual | 20
RB-HV-DuctSeal-HighToLow | DEER2021 | D20v0 | 2020-11-19 10:44 | Any | SFm | Ex | CZ02 | rDXHP | Cap-Tons | 2.21 | 1950 | None | 182 | 0.07 | 0 | [9 empty] | DEER:Res:HVAC_Eff_AC | Annual | 20
RB-HV-DuctSeal-HighToLow | DEER2021 | D20v0 | 2020-11-19 10:44 | Any | SFm | Ex | CZ02 | rNCGF | Cap-kBTUh | 41.0618 | 1950 | None | 0.52099 | 0 | 0.73197 | [9 empty] | DEER:Res:HVAC_Eff_AC | Annual | 20
RB-HV-DuctSeal-HighToLow | DEER2021 | D20v0 | 2020-11-19 10:44 | Any | SFm | Ex | CZ02 | rWtd | Cap-Tons | 2.21 | 1950 | None | 20.7 | 0.0275 | 13.4 | [9 empty] | DEER:Res:HVAC_Eff_AC | Annual | 20
RB-HV-DuctSeal-HighToLow | DEER2021 | D20v0 | 2020-11-19 10:44 | Any | SFm | Ex | CZ03 | rDXGF | Cap-Tons | 3.23 | 2300 | None | 10.2 | 0.0268 | 8.44 | [9 empty] | DEER:Res:HVAC_Eff_AC | Annual | 20
RB-HV-DuctSeal-HighToLow | DEER2021 | D20v0 | 2020-11-19 10:44 | Any | SFm | Ex | CZ03 | rDXHP | Cap-Tons | 3.23 | 2300 | None | 77 | 0.0272 | 0 | [9 empty] | DEER:Res:HVAC_Eff_AC | Annual | 20
RB-HV-DuctSeal-HighToLow | DEER2021 | D20v0 | 2020-11-19 10:44 | Any | SFm | Ex | CZ03 | rNCGF | Cap-kBTUh | 60.0134 | 2300 | None | 0.28364 | 0 | 0.44295 | [9 empty] | DEER:Res:HVAC_Eff_AC | Annual | 20
RB-HV-DuctSeal-HighToLow | DEER2021 | D20v0 | 2020-11-19 10:44 | Any | SFm | Ex | CZ03 | rWtd | Cap-Tons | 3.23 | 2300 | None | 6.39 | 0.0035 | 8.19 | [9 empty] | DEER:Res:HVAC_Eff_AC | Annual | 20
RB-HV-DuctSeal-HighToLow | DEER2021 | D20v0 | 2020-11-19 10:44 | Any | SFm | Ex | CZ04 | rDXGF | Cap-Tons | 3.17 | 2300 | None | 29.7 | 0.0658 | 8.63 | [9 empty] | DEER:Res:HVAC_Eff_AC | Annual | 20
RB-HV-DuctSeal-HighToLow | DEER2021 | D20v0 | 2020-11-19 10:44 | Any | SFm | Ex | CZ04 | rDXHP | Cap-Tons | 3.17 | 2300 | None | 124 | 0.0673 | 0 | [9 empty] | DEER:Res:HVAC_Eff_AC | Annual | 20
RB-HV-DuctSeal-HighToLow | DEER2021 | D20v0 | 2020-11-19 10:44 | Any | SFm | Ex | CZ04 | rNCGF | Cap-kBTUh | 58.8986 | 2300 | None | 0.29225 | 0 | 0.45264 | [9 empty] | DEER:Res:HVAC_Eff_AC | Annual | 20
RB-HV-DuctSeal-HighToLow | DEER2021 | D20v0 | 2020-11-19 10:44 | Any | SFm | Ex | CZ04 | rWtd | Cap-Tons | 3.17 | 2300 | None | 20.5 | 0.0338 | 8.28 | [9 empty] | DEER:Res:HVAC_Eff_AC | Annual | 20
RB-HV-DuctSeal-HighToLow | DEER2021 | D20v0 | 2020-11-19 10:44 | Any | SFm | Ex | CZ05 | rDXGF | Cap-Tons | 3.55 | 2300 | None | 9.04 | 0.0222 | 9.1 | [9 empty] | DEER:Res:HVAC_Eff_AC | Annual | 20
RB-HV-DuctSeal-HighToLow | DEER2021 | D20v0 | 2020-11-19 10:44 | Any | SFm | Ex | CZ05 | rDXHP | Cap-Tons | 3.55 | 2300 | None | 91.1 | 0.0213 | 0 | [9 empty] | DEER:Res:HVAC_Eff_AC | Annual | 20
RB-HV-DuctSeal-HighToLow | DEER2021 | D20v0 | 2020-11-19 10:44 | Any | SFm | Ex | CZ05 | rNCGF | Cap-kBTUh | 65.959 | 2300 | None | 0.29925 | 0 | 0.47578 | [9 empty] | DEER:Res:HVAC_Eff_AC | Annual | 20
RB-HV-DuctSeal-HighToLow | DEER2021 | D20v0 | 2020-11-19 10:44 | Any | SFm | Ex | CZ05 | rWtd | Cap-Tons | 3.55 | 2300 | None | 7.21 | 0.00459 | 8.79 | [9 empty] | DEER:Res:HVAC_Eff_AC | Annual | 20
RB-HV-DuctSeal-HighToLow | DEER2021 | D20v0 | 2020-11-19 10:44 | Any | SFm | Ex | CZ06 | rDXGF | Cap-Tons | 4.01 | 2390 | None | 20.2 | 0.0546 | 3.43 | [9 empty] | DEER:Res:HVAC_Eff_AC | Annual | 20
RB-HV-DuctSeal-HighToLow | DEER2021 | D20v0 | 2020-11-19 10:44 | Any | SFm | Ex | CZ06 | rDXHP | Cap-Tons | 4.01 | 2390 | None | 50.6 | 0.056 | 0 | [9 empty] | DEER:Res:HVAC_Eff_AC | Annual | 20
RB-HV-DuctSeal-HighToLow | DEER2021 | D20v0 | 2020-11-19 10:44 | Any | SFm | Ex | CZ06 | rNCGF | Cap-kBTUh | 74.5058 | 2390 | None | 0.10926 | 0 | 0.17922 | [9 empty] | DEER:Res:HVAC_Eff_AC | Annual | 20
RB-HV-DuctSeal-HighToLow | DEER2021 | D20v0 | 2020-11-19 10:44 | Any | SFm | Ex | CZ06 | rWtd | Cap-Tons | 4.01 | 2390 | None | 10.3 | 0.0227 | 3.29 | [9 empty] | DEER:Res:HVAC_Eff_AC | Annual | 20
RB-HV-DuctSeal-HighToLow | DEER2021 | D20v0 | 2020-11-19 10:44 | Any | SFm | Ex | CZ07 | rDXGF | Cap-Tons | 3.21 | 2390 | None | 29.6 | 0.0515 | 3.05 | [9 empty] | DEER:Res:HVAC_Eff_AC | Annual | 20
RB-HV-DuctSeal-HighToLow | DEER2021 | D20v0 | 2020-11-19 10:44 | Any | SFm | Ex | CZ07 | rDXHP | Cap-Tons | 3.21 | 2390 | None | 50.5 | 0.0529 | 0 | [9 empty] | DEER:Res:HVAC_Eff_AC | Annual | 20
RB-HV-DuctSeal-HighToLow | DEER2021 | D20v0 | 2020-11-19 10:44 | Any | SFm | Ex | CZ07 | rNCGF | Cap-kBTUh | 59.6418 | 2390 | None | 0.10118 | 0 | 0.16093 | [9 empty] | DEER:Res:HVAC_Eff_AC | Annual | 20
RB-HV-DuctSeal-HighToLow | DEER2021 | D20v0 | 2020-11-19 10:44 | Any | SFm | Ex | CZ07 | rWtd | Cap-Tons | 3.21 | 2390 | None | 11.4 | 0.017 | 2.96 | [9 empty] | DEER:Res:HVAC_Eff_AC | Annual | 20
RB-HV-DuctSeal-HighToLow | DEER2021 | D20v0 | 2020-11-19 10:44 | Any | SFm | Ex | CZ08 | rDXGF | Cap-Tons | 3.77 | 2390 | None | 49.5 | 0.0596 | 2.75 | [9 empty] | DEER:Res:HVAC_Eff_AC | Annual | 20
RB-HV-DuctSeal-HighToLow | DEER2021 | D20v0 | 2020-11-19 10:44 | Any | SFm | Ex | CZ08 | rDXHP | Cap-Tons | 3.77 | 2390 | None | 73.7 | 0.0625 | 0 | [9 empty] | DEER:Res:HVAC_Eff_AC | Annual | 20
RB-HV-DuctSeal-HighToLow | DEER2021 | D20v0 | 2020-11-19 10:44 | Any | SFm | Ex | CZ08 | rNCGF | Cap-kBTUh | 70.0466 | 2390 | None | 0.089882 | 0 | 0.14478 | [9 empty] | DEER:Res:HVAC_Eff_AC | Annual | 20
RB-HV-DuctSeal-HighToLow | DEER2021 | D20v0 | 2020-11-19 10:44 | Any | SFm | Ex | CZ08 | rWtd | Cap-Tons | 3.77 | 2390 | None | 26.1 | 0.0298 | 2.64 | [9 empty] | DEER:Res:HVAC_Eff_AC | Annual | 20
RB-HV-DuctSeal-HighToLow | DEER2021 | D20v0 | 2020-11-19 10:44 | Any | SFm | Ex | CZ09 | rDXGF | Cap-Tons | 3.37 | 2420 | None | 52.2 | 0.0835 | 5.29 | [9 empty] | DEER:Res:HVAC_Eff_AC | Annual | 20
RB-HV-DuctSeal-HighToLow | DEER2021 | D20v0 | 2020-11-19 10:44 | Any | SFm | Ex | CZ09 | rDXHP | Cap-Tons | 3.37 | 2420 | None | 96.5 | 0.0844 | 0 | [9 empty] | DEER:Res:HVAC_Eff_AC | Annual | 20
RB-HV-DuctSeal-HighToLow | DEER2021 | D20v0 | 2020-11-19 10:44 | Any | SFm | Ex | CZ09 | rNCGF | Cap-kBTUh | 62.6146 | 2420 | None | 0.17546 | 0 | 0.27718 | [9 empty] | DEER:Res:HVAC_Eff_AC | Annual | 20
RB-HV-DuctSeal-HighToLow | DEER2021 | D20v0 | 2020-11-19 10:44 | Any | SFm | Ex | CZ09 | rWtd | Cap-Tons | 3.37 | 2420 | None | 43.5 | 0.0655 | 5.03 | [9 empty] | DEER:Res:HVAC_Eff_AC | Annual | 20
RB-HV-DuctSeal-HighToLow | DEER2021 | D20v0 | 2020-11-19 10:44 | Any | SFm | Ex | CZ10 | rDXGF | Cap-Tons | 2.53 | 1950 | None | 70.1 | 0.0937 | 8.25 | [9 empty] | DEER:Res:HVAC_Eff_AC | Annual | 20
RB-HV-DuctSeal-HighToLow | DEER2021 | D20v0 | 2020-11-19 10:44 | Any | SFm | Ex | CZ10 | rDXHP | Cap-Tons | 2.53 | 1950 | None | 155 | 0.0916 | 0 | [9 empty] | DEER:Res:HVAC_Eff_AC | Annual | 20
RB-HV-DuctSeal-HighToLow | DEER2021 | D20v0 | 2020-11-19 10:44 | Any | SFm | Ex | CZ10 | rNCGF | Cap-kBTUh | 47.0074 | 1950 | None | 0.29386 | 0 | 0.4338 | [9 empty] | DEER:Res:HVAC_Eff_AC | Annual | 20
RB-HV-DuctSeal-HighToLow | DEER2021 | D20v0 | 2020-11-19 10:44 | Any | SFm | Ex | CZ10 | rWtd | Cap-Tons | 2.53 | 1950 | None | 71 | 0.0885 | 7.82 | [9 empty] | DEER:Res:HVAC_Eff_AC | Annual | 20
RB-HV-DuctSeal-HighToLow | DEER2021 | D20v0 | 2020-11-19 10:44 | Any | SFm | Ex | CZ11 | rDXGF | Cap-Tons | 2.66 | 1950 | None | 74 | 0.107 | 7.91 | [9 empty] | DEER:Res:HVAC_Eff_AC | Annual | 20
RB-HV-DuctSeal-HighToLow | DEER2021 | D20v0 | 2020-11-19 10:44 | Any | SFm | Ex | CZ11 | rDXHP | Cap-Tons | 2.66 | 1950 | None | 163 | 0.102 | 0 | [9 empty] | DEER:Res:HVAC_Eff_AC | Annual | 20
RB-HV-DuctSeal-HighToLow | DEER2021 | D20v0 | 2020-11-19 10:44 | Any | SFm | Ex | CZ11 | rNCGF | Cap-kBTUh | 49.4228 | 1950 | None | 0.27718 | 0 | 0.41658 | [9 empty] | DEER:Res:HVAC_Eff_AC | Annual | 20
RB-HV-DuctSeal-HighToLow | DEER2021 | D20v0 | 2020-11-19 10:44 | Any | SFm | Ex | CZ11 | rWtd | Cap-Tons | 2.66 | 1950 | None | 73.8 | 0.0991 | 7.5 | [9 empty] | DEER:Res:HVAC_Eff_AC | Annual | 20
RB-HV-DuctSeal-HighToLow | DEER2021 | D20v0 | 2020-11-19 10:44 | Any | SFm | Ex | CZ12 | rDXGF | Cap-Tons | 2.47 | 1950 | None | 45.1 | 0.0704 | 9.77 | [9 empty] | DEER:Res:HVAC_Eff_AC | Annual | 20
RB-HV-DuctSeal-HighToLow | DEER2021 | D20v0 | 2020-11-19 10:44 | Any | SFm | Ex | CZ12 | rDXHP | Cap-Tons | 2.47 | 1950 | None | 149 | 0.0706 | 0 | [9 empty] | DEER:Res:HVAC_Eff_AC | Annual | 20
RB-HV-DuctSeal-HighToLow | DEER2021 | D20v0 | 2020-11-19 10:44 | Any | SFm | Ex | CZ12 | rNCGF | Cap-kBTUh | 45.8926 | 1950 | None | 0.35091 | 0 | 0.51292 | [9 empty] | DEER:Res:HVAC_Eff_AC | Annual | 20
RB-HV-DuctSeal-HighToLow | DEER2021 | D20v0 | 2020-11-19 10:44 | Any | SFm | Ex | CZ12 | rWtd | Cap-Tons | 2.47 | 1950 | None | 45.4 | 0.0618 | 9.27 | [9 empty] | DEER:Res:HVAC_Eff_AC | Annual | 20
RB-HV-DuctSeal-HighToLow | DEER2021 | D20v0 | 2020-11-19 10:44 | Any | SFm | Ex | CZ13 | rDXGF | Cap-Tons | 2.55 | 1950 | None | 82.6 | 0.0787 | 8.45 | [9 empty] | DEER:Res:HVAC_Eff_AC | Annual | 20
RB-HV-DuctSeal-HighToLow | DEER2021 | D20v0 | 2020-11-19 10:44 | Any | SFm | Ex | CZ13 | rDXHP | Cap-Tons | 2.55 | 1950 | None | 182 | 0.0817 | 0 | [9 empty] | DEER:Res:HVAC_Eff_AC | Annual | 20
RB-HV-DuctSeal-HighToLow | DEER2021 | D20v0 | 2020-11-19 10:44 | Any | SFm | Ex | CZ13 | rNCGF | Cap-kBTUh | 47.379 | 1950 | None | 0.29925 | 0 | 0.44456 | [9 empty] | DEER:Res:HVAC_Eff_AC | Annual | 20
RB-HV-DuctSeal-HighToLow | DEER2021 | D20v0 | 2020-11-19 10:44 | Any | SFm | Ex | CZ13 | rWtd | Cap-Tons | 2.55 | 1950 | None | 84.8 | 0.0758 | 8 | [9 empty] | DEER:Res:HVAC_Eff_AC | Annual | 20
RB-HV-DuctSeal-HighToLow | DEER2021 | D20v0 | 2020-11-19 10:44 | Any | SFm | Ex | CZ14 | rDXGF | Cap-Tons | 3.16 | 2160 | None | 141 | 0.115 | 9.06 | [9 empty] | DEER:Res:HVAC_Eff_AC | Annual | 20
RB-HV-DuctSeal-HighToLow | DEER2021 | D20v0 | 2020-11-19 10:44 | Any | SFm | Ex | CZ14 | rDXHP | Cap-Tons | 3.16 | 2160 | None | 265 | 0.123 | 0 | [9 empty] | DEER:Res:HVAC_Eff_AC | Annual | 20
RB-HV-DuctSeal-HighToLow | DEER2021 | D20v0 | 2020-11-19 10:44 | Any | SFm | Ex | CZ14 | rNCGF | Cap-kBTUh | 58.7128 | 2160 | None | 0.30409 | 0 | 0.47309 | [9 empty] | DEER:Res:HVAC_Eff_AC | Annual | 20
RB-HV-DuctSeal-HighToLow | DEER2021 | D20v0 | 2020-11-19 10:44 | Any | SFm | Ex | CZ14 | rWtd | Cap-Tons | 3.16 | 2160 | None | 147 | 0.115 | 8.57 | [9 empty] | DEER:Res:HVAC_Eff_AC | Annual | 20
RB-HV-DuctSeal-HighToLow | DEER2021 | D20v0 | 2020-11-19 10:44 | Any | SFm | Ex | CZ15 | rDXGF | Cap-Tons | 3.4 | 2160 | None | 136 | 0.0871 | 3.76 | [9 empty] | DEER:Res:HVAC_Eff_AC | Annual | 20
RB-HV-DuctSeal-HighToLow | DEER2021 | D20v0 | 2020-11-19 10:44 | Any | SFm | Ex | CZ15 | rDXHP | Cap-Tons | 3.4 | 2160 | None | 187 | 0.0945 | 0 | [9 empty] | DEER:Res:HVAC_Eff_AC | Annual | 20
RB-HV-DuctSeal-HighToLow | DEER2021 | D20v0 | 2020-11-19 10:44 | Any | SFm | Ex | CZ15 | rNCGF | Cap-kBTUh | 63.172 | 2160 | None | 0.12433 | 0 | 0.19699 | [9 empty] | DEER:Res:HVAC_Eff_AC | Annual | 20
RB-HV-DuctSeal-HighToLow | DEER2021 | D20v0 | 2020-11-19 10:44 | Any | SFm | Ex | CZ15 | rWtd | Cap-Tons | 3.4 | 2160 | None | 137 | 0.0862 | 3.56 | [9 empty] | DEER:Res:HVAC_Eff_AC | Annual | 20
RB-HV-DuctSeal-HighToLow | DEER2021 | D20v0 | 2020-11-19 10:44 | Any | SFm | Ex | CZ16 | rDXGF | Cap-Tons | 3.61 | 2300 | None | 14 | 0.0282 | 7.37 | [9 empty] | DEER:Res:HVAC_Eff_AC | Annual | 20
RB-HV-DuctSeal-HighToLow | DEER2021 | D20v0 | 2020-11-19 10:44 | Any | SFm | Ex | CZ16 | rDXHP | Cap-Tons | 3.61 | 2300 | None | 118 | 0.0283 | 0 | [9 empty] | DEER:Res:HVAC_Eff_AC | Annual | 20
RB-HV-DuctSeal-HighToLow | DEER2021 | D20v0 | 2020-11-19 10:44 | Any | SFm | Ex | CZ16 | rNCGF | Cap-kBTUh | 67.0738 | 2300 | None | 0.24166 | 0 | 0.38482 | [9 empty] | DEER:Res:HVAC_Eff_AC | Annual | 20
RB-HV-DuctSeal-HighToLow | DEER2021 | D20v0 | 2020-11-19 10:44 | Any | SFm | Ex | CZ16 | rWtd | Cap-Tons | 3.61 | 2300 | None | 14.6 | 0.0188 | 7.03 | [9 empty] | DEER:Res:HVAC_Eff_AC | Annual | 20
RB-HV-DuctSeal-HighToLow | DEER2021 | D20v0 | 2020-11-19 10:44 | Any | SFm | Old | CZ01 | rDXGF | Cap-Tons | 2.06 | 1830 | None | 13.2 | 0 | 16.4 | [9 empty] | DEER:Res:HVAC_Eff_AC | Annual | 20
RB-HV-DuctSeal-HighToLow | DEER2021 | D20v0 | 2020-11-19 10:44 | Any | SFm | Old | CZ01 | rDXHP | Cap-Tons | 2.06 | 1830 | None | 182 | 0 | 0 | [9 empty] | DEER:Res:HVAC_Eff_AC | Annual | 20
RB-HV-DuctSeal-HighToLow | DEER2021 | D20v0 | 2020-11-19 10:44 | Any | SFm | Old | CZ01 | rNCGF | Cap-kBTUh | 38.2748 | 1830 | None | 0.65124 | 0 | 0.87191 | [9 empty] | DEER:Res:HVAC_Eff_AC | Annual | 20
RB-HV-DuctSeal-HighToLow | DEER2021 | D20v0 | 2020-11-19 10:44 | Any | SFm | Old | CZ01 | rWtd | Cap-Tons | 2.06 | 1830 | None | 12.2 | 0 | 16.2 | [9 empty] | DEER:Res:HVAC_Eff_AC | Annual | 20
RB-HV-DuctSeal-HighToLow | DEER2021 | D20v0 | 2020-11-19 10:44 | Any | SFm | Old | CZ02 | rDXGF | Cap-Tons | 3.42 | 1720 | None | 14.3 | 0.0461 | 10.6 | [9 empty] | DEER:Res:HVAC_Eff_AC | Annual | 20
RB-HV-DuctSeal-HighToLow | DEER2021 | D20v0 | 2020-11-19 10:44 | Any | SFm | Old | CZ02 | rDXHP | Cap-Tons | 3.42 | 1720 | None | 131 | 0.0487 | 0 | [9 empty] | DEER:Res:HVAC_Eff_AC | Annual | 20
RB-HV-DuctSeal-HighToLow | DEER2021 | D20v0 | 2020-11-19 10:44 | Any | SFm | Old | CZ02 | rNCGF | Cap-kBTUh | 63.5436 | 1720 | None | 0.35791 | 0 | 0.55436 | [9 empty] | DEER:Res:HVAC_Eff_AC | Annual | 20
RB-HV-DuctSeal-HighToLow | DEER2021 | D20v0 | 2020-11-19 10:44 | Any | SFm | Old | CZ02 | rWtd | Cap-Tons | 3.42 | 1720 | None | 12.2 | 0.0182 | 10.2 | [9 empty] | DEER:Res:HVAC_Eff_AC | Annual | 20
RB-HV-DuctSeal-HighToLow | DEER2021 | D20v0 | 2020-11-19 10:44 | Any | SFm | Old | CZ03 | rDXGF | Cap-Tons | 2.9 | 1690 | None | 11.8 | 0.0316 | 10.4 | [9 empty] | DEER:Res:HVAC_Eff_AC | Annual | 20
RB-HV-DuctSeal-HighToLow | DEER2021 | D20v0 | 2020-11-19 10:44 | Any | SFm | Old | CZ03 | rDXHP | Cap-Tons | 2.9 | 1690 | None | 94.2 | 0.0346 | 0 | [9 empty] | DEER:Res:HVAC_Eff_AC | Annual | 20
RB-HV-DuctSeal-HighToLow | DEER2021 | D20v0 | 2020-11-19 10:44 | Any | SFm | Old | CZ03 | rNCGF | Cap-kBTUh | 53.882 | 1690 | None | 0.36437 | 0 | 0.54898 | [9 empty] | DEER:Res:HVAC_Eff_AC | Annual | 20
RB-HV-DuctSeal-HighToLow | DEER2021 | D20v0 | 2020-11-19 10:44 | Any | SFm | Old | CZ03 | rWtd | Cap-Tons | 2.9 | 1690 | None | 8.01 | 0.00415 | 10.1 | [9 empty] | DEER:Res:HVAC_Eff_AC | Annual | 20
RB-HV-DuctSeal-HighToLow | DEER2021 | D20v0 | 2020-11-19 10:44 | Any | SFm | Old | CZ04 | rDXGF | Cap-Tons | 2.79 | 1670 | None | 28.2 | 0.0606 | 8.61 | [9 empty] | DEER:Res:HVAC_Eff_AC | Annual | 20
RB-HV-DuctSeal-HighToLow | DEER2021 | D20v0 | 2020-11-19 10:44 | Any | SFm | Old | CZ04 | rDXHP | Cap-Tons | 2.79 | 1670 | None | 122 | 0.0629 | 0 | [9 empty] | DEER:Res:HVAC_Eff_AC | Annual | 20
RB-HV-DuctSeal-HighToLow | DEER2021 | D20v0 | 2020-11-19 10:44 | Any | SFm | Old | CZ04 | rNCGF | Cap-kBTUh | 51.8382 | 1670 | None | 0.30678 | 0 | 0.45425 | [9 empty] | DEER:Res:HVAC_Eff_AC | Annual | 20
RB-HV-DuctSeal-HighToLow | DEER2021 | D20v0 | 2020-11-19 10:44 | Any | SFm | Old | CZ04 | rWtd | Cap-Tons | 2.79 | 1670 | None | 19.8 | 0.0311 | 8.29 | [9 empty] | DEER:Res:HVAC_Eff_AC | Annual | 20
RB-HV-DuctSeal-HighToLow | DEER2021 | D20v0 | 2020-11-19 10:44 | Any | SFm | Old | CZ05 | rDXGF | Cap-Tons | 3.17 | 1730 | None | 11 | 0.025 | 11.7 | [9 empty] | DEER:Res:HVAC_Eff_AC | Annual | 20
RB-HV-DuctSeal-HighToLow | DEER2021 | D20v0 | 2020-11-19 10:44 | Any | SFm | Old | CZ05 | rDXHP | Cap-Tons | 3.17 | 1730 | None | 117 | 0.0266 | 0 | [9 empty] | DEER:Res:HVAC_Eff_AC | Annual | 20
RB-HV-DuctSeal-HighToLow | DEER2021 | D20v0 | 2020-11-19 10:44 | Any | SFm | Old | CZ05 | rNCGF | Cap-kBTUh | 58.8986 | 1730 | None | 0.40205 | 0 | 0.61895 | [9 empty] | DEER:Res:HVAC_Eff_AC | Annual | 20
RB-HV-DuctSeal-HighToLow | DEER2021 | D20v0 | 2020-11-19 10:44 | Any | SFm | Old | CZ05 | rWtd | Cap-Tons | 3.17 | 1730 | None | 9.4 | 0.00521 | 11.4 | [9 empty] | DEER:Res:HVAC_Eff_AC | Annual | 20
RB-HV-DuctSeal-HighToLow | DEER2021 | D20v0 | 2020-11-19 10:44 | Any | SFm | Old | CZ06 | rDXGF | Cap-Tons | 3.36 | 1730 | None | 20.9 | 0.0634 | 4.35 | [9 empty] | DEER:Res:HVAC_Eff_AC | Annual | 20
RB-HV-DuctSeal-HighToLow | DEER2021 | D20v0 | 2020-11-19 10:44 | Any | SFm | Old | CZ06 | rDXHP | Cap-Tons | 3.36 | 1730 | None | 58.7 | 0.0653 | 0 | [9 empty] | DEER:Res:HVAC_Eff_AC | Annual | 20
RB-HV-DuctSeal-HighToLow | DEER2021 | D20v0 | 2020-11-19 10:44 | Any | SFm | Old | CZ06 | rNCGF | Cap-kBTUh | 62.4288 | 1730 | None | 0.14532 | 0 | 0.22928 | [9 empty] | DEER:Res:HVAC_Eff_AC | Annual | 20
RB-HV-DuctSeal-HighToLow | DEER2021 | D20v0 | 2020-11-19 10:44 | Any | SFm | Old | CZ06 | rWtd | Cap-Tons | 3.36 | 1730 | None | 11.1 | 0.0263 | 4.2 | [9 empty] | DEER:Res:HVAC_Eff_AC | Annual | 20
RB-HV-DuctSeal-HighToLow | DEER2021 | D20v0 | 2020-11-19 10:44 | Any | SFm | Old | CZ07 | rDXGF | Cap-Tons | 2.59 | 1780 | None | 25.9 | 0.0489 | 4.85 | [9 empty] | DEER:Res:HVAC_Eff_AC | Annual | 20
RB-HV-DuctSeal-HighToLow | DEER2021 | D20v0 | 2020-11-19 10:44 | Any | SFm | Old | CZ07 | rDXHP | Cap-Tons | 2.59 | 1780 | None | 60.2 | 0.052 | 0 | [9 empty] | DEER:Res:HVAC_Eff_AC | Annual | 20
RB-HV-DuctSeal-HighToLow | DEER2021 | D20v0 | 2020-11-19 10:44 | Any | SFm | Old | CZ07 | rNCGF | Cap-kBTUh | 48.1222 | 1780 | None | 0.1733 | 0 | 0.25673 | [9 empty] | DEER:Res:HVAC_Eff_AC | Annual | 20
RB-HV-DuctSeal-HighToLow | DEER2021 | D20v0 | 2020-11-19 10:44 | Any | SFm | Old | CZ07 | rWtd | Cap-Tons | 2.59 | 1780 | None | 11.3 | 0.0162 | 4.71 | [9 empty] | DEER:Res:HVAC_Eff_AC | Annual | 20
RB-HV-DuctSeal-HighToLow | DEER2021 | D20v0 | 2020-11-19 10:44 | Any | SFm | Old | CZ08 | rDXGF | Cap-Tons | 3.07 | 1620 | None | 33.2 | 0.0498 | 3.98 | [9 empty] | DEER:Res:HVAC_Eff_AC | Annual | 20
RB-HV-DuctSeal-HighToLow | DEER2021 | D20v0 | 2020-11-19 10:44 | Any | SFm | Old | CZ08 | rDXHP | Cap-Tons | 3.07 | 1620 | None | 65 | 0.0521 | 0 | [9 empty] | DEER:Res:HVAC_Eff_AC | Annual | 20
RB-HV-DuctSeal-HighToLow | DEER2021 | D20v0 | 2020-11-19 10:44 | Any | SFm | Old | CZ08 | rNCGF | Cap-kBTUh | 57.0406 | 1620 | None | 0.13617 | 0 | 0.21044 | [9 empty] | DEER:Res:HVAC_Eff_AC | Annual | 20
RB-HV-DuctSeal-HighToLow | DEER2021 | D20v0 | 2020-11-19 10:44 | Any | SFm | Old | CZ08 | rWtd | Cap-Tons | 3.07 | 1620 | None | 18.7 | 0.0249 | 3.84 | [9 empty] | DEER:Res:HVAC_Eff_AC | Annual | 20
RB-HV-DuctSeal-HighToLow | DEER2021 | D20v0 | 2020-11-19 10:44 | Any | SFm | Old | CZ09 | rDXGF | Cap-Tons | 3.49 | 1690 | None | 54.2 | 0.106 | 5.23 | [9 empty] | DEER:Res:HVAC_Eff_AC | Annual | 20
RB-HV-DuctSeal-HighToLow | DEER2021 | D20v0 | 2020-11-19 10:44 | Any | SFm | Old | CZ09 | rDXHP | Cap-Tons | 3.49 | 1690 | None | 103 | 0.109 | 0 | [9 empty] | DEER:Res:HVAC_Eff_AC | Annual | 20
RB-HV-DuctSeal-HighToLow | DEER2021 | D20v0 | 2020-11-19 10:44 | Any | SFm | Old | CZ09 | rNCGF | Cap-kBTUh | 64.8442 | 1690 | None | 0.17384 | 0 | 0.2761 | [9 empty] | DEER:Res:HVAC_Eff_AC | Annual | 20
RB-HV-DuctSeal-HighToLow | DEER2021 | D20v0 | 2020-11-19 10:44 | Any | SFm | Old | CZ09 | rWtd | Cap-Tons | 3.49 | 1690 | None | 45.3 | 0.0834 | 4.99 | [9 empty] | DEER:Res:HVAC_Eff_AC | Annual | 20
RB-HV-DuctSeal-HighToLow | DEER2021 | D20v0 | 2020-11-19 10:44 | Any | SFm | Old | CZ10 | rDXGF | Cap-Tons | 3.83 | 1830 | None | 39.4 | 0.0718 | 5.66 | [9 empty] | DEER:Res:HVAC_Eff_AC | Annual | 20
RB-HV-DuctSeal-HighToLow | DEER2021 | D20v0 | 2020-11-19 10:44 | Any | SFm | Old | CZ10 | rDXHP | Cap-Tons | 3.83 | 1830 | None | 95.4 | 0.0757 | 0 | [9 empty] | DEER:Res:HVAC_Eff_AC | Annual | 20
RB-HV-DuctSeal-HighToLow | DEER2021 | D20v0 | 2020-11-19 10:44 | Any | SFm | Old | CZ10 | rNCGF | Cap-kBTUh | 71.1614 | 1830 | None | 0.18353 | 0 | 0.29817 | [9 empty] | DEER:Res:HVAC_Eff_AC | Annual | 20
RB-HV-DuctSeal-HighToLow | DEER2021 | D20v0 | 2020-11-19 10:44 | Any | SFm | Old | CZ10 | rWtd | Cap-Tons | 3.83 | 1830 | None | 40.4 | 0.0681 | 5.37 | [9 empty] | DEER:Res:HVAC_Eff_AC | Annual | 20
RB-HV-DuctSeal-HighToLow | DEER2021 | D20v0 | 2020-11-19 10:44 | Any | SFm | Old | CZ11 | rDXGF | Cap-Tons | 3.66 | 1670 | None | 56.4 | 0.0972 | 8.44 | [9 empty] | DEER:Res:HVAC_Eff_AC | Annual | 20
RB-HV-DuctSeal-HighToLow | DEER2021 | D20v0 | 2020-11-19 10:44 | Any | SFm | Old | CZ11 | rDXHP | Cap-Tons | 3.66 | 1670 | None | 155 | 0.104 | 0 | [9 empty] | DEER:Res:HVAC_Eff_AC | Annual | 20
RB-HV-DuctSeal-HighToLow | DEER2021 | D20v0 | 2020-11-19 10:44 | Any | SFm | Old | CZ11 | rNCGF | Cap-kBTUh | 68.0028 | 1670 | None | 0.27718 | 0 | 0.44403 | [9 empty] | DEER:Res:HVAC_Eff_AC | Annual | 20
RB-HV-DuctSeal-HighToLow | DEER2021 | D20v0 | 2020-11-19 10:44 | Any | SFm | Old | CZ11 | rWtd | Cap-Tons | 3.66 | 1670 | None | 57.9 | 0.0909 | 8 | [9 empty] | DEER:Res:HVAC_Eff_AC | Annual | 20
RB-HV-DuctSeal-HighToLow | DEER2021 | D20v0 | 2020-11-19 10:44 | Any | SFm | Old | CZ12 | rDXGF | Cap-Tons | 3.45 | 1650 | None | 38.8 | 0.0815 | 8.52 | [9 empty] | DEER:Res:HVAC_Eff_AC | Annual | 20
RB-HV-DuctSeal-HighToLow | DEER2021 | D20v0 | 2020-11-19 10:44 | Any | SFm | Old | CZ12 | rDXHP | Cap-Tons | 3.45 | 1650 | None | 132 | 0.0869 | 0 | [9 empty] | DEER:Res:HVAC_Eff_AC | Annual | 20
RB-HV-DuctSeal-HighToLow | DEER2021 | D20v0 | 2020-11-19 10:44 | Any | SFm | Old | CZ12 | rNCGF | Cap-kBTUh | 64.101 | 1650 | None | 0.2831 | 0 | 0.44833 | [9 empty] | DEER:Res:HVAC_Eff_AC | Annual | 20
RB-HV-DuctSeal-HighToLow | DEER2021 | D20v0 | 2020-11-19 10:44 | Any | SFm | Old | CZ12 | rWtd | Cap-Tons | 3.45 | 1650 | None | 39.1 | 0.0718 | 8.09 | [9 empty] | DEER:Res:HVAC_Eff_AC | Annual | 20
RB-HV-DuctSeal-HighToLow | DEER2021 | D20v0 | 2020-11-19 10:44 | Any | SFm | Old | CZ13 | rDXGF | Cap-Tons | 3.49 | 1670 | None | 68.5 | 0.0789 | 7.91 | [9 empty] | DEER:Res:HVAC_Eff_AC | Annual | 20
RB-HV-DuctSeal-HighToLow | DEER2021 | D20v0 | 2020-11-19 10:44 | Any | SFm | Old | CZ13 | rDXHP | Cap-Tons | 3.49 | 1670 | None | 158 | 0.0878 | 0 | [9 empty] | DEER:Res:HVAC_Eff_AC | Annual | 20
RB-HV-DuctSeal-HighToLow | DEER2021 | D20v0 | 2020-11-19 10:44 | Any | SFm | Old | CZ13 | rNCGF | Cap-kBTUh | 64.8442 | 1670 | None | 0.26265 | 0 | 0.41765 | [9 empty] | DEER:Res:HVAC_Eff_AC | Annual | 20
RB-HV-DuctSeal-HighToLow | DEER2021 | D20v0 | 2020-11-19 10:44 | Any | SFm | Old | CZ13 | rWtd | Cap-Tons | 3.49 | 1670 | None | 70.7 | 0.0763 | 7.5 | [9 empty] | DEER:Res:HVAC_Eff_AC | Annual | 20
RB-HV-DuctSeal-HighToLow | DEER2021 | D20v0 | 2020-11-19 10:44 | Any | SFm | Old | CZ14 | rDXGF | Cap-Tons | 4.03 | 1710 | None | 92 | 0.0975 | 8.03 | [9 empty] | DEER:Res:HVAC_Eff_AC | Annual | 20
RB-HV-DuctSeal-HighToLow | DEER2021 | D20v0 | 2020-11-19 10:44 | Any | SFm | Old | CZ14 | rDXHP | Cap-Tons | 4.03 | 1710 | None | 205 | 0.105 | 0 | [9 empty] | DEER:Res:HVAC_Eff_AC | Annual | 20
RB-HV-DuctSeal-HighToLow | DEER2021 | D20v0 | 2020-11-19 10:44 | Any | SFm | Old | CZ14 | rNCGF | Cap-kBTUh | 74.8774 | 1710 | None | 0.25834 | 0 | 0.41712 | [9 empty] | DEER:Res:HVAC_Eff_AC | Annual | 20
RB-HV-DuctSeal-HighToLow | DEER2021 | D20v0 | 2020-11-19 10:44 | Any | SFm | Old | CZ14 | rWtd | Cap-Tons | 4.03 | 1710 | None | 97.5 | 0.0972 | 7.59 | [9 empty] | DEER:Res:HVAC_Eff_AC | Annual | 20
RB-HV-DuctSeal-HighToLow | DEER2021 | D20v0 | 2020-11-19 10:44 | Any | SFm | Old | CZ15 | rDXGF | Cap-Tons | 5.32 | 1640 | None | 91.8 | 0.0689 | 2.65 | [9 empty] | DEER:Res:HVAC_Eff_AC | Annual | 20
RB-HV-DuctSeal-HighToLow | DEER2021 | D20v0 | 2020-11-19 10:44 | Any | SFm | Old | CZ15 | rDXHP | Cap-Tons | 5.32 | 1640 | None | 127 | 0.0758 | 0 | [9 empty] | DEER:Res:HVAC_Eff_AC | Annual | 20
RB-HV-DuctSeal-HighToLow | DEER2021 | D20v0 | 2020-11-19 10:44 | Any | SFm | Old | CZ15 | rNCGF | Cap-kBTUh | 98.8456 | 1640 | None | 0.082347 | 0 | 0.13402 | [9 empty] | DEER:Res:HVAC_Eff_AC | Annual | 20
RB-HV-DuctSeal-HighToLow | DEER2021 | D20v0 | 2020-11-19 10:44 | Any | SFm | Old | CZ15 | rWtd | Cap-Tons | 5.32 | 1640 | None | 92.3 | 0.0683 | 2.5 | [9 empty] | DEER:Res:HVAC_Eff_AC | Annual | 20
RB-HV-DuctSeal-HighToLow | DEER2021 | D20v0 | 2020-11-19 10:44 | Any | SFm | Old | CZ16 | rDXGF | Cap-Tons | 3.26 | 1690 | None | 42.8 | 0.0654 | 14.7 | [9 empty] | DEER:Res:HVAC_Eff_AC | Annual | 20
RB-HV-DuctSeal-HighToLow | DEER2021 | D20v0 | 2020-11-19 10:44 | Any | SFm | Old | CZ16 | rDXHP | Cap-Tons | 3.26 | 1690 | None | 259 | 0.0688 | 0 | [9 empty] | DEER:Res:HVAC_Eff_AC | Annual | 20
RB-HV-DuctSeal-HighToLow | DEER2021 | D20v0 | 2020-11-19 10:44 | Any | SFm | Old | CZ16 | rNCGF | Cap-kBTUh | 60.5708 | 1690 | None | 0.51076 | 0 | 0.77503 | [9 empty] | DEER:Res:HVAC_Eff_AC | Annual | 20
RB-HV-DuctSeal-HighToLow | DEER2021 | D20v0 | 2020-11-19 10:44 | Any | SFm | Old | CZ16 | rWtd | Cap-Tons | 3.26 | 1690 | None | 39.5 | 0.0437 | 14 | [9 empty] | DEER:Res:HVAC_Eff_AC | Annual | 20
RB-HV-DuctSeal-MedToLow | DEER2021 | D20v0 | 2020-11-19 10:44 | Any | DMo | Ex | CZ01 | rDXGF | Cap-Tons | 3.5 | 1240 | None | 1.7 | 0 | 2.1 | [9 empty] | DEER:Res:HVAC_Eff_AC | Annual | 20
RB-HV-DuctSeal-MedToLow | DEER2021 | D20v0 | 2020-11-19 10:44 | Any | DMo | Ex | CZ01 | rDXHP | Cap-Tons | 3.5 | 1240 | None | 18.8 | 0 | 0 | [9 empty] | DEER:Res:HVAC_Eff_AC | Annual | 20
RB-HV-DuctSeal-MedToLow | DEER2021 | D20v0 | 2020-11-19 10:44 | Any | DMo | Ex | CZ01 | rNCGF | Cap-kBTUh | 54.985 | 1240 | None | 0.077658 | 0 | 0.12031 | [9 empty] | DEER:Res:HVAC_Eff_AC | Annual | 20
RB-HV-DuctSeal-MedToLow | DEER2021 | D20v0 | 2020-11-19 10:44 | Any | DMo | Ex | CZ01 | rWtd | Cap-Tons | 3.5 | 1240 | None | 1.58 | 0 | 1.88 | [9 empty] | DEER:Res:HVAC_Eff_AC | Annual | 20
RB-HV-DuctSeal-MedToLow | DEER2021 | D20v0 | 2020-11-19 10:44 | Any | DMo | Ex | CZ02 | rDXGF | Cap-Tons | 3.5 | 1240 | None | 85 | 0.0357 | 2.76 | [9 empty] | DEER:Res:HVAC_Eff_AC | Annual | 20
RB-HV-DuctSeal-MedToLow | DEER2021 | D20v0 | 2020-11-19 10:44 | Any | DMo | Ex | CZ02 | rDXHP | Cap-Tons | 3.5 | 1240 | None | 112 | 0.0395 | 0 | [9 empty] | DEER:Res:HVAC_Eff_AC | Annual | 20
RB-HV-DuctSeal-MedToLow | DEER2021 | D20v0 | 2020-11-19 10:44 | Any | DMo | Ex | CZ02 | rNCGF | Cap-kBTUh | 54.985 | 1240 | None | 0.10185 | 0 | 0.15786 | [9 empty] | DEER:Res:HVAC_Eff_AC | Annual | 20
RB-HV-DuctSeal-MedToLow | DEER2021 | D20v0 | 2020-11-19 10:44 | Any | DMo | Ex | CZ02 | rWtd | Cap-Tons | 3.5 | 1240 | None | 81.7 | 0.0334 | 2.42 | [9 empty] | DEER:Res:HVAC_Eff_AC | Annual | 20
RB-HV-DuctSeal-MedToLow | DEER2021 | D20v0 | 2020-11-19 10:44 | Any | DMo | Ex | CZ03 | rDXGF | Cap-Tons | 3.5 | 1240 | None | 87.2 | 0.0183 | 2.65 | [9 empty] | DEER:Res:HVAC_Eff_AC | Annual | 20
RB-HV-DuctSeal-MedToLow | DEER2021 | D20v0 | 2020-11-19 10:44 | Any | DMo | Ex | CZ03 | rDXHP | Cap-Tons | 3.5 | 1240 | None | 107 | 0.021 | 0 | [9 empty] | DEER:Res:HVAC_Eff_AC | Annual | 20
RB-HV-DuctSeal-MedToLow | DEER2021 | D20v0 | 2020-11-19 10:44 | Any | DMo | Ex | CZ03 | rNCGF | Cap-kBTUh | 54.985 | 1240 | None | 0.098663 | 0 | 0.15341 | [9 empty] | DEER:Res:HVAC_Eff_AC | Annual | 20
RB-HV-DuctSeal-MedToLow | DEER2021 | D20v0 | 2020-11-19 10:44 | Any | DMo | Ex | CZ03 | rWtd | Cap-Tons | 3.5 | 1240 | None | 53.7 | 0.011 | 2.36 | [9 empty] | DEER:Res:HVAC_Eff_AC | Annual | 20
RB-HV-DuctSeal-MedToLow | DEER2021 | D20v0 | 2020-11-19 10:44 | Any | DMo | Ex | CZ04 | rDXGF | Cap-Tons | 3.5 | 1240 | None | 101 | 0.0315 | 3.14 | [9 empty] | DEER:Res:HVAC_Eff_AC | Annual | 20
RB-HV-DuctSeal-MedToLow | DEER2021 | D20v0 | 2020-11-19 10:44 | Any | DMo | Ex | CZ04 | rDXHP | Cap-Tons | 3.5 | 1240 | None | 135 | 0.0358 | 0 | [9 empty] | DEER:Res:HVAC_Eff_AC | Annual | 20
RB-HV-DuctSeal-MedToLow | DEER2021 | D20v0 | 2020-11-19 10:44 | Any | DMo | Ex | CZ04 | rNCGF | Cap-kBTUh | 54.985 | 1240 | None | 0.11458 | 0 | 0.17759 | [9 empty] | DEER:Res:HVAC_Eff_AC | Annual | 20
RB-HV-DuctSeal-MedToLow | DEER2021 | D20v0 | 2020-11-19 10:44 | Any | DMo | Ex | CZ04 | rWtd | Cap-Tons | 3.5 | 1240 | None | 80.8 | 0.0245 | 2.76 | [9 empty] | DEER:Res:HVAC_Eff_AC | Annual | 20
RB-HV-DuctSeal-MedToLow | DEER2021 | D20v0 | 2020-11-19 10:44 | Any | DMo | Ex | CZ05 | rDXGF | Cap-Tons | 3.5 | 1240 | None | 45.7 | 0.0284 | 4.1 | [9 empty] | DEER:Res:HVAC_Eff_AC | Annual | 20
RB-HV-DuctSeal-MedToLow | DEER2021 | D20v0 | 2020-11-19 10:44 | Any | DMo | Ex | CZ05 | rDXHP | Cap-Tons | 3.5 | 1240 | None | 78.8 | 0.0313 | 0 | [9 empty] | DEER:Res:HVAC_Eff_AC | Annual | 20
RB-HV-DuctSeal-MedToLow | DEER2021 | D20v0 | 2020-11-19 10:44 | Any | DMo | Ex | CZ05 | rNCGF | Cap-kBTUh | 54.985 | 1240 | None | 0.15022 | 0 | 0.23297 | [9 empty] | DEER:Res:HVAC_Eff_AC | Annual | 20
RB-HV-DuctSeal-MedToLow | DEER2021 | D20v0 | 2020-11-19 10:44 | Any | DMo | Ex | CZ05 | rWtd | Cap-Tons | 3.5 | 1240 | None | 9.45 | 0.00429 | 3.65 | [9 empty] | DEER:Res:HVAC_Eff_AC | Annual | 20
RB-HV-DuctSeal-MedToLow | DEER2021 | D20v0 | 2020-11-19 10:44 | Any | DMo | Ex | CZ06 | rDXGF | Cap-Tons | 3.5 | 1240 | None | 115 | 0.0335 | 1.77 | [9 empty] | DEER:Res:HVAC_Eff_AC | Annual | 20
RB-HV-DuctSeal-MedToLow | DEER2021 | D20v0 | 2020-11-19 10:44 | Any | DMo | Ex | CZ06 | rDXHP | Cap-Tons | 3.5 | 1240 | None | 132 | 0.0381 | 0 | [9 empty] | DEER:Res:HVAC_Eff_AC | Annual | 20
RB-HV-DuctSeal-MedToLow | DEER2021 | D20v0 | 2020-11-19 10:44 | Any | DMo | Ex | CZ06 | rNCGF | Cap-kBTUh | 54.985 | 1240 | None | 0.064927 | 0 | 0.10057 | [9 empty] | DEER:Res:HVAC_Eff_AC | Annual | 20
RB-HV-DuctSeal-MedToLow | DEER2021 | D20v0 | 2020-11-19 10:44 | Any | DMo | Ex | CZ06 | rWtd | Cap-Tons | 3.5 | 1240 | None | 18 | 0.00497 | 1.58 | [9 empty] | DEER:Res:HVAC_Eff_AC | Annual | 20
RB-HV-DuctSeal-MedToLow | DEER2021 | D20v0 | 2020-11-19 10:44 | Any | DMo | Ex | CZ07 | rDXGF | Cap-Tons | 3.5 | 1240 | None | 123 | 0.0165 | 1.01 | [9 empty] | DEER:Res:HVAC_Eff_AC | Annual | 20
RB-HV-DuctSeal-MedToLow | DEER2021 | D20v0 | 2020-11-19 10:44 | Any | DMo | Ex | CZ07 | rDXHP | Cap-Tons | 3.5 | 1240 | None | 131 | 0.0193 | 0 | [9 empty] | DEER:Res:HVAC_Eff_AC | Annual | 20
RB-HV-DuctSeal-MedToLow | DEER2021 | D20v0 | 2020-11-19 10:44 | Any | DMo | Ex | CZ07 | rNCGF | Cap-kBTUh | 54.985 | 1240 | None | 0.037747 | 0 | 0.059134 | [9 empty] | DEER:Res:HVAC_Eff_AC | Annual | 20
RB-HV-DuctSeal-MedToLow | DEER2021 | D20v0 | 2020-11-19 10:44 | Any | DMo | Ex | CZ07 | rWtd | Cap-Tons | 3.5 | 1240 | None | 30.5 | 0.00408 | 0.919 | [9 empty] | DEER:Res:HVAC_Eff_AC | Annual | 20
RB-HV-DuctSeal-MedToLow | DEER2021 | D20v0 | 2020-11-19 10:44 | Any | DMo | Ex | CZ08 | rDXGF | Cap-Tons | 3.5 | 1240 | None | 126 | 0.0279 | 1.6 | [9 empty] | DEER:Res:HVAC_Eff_AC | Annual | 20
RB-HV-DuctSeal-MedToLow | DEER2021 | D20v0 | 2020-11-19 10:44 | Any | DMo | Ex | CZ08 | rDXHP | Cap-Tons | 3.5 | 1240 | None | 141 | 0.0322 | 0 | [9 empty] | DEER:Res:HVAC_Eff_AC | Annual | 20
RB-HV-DuctSeal-MedToLow | DEER2021 | D20v0 | 2020-11-19 10:44 | Any | DMo | Ex | CZ08 | rNCGF | Cap-kBTUh | 54.985 | 1240 | None | 0.059516 | 0 | 0.092298 | [9 empty] | DEER:Res:HVAC_Eff_AC | Annual | 20
RB-HV-DuctSeal-MedToLow | DEER2021 | D20v0 | 2020-11-19 10:44 | Any | DMo | Ex | CZ08 | rWtd | Cap-Tons | 3.5 | 1240 | None | 88.2 | 0.0195 | 1.42 | [9 empty] | DEER:Res:HVAC_Eff_AC | Annual | 20
RB-HV-DuctSeal-MedToLow | DEER2021 | D20v0 | 2020-11-19 10:44 | Any | DMo | Ex | CZ09 | rDXGF | Cap-Tons | 3.5 | 1240 | None | 113 | 0.0524 | 2.11 | [9 empty] | DEER:Res:HVAC_Eff_AC | Annual | 20
RB-HV-DuctSeal-MedToLow | DEER2021 | D20v0 | 2020-11-19 10:44 | Any | DMo | Ex | CZ09 | rDXHP | Cap-Tons | 3.5 | 1240 | None | 131 | 0.0595 | 0 | [9 empty] | DEER:Res:HVAC_Eff_AC | Annual | 20
RB-HV-DuctSeal-MedToLow | DEER2021 | D20v0 | 2020-11-19 10:44 | Any | DMo | Ex | CZ09 | rNCGF | Cap-kBTUh | 54.985 | 1240 | None | 0.078294 | 0 | 0.12094 | [9 empty] | DEER:Res:HVAC_Eff_AC | Annual | 20
RB-HV-DuctSeal-MedToLow | DEER2021 | D20v0 | 2020-11-19 10:44 | Any | DMo | Ex | CZ09 | rWtd | Cap-Tons | 3.5 | 1240 | None | 85.6 | 0.0396 | 1.86 | [9 empty] | DEER:Res:HVAC_Eff_AC | Annual | 20
RB-HV-DuctSeal-MedToLow | DEER2021 | D20v0 | 2020-11-19 10:44 | Any | DMo | Ex | CZ10 | rDXGF | Cap-Tons | 3.5 | 1240 | None | 119 | 0.0538 | 1.78 | [9 empty] | DEER:Res:HVAC_Eff_AC | Annual | 20
RB-HV-DuctSeal-MedToLow | DEER2021 | D20v0 | 2020-11-19 10:44 | Any | DMo | Ex | CZ10 | rDXHP | Cap-Tons | 3.5 | 1240 | None | 138 | 0.0601 | 0 | [9 empty] | DEER:Res:HVAC_Eff_AC | Annual | 20
RB-HV-DuctSeal-MedToLow | DEER2021 | D20v0 | 2020-11-19 10:44 | Any | DMo | Ex | CZ10 | rNCGF | Cap-kBTUh | 54.985 | 1240 | None | 0.064927 | 0 | 0.10185 | [9 empty] | DEER:Res:HVAC_Eff_AC | Annual | 20
RB-HV-DuctSeal-MedToLow | DEER2021 | D20v0 | 2020-11-19 10:44 | Any | DMo | Ex | CZ10 | rWtd | Cap-Tons | 3.5 | 1240 | None | 118 | 0.0534 | 1.56 | [9 empty] | DEER:Res:HVAC_Eff_AC | Annual | 20
RB-HV-DuctSeal-MedToLow | DEER2021 | D20v0 | 2020-11-19 10:44 | Any | DMo | Ex | CZ11 | rDXGF | Cap-Tons | 3.5 | 1240 | None | 105 | 0.0762 | 3.85 | [9 empty] | DEER:Res:HVAC_Eff_AC | Annual | 20
RB-HV-DuctSeal-MedToLow | DEER2021 | D20v0 | 2020-11-19 10:44 | Any | DMo | Ex | CZ11 | rDXHP | Cap-Tons | 3.5 | 1240 | None | 145 | 0.0789 | 0 | [9 empty] | DEER:Res:HVAC_Eff_AC | Annual | 20
RB-HV-DuctSeal-MedToLow | DEER2021 | D20v0 | 2020-11-19 10:44 | Any | DMo | Ex | CZ11 | rNCGF | Cap-kBTUh | 54.985 | 1240 | None | 0.14067 | 0 | 0.2177 | [9 empty] | DEER:Res:HVAC_Eff_AC | Annual | 20
RB-HV-DuctSeal-MedToLow | DEER2021 | D20v0 | 2020-11-19 10:44 | Any | DMo | Ex | CZ11 | rWtd | Cap-Tons | 3.5 | 1240 | None | 103 | 0.0716 | 3.37 | [9 empty] | DEER:Res:HVAC_Eff_AC | Annual | 20
RB-HV-DuctSeal-MedToLow | DEER2021 | D20v0 | 2020-11-19 10:44 | Any | DMo | Ex | CZ12 | rDXGF | Cap-Tons | 3.5 | 1240 | None | 105 | 0.0535 | 2.68 | [9 empty] | DEER:Res:HVAC_Eff_AC | Annual | 20
RB-HV-DuctSeal-MedToLow | DEER2021 | D20v0 | 2020-11-19 10:44 | Any | DMo | Ex | CZ12 | rDXHP | Cap-Tons | 3.5 | 1240 | None | 134 | 0.0586 | 0 | [9 empty] | DEER:Res:HVAC_Eff_AC | Annual | 20
RB-HV-DuctSeal-MedToLow | DEER2021 | D20v0 | 2020-11-19 10:44 | Any | DMo | Ex | CZ12 | rNCGF | Cap-kBTUh | 54.985 | 1240 | None | 0.0993 | 0 | 0.15341 | [9 empty] | DEER:Res:HVAC_Eff_AC | Annual | 20
RB-HV-DuctSeal-MedToLow | DEER2021 | D20v0 | 2020-11-19 10:44 | Any | DMo | Ex | CZ12 | rWtd | Cap-Tons | 3.5 | 1240 | None | 106 | 0.0526 | 2.35 | [9 empty] | DEER:Res:HVAC_Eff_AC | Annual | 20
RB-HV-DuctSeal-MedToLow | DEER2021 | D20v0 | 2020-11-19 10:44 | Any | DMo | Ex | CZ13 | rDXGF | Cap-Tons | 3.5 | 1240 | None | 105 | 0.0521 | 2.91 | [9 empty] | DEER:Res:HVAC_Eff_AC | Annual | 20
RB-HV-DuctSeal-MedToLow | DEER2021 | D20v0 | 2020-11-19 10:44 | Any | DMo | Ex | CZ13 | rDXHP | Cap-Tons | 3.5 | 1240 | None | 135 | 0.0575 | 0 | [9 empty] | DEER:Res:HVAC_Eff_AC | Annual | 20
RB-HV-DuctSeal-MedToLow | DEER2021 | D20v0 | 2020-11-19 10:44 | Any | DMo | Ex | CZ13 | rNCGF | Cap-kBTUh | 54.985 | 1240 | None | 0.10757 | 0 | 0.16677 | [9 empty] | DEER:Res:HVAC_Eff_AC | Annual | 20
RB-HV-DuctSeal-MedToLow | DEER2021 | D20v0 | 2020-11-19 10:44 | Any | DMo | Ex | CZ13 | rWtd | Cap-Tons | 3.5 | 1240 | None | 102 | 0.0497 | 2.55 | [9 empty] | DEER:Res:HVAC_Eff_AC | Annual | 20
RB-HV-DuctSeal-MedToLow | DEER2021 | D20v1 | 2020-11-19 10:44 | Any | DMo | Ex | CZ14 | rDXGF | Cap-Tons | 3.5 | 1240 | None | 69.8 | 0.0721 | 4.22 | [9 empty] | DEER:Res:HVAC_Eff_AC | Annual | 1
RB-HV-DuctSeal-MedToLow | DEER2021 | D20v1 | 2020-11-19 10:44 | Any | DMo | Ex | CZ14 | rDXHP | Cap-Tons | 3.5 | 1240 | None | 127 | 0.0833 | 0 | [9 empty] | DEER:Res:HVAC_Eff_AC | Annual | 1
RB-HV-DuctSeal-MedToLow | DEER2021 | D20v1 | 2020-11-19 10:44 | Any | DMo | Ex | CZ14 | rNCGF | Cap-kBTUh | 54.985 | 1240 | None | 0.15468 | 0 | 0.23616 | [9 empty] | DEER:Res:HVAC_Eff_AC | Annual | 1
RB-HV-DuctSeal-MedToLow | DEER2021 | D20v1 | 2020-11-19 10:44 | Any | DMo | Ex | CZ14 | rWtd | Cap-Tons | 3.5 | 1240 | None | 72.8083 | 0.06942 | 3.6935 | [9 empty] | DEER:Res:HVAC_Eff_AC | Annual | 1
RB-HV-DuctSeal-MedToLow | DEER2021 | D20v0 | 2020-11-19 10:44 | Any | DMo | Ex | CZ15 | rDXGF | Cap-Tons | 3.5 | 1240 | None | 155 | 0.0578 | 1.11 | [9 empty] | DEER:Res:HVAC_Eff_AC | Annual | 20
RB-HV-DuctSeal-MedToLow | DEER2021 | D20v0 | 2020-11-19 10:44 | Any | DMo | Ex | CZ15 | rDXHP | Cap-Tons | 3.5 | 1240 | None | 168 | 0.06 | 0 | [9 empty] | DEER:Res:HVAC_Eff_AC | Annual | 20
RB-HV-DuctSeal-MedToLow | DEER2021 | D20v0 | 2020-11-19 10:44 | Any | DMo | Ex | CZ15 | rNCGF | Cap-kBTUh | 54.985 | 1240 | None | 0.040866 | 0 | 0.063081 | [9 empty] | DEER:Res:HVAC_Eff_AC | Annual | 20
RB-HV-DuctSeal-MedToLow | DEER2021 | D20v0 | 2020-11-19 10:44 | Any | DMo | Ex | CZ15 | rWtd | Cap-Tons | 3.5 | 1240 | None | 157 | 0.0581 | 0.973 | [9 empty] | DEER:Res:HVAC_Eff_AC | Annual | 20
RB-HV-DuctSeal-MedToLow | DEER2021 | D20v0 | 2020-11-19 10:44 | Any | DMo | Ex | CZ16 | rDXGF | Cap-Tons | 3.5 | 1240 | None | 83.7 | 0.025 | 4.13 | [9 empty] | DEER:Res:HVAC_Eff_AC | Annual | 20
RB-HV-DuctSeal-MedToLow | DEER2021 | D20v0 | 2020-11-19 10:44 | Any | DMo | Ex | CZ16 | rDXHP | Cap-Tons | 3.5 | 1240 | None | 138 | 0.0286 | 0 | [9 empty] | DEER:Res:HVAC_Eff_AC | Annual | 20
RB-HV-DuctSeal-MedToLow | DEER2021 | D20v0 | 2020-11-19 10:44 | Any | DMo | Ex | CZ16 | rNCGF | Cap-kBTUh | 54.985 | 1240 | None | 0.1515 | 0 | 0.23297 | [9 empty] | DEER:Res:HVAC_Eff_AC | Annual | 20
RB-HV-DuctSeal-MedToLow | DEER2021 | D20v0 | 2020-11-19 10:44 | Any | DMo | Ex | CZ16 | rWtd | Cap-Tons | 3.5 | 1240 | None | 90.4 | 0.0254 | 3.61 | [9 empty] | DEER:Res:HVAC_Eff_AC | Annual | 20
RB-HV-DuctSeal-MedToLow | DEER2021 | D20v0 | 2020-11-19 10:44 | Any | DMo | Old | CZ01 | rDXGF | Cap-Tons | 3.5 | 1210 | None | 4.24 | 0 | 5.4 | [9 empty] | DEER:Res:HVAC_Eff_AC | Annual | 20
RB-HV-DuctSeal-MedToLow | DEER2021 | D20v0 | 2020-11-19 10:44 | Any | DMo | Old | CZ01 | rDXHP | Cap-Tons | 3.5 | 1210 | None | 47.5 | 0 | 0 | [9 empty] | DEER:Res:HVAC_Eff_AC | Annual | 20
RB-HV-DuctSeal-MedToLow | DEER2021 | D20v0 | 2020-11-19 10:44 | Any | DMo | Old | CZ01 | rNCGF | Cap-kBTUh | 54.985 | 1210 | None | 0.19287 | 0 | 0.30936 | [9 empty] | DEER:Res:HVAC_Eff_AC | Annual | 20
RB-HV-DuctSeal-MedToLow | DEER2021 | D20v0 | 2020-11-19 10:44 | Any | DMo | Old | CZ01 | rWtd | Cap-Tons | 3.5 | 1210 | None | 3.94 | 0 | 4.84 | [9 empty] | DEER:Res:HVAC_Eff_AC | Annual | 20
RB-HV-DuctSeal-MedToLow | DEER2021 | D20v0 | 2020-11-19 10:44 | Any | DMo | Old | CZ02 | rDXGF | Cap-Tons | 3.5 | 1210 | None | 16.7 | 0.047 | 5.51 | [9 empty] | DEER:Res:HVAC_Eff_AC | Annual | 20
RB-HV-DuctSeal-MedToLow | DEER2021 | D20v0 | 2020-11-19 10:44 | Any | DMo | Old | CZ02 | rDXHP | Cap-Tons | 3.5 | 1210 | None | 69.5 | 0.0519 | 0 | [9 empty] | DEER:Res:HVAC_Eff_AC | Annual | 20
RB-HV-DuctSeal-MedToLow | DEER2021 | D20v0 | 2020-11-19 10:44 | Any | DMo | Old | CZ02 | rNCGF | Cap-kBTUh | 54.985 | 1210 | None | 0.19478 | 0 | 0.3119 | [9 empty] | DEER:Res:HVAC_Eff_AC | Annual | 20
RB-HV-DuctSeal-MedToLow | DEER2021 | D20v0 | 2020-11-19 10:44 | Any | DMo | Old | CZ02 | rWtd | Cap-Tons | 3.5 | 1210 | None | 21.8 | 0.0439 | 4.83 | [9 empty] | DEER:Res:HVAC_Eff_AC | Annual | 20
RB-HV-DuctSeal-MedToLow | DEER2021 | D20v0 | 2020-11-19 10:44 | Any | DMo | Old | CZ03 | rDXGF | Cap-Tons | 3.5 | 1210 | None | 11 | 0.0297 | 4.24 | [9 empty] | DEER:Res:HVAC_Eff_AC | Annual | 20
RB-HV-DuctSeal-MedToLow | DEER2021 | D20v0 | 2020-11-19 10:44 | Any | DMo | Old | CZ03 | rDXHP | Cap-Tons | 3.5 | 1210 | None | 42 | 0.0356 | 0 | [9 empty] | DEER:Res:HVAC_Eff_AC | Annual | 20
RB-HV-DuctSeal-MedToLow | DEER2021 | D20v0 | 2020-11-19 10:44 | Any | DMo | Old | CZ03 | rNCGF | Cap-kBTUh | 54.985 | 1210 | None | 0.15213 | 0 | 0.2457 | [9 empty] | DEER:Res:HVAC_Eff_AC | Annual | 20
RB-HV-DuctSeal-MedToLow | DEER2021 | D20v0 | 2020-11-19 10:44 | Any | DMo | Old | CZ03 | rWtd | Cap-Tons | 3.5 | 1210 | None | 9.78 | 0.018 | 3.77 | [9 empty] | DEER:Res:HVAC_Eff_AC | Annual | 20
RB-HV-DuctSeal-MedToLow | DEER2021 | D20v0 | 2020-11-19 10:44 | Any | DMo | Old | CZ04 | rDXGF | Cap-Tons | 3.5 | 1210 | None | 27.1 | 0.0534 | 3.63 | [9 empty] | DEER:Res:HVAC_Eff_AC | Annual | 20
RB-HV-DuctSeal-MedToLow | DEER2021 | D20v0 | 2020-11-19 10:44 | Any | DMo | Old | CZ04 | rDXHP | Cap-Tons | 3.5 | 1210 | None | 65.9 | 0.0606 | 0 | [9 empty] | DEER:Res:HVAC_Eff_AC | Annual | 20
RB-HV-DuctSeal-MedToLow | DEER2021 | D20v0 | 2020-11-19 10:44 | Any | DMo | Old | CZ04 | rNCGF | Cap-kBTUh | 54.985 | 1210 | None | 0.12922 | 0 | 0.20687 | [9 empty] | DEER:Res:HVAC_Eff_AC | Annual | 20
RB-HV-DuctSeal-MedToLow | DEER2021 | D20v0 | 2020-11-19 10:44 | Any | DMo | Old | CZ04 | rWtd | Cap-Tons | 3.5 | 1210 | None | 25 | 0.0417 | 3.2 | [9 empty] | DEER:Res:HVAC_Eff_AC | Annual | 20
RB-HV-DuctSeal-MedToLow | DEER2021 | D20v0 | 2020-11-19 10:44 | Any | DMo | Old | CZ05 | rDXGF | Cap-Tons | 3.5 | 1210 | None | 9.32 | 0.0227 | 4.61 | [9 empty] | DEER:Res:HVAC_Eff_AC | Annual | 20
RB-HV-DuctSeal-MedToLow | DEER2021 | D20v0 | 2020-11-19 10:44 | Any | DMo | Old | CZ05 | rDXHP | Cap-Tons | 3.5 | 1210 | None | 46.1 | 0.0257 | 0 | [9 empty] | DEER:Res:HVAC_Eff_AC | Annual | 20
RB-HV-DuctSeal-MedToLow | DEER2021 | D20v0 | 2020-11-19 10:44 | Any | DMo | Old | CZ05 | rNCGF | Cap-kBTUh | 54.985 | 1210 | None | 0.16423 | 0 | 0.26353 | [9 empty] | DEER:Res:HVAC_Eff_AC | Annual | 20
RB-HV-DuctSeal-MedToLow | DEER2021 | D20v0 | 2020-11-19 10:44 | Any | DMo | Old | CZ05 | rWtd | Cap-Tons | 3.5 | 1210 | None | 4.28 | 0.00344 | 4.13 | [9 empty] | DEER:Res:HVAC_Eff_AC | Annual | 20
RB-HV-DuctSeal-MedToLow | DEER2021 | D20v0 | 2020-11-19 10:44 | Any | DMo | Old | CZ06 | rDXGF | Cap-Tons | 3.5 | 1210 | None | 23.5 | 0.0491 | 1.73 | [9 empty] | DEER:Res:HVAC_Eff_AC | Annual | 20
RB-HV-DuctSeal-MedToLow | DEER2021 | D20v0 | 2020-11-19 10:44 | Any | DMo | Old | CZ06 | rDXHP | Cap-Tons | 3.5 | 1210 | None | 40.8 | 0.0555 | 0 | [9 empty] | DEER:Res:HVAC_Eff_AC | Annual | 20
RB-HV-DuctSeal-MedToLow | DEER2021 | D20v0 | 2020-11-19 10:44 | Any | DMo | Old | CZ06 | rNCGF | Cap-kBTUh | 54.985 | 1210 | None | 0.06168 | 0 | 0.0993 | [9 empty] | DEER:Res:HVAC_Eff_AC | Annual | 20
RB-HV-DuctSeal-MedToLow | DEER2021 | D20v0 | 2020-11-19 10:44 | Any | DMo | Old | CZ06 | rWtd | Cap-Tons | 3.5 | 1210 | None | 4.58 | 0.00729 | 1.55 | [9 empty] | DEER:Res:HVAC_Eff_AC | Annual | 20
RB-HV-DuctSeal-MedToLow | DEER2021 | D20v0 | 2020-11-19 10:44 | Any | DMo | Old | CZ07 | rDXGF | Cap-Tons | 3.5 | 1210 | None | 23 | 0.0314 | 1.18 | [9 empty] | DEER:Res:HVAC_Eff_AC | Annual | 20
RB-HV-DuctSeal-MedToLow | DEER2021 | D20v0 | 2020-11-19 10:44 | Any | DMo | Old | CZ07 | rDXHP | Cap-Tons | 3.5 | 1210 | None | 35 | 0.0377 | 0 | [9 empty] | DEER:Res:HVAC_Eff_AC | Annual | 20
RB-HV-DuctSeal-MedToLow | DEER2021 | D20v0 | 2020-11-19 10:44 | Any | DMo | Old | CZ07 | rNCGF | Cap-kBTUh | 54.985 | 1210 | None | 0.042775 | 0 | 0.069383 | [9 empty] | DEER:Res:HVAC_Eff_AC | Annual | 20
RB-HV-DuctSeal-MedToLow | DEER2021 | D20v0 | 2020-11-19 10:44 | Any | DMo | Old | CZ07 | rWtd | Cap-Tons | 3.5 | 1210 | None | 6.45 | 0.00781 | 1.07 | [9 empty] | DEER:Res:HVAC_Eff_AC | Annual | 20
RB-HV-DuctSeal-MedToLow | DEER2021 | D20v0 | 2020-11-19 10:44 | Any | DMo | Old | CZ08 | rDXGF | Cap-Tons | 3.5 | 1220 | None | 33.6 | 0.0408 | 1.77 | [9 empty] | DEER:Res:HVAC_Eff_AC | Annual | 20
RB-HV-DuctSeal-MedToLow | DEER2021 | D20v0 | 2020-11-19 10:44 | Any | DMo | Old | CZ08 | rDXHP | Cap-Tons | 3.5 | 1220 | None | 50.4 | 0.0455 | 0 | [9 empty] | DEER:Res:HVAC_Eff_AC | Annual | 20
RB-HV-DuctSeal-MedToLow | DEER2021 | D20v0 | 2020-11-19 10:44 | Any | DMo | Old | CZ08 | rNCGF | Cap-kBTUh | 54.985 | 1220 | None | 0.063654 | 0 | 0.10248 | [9 empty] | DEER:Res:HVAC_Eff_AC | Annual | 20
RB-HV-DuctSeal-MedToLow | DEER2021 | D20v0 | 2020-11-19 10:44 | Any | DMo | Old | CZ08 | rWtd | Cap-Tons | 3.5 | 1220 | None | 24.8 | 0.0283 | 1.57 | [9 empty] | DEER:Res:HVAC_Eff_AC | Annual | 20
RB-HV-DuctSeal-MedToLow | DEER2021 | D20v0 | 2020-11-19 10:44 | Any | DMo | Old | CZ09 | rDXGF | Cap-Tons | 3.5 | 1220 | None | 50.4 | 0.0854 | 2.83 | [9 empty] | DEER:Res:HVAC_Eff_AC | Annual | 20
RB-HV-DuctSeal-MedToLow | DEER2021 | D20v0 | 2020-11-19 10:44 | Any | DMo | Old | CZ09 | rDXHP | Cap-Tons | 3.5 | 1220 | None | 76.2 | 0.094 | 0 | [9 empty] | DEER:Res:HVAC_Eff_AC | Annual | 20
RB-HV-DuctSeal-MedToLow | DEER2021 | D20v0 | 2020-11-19 10:44 | Any | DMo | Old | CZ09 | rNCGF | Cap-kBTUh | 54.985 | 1220 | None | 0.10185 | 0 | 0.16232 | [9 empty] | DEER:Res:HVAC_Eff_AC | Annual | 20
RB-HV-DuctSeal-MedToLow | DEER2021 | D20v0 | 2020-11-19 10:44 | Any | DMo | Old | CZ09 | rWtd | Cap-Tons | 3.5 | 1220 | None | 40.2 | 0.0643 | 2.49 | [9 empty] | DEER:Res:HVAC_Eff_AC | Annual | 20
RB-HV-DuctSeal-MedToLow | DEER2021 | D20v0 | 2020-11-19 10:44 | Any | DMo | Old | CZ10 | rDXGF | Cap-Tons | 3.5 | 1220 | None | 47.2 | 0.0672 | 2.55 | [9 empty] | DEER:Res:HVAC_Eff_AC | Annual | 20
RB-HV-DuctSeal-MedToLow | DEER2021 | D20v0 | 2020-11-19 10:44 | Any | DMo | Old | CZ10 | rDXHP | Cap-Tons | 3.5 | 1220 | None | 73.8 | 0.0739 | 0 | [9 empty] | DEER:Res:HVAC_Eff_AC | Annual | 20
RB-HV-DuctSeal-MedToLow | DEER2021 | D20v0 | 2020-11-19 10:44 | Any | DMo | Old | CZ10 | rNCGF | Cap-kBTUh | 54.985 | 1220 | None | 0.090388 | 0 | 0.14577 | [9 empty] | DEER:Res:HVAC_Eff_AC | Annual | 20
RB-HV-DuctSeal-MedToLow | DEER2021 | D20v0 | 2020-11-19 10:44 | Any | DMo | Old | CZ10 | rWtd | Cap-Tons | 3.5 | 1220 | None | 49.4 | 0.0665 | 2.23 | [9 empty] | DEER:Res:HVAC_Eff_AC | Annual | 20
RB-HV-DuctSeal-MedToLow | DEER2021 | D20v0 | 2020-11-19 10:44 | Any | DMo | Old | CZ11 | rDXGF | Cap-Tons | 3.5 | 1220 | None | 64.5 | 0.0983 | 5 | [9 empty] | DEER:Res:HVAC_Eff_AC | Annual | 20
RB-HV-DuctSeal-MedToLow | DEER2021 | D20v0 | 2020-11-19 10:44 | Any | DMo | Old | CZ11 | rDXHP | Cap-Tons | 3.5 | 1220 | None | 114 | 0.102 | 0 | [9 empty] | DEER:Res:HVAC_Eff_AC | Annual | 20
RB-HV-DuctSeal-MedToLow | DEER2021 | D20v0 | 2020-11-19 10:44 | Any | DMo | Old | CZ11 | rNCGF | Cap-kBTUh | 54.985 | 1220 | None | 0.17823 | 0 | 0.28453 | [9 empty] | DEER:Res:HVAC_Eff_AC | Annual | 20
RB-HV-DuctSeal-MedToLow | DEER2021 | D20v0 | 2020-11-19 10:44 | Any | DMo | Old | CZ11 | rWtd | Cap-Tons | 3.5 | 1220 | None | 66.3 | 0.0923 | 4.38 | [9 empty] | DEER:Res:HVAC_Eff_AC | Annual | 20
RB-HV-DuctSeal-MedToLow | DEER2021 | D20v0 | 2020-11-19 10:44 | Any | DMo | Old | CZ12 | rDXGF | Cap-Tons | 3.5 | 1210 | None | 39.4 | 0.0709 | 5.06 | [9 empty] | DEER:Res:HVAC_Eff_AC | Annual | 20
RB-HV-DuctSeal-MedToLow | DEER2021 | D20v0 | 2020-11-19 10:44 | Any | DMo | Old | CZ12 | rDXHP | Cap-Tons | 3.5 | 1210 | None | 86.2 | 0.0773 | 0 | [9 empty] | DEER:Res:HVAC_Eff_AC | Annual | 20
RB-HV-DuctSeal-MedToLow | DEER2021 | D20v0 | 2020-11-19 10:44 | Any | DMo | Old | CZ12 | rNCGF | Cap-kBTUh | 54.985 | 1210 | None | 0.18014 | 0 | 0.28899 | [9 empty] | DEER:Res:HVAC_Eff_AC | Annual | 20
RB-HV-DuctSeal-MedToLow | DEER2021 | D20v0 | 2020-11-19 10:44 | Any | DMo | Old | CZ12 | rWtd | Cap-Tons | 3.5 | 1210 | None | 44 | 0.0697 | 4.43 | [9 empty] | DEER:Res:HVAC_Eff_AC | Annual | 20
RB-HV-DuctSeal-MedToLow | DEER2021 | D20v0 | 2020-11-19 10:44 | Any | DMo | Old | CZ13 | rDXGF | Cap-Tons | 3.5 | 1210 | None | 68.2 | 0.0706 | 3.97 | [9 empty] | DEER:Res:HVAC_Eff_AC | Annual | 20
RB-HV-DuctSeal-MedToLow | DEER2021 | D20v0 | 2020-11-19 10:44 | Any | DMo | Old | CZ13 | rDXHP | Cap-Tons | 3.5 | 1210 | None | 109 | 0.0774 | 0 | [9 empty] | DEER:Res:HVAC_Eff_AC | Annual | 20
RB-HV-DuctSeal-MedToLow | DEER2021 | D20v0 | 2020-11-19 10:44 | Any | DMo | Old | CZ13 | rNCGF | Cap-kBTUh | 54.985 | 1210 | None | 0.14195 | 0 | 0.22852 | [9 empty] | DEER:Res:HVAC_Eff_AC | Annual | 20
RB-HV-DuctSeal-MedToLow | DEER2021 | D20v0 | 2020-11-19 10:44 | Any | DMo | Old | CZ13 | rWtd | Cap-Tons | 3.5 | 1210 | None | 69.2 | 0.0674 | 3.48 | [9 empty] | DEER:Res:HVAC_Eff_AC | Annual | 20
RB-HV-DuctSeal-MedToLow | DEER2021 | D20v0 | 2020-11-19 10:44 | Any | DMo | Old | CZ14 | rDXGF | Cap-Tons | 3.5 | 1230 | None | 82 | 0.0808 | 6.17 | [9 empty] | DEER:Res:HVAC_Eff_AC | Annual | 20
RB-HV-DuctSeal-MedToLow | DEER2021 | D20v0 | 2020-11-19 10:44 | Any | DMo | Old | CZ14 | rDXHP | Cap-Tons | 3.5 | 1230 | None | 152 | 0.0868 | 0 | [9 empty] | DEER:Res:HVAC_Eff_AC | Annual | 20
RB-HV-DuctSeal-MedToLow | DEER2021 | D20v0 | 2020-11-19 10:44 | Any | DMo | Old | CZ14 | rNCGF | Cap-kBTUh | 54.985 | 1230 | None | 0.21579 | 0 | 0.34309 | [9 empty] | DEER:Res:HVAC_Eff_AC | Annual | 20
RB-HV-DuctSeal-MedToLow | DEER2021 | D20v0 | 2020-11-19 10:44 | Any | DMo | Old | CZ14 | rWtd | Cap-Tons | 3.5 | 1230 | None | 68.4 | 0.0607 | 5.39 | [9 empty] | DEER:Res:HVAC_Eff_AC | Annual | 20
RB-HV-DuctSeal-MedToLow | DEER2021 | D20v0 | 2020-11-19 10:44 | Any | DMo | Old | CZ15 | rDXGF | Cap-Tons | 3.5 | 1230 | None | 108 | 0.0789 | 1.95 | [9 empty] | DEER:Res:HVAC_Eff_AC | Annual | 20
RB-HV-DuctSeal-MedToLow | DEER2021 | D20v0 | 2020-11-19 10:44 | Any | DMo | Old | CZ15 | rDXHP | Cap-Tons | 3.5 | 1230 | None | 126 | 0.0821 | 0 | [9 empty] | DEER:Res:HVAC_Eff_AC | Annual | 20
RB-HV-DuctSeal-MedToLow | DEER2021 | D20v0 | 2020-11-19 10:44 | Any | DMo | Old | CZ15 | rNCGF | Cap-kBTUh | 54.985 | 1230 | None | 0.070019 | 0 | 0.11012 | [9 empty] | DEER:Res:HVAC_Eff_AC | Annual | 20
RB-HV-DuctSeal-MedToLow | DEER2021 | D20v0 | 2020-11-19 10:44 | Any | DMo | Old | CZ15 | rWtd | Cap-Tons | 3.5 | 1230 | None | 110 | 0.0793 | 1.71 | [9 empty] | DEER:Res:HVAC_Eff_AC | Annual | 20
RB-HV-DuctSeal-MedToLow | DEER2021 | D20v0 | 2020-11-19 10:44 | Any | DMo | Old | CZ16 | rDXGF | Cap-Tons | 3.5 | 1240 | None | 30.4 | 0.0363 | 12.6 | [9 empty] | DEER:Res:HVAC_Eff_AC | Annual | 20
RB-HV-DuctSeal-MedToLow | DEER2021 | D20v0 | 2020-11-19 10:44 | Any | DMo | Old | CZ16 | rDXHP | Cap-Tons | 3.5 | 1240 | None | 183 | 0.0406 | 0 | [9 empty] | DEER:Res:HVAC_Eff_AC | Annual | 20
RB-HV-DuctSeal-MedToLow | DEER2021 | D20v0 | 2020-11-19 10:44 | Any | DMo | Old | CZ16 | rNCGF | Cap-kBTUh | 54.985 | 1240 | None | 0.43857 | 0 | 0.69383 | [9 empty] | DEER:Res:HVAC_Eff_AC | Annual | 20
RB-HV-DuctSeal-MedToLow | DEER2021 | D20v0 | 2020-11-19 10:44 | Any | DMo | Old | CZ16 | rWtd | Cap-Tons | 3.5 | 1240 | None | 49.5 | 0.0368 | 11 | [9 empty] | DEER:Res:HVAC_Eff_AC | Annual | 20
RB-HV-DuctSeal-MedToLow | DEER2021 | D20v0 | 2020-11-19 10:44 | Any | MFm | Ex | CZ01 | rDXGF | Cap-Tons | 1 | 999 | None | 1.24 | 0 | 1.01 | [9 empty] | DEER:Res:HVAC_Eff_AC | Annual | 20
RB-HV-DuctSeal-MedToLow | DEER2021 | D20v0 | 2020-11-19 10:44 | Any | MFm | Ex | CZ01 | rDXHP | Cap-Tons | 1 | 999 | None | 11.3 | 0 | 0 | [9 empty] | DEER:Res:HVAC_Eff_AC | Annual | 20
RB-HV-DuctSeal-MedToLow | DEER2021 | D20v0 | 2020-11-19 10:44 | Any | MFm | Ex | CZ01 | rNCGF | Cap-kBTUh | 18.68 | 999 | None | 0.049893 | 0 | 0.04727 | [9 empty] | DEER:Res:HVAC_Eff_AC | Annual | 20
RB-HV-DuctSeal-MedToLow | DEER2021 | D20v0 | 2020-11-19 10:44 | Any | MFm | Ex | CZ01 | rWtd | Cap-Tons | 1 | 999 | None | 0.986 | 0 | 0.883 | [9 empty] | DEER:Res:HVAC_Eff_AC | Annual | 20
RB-HV-DuctSeal-MedToLow | DEER2021 | D20v0 | 2020-11-19 10:44 | Any | MFm | Ex | CZ02 | rDXGF | Cap-Tons | 1 | 1070 | None | 2.7 | 0.0054 | 0.646 | [9 empty] | DEER:Res:HVAC_Eff_AC | Annual | 20
RB-HV-DuctSeal-MedToLow | DEER2021 | D20v0 | 2020-11-19 10:44 | Any | MFm | Ex | CZ02 | rDXHP | Cap-Tons | 1 | 1070 | None | 9.4 | 0.0064 | 0 | [9 empty] | DEER:Res:HVAC_Eff_AC | Annual | 20
RB-HV-DuctSeal-MedToLow | DEER2021 | D20v0 | 2020-11-19 10:44 | Any | MFm | Ex | CZ02 | rNCGF | Cap-kBTUh | 18.68 | 1070 | None | 0.032548 | 0 | 0.031585 | [9 empty] | DEER:Res:HVAC_Eff_AC | Annual | 20
RB-HV-DuctSeal-MedToLow | DEER2021 | D20v0 | 2020-11-19 10:44 | Any | MFm | Ex | CZ02 | rWtd | Cap-Tons | 1 | 1070 | None | 1.82 | 0.00229 | 0.579 | [9 empty] | DEER:Res:HVAC_Eff_AC | Annual | 20
RB-HV-DuctSeal-MedToLow | DEER2021 | D20v0 | 2020-11-19 10:44 | Any | MFm | Ex | CZ03 | rDXGF | Cap-Tons | 1 | 999 | None | 1.08 | 0.00175 | 0.781 | [9 empty] | DEER:Res:HVAC_Eff_AC | Annual | 20
RB-HV-DuctSeal-MedToLow | DEER2021 | D20v0 | 2020-11-19 10:44 | Any | MFm | Ex | CZ03 | rDXHP | Cap-Tons | 1 | 999 | None | 7.76 | 0.002 | 0 | [9 empty] | DEER:Res:HVAC_Eff_AC | Annual | 20
RB-HV-DuctSeal-MedToLow | DEER2021 | D20v0 | 2020-11-19 10:44 | Any | MFm | Ex | CZ03 | rNCGF | Cap-kBTUh | 18.68 | 999 | None | 0.038169 | 0 | 0.04015 | [9 empty] | DEER:Res:HVAC_Eff_AC | Annual | 20
RB-HV-DuctSeal-MedToLow | DEER2021 | D20v0 | 2020-11-19 10:44 | Any | MFm | Ex | CZ03 | rWtd | Cap-Tons | 1 | 999 | None | 0.82 | 0.00016 | 0.744 | [9 empty] | DEER:Res:HVAC_Eff_AC | Annual | 20
RB-HV-DuctSeal-MedToLow | DEER2021 | D20v0 | 2020-11-19 10:44 | Any | MFm | Ex | CZ04 | rDXGF | Cap-Tons | 1 | 999 | None | 3.65 | 0.00608 | 0.417 | [9 empty] | DEER:Res:HVAC_Eff_AC | Annual | 20
RB-HV-DuctSeal-MedToLow | DEER2021 | D20v0 | 2020-11-19 10:44 | Any | MFm | Ex | CZ04 | rDXHP | Cap-Tons | 1 | 999 | None | 8.68 | 0.0064 | 0 | [9 empty] | DEER:Res:HVAC_Eff_AC | Annual | 20
RB-HV-DuctSeal-MedToLow | DEER2021 | D20v0 | 2020-11-19 10:44 | Any | MFm | Ex | CZ04 | rNCGF | Cap-kBTUh | 18.68 | 999 | None | 0.020878 | 0 | 0.021253 | [9 empty] | DEER:Res:HVAC_Eff_AC | Annual | 20
RB-HV-DuctSeal-MedToLow | DEER2021 | D20v0 | 2020-11-19 10:44 | Any | MFm | Ex | CZ04 | rWtd | Cap-Tons | 1 | 999 | None | 2.11 | 0.0027 | 0.382 | [9 empty] | DEER:Res:HVAC_Eff_AC | Annual | 20
RB-HV-DuctSeal-MedToLow | DEER2021 | D20v0 | 2020-11-19 10:44 | Any | MFm | Ex | CZ05 | rDXGF | Cap-Tons | 1.04 | 999 | None | 0.857 | 0.0012 | 0.585 | [9 empty] | DEER:Res:HVAC_Eff_AC | Annual | 20
RB-HV-DuctSeal-MedToLow | DEER2021 | D20v0 | 2020-11-19 10:44 | Any | MFm | Ex | CZ05 | rDXHP | Cap-Tons | 1.04 | 999 | None | 6.86 | 0.00096 | 0 | [9 empty] | DEER:Res:HVAC_Eff_AC | Annual | 20
RB-HV-DuctSeal-MedToLow | DEER2021 | D20v0 | 2020-11-19 10:44 | Any | MFm | Ex | CZ05 | rNCGF | Cap-kBTUh | 19.4272 | 999 | None | 0.028158 | 0 | 0.030032 | [9 empty] | DEER:Res:HVAC_Eff_AC | Annual | 20
RB-HV-DuctSeal-MedToLow | DEER2021 | D20v0 | 2020-11-19 10:44 | Any | MFm | Ex | CZ05 | rWtd | Cap-Tons | 1.04 | 999 | None | 0.858 | 0.00036 | 0.546 | [9 empty] | DEER:Res:HVAC_Eff_AC | Annual | 20
RB-HV-DuctSeal-MedToLow | DEER2021 | D20v0 | 2020-11-19 10:44 | Any | MFm | Ex | CZ06 | rDXGF | Cap-Tons | 1.28 | 1210 | None | 2.37 | 0.00493 | 0.391 | [9 empty] | DEER:Res:HVAC_Eff_AC | Annual | 20
RB-HV-DuctSeal-MedToLow | DEER2021 | D20v0 | 2020-11-19 10:44 | Any | MFm | Ex | CZ06 | rDXHP | Cap-Tons | 1.28 | 1210 | None | 5.92 | 0.00551 | 0 | [9 empty] | DEER:Res:HVAC_Eff_AC | Annual | 20
RB-HV-DuctSeal-MedToLow | DEER2021 | D20v0 | 2020-11-19 10:44 | Any | MFm | Ex | CZ06 | rNCGF | Cap-kBTUh | 23.9104 | 1210 | None | 0.017398 | 0 | 0.020075 | [9 empty] | DEER:Res:HVAC_Eff_AC | Annual | 20
RB-HV-DuctSeal-MedToLow | DEER2021 | D20v0 | 2020-11-19 10:44 | Any | MFm | Ex | CZ06 | rWtd | Cap-Tons | 1.28 | 1210 | None | 1.5 | 0.00237 | 0.359 | [9 empty] | DEER:Res:HVAC_Eff_AC | Annual | 20
RB-HV-DuctSeal-MedToLow | DEER2021 | D20v0 | 2020-11-19 10:44 | Any | MFm | Ex | CZ07 | rDXGF | Cap-Tons | 1.11 | 1210 | None | 3.5 | 0.00376 | 0.329 | [9 empty] | DEER:Res:HVAC_Eff_AC | Annual | 20
RB-HV-DuctSeal-MedToLow | DEER2021 | D20v0 | 2020-11-19 10:44 | Any | MFm | Ex | CZ07 | rDXHP | Cap-Tons | 1.11 | 1210 | None | 5.92 | 0.00398 | 0 | [9 empty] | DEER:Res:HVAC_Eff_AC | Annual | 20
RB-HV-DuctSeal-MedToLow | DEER2021 | D20v0 | 2020-11-19 10:44 | Any | MFm | Ex | CZ07 | rNCGF | Cap-kBTUh | 20.7348 | 1210 | None | 0.015578 | 0 | 0.01697 | [9 empty] | DEER:Res:HVAC_Eff_AC | Annual | 20
RB-HV-DuctSeal-MedToLow | DEER2021 | D20v0 | 2020-11-19 10:44 | Any | MFm | Ex | CZ07 | rWtd | Cap-Tons | 1.11 | 1210 | None | 1.42 | 0.00122 | 0.307 | [9 empty] | DEER:Res:HVAC_Eff_AC | Annual | 20
RB-HV-DuctSeal-MedToLow | DEER2021 | D20v0 | 2020-11-19 10:44 | Any | MFm | Ex | CZ08 | rDXGF | Cap-Tons | 1.19 | 1210 | None | 4.43 | 0.00443 | 0.333 | [9 empty] | DEER:Res:HVAC_Eff_AC | Annual | 20
RB-HV-DuctSeal-MedToLow | DEER2021 | D20v0 | 2020-11-19 10:44 | Any | MFm | Ex | CZ08 | rDXHP | Cap-Tons | 1.19 | 1210 | None | 7.16 | 0.00447 | 0 | [9 empty] | DEER:Res:HVAC_Eff_AC | Annual | 20
RB-HV-DuctSeal-MedToLow | DEER2021 | D20v0 | 2020-11-19 10:44 | Any | MFm | Ex | CZ08 | rNCGF | Cap-kBTUh | 22.2292 | 1210 | None | 0.015418 | 0 | 0.017184 | [9 empty] | DEER:Res:HVAC_Eff_AC | Annual | 20
RB-HV-DuctSeal-MedToLow | DEER2021 | D20v0 | 2020-11-19 10:44 | Any | MFm | Ex | CZ08 | rWtd | Cap-Tons | 1.19 | 1210 | None | 2.41 | 0.0021 | 0.307 | [9 empty] | DEER:Res:HVAC_Eff_AC | Annual | 20
RB-HV-DuctSeal-MedToLow | DEER2021 | D20v0 | 2020-11-19 10:44 | Any | MFm | Ex | CZ09 | rDXGF | Cap-Tons | 1 | 1130 | None | 5.35 | 0.00696 | 0.541 | [9 empty] | DEER:Res:HVAC_Eff_AC | Annual | 20
RB-HV-DuctSeal-MedToLow | DEER2021 | D20v0 | 2020-11-19 10:44 | Any | MFm | Ex | CZ09 | rDXHP | Cap-Tons | 1 | 1130 | None | 9.61 | 0.00665 | 0 | [9 empty] | DEER:Res:HVAC_Eff_AC | Annual | 20
RB-HV-DuctSeal-MedToLow | DEER2021 | D20v0 | 2020-11-19 10:44 | Any | MFm | Ex | CZ09 | rNCGF | Cap-kBTUh | 18.68 | 1130 | None | 0.026499 | 0 | 0.027409 | [9 empty] | DEER:Res:HVAC_Eff_AC | Annual | 20
RB-HV-DuctSeal-MedToLow | DEER2021 | D20v0 | 2020-11-19 10:44 | Any | MFm | Ex | CZ09 | rWtd | Cap-Tons | 1 | 1130 | None | 4.25 | 0.00482 | 0.485 | [9 empty] | DEER:Res:HVAC_Eff_AC | Annual | 20
RB-HV-DuctSeal-MedToLow | DEER2021 | D20v0 | 2020-11-19 10:44 | Any | MFm | Ex | CZ10 | rDXGF | Cap-Tons | 1 | 1070 | None | 4.58 | 0.007 | 0.354 | [9 empty] | DEER:Res:HVAC_Eff_AC | Annual | 20
RB-HV-DuctSeal-MedToLow | DEER2021 | D20v0 | 2020-11-19 10:44 | Any | MFm | Ex | CZ10 | rDXHP | Cap-Tons | 1 | 1070 | None | 7.73 | 0.00708 | 0 | [9 empty] | DEER:Res:HVAC_Eff_AC | Annual | 20
RB-HV-DuctSeal-MedToLow | DEER2021 | D20v0 | 2020-11-19 10:44 | Any | MFm | Ex | CZ10 | rNCGF | Cap-kBTUh | 18.68 | 1070 | None | 0.017559 | 0 | 0.018094 | [9 empty] | DEER:Res:HVAC_Eff_AC | Annual | 20
RB-HV-DuctSeal-MedToLow | DEER2021 | D20v0 | 2020-11-19 10:44 | Any | MFm | Ex | CZ10 | rWtd | Cap-Tons | 1 | 1070 | None | 4.62 | 0.00647 | 0.311 | [9 empty] | DEER:Res:HVAC_Eff_AC | Annual | 20
RB-HV-DuctSeal-MedToLow | DEER2021 | D20v0 | 2020-11-19 10:44 | Any | MFm | Ex | CZ11 | rDXGF | Cap-Tons | 1 | 1070 | None | 11.2 | 0.0103 | 0.91 | [9 empty] | DEER:Res:HVAC_Eff_AC | Annual | 20
RB-HV-DuctSeal-MedToLow | DEER2021 | D20v0 | 2020-11-19 10:44 | Any | MFm | Ex | CZ11 | rDXHP | Cap-Tons | 1 | 1070 | None | 20.5 | 0.0103 | 0 | [9 empty] | DEER:Res:HVAC_Eff_AC | Annual | 20
RB-HV-DuctSeal-MedToLow | DEER2021 | D20v0 | 2020-11-19 10:44 | Any | MFm | Ex | CZ11 | rNCGF | Cap-kBTUh | 18.68 | 1070 | None | 0.044486 | 0 | 0.046895 | [9 empty] | DEER:Res:HVAC_Eff_AC | Annual | 20
RB-HV-DuctSeal-MedToLow | DEER2021 | D20v0 | 2020-11-19 10:44 | Any | MFm | Ex | CZ11 | rWtd | Cap-Tons | 1 | 1070 | None | 12 | 0.0101 | 0.797 | [9 empty] | DEER:Res:HVAC_Eff_AC | Annual | 20
RB-HV-DuctSeal-MedToLow | DEER2021 | D20v0 | 2020-11-19 10:44 | Any | MFm | Ex | CZ12 | rDXGF | Cap-Tons | 1 | 1070 | None | 6.35 | 0.007 | 0.653 | [9 empty] | DEER:Res:HVAC_Eff_AC | Annual | 20
RB-HV-DuctSeal-MedToLow | DEER2021 | D20v0 | 2020-11-19 10:44 | Any | MFm | Ex | CZ12 | rDXHP | Cap-Tons | 1 | 1070 | None | 13.1 | 0.0072 | 0 | [9 empty] | DEER:Res:HVAC_Eff_AC | Annual | 20
RB-HV-DuctSeal-MedToLow | DEER2021 | D20v0 | 2020-11-19 10:44 | Any | MFm | Ex | CZ12 | rNCGF | Cap-kBTUh | 18.68 | 1070 | None | 0.032334 | 0 | 0.032976 | [9 empty] | DEER:Res:HVAC_Eff_AC | Annual | 20
RB-HV-DuctSeal-MedToLow | DEER2021 | D20v0 | 2020-11-19 10:44 | Any | MFm | Ex | CZ12 | rWtd | Cap-Tons | 1 | 1070 | None | 6.43 | 0.0062 | 0.576 | [9 empty] | DEER:Res:HVAC_Eff_AC | Annual | 20
RB-HV-DuctSeal-MedToLow | DEER2021 | D20v0 | 2020-11-19 10:44 | Any | MFm | Ex | CZ13 | rDXGF | Cap-Tons | 1 | 1070 | None | 10.3 | 0.00821 | 0.764 | [9 empty] | DEER:Res:HVAC_Eff_AC | Annual | 20
RB-HV-DuctSeal-MedToLow | DEER2021 | D20v0 | 2020-11-19 10:44 | Any | MFm | Ex | CZ13 | rDXHP | Cap-Tons | 1 | 1070 | None | 17.9 | 0.00896 | 0 | [9 empty] | DEER:Res:HVAC_Eff_AC | Annual | 20
RB-HV-DuctSeal-MedToLow | DEER2021 | D20v0 | 2020-11-19 10:44 | Any | MFm | Ex | CZ13 | rNCGF | Cap-kBTUh | 18.68 | 1070 | None | 0.037313 | 0 | 0.038812 | [9 empty] | DEER:Res:HVAC_Eff_AC | Annual | 20
RB-HV-DuctSeal-MedToLow | DEER2021 | D20v0 | 2020-11-19 10:44 | Any | MFm | Ex | CZ13 | rWtd | Cap-Tons | 1 | 1070 | None | 10.9 | 0.00806 | 0.67 | [9 empty] | DEER:Res:HVAC_Eff_AC | Annual | 20
RB-HV-DuctSeal-MedToLow | DEER2021 | D20v1 | 2020-11-19 10:44 | Any | MFm | Ex | CZ14 | rDXGF | Cap-Tons | 1.07 | 1090 | None | 15.5 | 0.00912 | 1.07 | [9 empty] | DEER:Res:HVAC_Eff_AC | Annual | 1
RB-HV-DuctSeal-MedToLow | DEER2021 | D20v1 | 2020-11-19 10:44 | Any | MFm | Ex | CZ14 | rDXHP | Cap-Tons | 1.07 | 1090 | None | 29.5 | 0.0103 | 0 | [9 empty] | DEER:Res:HVAC_Eff_AC | Annual | 1
RB-HV-DuctSeal-MedToLow | DEER2021 | D20v1 | 2020-11-19 10:44 | Any | MFm | Ex | CZ14 | rNCGF | Cap-kBTUh | 19.9876 | 1090 | None | 0.051231 | 0 | 0.055139 | [9 empty] | DEER:Res:HVAC_Eff_AC | Annual | 1
RB-HV-DuctSeal-MedToLow | DEER2021 | D20v1 | 2020-11-19 10:44 | Any | MFm | Ex | CZ14 | rWtd | Cap-Tons | 1.07 | 1090 | None | 17.2601 | 0.00927 | 0.93548 | [9 empty] | DEER:Res:HVAC_Eff_AC | Annual | 1
RB-HV-DuctSeal-MedToLow | DEER2021 | D20v1 | 2020-11-19 10:44 | Any | MFm | Ex | CZ15 | rDXGF | Cap-Tons | 1.16 | 1090 | None | 15.1 | 0.00843 | 0.32 | [9 empty] | DEER:Res:HVAC_Eff_AC | Annual | 1
RB-HV-DuctSeal-MedToLow | DEER2021 | D20v1 | 2020-11-19 10:44 | Any | MFm | Ex | CZ15 | rDXHP | Cap-Tons | 1.16 | 1090 | None | 18 | 0.00821 | 0 | [9 empty] | DEER:Res:HVAC_Eff_AC | Annual | 1
RB-HV-DuctSeal-MedToLow | DEER2021 | D20v1 | 2020-11-19 10:44 | Any | MFm | Ex | CZ15 | rNCGF | Cap-kBTUh | 21.6688 | 1090 | None | 0.014989 | 0 | 0.016435 | [9 empty] | DEER:Res:HVAC_Eff_AC | Annual | 1
RB-HV-DuctSeal-MedToLow | DEER2021 | D20v1 | 2020-11-19 10:44 | Any | MFm | Ex | CZ15 | rWtd | Cap-Tons | 1.16 | 1090 | None | 15.3123 | 0.00832 | 0.28004 | [9 empty] | DEER:Res:HVAC_Eff_AC | Annual | 1
RB-HV-DuctSeal-MedToLow | DEER2021 | D20v1 | 2020-11-19 10:44 | Any | MFm | Ex | CZ16 | rDXGF | Cap-Tons | 1 | 999 | None | 7.95 | 0.00725 | 1.88 | [9 empty] | DEER:Res:HVAC_Eff_AC | Annual | 1
RB-HV-DuctSeal-MedToLow | DEER2021 | D20v1 | 2020-11-19 10:44 | Any | MFm | Ex | CZ16 | rDXHP | Cap-Tons | 1 | 999 | None | 38.4 | 0.0085 | 0 | [9 empty] | DEER:Res:HVAC_Eff_AC | Annual | 1
RB-HV-DuctSeal-MedToLow | DEER2021 | D20v1 | 2020-11-19 10:44 | Any | MFm | Ex | CZ16 | rNCGF | Cap-kBTUh | 18.68 | 999 | None | 0.091542 | 0 | 0.095824 | [9 empty] | DEER:Res:HVAC_Eff_AC | Annual | 1
RB-HV-DuctSeal-MedToLow | DEER2021 | D20v1 | 2020-11-19 10:44 | Any | MFm | Ex | CZ16 | rWtd | Cap-Tons | 1 | 999 | None | 9.501 | 0.00573 | 1.6768 | [9 empty] | DEER:Res:HVAC_Eff_AC | Annual | 1
RB-HV-DuctSeal-MedToLow | DEER2021 | D20v0 | 2020-11-19 10:44 | Any | MFm | Old | CZ01 | rDXGF | Cap-Tons | 1.06 | 1050 | None | 1.69 | 0 | 1.58 | [9 empty] | DEER:Res:HVAC_Eff_AC | Annual | 20
RB-HV-DuctSeal-MedToLow | DEER2021 | D20v0 | 2020-11-19 10:44 | Any | MFm | Old | CZ01 | rDXHP | Cap-Tons | 1.06 | 1050 | None | 16.8 | 0 | 0 | [9 empty] | DEER:Res:HVAC_Eff_AC | Annual | 20
RB-HV-DuctSeal-MedToLow | DEER2021 | D20v0 | 2020-11-19 10:44 | Any | MFm | Old | CZ01 | rNCGF | Cap-kBTUh | 19.8008 | 1050 | None | 0.075482 | 0 | 0.078694 | [9 empty] | DEER:Res:HVAC_Eff_AC | Annual | 20
RB-HV-DuctSeal-MedToLow | DEER2021 | D20v0 | 2020-11-19 10:44 | Any | MFm | Old | CZ01 | rWtd | Cap-Tons | 1.06 | 1050 | None | 1.49 | 0 | 1.47 | [9 empty] | DEER:Res:HVAC_Eff_AC | Annual | 20
RB-HV-DuctSeal-MedToLow | DEER2021 | D20v0 | 2020-11-19 10:44 | Any | MFm | Old | CZ02 | rDXGF | Cap-Tons | 1.48 | 1080 | None | 2.81 | 0.00664 | 0.981 | [9 empty] | DEER:Res:HVAC_Eff_AC | Annual | 20
RB-HV-DuctSeal-MedToLow | DEER2021 | D20v0 | 2020-11-19 10:44 | Any | MFm | Old | CZ02 | rDXHP | Cap-Tons | 1.48 | 1080 | None | 12.9 | 0.00683 | 0 | [9 empty] | DEER:Res:HVAC_Eff_AC | Annual | 20
RB-HV-DuctSeal-MedToLow | DEER2021 | D20v0 | 2020-11-19 10:44 | Any | MFm | Old | CZ02 | rNCGF | Cap-kBTUh | 27.6464 | 1080 | None | 0.041221 | 0 | 0.050589 | [9 empty] | DEER:Res:HVAC_Eff_AC | Annual | 20
RB-HV-DuctSeal-MedToLow | DEER2021 | D20v0 | 2020-11-19 10:44 | Any | MFm | Old | CZ02 | rWtd | Cap-Tons | 1.48 | 1080 | None | 2.14 | 0.00276 | 0.909 | [9 empty] | DEER:Res:HVAC_Eff_AC | Annual | 20
RB-HV-DuctSeal-MedToLow | DEER2021 | D20v0 | 2020-11-19 10:44 | Any | MFm | Old | CZ03 | rDXGF | Cap-Tons | 1.39 | 1080 | None | 1.22 | 0.00234 | 1.03 | [9 empty] | DEER:Res:HVAC_Eff_AC | Annual | 20
RB-HV-DuctSeal-MedToLow | DEER2021 | D20v0 | 2020-11-19 10:44 | Any | MFm | Old | CZ03 | rDXHP | Cap-Tons | 1.39 | 1080 | None | 9.46 | 0.00234 | 0 | [9 empty] | DEER:Res:HVAC_Eff_AC | Annual | 20
RB-HV-DuctSeal-MedToLow | DEER2021 | D20v0 | 2020-11-19 10:44 | Any | MFm | Old | CZ03 | rNCGF | Cap-kBTUh | 25.9652 | 1080 | None | 0.044165 | 0 | 0.053266 | [9 empty] | DEER:Res:HVAC_Eff_AC | Annual | 20
RB-HV-DuctSeal-MedToLow | DEER2021 | D20v0 | 2020-11-19 10:44 | Any | MFm | Old | CZ03 | rWtd | Cap-Tons | 1.39 | 1080 | None | 0.951 | 0.00021 | 0.987 | [9 empty] | DEER:Res:HVAC_Eff_AC | Annual | 20
RB-HV-DuctSeal-MedToLow | DEER2021 | D20v0 | 2020-11-19 10:44 | Any | MFm | Old | CZ04 | rDXGF | Cap-Tons | 1.36 | 1090 | None | 3.12 | 0.00674 | 0.793 | [9 empty] | DEER:Res:HVAC_Eff_AC | Annual | 20
RB-HV-DuctSeal-MedToLow | DEER2021 | D20v0 | 2020-11-19 10:44 | Any | MFm | Old | CZ04 | rDXHP | Cap-Tons | 1.36 | 1090 | None | 11.8 | 0.00708 | 0 | [9 empty] | DEER:Res:HVAC_Eff_AC | Annual | 20
RB-HV-DuctSeal-MedToLow | DEER2021 | D20v0 | 2020-11-19 10:44 | Any | MFm | Old | CZ04 | rNCGF | Cap-kBTUh | 25.4048 | 1090 | None | 0.034582 | 0 | 0.040846 | [9 empty] | DEER:Res:HVAC_Eff_AC | Annual | 20
RB-HV-DuctSeal-MedToLow | DEER2021 | D20v0 | 2020-11-19 10:44 | Any | MFm | Old | CZ04 | rWtd | Cap-Tons | 1.36 | 1090 | None | 2.22 | 0.00299 | 0.732 | [9 empty] | DEER:Res:HVAC_Eff_AC | Annual | 20
RB-HV-DuctSeal-MedToLow | DEER2021 | D20v0 | 2020-11-19 10:44 | Any | MFm | Old | CZ05 | rDXGF | Cap-Tons | 1.39 | 1060 | None | 1.04 | 0.00081 | 0.984 | [9 empty] | DEER:Res:HVAC_Eff_AC | Annual | 20
RB-HV-DuctSeal-MedToLow | DEER2021 | D20v0 | 2020-11-19 10:44 | Any | MFm | Old | CZ05 | rDXHP | Cap-Tons | 1.39 | 1060 | None | 10 | 0.00021 | 0 | [9 empty] | DEER:Res:HVAC_Eff_AC | Annual | 20
RB-HV-DuctSeal-MedToLow | DEER2021 | D20v0 | 2020-11-19 10:44 | Any | MFm | Old | CZ05 | rNCGF | Cap-kBTUh | 25.9652 | 1060 | None | 0.042398 | 0 | 0.050696 | [9 empty] | DEER:Res:HVAC_Eff_AC | Annual | 20
RB-HV-DuctSeal-MedToLow | DEER2021 | D20v0 | 2020-11-19 10:44 | Any | MFm | Old | CZ05 | rWtd | Cap-Tons | 1.39 | 1060 | None | 1.21 | 0.00022 | 0.92 | [9 empty] | DEER:Res:HVAC_Eff_AC | Annual | 20
RB-HV-DuctSeal-MedToLow | DEER2021 | D20v0 | 2020-11-19 10:44 | Any | MFm | Old | CZ06 | rDXGF | Cap-Tons | 1.58 | 1150 | None | 3.24 | 0.00517 | 0.569 | [9 empty] | DEER:Res:HVAC_Eff_AC | Annual | 20
RB-HV-DuctSeal-MedToLow | DEER2021 | D20v0 | 2020-11-19 10:44 | Any | MFm | Old | CZ06 | rDXHP | Cap-Tons | 1.58 | 1150 | None | 8.05 | 0.00538 | 0 | [9 empty] | DEER:Res:HVAC_Eff_AC | Annual | 20
RB-HV-DuctSeal-MedToLow | DEER2021 | D20v0 | 2020-11-19 10:44 | Any | MFm | Old | CZ06 | rNCGF | Cap-kBTUh | 29.5144 | 1150 | None | 0.023394 | 0 | 0.029283 | [9 empty] | DEER:Res:HVAC_Eff_AC | Annual | 20
RB-HV-DuctSeal-MedToLow | DEER2021 | D20v0 | 2020-11-19 10:44 | Any | MFm | Old | CZ06 | rWtd | Cap-Tons | 1.58 | 1150 | None | 2.05 | 0.00246 | 0.524 | [9 empty] | DEER:Res:HVAC_Eff_AC | Annual | 20
RB-HV-DuctSeal-MedToLow | DEER2021 | D20v0 | 2020-11-19 10:44 | Any | MFm | Old | CZ07 | rDXGF | Cap-Tons | 1.35 | 1160 | None | 2.25 | 0.00301 | 0.433 | [9 empty] | DEER:Res:HVAC_Eff_AC | Annual | 20
RB-HV-DuctSeal-MedToLow | DEER2021 | D20v0 | 2020-11-19 10:44 | Any | MFm | Old | CZ07 | rDXHP | Cap-Tons | 1.35 | 1160 | None | 5.27 | 0.00346 | 0 | [9 empty] | DEER:Res:HVAC_Eff_AC | Annual | 20
RB-HV-DuctSeal-MedToLow | DEER2021 | D20v0 | 2020-11-19 10:44 | Any | MFm | Old | CZ07 | rNCGF | Cap-kBTUh | 25.218 | 1160 | None | 0.01879 | 0 | 0.022323 | [9 empty] | DEER:Res:HVAC_Eff_AC | Annual | 20
RB-HV-DuctSeal-MedToLow | DEER2021 | D20v0 | 2020-11-19 10:44 | Any | MFm | Old | CZ07 | rWtd | Cap-Tons | 1.35 | 1160 | None | 1.08 | 0.00099 | 0.405 | [9 empty] | DEER:Res:HVAC_Eff_AC | Annual | 20
RB-HV-DuctSeal-MedToLow | DEER2021 | D20v0 | 2020-11-19 10:44 | Any | MFm | Old | CZ08 | rDXGF | Cap-Tons | 1.47 | 1130 | None | 4.83 | 0.00555 | 0.526 | [9 empty] | DEER:Res:HVAC_Eff_AC | Annual | 20
RB-HV-DuctSeal-MedToLow | DEER2021 | D20v0 | 2020-11-19 10:44 | Any | MFm | Old | CZ08 | rDXHP | Cap-Tons | 1.47 | 1130 | None | 9.16 | 0.00555 | 0 | [9 empty] | DEER:Res:HVAC_Eff_AC | Annual | 20
RB-HV-DuctSeal-MedToLow | DEER2021 | D20v0 | 2020-11-19 10:44 | Any | MFm | Old | CZ08 | rNCGF | Cap-kBTUh | 27.4596 | 1130 | None | 0.022002 | 0 | 0.026981 | [9 empty] | DEER:Res:HVAC_Eff_AC | Annual | 20
RB-HV-DuctSeal-MedToLow | DEER2021 | D20v0 | 2020-11-19 10:44 | Any | MFm | Old | CZ08 | rWtd | Cap-Tons | 1.47 | 1130 | None | 2.76 | 0.00263 | 0.483 | [9 empty] | DEER:Res:HVAC_Eff_AC | Annual | 20
RB-HV-DuctSeal-MedToLow | DEER2021 | D20v0 | 2020-11-19 10:44 | Any | MFm | Old | CZ09 | rDXGF | Cap-Tons | 1.87 | 1260 | None | 6.88 | 0.00819 | 0.661 | [9 empty] | DEER:Res:HVAC_Eff_AC | Annual | 20
RB-HV-DuctSeal-MedToLow | DEER2021 | D20v0 | 2020-11-19 10:44 | Any | MFm | Old | CZ09 | rDXHP | Cap-Tons | 1.87 | 1260 | None | 12.2 | 0.00822 | 0 | [9 empty] | DEER:Res:HVAC_Eff_AC | Annual | 20
RB-HV-DuctSeal-MedToLow | DEER2021 | D20v0 | 2020-11-19 10:44 | Any | MFm | Old | CZ09 | rNCGF | Cap-kBTUh | 34.9316 | 1260 | None | 0.025589 | 0 | 0.03394 | [9 empty] | DEER:Res:HVAC_Eff_AC | Annual | 20
RB-HV-DuctSeal-MedToLow | DEER2021 | D20v0 | 2020-11-19 10:44 | Any | MFm | Old | CZ09 | rWtd | Cap-Tons | 1.87 | 1260 | None | 5.4 | 0.0057 | 0.595 | [9 empty] | DEER:Res:HVAC_Eff_AC | Annual | 20
RB-HV-DuctSeal-MedToLow | DEER2021 | D20v0 | 2020-11-19 10:44 | Any | MFm | Old | CZ10 | rDXGF | Cap-Tons | 2.01 | 1310 | None | 4.67 | 0.00756 | 0.774 | [9 empty] | DEER:Res:HVAC_Eff_AC | Annual | 20
RB-HV-DuctSeal-MedToLow | DEER2021 | D20v0 | 2020-11-19 10:44 | Any | MFm | Old | CZ10 | rDXHP | Cap-Tons | 2.01 | 1310 | None | 11.1 | 0.00756 | 0 | [9 empty] | DEER:Res:HVAC_Eff_AC | Annual | 20
RB-HV-DuctSeal-MedToLow | DEER2021 | D20v0 | 2020-11-19 10:44 | Any | MFm | Old | CZ10 | rNCGF | Cap-kBTUh | 37.5468 | 1310 | None | 0.029443 | 0 | 0.040043 | [9 empty] | DEER:Res:HVAC_Eff_AC | Annual | 20
RB-HV-DuctSeal-MedToLow | DEER2021 | D20v0 | 2020-11-19 10:44 | Any | MFm | Old | CZ10 | rWtd | Cap-Tons | 2.01 | 1310 | None | 5.11 | 0.00698 | 0.682 | [9 empty] | DEER:Res:HVAC_Eff_AC | Annual | 20
RB-HV-DuctSeal-MedToLow | DEER2021 | D20v0 | 2020-11-19 10:44 | Any | MFm | Old | CZ11 | rDXGF | Cap-Tons | 1.85 | 1120 | None | 6.26 | 0.00993 | 0.882 | [9 empty] | DEER:Res:HVAC_Eff_AC | Annual | 20
RB-HV-DuctSeal-MedToLow | DEER2021 | D20v0 | 2020-11-19 10:44 | Any | MFm | Old | CZ11 | rDXHP | Cap-Tons | 1.85 | 1120 | None | 14.7 | 0.0102 | 0 | [9 empty] | DEER:Res:HVAC_Eff_AC | Annual | 20
RB-HV-DuctSeal-MedToLow | DEER2021 | D20v0 | 2020-11-19 10:44 | Any | MFm | Old | CZ11 | rNCGF | Cap-kBTUh | 34.558 | 1120 | None | 0.034315 | 0 | 0.045824 | [9 empty] | DEER:Res:HVAC_Eff_AC | Annual | 20
RB-HV-DuctSeal-MedToLow | DEER2021 | D20v0 | 2020-11-19 10:44 | Any | MFm | Old | CZ11 | rWtd | Cap-Tons | 1.85 | 1120 | None | 7.15 | 0.00972 | 0.774 | [9 empty] | DEER:Res:HVAC_Eff_AC | Annual | 20
RB-HV-DuctSeal-MedToLow | DEER2021 | D20v0 | 2020-11-19 10:44 | Any | MFm | Old | CZ12 | rDXGF | Cap-Tons | 1.7 | 1120 | None | 5.16 | 0.00842 | 0.985 | [9 empty] | DEER:Res:HVAC_Eff_AC | Annual | 20
RB-HV-DuctSeal-MedToLow | DEER2021 | D20v0 | 2020-11-19 10:44 | Any | MFm | Old | CZ12 | rDXHP | Cap-Tons | 1.7 | 1120 | None | 14.8 | 0.0091 | 0 | [9 empty] | DEER:Res:HVAC_Eff_AC | Annual | 20
RB-HV-DuctSeal-MedToLow | DEER2021 | D20v0 | 2020-11-19 10:44 | Any | MFm | Old | CZ12 | rNCGF | Cap-kBTUh | 31.756 | 1120 | None | 0.0394 | 0 | 0.050803 | [9 empty] | DEER:Res:HVAC_Eff_AC | Annual | 20
RB-HV-DuctSeal-MedToLow | DEER2021 | D20v0 | 2020-11-19 10:44 | Any | MFm | Old | CZ12 | rWtd | Cap-Tons | 1.7 | 1120 | None | 5.71 | 0.00751 | 0.871 | [9 empty] | DEER:Res:HVAC_Eff_AC | Annual | 20
RB-HV-DuctSeal-MedToLow | DEER2021 | D20v0 | 2020-11-19 10:44 | Any | MFm | Old | CZ13 | rDXGF | Cap-Tons | 1.73 | 1110 | None | 7.98 | 0.008 | 1.03 | [9 empty] | DEER:Res:HVAC_Eff_AC | Annual | 20
RB-HV-DuctSeal-MedToLow | DEER2021 | D20v0 | 2020-11-19 10:44 | Any | MFm | Old | CZ13 | rDXHP | Cap-Tons | 1.73 | 1110 | None | 17.8 | 0.00858 | 0 | [9 empty] | DEER:Res:HVAC_Eff_AC | Annual | 20
RB-HV-DuctSeal-MedToLow | DEER2021 | D20v0 | 2020-11-19 10:44 | Any | MFm | Old | CZ13 | rNCGF | Cap-kBTUh | 32.3164 | 1110 | None | 0.040471 | 0 | 0.053319 | [9 empty] | DEER:Res:HVAC_Eff_AC | Annual | 20
RB-HV-DuctSeal-MedToLow | DEER2021 | D20v0 | 2020-11-19 10:44 | Any | MFm | Old | CZ13 | rWtd | Cap-Tons | 1.73 | 1110 | None | 8.97 | 0.00784 | 0.902 | [9 empty] | DEER:Res:HVAC_Eff_AC | Annual | 20
RB-HV-DuctSeal-MedToLow | DEER2021 | D20v0 | 2020-11-19 10:44 | Any | MFm | Old | CZ14 | rDXGF | Cap-Tons | 2.32 | 1390 | None | 10.8 | 0.00836 | 0.79 | [9 empty] | DEER:Res:HVAC_Eff_AC | Annual | 20
RB-HV-DuctSeal-MedToLow | DEER2021 | D20v0 | 2020-11-19 10:44 | Any | MFm | Old | CZ14 | rDXHP | Cap-Tons | 2.32 | 1390 | None | 19.8 | 0.00847 | 0 | [9 empty] | DEER:Res:HVAC_Eff_AC | Annual | 20
RB-HV-DuctSeal-MedToLow | DEER2021 | D20v0 | 2020-11-19 10:44 | Any | MFm | Old | CZ14 | rNCGF | Cap-kBTUh | 43.3376 | 1390 | None | 0.02955 | 0 | 0.040846 | [9 empty] | DEER:Res:HVAC_Eff_AC | Annual | 20
RB-HV-DuctSeal-MedToLow | DEER2021 | D20v0 | 2020-11-19 10:44 | Any | MFm | Old | CZ14 | rWtd | Cap-Tons | 2.32 | 1390 | None | 11.9 | 0.00837 | 0.691 | [9 empty] | DEER:Res:HVAC_Eff_AC | Annual | 20
RB-HV-DuctSeal-MedToLow | DEER2021 | D20v0 | 2020-11-19 10:44 | Any | MFm | Old | CZ15 | rDXGF | Cap-Tons | 2.5 | 1410 | None | 15.1 | 0.00894 | 0.334 | [9 empty] | DEER:Res:HVAC_Eff_AC | Annual | 20
RB-HV-DuctSeal-MedToLow | DEER2021 | D20v0 | 2020-11-19 10:44 | Any | MFm | Old | CZ15 | rDXHP | Cap-Tons | 2.5 | 1410 | None | 18 | 0.00894 | 0 | [9 empty] | DEER:Res:HVAC_Eff_AC | Annual | 20
RB-HV-DuctSeal-MedToLow | DEER2021 | D20v0 | 2020-11-19 10:44 | Any | MFm | Old | CZ15 | rNCGF | Cap-kBTUh | 46.7 | 1410 | None | 0.012366 | 0 | 0.017184 | [9 empty] | DEER:Res:HVAC_Eff_AC | Annual | 20
RB-HV-DuctSeal-MedToLow | DEER2021 | D20v0 | 2020-11-19 10:44 | Any | MFm | Old | CZ15 | rWtd | Cap-Tons | 2.5 | 1410 | None | 15.3 | 0.00886 | 0.292 | [9 empty] | DEER:Res:HVAC_Eff_AC | Annual | 20
RB-HV-DuctSeal-MedToLow | DEER2021 | D20v0 | 2020-11-19 10:44 | Any | MFm | Old | CZ16 | rDXGF | Cap-Tons | 1.52 | 1130 | None | 6.39 | 0.00613 | 1.72 | [9 empty] | DEER:Res:HVAC_Eff_AC | Annual | 20
RB-HV-DuctSeal-MedToLow | DEER2021 | D20v0 | 2020-11-19 10:44 | Any | MFm | Old | CZ16 | rDXHP | Cap-Tons | 1.52 | 1130 | None | 29.6 | 0.0068 | 0 | [9 empty] | DEER:Res:HVAC_Eff_AC | Annual | 20
RB-HV-DuctSeal-MedToLow | DEER2021 | D20v0 | 2020-11-19 10:44 | Any | MFm | Old | CZ16 | rNCGF | Cap-kBTUh | 28.3936 | 1130 | None | 0.071734 | 0 | 0.08833 | [9 empty] | DEER:Res:HVAC_Eff_AC | Annual | 20
RB-HV-DuctSeal-MedToLow | DEER2021 | D20v0 | 2020-11-19 10:44 | Any | MFm | Old | CZ16 | rWtd | Cap-Tons | 1.52 | 1130 | None | 9.31 | 0.00621 | 1.51 | [9 empty] | DEER:Res:HVAC_Eff_AC | Annual | 20
RB-HV-DuctSeal-MedToLow | DEER2021 | D20v0 | 2020-11-19 10:44 | Any | Res | Ex | CZ01 | rDXGF | Cap-Tons | 1.8 | 1750 | None | 2.5 | 0 | 3.05 | [9 empty] | DEER:Res:HVAC_Eff_AC | Annual | 20
RB-HV-DuctSeal-MedToLow | DEER2021 | D20v0 | 2020-11-19 10:44 | Any | Res | Ex | CZ01 | rDXHP | Cap-Tons | 1.8 | 1750 | None | 31.5 | 0 | 0 | [9 empty] | DEER:Res:HVAC_Eff_AC | Annual | 20
RB-HV-DuctSeal-MedToLow | DEER2021 | D20v0 | 2020-11-19 10:44 | Any | Res | Ex | CZ01 | rWtd | Cap-Tons | 1.8 | 1750 | None | 2.2 | 0 | 2.93 | [9 empty] | DEER:Res:HVAC_Eff_AC | Annual | 20
RB-HV-DuctSeal-MedToLow | DEER2021 | D20v0 | 2020-11-19 10:44 | Any | Res | Ex | CZ02 | rDXGF | Cap-Tons | 1.6 | 1410 | None | 12.8 | 0.017 | 2.67 | [9 empty] | DEER:Res:HVAC_Eff_AC | Annual | 20
RB-HV-DuctSeal-MedToLow | DEER2021 | D20v0 | 2020-11-19 10:44 | Any | Res | Ex | CZ02 | rDXHP | Cap-Tons | 1.6 | 1410 | None | 41.5 | 0.018 | 0 | [9 empty] | DEER:Res:HVAC_Eff_AC | Annual | 20
RB-HV-DuctSeal-MedToLow | DEER2021 | D20v0 | 2020-11-19 10:44 | Any | Res | Ex | CZ02 | rWtd | Cap-Tons | 1.6 | 1410 | None | 10.7 | 0.008 | 2.53 | [9 empty] | DEER:Res:HVAC_Eff_AC | Annual | 20
RB-HV-DuctSeal-MedToLow | DEER2021 | D20v0 | 2020-11-19 10:44 | Any | Res | Ex | CZ03 | rDXGF | Cap-Tons | 1.9 | 1510 | None | 3 | 0.006 | 1.83 | [9 empty] | DEER:Res:HVAC_Eff_AC | Annual | 20
RB-HV-DuctSeal-MedToLow | DEER2021 | D20v0 | 2020-11-19 10:44 | Any | Res | Ex | CZ03 | rDXHP | Cap-Tons | 1.9 | 1510 | None | 17.8 | 0.006 | 0 | [9 empty] | DEER:Res:HVAC_Eff_AC | Annual | 20
RB-HV-DuctSeal-MedToLow | DEER2021 | D20v0 | 2020-11-19 10:44 | Any | Res | Ex | CZ03 | rWtd | Cap-Tons | 1.9 | 1510 | None | 2 | 0.001 | 1.77 | [9 empty] | DEER:Res:HVAC_Eff_AC | Annual | 20
RB-HV-DuctSeal-MedToLow | DEER2021 | D20v0 | 2020-11-19 10:44 | Any | Res | Ex | CZ04 | rDXGF | Cap-Tons | 2.2 | 1650 | None | 14.5 | 0.019 | 2.12 | [9 empty] | DEER:Res:HVAC_Eff_AC | Annual | 20
RB-HV-DuctSeal-MedToLow | DEER2021 | D20v0 | 2020-11-19 10:44 | Any | Res | Ex | CZ04 | rDXHP | Cap-Tons | 2.2 | 1650 | None | 37.8 | 0.019 | 0 | [9 empty] | DEER:Res:HVAC_Eff_AC | Annual | 20
RB-HV-DuctSeal-MedToLow | DEER2021 | D20v0 | 2020-11-19 10:44 | Any | Res | Ex | CZ04 | rWtd | Cap-Tons | 2.2 | 1650 | None | 10.6 | 0.01 | 2.01 | [9 empty] | DEER:Res:HVAC_Eff_AC | Annual | 20
RB-HV-DuctSeal-MedToLow | DEER2021 | D20v0 | 2020-11-19 10:44 | Any | Res | Ex | CZ05 | rDXGF | Cap-Tons | 3.5 | 2130 | None | 10.6 | 0.013 | 3.77 | [9 empty] | DEER:Res:HVAC_Eff_AC | Annual | 20
RB-HV-DuctSeal-MedToLow | DEER2021 | D20v0 | 2020-11-19 10:44 | Any | Res | Ex | CZ05 | rDXHP | Cap-Tons | 3.5 | 2130 | None | 43.8 | 0.013 | 0 | [9 empty] | DEER:Res:HVAC_Eff_AC | Annual | 20
RB-HV-DuctSeal-MedToLow | DEER2021 | D20v0 | 2020-11-19 10:44 | Any | Res | Ex | CZ05 | rWtd | Cap-Tons | 3.5 | 2130 | None | 4 | 0.002 | 3.59 | [9 empty] | DEER:Res:HVAC_Eff_AC | Annual | 20
RB-HV-DuctSeal-MedToLow | DEER2021 | D20v0 | 2020-11-19 10:44 | Any | Res | Ex | CZ06 | rDXGF | Cap-Tons | 3 | 1920 | None | 12 | 0.017 | 1.07 | [9 empty] | DEER:Res:HVAC_Eff_AC | Annual | 20
RB-HV-DuctSeal-MedToLow | DEER2021 | D20v0 | 2020-11-19 10:44 | Any | Res | Ex | CZ06 | rDXHP | Cap-Tons | 3 | 1920 | None | 21.6 | 0.018 | 0 | [9 empty] | DEER:Res:HVAC_Eff_AC | Annual | 20
RB-HV-DuctSeal-MedToLow | DEER2021 | D20v0 | 2020-11-19 10:44 | Any | Res | Ex | CZ06 | rWtd | Cap-Tons | 3 | 1920 | None | 4 | 0.007 | 1.02 | [9 empty] | DEER:Res:HVAC_Eff_AC | Annual | 20
RB-HV-DuctSeal-MedToLow | DEER2021 | D20v0 | 2020-11-19 10:44 | Any | Res | Ex | CZ07 | rDXGF | Cap-Tons | 2.5 | 1970 | None | 13.3 | 0.016 | 0.94 | [9 empty] | DEER:Res:HVAC_Eff_AC | Annual | 20
RB-HV-DuctSeal-MedToLow | DEER2021 | D20v0 | 2020-11-19 10:44 | Any | Res | Ex | CZ07 | rDXHP | Cap-Tons | 2.5 | 1970 | None | 19.8 | 0.017 | 0 | [9 empty] | DEER:Res:HVAC_Eff_AC | Annual | 20
RB-HV-DuctSeal-MedToLow | DEER2021 | D20v0 | 2020-11-19 10:44 | Any | Res | Ex | CZ07 | rWtd | Cap-Tons | 2.5 | 1970 | None | 4.6 | 0.005 | 0.91 | [9 empty] | DEER:Res:HVAC_Eff_AC | Annual | 20
RB-HV-DuctSeal-MedToLow | DEER2021 | D20v0 | 2020-11-19 10:44 | Any | Res | Ex | CZ08 | rDXGF | Cap-Tons | 2.4 | 1760 | None | 13.1 | 0.015 | 0.71 | [9 empty] | DEER:Res:HVAC_Eff_AC | Annual | 20
RB-HV-DuctSeal-MedToLow | DEER2021 | D20v0 | 2020-11-19 10:44 | Any | Res | Ex | CZ08 | rDXHP | Cap-Tons | 2.4 | 1760 | None | 19.3 | 0.015 | 0 | [9 empty] | DEER:Res:HVAC_Eff_AC | Annual | 20
RB-HV-DuctSeal-MedToLow | DEER2021 | D20v0 | 2020-11-19 10:44 | Any | Res | Ex | CZ08 | rWtd | Cap-Tons | 2.4 | 1760 | None | 7.1 | 0.007 | 0.68 | [9 empty] | DEER:Res:HVAC_Eff_AC | Annual | 20
RB-HV-DuctSeal-MedToLow | DEER2021 | D20v0 | 2020-11-19 10:44 | Any | Res | Ex | CZ09 | rDXGF | Cap-Tons | 2.2 | 1740 | None | 15.5 | 0.022 | 1.33 | [9 empty] | DEER:Res:HVAC_Eff_AC | Annual | 20
RB-HV-DuctSeal-MedToLow | DEER2021 | D20v0 | 2020-11-19 10:44 | Any | Res | Ex | CZ09 | rDXHP | Cap-Tons | 2.2 | 1740 | None | 26.7 | 0.023 | 0 | [9 empty] | DEER:Res:HVAC_Eff_AC | Annual | 20
RB-HV-DuctSeal-MedToLow | DEER2021 | D20v0 | 2020-11-19 10:44 | Any | Res | Ex | CZ09 | rWtd | Cap-Tons | 2.2 | 1740 | None | 12.6 | 0.017 | 1.24 | [9 empty] | DEER:Res:HVAC_Eff_AC | Annual | 20
RB-HV-DuctSeal-MedToLow | DEER2021 | D20v0 | 2020-11-19 10:44 | Any | Res | Ex | CZ10 | rDXGF | Cap-Tons | 2.5 | 1940 | None | 29.6 | 0.041 | 3.33 | [9 empty] | DEER:Res:HVAC_Eff_AC | Annual | 20
RB-HV-DuctSeal-MedToLow | DEER2021 | D20v0 | 2020-11-19 10:44 | Any | Res | Ex | CZ10 | rDXHP | Cap-Tons | 2.5 | 1940 | None | 64.3 | 0.041 | 0 | [9 empty] | DEER:Res:HVAC_Eff_AC | Annual | 20
RB-HV-DuctSeal-MedToLow | DEER2021 | D20v0 | 2020-11-19 10:44 | Any | Res | Ex | CZ10 | rWtd | Cap-Tons | 2.5 | 1940 | None | 30 | 0.039 | 3.15 | [9 empty] | DEER:Res:HVAC_Eff_AC | Annual | 20
RB-HV-DuctSeal-MedToLow | DEER2021 | D20v0 | 2020-11-19 10:44 | Any | Res | Ex | CZ11 | rDXGF | Cap-Tons | 2.7 | 1860 | None | 36.7 | 0.047 | 3.21 | [9 empty] | DEER:Res:HVAC_Eff_AC | Annual | 20
RB-HV-DuctSeal-MedToLow | DEER2021 | D20v0 | 2020-11-19 10:44 | Any | Res | Ex | CZ11 | rDXHP | Cap-Tons | 2.7 | 1860 | None | 72.6 | 0.048 | 0 | [9 empty] | DEER:Res:HVAC_Eff_AC | Annual | 20
RB-HV-DuctSeal-MedToLow | DEER2021 | D20v0 | 2020-11-19 10:44 | Any | Res | Ex | CZ11 | rWtd | Cap-Tons | 2.7 | 1860 | None | 36.5 | 0.044 | 3.01 | [9 empty] | DEER:Res:HVAC_Eff_AC | Annual | 20
RB-HV-DuctSeal-MedToLow | DEER2021 | D20v0 | 2020-11-19 10:44 | Any | Res | Ex | CZ12 | rDXGF | Cap-Tons | 2.1 | 1720 | None | 18 | 0.026 | 3.14 | [9 empty] | DEER:Res:HVAC_Eff_AC | Annual | 20
RB-HV-DuctSeal-MedToLow | DEER2021 | D20v0 | 2020-11-19 10:44 | Any | Res | Ex | CZ12 | rDXHP | Cap-Tons | 2.1 | 1720 | None | 51.5 | 0.026 | 0 | [9 empty] | DEER:Res:HVAC_Eff_AC | Annual | 20
RB-HV-DuctSeal-MedToLow | DEER2021 | D20v0 | 2020-11-19 10:44 | Any | Res | Ex | CZ12 | rWtd | Cap-Tons | 2.1 | 1720 | None | 18 | 0.023 | 2.97 | [9 empty] | DEER:Res:HVAC_Eff_AC | Annual | 20
RB-HV-DuctSeal-MedToLow | DEER2021 | D20v0 | 2020-11-19 10:44 | Any | Res | Ex | CZ13 | rDXGF | Cap-Tons | 2.4 | 1850 | None | 34.9 | 0.033 | 3.19 | [9 empty] | DEER:Res:HVAC_Eff_AC | Annual | 20
RB-HV-DuctSeal-MedToLow | DEER2021 | D20v0 | 2020-11-19 10:44 | Any | Res | Ex | CZ13 | rDXHP | Cap-Tons | 2.4 | 1850 | None | 72.1 | 0.034 | 0 | [9 empty] | DEER:Res:HVAC_Eff_AC | Annual | 20
RB-HV-DuctSeal-MedToLow | DEER2021 | D20v0 | 2020-11-19 10:44 | Any | Res | Ex | CZ13 | rWtd | Cap-Tons | 2.4 | 1850 | None | 35.6 | 0.031 | 3.01 | [9 empty] | DEER:Res:HVAC_Eff_AC | Annual | 20
RB-HV-DuctSeal-MedToLow | DEER2021 | D20v1 | 2020-11-19 10:44 | Any | Res | Ex | CZ14 | rDXGF | Cap-Tons | 3.17 | 2128 | None | 56.17 | 0.0465 | 3.649 | [9 empty] | DEER:Res:HVAC_Eff_AC | Annual | 1
RB-HV-DuctSeal-MedToLow | DEER2021 | D20v1 | 2020-11-19 10:44 | Any | Res | Ex | CZ14 | rDXHP | Cap-Tons | 3.17 | 2128 | None | 110.55 | 0.0533 | 0 | [9 empty] | DEER:Res:HVAC_Eff_AC | Annual | 1
RB-HV-DuctSeal-MedToLow | DEER2021 | D20v1 | 2020-11-19 10:44 | Any | Res | Ex | CZ14 | rWtd | Cap-Tons | 3.17 | 2128 | None | 56.99 | 0.05 | 3.44 | [9 empty] | DEER:Res:HVAC_Eff_AC | Annual | 1
RB-HV-DuctSeal-MedToLow | DEER2021 | D20v1 | 2020-11-19 10:44 | Any | Res | Ex | CZ15 | rDXGF | Cap-Tons | 3.43 | 1886 | None | 68.98 | 0.0455 | 1.523 | [9 empty] | DEER:Res:HVAC_Eff_AC | Annual | 1
RB-HV-DuctSeal-MedToLow | DEER2021 | D20v1 | 2020-11-19 10:44 | Any | Res | Ex | CZ15 | rDXHP | Cap-Tons | 3.43 | 1886 | None | 91.52 | 0.0513 | 0 | [9 empty] | DEER:Res:HVAC_Eff_AC | Annual | 1
RB-HV-DuctSeal-MedToLow | DEER2021 | D20v1 | 2020-11-19 10:44 | Any | Res | Ex | CZ15 | rWtd | Cap-Tons | 3.43 | 1886 | None | 70.43 | 0.05 | 1.41 | [9 empty] | DEER:Res:HVAC_Eff_AC | Annual | 1
RB-HV-DuctSeal-MedToLow | DEER2021 | D20v1 | 2020-11-19 10:44 | Any | Res | Ex | CZ16 | rDXGF | Cap-Tons | 3.59 | 2116 | None | 7.56 | 0.0134 | 3.406 | [9 empty] | DEER:Res:HVAC_Eff_AC | Annual | 1
RB-HV-DuctSeal-MedToLow | DEER2021 | D20v1 | 2020-11-19 10:44 | Any | Res | Ex | CZ16 | rDXHP | Cap-Tons | 3.59 | 2116 | None | 58.55 | 0.014 | 0 | [9 empty] | DEER:Res:HVAC_Eff_AC | Annual | 1
RB-HV-DuctSeal-MedToLow | DEER2021 | D20v1 | 2020-11-19 10:44 | Any | Res | Ex | CZ16 | rWtd | Cap-Tons | 3.59 | 2116 | None | 9.62 | 0.01 | 3.17 | [9 empty] | DEER:Res:HVAC_Eff_AC | Annual | 1
RB-HV-DuctSeal-MedToLow | DEER2021 | D20v0 | 2020-11-19 10:44 | Any | Res | Old | CZ01 | rDXGF | Cap-Tons | 1.9 | 1620 | None | 4.5 | 0 | 5.5 | [9 empty] | DEER:Res:HVAC_Eff_AC | Annual | 20
RB-HV-DuctSeal-MedToLow | DEER2021 | D20v0 | 2020-11-19 10:44 | Any | Res | Old | CZ01 | rDXHP | Cap-Tons | 1.9 | 1620 | None | 59.7 | 0 | 0 | [9 empty] | DEER:Res:HVAC_Eff_AC | Annual | 20
RB-HV-DuctSeal-MedToLow | DEER2021 | D20v0 | 2020-11-19 10:44 | Any | Res | Old | CZ01 | rWtd | Cap-Tons | 1.9 | 1620 | None | 4.1 | 0 | 5.37 | [9 empty] | DEER:Res:HVAC_Eff_AC | Annual | 20
RB-HV-DuctSeal-MedToLow | DEER2021 | D20v0 | 2020-11-19 10:44 | Any | Res | Old | CZ02 | rDXGF | Cap-Tons | 3 | 1560 | None | 6 | 0.019 | 3.71 | [9 empty] | DEER:Res:HVAC_Eff_AC | Annual | 20
RB-HV-DuctSeal-MedToLow | DEER2021 | D20v0 | 2020-11-19 10:44 | Any | Res | Old | CZ02 | rDXHP | Cap-Tons | 3 | 1560 | None | 46 | 0.02 | 0 | [9 empty] | DEER:Res:HVAC_Eff_AC | Annual | 20
RB-HV-DuctSeal-MedToLow | DEER2021 | D20v0 | 2020-11-19 10:44 | Any | Res | Old | CZ02 | rWtd | Cap-Tons | 3 | 1560 | None | 5.5 | 0.009 | 3.54 | [9 empty] | DEER:Res:HVAC_Eff_AC | Annual | 20
RB-HV-DuctSeal-MedToLow | DEER2021 | D20v0 | 2020-11-19 10:44 | Any | Res | Old | CZ03 | rDXGF | Cap-Tons | 2.2 | 1410 | None | 3.3 | 0.009 | 2.81 | [9 empty] | DEER:Res:HVAC_Eff_AC | Annual | 20
RB-HV-DuctSeal-MedToLow | DEER2021 | D20v0 | 2020-11-19 10:44 | Any | Res | Old | CZ03 | rDXHP | Cap-Tons | 2.2 | 1410 | None | 25.7 | 0.009 | 0 | [9 empty] | DEER:Res:HVAC_Eff_AC | Annual | 20
RB-HV-DuctSeal-MedToLow | DEER2021 | D20v0 | 2020-11-19 10:44 | Any | Res | Old | CZ03 | rWtd | Cap-Tons | 2.2 | 1410 | None | 2.3 | 0.001 | 2.74 | [9 empty] | DEER:Res:HVAC_Eff_AC | Annual | 20
RB-HV-DuctSeal-MedToLow | DEER2021 | D20v0 | 2020-11-19 10:44 | Any | Res | Old | CZ04 | rDXGF | Cap-Tons | 2.3 | 1450 | None | 8.8 | 0.02 | 2.53 | [9 empty] | DEER:Res:HVAC_Eff_AC | Annual | 20
RB-HV-DuctSeal-MedToLow | DEER2021 | D20v0 | 2020-11-19 10:44 | Any | Res | Old | CZ04 | rDXHP | Cap-Tons | 2.3 | 1450 | None | 36.6 | 0.02 | 0 | [9 empty] | DEER:Res:HVAC_Eff_AC | Annual | 20
RB-HV-DuctSeal-MedToLow | DEER2021 | D20v0 | 2020-11-19 10:44 | Any | Res | Old | CZ04 | rWtd | Cap-Tons | 2.3 | 1450 | None | 6.3 | 0.01 | 2.42 | [9 empty] | DEER:Res:HVAC_Eff_AC | Annual | 20
RB-HV-DuctSeal-MedToLow | DEER2021 | D20v0 | 2020-11-19 10:44 | Any | Res | Old | CZ05 | rDXGF | Cap-Tons | 2.8 | 1540 | None | 4.3 | 0.01 | 3.98 | [9 empty] | DEER:Res:HVAC_Eff_AC | Annual | 20
RB-HV-DuctSeal-MedToLow | DEER2021 | D20v0 | 2020-11-19 10:44 | Any | Res | Old | CZ05 | rDXHP | Cap-Tons | 2.8 | 1540 | None | 39.6 | 0.01 | 0 | [9 empty] | DEER:Res:HVAC_Eff_AC | Annual | 20
RB-HV-DuctSeal-MedToLow | DEER2021 | D20v0 | 2020-11-19 10:44 | Any | Res | Old | CZ05 | rWtd | Cap-Tons | 2.8 | 1540 | None | 3.3 | 0.002 | 3.82 | [9 empty] | DEER:Res:HVAC_Eff_AC | Annual | 20
RB-HV-DuctSeal-MedToLow | DEER2021 | D20v0 | 2020-11-19 10:44 | Any | Res | Old | CZ06 | rDXGF | Cap-Tons | 2.7 | 1500 | None | 6.7 | 0.018 | 1.31 | [9 empty] | DEER:Res:HVAC_Eff_AC | Annual | 20
RB-HV-DuctSeal-MedToLow | DEER2021 | D20v0 | 2020-11-19 10:44 | Any | Res | Old | CZ06 | rDXHP | Cap-Tons | 2.7 | 1500 | None | 18 | 0.019 | 0 | [9 empty] | DEER:Res:HVAC_Eff_AC | Annual | 20
RB-HV-DuctSeal-MedToLow | DEER2021 | D20v0 | 2020-11-19 10:44 | Any | Res | Old | CZ06 | rWtd | Cap-Tons | 2.7 | 1500 | None | 3.6 | 0.008 | 1.25 | [9 empty] | DEER:Res:HVAC_Eff_AC | Annual | 20
RB-HV-DuctSeal-MedToLow | DEER2021 | D20v0 | 2020-11-19 10:44 | Any | Res | Old | CZ07 | rDXGF | Cap-Tons | 2.2 | 1540 | None | 8.2 | 0.015 | 1.4 | [9 empty] | DEER:Res:HVAC_Eff_AC | Annual | 20
RB-HV-DuctSeal-MedToLow | DEER2021 | D20v0 | 2020-11-19 10:44 | Any | Res | Old | CZ07 | rDXHP | Cap-Tons | 2.2 | 1540 | None | 18.2 | 0.016 | 0 | [9 empty] | DEER:Res:HVAC_Eff_AC | Annual | 20
RB-HV-DuctSeal-MedToLow | DEER2021 | D20v0 | 2020-11-19 10:44 | Any | Res | Old | CZ07 | rWtd | Cap-Tons | 2.2 | 1540 | None | 3.5 | 0.005 | 1.35 | [9 empty] | DEER:Res:HVAC_Eff_AC | Annual | 20
RB-HV-DuctSeal-MedToLow | DEER2021 | D20v0 | 2020-11-19 10:44 | Any | Res | Old | CZ08 | rDXGF | Cap-Tons | 2.5 | 1450 | None | 11 | 0.016 | 1.25 | [9 empty] | DEER:Res:HVAC_Eff_AC | Annual | 20
RB-HV-DuctSeal-MedToLow | DEER2021 | D20v0 | 2020-11-19 10:44 | Any | Res | Old | CZ08 | rDXHP | Cap-Tons | 2.5 | 1450 | None | 21 | 0.017 | 0 | [9 empty] | DEER:Res:HVAC_Eff_AC | Annual | 20
RB-HV-DuctSeal-MedToLow | DEER2021 | D20v0 | 2020-11-19 10:44 | Any | Res | Old | CZ08 | rWtd | Cap-Tons | 2.5 | 1450 | None | 6.2 | 0.008 | 1.19 | [9 empty] | DEER:Res:HVAC_Eff_AC | Annual | 20
RB-HV-DuctSeal-MedToLow | DEER2021 | D20v0 | 2020-11-19 10:44 | Any | Res | Old | CZ09 | rDXGF | Cap-Tons | 2.7 | 1490 | None | 15.5 | 0.029 | 1.45 | [9 empty] | DEER:Res:HVAC_Eff_AC | Annual | 20
RB-HV-DuctSeal-MedToLow | DEER2021 | D20v0 | 2020-11-19 10:44 | Any | Res | Old | CZ09 | rDXHP | Cap-Tons | 2.7 | 1490 | None | 28.8 | 0.03 | 0 | [9 empty] | DEER:Res:HVAC_Eff_AC | Annual | 20
RB-HV-DuctSeal-MedToLow | DEER2021 | D20v0 | 2020-11-19 10:44 | Any | Res | Old | CZ09 | rWtd | Cap-Tons | 2.7 | 1490 | None | 12.8 | 0.022 | 1.36 | [9 empty] | DEER:Res:HVAC_Eff_AC | Annual | 20
RB-HV-DuctSeal-MedToLow | DEER2021 | D20v0 | 2020-11-19 10:44 | Any | Res | Old | CZ10 | rDXGF | Cap-Tons | 3.6 | 1750 | None | 16.7 | 0.03 | 2.17 | [9 empty] | DEER:Res:HVAC_Eff_AC | Annual | 20
RB-HV-DuctSeal-MedToLow | DEER2021 | D20v0 | 2020-11-19 10:44 | Any | Res | Old | CZ10 | rDXHP | Cap-Tons | 3.6 | 1750 | None | 38.3 | 0.032 | 0 | [9 empty] | DEER:Res:HVAC_Eff_AC | Annual | 20
RB-HV-DuctSeal-MedToLow | DEER2021 | D20v0 | 2020-11-19 10:44 | Any | Res | Old | CZ10 | rWtd | Cap-Tons | 3.6 | 1750 | None | 17.2 | 0.029 | 2.04 | [9 empty] | DEER:Res:HVAC_Eff_AC | Annual | 20
RB-HV-DuctSeal-MedToLow | DEER2021 | D20v0 | 2020-11-19 10:44 | Any | Res | Old | CZ11 | rDXGF | Cap-Tons | 3.4 | 1510 | None | 28 | 0.047 | 3.32 | [9 empty] | DEER:Res:HVAC_Eff_AC | Annual | 20
RB-HV-DuctSeal-MedToLow | DEER2021 | D20v0 | 2020-11-19 10:44 | Any | Res | Old | CZ11 | rDXHP | Cap-Tons | 3.4 | 1510 | None | 64.8 | 0.049 | 0 | [9 empty] | DEER:Res:HVAC_Eff_AC | Annual | 20
RB-HV-DuctSeal-MedToLow | DEER2021 | D20v0 | 2020-11-19 10:44 | Any | Res | Old | CZ11 | rWtd | Cap-Tons | 3.4 | 1510 | None | 28.8 | 0.044 | 3.08 | [9 empty] | DEER:Res:HVAC_Eff_AC | Annual | 20
RB-HV-DuctSeal-MedToLow | DEER2021 | D20v0 | 2020-11-19 10:44 | Any | Res | Old | CZ12 | rDXGF | Cap-Tons | 3 | 1500 | None | 14.2 | 0.029 | 2.9 | [9 empty] | DEER:Res:HVAC_Eff_AC | Annual | 20
RB-HV-DuctSeal-MedToLow | DEER2021 | D20v0 | 2020-11-19 10:44 | Any | Res | Old | CZ12 | rDXHP | Cap-Tons | 3 | 1500 | None | 45.3 | 0.032 | 0 | [9 empty] | DEER:Res:HVAC_Eff_AC | Annual | 20
RB-HV-DuctSeal-MedToLow | DEER2021 | D20v0 | 2020-11-19 10:44 | Any | Res | Old | CZ12 | rWtd | Cap-Tons | 3 | 1500 | None | 14.5 | 0.026 | 2.72 | [9 empty] | DEER:Res:HVAC_Eff_AC | Annual | 20
RB-HV-DuctSeal-MedToLow | DEER2021 | D20v0 | 2020-11-19 10:44 | Any | Res | Old | CZ13 | rDXGF | Cap-Tons | 3.1 | 1500 | None | 26.5 | 0.03 | 2.76 | [9 empty] | DEER:Res:HVAC_Eff_AC | Annual | 20
RB-HV-DuctSeal-MedToLow | DEER2021 | D20v0 | 2020-11-19 10:44 | Any | Res | Old | CZ13 | rDXHP | Cap-Tons | 3.1 | 1500 | None | 57.2 | 0.034 | 0 | [9 empty] | DEER:Res:HVAC_Eff_AC | Annual | 20
RB-HV-DuctSeal-MedToLow | DEER2021 | D20v0 | 2020-11-19 10:44 | Any | Res | Old | CZ13 | rWtd | Cap-Tons | 3.1 | 1500 | None | 27.4 | 0.029 | 2.57 | [9 empty] | DEER:Res:HVAC_Eff_AC | Annual | 20
RB-HV-DuctSeal-MedToLow | DEER2021 | D20v0 | 2020-11-19 10:44 | Any | Res | Old | CZ14 | rDXGF | Cap-Tons | 3.8 | 1660 | None | 34.8 | 0.036 | 2.93 | [9 empty] | DEER:Res:HVAC_Eff_AC | Annual | 20
RB-HV-DuctSeal-MedToLow | DEER2021 | D20v0 | 2020-11-19 10:44 | Any | Res | Old | CZ14 | rDXHP | Cap-Tons | 3.8 | 1660 | None | 75.8 | 0.04 | 0 | [9 empty] | DEER:Res:HVAC_Eff_AC | Annual | 20
RB-HV-DuctSeal-MedToLow | DEER2021 | D20v0 | 2020-11-19 10:44 | Any | Res | Old | CZ14 | rWtd | Cap-Tons | 3.8 | 1660 | None | 36.7 | 0.036 | 2.76 | [9 empty] | DEER:Res:HVAC_Eff_AC | Annual | 20
RB-HV-DuctSeal-MedToLow | DEER2021 | D20v0 | 2020-11-19 10:44 | Any | Res | Old | CZ15 | rDXGF | Cap-Tons | 3.6 | 1480 | None | 27.4 | 0.019 | 0.67 | [9 empty] | DEER:Res:HVAC_Eff_AC | Annual | 20
RB-HV-DuctSeal-MedToLow | DEER2021 | D20v0 | 2020-11-19 10:44 | Any | Res | Old | CZ15 | rDXHP | Cap-Tons | 3.6 | 1480 | None | 35.2 | 0.02 | 0 | [9 empty] | DEER:Res:HVAC_Eff_AC | Annual | 20
RB-HV-DuctSeal-MedToLow | DEER2021 | D20v0 | 2020-11-19 10:44 | Any | Res | Old | CZ15 | rWtd | Cap-Tons | 3.6 | 1480 | None | 27.7 | 0.019 | 0.62 | [9 empty] | DEER:Res:HVAC_Eff_AC | Annual | 20
RB-HV-DuctSeal-MedToLow | DEER2021 | D20v0 | 2020-11-19 10:44 | Any | Res | Old | CZ16 | rDXGF | Cap-Tons | 2.9 | 1570 | None | 15.3 | 0.023 | 5.08 | [9 empty] | DEER:Res:HVAC_Eff_AC | Annual | 20
RB-HV-DuctSeal-MedToLow | DEER2021 | D20v0 | 2020-11-19 10:44 | Any | Res | Old | CZ16 | rDXHP | Cap-Tons | 2.9 | 1570 | None | 89.3 | 0.024 | 0 | [9 empty] | DEER:Res:HVAC_Eff_AC | Annual | 20
RB-HV-DuctSeal-MedToLow | DEER2021 | D20v0 | 2020-11-19 10:44 | Any | Res | Old | CZ16 | rWtd | Cap-Tons | 2.9 | 1570 | None | 14.8 | 0.016 | 4.83 | [9 empty] | DEER:Res:HVAC_Eff_AC | Annual | 20
RB-HV-DuctSeal-MedToLow | DEER2021 | D20v0 | 2020-11-19 10:44 | Any | SFm | Ex | CZ01 | rDXGF | Cap-Tons | 2.33 | 2300 | None | 3.35 | 0 | 4.53 | [9 empty] | DEER:Res:HVAC_Eff_AC | Annual | 20
RB-HV-DuctSeal-MedToLow | DEER2021 | D20v0 | 2020-11-19 10:44 | Any | SFm | Ex | CZ01 | rDXHP | Cap-Tons | 2.33 | 2300 | None | 46.2 | 0 | 0 | [9 empty] | DEER:Res:HVAC_Eff_AC | Annual | 20
RB-HV-DuctSeal-MedToLow | DEER2021 | D20v0 | 2020-11-19 10:44 | Any | SFm | Ex | CZ01 | rNCGF | Cap-kBTUh | 43.2914 | 2300 | None | 0.16631 | 0 | 0.23789 | [9 empty] | DEER:Res:HVAC_Eff_AC | Annual | 20
RB-HV-DuctSeal-MedToLow | DEER2021 | D20v0 | 2020-11-19 10:44 | Any | SFm | Ex | CZ01 | rWtd | Cap-Tons | 2.33 | 2300 | None | 3.13 | 0 | 4.42 | [9 empty] | DEER:Res:HVAC_Eff_AC | Annual | 20
RB-HV-DuctSeal-MedToLow | DEER2021 | D20v0 | 2020-11-19 10:44 | Any | SFm | Ex | CZ02 | rDXGF | Cap-Tons | 2.21 | 1950 | None | 12.3 | 0.0308 | 5.67 | [9 empty] | DEER:Res:HVAC_Eff_AC | Annual | 20
RB-HV-DuctSeal-MedToLow | DEER2021 | D20v0 | 2020-11-19 10:44 | Any | SFm | Ex | CZ02 | rDXHP | Cap-Tons | 2.21 | 1950 | None | 74.1 | 0.031 | 0 | [9 empty] | DEER:Res:HVAC_Eff_AC | Annual | 20
RB-HV-DuctSeal-MedToLow | DEER2021 | D20v0 | 2020-11-19 10:44 | Any | SFm | Ex | CZ02 | rNCGF | Cap-kBTUh | 41.0618 | 1950 | None | 0.21206 | 0 | 0.29763 | [9 empty] | DEER:Res:HVAC_Eff_AC | Annual | 20
RB-HV-DuctSeal-MedToLow | DEER2021 | D20v0 | 2020-11-19 10:44 | Any | SFm | Ex | CZ02 | rWtd | Cap-Tons | 2.21 | 1950 | None | 8.55 | 0.0121 | 5.46 | [9 empty] | DEER:Res:HVAC_Eff_AC | Annual | 20
RB-HV-DuctSeal-MedToLow | DEER2021 | D20v0 | 2020-11-19 10:44 | Any | SFm | Ex | CZ03 | rDXGF | Cap-Tons | 3.23 | 2300 | None | 4.19 | 0.0113 | 3.44 | [9 empty] | DEER:Res:HVAC_Eff_AC | Annual | 20
RB-HV-DuctSeal-MedToLow | DEER2021 | D20v0 | 2020-11-19 10:44 | Any | SFm | Ex | CZ03 | rDXHP | Cap-Tons | 3.23 | 2300 | None | 31.3 | 0.0114 | 0 | [9 empty] | DEER:Res:HVAC_Eff_AC | Annual | 20
RB-HV-DuctSeal-MedToLow | DEER2021 | D20v0 | 2020-11-19 10:44 | Any | SFm | Ex | CZ03 | rNCGF | Cap-kBTUh | 60.0134 | 2300 | None | 0.11518 | 0 | 0.1803 | [9 empty] | DEER:Res:HVAC_Eff_AC | Annual | 20
RB-HV-DuctSeal-MedToLow | DEER2021 | D20v0 | 2020-11-19 10:44 | Any | SFm | Ex | CZ03 | rWtd | Cap-Tons | 3.23 | 2300 | None | 2.6 | 0.00147 | 3.34 | [9 empty] | DEER:Res:HVAC_Eff_AC | Annual | 20
RB-HV-DuctSeal-MedToLow | DEER2021 | D20v0 | 2020-11-19 10:44 | Any | SFm | Ex | CZ04 | rDXGF | Cap-Tons | 3.17 | 2300 | None | 12.5 | 0.028 | 3.53 | [9 empty] | DEER:Res:HVAC_Eff_AC | Annual | 20
RB-HV-DuctSeal-MedToLow | DEER2021 | D20v0 | 2020-11-19 10:44 | Any | SFm | Ex | CZ04 | rDXHP | Cap-Tons | 3.17 | 2300 | None | 50.9 | 0.029 | 0 | [9 empty] | DEER:Res:HVAC_Eff_AC | Annual | 20
RB-HV-DuctSeal-MedToLow | DEER2021 | D20v0 | 2020-11-19 10:44 | Any | SFm | Ex | CZ04 | rNCGF | Cap-kBTUh | 58.8986 | 2300 | None | 0.11895 | 0 | 0.18515 | [9 empty] | DEER:Res:HVAC_Eff_AC | Annual | 20
RB-HV-DuctSeal-MedToLow | DEER2021 | D20v0 | 2020-11-19 10:44 | Any | SFm | Ex | CZ04 | rWtd | Cap-Tons | 3.17 | 2300 | None | 8.56 | 0.0144 | 3.39 | [9 empty] | DEER:Res:HVAC_Eff_AC | Annual | 20
RB-HV-DuctSeal-MedToLow | DEER2021 | D20v0 | 2020-11-19 10:44 | Any | SFm | Ex | CZ05 | rDXGF | Cap-Tons | 3.55 | 2300 | None | 3.72 | 0.00946 | 3.71 | [9 empty] | DEER:Res:HVAC_Eff_AC | Annual | 20
RB-HV-DuctSeal-MedToLow | DEER2021 | D20v0 | 2020-11-19 10:44 | Any | SFm | Ex | CZ05 | rDXHP | Cap-Tons | 3.55 | 2300 | None | 37 | 0.00883 | 0 | [9 empty] | DEER:Res:HVAC_Eff_AC | Annual | 20
RB-HV-DuctSeal-MedToLow | DEER2021 | D20v0 | 2020-11-19 10:44 | Any | SFm | Ex | CZ05 | rNCGF | Cap-kBTUh | 65.959 | 2300 | None | 0.12164 | 0 | 0.19376 | [9 empty] | DEER:Res:HVAC_Eff_AC | Annual | 20
RB-HV-DuctSeal-MedToLow | DEER2021 | D20v0 | 2020-11-19 10:44 | Any | SFm | Ex | CZ05 | rWtd | Cap-Tons | 3.55 | 2300 | None | 2.94 | 0.00196 | 3.58 | [9 empty] | DEER:Res:HVAC_Eff_AC | Annual | 20
RB-HV-DuctSeal-MedToLow | DEER2021 | D20v0 | 2020-11-19 10:44 | Any | SFm | Ex | CZ06 | rDXGF | Cap-Tons | 4.01 | 2390 | None | 8.12 | 0.0229 | 1.4 | [9 empty] | DEER:Res:HVAC_Eff_AC | Annual | 20
RB-HV-DuctSeal-MedToLow | DEER2021 | D20v0 | 2020-11-19 10:44 | Any | SFm | Ex | CZ06 | rDXHP | Cap-Tons | 4.01 | 2390 | None | 20.6 | 0.0238 | 0 | [9 empty] | DEER:Res:HVAC_Eff_AC | Annual | 20
RB-HV-DuctSeal-MedToLow | DEER2021 | D20v0 | 2020-11-19 10:44 | Any | SFm | Ex | CZ06 | rNCGF | Cap-kBTUh | 74.5058 | 2390 | None | 0.044564 | 0 | 0.073197 | [9 empty] | DEER:Res:HVAC_Eff_AC | Annual | 20
RB-HV-DuctSeal-MedToLow | DEER2021 | D20v0 | 2020-11-19 10:44 | Any | SFm | Ex | CZ06 | rWtd | Cap-Tons | 4.01 | 2390 | None | 4.13 | 0.00951 | 1.34 | [9 empty] | DEER:Res:HVAC_Eff_AC | Annual | 20
RB-HV-DuctSeal-MedToLow | DEER2021 | D20v0 | 2020-11-19 10:44 | Any | SFm | Ex | CZ07 | rDXGF | Cap-Tons | 3.21 | 2390 | None | 12.4 | 0.022 | 1.25 | [9 empty] | DEER:Res:HVAC_Eff_AC | Annual | 20
RB-HV-DuctSeal-MedToLow | DEER2021 | D20v0 | 2020-11-19 10:44 | Any | SFm | Ex | CZ07 | rDXHP | Cap-Tons | 3.21 | 2390 | None | 20.8 | 0.0228 | 0 | [9 empty] | DEER:Res:HVAC_Eff_AC | Annual | 20
RB-HV-DuctSeal-MedToLow | DEER2021 | D20v0 | 2020-11-19 10:44 | Any | SFm | Ex | CZ07 | rNCGF | Cap-kBTUh | 59.6418 | 2390 | None | 0.041281 | 0 | 0.065662 | [9 empty] | DEER:Res:HVAC_Eff_AC | Annual | 20
RB-HV-DuctSeal-MedToLow | DEER2021 | D20v0 | 2020-11-19 10:44 | Any | SFm | Ex | CZ07 | rWtd | Cap-Tons | 3.21 | 2390 | None | 4.74 | 0.00726 | 1.21 | [9 empty] | DEER:Res:HVAC_Eff_AC | Annual | 20
RB-HV-DuctSeal-MedToLow | DEER2021 | D20v0 | 2020-11-19 10:44 | Any | SFm | Ex | CZ08 | rDXGF | Cap-Tons | 3.77 | 2390 | None | 21 | 0.0258 | 1.12 | [9 empty] | DEER:Res:HVAC_Eff_AC | Annual | 20
RB-HV-DuctSeal-MedToLow | DEER2021 | D20v0 | 2020-11-19 10:44 | Any | SFm | Ex | CZ08 | rDXHP | Cap-Tons | 3.77 | 2390 | None | 30.8 | 0.0272 | 0 | [9 empty] | DEER:Res:HVAC_Eff_AC | Annual | 20
RB-HV-DuctSeal-MedToLow | DEER2021 | D20v0 | 2020-11-19 10:44 | Any | SFm | Ex | CZ08 | rNCGF | Cap-kBTUh | 70.0466 | 2390 | None | 0.036491 | 0 | 0.059203 | [9 empty] | DEER:Res:HVAC_Eff_AC | Annual | 20
RB-HV-DuctSeal-MedToLow | DEER2021 | D20v0 | 2020-11-19 10:44 | Any | SFm | Ex | CZ08 | rWtd | Cap-Tons | 3.77 | 2390 | None | 11.1 | 0.0129 | 1.08 | [9 empty] | DEER:Res:HVAC_Eff_AC | Annual | 20
RB-HV-DuctSeal-MedToLow | DEER2021 | D20v0 | 2020-11-19 10:44 | Any | SFm | Ex | CZ09 | rDXGF | Cap-Tons | 3.37 | 2420 | None | 22.1 | 0.0375 | 2.15 | [9 empty] | DEER:Res:HVAC_Eff_AC | Annual | 20
RB-HV-DuctSeal-MedToLow | DEER2021 | D20v0 | 2020-11-19 10:44 | Any | SFm | Ex | CZ09 | rDXHP | Cap-Tons | 3.37 | 2420 | None | 40.5 | 0.0392 | 0 | [9 empty] | DEER:Res:HVAC_Eff_AC | Annual | 20
RB-HV-DuctSeal-MedToLow | DEER2021 | D20v0 | 2020-11-19 10:44 | Any | SFm | Ex | CZ09 | rNCGF | Cap-kBTUh | 62.6146 | 2420 | None | 0.071044 | 0 | 0.11302 | [9 empty] | DEER:Res:HVAC_Eff_AC | Annual | 20
RB-HV-DuctSeal-MedToLow | DEER2021 | D20v0 | 2020-11-19 10:44 | Any | SFm | Ex | CZ09 | rWtd | Cap-Tons | 3.37 | 2420 | None | 18.4 | 0.0295 | 2.05 | [9 empty] | DEER:Res:HVAC_Eff_AC | Annual | 20
RB-HV-DuctSeal-MedToLow | DEER2021 | D20v0 | 2020-11-19 10:44 | Any | SFm | Ex | CZ10 | rDXGF | Cap-Tons | 2.53 | 1950 | None | 29.5 | 0.041 | 3.37 | [9 empty] | DEER:Res:HVAC_Eff_AC | Annual | 20
RB-HV-DuctSeal-MedToLow | DEER2021 | D20v0 | 2020-11-19 10:44 | Any | SFm | Ex | CZ10 | rDXHP | Cap-Tons | 2.53 | 1950 | None | 64.5 | 0.0413 | 0 | [9 empty] | DEER:Res:HVAC_Eff_AC | Annual | 20
RB-HV-DuctSeal-MedToLow | DEER2021 | D20v0 | 2020-11-19 10:44 | Any | SFm | Ex | CZ10 | rNCGF | Cap-kBTUh | 47.0074 | 1950 | None | 0.11948 | 0 | 0.17707 | [9 empty] | DEER:Res:HVAC_Eff_AC | Annual | 20
RB-HV-DuctSeal-MedToLow | DEER2021 | D20v0 | 2020-11-19 10:44 | Any | SFm | Ex | CZ10 | rWtd | Cap-Tons | 2.53 | 1950 | None | 29.8 | 0.0388 | 3.19 | [9 empty] | DEER:Res:HVAC_Eff_AC | Annual | 20
RB-HV-DuctSeal-MedToLow | DEER2021 | D20v0 | 2020-11-19 10:44 | Any | SFm | Ex | CZ11 | rDXGF | Cap-Tons | 2.66 | 1950 | None | 30.7 | 0.0448 | 3.22 | [9 empty] | DEER:Res:HVAC_Eff_AC | Annual | 20
RB-HV-DuctSeal-MedToLow | DEER2021 | D20v0 | 2020-11-19 10:44 | Any | SFm | Ex | CZ11 | rDXHP | Cap-Tons | 2.66 | 1950 | None | 67 | 0.046 | 0 | [9 empty] | DEER:Res:HVAC_Eff_AC | Annual | 20
RB-HV-DuctSeal-MedToLow | DEER2021 | D20v0 | 2020-11-19 10:44 | Any | SFm | Ex | CZ11 | rNCGF | Cap-kBTUh | 49.4228 | 1950 | None | 0.11249 | 0 | 0.16954 | [9 empty] | DEER:Res:HVAC_Eff_AC | Annual | 20
RB-HV-DuctSeal-MedToLow | DEER2021 | D20v0 | 2020-11-19 10:44 | Any | SFm | Ex | CZ11 | rWtd | Cap-Tons | 2.66 | 1950 | None | 30.6 | 0.0418 | 3.05 | [9 empty] | DEER:Res:HVAC_Eff_AC | Annual | 20
RB-HV-DuctSeal-MedToLow | DEER2021 | D20v0 | 2020-11-19 10:44 | Any | SFm | Ex | CZ12 | rDXGF | Cap-Tons | 2.47 | 1950 | None | 18.9 | 0.0311 | 3.98 | [9 empty] | DEER:Res:HVAC_Eff_AC | Annual | 20
RB-HV-DuctSeal-MedToLow | DEER2021 | D20v0 | 2020-11-19 10:44 | Any | SFm | Ex | CZ12 | rDXHP | Cap-Tons | 2.47 | 1950 | None | 61.4 | 0.0312 | 0 | [9 empty] | DEER:Res:HVAC_Eff_AC | Annual | 20
RB-HV-DuctSeal-MedToLow | DEER2021 | D20v0 | 2020-11-19 10:44 | Any | SFm | Ex | CZ12 | rNCGF | Cap-kBTUh | 45.8926 | 1950 | None | 0.14263 | 0 | 0.20883 | [9 empty] | DEER:Res:HVAC_Eff_AC | Annual | 20
RB-HV-DuctSeal-MedToLow | DEER2021 | D20v0 | 2020-11-19 10:44 | Any | SFm | Ex | CZ12 | rWtd | Cap-Tons | 2.47 | 1950 | None | 18.9 | 0.0273 | 3.78 | [9 empty] | DEER:Res:HVAC_Eff_AC | Annual | 20
RB-HV-DuctSeal-MedToLow | DEER2021 | D20v0 | 2020-11-19 10:44 | Any | SFm | Ex | CZ13 | rDXGF | Cap-Tons | 2.55 | 1950 | None | 34.5 | 0.0342 | 3.44 | [9 empty] | DEER:Res:HVAC_Eff_AC | Annual | 20
RB-HV-DuctSeal-MedToLow | DEER2021 | D20v0 | 2020-11-19 10:44 | Any | SFm | Ex | CZ13 | rDXHP | Cap-Tons | 2.55 | 1950 | None | 74.9 | 0.036 | 0 | [9 empty] | DEER:Res:HVAC_Eff_AC | Annual | 20
RB-HV-DuctSeal-MedToLow | DEER2021 | D20v0 | 2020-11-19 10:44 | Any | SFm | Ex | CZ13 | rNCGF | Cap-kBTUh | 47.379 | 1950 | None | 0.12217 | 0 | 0.18084 | [9 empty] | DEER:Res:HVAC_Eff_AC | Annual | 20
RB-HV-DuctSeal-MedToLow | DEER2021 | D20v0 | 2020-11-19 10:44 | Any | SFm | Ex | CZ13 | rWtd | Cap-Tons | 2.55 | 1950 | None | 35.4 | 0.0329 | 3.26 | [9 empty] | DEER:Res:HVAC_Eff_AC | Annual | 20
RB-HV-DuctSeal-MedToLow | DEER2021 | D20v0 | 2020-11-19 10:44 | Any | SFm | Ex | CZ14 | rDXGF | Cap-Tons | 3.16 | 2160 | None | 59.9 | 0.0492 | 3.67 | [9 empty] | DEER:Res:HVAC_Eff_AC | Annual | 20
RB-HV-DuctSeal-MedToLow | DEER2021 | D20v0 | 2020-11-19 10:44 | Any | SFm | Ex | CZ14 | rDXHP | Cap-Tons | 3.16 | 2160 | None | 109 | 0.0538 | 0 | [9 empty] | DEER:Res:HVAC_Eff_AC | Annual | 20
RB-HV-DuctSeal-MedToLow | DEER2021 | D20v0 | 2020-11-19 10:44 | Any | SFm | Ex | CZ14 | rNCGF | Cap-kBTUh | 58.7128 | 2160 | None | 0.12271 | 0 | 0.1916 | [9 empty] | DEER:Res:HVAC_Eff_AC | Annual | 20
RB-HV-DuctSeal-MedToLow | DEER2021 | D20v0 | 2020-11-19 10:44 | Any | SFm | Ex | CZ14 | rWtd | Cap-Tons | 3.16 | 2160 | None | 62.2 | 0.0491 | 3.47 | [9 empty] | DEER:Res:HVAC_Eff_AC | Annual | 20
RB-HV-DuctSeal-MedToLow | DEER2021 | D20v0 | 2020-11-19 10:44 | Any | SFm | Ex | CZ15 | rDXGF | Cap-Tons | 3.4 | 2160 | None | 56.2 | 0.0362 | 1.53 | [9 empty] | DEER:Res:HVAC_Eff_AC | Annual | 20
RB-HV-DuctSeal-MedToLow | DEER2021 | D20v0 | 2020-11-19 10:44 | Any | SFm | Ex | CZ15 | rDXHP | Cap-Tons | 3.4 | 2160 | None | 77.6 | 0.0396 | 0 | [9 empty] | DEER:Res:HVAC_Eff_AC | Annual | 20
RB-HV-DuctSeal-MedToLow | DEER2021 | D20v0 | 2020-11-19 10:44 | Any | SFm | Ex | CZ15 | rNCGF | Cap-kBTUh | 63.172 | 2160 | None | 0.050323 | 0 | 0.080194 | [9 empty] | DEER:Res:HVAC_Eff_AC | Annual | 20
RB-HV-DuctSeal-MedToLow | DEER2021 | D20v0 | 2020-11-19 10:44 | Any | SFm | Ex | CZ15 | rWtd | Cap-Tons | 3.4 | 2160 | None | 56.6 | 0.0359 | 1.44 | [9 empty] | DEER:Res:HVAC_Eff_AC | Annual | 20
RB-HV-DuctSeal-MedToLow | DEER2021 | D20v0 | 2020-11-19 10:44 | Any | SFm | Ex | CZ16 | rDXGF | Cap-Tons | 3.61 | 2300 | None | 5.81 | 0.0116 | 3 | [9 empty] | DEER:Res:HVAC_Eff_AC | Annual | 20
RB-HV-DuctSeal-MedToLow | DEER2021 | D20v0 | 2020-11-19 10:44 | Any | SFm | Ex | CZ16 | rDXHP | Cap-Tons | 3.61 | 2300 | None | 48 | 0.0116 | 0 | [9 empty] | DEER:Res:HVAC_Eff_AC | Annual | 20
RB-HV-DuctSeal-MedToLow | DEER2021 | D20v0 | 2020-11-19 10:44 | Any | SFm | Ex | CZ16 | rNCGF | Cap-kBTUh | 67.0738 | 2300 | None | 0.097955 | 0 | 0.15662 | [9 empty] | DEER:Res:HVAC_Eff_AC | Annual | 20
RB-HV-DuctSeal-MedToLow | DEER2021 | D20v0 | 2020-11-19 10:44 | Any | SFm | Ex | CZ16 | rWtd | Cap-Tons | 3.61 | 2300 | None | 6.01 | 0.00771 | 2.86 | [9 empty] | DEER:Res:HVAC_Eff_AC | Annual | 20
RB-HV-DuctSeal-MedToLow | DEER2021 | D20v0 | 2020-11-19 10:44 | Any | SFm | Old | CZ01 | rDXGF | Cap-Tons | 2.06 | 1830 | None | 5.41 | 0 | 6.74 | [9 empty] | DEER:Res:HVAC_Eff_AC | Annual | 20
RB-HV-DuctSeal-MedToLow | DEER2021 | D20v0 | 2020-11-19 10:44 | Any | SFm | Old | CZ01 | rDXHP | Cap-Tons | 2.06 | 1830 | None | 73.9 | 0 | 0 | [9 empty] | DEER:Res:HVAC_Eff_AC | Annual | 20
RB-HV-DuctSeal-MedToLow | DEER2021 | D20v0 | 2020-11-19 10:44 | Any | SFm | Old | CZ01 | rNCGF | Cap-kBTUh | 38.2748 | 1830 | None | 0.26534 | 0 | 0.35684 | [9 empty] | DEER:Res:HVAC_Eff_AC | Annual | 20
RB-HV-DuctSeal-MedToLow | DEER2021 | D20v0 | 2020-11-19 10:44 | Any | SFm | Old | CZ01 | rWtd | Cap-Tons | 2.06 | 1830 | None | 4.98 | 0 | 6.63 | [9 empty] | DEER:Res:HVAC_Eff_AC | Annual | 20
RB-HV-DuctSeal-MedToLow | DEER2021 | D20v0 | 2020-11-19 10:44 | Any | SFm | Old | CZ02 | rDXGF | Cap-Tons | 3.42 | 1720 | None | 5.92 | 0.0195 | 4.32 | [9 empty] | DEER:Res:HVAC_Eff_AC | Annual | 20
RB-HV-DuctSeal-MedToLow | DEER2021 | D20v0 | 2020-11-19 10:44 | Any | SFm | Old | CZ02 | rDXHP | Cap-Tons | 3.42 | 1720 | None | 53.3 | 0.0204 | 0 | [9 empty] | DEER:Res:HVAC_Eff_AC | Annual | 20
RB-HV-DuctSeal-MedToLow | DEER2021 | D20v0 | 2020-11-19 10:44 | Any | SFm | Old | CZ02 | rNCGF | Cap-kBTUh | 63.5436 | 1720 | None | 0.14639 | 0 | 0.22713 | [9 empty] | DEER:Res:HVAC_Eff_AC | Annual | 20
RB-HV-DuctSeal-MedToLow | DEER2021 | D20v0 | 2020-11-19 10:44 | Any | SFm | Old | CZ02 | rWtd | Cap-Tons | 3.42 | 1720 | None | 4.99 | 0.0077 | 4.17 | [9 empty] | DEER:Res:HVAC_Eff_AC | Annual | 20
RB-HV-DuctSeal-MedToLow | DEER2021 | D20v0 | 2020-11-19 10:44 | Any | SFm | Old | CZ03 | rDXGF | Cap-Tons | 2.9 | 1690 | None | 4.86 | 0.0131 | 4.23 | [9 empty] | DEER:Res:HVAC_Eff_AC | Annual | 20
RB-HV-DuctSeal-MedToLow | DEER2021 | D20v0 | 2020-11-19 10:44 | Any | SFm | Old | CZ03 | rDXHP | Cap-Tons | 2.9 | 1690 | None | 38.4 | 0.0146 | 0 | [9 empty] | DEER:Res:HVAC_Eff_AC | Annual | 20
RB-HV-DuctSeal-MedToLow | DEER2021 | D20v0 | 2020-11-19 10:44 | Any | SFm | Old | CZ03 | rNCGF | Cap-kBTUh | 53.882 | 1690 | None | 0.14855 | 0 | 0.2239 | [9 empty] | DEER:Res:HVAC_Eff_AC | Annual | 20
RB-HV-DuctSeal-MedToLow | DEER2021 | D20v0 | 2020-11-19 10:44 | Any | SFm | Old | CZ03 | rWtd | Cap-Tons | 2.9 | 1690 | None | 3.27 | 0.00173 | 4.14 | [9 empty] | DEER:Res:HVAC_Eff_AC | Annual | 20
RB-HV-DuctSeal-MedToLow | DEER2021 | D20v0 | 2020-11-19 10:44 | Any | SFm | Old | CZ04 | rDXGF | Cap-Tons | 2.79 | 1670 | None | 11.7 | 0.0264 | 3.52 | [9 empty] | DEER:Res:HVAC_Eff_AC | Annual | 20
RB-HV-DuctSeal-MedToLow | DEER2021 | D20v0 | 2020-11-19 10:44 | Any | SFm | Old | CZ04 | rDXHP | Cap-Tons | 2.79 | 1670 | None | 50.4 | 0.0272 | 0 | [9 empty] | DEER:Res:HVAC_Eff_AC | Annual | 20
RB-HV-DuctSeal-MedToLow | DEER2021 | D20v0 | 2020-11-19 10:44 | Any | SFm | Old | CZ04 | rNCGF | Cap-kBTUh | 51.8382 | 1670 | None | 0.1254 | 0 | 0.18568 | [9 empty] | DEER:Res:HVAC_Eff_AC | Annual | 20
RB-HV-DuctSeal-MedToLow | DEER2021 | D20v0 | 2020-11-19 10:44 | Any | SFm | Old | CZ04 | rWtd | Cap-Tons | 2.79 | 1670 | None | 8.2 | 0.0136 | 3.39 | [9 empty] | DEER:Res:HVAC_Eff_AC | Annual | 20
RB-HV-DuctSeal-MedToLow | DEER2021 | D20v0 | 2020-11-19 10:44 | Any | SFm | Old | CZ05 | rDXGF | Cap-Tons | 3.17 | 1730 | None | 4.5 | 0.0105 | 4.79 | [9 empty] | DEER:Res:HVAC_Eff_AC | Annual | 20
RB-HV-DuctSeal-MedToLow | DEER2021 | D20v0 | 2020-11-19 10:44 | Any | SFm | Old | CZ05 | rDXHP | Cap-Tons | 3.17 | 1730 | None | 47.5 | 0.0113 | 0 | [9 empty] | DEER:Res:HVAC_Eff_AC | Annual | 20
RB-HV-DuctSeal-MedToLow | DEER2021 | D20v0 | 2020-11-19 10:44 | Any | SFm | Old | CZ05 | rNCGF | Cap-kBTUh | 58.8986 | 1730 | None | 0.16362 | 0 | 0.25242 | [9 empty] | DEER:Res:HVAC_Eff_AC | Annual | 20
RB-HV-DuctSeal-MedToLow | DEER2021 | D20v0 | 2020-11-19 10:44 | Any | SFm | Old | CZ05 | rWtd | Cap-Tons | 3.17 | 1730 | None | 3.83 | 0.00218 | 4.65 | [9 empty] | DEER:Res:HVAC_Eff_AC | Annual | 20
RB-HV-DuctSeal-MedToLow | DEER2021 | D20v0 | 2020-11-19 10:44 | Any | SFm | Old | CZ06 | rDXGF | Cap-Tons | 3.36 | 1730 | None | 8.8 | 0.0267 | 1.78 | [9 empty] | DEER:Res:HVAC_Eff_AC | Annual | 20
RB-HV-DuctSeal-MedToLow | DEER2021 | D20v0 | 2020-11-19 10:44 | Any | SFm | Old | CZ06 | rDXHP | Cap-Tons | 3.36 | 1730 | None | 24.1 | 0.028 | 0 | [9 empty] | DEER:Res:HVAC_Eff_AC | Annual | 20
RB-HV-DuctSeal-MedToLow | DEER2021 | D20v0 | 2020-11-19 10:44 | Any | SFm | Old | CZ06 | rNCGF | Cap-kBTUh | 62.4288 | 1730 | None | 0.059203 | 0 | 0.093649 | [9 empty] | DEER:Res:HVAC_Eff_AC | Annual | 20
RB-HV-DuctSeal-MedToLow | DEER2021 | D20v0 | 2020-11-19 10:44 | Any | SFm | Old | CZ06 | rWtd | Cap-Tons | 3.36 | 1730 | None | 4.64 | 0.0111 | 1.72 | [9 empty] | DEER:Res:HVAC_Eff_AC | Annual | 20
RB-HV-DuctSeal-MedToLow | DEER2021 | D20v0 | 2020-11-19 10:44 | Any | SFm | Old | CZ07 | rDXGF | Cap-Tons | 2.59 | 1780 | None | 10.8 | 0.0211 | 1.99 | [9 empty] | DEER:Res:HVAC_Eff_AC | Annual | 20
RB-HV-DuctSeal-MedToLow | DEER2021 | D20v0 | 2020-11-19 10:44 | Any | SFm | Old | CZ07 | rDXHP | Cap-Tons | 2.59 | 1780 | None | 24.8 | 0.0223 | 0 | [9 empty] | DEER:Res:HVAC_Eff_AC | Annual | 20
RB-HV-DuctSeal-MedToLow | DEER2021 | D20v0 | 2020-11-19 10:44 | Any | SFm | Old | CZ07 | rNCGF | Cap-kBTUh | 48.1222 | 1780 | None | 0.070506 | 0 | 0.10495 | [9 empty] | DEER:Res:HVAC_Eff_AC | Annual | 20
RB-HV-DuctSeal-MedToLow | DEER2021 | D20v0 | 2020-11-19 10:44 | Any | SFm | Old | CZ07 | rWtd | Cap-Tons | 2.59 | 1780 | None | 4.7 | 0.00696 | 1.93 | [9 empty] | DEER:Res:HVAC_Eff_AC | Annual | 20
RB-HV-DuctSeal-MedToLow | DEER2021 | D20v0 | 2020-11-19 10:44 | Any | SFm | Old | CZ08 | rDXGF | Cap-Tons | 3.07 | 1620 | None | 14.2 | 0.021 | 1.62 | [9 empty] | DEER:Res:HVAC_Eff_AC | Annual | 20
RB-HV-DuctSeal-MedToLow | DEER2021 | D20v0 | 2020-11-19 10:44 | Any | SFm | Old | CZ08 | rDXHP | Cap-Tons | 3.07 | 1620 | None | 27.1 | 0.0223 | 0 | [9 empty] | DEER:Res:HVAC_Eff_AC | Annual | 20
RB-HV-DuctSeal-MedToLow | DEER2021 | D20v0 | 2020-11-19 10:44 | Any | SFm | Old | CZ08 | rNCGF | Cap-kBTUh | 57.0406 | 1620 | None | 0.055436 | 0 | 0.086114 | [9 empty] | DEER:Res:HVAC_Eff_AC | Annual | 20
RB-HV-DuctSeal-MedToLow | DEER2021 | D20v0 | 2020-11-19 10:44 | Any | SFm | Old | CZ08 | rWtd | Cap-Tons | 3.07 | 1620 | None | 7.92 | 0.0105 | 1.57 | [9 empty] | DEER:Res:HVAC_Eff_AC | Annual | 20
RB-HV-DuctSeal-MedToLow | DEER2021 | D20v0 | 2020-11-19 10:44 | Any | SFm | Old | CZ09 | rDXGF | Cap-Tons | 3.49 | 1690 | None | 22.7 | 0.0468 | 2.13 | [9 empty] | DEER:Res:HVAC_Eff_AC | Annual | 20
RB-HV-DuctSeal-MedToLow | DEER2021 | D20v0 | 2020-11-19 10:44 | Any | SFm | Old | CZ09 | rDXHP | Cap-Tons | 3.49 | 1690 | None | 43 | 0.0493 | 0 | [9 empty] | DEER:Res:HVAC_Eff_AC | Annual | 20
RB-HV-DuctSeal-MedToLow | DEER2021 | D20v0 | 2020-11-19 10:44 | Any | SFm | Old | CZ09 | rNCGF | Cap-kBTUh | 64.8442 | 1690 | None | 0.071044 | 0 | 0.11249 | [9 empty] | DEER:Res:HVAC_Eff_AC | Annual | 20
RB-HV-DuctSeal-MedToLow | DEER2021 | D20v0 | 2020-11-19 10:44 | Any | SFm | Old | CZ09 | rWtd | Cap-Tons | 3.49 | 1690 | None | 19 | 0.0368 | 2.03 | [9 empty] | DEER:Res:HVAC_Eff_AC | Annual | 20
RB-HV-DuctSeal-MedToLow | DEER2021 | D20v0 | 2020-11-19 10:44 | Any | SFm | Old | CZ10 | rDXGF | Cap-Tons | 3.83 | 1830 | None | 16.5 | 0.0308 | 2.31 | [9 empty] | DEER:Res:HVAC_Eff_AC | Annual | 20
RB-HV-DuctSeal-MedToLow | DEER2021 | D20v0 | 2020-11-19 10:44 | Any | SFm | Old | CZ10 | rDXHP | Cap-Tons | 3.83 | 1830 | None | 39.6 | 0.0328 | 0 | [9 empty] | DEER:Res:HVAC_Eff_AC | Annual | 20
RB-HV-DuctSeal-MedToLow | DEER2021 | D20v0 | 2020-11-19 10:44 | Any | SFm | Old | CZ10 | rNCGF | Cap-kBTUh | 71.1614 | 1830 | None | 0.074273 | 0 | 0.12164 | [9 empty] | DEER:Res:HVAC_Eff_AC | Annual | 20
RB-HV-DuctSeal-MedToLow | DEER2021 | D20v0 | 2020-11-19 10:44 | Any | SFm | Old | CZ10 | rWtd | Cap-Tons | 3.83 | 1830 | None | 16.9 | 0.0293 | 2.19 | [9 empty] | DEER:Res:HVAC_Eff_AC | Annual | 20
RB-HV-DuctSeal-MedToLow | DEER2021 | D20v0 | 2020-11-19 10:44 | Any | SFm | Old | CZ11 | rDXGF | Cap-Tons | 3.66 | 1670 | None | 23.4 | 0.0414 | 3.44 | [9 empty] | DEER:Res:HVAC_Eff_AC | Annual | 20
RB-HV-DuctSeal-MedToLow | DEER2021 | D20v0 | 2020-11-19 10:44 | Any | SFm | Old | CZ11 | rDXHP | Cap-Tons | 3.66 | 1670 | None | 63.6 | 0.0445 | 0 | [9 empty] | DEER:Res:HVAC_Eff_AC | Annual | 20
RB-HV-DuctSeal-MedToLow | DEER2021 | D20v0 | 2020-11-19 10:44 | Any | SFm | Old | CZ11 | rNCGF | Cap-kBTUh | 68.0028 | 1670 | None | 0.11249 | 0 | 0.18084 | [9 empty] | DEER:Res:HVAC_Eff_AC | Annual | 20
RB-HV-DuctSeal-MedToLow | DEER2021 | D20v0 | 2020-11-19 10:44 | Any | SFm | Old | CZ11 | rWtd | Cap-Tons | 3.66 | 1670 | None | 24 | 0.0388 | 3.26 | [9 empty] | DEER:Res:HVAC_Eff_AC | Annual | 20
RB-HV-DuctSeal-MedToLow | DEER2021 | D20v0 | 2020-11-19 10:44 | Any | SFm | Old | CZ12 | rDXGF | Cap-Tons | 3.45 | 1650 | None | 16.1 | 0.0347 | 3.47 | [9 empty] | DEER:Res:HVAC_Eff_AC | Annual | 20
RB-HV-DuctSeal-MedToLow | DEER2021 | D20v0 | 2020-11-19 10:44 | Any | SFm | Old | CZ12 | rDXHP | Cap-Tons | 3.45 | 1650 | None | 54.1 | 0.0379 | 0 | [9 empty] | DEER:Res:HVAC_Eff_AC | Annual | 20
RB-HV-DuctSeal-MedToLow | DEER2021 | D20v0 | 2020-11-19 10:44 | Any | SFm | Old | CZ12 | rNCGF | Cap-kBTUh | 64.101 | 1650 | None | 0.11518 | 0 | 0.18245 | [9 empty] | DEER:Res:HVAC_Eff_AC | Annual | 20
RB-HV-DuctSeal-MedToLow | DEER2021 | D20v0 | 2020-11-19 10:44 | Any | SFm | Old | CZ12 | rWtd | Cap-Tons | 3.45 | 1650 | None | 16.2 | 0.0306 | 3.29 | [9 empty] | DEER:Res:HVAC_Eff_AC | Annual | 20
RB-HV-DuctSeal-MedToLow | DEER2021 | D20v0 | 2020-11-19 10:44 | Any | SFm | Old | CZ13 | rDXGF | Cap-Tons | 3.49 | 1670 | None | 28.4 | 0.0339 | 3.23 | [9 empty] | DEER:Res:HVAC_Eff_AC | Annual | 20
RB-HV-DuctSeal-MedToLow | DEER2021 | D20v0 | 2020-11-19 10:44 | Any | SFm | Old | CZ13 | rDXHP | Cap-Tons | 3.49 | 1670 | None | 65.3 | 0.0376 | 0 | [9 empty] | DEER:Res:HVAC_Eff_AC | Annual | 20
RB-HV-DuctSeal-MedToLow | DEER2021 | D20v0 | 2020-11-19 10:44 | Any | SFm | Old | CZ13 | rNCGF | Cap-kBTUh | 64.8442 | 1670 | None | 0.1071 | 0 | 0.17008 | [9 empty] | DEER:Res:HVAC_Eff_AC | Annual | 20
RB-HV-DuctSeal-MedToLow | DEER2021 | D20v0 | 2020-11-19 10:44 | Any | SFm | Old | CZ13 | rWtd | Cap-Tons | 3.49 | 1670 | None | 29.3 | 0.0328 | 3.05 | [9 empty] | DEER:Res:HVAC_Eff_AC | Annual | 20
RB-HV-DuctSeal-MedToLow | DEER2021 | D20v0 | 2020-11-19 10:44 | Any | SFm | Old | CZ14 | rDXGF | Cap-Tons | 4.03 | 1710 | None | 38.3 | 0.0408 | 3.26 | [9 empty] | DEER:Res:HVAC_Eff_AC | Annual | 20
RB-HV-DuctSeal-MedToLow | DEER2021 | D20v0 | 2020-11-19 10:44 | Any | SFm | Old | CZ14 | rDXHP | Cap-Tons | 4.03 | 1710 | None | 84.4 | 0.0448 | 0 | [9 empty] | DEER:Res:HVAC_Eff_AC | Annual | 20
RB-HV-DuctSeal-MedToLow | DEER2021 | D20v0 | 2020-11-19 10:44 | Any | SFm | Old | CZ14 | rNCGF | Cap-kBTUh | 74.8774 | 1710 | None | 0.10495 | 0 | 0.16954 | [9 empty] | DEER:Res:HVAC_Eff_AC | Annual | 20
RB-HV-DuctSeal-MedToLow | DEER2021 | D20v0 | 2020-11-19 10:44 | Any | SFm | Old | CZ14 | rWtd | Cap-Tons | 4.03 | 1710 | None | 40.6 | 0.0407 | 3.08 | [9 empty] | DEER:Res:HVAC_Eff_AC | Annual | 20
RB-HV-DuctSeal-MedToLow | DEER2021 | D20v0 | 2020-11-19 10:44 | Any | SFm | Old | CZ15 | rDXGF | Cap-Tons | 5.32 | 1640 | None | 38 | 0.0289 | 1.08 | [9 empty] | DEER:Res:HVAC_Eff_AC | Annual | 20
RB-HV-DuctSeal-MedToLow | DEER2021 | D20v0 | 2020-11-19 10:44 | Any | SFm | Old | CZ15 | rDXHP | Cap-Tons | 5.32 | 1640 | None | 52.4 | 0.0319 | 0 | [9 empty] | DEER:Res:HVAC_Eff_AC | Annual | 20
RB-HV-DuctSeal-MedToLow | DEER2021 | D20v0 | 2020-11-19 10:44 | Any | SFm | Old | CZ15 | rNCGF | Cap-kBTUh | 98.8456 | 1640 | None | 0.033477 | 0 | 0.05436 | [9 empty] | DEER:Res:HVAC_Eff_AC | Annual | 20
RB-HV-DuctSeal-MedToLow | DEER2021 | D20v0 | 2020-11-19 10:44 | Any | SFm | Old | CZ15 | rWtd | Cap-Tons | 5.32 | 1640 | None | 38.2 | 0.0286 | 1.02 | [9 empty] | DEER:Res:HVAC_Eff_AC | Annual | 20
RB-HV-DuctSeal-MedToLow | DEER2021 | D20v0 | 2020-11-19 10:44 | Any | SFm | Old | CZ16 | rDXGF | Cap-Tons | 3.26 | 1690 | None | 17.7 | 0.0278 | 6 | [9 empty] | DEER:Res:HVAC_Eff_AC | Annual | 20
RB-HV-DuctSeal-MedToLow | DEER2021 | D20v0 | 2020-11-19 10:44 | Any | SFm | Old | CZ16 | rDXHP | Cap-Tons | 3.26 | 1690 | None | 106 | 0.0291 | 0 | [9 empty] | DEER:Res:HVAC_Eff_AC | Annual | 20
RB-HV-DuctSeal-MedToLow | DEER2021 | D20v0 | 2020-11-19 10:44 | Any | SFm | Old | CZ16 | rNCGF | Cap-kBTUh | 60.5708 | 1690 | None | 0.20829 | 0 | 0.31539 | [9 empty] | DEER:Res:HVAC_Eff_AC | Annual | 20
RB-HV-DuctSeal-MedToLow | DEER2021 | D20v0 | 2020-11-19 10:44 | Any | SFm | Old | CZ16 | rWtd | Cap-Tons | 3.26 | 1690 | None | 16.3 | 0.0186 | 5.74 | [9 empty] | DEER:Res:HVAC_Eff_AC | Annual | 20
RB-HV-DuctSeal-HighToLow | DEER2021 | D20v0 | 2020-12-18 18:00 | Any | Res | Ex | CZ01 | rNCGF | Cap-Tons | 1.8 | 1750 | None | 5.3 | 0 | 7.15 | [9 empty] | DEER:Res:HVAC_Eff_AC | Annual | 20
RB-HV-DuctSeal-HighToLow | DEER2021 | D20v0 | 2020-12-18 18:00 | Any | Res | Ex | CZ02 | rNCGF | Cap-Tons | 1.6 | 1410 | None | 4.6 | 0 | 6.2 | [9 empty] | DEER:Res:HVAC_Eff_AC | Annual | 20
RB-HV-DuctSeal-HighToLow | DEER2021 | D20v0 | 2020-12-18 18:00 | Any | Res | Ex | CZ03 | rNCGF | Cap-Tons | 1.9 | 1510 | None | 3.1 | 0 | 4.31 | [9 empty] | DEER:Res:HVAC_Eff_AC | Annual | 20
RB-HV-DuctSeal-HighToLow | DEER2021 | D20v0 | 2020-12-18 18:00 | Any | Res | Ex | CZ04 | rNCGF | Cap-Tons | 2.2 | 1650 | None | 3.3 | 0 | 4.93 | [9 empty] | DEER:Res:HVAC_Eff_AC | Annual | 20
RB-HV-DuctSeal-HighToLow | DEER2021 | D20v0 | 2020-12-18 18:00 | Any | Res | Ex | CZ05 | rNCGF | Cap-Tons | 3.5 | 2130 | None | 5.5 | 0 | 8.69 | [9 empty] | DEER:Res:HVAC_Eff_AC | Annual | 20
RB-HV-DuctSeal-HighToLow | DEER2021 | D20v0 | 2020-12-18 18:00 | Any | Res | Ex | CZ06 | rNCGF | Cap-Tons | 3 | 1920 | None | 1.6 | 0 | 2.5 | [9 empty] | DEER:Res:HVAC_Eff_AC | Annual | 20
RB-HV-DuctSeal-HighToLow | DEER2021 | D20v0 | 2020-12-18 18:00 | Any | Res | Ex | CZ07 | rNCGF | Cap-Tons | 2.5 | 1970 | None | 1.5 | 0 | 2.24 | [9 empty] | DEER:Res:HVAC_Eff_AC | Annual | 20
RB-HV-DuctSeal-HighToLow | DEER2021 | D20v0 | 2020-12-18 18:00 | Any | Res | Ex | CZ08 | rNCGF | Cap-Tons | 2.4 | 1760 | None | 1.1 | 0 | 1.68 | [9 empty] | DEER:Res:HVAC_Eff_AC | Annual | 20
RB-HV-DuctSeal-HighToLow | DEER2021 | D20v0 | 2020-12-18 18:00 | Any | Res | Ex | CZ09 | rNCGF | Cap-Tons | 2.2 | 1740 | None | 2.2 | 0 | 3.11 | [9 empty] | DEER:Res:HVAC_Eff_AC | Annual | 20
RB-HV-DuctSeal-HighToLow | DEER2021 | D20v0 | 2020-12-18 18:00 | Any | Res | Ex | CZ10 | rNCGF | Cap-Tons | 2.5 | 1940 | None | 5.4 | 0 | 7.97 | [9 empty] | DEER:Res:HVAC_Eff_AC | Annual | 20
RB-HV-DuctSeal-HighToLow | DEER2021 | D20v0 | 2020-12-18 18:00 | Any | Res | Ex | CZ11 | rNCGF | Cap-Tons | 2.7 | 1860 | None | 5 | 0 | 7.55 | [9 empty] | DEER:Res:HVAC_Eff_AC | Annual | 20
RB-HV-DuctSeal-HighToLow | DEER2021 | D20v0 | 2020-12-18 18:00 | Any | Res | Ex | CZ12 | rNCGF | Cap-Tons | 2.1 | 1720 | None | 5.2 | 0 | 7.47 | [9 empty] | DEER:Res:HVAC_Eff_AC | Annual | 20
RB-HV-DuctSeal-HighToLow | DEER2021 | D20v0 | 2020-12-18 18:00 | Any | Res | Ex | CZ13 | rNCGF | Cap-Tons | 2.4 | 1850 | None | 5.1 | 0 | 7.59 | [9 empty] | DEER:Res:HVAC_Eff_AC | Annual | 20
RB-HV-DuctSeal-HighToLow | DEER2021 | D20v1 | 2020-12-18 18:00 | Any | Res | Ex | CZ14 | rNCGF | Cap-Tons | 3.17 | 2128 | None | 5.64 | 0 | 8.668 | [9 empty] | DEER:Res:HVAC_Eff_AC | Annual | 1
RB-HV-DuctSeal-HighToLow | DEER2021 | D20v1 | 2020-12-18 18:00 | Any | Res | Ex | CZ15 | rNCGF | Cap-Tons | 3.43 | 1886 | None | 2.22 | 0 | 3.442 | [9 empty] | DEER:Res:HVAC_Eff_AC | Annual | 1
RB-HV-DuctSeal-HighToLow | DEER2021 | D20v1 | 2020-12-18 18:00 | Any | Res | Ex | CZ16 | rNCGF | Cap-Tons | 3.59 | 2116 | None | 4.93 | 0 | 7.692 | [9 empty] | DEER:Res:HVAC_Eff_AC | Annual | 1
RB-HV-DuctSeal-HighToLow | DEER2021 | D20v0 | 2020-12-18 18:00 | Any | Res | Old | CZ01 | rNCGF | Cap-Tons | 1.9 | 1620 | None | 9.8 | 0 | 13 | [9 empty] | DEER:Res:HVAC_Eff_AC | Annual | 20
RB-HV-DuctSeal-HighToLow | DEER2021 | D20v0 | 2020-12-18 18:00 | Any | Res | Old | CZ02 | rNCGF | Cap-Tons | 3 | 1560 | None | 5.7 | 0 | 8.69 | [9 empty] | DEER:Res:HVAC_Eff_AC | Annual | 20
RB-HV-DuctSeal-HighToLow | DEER2021 | D20v0 | 2020-12-18 18:00 | Any | Res | Old | CZ03 | rNCGF | Cap-Tons | 2.2 | 1410 | None | 4.6 | 0 | 6.69 | [9 empty] | DEER:Res:HVAC_Eff_AC | Annual | 20
RB-HV-DuctSeal-HighToLow | DEER2021 | D20v0 | 2020-12-18 18:00 | Any | Res | Old | CZ04 | rNCGF | Cap-Tons | 2.3 | 1450 | None | 4.2 | 0 | 6 | [9 empty] | DEER:Res:HVAC_Eff_AC | Annual | 20
RB-HV-DuctSeal-HighToLow | DEER2021 | D20v0 | 2020-12-18 18:00 | Any | Res | Old | CZ05 | rNCGF | Cap-Tons | 2.8 | 1540 | None | 6.1 | 0 | 9.31 | [9 empty] | DEER:Res:HVAC_Eff_AC | Annual | 20
RB-HV-DuctSeal-HighToLow | DEER2021 | D20v0 | 2020-12-18 18:00 | Any | Res | Old | CZ06 | rNCGF | Cap-Tons | 2.7 | 1500 | None | 2 | 0 | 3.1 | [9 empty] | DEER:Res:HVAC_Eff_AC | Annual | 20
RB-HV-DuctSeal-HighToLow | DEER2021 | D20v0 | 2020-12-18 18:00 | Any | Res | Old | CZ07 | rNCGF | Cap-Tons | 2.2 | 1540 | None | 2.3 | 0 | 3.33 | [9 empty] | DEER:Res:HVAC_Eff_AC | Annual | 20
RB-HV-DuctSeal-HighToLow | DEER2021 | D20v0 | 2020-12-18 18:00 | Any | Res | Old | CZ08 | rNCGF | Cap-Tons | 2.5 | 1450 | None | 2 | 0 | 2.97 | [9 empty] | DEER:Res:HVAC_Eff_AC | Annual | 20
RB-HV-DuctSeal-HighToLow | DEER2021 | D20v0 | 2020-12-18 18:00 | Any | Res | Old | CZ09 | rNCGF | Cap-Tons | 2.7 | 1490 | None | 2.2 | 0 | 3.42 | [9 empty] | DEER:Res:HVAC_Eff_AC | Annual | 20
RB-HV-DuctSeal-HighToLow | DEER2021 | D20v0 | 2020-12-18 18:00 | Any | Res | Old | CZ10 | rNCGF | Cap-Tons | 3.6 | 1750 | None | 3.2 | 0 | 5.14 | [9 empty] | DEER:Res:HVAC_Eff_AC | Annual | 20
RB-HV-DuctSeal-HighToLow | DEER2021 | D20v0 | 2020-12-18 18:00 | Any | Res | Old | CZ11 | rNCGF | Cap-Tons | 3.4 | 1510 | None | 4.8 | 0 | 7.56 | [9 empty] | DEER:Res:HVAC_Eff_AC | Annual | 20
RB-HV-DuctSeal-HighToLow | DEER2021 | D20v0 | 2020-12-18 18:00 | Any | Res | Old | CZ12 | rNCGF | Cap-Tons | 3 | 1500 | None | 4.4 | 0 | 6.85 | [9 empty] | DEER:Res:HVAC_Eff_AC | Annual | 20
RB-HV-DuctSeal-HighToLow | DEER2021 | D20v0 | 2020-12-18 18:00 | Any | Res | Old | CZ13 | rNCGF | Cap-Tons | 3.1 | 1500 | None | 4.1 | 0 | 6.47 | [9 empty] | DEER:Res:HVAC_Eff_AC | Annual | 20
RB-HV-DuctSeal-HighToLow | DEER2021 | D20v0 | 2020-12-18 18:00 | Any | Res | Old | CZ14 | rNCGF | Cap-Tons | 3.8 | 1660 | None | 4.3 | 0 | 6.93 | [9 empty] | DEER:Res:HVAC_Eff_AC | Annual | 20
RB-HV-DuctSeal-HighToLow | DEER2021 | D20v0 | 2020-12-18 18:00 | Any | Res | Old | CZ15 | rNCGF | Cap-Tons | 3.6 | 1480 | None | 1 | 0 | 1.52 | [9 empty] | DEER:Res:HVAC_Eff_AC | Annual | 20
RB-HV-DuctSeal-HighToLow | DEER2021 | D20v0 | 2020-12-18 18:00 | Any | Res | Old | CZ16 | rNCGF | Cap-Tons | 2.9 | 1570 | None | 8.1 | 0 | 12.1 | [9 empty] | DEER:Res:HVAC_Eff_AC | Annual | 20
RB-HV-DuctSeal-MedToLow | DEER2021 | D20v0 | 2020-12-18 18:00 | Any | Res | Ex | CZ01 | rNCGF | Cap-Tons | 1.8 | 1750 | None | 2.2 | 0 | 2.94 | [9 empty] | DEER:Res:HVAC_Eff_AC | Annual | 20
RB-HV-DuctSeal-MedToLow | DEER2021 | D20v0 | 2020-12-18 18:00 | Any | Res | Ex | CZ02 | rNCGF | Cap-Tons | 1.6 | 1410 | None | 1.9 | 0 | 2.57 | [9 empty] | DEER:Res:HVAC_Eff_AC | Annual | 20
RB-HV-DuctSeal-MedToLow | DEER2021 | D20v0 | 2020-12-18 18:00 | Any | Res | Ex | CZ03 | rNCGF | Cap-Tons | 1.9 | 1510 | None | 1.3 | 0 | 1.78 | [9 empty] | DEER:Res:HVAC_Eff_AC | Annual | 20
RB-HV-DuctSeal-MedToLow | DEER2021 | D20v0 | 2020-12-18 18:00 | Any | Res | Ex | CZ04 | rNCGF | Cap-Tons | 2.2 | 1650 | None | 1.4 | 0 | 2.04 | [9 empty] | DEER:Res:HVAC_Eff_AC | Annual | 20
RB-HV-DuctSeal-MedToLow | DEER2021 | D20v0 | 2020-12-18 18:00 | Any | Res | Ex | CZ05 | rNCGF | Cap-Tons | 3.5 | 2130 | None | 2.3 | 0 | 3.61 | [9 empty] | DEER:Res:HVAC_Eff_AC | Annual | 20
RB-HV-DuctSeal-MedToLow | DEER2021 | D20v0 | 2020-12-18 18:00 | Any | Res | Ex | CZ06 | rNCGF | Cap-Tons | 3 | 1920 | None | 0.7 | 0 | 1.03 | [9 empty] | DEER:Res:HVAC_Eff_AC | Annual | 20
RB-HV-DuctSeal-MedToLow | DEER2021 | D20v0 | 2020-12-18 18:00 | Any | Res | Ex | CZ07 | rNCGF | Cap-Tons | 2.5 | 1970 | None | 0.6 | 0 | 0.92 | [9 empty] | DEER:Res:HVAC_Eff_AC | Annual | 20
RB-HV-DuctSeal-MedToLow | DEER2021 | D20v0 | 2020-12-18 18:00 | Any | Res | Ex | CZ08 | rNCGF | Cap-Tons | 2.4 | 1760 | None | 0.5 | 0 | 0.69 | [9 empty] | DEER:Res:HVAC_Eff_AC | Annual | 20
RB-HV-DuctSeal-MedToLow | DEER2021 | D20v0 | 2020-12-18 18:00 | Any | Res | Ex | CZ09 | rNCGF | Cap-Tons | 2.2 | 1740 | None | 0.9 | 0 | 1.28 | [9 empty] | DEER:Res:HVAC_Eff_AC | Annual | 20
RB-HV-DuctSeal-MedToLow | DEER2021 | D20v0 | 2020-12-18 18:00 | Any | Res | Ex | CZ10 | rNCGF | Cap-Tons | 2.5 | 1940 | None | 2.2 | 0 | 3.25 | [9 empty] | DEER:Res:HVAC_Eff_AC | Annual | 20
RB-HV-DuctSeal-MedToLow | DEER2021 | D20v0 | 2020-12-18 18:00 | Any | Res | Ex | CZ11 | rNCGF | Cap-Tons | 2.7 | 1860 | None | 2.1 | 0 | 3.11 | [9 empty] | DEER:Res:HVAC_Eff_AC | Annual | 20
RB-HV-DuctSeal-MedToLow | DEER2021 | D20v0 | 2020-12-18 18:00 | Any | Res | Ex | CZ12 | rNCGF | Cap-Tons | 2.1 | 1720 | None | 2.1 | 0 | 3.05 | [9 empty] | DEER:Res:HVAC_Eff_AC | Annual | 20
RB-HV-DuctSeal-MedToLow | DEER2021 | D20v0 | 2020-12-18 18:00 | Any | Res | Ex | CZ13 | rNCGF | Cap-Tons | 2.4 | 1850 | None | 2.1 | 0 | 3.1 | [9 empty] | DEER:Res:HVAC_Eff_AC | Annual | 20
RB-HV-DuctSeal-MedToLow | DEER2021 | D20v1 | 2020-12-18 18:00 | Any | Res | Ex | CZ14 | rNCGF | Cap-Tons | 3.17 | 2128 | None | 2.29 | 0 | 3.526 | [9 empty] | DEER:Res:HVAC_Eff_AC | Annual | 1
RB-HV-DuctSeal-MedToLow | DEER2021 | D20v1 | 2020-12-18 18:00 | Any | Res | Ex | CZ15 | rNCGF | Cap-Tons | 3.43 | 1886 | None | 0.93 | 0 | 1.445 | [9 empty] | DEER:Res:HVAC_Eff_AC | Annual | 1
RB-HV-DuctSeal-MedToLow | DEER2021 | D20v1 | 2020-12-18 18:00 | Any | Res | Ex | CZ16 | rNCGF | Cap-Tons | 3.59 | 2116 | None | 2.07 | 0 | 3.227 | [9 empty] | DEER:Res:HVAC_Eff_AC | Annual | 1
RB-HV-DuctSeal-MedToLow | DEER2021 | D20v0 | 2020-12-18 18:00 | Any | Res | Old | CZ01 | rNCGF | Cap-Tons | 1.9 | 1620 | None | 4 | 0 | 5.38 | [9 empty] | DEER:Res:HVAC_Eff_AC | Annual | 20
RB-HV-DuctSeal-MedToLow | DEER2021 | D20v0 | 2020-12-18 18:00 | Any | Res | Old | CZ02 | rNCGF | Cap-Tons | 3 | 1560 | None | 2.3 | 0 | 3.59 | [9 empty] | DEER:Res:HVAC_Eff_AC | Annual | 20
RB-HV-DuctSeal-MedToLow | DEER2021 | D20v0 | 2020-12-18 18:00 | Any | Res | Old | CZ03 | rNCGF | Cap-Tons | 2.2 | 1410 | None | 1.9 | 0 | 2.76 | [9 empty] | DEER:Res:HVAC_Eff_AC | Annual | 20
RB-HV-DuctSeal-MedToLow | DEER2021 | D20v0 | 2020-12-18 18:00 | Any | Res | Old | CZ04 | rNCGF | Cap-Tons | 2.3 | 1450 | None | 1.7 | 0 | 2.47 | [9 empty] | DEER:Res:HVAC_Eff_AC | Annual | 20
RB-HV-DuctSeal-MedToLow | DEER2021 | D20v0 | 2020-12-18 18:00 | Any | Res | Old | CZ05 | rNCGF | Cap-Tons | 2.8 | 1540 | None | 2.5 | 0 | 3.85 | [9 empty] | DEER:Res:HVAC_Eff_AC | Annual | 20
RB-HV-DuctSeal-MedToLow | DEER2021 | D20v0 | 2020-12-18 18:00 | Any | Res | Old | CZ06 | rNCGF | Cap-Tons | 2.7 | 1500 | None | 0.8 | 0 | 1.28 | [9 empty] | DEER:Res:HVAC_Eff_AC | Annual | 20
RB-HV-DuctSeal-MedToLow | DEER2021 | D20v0 | 2020-12-18 18:00 | Any | Res | Old | CZ07 | rNCGF | Cap-Tons | 2.2 | 1540 | None | 0.9 | 0 | 1.37 | [9 empty] | DEER:Res:HVAC_Eff_AC | Annual | 20
RB-HV-DuctSeal-MedToLow | DEER2021 | D20v0 | 2020-12-18 18:00 | Any | Res | Old | CZ08 | rNCGF | Cap-Tons | 2.5 | 1450 | None | 0.8 | 0 | 1.22 | [9 empty] | DEER:Res:HVAC_Eff_AC | Annual | 20
RB-HV-DuctSeal-MedToLow | DEER2021 | D20v0 | 2020-12-18 18:00 | Any | Res | Old | CZ09 | rNCGF | Cap-Tons | 2.7 | 1490 | None | 0.9 | 0 | 1.41 | [9 empty] | DEER:Res:HVAC_Eff_AC | Annual | 20
RB-HV-DuctSeal-MedToLow | DEER2021 | D20v0 | 2020-12-18 18:00 | Any | Res | Old | CZ10 | rNCGF | Cap-Tons | 3.6 | 1750 | None | 1.3 | 0 | 2.11 | [9 empty] | DEER:Res:HVAC_Eff_AC | Annual | 20
RB-HV-DuctSeal-MedToLow | DEER2021 | D20v0 | 2020-12-18 18:00 | Any | Res | Old | CZ11 | rNCGF | Cap-Tons | 3.4 | 1510 | None | 2 | 0 | 3.17 | [9 empty] | DEER:Res:HVAC_Eff_AC | Annual | 20
RB-HV-DuctSeal-MedToLow | DEER2021 | D20v0 | 2020-12-18 18:00 | Any | Res | Old | CZ12 | rNCGF | Cap-Tons | 3 | 1500 | None | 1.8 | 0 | 2.82 | [9 empty] | DEER:Res:HVAC_Eff_AC | Annual | 20
RB-HV-DuctSeal-MedToLow | DEER2021 | D20v0 | 2020-12-18 18:00 | Any | Res | Old | CZ13 | rNCGF | Cap-Tons | 3.1 | 1500 | None | 1.7 | 0 | 2.68 | [9 empty] | DEER:Res:HVAC_Eff_AC | Annual | 20
RB-HV-DuctSeal-MedToLow | DEER2021 | D20v0 | 2020-12-18 18:00 | Any | Res | Old | CZ14 | rNCGF | Cap-Tons | 3.8 | 1660 | None | 1.8 | 0 | 2.82 | [9 empty] | DEER:Res:HVAC_Eff_AC | Annual | 20
RB-HV-DuctSeal-MedToLow | DEER2021 | D20v0 | 2020-12-18 18:00 | Any | Res | Old | CZ15 | rNCGF | Cap-Tons | 3.6 | 1480 | None | 0.4 | 0 | 0.63 | [9 empty] | DEER:Res:HVAC_Eff_AC | Annual | 20
RB-HV-DuctSeal-MedToLow | DEER2021 | D20v0 | 2020-12-18 18:00 | Any | Res | Old | CZ16 | rNCGF | Cap-Tons | 2.9 | 1570 | None | 3.3 | 0 | 4.96 | [9 empty] | DEER:Res:HVAC_Eff_AC | Annual | 20

## EnergyImpact Pivot
PA | Any
[5 empty] | Version | NormUnit | Values | [9 empty] | (DEER2021/DEER2020) | (DEER2021/DEER2020) | (DEER2021/DEER2020) | (DEER2021/DEER2020)
[5 empty] | DEER2020 | DEER2020 | DEER2020 | DEER2020 | DEER2021 | DEER2021 | DEER2021 | DEER2021 | DEER2021 | DEER2021 | DEER2021 | DEER2021
[5 empty] | Cap-Tons | Cap-Tons | Cap-Tons | Cap-Tons | Cap-kBTUh | Cap-kBTUh | Cap-kBTUh | Cap-kBTUh | Cap-Tons | Cap-Tons | Cap-Tons | Cap-Tons
EnergyImpactID | BldgLoc | BldgHVAC | BldgType | BldgVint | Sum of NumUnit | Sum of APreWBkWh | Sum of APreWBkW | Sum of APreWBtherm | Sum of NumUnit | Sum of APreWBkWh | Sum of APreWBkW | Sum of APreWBtherm | Sum of NumUnit | Sum of APreWBkWh | Sum of APreWBkW | Sum of APreWBtherm | NumUnit Ratio | APreWBkWh Ratio | APreWBkW Ratio | APreWBtherm Ratio
RB-HV-DuctSeal-HighToLow | CZ01 | rNCGF | SFm | Ex | 2.33 | 7.58 | 0 | 10.8 | 43.2914 | 0.40797 | 0 | 0.58127 |  |  |  |  | 18.58 | 0.053821 |  | 0.053821
RB-HV-DuctSeal-HighToLow | CZ01 | rNCGF | SFm | Old | 2.06 | 12.1 | 0 | 16.2 | 38.2748 | 0.65124 | 0 | 0.87191 |  |  |  |  | 18.58 | 0.053821 |  | 0.053821
RB-HV-DuctSeal-HighToLow | CZ01 | rNCGF | MFm | Ex | 1 | 2.19 | 0 | 2.08 | 18.68 | 0.11724 | 0 | 0.11135 |  |  |  |  | 18.68 | 0.053533 |  | 0.053533
RB-HV-DuctSeal-HighToLow | CZ01 | rNCGF | MFm | Old | 1.06 | 3.31 | 0 | 3.46 | 19.8008 | 0.17719 | 0 | 0.18522 |  |  |  |  | 18.68 | 0.053533 |  | 0.053533
RB-HV-DuctSeal-HighToLow | CZ01 | rNCGF | DMo | Ex | 3.5 | 2.67 | 0 | 4.13 | 54.985 | 0.16996 | 0 | 0.26289 |  |  |  |  | 15.71 | 0.063654 |  | 0.063654
RB-HV-DuctSeal-HighToLow | CZ01 | rNCGF | DMo | Old | 3.5 | 6.61 | 0 | 10.6 | 54.985 | 0.42075 | 0 | 0.67473 |  |  |  |  | 15.71 | 0.063654 |  | 0.063654
RB-HV-DuctSeal-HighToLow | CZ01 | rNCGF | Res | Ex | 1.8 | 5.3 | 0 | 7.15 |  |  |  |  | 1.8 | 5.3 | 0 | 7.15 | 1 | 1 |  | 1
RB-HV-DuctSeal-HighToLow | CZ01 | rNCGF | Res | Old | 1.9 | 9.8 | 0 | 13 |  |  |  |  | 1.9 | 9.8 | 0 | 13 | 1 | 1 |  | 1
RB-HV-DuctSeal-HighToLow | CZ01 | rDXGF | SFm | Ex | 2.33 | 8.21 | 0 | 11.1 |  |  |  |  | 2.33 | 8.21 | 0 | 11.1 | 1 | 1 |  | 1
RB-HV-DuctSeal-HighToLow | CZ01 | rDXGF | SFm | Old | 2.06 | 13.2 | 0 | 16.4 |  |  |  |  | 2.06 | 13.2 | 0 | 16.4 | 1 | 1 |  | 1
RB-HV-DuctSeal-HighToLow | CZ01 | rDXGF | MFm | Ex | 1 | 2.91 | 0 | 2.37 |  |  |  |  | 1 | 2.91 | 0 | 2.37 | 1 | 1 |  | 1
RB-HV-DuctSeal-HighToLow | CZ01 | rDXGF | MFm | Old | 1.06 | 3.97 | 0 | 3.69 |  |  |  |  | 1.06 | 3.97 | 0 | 3.69 | 1 | 1 |  | 1
RB-HV-DuctSeal-HighToLow | CZ01 | rDXGF | DMo | Ex | 3.5 | 3.76 | 0 | 4.61 |  |  |  |  | 3.5 | 3.76 | 0 | 4.61 | 1 | 1 |  | 1
RB-HV-DuctSeal-HighToLow | CZ01 | rDXGF | DMo | Old | 3.5 | 9.3 | 0 | 11.8 |  |  |  |  | 3.5 | 9.3 | 0 | 11.8 | 1 | 1 |  | 1
RB-HV-DuctSeal-HighToLow | CZ01 | rDXGF | Res | Ex | 1.8 | 6 | 0 | 7.42 |  |  |  |  | 1.8 | 6 | 0 | 7.42 | 1 | 1 |  | 1
RB-HV-DuctSeal-HighToLow | CZ01 | rDXGF | Res | Old | 1.9 | 10.9 | 0 | 13.3 |  |  |  |  | 1.9 | 10.9 | 0 | 13.3 | 1 | 1 |  | 1
RB-HV-DuctSeal-HighToLow | CZ01 | rDXHP | SFm | Ex | 2.33 | 114 | 0 | 0 |  |  |  |  | 2.33 | 114 | 0 | 0 | 1 | 1
RB-HV-DuctSeal-HighToLow | CZ01 | rDXHP | SFm | Old | 2.06 | 182 | 0 | 0 |  |  |  |  | 2.06 | 182 | 0 | 0 | 1 | 1
RB-HV-DuctSeal-HighToLow | CZ01 | rDXHP | MFm | Ex | 1 | 26.6 | 0 | 0 |  |  |  |  | 1 | 26.6 | 0 | 0 | 1 | 1
RB-HV-DuctSeal-HighToLow | CZ01 | rDXHP | MFm | Old | 1.06 | 39.1 | 0 | 0 |  |  |  |  | 1.06 | 39.1 | 0 | 0 | 1 | 1
RB-HV-DuctSeal-HighToLow | CZ01 | rDXHP | DMo | Ex | 3.5 | 41.6 | 0 | 0 |  |  |  |  | 3.5 | 41.6 | 0 | 0 | 1 | 1
RB-HV-DuctSeal-HighToLow | CZ01 | rDXHP | DMo | Old | 3.5 | 105 | 0 | 0 |  |  |  |  | 3.5 | 105 | 0 | 0 | 1 | 1
RB-HV-DuctSeal-HighToLow | CZ01 | rDXHP | Res | Ex | 1.8 | 77.2 | 0 | 0 |  |  |  |  | 1.8 | 77.2 | 0 | 0 | 1 | 1
RB-HV-DuctSeal-HighToLow | CZ01 | rDXHP | Res | Old | 1.9 | 146 | 0 | 0 |  |  |  |  | 1.9 | 146 | 0 | 0 | 1 | 1
RB-HV-DuctSeal-HighToLow | CZ01 | rWtd | SFm | Ex | 2.33 | 7.67 | 0 | 10.8 |  |  |  |  | 2.33 | 7.67 | 0 | 10.8 | 1 | 1 |  | 1
RB-HV-DuctSeal-HighToLow | CZ01 | rWtd | SFm | Old | 2.06 | 12.2 | 0 | 16.2 |  |  |  |  | 2.06 | 12.2 | 0 | 16.2 | 1 | 1 |  | 1
RB-HV-DuctSeal-HighToLow | CZ01 | rWtd | MFm | Ex | 1 | 2.32 | 0 | 2.08 |  |  |  |  | 1 | 2.32 | 0 | 2.08 | 1 | 1 |  | 1
RB-HV-DuctSeal-HighToLow | CZ01 | rWtd | MFm | Old | 1.06 | 3.49 | 0 | 3.45 |  |  |  |  | 1.06 | 3.49 | 0 | 3.45 | 1 | 1 |  | 1
RB-HV-DuctSeal-HighToLow | CZ01 | rWtd | DMo | Ex | 3.5 | 3.47 | 0 | 4.12 |  |  |  |  | 3.5 | 3.47 | 0 | 4.12 | 1 | 1 |  | 1
RB-HV-DuctSeal-HighToLow | CZ01 | rWtd | DMo | Old | 3.5 | 8.63 | 0 | 10.5 |  |  |  |  | 3.5 | 8.63 | 0 | 10.5 | 1 | 1 |  | 1
RB-HV-DuctSeal-HighToLow | CZ01 | rWtd | Res | Ex | 1.8 | 5.4 | 0 | 7.15 |  |  |  |  | 1.8 | 5.4 | 0 | 7.15 | 1 | 1 |  | 1
RB-HV-DuctSeal-HighToLow | CZ01 | rWtd | Res | Old | 1.9 | 10.1 | 0 | 13 |  |  |  |  | 1.9 | 10.1 | 0 | 13 | 1 | 1 |  | 1
RB-HV-DuctSeal-HighToLow | CZ02 | rNCGF | SFm | Ex | 2.21 | 9.68 | 0 | 13.6 | 41.0618 | 0.52099 | 0 | 0.73197 |  |  |  |  | 18.58 | 0.053821 |  | 0.053821
RB-HV-DuctSeal-HighToLow | CZ02 | rNCGF | SFm | Old | 3.42 | 6.65 | 0 | 10.3 | 63.5436 | 0.35791 | 0 | 0.55436 |  |  |  |  | 18.58 | 0.053821 |  | 0.053821
RB-HV-DuctSeal-HighToLow | CZ02 | rNCGF | MFm | Ex | 1 | 1.42 | 0 | 1.38 | 18.68 | 0.076017 | 0 | 0.073876 |  |  |  |  | 18.68 | 0.053533 |  | 0.053533
RB-HV-DuctSeal-HighToLow | CZ02 | rNCGF | MFm | Old | 1.48 | 1.81 | 0 | 2.21 | 27.6464 | 0.096895 | 0 | 0.11831 |  |  |  |  | 18.68 | 0.053533 |  | 0.053533
RB-HV-DuctSeal-HighToLow | CZ02 | rNCGF | DMo | Ex | 3.5 | 3.5 | 0 | 5.41 | 54.985 | 0.22279 | 0 | 0.34437 |  |  |  |  | 15.71 | 0.063654 |  | 0.063654
RB-HV-DuctSeal-HighToLow | CZ02 | rNCGF | DMo | Old | 3.5 | 6.69 | 0 | 10.7 | 54.985 | 0.42584 | 0 | 0.68109 |  |  |  |  | 15.71 | 0.063654 |  | 0.063654
RB-HV-DuctSeal-HighToLow | CZ02 | rNCGF | Res | Ex | 1.6 | 4.6 | 0 | 6.2 |  |  |  |  | 1.6 | 4.6 | 0 | 6.2 | 1 | 1 |  | 1
RB-HV-DuctSeal-HighToLow | CZ02 | rNCGF | Res | Old | 3 | 5.7 | 0 | 8.69 |  |  |  |  | 3 | 5.7 | 0 | 8.69 | 1 | 1 |  | 1
RB-HV-DuctSeal-HighToLow | CZ02 | rDXGF | SFm | Ex | 2.21 | 29.2 | 0.0695 | 13.9 |  |  |  |  | 2.21 | 29.2 | 0.0695 | 13.9 | 1 | 1 | 1 | 1
RB-HV-DuctSeal-HighToLow | CZ02 | rDXGF | SFm | Old | 3.42 | 14.3 | 0.0461 | 10.6 |  |  |  |  | 3.42 | 14.3 | 0.0461 | 10.6 | 1 | 1 | 1 | 1
RB-HV-DuctSeal-HighToLow | CZ02 | rDXGF | MFm | Ex | 1 | 6.37 | 0.0134 | 1.51 |  |  |  |  | 1 | 6.37 | 0.0134 | 1.51 | 1 | 1 | 1 | 1
RB-HV-DuctSeal-HighToLow | CZ02 | rDXGF | MFm | Old | 1.48 | 6.61 | 0.0156 | 2.29 |  |  |  |  | 1.48 | 6.61 | 0.0156 | 2.29 | 1 | 1 | 1 | 1
RB-HV-DuctSeal-HighToLow | CZ02 | rDXGF | DMo | Ex | 3.5 | 143 | 0.0789 | 6.07 |  |  |  |  | 3.5 | 143 | 0.0789 | 6.07 | 1 | 1 | 1 | 1
RB-HV-DuctSeal-HighToLow | CZ02 | rDXGF | DMo | Old | 3.5 | 36.2 | 0.104 | 12.1 |  |  |  |  | 3.5 | 36.2 | 0.104 | 12.1 | 1 | 1 | 1 | 1
RB-HV-DuctSeal-HighToLow | CZ02 | rDXGF | Res | Ex | 1.6 | 25.7 | 0.039 | 6.44 |  |  |  |  | 1.6 | 25.7 | 0.039 | 6.44 | 1 | 1 | 1 | 1
RB-HV-DuctSeal-HighToLow | CZ02 | rDXGF | Res | Old | 3 | 14.2 | 0.044 | 8.97 |  |  |  |  | 3 | 14.2 | 0.044 | 8.97 | 1 | 1 | 1 | 1
RB-HV-DuctSeal-HighToLow | CZ02 | rDXHP | SFm | Ex | 2.21 | 182 | 0.07 | 0 |  |  |  |  | 2.21 | 182 | 0.07 | 0 | 1 | 1 | 1
RB-HV-DuctSeal-HighToLow | CZ02 | rDXHP | SFm | Old | 3.42 | 131 | 0.0487 | 0 |  |  |  |  | 3.42 | 131 | 0.0487 | 0 | 1 | 1 | 1
RB-HV-DuctSeal-HighToLow | CZ02 | rDXHP | MFm | Ex | 1 | 21.8 | 0.0141 | 0 |  |  |  |  | 1 | 21.8 | 0.0141 | 0 | 1 | 1 | 1
RB-HV-DuctSeal-HighToLow | CZ02 | rDXHP | MFm | Old | 1.48 | 30.1 | 0.0165 | 0 |  |  |  |  | 1.48 | 30.1 | 0.0165 | 0 | 1 | 1 | 1
RB-HV-DuctSeal-HighToLow | CZ02 | rDXHP | DMo | Ex | 3.5 | 202 | 0.0859 | 0 |  |  |  |  | 3.5 | 202 | 0.0859 | 0 | 1 | 1 | 1
RB-HV-DuctSeal-HighToLow | CZ02 | rDXHP | DMo | Old | 3.5 | 154 | 0.115 | 0 |  |  |  |  | 3.5 | 154 | 0.115 | 0 | 1 | 1 | 1
RB-HV-DuctSeal-HighToLow | CZ02 | rDXHP | Res | Ex | 1.6 | 95.2 | 0.041 | 0 |  |  |  |  | 1.6 | 95.2 | 0.041 | 0 | 1 | 1 | 1
RB-HV-DuctSeal-HighToLow | CZ02 | rDXHP | Res | Old | 3 | 112 | 0.046 | 0 |  |  |  |  | 3 | 112 | 0.046 | 0 | 1 | 1 | 1
RB-HV-DuctSeal-HighToLow | CZ02 | rWtd | SFm | Ex | 2.21 | 20.7 | 0.0275 | 13.4 |  |  |  |  | 2.21 | 20.7 | 0.0275 | 13.4 | 1 | 1 | 1 | 1
RB-HV-DuctSeal-HighToLow | CZ02 | rWtd | SFm | Old | 3.42 | 12.2 | 0.0182 | 10.2 |  |  |  |  | 3.42 | 12.2 | 0.0182 | 10.2 | 1 | 1 | 1 | 1
RB-HV-DuctSeal-HighToLow | CZ02 | rWtd | MFm | Ex | 1 | 4.28 | 0.00557 | 1.36 |  |  |  |  | 1 | 4.28 | 0.00557 | 1.36 | 1 | 1 | 1 | 1
RB-HV-DuctSeal-HighToLow | CZ02 | rWtd | MFm | Old | 1.48 | 5.02 | 0.0065 | 2.13 |  |  |  |  | 1.48 | 5.02 | 0.0065 | 2.13 | 1 | 1 | 1 | 1
RB-HV-DuctSeal-HighToLow | CZ02 | rWtd | DMo | Ex | 3.5 | 139 | 0.0736 | 5.32 |  |  |  |  | 3.5 | 139 | 0.0736 | 5.32 | 1 | 1 | 1 | 1
RB-HV-DuctSeal-HighToLow | CZ02 | rWtd | DMo | Old | 3.5 | 47.5 | 0.0974 | 10.6 |  |  |  |  | 3.5 | 47.5 | 0.0974 | 10.6 | 1 | 1 | 1 | 1
RB-HV-DuctSeal-HighToLow | CZ02 | rWtd | Res | Ex | 1.6 | 21.1 | 0.019 | 6.11 |  |  |  |  | 1.6 | 21.1 | 0.019 | 6.11 | 1 | 1 | 1 | 1
RB-HV-DuctSeal-HighToLow | CZ02 | rWtd | Res | Old | 3 | 13 | 0.021 | 8.57 |  |  |  |  | 3 | 13 | 0.021 | 8.57 | 1 | 1 | 1 | 1
RB-HV-DuctSeal-HighToLow | CZ03 | rNCGF | SFm | Ex | 3.23 | 5.27 | 0 | 8.23 | 60.0134 | 0.28364 | 0 | 0.44295 |  |  |  |  | 18.58 | 0.053821 |  | 0.053821
RB-HV-DuctSeal-HighToLow | CZ03 | rNCGF | SFm | Old | 2.9 | 6.77 | 0 | 10.2 | 53.882 | 0.36437 | 0 | 0.54898 |  |  |  |  | 18.58 | 0.053821 |  | 0.053821
RB-HV-DuctSeal-HighToLow | CZ03 | rNCGF | MFm | Ex | 1 | 1.68 | 0 | 1.77 | 18.68 | 0.089936 | 0 | 0.094754 |  |  |  |  | 18.68 | 0.053533 |  | 0.053533
RB-HV-DuctSeal-HighToLow | CZ03 | rNCGF | MFm | Old | 1.39 | 1.93 | 0 | 2.33 | 25.9652 | 0.10332 | 0 | 0.12473 |  |  |  |  | 18.68 | 0.053533 |  | 0.053533
RB-HV-DuctSeal-HighToLow | CZ03 | rNCGF | DMo | Ex | 3.5 | 3.36 | 0 | 5.23 | 54.985 | 0.21388 | 0 | 0.33291 |  |  |  |  | 15.71 | 0.063654 |  | 0.063654
RB-HV-DuctSeal-HighToLow | CZ03 | rNCGF | DMo | Old | 3.5 | 5.21 | 0 | 8.39 | 54.985 | 0.33164 | 0 | 0.53405 |  |  |  |  | 15.71 | 0.063654 |  | 0.063654
RB-HV-DuctSeal-HighToLow | CZ03 | rNCGF | Res | Ex | 1.9 | 3.1 | 0 | 4.31 |  |  |  |  | 1.9 | 3.1 | 0 | 4.31 | 1 | 1 |  | 1
RB-HV-DuctSeal-HighToLow | CZ03 | rNCGF | Res | Old | 2.2 | 4.6 | 0 | 6.69 |  |  |  |  | 2.2 | 4.6 | 0 | 6.69 | 1 | 1 |  | 1
RB-HV-DuctSeal-HighToLow | CZ03 | rDXGF | SFm | Ex | 3.23 | 10.2 | 0.0268 | 8.44 |  |  |  |  | 3.23 | 10.2 | 0.0268 | 8.44 | 1 | 1 | 1 | 1
RB-HV-DuctSeal-HighToLow | CZ03 | rDXGF | SFm | Old | 2.9 | 11.8 | 0.0316 | 10.4 |  |  |  |  | 2.9 | 11.8 | 0.0316 | 10.4 | 1 | 1 | 1 | 1
RB-HV-DuctSeal-HighToLow | CZ03 | rDXGF | MFm | Ex | 1 | 2.53 | 0.00394 | 1.84 |  |  |  |  | 1 | 2.53 | 0.00394 | 1.84 | 1 | 1 | 1 | 1
RB-HV-DuctSeal-HighToLow | CZ03 | rDXGF | MFm | Old | 1.39 | 2.86 | 0.00493 | 2.41 |  |  |  |  | 1.39 | 2.86 | 0.00493 | 2.41 | 1 | 1 | 1 | 1
RB-HV-DuctSeal-HighToLow | CZ03 | rDXGF | DMo | Ex | 3.5 | 141 | 0.0375 | 5.8 |  |  |  |  | 3.5 | 141 | 0.0375 | 5.8 | 1 | 1 | 1 | 1
RB-HV-DuctSeal-HighToLow | CZ03 | rDXGF | DMo | Old | 3.5 | 23.7 | 0.0631 | 9.29 |  |  |  |  | 3.5 | 23.7 | 0.0631 | 9.29 | 1 | 1 | 1 | 1
RB-HV-DuctSeal-HighToLow | CZ03 | rDXGF | Res | Ex | 1.9 | 6.7 | 0.013 | 4.44 |  |  |  |  | 1.9 | 6.7 | 0.013 | 4.44 | 1 | 1 | 1 | 1
RB-HV-DuctSeal-HighToLow | CZ03 | rDXGF | Res | Old | 2.2 | 8 | 0.02 | 6.82 |  |  |  |  | 2.2 | 8 | 0.02 | 6.82 | 1 | 1 | 1 | 1
RB-HV-DuctSeal-HighToLow | CZ03 | rDXHP | SFm | Ex | 3.23 | 77 | 0.0272 | 0 |  |  |  |  | 3.23 | 77 | 0.0272 | 0 | 1 | 1 | 1
RB-HV-DuctSeal-HighToLow | CZ03 | rDXHP | SFm | Old | 2.9 | 94.2 | 0.0346 | 0 |  |  |  |  | 2.9 | 94.2 | 0.0346 | 0 | 1 | 1 | 1
RB-HV-DuctSeal-HighToLow | CZ03 | rDXHP | MFm | Ex | 1 | 18.2 | 0.00442 | 0 |  |  |  |  | 1 | 18.2 | 0.00442 | 0 | 1 | 1 | 1
RB-HV-DuctSeal-HighToLow | CZ03 | rDXHP | MFm | Old | 1.39 | 22.1 | 0.00499 | 0 |  |  |  |  | 1.39 | 22.1 | 0.00499 | 0 | 1 | 1 | 1
RB-HV-DuctSeal-HighToLow | CZ03 | rDXHP | DMo | Ex | 3.5 | 185 | 0.043 | 0 |  |  |  |  | 3.5 | 185 | 0.043 | 0 | 1 | 1 | 1
RB-HV-DuctSeal-HighToLow | CZ03 | rDXHP | DMo | Old | 3.5 | 91.7 | 0.0741 | 0 |  |  |  |  | 3.5 | 91.7 | 0.0741 | 0 | 1 | 1 | 1
RB-HV-DuctSeal-HighToLow | CZ03 | rDXHP | Res | Ex | 1.9 | 42.5 | 0.014 | 0 |  |  |  |  | 1.9 | 42.5 | 0.014 | 0 | 1 | 1 | 1
RB-HV-DuctSeal-HighToLow | CZ03 | rDXHP | Res | Old | 2.2 | 62.2 | 0.022 | 0 |  |  |  |  | 2.2 | 62.2 | 0.022 | 0 | 1 | 1 | 1
RB-HV-DuctSeal-HighToLow | CZ03 | rWtd | SFm | Ex | 3.23 | 6.39 | 0.0035 | 8.19 |  |  |  |  | 3.23 | 6.39 | 0.0035 | 8.19 | 1 | 1 | 1 | 1
RB-HV-DuctSeal-HighToLow | CZ03 | rWtd | SFm | Old | 2.9 | 8.01 | 0.00415 | 10.1 |  |  |  |  | 2.9 | 8.01 | 0.00415 | 10.1 | 1 | 1 | 1 | 1
RB-HV-DuctSeal-HighToLow | CZ03 | rWtd | MFm | Ex | 1 | 1.93 | 0.00035 | 1.75 |  |  |  |  | 1 | 1.93 | 0.00035 | 1.75 | 1 | 1 | 1 | 1
RB-HV-DuctSeal-HighToLow | CZ03 | rWtd | MFm | Old | 1.39 | 2.23 | 0.00044 | 2.31 |  |  |  |  | 1.39 | 2.23 | 0.00044 | 2.31 | 1 | 1 | 1 | 1
RB-HV-DuctSeal-HighToLow | CZ03 | rWtd | DMo | Ex | 3.5 | 88.2 | 0.0226 | 5.14 |  |  |  |  | 3.5 | 88.2 | 0.0226 | 5.14 | 1 | 1 | 1 | 1
RB-HV-DuctSeal-HighToLow | CZ03 | rWtd | DMo | Old | 3.5 | 21.2 | 0.0381 | 8.23 |  |  |  |  | 3.5 | 21.2 | 0.0381 | 8.23 | 1 | 1 | 1 | 1
RB-HV-DuctSeal-HighToLow | CZ03 | rWtd | Res | Ex | 1.9 | 4.4 | 0.002 | 4.29 |  |  |  |  | 1.9 | 4.4 | 0.002 | 4.29 | 1 | 1 | 1 | 1
RB-HV-DuctSeal-HighToLow | CZ03 | rWtd | Res | Old | 2.2 | 5.6 | 0.003 | 6.65 |  |  |  |  | 2.2 | 5.6 | 0.003 | 6.65 | 1 | 1 | 1 | 1
RB-HV-DuctSeal-HighToLow | CZ04 | rNCGF | SFm | Ex | 3.17 | 5.43 | 0 | 8.41 | 58.8986 | 0.29225 | 0 | 0.45264 |  |  |  |  | 18.58 | 0.053821 |  | 0.053821
RB-HV-DuctSeal-HighToLow | CZ04 | rNCGF | SFm | Old | 2.79 | 5.7 | 0 | 8.44 | 51.8382 | 0.30678 | 0 | 0.45425 |  |  |  |  | 18.58 | 0.053821 |  | 0.053821
RB-HV-DuctSeal-HighToLow | CZ04 | rNCGF | MFm | Ex | 1 | 0.913 | 0 | 0.93 | 18.68 | 0.048876 | 0 | 0.049786 |  |  |  |  | 18.68 | 0.053533 |  | 0.053533
RB-HV-DuctSeal-HighToLow | CZ04 | rNCGF | MFm | Old | 1.36 | 1.51 | 0 | 1.79 | 25.4048 | 0.080835 | 0 | 0.095824 |  |  |  |  | 18.68 | 0.053533 |  | 0.053533
RB-HV-DuctSeal-HighToLow | CZ04 | rNCGF | DMo | Ex | 3.5 | 3.95 | 0 | 6.1 | 54.985 | 0.25143 | 0 | 0.38829 |  |  |  |  | 15.71 | 0.063654 |  | 0.063654
RB-HV-DuctSeal-HighToLow | CZ04 | rNCGF | DMo | Old | 3.5 | 4.44 | 0 | 7.08 | 54.985 | 0.28262 | 0 | 0.45067 |  |  |  |  | 15.71 | 0.063654 |  | 0.063654
RB-HV-DuctSeal-HighToLow | CZ04 | rNCGF | Res | Ex | 2.2 | 3.3 | 0 | 4.93 |  |  |  |  | 2.2 | 3.3 | 0 | 4.93 | 1 | 1 |  | 1
RB-HV-DuctSeal-HighToLow | CZ04 | rNCGF | Res | Old | 2.3 | 4.2 | 0 | 6 |  |  |  |  | 2.3 | 4.2 | 0 | 6 | 1 | 1 |  | 1
RB-HV-DuctSeal-HighToLow | CZ04 | rDXGF | SFm | Ex | 3.17 | 29.7 | 0.0658 | 8.63 |  |  |  |  | 3.17 | 29.7 | 0.0658 | 8.63 | 1 | 1 | 1 | 1
RB-HV-DuctSeal-HighToLow | CZ04 | rDXGF | SFm | Old | 2.79 | 28.2 | 0.0606 | 8.61 |  |  |  |  | 2.79 | 28.2 | 0.0606 | 8.61 | 1 | 1 | 1 | 1
RB-HV-DuctSeal-HighToLow | CZ04 | rDXGF | MFm | Ex | 1 | 8.51 | 0.0145 | 0.976 |  |  |  |  | 1 | 8.51 | 0.0145 | 0.976 | 1 | 1 | 1 | 1
RB-HV-DuctSeal-HighToLow | CZ04 | rDXGF | MFm | Old | 1.36 | 7.31 | 0.0153 | 1.86 |  |  |  |  | 1.36 | 7.31 | 0.0153 | 1.86 | 1 | 1 | 1 | 1
RB-HV-DuctSeal-HighToLow | CZ04 | rDXGF | DMo | Ex | 3.5 | 156 | 0.0682 | 6.94 |  |  |  |  | 3.5 | 156 | 0.0682 | 6.94 | 1 | 1 | 1 | 1
RB-HV-DuctSeal-HighToLow | CZ04 | rDXGF | DMo | Old | 3.5 | 58.7 | 0.116 | 7.99 |  |  |  |  | 3.5 | 58.7 | 0.116 | 7.99 | 1 | 1 | 1 | 1
RB-HV-DuctSeal-HighToLow | CZ04 | rDXGF | Res | Ex | 2.2 | 28.8 | 0.043 | 5.12 |  |  |  |  | 2.2 | 28.8 | 0.043 | 5.12 | 1 | 1 | 1 | 1
RB-HV-DuctSeal-HighToLow | CZ04 | rDXGF | Res | Old | 2.3 | 21.1 | 0.045 | 6.14 |  |  |  |  | 2.3 | 21.1 | 0.045 | 6.14 | 1 | 1 | 1 | 1
RB-HV-DuctSeal-HighToLow | CZ04 | rDXHP | SFm | Ex | 3.17 | 124 | 0.0673 | 0 |  |  |  |  | 3.17 | 124 | 0.0673 | 0 | 1 | 1 | 1
RB-HV-DuctSeal-HighToLow | CZ04 | rDXHP | SFm | Old | 2.79 | 122 | 0.0629 | 0 |  |  |  |  | 2.79 | 122 | 0.0629 | 0 | 1 | 1 | 1
RB-HV-DuctSeal-HighToLow | CZ04 | rDXHP | MFm | Ex | 1 | 20.1 | 0.0153 | 0 |  |  |  |  | 1 | 20.1 | 0.0153 | 0 | 1 | 1 | 1
RB-HV-DuctSeal-HighToLow | CZ04 | rDXHP | MFm | Old | 1.36 | 27.5 | 0.0162 | 0 |  |  |  |  | 1.36 | 27.5 | 0.0162 | 0 | 1 | 1 | 1
RB-HV-DuctSeal-HighToLow | CZ04 | rDXHP | DMo | Ex | 3.5 | 231 | 0.0755 | 0 |  |  |  |  | 3.5 | 231 | 0.0755 | 0 | 1 | 1 | 1
RB-HV-DuctSeal-HighToLow | CZ04 | rDXHP | DMo | Old | 3.5 | 144 | 0.125 | 0 |  |  |  |  | 3.5 | 144 | 0.125 | 0 | 1 | 1 | 1
RB-HV-DuctSeal-HighToLow | CZ04 | rDXHP | Res | Ex | 2.2 | 85.1 | 0.045 | 0 |  |  |  |  | 2.2 | 85.1 | 0.045 | 0 | 1 | 1 | 1
RB-HV-DuctSeal-HighToLow | CZ04 | rDXHP | Res | Old | 2.3 | 88.3 | 0.047 | 0 |  |  |  |  | 2.3 | 88.3 | 0.047 | 0 | 1 | 1 | 1
RB-HV-DuctSeal-HighToLow | CZ04 | rWtd | SFm | Ex | 3.17 | 20.5 | 0.0338 | 8.28 |  |  |  |  | 3.17 | 20.5 | 0.0338 | 8.28 | 1 | 1 | 1 | 1
RB-HV-DuctSeal-HighToLow | CZ04 | rWtd | SFm | Old | 2.79 | 19.8 | 0.0311 | 8.29 |  |  |  |  | 2.79 | 19.8 | 0.0311 | 8.29 | 1 | 1 | 1 | 1
RB-HV-DuctSeal-HighToLow | CZ04 | rWtd | MFm | Ex | 1 | 4.91 | 0.00643 | 0.896 |  |  |  |  | 1 | 4.91 | 0.00643 | 0.896 | 1 | 1 | 1 | 1
RB-HV-DuctSeal-HighToLow | CZ04 | rWtd | MFm | Old | 1.36 | 5.19 | 0.0068 | 1.71 |  |  |  |  | 1.36 | 5.19 | 0.0068 | 1.71 | 1 | 1 | 1 | 1
RB-HV-DuctSeal-HighToLow | CZ04 | rWtd | DMo | Ex | 3.5 | 127 | 0.053 | 6.08 |  |  |  |  | 3.5 | 127 | 0.053 | 6.08 | 1 | 1 | 1 | 1
RB-HV-DuctSeal-HighToLow | CZ04 | rWtd | DMo | Old | 3.5 | 54.2 | 0.0896 | 7.02 |  |  |  |  | 3.5 | 54.2 | 0.0896 | 7.02 | 1 | 1 | 1 | 1
RB-HV-DuctSeal-HighToLow | CZ04 | rWtd | Res | Ex | 2.2 | 20.8 | 0.023 | 4.85 |  |  |  |  | 2.2 | 20.8 | 0.023 | 4.85 | 1 | 1 | 1 | 1
RB-HV-DuctSeal-HighToLow | CZ04 | rWtd | Res | Old | 2.3 | 15.1 | 0.023 | 5.87 |  |  |  |  | 2.3 | 15.1 | 0.023 | 5.87 | 1 | 1 | 1 | 1
RB-HV-DuctSeal-HighToLow | CZ05 | rNCGF | SFm | Ex | 3.55 | 5.56 | 0 | 8.84 | 65.959 | 0.29925 | 0 | 0.47578 |  |  |  |  | 18.58 | 0.053821 |  | 0.053821
RB-HV-DuctSeal-HighToLow | CZ05 | rNCGF | SFm | Old | 3.17 | 7.47 | 0 | 11.5 | 58.8986 | 0.40205 | 0 | 0.61895 |  |  |  |  | 18.58 | 0.053821 |  | 0.053821
RB-HV-DuctSeal-HighToLow | CZ05 | rNCGF | MFm | Ex | 1.04 | 1.24 | 0 | 1.32 | 19.4272 | 0.066381 | 0 | 0.070664 |  |  |  |  | 18.68 | 0.053533 |  | 0.053533
RB-HV-DuctSeal-HighToLow | CZ05 | rNCGF | MFm | Old | 1.39 | 1.86 | 0 | 2.22 | 25.9652 | 0.099572 | 0 | 0.11884 |  |  |  |  | 18.68 | 0.053533 |  | 0.053533
RB-HV-DuctSeal-HighToLow | CZ05 | rNCGF | DMo | Ex | 3.5 | 5.15 | 0 | 7.99 | 54.985 | 0.32782 | 0 | 0.50859 |  |  |  |  | 15.71 | 0.063654 |  | 0.063654
RB-HV-DuctSeal-HighToLow | CZ05 | rNCGF | DMo | Old | 3.5 | 5.62 | 0 | 9.01 | 54.985 | 0.35773 | 0 | 0.57352 |  |  |  |  | 15.71 | 0.063654 |  | 0.063654
RB-HV-DuctSeal-HighToLow | CZ05 | rNCGF | Res | Ex | 3.5 | 5.5 | 0 | 8.69 |  |  |  |  | 3.5 | 5.5 | 0 | 8.69 | 1 | 1 |  | 1
RB-HV-DuctSeal-HighToLow | CZ05 | rNCGF | Res | Old | 2.8 | 6.1 | 0 | 9.31 |  |  |  |  | 2.8 | 6.1 | 0 | 9.31 | 1 | 1 |  | 1
RB-HV-DuctSeal-HighToLow | CZ05 | rDXGF | SFm | Ex | 3.55 | 9.04 | 0.0222 | 9.1 |  |  |  |  | 3.55 | 9.04 | 0.0222 | 9.1 | 1 | 1 | 1 | 1
RB-HV-DuctSeal-HighToLow | CZ05 | rDXGF | SFm | Old | 3.17 | 11 | 0.025 | 11.7 |  |  |  |  | 3.17 | 11 | 0.025 | 11.7 | 1 | 1 | 1 | 1
RB-HV-DuctSeal-HighToLow | CZ05 | rDXGF | MFm | Ex | 1.04 | 2.02 | 0.00241 | 1.38 |  |  |  |  | 1.04 | 2.02 | 0.00241 | 1.38 | 1 | 1 | 1 | 1
RB-HV-DuctSeal-HighToLow | CZ05 | rDXGF | MFm | Old | 1.39 | 2.46 | 0.00177 | 2.3 |  |  |  |  | 1.39 | 2.46 | 0.00177 | 2.3 | 1 | 1 | 1 | 1
RB-HV-DuctSeal-HighToLow | CZ05 | rDXGF | DMo | Ex | 3.5 | 78.1 | 0.0458 | 9.02 |  |  |  |  | 3.5 | 78.1 | 0.0458 | 9.02 | 1 | 1 | 1 | 1
RB-HV-DuctSeal-HighToLow | CZ05 | rDXGF | DMo | Old | 3.5 | 20.2 | 0.0484 | 10.1 |  |  |  |  | 3.5 | 20.2 | 0.0484 | 10.1 | 1 | 1 | 1 | 1
RB-HV-DuctSeal-HighToLow | CZ05 | rDXGF | Res | Ex | 3.5 | 20.4 | 0.026 | 9.08 |  |  |  |  | 3.5 | 20.4 | 0.026 | 9.08 | 1 | 1 | 1 | 1
RB-HV-DuctSeal-HighToLow | CZ05 | rDXGF | Res | Old | 2.8 | 10.2 | 0.023 | 9.61 |  |  |  |  | 2.8 | 10.2 | 0.023 | 9.61 | 1 | 1 | 1 | 1
RB-HV-DuctSeal-HighToLow | CZ05 | rDXHP | SFm | Ex | 3.55 | 91.1 | 0.0213 | 0 |  |  |  |  | 3.55 | 91.1 | 0.0213 | 0 | 1 | 1 | 1
RB-HV-DuctSeal-HighToLow | CZ05 | rDXHP | SFm | Old | 3.17 | 117 | 0.0266 | 0 |  |  |  |  | 3.17 | 117 | 0.0266 | 0 | 1 | 1 | 1
RB-HV-DuctSeal-HighToLow | CZ05 | rDXHP | MFm | Ex | 1.04 | 16.1 | 0.00289 | 0 |  |  |  |  | 1.04 | 16.1 | 0.00289 | 0 | 1 | 1 | 1
RB-HV-DuctSeal-HighToLow | CZ05 | rDXHP | MFm | Old | 1.39 | 23.4 | 0.00135 | 0 |  |  |  |  | 1.39 | 23.4 | 0.00135 | 0 | 1 | 1 | 1
RB-HV-DuctSeal-HighToLow | CZ05 | rDXHP | DMo | Ex | 3.5 | 152 | 0.0507 | 0 |  |  |  |  | 3.5 | 152 | 0.0507 | 0 | 1 | 1 | 1
RB-HV-DuctSeal-HighToLow | CZ05 | rDXHP | DMo | Old | 3.5 | 102 | 0.0548 | 0 |  |  |  |  | 3.5 | 102 | 0.0548 | 0 | 1 | 1 | 1
RB-HV-DuctSeal-HighToLow | CZ05 | rDXHP | Res | Ex | 3.5 | 101 | 0.026 | 0 |  |  |  |  | 3.5 | 101 | 0.026 | 0 | 1 | 1 | 1
RB-HV-DuctSeal-HighToLow | CZ05 | rDXHP | Res | Old | 2.8 | 95.7 | 0.024 | 0 |  |  |  |  | 2.8 | 95.7 | 0.024 | 0 | 1 | 1 | 1
RB-HV-DuctSeal-HighToLow | CZ05 | rWtd | SFm | Ex | 3.55 | 7.21 | 0.00459 | 8.79 |  |  |  |  | 3.55 | 7.21 | 0.00459 | 8.79 | 1 | 1 | 1 | 1
RB-HV-DuctSeal-HighToLow | CZ05 | rWtd | SFm | Old | 3.17 | 9.4 | 0.00521 | 11.4 |  |  |  |  | 3.17 | 9.4 | 0.00521 | 11.4 | 1 | 1 | 1 | 1
RB-HV-DuctSeal-HighToLow | CZ05 | rWtd | MFm | Ex | 1.04 | 2.02 | 0.00076 | 1.29 |  |  |  |  | 1.04 | 2.02 | 0.00076 | 1.29 | 1 | 1 | 1 | 1
RB-HV-DuctSeal-HighToLow | CZ05 | rWtd | MFm | Old | 1.39 | 2.84 | 0.00053 | 2.16 |  |  |  |  | 1.39 | 2.84 | 0.00053 | 2.16 | 1 | 1 | 1 | 1
RB-HV-DuctSeal-HighToLow | CZ05 | rWtd | DMo | Ex | 3.5 | 17.4 | 0.00693 | 7.98 |  |  |  |  | 3.5 | 17.4 | 0.00693 | 7.98 | 1 | 1 | 1 | 1
RB-HV-DuctSeal-HighToLow | CZ05 | rWtd | DMo | Old | 3.5 | 9.32 | 0.00735 | 8.98 |  |  |  |  | 3.5 | 9.32 | 0.00735 | 8.98 | 1 | 1 | 1 | 1
RB-HV-DuctSeal-HighToLow | CZ05 | rWtd | Res | Ex | 3.5 | 8.9 | 0.005 | 8.65 |  |  |  |  | 3.5 | 8.9 | 0.005 | 8.65 | 1 | 1 | 1 | 1
RB-HV-DuctSeal-HighToLow | CZ05 | rWtd | Res | Old | 2.8 | 8 | 0.004 | 9.24 |  |  |  |  | 2.8 | 8 | 0.004 | 9.24 | 1 | 1 | 1 | 1
RB-HV-DuctSeal-HighToLow | CZ06 | rNCGF | SFm | Ex | 4.01 | 2.03 | 0 | 3.33 | 74.5058 | 0.10926 | 0 | 0.17922 |  |  |  |  | 18.58 | 0.053821 |  | 0.053821
RB-HV-DuctSeal-HighToLow | CZ06 | rNCGF | SFm | Old | 3.36 | 2.7 | 0 | 4.26 | 62.4288 | 0.14532 | 0 | 0.22928 |  |  |  |  | 18.58 | 0.053821 |  | 0.053821
RB-HV-DuctSeal-HighToLow | CZ06 | rNCGF | MFm | Ex | 1.28 | 0.763 | 0 | 0.883 | 23.9104 | 0.040846 | 0 | 0.04727 |  |  |  |  | 18.68 | 0.053533 |  | 0.053533
RB-HV-DuctSeal-HighToLow | CZ06 | rNCGF | MFm | Old | 1.58 | 1.02 | 0 | 1.28 | 29.5144 | 0.054604 | 0 | 0.068522 |  |  |  |  | 18.68 | 0.053533 |  | 0.053533
RB-HV-DuctSeal-HighToLow | CZ06 | rNCGF | DMo | Ex | 3.5 | 2.22 | 0 | 3.45 | 54.985 | 0.14131 | 0 | 0.21961 |  |  |  |  | 15.71 | 0.063654 |  | 0.063654
RB-HV-DuctSeal-HighToLow | CZ06 | rNCGF | DMo | Old | 3.5 | 2.11 | 0 | 3.39 | 54.985 | 0.13431 | 0 | 0.21579 |  |  |  |  | 15.71 | 0.063654 |  | 0.063654
RB-HV-DuctSeal-HighToLow | CZ06 | rNCGF | Res | Ex | 3 | 1.6 | 0 | 2.5 |  |  |  |  | 3 | 1.6 | 0 | 2.5 | 1 | 1 |  | 1
RB-HV-DuctSeal-HighToLow | CZ06 | rNCGF | Res | Old | 2.7 | 2 | 0 | 3.1 |  |  |  |  | 2.7 | 2 | 0 | 3.1 | 1 | 1 |  | 1
RB-HV-DuctSeal-HighToLow | CZ06 | rDXGF | SFm | Ex | 4.01 | 20.2 | 0.0546 | 3.43 |  |  |  |  | 4.01 | 20.2 | 0.0546 | 3.43 | 1 | 1 | 1 | 1
RB-HV-DuctSeal-HighToLow | CZ06 | rDXGF | SFm | Old | 3.36 | 20.9 | 0.0634 | 4.35 |  |  |  |  | 3.36 | 20.9 | 0.0634 | 4.35 | 1 | 1 | 1 | 1
RB-HV-DuctSeal-HighToLow | CZ06 | rDXGF | MFm | Ex | 1.28 | 5.51 | 0.0114 | 0.921 |  |  |  |  | 1.28 | 5.51 | 0.0114 | 0.921 | 1 | 1 | 1 | 1
RB-HV-DuctSeal-HighToLow | CZ06 | rDXGF | MFm | Old | 1.58 | 7.38 | 0.012 | 1.33 |  |  |  |  | 1.58 | 7.38 | 0.012 | 1.33 | 1 | 1 | 1 | 1
RB-HV-DuctSeal-HighToLow | CZ06 | rDXGF | DMo | Ex | 3.5 | 160 | 0.0716 | 3.89 |  |  |  |  | 3.5 | 160 | 0.0716 | 3.89 | 1 | 1 | 1 | 1
RB-HV-DuctSeal-HighToLow | CZ06 | rDXGF | DMo | Old | 3.5 | 50.3 | 0.106 | 3.78 |  |  |  |  | 3.5 | 50.3 | 0.106 | 3.78 | 1 | 1 | 1 | 1
RB-HV-DuctSeal-HighToLow | CZ06 | rDXGF | Res | Ex | 3 | 22.7 | 0.041 | 2.59 |  |  |  |  | 3 | 22.7 | 0.041 | 2.59 | 1 | 1 | 1 | 1
RB-HV-DuctSeal-HighToLow | CZ06 | rDXGF | Res | Old | 2.7 | 15.9 | 0.044 | 3.18 |  |  |  |  | 2.7 | 15.9 | 0.044 | 3.18 | 1 | 1 | 1 | 1
RB-HV-DuctSeal-HighToLow | CZ06 | rDXHP | SFm | Ex | 4.01 | 50.6 | 0.056 | 0 |  |  |  |  | 4.01 | 50.6 | 0.056 | 0 | 1 | 1 | 1
RB-HV-DuctSeal-HighToLow | CZ06 | rDXHP | SFm | Old | 3.36 | 58.7 | 0.0653 | 0 |  |  |  |  | 3.36 | 58.7 | 0.0653 | 0 | 1 | 1 | 1
RB-HV-DuctSeal-HighToLow | CZ06 | rDXHP | MFm | Ex | 1.28 | 13.7 | 0.0127 | 0 |  |  |  |  | 1.28 | 13.7 | 0.0127 | 0 | 1 | 1 | 1
RB-HV-DuctSeal-HighToLow | CZ06 | rDXHP | MFm | Old | 1.58 | 18.7 | 0.0125 | 0 |  |  |  |  | 1.58 | 18.7 | 0.0125 | 0 | 1 | 1 | 1
RB-HV-DuctSeal-HighToLow | CZ06 | rDXHP | DMo | Ex | 3.5 | 195 | 0.0813 | 0 |  |  |  |  | 3.5 | 195 | 0.0813 | 0 | 1 | 1 | 1
RB-HV-DuctSeal-HighToLow | CZ06 | rDXHP | DMo | Old | 3.5 | 88.2 | 0.119 | 0 |  |  |  |  | 3.5 | 88.2 | 0.119 | 0 | 1 | 1 | 1
RB-HV-DuctSeal-HighToLow | CZ06 | rDXHP | Res | Ex | 3 | 45.9 | 0.043 | 0 |  |  |  |  | 3 | 45.9 | 0.043 | 0 | 1 | 1 | 1
RB-HV-DuctSeal-HighToLow | CZ06 | rDXHP | Res | Old | 2.7 | 43.4 | 0.045 | 0 |  |  |  |  | 2.7 | 43.4 | 0.045 | 0 | 1 | 1 | 1
RB-HV-DuctSeal-HighToLow | CZ06 | rWtd | SFm | Ex | 4.01 | 10.3 | 0.0227 | 3.29 |  |  |  |  | 4.01 | 10.3 | 0.0227 | 3.29 | 1 | 1 | 1 | 1
RB-HV-DuctSeal-HighToLow | CZ06 | rWtd | SFm | Old | 3.36 | 11.1 | 0.0263 | 4.2 |  |  |  |  | 3.36 | 11.1 | 0.0263 | 4.2 | 1 | 1 | 1 | 1
RB-HV-DuctSeal-HighToLow | CZ06 | rWtd | MFm | Ex | 1.28 | 3.5 | 0.00548 | 0.847 |  |  |  |  | 1.28 | 3.5 | 0.00548 | 0.847 | 1 | 1 | 1 | 1
RB-HV-DuctSeal-HighToLow | CZ06 | rWtd | MFm | Old | 1.58 | 4.7 | 0.0057 | 1.23 |  |  |  |  | 1.58 | 4.7 | 0.0057 | 1.23 | 1 | 1 | 1 | 1
RB-HV-DuctSeal-HighToLow | CZ06 | rWtd | DMo | Ex | 3.5 | 25.9 | 0.0107 | 3.45 |  |  |  |  | 3.5 | 25.9 | 0.0107 | 3.45 | 1 | 1 | 1 | 1
RB-HV-DuctSeal-HighToLow | CZ06 | rWtd | DMo | Old | 3.5 | 9.86 | 0.0157 | 3.38 |  |  |  |  | 3.5 | 9.86 | 0.0157 | 3.38 | 1 | 1 | 1 | 1
RB-HV-DuctSeal-HighToLow | CZ06 | rWtd | Res | Ex | 3 | 8.8 | 0.016 | 2.46 |  |  |  |  | 3 | 8.8 | 0.016 | 2.46 | 1 | 1 | 1 | 1
RB-HV-DuctSeal-HighToLow | CZ06 | rWtd | Res | Old | 2.7 | 8.6 | 0.018 | 3.04 |  |  |  |  | 2.7 | 8.6 | 0.018 | 3.04 | 1 | 1 | 1 | 1
RB-HV-DuctSeal-HighToLow | CZ07 | rNCGF | SFm | Ex | 3.21 | 1.88 | 0 | 2.99 | 59.6418 | 0.10118 | 0 | 0.16093 |  |  |  |  | 18.58 | 0.053821 |  | 0.053821
RB-HV-DuctSeal-HighToLow | CZ07 | rNCGF | SFm | Old | 2.59 | 3.22 | 0 | 4.77 | 48.1222 | 0.1733 | 0 | 0.25673 |  |  |  |  | 18.58 | 0.053821 |  | 0.053821
RB-HV-DuctSeal-HighToLow | CZ07 | rNCGF | MFm | Ex | 1.11 | 0.685 | 0 | 0.748 | 20.7348 | 0.03667 | 0 | 0.040043 |  |  |  |  | 18.68 | 0.053533 |  | 0.053533
RB-HV-DuctSeal-HighToLow | CZ07 | rNCGF | MFm | Old | 1.35 | 0.822 | 0 | 0.979 | 25.218 | 0.044004 | 0 | 0.052409 |  |  |  |  | 18.68 | 0.053533 |  | 0.053533
RB-HV-DuctSeal-HighToLow | CZ07 | rNCGF | DMo | Ex | 3.5 | 1.29 | 0 | 2.02 | 54.985 | 0.082113 | 0 | 0.12858 |  |  |  |  | 15.71 | 0.063654 |  | 0.063654
RB-HV-DuctSeal-HighToLow | CZ07 | rNCGF | DMo | Old | 3.5 | 1.45 | 0 | 2.35 | 54.985 | 0.092298 | 0 | 0.14959 |  |  |  |  | 15.71 | 0.063654 |  | 0.063654
RB-HV-DuctSeal-HighToLow | CZ07 | rNCGF | Res | Ex | 2.5 | 1.5 | 0 | 2.24 |  |  |  |  | 2.5 | 1.5 | 0 | 2.24 | 1 | 1 |  | 1
RB-HV-DuctSeal-HighToLow | CZ07 | rNCGF | Res | Old | 2.2 | 2.3 | 0 | 3.33 |  |  |  |  | 2.2 | 2.3 | 0 | 3.33 | 1 | 1 |  | 1
RB-HV-DuctSeal-HighToLow | CZ07 | rDXGF | SFm | Ex | 3.21 | 29.6 | 0.0515 | 3.05 |  |  |  |  | 3.21 | 29.6 | 0.0515 | 3.05 | 1 | 1 | 1 | 1
RB-HV-DuctSeal-HighToLow | CZ07 | rDXGF | SFm | Old | 2.59 | 25.9 | 0.0489 | 4.85 |  |  |  |  | 2.59 | 25.9 | 0.0489 | 4.85 | 1 | 1 | 1 | 1
RB-HV-DuctSeal-HighToLow | CZ07 | rDXGF | MFm | Ex | 1.11 | 7.91 | 0.00855 | 0.776 |  |  |  |  | 1.11 | 7.91 | 0.00855 | 0.776 | 1 | 1 | 1 | 1
RB-HV-DuctSeal-HighToLow | CZ07 | rDXGF | MFm | Old | 1.35 | 5.1 | 0.00706 | 1.02 |  |  |  |  | 1.35 | 5.1 | 0.00706 | 1.02 | 1 | 1 | 1 | 1
RB-HV-DuctSeal-HighToLow | CZ07 | rDXGF | DMo | Ex | 3.5 | 171 | 0.0348 | 2.22 |  |  |  |  | 3.5 | 171 | 0.0348 | 2.22 | 1 | 1 | 1 | 1
RB-HV-DuctSeal-HighToLow | CZ07 | rDXGF | DMo | Old | 3.5 | 49.2 | 0.0674 | 2.57 |  |  |  |  | 3.5 | 49.2 | 0.0674 | 2.57 | 1 | 1 | 1 | 1
RB-HV-DuctSeal-HighToLow | CZ07 | rDXGF | Res | Ex | 2.5 | 27.4 | 0.037 | 2.29 |  |  |  |  | 2.5 | 27.4 | 0.037 | 2.29 | 1 | 1 | 1 | 1
RB-HV-DuctSeal-HighToLow | CZ07 | rDXGF | Res | Old | 2.2 | 19.4 | 0.035 | 3.4 |  |  |  |  | 2.2 | 19.4 | 0.035 | 3.4 | 1 | 1 | 1 | 1
RB-HV-DuctSeal-HighToLow | CZ07 | rDXHP | SFm | Ex | 3.21 | 50.5 | 0.0529 | 0 |  |  |  |  | 3.21 | 50.5 | 0.0529 | 0 | 1 | 1 | 1
RB-HV-DuctSeal-HighToLow | CZ07 | rDXHP | SFm | Old | 2.59 | 60.2 | 0.052 | 0 |  |  |  |  | 2.59 | 60.2 | 0.052 | 0 | 1 | 1 | 1
RB-HV-DuctSeal-HighToLow | CZ07 | rDXHP | MFm | Ex | 1.11 | 13.7 | 0.00895 | 0 |  |  |  |  | 1.11 | 13.7 | 0.00895 | 0 | 1 | 1 | 1
RB-HV-DuctSeal-HighToLow | CZ07 | rDXHP | MFm | Old | 1.35 | 12.3 | 0.0075 | 0 |  |  |  |  | 1.35 | 12.3 | 0.0075 | 0 | 1 | 1 | 1
RB-HV-DuctSeal-HighToLow | CZ07 | rDXHP | DMo | Ex | 3.5 | 189 | 0.0406 | 0 |  |  |  |  | 3.5 | 189 | 0.0406 | 0 | 1 | 1 | 1
RB-HV-DuctSeal-HighToLow | CZ07 | rDXHP | DMo | Old | 3.5 | 75.2 | 0.0797 | 0 |  |  |  |  | 3.5 | 75.2 | 0.0797 | 0 | 1 | 1 | 1
RB-HV-DuctSeal-HighToLow | CZ07 | rDXHP | Res | Ex | 2.5 | 43.4 | 0.038 | 0 |  |  |  |  | 2.5 | 43.4 | 0.038 | 0 | 1 | 1 | 1
RB-HV-DuctSeal-HighToLow | CZ07 | rDXHP | Res | Old | 2.2 | 43.7 | 0.037 | 0 |  |  |  |  | 2.2 | 43.7 | 0.037 | 0 | 1 | 1 | 1
RB-HV-DuctSeal-HighToLow | CZ07 | rWtd | SFm | Ex | 3.21 | 11.4 | 0.017 | 2.96 |  |  |  |  | 3.21 | 11.4 | 0.017 | 2.96 | 1 | 1 | 1 | 1
RB-HV-DuctSeal-HighToLow | CZ07 | rWtd | SFm | Old | 2.59 | 11.3 | 0.0162 | 4.71 |  |  |  |  | 2.59 | 11.3 | 0.0162 | 4.71 | 1 | 1 | 1 | 1
RB-HV-DuctSeal-HighToLow | CZ07 | rWtd | MFm | Ex | 1.11 | 3.25 | 0.00277 | 0.726 |  |  |  |  | 1.11 | 3.25 | 0.00277 | 0.726 | 1 | 1 | 1 | 1
RB-HV-DuctSeal-HighToLow | CZ07 | rWtd | MFm | Old | 1.35 | 2.49 | 0.00229 | 0.95 |  |  |  |  | 1.35 | 2.49 | 0.00229 | 0.95 | 1 | 1 | 1 | 1
RB-HV-DuctSeal-HighToLow | CZ07 | rWtd | DMo | Ex | 3.5 | 43 | 0.00862 | 2 |  |  |  |  | 3.5 | 43 | 0.00862 | 2 | 1 | 1 | 1 | 1
RB-HV-DuctSeal-HighToLow | CZ07 | rWtd | DMo | Old | 3.5 | 13.8 | 0.0167 | 2.33 |  |  |  |  | 3.5 | 13.8 | 0.0167 | 2.33 | 1 | 1 | 1 | 1
RB-HV-DuctSeal-HighToLow | CZ07 | rWtd | Res | Ex | 2.5 | 9.8 | 0.012 | 2.21 |  |  |  |  | 2.5 | 9.8 | 0.012 | 2.21 | 1 | 1 | 1 | 1
RB-HV-DuctSeal-HighToLow | CZ07 | rWtd | Res | Old | 2.2 | 8.3 | 0.011 | 3.28 |  |  |  |  | 2.2 | 8.3 | 0.011 | 3.28 | 1 | 1 | 1 | 1
RB-HV-DuctSeal-HighToLow | CZ08 | rNCGF | SFm | Ex | 3.77 | 1.67 | 0 | 2.69 | 70.0466 | 0.089882 | 0 | 0.14478 |  |  |  |  | 18.58 | 0.053821 |  | 0.053821
RB-HV-DuctSeal-HighToLow | CZ08 | rNCGF | SFm | Old | 3.07 | 2.53 | 0 | 3.91 | 57.0406 | 0.13617 | 0 | 0.21044 |  |  |  |  | 18.58 | 0.053821 |  | 0.053821
RB-HV-DuctSeal-HighToLow | CZ08 | rNCGF | MFm | Ex | 1.19 | 0.675 | 0 | 0.754 | 22.2292 | 0.036135 | 0 | 0.040364 |  |  |  |  | 18.68 | 0.053533 |  | 0.053533
RB-HV-DuctSeal-HighToLow | CZ08 | rNCGF | MFm | Old | 1.47 | 0.964 | 0 | 1.18 | 27.4596 | 0.051606 | 0 | 0.063169 |  |  |  |  | 18.68 | 0.053533 |  | 0.053533
RB-HV-DuctSeal-HighToLow | CZ08 | rNCGF | DMo | Ex | 3.5 | 2.03 | 0 | 3.16 | 54.985 | 0.12922 | 0 | 0.20115 |  |  |  |  | 15.71 | 0.063654 |  | 0.063654
RB-HV-DuctSeal-HighToLow | CZ08 | rNCGF | DMo | Old | 3.5 | 2.17 | 0 | 3.51 | 54.985 | 0.13813 | 0 | 0.22342 |  |  |  |  | 15.71 | 0.063654 |  | 0.063654
RB-HV-DuctSeal-HighToLow | CZ08 | rNCGF | Res | Ex | 2.4 | 1.1 | 0 | 1.68 |  |  |  |  | 2.4 | 1.1 | 0 | 1.68 | 1 | 1 |  | 1
RB-HV-DuctSeal-HighToLow | CZ08 | rNCGF | Res | Old | 2.5 | 2 | 0 | 2.97 |  |  |  |  | 2.5 | 2 | 0 | 2.97 | 1 | 1 |  | 1
RB-HV-DuctSeal-HighToLow | CZ08 | rDXGF | SFm | Ex | 3.77 | 49.5 | 0.0596 | 2.75 |  |  |  |  | 3.77 | 49.5 | 0.0596 | 2.75 | 1 | 1 | 1 | 1
RB-HV-DuctSeal-HighToLow | CZ08 | rDXGF | SFm | Old | 3.07 | 33.2 | 0.0498 | 3.98 |  |  |  |  | 3.07 | 33.2 | 0.0498 | 3.98 | 1 | 1 | 1 | 1
RB-HV-DuctSeal-HighToLow | CZ08 | rDXGF | MFm | Ex | 1.19 | 10.2 | 0.0101 | 0.782 |  |  |  |  | 1.19 | 10.2 | 0.0101 | 0.782 | 1 | 1 | 1 | 1
RB-HV-DuctSeal-HighToLow | CZ08 | rDXGF | MFm | Old | 1.47 | 11.2 | 0.0127 | 1.23 |  |  |  |  | 1.47 | 11.2 | 0.0127 | 1.23 | 1 | 1 | 1 | 1
RB-HV-DuctSeal-HighToLow | CZ08 | rDXGF | DMo | Ex | 3.5 | 193 | 0.0608 | 3.52 |  |  |  |  | 3.5 | 193 | 0.0608 | 3.52 | 1 | 1 | 1 | 1
RB-HV-DuctSeal-HighToLow | CZ08 | rDXGF | DMo | Old | 3.5 | 72.3 | 0.0888 | 3.86 |  |  |  |  | 3.5 | 72.3 | 0.0888 | 3.86 | 1 | 1 | 1 | 1
RB-HV-DuctSeal-HighToLow | CZ08 | rDXGF | Res | Ex | 2.4 | 30 | 0.034 | 1.72 |  |  |  |  | 2.4 | 30 | 0.034 | 1.72 | 1 | 1 | 1 | 1
RB-HV-DuctSeal-HighToLow | CZ08 | rDXGF | Res | Old | 2.5 | 25.8 | 0.037 | 3.03 |  |  |  |  | 2.5 | 25.8 | 0.037 | 3.03 | 1 | 1 | 1 | 1
RB-HV-DuctSeal-HighToLow | CZ08 | rDXHP | SFm | Ex | 3.77 | 73.7 | 0.0625 | 0 |  |  |  |  | 3.77 | 73.7 | 0.0625 | 0 | 1 | 1 | 1
RB-HV-DuctSeal-HighToLow | CZ08 | rDXHP | SFm | Old | 3.07 | 65 | 0.0521 | 0 |  |  |  |  | 3.07 | 65 | 0.0521 | 0 | 1 | 1 | 1
RB-HV-DuctSeal-HighToLow | CZ08 | rDXHP | MFm | Ex | 1.19 | 16.5 | 0.0105 | 0 |  |  |  |  | 1.19 | 16.5 | 0.0105 | 0 | 1 | 1 | 1
RB-HV-DuctSeal-HighToLow | CZ08 | rDXHP | MFm | Old | 1.47 | 21.2 | 0.0127 | 0 |  |  |  |  | 1.47 | 21.2 | 0.0127 | 0 | 1 | 1 | 1
RB-HV-DuctSeal-HighToLow | CZ08 | rDXHP | DMo | Ex | 3.5 | 225 | 0.069 | 0 |  |  |  |  | 3.5 | 225 | 0.069 | 0 | 1 | 1 | 1
RB-HV-DuctSeal-HighToLow | CZ08 | rDXHP | DMo | Old | 3.5 | 109 | 0.0962 | 0 |  |  |  |  | 3.5 | 109 | 0.0962 | 0 | 1 | 1 | 1
RB-HV-DuctSeal-HighToLow | CZ08 | rDXHP | Res | Ex | 2.4 | 44.8 | 0.035 | 0 |  |  |  |  | 2.4 | 44.8 | 0.035 | 0 | 1 | 1 | 1
RB-HV-DuctSeal-HighToLow | CZ08 | rDXHP | Res | Old | 2.5 | 50.1 | 0.039 | 0 |  |  |  |  | 2.5 | 50.1 | 0.039 | 0 | 1 | 1 | 1
RB-HV-DuctSeal-HighToLow | CZ08 | rWtd | SFm | Ex | 3.77 | 26.1 | 0.0298 | 2.64 |  |  |  |  | 3.77 | 26.1 | 0.0298 | 2.64 | 1 | 1 | 1 | 1
RB-HV-DuctSeal-HighToLow | CZ08 | rWtd | SFm | Old | 3.07 | 18.7 | 0.0249 | 3.84 |  |  |  |  | 3.07 | 18.7 | 0.0249 | 3.84 | 1 | 1 | 1 | 1
RB-HV-DuctSeal-HighToLow | CZ08 | rWtd | MFm | Ex | 1.19 | 5.57 | 0.00481 | 0.721 |  |  |  |  | 1.19 | 5.57 | 0.00481 | 0.721 | 1 | 1 | 1 | 1
RB-HV-DuctSeal-HighToLow | CZ08 | rWtd | MFm | Old | 1.47 | 6.42 | 0.006 | 1.13 |  |  |  |  | 1.47 | 6.42 | 0.006 | 1.13 | 1 | 1 | 1 | 1
RB-HV-DuctSeal-HighToLow | CZ08 | rWtd | DMo | Ex | 3.5 | 135 | 0.0424 | 3.1 |  |  |  |  | 3.5 | 135 | 0.0424 | 3.1 | 1 | 1 | 1 | 1
RB-HV-DuctSeal-HighToLow | CZ08 | rWtd | DMo | Old | 3.5 | 53.4 | 0.0615 | 3.42 |  |  |  |  | 3.5 | 53.4 | 0.0615 | 3.42 | 1 | 1 | 1 | 1
RB-HV-DuctSeal-HighToLow | CZ08 | rWtd | Res | Ex | 2.4 | 16.2 | 0.017 | 1.64 |  |  |  |  | 2.4 | 16.2 | 0.017 | 1.64 | 1 | 1 | 1 | 1
RB-HV-DuctSeal-HighToLow | CZ08 | rWtd | Res | Old | 2.5 | 14.6 | 0.018 | 2.9 |  |  |  |  | 2.5 | 14.6 | 0.018 | 2.9 | 1 | 1 | 1 | 1
RB-HV-DuctSeal-HighToLow | CZ09 | rNCGF | SFm | Ex | 3.37 | 3.26 | 0 | 5.15 | 62.6146 | 0.17546 | 0 | 0.27718 |  |  |  |  | 18.58 | 0.053821 |  | 0.053821
RB-HV-DuctSeal-HighToLow | CZ09 | rNCGF | SFm | Old | 3.49 | 3.23 | 0 | 5.13 | 64.8442 | 0.17384 | 0 | 0.2761 |  |  |  |  | 18.58 | 0.053821 |  | 0.053821
RB-HV-DuctSeal-HighToLow | CZ09 | rNCGF | MFm | Ex | 1 | 1.16 | 0 | 1.2 | 18.68 | 0.062099 | 0 | 0.06424 |  |  |  |  | 18.68 | 0.053533 |  | 0.053533
RB-HV-DuctSeal-HighToLow | CZ09 | rNCGF | MFm | Old | 1.87 | 1.12 | 0 | 1.48 | 34.9316 | 0.059957 | 0 | 0.079229 |  |  |  |  | 18.68 | 0.053533 |  | 0.053533
RB-HV-DuctSeal-HighToLow | CZ09 | rNCGF | DMo | Ex | 3.5 | 2.68 | 0 | 4.15 | 54.985 | 0.17059 | 0 | 0.26416 |  |  |  |  | 15.71 | 0.063654 |  | 0.063654
RB-HV-DuctSeal-HighToLow | CZ09 | rNCGF | DMo | Old | 3.5 | 3.49 | 0 | 5.54 | 54.985 | 0.22215 | 0 | 0.35264 |  |  |  |  | 15.71 | 0.063654 |  | 0.063654
RB-HV-DuctSeal-HighToLow | CZ09 | rNCGF | Res | Ex | 2.2 | 2.2 | 0 | 3.11 |  |  |  |  | 2.2 | 2.2 | 0 | 3.11 | 1 | 1 |  | 1
RB-HV-DuctSeal-HighToLow | CZ09 | rNCGF | Res | Old | 2.7 | 2.2 | 0 | 3.42 |  |  |  |  | 2.7 | 2.2 | 0 | 3.42 | 1 | 1 |  | 1
RB-HV-DuctSeal-HighToLow | CZ09 | rDXGF | SFm | Ex | 3.37 | 52.2 | 0.0835 | 5.29 |  |  |  |  | 3.37 | 52.2 | 0.0835 | 5.29 | 1 | 1 | 1 | 1
RB-HV-DuctSeal-HighToLow | CZ09 | rDXGF | SFm | Old | 3.49 | 54.2 | 0.106 | 5.23 |  |  |  |  | 3.49 | 54.2 | 0.106 | 5.23 | 1 | 1 | 1 | 1
RB-HV-DuctSeal-HighToLow | CZ09 | rDXGF | MFm | Ex | 1 | 12.4 | 0.0151 | 1.26 |  |  |  |  | 1 | 12.4 | 0.0151 | 1.26 | 1 | 1 | 1 | 1
RB-HV-DuctSeal-HighToLow | CZ09 | rDXGF | MFm | Old | 1.87 | 15.9 | 0.0186 | 1.54 |  |  |  |  | 1.87 | 15.9 | 0.0186 | 1.54 | 1 | 1 | 1 | 1
RB-HV-DuctSeal-HighToLow | CZ09 | rDXGF | DMo | Ex | 3.5 | 180 | 0.111 | 4.64 |  |  |  |  | 3.5 | 180 | 0.111 | 4.64 | 1 | 1 | 1 | 1
RB-HV-DuctSeal-HighToLow | CZ09 | rDXGF | DMo | Old | 3.5 | 108 | 0.176 | 6.19 |  |  |  |  | 3.5 | 108 | 0.176 | 6.19 | 1 | 1 | 1 | 1
RB-HV-DuctSeal-HighToLow | CZ09 | rDXGF | Res | Ex | 2.2 | 34.6 | 0.049 | 3.22 |  |  |  |  | 2.2 | 34.6 | 0.049 | 3.22 | 1 | 1 | 1 | 1
RB-HV-DuctSeal-HighToLow | CZ09 | rDXGF | Res | Old | 2.7 | 36.7 | 0.066 | 3.51 |  |  |  |  | 2.7 | 36.7 | 0.066 | 3.51 | 1 | 1 | 1 | 1
RB-HV-DuctSeal-HighToLow | CZ09 | rDXHP | SFm | Ex | 3.37 | 96.5 | 0.0844 | 0 |  |  |  |  | 3.37 | 96.5 | 0.0844 | 0 | 1 | 1 | 1
RB-HV-DuctSeal-HighToLow | CZ09 | rDXHP | SFm | Old | 3.49 | 103 | 0.109 | 0 |  |  |  |  | 3.49 | 103 | 0.109 | 0 | 1 | 1 | 1
RB-HV-DuctSeal-HighToLow | CZ09 | rDXHP | MFm | Ex | 1 | 22.3 | 0.0154 | 0 |  |  |  |  | 1 | 22.3 | 0.0154 | 0 | 1 | 1 | 1
RB-HV-DuctSeal-HighToLow | CZ09 | rDXHP | MFm | Old | 1.87 | 28.2 | 0.0187 | 0 |  |  |  |  | 1.87 | 28.2 | 0.0187 | 0 | 1 | 1 | 1
RB-HV-DuctSeal-HighToLow | CZ09 | rDXHP | DMo | Ex | 3.5 | 221 | 0.126 | 0 |  |  |  |  | 3.5 | 221 | 0.126 | 0 | 1 | 1 | 1
RB-HV-DuctSeal-HighToLow | CZ09 | rDXHP | DMo | Old | 3.5 | 164 | 0.187 | 0 |  |  |  |  | 3.5 | 164 | 0.187 | 0 | 1 | 1 | 1
RB-HV-DuctSeal-HighToLow | CZ09 | rDXHP | Res | Ex | 2.2 | 61.2 | 0.05 | 0 |  |  |  |  | 2.2 | 61.2 | 0.05 | 0 | 1 | 1 | 1
RB-HV-DuctSeal-HighToLow | CZ09 | rDXHP | Res | Old | 2.7 | 68.6 | 0.067 | 0 |  |  |  |  | 2.7 | 68.6 | 0.067 | 0 | 1 | 1 | 1
RB-HV-DuctSeal-HighToLow | CZ09 | rWtd | SFm | Ex | 3.37 | 43.5 | 0.0655 | 5.03 |  |  |  |  | 3.37 | 43.5 | 0.0655 | 5.03 | 1 | 1 | 1 | 1
RB-HV-DuctSeal-HighToLow | CZ09 | rWtd | SFm | Old | 3.49 | 45.3 | 0.0834 | 4.99 |  |  |  |  | 3.49 | 45.3 | 0.0834 | 4.99 | 1 | 1 | 1 | 1
RB-HV-DuctSeal-HighToLow | CZ09 | rWtd | MFm | Ex | 1 | 9.82 | 0.0106 | 1.13 |  |  |  |  | 1 | 9.82 | 0.0106 | 1.13 | 1 | 1 | 1 | 1
RB-HV-DuctSeal-HighToLow | CZ09 | rWtd | MFm | Old | 1.87 | 12.5 | 0.013 | 1.39 |  |  |  |  | 1.87 | 12.5 | 0.013 | 1.39 | 1 | 1 | 1 | 1
RB-HV-DuctSeal-HighToLow | CZ09 | rWtd | DMo | Ex | 3.5 | 139 | 0.0839 | 4.08 |  |  |  |  | 3.5 | 139 | 0.0839 | 4.08 | 1 | 1 | 1 | 1
RB-HV-DuctSeal-HighToLow | CZ09 | rWtd | DMo | Old | 3.5 | 86.1 | 0.132 | 5.45 |  |  |  |  | 3.5 | 86.1 | 0.132 | 5.45 | 1 | 1 | 1 | 1
RB-HV-DuctSeal-HighToLow | CZ09 | rWtd | Res | Ex | 2.2 | 28.3 | 0.038 | 3.02 |  |  |  |  | 2.2 | 28.3 | 0.038 | 3.02 | 1 | 1 | 1 | 1
RB-HV-DuctSeal-HighToLow | CZ09 | rWtd | Res | Old | 2.7 | 30.2 | 0.051 | 3.3 |  |  |  |  | 2.7 | 30.2 | 0.051 | 3.3 | 1 | 1 | 1 | 1
RB-HV-DuctSeal-HighToLow | CZ10 | rNCGF | SFm | Ex | 2.53 | 5.46 | 0 | 8.06 | 47.0074 | 0.29386 | 0 | 0.4338 |  |  |  |  | 18.58 | 0.053821 |  | 0.053821
RB-HV-DuctSeal-HighToLow | CZ10 | rNCGF | SFm | Old | 3.83 | 3.41 | 0 | 5.54 | 71.1614 | 0.18353 | 0 | 0.29817 |  |  |  |  | 18.58 | 0.053821 |  | 0.053821
RB-HV-DuctSeal-HighToLow | CZ10 | rNCGF | MFm | Ex | 1 | 0.768 | 0 | 0.795 | 18.68 | 0.041113 | 0 | 0.042559 |  |  |  |  | 18.68 | 0.053533 |  | 0.053533
RB-HV-DuctSeal-HighToLow | CZ10 | rNCGF | MFm | Old | 2.01 | 1.29 | 0 | 1.75 | 37.5468 | 0.069058 | 0 | 0.093683 |  |  |  |  | 18.68 | 0.053533 |  | 0.053533
RB-HV-DuctSeal-HighToLow | CZ10 | rNCGF | DMo | Ex | 3.5 | 2.22 | 0 | 3.45 | 54.985 | 0.14131 | 0 | 0.21961 |  |  |  |  | 15.71 | 0.063654 |  | 0.063654
RB-HV-DuctSeal-HighToLow | CZ10 | rNCGF | DMo | Old | 3.5 | 3.11 | 0 | 4.98 | 54.985 | 0.19796 | 0 | 0.317 |  |  |  |  | 15.71 | 0.063654 |  | 0.063654
RB-HV-DuctSeal-HighToLow | CZ10 | rNCGF | Res | Ex | 2.5 | 5.4 | 0 | 7.97 |  |  |  |  | 2.5 | 5.4 | 0 | 7.97 | 1 | 1 |  | 1
RB-HV-DuctSeal-HighToLow | CZ10 | rNCGF | Res | Old | 3.6 | 3.2 | 0 | 5.14 |  |  |  |  | 3.6 | 3.2 | 0 | 5.14 | 1 | 1 |  | 1
RB-HV-DuctSeal-HighToLow | CZ10 | rDXGF | SFm | Ex | 2.53 | 70.1 | 0.0937 | 8.25 |  |  |  |  | 2.53 | 70.1 | 0.0937 | 8.25 | 1 | 1 | 1 | 1
RB-HV-DuctSeal-HighToLow | CZ10 | rDXGF | SFm | Old | 3.83 | 39.4 | 0.0718 | 5.66 |  |  |  |  | 3.83 | 39.4 | 0.0718 | 5.66 | 1 | 1 | 1 | 1
RB-HV-DuctSeal-HighToLow | CZ10 | rDXGF | MFm | Ex | 1 | 10.7 | 0.0163 | 0.83 |  |  |  |  | 1 | 10.7 | 0.0163 | 0.83 | 1 | 1 | 1 | 1
RB-HV-DuctSeal-HighToLow | CZ10 | rDXGF | MFm | Old | 2.01 | 10.8 | 0.0178 | 1.81 |  |  |  |  | 2.01 | 10.8 | 0.0178 | 1.81 | 1 | 1 | 1 | 1
RB-HV-DuctSeal-HighToLow | CZ10 | rDXGF | DMo | Ex | 3.5 | 195 | 0.116 | 3.88 |  |  |  |  | 3.5 | 195 | 0.116 | 3.88 | 1 | 1 | 1 | 1
RB-HV-DuctSeal-HighToLow | CZ10 | rDXGF | DMo | Old | 3.5 | 102 | 0.145 | 5.59 |  |  |  |  | 3.5 | 102 | 0.145 | 5.59 | 1 | 1 | 1 | 1
RB-HV-DuctSeal-HighToLow | CZ10 | rDXGF | Res | Ex | 2.5 | 70 | 0.093 | 8.16 |  |  |  |  | 2.5 | 70 | 0.093 | 8.16 | 1 | 1 | 1 | 1
RB-HV-DuctSeal-HighToLow | CZ10 | rDXGF | Res | Old | 3.6 | 39.5 | 0.07 | 5.27 |  |  |  |  | 3.6 | 39.5 | 0.07 | 5.27 | 1 | 1 | 1 | 1
RB-HV-DuctSeal-HighToLow | CZ10 | rDXHP | SFm | Ex | 2.53 | 155 | 0.0916 | 0 |  |  |  |  | 2.53 | 155 | 0.0916 | 0 | 1 | 1 | 1
RB-HV-DuctSeal-HighToLow | CZ10 | rDXHP | SFm | Old | 3.83 | 95.4 | 0.0757 | 0 |  |  |  |  | 3.83 | 95.4 | 0.0757 | 0 | 1 | 1 | 1
RB-HV-DuctSeal-HighToLow | CZ10 | rDXHP | MFm | Ex | 1 | 18 | 0.0166 | 0 |  |  |  |  | 1 | 18 | 0.0166 | 0 | 1 | 1 | 1
RB-HV-DuctSeal-HighToLow | CZ10 | rDXHP | MFm | Old | 2.01 | 25.9 | 0.0178 | 0 |  |  |  |  | 2.01 | 25.9 | 0.0178 | 0 | 1 | 1 | 1
RB-HV-DuctSeal-HighToLow | CZ10 | rDXHP | DMo | Ex | 3.5 | 237 | 0.128 | 0 |  |  |  |  | 3.5 | 237 | 0.128 | 0 | 1 | 1 | 1
RB-HV-DuctSeal-HighToLow | CZ10 | rDXHP | DMo | Old | 3.5 | 159 | 0.153 | 0 |  |  |  |  | 3.5 | 159 | 0.153 | 0 | 1 | 1 | 1
RB-HV-DuctSeal-HighToLow | CZ10 | rDXHP | Res | Ex | 2.5 | 154 | 0.091 | 0 |  |  |  |  | 2.5 | 154 | 0.091 | 0 | 1 | 1 | 1
RB-HV-DuctSeal-HighToLow | CZ10 | rDXHP | Res | Old | 3.6 | 91.4 | 0.073 | 0 |  |  |  |  | 3.6 | 91.4 | 0.073 | 0 | 1 | 1 | 1
RB-HV-DuctSeal-HighToLow | CZ10 | rWtd | SFm | Ex | 2.53 | 71 | 0.0885 | 7.82 |  |  |  |  | 2.53 | 71 | 0.0885 | 7.82 | 1 | 1 | 1 | 1
RB-HV-DuctSeal-HighToLow | CZ10 | rWtd | SFm | Old | 3.83 | 40.4 | 0.0681 | 5.37 |  |  |  |  | 3.83 | 40.4 | 0.0681 | 5.37 | 1 | 1 | 1 | 1
RB-HV-DuctSeal-HighToLow | CZ10 | rWtd | MFm | Ex | 1 | 10.8 | 0.0151 | 0.731 |  |  |  |  | 1 | 10.8 | 0.0151 | 0.731 | 1 | 1 | 1 | 1
RB-HV-DuctSeal-HighToLow | CZ10 | rWtd | MFm | Old | 2.01 | 11.9 | 0.0165 | 1.59 |  |  |  |  | 2.01 | 11.9 | 0.0165 | 1.59 | 1 | 1 | 1 | 1
RB-HV-DuctSeal-HighToLow | CZ10 | rWtd | DMo | Ex | 3.5 | 196 | 0.115 | 3.39 |  |  |  |  | 3.5 | 196 | 0.115 | 3.39 | 1 | 1 | 1 | 1
RB-HV-DuctSeal-HighToLow | CZ10 | rWtd | DMo | Old | 3.5 | 107 | 0.143 | 4.9 |  |  |  |  | 3.5 | 107 | 0.143 | 4.9 | 1 | 1 | 1 | 1
RB-HV-DuctSeal-HighToLow | CZ10 | rWtd | Res | Ex | 2.5 | 70.9 | 0.088 | 7.73 |  |  |  |  | 2.5 | 70.9 | 0.088 | 7.73 | 1 | 1 | 1 | 1
RB-HV-DuctSeal-HighToLow | CZ10 | rWtd | Res | Old | 3.6 | 40.6 | 0.066 | 4.97 |  |  |  |  | 3.6 | 40.6 | 0.066 | 4.97 | 1 | 1 | 1 | 1
RB-HV-DuctSeal-HighToLow | CZ11 | rNCGF | SFm | Ex | 2.66 | 5.15 | 0 | 7.74 | 49.4228 | 0.27718 | 0 | 0.41658 |  |  |  |  | 18.58 | 0.053821 |  | 0.053821
RB-HV-DuctSeal-HighToLow | CZ11 | rNCGF | SFm | Old | 3.66 | 5.15 | 0 | 8.25 | 68.0028 | 0.27718 | 0 | 0.44403 |  |  |  |  | 18.58 | 0.053821 |  | 0.053821
RB-HV-DuctSeal-HighToLow | CZ11 | rNCGF | MFm | Ex | 1 | 1.95 | 0 | 2.06 | 18.68 | 0.10439 | 0 | 0.11028 |  |  |  |  | 18.68 | 0.053533 |  | 0.053533
RB-HV-DuctSeal-HighToLow | CZ11 | rNCGF | MFm | Old | 1.85 | 1.51 | 0 | 2.01 | 34.558 | 0.080835 | 0 | 0.1076 |  |  |  |  | 18.68 | 0.053533 |  | 0.053533
RB-HV-DuctSeal-HighToLow | CZ11 | rNCGF | DMo | Ex | 3.5 | 4.85 | 0 | 7.47 | 54.985 | 0.30872 | 0 | 0.47549 |  |  |  |  | 15.71 | 0.063654 |  | 0.063654
RB-HV-DuctSeal-HighToLow | CZ11 | rNCGF | DMo | Old | 3.5 | 6.11 | 0 | 9.75 | 54.985 | 0.38892 | 0 | 0.62062 |  |  |  |  | 15.71 | 0.063654 |  | 0.063654
RB-HV-DuctSeal-HighToLow | CZ11 | rNCGF | Res | Ex | 2.7 | 5 | 0 | 7.55 |  |  |  |  | 2.7 | 5 | 0 | 7.55 | 1 | 1 |  | 1
RB-HV-DuctSeal-HighToLow | CZ11 | rNCGF | Res | Old | 3.4 | 4.8 | 0 | 7.56 |  |  |  |  | 3.4 | 4.8 | 0 | 7.56 | 1 | 1 |  | 1
RB-HV-DuctSeal-HighToLow | CZ11 | rDXGF | SFm | Ex | 2.66 | 74 | 0.107 | 7.91 |  |  |  |  | 2.66 | 74 | 0.107 | 7.91 | 1 | 1 | 1 | 1
RB-HV-DuctSeal-HighToLow | CZ11 | rDXGF | SFm | Old | 3.66 | 56.4 | 0.0972 | 8.44 |  |  |  |  | 3.66 | 56.4 | 0.0972 | 8.44 | 1 | 1 | 1 | 1
RB-HV-DuctSeal-HighToLow | CZ11 | rDXGF | MFm | Ex | 1 | 25.8 | 0.0232 | 2.13 |  |  |  |  | 1 | 25.8 | 0.0232 | 2.13 | 1 | 1 | 1 | 1
RB-HV-DuctSeal-HighToLow | CZ11 | rDXGF | MFm | Old | 1.85 | 14.7 | 0.0229 | 2.07 |  |  |  |  | 1.85 | 14.7 | 0.0229 | 2.07 | 1 | 1 | 1 | 1
RB-HV-DuctSeal-HighToLow | CZ11 | rDXGF | DMo | Ex | 3.5 | 190 | 0.155 | 8.5 |  |  |  |  | 3.5 | 190 | 0.155 | 8.5 | 1 | 1 | 1 | 1
RB-HV-DuctSeal-HighToLow | CZ11 | rDXGF | DMo | Old | 3.5 | 139 | 0.203 | 11 |  |  |  |  | 3.5 | 139 | 0.203 | 11 | 1 | 1 | 1 | 1
RB-HV-DuctSeal-HighToLow | CZ11 | rDXGF | Res | Ex | 2.7 | 82.9 | 0.108 | 7.8 |  |  |  |  | 2.7 | 82.9 | 0.108 | 7.8 | 1 | 1 | 1 | 1
RB-HV-DuctSeal-HighToLow | CZ11 | rDXGF | Res | Old | 3.4 | 64.4 | 0.104 | 7.92 |  |  |  |  | 3.4 | 64.4 | 0.104 | 7.92 | 1 | 1 | 1 | 1
RB-HV-DuctSeal-HighToLow | CZ11 | rDXHP | SFm | Ex | 2.66 | 163 | 0.102 | 0 |  |  |  |  | 2.66 | 163 | 0.102 | 0 | 1 | 1 | 1
RB-HV-DuctSeal-HighToLow | CZ11 | rDXHP | SFm | Old | 3.66 | 155 | 0.104 | 0 |  |  |  |  | 3.66 | 155 | 0.104 | 0 | 1 | 1 | 1
RB-HV-DuctSeal-HighToLow | CZ11 | rDXHP | MFm | Ex | 1 | 47.4 | 0.0234 | 0 |  |  |  |  | 1 | 47.4 | 0.0234 | 0 | 1 | 1 | 1
RB-HV-DuctSeal-HighToLow | CZ11 | rDXHP | MFm | Old | 1.85 | 34.3 | 0.0235 | 0 |  |  |  |  | 1.85 | 34.3 | 0.0235 | 0 | 1 | 1 | 1
RB-HV-DuctSeal-HighToLow | CZ11 | rDXHP | DMo | Ex | 3.5 | 280 | 0.156 | 0 |  |  |  |  | 3.5 | 280 | 0.156 | 0 | 1 | 1 | 1
RB-HV-DuctSeal-HighToLow | CZ11 | rDXHP | DMo | Old | 3.5 | 247 | 0.202 | 0 |  |  |  |  | 3.5 | 247 | 0.202 | 0 | 1 | 1 | 1
RB-HV-DuctSeal-HighToLow | CZ11 | rDXHP | Res | Ex | 2.7 | 170 | 0.104 | 0 |  |  |  |  | 2.7 | 170 | 0.104 | 0 | 1 | 1 | 1
RB-HV-DuctSeal-HighToLow | CZ11 | rDXHP | Res | Old | 3.4 | 153 | 0.109 | 0 |  |  |  |  | 3.4 | 153 | 0.109 | 0 | 1 | 1 | 1
RB-HV-DuctSeal-HighToLow | CZ11 | rWtd | SFm | Ex | 2.66 | 73.8 | 0.0991 | 7.5 |  |  |  |  | 2.66 | 73.8 | 0.0991 | 7.5 | 1 | 1 | 1 | 1
RB-HV-DuctSeal-HighToLow | CZ11 | rWtd | SFm | Old | 3.66 | 57.9 | 0.0909 | 8 |  |  |  |  | 3.66 | 57.9 | 0.0909 | 8 | 1 | 1 | 1 | 1
RB-HV-DuctSeal-HighToLow | CZ11 | rWtd | MFm | Ex | 1 | 27.8 | 0.0227 | 1.87 |  |  |  |  | 1 | 27.8 | 0.0227 | 1.87 | 1 | 1 | 1 | 1
RB-HV-DuctSeal-HighToLow | CZ11 | rWtd | MFm | Old | 1.85 | 16.7 | 0.0224 | 1.82 |  |  |  |  | 1.85 | 16.7 | 0.0224 | 1.82 | 1 | 1 | 1 | 1
RB-HV-DuctSeal-HighToLow | CZ11 | rWtd | DMo | Ex | 3.5 | 189 | 0.145 | 7.44 |  |  |  |  | 3.5 | 189 | 0.145 | 7.44 | 1 | 1 | 1 | 1
RB-HV-DuctSeal-HighToLow | CZ11 | rWtd | DMo | Old | 3.5 | 143 | 0.19 | 9.63 |  |  |  |  | 3.5 | 143 | 0.19 | 9.63 | 1 | 1 | 1 | 1
RB-HV-DuctSeal-HighToLow | CZ11 | rWtd | Res | Ex | 2.7 | 82.6 | 0.101 | 7.33 |  |  |  |  | 2.7 | 82.6 | 0.101 | 7.33 | 1 | 1 | 1 | 1
RB-HV-DuctSeal-HighToLow | CZ11 | rWtd | Res | Old | 3.4 | 66.5 | 0.098 | 7.34 |  |  |  |  | 3.4 | 66.5 | 0.098 | 7.34 | 1 | 1 | 1 | 1
RB-HV-DuctSeal-HighToLow | CZ12 | rNCGF | SFm | Ex | 2.47 | 6.52 | 0 | 9.53 | 45.8926 | 0.35091 | 0 | 0.51292 |  |  |  |  | 18.58 | 0.053821 |  | 0.053821
RB-HV-DuctSeal-HighToLow | CZ12 | rNCGF | SFm | Old | 3.45 | 5.26 | 0 | 8.33 | 64.101 | 0.2831 | 0 | 0.44833 |  |  |  |  | 18.58 | 0.053821 |  | 0.053821
RB-HV-DuctSeal-HighToLow | CZ12 | rNCGF | MFm | Ex | 1 | 1.42 | 0 | 1.44 | 18.68 | 0.076017 | 0 | 0.077088 |  |  |  |  | 18.68 | 0.053533 |  | 0.053533
RB-HV-DuctSeal-HighToLow | CZ12 | rNCGF | MFm | Old | 1.7 | 1.73 | 0 | 2.23 | 31.756 | 0.092612 | 0 | 0.11938 |  |  |  |  | 18.68 | 0.053533 |  | 0.053533
RB-HV-DuctSeal-HighToLow | CZ12 | rNCGF | DMo | Ex | 3.5 | 3.41 | 0 | 5.27 | 54.985 | 0.21706 | 0 | 0.33546 |  |  |  |  | 15.71 | 0.063654 |  | 0.063654
RB-HV-DuctSeal-HighToLow | CZ12 | rNCGF | DMo | Old | 3.5 | 6.19 | 0 | 9.9 | 54.985 | 0.39402 | 0 | 0.63017 |  |  |  |  | 15.71 | 0.063654 |  | 0.063654
RB-HV-DuctSeal-HighToLow | CZ12 | rNCGF | Res | Ex | 2.1 | 5.2 | 0 | 7.47 |  |  |  |  | 2.1 | 5.2 | 0 | 7.47 | 1 | 1 |  | 1
RB-HV-DuctSeal-HighToLow | CZ12 | rNCGF | Res | Old | 3 | 4.4 | 0 | 6.85 |  |  |  |  | 3 | 4.4 | 0 | 6.85 | 1 | 1 |  | 1
RB-HV-DuctSeal-HighToLow | CZ12 | rDXGF | SFm | Ex | 2.47 | 45.1 | 0.0704 | 9.77 |  |  |  |  | 2.47 | 45.1 | 0.0704 | 9.77 | 1 | 1 | 1 | 1
RB-HV-DuctSeal-HighToLow | CZ12 | rDXGF | SFm | Old | 3.45 | 38.8 | 0.0815 | 8.52 |  |  |  |  | 3.45 | 38.8 | 0.0815 | 8.52 | 1 | 1 | 1 | 1
RB-HV-DuctSeal-HighToLow | CZ12 | rDXGF | MFm | Ex | 1 | 14.8 | 0.0154 | 1.53 |  |  |  |  | 1 | 14.8 | 0.0154 | 1.53 | 1 | 1 | 1 | 1
RB-HV-DuctSeal-HighToLow | CZ12 | rDXGF | MFm | Old | 1.7 | 12.1 | 0.0196 | 2.31 |  |  |  |  | 1.7 | 12.1 | 0.0196 | 2.31 | 1 | 1 | 1 | 1
RB-HV-DuctSeal-HighToLow | CZ12 | rDXGF | DMo | Ex | 3.5 | 173 | 0.114 | 5.91 |  |  |  |  | 3.5 | 173 | 0.114 | 5.91 | 1 | 1 | 1 | 1
RB-HV-DuctSeal-HighToLow | CZ12 | rDXGF | DMo | Old | 3.5 | 85.2 | 0.157 | 11.1 |  |  |  |  | 3.5 | 85.2 | 0.157 | 11.1 | 1 | 1 | 1 | 1
RB-HV-DuctSeal-HighToLow | CZ12 | rDXGF | Res | Ex | 2.1 | 40.9 | 0.058 | 7.68 |  |  |  |  | 2.1 | 40.9 | 0.058 | 7.68 | 1 | 1 | 1 | 1
RB-HV-DuctSeal-HighToLow | CZ12 | rDXGF | Res | Old | 3 | 33.7 | 0.069 | 7.05 |  |  |  |  | 3 | 33.7 | 0.069 | 7.05 | 1 | 1 | 1 | 1
RB-HV-DuctSeal-HighToLow | CZ12 | rDXHP | SFm | Ex | 2.47 | 149 | 0.0706 | 0 |  |  |  |  | 2.47 | 149 | 0.0706 | 0 | 1 | 1 | 1
RB-HV-DuctSeal-HighToLow | CZ12 | rDXHP | SFm | Old | 3.45 | 132 | 0.0869 | 0 |  |  |  |  | 3.45 | 132 | 0.0869 | 0 | 1 | 1 | 1
RB-HV-DuctSeal-HighToLow | CZ12 | rDXHP | MFm | Ex | 1 | 30.5 | 0.0165 | 0 |  |  |  |  | 1 | 30.5 | 0.0165 | 0 | 1 | 1 | 1
RB-HV-DuctSeal-HighToLow | CZ12 | rDXHP | MFm | Old | 1.7 | 34.6 | 0.0209 | 0 |  |  |  |  | 1.7 | 34.6 | 0.0209 | 0 | 1 | 1 | 1
RB-HV-DuctSeal-HighToLow | CZ12 | rDXHP | DMo | Ex | 3.5 | 235 | 0.119 | 0 |  |  |  |  | 3.5 | 235 | 0.119 | 0 | 1 | 1 | 1
RB-HV-DuctSeal-HighToLow | CZ12 | rDXHP | DMo | Old | 3.5 | 188 | 0.163 | 0 |  |  |  |  | 3.5 | 188 | 0.163 | 0 | 1 | 1 | 1
RB-HV-DuctSeal-HighToLow | CZ12 | rDXHP | Res | Ex | 2.1 | 123 | 0.059 | 0 |  |  |  |  | 2.1 | 123 | 0.059 | 0 | 1 | 1 | 1
RB-HV-DuctSeal-HighToLow | CZ12 | rDXHP | Res | Old | 3 | 109 | 0.073 | 0 |  |  |  |  | 3 | 109 | 0.073 | 0 | 1 | 1 | 1
RB-HV-DuctSeal-HighToLow | CZ12 | rWtd | SFm | Ex | 2.47 | 45.4 | 0.0618 | 9.27 |  |  |  |  | 2.47 | 45.4 | 0.0618 | 9.27 | 1 | 1 | 1 | 1
RB-HV-DuctSeal-HighToLow | CZ12 | rWtd | SFm | Old | 3.45 | 39.1 | 0.0718 | 8.09 |  |  |  |  | 3.45 | 39.1 | 0.0718 | 8.09 | 1 | 1 | 1 | 1
RB-HV-DuctSeal-HighToLow | CZ12 | rWtd | MFm | Ex | 1 | 15 | 0.0137 | 1.35 |  |  |  |  | 1 | 15 | 0.0137 | 1.35 | 1 | 1 | 1 | 1
RB-HV-DuctSeal-HighToLow | CZ12 | rWtd | MFm | Old | 1.7 | 13.4 | 0.0175 | 2.04 |  |  |  |  | 1.7 | 13.4 | 0.0175 | 2.04 | 1 | 1 | 1 | 1
RB-HV-DuctSeal-HighToLow | CZ12 | rWtd | DMo | Ex | 3.5 | 176 | 0.111 | 5.17 |  |  |  |  | 3.5 | 176 | 0.111 | 5.17 | 1 | 1 | 1 | 1
RB-HV-DuctSeal-HighToLow | CZ12 | rWtd | DMo | Old | 3.5 | 95.5 | 0.153 | 9.74 |  |  |  |  | 3.5 | 95.5 | 0.153 | 9.74 | 1 | 1 | 1 | 1
RB-HV-DuctSeal-HighToLow | CZ12 | rWtd | Res | Ex | 2.1 | 41.2 | 0.051 | 7.26 |  |  |  |  | 2.1 | 41.2 | 0.051 | 7.26 | 1 | 1 | 1 | 1
RB-HV-DuctSeal-HighToLow | CZ12 | rWtd | Res | Old | 3 | 34.6 | 0.061 | 6.63 |  |  |  |  | 3 | 34.6 | 0.061 | 6.63 | 1 | 1 | 1 | 1
RB-HV-DuctSeal-HighToLow | CZ13 | rNCGF | SFm | Ex | 2.55 | 5.56 | 0 | 8.26 | 47.379 | 0.29925 | 0 | 0.44456 |  |  |  |  | 18.58 | 0.053821 |  | 0.053821
RB-HV-DuctSeal-HighToLow | CZ13 | rNCGF | SFm | Old | 3.49 | 4.88 | 0 | 7.76 | 64.8442 | 0.26265 | 0 | 0.41765 |  |  |  |  | 18.58 | 0.053821 |  | 0.053821
RB-HV-DuctSeal-HighToLow | CZ13 | rNCGF | MFm | Ex | 1 | 1.64 | 0 | 1.7 | 18.68 | 0.087794 | 0 | 0.091006 |  |  |  |  | 18.68 | 0.053533 |  | 0.053533
RB-HV-DuctSeal-HighToLow | CZ13 | rNCGF | MFm | Old | 1.73 | 1.78 | 0 | 2.34 | 32.3164 | 0.095289 | 0 | 0.12527 |  |  |  |  | 18.68 | 0.053533 |  | 0.053533
RB-HV-DuctSeal-HighToLow | CZ13 | rNCGF | DMo | Ex | 3.5 | 3.7 | 0 | 5.72 | 54.985 | 0.23552 | 0 | 0.3641 |  |  |  |  | 15.71 | 0.063654 |  | 0.063654
RB-HV-DuctSeal-HighToLow | CZ13 | rNCGF | DMo | Old | 3.5 | 4.86 | 0 | 7.8 | 54.985 | 0.30936 | 0 | 0.4965 |  |  |  |  | 15.71 | 0.063654 |  | 0.063654
RB-HV-DuctSeal-HighToLow | CZ13 | rNCGF | Res | Ex | 2.4 | 5.1 | 0 | 7.59 |  |  |  |  | 2.4 | 5.1 | 0 | 7.59 | 1 | 1 |  | 1
RB-HV-DuctSeal-HighToLow | CZ13 | rNCGF | Res | Old | 3.1 | 4.1 | 0 | 6.47 |  |  |  |  | 3.1 | 4.1 | 0 | 6.47 | 1 | 1 |  | 1
RB-HV-DuctSeal-HighToLow | CZ13 | rDXGF | SFm | Ex | 2.55 | 82.6 | 0.0787 | 8.45 |  |  |  |  | 2.55 | 82.6 | 0.0787 | 8.45 | 1 | 1 | 1 | 1
RB-HV-DuctSeal-HighToLow | CZ13 | rDXGF | SFm | Old | 3.49 | 68.5 | 0.0789 | 7.91 |  |  |  |  | 3.49 | 68.5 | 0.0789 | 7.91 | 1 | 1 | 1 | 1
RB-HV-DuctSeal-HighToLow | CZ13 | rDXGF | MFm | Ex | 1 | 23.9 | 0.0191 | 1.79 |  |  |  |  | 1 | 23.9 | 0.0191 | 1.79 | 1 | 1 | 1 | 1
RB-HV-DuctSeal-HighToLow | CZ13 | rDXGF | MFm | Old | 1.73 | 18.7 | 0.0189 | 2.41 |  |  |  |  | 1.73 | 18.7 | 0.0189 | 2.41 | 1 | 1 | 1 | 1
RB-HV-DuctSeal-HighToLow | CZ13 | rDXGF | DMo | Ex | 3.5 | 186 | 0.114 | 6.39 |  |  |  |  | 3.5 | 186 | 0.114 | 6.39 | 1 | 1 | 1 | 1
RB-HV-DuctSeal-HighToLow | CZ13 | rDXGF | DMo | Old | 3.5 | 149 | 0.155 | 8.69 |  |  |  |  | 3.5 | 149 | 0.155 | 8.69 | 1 | 1 | 1 | 1
RB-HV-DuctSeal-HighToLow | CZ13 | rDXGF | Res | Ex | 2.4 | 81.1 | 0.075 | 7.79 |  |  |  |  | 2.4 | 81.1 | 0.075 | 7.79 | 1 | 1 | 1 | 1
RB-HV-DuctSeal-HighToLow | CZ13 | rDXGF | Res | Old | 3.1 | 62.5 | 0.07 | 6.66 |  |  |  |  | 3.1 | 62.5 | 0.07 | 6.66 | 1 | 1 | 1 | 1
RB-HV-DuctSeal-HighToLow | CZ13 | rDXHP | SFm | Ex | 2.55 | 182 | 0.0817 | 0 |  |  |  |  | 2.55 | 182 | 0.0817 | 0 | 1 | 1 | 1
RB-HV-DuctSeal-HighToLow | CZ13 | rDXHP | SFm | Old | 3.49 | 158 | 0.0878 | 0 |  |  |  |  | 3.49 | 158 | 0.0878 | 0 | 1 | 1 | 1
RB-HV-DuctSeal-HighToLow | CZ13 | rDXHP | MFm | Ex | 1 | 41.6 | 0.0199 | 0 |  |  |  |  | 1 | 41.6 | 0.0199 | 0 | 1 | 1 | 1
RB-HV-DuctSeal-HighToLow | CZ13 | rDXHP | MFm | Old | 1.73 | 41.5 | 0.0197 | 0 |  |  |  |  | 1.73 | 41.5 | 0.0197 | 0 | 1 | 1 | 1
RB-HV-DuctSeal-HighToLow | CZ13 | rDXHP | DMo | Ex | 3.5 | 253 | 0.122 | 0 |  |  |  |  | 3.5 | 253 | 0.122 | 0 | 1 | 1 | 1
RB-HV-DuctSeal-HighToLow | CZ13 | rDXHP | DMo | Old | 3.5 | 238 | 0.168 | 0 |  |  |  |  | 3.5 | 238 | 0.168 | 0 | 1 | 1 | 1
RB-HV-DuctSeal-HighToLow | CZ13 | rDXHP | Res | Ex | 2.4 | 172 | 0.078 | 0 |  |  |  |  | 2.4 | 172 | 0.078 | 0 | 1 | 1 | 1
RB-HV-DuctSeal-HighToLow | CZ13 | rDXHP | Res | Old | 3.1 | 136 | 0.077 | 0 |  |  |  |  | 3.1 | 136 | 0.077 | 0 | 1 | 1 | 1
RB-HV-DuctSeal-HighToLow | CZ13 | rWtd | SFm | Ex | 2.55 | 84.8 | 0.0758 | 8 |  |  |  |  | 2.55 | 84.8 | 0.0758 | 8 | 1 | 1 | 1 | 1
RB-HV-DuctSeal-HighToLow | CZ13 | rWtd | SFm | Old | 3.49 | 70.7 | 0.0763 | 7.5 |  |  |  |  | 3.49 | 70.7 | 0.0763 | 7.5 | 1 | 1 | 1 | 1
RB-HV-DuctSeal-HighToLow | CZ13 | rWtd | MFm | Ex | 1 | 25.4 | 0.0187 | 1.57 |  |  |  |  | 1 | 25.4 | 0.0187 | 1.57 | 1 | 1 | 1 | 1
RB-HV-DuctSeal-HighToLow | CZ13 | rWtd | MFm | Old | 1.73 | 21 | 0.0184 | 2.11 |  |  |  |  | 1.73 | 21 | 0.0184 | 2.11 | 1 | 1 | 1 | 1
RB-HV-DuctSeal-HighToLow | CZ13 | rWtd | DMo | Ex | 3.5 | 184 | 0.108 | 5.6 |  |  |  |  | 3.5 | 184 | 0.108 | 5.6 | 1 | 1 | 1 | 1
RB-HV-DuctSeal-HighToLow | CZ13 | rWtd | DMo | Old | 3.5 | 151 | 0.148 | 7.62 |  |  |  |  | 3.5 | 151 | 0.148 | 7.62 | 1 | 1 | 1 | 1
RB-HV-DuctSeal-HighToLow | CZ13 | rWtd | Res | Ex | 2.4 | 83.1 | 0.072 | 7.35 |  |  |  |  | 2.4 | 83.1 | 0.072 | 7.35 | 1 | 1 | 1 | 1
RB-HV-DuctSeal-HighToLow | CZ13 | rWtd | Res | Old | 3.1 | 64.7 | 0.068 | 6.22 |  |  |  |  | 3.1 | 64.7 | 0.068 | 6.22 | 1 | 1 | 1 | 1
RB-HV-DuctSeal-HighToLow | CZ14 | rNCGF | SFm | Ex | 3.16 | 5.65 | 0 | 8.79 | 58.7128 | 0.30409 | 0 | 0.47309 |  |  |  |  | 18.58 | 0.053821 |  | 0.053821
RB-HV-DuctSeal-HighToLow | CZ14 | rNCGF | SFm | Old | 4.03 | 4.8 | 0 | 7.75 | 74.8774 | 0.25834 | 0 | 0.41712 |  |  |  |  | 18.58 | 0.053821 |  | 0.053821
RB-HV-DuctSeal-HighToLow | CZ14 | rNCGF | MFm | Ex | 1.07 | 2.25 | 0 | 2.41 | 19.9876 | 0.12045 | 0 | 0.12901 |  |  |  |  | 18.68 | 0.053533 |  | 0.053533
RB-HV-DuctSeal-HighToLow | CZ14 | rNCGF | MFm | Old | 2.32 | 1.29 | 0 | 1.79 | 43.3376 | 0.069058 | 0 | 0.095824 |  |  |  |  | 18.68 | 0.053533 |  | 0.053533
RB-HV-DuctSeal-HighToLow | CZ14 | rNCGF | DMo | Ex | 3.5 | 5.33 | 0 | 8.11 | 54.985 | 0.33927 | 0 | 0.51623 |  |  |  |  | 15.71 | 0.063654 |  | 0.063654
RB-HV-DuctSeal-HighToLow | CZ14 | rNCGF | DMo | Old | 3.5 | 7.42 | 0 | 11.8 | 54.985 | 0.47231 | 0 | 0.75111 |  |  |  |  | 15.71 | 0.063654 |  | 0.063654
RB-HV-DuctSeal-HighToLow | CZ14 | rNCGF | Res | Ex | 3.17 | 5.64 | 0 | 8.668 |  |  |  |  | 3.17 | 5.64 | 0 | 8.668 | 1 | 1 |  | 1
RB-HV-DuctSeal-HighToLow | CZ14 | rNCGF | Res | Old | 3.8 | 4.3 | 0 | 6.93 |  |  |  |  | 3.8 | 4.3 | 0 | 6.93 | 1 | 1 |  | 1
RB-HV-DuctSeal-HighToLow | CZ14 | rDXGF | SFm | Ex | 3.16 | 141 | 0.115 | 9.06 |  |  |  |  | 3.16 | 141 | 0.115 | 9.06 | 1 | 1 | 1 | 1
RB-HV-DuctSeal-HighToLow | CZ14 | rDXGF | SFm | Old | 4.03 | 92 | 0.0975 | 8.03 |  |  |  |  | 4.03 | 92 | 0.0975 | 8.03 | 1 | 1 | 1 | 1
RB-HV-DuctSeal-HighToLow | CZ14 | rDXGF | MFm | Ex | 1.07 | 35.7 | 0.021 | 2.51 |  |  |  |  | 1.07 | 35.7 | 0.021 | 2.51 | 1 | 1 | 1 | 1
RB-HV-DuctSeal-HighToLow | CZ14 | rDXGF | MFm | Old | 2.32 | 25.2 | 0.0191 | 1.85 |  |  |  |  | 2.32 | 25.2 | 0.0191 | 1.85 | 1 | 1 | 1 | 1
RB-HV-DuctSeal-HighToLow | CZ14 | rDXGF | DMo | Ex | 3.5 | 150 | 0.153 | 9.36 |  |  |  |  | 3.5 | 150 | 0.153 | 9.36 | 1 | 1 | 1 | 1
RB-HV-DuctSeal-HighToLow | CZ14 | rDXGF | DMo | Old | 3.5 | 178 | 0.175 | 13.6 |  |  |  |  | 3.5 | 178 | 0.175 | 13.6 | 1 | 1 | 1 | 1
RB-HV-DuctSeal-HighToLow | CZ14 | rDXGF | Res | Ex | 3.17 | 131.62 | 0.1076 | 8.962 |  |  |  |  | 3.17 | 131.62 | 0.1076 | 8.962 | 1 | 1 | 1 | 1
RB-HV-DuctSeal-HighToLow | CZ14 | rDXGF | Res | Old | 3.8 | 83.2 | 0.087 | 7.19 |  |  |  |  | 3.8 | 83.2 | 0.087 | 7.19 | 1 | 1 | 1 | 1
RB-HV-DuctSeal-HighToLow | CZ14 | rDXHP | SFm | Ex | 3.16 | 265 | 0.123 | 0 |  |  |  |  | 3.16 | 265 | 0.123 | 0 | 1 | 1 | 1
RB-HV-DuctSeal-HighToLow | CZ14 | rDXHP | SFm | Old | 4.03 | 205 | 0.105 | 0 |  |  |  |  | 4.03 | 205 | 0.105 | 0 | 1 | 1 | 1
RB-HV-DuctSeal-HighToLow | CZ14 | rDXHP | MFm | Ex | 1.07 | 68.1 | 0.0234 | 0 |  |  |  |  | 1.07 | 68.1 | 0.0234 | 0 | 1 | 1 | 1
RB-HV-DuctSeal-HighToLow | CZ14 | rDXHP | MFm | Old | 2.32 | 46.1 | 0.0197 | 0 |  |  |  |  | 2.32 | 46.1 | 0.0197 | 0 | 1 | 1 | 1
RB-HV-DuctSeal-HighToLow | CZ14 | rDXHP | DMo | Ex | 3.5 | 278 | 0.173 | 0 |  |  |  |  | 3.5 | 278 | 0.173 | 0 | 1 | 1 | 1
RB-HV-DuctSeal-HighToLow | CZ14 | rDXHP | DMo | Old | 3.5 | 334 | 0.184 | 0 |  |  |  |  | 3.5 | 334 | 0.184 | 0 | 1 | 1 | 1
RB-HV-DuctSeal-HighToLow | CZ14 | rDXHP | Res | Ex | 3.17 | 267.3 | 0.1237 | 0 |  |  |  |  | 3.17 | 267.3 | 0.1237 | 0 | 1 | 1 | 1
RB-HV-DuctSeal-HighToLow | CZ14 | rDXHP | Res | Old | 3.8 | 184 | 0.094 | 0 |  |  |  |  | 3.8 | 184 | 0.094 | 0 | 1 | 1 | 1
RB-HV-DuctSeal-HighToLow | CZ14 | rWtd | SFm | Ex | 3.16 | 147 | 0.115 | 8.57 |  |  |  |  | 3.16 | 147 | 0.115 | 8.57 | 1 | 1 | 1 | 1
RB-HV-DuctSeal-HighToLow | CZ14 | rWtd | SFm | Old | 4.03 | 97.5 | 0.0972 | 7.59 |  |  |  |  | 4.03 | 97.5 | 0.0972 | 7.59 | 1 | 1 | 1 | 1
RB-HV-DuctSeal-HighToLow | CZ14 | rWtd | MFm | Ex | 1.07 | 39.7733 | 0.0213 | 2.1944 |  |  |  |  | 1.07 | 39.7733 | 0.0213 | 2.1944 | 1 | 1 | 1 | 1
RB-HV-DuctSeal-HighToLow | CZ14 | rWtd | MFm | Old | 2.32 | 27.8 | 0.0192 | 1.62 |  |  |  |  | 2.32 | 27.8 | 0.0192 | 1.62 | 1 | 1 | 1 | 1
RB-HV-DuctSeal-HighToLow | CZ14 | rWtd | DMo | Ex | 3.5 | 157.07 | 0.14686 | 8.1855 |  |  |  |  | 3.5 | 157.07 | 0.14686 | 8.1855 | 1 | 1 | 1 | 1
RB-HV-DuctSeal-HighToLow | CZ14 | rWtd | DMo | Old | 3.5 | 149 | 0.131 | 11.9 |  |  |  |  | 3.5 | 149 | 0.131 | 11.9 | 1 | 1 | 1 | 1
RB-HV-DuctSeal-HighToLow | CZ14 | rWtd | Res | Ex | 3.17 | 133.97 | 0.1 | 8.46 |  |  |  |  | 3.17 | 133.97 | 0.1 | 8.46 | 1 | 1 | 1 | 1
RB-HV-DuctSeal-HighToLow | CZ14 | rWtd | Res | Old | 3.8 | 88 | 0.086 | 6.78 |  |  |  |  | 3.8 | 88 | 0.086 | 6.78 | 1 | 1 | 1 | 1
RB-HV-DuctSeal-HighToLow | CZ15 | rNCGF | SFm | Ex | 3.4 | 2.31 | 0 | 3.66 | 63.172 | 0.12433 | 0 | 0.19699 |  |  |  |  | 18.58 | 0.053821 |  | 0.053821
RB-HV-DuctSeal-HighToLow | CZ15 | rNCGF | SFm | Old | 5.32 | 1.53 | 0 | 2.49 | 98.8456 | 0.082347 | 0 | 0.13402 |  |  |  |  | 18.58 | 0.053821 |  | 0.053821
RB-HV-DuctSeal-HighToLow | CZ15 | rNCGF | MFm | Ex | 1.16 | 0.659 | 0 | 0.72 | 21.6688 | 0.035278 | 0 | 0.038544 |  |  |  |  | 18.68 | 0.053533 |  | 0.053533
RB-HV-DuctSeal-HighToLow | CZ15 | rNCGF | MFm | Old | 2.5 | 0.539 | 0 | 0.751 | 46.7 | 0.028854 | 0 | 0.040203 |  |  |  |  | 18.68 | 0.053533 |  | 0.053533
RB-HV-DuctSeal-HighToLow | CZ15 | rNCGF | DMo | Ex | 3.5 | 1.41 | 0 | 2.17 | 54.985 | 0.089752 | 0 | 0.13813 |  |  |  |  | 15.71 | 0.063654 |  | 0.063654
RB-HV-DuctSeal-HighToLow | CZ15 | rNCGF | DMo | Old | 3.5 | 2.4 | 0 | 3.78 | 54.985 | 0.15277 | 0 | 0.24061 |  |  |  |  | 15.71 | 0.063654 |  | 0.063654
RB-HV-DuctSeal-HighToLow | CZ15 | rNCGF | Res | Ex | 3.43 | 2.22 | 0 | 3.442 |  |  |  |  | 3.43 | 2.22 | 0 | 3.442 | 1 | 1 |  | 1
RB-HV-DuctSeal-HighToLow | CZ15 | rNCGF | Res | Old | 3.6 | 1 | 0 | 1.52 |  |  |  |  | 3.6 | 1 | 0 | 1.52 | 1 | 1 |  | 1
RB-HV-DuctSeal-HighToLow | CZ15 | rDXGF | SFm | Ex | 3.4 | 136 | 0.0871 | 3.76 |  |  |  |  | 3.4 | 136 | 0.0871 | 3.76 | 1 | 1 | 1 | 1
RB-HV-DuctSeal-HighToLow | CZ15 | rDXGF | SFm | Old | 5.32 | 91.8 | 0.0689 | 2.65 |  |  |  |  | 5.32 | 91.8 | 0.0689 | 2.65 | 1 | 1 | 1 | 1
RB-HV-DuctSeal-HighToLow | CZ15 | rDXGF | MFm | Ex | 1.16 | 35.1 | 0.0195 | 0.749 |  |  |  |  | 1.16 | 35.1 | 0.0195 | 0.749 | 1 | 1 | 1 | 1
RB-HV-DuctSeal-HighToLow | CZ15 | rDXGF | MFm | Old | 2.5 | 35.1 | 0.0208 | 0.78 |  |  |  |  | 2.5 | 35.1 | 0.0208 | 0.78 | 1 | 1 | 1 | 1
RB-HV-DuctSeal-HighToLow | CZ15 | rDXGF | DMo | Ex | 3.5 | 295 | 0.125 | 2.45 |  |  |  |  | 3.5 | 295 | 0.125 | 2.45 | 1 | 1 | 1 | 1
RB-HV-DuctSeal-HighToLow | CZ15 | rDXGF | DMo | Old | 3.5 | 234 | 0.17 | 4.28 |  |  |  |  | 3.5 | 234 | 0.17 | 4.28 | 1 | 1 | 1 | 1
RB-HV-DuctSeal-HighToLow | CZ15 | rDXGF | Res | Ex | 3.43 | 158.91 | 0.104 | 3.63 |  |  |  |  | 3.43 | 158.91 | 0.104 | 3.63 | 1 | 1 | 1 | 1
RB-HV-DuctSeal-HighToLow | CZ15 | rDXGF | Res | Old | 3.6 | 64.3 | 0.045 | 1.61 |  |  |  |  | 3.6 | 64.3 | 0.045 | 1.61 | 1 | 1 | 1 | 1
RB-HV-DuctSeal-HighToLow | CZ15 | rDXHP | SFm | Ex | 3.4 | 187 | 0.0945 | 0 |  |  |  |  | 3.4 | 187 | 0.0945 | 0 | 1 | 1 | 1
RB-HV-DuctSeal-HighToLow | CZ15 | rDXHP | SFm | Old | 5.32 | 127 | 0.0758 | 0 |  |  |  |  | 5.32 | 127 | 0.0758 | 0 | 1 | 1 | 1
RB-HV-DuctSeal-HighToLow | CZ15 | rDXHP | MFm | Ex | 1.16 | 42 | 0.0199 | 0 |  |  |  |  | 1.16 | 42 | 0.0199 | 0 | 1 | 1 | 1
RB-HV-DuctSeal-HighToLow | CZ15 | rDXHP | MFm | Old | 2.5 | 42 | 0.0212 | 0 |  |  |  |  | 2.5 | 42 | 0.0212 | 0 | 1 | 1 | 1
RB-HV-DuctSeal-HighToLow | CZ15 | rDXHP | DMo | Ex | 3.5 | 321 | 0.129 | 0 |  |  |  |  | 3.5 | 321 | 0.129 | 0 | 1 | 1 | 1
RB-HV-DuctSeal-HighToLow | CZ15 | rDXHP | DMo | Old | 3.5 | 273 | 0.177 | 0 |  |  |  |  | 3.5 | 273 | 0.177 | 0 | 1 | 1 | 1
RB-HV-DuctSeal-HighToLow | CZ15 | rDXHP | Res | Ex | 3.43 | 211.77 | 0.1172 | 0 |  |  |  |  | 3.43 | 211.77 | 0.1172 | 0 | 1 | 1 | 1
RB-HV-DuctSeal-HighToLow | CZ15 | rDXHP | Res | Old | 3.6 | 82.8 | 0.048 | 0 |  |  |  |  | 3.6 | 82.8 | 0.048 | 0 | 1 | 1 | 1
RB-HV-DuctSeal-HighToLow | CZ15 | rWtd | SFm | Ex | 3.4 | 137 | 0.0862 | 3.56 |  |  |  |  | 3.4 | 137 | 0.0862 | 3.56 | 1 | 1 | 1 | 1
RB-HV-DuctSeal-HighToLow | CZ15 | rWtd | SFm | Old | 5.32 | 92.3 | 0.0683 | 2.5 |  |  |  |  | 5.32 | 92.3 | 0.0683 | 2.5 | 1 | 1 | 1 | 1
RB-HV-DuctSeal-HighToLow | CZ15 | rWtd | MFm | Ex | 1.16 | 35.6134 | 0.01935 | 0.65549 |  |  |  |  | 1.16 | 35.6134 | 0.01935 | 0.65549 | 1 | 1 | 1 | 1
RB-HV-DuctSeal-HighToLow | CZ15 | rWtd | MFm | Old | 2.5 | 35.6 | 0.0207 | 0.682 |  |  |  |  | 2.5 | 35.6 | 0.0207 | 0.682 | 1 | 1 | 1 | 1
RB-HV-DuctSeal-HighToLow | CZ15 | rWtd | DMo | Ex | 3.5 | 298 | 0.126 | 2.15 |  |  |  |  | 3.5 | 298 | 0.126 | 2.15 | 1 | 1 | 1 | 1
RB-HV-DuctSeal-HighToLow | CZ15 | rWtd | DMo | Old | 3.5 | 239 | 0.171 | 3.75 |  |  |  |  | 3.5 | 239 | 0.171 | 3.75 | 1 | 1 | 1 | 1
RB-HV-DuctSeal-HighToLow | CZ15 | rWtd | Res | Ex | 3.43 | 162.22 | 0.1 | 3.36 |  |  |  |  | 3.43 | 162.22 | 0.1 | 3.36 | 1 | 1 | 1 | 1
RB-HV-DuctSeal-HighToLow | CZ15 | rWtd | Res | Old | 3.6 | 65 | 0.044 | 1.48 |  |  |  |  | 3.6 | 65 | 0.044 | 1.48 | 1 | 1 | 1 | 1
RB-HV-DuctSeal-HighToLow | CZ16 | rNCGF | SFm | Ex | 3.61 | 4.49 | 0 | 7.15 | 67.0738 | 0.24166 | 0 | 0.38482 |  |  |  |  | 18.58 | 0.053821 |  | 0.053821
RB-HV-DuctSeal-HighToLow | CZ16 | rNCGF | SFm | Old | 3.26 | 9.49 | 0 | 14.4 | 60.5708 | 0.51076 | 0 | 0.77503 |  |  |  |  | 18.58 | 0.053821 |  | 0.053821
RB-HV-DuctSeal-HighToLow | CZ16 | rNCGF | MFm | Ex | 1 | 4.02 | 0 | 4.22 | 18.68 | 0.2152 | 0 | 0.22591 |  |  |  |  | 18.68 | 0.053533 |  | 0.053533
RB-HV-DuctSeal-HighToLow | CZ16 | rNCGF | MFm | Old | 1.52 | 3.14 | 0 | 3.87 | 28.3936 | 0.16809 | 0 | 0.20717 |  |  |  |  | 18.68 | 0.053533 |  | 0.053533
RB-HV-DuctSeal-HighToLow | CZ16 | rNCGF | DMo | Ex | 3.5 | 5.23 | 0 | 8.01 | 54.985 | 0.33291 | 0 | 0.50987 |  |  |  |  | 15.71 | 0.063654 |  | 0.063654
RB-HV-DuctSeal-HighToLow | CZ16 | rNCGF | DMo | Old | 3.5 | 15.1 | 0 | 23.9 | 54.985 | 0.96117 | 0 | 1.5213 |  |  |  |  | 15.71 | 0.063654 |  | 0.063654
RB-HV-DuctSeal-HighToLow | CZ16 | rNCGF | Res | Ex | 3.59 | 4.93 | 0 | 7.692 |  |  |  |  | 3.59 | 4.93 | 0 | 7.692 | 1 | 1 |  | 1
RB-HV-DuctSeal-HighToLow | CZ16 | rNCGF | Res | Old | 2.9 | 8.1 | 0 | 12.1 |  |  |  |  | 2.9 | 8.1 | 0 | 12.1 | 1 | 1 |  | 1
RB-HV-DuctSeal-HighToLow | CZ16 | rDXGF | SFm | Ex | 3.61 | 14 | 0.0282 | 7.37 |  |  |  |  | 3.61 | 14 | 0.0282 | 7.37 | 1 | 1 | 1 | 1
RB-HV-DuctSeal-HighToLow | CZ16 | rDXGF | SFm | Old | 3.26 | 42.8 | 0.0654 | 14.7 |  |  |  |  | 3.26 | 42.8 | 0.0654 | 14.7 | 1 | 1 | 1 | 1
RB-HV-DuctSeal-HighToLow | CZ16 | rDXGF | MFm | Ex | 1 | 18.7 | 0.0173 | 4.44 |  |  |  |  | 1 | 18.7 | 0.0173 | 4.44 | 1 | 1 | 1 | 1
RB-HV-DuctSeal-HighToLow | CZ16 | rDXGF | MFm | Old | 1.52 | 14.9 | 0.0143 | 4.02 |  |  |  |  | 1.52 | 14.9 | 0.0143 | 4.02 | 1 | 1 | 1 | 1
RB-HV-DuctSeal-HighToLow | CZ16 | rDXGF | DMo | Ex | 3.5 | 144 | 0.053 | 9.12 |  |  |  |  | 3.5 | 144 | 0.053 | 9.12 | 1 | 1 | 1 | 1
RB-HV-DuctSeal-HighToLow | CZ16 | rDXGF | DMo | Old | 3.5 | 66.8 | 0.0797 | 27.9 |  |  |  |  | 3.5 | 66.8 | 0.0797 | 27.9 | 1 | 1 | 1 | 1
RB-HV-DuctSeal-HighToLow | CZ16 | rDXGF | Res | Ex | 3.59 | 17.52 | 0.0313 | 8.132 |  |  |  |  | 3.59 | 17.52 | 0.0313 | 8.132 | 1 | 1 | 1 | 1
RB-HV-DuctSeal-HighToLow | CZ16 | rDXGF | Res | Old | 2.9 | 36.8 | 0.054 | 12.4 |  |  |  |  | 2.9 | 36.8 | 0.054 | 12.4 | 1 | 1 | 1 | 1
RB-HV-DuctSeal-HighToLow | CZ16 | rDXHP | SFm | Ex | 3.61 | 118 | 0.0283 | 0 |  |  |  |  | 3.61 | 118 | 0.0283 | 0 | 1 | 1 | 1
RB-HV-DuctSeal-HighToLow | CZ16 | rDXHP | SFm | Old | 3.26 | 259 | 0.0688 | 0 |  |  |  |  | 3.26 | 259 | 0.0688 | 0 | 1 | 1 | 1
RB-HV-DuctSeal-HighToLow | CZ16 | rDXHP | MFm | Ex | 1 | 90 | 0.0193 | 0 |  |  |  |  | 1 | 90 | 0.0193 | 0 | 1 | 1 | 1
RB-HV-DuctSeal-HighToLow | CZ16 | rDXHP | MFm | Old | 1.52 | 68.9 | 0.0154 | 0 |  |  |  |  | 1.52 | 68.9 | 0.0154 | 0 | 1 | 1 | 1
RB-HV-DuctSeal-HighToLow | CZ16 | rDXHP | DMo | Ex | 3.5 | 265 | 0.06 | 0 |  |  |  |  | 3.5 | 265 | 0.06 | 0 | 1 | 1 | 1
RB-HV-DuctSeal-HighToLow | CZ16 | rDXHP | DMo | Old | 3.5 | 413 | 0.0877 | 0 |  |  |  |  | 3.5 | 413 | 0.0877 | 0 | 1 | 1 | 1
RB-HV-DuctSeal-HighToLow | CZ16 | rDXHP | Res | Ex | 3.59 | 140.94 | 0.0327 | 0 |  |  |  |  | 3.59 | 140.94 | 0.0327 | 0 | 1 | 1 | 1
RB-HV-DuctSeal-HighToLow | CZ16 | rDXHP | Res | Old | 2.9 | 218 | 0.057 | 0 |  |  |  |  | 2.9 | 218 | 0.057 | 0 | 1 | 1 | 1
RB-HV-DuctSeal-HighToLow | CZ16 | rWtd | SFm | Ex | 3.61 | 14.6 | 0.0188 | 7.03 |  |  |  |  | 3.61 | 14.6 | 0.0188 | 7.03 | 1 | 1 | 1 | 1
RB-HV-DuctSeal-HighToLow | CZ16 | rWtd | SFm | Old | 3.26 | 39.5 | 0.0437 | 14 |  |  |  |  | 3.26 | 39.5 | 0.0437 | 14 | 1 | 1 | 1 | 1
RB-HV-DuctSeal-HighToLow | CZ16 | rWtd | MFm | Ex | 1 | 22.3162 | 0.01358 | 3.9583 |  |  |  |  | 1 | 22.3162 | 0.01358 | 3.9583 | 1 | 1 | 1 | 1
RB-HV-DuctSeal-HighToLow | CZ16 | rWtd | MFm | Old | 1.52 | 21.7 | 0.0144 | 3.52 |  |  |  |  | 1.52 | 21.7 | 0.0144 | 3.52 | 1 | 1 | 1 | 1
RB-HV-DuctSeal-HighToLow | CZ16 | rWtd | DMo | Ex | 3.5 | 159 | 0.0539 | 7.98 |  |  |  |  | 3.5 | 159 | 0.0539 | 7.98 | 1 | 1 | 1 | 1
RB-HV-DuctSeal-HighToLow | CZ16 | rWtd | DMo | Old | 3.5 | 110 | 0.0807 | 24.4 |  |  |  |  | 3.5 | 110 | 0.0807 | 24.4 | 1 | 1 | 1 | 1
RB-HV-DuctSeal-HighToLow | CZ16 | rWtd | Res | Ex | 3.59 | 22.35 | 0.02 | 7.59 |  |  |  |  | 3.59 | 22.35 | 0.02 | 7.59 | 1 | 1 | 1 | 1
RB-HV-DuctSeal-HighToLow | CZ16 | rWtd | Res | Old | 2.9 | 35.8 | 0.037 | 11.8 |  |  |  |  | 2.9 | 35.8 | 0.037 | 11.8 | 1 | 1 | 1 | 1
RB-HV-DuctSeal-MedToLow | CZ01 | rNCGF | SFm | Ex | 2.33 | 3.09 | 0 | 4.42 | 43.2914 | 0.16631 | 0 | 0.23789 |  |  |  |  | 18.58 | 0.053821 |  | 0.053821
RB-HV-DuctSeal-MedToLow | CZ01 | rNCGF | SFm | Old | 2.06 | 4.93 | 0 | 6.63 | 38.2748 | 0.26534 | 0 | 0.35684 |  |  |  |  | 18.58 | 0.053821 |  | 0.053821
RB-HV-DuctSeal-MedToLow | CZ01 | rNCGF | MFm | Ex | 1 | 0.932 | 0 | 0.883 | 18.68 | 0.049893 | 0 | 0.04727 |  |  |  |  | 18.68 | 0.053533 |  | 0.053533
RB-HV-DuctSeal-MedToLow | CZ01 | rNCGF | MFm | Old | 1.06 | 1.41 | 0 | 1.47 | 19.8008 | 0.075482 | 0 | 0.078694 |  |  |  |  | 18.68 | 0.053533 |  | 0.053533
RB-HV-DuctSeal-MedToLow | CZ01 | rNCGF | DMo | Ex | 3.5 | 1.22 | 0 | 1.89 | 54.985 | 0.077658 | 0 | 0.12031 |  |  |  |  | 15.71 | 0.063654 |  | 0.063654
RB-HV-DuctSeal-MedToLow | CZ01 | rNCGF | DMo | Old | 3.5 | 3.03 | 0 | 4.86 | 54.985 | 0.19287 | 0 | 0.30936 |  |  |  |  | 15.71 | 0.063654 |  | 0.063654
RB-HV-DuctSeal-MedToLow | CZ01 | rNCGF | Res | Ex | 1.8 | 2.2 | 0 | 2.94 |  |  |  |  | 1.8 | 2.2 | 0 | 2.94 | 1 | 1 |  | 1
RB-HV-DuctSeal-MedToLow | CZ01 | rNCGF | Res | Old | 1.9 | 4 | 0 | 5.38 |  |  |  |  | 1.9 | 4 | 0 | 5.38 | 1 | 1 |  | 1
RB-HV-DuctSeal-MedToLow | CZ01 | rDXGF | SFm | Ex | 2.33 | 3.35 | 0 | 4.53 |  |  |  |  | 2.33 | 3.35 | 0 | 4.53 | 1 | 1 |  | 1
RB-HV-DuctSeal-MedToLow | CZ01 | rDXGF | SFm | Old | 2.06 | 5.41 | 0 | 6.74 |  |  |  |  | 2.06 | 5.41 | 0 | 6.74 | 1 | 1 |  | 1
RB-HV-DuctSeal-MedToLow | CZ01 | rDXGF | MFm | Ex | 1 | 1.24 | 0 | 1.01 |  |  |  |  | 1 | 1.24 | 0 | 1.01 | 1 | 1 |  | 1
RB-HV-DuctSeal-MedToLow | CZ01 | rDXGF | MFm | Old | 1.06 | 1.69 | 0 | 1.58 |  |  |  |  | 1.06 | 1.69 | 0 | 1.58 | 1 | 1 |  | 1
RB-HV-DuctSeal-MedToLow | CZ01 | rDXGF | DMo | Ex | 3.5 | 1.7 | 0 | 2.1 |  |  |  |  | 3.5 | 1.7 | 0 | 2.1 | 1 | 1 |  | 1
RB-HV-DuctSeal-MedToLow | CZ01 | rDXGF | DMo | Old | 3.5 | 4.24 | 0 | 5.4 |  |  |  |  | 3.5 | 4.24 | 0 | 5.4 | 1 | 1 |  | 1
RB-HV-DuctSeal-MedToLow | CZ01 | rDXGF | Res | Ex | 1.8 | 2.5 | 0 | 3.05 |  |  |  |  | 1.8 | 2.5 | 0 | 3.05 | 1 | 1 |  | 1
RB-HV-DuctSeal-MedToLow | CZ01 | rDXGF | Res | Old | 1.9 | 4.5 | 0 | 5.5 |  |  |  |  | 1.9 | 4.5 | 0 | 5.5 | 1 | 1 |  | 1
RB-HV-DuctSeal-MedToLow | CZ01 | rDXHP | SFm | Ex | 2.33 | 46.2 | 0 | 0 |  |  |  |  | 2.33 | 46.2 | 0 | 0 | 1 | 1
RB-HV-DuctSeal-MedToLow | CZ01 | rDXHP | SFm | Old | 2.06 | 73.9 | 0 | 0 |  |  |  |  | 2.06 | 73.9 | 0 | 0 | 1 | 1
RB-HV-DuctSeal-MedToLow | CZ01 | rDXHP | MFm | Ex | 1 | 11.3 | 0 | 0 |  |  |  |  | 1 | 11.3 | 0 | 0 | 1 | 1
RB-HV-DuctSeal-MedToLow | CZ01 | rDXHP | MFm | Old | 1.06 | 16.8 | 0 | 0 |  |  |  |  | 1.06 | 16.8 | 0 | 0 | 1 | 1
RB-HV-DuctSeal-MedToLow | CZ01 | rDXHP | DMo | Ex | 3.5 | 18.8 | 0 | 0 |  |  |  |  | 3.5 | 18.8 | 0 | 0 | 1 | 1
RB-HV-DuctSeal-MedToLow | CZ01 | rDXHP | DMo | Old | 3.5 | 47.5 | 0 | 0 |  |  |  |  | 3.5 | 47.5 | 0 | 0 | 1 | 1
RB-HV-DuctSeal-MedToLow | CZ01 | rDXHP | Res | Ex | 1.8 | 31.5 | 0 | 0 |  |  |  |  | 1.8 | 31.5 | 0 | 0 | 1 | 1
RB-HV-DuctSeal-MedToLow | CZ01 | rDXHP | Res | Old | 1.9 | 59.7 | 0 | 0 |  |  |  |  | 1.9 | 59.7 | 0 | 0 | 1 | 1
RB-HV-DuctSeal-MedToLow | CZ01 | rWtd | SFm | Ex | 2.33 | 3.13 | 0 | 4.42 |  |  |  |  | 2.33 | 3.13 | 0 | 4.42 | 1 | 1 |  | 1
RB-HV-DuctSeal-MedToLow | CZ01 | rWtd | SFm | Old | 2.06 | 4.98 | 0 | 6.63 |  |  |  |  | 2.06 | 4.98 | 0 | 6.63 | 1 | 1 |  | 1
RB-HV-DuctSeal-MedToLow | CZ01 | rWtd | MFm | Ex | 1 | 0.986 | 0 | 0.883 |  |  |  |  | 1 | 0.986 | 0 | 0.883 | 1 | 1 |  | 1
RB-HV-DuctSeal-MedToLow | CZ01 | rWtd | MFm | Old | 1.06 | 1.49 | 0 | 1.47 |  |  |  |  | 1.06 | 1.49 | 0 | 1.47 | 1 | 1 |  | 1
RB-HV-DuctSeal-MedToLow | CZ01 | rWtd | DMo | Ex | 3.5 | 1.58 | 0 | 1.88 |  |  |  |  | 3.5 | 1.58 | 0 | 1.88 | 1 | 1 |  | 1
RB-HV-DuctSeal-MedToLow | CZ01 | rWtd | DMo | Old | 3.5 | 3.94 | 0 | 4.84 |  |  |  |  | 3.5 | 3.94 | 0 | 4.84 | 1 | 1 |  | 1
RB-HV-DuctSeal-MedToLow | CZ01 | rWtd | Res | Ex | 1.8 | 2.2 | 0 | 2.93 |  |  |  |  | 1.8 | 2.2 | 0 | 2.93 | 1 | 1 |  | 1
RB-HV-DuctSeal-MedToLow | CZ01 | rWtd | Res | Old | 1.9 | 4.1 | 0 | 5.37 |  |  |  |  | 1.9 | 4.1 | 0 | 5.37 | 1 | 1 |  | 1
RB-HV-DuctSeal-MedToLow | CZ02 | rNCGF | SFm | Ex | 2.21 | 3.94 | 0 | 5.53 | 41.0618 | 0.21206 | 0 | 0.29763 |  |  |  |  | 18.58 | 0.053821 |  | 0.053821
RB-HV-DuctSeal-MedToLow | CZ02 | rNCGF | SFm | Old | 3.42 | 2.72 | 0 | 4.22 | 63.5436 | 0.14639 | 0 | 0.22713 |  |  |  |  | 18.58 | 0.053821 |  | 0.053821
RB-HV-DuctSeal-MedToLow | CZ02 | rNCGF | MFm | Ex | 1 | 0.608 | 0 | 0.59 | 18.68 | 0.032548 | 0 | 0.031585 |  |  |  |  | 18.68 | 0.053533 |  | 0.053533
RB-HV-DuctSeal-MedToLow | CZ02 | rNCGF | MFm | Old | 1.48 | 0.77 | 0 | 0.945 | 27.6464 | 0.041221 | 0 | 0.050589 |  |  |  |  | 18.68 | 0.053533 |  | 0.053533
RB-HV-DuctSeal-MedToLow | CZ02 | rNCGF | DMo | Ex | 3.5 | 1.6 | 0 | 2.48 | 54.985 | 0.10185 | 0 | 0.15786 |  |  |  |  | 15.71 | 0.063654 |  | 0.063654
RB-HV-DuctSeal-MedToLow | CZ02 | rNCGF | DMo | Old | 3.5 | 3.06 | 0 | 4.9 | 54.985 | 0.19478 | 0 | 0.3119 |  |  |  |  | 15.71 | 0.063654 |  | 0.063654
RB-HV-DuctSeal-MedToLow | CZ02 | rNCGF | Res | Ex | 1.6 | 1.9 | 0 | 2.57 |  |  |  |  | 1.6 | 1.9 | 0 | 2.57 | 1 | 1 |  | 1
RB-HV-DuctSeal-MedToLow | CZ02 | rNCGF | Res | Old | 3 | 2.3 | 0 | 3.59 |  |  |  |  | 3 | 2.3 | 0 | 3.59 | 1 | 1 |  | 1
RB-HV-DuctSeal-MedToLow | CZ02 | rDXGF | SFm | Ex | 2.21 | 12.3 | 0.0308 | 5.67 |  |  |  |  | 2.21 | 12.3 | 0.0308 | 5.67 | 1 | 1 | 1 | 1
RB-HV-DuctSeal-MedToLow | CZ02 | rDXGF | SFm | Old | 3.42 | 5.92 | 0.0195 | 4.32 |  |  |  |  | 3.42 | 5.92 | 0.0195 | 4.32 | 1 | 1 | 1 | 1
RB-HV-DuctSeal-MedToLow | CZ02 | rDXGF | MFm | Ex | 1 | 2.7 | 0.0054 | 0.646 |  |  |  |  | 1 | 2.7 | 0.0054 | 0.646 | 1 | 1 | 1 | 1
RB-HV-DuctSeal-MedToLow | CZ02 | rDXGF | MFm | Old | 1.48 | 2.81 | 0.00664 | 0.981 |  |  |  |  | 1.48 | 2.81 | 0.00664 | 0.981 | 1 | 1 | 1 | 1
RB-HV-DuctSeal-MedToLow | CZ02 | rDXGF | DMo | Ex | 3.5 | 85 | 0.0357 | 2.76 |  |  |  |  | 3.5 | 85 | 0.0357 | 2.76 | 1 | 1 | 1 | 1
RB-HV-DuctSeal-MedToLow | CZ02 | rDXGF | DMo | Old | 3.5 | 16.7 | 0.047 | 5.51 |  |  |  |  | 3.5 | 16.7 | 0.047 | 5.51 | 1 | 1 | 1 | 1
RB-HV-DuctSeal-MedToLow | CZ02 | rDXGF | Res | Ex | 1.6 | 12.8 | 0.017 | 2.67 |  |  |  |  | 1.6 | 12.8 | 0.017 | 2.67 | 1 | 1 | 1 | 1
RB-HV-DuctSeal-MedToLow | CZ02 | rDXGF | Res | Old | 3 | 6 | 0.019 | 3.71 |  |  |  |  | 3 | 6 | 0.019 | 3.71 | 1 | 1 | 1 | 1
RB-HV-DuctSeal-MedToLow | CZ02 | rDXHP | SFm | Ex | 2.21 | 74.1 | 0.031 | 0 |  |  |  |  | 2.21 | 74.1 | 0.031 | 0 | 1 | 1 | 1
RB-HV-DuctSeal-MedToLow | CZ02 | rDXHP | SFm | Old | 3.42 | 53.3 | 0.0204 | 0 |  |  |  |  | 3.42 | 53.3 | 0.0204 | 0 | 1 | 1 | 1
RB-HV-DuctSeal-MedToLow | CZ02 | rDXHP | MFm | Ex | 1 | 9.4 | 0.0064 | 0 |  |  |  |  | 1 | 9.4 | 0.0064 | 0 | 1 | 1 | 1
RB-HV-DuctSeal-MedToLow | CZ02 | rDXHP | MFm | Old | 1.48 | 12.9 | 0.00683 | 0 |  |  |  |  | 1.48 | 12.9 | 0.00683 | 0 | 1 | 1 | 1
RB-HV-DuctSeal-MedToLow | CZ02 | rDXHP | DMo | Ex | 3.5 | 112 | 0.0395 | 0 |  |  |  |  | 3.5 | 112 | 0.0395 | 0 | 1 | 1 | 1
RB-HV-DuctSeal-MedToLow | CZ02 | rDXHP | DMo | Old | 3.5 | 69.5 | 0.0519 | 0 |  |  |  |  | 3.5 | 69.5 | 0.0519 | 0 | 1 | 1 | 1
RB-HV-DuctSeal-MedToLow | CZ02 | rDXHP | Res | Ex | 1.6 | 41.5 | 0.018 | 0 |  |  |  |  | 1.6 | 41.5 | 0.018 | 0 | 1 | 1 | 1
RB-HV-DuctSeal-MedToLow | CZ02 | rDXHP | Res | Old | 3 | 46 | 0.02 | 0 |  |  |  |  | 3 | 46 | 0.02 | 0 | 1 | 1 | 1
RB-HV-DuctSeal-MedToLow | CZ02 | rWtd | SFm | Ex | 2.21 | 8.55 | 0.0121 | 5.46 |  |  |  |  | 2.21 | 8.55 | 0.0121 | 5.46 | 1 | 1 | 1 | 1
RB-HV-DuctSeal-MedToLow | CZ02 | rWtd | SFm | Old | 3.42 | 4.99 | 0.0077 | 4.17 |  |  |  |  | 3.42 | 4.99 | 0.0077 | 4.17 | 1 | 1 | 1 | 1
RB-HV-DuctSeal-MedToLow | CZ02 | rWtd | MFm | Ex | 1 | 1.82 | 0.00229 | 0.579 |  |  |  |  | 1 | 1.82 | 0.00229 | 0.579 | 1 | 1 | 1 | 1
RB-HV-DuctSeal-MedToLow | CZ02 | rWtd | MFm | Old | 1.48 | 2.14 | 0.00276 | 0.909 |  |  |  |  | 1.48 | 2.14 | 0.00276 | 0.909 | 1 | 1 | 1 | 1
RB-HV-DuctSeal-MedToLow | CZ02 | rWtd | DMo | Ex | 3.5 | 81.7 | 0.0334 | 2.42 |  |  |  |  | 3.5 | 81.7 | 0.0334 | 2.42 | 1 | 1 | 1 | 1
RB-HV-DuctSeal-MedToLow | CZ02 | rWtd | DMo | Old | 3.5 | 21.8 | 0.0439 | 4.83 |  |  |  |  | 3.5 | 21.8 | 0.0439 | 4.83 | 1 | 1 | 1 | 1
RB-HV-DuctSeal-MedToLow | CZ02 | rWtd | Res | Ex | 1.6 | 10.7 | 0.008 | 2.53 |  |  |  |  | 1.6 | 10.7 | 0.008 | 2.53 | 1 | 1 | 1 | 1
RB-HV-DuctSeal-MedToLow | CZ02 | rWtd | Res | Old | 3 | 5.5 | 0.009 | 3.54 |  |  |  |  | 3 | 5.5 | 0.009 | 3.54 | 1 | 1 | 1 | 1
RB-HV-DuctSeal-MedToLow | CZ03 | rNCGF | SFm | Ex | 3.23 | 2.14 | 0 | 3.35 | 60.0134 | 0.11518 | 0 | 0.1803 |  |  |  |  | 18.58 | 0.053821 |  | 0.053821
RB-HV-DuctSeal-MedToLow | CZ03 | rNCGF | SFm | Old | 2.9 | 2.76 | 0 | 4.16 | 53.882 | 0.14855 | 0 | 0.2239 |  |  |  |  | 18.58 | 0.053821 |  | 0.053821
RB-HV-DuctSeal-MedToLow | CZ03 | rNCGF | MFm | Ex | 1 | 0.713 | 0 | 0.75 | 18.68 | 0.038169 | 0 | 0.04015 |  |  |  |  | 18.68 | 0.053533 |  | 0.053533
RB-HV-DuctSeal-MedToLow | CZ03 | rNCGF | MFm | Old | 1.39 | 0.825 | 0 | 0.995 | 25.9652 | 0.044165 | 0 | 0.053266 |  |  |  |  | 18.68 | 0.053533 |  | 0.053533
RB-HV-DuctSeal-MedToLow | CZ03 | rNCGF | DMo | Ex | 3.5 | 1.55 | 0 | 2.41 | 54.985 | 0.098663 | 0 | 0.15341 |  |  |  |  | 15.71 | 0.063654 |  | 0.063654
RB-HV-DuctSeal-MedToLow | CZ03 | rNCGF | DMo | Old | 3.5 | 2.39 | 0 | 3.86 | 54.985 | 0.15213 | 0 | 0.2457 |  |  |  |  | 15.71 | 0.063654 |  | 0.063654
RB-HV-DuctSeal-MedToLow | CZ03 | rNCGF | Res | Ex | 1.9 | 1.3 | 0 | 1.78 |  |  |  |  | 1.9 | 1.3 | 0 | 1.78 | 1 | 1 |  | 1
RB-HV-DuctSeal-MedToLow | CZ03 | rNCGF | Res | Old | 2.2 | 1.9 | 0 | 2.76 |  |  |  |  | 2.2 | 1.9 | 0 | 2.76 | 1 | 1 |  | 1
RB-HV-DuctSeal-MedToLow | CZ03 | rDXGF | SFm | Ex | 3.23 | 4.19 | 0.0113 | 3.44 |  |  |  |  | 3.23 | 4.19 | 0.0113 | 3.44 | 1 | 1 | 1 | 1
RB-HV-DuctSeal-MedToLow | CZ03 | rDXGF | SFm | Old | 2.9 | 4.86 | 0.0131 | 4.23 |  |  |  |  | 2.9 | 4.86 | 0.0131 | 4.23 | 1 | 1 | 1 | 1
RB-HV-DuctSeal-MedToLow | CZ03 | rDXGF | MFm | Ex | 1 | 1.08 | 0.00175 | 0.781 |  |  |  |  | 1 | 1.08 | 0.00175 | 0.781 | 1 | 1 | 1 | 1
RB-HV-DuctSeal-MedToLow | CZ03 | rDXGF | MFm | Old | 1.39 | 1.22 | 0.00234 | 1.03 |  |  |  |  | 1.39 | 1.22 | 0.00234 | 1.03 | 1 | 1 | 1 | 1
RB-HV-DuctSeal-MedToLow | CZ03 | rDXGF | DMo | Ex | 3.5 | 87.2 | 0.0183 | 2.65 |  |  |  |  | 3.5 | 87.2 | 0.0183 | 2.65 | 1 | 1 | 1 | 1
RB-HV-DuctSeal-MedToLow | CZ03 | rDXGF | DMo | Old | 3.5 | 11 | 0.0297 | 4.24 |  |  |  |  | 3.5 | 11 | 0.0297 | 4.24 | 1 | 1 | 1 | 1
RB-HV-DuctSeal-MedToLow | CZ03 | rDXGF | Res | Ex | 1.9 | 3 | 0.006 | 1.83 |  |  |  |  | 1.9 | 3 | 0.006 | 1.83 | 1 | 1 | 1 | 1
RB-HV-DuctSeal-MedToLow | CZ03 | rDXGF | Res | Old | 2.2 | 3.3 | 0.009 | 2.81 |  |  |  |  | 2.2 | 3.3 | 0.009 | 2.81 | 1 | 1 | 1 | 1
RB-HV-DuctSeal-MedToLow | CZ03 | rDXHP | SFm | Ex | 3.23 | 31.3 | 0.0114 | 0 |  |  |  |  | 3.23 | 31.3 | 0.0114 | 0 | 1 | 1 | 1
RB-HV-DuctSeal-MedToLow | CZ03 | rDXHP | SFm | Old | 2.9 | 38.4 | 0.0146 | 0 |  |  |  |  | 2.9 | 38.4 | 0.0146 | 0 | 1 | 1 | 1
RB-HV-DuctSeal-MedToLow | CZ03 | rDXHP | MFm | Ex | 1 | 7.76 | 0.002 | 0 |  |  |  |  | 1 | 7.76 | 0.002 | 0 | 1 | 1 | 1
RB-HV-DuctSeal-MedToLow | CZ03 | rDXHP | MFm | Old | 1.39 | 9.46 | 0.00234 | 0 |  |  |  |  | 1.39 | 9.46 | 0.00234 | 0 | 1 | 1 | 1
RB-HV-DuctSeal-MedToLow | CZ03 | rDXHP | DMo | Ex | 3.5 | 107 | 0.021 | 0 |  |  |  |  | 3.5 | 107 | 0.021 | 0 | 1 | 1 | 1
RB-HV-DuctSeal-MedToLow | CZ03 | rDXHP | DMo | Old | 3.5 | 42 | 0.0356 | 0 |  |  |  |  | 3.5 | 42 | 0.0356 | 0 | 1 | 1 | 1
RB-HV-DuctSeal-MedToLow | CZ03 | rDXHP | Res | Ex | 1.9 | 17.8 | 0.006 | 0 |  |  |  |  | 1.9 | 17.8 | 0.006 | 0 | 1 | 1 | 1
RB-HV-DuctSeal-MedToLow | CZ03 | rDXHP | Res | Old | 2.2 | 25.7 | 0.009 | 0 |  |  |  |  | 2.2 | 25.7 | 0.009 | 0 | 1 | 1 | 1
RB-HV-DuctSeal-MedToLow | CZ03 | rWtd | SFm | Ex | 3.23 | 2.6 | 0.00147 | 3.34 |  |  |  |  | 3.23 | 2.6 | 0.00147 | 3.34 | 1 | 1 | 1 | 1
RB-HV-DuctSeal-MedToLow | CZ03 | rWtd | SFm | Old | 2.9 | 3.27 | 0.00173 | 4.14 |  |  |  |  | 2.9 | 3.27 | 0.00173 | 4.14 | 1 | 1 | 1 | 1
RB-HV-DuctSeal-MedToLow | CZ03 | rWtd | MFm | Ex | 1 | 0.82 | 0.00016 | 0.744 |  |  |  |  | 1 | 0.82 | 0.00016 | 0.744 | 1 | 1 | 1 | 1
RB-HV-DuctSeal-MedToLow | CZ03 | rWtd | MFm | Old | 1.39 | 0.951 | 0.00021 | 0.987 |  |  |  |  | 1.39 | 0.951 | 0.00021 | 0.987 | 1 | 1 | 1 | 1
RB-HV-DuctSeal-MedToLow | CZ03 | rWtd | DMo | Ex | 3.5 | 53.7 | 0.011 | 2.36 |  |  |  |  | 3.5 | 53.7 | 0.011 | 2.36 | 1 | 1 | 1 | 1
RB-HV-DuctSeal-MedToLow | CZ03 | rWtd | DMo | Old | 3.5 | 9.78 | 0.018 | 3.77 |  |  |  |  | 3.5 | 9.78 | 0.018 | 3.77 | 1 | 1 | 1 | 1
RB-HV-DuctSeal-MedToLow | CZ03 | rWtd | Res | Ex | 1.9 | 2 | 0.001 | 1.77 |  |  |  |  | 1.9 | 2 | 0.001 | 1.77 | 1 | 1 | 1 | 1
RB-HV-DuctSeal-MedToLow | CZ03 | rWtd | Res | Old | 2.2 | 2.3 | 0.001 | 2.74 |  |  |  |  | 2.2 | 2.3 | 0.001 | 2.74 | 1 | 1 | 1 | 1
RB-HV-DuctSeal-MedToLow | CZ04 | rNCGF | SFm | Ex | 3.17 | 2.21 | 0 | 3.44 | 58.8986 | 0.11895 | 0 | 0.18515 |  |  |  |  | 18.58 | 0.053821 |  | 0.053821
RB-HV-DuctSeal-MedToLow | CZ04 | rNCGF | SFm | Old | 2.79 | 2.33 | 0 | 3.45 | 51.8382 | 0.1254 | 0 | 0.18568 |  |  |  |  | 18.58 | 0.053821 |  | 0.053821
RB-HV-DuctSeal-MedToLow | CZ04 | rNCGF | MFm | Ex | 1 | 0.39 | 0 | 0.397 | 18.68 | 0.020878 | 0 | 0.021253 |  |  |  |  | 18.68 | 0.053533 |  | 0.053533
RB-HV-DuctSeal-MedToLow | CZ04 | rNCGF | MFm | Old | 1.36 | 0.646 | 0 | 0.763 | 25.4048 | 0.034582 | 0 | 0.040846 |  |  |  |  | 18.68 | 0.053533 |  | 0.053533
RB-HV-DuctSeal-MedToLow | CZ04 | rNCGF | DMo | Ex | 3.5 | 1.8 | 0 | 2.79 | 54.985 | 0.11458 | 0 | 0.17759 |  |  |  |  | 15.71 | 0.063654 |  | 0.063654
RB-HV-DuctSeal-MedToLow | CZ04 | rNCGF | DMo | Old | 3.5 | 2.03 | 0 | 3.25 | 54.985 | 0.12922 | 0 | 0.20687 |  |  |  |  | 15.71 | 0.063654 |  | 0.063654
RB-HV-DuctSeal-MedToLow | CZ04 | rNCGF | Res | Ex | 2.2 | 1.4 | 0 | 2.04 |  |  |  |  | 2.2 | 1.4 | 0 | 2.04 | 1 | 1 |  | 1
RB-HV-DuctSeal-MedToLow | CZ04 | rNCGF | Res | Old | 2.3 | 1.7 | 0 | 2.47 |  |  |  |  | 2.3 | 1.7 | 0 | 2.47 | 1 | 1 |  | 1
RB-HV-DuctSeal-MedToLow | CZ04 | rDXGF | SFm | Ex | 3.17 | 12.5 | 0.028 | 3.53 |  |  |  |  | 3.17 | 12.5 | 0.028 | 3.53 | 1 | 1 | 1 | 1
RB-HV-DuctSeal-MedToLow | CZ04 | rDXGF | SFm | Old | 2.79 | 11.7 | 0.0264 | 3.52 |  |  |  |  | 2.79 | 11.7 | 0.0264 | 3.52 | 1 | 1 | 1 | 1
RB-HV-DuctSeal-MedToLow | CZ04 | rDXGF | MFm | Ex | 1 | 3.65 | 0.00608 | 0.417 |  |  |  |  | 1 | 3.65 | 0.00608 | 0.417 | 1 | 1 | 1 | 1
RB-HV-DuctSeal-MedToLow | CZ04 | rDXGF | MFm | Old | 1.36 | 3.12 | 0.00674 | 0.793 |  |  |  |  | 1.36 | 3.12 | 0.00674 | 0.793 | 1 | 1 | 1 | 1
RB-HV-DuctSeal-MedToLow | CZ04 | rDXGF | DMo | Ex | 3.5 | 101 | 0.0315 | 3.14 |  |  |  |  | 3.5 | 101 | 0.0315 | 3.14 | 1 | 1 | 1 | 1
RB-HV-DuctSeal-MedToLow | CZ04 | rDXGF | DMo | Old | 3.5 | 27.1 | 0.0534 | 3.63 |  |  |  |  | 3.5 | 27.1 | 0.0534 | 3.63 | 1 | 1 | 1 | 1
RB-HV-DuctSeal-MedToLow | CZ04 | rDXGF | Res | Ex | 2.2 | 14.5 | 0.019 | 2.12 |  |  |  |  | 2.2 | 14.5 | 0.019 | 2.12 | 1 | 1 | 1 | 1
RB-HV-DuctSeal-MedToLow | CZ04 | rDXGF | Res | Old | 2.3 | 8.8 | 0.02 | 2.53 |  |  |  |  | 2.3 | 8.8 | 0.02 | 2.53 | 1 | 1 | 1 | 1
RB-HV-DuctSeal-MedToLow | CZ04 | rDXHP | SFm | Ex | 3.17 | 50.9 | 0.029 | 0 |  |  |  |  | 3.17 | 50.9 | 0.029 | 0 | 1 | 1 | 1
RB-HV-DuctSeal-MedToLow | CZ04 | rDXHP | SFm | Old | 2.79 | 50.4 | 0.0272 | 0 |  |  |  |  | 2.79 | 50.4 | 0.0272 | 0 | 1 | 1 | 1
RB-HV-DuctSeal-MedToLow | CZ04 | rDXHP | MFm | Ex | 1 | 8.68 | 0.0064 | 0 |  |  |  |  | 1 | 8.68 | 0.0064 | 0 | 1 | 1 | 1
RB-HV-DuctSeal-MedToLow | CZ04 | rDXHP | MFm | Old | 1.36 | 11.8 | 0.00708 | 0 |  |  |  |  | 1.36 | 11.8 | 0.00708 | 0 | 1 | 1 | 1
RB-HV-DuctSeal-MedToLow | CZ04 | rDXHP | DMo | Ex | 3.5 | 135 | 0.0358 | 0 |  |  |  |  | 3.5 | 135 | 0.0358 | 0 | 1 | 1 | 1
RB-HV-DuctSeal-MedToLow | CZ04 | rDXHP | DMo | Old | 3.5 | 65.9 | 0.0606 | 0 |  |  |  |  | 3.5 | 65.9 | 0.0606 | 0 | 1 | 1 | 1
RB-HV-DuctSeal-MedToLow | CZ04 | rDXHP | Res | Ex | 2.2 | 37.8 | 0.019 | 0 |  |  |  |  | 2.2 | 37.8 | 0.019 | 0 | 1 | 1 | 1
RB-HV-DuctSeal-MedToLow | CZ04 | rDXHP | Res | Old | 2.3 | 36.6 | 0.02 | 0 |  |  |  |  | 2.3 | 36.6 | 0.02 | 0 | 1 | 1 | 1
RB-HV-DuctSeal-MedToLow | CZ04 | rWtd | SFm | Ex | 3.17 | 8.56 | 0.0144 | 3.39 |  |  |  |  | 3.17 | 8.56 | 0.0144 | 3.39 | 1 | 1 | 1 | 1
RB-HV-DuctSeal-MedToLow | CZ04 | rWtd | SFm | Old | 2.79 | 8.2 | 0.0136 | 3.39 |  |  |  |  | 2.79 | 8.2 | 0.0136 | 3.39 | 1 | 1 | 1 | 1
RB-HV-DuctSeal-MedToLow | CZ04 | rWtd | MFm | Ex | 1 | 2.11 | 0.0027 | 0.382 |  |  |  |  | 1 | 2.11 | 0.0027 | 0.382 | 1 | 1 | 1 | 1
RB-HV-DuctSeal-MedToLow | CZ04 | rWtd | MFm | Old | 1.36 | 2.22 | 0.00299 | 0.732 |  |  |  |  | 1.36 | 2.22 | 0.00299 | 0.732 | 1 | 1 | 1 | 1
RB-HV-DuctSeal-MedToLow | CZ04 | rWtd | DMo | Ex | 3.5 | 80.8 | 0.0245 | 2.76 |  |  |  |  | 3.5 | 80.8 | 0.0245 | 2.76 | 1 | 1 | 1 | 1
RB-HV-DuctSeal-MedToLow | CZ04 | rWtd | DMo | Old | 3.5 | 25 | 0.0417 | 3.2 |  |  |  |  | 3.5 | 25 | 0.0417 | 3.2 | 1 | 1 | 1 | 1
RB-HV-DuctSeal-MedToLow | CZ04 | rWtd | Res | Ex | 2.2 | 10.6 | 0.01 | 2.01 |  |  |  |  | 2.2 | 10.6 | 0.01 | 2.01 | 1 | 1 | 1 | 1
RB-HV-DuctSeal-MedToLow | CZ04 | rWtd | Res | Old | 2.3 | 6.3 | 0.01 | 2.42 |  |  |  |  | 2.3 | 6.3 | 0.01 | 2.42 | 1 | 1 | 1 | 1
RB-HV-DuctSeal-MedToLow | CZ05 | rNCGF | SFm | Ex | 3.55 | 2.26 | 0 | 3.6 | 65.959 | 0.12164 | 0 | 0.19376 |  |  |  |  | 18.58 | 0.053821 |  | 0.053821
RB-HV-DuctSeal-MedToLow | CZ05 | rNCGF | SFm | Old | 3.17 | 3.04 | 0 | 4.69 | 58.8986 | 0.16362 | 0 | 0.25242 |  |  |  |  | 18.58 | 0.053821 |  | 0.053821
RB-HV-DuctSeal-MedToLow | CZ05 | rNCGF | MFm | Ex | 1.04 | 0.526 | 0 | 0.561 | 19.4272 | 0.028158 | 0 | 0.030032 |  |  |  |  | 18.68 | 0.053533 |  | 0.053533
RB-HV-DuctSeal-MedToLow | CZ05 | rNCGF | MFm | Old | 1.39 | 0.792 | 0 | 0.947 | 25.9652 | 0.042398 | 0 | 0.050696 |  |  |  |  | 18.68 | 0.053533 |  | 0.053533
RB-HV-DuctSeal-MedToLow | CZ05 | rNCGF | DMo | Ex | 3.5 | 2.36 | 0 | 3.66 | 54.985 | 0.15022 | 0 | 0.23297 |  |  |  |  | 15.71 | 0.063654 |  | 0.063654
RB-HV-DuctSeal-MedToLow | CZ05 | rNCGF | DMo | Old | 3.5 | 2.58 | 0 | 4.14 | 54.985 | 0.16423 | 0 | 0.26353 |  |  |  |  | 15.71 | 0.063654 |  | 0.063654
RB-HV-DuctSeal-MedToLow | CZ05 | rNCGF | Res | Ex | 3.5 | 2.3 | 0 | 3.61 |  |  |  |  | 3.5 | 2.3 | 0 | 3.61 | 1 | 1 |  | 1
RB-HV-DuctSeal-MedToLow | CZ05 | rNCGF | Res | Old | 2.8 | 2.5 | 0 | 3.85 |  |  |  |  | 2.8 | 2.5 | 0 | 3.85 | 1 | 1 |  | 1
RB-HV-DuctSeal-MedToLow | CZ05 | rDXGF | SFm | Ex | 3.55 | 3.72 | 0.00946 | 3.71 |  |  |  |  | 3.55 | 3.72 | 0.00946 | 3.71 | 1 | 1 | 1 | 1
RB-HV-DuctSeal-MedToLow | CZ05 | rDXGF | SFm | Old | 3.17 | 4.5 | 0.0105 | 4.79 |  |  |  |  | 3.17 | 4.5 | 0.0105 | 4.79 | 1 | 1 | 1 | 1
RB-HV-DuctSeal-MedToLow | CZ05 | rDXGF | MFm | Ex | 1.04 | 0.857 | 0.0012 | 0.585 |  |  |  |  | 1.04 | 0.857 | 0.0012 | 0.585 | 1 | 1 | 1 | 1
RB-HV-DuctSeal-MedToLow | CZ05 | rDXGF | MFm | Old | 1.39 | 1.04 | 0.00081 | 0.984 |  |  |  |  | 1.39 | 1.04 | 0.00081 | 0.984 | 1 | 1 | 1 | 1
RB-HV-DuctSeal-MedToLow | CZ05 | rDXGF | DMo | Ex | 3.5 | 45.7 | 0.0284 | 4.1 |  |  |  |  | 3.5 | 45.7 | 0.0284 | 4.1 | 1 | 1 | 1 | 1
RB-HV-DuctSeal-MedToLow | CZ05 | rDXGF | DMo | Old | 3.5 | 9.32 | 0.0227 | 4.61 |  |  |  |  | 3.5 | 9.32 | 0.0227 | 4.61 | 1 | 1 | 1 | 1
RB-HV-DuctSeal-MedToLow | CZ05 | rDXGF | Res | Ex | 3.5 | 10.6 | 0.013 | 3.77 |  |  |  |  | 3.5 | 10.6 | 0.013 | 3.77 | 1 | 1 | 1 | 1
RB-HV-DuctSeal-MedToLow | CZ05 | rDXGF | Res | Old | 2.8 | 4.3 | 0.01 | 3.98 |  |  |  |  | 2.8 | 4.3 | 0.01 | 3.98 | 1 | 1 | 1 | 1
RB-HV-DuctSeal-MedToLow | CZ05 | rDXHP | SFm | Ex | 3.55 | 37 | 0.00883 | 0 |  |  |  |  | 3.55 | 37 | 0.00883 | 0 | 1 | 1 | 1
RB-HV-DuctSeal-MedToLow | CZ05 | rDXHP | SFm | Old | 3.17 | 47.5 | 0.0113 | 0 |  |  |  |  | 3.17 | 47.5 | 0.0113 | 0 | 1 | 1 | 1
RB-HV-DuctSeal-MedToLow | CZ05 | rDXHP | MFm | Ex | 1.04 | 6.86 | 0.00096 | 0 |  |  |  |  | 1.04 | 6.86 | 0.00096 | 0 | 1 | 1 | 1
RB-HV-DuctSeal-MedToLow | CZ05 | rDXHP | MFm | Old | 1.39 | 10 | 0.00021 | 0 |  |  |  |  | 1.39 | 10 | 0.00021 | 0 | 1 | 1 | 1
RB-HV-DuctSeal-MedToLow | CZ05 | rDXHP | DMo | Ex | 3.5 | 78.8 | 0.0313 | 0 |  |  |  |  | 3.5 | 78.8 | 0.0313 | 0 | 1 | 1 | 1
RB-HV-DuctSeal-MedToLow | CZ05 | rDXHP | DMo | Old | 3.5 | 46.1 | 0.0257 | 0 |  |  |  |  | 3.5 | 46.1 | 0.0257 | 0 | 1 | 1 | 1
RB-HV-DuctSeal-MedToLow | CZ05 | rDXHP | Res | Ex | 3.5 | 43.8 | 0.013 | 0 |  |  |  |  | 3.5 | 43.8 | 0.013 | 0 | 1 | 1 | 1
RB-HV-DuctSeal-MedToLow | CZ05 | rDXHP | Res | Old | 2.8 | 39.6 | 0.01 | 0 |  |  |  |  | 2.8 | 39.6 | 0.01 | 0 | 1 | 1 | 1
RB-HV-DuctSeal-MedToLow | CZ05 | rWtd | SFm | Ex | 3.55 | 2.94 | 0.00196 | 3.58 |  |  |  |  | 3.55 | 2.94 | 0.00196 | 3.58 | 1 | 1 | 1 | 1
RB-HV-DuctSeal-MedToLow | CZ05 | rWtd | SFm | Old | 3.17 | 3.83 | 0.00218 | 4.65 |  |  |  |  | 3.17 | 3.83 | 0.00218 | 4.65 | 1 | 1 | 1 | 1
RB-HV-DuctSeal-MedToLow | CZ05 | rWtd | MFm | Ex | 1.04 | 0.858 | 0.00036 | 0.546 |  |  |  |  | 1.04 | 0.858 | 0.00036 | 0.546 | 1 | 1 | 1 | 1
RB-HV-DuctSeal-MedToLow | CZ05 | rWtd | MFm | Old | 1.39 | 1.21 | 0.00022 | 0.92 |  |  |  |  | 1.39 | 1.21 | 0.00022 | 0.92 | 1 | 1 | 1 | 1
RB-HV-DuctSeal-MedToLow | CZ05 | rWtd | DMo | Ex | 3.5 | 9.45 | 0.00429 | 3.65 |  |  |  |  | 3.5 | 9.45 | 0.00429 | 3.65 | 1 | 1 | 1 | 1
RB-HV-DuctSeal-MedToLow | CZ05 | rWtd | DMo | Old | 3.5 | 4.28 | 0.00344 | 4.13 |  |  |  |  | 3.5 | 4.28 | 0.00344 | 4.13 | 1 | 1 | 1 | 1
RB-HV-DuctSeal-MedToLow | CZ05 | rWtd | Res | Ex | 3.5 | 4 | 0.002 | 3.59 |  |  |  |  | 3.5 | 4 | 0.002 | 3.59 | 1 | 1 | 1 | 1
RB-HV-DuctSeal-MedToLow | CZ05 | rWtd | Res | Old | 2.8 | 3.3 | 0.002 | 3.82 |  |  |  |  | 2.8 | 3.3 | 0.002 | 3.82 | 1 | 1 | 1 | 1
RB-HV-DuctSeal-MedToLow | CZ06 | rNCGF | SFm | Ex | 4.01 | 0.828 | 0 | 1.36 | 74.5058 | 0.044564 | 0 | 0.073197 |  |  |  |  | 18.58 | 0.053821 |  | 0.053821
RB-HV-DuctSeal-MedToLow | CZ06 | rNCGF | SFm | Old | 3.36 | 1.1 | 0 | 1.74 | 62.4288 | 0.059203 | 0 | 0.093649 |  |  |  |  | 18.58 | 0.053821 |  | 0.053821
RB-HV-DuctSeal-MedToLow | CZ06 | rNCGF | MFm | Ex | 1.28 | 0.325 | 0 | 0.375 | 23.9104 | 0.017398 | 0 | 0.020075 |  |  |  |  | 18.68 | 0.053533 |  | 0.053533
RB-HV-DuctSeal-MedToLow | CZ06 | rNCGF | MFm | Old | 1.58 | 0.437 | 0 | 0.547 | 29.5144 | 0.023394 | 0 | 0.029283 |  |  |  |  | 18.68 | 0.053533 |  | 0.053533
RB-HV-DuctSeal-MedToLow | CZ06 | rNCGF | DMo | Ex | 3.5 | 1.02 | 0 | 1.58 | 54.985 | 0.064927 | 0 | 0.10057 |  |  |  |  | 15.71 | 0.063654 |  | 0.063654
RB-HV-DuctSeal-MedToLow | CZ06 | rNCGF | DMo | Old | 3.5 | 0.969 | 0 | 1.56 | 54.985 | 0.06168 | 0 | 0.0993 |  |  |  |  | 15.71 | 0.063654 |  | 0.063654
RB-HV-DuctSeal-MedToLow | CZ06 | rNCGF | Res | Ex | 3 | 0.7 | 0 | 1.03 |  |  |  |  | 3 | 0.7 | 0 | 1.03 | 1 | 1 |  | 1
RB-HV-DuctSeal-MedToLow | CZ06 | rNCGF | Res | Old | 2.7 | 0.8 | 0 | 1.28 |  |  |  |  | 2.7 | 0.8 | 0 | 1.28 | 1 | 1 |  | 1
RB-HV-DuctSeal-MedToLow | CZ06 | rDXGF | SFm | Ex | 4.01 | 8.12 | 0.0229 | 1.4 |  |  |  |  | 4.01 | 8.12 | 0.0229 | 1.4 | 1 | 1 | 1 | 1
RB-HV-DuctSeal-MedToLow | CZ06 | rDXGF | SFm | Old | 3.36 | 8.8 | 0.0267 | 1.78 |  |  |  |  | 3.36 | 8.8 | 0.0267 | 1.78 | 1 | 1 | 1 | 1
RB-HV-DuctSeal-MedToLow | CZ06 | rDXGF | MFm | Ex | 1.28 | 2.37 | 0.00493 | 0.391 |  |  |  |  | 1.28 | 2.37 | 0.00493 | 0.391 | 1 | 1 | 1 | 1
RB-HV-DuctSeal-MedToLow | CZ06 | rDXGF | MFm | Old | 1.58 | 3.24 | 0.00517 | 0.569 |  |  |  |  | 1.58 | 3.24 | 0.00517 | 0.569 | 1 | 1 | 1 | 1
RB-HV-DuctSeal-MedToLow | CZ06 | rDXGF | DMo | Ex | 3.5 | 115 | 0.0335 | 1.77 |  |  |  |  | 3.5 | 115 | 0.0335 | 1.77 | 1 | 1 | 1 | 1
RB-HV-DuctSeal-MedToLow | CZ06 | rDXGF | DMo | Old | 3.5 | 23.5 | 0.0491 | 1.73 |  |  |  |  | 3.5 | 23.5 | 0.0491 | 1.73 | 1 | 1 | 1 | 1
RB-HV-DuctSeal-MedToLow | CZ06 | rDXGF | Res | Ex | 3 | 12 | 0.017 | 1.07 |  |  |  |  | 3 | 12 | 0.017 | 1.07 | 1 | 1 | 1 | 1
RB-HV-DuctSeal-MedToLow | CZ06 | rDXGF | Res | Old | 2.7 | 6.7 | 0.018 | 1.31 |  |  |  |  | 2.7 | 6.7 | 0.018 | 1.31 | 1 | 1 | 1 | 1
RB-HV-DuctSeal-MedToLow | CZ06 | rDXHP | SFm | Ex | 4.01 | 20.6 | 0.0238 | 0 |  |  |  |  | 4.01 | 20.6 | 0.0238 | 0 | 1 | 1 | 1
RB-HV-DuctSeal-MedToLow | CZ06 | rDXHP | SFm | Old | 3.36 | 24.1 | 0.028 | 0 |  |  |  |  | 3.36 | 24.1 | 0.028 | 0 | 1 | 1 | 1
RB-HV-DuctSeal-MedToLow | CZ06 | rDXHP | MFm | Ex | 1.28 | 5.92 | 0.00551 | 0 |  |  |  |  | 1.28 | 5.92 | 0.00551 | 0 | 1 | 1 | 1
RB-HV-DuctSeal-MedToLow | CZ06 | rDXHP | MFm | Old | 1.58 | 8.05 | 0.00538 | 0 |  |  |  |  | 1.58 | 8.05 | 0.00538 | 0 | 1 | 1 | 1
RB-HV-DuctSeal-MedToLow | CZ06 | rDXHP | DMo | Ex | 3.5 | 132 | 0.0381 | 0 |  |  |  |  | 3.5 | 132 | 0.0381 | 0 | 1 | 1 | 1
RB-HV-DuctSeal-MedToLow | CZ06 | rDXHP | DMo | Old | 3.5 | 40.8 | 0.0555 | 0 |  |  |  |  | 3.5 | 40.8 | 0.0555 | 0 | 1 | 1 | 1
RB-HV-DuctSeal-MedToLow | CZ06 | rDXHP | Res | Ex | 3 | 21.6 | 0.018 | 0 |  |  |  |  | 3 | 21.6 | 0.018 | 0 | 1 | 1 | 1
RB-HV-DuctSeal-MedToLow | CZ06 | rDXHP | Res | Old | 2.7 | 18 | 0.019 | 0 |  |  |  |  | 2.7 | 18 | 0.019 | 0 | 1 | 1 | 1
RB-HV-DuctSeal-MedToLow | CZ06 | rWtd | SFm | Ex | 4.01 | 4.13 | 0.00951 | 1.34 |  |  |  |  | 4.01 | 4.13 | 0.00951 | 1.34 | 1 | 1 | 1 | 1
RB-HV-DuctSeal-MedToLow | CZ06 | rWtd | SFm | Old | 3.36 | 4.64 | 0.0111 | 1.72 |  |  |  |  | 3.36 | 4.64 | 0.0111 | 1.72 | 1 | 1 | 1 | 1
RB-HV-DuctSeal-MedToLow | CZ06 | rWtd | MFm | Ex | 1.28 | 1.5 | 0.00237 | 0.359 |  |  |  |  | 1.28 | 1.5 | 0.00237 | 0.359 | 1 | 1 | 1 | 1
RB-HV-DuctSeal-MedToLow | CZ06 | rWtd | MFm | Old | 1.58 | 2.05 | 0.00246 | 0.524 |  |  |  |  | 1.58 | 2.05 | 0.00246 | 0.524 | 1 | 1 | 1 | 1
RB-HV-DuctSeal-MedToLow | CZ06 | rWtd | DMo | Ex | 3.5 | 18 | 0.00497 | 1.58 |  |  |  |  | 3.5 | 18 | 0.00497 | 1.58 | 1 | 1 | 1 | 1
RB-HV-DuctSeal-MedToLow | CZ06 | rWtd | DMo | Old | 3.5 | 4.58 | 0.00729 | 1.55 |  |  |  |  | 3.5 | 4.58 | 0.00729 | 1.55 | 1 | 1 | 1 | 1
RB-HV-DuctSeal-MedToLow | CZ06 | rWtd | Res | Ex | 3 | 4 | 0.007 | 1.02 |  |  |  |  | 3 | 4 | 0.007 | 1.02 | 1 | 1 | 1 | 1
RB-HV-DuctSeal-MedToLow | CZ06 | rWtd | Res | Old | 2.7 | 3.6 | 0.008 | 1.25 |  |  |  |  | 2.7 | 3.6 | 0.008 | 1.25 | 1 | 1 | 1 | 1
RB-HV-DuctSeal-MedToLow | CZ07 | rNCGF | SFm | Ex | 3.21 | 0.767 | 0 | 1.22 | 59.6418 | 0.041281 | 0 | 0.065662 |  |  |  |  | 18.58 | 0.053821 |  | 0.053821
RB-HV-DuctSeal-MedToLow | CZ07 | rNCGF | SFm | Old | 2.59 | 1.31 | 0 | 1.95 | 48.1222 | 0.070506 | 0 | 0.10495 |  |  |  |  | 18.58 | 0.053821 |  | 0.053821
RB-HV-DuctSeal-MedToLow | CZ07 | rNCGF | MFm | Ex | 1.11 | 0.291 | 0 | 0.317 | 20.7348 | 0.015578 | 0 | 0.01697 |  |  |  |  | 18.68 | 0.053533 |  | 0.053533
RB-HV-DuctSeal-MedToLow | CZ07 | rNCGF | MFm | Old | 1.35 | 0.351 | 0 | 0.417 | 25.218 | 0.01879 | 0 | 0.022323 |  |  |  |  | 18.68 | 0.053533 |  | 0.053533
RB-HV-DuctSeal-MedToLow | CZ07 | rNCGF | DMo | Ex | 3.5 | 0.593 | 0 | 0.929 | 54.985 | 0.037747 | 0 | 0.059134 |  |  |  |  | 15.71 | 0.063654 |  | 0.063654
RB-HV-DuctSeal-MedToLow | CZ07 | rNCGF | DMo | Old | 3.5 | 0.672 | 0 | 1.09 | 54.985 | 0.042775 | 0 | 0.069383 |  |  |  |  | 15.71 | 0.063654 |  | 0.063654
RB-HV-DuctSeal-MedToLow | CZ07 | rNCGF | Res | Ex | 2.5 | 0.6 | 0 | 0.92 |  |  |  |  | 2.5 | 0.6 | 0 | 0.92 | 1 | 1 |  | 1
RB-HV-DuctSeal-MedToLow | CZ07 | rNCGF | Res | Old | 2.2 | 0.9 | 0 | 1.37 |  |  |  |  | 2.2 | 0.9 | 0 | 1.37 | 1 | 1 |  | 1
RB-HV-DuctSeal-MedToLow | CZ07 | rDXGF | SFm | Ex | 3.21 | 12.4 | 0.022 | 1.25 |  |  |  |  | 3.21 | 12.4 | 0.022 | 1.25 | 1 | 1 | 1 | 1
RB-HV-DuctSeal-MedToLow | CZ07 | rDXGF | SFm | Old | 2.59 | 10.8 | 0.0211 | 1.99 |  |  |  |  | 2.59 | 10.8 | 0.0211 | 1.99 | 1 | 1 | 1 | 1
RB-HV-DuctSeal-MedToLow | CZ07 | rDXGF | MFm | Ex | 1.11 | 3.5 | 0.00376 | 0.329 |  |  |  |  | 1.11 | 3.5 | 0.00376 | 0.329 | 1 | 1 | 1 | 1
RB-HV-DuctSeal-MedToLow | CZ07 | rDXGF | MFm | Old | 1.35 | 2.25 | 0.00301 | 0.433 |  |  |  |  | 1.35 | 2.25 | 0.00301 | 0.433 | 1 | 1 | 1 | 1
RB-HV-DuctSeal-MedToLow | CZ07 | rDXGF | DMo | Ex | 3.5 | 123 | 0.0165 | 1.01 |  |  |  |  | 3.5 | 123 | 0.0165 | 1.01 | 1 | 1 | 1 | 1
RB-HV-DuctSeal-MedToLow | CZ07 | rDXGF | DMo | Old | 3.5 | 23 | 0.0314 | 1.18 |  |  |  |  | 3.5 | 23 | 0.0314 | 1.18 | 1 | 1 | 1 | 1
RB-HV-DuctSeal-MedToLow | CZ07 | rDXGF | Res | Ex | 2.5 | 13.3 | 0.016 | 0.94 |  |  |  |  | 2.5 | 13.3 | 0.016 | 0.94 | 1 | 1 | 1 | 1
RB-HV-DuctSeal-MedToLow | CZ07 | rDXGF | Res | Old | 2.2 | 8.2 | 0.015 | 1.4 |  |  |  |  | 2.2 | 8.2 | 0.015 | 1.4 | 1 | 1 | 1 | 1
RB-HV-DuctSeal-MedToLow | CZ07 | rDXHP | SFm | Ex | 3.21 | 20.8 | 0.0228 | 0 |  |  |  |  | 3.21 | 20.8 | 0.0228 | 0 | 1 | 1 | 1
RB-HV-DuctSeal-MedToLow | CZ07 | rDXHP | SFm | Old | 2.59 | 24.8 | 0.0223 | 0 |  |  |  |  | 2.59 | 24.8 | 0.0223 | 0 | 1 | 1 | 1
RB-HV-DuctSeal-MedToLow | CZ07 | rDXHP | MFm | Ex | 1.11 | 5.92 | 0.00398 | 0 |  |  |  |  | 1.11 | 5.92 | 0.00398 | 0 | 1 | 1 | 1
RB-HV-DuctSeal-MedToLow | CZ07 | rDXHP | MFm | Old | 1.35 | 5.27 | 0.00346 | 0 |  |  |  |  | 1.35 | 5.27 | 0.00346 | 0 | 1 | 1 | 1
RB-HV-DuctSeal-MedToLow | CZ07 | rDXHP | DMo | Ex | 3.5 | 131 | 0.0193 | 0 |  |  |  |  | 3.5 | 131 | 0.0193 | 0 | 1 | 1 | 1
RB-HV-DuctSeal-MedToLow | CZ07 | rDXHP | DMo | Old | 3.5 | 35 | 0.0377 | 0 |  |  |  |  | 3.5 | 35 | 0.0377 | 0 | 1 | 1 | 1
RB-HV-DuctSeal-MedToLow | CZ07 | rDXHP | Res | Ex | 2.5 | 19.8 | 0.017 | 0 |  |  |  |  | 2.5 | 19.8 | 0.017 | 0 | 1 | 1 | 1
RB-HV-DuctSeal-MedToLow | CZ07 | rDXHP | Res | Old | 2.2 | 18.2 | 0.016 | 0 |  |  |  |  | 2.2 | 18.2 | 0.016 | 0 | 1 | 1 | 1
RB-HV-DuctSeal-MedToLow | CZ07 | rWtd | SFm | Ex | 3.21 | 4.74 | 0.00726 | 1.21 |  |  |  |  | 3.21 | 4.74 | 0.00726 | 1.21 | 1 | 1 | 1 | 1
RB-HV-DuctSeal-MedToLow | CZ07 | rWtd | SFm | Old | 2.59 | 4.7 | 0.00696 | 1.93 |  |  |  |  | 2.59 | 4.7 | 0.00696 | 1.93 | 1 | 1 | 1 | 1
RB-HV-DuctSeal-MedToLow | CZ07 | rWtd | MFm | Ex | 1.11 | 1.42 | 0.00122 | 0.307 |  |  |  |  | 1.11 | 1.42 | 0.00122 | 0.307 | 1 | 1 | 1 | 1
RB-HV-DuctSeal-MedToLow | CZ07 | rWtd | MFm | Old | 1.35 | 1.08 | 0.00099 | 0.405 |  |  |  |  | 1.35 | 1.08 | 0.00099 | 0.405 | 1 | 1 | 1 | 1
RB-HV-DuctSeal-MedToLow | CZ07 | rWtd | DMo | Ex | 3.5 | 30.5 | 0.00408 | 0.919 |  |  |  |  | 3.5 | 30.5 | 0.00408 | 0.919 | 1 | 1 | 1 | 1
RB-HV-DuctSeal-MedToLow | CZ07 | rWtd | DMo | Old | 3.5 | 6.45 | 0.00781 | 1.07 |  |  |  |  | 3.5 | 6.45 | 0.00781 | 1.07 | 1 | 1 | 1 | 1
RB-HV-DuctSeal-MedToLow | CZ07 | rWtd | Res | Ex | 2.5 | 4.6 | 0.005 | 0.91 |  |  |  |  | 2.5 | 4.6 | 0.005 | 0.91 | 1 | 1 | 1 | 1
RB-HV-DuctSeal-MedToLow | CZ07 | rWtd | Res | Old | 2.2 | 3.5 | 0.005 | 1.35 |  |  |  |  | 2.2 | 3.5 | 0.005 | 1.35 | 1 | 1 | 1 | 1
RB-HV-DuctSeal-MedToLow | CZ08 | rNCGF | SFm | Ex | 3.77 | 0.678 | 0 | 1.1 | 70.0466 | 0.036491 | 0 | 0.059203 |  |  |  |  | 18.58 | 0.053821 |  | 0.053821
RB-HV-DuctSeal-MedToLow | CZ08 | rNCGF | SFm | Old | 3.07 | 1.03 | 0 | 1.6 | 57.0406 | 0.055436 | 0 | 0.086114 |  |  |  |  | 18.58 | 0.053821 |  | 0.053821
RB-HV-DuctSeal-MedToLow | CZ08 | rNCGF | MFm | Ex | 1.19 | 0.288 | 0 | 0.321 | 22.2292 | 0.015418 | 0 | 0.017184 |  |  |  |  | 18.68 | 0.053533 |  | 0.053533
RB-HV-DuctSeal-MedToLow | CZ08 | rNCGF | MFm | Old | 1.47 | 0.411 | 0 | 0.504 | 27.4596 | 0.022002 | 0 | 0.026981 |  |  |  |  | 18.68 | 0.053533 |  | 0.053533
RB-HV-DuctSeal-MedToLow | CZ08 | rNCGF | DMo | Ex | 3.5 | 0.935 | 0 | 1.45 | 54.985 | 0.059516 | 0 | 0.092298 |  |  |  |  | 15.71 | 0.063654 |  | 0.063654
RB-HV-DuctSeal-MedToLow | CZ08 | rNCGF | DMo | Old | 3.5 | 1 | 0 | 1.61 | 54.985 | 0.063654 | 0 | 0.10248 |  |  |  |  | 15.71 | 0.063654 |  | 0.063654
RB-HV-DuctSeal-MedToLow | CZ08 | rNCGF | Res | Ex | 2.4 | 0.5 | 0 | 0.69 |  |  |  |  | 2.4 | 0.5 | 0 | 0.69 | 1 | 1 |  | 1
RB-HV-DuctSeal-MedToLow | CZ08 | rNCGF | Res | Old | 2.5 | 0.8 | 0 | 1.22 |  |  |  |  | 2.5 | 0.8 | 0 | 1.22 | 1 | 1 |  | 1
RB-HV-DuctSeal-MedToLow | CZ08 | rDXGF | SFm | Ex | 3.77 | 21 | 0.0258 | 1.12 |  |  |  |  | 3.77 | 21 | 0.0258 | 1.12 | 1 | 1 | 1 | 1
RB-HV-DuctSeal-MedToLow | CZ08 | rDXGF | SFm | Old | 3.07 | 14.2 | 0.021 | 1.62 |  |  |  |  | 3.07 | 14.2 | 0.021 | 1.62 | 1 | 1 | 1 | 1
RB-HV-DuctSeal-MedToLow | CZ08 | rDXGF | MFm | Ex | 1.19 | 4.43 | 0.00443 | 0.333 |  |  |  |  | 1.19 | 4.43 | 0.00443 | 0.333 | 1 | 1 | 1 | 1
RB-HV-DuctSeal-MedToLow | CZ08 | rDXGF | MFm | Old | 1.47 | 4.83 | 0.00555 | 0.526 |  |  |  |  | 1.47 | 4.83 | 0.00555 | 0.526 | 1 | 1 | 1 | 1
RB-HV-DuctSeal-MedToLow | CZ08 | rDXGF | DMo | Ex | 3.5 | 126 | 0.0279 | 1.6 |  |  |  |  | 3.5 | 126 | 0.0279 | 1.6 | 1 | 1 | 1 | 1
RB-HV-DuctSeal-MedToLow | CZ08 | rDXGF | DMo | Old | 3.5 | 33.6 | 0.0408 | 1.77 |  |  |  |  | 3.5 | 33.6 | 0.0408 | 1.77 | 1 | 1 | 1 | 1
RB-HV-DuctSeal-MedToLow | CZ08 | rDXGF | Res | Ex | 2.4 | 13.1 | 0.015 | 0.71 |  |  |  |  | 2.4 | 13.1 | 0.015 | 0.71 | 1 | 1 | 1 | 1
RB-HV-DuctSeal-MedToLow | CZ08 | rDXGF | Res | Old | 2.5 | 11 | 0.016 | 1.25 |  |  |  |  | 2.5 | 11 | 0.016 | 1.25 | 1 | 1 | 1 | 1
RB-HV-DuctSeal-MedToLow | CZ08 | rDXHP | SFm | Ex | 3.77 | 30.8 | 0.0272 | 0 |  |  |  |  | 3.77 | 30.8 | 0.0272 | 0 | 1 | 1 | 1
RB-HV-DuctSeal-MedToLow | CZ08 | rDXHP | SFm | Old | 3.07 | 27.1 | 0.0223 | 0 |  |  |  |  | 3.07 | 27.1 | 0.0223 | 0 | 1 | 1 | 1
RB-HV-DuctSeal-MedToLow | CZ08 | rDXHP | MFm | Ex | 1.19 | 7.16 | 0.00447 | 0 |  |  |  |  | 1.19 | 7.16 | 0.00447 | 0 | 1 | 1 | 1
RB-HV-DuctSeal-MedToLow | CZ08 | rDXHP | MFm | Old | 1.47 | 9.16 | 0.00555 | 0 |  |  |  |  | 1.47 | 9.16 | 0.00555 | 0 | 1 | 1 | 1
RB-HV-DuctSeal-MedToLow | CZ08 | rDXHP | DMo | Ex | 3.5 | 141 | 0.0322 | 0 |  |  |  |  | 3.5 | 141 | 0.0322 | 0 | 1 | 1 | 1
RB-HV-DuctSeal-MedToLow | CZ08 | rDXHP | DMo | Old | 3.5 | 50.4 | 0.0455 | 0 |  |  |  |  | 3.5 | 50.4 | 0.0455 | 0 | 1 | 1 | 1
RB-HV-DuctSeal-MedToLow | CZ08 | rDXHP | Res | Ex | 2.4 | 19.3 | 0.015 | 0 |  |  |  |  | 2.4 | 19.3 | 0.015 | 0 | 1 | 1 | 1
RB-HV-DuctSeal-MedToLow | CZ08 | rDXHP | Res | Old | 2.5 | 21 | 0.017 | 0 |  |  |  |  | 2.5 | 21 | 0.017 | 0 | 1 | 1 | 1
RB-HV-DuctSeal-MedToLow | CZ08 | rWtd | SFm | Ex | 3.77 | 11.1 | 0.0129 | 1.08 |  |  |  |  | 3.77 | 11.1 | 0.0129 | 1.08 | 1 | 1 | 1 | 1
RB-HV-DuctSeal-MedToLow | CZ08 | rWtd | SFm | Old | 3.07 | 7.92 | 0.0105 | 1.57 |  |  |  |  | 3.07 | 7.92 | 0.0105 | 1.57 | 1 | 1 | 1 | 1
RB-HV-DuctSeal-MedToLow | CZ08 | rWtd | MFm | Ex | 1.19 | 2.41 | 0.0021 | 0.307 |  |  |  |  | 1.19 | 2.41 | 0.0021 | 0.307 | 1 | 1 | 1 | 1
RB-HV-DuctSeal-MedToLow | CZ08 | rWtd | MFm | Old | 1.47 | 2.76 | 0.00263 | 0.483 |  |  |  |  | 1.47 | 2.76 | 0.00263 | 0.483 | 1 | 1 | 1 | 1
RB-HV-DuctSeal-MedToLow | CZ08 | rWtd | DMo | Ex | 3.5 | 88.2 | 0.0195 | 1.42 |  |  |  |  | 3.5 | 88.2 | 0.0195 | 1.42 | 1 | 1 | 1 | 1
RB-HV-DuctSeal-MedToLow | CZ08 | rWtd | DMo | Old | 3.5 | 24.8 | 0.0283 | 1.57 |  |  |  |  | 3.5 | 24.8 | 0.0283 | 1.57 | 1 | 1 | 1 | 1
RB-HV-DuctSeal-MedToLow | CZ08 | rWtd | Res | Ex | 2.4 | 7.1 | 0.007 | 0.68 |  |  |  |  | 2.4 | 7.1 | 0.007 | 0.68 | 1 | 1 | 1 | 1
RB-HV-DuctSeal-MedToLow | CZ08 | rWtd | Res | Old | 2.5 | 6.2 | 0.008 | 1.19 |  |  |  |  | 2.5 | 6.2 | 0.008 | 1.19 | 1 | 1 | 1 | 1
RB-HV-DuctSeal-MedToLow | CZ09 | rNCGF | SFm | Ex | 3.37 | 1.32 | 0 | 2.1 | 62.6146 | 0.071044 | 0 | 0.11302 |  |  |  |  | 18.58 | 0.053821 |  | 0.053821
RB-HV-DuctSeal-MedToLow | CZ09 | rNCGF | SFm | Old | 3.49 | 1.32 | 0 | 2.09 | 64.8442 | 0.071044 | 0 | 0.11249 |  |  |  |  | 18.58 | 0.053821 |  | 0.053821
RB-HV-DuctSeal-MedToLow | CZ09 | rNCGF | MFm | Ex | 1 | 0.495 | 0 | 0.512 | 18.68 | 0.026499 | 0 | 0.027409 |  |  |  |  | 18.68 | 0.053533 |  | 0.053533
RB-HV-DuctSeal-MedToLow | CZ09 | rNCGF | MFm | Old | 1.87 | 0.478 | 0 | 0.634 | 34.9316 | 0.025589 | 0 | 0.03394 |  |  |  |  | 18.68 | 0.053533 |  | 0.053533
RB-HV-DuctSeal-MedToLow | CZ09 | rNCGF | DMo | Ex | 3.5 | 1.23 | 0 | 1.9 | 54.985 | 0.078294 | 0 | 0.12094 |  |  |  |  | 15.71 | 0.063654 |  | 0.063654
RB-HV-DuctSeal-MedToLow | CZ09 | rNCGF | DMo | Old | 3.5 | 1.6 | 0 | 2.55 | 54.985 | 0.10185 | 0 | 0.16232 |  |  |  |  | 15.71 | 0.063654 |  | 0.063654
RB-HV-DuctSeal-MedToLow | CZ09 | rNCGF | Res | Ex | 2.2 | 0.9 | 0 | 1.28 |  |  |  |  | 2.2 | 0.9 | 0 | 1.28 | 1 | 1 |  | 1
RB-HV-DuctSeal-MedToLow | CZ09 | rNCGF | Res | Old | 2.7 | 0.9 | 0 | 1.41 |  |  |  |  | 2.7 | 0.9 | 0 | 1.41 | 1 | 1 |  | 1
RB-HV-DuctSeal-MedToLow | CZ09 | rDXGF | SFm | Ex | 3.37 | 22.1 | 0.0375 | 2.15 |  |  |  |  | 3.37 | 22.1 | 0.0375 | 2.15 | 1 | 1 | 1 | 1
RB-HV-DuctSeal-MedToLow | CZ09 | rDXGF | SFm | Old | 3.49 | 22.7 | 0.0468 | 2.13 |  |  |  |  | 3.49 | 22.7 | 0.0468 | 2.13 | 1 | 1 | 1 | 1
RB-HV-DuctSeal-MedToLow | CZ09 | rDXGF | MFm | Ex | 1 | 5.35 | 0.00696 | 0.541 |  |  |  |  | 1 | 5.35 | 0.00696 | 0.541 | 1 | 1 | 1 | 1
RB-HV-DuctSeal-MedToLow | CZ09 | rDXGF | MFm | Old | 1.87 | 6.88 | 0.00819 | 0.661 |  |  |  |  | 1.87 | 6.88 | 0.00819 | 0.661 | 1 | 1 | 1 | 1
RB-HV-DuctSeal-MedToLow | CZ09 | rDXGF | DMo | Ex | 3.5 | 113 | 0.0524 | 2.11 |  |  |  |  | 3.5 | 113 | 0.0524 | 2.11 | 1 | 1 | 1 | 1
RB-HV-DuctSeal-MedToLow | CZ09 | rDXGF | DMo | Old | 3.5 | 50.4 | 0.0854 | 2.83 |  |  |  |  | 3.5 | 50.4 | 0.0854 | 2.83 | 1 | 1 | 1 | 1
RB-HV-DuctSeal-MedToLow | CZ09 | rDXGF | Res | Ex | 2.2 | 15.5 | 0.022 | 1.33 |  |  |  |  | 2.2 | 15.5 | 0.022 | 1.33 | 1 | 1 | 1 | 1
RB-HV-DuctSeal-MedToLow | CZ09 | rDXGF | Res | Old | 2.7 | 15.5 | 0.029 | 1.45 |  |  |  |  | 2.7 | 15.5 | 0.029 | 1.45 | 1 | 1 | 1 | 1
RB-HV-DuctSeal-MedToLow | CZ09 | rDXHP | SFm | Ex | 3.37 | 40.5 | 0.0392 | 0 |  |  |  |  | 3.37 | 40.5 | 0.0392 | 0 | 1 | 1 | 1
RB-HV-DuctSeal-MedToLow | CZ09 | rDXHP | SFm | Old | 3.49 | 43 | 0.0493 | 0 |  |  |  |  | 3.49 | 43 | 0.0493 | 0 | 1 | 1 | 1
RB-HV-DuctSeal-MedToLow | CZ09 | rDXHP | MFm | Ex | 1 | 9.61 | 0.00665 | 0 |  |  |  |  | 1 | 9.61 | 0.00665 | 0 | 1 | 1 | 1
RB-HV-DuctSeal-MedToLow | CZ09 | rDXHP | MFm | Old | 1.87 | 12.2 | 0.00822 | 0 |  |  |  |  | 1.87 | 12.2 | 0.00822 | 0 | 1 | 1 | 1
RB-HV-DuctSeal-MedToLow | CZ09 | rDXHP | DMo | Ex | 3.5 | 131 | 0.0595 | 0 |  |  |  |  | 3.5 | 131 | 0.0595 | 0 | 1 | 1 | 1
RB-HV-DuctSeal-MedToLow | CZ09 | rDXHP | DMo | Old | 3.5 | 76.2 | 0.094 | 0 |  |  |  |  | 3.5 | 76.2 | 0.094 | 0 | 1 | 1 | 1
RB-HV-DuctSeal-MedToLow | CZ09 | rDXHP | Res | Ex | 2.2 | 26.7 | 0.023 | 0 |  |  |  |  | 2.2 | 26.7 | 0.023 | 0 | 1 | 1 | 1
RB-HV-DuctSeal-MedToLow | CZ09 | rDXHP | Res | Old | 2.7 | 28.8 | 0.03 | 0 |  |  |  |  | 2.7 | 28.8 | 0.03 | 0 | 1 | 1 | 1
RB-HV-DuctSeal-MedToLow | CZ09 | rWtd | SFm | Ex | 3.37 | 18.4 | 0.0295 | 2.05 |  |  |  |  | 3.37 | 18.4 | 0.0295 | 2.05 | 1 | 1 | 1 | 1
RB-HV-DuctSeal-MedToLow | CZ09 | rWtd | SFm | Old | 3.49 | 19 | 0.0368 | 2.03 |  |  |  |  | 3.49 | 19 | 0.0368 | 2.03 | 1 | 1 | 1 | 1
RB-HV-DuctSeal-MedToLow | CZ09 | rWtd | MFm | Ex | 1 | 4.25 | 0.00482 | 0.485 |  |  |  |  | 1 | 4.25 | 0.00482 | 0.485 | 1 | 1 | 1 | 1
RB-HV-DuctSeal-MedToLow | CZ09 | rWtd | MFm | Old | 1.87 | 5.4 | 0.0057 | 0.595 |  |  |  |  | 1.87 | 5.4 | 0.0057 | 0.595 | 1 | 1 | 1 | 1
RB-HV-DuctSeal-MedToLow | CZ09 | rWtd | DMo | Ex | 3.5 | 85.6 | 0.0396 | 1.86 |  |  |  |  | 3.5 | 85.6 | 0.0396 | 1.86 | 1 | 1 | 1 | 1
RB-HV-DuctSeal-MedToLow | CZ09 | rWtd | DMo | Old | 3.5 | 40.2 | 0.0643 | 2.49 |  |  |  |  | 3.5 | 40.2 | 0.0643 | 2.49 | 1 | 1 | 1 | 1
RB-HV-DuctSeal-MedToLow | CZ09 | rWtd | Res | Ex | 2.2 | 12.6 | 0.017 | 1.24 |  |  |  |  | 2.2 | 12.6 | 0.017 | 1.24 | 1 | 1 | 1 | 1
RB-HV-DuctSeal-MedToLow | CZ09 | rWtd | Res | Old | 2.7 | 12.8 | 0.022 | 1.36 |  |  |  |  | 2.7 | 12.8 | 0.022 | 1.36 | 1 | 1 | 1 | 1
RB-HV-DuctSeal-MedToLow | CZ10 | rNCGF | SFm | Ex | 2.53 | 2.22 | 0 | 3.29 | 47.0074 | 0.11948 | 0 | 0.17707 |  |  |  |  | 18.58 | 0.053821 |  | 0.053821
RB-HV-DuctSeal-MedToLow | CZ10 | rNCGF | SFm | Old | 3.83 | 1.38 | 0 | 2.26 | 71.1614 | 0.074273 | 0 | 0.12164 |  |  |  |  | 18.58 | 0.053821 |  | 0.053821
RB-HV-DuctSeal-MedToLow | CZ10 | rNCGF | MFm | Ex | 1 | 0.328 | 0 | 0.338 | 18.68 | 0.017559 | 0 | 0.018094 |  |  |  |  | 18.68 | 0.053533 |  | 0.053533
RB-HV-DuctSeal-MedToLow | CZ10 | rNCGF | MFm | Old | 2.01 | 0.55 | 0 | 0.748 | 37.5468 | 0.029443 | 0 | 0.040043 |  |  |  |  | 18.68 | 0.053533 |  | 0.053533
RB-HV-DuctSeal-MedToLow | CZ10 | rNCGF | DMo | Ex | 3.5 | 1.02 | 0 | 1.6 | 54.985 | 0.064927 | 0 | 0.10185 |  |  |  |  | 15.71 | 0.063654 |  | 0.063654
RB-HV-DuctSeal-MedToLow | CZ10 | rNCGF | DMo | Old | 3.5 | 1.42 | 0 | 2.29 | 54.985 | 0.090388 | 0 | 0.14577 |  |  |  |  | 15.71 | 0.063654 |  | 0.063654
RB-HV-DuctSeal-MedToLow | CZ10 | rNCGF | Res | Ex | 2.5 | 2.2 | 0 | 3.25 |  |  |  |  | 2.5 | 2.2 | 0 | 3.25 | 1 | 1 |  | 1
RB-HV-DuctSeal-MedToLow | CZ10 | rNCGF | Res | Old | 3.6 | 1.3 | 0 | 2.11 |  |  |  |  | 3.6 | 1.3 | 0 | 2.11 | 1 | 1 |  | 1
RB-HV-DuctSeal-MedToLow | CZ10 | rDXGF | SFm | Ex | 2.53 | 29.5 | 0.041 | 3.37 |  |  |  |  | 2.53 | 29.5 | 0.041 | 3.37 | 1 | 1 | 1 | 1
RB-HV-DuctSeal-MedToLow | CZ10 | rDXGF | SFm | Old | 3.83 | 16.5 | 0.0308 | 2.31 |  |  |  |  | 3.83 | 16.5 | 0.0308 | 2.31 | 1 | 1 | 1 | 1
RB-HV-DuctSeal-MedToLow | CZ10 | rDXGF | MFm | Ex | 1 | 4.58 | 0.007 | 0.354 |  |  |  |  | 1 | 4.58 | 0.007 | 0.354 | 1 | 1 | 1 | 1
RB-HV-DuctSeal-MedToLow | CZ10 | rDXGF | MFm | Old | 2.01 | 4.67 | 0.00756 | 0.774 |  |  |  |  | 2.01 | 4.67 | 0.00756 | 0.774 | 1 | 1 | 1 | 1
RB-HV-DuctSeal-MedToLow | CZ10 | rDXGF | DMo | Ex | 3.5 | 119 | 0.0538 | 1.78 |  |  |  |  | 3.5 | 119 | 0.0538 | 1.78 | 1 | 1 | 1 | 1
RB-HV-DuctSeal-MedToLow | CZ10 | rDXGF | DMo | Old | 3.5 | 47.2 | 0.0672 | 2.55 |  |  |  |  | 3.5 | 47.2 | 0.0672 | 2.55 | 1 | 1 | 1 | 1
RB-HV-DuctSeal-MedToLow | CZ10 | rDXGF | Res | Ex | 2.5 | 29.6 | 0.041 | 3.33 |  |  |  |  | 2.5 | 29.6 | 0.041 | 3.33 | 1 | 1 | 1 | 1
RB-HV-DuctSeal-MedToLow | CZ10 | rDXGF | Res | Old | 3.6 | 16.7 | 0.03 | 2.17 |  |  |  |  | 3.6 | 16.7 | 0.03 | 2.17 | 1 | 1 | 1 | 1
RB-HV-DuctSeal-MedToLow | CZ10 | rDXHP | SFm | Ex | 2.53 | 64.5 | 0.0413 | 0 |  |  |  |  | 2.53 | 64.5 | 0.0413 | 0 | 1 | 1 | 1
RB-HV-DuctSeal-MedToLow | CZ10 | rDXHP | SFm | Old | 3.83 | 39.6 | 0.0328 | 0 |  |  |  |  | 3.83 | 39.6 | 0.0328 | 0 | 1 | 1 | 1
RB-HV-DuctSeal-MedToLow | CZ10 | rDXHP | MFm | Ex | 1 | 7.73 | 0.00708 | 0 |  |  |  |  | 1 | 7.73 | 0.00708 | 0 | 1 | 1 | 1
RB-HV-DuctSeal-MedToLow | CZ10 | rDXHP | MFm | Old | 2.01 | 11.1 | 0.00756 | 0 |  |  |  |  | 2.01 | 11.1 | 0.00756 | 0 | 1 | 1 | 1
RB-HV-DuctSeal-MedToLow | CZ10 | rDXHP | DMo | Ex | 3.5 | 138 | 0.0601 | 0 |  |  |  |  | 3.5 | 138 | 0.0601 | 0 | 1 | 1 | 1
RB-HV-DuctSeal-MedToLow | CZ10 | rDXHP | DMo | Old | 3.5 | 73.8 | 0.0739 | 0 |  |  |  |  | 3.5 | 73.8 | 0.0739 | 0 | 1 | 1 | 1
RB-HV-DuctSeal-MedToLow | CZ10 | rDXHP | Res | Ex | 2.5 | 64.3 | 0.041 | 0 |  |  |  |  | 2.5 | 64.3 | 0.041 | 0 | 1 | 1 | 1
RB-HV-DuctSeal-MedToLow | CZ10 | rDXHP | Res | Old | 3.6 | 38.3 | 0.032 | 0 |  |  |  |  | 3.6 | 38.3 | 0.032 | 0 | 1 | 1 | 1
RB-HV-DuctSeal-MedToLow | CZ10 | rWtd | SFm | Ex | 2.53 | 29.8 | 0.0388 | 3.19 |  |  |  |  | 2.53 | 29.8 | 0.0388 | 3.19 | 1 | 1 | 1 | 1
RB-HV-DuctSeal-MedToLow | CZ10 | rWtd | SFm | Old | 3.83 | 16.9 | 0.0293 | 2.19 |  |  |  |  | 3.83 | 16.9 | 0.0293 | 2.19 | 1 | 1 | 1 | 1
RB-HV-DuctSeal-MedToLow | CZ10 | rWtd | MFm | Ex | 1 | 4.62 | 0.00647 | 0.311 |  |  |  |  | 1 | 4.62 | 0.00647 | 0.311 | 1 | 1 | 1 | 1
RB-HV-DuctSeal-MedToLow | CZ10 | rWtd | MFm | Old | 2.01 | 5.11 | 0.00698 | 0.682 |  |  |  |  | 2.01 | 5.11 | 0.00698 | 0.682 | 1 | 1 | 1 | 1
RB-HV-DuctSeal-MedToLow | CZ10 | rWtd | DMo | Ex | 3.5 | 118 | 0.0534 | 1.56 |  |  |  |  | 3.5 | 118 | 0.0534 | 1.56 | 1 | 1 | 1 | 1
RB-HV-DuctSeal-MedToLow | CZ10 | rWtd | DMo | Old | 3.5 | 49.4 | 0.0665 | 2.23 |  |  |  |  | 3.5 | 49.4 | 0.0665 | 2.23 | 1 | 1 | 1 | 1
RB-HV-DuctSeal-MedToLow | CZ10 | rWtd | Res | Ex | 2.5 | 30 | 0.039 | 3.15 |  |  |  |  | 2.5 | 30 | 0.039 | 3.15 | 1 | 1 | 1 | 1
RB-HV-DuctSeal-MedToLow | CZ10 | rWtd | Res | Old | 3.6 | 17.2 | 0.029 | 2.04 |  |  |  |  | 3.6 | 17.2 | 0.029 | 2.04 | 1 | 1 | 1 | 1
RB-HV-DuctSeal-MedToLow | CZ11 | rNCGF | SFm | Ex | 2.66 | 2.09 | 0 | 3.15 | 49.4228 | 0.11249 | 0 | 0.16954 |  |  |  |  | 18.58 | 0.053821 |  | 0.053821
RB-HV-DuctSeal-MedToLow | CZ11 | rNCGF | SFm | Old | 3.66 | 2.09 | 0 | 3.36 | 68.0028 | 0.11249 | 0 | 0.18084 |  |  |  |  | 18.58 | 0.053821 |  | 0.053821
RB-HV-DuctSeal-MedToLow | CZ11 | rNCGF | MFm | Ex | 1 | 0.831 | 0 | 0.876 | 18.68 | 0.044486 | 0 | 0.046895 |  |  |  |  | 18.68 | 0.053533 |  | 0.053533
RB-HV-DuctSeal-MedToLow | CZ11 | rNCGF | MFm | Old | 1.85 | 0.641 | 0 | 0.856 | 34.558 | 0.034315 | 0 | 0.045824 |  |  |  |  | 18.68 | 0.053533 |  | 0.053533
RB-HV-DuctSeal-MedToLow | CZ11 | rNCGF | DMo | Ex | 3.5 | 2.21 | 0 | 3.42 | 54.985 | 0.14067 | 0 | 0.2177 |  |  |  |  | 15.71 | 0.063654 |  | 0.063654
RB-HV-DuctSeal-MedToLow | CZ11 | rNCGF | DMo | Old | 3.5 | 2.8 | 0 | 4.47 | 54.985 | 0.17823 | 0 | 0.28453 |  |  |  |  | 15.71 | 0.063654 |  | 0.063654
RB-HV-DuctSeal-MedToLow | CZ11 | rNCGF | Res | Ex | 2.7 | 2.1 | 0 | 3.11 |  |  |  |  | 2.7 | 2.1 | 0 | 3.11 | 1 | 1 |  | 1
RB-HV-DuctSeal-MedToLow | CZ11 | rNCGF | Res | Old | 3.4 | 2 | 0 | 3.17 |  |  |  |  | 3.4 | 2 | 0 | 3.17 | 1 | 1 |  | 1
RB-HV-DuctSeal-MedToLow | CZ11 | rDXGF | SFm | Ex | 2.66 | 30.7 | 0.0448 | 3.22 |  |  |  |  | 2.66 | 30.7 | 0.0448 | 3.22 | 1 | 1 | 1 | 1
RB-HV-DuctSeal-MedToLow | CZ11 | rDXGF | SFm | Old | 3.66 | 23.4 | 0.0414 | 3.44 |  |  |  |  | 3.66 | 23.4 | 0.0414 | 3.44 | 1 | 1 | 1 | 1
RB-HV-DuctSeal-MedToLow | CZ11 | rDXGF | MFm | Ex | 1 | 11.2 | 0.0103 | 0.91 |  |  |  |  | 1 | 11.2 | 0.0103 | 0.91 | 1 | 1 | 1 | 1
RB-HV-DuctSeal-MedToLow | CZ11 | rDXGF | MFm | Old | 1.85 | 6.26 | 0.00993 | 0.882 |  |  |  |  | 1.85 | 6.26 | 0.00993 | 0.882 | 1 | 1 | 1 | 1
RB-HV-DuctSeal-MedToLow | CZ11 | rDXGF | DMo | Ex | 3.5 | 105 | 0.0762 | 3.85 |  |  |  |  | 3.5 | 105 | 0.0762 | 3.85 | 1 | 1 | 1 | 1
RB-HV-DuctSeal-MedToLow | CZ11 | rDXGF | DMo | Old | 3.5 | 64.5 | 0.0983 | 5 |  |  |  |  | 3.5 | 64.5 | 0.0983 | 5 | 1 | 1 | 1 | 1
RB-HV-DuctSeal-MedToLow | CZ11 | rDXGF | Res | Ex | 2.7 | 36.7 | 0.047 | 3.21 |  |  |  |  | 2.7 | 36.7 | 0.047 | 3.21 | 1 | 1 | 1 | 1
RB-HV-DuctSeal-MedToLow | CZ11 | rDXGF | Res | Old | 3.4 | 28 | 0.047 | 3.32 |  |  |  |  | 3.4 | 28 | 0.047 | 3.32 | 1 | 1 | 1 | 1
RB-HV-DuctSeal-MedToLow | CZ11 | rDXHP | SFm | Ex | 2.66 | 67 | 0.046 | 0 |  |  |  |  | 2.66 | 67 | 0.046 | 0 | 1 | 1 | 1
RB-HV-DuctSeal-MedToLow | CZ11 | rDXHP | SFm | Old | 3.66 | 63.6 | 0.0445 | 0 |  |  |  |  | 3.66 | 63.6 | 0.0445 | 0 | 1 | 1 | 1
RB-HV-DuctSeal-MedToLow | CZ11 | rDXHP | MFm | Ex | 1 | 20.5 | 0.0103 | 0 |  |  |  |  | 1 | 20.5 | 0.0103 | 0 | 1 | 1 | 1
RB-HV-DuctSeal-MedToLow | CZ11 | rDXHP | MFm | Old | 1.85 | 14.7 | 0.0102 | 0 |  |  |  |  | 1.85 | 14.7 | 0.0102 | 0 | 1 | 1 | 1
RB-HV-DuctSeal-MedToLow | CZ11 | rDXHP | DMo | Ex | 3.5 | 145 | 0.0789 | 0 |  |  |  |  | 3.5 | 145 | 0.0789 | 0 | 1 | 1 | 1
RB-HV-DuctSeal-MedToLow | CZ11 | rDXHP | DMo | Old | 3.5 | 114 | 0.102 | 0 |  |  |  |  | 3.5 | 114 | 0.102 | 0 | 1 | 1 | 1
RB-HV-DuctSeal-MedToLow | CZ11 | rDXHP | Res | Ex | 2.7 | 72.6 | 0.048 | 0 |  |  |  |  | 2.7 | 72.6 | 0.048 | 0 | 1 | 1 | 1
RB-HV-DuctSeal-MedToLow | CZ11 | rDXHP | Res | Old | 3.4 | 64.8 | 0.049 | 0 |  |  |  |  | 3.4 | 64.8 | 0.049 | 0 | 1 | 1 | 1
RB-HV-DuctSeal-MedToLow | CZ11 | rWtd | SFm | Ex | 2.66 | 30.6 | 0.0418 | 3.05 |  |  |  |  | 2.66 | 30.6 | 0.0418 | 3.05 | 1 | 1 | 1 | 1
RB-HV-DuctSeal-MedToLow | CZ11 | rWtd | SFm | Old | 3.66 | 24 | 0.0388 | 3.26 |  |  |  |  | 3.66 | 24 | 0.0388 | 3.26 | 1 | 1 | 1 | 1
RB-HV-DuctSeal-MedToLow | CZ11 | rWtd | MFm | Ex | 1 | 12 | 0.0101 | 0.797 |  |  |  |  | 1 | 12 | 0.0101 | 0.797 | 1 | 1 | 1 | 1
RB-HV-DuctSeal-MedToLow | CZ11 | rWtd | MFm | Old | 1.85 | 7.15 | 0.00972 | 0.774 |  |  |  |  | 1.85 | 7.15 | 0.00972 | 0.774 | 1 | 1 | 1 | 1
RB-HV-DuctSeal-MedToLow | CZ11 | rWtd | DMo | Ex | 3.5 | 103 | 0.0716 | 3.37 |  |  |  |  | 3.5 | 103 | 0.0716 | 3.37 | 1 | 1 | 1 | 1
RB-HV-DuctSeal-MedToLow | CZ11 | rWtd | DMo | Old | 3.5 | 66.3 | 0.0923 | 4.38 |  |  |  |  | 3.5 | 66.3 | 0.0923 | 4.38 | 1 | 1 | 1 | 1
RB-HV-DuctSeal-MedToLow | CZ11 | rWtd | Res | Ex | 2.7 | 36.5 | 0.044 | 3.01 |  |  |  |  | 2.7 | 36.5 | 0.044 | 3.01 | 1 | 1 | 1 | 1
RB-HV-DuctSeal-MedToLow | CZ11 | rWtd | Res | Old | 3.4 | 28.8 | 0.044 | 3.08 |  |  |  |  | 3.4 | 28.8 | 0.044 | 3.08 | 1 | 1 | 1 | 1
RB-HV-DuctSeal-MedToLow | CZ12 | rNCGF | SFm | Ex | 2.47 | 2.65 | 0 | 3.88 | 45.8926 | 0.14263 | 0 | 0.20883 |  |  |  |  | 18.58 | 0.053821 |  | 0.053821
RB-HV-DuctSeal-MedToLow | CZ12 | rNCGF | SFm | Old | 3.45 | 2.14 | 0 | 3.39 | 64.101 | 0.11518 | 0 | 0.18245 |  |  |  |  | 18.58 | 0.053821 |  | 0.053821
RB-HV-DuctSeal-MedToLow | CZ12 | rNCGF | MFm | Ex | 1 | 0.604 | 0 | 0.616 | 18.68 | 0.032334 | 0 | 0.032976 |  |  |  |  | 18.68 | 0.053533 |  | 0.053533
RB-HV-DuctSeal-MedToLow | CZ12 | rNCGF | MFm | Old | 1.7 | 0.736 | 0 | 0.949 | 31.756 | 0.0394 | 0 | 0.050803 |  |  |  |  | 18.68 | 0.053533 |  | 0.053533
RB-HV-DuctSeal-MedToLow | CZ12 | rNCGF | DMo | Ex | 3.5 | 1.56 | 0 | 2.41 | 54.985 | 0.0993 | 0 | 0.15341 |  |  |  |  | 15.71 | 0.063654 |  | 0.063654
RB-HV-DuctSeal-MedToLow | CZ12 | rNCGF | DMo | Old | 3.5 | 2.83 | 0 | 4.54 | 54.985 | 0.18014 | 0 | 0.28899 |  |  |  |  | 15.71 | 0.063654 |  | 0.063654
RB-HV-DuctSeal-MedToLow | CZ12 | rNCGF | Res | Ex | 2.1 | 2.1 | 0 | 3.05 |  |  |  |  | 2.1 | 2.1 | 0 | 3.05 | 1 | 1 |  | 1
RB-HV-DuctSeal-MedToLow | CZ12 | rNCGF | Res | Old | 3 | 1.8 | 0 | 2.82 |  |  |  |  | 3 | 1.8 | 0 | 2.82 | 1 | 1 |  | 1
RB-HV-DuctSeal-MedToLow | CZ12 | rDXGF | SFm | Ex | 2.47 | 18.9 | 0.0311 | 3.98 |  |  |  |  | 2.47 | 18.9 | 0.0311 | 3.98 | 1 | 1 | 1 | 1
RB-HV-DuctSeal-MedToLow | CZ12 | rDXGF | SFm | Old | 3.45 | 16.1 | 0.0347 | 3.47 |  |  |  |  | 3.45 | 16.1 | 0.0347 | 3.47 | 1 | 1 | 1 | 1
RB-HV-DuctSeal-MedToLow | CZ12 | rDXGF | MFm | Ex | 1 | 6.35 | 0.007 | 0.653 |  |  |  |  | 1 | 6.35 | 0.007 | 0.653 | 1 | 1 | 1 | 1
RB-HV-DuctSeal-MedToLow | CZ12 | rDXGF | MFm | Old | 1.7 | 5.16 | 0.00842 | 0.985 |  |  |  |  | 1.7 | 5.16 | 0.00842 | 0.985 | 1 | 1 | 1 | 1
RB-HV-DuctSeal-MedToLow | CZ12 | rDXGF | DMo | Ex | 3.5 | 105 | 0.0535 | 2.68 |  |  |  |  | 3.5 | 105 | 0.0535 | 2.68 | 1 | 1 | 1 | 1
RB-HV-DuctSeal-MedToLow | CZ12 | rDXGF | DMo | Old | 3.5 | 39.4 | 0.0709 | 5.06 |  |  |  |  | 3.5 | 39.4 | 0.0709 | 5.06 | 1 | 1 | 1 | 1
RB-HV-DuctSeal-MedToLow | CZ12 | rDXGF | Res | Ex | 2.1 | 18 | 0.026 | 3.14 |  |  |  |  | 2.1 | 18 | 0.026 | 3.14 | 1 | 1 | 1 | 1
RB-HV-DuctSeal-MedToLow | CZ12 | rDXGF | Res | Old | 3 | 14.2 | 0.029 | 2.9 |  |  |  |  | 3 | 14.2 | 0.029 | 2.9 | 1 | 1 | 1 | 1
RB-HV-DuctSeal-MedToLow | CZ12 | rDXHP | SFm | Ex | 2.47 | 61.4 | 0.0312 | 0 |  |  |  |  | 2.47 | 61.4 | 0.0312 | 0 | 1 | 1 | 1
RB-HV-DuctSeal-MedToLow | CZ12 | rDXHP | SFm | Old | 3.45 | 54.1 | 0.0379 | 0 |  |  |  |  | 3.45 | 54.1 | 0.0379 | 0 | 1 | 1 | 1
RB-HV-DuctSeal-MedToLow | CZ12 | rDXHP | MFm | Ex | 1 | 13.1 | 0.0072 | 0 |  |  |  |  | 1 | 13.1 | 0.0072 | 0 | 1 | 1 | 1
RB-HV-DuctSeal-MedToLow | CZ12 | rDXHP | MFm | Old | 1.7 | 14.8 | 0.0091 | 0 |  |  |  |  | 1.7 | 14.8 | 0.0091 | 0 | 1 | 1 | 1
RB-HV-DuctSeal-MedToLow | CZ12 | rDXHP | DMo | Ex | 3.5 | 134 | 0.0586 | 0 |  |  |  |  | 3.5 | 134 | 0.0586 | 0 | 1 | 1 | 1
RB-HV-DuctSeal-MedToLow | CZ12 | rDXHP | DMo | Old | 3.5 | 86.2 | 0.0773 | 0 |  |  |  |  | 3.5 | 86.2 | 0.0773 | 0 | 1 | 1 | 1
RB-HV-DuctSeal-MedToLow | CZ12 | rDXHP | Res | Ex | 2.1 | 51.5 | 0.026 | 0 |  |  |  |  | 2.1 | 51.5 | 0.026 | 0 | 1 | 1 | 1
RB-HV-DuctSeal-MedToLow | CZ12 | rDXHP | Res | Old | 3 | 45.3 | 0.032 | 0 |  |  |  |  | 3 | 45.3 | 0.032 | 0 | 1 | 1 | 1
RB-HV-DuctSeal-MedToLow | CZ12 | rWtd | SFm | Ex | 2.47 | 18.9 | 0.0273 | 3.78 |  |  |  |  | 2.47 | 18.9 | 0.0273 | 3.78 | 1 | 1 | 1 | 1
RB-HV-DuctSeal-MedToLow | CZ12 | rWtd | SFm | Old | 3.45 | 16.2 | 0.0306 | 3.29 |  |  |  |  | 3.45 | 16.2 | 0.0306 | 3.29 | 1 | 1 | 1 | 1
RB-HV-DuctSeal-MedToLow | CZ12 | rWtd | MFm | Ex | 1 | 6.43 | 0.0062 | 0.576 |  |  |  |  | 1 | 6.43 | 0.0062 | 0.576 | 1 | 1 | 1 | 1
RB-HV-DuctSeal-MedToLow | CZ12 | rWtd | MFm | Old | 1.7 | 5.71 | 0.00751 | 0.871 |  |  |  |  | 1.7 | 5.71 | 0.00751 | 0.871 | 1 | 1 | 1 | 1
RB-HV-DuctSeal-MedToLow | CZ12 | rWtd | DMo | Ex | 3.5 | 106 | 0.0526 | 2.35 |  |  |  |  | 3.5 | 106 | 0.0526 | 2.35 | 1 | 1 | 1 | 1
RB-HV-DuctSeal-MedToLow | CZ12 | rWtd | DMo | Old | 3.5 | 44 | 0.0697 | 4.43 |  |  |  |  | 3.5 | 44 | 0.0697 | 4.43 | 1 | 1 | 1 | 1
RB-HV-DuctSeal-MedToLow | CZ12 | rWtd | Res | Ex | 2.1 | 18 | 0.023 | 2.97 |  |  |  |  | 2.1 | 18 | 0.023 | 2.97 | 1 | 1 | 1 | 1
RB-HV-DuctSeal-MedToLow | CZ12 | rWtd | Res | Old | 3 | 14.5 | 0.026 | 2.72 |  |  |  |  | 3 | 14.5 | 0.026 | 2.72 | 1 | 1 | 1 | 1
RB-HV-DuctSeal-MedToLow | CZ13 | rNCGF | SFm | Ex | 2.55 | 2.27 | 0 | 3.36 | 47.379 | 0.12217 | 0 | 0.18084 |  |  |  |  | 18.58 | 0.053821 |  | 0.053821
RB-HV-DuctSeal-MedToLow | CZ13 | rNCGF | SFm | Old | 3.49 | 1.99 | 0 | 3.16 | 64.8442 | 0.1071 | 0 | 0.17008 |  |  |  |  | 18.58 | 0.053821 |  | 0.053821
RB-HV-DuctSeal-MedToLow | CZ13 | rNCGF | MFm | Ex | 1 | 0.697 | 0 | 0.725 | 18.68 | 0.037313 | 0 | 0.038812 |  |  |  |  | 18.68 | 0.053533 |  | 0.053533
RB-HV-DuctSeal-MedToLow | CZ13 | rNCGF | MFm | Old | 1.73 | 0.756 | 0 | 0.996 | 32.3164 | 0.040471 | 0 | 0.053319 |  |  |  |  | 18.68 | 0.053533 |  | 0.053533
RB-HV-DuctSeal-MedToLow | CZ13 | rNCGF | DMo | Ex | 3.5 | 1.69 | 0 | 2.62 | 54.985 | 0.10757 | 0 | 0.16677 |  |  |  |  | 15.71 | 0.063654 |  | 0.063654
RB-HV-DuctSeal-MedToLow | CZ13 | rNCGF | DMo | Old | 3.5 | 2.23 | 0 | 3.59 | 54.985 | 0.14195 | 0 | 0.22852 |  |  |  |  | 15.71 | 0.063654 |  | 0.063654
RB-HV-DuctSeal-MedToLow | CZ13 | rNCGF | Res | Ex | 2.4 | 2.1 | 0 | 3.1 |  |  |  |  | 2.4 | 2.1 | 0 | 3.1 | 1 | 1 |  | 1
RB-HV-DuctSeal-MedToLow | CZ13 | rNCGF | Res | Old | 3.1 | 1.7 | 0 | 2.68 |  |  |  |  | 3.1 | 1.7 | 0 | 2.68 | 1 | 1 |  | 1
RB-HV-DuctSeal-MedToLow | CZ13 | rDXGF | SFm | Ex | 2.55 | 34.5 | 0.0342 | 3.44 |  |  |  |  | 2.55 | 34.5 | 0.0342 | 3.44 | 1 | 1 | 1 | 1
RB-HV-DuctSeal-MedToLow | CZ13 | rDXGF | SFm | Old | 3.49 | 28.4 | 0.0339 | 3.23 |  |  |  |  | 3.49 | 28.4 | 0.0339 | 3.23 | 1 | 1 | 1 | 1
RB-HV-DuctSeal-MedToLow | CZ13 | rDXGF | MFm | Ex | 1 | 10.3 | 0.00821 | 0.764 |  |  |  |  | 1 | 10.3 | 0.00821 | 0.764 | 1 | 1 | 1 | 1
RB-HV-DuctSeal-MedToLow | CZ13 | rDXGF | MFm | Old | 1.73 | 7.98 | 0.008 | 1.03 |  |  |  |  | 1.73 | 7.98 | 0.008 | 1.03 | 1 | 1 | 1 | 1
RB-HV-DuctSeal-MedToLow | CZ13 | rDXGF | DMo | Ex | 3.5 | 105 | 0.0521 | 2.91 |  |  |  |  | 3.5 | 105 | 0.0521 | 2.91 | 1 | 1 | 1 | 1
RB-HV-DuctSeal-MedToLow | CZ13 | rDXGF | DMo | Old | 3.5 | 68.2 | 0.0706 | 3.97 |  |  |  |  | 3.5 | 68.2 | 0.0706 | 3.97 | 1 | 1 | 1 | 1
RB-HV-DuctSeal-MedToLow | CZ13 | rDXGF | Res | Ex | 2.4 | 34.9 | 0.033 | 3.19 |  |  |  |  | 2.4 | 34.9 | 0.033 | 3.19 | 1 | 1 | 1 | 1
RB-HV-DuctSeal-MedToLow | CZ13 | rDXGF | Res | Old | 3.1 | 26.5 | 0.03 | 2.76 |  |  |  |  | 3.1 | 26.5 | 0.03 | 2.76 | 1 | 1 | 1 | 1
RB-HV-DuctSeal-MedToLow | CZ13 | rDXHP | SFm | Ex | 2.55 | 74.9 | 0.036 | 0 |  |  |  |  | 2.55 | 74.9 | 0.036 | 0 | 1 | 1 | 1
RB-HV-DuctSeal-MedToLow | CZ13 | rDXHP | SFm | Old | 3.49 | 65.3 | 0.0376 | 0 |  |  |  |  | 3.49 | 65.3 | 0.0376 | 0 | 1 | 1 | 1
RB-HV-DuctSeal-MedToLow | CZ13 | rDXHP | MFm | Ex | 1 | 17.9 | 0.00896 | 0 |  |  |  |  | 1 | 17.9 | 0.00896 | 0 | 1 | 1 | 1
RB-HV-DuctSeal-MedToLow | CZ13 | rDXHP | MFm | Old | 1.73 | 17.8 | 0.00858 | 0 |  |  |  |  | 1.73 | 17.8 | 0.00858 | 0 | 1 | 1 | 1
RB-HV-DuctSeal-MedToLow | CZ13 | rDXHP | DMo | Ex | 3.5 | 135 | 0.0575 | 0 |  |  |  |  | 3.5 | 135 | 0.0575 | 0 | 1 | 1 | 1
RB-HV-DuctSeal-MedToLow | CZ13 | rDXHP | DMo | Old | 3.5 | 109 | 0.0774 | 0 |  |  |  |  | 3.5 | 109 | 0.0774 | 0 | 1 | 1 | 1
RB-HV-DuctSeal-MedToLow | CZ13 | rDXHP | Res | Ex | 2.4 | 72.1 | 0.034 | 0 |  |  |  |  | 2.4 | 72.1 | 0.034 | 0 | 1 | 1 | 1
RB-HV-DuctSeal-MedToLow | CZ13 | rDXHP | Res | Old | 3.1 | 57.2 | 0.034 | 0 |  |  |  |  | 3.1 | 57.2 | 0.034 | 0 | 1 | 1 | 1
RB-HV-DuctSeal-MedToLow | CZ13 | rWtd | SFm | Ex | 2.55 | 35.4 | 0.0329 | 3.26 |  |  |  |  | 2.55 | 35.4 | 0.0329 | 3.26 | 1 | 1 | 1 | 1
RB-HV-DuctSeal-MedToLow | CZ13 | rWtd | SFm | Old | 3.49 | 29.3 | 0.0328 | 3.05 |  |  |  |  | 3.49 | 29.3 | 0.0328 | 3.05 | 1 | 1 | 1 | 1
RB-HV-DuctSeal-MedToLow | CZ13 | rWtd | MFm | Ex | 1 | 10.9 | 0.00806 | 0.67 |  |  |  |  | 1 | 10.9 | 0.00806 | 0.67 | 1 | 1 | 1 | 1
RB-HV-DuctSeal-MedToLow | CZ13 | rWtd | MFm | Old | 1.73 | 8.97 | 0.00784 | 0.902 |  |  |  |  | 1.73 | 8.97 | 0.00784 | 0.902 | 1 | 1 | 1 | 1
RB-HV-DuctSeal-MedToLow | CZ13 | rWtd | DMo | Ex | 3.5 | 102 | 0.0497 | 2.55 |  |  |  |  | 3.5 | 102 | 0.0497 | 2.55 | 1 | 1 | 1 | 1
RB-HV-DuctSeal-MedToLow | CZ13 | rWtd | DMo | Old | 3.5 | 69.2 | 0.0674 | 3.48 |  |  |  |  | 3.5 | 69.2 | 0.0674 | 3.48 | 1 | 1 | 1 | 1
RB-HV-DuctSeal-MedToLow | CZ13 | rWtd | Res | Ex | 2.4 | 35.6 | 0.031 | 3.01 |  |  |  |  | 2.4 | 35.6 | 0.031 | 3.01 | 1 | 1 | 1 | 1
RB-HV-DuctSeal-MedToLow | CZ13 | rWtd | Res | Old | 3.1 | 27.4 | 0.029 | 2.57 |  |  |  |  | 3.1 | 27.4 | 0.029 | 2.57 | 1 | 1 | 1 | 1
RB-HV-DuctSeal-MedToLow | CZ14 | rNCGF | SFm | Ex | 3.16 | 2.28 | 0 | 3.56 | 58.7128 | 0.12271 | 0 | 0.1916 |  |  |  |  | 18.58 | 0.053821 |  | 0.053821
RB-HV-DuctSeal-MedToLow | CZ14 | rNCGF | SFm | Old | 4.03 | 1.95 | 0 | 3.15 | 74.8774 | 0.10495 | 0 | 0.16954 |  |  |  |  | 18.58 | 0.053821 |  | 0.053821
RB-HV-DuctSeal-MedToLow | CZ14 | rNCGF | MFm | Ex | 1.07 | 0.957 | 0 | 1.03 | 19.9876 | 0.051231 | 0 | 0.055139 |  |  |  |  | 18.68 | 0.053533 |  | 0.053533
RB-HV-DuctSeal-MedToLow | CZ14 | rNCGF | MFm | Old | 2.32 | 0.552 | 0 | 0.763 | 43.3376 | 0.02955 | 0 | 0.040846 |  |  |  |  | 18.68 | 0.053533 |  | 0.053533
RB-HV-DuctSeal-MedToLow | CZ14 | rNCGF | DMo | Ex | 3.5 | 2.43 | 0 | 3.71 | 54.985 | 0.15468 | 0 | 0.23616 |  |  |  |  | 15.71 | 0.063654 |  | 0.063654
RB-HV-DuctSeal-MedToLow | CZ14 | rNCGF | DMo | Old | 3.5 | 3.39 | 0 | 5.39 | 54.985 | 0.21579 | 0 | 0.34309 |  |  |  |  | 15.71 | 0.063654 |  | 0.063654
RB-HV-DuctSeal-MedToLow | CZ14 | rNCGF | Res | Ex | 3.17 | 2.29 | 0 | 3.526 |  |  |  |  | 3.17 | 2.29 | 0 | 3.526 | 1 | 1 |  | 1
RB-HV-DuctSeal-MedToLow | CZ14 | rNCGF | Res | Old | 3.8 | 1.8 | 0 | 2.82 |  |  |  |  | 3.8 | 1.8 | 0 | 2.82 | 1 | 1 |  | 1
RB-HV-DuctSeal-MedToLow | CZ14 | rDXGF | SFm | Ex | 3.16 | 59.9 | 0.0492 | 3.67 |  |  |  |  | 3.16 | 59.9 | 0.0492 | 3.67 | 1 | 1 | 1 | 1
RB-HV-DuctSeal-MedToLow | CZ14 | rDXGF | SFm | Old | 4.03 | 38.3 | 0.0408 | 3.26 |  |  |  |  | 4.03 | 38.3 | 0.0408 | 3.26 | 1 | 1 | 1 | 1
RB-HV-DuctSeal-MedToLow | CZ14 | rDXGF | MFm | Ex | 1.07 | 15.5 | 0.00912 | 1.07 |  |  |  |  | 1.07 | 15.5 | 0.00912 | 1.07 | 1 | 1 | 1 | 1
RB-HV-DuctSeal-MedToLow | CZ14 | rDXGF | MFm | Old | 2.32 | 10.8 | 0.00836 | 0.79 |  |  |  |  | 2.32 | 10.8 | 0.00836 | 0.79 | 1 | 1 | 1 | 1
RB-HV-DuctSeal-MedToLow | CZ14 | rDXGF | DMo | Ex | 3.5 | 69.8 | 0.0721 | 4.22 |  |  |  |  | 3.5 | 69.8 | 0.0721 | 4.22 | 1 | 1 | 1 | 1
RB-HV-DuctSeal-MedToLow | CZ14 | rDXGF | DMo | Old | 3.5 | 82 | 0.0808 | 6.17 |  |  |  |  | 3.5 | 82 | 0.0808 | 6.17 | 1 | 1 | 1 | 1
RB-HV-DuctSeal-MedToLow | CZ14 | rDXGF | Res | Ex | 3.17 | 56.17 | 0.0465 | 3.649 |  |  |  |  | 3.17 | 56.17 | 0.0465 | 3.649 | 1 | 1 | 1 | 1
RB-HV-DuctSeal-MedToLow | CZ14 | rDXGF | Res | Old | 3.8 | 34.8 | 0.036 | 2.93 |  |  |  |  | 3.8 | 34.8 | 0.036 | 2.93 | 1 | 1 | 1 | 1
RB-HV-DuctSeal-MedToLow | CZ14 | rDXHP | SFm | Ex | 3.16 | 109 | 0.0538 | 0 |  |  |  |  | 3.16 | 109 | 0.0538 | 0 | 1 | 1 | 1
RB-HV-DuctSeal-MedToLow | CZ14 | rDXHP | SFm | Old | 4.03 | 84.4 | 0.0448 | 0 |  |  |  |  | 4.03 | 84.4 | 0.0448 | 0 | 1 | 1 | 1
RB-HV-DuctSeal-MedToLow | CZ14 | rDXHP | MFm | Ex | 1.07 | 29.5 | 0.0103 | 0 |  |  |  |  | 1.07 | 29.5 | 0.0103 | 0 | 1 | 1 | 1
RB-HV-DuctSeal-MedToLow | CZ14 | rDXHP | MFm | Old | 2.32 | 19.8 | 0.00847 | 0 |  |  |  |  | 2.32 | 19.8 | 0.00847 | 0 | 1 | 1 | 1
RB-HV-DuctSeal-MedToLow | CZ14 | rDXHP | DMo | Ex | 3.5 | 127 | 0.0833 | 0 |  |  |  |  | 3.5 | 127 | 0.0833 | 0 | 1 | 1 | 1
RB-HV-DuctSeal-MedToLow | CZ14 | rDXHP | DMo | Old | 3.5 | 152 | 0.0868 | 0 |  |  |  |  | 3.5 | 152 | 0.0868 | 0 | 1 | 1 | 1
RB-HV-DuctSeal-MedToLow | CZ14 | rDXHP | Res | Ex | 3.17 | 110.55 | 0.0533 | 0 |  |  |  |  | 3.17 | 110.55 | 0.0533 | 0 | 1 | 1 | 1
RB-HV-DuctSeal-MedToLow | CZ14 | rDXHP | Res | Old | 3.8 | 75.8 | 0.04 | 0 |  |  |  |  | 3.8 | 75.8 | 0.04 | 0 | 1 | 1 | 1
RB-HV-DuctSeal-MedToLow | CZ14 | rWtd | SFm | Ex | 3.16 | 62.2 | 0.0491 | 3.47 |  |  |  |  | 3.16 | 62.2 | 0.0491 | 3.47 | 1 | 1 | 1 | 1
RB-HV-DuctSeal-MedToLow | CZ14 | rWtd | SFm | Old | 4.03 | 40.6 | 0.0407 | 3.08 |  |  |  |  | 4.03 | 40.6 | 0.0407 | 3.08 | 1 | 1 | 1 | 1
RB-HV-DuctSeal-MedToLow | CZ14 | rWtd | MFm | Ex | 1.07 | 17.2601 | 0.00927 | 0.93548 |  |  |  |  | 1.07 | 17.2601 | 0.00927 | 0.93548 | 1 | 1 | 1 | 1
RB-HV-DuctSeal-MedToLow | CZ14 | rWtd | MFm | Old | 2.32 | 11.9 | 0.00837 | 0.691 |  |  |  |  | 2.32 | 11.9 | 0.00837 | 0.691 | 1 | 1 | 1 | 1
RB-HV-DuctSeal-MedToLow | CZ14 | rWtd | DMo | Ex | 3.5 | 72.8083 | 0.06942 | 3.6935 |  |  |  |  | 3.5 | 72.8083 | 0.06942 | 3.6935 | 1 | 1 | 1 | 1
RB-HV-DuctSeal-MedToLow | CZ14 | rWtd | DMo | Old | 3.5 | 68.4 | 0.0607 | 5.39 |  |  |  |  | 3.5 | 68.4 | 0.0607 | 5.39 | 1 | 1 | 1 | 1
RB-HV-DuctSeal-MedToLow | CZ14 | rWtd | Res | Ex | 3.17 | 56.99 | 0.05 | 3.44 |  |  |  |  | 3.17 | 56.99 | 0.05 | 3.44 | 1 | 1 | 1 | 1
RB-HV-DuctSeal-MedToLow | CZ14 | rWtd | Res | Old | 3.8 | 36.7 | 0.036 | 2.76 |  |  |  |  | 3.8 | 36.7 | 0.036 | 2.76 | 1 | 1 | 1 | 1
RB-HV-DuctSeal-MedToLow | CZ15 | rNCGF | SFm | Ex | 3.4 | 0.935 | 0 | 1.49 | 63.172 | 0.050323 | 0 | 0.080194 |  |  |  |  | 18.58 | 0.053821 |  | 0.053821
RB-HV-DuctSeal-MedToLow | CZ15 | rNCGF | SFm | Old | 5.32 | 0.622 | 0 | 1.01 | 98.8456 | 0.033477 | 0 | 0.05436 |  |  |  |  | 18.58 | 0.053821 |  | 0.053821
RB-HV-DuctSeal-MedToLow | CZ15 | rNCGF | MFm | Ex | 1.16 | 0.28 | 0 | 0.307 | 21.6688 | 0.014989 | 0 | 0.016435 |  |  |  |  | 18.68 | 0.053533 |  | 0.053533
RB-HV-DuctSeal-MedToLow | CZ15 | rNCGF | MFm | Old | 2.5 | 0.231 | 0 | 0.321 | 46.7 | 0.012366 | 0 | 0.017184 |  |  |  |  | 18.68 | 0.053533 |  | 0.053533
RB-HV-DuctSeal-MedToLow | CZ15 | rNCGF | DMo | Ex | 3.5 | 0.642 | 0 | 0.991 | 54.985 | 0.040866 | 0 | 0.063081 |  |  |  |  | 15.71 | 0.063654 |  | 0.063654
RB-HV-DuctSeal-MedToLow | CZ15 | rNCGF | DMo | Old | 3.5 | 1.1 | 0 | 1.73 | 54.985 | 0.070019 | 0 | 0.11012 |  |  |  |  | 15.71 | 0.063654 |  | 0.063654
RB-HV-DuctSeal-MedToLow | CZ15 | rNCGF | Res | Ex | 3.43 | 0.93 | 0 | 1.445 |  |  |  |  | 3.43 | 0.93 | 0 | 1.445 | 1 | 1 |  | 1
RB-HV-DuctSeal-MedToLow | CZ15 | rNCGF | Res | Old | 3.6 | 0.4 | 0 | 0.63 |  |  |  |  | 3.6 | 0.4 | 0 | 0.63 | 1 | 1 |  | 1
RB-HV-DuctSeal-MedToLow | CZ15 | rDXGF | SFm | Ex | 3.4 | 56.2 | 0.0362 | 1.53 |  |  |  |  | 3.4 | 56.2 | 0.0362 | 1.53 | 1 | 1 | 1 | 1
RB-HV-DuctSeal-MedToLow | CZ15 | rDXGF | SFm | Old | 5.32 | 38 | 0.0289 | 1.08 |  |  |  |  | 5.32 | 38 | 0.0289 | 1.08 | 1 | 1 | 1 | 1
RB-HV-DuctSeal-MedToLow | CZ15 | rDXGF | MFm | Ex | 1.16 | 15.1 | 0.00843 | 0.32 |  |  |  |  | 1.16 | 15.1 | 0.00843 | 0.32 | 1 | 1 | 1 | 1
RB-HV-DuctSeal-MedToLow | CZ15 | rDXGF | MFm | Old | 2.5 | 15.1 | 0.00894 | 0.334 |  |  |  |  | 2.5 | 15.1 | 0.00894 | 0.334 | 1 | 1 | 1 | 1
RB-HV-DuctSeal-MedToLow | CZ15 | rDXGF | DMo | Ex | 3.5 | 155 | 0.0578 | 1.11 |  |  |  |  | 3.5 | 155 | 0.0578 | 1.11 | 1 | 1 | 1 | 1
RB-HV-DuctSeal-MedToLow | CZ15 | rDXGF | DMo | Old | 3.5 | 108 | 0.0789 | 1.95 |  |  |  |  | 3.5 | 108 | 0.0789 | 1.95 | 1 | 1 | 1 | 1
RB-HV-DuctSeal-MedToLow | CZ15 | rDXGF | Res | Ex | 3.43 | 68.98 | 0.0455 | 1.523 |  |  |  |  | 3.43 | 68.98 | 0.0455 | 1.523 | 1 | 1 | 1 | 1
RB-HV-DuctSeal-MedToLow | CZ15 | rDXGF | Res | Old | 3.6 | 27.4 | 0.019 | 0.67 |  |  |  |  | 3.6 | 27.4 | 0.019 | 0.67 | 1 | 1 | 1 | 1
RB-HV-DuctSeal-MedToLow | CZ15 | rDXHP | SFm | Ex | 3.4 | 77.6 | 0.0396 | 0 |  |  |  |  | 3.4 | 77.6 | 0.0396 | 0 | 1 | 1 | 1
RB-HV-DuctSeal-MedToLow | CZ15 | rDXHP | SFm | Old | 5.32 | 52.4 | 0.0319 | 0 |  |  |  |  | 5.32 | 52.4 | 0.0319 | 0 | 1 | 1 | 1
RB-HV-DuctSeal-MedToLow | CZ15 | rDXHP | MFm | Ex | 1.16 | 18 | 0.00821 | 0 |  |  |  |  | 1.16 | 18 | 0.00821 | 0 | 1 | 1 | 1
RB-HV-DuctSeal-MedToLow | CZ15 | rDXHP | MFm | Old | 2.5 | 18 | 0.00894 | 0 |  |  |  |  | 2.5 | 18 | 0.00894 | 0 | 1 | 1 | 1
RB-HV-DuctSeal-MedToLow | CZ15 | rDXHP | DMo | Ex | 3.5 | 168 | 0.06 | 0 |  |  |  |  | 3.5 | 168 | 0.06 | 0 | 1 | 1 | 1
RB-HV-DuctSeal-MedToLow | CZ15 | rDXHP | DMo | Old | 3.5 | 126 | 0.0821 | 0 |  |  |  |  | 3.5 | 126 | 0.0821 | 0 | 1 | 1 | 1
RB-HV-DuctSeal-MedToLow | CZ15 | rDXHP | Res | Ex | 3.43 | 91.52 | 0.0513 | 0 |  |  |  |  | 3.43 | 91.52 | 0.0513 | 0 | 1 | 1 | 1
RB-HV-DuctSeal-MedToLow | CZ15 | rDXHP | Res | Old | 3.6 | 35.2 | 0.02 | 0 |  |  |  |  | 3.6 | 35.2 | 0.02 | 0 | 1 | 1 | 1
RB-HV-DuctSeal-MedToLow | CZ15 | rWtd | SFm | Ex | 3.4 | 56.6 | 0.0359 | 1.44 |  |  |  |  | 3.4 | 56.6 | 0.0359 | 1.44 | 1 | 1 | 1 | 1
RB-HV-DuctSeal-MedToLow | CZ15 | rWtd | SFm | Old | 5.32 | 38.2 | 0.0286 | 1.02 |  |  |  |  | 5.32 | 38.2 | 0.0286 | 1.02 | 1 | 1 | 1 | 1
RB-HV-DuctSeal-MedToLow | CZ15 | rWtd | MFm | Ex | 1.16 | 15.3123 | 0.00832 | 0.28004 |  |  |  |  | 1.16 | 15.3123 | 0.00832 | 0.28004 | 1 | 1 | 1 | 1
RB-HV-DuctSeal-MedToLow | CZ15 | rWtd | MFm | Old | 2.5 | 15.3 | 0.00886 | 0.292 |  |  |  |  | 2.5 | 15.3 | 0.00886 | 0.292 | 1 | 1 | 1 | 1
RB-HV-DuctSeal-MedToLow | CZ15 | rWtd | DMo | Ex | 3.5 | 157 | 0.0581 | 0.973 |  |  |  |  | 3.5 | 157 | 0.0581 | 0.973 | 1 | 1 | 1 | 1
RB-HV-DuctSeal-MedToLow | CZ15 | rWtd | DMo | Old | 3.5 | 110 | 0.0793 | 1.71 |  |  |  |  | 3.5 | 110 | 0.0793 | 1.71 | 1 | 1 | 1 | 1
RB-HV-DuctSeal-MedToLow | CZ15 | rWtd | Res | Ex | 3.43 | 70.43 | 0.05 | 1.41 |  |  |  |  | 3.43 | 70.43 | 0.05 | 1.41 | 1 | 1 | 1 | 1
RB-HV-DuctSeal-MedToLow | CZ15 | rWtd | Res | Old | 3.6 | 27.7 | 0.019 | 0.62 |  |  |  |  | 3.6 | 27.7 | 0.019 | 0.62 | 1 | 1 | 1 | 1
RB-HV-DuctSeal-MedToLow | CZ16 | rNCGF | SFm | Ex | 3.61 | 1.82 | 0 | 2.91 | 67.0738 | 0.097955 | 0 | 0.15662 |  |  |  |  | 18.58 | 0.053821 |  | 0.053821
RB-HV-DuctSeal-MedToLow | CZ16 | rNCGF | SFm | Old | 3.26 | 3.87 | 0 | 5.86 | 60.5708 | 0.20829 | 0 | 0.31539 |  |  |  |  | 18.58 | 0.053821 |  | 0.053821
RB-HV-DuctSeal-MedToLow | CZ16 | rNCGF | MFm | Ex | 1 | 1.71 | 0 | 1.79 | 18.68 | 0.091542 | 0 | 0.095824 |  |  |  |  | 18.68 | 0.053533 |  | 0.053533
RB-HV-DuctSeal-MedToLow | CZ16 | rNCGF | MFm | Old | 1.52 | 1.34 | 0 | 1.65 | 28.3936 | 0.071734 | 0 | 0.08833 |  |  |  |  | 18.68 | 0.053533 |  | 0.053533
RB-HV-DuctSeal-MedToLow | CZ16 | rNCGF | DMo | Ex | 3.5 | 2.38 | 0 | 3.66 | 54.985 | 0.1515 | 0 | 0.23297 |  |  |  |  | 15.71 | 0.063654 |  | 0.063654
RB-HV-DuctSeal-MedToLow | CZ16 | rNCGF | DMo | Old | 3.5 | 6.89 | 0 | 10.9 | 54.985 | 0.43857 | 0 | 0.69383 |  |  |  |  | 15.71 | 0.063654 |  | 0.063654
RB-HV-DuctSeal-MedToLow | CZ16 | rNCGF | Res | Ex | 3.59 | 2.07 | 0 | 3.227 |  |  |  |  | 3.59 | 2.07 | 0 | 3.227 | 1 | 1 |  | 1
RB-HV-DuctSeal-MedToLow | CZ16 | rNCGF | Res | Old | 2.9 | 3.3 | 0 | 4.96 |  |  |  |  | 2.9 | 3.3 | 0 | 4.96 | 1 | 1 |  | 1
RB-HV-DuctSeal-MedToLow | CZ16 | rDXGF | SFm | Ex | 3.61 | 5.81 | 0.0116 | 3 |  |  |  |  | 3.61 | 5.81 | 0.0116 | 3 | 1 | 1 | 1 | 1
RB-HV-DuctSeal-MedToLow | CZ16 | rDXGF | SFm | Old | 3.26 | 17.7 | 0.0278 | 6 |  |  |  |  | 3.26 | 17.7 | 0.0278 | 6 | 1 | 1 | 1 | 1
RB-HV-DuctSeal-MedToLow | CZ16 | rDXGF | MFm | Ex | 1 | 7.95 | 0.00725 | 1.88 |  |  |  |  | 1 | 7.95 | 0.00725 | 1.88 | 1 | 1 | 1 | 1
RB-HV-DuctSeal-MedToLow | CZ16 | rDXGF | MFm | Old | 1.52 | 6.39 | 0.00613 | 1.72 |  |  |  |  | 1.52 | 6.39 | 0.00613 | 1.72 | 1 | 1 | 1 | 1
RB-HV-DuctSeal-MedToLow | CZ16 | rDXGF | DMo | Ex | 3.5 | 83.7 | 0.025 | 4.13 |  |  |  |  | 3.5 | 83.7 | 0.025 | 4.13 | 1 | 1 | 1 | 1
RB-HV-DuctSeal-MedToLow | CZ16 | rDXGF | DMo | Old | 3.5 | 30.4 | 0.0363 | 12.6 |  |  |  |  | 3.5 | 30.4 | 0.0363 | 12.6 | 1 | 1 | 1 | 1
RB-HV-DuctSeal-MedToLow | CZ16 | rDXGF | Res | Ex | 3.59 | 7.56 | 0.0134 | 3.406 |  |  |  |  | 3.59 | 7.56 | 0.0134 | 3.406 | 1 | 1 | 1 | 1
RB-HV-DuctSeal-MedToLow | CZ16 | rDXGF | Res | Old | 2.9 | 15.3 | 0.023 | 5.08 |  |  |  |  | 2.9 | 15.3 | 0.023 | 5.08 | 1 | 1 | 1 | 1
RB-HV-DuctSeal-MedToLow | CZ16 | rDXHP | SFm | Ex | 3.61 | 48 | 0.0116 | 0 |  |  |  |  | 3.61 | 48 | 0.0116 | 0 | 1 | 1 | 1
RB-HV-DuctSeal-MedToLow | CZ16 | rDXHP | SFm | Old | 3.26 | 106 | 0.0291 | 0 |  |  |  |  | 3.26 | 106 | 0.0291 | 0 | 1 | 1 | 1
RB-HV-DuctSeal-MedToLow | CZ16 | rDXHP | MFm | Ex | 1 | 38.4 | 0.0085 | 0 |  |  |  |  | 1 | 38.4 | 0.0085 | 0 | 1 | 1 | 1
RB-HV-DuctSeal-MedToLow | CZ16 | rDXHP | MFm | Old | 1.52 | 29.6 | 0.0068 | 0 |  |  |  |  | 1.52 | 29.6 | 0.0068 | 0 | 1 | 1 | 1
RB-HV-DuctSeal-MedToLow | CZ16 | rDXHP | DMo | Ex | 3.5 | 138 | 0.0286 | 0 |  |  |  |  | 3.5 | 138 | 0.0286 | 0 | 1 | 1 | 1
RB-HV-DuctSeal-MedToLow | CZ16 | rDXHP | DMo | Old | 3.5 | 183 | 0.0406 | 0 |  |  |  |  | 3.5 | 183 | 0.0406 | 0 | 1 | 1 | 1
RB-HV-DuctSeal-MedToLow | CZ16 | rDXHP | Res | Ex | 3.59 | 58.55 | 0.014 | 0 |  |  |  |  | 3.59 | 58.55 | 0.014 | 0 | 1 | 1 | 1
RB-HV-DuctSeal-MedToLow | CZ16 | rDXHP | Res | Old | 2.9 | 89.3 | 0.024 | 0 |  |  |  |  | 2.9 | 89.3 | 0.024 | 0 | 1 | 1 | 1
RB-HV-DuctSeal-MedToLow | CZ16 | rWtd | SFm | Ex | 3.61 | 6.01 | 0.00771 | 2.86 |  |  |  |  | 3.61 | 6.01 | 0.00771 | 2.86 | 1 | 1 | 1 | 1
RB-HV-DuctSeal-MedToLow | CZ16 | rWtd | SFm | Old | 3.26 | 16.3 | 0.0186 | 5.74 |  |  |  |  | 3.26 | 16.3 | 0.0186 | 5.74 | 1 | 1 | 1 | 1
RB-HV-DuctSeal-MedToLow | CZ16 | rWtd | MFm | Ex | 1 | 9.501 | 0.00573 | 1.6768 |  |  |  |  | 1 | 9.501 | 0.00573 | 1.6768 | 1 | 1 | 1 | 1
RB-HV-DuctSeal-MedToLow | CZ16 | rWtd | MFm | Old | 1.52 | 9.31 | 0.00621 | 1.51 |  |  |  |  | 1.52 | 9.31 | 0.00621 | 1.51 | 1 | 1 | 1 | 1
RB-HV-DuctSeal-MedToLow | CZ16 | rWtd | DMo | Ex | 3.5 | 90.4 | 0.0254 | 3.61 |  |  |  |  | 3.5 | 90.4 | 0.0254 | 3.61 | 1 | 1 | 1 | 1
RB-HV-DuctSeal-MedToLow | CZ16 | rWtd | DMo | Old | 3.5 | 49.5 | 0.0368 | 11 |  |  |  |  | 3.5 | 49.5 | 0.0368 | 11 | 1 | 1 | 1 | 1
RB-HV-DuctSeal-MedToLow | CZ16 | rWtd | Res | Ex | 3.59 | 9.62 | 0.01 | 3.17 |  |  |  |  | 3.59 | 9.62 | 0.01 | 3.17 | 1 | 1 | 1 | 1
RB-HV-DuctSeal-MedToLow | CZ16 | rWtd | Res | Old | 2.9 | 14.8 | 0.016 | 4.83 |  |  |  |  | 2.9 | 14.8 | 0.016 | 4.83 | 1 | 1 | 1 | 1