## Intro
DEER2017 Residential HVAC Interactive Effects Development
and comparison to DEER2014 IE factors
Sheet | Description
2017 Res IE Factors | This sheet lists the DEER2017 Residential HVAC Interactive Effects factors
Compare Std Results | This sheet presents a comparison of the rolled-up IE factors from DEER2014 (the previous version) and DEER2017
Compare source data | This sheet compares the vintage and HVAC specific IE factors from DEER2014 and DEER2017.
These data are rolled up to produce the standard results.
2014 All applic | This sheet contains the source for the DEER2014 detailed IE data (for comparison to DEER2017)
All applic | This sheet contains the source for the DEER2017 IE development: output from the DEER2017 simulation processing.
HVAC wtd | DEER2017 IE factors for the weighted HVAC system type are developed on this sheet.
Vint wtd | DEER2017 IE factors for the weighted building vintage are developed on this sheet.
CZ wtd | DEER2017 IE factors for the weighted climate zone are developed on this sheet.
Bldg wtd | DEER2017 IE factors for the weighted residential building type are developed on this sheet.
All Results | All standard DEER2017 IE factors are consolidated on this sheet.
2014 All Results | This sheet contains standard DEER2014 IE factors (for comparison to DEER2017)
key | This sheet contains lists of values used in the processing.
HVAC wts | This sheet presents the HVAC weights used in the processing,
HVACwts Src | The sheet documents the source of the HVAC weighting (not changed from DEER2014)
Vint Wts | This sheet presents the updated Vintage weights used in the processing,
CZ wts | The sheet documents the source of the Climate Zone weighting (not changed from DEER2014)
Bldg wts | The sheet documents the source of the building weighting (not changed from DEER2014)
Updates | 2016-07-18 | Updated all values based on fix to whole house fan and natural ventilation

## 2017 Res IE Factors
DEER2017 Residential HVAC Interactive Effects factors, compiled from the individual development tabs
Index | Ltg | IOU | BldgType | BldgVint | BldgLoc | BldgHVAC | kWh/kWh | kW/kw | therm/kWh
PGECFLSFmExCZ01 | CFL | PGE | SFm | Ex | CZ01 | rWtd | 0.96 | 1.02 | -0.0285
PGECFLSFmExCZ02 | CFL | PGE | SFm | Ex | CZ02 | rWtd | 0.992 | 1.4 | -0.0276
PGECFLSFmExCZ03 | CFL | PGE | SFm | Ex | CZ03 | rWtd | 0.969 | 1.14 | -0.0271
PGECFLSFmExCZ04 | CFL | PGE | SFm | Ex | CZ04 | rWtd | 1.02 | 1.52 | -0.0215
PGECFLSFmExCZ05 | CFL | PGE | SFm | Ex | CZ05 | rWtd | 0.962 | 1.2 | -0.0299
PGECFLSFmExCZ11 | CFL | PGE | SFm | Ex | CZ11 | rWtd | 1.1 | 1.9 | -0.0244
PGECFLSFmExCZ12 | CFL | PGE | SFm | Ex | CZ12 | rWtd | 1.07 | 1.86 | -0.0232
PGECFLSFmExCZ13 | CFL | PGE | SFm | Ex | CZ13 | rWtd | 1.13 | 1.85 | -0.0236
PGECFLSFmExCZ16 | CFL | PGE | SFm | Ex | CZ16 | rWtd | 1.02 | 1.5 | -0.0267
PGECFLSFmNewCZ01 | CFL | PGE | SFm | New | CZ01 | rWtd | 0.971 | 1 | -0.0248
PGECFLSFmNewCZ02 | CFL | PGE | SFm | New | CZ02 | rWtd | 1.02 | 1.85 | -0.0274
PGECFLSFmNewCZ03 | CFL | PGE | SFm | New | CZ03 | rWtd | 0.987 | 1.2 | -0.02
PGECFLSFmNewCZ04 | CFL | PGE | SFm | New | CZ04 | rWtd | 1.05 | 1.77 | -0.0223
PGECFLSFmNewCZ05 | CFL | PGE | SFm | New | CZ05 | rWtd | 0.977 | 1.12 | -0.0243
PGECFLSFmNewCZ11 | CFL | PGE | SFm | New | CZ11 | rWtd | 1.07 | 1.52 | -0.0202
PGECFLSFmNewCZ12 | CFL | PGE | SFm | New | CZ12 | rWtd | 1.04 | 1.54 | -0.0209
PGECFLSFmNewCZ13 | CFL | PGE | SFm | New | CZ13 | rWtd | 1.07 | 1.49 | -0.0204
PGECFLSFmNewCZ16 | CFL | PGE | SFm | New | CZ16 | rWtd | 0.989 | 1.35 | -0.0237
PGECFLMFmExCZ01 | CFL | PGE | MFm | Ex | CZ01 | rWtd | 0.905 | 1.02 | -0.0265
PGECFLMFmExCZ02 | CFL | PGE | MFm | Ex | CZ02 | rWtd | 0.976 | 1.31 | -0.0181
PGECFLMFmExCZ03 | CFL | PGE | MFm | Ex | CZ03 | rWtd | 0.939 | 1.05 | -0.0207
PGECFLMFmExCZ04 | CFL | PGE | MFm | Ex | CZ04 | rWtd | 0.991 | 1.37 | -0.0162
PGECFLMFmExCZ05 | CFL | PGE | MFm | Ex | CZ05 | rWtd | 0.941 | 1.05 | -0.0238
PGECFLMFmExCZ11 | CFL | PGE | MFm | Ex | CZ11 | rWtd | 1.09 | 1.82 | -0.017
PGECFLMFmExCZ12 | CFL | PGE | MFm | Ex | CZ12 | rWtd | 1.05 | 1.76 | -0.0178
PGECFLMFmExCZ13 | CFL | PGE | MFm | Ex | CZ13 | rWtd | 1.1 | 1.83 | -0.0167
PGECFLMFmExCZ16 | CFL | PGE | MFm | Ex | CZ16 | rWtd | 1.02 | 1.43 | -0.0204
PGECFLMFmNewCZ01 | CFL | PGE | MFm | New | CZ01 | rWtd | 0.926 | 1.04 | -0.024
PGECFLMFmNewCZ02 | CFL | PGE | MFm | New | CZ02 | rWtd | 0.977 | 1.13 | -0.0157
PGECFLMFmNewCZ03 | CFL | PGE | MFm | New | CZ03 | rWtd | 0.956 | 1.09 | -0.0182
PGECFLMFmNewCZ04 | CFL | PGE | MFm | New | CZ04 | rWtd | 1.06 | 1.56 | -0.0117
PGECFLMFmNewCZ05 | CFL | PGE | MFm | New | CZ05 | rWtd | 1 | 1.14 | -0.0132
PGECFLMFmNewCZ11 | CFL | PGE | MFm | New | CZ11 | rWtd | 1.08 | 1.41 | -0.015
PGECFLMFmNewCZ12 | CFL | PGE | MFm | New | CZ12 | rWtd | 1.08 | 1.4 | -0.0141
PGECFLMFmNewCZ13 | CFL | PGE | MFm | New | CZ13 | rWtd | 1.09 | 1.44 | -0.0139
PGECFLMFmNewCZ16 | CFL | PGE | MFm | New | CZ16 | rWtd | 0.986 | 1.21 | -0.0211
SCECFLSFmExCZ05 | CFL | SCE | SFm | Ex | CZ05 | rWtd | 0.969 | 1.4 | -0.0299
SCECFLSFmExCZ06 | CFL | SCE | SFm | Ex | CZ06 | rWtd | 1.01 | 1.36 | -0.0183
SCECFLSFmExCZ08 | CFL | SCE | SFm | Ex | CZ08 | rWtd | 1.05 | 1.42 | -0.0169
SCECFLSFmExCZ09 | CFL | SCE | SFm | Ex | CZ09 | rWtd | 1.08 | 1.51 | -0.0183
SCECFLSFmExCZ10 | CFL | SCE | SFm | Ex | CZ10 | rWtd | 1.08 | 1.85 | -0.0219
SCECFLSFmExCZ13 | CFL | SCE | SFm | Ex | CZ13 | rWtd | 1.13 | 1.86 | -0.0235
SCECFLSFmExCZ14 | CFL | SCE | SFm | Ex | CZ14 | rWtd | 1.14 | 1.66 | -0.0248
SCECFLSFmExCZ15 | CFL | SCE | SFm | Ex | CZ15 | rWtd | 1.21 | 1.7 | -0.0112
SCECFLSFmExCZ16 | CFL | SCE | SFm | Ex | CZ16 | rWtd | 1.04 | 1.59 | -0.0263
SCECFLSFmNewCZ05 | CFL | SCE | SFm | New | CZ05 | rWtd | 1 | 1.74 | -0.0243
SCECFLSFmNewCZ06 | CFL | SCE | SFm | New | CZ06 | rWtd | 1.03 | 1.41 | -0.017
SCECFLSFmNewCZ08 | CFL | SCE | SFm | New | CZ08 | rWtd | 1.07 | 1.35 | -0.014
SCECFLSFmNewCZ09 | CFL | SCE | SFm | New | CZ09 | rWtd | 1.07 | 1.53 | -0.0151
SCECFLSFmNewCZ10 | CFL | SCE | SFm | New | CZ10 | rWtd | 1.07 | 1.46 | -0.0207
SCECFLSFmNewCZ13 | CFL | SCE | SFm | New | CZ13 | rWtd | 1.07 | 1.49 | -0.0204
SCECFLSFmNewCZ14 | CFL | SCE | SFm | New | CZ14 | rWtd | 1.09 | 1.34 | -0.0234
SCECFLSFmNewCZ15 | CFL | SCE | SFm | New | CZ15 | rWtd | 1.16 | 1.47 | -0.0106
SCECFLSFmNewCZ16 | CFL | SCE | SFm | New | CZ16 | rWtd | 0.976 | 1.12 | -0.0237
SCECFLMFmExCZ05 | CFL | SCE | MFm | Ex | CZ05 | rWtd | 0.986 | 1 | -0.0282
SCECFLMFmExCZ06 | CFL | SCE | MFm | Ex | CZ06 | rWtd | 1 | 1.25 | -0.0142
SCECFLMFmExCZ08 | CFL | SCE | MFm | Ex | CZ08 | rWtd | 1.04 | 1.39 | -0.0121
SCECFLMFmExCZ09 | CFL | SCE | MFm | Ex | CZ09 | rWtd | 1.09 | 1.43 | -0.0133
SCECFLMFmExCZ10 | CFL | SCE | MFm | Ex | CZ10 | rWtd | 1.09 | 1.8 | -0.0148
SCECFLMFmExCZ13 | CFL | SCE | MFm | Ex | CZ13 | rWtd | 1.1 | 1.77 | -0.0165
SCECFLMFmExCZ14 | CFL | SCE | MFm | Ex | CZ14 | rWtd | 1.11 | 1.59 | -0.016
SCECFLMFmExCZ15 | CFL | SCE | MFm | Ex | CZ15 | rWtd | 1.21 | 1.61 | -0.0073
SCECFLMFmExCZ16 | CFL | SCE | MFm | Ex | CZ16 | rWtd | 1.02 | 1.44 | -0.0204
SCECFLMFmNewCZ05 | CFL | SCE | MFm | New | CZ05 | rWtd | 1.02 | 1.23 | -0.0132
SCECFLMFmNewCZ06 | CFL | SCE | MFm | New | CZ06 | rWtd | 1.04 | 1.43 | -0.0126
SCECFLMFmNewCZ08 | CFL | SCE | MFm | New | CZ08 | rWtd | 1.11 | 1.25 | -0.00825
SCECFLMFmNewCZ09 | CFL | SCE | MFm | New | CZ09 | rWtd | 1.1 | 1.37 | -0.0104
SCECFLMFmNewCZ10 | CFL | SCE | MFm | New | CZ10 | rWtd | 1.09 | 1.51 | -0.0087
SCECFLMFmNewCZ13 | CFL | SCE | MFm | New | CZ13 | rWtd | 1.09 | 1.44 | -0.0139
SCECFLMFmNewCZ14 | CFL | SCE | MFm | New | CZ14 | rWtd | 1.08 | 1.3 | -0.0156
SCECFLMFmNewCZ15 | CFL | SCE | MFm | New | CZ15 | rWtd | 1.14 | 1.38 | -0.00671
SCECFLMFmNewCZ16 | CFL | SCE | MFm | New | CZ16 | rWtd | 1.02 | 1.36 | -0.021
SDGCFLSFmExCZ06 | CFL | SDG | SFm | Ex | CZ06 | rWtd | 1.03 | 1.48 | -0.0172
SDGCFLSFmExCZ07 | CFL | SDG | SFm | Ex | CZ07 | rWtd | 1.01 | 1.29 | -0.0163
SDGCFLSFmExCZ08 | CFL | SDG | SFm | Ex | CZ08 | rWtd | 1.1 | 1.67 | -0.0166
SDGCFLSFmExCZ10 | CFL | SDG | SFm | Ex | CZ10 | rWtd | 1.06 | 1.68 | -0.0219
SDGCFLSFmExCZ14 | CFL | SDG | SFm | Ex | CZ14 | rWtd | 1.09 | 1.47 | -0.0232
SDGCFLSFmExCZ15 | CFL | SDG | SFm | Ex | CZ15 | rWtd | 1.22 | 1.72 | -0.0104
SDGCFLSFmNewCZ06 | CFL | SDG | SFm | New | CZ06 | rWtd | 1.02 | 1.31 | -0.017
SDGCFLSFmNewCZ07 | CFL | SDG | SFm | New | CZ07 | rWtd | 1.03 | 1.14 | -0.0158
SDGCFLSFmNewCZ08 | CFL | SDG | SFm | New | CZ08 | rWtd | 1.09 | 1.49 | -0.0141
SDGCFLSFmNewCZ10 | CFL | SDG | SFm | New | CZ10 | rWtd | 1.07 | 1.46 | -0.0207
SDGCFLSFmNewCZ14 | CFL | SDG | SFm | New | CZ14 | rWtd | 1.03 | 1.11 | -0.0234
SDGCFLSFmNewCZ15 | CFL | SDG | SFm | New | CZ15 | rWtd | 1.1 | 1.29 | -0.0107
SDGCFLMFmExCZ06 | CFL | SDG | MFm | Ex | CZ06 | rWtd | 1.01 | 1.31 | -0.0144
SDGCFLMFmExCZ07 | CFL | SDG | MFm | Ex | CZ07 | rWtd | 1.01 | 1.15 | -0.0125
SDGCFLMFmExCZ08 | CFL | SDG | MFm | Ex | CZ08 | rWtd | 1.08 | 1.4 | -0.0113
SDGCFLMFmExCZ10 | CFL | SDG | MFm | Ex | CZ10 | rWtd | 1.06 | 1.68 | -0.0144
SDGCFLMFmExCZ14 | CFL | SDG | MFm | Ex | CZ14 | rWtd | 1.11 | 1.51 | -0.0171
SDGCFLMFmExCZ15 | CFL | SDG | MFm | Ex | CZ15 | rWtd | 1.21 | 1.58 | -0.00703
SDGCFLMFmNewCZ06 | CFL | SDG | MFm | New | CZ06 | rWtd | 1.05 | 1.48 | -0.0126
SDGCFLMFmNewCZ07 | CFL | SDG | MFm | New | CZ07 | rWtd | 1.08 | 1.31 | -0.0111
SDGCFLMFmNewCZ08 | CFL | SDG | MFm | New | CZ08 | rWtd | 1.12 | 1.27 | -0.00821
SDGCFLMFmNewCZ10 | CFL | SDG | MFm | New | CZ10 | rWtd | 1.02 | 1.17 | -0.00895
SDGCFLMFmNewCZ14 | CFL | SDG | MFm | New | CZ14 | rWtd | 1.06 | 1.26 | -0.0157
SDGCFLMFmNewCZ15 | CFL | SDG | MFm | New | CZ15 | rWtd | 1.12 | 1.33 | -0.00676
PGECFLDMoExCZ01 | CFL | PGE | DMo | Ex | CZ01 | rWtd | 0.952 | 1.02 | -0.022
PGECFLDMoExCZ02 | CFL | PGE | DMo | Ex | CZ02 | rWtd | 1.06 | 1.91 | -0.0196
PGECFLDMoExCZ03 | CFL | PGE | DMo | Ex | CZ03 | rWtd | 0.993 | 1.56 | -0.0192
PGECFLDMoExCZ04 | CFL | PGE | DMo | Ex | CZ04 | rWtd | 1.06 | 1.68 | -0.0167
PGECFLDMoExCZ05 | CFL | PGE | DMo | Ex | CZ05 | rWtd | 0.958 | 1.14 | -0.0217
PGECFLDMoExCZ11 | CFL | PGE | DMo | Ex | CZ11 | rWtd | 1.12 | 1.87 | -0.018
PGECFLDMoExCZ12 | CFL | PGE | DMo | Ex | CZ12 | rWtd | 1.12 | 1.96 | -0.0177
PGECFLDMoExCZ13 | CFL | PGE | DMo | Ex | CZ13 | rWtd | 1.15 | 1.75 | -0.0164
PGECFLDMoExCZ16 | CFL | PGE | DMo | Ex | CZ16 | rWtd | 1.01 | 1.45 | -0.0226
PGECFLDMoNewCZ01 | CFL | PGE | DMo | New | CZ01 | rWtd | 0.964 | 1.02 | -0.0246
PGECFLDMoNewCZ02 | CFL | PGE | DMo | New | CZ02 | rWtd | 1.06 | 1.86 | -0.0212
PGECFLDMoNewCZ03 | CFL | PGE | DMo | New | CZ03 | rWtd | 0.957 | 1 | -0.0186
PGECFLDMoNewCZ04 | CFL | PGE | DMo | New | CZ04 | rWtd | 1.03 | 1.44 | -0.0178
PGECFLDMoNewCZ05 | CFL | PGE | DMo | New | CZ05 | rWtd | 0.947 | 1.02 | -0.0234
PGECFLDMoNewCZ11 | CFL | PGE | DMo | New | CZ11 | rWtd | 1.12 | 1.68 | -0.0154
PGECFLDMoNewCZ12 | CFL | PGE | DMo | New | CZ12 | rWtd | 1.09 | 1.68 | -0.018
PGECFLDMoNewCZ13 | CFL | PGE | DMo | New | CZ13 | rWtd | 0.963 | 1 | -0.0166
PGECFLDMoNewCZ16 | CFL | PGE | DMo | New | CZ16 | rWtd | 1 | 1.45 | -0.0191
SCECFLDMoExCZ05 | CFL | SCE | DMo | Ex | CZ05 | rWtd | 0.982 | 1.71 | -0.0235
SCECFLDMoExCZ06 | CFL | SCE | DMo | Ex | CZ06 | rWtd | 1.01 | 1.17 | -0.0122
SCECFLDMoExCZ08 | CFL | SCE | DMo | Ex | CZ08 | rWtd | 1.12 | 1.59 | -0.0117
SCECFLDMoExCZ09 | CFL | SCE | DMo | Ex | CZ09 | rWtd | 1.12 | 1.58 | -0.0128
SCECFLDMoExCZ10 | CFL | SCE | DMo | Ex | CZ10 | rWtd | 1.13 | 1.88 | -0.0133
SCECFLDMoExCZ13 | CFL | SCE | DMo | Ex | CZ13 | rWtd | 1.16 | 1.8 | -0.0164
SCECFLDMoExCZ14 | CFL | SCE | DMo | Ex | CZ14 | rWtd | 1.15 | 1.69 | -0.0162
SCECFLDMoExCZ15 | CFL | SCE | DMo | Ex | CZ15 | rWtd | 1.25 | 1.69 | -0.00662
SCECFLDMoExCZ16 | CFL | SCE | DMo | Ex | CZ16 | rWtd | 1.06 | 1.76 | -0.0226
SCECFLDMoNewCZ05 | CFL | SCE | DMo | New | CZ05 | rWtd | 0.977 | 1.54 | -0.0235
SCECFLDMoNewCZ06 | CFL | SCE | DMo | New | CZ06 | rWtd | 0.983 | 1.04 | -0.0119
SCECFLDMoNewCZ08 | CFL | SCE | DMo | New | CZ08 | rWtd | 1.13 | 1.43 | -0.0108
SCECFLDMoNewCZ09 | CFL | SCE | DMo | New | CZ09 | rWtd | 1.12 | 1.57 | -0.012
SCECFLDMoNewCZ10 | CFL | SCE | DMo | New | CZ10 | rWtd | 1.14 | 1.5 | -0.0144
SCECFLDMoNewCZ13 | CFL | SCE | DMo | New | CZ13 | rWtd | 1.05 | 1.31 | -0.0168
SCECFLDMoNewCZ14 | CFL | SCE | DMo | New | CZ14 | rWtd | 1.06 | 1.34 | -0.0175
SCECFLDMoNewCZ15 | CFL | SCE | DMo | New | CZ15 | rWtd | 1.21 | 1.55 | -0.00681
SCECFLDMoNewCZ16 | CFL | SCE | DMo | New | CZ16 | rWtd | 1.02 | 1.63 | -0.0192
SDGCFLDMoExCZ06 | CFL | SDG | DMo | Ex | CZ06 | rWtd | 0.431 | 0.589 | -0.00382
SDGCFLDMoExCZ07 | CFL | SDG | DMo | Ex | CZ07 | rWtd | 1.02 | 1.16 | -0.00869
SDGCFLDMoExCZ08 | CFL | SDG | DMo | Ex | CZ08 | rWtd | 1.09 | 1.45 | -0.0108
SDGCFLDMoExCZ10 | CFL | SDG | DMo | Ex | CZ10 | rWtd | 1.12 | 1.77 | -0.0132
SDGCFLDMoExCZ14 | CFL | SDG | DMo | Ex | CZ14 | rWtd | 1 | 1.15 | -0.0154
SDGCFLDMoExCZ15 | CFL | SDG | DMo | Ex | CZ15 | rWtd | 1.15 | 1.42 | -0.00671
SDGCFLDMoNewCZ06 | CFL | SDG | DMo | New | CZ06 | rWtd | 1.07 | 1.45 | -0.012
SDGCFLDMoNewCZ07 | CFL | SDG | DMo | New | CZ07 | rWtd | 1.07 | 1.23 | -0.00795
SDGCFLDMoNewCZ08 | CFL | SDG | DMo | New | CZ08 | rWtd | 1.13 | 1.43 | -0.0108
SDGCFLDMoNewCZ10 | CFL | SDG | DMo | New | CZ10 | rWtd | 1.14 | 1.5 | -0.0144
SDGCFLDMoNewCZ14 | CFL | SDG | DMo | New | CZ14 | rWtd | 1.1 | 1.49 | -0.0176
SDGCFLDMoNewCZ15 | CFL | SDG | DMo | New | CZ15 | rWtd | 1.18 | 1.47 | -0.00679
PGECFLDMoExIOU | CFL | PGE | DMo | Ex | IOU | rWtd | 1.09 | 1.75 | -0.0184
PGECFLMFmExIOU | CFL | PGE | MFm | Ex | IOU | rWtd | 0.989 | 1.35 | -0.0189
PGECFLSFmExIOU | CFL | PGE | SFm | Ex | IOU | rWtd | 1.04 | 1.56 | -0.0248
SCECFLDMoExIOU | CFL | SCE | DMo | Ex | IOU | rWtd | 1.11 | 1.64 | -0.0138
SCECFLMFmExIOU | CFL | SCE | MFm | Ex | IOU | rWtd | 1.05 | 1.4 | -0.0133
SCECFLSFmExIOU | CFL | SCE | SFm | Ex | IOU | rWtd | 1.07 | 1.58 | -0.0198
SDGCFLDMoExIOU | CFL | SDG | DMo | Ex | IOU | rWtd | 1.07 | 1.45 | -0.0109
SDGCFLMFmExIOU | CFL | SDG | MFm | Ex | IOU | rWtd | 1.02 | 1.28 | -0.013
SDGCFLSFmExIOU | CFL | SDG | SFm | Ex | IOU | rWtd | 1.03 | 1.42 | -0.018
PGECFLDMoNewIOU | CFL | PGE | DMo | New | IOU | rWtd | 1.05 | 1.5 | -0.0178
PGECFLMFmNewIOU | CFL | PGE | MFm | New | IOU | rWtd | 1.01 | 1.27 | -0.0159
PGECFLSFmNewIOU | CFL | PGE | SFm | New | IOU | rWtd | 1.04 | 1.49 | -0.0213
SCECFLDMoNewIOU | CFL | SCE | DMo | New | IOU | rWtd | 1.07 | 1.32 | -0.0118
SCECFLMFmNewIOU | CFL | SCE | MFm | New | IOU | rWtd | 1.08 | 1.35 | -0.0103
SCECFLSFmNewIOU | CFL | SCE | SFm | New | IOU | rWtd | 1.06 | 1.44 | -0.0187
SDGCFLDMoNewIOU | CFL | SDG | DMo | New | IOU | rWtd | 1.12 | 1.42 | -0.0126
SDGCFLMFmNewIOU | CFL | SDG | MFm | New | IOU | rWtd | 1.08 | 1.28 | -0.0102
SDGCFLSFmNewIOU | CFL | SDG | SFm | New | IOU | rWtd | 1.04 | 1.27 | -0.0175
PGECFLResExIOU | CFL | PGE | Res | Ex | IOU | rWtd | 1.02 | 1.5 | -0.0227
PGECFLResNewIOU | CFL | PGE | Res | New | IOU | rWtd | 1.03 | 1.44 | -0.0199
SCECFLResExIOU | CFL | SCE | Res | Ex | IOU | rWtd | 1.07 | 1.53 | -0.0177
SCECFLResNewIOU | CFL | SCE | Res | New | IOU | rWtd | 1.07 | 1.41 | -0.0169
SDGCFLResExIOU | CFL | SDG | Res | Ex | IOU | rWtd | 1.03 | 1.38 | -0.0161
SDGCFLResNewIOU | CFL | SDG | Res | New | IOU | rWtd | 1.05 | 1.28 | -0.0159
PGECFLResExCZ01 | CFL | PGE | Res | Ex | CZ01 | rWtd | 0.946 | 1.02 | -0.0278
PGECFLResExCZ02 | CFL | PGE | Res | Ex | CZ02 | rWtd | 0.993 | 1.42 | -0.025
PGECFLResExCZ03 | CFL | PGE | Res | Ex | CZ03 | rWtd | 0.956 | 1.1 | -0.0242
PGECFLResExCZ04 | CFL | PGE | Res | Ex | CZ04 | rWtd | 1.01 | 1.47 | -0.0195
PGECFLResExCZ05 | CFL | PGE | Res | Ex | CZ05 | rWtd | 0.958 | 1.16 | -0.0278
PGECFLResExCZ11 | CFL | PGE | Res | Ex | CZ11 | rWtd | 1.1 | 1.88 | -0.0223
PGECFLResExCZ12 | CFL | PGE | Res | Ex | CZ12 | rWtd | 1.07 | 1.84 | -0.0217
PGECFLResExCZ13 | CFL | PGE | Res | Ex | CZ13 | rWtd | 1.12 | 1.84 | -0.0215
PGECFLResExCZ16 | CFL | PGE | Res | Ex | CZ16 | rWtd | 1.02 | 1.49 | -0.026
PGECFLResNewCZ01 | CFL | PGE | Res | New | CZ01 | rWtd | 0.957 | 1.01 | -0.0245
PGECFLResNewCZ02 | CFL | PGE | Res | New | CZ02 | rWtd | 1 | 1.53 | -0.0219
PGECFLResNewCZ03 | CFL | PGE | Res | New | CZ03 | rWtd | 0.972 | 1.14 | -0.0191
PGECFLResNewCZ04 | CFL | PGE | Res | New | CZ04 | rWtd | 1.05 | 1.68 | -0.0185
PGECFLResNewCZ05 | CFL | PGE | Res | New | CZ05 | rWtd | 0.976 | 1.12 | -0.0242
PGECFLResNewCZ11 | CFL | PGE | Res | New | CZ11 | rWtd | 1.08 | 1.52 | -0.0199
PGECFLResNewCZ12 | CFL | PGE | Res | New | CZ12 | rWtd | 1.05 | 1.52 | -0.0198
PGECFLResNewCZ13 | CFL | PGE | Res | New | CZ13 | rWtd | 1.07 | 1.48 | -0.0199
PGECFLResNewCZ16 | CFL | PGE | Res | New | CZ16 | rWtd | 0.989 | 1.35 | -0.0237
SCECFLResExCZ05 | CFL | SCE | Res | Ex | CZ05 | rWtd | 0.974 | 1.3 | -0.0295
SCECFLResExCZ06 | CFL | SCE | Res | Ex | CZ06 | rWtd | 1.01 | 1.31 | -0.0162
SCECFLResExCZ08 | CFL | SCE | Res | Ex | CZ08 | rWtd | 1.05 | 1.42 | -0.0152
SCECFLResExCZ09 | CFL | SCE | Res | Ex | CZ09 | rWtd | 1.09 | 1.49 | -0.0167
SCECFLResExCZ10 | CFL | SCE | Res | Ex | CZ10 | rWtd | 1.09 | 1.85 | -0.0205
SCECFLResExCZ13 | CFL | SCE | Res | Ex | CZ13 | rWtd | 1.13 | 1.85 | -0.0226
SCECFLResExCZ14 | CFL | SCE | Res | Ex | CZ14 | rWtd | 1.14 | 1.66 | -0.0235
SCECFLResExCZ15 | CFL | SCE | Res | Ex | CZ15 | rWtd | 1.21 | 1.66 | -0.00916
SCECFLResExCZ16 | CFL | SCE | Res | Ex | CZ16 | rWtd | 1.04 | 1.59 | -0.0253
SCECFLResNewCZ05 | CFL | SCE | Res | New | CZ05 | rWtd | 1 | 1.74 | -0.0243
SCECFLResNewCZ06 | CFL | SCE | Res | New | CZ06 | rWtd | 1.03 | 1.38 | -0.0152
SCECFLResNewCZ08 | CFL | SCE | Res | New | CZ08 | rWtd | 1.09 | 1.31 | -0.0116
SCECFLResNewCZ09 | CFL | SCE | Res | New | CZ09 | rWtd | 1.08 | 1.48 | -0.0133
SCECFLResNewCZ10 | CFL | SCE | Res | New | CZ10 | rWtd | 1.07 | 1.46 | -0.0206
SCECFLResNewCZ13 | CFL | SCE | Res | New | CZ13 | rWtd | 1.07 | 1.49 | -0.0202
SCECFLResNewCZ14 | CFL | SCE | Res | New | CZ14 | rWtd | 1.09 | 1.34 | -0.0234
SCECFLResNewCZ15 | CFL | SCE | Res | New | CZ15 | rWtd | 1.17 | 1.49 | -0.00965
SCECFLResNewCZ16 | CFL | SCE | Res | New | CZ16 | rWtd | 0.978 | 1.15 | -0.0235
SDGCFLResExCZ06 | CFL | SDG | Res | Ex | CZ06 | rWtd | 1.02 | 1.45 | -0.0166
SDGCFLResExCZ07 | CFL | SDG | Res | Ex | CZ07 | rWtd | 1.01 | 1.24 | -0.0147
SDGCFLResExCZ08 | CFL | SDG | Res | Ex | CZ08 | rWtd | 1.09 | 1.5 | -0.013
SDGCFLResExCZ10 | CFL | SDG | Res | Ex | CZ10 | rWtd | 1.06 | 1.68 | -0.0194
SDGCFLResExCZ14 | CFL | SDG | Res | Ex | CZ14 | rWtd | 1.08 | 1.44 | -0.0221
SDGCFLResExCZ15 | CFL | SDG | Res | Ex | CZ15 | rWtd | 1.22 | 1.71 | -0.0102
SDGCFLResNewCZ06 | CFL | SDG | Res | New | CZ06 | rWtd | 1.02 | 1.32 | -0.0168
SDGCFLResNewCZ07 | CFL | SDG | Res | New | CZ07 | rWtd | 1.04 | 1.18 | -0.0145
SDGCFLResNewCZ08 | CFL | SDG | Res | New | CZ08 | rWtd | 1.12 | 1.32 | -0.00937
SDGCFLResNewCZ10 | CFL | SDG | Res | New | CZ10 | rWtd | 1.07 | 1.42 | -0.0187
SDGCFLResNewCZ14 | CFL | SDG | Res | New | CZ14 | rWtd | 1.03 | 1.11 | -0.0234
SDGCFLResNewCZ15 | CFL | SDG | Res | New | CZ15 | rWtd | 1.1 | 1.31 | -0.00978

## Compare Std Results
This tab compares the weighted residential HVAC IE factors between DEER2014 and DEER2017
Summary Graphs by IOU
| bldgtype |  | PA | 2014 | 2017
IE-kWh | #REF! | Ex | PGE | #REF! | #REF!
IE-kWh | #REF! | Ex | #REF! | #REF! | #REF!
IE-kWh | #REF! | Ex | SDG | #REF! | #REF!
IE-kWh | #REF! | New | PGE | #REF! | #REF!
IE-kWh | #REF! | New | #REF! | #REF! | #REF!
IE-kWh | #REF! | New | SDG | #REF! | #REF!
#REF!
#REF!
| bldgtype |  | PA | 2014 | 2017
IE-kW | #REF! | Ex | PGE | #REF! | #REF!
IE-kW | #REF! | Ex | #REF! | #REF! | #REF!
IE-kW | #REF! | Ex | SDG | #REF! | #REF!
IE-kW | #REF! | New | PGE | #REF! | #REF!
IE-kW | #REF! | New | #REF! | #REF! | #REF!
IE-kW | #REF! | New | SDG | #REF! | #REF!
#REF!
#REF!
| bldgtype |  | PA | 2014 | 2017
IE-therm | #REF! | Ex | PGE | #REF! | #REF!
IE-therm | #REF! | Ex | #REF! | #REF! | #REF!
IE-therm | #REF! | Ex | SDG | #REF! | #REF!
IE-therm | #REF! | New | PGE | #REF! | #REF!
IE-therm | #REF! | New | #REF! | #REF! | #REF!
IE-therm | #REF! | New | SDG | #REF! | #REF!
#REF!
#REF!
|  | PA | bldgtype | 2014 | 2017 | change
IE-kWh | Ex | PGE | SFm | 1.03 | 1.0354 | 0.5205% | IE-kWh
IE-kWh | Ex | PGE | MFm | 0.99 | 0.98855 | -0.1467% | IE-kW
IE-kWh | Ex | PGE | Dmo | 1.12 | 1.0853 | -3.101% | IE-therm
IE-kWh | Ex | SCE | SFm | 1.07 | 1.072 | 0.184%
IE-kWh | Ex | SCE | MFm | 1.06 | 1.0511 | -0.8412%
IE-kWh | Ex | SCE | Dmo | 1.16 | 1.1089 | -4.403%
IE-kWh | Ex | SDG | SFm | 1.03 | 1.0288 | -0.1178%
IE-kWh | Ex | SDG | MFm | 1.03 | 1.0225 | -0.7328%
IE-kWh | Ex | SDG | Dmo | 1.09 | 1.07 | -1.838%
IE-kWh | New | PGE | SFm | 1.06 | 1.0411 | -1.779%
IE-kWh | New | PGE | MFm | 1.03 | 1.0112 | -1.83%
IE-kWh | New | PGE | Dmo | 1.07 | 1.0494 | -1.923%
IE-kWh | New | SCE | SFm | 1.09 | 1.0637 | -2.414%
IE-kWh | New | SCE | MFm | 1.11 | 1.0847 | -2.277%
IE-kWh | New | SCE | Dmo | 1.09 | 1.0688 | -1.943%
IE-kWh | New | SDG | SFm | 1.05 | 1.0385 | -1.093%
IE-kWh | New | SDG | MFm | 1.1 | 1.076 | -2.185%
IE-kWh | New | SDG | Dmo | 1.14 | 1.1173 | -1.987%
HVAC IE Factors - kWh/kWh_x000D_IOU territory - Existing Vintage | [5 empty] | -1.55%
HVAC IE Factors - kWh/kWh_x000D_IOU territory - New Vintage
|  | PA | bldgtype | 2014 | 2017 | change
IE-kW | Ex | PGE | SFm | 1.38 | 1.5611 | 13.12%
IE-kW | Ex | PGE | MFm | 1.18 | 1.346 | 14.07%
IE-kW | Ex | PGE | Dmo | 1.55 | 1.753 | 13.1%
IE-kW | Ex | SCE | SFm | 1.46 | 1.5774 | 8.038%
IE-kW | Ex | SCE | MFm | 1.29 | 1.3973 | 8.319%
IE-kW | Ex | SCE | Dmo | 1.6 | 1.6436 | 2.726%
IE-kW | Ex | SDG | SFm | 1.29 | 1.4234 | 10.34%
IE-kW | Ex | SDG | MFm | 1.19 | 1.2783 | 7.419%
IE-kW | Ex | SDG | Dmo | 1.38 | 1.449 | 4.999%
IE-kW | New | PGE | SFm | 1.42 | 1.4947 | 5.259%
IE-kW | New | PGE | MFm | 1.18 | 1.2684 | 7.49%
IE-kW | New | PGE | Dmo | 1.38 | 1.5027 | 8.891%
IE-kW | New | SCE | SFm | 1.41 | 1.4362 | 1.856%
IE-kW | New | SCE | MFm | 1.31 | 1.3465 | 2.783%
IE-kW | New | SCE | Dmo | 1.27 | 1.3215 | 4.052%
IE-kW | New | SDG | SFm | 1.27 | 1.2744 | 0.3439%
IE-kW | New | SDG | MFm | 1.25 | 1.2809 | 2.471%
IE-kW | New | SDG | Dmo | 1.42 | 1.4245 | 0.3198%
HVAC IE Factors - kW/kW_x000D_IOU territory - Existing Vintage | [5 empty] | 6.422%
HVAC IE Factors - kW/kW_x000D_IOU territory - New Vintage
|  | PA | bldgtype | 2014 | 2017 | change
IE-therm | Ex | PGE | SFm | -0.0255 | -0.024766 | -2.878%
IE-therm | Ex | PGE | MFm | -0.0212 | -0.018876 | -10.96%
IE-therm | Ex | PGE | Dmo | -0.0206 | -0.018399 | -10.69%
IE-therm | Ex | SCE | SFm | -0.021 | -0.019776 | -5.83%
IE-therm | Ex | SCE | MFm | -0.0148 | -0.013348 | -9.81%
IE-therm | Ex | SCE | Dmo | -0.0175 | -0.013783 | -21.24%
IE-therm | Ex | SDG | SFm | -0.0204 | -0.017984 | -11.84%
IE-therm | Ex | SDG | MFm | -0.0122 | -0.012953 | 6.17%
IE-therm | Ex | SDG | Dmo | -0.016 | -0.010936 | -31.65%
IE-therm | New | PGE | SFm | -0.0225 | -0.021259 | -5.517%
IE-therm | New | PGE | MFm | -0.0158 | -0.015871 | 0.4482%
IE-therm | New | PGE | Dmo | -0.0199 | -0.017844 | -10.33%
IE-therm | New | SCE | SFm | -0.0195 | -0.018736 | -3.917%
IE-therm | New | SCE | MFm | -0.0101 | -0.010307 | 2.05%
IE-therm | New | SCE | Dmo | -0.0152 | -0.011771 | -22.56%
IE-therm | New | SDG | SFm | -0.0184 | -0.017547 | -4.636%
IE-therm | New | SDG | MFm | -0.00612 | -0.01017 | 66.18%
IE-therm | New | SDG | Dmo | -0.0162 | -0.012577 | -22.36%
HVAC IE Factors - therm/kWh_x000D_IOU territory - Existing Vintage | [5 empty] | -5.521%
HVAC IE Factors - therm/kWh_x000D_IOU territory - New Vintage

## Compare source data
This tab allows for a detailed comparison of the source data used to determine the IE Factors from DEER2014 and DEER2017
Note: not all combinations of inputs are valid, coordinate the Building type with the appropriate Vintage specification.
IE Factor | Building Type |  | Vintage | Location | HVAC
2 |  | 2 | 1 | 10 | 1
Graph Data:
[6 empty] | bldgvint | bldghvac | bldgloc | DEER2014 | DEER2017
[6 empty] | 1975 | rDXGF | CZ01 | 1.0084 | 1
[6 empty] | 1975 | rDXGF | CZ02 | 1.1074 | 2
[6 empty] | 1975 | rDXGF | CZ03 | 1.0059 | 1.35
[6 empty] | 1975 | rDXGF | CZ04 | 1.3592 | 1.8444
[6 empty] | 1975 | rDXGF | CZ05 | 1.017 | 1.0889
[6 empty] | 1975 | rDXGF | CZ06 | 1.3991 | 1.6222
[6 empty] | 1975 | rDXGF | CZ07 | 1.332 | 1.4889
[6 empty] | 1975 | rDXGF | CZ08 | 1.527 | 1.8222
[6 empty] | 1975 | rDXGF | CZ09 | 1.4977 | 1.5333
[6 empty] | 1975 | rDXGF | CZ10 | 1.5145 | 1.9556
[6 empty] | 1975 | rDXGF | CZ11 | 1.5194 | 1.8
[6 empty] | 1975 | rDXGF | CZ12 | 1.5328 | 1.875
[6 empty] | 1975 | rDXGF | CZ13 | 1.5202 | 1.825
[6 empty] | 1975 | rDXGF | CZ14 | 1.4253 | 1.4762
[6 empty] | 1975 | rDXGF | CZ15 | 1.4503 | 1.5714
[6 empty] | 1975 | rDXGF | CZ16 | 1.4083 | 1.575
[6 empty] | 1975 | rDXGF | IE-kWh | SFm
[6 empty] | 1985 | rDXHP | IE-kW | MFm
[6 empty] | 1996 | rNCEH | IE-therm | DMo
[6 empty] | 2003 | rNCGF
2007
2011
2014
2015
2017
[6 empty] | bldgloc | bldghvac | bldgvint | DEER2014 | DEER2017
[6 empty] | CZ10 | rDXGF | 1975 | 1.5145 | 1.9556
[6 empty] | CZ10 | rDXGF | 1985 | 1.5558 | 1.7727
[6 empty] | CZ10 | rDXGF | 1996 | 1.5322 | 2
[6 empty] | CZ10 | rDXGF | 2003 | 1.6056 | 1.9773
[6 empty] | CZ10 | rDXGF | 2007 | 1.4695 | 1.6136
[6 empty] | CZ10 | rDXGF | 2011 | 1.4794 | 1.5227
[6 empty] | CZ10 | rDXGF | 2014 | 1.4894
[6 empty] | CZ10 | rDXGF | 2015 |  | 1.4773
[6 empty] | CZ10 | rDXGF | 2017 |  | 1.4318

## All applic
DEER2017 Data used to determine the Residential HVAC Interactive Effects
[6 empty] | max | 1.234 | 2 | 0
Determine IE factors from simulation results | [5 empty] | avg | 0.90708 | 1.3672 | -0.012674 | 37.13%
[6 empty] | min | 0.432 | 1 | -0.03413
Output from DEER2017 processing
index | Ltg | IOU | BldgType | BldgVint | BldgLoc | BldgHVAC | IE-kWh | IE-kW | IE-therm |  | ACustWBkWh | ACustWBkW | ACustWBtherm | ACustEUkWh | ACustEUkW | demand filter | elec heat | min kW | minmax therm | min kWh | measure_id | bldgtype | bldgvint | bldgloc | bldghvac | apre_kwh_tot | apre_kwpp_tot | apre_thm_tot | apre_kwh_ltg | apre_kwpp_ltg
CFLSFm1975CZ01rDXGF | CFL | All | SFm | 1975 | CZ01 | rDXGF | 1 | 1.0227 | -0.03413 |  | 490 | 0.045 | -17.7 | 500 | 0.044 | FALSE | 0 | 1 | -0.03413 | 1 | Res-Iltg-dWatt-CFL-basis | SFm | 1975 | CZ01 | rDXGF | 490 | 0.045 | -17.7 | 500 | 0.044
CFLSFm1975CZ01rDXHP | CFL | All | SFm | 1975 | CZ01 | rDXHP | 0.686 | 1.0227 | 0 |  | 343 | 0.045 | 0 | 500 | 0.044 | FALSE | 1 | 1 | 0 | 0.5 | Res-Iltg-dWatt-CFL-basis | SFm | 1975 | CZ01 | rDXHP | 343 | 0.045 | 0 | 500 | 0.044
CFLSFm1975CZ01rNCEH | CFL | All | SFm | 1975 | CZ01 | rNCEH | 0.514 | 1 | 0 |  | 257 | 0.044 | 0 | 500 | 0.044 | FALSE | 1 | 1 | 0 | 0.25 | Res-Iltg-dWatt-CFL-basis | SFm | 1975 | CZ01 | rNCEH | 257 | 0.044 | 0 | 500 | 0.044
CFLSFm1975CZ01rNCGF | CFL | All | SFm | 1975 | CZ01 | rNCGF | 0.982 | 1.0227 | -0.03413 |  | 491 | 0.045 | -17.9 | 500 | 0.044 | FALSE | 0 | 1 | -0.03413 | 0.9 | Res-Iltg-dWatt-CFL-basis | SFm | 1975 | CZ01 | rNCGF | 491 | 0.045 | -17.9 | 500 | 0.044
CFLSFm1975CZ02rDXGF | CFL | All | SFm | 1975 | CZ02 | rDXGF | 1.038 | 2 | -0.0318 |  | 519 | 0.096 | -15.9 | 500 | 0.04 | FALSE | 0 | 1 | -0.0318 | 1 | Res-Iltg-dWatt-CFL-basis | SFm | 1975 | CZ02 | rDXGF | 519 | 0.096 | -15.9 | 500 | 0.04
CFLSFm1975CZ02rDXHP | CFL | All | SFm | 1975 | CZ02 | rDXHP | 0.798 | 2 | 0 |  | 399 | 0.099 | 0 | 500 | 0.04 | FALSE | 1 | 1 | 0 | 0.5 | Res-Iltg-dWatt-CFL-basis | SFm | 1975 | CZ02 | rDXHP | 399 | 0.099 | 0 | 500 | 0.04
CFLSFm1975CZ02rNCEH | CFL | All | SFm | 1975 | CZ02 | rNCEH | 0.578 | 1 | 0 |  | 289 | 0.04 | 0 | 500 | 0.04 | FALSE | 1 | 1 | 0 | 0.25 | Res-Iltg-dWatt-CFL-basis | SFm | 1975 | CZ02 | rNCEH | 289 | 0.04 | 0 | 500 | 0.04
CFLSFm1975CZ02rNCGF | CFL | All | SFm | 1975 | CZ02 | rNCGF | 0.986 | 1.025 | -0.0322 |  | 493 | 0.041 | -16.1 | 500 | 0.04 | FALSE | 0 | 1 | -0.0322 | 0.9 | Res-Iltg-dWatt-CFL-basis | SFm | 1975 | CZ02 | rNCGF | 493 | 0.041 | -16.1 | 500 | 0.04
CFLSFm1975CZ03rDXGF | CFL | All | SFm | 1975 | CZ03 | rDXGF | 1.006 | 2 | -0.0312 |  | 503 | 0.086 | -15.6 | 500 | 0.04 | FALSE | 0 | 1 | -0.0312 | 1 | Res-Iltg-dWatt-CFL-basis | SFm | 1975 | CZ03 | rDXGF | 503 | 0.086 | -15.6 | 500 | 0.04
CFLSFm1975CZ03rDXHP | CFL | All | SFm | 1975 | CZ03 | rDXHP | 0.792 | 2 | 0 |  | 396 | 0.087 | 0 | 500 | 0.04 | FALSE | 1 | 1 | 0 | 0.5 | Res-Iltg-dWatt-CFL-basis | SFm | 1975 | CZ03 | rDXHP | 396 | 0.087 | 0 | 500 | 0.04
CFLSFm1975CZ03rNCEH | CFL | All | SFm | 1975 | CZ03 | rNCEH | 0.58 | 1 | 0 |  | 290 | 0.04 | 0 | 500 | 0.04 | FALSE | 1 | 1 | 0 | 0.25 | Res-Iltg-dWatt-CFL-basis | SFm | 1975 | CZ03 | rNCEH | 290 | 0.04 | 0 | 500 | 0.04
CFLSFm1975CZ03rNCGF | CFL | All | SFm | 1975 | CZ03 | rNCGF | 0.984 | 1.025 | -0.0316 |  | 492 | 0.041 | -15.8 | 500 | 0.04 | FALSE | 0 | 1 | -0.0316 | 0.9 | Res-Iltg-dWatt-CFL-basis | SFm | 1975 | CZ03 | rNCGF | 492 | 0.041 | -15.8 | 500 | 0.04
CFLSFm1975CZ04rDXGF | CFL | All | SFm | 1975 | CZ04 | rDXGF | 1.07 | 2 | -0.0244 |  | 535 | 0.101 | -12.2 | 500 | 0.044 | FALSE | 0 | 1 | -0.0244 | 1 | Res-Iltg-dWatt-CFL-basis | SFm | 1975 | CZ04 | rDXGF | 535 | 0.101 | -12.2 | 500 | 0.044
CFLSFm1975CZ04rDXHP | CFL | All | SFm | 1975 | CZ04 | rDXHP | 0.862 | 2 | 0 |  | 431 | 0.091 | 0 | 500 | 0.044 | FALSE | 1 | 1 | 0 | 0.5 | Res-Iltg-dWatt-CFL-basis | SFm | 1975 | CZ04 | rDXHP | 431 | 0.091 | 0 | 500 | 0.044
CFLSFm1975CZ04rNCEH | CFL | All | SFm | 1975 | CZ04 | rNCEH | 0.67 | 1.0227 | 0 |  | 335 | 0.045 | 0 | 500 | 0.044 | FALSE | 1 | 1 | 0 | 0.25 | Res-Iltg-dWatt-CFL-basis | SFm | 1975 | CZ04 | rNCEH | 335 | 0.045 | 0 | 500 | 0.044
CFLSFm1975CZ04rNCGF | CFL | All | SFm | 1975 | CZ04 | rNCGF | 0.99 | 1.0227 | -0.0248 |  | 495 | 0.045 | -12.4 | 500 | 0.044 | FALSE | 0 | 1 | -0.0248 | 0.9 | Res-Iltg-dWatt-CFL-basis | SFm | 1975 | CZ04 | rNCGF | 495 | 0.045 | -12.4 | 500 | 0.044
CFLSFm1975CZ05rDXGF | CFL | All | SFm | 1975 | CZ05 | rDXGF | 1 | 2 | -0.03413 |  | 495 | 0.091 | -20.3 | 500 | 0.044 | FALSE | 0 | 1 | -0.03413 | 1 | Res-Iltg-dWatt-CFL-basis | SFm | 1975 | CZ05 | rDXGF | 495 | 0.091 | -20.3 | 500 | 0.044
CFLSFm1975CZ05rDXHP | CFL | All | SFm | 1975 | CZ05 | rDXHP | 0.694 | 2 | 0 |  | 347 | 0.089 | 0 | 500 | 0.044 | FALSE | 1 | 1 | 0 | 0.5 | Res-Iltg-dWatt-CFL-basis | SFm | 1975 | CZ05 | rDXHP | 347 | 0.089 | 0 | 500 | 0.044
CFLSFm1975CZ05rNCEH | CFL | All | SFm | 1975 | CZ05 | rNCEH | 0.432 | 1 | 0 |  | 216 | 0.044 | 0 | 500 | 0.044 | FALSE | 1 | 1 | 0 | 0.25 | Res-Iltg-dWatt-CFL-basis | SFm | 1975 | CZ05 | rNCEH | 216 | 0.044 | 0 | 500 | 0.044
CFLSFm1975CZ05rNCGF | CFL | All | SFm | 1975 | CZ05 | rNCGF | 0.978 | 1 | -0.03413 |  | 489 | 0.044 | -20.4 | 500 | 0.044 | FALSE | 0 | 1 | -0.03413 | 0.9 | Res-Iltg-dWatt-CFL-basis | SFm | 1975 | CZ05 | rNCGF | 489 | 0.044 | -20.4 | 500 | 0.044
CFLSFm1975CZ06rDXGF | CFL | All | SFm | 1975 | CZ06 | rDXGF | 1.068 | 1.9773 | -0.0222 |  | 534 | 0.087 | -11.1 | 500 | 0.044 | FALSE | 0 | 1 | -0.0222 | 1 | Res-Iltg-dWatt-CFL-basis | SFm | 1975 | CZ06 | rDXGF | 534 | 0.087 | -11.1 | 500 | 0.044
CFLSFm1975CZ06rDXHP | CFL | All | SFm | 1975 | CZ06 | rDXHP | 0.91 | 1.9545 | 0 |  | 455 | 0.086 | 0 | 500 | 0.044 | FALSE | 1 | 1 | 0 | 0.5 | Res-Iltg-dWatt-CFL-basis | SFm | 1975 | CZ06 | rDXHP | 455 | 0.086 | 0 | 500 | 0.044
CFLSFm1975CZ06rNCEH | CFL | All | SFm | 1975 | CZ06 | rNCEH | 0.7 | 1 | 0 |  | 350 | 0.044 | 0 | 500 | 0.044 | FALSE | 1 | 1 | 0 | 0.25 | Res-Iltg-dWatt-CFL-basis | SFm | 1975 | CZ06 | rNCEH | 350 | 0.044 | 0 | 500 | 0.044
CFLSFm1975CZ06rNCGF | CFL | All | SFm | 1975 | CZ06 | rNCGF | 0.992 | 1 | -0.0224 |  | 496 | 0.044 | -11.2 | 500 | 0.044 | FALSE | 0 | 1 | -0.0224 | 0.9 | Res-Iltg-dWatt-CFL-basis | SFm | 1975 | CZ06 | rNCGF | 496 | 0.044 | -11.2 | 500 | 0.044
CFLSFm1975CZ07rDXGF | CFL | All | SFm | 1975 | CZ07 | rDXGF | 1.068 | 1.9318 | -0.0222 |  | 534 | 0.085 | -11.1 | 500 | 0.044 | FALSE | 0 | 1 | -0.0222 | 1 | Res-Iltg-dWatt-CFL-basis | SFm | 1975 | CZ07 | rDXGF | 534 | 0.085 | -11.1 | 500 | 0.044
CFLSFm1975CZ07rDXHP | CFL | All | SFm | 1975 | CZ07 | rDXHP | 0.922 | 1.9773 | 0 |  | 461 | 0.087 | 0 | 500 | 0.044 | FALSE | 1 | 1 | 0 | 0.5 | Res-Iltg-dWatt-CFL-basis | SFm | 1975 | CZ07 | rDXHP | 461 | 0.087 | 0 | 500 | 0.044
CFLSFm1975CZ07rNCEH | CFL | All | SFm | 1975 | CZ07 | rNCEH | 0.712 | 1.0227 | 0 |  | 356 | 0.045 | 0 | 500 | 0.044 | FALSE | 1 | 1 | 0 | 0.25 | Res-Iltg-dWatt-CFL-basis | SFm | 1975 | CZ07 | rNCEH | 356 | 0.045 | 0 | 500 | 0.044
CFLSFm1975CZ07rNCGF | CFL | All | SFm | 1975 | CZ07 | rNCGF | 0.99 | 1.0227 | -0.0224 |  | 495 | 0.045 | -11.2 | 500 | 0.044 | FALSE | 0 | 1 | -0.0224 | 0.9 | Res-Iltg-dWatt-CFL-basis | SFm | 1975 | CZ07 | rNCGF | 495 | 0.045 | -11.2 | 500 | 0.044
CFLSFm1975CZ08rDXGF | CFL | All | SFm | 1975 | CZ08 | rDXGF | 1.12 | 1.9091 | -0.01996 |  | 560 | 0.084 | -9.98 | 500 | 0.044 | FALSE | 0 | 1 | -0.01996 | 1 | Res-Iltg-dWatt-CFL-basis | SFm | 1975 | CZ08 | rDXGF | 560 | 0.084 | -9.98 | 500 | 0.044
CFLSFm1975CZ08rDXHP | CFL | All | SFm | 1975 | CZ08 | rDXHP | 0.99 | 2 | 0 |  | 495 | 0.093 | 0 | 500 | 0.044 | FALSE | 1 | 1 | 0 | 0.5 | Res-Iltg-dWatt-CFL-basis | SFm | 1975 | CZ08 | rDXHP | 495 | 0.093 | 0 | 500 | 0.044
CFLSFm1975CZ08rNCEH | CFL | All | SFm | 1975 | CZ08 | rNCEH | 0.74 | 1.0227 | 0 |  | 370 | 0.045 | 0 | 500 | 0.044 | FALSE | 1 | 1 | 0 | 0.25 | Res-Iltg-dWatt-CFL-basis | SFm | 1975 | CZ08 | rNCEH | 370 | 0.045 | 0 | 500 | 0.044
CFLSFm1975CZ08rNCGF | CFL | All | SFm | 1975 | CZ08 | rNCGF | 0.994 | 1.0227 | -0.0202 |  | 497 | 0.045 | -10.1 | 500 | 0.044 | FALSE | 0 | 1 | -0.0202 | 0.9 | Res-Iltg-dWatt-CFL-basis | SFm | 1975 | CZ08 | rNCGF | 497 | 0.045 | -10.1 | 500 | 0.044
CFLSFm1975CZ09rDXGF | CFL | All | SFm | 1975 | CZ09 | rDXGF | 1.13 | 1.5556 | -0.0222 |  | 565 | 0.07 | -11.1 | 500 | 0.045 | FALSE | 0 | 1 | -0.0222 | 1 | Res-Iltg-dWatt-CFL-basis | SFm | 1975 | CZ09 | rDXGF | 565 | 0.07 | -11.1 | 500 | 0.045
CFLSFm1975CZ09rDXHP | CFL | All | SFm | 1975 | CZ09 | rDXHP | 0.988 | 1.7778 | 0 |  | 494 | 0.08 | 0 | 500 | 0.045 | FALSE | 1 | 1 | 0 | 0.5 | Res-Iltg-dWatt-CFL-basis | SFm | 1975 | CZ09 | rDXHP | 494 | 0.08 | 0 | 500 | 0.045
CFLSFm1975CZ09rNCEH | CFL | All | SFm | 1975 | CZ09 | rNCEH | 0.706 | 1 | 0 |  | 353 | 0.045 | 0 | 500 | 0.045 | FALSE | 1 | 1 | 0 | 0.25 | Res-Iltg-dWatt-CFL-basis | SFm | 1975 | CZ09 | rNCEH | 353 | 0.045 | 0 | 500 | 0.045
CFLSFm1975CZ09rNCGF | CFL | All | SFm | 1975 | CZ09 | rNCGF | 0.992 | 1 | -0.0226 |  | 496 | 0.045 | -11.3 | 500 | 0.045 | FALSE | 0 | 1 | -0.0226 | 0.9 | Res-Iltg-dWatt-CFL-basis | SFm | 1975 | CZ09 | rNCGF | 496 | 0.045 | -11.3 | 500 | 0.045
CFLSFm1975CZ10rDXGF | CFL | All | SFm | 1975 | CZ10 | rDXGF | 1.114 | 2 | -0.0246 |  | 557 | 0.092 | -12.3 | 500 | 0.045 | FALSE | 0 | 1 | -0.0246 | 1 | Res-Iltg-dWatt-CFL-basis | SFm | 1975 | CZ10 | rDXGF | 557 | 0.092 | -12.3 | 500 | 0.045
CFLSFm1975CZ10rDXHP | CFL | All | SFm | 1975 | CZ10 | rDXHP | 0.956 | 2 | 0 |  | 478 | 0.101 | 0 | 500 | 0.045 | FALSE | 1 | 1 | 0 | 0.5 | Res-Iltg-dWatt-CFL-basis | SFm | 1975 | CZ10 | rDXHP | 478 | 0.101 | 0 | 500 | 0.045
CFLSFm1975CZ10rNCEH | CFL | All | SFm | 1975 | CZ10 | rNCEH | 0.678 | 1 | 0 |  | 339 | 0.044 | 0 | 500 | 0.045 | FALSE | 1 | 1 | 0 | 0.25 | Res-Iltg-dWatt-CFL-basis | SFm | 1975 | CZ10 | rNCEH | 339 | 0.044 | 0 | 500 | 0.045
CFLSFm1975CZ10rNCGF | CFL | All | SFm | 1975 | CZ10 | rNCGF | 0.992 | 1 | -0.0248 |  | 496 | 0.045 | -12.4 | 500 | 0.045 | FALSE | 0 | 1 | -0.0248 | 0.9 | Res-Iltg-dWatt-CFL-basis | SFm | 1975 | CZ10 | rNCGF | 496 | 0.045 | -12.4 | 500 | 0.045
CFLSFm1975CZ11rDXGF | CFL | All | SFm | 1975 | CZ11 | rDXGF | 1.132 | 2 | -0.0242 |  | 566 | 0.085 | -12.1 | 500 | 0.04 | FALSE | 0 | 1 | -0.0242 | 1 | Res-Iltg-dWatt-CFL-basis | SFm | 1975 | CZ11 | rDXGF | 566 | 0.085 | -12.1 | 500 | 0.04
CFLSFm1975CZ11rDXHP | CFL | All | SFm | 1975 | CZ11 | rDXHP | 0.948 | 2 | 0 |  | 474 | 0.091 | 0 | 500 | 0.04 | FALSE | 1 | 1 | 0 | 0.5 | Res-Iltg-dWatt-CFL-basis | SFm | 1975 | CZ11 | rDXHP | 474 | 0.091 | 0 | 500 | 0.04
CFLSFm1975CZ11rNCEH | CFL | All | SFm | 1975 | CZ11 | rNCEH | 0.672 | 1 | 0 |  | 336 | 0.04 | 0 | 500 | 0.04 | FALSE | 1 | 1 | 0 | 0.25 | Res-Iltg-dWatt-CFL-basis | SFm | 1975 | CZ11 | rNCEH | 336 | 0.04 | 0 | 500 | 0.04
CFLSFm1975CZ11rNCGF | CFL | All | SFm | 1975 | CZ11 | rNCGF | 0.992 | 1 | -0.0244 |  | 496 | 0.04 | -12.2 | 500 | 0.04 | FALSE | 0 | 1 | -0.0244 | 0.9 | Res-Iltg-dWatt-CFL-basis | SFm | 1975 | CZ11 | rNCGF | 496 | 0.04 | -12.2 | 500 | 0.04
CFLSFm1975CZ12rDXGF | CFL | All | SFm | 1975 | CZ12 | rDXGF | 1.1 | 2 | -0.0258 |  | 550 | 0.088 | -12.9 | 500 | 0.04 | FALSE | 0 | 1 | -0.0258 | 1 | Res-Iltg-dWatt-CFL-basis | SFm | 1975 | CZ12 | rDXGF | 550 | 0.088 | -12.9 | 500 | 0.04
CFLSFm1975CZ12rDXHP | CFL | All | SFm | 1975 | CZ12 | rDXHP | 0.904 | 2 | 0 |  | 452 | 0.092 | 0 | 500 | 0.04 | FALSE | 1 | 1 | 0 | 0.5 | Res-Iltg-dWatt-CFL-basis | SFm | 1975 | CZ12 | rDXHP | 452 | 0.092 | 0 | 500 | 0.04
CFLSFm1975CZ12rNCEH | CFL | All | SFm | 1975 | CZ12 | rNCEH | 0.646 | 1 | 0 |  | 323 | 0.04 | 0 | 500 | 0.04 | FALSE | 1 | 1 | 0 | 0.25 | Res-Iltg-dWatt-CFL-basis | SFm | 1975 | CZ12 | rNCEH | 323 | 0.04 | 0 | 500 | 0.04
CFLSFm1975CZ12rNCGF | CFL | All | SFm | 1975 | CZ12 | rNCGF | 0.992 | 1.025 | -0.026 |  | 496 | 0.041 | -13 | 500 | 0.04 | FALSE | 0 | 1 | -0.026 | 0.9 | Res-Iltg-dWatt-CFL-basis | SFm | 1975 | CZ12 | rNCGF | 496 | 0.041 | -13 | 500 | 0.04
CFLSFm1975CZ13rDXGF | CFL | All | SFm | 1975 | CZ13 | rDXGF | 1.146 | 1.925 | -0.0268 |  | 573 | 0.077 | -13.4 | 500 | 0.04 | FALSE | 0 | 1 | -0.0268 | 1 | Res-Iltg-dWatt-CFL-basis | SFm | 1975 | CZ13 | rDXGF | 573 | 0.077 | -13.4 | 500 | 0.04
CFLSFm1975CZ13rDXHP | CFL | All | SFm | 1975 | CZ13 | rDXHP | 0.958 | 2 | 0 |  | 479 | 0.081 | 0 | 500 | 0.04 | FALSE | 1 | 1 | 0 | 0.5 | Res-Iltg-dWatt-CFL-basis | SFm | 1975 | CZ13 | rDXHP | 479 | 0.081 | 0 | 500 | 0.04
CFLSFm1975CZ13rNCEH | CFL | All | SFm | 1975 | CZ13 | rNCEH | 0.632 | 1.025 | 0 |  | 316 | 0.041 | 0 | 500 | 0.04 | FALSE | 1 | 1 | 0 | 0.25 | Res-Iltg-dWatt-CFL-basis | SFm | 1975 | CZ13 | rNCEH | 316 | 0.041 | 0 | 500 | 0.04
CFLSFm1975CZ13rNCGF | CFL | All | SFm | 1975 | CZ13 | rNCGF | 0.99 | 1 | -0.027 |  | 495 | 0.04 | -13.5 | 500 | 0.04 | FALSE | 0 | 1 | -0.027 | 0.9 | Res-Iltg-dWatt-CFL-basis | SFm | 1975 | CZ13 | rNCGF | 495 | 0.04 | -13.5 | 500 | 0.04
CFLSFm1975CZ14rDXGF | CFL | All | SFm | 1975 | CZ14 | rDXGF | 1.16 | 1.6667 | -0.025 |  | 580 | 0.07 | -12.5 | 500 | 0.042 | FALSE | 0 | 1 | -0.025 | 1 | Res-Iltg-dWatt-CFL-basis | SFm | 1975 | CZ14 | rDXGF | 580 | 0.07 | -12.5 | 500 | 0.042
CFLSFm1975CZ14rDXHP | CFL | All | SFm | 1975 | CZ14 | rDXHP | 0.978 | 1.9286 | 0 |  | 489 | 0.081 | 0 | 500 | 0.042 | FALSE | 1 | 1 | 0 | 0.5 | Res-Iltg-dWatt-CFL-basis | SFm | 1975 | CZ14 | rDXHP | 489 | 0.081 | 0 | 500 | 0.042
CFLSFm1975CZ14rNCEH | CFL | All | SFm | 1975 | CZ14 | rNCEH | 0.68 | 1 | 0 |  | 340 | 0.042 | 0 | 500 | 0.042 | FALSE | 1 | 1 | 0 | 0.25 | Res-Iltg-dWatt-CFL-basis | SFm | 1975 | CZ14 | rNCEH | 340 | 0.042 | 0 | 500 | 0.042
CFLSFm1975CZ14rNCGF | CFL | All | SFm | 1975 | CZ14 | rNCGF | 0.992 | 1 | -0.0254 |  | 496 | 0.042 | -12.7 | 500 | 0.042 | FALSE | 0 | 1 | -0.0254 | 0.9 | Res-Iltg-dWatt-CFL-basis | SFm | 1975 | CZ14 | rNCGF | 496 | 0.042 | -12.7 | 500 | 0.042
CFLSFm1975CZ15rDXGF | CFL | All | SFm | 1975 | CZ15 | rDXGF | 1.212 | 1.7143 | -0.01204 |  | 606 | 0.072 | -6.02 | 500 | 0.042 | FALSE | 0 | 1 | -0.01204 | 1 | Res-Iltg-dWatt-CFL-basis | SFm | 1975 | CZ15 | rDXGF | 606 | 0.072 | -6.02 | 500 | 0.042
CFLSFm1975CZ15rDXHP | CFL | All | SFm | 1975 | CZ15 | rDXHP | 1.15 | 1.8571 | 0 |  | 575 | 0.078 | 0 | 500 | 0.042 | FALSE | 1 | 1 | 0 | 0.5 | Res-Iltg-dWatt-CFL-basis | SFm | 1975 | CZ15 | rDXHP | 575 | 0.078 | 0 | 500 | 0.042
CFLSFm1975CZ15rNCEH | CFL | All | SFm | 1975 | CZ15 | rNCEH | 0.838 | 1 | 0 |  | 419 | 0.042 | 0 | 500 | 0.042 | FALSE | 1 | 1 | 0 | 0.25 | Res-Iltg-dWatt-CFL-basis | SFm | 1975 | CZ15 | rNCEH | 419 | 0.042 | 0 | 500 | 0.042
CFLSFm1975CZ15rNCGF | CFL | All | SFm | 1975 | CZ15 | rNCGF | 1 | 1.0238 | -0.01236 |  | 500 | 0.043 | -6.18 | 500 | 0.042 | FALSE | 0 | 1 | -0.01236 | 0.9 | Res-Iltg-dWatt-CFL-basis | SFm | 1975 | CZ15 | rNCGF | 500 | 0.043 | -6.18 | 500 | 0.042
CFLSFm1975CZ16rDXGF | CFL | All | SFm | 1975 | CZ16 | rDXGF | 1.084 | 1.75 | -0.0296 |  | 542 | 0.07 | -14.8 | 500 | 0.04 | FALSE | 0 | 1 | -0.0296 | 1 | Res-Iltg-dWatt-CFL-basis | SFm | 1975 | CZ16 | rDXGF | 542 | 0.07 | -14.8 | 500 | 0.04
CFLSFm1975CZ16rDXHP | CFL | All | SFm | 1975 | CZ16 | rDXHP | 0.768 | 1.725 | 0 |  | 384 | 0.069 | 0 | 500 | 0.04 | FALSE | 1 | 1 | 0 | 0.5 | Res-Iltg-dWatt-CFL-basis | SFm | 1975 | CZ16 | rDXHP | 384 | 0.069 | 0 | 500 | 0.04
CFLSFm1975CZ16rNCEH | CFL | All | SFm | 1975 | CZ16 | rNCEH | 0.588 | 1 | 0 |  | 294 | 0.04 | 0 | 500 | 0.04 | FALSE | 1 | 1 | 0 | 0.25 | Res-Iltg-dWatt-CFL-basis | SFm | 1975 | CZ16 | rNCEH | 294 | 0.04 | 0 | 500 | 0.04
CFLSFm1975CZ16rNCGF | CFL | All | SFm | 1975 | CZ16 | rNCGF | 0.988 | 1 | -0.03 |  | 494 | 0.04 | -15 | 500 | 0.04 | FALSE | 0 | 1 | -0.03 | 0.9 | Res-Iltg-dWatt-CFL-basis | SFm | 1975 | CZ16 | rNCGF | 494 | 0.04 | -15 | 500 | 0.04
CFLSFm1985CZ01rDXGF | CFL | All | SFm | 1985 | CZ01 | rDXGF | 1 | 1 | -0.03413 |  | 485 | 0.044 | -22.4 | 500 | 0.045 | FALSE | 0 | 1 | -0.03413 | 1 | Res-Iltg-dWatt-CFL-basis | SFm | 1985 | CZ01 | rDXGF | 485 | 0.044 | -22.4 | 500 | 0.045
CFLSFm1985CZ01rDXHP | CFL | All | SFm | 1985 | CZ01 | rDXHP | 0.592 | 1 | 0 |  | 296 | 0.044 | 0 | 500 | 0.045 | FALSE | 1 | 1 | 0 | 0.5 | Res-Iltg-dWatt-CFL-basis | SFm | 1985 | CZ01 | rDXHP | 296 | 0.044 | 0 | 500 | 0.045
CFLSFm1985CZ01rNCEH | CFL | All | SFm | 1985 | CZ01 | rNCEH | 0.446 | 1 | 0 |  | 223 | 0.043 | 0 | 500 | 0.045 | FALSE | 1 | 1 | 0 | 0.25 | Res-Iltg-dWatt-CFL-basis | SFm | 1985 | CZ01 | rNCEH | 223 | 0.043 | 0 | 500 | 0.045
CFLSFm1985CZ01rNCGF | CFL | All | SFm | 1985 | CZ01 | rNCGF | 0.972 | 1 | -0.03413 |  | 486 | 0.044 | -22.8 | 500 | 0.045 | FALSE | 0 | 1 | -0.03413 | 0.9 | Res-Iltg-dWatt-CFL-basis | SFm | 1985 | CZ01 | rNCGF | 486 | 0.044 | -22.8 | 500 | 0.045
CFLSFm1985CZ02rDXGF | CFL | All | SFm | 1985 | CZ02 | rDXGF | 1.048 | 1.9024 | -0.03413 |  | 524 | 0.078 | -18.6 | 500 | 0.041 | FALSE | 0 | 1 | -0.03413 | 1 | Res-Iltg-dWatt-CFL-basis | SFm | 1985 | CZ02 | rDXGF | 524 | 0.078 | -18.6 | 500 | 0.041
CFLSFm1985CZ02rDXHP | CFL | All | SFm | 1985 | CZ02 | rDXHP | 0.742 | 1.8049 | 0 |  | 371 | 0.074 | 0 | 500 | 0.041 | FALSE | 1 | 1 | 0 | 0.5 | Res-Iltg-dWatt-CFL-basis | SFm | 1985 | CZ02 | rDXHP | 371 | 0.074 | 0 | 500 | 0.041
CFLSFm1985CZ02rNCEH | CFL | All | SFm | 1985 | CZ02 | rNCEH | 0.54 | 1 | 0 |  | 270 | 0.041 | 0 | 500 | 0.041 | FALSE | 1 | 1 | 0 | 0.25 | Res-Iltg-dWatt-CFL-basis | SFm | 1985 | CZ02 | rNCEH | 270 | 0.041 | 0 | 500 | 0.041
CFLSFm1985CZ02rNCGF | CFL | All | SFm | 1985 | CZ02 | rNCGF | 0.98 | 1 | -0.03413 |  | 490 | 0.04 | -18.8 | 500 | 0.041 | FALSE | 0 | 1 | -0.03413 | 0.9 | Res-Iltg-dWatt-CFL-basis | SFm | 1985 | CZ02 | rNCGF | 490 | 0.04 | -18.8 | 500 | 0.041
CFLSFm1985CZ03rDXGF | CFL | All | SFm | 1985 | CZ03 | rDXGF | 1.004 | 2 | -0.03413 |  | 502 | 0.082 | -20 | 500 | 0.041 | FALSE | 0 | 1 | -0.03413 | 1 | Res-Iltg-dWatt-CFL-basis | SFm | 1985 | CZ03 | rDXGF | 502 | 0.082 | -20 | 500 | 0.041
CFLSFm1985CZ03rDXHP | CFL | All | SFm | 1985 | CZ03 | rDXHP | 0.718 | 1.9024 | 0 |  | 359 | 0.078 | 0 | 500 | 0.041 | FALSE | 1 | 1 | 0 | 0.5 | Res-Iltg-dWatt-CFL-basis | SFm | 1985 | CZ03 | rDXHP | 359 | 0.078 | 0 | 500 | 0.041
CFLSFm1985CZ03rNCEH | CFL | All | SFm | 1985 | CZ03 | rNCEH | 0.518 | 1 | 0 |  | 259 | 0.041 | 0 | 500 | 0.041 | FALSE | 1 | 1 | 0 | 0.25 | Res-Iltg-dWatt-CFL-basis | SFm | 1985 | CZ03 | rNCEH | 259 | 0.041 | 0 | 500 | 0.041
CFLSFm1985CZ03rNCGF | CFL | All | SFm | 1985 | CZ03 | rNCGF | 0.976 | 1 | -0.03413 |  | 488 | 0.041 | -20.3 | 500 | 0.041 | FALSE | 0 | 1 | -0.03413 | 0.9 | Res-Iltg-dWatt-CFL-basis | SFm | 1985 | CZ03 | rNCGF | 488 | 0.041 | -20.3 | 500 | 0.041
CFLSFm1985CZ04rDXGF | CFL | All | SFm | 1985 | CZ04 | rDXGF | 1.076 | 2 | -0.0314 |  | 538 | 0.096 | -15.7 | 500 | 0.045 | FALSE | 0 | 1 | -0.0314 | 1 | Res-Iltg-dWatt-CFL-basis | SFm | 1985 | CZ04 | rDXGF | 538 | 0.096 | -15.7 | 500 | 0.045
CFLSFm1985CZ04rDXHP | CFL | All | SFm | 1985 | CZ04 | rDXHP | 0.804 | 2 | 0 |  | 402 | 0.101 | 0 | 500 | 0.045 | FALSE | 1 | 1 | 0 | 0.5 | Res-Iltg-dWatt-CFL-basis | SFm | 1985 | CZ04 | rDXHP | 402 | 0.101 | 0 | 500 | 0.045
CFLSFm1985CZ04rNCEH | CFL | All | SFm | 1985 | CZ04 | rNCEH | 0.618 | 1 | 0 |  | 309 | 0.045 | 0 | 500 | 0.045 | FALSE | 1 | 1 | 0 | 0.25 | Res-Iltg-dWatt-CFL-basis | SFm | 1985 | CZ04 | rNCEH | 309 | 0.045 | 0 | 500 | 0.045
CFLSFm1985CZ04rNCGF | CFL | All | SFm | 1985 | CZ04 | rNCGF | 0.984 | 1 | -0.032 |  | 492 | 0.045 | -16 | 500 | 0.045 | FALSE | 0 | 1 | -0.032 | 0.9 | Res-Iltg-dWatt-CFL-basis | SFm | 1985 | CZ04 | rNCGF | 492 | 0.045 | -16 | 500 | 0.045
CFLSFm1985CZ05rDXGF | CFL | All | SFm | 1985 | CZ05 | rDXGF | 1 | 2 | -0.03413 |  | 498 | 0.1 | -21.3 | 500 | 0.045 | FALSE | 0 | 1 | -0.03413 | 1 | Res-Iltg-dWatt-CFL-basis | SFm | 1985 | CZ05 | rDXGF | 498 | 0.1 | -21.3 | 500 | 0.045
CFLSFm1985CZ05rDXHP | CFL | All | SFm | 1985 | CZ05 | rDXHP | 0.67 | 2 | 0 |  | 335 | 0.096 | 0 | 500 | 0.045 | FALSE | 1 | 1 | 0 | 0.5 | Res-Iltg-dWatt-CFL-basis | SFm | 1985 | CZ05 | rDXHP | 335 | 0.096 | 0 | 500 | 0.045
CFLSFm1985CZ05rNCEH | CFL | All | SFm | 1985 | CZ05 | rNCEH | 0.464 | 1 | 0 |  | 232 | 0.044 | 0 | 500 | 0.045 | FALSE | 1 | 1 | 0 | 0.25 | Res-Iltg-dWatt-CFL-basis | SFm | 1985 | CZ05 | rNCEH | 232 | 0.044 | 0 | 500 | 0.045
CFLSFm1985CZ05rNCGF | CFL | All | SFm | 1985 | CZ05 | rNCGF | 0.976 | 1 | -0.03413 |  | 488 | 0.045 | -21.6 | 500 | 0.045 | FALSE | 0 | 1 | -0.03413 | 0.9 | Res-Iltg-dWatt-CFL-basis | SFm | 1985 | CZ05 | rNCGF | 488 | 0.045 | -21.6 | 500 | 0.045
CFLSFm1985CZ06rDXGF | CFL | All | SFm | 1985 | CZ06 | rDXGF | 1.066 | 2 | -0.0254 |  | 533 | 0.097 | -12.7 | 500 | 0.044 | FALSE | 0 | 1 | -0.0254 | 1 | Res-Iltg-dWatt-CFL-basis | SFm | 1985 | CZ06 | rDXGF | 533 | 0.097 | -12.7 | 500 | 0.044
CFLSFm1985CZ06rDXHP | CFL | All | SFm | 1985 | CZ06 | rDXHP | 0.88 | 2 | 0 |  | 440 | 0.091 | 0 | 500 | 0.044 | FALSE | 1 | 1 | 0 | 0.5 | Res-Iltg-dWatt-CFL-basis | SFm | 1985 | CZ06 | rDXHP | 440 | 0.091 | 0 | 500 | 0.044
CFLSFm1985CZ06rNCEH | CFL | All | SFm | 1985 | CZ06 | rNCEH | 0.676 | 1.0227 | 0 |  | 338 | 0.045 | 0 | 500 | 0.044 | FALSE | 1 | 1 | 0 | 0.25 | Res-Iltg-dWatt-CFL-basis | SFm | 1985 | CZ06 | rNCEH | 338 | 0.045 | 0 | 500 | 0.044
CFLSFm1985CZ06rNCGF | CFL | All | SFm | 1985 | CZ06 | rNCGF | 0.988 | 1 | -0.0256 |  | 494 | 0.044 | -12.8 | 500 | 0.044 | FALSE | 0 | 1 | -0.0256 | 0.9 | Res-Iltg-dWatt-CFL-basis | SFm | 1985 | CZ06 | rNCGF | 494 | 0.044 | -12.8 | 500 | 0.044
CFLSFm1985CZ07rDXGF | CFL | All | SFm | 1985 | CZ07 | rDXGF | 1.082 | 2 | -0.0226 |  | 541 | 0.09 | -11.3 | 500 | 0.044 | FALSE | 0 | 1 | -0.0226 | 1 | Res-Iltg-dWatt-CFL-basis | SFm | 1985 | CZ07 | rDXGF | 541 | 0.09 | -11.3 | 500 | 0.044
CFLSFm1985CZ07rDXHP | CFL | All | SFm | 1985 | CZ07 | rDXHP | 0.918 | 2 | 0 |  | 459 | 0.091 | 0 | 500 | 0.044 | FALSE | 1 | 1 | 0 | 0.5 | Res-Iltg-dWatt-CFL-basis | SFm | 1985 | CZ07 | rDXHP | 459 | 0.091 | 0 | 500 | 0.044
CFLSFm1985CZ07rNCEH | CFL | All | SFm | 1985 | CZ07 | rNCEH | 0.718 | 1 | 0 |  | 359 | 0.044 | 0 | 500 | 0.044 | FALSE | 1 | 1 | 0 | 0.25 | Res-Iltg-dWatt-CFL-basis | SFm | 1985 | CZ07 | rNCEH | 359 | 0.044 | 0 | 500 | 0.044
CFLSFm1985CZ07rNCGF | CFL | All | SFm | 1985 | CZ07 | rNCGF | 0.99 | 1.0227 | -0.023 |  | 495 | 0.045 | -11.5 | 500 | 0.044 | FALSE | 0 | 1 | -0.023 | 0.9 | Res-Iltg-dWatt-CFL-basis | SFm | 1985 | CZ07 | rNCGF | 495 | 0.045 | -11.5 | 500 | 0.044
CFLSFm1985CZ08rDXGF | CFL | All | SFm | 1985 | CZ08 | rDXGF | 1.11 | 1.6136 | -0.0222 |  | 555 | 0.071 | -11.1 | 500 | 0.044 | FALSE | 0 | 1 | -0.0222 | 1 | Res-Iltg-dWatt-CFL-basis | SFm | 1985 | CZ08 | rDXGF | 555 | 0.071 | -11.1 | 500 | 0.044
CFLSFm1985CZ08rDXHP | CFL | All | SFm | 1985 | CZ08 | rDXHP | 0.964 | 2 | 0 |  | 482 | 0.09 | 0 | 500 | 0.044 | FALSE | 1 | 1 | 0 | 0.5 | Res-Iltg-dWatt-CFL-basis | SFm | 1985 | CZ08 | rDXHP | 482 | 0.09 | 0 | 500 | 0.044
CFLSFm1985CZ08rNCEH | CFL | All | SFm | 1985 | CZ08 | rNCEH | 0.728 | 1 | 0 |  | 364 | 0.044 | 0 | 500 | 0.044 | FALSE | 1 | 1 | 0 | 0.25 | Res-Iltg-dWatt-CFL-basis | SFm | 1985 | CZ08 | rNCEH | 364 | 0.044 | 0 | 500 | 0.044
CFLSFm1985CZ08rNCGF | CFL | All | SFm | 1985 | CZ08 | rNCGF | 0.992 | 1 | -0.0226 |  | 496 | 0.044 | -11.3 | 500 | 0.044 | FALSE | 0 | 1 | -0.0226 | 0.9 | Res-Iltg-dWatt-CFL-basis | SFm | 1985 | CZ08 | rNCGF | 496 | 0.044 | -11.3 | 500 | 0.044
CFLSFm1985CZ09rDXGF | CFL | All | SFm | 1985 | CZ09 | rDXGF | 1.126 | 1.8409 | -0.022 |  | 563 | 0.081 | -11 | 500 | 0.044 | FALSE | 0 | 1 | -0.022 | 1 | Res-Iltg-dWatt-CFL-basis | SFm | 1985 | CZ09 | rDXGF | 563 | 0.081 | -11 | 500 | 0.044
CFLSFm1985CZ09rDXHP | CFL | All | SFm | 1985 | CZ09 | rDXHP | 0.98 | 2 | 0 |  | 490 | 0.094 | 0 | 500 | 0.044 | FALSE | 1 | 1 | 0 | 0.5 | Res-Iltg-dWatt-CFL-basis | SFm | 1985 | CZ09 | rDXHP | 490 | 0.094 | 0 | 500 | 0.044
CFLSFm1985CZ09rNCEH | CFL | All | SFm | 1985 | CZ09 | rNCEH | 0.714 | 1.0227 | 0 |  | 357 | 0.045 | 0 | 500 | 0.044 | FALSE | 1 | 1 | 0 | 0.25 | Res-Iltg-dWatt-CFL-basis | SFm | 1985 | CZ09 | rNCEH | 357 | 0.045 | 0 | 500 | 0.044
CFLSFm1985CZ09rNCGF | CFL | All | SFm | 1985 | CZ09 | rNCGF | 0.992 | 1 | -0.0224 |  | 496 | 0.044 | -11.2 | 500 | 0.044 | FALSE | 0 | 1 | -0.0224 | 0.9 | Res-Iltg-dWatt-CFL-basis | SFm | 1985 | CZ09 | rNCGF | 496 | 0.044 | -11.2 | 500 | 0.044
CFLSFm1985CZ10rDXGF | CFL | All | SFm | 1985 | CZ10 | rDXGF | 1.122 | 2 | -0.026 |  | 561 | 0.089 | -13 | 500 | 0.044 | FALSE | 0 | 1 | -0.026 | 1 | Res-Iltg-dWatt-CFL-basis | SFm | 1985 | CZ10 | rDXGF | 561 | 0.089 | -13 | 500 | 0.044
CFLSFm1985CZ10rDXHP | CFL | All | SFm | 1985 | CZ10 | rDXHP | 0.944 | 2 | 0 |  | 472 | 0.101 | 0 | 500 | 0.044 | FALSE | 1 | 1 | 0 | 0.5 | Res-Iltg-dWatt-CFL-basis | SFm | 1985 | CZ10 | rDXHP | 472 | 0.101 | 0 | 500 | 0.044
CFLSFm1985CZ10rNCEH | CFL | All | SFm | 1985 | CZ10 | rNCEH | 0.658 | 1 | 0 |  | 329 | 0.044 | 0 | 500 | 0.044 | FALSE | 1 | 1 | 0 | 0.25 | Res-Iltg-dWatt-CFL-basis | SFm | 1985 | CZ10 | rNCEH | 329 | 0.044 | 0 | 500 | 0.044
CFLSFm1985CZ10rNCGF | CFL | All | SFm | 1985 | CZ10 | rNCGF | 0.99 | 1.0227 | -0.0264 |  | 495 | 0.045 | -13.2 | 500 | 0.044 | FALSE | 0 | 1 | -0.0264 | 0.9 | Res-Iltg-dWatt-CFL-basis | SFm | 1985 | CZ10 | rNCGF | 495 | 0.045 | -13.2 | 500 | 0.044
CFLSFm1985CZ11rDXGF | CFL | All | SFm | 1985 | CZ11 | rDXGF | 1.146 | 1.9756 | -0.0308 |  | 573 | 0.081 | -15.4 | 500 | 0.041 | FALSE | 0 | 1 | -0.0308 | 1 | Res-Iltg-dWatt-CFL-basis | SFm | 1985 | CZ11 | rDXGF | 573 | 0.081 | -15.4 | 500 | 0.041
CFLSFm1985CZ11rDXHP | CFL | All | SFm | 1985 | CZ11 | rDXHP | 0.916 | 2 | 0 |  | 458 | 0.087 | 0 | 500 | 0.041 | FALSE | 1 | 1 | 0 | 0.5 | Res-Iltg-dWatt-CFL-basis | SFm | 1985 | CZ11 | rDXHP | 458 | 0.087 | 0 | 500 | 0.041
CFLSFm1985CZ11rNCEH | CFL | All | SFm | 1985 | CZ11 | rNCEH | 0.59 | 1 | 0 |  | 295 | 0.041 | 0 | 500 | 0.041 | FALSE | 1 | 1 | 0 | 0.25 | Res-Iltg-dWatt-CFL-basis | SFm | 1985 | CZ11 | rNCEH | 295 | 0.041 | 0 | 500 | 0.041
CFLSFm1985CZ11rNCGF | CFL | All | SFm | 1985 | CZ11 | rNCGF | 0.988 | 1 | -0.0312 |  | 494 | 0.041 | -15.6 | 500 | 0.041 | FALSE | 0 | 1 | -0.0312 | 0.9 | Res-Iltg-dWatt-CFL-basis | SFm | 1985 | CZ11 | rNCGF | 494 | 0.041 | -15.6 | 500 | 0.041
CFLSFm1985CZ12rDXGF | CFL | All | SFm | 1985 | CZ12 | rDXGF | 1.096 | 2 | -0.0302 |  | 548 | 0.09 | -15.1 | 500 | 0.041 | FALSE | 0 | 1 | -0.0302 | 1 | Res-Iltg-dWatt-CFL-basis | SFm | 1985 | CZ12 | rDXGF | 548 | 0.09 | -15.1 | 500 | 0.041
CFLSFm1985CZ12rDXHP | CFL | All | SFm | 1985 | CZ12 | rDXHP | 0.864 | 2 | 0 |  | 432 | 0.094 | 0 | 500 | 0.041 | FALSE | 1 | 1 | 0 | 0.5 | Res-Iltg-dWatt-CFL-basis | SFm | 1985 | CZ12 | rDXHP | 432 | 0.094 | 0 | 500 | 0.041
CFLSFm1985CZ12rNCEH | CFL | All | SFm | 1985 | CZ12 | rNCEH | 0.602 | 1 | 0 |  | 301 | 0.041 | 0 | 500 | 0.041 | FALSE | 1 | 1 | 0 | 0.25 | Res-Iltg-dWatt-CFL-basis | SFm | 1985 | CZ12 | rNCEH | 301 | 0.041 | 0 | 500 | 0.041
CFLSFm1985CZ12rNCGF | CFL | All | SFm | 1985 | CZ12 | rNCGF | 0.988 | 1 | -0.0304 |  | 494 | 0.04 | -15.2 | 500 | 0.041 | FALSE | 0 | 1 | -0.0304 | 0.9 | Res-Iltg-dWatt-CFL-basis | SFm | 1985 | CZ12 | rNCGF | 494 | 0.04 | -15.2 | 500 | 0.041
CFLSFm1985CZ13rDXGF | CFL | All | SFm | 1985 | CZ13 | rDXGF | 1.146 | 1.8537 | -0.0288 |  | 573 | 0.076 | -14.4 | 500 | 0.041 | FALSE | 0 | 1 | -0.0288 | 1 | Res-Iltg-dWatt-CFL-basis | SFm | 1985 | CZ13 | rDXGF | 573 | 0.076 | -14.4 | 500 | 0.041
CFLSFm1985CZ13rDXHP | CFL | All | SFm | 1985 | CZ13 | rDXHP | 0.938 | 2 | 0 |  | 469 | 0.083 | 0 | 500 | 0.041 | FALSE | 1 | 1 | 0 | 0.5 | Res-Iltg-dWatt-CFL-basis | SFm | 1985 | CZ13 | rDXHP | 469 | 0.083 | 0 | 500 | 0.041
CFLSFm1985CZ13rNCEH | CFL | All | SFm | 1985 | CZ13 | rNCEH | 0.622 | 1 | 0 |  | 311 | 0.04 | 0 | 500 | 0.041 | FALSE | 1 | 1 | 0 | 0.25 | Res-Iltg-dWatt-CFL-basis | SFm | 1985 | CZ13 | rNCEH | 311 | 0.04 | 0 | 500 | 0.041
CFLSFm1985CZ13rNCGF | CFL | All | SFm | 1985 | CZ13 | rNCGF | 0.99 | 1 | -0.0292 |  | 495 | 0.041 | -14.6 | 500 | 0.041 | FALSE | 0 | 1 | -0.0292 | 0.9 | Res-Iltg-dWatt-CFL-basis | SFm | 1985 | CZ13 | rNCGF | 495 | 0.041 | -14.6 | 500 | 0.041
CFLSFm1985CZ14rDXGF | CFL | All | SFm | 1985 | CZ14 | rDXGF | 1.158 | 1.7381 | -0.0308 |  | 579 | 0.073 | -15.4 | 500 | 0.042 | FALSE | 0 | 1 | -0.0308 | 1 | Res-Iltg-dWatt-CFL-basis | SFm | 1985 | CZ14 | rDXGF | 579 | 0.073 | -15.4 | 500 | 0.042
CFLSFm1985CZ14rDXHP | CFL | All | SFm | 1985 | CZ14 | rDXHP | 0.914 | 1.9762 | 0 |  | 457 | 0.083 | 0 | 500 | 0.042 | FALSE | 1 | 1 | 0 | 0.5 | Res-Iltg-dWatt-CFL-basis | SFm | 1985 | CZ14 | rDXHP | 457 | 0.083 | 0 | 500 | 0.042
CFLSFm1985CZ14rNCEH | CFL | All | SFm | 1985 | CZ14 | rNCEH | 0.618 | 1 | 0 |  | 309 | 0.042 | 0 | 500 | 0.042 | FALSE | 1 | 1 | 0 | 0.25 | Res-Iltg-dWatt-CFL-basis | SFm | 1985 | CZ14 | rNCEH | 309 | 0.042 | 0 | 500 | 0.042
CFLSFm1985CZ14rNCGF | CFL | All | SFm | 1985 | CZ14 | rNCGF | 0.988 | 1.0238 | -0.0312 |  | 494 | 0.043 | -15.6 | 500 | 0.042 | FALSE | 0 | 1 | -0.0312 | 0.9 | Res-Iltg-dWatt-CFL-basis | SFm | 1985 | CZ14 | rNCGF | 494 | 0.043 | -15.6 | 500 | 0.042
CFLSFm1985CZ15rDXGF | CFL | All | SFm | 1985 | CZ15 | rDXGF | 1.232 | 1.7381 | -0.01296 |  | 616 | 0.073 | -6.48 | 500 | 0.042 | FALSE | 0 | 1 | -0.01296 | 1 | Res-Iltg-dWatt-CFL-basis | SFm | 1985 | CZ15 | rDXGF | 616 | 0.073 | -6.48 | 500 | 0.042
CFLSFm1985CZ15rDXHP | CFL | All | SFm | 1985 | CZ15 | rDXHP | 1.162 | 1.9286 | 0 |  | 581 | 0.081 | 0 | 500 | 0.042 | FALSE | 1 | 1 | 0 | 0.5 | Res-Iltg-dWatt-CFL-basis | SFm | 1985 | CZ15 | rDXHP | 581 | 0.081 | 0 | 500 | 0.042
CFLSFm1985CZ15rNCEH | CFL | All | SFm | 1985 | CZ15 | rNCEH | 0.832 | 1 | 0 |  | 416 | 0.042 | 0 | 500 | 0.042 | FALSE | 1 | 1 | 0 | 0.25 | Res-Iltg-dWatt-CFL-basis | SFm | 1985 | CZ15 | rNCEH | 416 | 0.042 | 0 | 500 | 0.042
CFLSFm1985CZ15rNCGF | CFL | All | SFm | 1985 | CZ15 | rNCGF | 0.998 | 1.0238 | -0.01336 |  | 499 | 0.043 | -6.68 | 500 | 0.042 | FALSE | 0 | 1 | -0.01336 | 0.9 | Res-Iltg-dWatt-CFL-basis | SFm | 1985 | CZ15 | rNCGF | 499 | 0.043 | -6.68 | 500 | 0.042
CFLSFm1985CZ16rDXGF | CFL | All | SFm | 1985 | CZ16 | rDXGF | 1.07 | 1.9756 | -0.03413 |  | 535 | 0.081 | -18.3 | 500 | 0.041 | FALSE | 0 | 1 | -0.03413 | 1 | Res-Iltg-dWatt-CFL-basis | SFm | 1985 | CZ16 | rDXGF | 535 | 0.081 | -18.3 | 500 | 0.041
CFLSFm1985CZ16rDXHP | CFL | All | SFm | 1985 | CZ16 | rDXHP | 0.65 | 1.9756 | 0 |  | 325 | 0.081 | 0 | 500 | 0.041 | FALSE | 1 | 1 | 0 | 0.5 | Res-Iltg-dWatt-CFL-basis | SFm | 1985 | CZ16 | rDXHP | 325 | 0.081 | 0 | 500 | 0.041
CFLSFm1985CZ16rNCEH | CFL | All | SFm | 1985 | CZ16 | rNCEH | 0.54 | 1 | 0 |  | 270 | 0.04 | 0 | 500 | 0.041 | FALSE | 1 | 1 | 0 | 0.25 | Res-Iltg-dWatt-CFL-basis | SFm | 1985 | CZ16 | rNCEH | 270 | 0.04 | 0 | 500 | 0.041
CFLSFm1985CZ16rNCGF | CFL | All | SFm | 1985 | CZ16 | rNCGF | 0.982 | 1 | -0.03413 |  | 491 | 0.04 | -18.5 | 500 | 0.041 | FALSE | 0 | 1 | -0.03413 | 0.9 | Res-Iltg-dWatt-CFL-basis | SFm | 1985 | CZ16 | rNCGF | 491 | 0.04 | -18.5 | 500 | 0.041
CFLSFm1996CZ01rDXGF | CFL | All | SFm | 1996 | CZ01 | rDXGF | 1 | 1.0227 | -0.0296 |  | 493 | 0.045 | -14.8 | 500 | 0.044 | FALSE | 0 | 1 | -0.0296 | 1 | Res-Iltg-dWatt-CFL-basis | SFm | 1996 | CZ01 | rDXGF | 493 | 0.045 | -14.8 | 500 | 0.044
CFLSFm1996CZ01rDXHP | CFL | All | SFm | 1996 | CZ01 | rDXHP | 0.736 | 1 | 0 |  | 368 | 0.043 | 0 | 500 | 0.044 | FALSE | 1 | 1 | 0 | 0.5 | Res-Iltg-dWatt-CFL-basis | SFm | 1996 | CZ01 | rDXHP | 368 | 0.043 | 0 | 500 | 0.044
CFLSFm1996CZ01rNCEH | CFL | All | SFm | 1996 | CZ01 | rNCEH | 0.586 | 1 | 0 |  | 293 | 0.044 | 0 | 500 | 0.044 | FALSE | 1 | 1 | 0 | 0.25 | Res-Iltg-dWatt-CFL-basis | SFm | 1996 | CZ01 | rNCEH | 293 | 0.044 | 0 | 500 | 0.044
CFLSFm1996CZ01rNCGF | CFL | All | SFm | 1996 | CZ01 | rNCGF | 0.986 | 1.0227 | -0.0298 |  | 493 | 0.045 | -14.9 | 500 | 0.044 | FALSE | 0 | 1 | -0.0298 | 0.9 | Res-Iltg-dWatt-CFL-basis | SFm | 1996 | CZ01 | rNCGF | 493 | 0.045 | -14.9 | 500 | 0.044
CFLSFm1996CZ02rDXGF | CFL | All | SFm | 1996 | CZ02 | rDXGF | 1.054 | 2 | -0.0274 |  | 527 | 0.097 | -13.7 | 500 | 0.04 | FALSE | 0 | 1 | -0.0274 | 1 | Res-Iltg-dWatt-CFL-basis | SFm | 1996 | CZ02 | rDXGF | 527 | 0.097 | -13.7 | 500 | 0.04
CFLSFm1996CZ02rDXHP | CFL | All | SFm | 1996 | CZ02 | rDXHP | 0.836 | 2 | 0 |  | 418 | 0.095 | 0 | 500 | 0.04 | FALSE | 1 | 1 | 0 | 0.5 | Res-Iltg-dWatt-CFL-basis | SFm | 1996 | CZ02 | rDXHP | 418 | 0.095 | 0 | 500 | 0.04
CFLSFm1996CZ02rNCEH | CFL | All | SFm | 1996 | CZ02 | rNCEH | 0.648 | 1 | 0 |  | 324 | 0.04 | 0 | 500 | 0.04 | FALSE | 1 | 1 | 0 | 0.25 | Res-Iltg-dWatt-CFL-basis | SFm | 1996 | CZ02 | rNCEH | 324 | 0.04 | 0 | 500 | 0.04
CFLSFm1996CZ02rNCGF | CFL | All | SFm | 1996 | CZ02 | rNCGF | 0.99 | 1 | -0.0274 |  | 495 | 0.04 | -13.7 | 500 | 0.04 | FALSE | 0 | 1 | -0.0274 | 0.9 | Res-Iltg-dWatt-CFL-basis | SFm | 1996 | CZ02 | rNCGF | 495 | 0.04 | -13.7 | 500 | 0.04
CFLSFm1996CZ03rDXGF | CFL | All | SFm | 1996 | CZ03 | rDXGF | 1.006 | 1.875 | -0.0324 |  | 503 | 0.075 | -16.2 | 500 | 0.04 | FALSE | 0 | 1 | -0.0324 | 1 | Res-Iltg-dWatt-CFL-basis | SFm | 1996 | CZ03 | rDXGF | 503 | 0.075 | -16.2 | 500 | 0.04
CFLSFm1996CZ03rDXHP | CFL | All | SFm | 1996 | CZ03 | rDXHP | 0.776 | 2 | 0 |  | 388 | 0.082 | 0 | 500 | 0.04 | FALSE | 1 | 1 | 0 | 0.5 | Res-Iltg-dWatt-CFL-basis | SFm | 1996 | CZ03 | rDXHP | 388 | 0.082 | 0 | 500 | 0.04
CFLSFm1996CZ03rNCEH | CFL | All | SFm | 1996 | CZ03 | rNCEH | 0.558 | 1 | 0 |  | 279 | 0.04 | 0 | 500 | 0.04 | FALSE | 1 | 1 | 0 | 0.25 | Res-Iltg-dWatt-CFL-basis | SFm | 1996 | CZ03 | rNCEH | 279 | 0.04 | 0 | 500 | 0.04
CFLSFm1996CZ03rNCGF | CFL | All | SFm | 1996 | CZ03 | rNCGF | 0.982 | 1.025 | -0.0326 |  | 491 | 0.041 | -16.3 | 500 | 0.04 | FALSE | 0 | 1 | -0.0326 | 0.9 | Res-Iltg-dWatt-CFL-basis | SFm | 1996 | CZ03 | rNCGF | 491 | 0.041 | -16.3 | 500 | 0.04
CFLSFm1996CZ04rDXGF | CFL | All | SFm | 1996 | CZ04 | rDXGF | 1.068 | 2 | -0.0274 |  | 534 | 0.102 | -13.7 | 500 | 0.044 | FALSE | 0 | 1 | -0.0274 | 1 | Res-Iltg-dWatt-CFL-basis | SFm | 1996 | CZ04 | rDXGF | 534 | 0.102 | -13.7 | 500 | 0.044
CFLSFm1996CZ04rDXHP | CFL | All | SFm | 1996 | CZ04 | rDXHP | 0.842 | 2 | 0 |  | 421 | 0.097 | 0 | 500 | 0.044 | FALSE | 1 | 1 | 0 | 0.5 | Res-Iltg-dWatt-CFL-basis | SFm | 1996 | CZ04 | rDXHP | 421 | 0.097 | 0 | 500 | 0.044
CFLSFm1996CZ04rNCEH | CFL | All | SFm | 1996 | CZ04 | rNCEH | 0.636 | 1 | 0 |  | 318 | 0.044 | 0 | 500 | 0.044 | FALSE | 1 | 1 | 0 | 0.25 | Res-Iltg-dWatt-CFL-basis | SFm | 1996 | CZ04 | rNCEH | 318 | 0.044 | 0 | 500 | 0.044
CFLSFm1996CZ04rNCGF | CFL | All | SFm | 1996 | CZ04 | rNCGF | 0.988 | 1.0227 | -0.0276 |  | 494 | 0.045 | -13.8 | 500 | 0.044 | FALSE | 0 | 1 | -0.0276 | 0.9 | Res-Iltg-dWatt-CFL-basis | SFm | 1996 | CZ04 | rNCGF | 494 | 0.045 | -13.8 | 500 | 0.044
CFLSFm1996CZ05rDXGF | CFL | All | SFm | 1996 | CZ05 | rDXGF | 1 | 1.9545 | -0.03413 |  | 498 | 0.086 | -21 | 500 | 0.044 | FALSE | 0 | 1 | -0.03413 | 1 | Res-Iltg-dWatt-CFL-basis | SFm | 1996 | CZ05 | rDXGF | 498 | 0.086 | -21 | 500 | 0.044
CFLSFm1996CZ05rDXHP | CFL | All | SFm | 1996 | CZ05 | rDXHP | 0.688 | 1.9545 | 0 |  | 344 | 0.086 | 0 | 500 | 0.044 | FALSE | 1 | 1 | 0 | 0.5 | Res-Iltg-dWatt-CFL-basis | SFm | 1996 | CZ05 | rDXHP | 344 | 0.086 | 0 | 500 | 0.044
CFLSFm1996CZ05rNCEH | CFL | All | SFm | 1996 | CZ05 | rNCEH | 0.444 | 1 | 0 |  | 222 | 0.044 | 0 | 500 | 0.044 | FALSE | 1 | 1 | 0 | 0.25 | Res-Iltg-dWatt-CFL-basis | SFm | 1996 | CZ05 | rNCEH | 222 | 0.044 | 0 | 500 | 0.044
CFLSFm1996CZ05rNCGF | CFL | All | SFm | 1996 | CZ05 | rNCGF | 0.978 | 1 | -0.03413 |  | 489 | 0.044 | -21 | 500 | 0.044 | FALSE | 0 | 1 | -0.03413 | 0.9 | Res-Iltg-dWatt-CFL-basis | SFm | 1996 | CZ05 | rNCGF | 489 | 0.044 | -21 | 500 | 0.044
CFLSFm1996CZ06rDXGF | CFL | All | SFm | 1996 | CZ06 | rDXGF | 1.082 | 1.9091 | -0.023 |  | 541 | 0.084 | -11.5 | 500 | 0.044 | FALSE | 0 | 1 | -0.023 | 1 | Res-Iltg-dWatt-CFL-basis | SFm | 1996 | CZ06 | rDXGF | 541 | 0.084 | -11.5 | 500 | 0.044
CFLSFm1996CZ06rDXHP | CFL | All | SFm | 1996 | CZ06 | rDXHP | 0.914 | 2 | 0 |  | 457 | 0.089 | 0 | 500 | 0.044 | FALSE | 1 | 1 | 0 | 0.5 | Res-Iltg-dWatt-CFL-basis | SFm | 1996 | CZ06 | rDXHP | 457 | 0.089 | 0 | 500 | 0.044
CFLSFm1996CZ06rNCEH | CFL | All | SFm | 1996 | CZ06 | rNCEH | 0.71 | 1 | 0 |  | 355 | 0.044 | 0 | 500 | 0.044 | FALSE | 1 | 1 | 0 | 0.25 | Res-Iltg-dWatt-CFL-basis | SFm | 1996 | CZ06 | rNCEH | 355 | 0.044 | 0 | 500 | 0.044
CFLSFm1996CZ06rNCGF | CFL | All | SFm | 1996 | CZ06 | rNCGF | 0.992 | 1.0227 | -0.0232 |  | 496 | 0.045 | -11.6 | 500 | 0.044 | FALSE | 0 | 1 | -0.0232 | 0.9 | Res-Iltg-dWatt-CFL-basis | SFm | 1996 | CZ06 | rNCGF | 496 | 0.045 | -11.6 | 500 | 0.044
CFLSFm1996CZ07rDXGF | CFL | All | SFm | 1996 | CZ07 | rDXGF | 1.088 | 2 | -0.01908 |  | 544 | 0.099 | -9.54 | 500 | 0.044 | FALSE | 0 | 1 | -0.01908 | 1 | Res-Iltg-dWatt-CFL-basis | SFm | 1996 | CZ07 | rDXGF | 544 | 0.099 | -9.54 | 500 | 0.044
CFLSFm1996CZ07rDXHP | CFL | All | SFm | 1996 | CZ07 | rDXHP | 0.972 | 2 | 0 |  | 486 | 0.089 | 0 | 500 | 0.044 | FALSE | 1 | 1 | 0 | 0.5 | Res-Iltg-dWatt-CFL-basis | SFm | 1996 | CZ07 | rDXHP | 486 | 0.089 | 0 | 500 | 0.044
CFLSFm1996CZ07rNCEH | CFL | All | SFm | 1996 | CZ07 | rNCEH | 0.768 | 1.0227 | 0 |  | 384 | 0.045 | 0 | 500 | 0.044 | FALSE | 1 | 1 | 0 | 0.25 | Res-Iltg-dWatt-CFL-basis | SFm | 1996 | CZ07 | rNCEH | 384 | 0.045 | 0 | 500 | 0.044
CFLSFm1996CZ07rNCGF | CFL | All | SFm | 1996 | CZ07 | rNCGF | 0.994 | 1 | -0.01918 |  | 497 | 0.044 | -9.59 | 500 | 0.044 | FALSE | 0 | 1 | -0.01918 | 0.9 | Res-Iltg-dWatt-CFL-basis | SFm | 1996 | CZ07 | rNCGF | 497 | 0.044 | -9.59 | 500 | 0.044
CFLSFm1996CZ08rDXGF | CFL | All | SFm | 1996 | CZ08 | rDXGF | 1.134 | 1.9773 | -0.01814 |  | 567 | 0.087 | -9.07 | 500 | 0.044 | FALSE | 0 | 1 | -0.01814 | 1 | Res-Iltg-dWatt-CFL-basis | SFm | 1996 | CZ08 | rDXGF | 567 | 0.087 | -9.07 | 500 | 0.044
CFLSFm1996CZ08rDXHP | CFL | All | SFm | 1996 | CZ08 | rDXHP | 1.016 | 2 | 0 |  | 508 | 0.09 | 0 | 500 | 0.044 | FALSE | 1 | 1 | 0 | 0.5 | Res-Iltg-dWatt-CFL-basis | SFm | 1996 | CZ08 | rDXHP | 508 | 0.09 | 0 | 500 | 0.044
CFLSFm1996CZ08rNCEH | CFL | All | SFm | 1996 | CZ08 | rNCEH | 0.776 | 1.0227 | 0 |  | 388 | 0.045 | 0 | 500 | 0.044 | FALSE | 1 | 1 | 0 | 0.25 | Res-Iltg-dWatt-CFL-basis | SFm | 1996 | CZ08 | rNCEH | 388 | 0.045 | 0 | 500 | 0.044
CFLSFm1996CZ08rNCGF | CFL | All | SFm | 1996 | CZ08 | rNCGF | 0.996 | 1 | -0.0183 |  | 498 | 0.044 | -9.15 | 500 | 0.044 | FALSE | 0 | 1 | -0.0183 | 0.9 | Res-Iltg-dWatt-CFL-basis | SFm | 1996 | CZ08 | rNCGF | 498 | 0.044 | -9.15 | 500 | 0.044
CFLSFm1996CZ09rDXGF | CFL | All | SFm | 1996 | CZ09 | rDXGF | 1.128 | 1.5111 | -0.01986 |  | 564 | 0.068 | -9.93 | 500 | 0.045 | FALSE | 0 | 1 | -0.01986 | 1 | Res-Iltg-dWatt-CFL-basis | SFm | 1996 | CZ09 | rDXGF | 564 | 0.068 | -9.93 | 500 | 0.045
CFLSFm1996CZ09rDXHP | CFL | All | SFm | 1996 | CZ09 | rDXHP | 1.008 | 1.9111 | 0 |  | 504 | 0.086 | 0 | 500 | 0.045 | FALSE | 1 | 1 | 0 | 0.5 | Res-Iltg-dWatt-CFL-basis | SFm | 1996 | CZ09 | rDXHP | 504 | 0.086 | 0 | 500 | 0.045
CFLSFm1996CZ09rNCEH | CFL | All | SFm | 1996 | CZ09 | rNCEH | 0.746 | 1 | 0 |  | 373 | 0.044 | 0 | 500 | 0.045 | FALSE | 1 | 1 | 0 | 0.25 | Res-Iltg-dWatt-CFL-basis | SFm | 1996 | CZ09 | rNCEH | 373 | 0.044 | 0 | 500 | 0.045
CFLSFm1996CZ09rNCGF | CFL | All | SFm | 1996 | CZ09 | rNCGF | 0.994 | 1 | -0.01998 |  | 497 | 0.045 | -9.99 | 500 | 0.045 | FALSE | 0 | 1 | -0.01998 | 0.9 | Res-Iltg-dWatt-CFL-basis | SFm | 1996 | CZ09 | rNCGF | 497 | 0.045 | -9.99 | 500 | 0.045
CFLSFm1996CZ10rDXGF | CFL | All | SFm | 1996 | CZ10 | rDXGF | 1.144 | 1.7333 | -0.0248 |  | 572 | 0.078 | -12.4 | 500 | 0.045 | FALSE | 0 | 1 | -0.0248 | 1 | Res-Iltg-dWatt-CFL-basis | SFm | 1996 | CZ10 | rDXGF | 572 | 0.078 | -12.4 | 500 | 0.045
CFLSFm1996CZ10rDXHP | CFL | All | SFm | 1996 | CZ10 | rDXHP | 0.974 | 1.9556 | 0 |  | 487 | 0.088 | 0 | 500 | 0.045 | FALSE | 1 | 1 | 0 | 0.5 | Res-Iltg-dWatt-CFL-basis | SFm | 1996 | CZ10 | rDXHP | 487 | 0.088 | 0 | 500 | 0.045
CFLSFm1996CZ10rNCEH | CFL | All | SFm | 1996 | CZ10 | rNCEH | 0.658 | 1 | 0 |  | 329 | 0.045 | 0 | 500 | 0.045 | FALSE | 1 | 1 | 0 | 0.25 | Res-Iltg-dWatt-CFL-basis | SFm | 1996 | CZ10 | rNCEH | 329 | 0.045 | 0 | 500 | 0.045
CFLSFm1996CZ10rNCGF | CFL | All | SFm | 1996 | CZ10 | rNCGF | 0.992 | 1 | -0.025 |  | 496 | 0.045 | -12.5 | 500 | 0.045 | FALSE | 0 | 1 | -0.025 | 0.9 | Res-Iltg-dWatt-CFL-basis | SFm | 1996 | CZ10 | rNCGF | 496 | 0.045 | -12.5 | 500 | 0.045
CFLSFm1996CZ11rDXGF | CFL | All | SFm | 1996 | CZ11 | rDXGF | 1.138 | 1.975 | -0.0274 |  | 569 | 0.079 | -13.7 | 500 | 0.04 | FALSE | 0 | 1 | -0.0274 | 1 | Res-Iltg-dWatt-CFL-basis | SFm | 1996 | CZ11 | rDXGF | 569 | 0.079 | -13.7 | 500 | 0.04
CFLSFm1996CZ11rDXHP | CFL | All | SFm | 1996 | CZ11 | rDXHP | 0.918 | 2 | 0 |  | 459 | 0.084 | 0 | 500 | 0.04 | FALSE | 1 | 1 | 0 | 0.5 | Res-Iltg-dWatt-CFL-basis | SFm | 1996 | CZ11 | rDXHP | 459 | 0.084 | 0 | 500 | 0.04
CFLSFm1996CZ11rNCEH | CFL | All | SFm | 1996 | CZ11 | rNCEH | 0.604 | 1.025 | 0 |  | 302 | 0.041 | 0 | 500 | 0.04 | FALSE | 1 | 1 | 0 | 0.25 | Res-Iltg-dWatt-CFL-basis | SFm | 1996 | CZ11 | rNCEH | 302 | 0.041 | 0 | 500 | 0.04
CFLSFm1996CZ11rNCGF | CFL | All | SFm | 1996 | CZ11 | rNCGF | 0.988 | 1 | -0.0276 |  | 494 | 0.04 | -13.8 | 500 | 0.04 | FALSE | 0 | 1 | -0.0276 | 0.9 | Res-Iltg-dWatt-CFL-basis | SFm | 1996 | CZ11 | rNCGF | 494 | 0.04 | -13.8 | 500 | 0.04
CFLSFm1996CZ12rDXGF | CFL | All | SFm | 1996 | CZ12 | rDXGF | 1.096 | 2 | -0.0276 |  | 548 | 0.092 | -13.8 | 500 | 0.04 | FALSE | 0 | 1 | -0.0276 | 1 | Res-Iltg-dWatt-CFL-basis | SFm | 1996 | CZ12 | rDXGF | 548 | 0.092 | -13.8 | 500 | 0.04
CFLSFm1996CZ12rDXHP | CFL | All | SFm | 1996 | CZ12 | rDXHP | 0.882 | 2 | 0 |  | 441 | 0.094 | 0 | 500 | 0.04 | FALSE | 1 | 1 | 0 | 0.5 | Res-Iltg-dWatt-CFL-basis | SFm | 1996 | CZ12 | rDXHP | 441 | 0.094 | 0 | 500 | 0.04
CFLSFm1996CZ12rNCEH | CFL | All | SFm | 1996 | CZ12 | rNCEH | 0.606 | 1.025 | 0 |  | 303 | 0.041 | 0 | 500 | 0.04 | FALSE | 1 | 1 | 0 | 0.25 | Res-Iltg-dWatt-CFL-basis | SFm | 1996 | CZ12 | rNCEH | 303 | 0.041 | 0 | 500 | 0.04
CFLSFm1996CZ12rNCGF | CFL | All | SFm | 1996 | CZ12 | rNCGF | 0.988 | 1.025 | -0.028 |  | 494 | 0.041 | -14 | 500 | 0.04 | FALSE | 0 | 1 | -0.028 | 0.9 | Res-Iltg-dWatt-CFL-basis | SFm | 1996 | CZ12 | rNCGF | 494 | 0.041 | -14 | 500 | 0.04
CFLSFm1996CZ13rDXGF | CFL | All | SFm | 1996 | CZ13 | rDXGF | 1.15 | 1.9 | -0.0272 |  | 575 | 0.076 | -13.6 | 500 | 0.04 | FALSE | 0 | 1 | -0.0272 | 1 | Res-Iltg-dWatt-CFL-basis | SFm | 1996 | CZ13 | rDXGF | 575 | 0.076 | -13.6 | 500 | 0.04
CFLSFm1996CZ13rDXHP | CFL | All | SFm | 1996 | CZ13 | rDXHP | 0.946 | 1.975 | 0 |  | 473 | 0.079 | 0 | 500 | 0.04 | FALSE | 1 | 1 | 0 | 0.5 | Res-Iltg-dWatt-CFL-basis | SFm | 1996 | CZ13 | rDXHP | 473 | 0.079 | 0 | 500 | 0.04
CFLSFm1996CZ13rNCEH | CFL | All | SFm | 1996 | CZ13 | rNCEH | 0.608 | 1 | 0 |  | 304 | 0.04 | 0 | 500 | 0.04 | FALSE | 1 | 1 | 0 | 0.25 | Res-Iltg-dWatt-CFL-basis | SFm | 1996 | CZ13 | rNCEH | 304 | 0.04 | 0 | 500 | 0.04
CFLSFm1996CZ13rNCGF | CFL | All | SFm | 1996 | CZ13 | rNCGF | 0.988 | 1.025 | -0.0276 |  | 494 | 0.041 | -13.8 | 500 | 0.04 | FALSE | 0 | 1 | -0.0276 | 0.9 | Res-Iltg-dWatt-CFL-basis | SFm | 1996 | CZ13 | rNCGF | 494 | 0.041 | -13.8 | 500 | 0.04
CFLSFm1996CZ14rDXGF | CFL | All | SFm | 1996 | CZ14 | rDXGF | 1.142 | 1.619 | -0.0276 |  | 571 | 0.068 | -13.8 | 500 | 0.042 | FALSE | 0 | 1 | -0.0276 | 1 | Res-Iltg-dWatt-CFL-basis | SFm | 1996 | CZ14 | rDXGF | 571 | 0.068 | -13.8 | 500 | 0.042
CFLSFm1996CZ14rDXHP | CFL | All | SFm | 1996 | CZ14 | rDXHP | 0.914 | 1.8571 | 0 |  | 457 | 0.078 | 0 | 500 | 0.042 | FALSE | 1 | 1 | 0 | 0.5 | Res-Iltg-dWatt-CFL-basis | SFm | 1996 | CZ14 | rDXHP | 457 | 0.078 | 0 | 500 | 0.042
CFLSFm1996CZ14rNCEH | CFL | All | SFm | 1996 | CZ14 | rNCEH | 0.63 | 1 | 0 |  | 315 | 0.042 | 0 | 500 | 0.042 | FALSE | 1 | 1 | 0 | 0.25 | Res-Iltg-dWatt-CFL-basis | SFm | 1996 | CZ14 | rNCEH | 315 | 0.042 | 0 | 500 | 0.042
CFLSFm1996CZ14rNCGF | CFL | All | SFm | 1996 | CZ14 | rNCGF | 0.988 | 1 | -0.028 |  | 494 | 0.042 | -14 | 500 | 0.042 | FALSE | 0 | 1 | -0.028 | 0.9 | Res-Iltg-dWatt-CFL-basis | SFm | 1996 | CZ14 | rNCGF | 494 | 0.042 | -14 | 500 | 0.042
CFLSFm1996CZ15rDXGF | CFL | All | SFm | 1996 | CZ15 | rDXGF | 1.234 | 1.6905 | -0.01286 |  | 617 | 0.071 | -6.43 | 500 | 0.042 | FALSE | 0 | 1 | -0.01286 | 1 | Res-Iltg-dWatt-CFL-basis | SFm | 1996 | CZ15 | rDXGF | 617 | 0.071 | -6.43 | 500 | 0.042
CFLSFm1996CZ15rDXHP | CFL | All | SFm | 1996 | CZ15 | rDXHP | 1.158 | 1.8095 | 0 |  | 579 | 0.076 | 0 | 500 | 0.042 | FALSE | 1 | 1 | 0 | 0.5 | Res-Iltg-dWatt-CFL-basis | SFm | 1996 | CZ15 | rDXHP | 579 | 0.076 | 0 | 500 | 0.042
CFLSFm1996CZ15rNCEH | CFL | All | SFm | 1996 | CZ15 | rNCEH | 0.816 | 1 | 0 |  | 408 | 0.042 | 0 | 500 | 0.042 | FALSE | 1 | 1 | 0 | 0.25 | Res-Iltg-dWatt-CFL-basis | SFm | 1996 | CZ15 | rNCEH | 408 | 0.042 | 0 | 500 | 0.042
CFLSFm1996CZ15rNCGF | CFL | All | SFm | 1996 | CZ15 | rNCGF | 0.998 | 1.0238 | -0.01318 |  | 499 | 0.043 | -6.59 | 500 | 0.042 | FALSE | 0 | 1 | -0.01318 | 0.9 | Res-Iltg-dWatt-CFL-basis | SFm | 1996 | CZ15 | rNCGF | 499 | 0.043 | -6.59 | 500 | 0.042
CFLSFm1996CZ16rDXGF | CFL | All | SFm | 1996 | CZ16 | rDXGF | 1.084 | 1.925 | -0.0242 |  | 542 | 0.077 | -12.1 | 500 | 0.04 | FALSE | 0 | 1 | -0.0242 | 1 | Res-Iltg-dWatt-CFL-basis | SFm | 1996 | CZ16 | rDXGF | 542 | 0.077 | -12.1 | 500 | 0.04
CFLSFm1996CZ16rDXHP | CFL | All | SFm | 1996 | CZ16 | rDXHP | 0.802 | 1.775 | 0 |  | 401 | 0.071 | 0 | 500 | 0.04 | FALSE | 1 | 1 | 0 | 0.5 | Res-Iltg-dWatt-CFL-basis | SFm | 1996 | CZ16 | rDXHP | 401 | 0.071 | 0 | 500 | 0.04
CFLSFm1996CZ16rNCEH | CFL | All | SFm | 1996 | CZ16 | rNCEH | 0.674 | 1.025 | 0 |  | 337 | 0.041 | 0 | 500 | 0.04 | FALSE | 1 | 1 | 0 | 0.25 | Res-Iltg-dWatt-CFL-basis | SFm | 1996 | CZ16 | rNCEH | 337 | 0.041 | 0 | 500 | 0.04
CFLSFm1996CZ16rNCGF | CFL | All | SFm | 1996 | CZ16 | rNCGF | 0.992 | 1.025 | -0.0244 |  | 496 | 0.041 | -12.2 | 500 | 0.04 | FALSE | 0 | 1 | -0.0244 | 0.9 | Res-Iltg-dWatt-CFL-basis | SFm | 1996 | CZ16 | rNCGF | 496 | 0.041 | -12.2 | 500 | 0.04
CFLSFm2003CZ01rDXGF | CFL | All | SFm | 2003 | CZ01 | rDXGF | 1 | 1.0227 | -0.0318 |  | 492 | 0.045 | -15.9 | 500 | 0.044 | FALSE | 0 | 1 | -0.0318 | 1 | Res-Iltg-dWatt-CFL-basis | SFm | 2003 | CZ01 | rDXGF | 492 | 0.045 | -15.9 | 500 | 0.044
CFLSFm2003CZ01rDXHP | CFL | All | SFm | 2003 | CZ01 | rDXHP | 0.722 | 1 | 0 |  | 361 | 0.044 | 0 | 500 | 0.044 | FALSE | 1 | 1 | 0 | 0.5 | Res-Iltg-dWatt-CFL-basis | SFm | 2003 | CZ01 | rDXHP | 361 | 0.044 | 0 | 500 | 0.044
CFLSFm2003CZ01rNCEH | CFL | All | SFm | 2003 | CZ01 | rNCEH | 0.568 | 1 | 0 |  | 284 | 0.043 | 0 | 500 | 0.044 | FALSE | 1 | 1 | 0 | 0.25 | Res-Iltg-dWatt-CFL-basis | SFm | 2003 | CZ01 | rNCEH | 284 | 0.043 | 0 | 500 | 0.044
CFLSFm2003CZ01rNCGF | CFL | All | SFm | 2003 | CZ01 | rNCGF | 0.986 | 1.0227 | -0.032 |  | 493 | 0.045 | -16 | 500 | 0.044 | FALSE | 0 | 1 | -0.032 | 0.9 | Res-Iltg-dWatt-CFL-basis | SFm | 2003 | CZ01 | rNCGF | 493 | 0.045 | -16 | 500 | 0.044
CFLSFm2003CZ02rDXGF | CFL | All | SFm | 2003 | CZ02 | rDXGF | 1.052 | 2 | -0.029 |  | 526 | 0.087 | -14.5 | 500 | 0.041 | FALSE | 0 | 1 | -0.029 | 1 | Res-Iltg-dWatt-CFL-basis | SFm | 2003 | CZ02 | rDXGF | 526 | 0.087 | -14.5 | 500 | 0.041
CFLSFm2003CZ02rDXHP | CFL | All | SFm | 2003 | CZ02 | rDXHP | 0.81 | 2 | 0 |  | 405 | 0.1 | 0 | 500 | 0.041 | FALSE | 1 | 1 | 0 | 0.5 | Res-Iltg-dWatt-CFL-basis | SFm | 2003 | CZ02 | rDXHP | 405 | 0.1 | 0 | 500 | 0.041
CFLSFm2003CZ02rNCEH | CFL | All | SFm | 2003 | CZ02 | rNCEH | 0.598 | 1 | 0 |  | 299 | 0.04 | 0 | 500 | 0.041 | FALSE | 1 | 1 | 0 | 0.25 | Res-Iltg-dWatt-CFL-basis | SFm | 2003 | CZ02 | rNCEH | 299 | 0.04 | 0 | 500 | 0.041
CFLSFm2003CZ02rNCGF | CFL | All | SFm | 2003 | CZ02 | rNCGF | 0.984 | 1 | -0.0292 |  | 492 | 0.041 | -14.6 | 500 | 0.041 | FALSE | 0 | 1 | -0.0292 | 0.9 | Res-Iltg-dWatt-CFL-basis | SFm | 2003 | CZ02 | rNCGF | 492 | 0.041 | -14.6 | 500 | 0.041
CFLSFm2003CZ03rDXGF | CFL | All | SFm | 2003 | CZ03 | rDXGF | 1.004 | 2 | -0.032 |  | 502 | 0.08 | -16 | 500 | 0.04 | FALSE | 0 | 1 | -0.032 | 1 | Res-Iltg-dWatt-CFL-basis | SFm | 2003 | CZ03 | rDXGF | 502 | 0.08 | -16 | 500 | 0.04
CFLSFm2003CZ03rDXHP | CFL | All | SFm | 2003 | CZ03 | rDXHP | 0.778 | 1.9 | 0 |  | 389 | 0.076 | 0 | 500 | 0.04 | FALSE | 1 | 1 | 0 | 0.5 | Res-Iltg-dWatt-CFL-basis | SFm | 2003 | CZ03 | rDXHP | 389 | 0.076 | 0 | 500 | 0.04
CFLSFm2003CZ03rNCEH | CFL | All | SFm | 2003 | CZ03 | rNCEH | 0.572 | 1 | 0 |  | 286 | 0.04 | 0 | 500 | 0.04 | FALSE | 1 | 1 | 0 | 0.25 | Res-Iltg-dWatt-CFL-basis | SFm | 2003 | CZ03 | rNCEH | 286 | 0.04 | 0 | 500 | 0.04
CFLSFm2003CZ03rNCGF | CFL | All | SFm | 2003 | CZ03 | rNCGF | 0.984 | 1.025 | -0.0322 |  | 492 | 0.041 | -16.1 | 500 | 0.04 | FALSE | 0 | 1 | -0.0322 | 0.9 | Res-Iltg-dWatt-CFL-basis | SFm | 2003 | CZ03 | rNCGF | 492 | 0.041 | -16.1 | 500 | 0.04
CFLSFm2003CZ04rDXGF | CFL | All | SFm | 2003 | CZ04 | rDXGF | 1.08 | 2 | -0.0262 |  | 540 | 0.09 | -13.1 | 500 | 0.044 | FALSE | 0 | 1 | -0.0262 | 1 | Res-Iltg-dWatt-CFL-basis | SFm | 2003 | CZ04 | rDXGF | 540 | 0.09 | -13.1 | 500 | 0.044
CFLSFm2003CZ04rDXHP | CFL | All | SFm | 2003 | CZ04 | rDXHP | 0.86 | 2 | 0 |  | 430 | 0.091 | 0 | 500 | 0.044 | FALSE | 1 | 1 | 0 | 0.5 | Res-Iltg-dWatt-CFL-basis | SFm | 2003 | CZ04 | rDXHP | 430 | 0.091 | 0 | 500 | 0.044
CFLSFm2003CZ04rNCEH | CFL | All | SFm | 2003 | CZ04 | rNCEH | 0.63 | 1.0227 | 0 |  | 315 | 0.045 | 0 | 500 | 0.044 | FALSE | 1 | 1 | 0 | 0.25 | Res-Iltg-dWatt-CFL-basis | SFm | 2003 | CZ04 | rNCEH | 315 | 0.045 | 0 | 500 | 0.044
CFLSFm2003CZ04rNCGF | CFL | All | SFm | 2003 | CZ04 | rNCGF | 0.988 | 1.0227 | -0.0264 |  | 494 | 0.045 | -13.2 | 500 | 0.044 | FALSE | 0 | 1 | -0.0264 | 0.9 | Res-Iltg-dWatt-CFL-basis | SFm | 2003 | CZ04 | rNCGF | 494 | 0.045 | -13.2 | 500 | 0.044
CFLSFm2003CZ05rDXGF | CFL | All | SFm | 2003 | CZ05 | rDXGF | 1.002 | 1.9773 | -0.03413 |  | 501 | 0.087 | -19.7 | 500 | 0.044 | FALSE | 0 | 1 | -0.03413 | 1 | Res-Iltg-dWatt-CFL-basis | SFm | 2003 | CZ05 | rDXGF | 501 | 0.087 | -19.7 | 500 | 0.044
CFLSFm2003CZ05rDXHP | CFL | All | SFm | 2003 | CZ05 | rDXHP | 0.706 | 2 | 0 |  | 353 | 0.092 | 0 | 500 | 0.044 | FALSE | 1 | 1 | 0 | 0.5 | Res-Iltg-dWatt-CFL-basis | SFm | 2003 | CZ05 | rDXHP | 353 | 0.092 | 0 | 500 | 0.044
CFLSFm2003CZ05rNCEH | CFL | All | SFm | 2003 | CZ05 | rNCEH | 0.48 | 1 | 0 |  | 240 | 0.044 | 0 | 500 | 0.044 | FALSE | 1 | 1 | 0 | 0.25 | Res-Iltg-dWatt-CFL-basis | SFm | 2003 | CZ05 | rNCEH | 240 | 0.044 | 0 | 500 | 0.044
CFLSFm2003CZ05rNCGF | CFL | All | SFm | 2003 | CZ05 | rNCGF | 0.98 | 1.0227 | -0.03413 |  | 490 | 0.045 | -19.8 | 500 | 0.044 | FALSE | 0 | 1 | -0.03413 | 0.9 | Res-Iltg-dWatt-CFL-basis | SFm | 2003 | CZ05 | rNCGF | 490 | 0.045 | -19.8 | 500 | 0.044
CFLSFm2003CZ06rDXGF | CFL | All | SFm | 2003 | CZ06 | rDXGF | 1.114 | 2 | -0.0212 |  | 557 | 0.096 | -10.6 | 500 | 0.044 | FALSE | 0 | 1 | -0.0212 | 1 | Res-Iltg-dWatt-CFL-basis | SFm | 2003 | CZ06 | rDXGF | 557 | 0.096 | -10.6 | 500 | 0.044
CFLSFm2003CZ06rDXHP | CFL | All | SFm | 2003 | CZ06 | rDXHP | 0.946 | 1.9773 | 0 |  | 473 | 0.087 | 0 | 500 | 0.044 | FALSE | 1 | 1 | 0 | 0.5 | Res-Iltg-dWatt-CFL-basis | SFm | 2003 | CZ06 | rDXHP | 473 | 0.087 | 0 | 500 | 0.044
CFLSFm2003CZ06rNCEH | CFL | All | SFm | 2003 | CZ06 | rNCEH | 0.74 | 1.0227 | 0 |  | 370 | 0.045 | 0 | 500 | 0.044 | FALSE | 1 | 1 | 0 | 0.25 | Res-Iltg-dWatt-CFL-basis | SFm | 2003 | CZ06 | rNCEH | 370 | 0.045 | 0 | 500 | 0.044
CFLSFm2003CZ06rNCGF | CFL | All | SFm | 2003 | CZ06 | rNCGF | 0.994 | 1 | -0.0214 |  | 497 | 0.044 | -10.7 | 500 | 0.044 | FALSE | 0 | 1 | -0.0214 | 0.9 | Res-Iltg-dWatt-CFL-basis | SFm | 2003 | CZ06 | rNCGF | 497 | 0.044 | -10.7 | 500 | 0.044
CFLSFm2003CZ07rDXGF | CFL | All | SFm | 2003 | CZ07 | rDXGF | 1.126 | 1.7955 | -0.0214 |  | 563 | 0.079 | -10.7 | 500 | 0.044 | FALSE | 0 | 1 | -0.0214 | 1 | Res-Iltg-dWatt-CFL-basis | SFm | 2003 | CZ07 | rDXGF | 563 | 0.079 | -10.7 | 500 | 0.044
CFLSFm2003CZ07rDXHP | CFL | All | SFm | 2003 | CZ07 | rDXHP | 0.974 | 1.8409 | 0 |  | 487 | 0.081 | 0 | 500 | 0.044 | FALSE | 1 | 1 | 0 | 0.5 | Res-Iltg-dWatt-CFL-basis | SFm | 2003 | CZ07 | rDXHP | 487 | 0.081 | 0 | 500 | 0.044
CFLSFm2003CZ07rNCEH | CFL | All | SFm | 2003 | CZ07 | rNCEH | 0.718 | 1 | 0 |  | 359 | 0.044 | 0 | 500 | 0.044 | FALSE | 1 | 1 | 0 | 0.25 | Res-Iltg-dWatt-CFL-basis | SFm | 2003 | CZ07 | rNCEH | 359 | 0.044 | 0 | 500 | 0.044
CFLSFm2003CZ07rNCGF | CFL | All | SFm | 2003 | CZ07 | rNCGF | 0.992 | 1 | -0.0214 |  | 496 | 0.044 | -10.7 | 500 | 0.044 | FALSE | 0 | 1 | -0.0214 | 0.9 | Res-Iltg-dWatt-CFL-basis | SFm | 2003 | CZ07 | rNCGF | 496 | 0.044 | -10.7 | 500 | 0.044
CFLSFm2003CZ08rDXGF | CFL | All | SFm | 2003 | CZ08 | rDXGF | 1.158 | 1.5909 | -0.01854 |  | 579 | 0.07 | -9.27 | 500 | 0.044 | FALSE | 0 | 1 | -0.01854 | 1 | Res-Iltg-dWatt-CFL-basis | SFm | 2003 | CZ08 | rDXGF | 579 | 0.07 | -9.27 | 500 | 0.044
CFLSFm2003CZ08rDXHP | CFL | All | SFm | 2003 | CZ08 | rDXHP | 1.044 | 1.7955 | 0 |  | 522 | 0.079 | 0 | 500 | 0.044 | FALSE | 1 | 1 | 0 | 0.5 | Res-Iltg-dWatt-CFL-basis | SFm | 2003 | CZ08 | rDXHP | 522 | 0.079 | 0 | 500 | 0.044
CFLSFm2003CZ08rNCEH | CFL | All | SFm | 2003 | CZ08 | rNCEH | 0.76 | 1 | 0 |  | 380 | 0.044 | 0 | 500 | 0.044 | FALSE | 1 | 1 | 0 | 0.25 | Res-Iltg-dWatt-CFL-basis | SFm | 2003 | CZ08 | rNCEH | 380 | 0.044 | 0 | 500 | 0.044
CFLSFm2003CZ08rNCGF | CFL | All | SFm | 2003 | CZ08 | rNCGF | 0.994 | 1.0227 | -0.01872 |  | 497 | 0.045 | -9.36 | 500 | 0.044 | FALSE | 0 | 1 | -0.01872 | 0.9 | Res-Iltg-dWatt-CFL-basis | SFm | 2003 | CZ08 | rNCGF | 497 | 0.045 | -9.36 | 500 | 0.044
CFLSFm2003CZ09rDXGF | CFL | All | SFm | 2003 | CZ09 | rDXGF | 1.108 | 1.5 | -0.0212 |  | 554 | 0.066 | -10.6 | 500 | 0.044 | FALSE | 0 | 1 | -0.0212 | 1 | Res-Iltg-dWatt-CFL-basis | SFm | 2003 | CZ09 | rDXGF | 554 | 0.066 | -10.6 | 500 | 0.044
CFLSFm2003CZ09rDXHP | CFL | All | SFm | 2003 | CZ09 | rDXHP | 0.976 | 1.6818 | 0 |  | 488 | 0.074 | 0 | 500 | 0.044 | FALSE | 1 | 1 | 0 | 0.5 | Res-Iltg-dWatt-CFL-basis | SFm | 2003 | CZ09 | rDXHP | 488 | 0.074 | 0 | 500 | 0.044
CFLSFm2003CZ09rNCEH | CFL | All | SFm | 2003 | CZ09 | rNCEH | 0.716 | 1 | 0 |  | 358 | 0.044 | 0 | 500 | 0.044 | FALSE | 1 | 1 | 0 | 0.25 | Res-Iltg-dWatt-CFL-basis | SFm | 2003 | CZ09 | rNCEH | 358 | 0.044 | 0 | 500 | 0.044
CFLSFm2003CZ09rNCGF | CFL | All | SFm | 2003 | CZ09 | rNCGF | 0.992 | 1.0227 | -0.0216 |  | 496 | 0.045 | -10.8 | 500 | 0.044 | FALSE | 0 | 1 | -0.0216 | 0.9 | Res-Iltg-dWatt-CFL-basis | SFm | 2003 | CZ09 | rNCGF | 496 | 0.045 | -10.8 | 500 | 0.044
CFLSFm2003CZ10rDXGF | CFL | All | SFm | 2003 | CZ10 | rDXGF | 1.132 | 1.5455 | -0.0244 |  | 566 | 0.068 | -12.2 | 500 | 0.044 | FALSE | 0 | 1 | -0.0244 | 1 | Res-Iltg-dWatt-CFL-basis | SFm | 2003 | CZ10 | rDXGF | 566 | 0.068 | -12.2 | 500 | 0.044
CFLSFm2003CZ10rDXHP | CFL | All | SFm | 2003 | CZ10 | rDXHP | 0.97 | 1.7045 | 0 |  | 485 | 0.075 | 0 | 500 | 0.044 | FALSE | 1 | 1 | 0 | 0.5 | Res-Iltg-dWatt-CFL-basis | SFm | 2003 | CZ10 | rDXHP | 485 | 0.075 | 0 | 500 | 0.044
CFLSFm2003CZ10rNCEH | CFL | All | SFm | 2003 | CZ10 | rNCEH | 0.652 | 1.0227 | 0 |  | 326 | 0.045 | 0 | 500 | 0.044 | FALSE | 1 | 1 | 0 | 0.25 | Res-Iltg-dWatt-CFL-basis | SFm | 2003 | CZ10 | rNCEH | 326 | 0.045 | 0 | 500 | 0.044
CFLSFm2003CZ10rNCGF | CFL | All | SFm | 2003 | CZ10 | rNCGF | 0.99 | 1.0227 | -0.0248 |  | 495 | 0.045 | -12.4 | 500 | 0.044 | FALSE | 0 | 1 | -0.0248 | 0.9 | Res-Iltg-dWatt-CFL-basis | SFm | 2003 | CZ10 | rNCGF | 495 | 0.045 | -12.4 | 500 | 0.044
CFLSFm2003CZ11rDXGF | CFL | All | SFm | 2003 | CZ11 | rDXGF | 1.136 | 1.8049 | -0.0254 |  | 568 | 0.074 | -12.7 | 500 | 0.041 | FALSE | 0 | 1 | -0.0254 | 1 | Res-Iltg-dWatt-CFL-basis | SFm | 2003 | CZ11 | rDXGF | 568 | 0.074 | -12.7 | 500 | 0.041
CFLSFm2003CZ11rDXHP | CFL | All | SFm | 2003 | CZ11 | rDXHP | 0.942 | 1.9024 | 0 |  | 471 | 0.078 | 0 | 500 | 0.041 | FALSE | 1 | 1 | 0 | 0.5 | Res-Iltg-dWatt-CFL-basis | SFm | 2003 | CZ11 | rDXHP | 471 | 0.078 | 0 | 500 | 0.041
CFLSFm2003CZ11rNCEH | CFL | All | SFm | 2003 | CZ11 | rNCEH | 0.636 | 1 | 0 |  | 318 | 0.04 | 0 | 500 | 0.041 | FALSE | 1 | 1 | 0 | 0.25 | Res-Iltg-dWatt-CFL-basis | SFm | 2003 | CZ11 | rNCEH | 318 | 0.04 | 0 | 500 | 0.041
CFLSFm2003CZ11rNCGF | CFL | All | SFm | 2003 | CZ11 | rNCGF | 0.99 | 1 | -0.0258 |  | 495 | 0.041 | -12.9 | 500 | 0.041 | FALSE | 0 | 1 | -0.0258 | 0.9 | Res-Iltg-dWatt-CFL-basis | SFm | 2003 | CZ11 | rNCGF | 495 | 0.041 | -12.9 | 500 | 0.041
CFLSFm2003CZ12rDXGF | CFL | All | SFm | 2003 | CZ12 | rDXGF | 1.088 | 2 | -0.0256 |  | 544 | 0.083 | -12.8 | 500 | 0.041 | FALSE | 0 | 1 | -0.0256 | 1 | Res-Iltg-dWatt-CFL-basis | SFm | 2003 | CZ12 | rDXGF | 544 | 0.083 | -12.8 | 500 | 0.041
CFLSFm2003CZ12rDXHP | CFL | All | SFm | 2003 | CZ12 | rDXHP | 0.89 | 2 | 0 |  | 445 | 0.086 | 0 | 500 | 0.041 | FALSE | 1 | 1 | 0 | 0.5 | Res-Iltg-dWatt-CFL-basis | SFm | 2003 | CZ12 | rDXHP | 445 | 0.086 | 0 | 500 | 0.041
CFLSFm2003CZ12rNCEH | CFL | All | SFm | 2003 | CZ12 | rNCEH | 0.634 | 1 | 0 |  | 317 | 0.04 | 0 | 500 | 0.041 | FALSE | 1 | 1 | 0 | 0.25 | Res-Iltg-dWatt-CFL-basis | SFm | 2003 | CZ12 | rNCEH | 317 | 0.04 | 0 | 500 | 0.041
CFLSFm2003CZ12rNCGF | CFL | All | SFm | 2003 | CZ12 | rNCGF | 0.99 | 1 | -0.026 |  | 495 | 0.041 | -13 | 500 | 0.041 | FALSE | 0 | 1 | -0.026 | 0.9 | Res-Iltg-dWatt-CFL-basis | SFm | 2003 | CZ12 | rNCGF | 495 | 0.041 | -13 | 500 | 0.041
CFLSFm2003CZ13rDXGF | CFL | All | SFm | 2003 | CZ13 | rDXGF | 1.144 | 1.7805 | -0.0258 |  | 572 | 0.073 | -12.9 | 500 | 0.041 | FALSE | 0 | 1 | -0.0258 | 1 | Res-Iltg-dWatt-CFL-basis | SFm | 2003 | CZ13 | rDXGF | 572 | 0.073 | -12.9 | 500 | 0.041
CFLSFm2003CZ13rDXHP | CFL | All | SFm | 2003 | CZ13 | rDXHP | 0.954 | 1.878 | 0 |  | 477 | 0.077 | 0 | 500 | 0.041 | FALSE | 1 | 1 | 0 | 0.5 | Res-Iltg-dWatt-CFL-basis | SFm | 2003 | CZ13 | rDXHP | 477 | 0.077 | 0 | 500 | 0.041
CFLSFm2003CZ13rNCEH | CFL | All | SFm | 2003 | CZ13 | rNCEH | 0.63 | 1 | 0 |  | 315 | 0.041 | 0 | 500 | 0.041 | FALSE | 1 | 1 | 0 | 0.25 | Res-Iltg-dWatt-CFL-basis | SFm | 2003 | CZ13 | rNCEH | 315 | 0.041 | 0 | 500 | 0.041
CFLSFm2003CZ13rNCGF | CFL | All | SFm | 2003 | CZ13 | rNCGF | 0.99 | 1 | -0.026 |  | 495 | 0.041 | -13 | 500 | 0.041 | FALSE | 0 | 1 | -0.026 | 0.9 | Res-Iltg-dWatt-CFL-basis | SFm | 2003 | CZ13 | rNCGF | 495 | 0.041 | -13 | 500 | 0.041
CFLSFm2003CZ14rDXGF | CFL | All | SFm | 2003 | CZ14 | rDXGF | 1.156 | 1.5476 | -0.0274 |  | 578 | 0.065 | -13.7 | 500 | 0.042 | FALSE | 0 | 1 | -0.0274 | 1 | Res-Iltg-dWatt-CFL-basis | SFm | 2003 | CZ14 | rDXGF | 578 | 0.065 | -13.7 | 500 | 0.042
CFLSFm2003CZ14rDXHP | CFL | All | SFm | 2003 | CZ14 | rDXHP | 0.948 | 1.619 | 0 |  | 474 | 0.068 | 0 | 500 | 0.042 | FALSE | 1 | 1 | 0 | 0.5 | Res-Iltg-dWatt-CFL-basis | SFm | 2003 | CZ14 | rDXHP | 474 | 0.068 | 0 | 500 | 0.042
CFLSFm2003CZ14rNCEH | CFL | All | SFm | 2003 | CZ14 | rNCEH | 0.638 | 1 | 0 |  | 319 | 0.042 | 0 | 500 | 0.042 | FALSE | 1 | 1 | 0 | 0.25 | Res-Iltg-dWatt-CFL-basis | SFm | 2003 | CZ14 | rNCEH | 319 | 0.042 | 0 | 500 | 0.042
CFLSFm2003CZ14rNCGF | CFL | All | SFm | 2003 | CZ14 | rNCGF | 0.988 | 1.0238 | -0.0276 |  | 494 | 0.043 | -13.8 | 500 | 0.042 | FALSE | 0 | 1 | -0.0276 | 0.9 | Res-Iltg-dWatt-CFL-basis | SFm | 2003 | CZ14 | rNCGF | 494 | 0.043 | -13.8 | 500 | 0.042
CFLSFm2003CZ15rDXGF | CFL | All | SFm | 2003 | CZ15 | rDXGF | 1.218 | 1.6667 | -0.01292 |  | 609 | 0.07 | -6.46 | 500 | 0.042 | FALSE | 0 | 1 | -0.01292 | 1 | Res-Iltg-dWatt-CFL-basis | SFm | 2003 | CZ15 | rDXGF | 609 | 0.07 | -6.46 | 500 | 0.042
CFLSFm2003CZ15rDXHP | CFL | All | SFm | 2003 | CZ15 | rDXHP | 1.148 | 1.8095 | 0 |  | 574 | 0.076 | 0 | 500 | 0.042 | FALSE | 1 | 1 | 0 | 0.5 | Res-Iltg-dWatt-CFL-basis | SFm | 2003 | CZ15 | rDXHP | 574 | 0.076 | 0 | 500 | 0.042
CFLSFm2003CZ15rNCEH | CFL | All | SFm | 2003 | CZ15 | rNCEH | 0.818 | 1 | 0 |  | 409 | 0.042 | 0 | 500 | 0.042 | FALSE | 1 | 1 | 0 | 0.25 | Res-Iltg-dWatt-CFL-basis | SFm | 2003 | CZ15 | rNCEH | 409 | 0.042 | 0 | 500 | 0.042
CFLSFm2003CZ15rNCGF | CFL | All | SFm | 2003 | CZ15 | rNCGF | 0.998 | 1 | -0.0132 |  | 499 | 0.042 | -6.6 | 500 | 0.042 | FALSE | 0 | 1 | -0.0132 | 0.9 | Res-Iltg-dWatt-CFL-basis | SFm | 2003 | CZ15 | rNCGF | 499 | 0.042 | -6.6 | 500 | 0.042
CFLSFm2003CZ16rDXGF | CFL | All | SFm | 2003 | CZ16 | rDXGF | 1.056 | 1.8 | -0.024 |  | 528 | 0.072 | -12 | 500 | 0.04 | FALSE | 0 | 1 | -0.024 | 1 | Res-Iltg-dWatt-CFL-basis | SFm | 2003 | CZ16 | rDXGF | 528 | 0.072 | -12 | 500 | 0.04
CFLSFm2003CZ16rDXHP | CFL | All | SFm | 2003 | CZ16 | rDXHP | 0.78 | 1.75 | 0 |  | 390 | 0.07 | 0 | 500 | 0.04 | FALSE | 1 | 1 | 0 | 0.5 | Res-Iltg-dWatt-CFL-basis | SFm | 2003 | CZ16 | rDXHP | 390 | 0.07 | 0 | 500 | 0.04
CFLSFm2003CZ16rNCEH | CFL | All | SFm | 2003 | CZ16 | rNCEH | 0.678 | 1 | 0 |  | 339 | 0.04 | 0 | 500 | 0.04 | FALSE | 1 | 1 | 0 | 0.25 | Res-Iltg-dWatt-CFL-basis | SFm | 2003 | CZ16 | rNCEH | 339 | 0.04 | 0 | 500 | 0.04
CFLSFm2003CZ16rNCGF | CFL | All | SFm | 2003 | CZ16 | rNCGF | 0.992 | 1.025 | -0.024 |  | 496 | 0.041 | -12 | 500 | 0.04 | FALSE | 0 | 1 | -0.024 | 0.9 | Res-Iltg-dWatt-CFL-basis | SFm | 2003 | CZ16 | rNCGF | 496 | 0.041 | -12 | 500 | 0.04
CFLSFm2007CZ01rDXGF | CFL | All | SFm | 2007 | CZ01 | rDXGF | 1 | 1 | -0.0328 |  | 492 | 0.044 | -16.4 | 500 | 0.044 | FALSE | 0 | 1 | -0.0328 | 1 | Res-Iltg-dWatt-CFL-basis | SFm | 2007 | CZ01 | rDXGF | 492 | 0.044 | -16.4 | 500 | 0.044
CFLSFm2007CZ01rDXHP | CFL | All | SFm | 2007 | CZ01 | rDXHP | 0.732 | 1 | 0 |  | 366 | 0.044 | 0 | 500 | 0.044 | FALSE | 1 | 1 | 0 | 0.5 | Res-Iltg-dWatt-CFL-basis | SFm | 2007 | CZ01 | rDXHP | 366 | 0.044 | 0 | 500 | 0.044
CFLSFm2007CZ01rNCEH | CFL | All | SFm | 2007 | CZ01 | rNCEH | 0.538 | 1 | 0 |  | 269 | 0.043 | 0 | 500 | 0.044 | FALSE | 1 | 1 | 0 | 0.25 | Res-Iltg-dWatt-CFL-basis | SFm | 2007 | CZ01 | rNCEH | 269 | 0.043 | 0 | 500 | 0.044
CFLSFm2007CZ01rNCGF | CFL | All | SFm | 2007 | CZ01 | rNCGF | 0.984 | 1 | -0.0328 |  | 492 | 0.044 | -16.4 | 500 | 0.044 | FALSE | 0 | 1 | -0.0328 | 0.9 | Res-Iltg-dWatt-CFL-basis | SFm | 2007 | CZ01 | rNCGF | 492 | 0.044 | -16.4 | 500 | 0.044
CFLSFm2007CZ02rDXGF | CFL | All | SFm | 2007 | CZ02 | rDXGF | 1.044 | 1.8049 | -0.0328 |  | 522 | 0.074 | -16.4 | 500 | 0.041 | FALSE | 0 | 1 | -0.0328 | 1 | Res-Iltg-dWatt-CFL-basis | SFm | 2007 | CZ02 | rDXGF | 522 | 0.074 | -16.4 | 500 | 0.041
CFLSFm2007CZ02rDXHP | CFL | All | SFm | 2007 | CZ02 | rDXHP | 0.808 | 1.9756 | 0 |  | 404 | 0.081 | 0 | 500 | 0.041 | FALSE | 1 | 1 | 0 | 0.5 | Res-Iltg-dWatt-CFL-basis | SFm | 2007 | CZ02 | rDXHP | 404 | 0.081 | 0 | 500 | 0.041
CFLSFm2007CZ02rNCEH | CFL | All | SFm | 2007 | CZ02 | rNCEH | 0.54 | 1 | 0 |  | 270 | 0.041 | 0 | 500 | 0.041 | FALSE | 1 | 1 | 0 | 0.25 | Res-Iltg-dWatt-CFL-basis | SFm | 2007 | CZ02 | rNCEH | 270 | 0.041 | 0 | 500 | 0.041
CFLSFm2007CZ02rNCGF | CFL | All | SFm | 2007 | CZ02 | rNCGF | 0.982 | 1 | -0.033 |  | 491 | 0.04 | -16.5 | 500 | 0.041 | FALSE | 0 | 1 | -0.033 | 0.9 | Res-Iltg-dWatt-CFL-basis | SFm | 2007 | CZ02 | rNCGF | 491 | 0.04 | -16.5 | 500 | 0.041
CFLSFm2007CZ03rDXGF | CFL | All | SFm | 2007 | CZ03 | rDXGF | 1.006 | 1.875 | -0.0304 |  | 503 | 0.075 | -15.2 | 500 | 0.04 | FALSE | 0 | 1 | -0.0304 | 1 | Res-Iltg-dWatt-CFL-basis | SFm | 2007 | CZ03 | rDXGF | 503 | 0.075 | -15.2 | 500 | 0.04
CFLSFm2007CZ03rDXHP | CFL | All | SFm | 2007 | CZ03 | rDXHP | 0.816 | 1.9 | 0 |  | 408 | 0.076 | 0 | 500 | 0.04 | FALSE | 1 | 1 | 0 | 0.5 | Res-Iltg-dWatt-CFL-basis | SFm | 2007 | CZ03 | rDXHP | 408 | 0.076 | 0 | 500 | 0.04
CFLSFm2007CZ03rNCEH | CFL | All | SFm | 2007 | CZ03 | rNCEH | 0.59 | 1.025 | 0 |  | 295 | 0.041 | 0 | 500 | 0.04 | FALSE | 1 | 1 | 0 | 0.25 | Res-Iltg-dWatt-CFL-basis | SFm | 2007 | CZ03 | rNCEH | 295 | 0.041 | 0 | 500 | 0.04
CFLSFm2007CZ03rNCGF | CFL | All | SFm | 2007 | CZ03 | rNCGF | 0.984 | 1.025 | -0.0304 |  | 492 | 0.041 | -15.2 | 500 | 0.04 | FALSE | 0 | 1 | -0.0304 | 0.9 | Res-Iltg-dWatt-CFL-basis | SFm | 2007 | CZ03 | rNCGF | 492 | 0.041 | -15.2 | 500 | 0.04
CFLSFm2007CZ04rDXGF | CFL | All | SFm | 2007 | CZ04 | rDXGF | 1.064 | 1.9091 | -0.0272 |  | 532 | 0.084 | -13.6 | 500 | 0.044 | FALSE | 0 | 1 | -0.0272 | 1 | Res-Iltg-dWatt-CFL-basis | SFm | 2007 | CZ04 | rDXGF | 532 | 0.084 | -13.6 | 500 | 0.044
CFLSFm2007CZ04rDXHP | CFL | All | SFm | 2007 | CZ04 | rDXHP | 0.86 | 1.8409 | 0 |  | 430 | 0.081 | 0 | 500 | 0.044 | FALSE | 1 | 1 | 0 | 0.5 | Res-Iltg-dWatt-CFL-basis | SFm | 2007 | CZ04 | rDXHP | 430 | 0.081 | 0 | 500 | 0.044
CFLSFm2007CZ04rNCEH | CFL | All | SFm | 2007 | CZ04 | rNCEH | 0.614 | 1.0227 | 0 |  | 307 | 0.045 | 0 | 500 | 0.044 | FALSE | 1 | 1 | 0 | 0.25 | Res-Iltg-dWatt-CFL-basis | SFm | 2007 | CZ04 | rNCEH | 307 | 0.045 | 0 | 500 | 0.044
CFLSFm2007CZ04rNCGF | CFL | All | SFm | 2007 | CZ04 | rNCGF | 0.988 | 1.0227 | -0.0272 |  | 494 | 0.045 | -13.6 | 500 | 0.044 | FALSE | 0 | 1 | -0.0272 | 0.9 | Res-Iltg-dWatt-CFL-basis | SFm | 2007 | CZ04 | rNCGF | 494 | 0.045 | -13.6 | 500 | 0.044
CFLSFm2007CZ05rDXGF | CFL | All | SFm | 2007 | CZ05 | rDXGF | 1 | 1.75 | -0.03413 |  | 499 | 0.077 | -19.2 | 500 | 0.044 | FALSE | 0 | 1 | -0.03413 | 1 | Res-Iltg-dWatt-CFL-basis | SFm | 2007 | CZ05 | rDXGF | 499 | 0.077 | -19.2 | 500 | 0.044
CFLSFm2007CZ05rDXHP | CFL | All | SFm | 2007 | CZ05 | rDXHP | 0.744 | 1.75 | 0 |  | 372 | 0.077 | 0 | 500 | 0.044 | FALSE | 1 | 1 | 0 | 0.5 | Res-Iltg-dWatt-CFL-basis | SFm | 2007 | CZ05 | rDXHP | 372 | 0.077 | 0 | 500 | 0.044
CFLSFm2007CZ05rNCEH | CFL | All | SFm | 2007 | CZ05 | rNCEH | 0.484 | 1.0227 | 0 |  | 242 | 0.045 | 0 | 500 | 0.044 | FALSE | 1 | 1 | 0 | 0.25 | Res-Iltg-dWatt-CFL-basis | SFm | 2007 | CZ05 | rNCEH | 242 | 0.045 | 0 | 500 | 0.044
CFLSFm2007CZ05rNCGF | CFL | All | SFm | 2007 | CZ05 | rNCGF | 0.982 | 1 | -0.03413 |  | 491 | 0.044 | -19.2 | 500 | 0.044 | FALSE | 0 | 1 | -0.03413 | 0.9 | Res-Iltg-dWatt-CFL-basis | SFm | 2007 | CZ05 | rNCGF | 491 | 0.044 | -19.2 | 500 | 0.044
CFLSFm2007CZ06rDXGF | CFL | All | SFm | 2007 | CZ06 | rDXGF | 1.078 | 1.7955 | -0.0234 |  | 539 | 0.079 | -11.7 | 500 | 0.044 | FALSE | 0 | 1 | -0.0234 | 1 | Res-Iltg-dWatt-CFL-basis | SFm | 2007 | CZ06 | rDXGF | 539 | 0.079 | -11.7 | 500 | 0.044
CFLSFm2007CZ06rDXHP | CFL | All | SFm | 2007 | CZ06 | rDXHP | 0.92 | 1.75 | 0 |  | 460 | 0.077 | 0 | 500 | 0.044 | FALSE | 1 | 1 | 0 | 0.5 | Res-Iltg-dWatt-CFL-basis | SFm | 2007 | CZ06 | rDXHP | 460 | 0.077 | 0 | 500 | 0.044
CFLSFm2007CZ06rNCEH | CFL | All | SFm | 2007 | CZ06 | rNCEH | 0.702 | 1 | 0 |  | 351 | 0.044 | 0 | 500 | 0.044 | FALSE | 1 | 1 | 0 | 0.25 | Res-Iltg-dWatt-CFL-basis | SFm | 2007 | CZ06 | rNCEH | 351 | 0.044 | 0 | 500 | 0.044
CFLSFm2007CZ06rNCGF | CFL | All | SFm | 2007 | CZ06 | rNCGF | 0.992 | 1.0227 | -0.0234 |  | 496 | 0.045 | -11.7 | 500 | 0.044 | FALSE | 0 | 1 | -0.0234 | 0.9 | Res-Iltg-dWatt-CFL-basis | SFm | 2007 | CZ06 | rNCGF | 496 | 0.045 | -11.7 | 500 | 0.044
CFLSFm2007CZ07rDXGF | CFL | All | SFm | 2007 | CZ07 | rDXGF | 1.114 | 1.5909 | -0.01946 |  | 557 | 0.07 | -9.73 | 500 | 0.044 | FALSE | 0 | 1 | -0.01946 | 1 | Res-Iltg-dWatt-CFL-basis | SFm | 2007 | CZ07 | rDXGF | 557 | 0.07 | -9.73 | 500 | 0.044
CFLSFm2007CZ07rDXHP | CFL | All | SFm | 2007 | CZ07 | rDXHP | 1.004 | 1.5455 | 0 |  | 502 | 0.068 | 0 | 500 | 0.044 | FALSE | 1 | 1 | 0 | 0.5 | Res-Iltg-dWatt-CFL-basis | SFm | 2007 | CZ07 | rDXHP | 502 | 0.068 | 0 | 500 | 0.044
CFLSFm2007CZ07rNCEH | CFL | All | SFm | 2007 | CZ07 | rNCEH | 0.76 | 1 | 0 |  | 380 | 0.044 | 0 | 500 | 0.044 | FALSE | 1 | 1 | 0 | 0.25 | Res-Iltg-dWatt-CFL-basis | SFm | 2007 | CZ07 | rNCEH | 380 | 0.044 | 0 | 500 | 0.044
CFLSFm2007CZ07rNCGF | CFL | All | SFm | 2007 | CZ07 | rNCGF | 0.994 | 1.0227 | -0.01956 |  | 497 | 0.045 | -9.78 | 500 | 0.044 | FALSE | 0 | 1 | -0.01956 | 0.9 | Res-Iltg-dWatt-CFL-basis | SFm | 2007 | CZ07 | rNCGF | 497 | 0.045 | -9.78 | 500 | 0.044
CFLSFm2007CZ08rDXGF | CFL | All | SFm | 2007 | CZ08 | rDXGF | 1.136 | 1.3636 | -0.0186 |  | 568 | 0.06 | -9.3 | 500 | 0.044 | FALSE | 0 | 1 | -0.0186 | 1 | Res-Iltg-dWatt-CFL-basis | SFm | 2007 | CZ08 | rDXGF | 568 | 0.06 | -9.3 | 500 | 0.044
CFLSFm2007CZ08rDXHP | CFL | All | SFm | 2007 | CZ08 | rDXHP | 1.042 | 1.6136 | 0 |  | 521 | 0.071 | 0 | 500 | 0.044 | FALSE | 1 | 1 | 0 | 0.5 | Res-Iltg-dWatt-CFL-basis | SFm | 2007 | CZ08 | rDXHP | 521 | 0.071 | 0 | 500 | 0.044
CFLSFm2007CZ08rNCEH | CFL | All | SFm | 2007 | CZ08 | rNCEH | 0.758 | 1.0227 | 0 |  | 379 | 0.045 | 0 | 500 | 0.044 | FALSE | 1 | 1 | 0 | 0.25 | Res-Iltg-dWatt-CFL-basis | SFm | 2007 | CZ08 | rNCEH | 379 | 0.045 | 0 | 500 | 0.044
CFLSFm2007CZ08rNCGF | CFL | All | SFm | 2007 | CZ08 | rNCGF | 0.994 | 1 | -0.01878 |  | 497 | 0.044 | -9.39 | 500 | 0.044 | FALSE | 0 | 1 | -0.01878 | 0.9 | Res-Iltg-dWatt-CFL-basis | SFm | 2007 | CZ08 | rNCGF | 497 | 0.044 | -9.39 | 500 | 0.044
CFLSFm2007CZ09rDXGF | CFL | All | SFm | 2007 | CZ09 | rDXGF | 1.092 | 1.2045 | -0.0202 |  | 546 | 0.053 | -10.1 | 500 | 0.044 | FALSE | 0 | 1 | -0.0202 | 1 | Res-Iltg-dWatt-CFL-basis | SFm | 2007 | CZ09 | rDXGF | 546 | 0.053 | -10.1 | 500 | 0.044
CFLSFm2007CZ09rDXHP | CFL | All | SFm | 2007 | CZ09 | rDXHP | 0.972 | 1.3182 | 0 |  | 486 | 0.058 | 0 | 500 | 0.044 | FALSE | 1 | 1 | 0 | 0.5 | Res-Iltg-dWatt-CFL-basis | SFm | 2007 | CZ09 | rDXHP | 486 | 0.058 | 0 | 500 | 0.044
CFLSFm2007CZ09rNCEH | CFL | All | SFm | 2007 | CZ09 | rNCEH | 0.714 | 1 | 0 |  | 357 | 0.044 | 0 | 500 | 0.044 | FALSE | 1 | 1 | 0 | 0.25 | Res-Iltg-dWatt-CFL-basis | SFm | 2007 | CZ09 | rNCEH | 357 | 0.044 | 0 | 500 | 0.044
CFLSFm2007CZ09rNCGF | CFL | All | SFm | 2007 | CZ09 | rNCGF | 0.992 | 1 | -0.0202 |  | 496 | 0.044 | -10.1 | 500 | 0.044 | FALSE | 0 | 1 | -0.0202 | 0.9 | Res-Iltg-dWatt-CFL-basis | SFm | 2007 | CZ09 | rNCGF | 496 | 0.044 | -10.1 | 500 | 0.044
CFLSFm2007CZ10rDXGF | CFL | All | SFm | 2007 | CZ10 | rDXGF | 1.11 | 1.3182 | -0.0248 |  | 555 | 0.058 | -12.4 | 500 | 0.044 | FALSE | 0 | 1 | -0.0248 | 1 | Res-Iltg-dWatt-CFL-basis | SFm | 2007 | CZ10 | rDXGF | 555 | 0.058 | -12.4 | 500 | 0.044
CFLSFm2007CZ10rDXHP | CFL | All | SFm | 2007 | CZ10 | rDXHP | 0.96 | 1.4318 | 0 |  | 480 | 0.063 | 0 | 500 | 0.044 | FALSE | 1 | 1 | 0 | 0.5 | Res-Iltg-dWatt-CFL-basis | SFm | 2007 | CZ10 | rDXHP | 480 | 0.063 | 0 | 500 | 0.044
CFLSFm2007CZ10rNCEH | CFL | All | SFm | 2007 | CZ10 | rNCEH | 0.642 | 1.0227 | 0 |  | 321 | 0.045 | 0 | 500 | 0.044 | FALSE | 1 | 1 | 0 | 0.25 | Res-Iltg-dWatt-CFL-basis | SFm | 2007 | CZ10 | rNCEH | 321 | 0.045 | 0 | 500 | 0.044
CFLSFm2007CZ10rNCGF | CFL | All | SFm | 2007 | CZ10 | rNCGF | 0.99 | 1.0227 | -0.0252 |  | 495 | 0.045 | -12.6 | 500 | 0.044 | FALSE | 0 | 1 | -0.0252 | 0.9 | Res-Iltg-dWatt-CFL-basis | SFm | 2007 | CZ10 | rNCGF | 495 | 0.045 | -12.6 | 500 | 0.044
CFLSFm2007CZ11rDXGF | CFL | All | SFm | 2007 | CZ11 | rDXGF | 1.1 | 1.5122 | -0.0258 |  | 550 | 0.062 | -12.9 | 500 | 0.041 | FALSE | 0 | 1 | -0.0258 | 1 | Res-Iltg-dWatt-CFL-basis | SFm | 2007 | CZ11 | rDXGF | 550 | 0.062 | -12.9 | 500 | 0.041
CFLSFm2007CZ11rDXHP | CFL | All | SFm | 2007 | CZ11 | rDXHP | 0.916 | 1.561 | 0 |  | 458 | 0.064 | 0 | 500 | 0.041 | FALSE | 1 | 1 | 0 | 0.5 | Res-Iltg-dWatt-CFL-basis | SFm | 2007 | CZ11 | rDXHP | 458 | 0.064 | 0 | 500 | 0.041
CFLSFm2007CZ11rNCEH | CFL | All | SFm | 2007 | CZ11 | rNCEH | 0.62 | 1 | 0 |  | 310 | 0.041 | 0 | 500 | 0.041 | FALSE | 1 | 1 | 0 | 0.25 | Res-Iltg-dWatt-CFL-basis | SFm | 2007 | CZ11 | rNCEH | 310 | 0.041 | 0 | 500 | 0.041
CFLSFm2007CZ11rNCGF | CFL | All | SFm | 2007 | CZ11 | rNCGF | 0.99 | 1 | -0.0262 |  | 495 | 0.041 | -13.1 | 500 | 0.041 | FALSE | 0 | 1 | -0.0262 | 0.9 | Res-Iltg-dWatt-CFL-basis | SFm | 2007 | CZ11 | rNCGF | 495 | 0.041 | -13.1 | 500 | 0.041
CFLSFm2007CZ12rDXGF | CFL | All | SFm | 2007 | CZ12 | rDXGF | 1.082 | 1.7317 | -0.025 |  | 541 | 0.071 | -12.5 | 500 | 0.041 | FALSE | 0 | 1 | -0.025 | 1 | Res-Iltg-dWatt-CFL-basis | SFm | 2007 | CZ12 | rDXGF | 541 | 0.071 | -12.5 | 500 | 0.041
CFLSFm2007CZ12rDXHP | CFL | All | SFm | 2007 | CZ12 | rDXHP | 0.894 | 1.8293 | 0 |  | 447 | 0.075 | 0 | 500 | 0.041 | FALSE | 1 | 1 | 0 | 0.5 | Res-Iltg-dWatt-CFL-basis | SFm | 2007 | CZ12 | rDXHP | 447 | 0.075 | 0 | 500 | 0.041
CFLSFm2007CZ12rNCEH | CFL | All | SFm | 2007 | CZ12 | rNCEH | 0.628 | 1 | 0 |  | 314 | 0.041 | 0 | 500 | 0.041 | FALSE | 1 | 1 | 0 | 0.25 | Res-Iltg-dWatt-CFL-basis | SFm | 2007 | CZ12 | rNCEH | 314 | 0.041 | 0 | 500 | 0.041
CFLSFm2007CZ12rNCGF | CFL | All | SFm | 2007 | CZ12 | rNCGF | 0.99 | 1 | -0.0252 |  | 495 | 0.041 | -12.6 | 500 | 0.041 | FALSE | 0 | 1 | -0.0252 | 0.9 | Res-Iltg-dWatt-CFL-basis | SFm | 2007 | CZ12 | rNCGF | 495 | 0.041 | -12.6 | 500 | 0.041
CFLSFm2007CZ13rDXGF | CFL | All | SFm | 2007 | CZ13 | rDXGF | 1.126 | 1.4878 | -0.0234 |  | 563 | 0.061 | -11.7 | 500 | 0.041 | FALSE | 0 | 1 | -0.0234 | 1 | Res-Iltg-dWatt-CFL-basis | SFm | 2007 | CZ13 | rDXGF | 563 | 0.061 | -11.7 | 500 | 0.041
CFLSFm2007CZ13rDXHP | CFL | All | SFm | 2007 | CZ13 | rDXHP | 0.96 | 1.561 | 0 |  | 480 | 0.064 | 0 | 500 | 0.041 | FALSE | 1 | 1 | 0 | 0.5 | Res-Iltg-dWatt-CFL-basis | SFm | 2007 | CZ13 | rDXHP | 480 | 0.064 | 0 | 500 | 0.041
CFLSFm2007CZ13rNCEH | CFL | All | SFm | 2007 | CZ13 | rNCEH | 0.648 | 1 | 0 |  | 324 | 0.041 | 0 | 500 | 0.041 | FALSE | 1 | 1 | 0 | 0.25 | Res-Iltg-dWatt-CFL-basis | SFm | 2007 | CZ13 | rNCEH | 324 | 0.041 | 0 | 500 | 0.041
CFLSFm2007CZ13rNCGF | CFL | All | SFm | 2007 | CZ13 | rNCGF | 0.992 | 1 | -0.0236 |  | 496 | 0.041 | -11.8 | 500 | 0.041 | FALSE | 0 | 1 | -0.0236 | 0.9 | Res-Iltg-dWatt-CFL-basis | SFm | 2007 | CZ13 | rNCGF | 496 | 0.041 | -11.8 | 500 | 0.041
CFLSFm2007CZ14rDXGF | CFL | All | SFm | 2007 | CZ14 | rDXGF | 1.126 | 1.3571 | -0.0278 |  | 563 | 0.057 | -13.9 | 500 | 0.042 | FALSE | 0 | 1 | -0.0278 | 1 | Res-Iltg-dWatt-CFL-basis | SFm | 2007 | CZ14 | rDXGF | 563 | 0.057 | -13.9 | 500 | 0.042
CFLSFm2007CZ14rDXHP | CFL | All | SFm | 2007 | CZ14 | rDXHP | 0.93 | 1.5238 | 0 |  | 465 | 0.064 | 0 | 500 | 0.042 | FALSE | 1 | 1 | 0 | 0.5 | Res-Iltg-dWatt-CFL-basis | SFm | 2007 | CZ14 | rDXHP | 465 | 0.064 | 0 | 500 | 0.042
CFLSFm2007CZ14rNCEH | CFL | All | SFm | 2007 | CZ14 | rNCEH | 0.616 | 1 | 0 |  | 308 | 0.042 | 0 | 500 | 0.042 | FALSE | 1 | 1 | 0 | 0.25 | Res-Iltg-dWatt-CFL-basis | SFm | 2007 | CZ14 | rNCEH | 308 | 0.042 | 0 | 500 | 0.042
CFLSFm2007CZ14rNCGF | CFL | All | SFm | 2007 | CZ14 | rNCGF | 0.988 | 1 | -0.0282 |  | 494 | 0.042 | -14.1 | 500 | 0.042 | FALSE | 0 | 1 | -0.0282 | 0.9 | Res-Iltg-dWatt-CFL-basis | SFm | 2007 | CZ14 | rNCGF | 494 | 0.042 | -14.1 | 500 | 0.042
CFLSFm2007CZ15rDXGF | CFL | All | SFm | 2007 | CZ15 | rDXGF | 1.186 | 1.4762 | -0.01228 |  | 593 | 0.062 | -6.14 | 500 | 0.042 | FALSE | 0 | 1 | -0.01228 | 1 | Res-Iltg-dWatt-CFL-basis | SFm | 2007 | CZ15 | rDXGF | 593 | 0.062 | -6.14 | 500 | 0.042
CFLSFm2007CZ15rDXHP | CFL | All | SFm | 2007 | CZ15 | rDXHP | 1.13 | 1.5952 | 0 |  | 565 | 0.067 | 0 | 500 | 0.042 | FALSE | 1 | 1 | 0 | 0.5 | Res-Iltg-dWatt-CFL-basis | SFm | 2007 | CZ15 | rDXHP | 565 | 0.067 | 0 | 500 | 0.042
CFLSFm2007CZ15rNCEH | CFL | All | SFm | 2007 | CZ15 | rNCEH | 0.82 | 1 | 0 |  | 410 | 0.042 | 0 | 500 | 0.042 | FALSE | 1 | 1 | 0 | 0.25 | Res-Iltg-dWatt-CFL-basis | SFm | 2007 | CZ15 | rNCEH | 410 | 0.042 | 0 | 500 | 0.042
CFLSFm2007CZ15rNCGF | CFL | All | SFm | 2007 | CZ15 | rNCGF | 0.998 | 1 | -0.0125 |  | 499 | 0.042 | -6.25 | 500 | 0.042 | FALSE | 0 | 1 | -0.0125 | 0.9 | Res-Iltg-dWatt-CFL-basis | SFm | 2007 | CZ15 | rNCGF | 499 | 0.042 | -6.25 | 500 | 0.042
CFLSFm2007CZ16rDXGF | CFL | All | SFm | 2007 | CZ16 | rDXGF | 1.046 | 1.675 | -0.0232 |  | 523 | 0.067 | -11.6 | 500 | 0.04 | FALSE | 0 | 1 | -0.0232 | 1 | Res-Iltg-dWatt-CFL-basis | SFm | 2007 | CZ16 | rDXGF | 523 | 0.067 | -11.6 | 500 | 0.04
CFLSFm2007CZ16rDXHP | CFL | All | SFm | 2007 | CZ16 | rDXHP | 0.804 | 1.65 | 0 |  | 402 | 0.066 | 0 | 500 | 0.04 | FALSE | 1 | 1 | 0 | 0.5 | Res-Iltg-dWatt-CFL-basis | SFm | 2007 | CZ16 | rDXHP | 402 | 0.066 | 0 | 500 | 0.04
CFLSFm2007CZ16rNCEH | CFL | All | SFm | 2007 | CZ16 | rNCEH | 0.678 | 1.025 | 0 |  | 339 | 0.041 | 0 | 500 | 0.04 | FALSE | 1 | 1 | 0 | 0.25 | Res-Iltg-dWatt-CFL-basis | SFm | 2007 | CZ16 | rNCEH | 339 | 0.041 | 0 | 500 | 0.04
CFLSFm2007CZ16rNCGF | CFL | All | SFm | 2007 | CZ16 | rNCGF | 0.992 | 1 | -0.0232 |  | 496 | 0.04 | -11.6 | 500 | 0.04 | FALSE | 0 | 1 | -0.0232 | 0.9 | Res-Iltg-dWatt-CFL-basis | SFm | 2007 | CZ16 | rNCGF | 496 | 0.04 | -11.6 | 500 | 0.04
CFLSFm2011CZ01rDXGF | CFL | All | SFm | 2011 | CZ01 | rDXGF | 1 | 1.0227 | -0.0312 |  | 493 | 0.045 | -15.6 | 500 | 0.044 | FALSE | 0 | 1 | -0.0312 | 1 | Res-Iltg-dWatt-CFL-basis | SFm | 2011 | CZ01 | rDXGF | 493 | 0.045 | -15.6 | 500 | 0.044
CFLSFm2011CZ01rDXHP | CFL | All | SFm | 2011 | CZ01 | rDXHP | 0.746 | 1 | 0 |  | 373 | 0.044 | 0 | 500 | 0.044 | FALSE | 1 | 1 | 0 | 0.5 | Res-Iltg-dWatt-CFL-basis | SFm | 2011 | CZ01 | rDXHP | 373 | 0.044 | 0 | 500 | 0.044
CFLSFm2011CZ01rNCEH | CFL | All | SFm | 2011 | CZ01 | rNCEH | 0.566 | 1 | 0 |  | 283 | 0.044 | 0 | 500 | 0.044 | FALSE | 1 | 1 | 0 | 0.25 | Res-Iltg-dWatt-CFL-basis | SFm | 2011 | CZ01 | rNCEH | 283 | 0.044 | 0 | 500 | 0.044
CFLSFm2011CZ01rNCGF | CFL | All | SFm | 2011 | CZ01 | rNCGF | 0.986 | 1.0227 | -0.0314 |  | 493 | 0.045 | -15.7 | 500 | 0.044 | FALSE | 0 | 1 | -0.0314 | 0.9 | Res-Iltg-dWatt-CFL-basis | SFm | 2011 | CZ01 | rNCGF | 493 | 0.045 | -15.7 | 500 | 0.044
CFLSFm2011CZ02rDXGF | CFL | All | SFm | 2011 | CZ02 | rDXGF | 1.046 | 1.8049 | -0.0322 |  | 523 | 0.074 | -16.1 | 500 | 0.041 | FALSE | 0 | 1 | -0.0322 | 1 | Res-Iltg-dWatt-CFL-basis | SFm | 2011 | CZ02 | rDXGF | 523 | 0.074 | -16.1 | 500 | 0.041
CFLSFm2011CZ02rDXHP | CFL | All | SFm | 2011 | CZ02 | rDXHP | 0.818 | 2 | 0 |  | 409 | 0.082 | 0 | 500 | 0.041 | FALSE | 1 | 1 | 0 | 0.5 | Res-Iltg-dWatt-CFL-basis | SFm | 2011 | CZ02 | rDXHP | 409 | 0.082 | 0 | 500 | 0.041
CFLSFm2011CZ02rNCEH | CFL | All | SFm | 2011 | CZ02 | rNCEH | 0.552 | 1 | 0 |  | 276 | 0.041 | 0 | 500 | 0.041 | FALSE | 1 | 1 | 0 | 0.25 | Res-Iltg-dWatt-CFL-basis | SFm | 2011 | CZ02 | rNCEH | 276 | 0.041 | 0 | 500 | 0.041
CFLSFm2011CZ02rNCGF | CFL | All | SFm | 2011 | CZ02 | rNCGF | 0.984 | 1 | -0.0322 |  | 492 | 0.041 | -16.1 | 500 | 0.041 | FALSE | 0 | 1 | -0.0322 | 0.9 | Res-Iltg-dWatt-CFL-basis | SFm | 2011 | CZ02 | rNCGF | 492 | 0.041 | -16.1 | 500 | 0.041
CFLSFm2011CZ03rDXGF | CFL | All | SFm | 2011 | CZ03 | rDXGF | 1.008 | 1.925 | -0.0292 |  | 504 | 0.077 | -14.6 | 500 | 0.04 | FALSE | 0 | 1 | -0.0292 | 1 | Res-Iltg-dWatt-CFL-basis | SFm | 2011 | CZ03 | rDXGF | 504 | 0.077 | -14.6 | 500 | 0.04
CFLSFm2011CZ03rDXHP | CFL | All | SFm | 2011 | CZ03 | rDXHP | 0.828 | 1.9 | 0 |  | 414 | 0.076 | 0 | 500 | 0.04 | FALSE | 1 | 1 | 0 | 0.5 | Res-Iltg-dWatt-CFL-basis | SFm | 2011 | CZ03 | rDXHP | 414 | 0.076 | 0 | 500 | 0.04
CFLSFm2011CZ03rNCEH | CFL | All | SFm | 2011 | CZ03 | rNCEH | 0.612 | 1.025 | 0 |  | 306 | 0.041 | 0 | 500 | 0.04 | FALSE | 1 | 1 | 0 | 0.25 | Res-Iltg-dWatt-CFL-basis | SFm | 2011 | CZ03 | rNCEH | 306 | 0.041 | 0 | 500 | 0.04
CFLSFm2011CZ03rNCGF | CFL | All | SFm | 2011 | CZ03 | rNCGF | 0.986 | 1 | -0.0294 |  | 493 | 0.04 | -14.7 | 500 | 0.04 | FALSE | 0 | 1 | -0.0294 | 0.9 | Res-Iltg-dWatt-CFL-basis | SFm | 2011 | CZ03 | rNCGF | 493 | 0.04 | -14.7 | 500 | 0.04
CFLSFm2011CZ04rDXGF | CFL | All | SFm | 2011 | CZ04 | rDXGF | 1.076 | 1.9318 | -0.0268 |  | 538 | 0.085 | -13.4 | 500 | 0.044 | FALSE | 0 | 1 | -0.0268 | 1 | Res-Iltg-dWatt-CFL-basis | SFm | 2011 | CZ04 | rDXGF | 538 | 0.085 | -13.4 | 500 | 0.044
CFLSFm2011CZ04rDXHP | CFL | All | SFm | 2011 | CZ04 | rDXHP | 0.866 | 1.8409 | 0 |  | 433 | 0.081 | 0 | 500 | 0.044 | FALSE | 1 | 1 | 0 | 0.5 | Res-Iltg-dWatt-CFL-basis | SFm | 2011 | CZ04 | rDXHP | 433 | 0.081 | 0 | 500 | 0.044
CFLSFm2011CZ04rNCEH | CFL | All | SFm | 2011 | CZ04 | rNCEH | 0.63 | 1 | 0 |  | 315 | 0.044 | 0 | 500 | 0.044 | FALSE | 1 | 1 | 0 | 0.25 | Res-Iltg-dWatt-CFL-basis | SFm | 2011 | CZ04 | rNCEH | 315 | 0.044 | 0 | 500 | 0.044
CFLSFm2011CZ04rNCGF | CFL | All | SFm | 2011 | CZ04 | rNCGF | 0.988 | 1.0227 | -0.0268 |  | 494 | 0.045 | -13.4 | 500 | 0.044 | FALSE | 0 | 1 | -0.0268 | 0.9 | Res-Iltg-dWatt-CFL-basis | SFm | 2011 | CZ04 | rNCGF | 494 | 0.045 | -13.4 | 500 | 0.044
CFLSFm2011CZ05rDXGF | CFL | All | SFm | 2011 | CZ05 | rDXGF | 1 | 1.8864 | -0.03413 |  | 495 | 0.083 | -20 | 500 | 0.044 | FALSE | 0 | 1 | -0.03413 | 1 | Res-Iltg-dWatt-CFL-basis | SFm | 2011 | CZ05 | rDXGF | 495 | 0.083 | -20 | 500 | 0.044
CFLSFm2011CZ05rDXHP | CFL | All | SFm | 2011 | CZ05 | rDXHP | 0.726 | 1.9545 | 0 |  | 363 | 0.086 | 0 | 500 | 0.044 | FALSE | 1 | 1 | 0 | 0.5 | Res-Iltg-dWatt-CFL-basis | SFm | 2011 | CZ05 | rDXHP | 363 | 0.086 | 0 | 500 | 0.044
CFLSFm2011CZ05rNCEH | CFL | All | SFm | 2011 | CZ05 | rNCEH | 0.446 | 1 | 0 |  | 223 | 0.044 | 0 | 500 | 0.044 | FALSE | 1 | 1 | 0 | 0.25 | Res-Iltg-dWatt-CFL-basis | SFm | 2011 | CZ05 | rNCEH | 223 | 0.044 | 0 | 500 | 0.044
CFLSFm2011CZ05rNCGF | CFL | All | SFm | 2011 | CZ05 | rNCGF | 0.98 | 1.0227 | -0.03413 |  | 490 | 0.045 | -20 | 500 | 0.044 | FALSE | 0 | 1 | -0.03413 | 0.9 | Res-Iltg-dWatt-CFL-basis | SFm | 2011 | CZ05 | rNCGF | 490 | 0.045 | -20 | 500 | 0.044
CFLSFm2011CZ06rDXGF | CFL | All | SFm | 2011 | CZ06 | rDXGF | 1.064 | 1.7273 | -0.0252 |  | 532 | 0.076 | -12.6 | 500 | 0.044 | FALSE | 0 | 1 | -0.0252 | 1 | Res-Iltg-dWatt-CFL-basis | SFm | 2011 | CZ06 | rDXGF | 532 | 0.076 | -12.6 | 500 | 0.044
CFLSFm2011CZ06rDXHP | CFL | All | SFm | 2011 | CZ06 | rDXHP | 0.904 | 1.8864 | 0 |  | 452 | 0.083 | 0 | 500 | 0.044 | FALSE | 1 | 1 | 0 | 0.5 | Res-Iltg-dWatt-CFL-basis | SFm | 2011 | CZ06 | rDXHP | 452 | 0.083 | 0 | 500 | 0.044
CFLSFm2011CZ06rNCEH | CFL | All | SFm | 2011 | CZ06 | rNCEH | 0.678 | 1.0227 | 0 |  | 339 | 0.045 | 0 | 500 | 0.044 | FALSE | 1 | 1 | 0 | 0.25 | Res-Iltg-dWatt-CFL-basis | SFm | 2011 | CZ06 | rNCEH | 339 | 0.045 | 0 | 500 | 0.044
CFLSFm2011CZ06rNCGF | CFL | All | SFm | 2011 | CZ06 | rNCGF | 0.99 | 1 | -0.0252 |  | 495 | 0.044 | -12.6 | 500 | 0.044 | FALSE | 0 | 1 | -0.0252 | 0.9 | Res-Iltg-dWatt-CFL-basis | SFm | 2011 | CZ06 | rNCGF | 495 | 0.044 | -12.6 | 500 | 0.044
CFLSFm2011CZ07rDXGF | CFL | All | SFm | 2011 | CZ07 | rDXGF | 1.116 | 1.2955 | -0.01694 |  | 558 | 0.057 | -8.47 | 500 | 0.044 | FALSE | 0 | 1 | -0.01694 | 1 | Res-Iltg-dWatt-CFL-basis | SFm | 2011 | CZ07 | rDXGF | 558 | 0.057 | -8.47 | 500 | 0.044
CFLSFm2011CZ07rDXHP | CFL | All | SFm | 2011 | CZ07 | rDXHP | 1.028 | 1.6136 | 0 |  | 514 | 0.071 | 0 | 500 | 0.044 | FALSE | 1 | 1 | 0 | 0.5 | Res-Iltg-dWatt-CFL-basis | SFm | 2011 | CZ07 | rDXHP | 514 | 0.071 | 0 | 500 | 0.044
CFLSFm2011CZ07rNCEH | CFL | All | SFm | 2011 | CZ07 | rNCEH | 0.802 | 1 | 0 |  | 401 | 0.044 | 0 | 500 | 0.044 | FALSE | 1 | 1 | 0 | 0.25 | Res-Iltg-dWatt-CFL-basis | SFm | 2011 | CZ07 | rNCEH | 401 | 0.044 | 0 | 500 | 0.044
CFLSFm2011CZ07rNCGF | CFL | All | SFm | 2011 | CZ07 | rNCGF | 0.996 | 1 | -0.01704 |  | 498 | 0.044 | -8.52 | 500 | 0.044 | FALSE | 0 | 1 | -0.01704 | 0.9 | Res-Iltg-dWatt-CFL-basis | SFm | 2011 | CZ07 | rNCGF | 498 | 0.044 | -8.52 | 500 | 0.044
CFLSFm2011CZ08rDXGF | CFL | All | SFm | 2011 | CZ08 | rDXGF | 1.154 | 1.4545 | -0.01708 |  | 577 | 0.064 | -8.54 | 500 | 0.044 | FALSE | 0 | 1 | -0.01708 | 1 | Res-Iltg-dWatt-CFL-basis | SFm | 2011 | CZ08 | rDXGF | 577 | 0.064 | -8.54 | 500 | 0.044
CFLSFm2011CZ08rDXHP | CFL | All | SFm | 2011 | CZ08 | rDXHP | 1.066 | 1.7045 | 0 |  | 533 | 0.075 | 0 | 500 | 0.044 | FALSE | 1 | 1 | 0 | 0.5 | Res-Iltg-dWatt-CFL-basis | SFm | 2011 | CZ08 | rDXHP | 533 | 0.075 | 0 | 500 | 0.044
CFLSFm2011CZ08rNCEH | CFL | All | SFm | 2011 | CZ08 | rNCEH | 0.782 | 1.0227 | 0 |  | 391 | 0.045 | 0 | 500 | 0.044 | FALSE | 1 | 1 | 0 | 0.25 | Res-Iltg-dWatt-CFL-basis | SFm | 2011 | CZ08 | rNCEH | 391 | 0.045 | 0 | 500 | 0.044
CFLSFm2011CZ08rNCGF | CFL | All | SFm | 2011 | CZ08 | rNCGF | 0.996 | 1.0227 | -0.01726 |  | 498 | 0.045 | -8.63 | 500 | 0.044 | FALSE | 0 | 1 | -0.01726 | 0.9 | Res-Iltg-dWatt-CFL-basis | SFm | 2011 | CZ08 | rNCGF | 498 | 0.045 | -8.63 | 500 | 0.044
CFLSFm2011CZ09rDXGF | CFL | All | SFm | 2011 | CZ09 | rDXGF | 1.112 | 1.5 | -0.01924 |  | 556 | 0.066 | -9.62 | 500 | 0.044 | FALSE | 0 | 1 | -0.01924 | 1 | Res-Iltg-dWatt-CFL-basis | SFm | 2011 | CZ09 | rDXGF | 556 | 0.066 | -9.62 | 500 | 0.044
CFLSFm2011CZ09rDXHP | CFL | All | SFm | 2011 | CZ09 | rDXHP | 0.994 | 1.6364 | 0 |  | 497 | 0.072 | 0 | 500 | 0.044 | FALSE | 1 | 1 | 0 | 0.5 | Res-Iltg-dWatt-CFL-basis | SFm | 2011 | CZ09 | rDXHP | 497 | 0.072 | 0 | 500 | 0.044
CFLSFm2011CZ09rNCEH | CFL | All | SFm | 2011 | CZ09 | rNCEH | 0.726 | 1.0227 | 0 |  | 363 | 0.045 | 0 | 500 | 0.044 | FALSE | 1 | 1 | 0 | 0.25 | Res-Iltg-dWatt-CFL-basis | SFm | 2011 | CZ09 | rNCEH | 363 | 0.045 | 0 | 500 | 0.044
CFLSFm2011CZ09rNCGF | CFL | All | SFm | 2011 | CZ09 | rNCGF | 0.994 | 1 | -0.01928 |  | 497 | 0.044 | -9.64 | 500 | 0.044 | FALSE | 0 | 1 | -0.01928 | 0.9 | Res-Iltg-dWatt-CFL-basis | SFm | 2011 | CZ09 | rNCGF | 497 | 0.044 | -9.64 | 500 | 0.044
CFLSFm2011CZ10rDXGF | CFL | All | SFm | 2011 | CZ10 | rDXGF | 1.114 | 1.3864 | -0.0246 |  | 557 | 0.061 | -12.3 | 500 | 0.044 | FALSE | 0 | 1 | -0.0246 | 1 | Res-Iltg-dWatt-CFL-basis | SFm | 2011 | CZ10 | rDXGF | 557 | 0.061 | -12.3 | 500 | 0.044
CFLSFm2011CZ10rDXHP | CFL | All | SFm | 2011 | CZ10 | rDXHP | 0.97 | 1.4773 | 0 |  | 485 | 0.065 | 0 | 500 | 0.044 | FALSE | 1 | 1 | 0 | 0.5 | Res-Iltg-dWatt-CFL-basis | SFm | 2011 | CZ10 | rDXHP | 485 | 0.065 | 0 | 500 | 0.044
CFLSFm2011CZ10rNCEH | CFL | All | SFm | 2011 | CZ10 | rNCEH | 0.646 | 1.0227 | 0 |  | 323 | 0.045 | 0 | 500 | 0.044 | FALSE | 1 | 1 | 0 | 0.25 | Res-Iltg-dWatt-CFL-basis | SFm | 2011 | CZ10 | rNCEH | 323 | 0.045 | 0 | 500 | 0.044
CFLSFm2011CZ10rNCGF | CFL | All | SFm | 2011 | CZ10 | rNCGF | 0.99 | 1.0227 | -0.0248 |  | 495 | 0.045 | -12.4 | 500 | 0.044 | FALSE | 0 | 1 | -0.0248 | 0.9 | Res-Iltg-dWatt-CFL-basis | SFm | 2011 | CZ10 | rNCGF | 495 | 0.045 | -12.4 | 500 | 0.044
CFLSFm2011CZ11rDXGF | CFL | All | SFm | 2011 | CZ11 | rDXGF | 1.104 | 1.5854 | -0.0254 |  | 552 | 0.065 | -12.7 | 500 | 0.041 | FALSE | 0 | 1 | -0.0254 | 1 | Res-Iltg-dWatt-CFL-basis | SFm | 2011 | CZ11 | rDXGF | 552 | 0.065 | -12.7 | 500 | 0.041
CFLSFm2011CZ11rDXHP | CFL | All | SFm | 2011 | CZ11 | rDXHP | 0.922 | 1.6341 | 0 |  | 461 | 0.067 | 0 | 500 | 0.041 | FALSE | 1 | 1 | 0 | 0.5 | Res-Iltg-dWatt-CFL-basis | SFm | 2011 | CZ11 | rDXHP | 461 | 0.067 | 0 | 500 | 0.041
CFLSFm2011CZ11rNCEH | CFL | All | SFm | 2011 | CZ11 | rNCEH | 0.632 | 1 | 0 |  | 316 | 0.041 | 0 | 500 | 0.041 | FALSE | 1 | 1 | 0 | 0.25 | Res-Iltg-dWatt-CFL-basis | SFm | 2011 | CZ11 | rNCEH | 316 | 0.041 | 0 | 500 | 0.041
CFLSFm2011CZ11rNCGF | CFL | All | SFm | 2011 | CZ11 | rNCGF | 0.99 | 1 | -0.0254 |  | 495 | 0.041 | -12.7 | 500 | 0.041 | FALSE | 0 | 1 | -0.0254 | 0.9 | Res-Iltg-dWatt-CFL-basis | SFm | 2011 | CZ11 | rNCGF | 495 | 0.041 | -12.7 | 500 | 0.041
CFLSFm2011CZ12rDXGF | CFL | All | SFm | 2011 | CZ12 | rDXGF | 1.088 | 1.7317 | -0.0244 |  | 544 | 0.071 | -12.2 | 500 | 0.041 | FALSE | 0 | 1 | -0.0244 | 1 | Res-Iltg-dWatt-CFL-basis | SFm | 2011 | CZ12 | rDXGF | 544 | 0.071 | -12.2 | 500 | 0.041
CFLSFm2011CZ12rDXHP | CFL | All | SFm | 2011 | CZ12 | rDXHP | 0.902 | 1.8537 | 0 |  | 451 | 0.076 | 0 | 500 | 0.041 | FALSE | 1 | 1 | 0 | 0.5 | Res-Iltg-dWatt-CFL-basis | SFm | 2011 | CZ12 | rDXHP | 451 | 0.076 | 0 | 500 | 0.041
CFLSFm2011CZ12rNCEH | CFL | All | SFm | 2011 | CZ12 | rNCEH | 0.64 | 1 | 0 |  | 320 | 0.041 | 0 | 500 | 0.041 | FALSE | 1 | 1 | 0 | 0.25 | Res-Iltg-dWatt-CFL-basis | SFm | 2011 | CZ12 | rNCEH | 320 | 0.041 | 0 | 500 | 0.041
CFLSFm2011CZ12rNCGF | CFL | All | SFm | 2011 | CZ12 | rNCGF | 0.99 | 1 | -0.0246 |  | 495 | 0.041 | -12.3 | 500 | 0.041 | FALSE | 0 | 1 | -0.0246 | 0.9 | Res-Iltg-dWatt-CFL-basis | SFm | 2011 | CZ12 | rNCGF | 495 | 0.041 | -12.3 | 500 | 0.041
CFLSFm2011CZ13rDXGF | CFL | All | SFm | 2011 | CZ13 | rDXGF | 1.126 | 1.5122 | -0.023 |  | 563 | 0.062 | -11.5 | 500 | 0.041 | FALSE | 0 | 1 | -0.023 | 1 | Res-Iltg-dWatt-CFL-basis | SFm | 2011 | CZ13 | rDXGF | 563 | 0.062 | -11.5 | 500 | 0.041
CFLSFm2011CZ13rDXHP | CFL | All | SFm | 2011 | CZ13 | rDXHP | 0.968 | 1.5854 | 0 |  | 484 | 0.065 | 0 | 500 | 0.041 | FALSE | 1 | 1 | 0 | 0.5 | Res-Iltg-dWatt-CFL-basis | SFm | 2011 | CZ13 | rDXHP | 484 | 0.065 | 0 | 500 | 0.041
CFLSFm2011CZ13rNCEH | CFL | All | SFm | 2011 | CZ13 | rNCEH | 0.658 | 1 | 0 |  | 329 | 0.041 | 0 | 500 | 0.041 | FALSE | 1 | 1 | 0 | 0.25 | Res-Iltg-dWatt-CFL-basis | SFm | 2011 | CZ13 | rNCEH | 329 | 0.041 | 0 | 500 | 0.041
CFLSFm2011CZ13rNCGF | CFL | All | SFm | 2011 | CZ13 | rNCGF | 0.992 | 1 | -0.0232 |  | 496 | 0.04 | -11.6 | 500 | 0.041 | FALSE | 0 | 1 | -0.0232 | 0.9 | Res-Iltg-dWatt-CFL-basis | SFm | 2011 | CZ13 | rNCGF | 496 | 0.04 | -11.6 | 500 | 0.041
CFLSFm2011CZ14rDXGF | CFL | All | SFm | 2011 | CZ14 | rDXGF | 1.132 | 1.381 | -0.0264 |  | 566 | 0.058 | -13.2 | 500 | 0.042 | FALSE | 0 | 1 | -0.0264 | 1 | Res-Iltg-dWatt-CFL-basis | SFm | 2011 | CZ14 | rDXGF | 566 | 0.058 | -13.2 | 500 | 0.042
CFLSFm2011CZ14rDXHP | CFL | All | SFm | 2011 | CZ14 | rDXHP | 0.94 | 1.5714 | 0 |  | 470 | 0.066 | 0 | 500 | 0.042 | FALSE | 1 | 1 | 0 | 0.5 | Res-Iltg-dWatt-CFL-basis | SFm | 2011 | CZ14 | rDXHP | 470 | 0.066 | 0 | 500 | 0.042
CFLSFm2011CZ14rNCEH | CFL | All | SFm | 2011 | CZ14 | rNCEH | 0.632 | 1.0238 | 0 |  | 316 | 0.043 | 0 | 500 | 0.042 | FALSE | 1 | 1 | 0 | 0.25 | Res-Iltg-dWatt-CFL-basis | SFm | 2011 | CZ14 | rNCEH | 316 | 0.043 | 0 | 500 | 0.042
CFLSFm2011CZ14rNCGF | CFL | All | SFm | 2011 | CZ14 | rNCGF | 0.99 | 1 | -0.0266 |  | 495 | 0.042 | -13.3 | 500 | 0.042 | FALSE | 0 | 1 | -0.0266 | 0.9 | Res-Iltg-dWatt-CFL-basis | SFm | 2011 | CZ14 | rNCGF | 495 | 0.042 | -13.3 | 500 | 0.042
CFLSFm2011CZ15rDXGF | CFL | All | SFm | 2011 | CZ15 | rDXGF | 1.194 | 1.5 | -0.0121 |  | 597 | 0.063 | -6.05 | 500 | 0.042 | FALSE | 0 | 1 | -0.0121 | 1 | Res-Iltg-dWatt-CFL-basis | SFm | 2011 | CZ15 | rDXGF | 597 | 0.063 | -6.05 | 500 | 0.042
CFLSFm2011CZ15rDXHP | CFL | All | SFm | 2011 | CZ15 | rDXHP | 1.12 | 1.5 | 0 |  | 560 | 0.063 | 0 | 500 | 0.042 | FALSE | 1 | 1 | 0 | 0.5 | Res-Iltg-dWatt-CFL-basis | SFm | 2011 | CZ15 | rDXHP | 560 | 0.063 | 0 | 500 | 0.042
CFLSFm2011CZ15rNCEH | CFL | All | SFm | 2011 | CZ15 | rNCEH | 0.826 | 1 | 0 |  | 413 | 0.042 | 0 | 500 | 0.042 | FALSE | 1 | 1 | 0 | 0.25 | Res-Iltg-dWatt-CFL-basis | SFm | 2011 | CZ15 | rNCEH | 413 | 0.042 | 0 | 500 | 0.042
CFLSFm2011CZ15rNCGF | CFL | All | SFm | 2011 | CZ15 | rNCGF | 1 | 1 | -0.01232 |  | 500 | 0.042 | -6.16 | 500 | 0.042 | FALSE | 0 | 1 | -0.01232 | 0.9 | Res-Iltg-dWatt-CFL-basis | SFm | 2011 | CZ15 | rNCGF | 500 | 0.042 | -6.16 | 500 | 0.042
CFLSFm2011CZ16rDXGF | CFL | All | SFm | 2011 | CZ16 | rDXGF | 1.05 | 1.7 | -0.0222 |  | 525 | 0.068 | -11.1 | 500 | 0.04 | FALSE | 0 | 1 | -0.0222 | 1 | Res-Iltg-dWatt-CFL-basis | SFm | 2011 | CZ16 | rDXGF | 525 | 0.068 | -11.1 | 500 | 0.04
CFLSFm2011CZ16rDXHP | CFL | All | SFm | 2011 | CZ16 | rDXHP | 0.812 | 1.675 | 0 |  | 406 | 0.067 | 0 | 500 | 0.04 | FALSE | 1 | 1 | 0 | 0.5 | Res-Iltg-dWatt-CFL-basis | SFm | 2011 | CZ16 | rDXHP | 406 | 0.067 | 0 | 500 | 0.04
CFLSFm2011CZ16rNCEH | CFL | All | SFm | 2011 | CZ16 | rNCEH | 0.698 | 1.025 | 0 |  | 349 | 0.041 | 0 | 500 | 0.04 | FALSE | 1 | 1 | 0 | 0.25 | Res-Iltg-dWatt-CFL-basis | SFm | 2011 | CZ16 | rNCEH | 349 | 0.041 | 0 | 500 | 0.04
CFLSFm2011CZ16rNCGF | CFL | All | SFm | 2011 | CZ16 | rNCGF | 0.994 | 1 | -0.0224 |  | 497 | 0.04 | -11.2 | 500 | 0.04 | FALSE | 0 | 1 | -0.0224 | 0.9 | Res-Iltg-dWatt-CFL-basis | SFm | 2011 | CZ16 | rNCGF | 497 | 0.04 | -11.2 | 500 | 0.04
CFLSFm2015CZ01rDXGF | CFL | All | SFm | 2015 | CZ01 | rDXGF | 1 | 1.0227 | -0.029 |  | 495 | 0.045 | -14.5 | 500 | 0.044 | FALSE | 0 | 1 | -0.029 | 1 | Res-Iltg-dWatt-CFL-basis | SFm | 2015 | CZ01 | rDXGF | 495 | 0.045 | -14.5 | 500 | 0.044
CFLSFm2015CZ01rDXHP | CFL | All | SFm | 2015 | CZ01 | rDXHP | 0.774 | 1 | 0 |  | 387 | 0.044 | 0 | 500 | 0.044 | FALSE | 1 | 1 | 0 | 0.5 | Res-Iltg-dWatt-CFL-basis | SFm | 2015 | CZ01 | rDXHP | 387 | 0.044 | 0 | 500 | 0.044
CFLSFm2015CZ01rNCEH | CFL | All | SFm | 2015 | CZ01 | rNCEH | 0.6 | 1 | 0 |  | 300 | 0.044 | 0 | 500 | 0.044 | FALSE | 1 | 1 | 0 | 0.25 | Res-Iltg-dWatt-CFL-basis | SFm | 2015 | CZ01 | rNCEH | 300 | 0.044 | 0 | 500 | 0.044
CFLSFm2015CZ01rNCGF | CFL | All | SFm | 2015 | CZ01 | rNCGF | 0.988 | 1.0227 | -0.029 |  | 494 | 0.045 | -14.5 | 500 | 0.044 | FALSE | 0 | 1 | -0.029 | 0.9 | Res-Iltg-dWatt-CFL-basis | SFm | 2015 | CZ01 | rNCGF | 494 | 0.045 | -14.5 | 500 | 0.044
CFLSFm2015CZ02rDXGF | CFL | All | SFm | 2015 | CZ02 | rDXGF | 1.04 | 1.878 | -0.0326 |  | 520 | 0.077 | -16.3 | 500 | 0.041 | FALSE | 0 | 1 | -0.0326 | 1 | Res-Iltg-dWatt-CFL-basis | SFm | 2015 | CZ02 | rDXGF | 520 | 0.077 | -16.3 | 500 | 0.041
CFLSFm2015CZ02rDXHP | CFL | All | SFm | 2015 | CZ02 | rDXHP | 0.818 | 1.9756 | 0 |  | 409 | 0.081 | 0 | 500 | 0.041 | FALSE | 1 | 1 | 0 | 0.5 | Res-Iltg-dWatt-CFL-basis | SFm | 2015 | CZ02 | rDXHP | 409 | 0.081 | 0 | 500 | 0.041
CFLSFm2015CZ02rNCEH | CFL | All | SFm | 2015 | CZ02 | rNCEH | 0.544 | 1 | 0 |  | 272 | 0.041 | 0 | 500 | 0.041 | FALSE | 1 | 1 | 0 | 0.25 | Res-Iltg-dWatt-CFL-basis | SFm | 2015 | CZ02 | rNCEH | 272 | 0.041 | 0 | 500 | 0.041
CFLSFm2015CZ02rNCGF | CFL | All | SFm | 2015 | CZ02 | rNCGF | 0.982 | 1.0244 | -0.0326 |  | 491 | 0.042 | -16.3 | 500 | 0.041 | FALSE | 0 | 1 | -0.0326 | 0.9 | Res-Iltg-dWatt-CFL-basis | SFm | 2015 | CZ02 | rNCGF | 491 | 0.042 | -16.3 | 500 | 0.041
CFLSFm2015CZ03rDXGF | CFL | All | SFm | 2015 | CZ03 | rDXGF | 1.016 | 1.825 | -0.026 |  | 508 | 0.073 | -13 | 500 | 0.04 | FALSE | 0 | 1 | -0.026 | 1 | Res-Iltg-dWatt-CFL-basis | SFm | 2015 | CZ03 | rDXGF | 508 | 0.073 | -13 | 500 | 0.04
CFLSFm2015CZ03rDXHP | CFL | All | SFm | 2015 | CZ03 | rDXHP | 0.858 | 1.85 | 0 |  | 429 | 0.074 | 0 | 500 | 0.04 | FALSE | 1 | 1 | 0 | 0.5 | Res-Iltg-dWatt-CFL-basis | SFm | 2015 | CZ03 | rDXHP | 429 | 0.074 | 0 | 500 | 0.04
CFLSFm2015CZ03rNCEH | CFL | All | SFm | 2015 | CZ03 | rNCEH | 0.656 | 1 | 0 |  | 328 | 0.04 | 0 | 500 | 0.04 | FALSE | 1 | 1 | 0 | 0.25 | Res-Iltg-dWatt-CFL-basis | SFm | 2015 | CZ03 | rNCEH | 328 | 0.04 | 0 | 500 | 0.04
CFLSFm2015CZ03rNCGF | CFL | All | SFm | 2015 | CZ03 | rNCGF | 0.988 | 1.025 | -0.026 |  | 494 | 0.041 | -13 | 500 | 0.04 | FALSE | 0 | 1 | -0.026 | 0.9 | Res-Iltg-dWatt-CFL-basis | SFm | 2015 | CZ03 | rNCGF | 494 | 0.041 | -13 | 500 | 0.04
CFLSFm2015CZ04rDXGF | CFL | All | SFm | 2015 | CZ04 | rDXGF | 1.06 | 1.8409 | -0.0274 |  | 530 | 0.081 | -13.7 | 500 | 0.044 | FALSE | 0 | 1 | -0.0274 | 1 | Res-Iltg-dWatt-CFL-basis | SFm | 2015 | CZ04 | rDXGF | 530 | 0.081 | -13.7 | 500 | 0.044
CFLSFm2015CZ04rDXHP | CFL | All | SFm | 2015 | CZ04 | rDXHP | 0.87 | 1.75 | 0 |  | 435 | 0.077 | 0 | 500 | 0.044 | FALSE | 1 | 1 | 0 | 0.5 | Res-Iltg-dWatt-CFL-basis | SFm | 2015 | CZ04 | rDXHP | 435 | 0.077 | 0 | 500 | 0.044
CFLSFm2015CZ04rNCEH | CFL | All | SFm | 2015 | CZ04 | rNCEH | 0.62 | 1 | 0 |  | 310 | 0.044 | 0 | 500 | 0.044 | FALSE | 1 | 1 | 0 | 0.25 | Res-Iltg-dWatt-CFL-basis | SFm | 2015 | CZ04 | rNCEH | 310 | 0.044 | 0 | 500 | 0.044
CFLSFm2015CZ04rNCGF | CFL | All | SFm | 2015 | CZ04 | rNCGF | 0.988 | 1.0227 | -0.0274 |  | 494 | 0.045 | -13.7 | 500 | 0.044 | FALSE | 0 | 1 | -0.0274 | 0.9 | Res-Iltg-dWatt-CFL-basis | SFm | 2015 | CZ04 | rNCGF | 494 | 0.045 | -13.7 | 500 | 0.044
CFLSFm2015CZ05rDXGF | CFL | All | SFm | 2015 | CZ05 | rDXGF | 1.012 | 1.7955 | -0.0304 |  | 506 | 0.079 | -15.2 | 500 | 0.044 | FALSE | 0 | 1 | -0.0304 | 1 | Res-Iltg-dWatt-CFL-basis | SFm | 2015 | CZ05 | rDXGF | 506 | 0.079 | -15.2 | 500 | 0.044
CFLSFm2015CZ05rDXHP | CFL | All | SFm | 2015 | CZ05 | rDXHP | 0.8 | 1.7045 | 0 |  | 400 | 0.075 | 0 | 500 | 0.044 | FALSE | 1 | 1 | 0 | 0.5 | Res-Iltg-dWatt-CFL-basis | SFm | 2015 | CZ05 | rDXHP | 400 | 0.075 | 0 | 500 | 0.044
CFLSFm2015CZ05rNCEH | CFL | All | SFm | 2015 | CZ05 | rNCEH | 0.59 | 1 | 0 |  | 295 | 0.044 | 0 | 500 | 0.044 | FALSE | 1 | 1 | 0 | 0.25 | Res-Iltg-dWatt-CFL-basis | SFm | 2015 | CZ05 | rNCEH | 295 | 0.044 | 0 | 500 | 0.044
CFLSFm2015CZ05rNCGF | CFL | All | SFm | 2015 | CZ05 | rNCGF | 0.988 | 1.0227 | -0.0304 |  | 494 | 0.045 | -15.2 | 500 | 0.044 | FALSE | 0 | 1 | -0.0304 | 0.9 | Res-Iltg-dWatt-CFL-basis | SFm | 2015 | CZ05 | rNCGF | 494 | 0.045 | -15.2 | 500 | 0.044
CFLSFm2015CZ06rDXGF | CFL | All | SFm | 2015 | CZ06 | rDXGF | 1.05 | 1.3864 | -0.0256 |  | 525 | 0.061 | -12.8 | 500 | 0.044 | FALSE | 0 | 1 | -0.0256 | 1 | Res-Iltg-dWatt-CFL-basis | SFm | 2015 | CZ06 | rDXGF | 525 | 0.061 | -12.8 | 500 | 0.044
CFLSFm2015CZ06rDXHP | CFL | All | SFm | 2015 | CZ06 | rDXHP | 0.898 | 2 | 0 |  | 449 | 0.089 | 0 | 500 | 0.044 | FALSE | 1 | 1 | 0 | 0.5 | Res-Iltg-dWatt-CFL-basis | SFm | 2015 | CZ06 | rDXHP | 449 | 0.089 | 0 | 500 | 0.044
CFLSFm2015CZ06rNCEH | CFL | All | SFm | 2015 | CZ06 | rNCEH | 0.662 | 1 | 0 |  | 331 | 0.044 | 0 | 500 | 0.044 | FALSE | 1 | 1 | 0 | 0.25 | Res-Iltg-dWatt-CFL-basis | SFm | 2015 | CZ06 | rNCEH | 331 | 0.044 | 0 | 500 | 0.044
CFLSFm2015CZ06rNCGF | CFL | All | SFm | 2015 | CZ06 | rNCGF | 0.99 | 1 | -0.0256 |  | 495 | 0.044 | -12.8 | 500 | 0.044 | FALSE | 0 | 1 | -0.0256 | 0.9 | Res-Iltg-dWatt-CFL-basis | SFm | 2015 | CZ06 | rNCGF | 495 | 0.044 | -12.8 | 500 | 0.044
CFLSFm2015CZ07rDXGF | CFL | All | SFm | 2015 | CZ07 | rDXGF | 1.112 | 1.4773 | -0.0177 |  | 556 | 0.065 | -8.85 | 500 | 0.044 | FALSE | 0 | 1 | -0.0177 | 1 | Res-Iltg-dWatt-CFL-basis | SFm | 2015 | CZ07 | rDXGF | 556 | 0.065 | -8.85 | 500 | 0.044
CFLSFm2015CZ07rDXHP | CFL | All | SFm | 2015 | CZ07 | rDXHP | 1.002 | 1.5682 | 0 |  | 501 | 0.069 | 0 | 500 | 0.044 | FALSE | 1 | 1 | 0 | 0.5 | Res-Iltg-dWatt-CFL-basis | SFm | 2015 | CZ07 | rDXHP | 501 | 0.069 | 0 | 500 | 0.044
CFLSFm2015CZ07rNCEH | CFL | All | SFm | 2015 | CZ07 | rNCEH | 0.782 | 1.0227 | 0 |  | 391 | 0.045 | 0 | 500 | 0.044 | FALSE | 1 | 1 | 0 | 0.25 | Res-Iltg-dWatt-CFL-basis | SFm | 2015 | CZ07 | rNCEH | 391 | 0.045 | 0 | 500 | 0.044
CFLSFm2015CZ07rNCGF | CFL | All | SFm | 2015 | CZ07 | rNCGF | 0.996 | 1.0227 | -0.01778 |  | 498 | 0.045 | -8.89 | 500 | 0.044 | FALSE | 0 | 1 | -0.01778 | 0.9 | Res-Iltg-dWatt-CFL-basis | SFm | 2015 | CZ07 | rNCGF | 498 | 0.045 | -8.89 | 500 | 0.044
CFLSFm2015CZ08rDXGF | CFL | All | SFm | 2015 | CZ08 | rDXGF | 1.086 | 1.2045 | -0.01828 |  | 543 | 0.053 | -9.14 | 500 | 0.044 | FALSE | 0 | 1 | -0.01828 | 1 | Res-Iltg-dWatt-CFL-basis | SFm | 2015 | CZ08 | rDXGF | 543 | 0.053 | -9.14 | 500 | 0.044
CFLSFm2015CZ08rDXHP | CFL | All | SFm | 2015 | CZ08 | rDXHP | 0.998 | 1.7727 | 0 |  | 499 | 0.078 | 0 | 500 | 0.044 | FALSE | 1 | 1 | 0 | 0.5 | Res-Iltg-dWatt-CFL-basis | SFm | 2015 | CZ08 | rDXHP | 499 | 0.078 | 0 | 500 | 0.044
CFLSFm2015CZ08rNCEH | CFL | All | SFm | 2015 | CZ08 | rNCEH | 0.812 | 1.0227 | 0 |  | 406 | 0.045 | 0 | 500 | 0.044 | FALSE | 1 | 1 | 0 | 0.25 | Res-Iltg-dWatt-CFL-basis | SFm | 2015 | CZ08 | rNCEH | 406 | 0.045 | 0 | 500 | 0.044
CFLSFm2015CZ08rNCGF | CFL | All | SFm | 2015 | CZ08 | rNCGF | 1.038 | 1 | -0.01828 |  | 519 | 0.044 | -9.14 | 500 | 0.044 | FALSE | 0 | 1 | -0.01828 | 0.9 | Res-Iltg-dWatt-CFL-basis | SFm | 2015 | CZ08 | rNCGF | 519 | 0.044 | -9.14 | 500 | 0.044
CFLSFm2015CZ09rDXGF | CFL | All | SFm | 2015 | CZ09 | rDXGF | 1.078 | 1.6136 | -0.0194 |  | 539 | 0.071 | -9.7 | 500 | 0.044 | FALSE | 0 | 1 | -0.0194 | 1 | Res-Iltg-dWatt-CFL-basis | SFm | 2015 | CZ09 | rDXGF | 539 | 0.071 | -9.7 | 500 | 0.044
CFLSFm2015CZ09rDXHP | CFL | All | SFm | 2015 | CZ09 | rDXHP | 0.962 | 1.7045 | 0 |  | 481 | 0.075 | 0 | 500 | 0.044 | FALSE | 1 | 1 | 0 | 0.5 | Res-Iltg-dWatt-CFL-basis | SFm | 2015 | CZ09 | rDXHP | 481 | 0.075 | 0 | 500 | 0.044
CFLSFm2015CZ09rNCEH | CFL | All | SFm | 2015 | CZ09 | rNCEH | 0.752 | 1 | 0 |  | 376 | 0.044 | 0 | 500 | 0.044 | FALSE | 1 | 1 | 0 | 0.25 | Res-Iltg-dWatt-CFL-basis | SFm | 2015 | CZ09 | rNCEH | 376 | 0.044 | 0 | 500 | 0.044
CFLSFm2015CZ09rNCGF | CFL | All | SFm | 2015 | CZ09 | rNCGF | 1.016 | 1 | -0.01942 |  | 508 | 0.044 | -9.71 | 500 | 0.044 | FALSE | 0 | 1 | -0.01942 | 0.9 | Res-Iltg-dWatt-CFL-basis | SFm | 2015 | CZ09 | rNCGF | 508 | 0.044 | -9.71 | 500 | 0.044
CFLSFm2015CZ10rDXGF | CFL | All | SFm | 2015 | CZ10 | rDXGF | 1.082 | 1.4318 | -0.0246 |  | 541 | 0.063 | -12.3 | 500 | 0.044 | FALSE | 0 | 1 | -0.0246 | 1 | Res-Iltg-dWatt-CFL-basis | SFm | 2015 | CZ10 | rDXGF | 541 | 0.063 | -12.3 | 500 | 0.044
CFLSFm2015CZ10rDXHP | CFL | All | SFm | 2015 | CZ10 | rDXHP | 0.94 | 1.6136 | 0 |  | 470 | 0.071 | 0 | 500 | 0.044 | FALSE | 1 | 1 | 0 | 0.5 | Res-Iltg-dWatt-CFL-basis | SFm | 2015 | CZ10 | rDXHP | 470 | 0.071 | 0 | 500 | 0.044
CFLSFm2015CZ10rNCEH | CFL | All | SFm | 2015 | CZ10 | rNCEH | 0.678 | 1 | 0 |  | 339 | 0.044 | 0 | 500 | 0.044 | FALSE | 1 | 1 | 0 | 0.25 | Res-Iltg-dWatt-CFL-basis | SFm | 2015 | CZ10 | rNCEH | 339 | 0.044 | 0 | 500 | 0.044
CFLSFm2015CZ10rNCGF | CFL | All | SFm | 2015 | CZ10 | rNCGF | 1.014 | 1 | -0.0246 |  | 507 | 0.044 | -12.3 | 500 | 0.044 | FALSE | 0 | 1 | -0.0246 | 0.9 | Res-Iltg-dWatt-CFL-basis | SFm | 2015 | CZ10 | rNCGF | 507 | 0.044 | -12.3 | 500 | 0.044
CFLSFm2015CZ11rDXGF | CFL | All | SFm | 2015 | CZ11 | rDXGF | 1.082 | 1.5366 | -0.0252 |  | 541 | 0.063 | -12.6 | 500 | 0.041 | FALSE | 0 | 1 | -0.0252 | 1 | Res-Iltg-dWatt-CFL-basis | SFm | 2015 | CZ11 | rDXGF | 541 | 0.063 | -12.6 | 500 | 0.041
CFLSFm2015CZ11rDXHP | CFL | All | SFm | 2015 | CZ11 | rDXHP | 0.912 | 1.6585 | 0 |  | 456 | 0.068 | 0 | 500 | 0.041 | FALSE | 1 | 1 | 0 | 0.5 | Res-Iltg-dWatt-CFL-basis | SFm | 2015 | CZ11 | rDXHP | 456 | 0.068 | 0 | 500 | 0.041
CFLSFm2015CZ11rNCEH | CFL | All | SFm | 2015 | CZ11 | rNCEH | 0.658 | 1 | 0 |  | 329 | 0.041 | 0 | 500 | 0.041 | FALSE | 1 | 1 | 0 | 0.25 | Res-Iltg-dWatt-CFL-basis | SFm | 2015 | CZ11 | rNCEH | 329 | 0.041 | 0 | 500 | 0.041
CFLSFm2015CZ11rNCGF | CFL | All | SFm | 2015 | CZ11 | rNCGF | 1.012 | 1 | -0.0252 |  | 506 | 0.041 | -12.6 | 500 | 0.041 | FALSE | 0 | 1 | -0.0252 | 0.9 | Res-Iltg-dWatt-CFL-basis | SFm | 2015 | CZ11 | rNCGF | 506 | 0.041 | -12.6 | 500 | 0.041
CFLSFm2015CZ12rDXGF | CFL | All | SFm | 2015 | CZ12 | rDXGF | 1.054 | 1.5854 | -0.025 |  | 527 | 0.065 | -12.5 | 500 | 0.041 | FALSE | 0 | 1 | -0.025 | 1 | Res-Iltg-dWatt-CFL-basis | SFm | 2015 | CZ12 | rDXGF | 527 | 0.065 | -12.5 | 500 | 0.041
CFLSFm2015CZ12rDXHP | CFL | All | SFm | 2015 | CZ12 | rDXHP | 0.88 | 1.6829 | 0 |  | 440 | 0.069 | 0 | 500 | 0.041 | FALSE | 1 | 1 | 0 | 0.5 | Res-Iltg-dWatt-CFL-basis | SFm | 2015 | CZ12 | rDXHP | 440 | 0.069 | 0 | 500 | 0.041
CFLSFm2015CZ12rNCEH | CFL | All | SFm | 2015 | CZ12 | rNCEH | 0.652 | 1 | 0 |  | 326 | 0.04 | 0 | 500 | 0.041 | FALSE | 1 | 1 | 0 | 0.25 | Res-Iltg-dWatt-CFL-basis | SFm | 2015 | CZ12 | rNCEH | 326 | 0.04 | 0 | 500 | 0.041
CFLSFm2015CZ12rNCGF | CFL | All | SFm | 2015 | CZ12 | rNCGF | 1.012 | 1 | -0.025 |  | 506 | 0.041 | -12.5 | 500 | 0.041 | FALSE | 0 | 1 | -0.025 | 0.9 | Res-Iltg-dWatt-CFL-basis | SFm | 2015 | CZ12 | rNCGF | 506 | 0.041 | -12.5 | 500 | 0.041
CFLSFm2015CZ13rDXGF | CFL | All | SFm | 2015 | CZ13 | rDXGF | 1.102 | 1.4878 | -0.0226 |  | 551 | 0.061 | -11.3 | 500 | 0.041 | FALSE | 0 | 1 | -0.0226 | 1 | Res-Iltg-dWatt-CFL-basis | SFm | 2015 | CZ13 | rDXGF | 551 | 0.061 | -11.3 | 500 | 0.041
CFLSFm2015CZ13rDXHP | CFL | All | SFm | 2015 | CZ13 | rDXHP | 0.946 | 1.561 | 0 |  | 473 | 0.064 | 0 | 500 | 0.041 | FALSE | 1 | 1 | 0 | 0.5 | Res-Iltg-dWatt-CFL-basis | SFm | 2015 | CZ13 | rDXHP | 473 | 0.064 | 0 | 500 | 0.041
CFLSFm2015CZ13rNCEH | CFL | All | SFm | 2015 | CZ13 | rNCEH | 0.69 | 1 | 0 |  | 345 | 0.041 | 0 | 500 | 0.041 | FALSE | 1 | 1 | 0 | 0.25 | Res-Iltg-dWatt-CFL-basis | SFm | 2015 | CZ13 | rNCEH | 345 | 0.041 | 0 | 500 | 0.041
CFLSFm2015CZ13rNCGF | CFL | All | SFm | 2015 | CZ13 | rNCGF | 1.014 | 1 | -0.0226 |  | 507 | 0.04 | -11.3 | 500 | 0.041 | FALSE | 0 | 1 | -0.0226 | 0.9 | Res-Iltg-dWatt-CFL-basis | SFm | 2015 | CZ13 | rNCGF | 507 | 0.04 | -11.3 | 500 | 0.041
CFLSFm2015CZ14rDXGF | CFL | All | SFm | 2015 | CZ14 | rDXGF | 1.104 | 1.3333 | -0.0278 |  | 552 | 0.056 | -13.9 | 500 | 0.042 | FALSE | 0 | 1 | -0.0278 | 1 | Res-Iltg-dWatt-CFL-basis | SFm | 2015 | CZ14 | rDXGF | 552 | 0.056 | -13.9 | 500 | 0.042
CFLSFm2015CZ14rDXHP | CFL | All | SFm | 2015 | CZ14 | rDXHP | 0.918 | 1.5238 | 0 |  | 459 | 0.064 | 0 | 500 | 0.042 | FALSE | 1 | 1 | 0 | 0.5 | Res-Iltg-dWatt-CFL-basis | SFm | 2015 | CZ14 | rDXHP | 459 | 0.064 | 0 | 500 | 0.042
CFLSFm2015CZ14rNCEH | CFL | All | SFm | 2015 | CZ14 | rNCEH | 0.638 | 1 | 0 |  | 319 | 0.042 | 0 | 500 | 0.042 | FALSE | 1 | 1 | 0 | 0.25 | Res-Iltg-dWatt-CFL-basis | SFm | 2015 | CZ14 | rNCEH | 319 | 0.042 | 0 | 500 | 0.042
CFLSFm2015CZ14rNCGF | CFL | All | SFm | 2015 | CZ14 | rNCGF | 1.012 | 1 | -0.0278 |  | 506 | 0.042 | -13.9 | 500 | 0.042 | FALSE | 0 | 1 | -0.0278 | 0.9 | Res-Iltg-dWatt-CFL-basis | SFm | 2015 | CZ14 | rNCGF | 506 | 0.042 | -13.9 | 500 | 0.042
CFLSFm2015CZ15rDXGF | CFL | All | SFm | 2015 | CZ15 | rDXGF | 1.172 | 1.4524 | -0.0121 |  | 586 | 0.061 | -6.05 | 500 | 0.042 | FALSE | 0 | 1 | -0.0121 | 1 | Res-Iltg-dWatt-CFL-basis | SFm | 2015 | CZ15 | rDXGF | 586 | 0.061 | -6.05 | 500 | 0.042
CFLSFm2015CZ15rDXHP | CFL | All | SFm | 2015 | CZ15 | rDXHP | 1.116 | 1.5 | 0 |  | 558 | 0.063 | 0 | 500 | 0.042 | FALSE | 1 | 1 | 0 | 0.5 | Res-Iltg-dWatt-CFL-basis | SFm | 2015 | CZ15 | rDXHP | 558 | 0.063 | 0 | 500 | 0.042
CFLSFm2015CZ15rNCEH | CFL | All | SFm | 2015 | CZ15 | rNCEH | 0.824 | 1 | 0 |  | 412 | 0.042 | 0 | 500 | 0.042 | FALSE | 1 | 1 | 0 | 0.25 | Res-Iltg-dWatt-CFL-basis | SFm | 2015 | CZ15 | rNCEH | 412 | 0.042 | 0 | 500 | 0.042
CFLSFm2015CZ15rNCGF | CFL | All | SFm | 2015 | CZ15 | rNCGF | 1 | 1 | -0.01228 |  | 500 | 0.042 | -6.14 | 500 | 0.042 | FALSE | 0 | 1 | -0.01228 | 0.9 | Res-Iltg-dWatt-CFL-basis | SFm | 2015 | CZ15 | rNCGF | 500 | 0.042 | -6.14 | 500 | 0.042
CFLSFm2015CZ16rDXGF | CFL | All | SFm | 2015 | CZ16 | rDXGF | 1.022 | 1.675 | -0.0268 |  | 511 | 0.067 | -13.4 | 500 | 0.04 | FALSE | 0 | 1 | -0.0268 | 1 | Res-Iltg-dWatt-CFL-basis | SFm | 2015 | CZ16 | rDXGF | 511 | 0.067 | -13.4 | 500 | 0.04
CFLSFm2015CZ16rDXHP | CFL | All | SFm | 2015 | CZ16 | rDXHP | 0.766 | 1.8 | 0 |  | 383 | 0.072 | 0 | 500 | 0.04 | FALSE | 1 | 1 | 0 | 0.5 | Res-Iltg-dWatt-CFL-basis | SFm | 2015 | CZ16 | rDXHP | 383 | 0.072 | 0 | 500 | 0.04
CFLSFm2015CZ16rNCEH | CFL | All | SFm | 2015 | CZ16 | rNCEH | 0.622 | 1 | 0 |  | 311 | 0.04 | 0 | 500 | 0.04 | FALSE | 1 | 1 | 0 | 0.25 | Res-Iltg-dWatt-CFL-basis | SFm | 2015 | CZ16 | rNCEH | 311 | 0.04 | 0 | 500 | 0.04
CFLSFm2015CZ16rNCGF | CFL | All | SFm | 2015 | CZ16 | rNCGF | 0.992 | 1.025 | -0.0266 |  | 496 | 0.041 | -13.3 | 500 | 0.04 | FALSE | 0 | 1 | -0.0266 | 0.9 | Res-Iltg-dWatt-CFL-basis | SFm | 2015 | CZ16 | rNCGF | 496 | 0.041 | -13.3 | 500 | 0.04
CFLSFm2017CZ01rDXGF | CFL | All | SFm | 2017 | CZ01 | rDXGF | 1 | 1 | -0.0288 |  | 495 | 0.044 | -14.4 | 500 | 0.044 | FALSE | 0 | 1 | -0.0288 | 1 | Res-Iltg-dWatt-CFL-basis | SFm | 2017 | CZ01 | rDXGF | 495 | 0.044 | -14.4 | 500 | 0.044
CFLSFm2017CZ01rDXHP | CFL | All | SFm | 2017 | CZ01 | rDXHP | 0.786 | 1 | 0 |  | 393 | 0.044 | 0 | 500 | 0.044 | FALSE | 1 | 1 | 0 | 0.5 | Res-Iltg-dWatt-CFL-basis | SFm | 2017 | CZ01 | rDXHP | 393 | 0.044 | 0 | 500 | 0.044
CFLSFm2017CZ01rNCEH | CFL | All | SFm | 2017 | CZ01 | rNCEH | 0.61 | 1 | 0 |  | 305 | 0.044 | 0 | 500 | 0.044 | FALSE | 1 | 1 | 0 | 0.25 | Res-Iltg-dWatt-CFL-basis | SFm | 2017 | CZ01 | rNCEH | 305 | 0.044 | 0 | 500 | 0.044
CFLSFm2017CZ01rNCGF | CFL | All | SFm | 2017 | CZ01 | rNCGF | 0.99 | 1 | -0.0288 |  | 495 | 0.044 | -14.4 | 500 | 0.044 | FALSE | 0 | 1 | -0.0288 | 0.9 | Res-Iltg-dWatt-CFL-basis | SFm | 2017 | CZ01 | rNCGF | 495 | 0.044 | -14.4 | 500 | 0.044
CFLSFm2017CZ02rDXGF | CFL | All | SFm | 2017 | CZ02 | rDXGF | 1.04 | 1.878 | -0.0316 |  | 520 | 0.077 | -15.8 | 500 | 0.041 | FALSE | 0 | 1 | -0.0316 | 1 | Res-Iltg-dWatt-CFL-basis | SFm | 2017 | CZ02 | rDXGF | 520 | 0.077 | -15.8 | 500 | 0.041
CFLSFm2017CZ02rDXHP | CFL | All | SFm | 2017 | CZ02 | rDXHP | 0.824 | 2 | 0 |  | 412 | 0.082 | 0 | 500 | 0.041 | FALSE | 1 | 1 | 0 | 0.5 | Res-Iltg-dWatt-CFL-basis | SFm | 2017 | CZ02 | rDXHP | 412 | 0.082 | 0 | 500 | 0.041
CFLSFm2017CZ02rNCEH | CFL | All | SFm | 2017 | CZ02 | rNCEH | 0.546 | 1 | 0 |  | 273 | 0.04 | 0 | 500 | 0.041 | FALSE | 1 | 1 | 0 | 0.25 | Res-Iltg-dWatt-CFL-basis | SFm | 2017 | CZ02 | rNCEH | 273 | 0.04 | 0 | 500 | 0.041
CFLSFm2017CZ02rNCGF | CFL | All | SFm | 2017 | CZ02 | rNCGF | 0.984 | 1 | -0.0316 |  | 492 | 0.041 | -15.8 | 500 | 0.041 | FALSE | 0 | 1 | -0.0316 | 0.9 | Res-Iltg-dWatt-CFL-basis | SFm | 2017 | CZ02 | rNCGF | 492 | 0.041 | -15.8 | 500 | 0.041
CFLSFm2017CZ03rDXGF | CFL | All | SFm | 2017 | CZ03 | rDXGF | 1.016 | 1.75 | -0.026 |  | 508 | 0.07 | -13 | 500 | 0.04 | FALSE | 0 | 1 | -0.026 | 1 | Res-Iltg-dWatt-CFL-basis | SFm | 2017 | CZ03 | rDXGF | 508 | 0.07 | -13 | 500 | 0.04
CFLSFm2017CZ03rDXHP | CFL | All | SFm | 2017 | CZ03 | rDXHP | 0.862 | 1.875 | 0 |  | 431 | 0.075 | 0 | 500 | 0.04 | FALSE | 1 | 1 | 0 | 0.5 | Res-Iltg-dWatt-CFL-basis | SFm | 2017 | CZ03 | rDXHP | 431 | 0.075 | 0 | 500 | 0.04
CFLSFm2017CZ03rNCEH | CFL | All | SFm | 2017 | CZ03 | rNCEH | 0.664 | 1 | 0 |  | 332 | 0.04 | 0 | 500 | 0.04 | FALSE | 1 | 1 | 0 | 0.25 | Res-Iltg-dWatt-CFL-basis | SFm | 2017 | CZ03 | rNCEH | 332 | 0.04 | 0 | 500 | 0.04
CFLSFm2017CZ03rNCGF | CFL | All | SFm | 2017 | CZ03 | rNCGF | 0.99 | 1.025 | -0.026 |  | 495 | 0.041 | -13 | 500 | 0.04 | FALSE | 0 | 1 | -0.026 | 0.9 | Res-Iltg-dWatt-CFL-basis | SFm | 2017 | CZ03 | rNCGF | 495 | 0.041 | -13 | 500 | 0.04
CFLSFm2017CZ04rDXGF | CFL | All | SFm | 2017 | CZ04 | rDXGF | 1.058 | 1.7955 | -0.0268 |  | 529 | 0.079 | -13.4 | 500 | 0.044 | FALSE | 0 | 1 | -0.0268 | 1 | Res-Iltg-dWatt-CFL-basis | SFm | 2017 | CZ04 | rDXGF | 529 | 0.079 | -13.4 | 500 | 0.044
CFLSFm2017CZ04rDXHP | CFL | All | SFm | 2017 | CZ04 | rDXHP | 0.872 | 1.7727 | 0 |  | 436 | 0.078 | 0 | 500 | 0.044 | FALSE | 1 | 1 | 0 | 0.5 | Res-Iltg-dWatt-CFL-basis | SFm | 2017 | CZ04 | rDXHP | 436 | 0.078 | 0 | 500 | 0.044
CFLSFm2017CZ04rNCEH | CFL | All | SFm | 2017 | CZ04 | rNCEH | 0.622 | 1 | 0 |  | 311 | 0.044 | 0 | 500 | 0.044 | FALSE | 1 | 1 | 0 | 0.25 | Res-Iltg-dWatt-CFL-basis | SFm | 2017 | CZ04 | rNCEH | 311 | 0.044 | 0 | 500 | 0.044
CFLSFm2017CZ04rNCGF | CFL | All | SFm | 2017 | CZ04 | rNCGF | 0.988 | 1 | -0.0268 |  | 494 | 0.044 | -13.4 | 500 | 0.044 | FALSE | 0 | 1 | -0.0268 | 0.9 | Res-Iltg-dWatt-CFL-basis | SFm | 2017 | CZ04 | rNCGF | 494 | 0.044 | -13.4 | 500 | 0.044
CFLSFm2017CZ05rDXGF | CFL | All | SFm | 2017 | CZ05 | rDXGF | 1.012 | 1.7727 | -0.0316 |  | 506 | 0.078 | -15.8 | 500 | 0.044 | FALSE | 0 | 1 | -0.0316 | 1 | Res-Iltg-dWatt-CFL-basis | SFm | 2017 | CZ05 | rDXGF | 506 | 0.078 | -15.8 | 500 | 0.044
CFLSFm2017CZ05rDXHP | CFL | All | SFm | 2017 | CZ05 | rDXHP | 0.804 | 2 | 0 |  | 402 | 0.092 | 0 | 500 | 0.044 | FALSE | 1 | 1 | 0 | 0.5 | Res-Iltg-dWatt-CFL-basis | SFm | 2017 | CZ05 | rDXHP | 402 | 0.092 | 0 | 500 | 0.044
CFLSFm2017CZ05rNCEH | CFL | All | SFm | 2017 | CZ05 | rNCEH | 0.602 | 1 | 0 |  | 301 | 0.044 | 0 | 500 | 0.044 | FALSE | 1 | 1 | 0 | 0.25 | Res-Iltg-dWatt-CFL-basis | SFm | 2017 | CZ05 | rNCEH | 301 | 0.044 | 0 | 500 | 0.044
CFLSFm2017CZ05rNCGF | CFL | All | SFm | 2017 | CZ05 | rNCGF | 0.988 | 1.0227 | -0.0316 |  | 494 | 0.045 | -15.8 | 500 | 0.044 | FALSE | 0 | 1 | -0.0316 | 0.9 | Res-Iltg-dWatt-CFL-basis | SFm | 2017 | CZ05 | rNCGF | 494 | 0.045 | -15.8 | 500 | 0.044
CFLSFm2017CZ06rDXGF | CFL | All | SFm | 2017 | CZ06 | rDXGF | 1.05 | 1.5909 | -0.0254 |  | 525 | 0.07 | -12.7 | 500 | 0.044 | FALSE | 0 | 1 | -0.0254 | 1 | Res-Iltg-dWatt-CFL-basis | SFm | 2017 | CZ06 | rDXGF | 525 | 0.07 | -12.7 | 500 | 0.044
CFLSFm2017CZ06rDXHP | CFL | All | SFm | 2017 | CZ06 | rDXHP | 0.9 | 2 | 0 |  | 450 | 0.093 | 0 | 500 | 0.044 | FALSE | 1 | 1 | 0 | 0.5 | Res-Iltg-dWatt-CFL-basis | SFm | 2017 | CZ06 | rDXHP | 450 | 0.093 | 0 | 500 | 0.044
CFLSFm2017CZ06rNCEH | CFL | All | SFm | 2017 | CZ06 | rNCEH | 0.658 | 1 | 0 |  | 329 | 0.044 | 0 | 500 | 0.044 | FALSE | 1 | 1 | 0 | 0.25 | Res-Iltg-dWatt-CFL-basis | SFm | 2017 | CZ06 | rNCEH | 329 | 0.044 | 0 | 500 | 0.044
CFLSFm2017CZ06rNCGF | CFL | All | SFm | 2017 | CZ06 | rNCGF | 0.99 | 1 | -0.0254 |  | 495 | 0.044 | -12.7 | 500 | 0.044 | FALSE | 0 | 1 | -0.0254 | 0.9 | Res-Iltg-dWatt-CFL-basis | SFm | 2017 | CZ06 | rNCGF | 495 | 0.044 | -12.7 | 500 | 0.044
CFLSFm2017CZ07rDXGF | CFL | All | SFm | 2017 | CZ07 | rDXGF | 1.092 | 1.3182 | -0.01892 |  | 546 | 0.058 | -9.46 | 500 | 0.044 | FALSE | 0 | 1 | -0.01892 | 1 | Res-Iltg-dWatt-CFL-basis | SFm | 2017 | CZ07 | rDXGF | 546 | 0.058 | -9.46 | 500 | 0.044
CFLSFm2017CZ07rDXHP | CFL | All | SFm | 2017 | CZ07 | rDXHP | 1.002 | 1.5455 | 0 |  | 501 | 0.068 | 0 | 500 | 0.044 | FALSE | 1 | 1 | 0 | 0.5 | Res-Iltg-dWatt-CFL-basis | SFm | 2017 | CZ07 | rDXHP | 501 | 0.068 | 0 | 500 | 0.044
CFLSFm2017CZ07rNCEH | CFL | All | SFm | 2017 | CZ07 | rNCEH | 0.776 | 1.0227 | 0 |  | 388 | 0.045 | 0 | 500 | 0.044 | FALSE | 1 | 1 | 0 | 0.25 | Res-Iltg-dWatt-CFL-basis | SFm | 2017 | CZ07 | rNCEH | 388 | 0.045 | 0 | 500 | 0.044
CFLSFm2017CZ07rNCGF | CFL | All | SFm | 2017 | CZ07 | rNCGF | 0.994 | 1.0227 | -0.01898 |  | 497 | 0.045 | -9.49 | 500 | 0.044 | FALSE | 0 | 1 | -0.01898 | 0.9 | Res-Iltg-dWatt-CFL-basis | SFm | 2017 | CZ07 | rNCGF | 497 | 0.045 | -9.49 | 500 | 0.044
CFLSFm2017CZ08rDXGF | CFL | All | SFm | 2017 | CZ08 | rDXGF | 1.094 | 1.5 | -0.01638 |  | 547 | 0.066 | -8.19 | 500 | 0.044 | FALSE | 0 | 1 | -0.01638 | 1 | Res-Iltg-dWatt-CFL-basis | SFm | 2017 | CZ08 | rDXGF | 547 | 0.066 | -8.19 | 500 | 0.044
CFLSFm2017CZ08rDXHP | CFL | All | SFm | 2017 | CZ08 | rDXHP | 1.002 | 1.7273 | 0 |  | 501 | 0.076 | 0 | 500 | 0.044 | FALSE | 1 | 1 | 0 | 0.5 | Res-Iltg-dWatt-CFL-basis | SFm | 2017 | CZ08 | rDXHP | 501 | 0.076 | 0 | 500 | 0.044
CFLSFm2017CZ08rNCEH | CFL | All | SFm | 2017 | CZ08 | rNCEH | 0.822 | 1 | 0 |  | 411 | 0.044 | 0 | 500 | 0.044 | FALSE | 1 | 1 | 0 | 0.25 | Res-Iltg-dWatt-CFL-basis | SFm | 2017 | CZ08 | rNCEH | 411 | 0.044 | 0 | 500 | 0.044
CFLSFm2017CZ08rNCGF | CFL | All | SFm | 2017 | CZ08 | rNCGF | 1.036 | 1.0227 | -0.01636 |  | 518 | 0.045 | -8.18 | 500 | 0.044 | FALSE | 0 | 1 | -0.01636 | 0.9 | Res-Iltg-dWatt-CFL-basis | SFm | 2017 | CZ08 | rNCGF | 518 | 0.045 | -8.18 | 500 | 0.044
CFLSFm2017CZ09rDXGF | CFL | All | SFm | 2017 | CZ09 | rDXGF | 1.072 | 1.6364 | -0.0189 |  | 536 | 0.072 | -9.45 | 500 | 0.044 | FALSE | 0 | 1 | -0.0189 | 1 | Res-Iltg-dWatt-CFL-basis | SFm | 2017 | CZ09 | rDXGF | 536 | 0.072 | -9.45 | 500 | 0.044
CFLSFm2017CZ09rDXHP | CFL | All | SFm | 2017 | CZ09 | rDXHP | 0.962 | 1.7727 | 0 |  | 481 | 0.078 | 0 | 500 | 0.044 | FALSE | 1 | 1 | 0 | 0.5 | Res-Iltg-dWatt-CFL-basis | SFm | 2017 | CZ09 | rDXHP | 481 | 0.078 | 0 | 500 | 0.044
CFLSFm2017CZ09rNCEH | CFL | All | SFm | 2017 | CZ09 | rNCEH | 0.752 | 1 | 0 |  | 376 | 0.044 | 0 | 500 | 0.044 | FALSE | 1 | 1 | 0 | 0.25 | Res-Iltg-dWatt-CFL-basis | SFm | 2017 | CZ09 | rNCEH | 376 | 0.044 | 0 | 500 | 0.044
CFLSFm2017CZ09rNCGF | CFL | All | SFm | 2017 | CZ09 | rNCGF | 1.026 | 1 | -0.01888 |  | 513 | 0.044 | -9.44 | 500 | 0.044 | FALSE | 0 | 1 | -0.01888 | 0.9 | Res-Iltg-dWatt-CFL-basis | SFm | 2017 | CZ09 | rNCGF | 513 | 0.044 | -9.44 | 500 | 0.044
CFLSFm2017CZ10rDXGF | CFL | All | SFm | 2017 | CZ10 | rDXGF | 1.082 | 1.4545 | -0.0238 |  | 541 | 0.064 | -11.9 | 500 | 0.044 | FALSE | 0 | 1 | -0.0238 | 1 | Res-Iltg-dWatt-CFL-basis | SFm | 2017 | CZ10 | rDXGF | 541 | 0.064 | -11.9 | 500 | 0.044
CFLSFm2017CZ10rDXHP | CFL | All | SFm | 2017 | CZ10 | rDXHP | 0.942 | 1.6136 | 0 |  | 471 | 0.071 | 0 | 500 | 0.044 | FALSE | 1 | 1 | 0 | 0.5 | Res-Iltg-dWatt-CFL-basis | SFm | 2017 | CZ10 | rDXHP | 471 | 0.071 | 0 | 500 | 0.044
CFLSFm2017CZ10rNCEH | CFL | All | SFm | 2017 | CZ10 | rNCEH | 0.68 | 1 | 0 |  | 340 | 0.044 | 0 | 500 | 0.044 | FALSE | 1 | 1 | 0 | 0.25 | Res-Iltg-dWatt-CFL-basis | SFm | 2017 | CZ10 | rNCEH | 340 | 0.044 | 0 | 500 | 0.044
CFLSFm2017CZ10rNCGF | CFL | All | SFm | 2017 | CZ10 | rNCGF | 1.012 | 1.0227 | -0.024 |  | 506 | 0.045 | -12 | 500 | 0.044 | FALSE | 0 | 1 | -0.024 | 0.9 | Res-Iltg-dWatt-CFL-basis | SFm | 2017 | CZ10 | rNCGF | 506 | 0.045 | -12 | 500 | 0.044
CFLSFm2017CZ11rDXGF | CFL | All | SFm | 2017 | CZ11 | rDXGF | 1.082 | 1.5854 | -0.0246 |  | 541 | 0.065 | -12.3 | 500 | 0.041 | FALSE | 0 | 1 | -0.0246 | 1 | Res-Iltg-dWatt-CFL-basis | SFm | 2017 | CZ11 | rDXGF | 541 | 0.065 | -12.3 | 500 | 0.041
CFLSFm2017CZ11rDXHP | CFL | All | SFm | 2017 | CZ11 | rDXHP | 0.916 | 1.7073 | 0 |  | 458 | 0.07 | 0 | 500 | 0.041 | FALSE | 1 | 1 | 0 | 0.5 | Res-Iltg-dWatt-CFL-basis | SFm | 2017 | CZ11 | rDXHP | 458 | 0.07 | 0 | 500 | 0.041
CFLSFm2017CZ11rNCEH | CFL | All | SFm | 2017 | CZ11 | rNCEH | 0.66 | 1 | 0 |  | 330 | 0.041 | 0 | 500 | 0.041 | FALSE | 1 | 1 | 0 | 0.25 | Res-Iltg-dWatt-CFL-basis | SFm | 2017 | CZ11 | rNCEH | 330 | 0.041 | 0 | 500 | 0.041
CFLSFm2017CZ11rNCGF | CFL | All | SFm | 2017 | CZ11 | rNCGF | 1.01 | 1 | -0.0246 |  | 505 | 0.04 | -12.3 | 500 | 0.041 | FALSE | 0 | 1 | -0.0246 | 0.9 | Res-Iltg-dWatt-CFL-basis | SFm | 2017 | CZ11 | rNCGF | 505 | 0.04 | -12.3 | 500 | 0.041
CFLSFm2017CZ12rDXGF | CFL | All | SFm | 2017 | CZ12 | rDXGF | 1.052 | 1.5366 | -0.0242 |  | 526 | 0.063 | -12.1 | 500 | 0.041 | FALSE | 0 | 1 | -0.0242 | 1 | Res-Iltg-dWatt-CFL-basis | SFm | 2017 | CZ12 | rDXGF | 526 | 0.063 | -12.1 | 500 | 0.041
CFLSFm2017CZ12rDXHP | CFL | All | SFm | 2017 | CZ12 | rDXHP | 0.886 | 1.6829 | 0 |  | 443 | 0.069 | 0 | 500 | 0.041 | FALSE | 1 | 1 | 0 | 0.5 | Res-Iltg-dWatt-CFL-basis | SFm | 2017 | CZ12 | rDXHP | 443 | 0.069 | 0 | 500 | 0.041
CFLSFm2017CZ12rNCEH | CFL | All | SFm | 2017 | CZ12 | rNCEH | 0.65 | 1 | 0 |  | 325 | 0.04 | 0 | 500 | 0.041 | FALSE | 1 | 1 | 0 | 0.25 | Res-Iltg-dWatt-CFL-basis | SFm | 2017 | CZ12 | rNCEH | 325 | 0.04 | 0 | 500 | 0.041
CFLSFm2017CZ12rNCGF | CFL | All | SFm | 2017 | CZ12 | rNCGF | 1.018 | 1 | -0.0242 |  | 509 | 0.04 | -12.1 | 500 | 0.041 | FALSE | 0 | 1 | -0.0242 | 0.9 | Res-Iltg-dWatt-CFL-basis | SFm | 2017 | CZ12 | rNCGF | 509 | 0.04 | -12.1 | 500 | 0.041
CFLSFm2017CZ13rDXGF | CFL | All | SFm | 2017 | CZ13 | rDXGF | 1.098 | 1.4878 | -0.0222 |  | 549 | 0.061 | -11.1 | 500 | 0.041 | FALSE | 0 | 1 | -0.0222 | 1 | Res-Iltg-dWatt-CFL-basis | SFm | 2017 | CZ13 | rDXGF | 549 | 0.061 | -11.1 | 500 | 0.041
CFLSFm2017CZ13rDXHP | CFL | All | SFm | 2017 | CZ13 | rDXHP | 0.948 | 1.5854 | 0 |  | 474 | 0.065 | 0 | 500 | 0.041 | FALSE | 1 | 1 | 0 | 0.5 | Res-Iltg-dWatt-CFL-basis | SFm | 2017 | CZ13 | rDXHP | 474 | 0.065 | 0 | 500 | 0.041
CFLSFm2017CZ13rNCEH | CFL | All | SFm | 2017 | CZ13 | rNCEH | 0.692 | 1 | 0 |  | 346 | 0.041 | 0 | 500 | 0.041 | FALSE | 1 | 1 | 0 | 0.25 | Res-Iltg-dWatt-CFL-basis | SFm | 2017 | CZ13 | rNCEH | 346 | 0.041 | 0 | 500 | 0.041
CFLSFm2017CZ13rNCGF | CFL | All | SFm | 2017 | CZ13 | rNCGF | 1.02 | 1 | -0.0222 |  | 510 | 0.041 | -11.1 | 500 | 0.041 | FALSE | 0 | 1 | -0.0222 | 0.9 | Res-Iltg-dWatt-CFL-basis | SFm | 2017 | CZ13 | rNCGF | 510 | 0.041 | -11.1 | 500 | 0.041
CFLSFm2017CZ14rDXGF | CFL | All | SFm | 2017 | CZ14 | rDXGF | 1.106 | 1.3571 | -0.0276 |  | 553 | 0.057 | -13.8 | 500 | 0.042 | FALSE | 0 | 1 | -0.0276 | 1 | Res-Iltg-dWatt-CFL-basis | SFm | 2017 | CZ14 | rDXGF | 553 | 0.057 | -13.8 | 500 | 0.042
CFLSFm2017CZ14rDXHP | CFL | All | SFm | 2017 | CZ14 | rDXHP | 0.922 | 1.5238 | 0 |  | 461 | 0.064 | 0 | 500 | 0.042 | FALSE | 1 | 1 | 0 | 0.5 | Res-Iltg-dWatt-CFL-basis | SFm | 2017 | CZ14 | rDXHP | 461 | 0.064 | 0 | 500 | 0.042
CFLSFm2017CZ14rNCEH | CFL | All | SFm | 2017 | CZ14 | rNCEH | 0.636 | 1 | 0 |  | 318 | 0.042 | 0 | 500 | 0.042 | FALSE | 1 | 1 | 0 | 0.25 | Res-Iltg-dWatt-CFL-basis | SFm | 2017 | CZ14 | rNCEH | 318 | 0.042 | 0 | 500 | 0.042
CFLSFm2017CZ14rNCGF | CFL | All | SFm | 2017 | CZ14 | rNCGF | 1.016 | 1 | -0.0276 |  | 508 | 0.042 | -13.8 | 500 | 0.042 | FALSE | 0 | 1 | -0.0276 | 0.9 | Res-Iltg-dWatt-CFL-basis | SFm | 2017 | CZ14 | rNCGF | 508 | 0.042 | -13.8 | 500 | 0.042
CFLSFm2017CZ15rDXGF | CFL | All | SFm | 2017 | CZ15 | rDXGF | 1.174 | 1.4762 | -0.01206 |  | 587 | 0.062 | -6.03 | 500 | 0.042 | FALSE | 0 | 1 | -0.01206 | 1 | Res-Iltg-dWatt-CFL-basis | SFm | 2017 | CZ15 | rDXGF | 587 | 0.062 | -6.03 | 500 | 0.042
CFLSFm2017CZ15rDXHP | CFL | All | SFm | 2017 | CZ15 | rDXHP | 1.102 | 1.4524 | 0 |  | 551 | 0.061 | 0 | 500 | 0.042 | FALSE | 1 | 1 | 0 | 0.5 | Res-Iltg-dWatt-CFL-basis | SFm | 2017 | CZ15 | rDXHP | 551 | 0.061 | 0 | 500 | 0.042
CFLSFm2017CZ15rNCEH | CFL | All | SFm | 2017 | CZ15 | rNCEH | 0.826 | 1 | 0 |  | 413 | 0.042 | 0 | 500 | 0.042 | FALSE | 1 | 1 | 0 | 0.25 | Res-Iltg-dWatt-CFL-basis | SFm | 2017 | CZ15 | rNCEH | 413 | 0.042 | 0 | 500 | 0.042
CFLSFm2017CZ15rNCGF | CFL | All | SFm | 2017 | CZ15 | rNCGF | 1 | 1 | -0.01222 |  | 500 | 0.042 | -6.11 | 500 | 0.042 | FALSE | 0 | 1 | -0.01222 | 0.9 | Res-Iltg-dWatt-CFL-basis | SFm | 2017 | CZ15 | rNCGF | 500 | 0.042 | -6.11 | 500 | 0.042
CFLSFm2017CZ16rDXGF | CFL | All | SFm | 2017 | CZ16 | rDXGF | 1.022 | 1.675 | -0.0262 |  | 511 | 0.067 | -13.1 | 500 | 0.04 | FALSE | 0 | 1 | -0.0262 | 1 | Res-Iltg-dWatt-CFL-basis | SFm | 2017 | CZ16 | rDXGF | 511 | 0.067 | -13.1 | 500 | 0.04
CFLSFm2017CZ16rDXHP | CFL | All | SFm | 2017 | CZ16 | rDXHP | 0.772 | 1.8 | 0 |  | 386 | 0.072 | 0 | 500 | 0.04 | FALSE | 1 | 1 | 0 | 0.5 | Res-Iltg-dWatt-CFL-basis | SFm | 2017 | CZ16 | rDXHP | 386 | 0.072 | 0 | 500 | 0.04
CFLSFm2017CZ16rNCEH | CFL | All | SFm | 2017 | CZ16 | rNCEH | 0.628 | 1 | 0 |  | 314 | 0.04 | 0 | 500 | 0.04 | FALSE | 1 | 1 | 0 | 0.25 | Res-Iltg-dWatt-CFL-basis | SFm | 2017 | CZ16 | rNCEH | 314 | 0.04 | 0 | 500 | 0.04
CFLSFm2017CZ16rNCGF | CFL | All | SFm | 2017 | CZ16 | rNCGF | 0.992 | 1.025 | -0.0262 |  | 496 | 0.041 | -13.1 | 500 | 0.04 | FALSE | 0 | 1 | -0.0262 | 0.9 | Res-Iltg-dWatt-CFL-basis | SFm | 2017 | CZ16 | rNCGF | 496 | 0.041 | -13.1 | 500 | 0.04
CFLMFm1975CZ01rDXGF | CFL | All | MFm | 1975 | CZ01 | rDXGF | 1 | 1 | -0.03413 |  | 487 | 0.045 | -19.1 | 500 | 0.045 | FALSE | 0 | 1 | -0.03413 | 1 | Res-Iltg-dWatt-CFL-basis | MFm | 1975 | CZ01 | rDXGF | 487 | 0.045 | -19.1 | 500 | 0.045
CFLMFm1975CZ01rDXHP | CFL | All | MFm | 1975 | CZ01 | rDXHP | 0.686 | 1 | 0 |  | 343 | 0.045 | 0 | 500 | 0.045 | FALSE | 1 | 1 | 0 | 0.5 | Res-Iltg-dWatt-CFL-basis | MFm | 1975 | CZ01 | rDXHP | 343 | 0.045 | 0 | 500 | 0.045
CFLMFm1975CZ01rNCEH | CFL | All | MFm | 1975 | CZ01 | rNCEH | 0.288 | 1 | 0 |  | 144 | 0.044 | 0 | 500 | 0.045 | FALSE | 1 | 1 | 0 | 0.25 | Res-Iltg-dWatt-CFL-basis | MFm | 1975 | CZ01 | rNCEH | 144 | 0.044 | 0 | 500 | 0.045
CFLMFm1975CZ01rNCGF | CFL | All | MFm | 1975 | CZ01 | rNCGF | 0.976 | 1 | -0.03413 |  | 488 | 0.045 | -19.3 | 500 | 0.045 | FALSE | 0 | 1 | -0.03413 | 0.9 | Res-Iltg-dWatt-CFL-basis | MFm | 1975 | CZ01 | rNCGF | 488 | 0.045 | -19.3 | 500 | 0.045
CFLMFm1975CZ02rDXGF | CFL | All | MFm | 1975 | CZ02 | rDXGF | 1.044 | 2 | -0.0244 |  | 522 | 0.08 | -12.2 | 500 | 0.04 | FALSE | 0 | 1 | -0.0244 | 1 | Res-Iltg-dWatt-CFL-basis | MFm | 1975 | CZ02 | rDXGF | 522 | 0.08 | -12.2 | 500 | 0.04
CFLMFm1975CZ02rDXHP | CFL | All | MFm | 1975 | CZ02 | rDXHP | 0.838 | 2 | 0 |  | 419 | 0.08 | 0 | 500 | 0.04 | FALSE | 1 | 1 | 0 | 0.5 | Res-Iltg-dWatt-CFL-basis | MFm | 1975 | CZ02 | rDXHP | 419 | 0.08 | 0 | 500 | 0.04
CFLMFm1975CZ02rNCEH | CFL | All | MFm | 1975 | CZ02 | rNCEH | 0.538 | 1 | 0 |  | 269 | 0.04 | 0 | 500 | 0.04 | FALSE | 1 | 1 | 0 | 0.25 | Res-Iltg-dWatt-CFL-basis | MFm | 1975 | CZ02 | rNCEH | 269 | 0.04 | 0 | 500 | 0.04
CFLMFm1975CZ02rNCGF | CFL | All | MFm | 1975 | CZ02 | rNCGF | 0.992 | 1.025 | -0.0248 |  | 496 | 0.041 | -12.4 | 500 | 0.04 | FALSE | 0 | 1 | -0.0248 | 0.9 | Res-Iltg-dWatt-CFL-basis | MFm | 1975 | CZ02 | rNCGF | 496 | 0.041 | -12.4 | 500 | 0.04
CFLMFm1975CZ03rDXGF | CFL | All | MFm | 1975 | CZ03 | rDXGF | 1.01 | 1.35 | -0.0268 |  | 505 | 0.054 | -13.4 | 500 | 0.04 | FALSE | 0 | 1 | -0.0268 | 1 | Res-Iltg-dWatt-CFL-basis | MFm | 1975 | CZ03 | rDXGF | 505 | 0.054 | -13.4 | 500 | 0.04
CFLMFm1975CZ03rDXHP | CFL | All | MFm | 1975 | CZ03 | rDXHP | 0.816 | 1.3 | 0 |  | 408 | 0.052 | 0 | 500 | 0.04 | FALSE | 1 | 1 | 0 | 0.5 | Res-Iltg-dWatt-CFL-basis | MFm | 1975 | CZ03 | rDXHP | 408 | 0.052 | 0 | 500 | 0.04
CFLMFm1975CZ03rNCEH | CFL | All | MFm | 1975 | CZ03 | rNCEH | 0.502 | 1 | 0 |  | 251 | 0.04 | 0 | 500 | 0.04 | FALSE | 1 | 1 | 0 | 0.25 | Res-Iltg-dWatt-CFL-basis | MFm | 1975 | CZ03 | rNCEH | 251 | 0.04 | 0 | 500 | 0.04
CFLMFm1975CZ03rNCGF | CFL | All | MFm | 1975 | CZ03 | rNCGF | 0.986 | 1.025 | -0.0268 |  | 493 | 0.041 | -13.4 | 500 | 0.04 | FALSE | 0 | 1 | -0.0268 | 0.9 | Res-Iltg-dWatt-CFL-basis | MFm | 1975 | CZ03 | rNCGF | 493 | 0.041 | -13.4 | 500 | 0.04
CFLMFm1975CZ04rDXGF | CFL | All | MFm | 1975 | CZ04 | rDXGF | 1.052 | 1.8444 | -0.0216 |  | 526 | 0.083 | -10.8 | 500 | 0.045 | FALSE | 0 | 1 | -0.0216 | 1 | Res-Iltg-dWatt-CFL-basis | MFm | 1975 | CZ04 | rDXGF | 526 | 0.083 | -10.8 | 500 | 0.045
CFLMFm1975CZ04rDXHP | CFL | All | MFm | 1975 | CZ04 | rDXHP | 0.878 | 1.8444 | 0 |  | 439 | 0.083 | 0 | 500 | 0.045 | FALSE | 1 | 1 | 0 | 0.5 | Res-Iltg-dWatt-CFL-basis | MFm | 1975 | CZ04 | rDXHP | 439 | 0.083 | 0 | 500 | 0.045
CFLMFm1975CZ04rNCEH | CFL | All | MFm | 1975 | CZ04 | rNCEH | 0.598 | 1 | 0 |  | 299 | 0.045 | 0 | 500 | 0.045 | FALSE | 1 | 1 | 0 | 0.25 | Res-Iltg-dWatt-CFL-basis | MFm | 1975 | CZ04 | rNCEH | 299 | 0.045 | 0 | 500 | 0.045
CFLMFm1975CZ04rNCGF | CFL | All | MFm | 1975 | CZ04 | rNCGF | 0.994 | 1 | -0.0218 |  | 497 | 0.045 | -10.9 | 500 | 0.045 | FALSE | 0 | 1 | -0.0218 | 0.9 | Res-Iltg-dWatt-CFL-basis | MFm | 1975 | CZ04 | rNCGF | 497 | 0.045 | -10.9 | 500 | 0.045
CFLMFm1975CZ05rDXGF | CFL | All | MFm | 1975 | CZ05 | rDXGF | 1 | 1.0889 | -0.0328 |  | 495 | 0.049 | -16.4 | 500 | 0.045 | FALSE | 0 | 1 | -0.0328 | 1 | Res-Iltg-dWatt-CFL-basis | MFm | 1975 | CZ05 | rDXGF | 495 | 0.049 | -16.4 | 500 | 0.045
CFLMFm1975CZ05rDXHP | CFL | All | MFm | 1975 | CZ05 | rDXHP | 0.756 | 1.0667 | 0 |  | 378 | 0.048 | 0 | 500 | 0.045 | FALSE | 1 | 1 | 0 | 0.5 | Res-Iltg-dWatt-CFL-basis | MFm | 1975 | CZ05 | rDXHP | 378 | 0.048 | 0 | 500 | 0.045
CFLMFm1975CZ05rNCEH | CFL | All | MFm | 1975 | CZ05 | rNCEH | 0.388 | 1 | 0 |  | 194 | 0.045 | 0 | 500 | 0.045 | FALSE | 1 | 1 | 0 | 0.25 | Res-Iltg-dWatt-CFL-basis | MFm | 1975 | CZ05 | rNCEH | 194 | 0.045 | 0 | 500 | 0.045
CFLMFm1975CZ05rNCGF | CFL | All | MFm | 1975 | CZ05 | rNCGF | 0.984 | 1 | -0.033 |  | 492 | 0.045 | -16.5 | 500 | 0.045 | FALSE | 0 | 1 | -0.033 | 0.9 | Res-Iltg-dWatt-CFL-basis | MFm | 1975 | CZ05 | rNCGF | 492 | 0.045 | -16.5 | 500 | 0.045
CFLMFm1975CZ06rDXGF | CFL | All | MFm | 1975 | CZ06 | rDXGF | 1.084 | 1.6222 | -0.01918 |  | 542 | 0.073 | -9.59 | 500 | 0.045 | FALSE | 0 | 1 | -0.01918 | 1 | Res-Iltg-dWatt-CFL-basis | MFm | 1975 | CZ06 | rDXGF | 542 | 0.073 | -9.59 | 500 | 0.045
CFLMFm1975CZ06rDXHP | CFL | All | MFm | 1975 | CZ06 | rDXHP | 0.944 | 1.6889 | 0 |  | 472 | 0.076 | 0 | 500 | 0.045 | FALSE | 1 | 1 | 0 | 0.5 | Res-Iltg-dWatt-CFL-basis | MFm | 1975 | CZ06 | rDXHP | 472 | 0.076 | 0 | 500 | 0.045
CFLMFm1975CZ06rNCEH | CFL | All | MFm | 1975 | CZ06 | rNCEH | 0.65 | 1 | 0 |  | 325 | 0.044 | 0 | 500 | 0.045 | FALSE | 1 | 1 | 0 | 0.25 | Res-Iltg-dWatt-CFL-basis | MFm | 1975 | CZ06 | rNCEH | 325 | 0.044 | 0 | 500 | 0.045
CFLMFm1975CZ06rNCGF | CFL | All | MFm | 1975 | CZ06 | rNCGF | 0.998 | 1 | -0.01964 |  | 499 | 0.045 | -9.82 | 500 | 0.045 | FALSE | 0 | 1 | -0.01964 | 0.9 | Res-Iltg-dWatt-CFL-basis | MFm | 1975 | CZ06 | rNCGF | 499 | 0.045 | -9.82 | 500 | 0.045
CFLMFm1975CZ07rDXGF | CFL | All | MFm | 1975 | CZ07 | rDXGF | 1.078 | 1.4889 | -0.0151 |  | 539 | 0.067 | -7.55 | 500 | 0.045 | FALSE | 0 | 1 | -0.0151 | 1 | Res-Iltg-dWatt-CFL-basis | MFm | 1975 | CZ07 | rDXGF | 539 | 0.067 | -7.55 | 500 | 0.045
CFLMFm1975CZ07rDXHP | CFL | All | MFm | 1975 | CZ07 | rDXHP | 0.966 | 1.4444 | 0 |  | 483 | 0.065 | 0 | 500 | 0.045 | FALSE | 1 | 1 | 0 | 0.5 | Res-Iltg-dWatt-CFL-basis | MFm | 1975 | CZ07 | rDXHP | 483 | 0.065 | 0 | 500 | 0.045
CFLMFm1975CZ07rNCEH | CFL | All | MFm | 1975 | CZ07 | rNCEH | 0.73 | 1 | 0 |  | 365 | 0.045 | 0 | 500 | 0.045 | FALSE | 1 | 1 | 0 | 0.25 | Res-Iltg-dWatt-CFL-basis | MFm | 1975 | CZ07 | rNCEH | 365 | 0.045 | 0 | 500 | 0.045
CFLMFm1975CZ07rNCGF | CFL | All | MFm | 1975 | CZ07 | rNCGF | 1.002 | 1 | -0.01546 |  | 501 | 0.045 | -7.73 | 500 | 0.045 | FALSE | 0 | 1 | -0.01546 | 0.9 | Res-Iltg-dWatt-CFL-basis | MFm | 1975 | CZ07 | rNCGF | 501 | 0.045 | -7.73 | 500 | 0.045
CFLMFm1975CZ08rDXGF | CFL | All | MFm | 1975 | CZ08 | rDXGF | 1.106 | 1.8222 | -0.01528 |  | 553 | 0.082 | -7.64 | 500 | 0.045 | FALSE | 0 | 1 | -0.01528 | 1 | Res-Iltg-dWatt-CFL-basis | MFm | 1975 | CZ08 | rDXGF | 553 | 0.082 | -7.64 | 500 | 0.045
CFLMFm1975CZ08rDXHP | CFL | All | MFm | 1975 | CZ08 | rDXHP | 0.99 | 1.8889 | 0 |  | 495 | 0.085 | 0 | 500 | 0.045 | FALSE | 1 | 1 | 0 | 0.5 | Res-Iltg-dWatt-CFL-basis | MFm | 1975 | CZ08 | rDXHP | 495 | 0.085 | 0 | 500 | 0.045
CFLMFm1975CZ08rNCEH | CFL | All | MFm | 1975 | CZ08 | rNCEH | 0.718 | 1 | 0 |  | 359 | 0.044 | 0 | 500 | 0.045 | FALSE | 1 | 1 | 0 | 0.25 | Res-Iltg-dWatt-CFL-basis | MFm | 1975 | CZ08 | rNCEH | 359 | 0.044 | 0 | 500 | 0.045
CFLMFm1975CZ08rNCGF | CFL | All | MFm | 1975 | CZ08 | rNCGF | 1.002 | 1 | -0.01576 |  | 501 | 0.045 | -7.88 | 500 | 0.045 | FALSE | 0 | 1 | -0.01576 | 0.9 | Res-Iltg-dWatt-CFL-basis | MFm | 1975 | CZ08 | rNCGF | 501 | 0.045 | -7.88 | 500 | 0.045
CFLMFm1975CZ09rDXGF | CFL | All | MFm | 1975 | CZ09 | rDXGF | 1.136 | 1.5333 | -0.01712 |  | 568 | 0.069 | -8.56 | 500 | 0.045 | FALSE | 0 | 1 | -0.01712 | 1 | Res-Iltg-dWatt-CFL-basis | MFm | 1975 | CZ09 | rDXGF | 568 | 0.069 | -8.56 | 500 | 0.045
CFLMFm1975CZ09rDXHP | CFL | All | MFm | 1975 | CZ09 | rDXHP | 1.012 | 1.5333 | 0 |  | 506 | 0.069 | 0 | 500 | 0.045 | FALSE | 1 | 1 | 0 | 0.5 | Res-Iltg-dWatt-CFL-basis | MFm | 1975 | CZ09 | rDXHP | 506 | 0.069 | 0 | 500 | 0.045
CFLMFm1975CZ09rNCEH | CFL | All | MFm | 1975 | CZ09 | rNCEH | 0.684 | 1 | 0 |  | 342 | 0.044 | 0 | 500 | 0.045 | FALSE | 1 | 1 | 0 | 0.25 | Res-Iltg-dWatt-CFL-basis | MFm | 1975 | CZ09 | rNCEH | 342 | 0.044 | 0 | 500 | 0.045
CFLMFm1975CZ09rNCGF | CFL | All | MFm | 1975 | CZ09 | rNCGF | 0.998 | 1 | -0.01762 |  | 499 | 0.045 | -8.81 | 500 | 0.045 | FALSE | 0 | 1 | -0.01762 | 0.9 | Res-Iltg-dWatt-CFL-basis | MFm | 1975 | CZ09 | rNCGF | 499 | 0.045 | -8.81 | 500 | 0.045
CFLMFm1975CZ10rDXGF | CFL | All | MFm | 1975 | CZ10 | rDXGF | 1.108 | 1.9556 | -0.01892 |  | 554 | 0.088 | -9.46 | 500 | 0.045 | FALSE | 0 | 1 | -0.01892 | 1 | Res-Iltg-dWatt-CFL-basis | MFm | 1975 | CZ10 | rDXGF | 554 | 0.088 | -9.46 | 500 | 0.045
CFLMFm1975CZ10rDXHP | CFL | All | MFm | 1975 | CZ10 | rDXHP | 0.964 | 1.9111 | 0 |  | 482 | 0.086 | 0 | 500 | 0.045 | FALSE | 1 | 1 | 0 | 0.5 | Res-Iltg-dWatt-CFL-basis | MFm | 1975 | CZ10 | rDXHP | 482 | 0.086 | 0 | 500 | 0.045
CFLMFm1975CZ10rNCEH | CFL | All | MFm | 1975 | CZ10 | rNCEH | 0.638 | 1 | 0 |  | 319 | 0.045 | 0 | 500 | 0.045 | FALSE | 1 | 1 | 0 | 0.25 | Res-Iltg-dWatt-CFL-basis | MFm | 1975 | CZ10 | rNCEH | 319 | 0.045 | 0 | 500 | 0.045
CFLMFm1975CZ10rNCGF | CFL | All | MFm | 1975 | CZ10 | rNCGF | 0.998 | 1 | -0.01932 |  | 499 | 0.045 | -9.66 | 500 | 0.045 | FALSE | 0 | 1 | -0.01932 | 0.9 | Res-Iltg-dWatt-CFL-basis | MFm | 1975 | CZ10 | rNCGF | 499 | 0.045 | -9.66 | 500 | 0.045
CFLMFm1975CZ11rDXGF | CFL | All | MFm | 1975 | CZ11 | rDXGF | 1.104 | 1.8 | -0.0216 |  | 552 | 0.072 | -10.8 | 500 | 0.04 | FALSE | 0 | 1 | -0.0216 | 1 | Res-Iltg-dWatt-CFL-basis | MFm | 1975 | CZ11 | rDXGF | 552 | 0.072 | -10.8 | 500 | 0.04
CFLMFm1975CZ11rDXHP | CFL | All | MFm | 1975 | CZ11 | rDXHP | 0.934 | 1.875 | 0 |  | 467 | 0.075 | 0 | 500 | 0.04 | FALSE | 1 | 1 | 0 | 0.5 | Res-Iltg-dWatt-CFL-basis | MFm | 1975 | CZ11 | rDXHP | 467 | 0.075 | 0 | 500 | 0.04
CFLMFm1975CZ11rNCEH | CFL | All | MFm | 1975 | CZ11 | rNCEH | 0.602 | 1.025 | 0 |  | 301 | 0.041 | 0 | 500 | 0.04 | FALSE | 1 | 1 | 0 | 0.25 | Res-Iltg-dWatt-CFL-basis | MFm | 1975 | CZ11 | rNCEH | 301 | 0.041 | 0 | 500 | 0.04
CFLMFm1975CZ11rNCGF | CFL | All | MFm | 1975 | CZ11 | rNCGF | 0.996 | 1.025 | -0.022 |  | 498 | 0.041 | -11 | 500 | 0.04 | FALSE | 0 | 1 | -0.022 | 0.9 | Res-Iltg-dWatt-CFL-basis | MFm | 1975 | CZ11 | rNCGF | 498 | 0.041 | -11 | 500 | 0.04
CFLMFm1975CZ12rDXGF | CFL | All | MFm | 1975 | CZ12 | rDXGF | 1.078 | 1.875 | -0.0234 |  | 539 | 0.075 | -11.7 | 500 | 0.04 | FALSE | 0 | 1 | -0.0234 | 1 | Res-Iltg-dWatt-CFL-basis | MFm | 1975 | CZ12 | rDXGF | 539 | 0.075 | -11.7 | 500 | 0.04
CFLMFm1975CZ12rDXHP | CFL | All | MFm | 1975 | CZ12 | rDXHP | 0.89 | 1.85 | 0 |  | 445 | 0.074 | 0 | 500 | 0.04 | FALSE | 1 | 1 | 0 | 0.5 | Res-Iltg-dWatt-CFL-basis | MFm | 1975 | CZ12 | rDXHP | 445 | 0.074 | 0 | 500 | 0.04
CFLMFm1975CZ12rNCEH | CFL | All | MFm | 1975 | CZ12 | rNCEH | 0.558 | 1.025 | 0 |  | 279 | 0.041 | 0 | 500 | 0.04 | FALSE | 1 | 1 | 0 | 0.25 | Res-Iltg-dWatt-CFL-basis | MFm | 1975 | CZ12 | rNCEH | 279 | 0.041 | 0 | 500 | 0.04
CFLMFm1975CZ12rNCGF | CFL | All | MFm | 1975 | CZ12 | rNCGF | 0.994 | 1.025 | -0.0236 |  | 497 | 0.041 | -11.8 | 500 | 0.04 | FALSE | 0 | 1 | -0.0236 | 0.9 | Res-Iltg-dWatt-CFL-basis | MFm | 1975 | CZ12 | rNCGF | 497 | 0.041 | -11.8 | 500 | 0.04
CFLMFm1975CZ13rDXGF | CFL | All | MFm | 1975 | CZ13 | rDXGF | 1.13 | 1.825 | -0.021 |  | 565 | 0.073 | -10.5 | 500 | 0.04 | FALSE | 0 | 1 | -0.021 | 1 | Res-Iltg-dWatt-CFL-basis | MFm | 1975 | CZ13 | rDXGF | 565 | 0.073 | -10.5 | 500 | 0.04
CFLMFm1975CZ13rDXHP | CFL | All | MFm | 1975 | CZ13 | rDXHP | 0.968 | 1.85 | 0 |  | 484 | 0.074 | 0 | 500 | 0.04 | FALSE | 1 | 1 | 0 | 0.5 | Res-Iltg-dWatt-CFL-basis | MFm | 1975 | CZ13 | rDXHP | 484 | 0.074 | 0 | 500 | 0.04
CFLMFm1975CZ13rNCEH | CFL | All | MFm | 1975 | CZ13 | rNCEH | 0.608 | 1.025 | 0 |  | 304 | 0.041 | 0 | 500 | 0.04 | FALSE | 1 | 1 | 0 | 0.25 | Res-Iltg-dWatt-CFL-basis | MFm | 1975 | CZ13 | rNCEH | 304 | 0.041 | 0 | 500 | 0.04
CFLMFm1975CZ13rNCGF | CFL | All | MFm | 1975 | CZ13 | rNCGF | 0.996 | 1.025 | -0.0214 |  | 498 | 0.041 | -10.7 | 500 | 0.04 | FALSE | 0 | 1 | -0.0214 | 0.9 | Res-Iltg-dWatt-CFL-basis | MFm | 1975 | CZ13 | rNCGF | 498 | 0.041 | -10.7 | 500 | 0.04
CFLMFm1975CZ14rDXGF | CFL | All | MFm | 1975 | CZ14 | rDXGF | 1.13 | 1.4762 | -0.022 |  | 565 | 0.062 | -11 | 500 | 0.042 | FALSE | 0 | 1 | -0.022 | 1 | Res-Iltg-dWatt-CFL-basis | MFm | 1975 | CZ14 | rDXGF | 565 | 0.062 | -11 | 500 | 0.042
CFLMFm1975CZ14rDXHP | CFL | All | MFm | 1975 | CZ14 | rDXHP | 0.952 | 1.5952 | 0 |  | 476 | 0.067 | 0 | 500 | 0.042 | FALSE | 1 | 1 | 0 | 0.5 | Res-Iltg-dWatt-CFL-basis | MFm | 1975 | CZ14 | rDXHP | 476 | 0.067 | 0 | 500 | 0.042
CFLMFm1975CZ14rNCEH | CFL | All | MFm | 1975 | CZ14 | rNCEH | 0.604 | 1.0238 | 0 |  | 302 | 0.043 | 0 | 500 | 0.042 | FALSE | 1 | 1 | 0 | 0.25 | Res-Iltg-dWatt-CFL-basis | MFm | 1975 | CZ14 | rNCEH | 302 | 0.043 | 0 | 500 | 0.042
CFLMFm1975CZ14rNCGF | CFL | All | MFm | 1975 | CZ14 | rNCGF | 0.994 | 1.0238 | -0.0224 |  | 497 | 0.043 | -11.2 | 500 | 0.042 | FALSE | 0 | 1 | -0.0224 | 0.9 | Res-Iltg-dWatt-CFL-basis | MFm | 1975 | CZ14 | rNCGF | 497 | 0.043 | -11.2 | 500 | 0.042
CFLMFm1975CZ15rDXGF | CFL | All | MFm | 1975 | CZ15 | rDXGF | 1.228 | 1.5714 | -0.0088 |  | 614 | 0.066 | -4.4 | 500 | 0.042 | FALSE | 0 | 1 | -0.0088 | 1 | Res-Iltg-dWatt-CFL-basis | MFm | 1975 | CZ15 | rDXGF | 614 | 0.066 | -4.4 | 500 | 0.042
CFLMFm1975CZ15rDXHP | CFL | All | MFm | 1975 | CZ15 | rDXHP | 1.178 | 1.6667 | 0 |  | 589 | 0.07 | 0 | 500 | 0.042 | FALSE | 1 | 1 | 0 | 0.5 | Res-Iltg-dWatt-CFL-basis | MFm | 1975 | CZ15 | rDXHP | 589 | 0.07 | 0 | 500 | 0.042
CFLMFm1975CZ15rNCEH | CFL | All | MFm | 1975 | CZ15 | rNCEH | 0.836 | 1 | 0 |  | 418 | 0.042 | 0 | 500 | 0.042 | FALSE | 1 | 1 | 0 | 0.25 | Res-Iltg-dWatt-CFL-basis | MFm | 1975 | CZ15 | rNCEH | 418 | 0.042 | 0 | 500 | 0.042
CFLMFm1975CZ15rNCGF | CFL | All | MFm | 1975 | CZ15 | rNCGF | 1.004 | 1.0238 | -0.00942 |  | 502 | 0.043 | -4.71 | 500 | 0.042 | FALSE | 0 | 1 | -0.00942 | 0.9 | Res-Iltg-dWatt-CFL-basis | MFm | 1975 | CZ15 | rNCGF | 502 | 0.043 | -4.71 | 500 | 0.042
CFLMFm1975CZ16rDXGF | CFL | All | MFm | 1975 | CZ16 | rDXGF | 1.068 | 1.575 | -0.0256 |  | 534 | 0.063 | -12.8 | 500 | 0.04 | FALSE | 0 | 1 | -0.0256 | 1 | Res-Iltg-dWatt-CFL-basis | MFm | 1975 | CZ16 | rDXGF | 534 | 0.063 | -12.8 | 500 | 0.04
CFLMFm1975CZ16rDXHP | CFL | All | MFm | 1975 | CZ16 | rDXHP | 0.802 | 1.55 | 0 |  | 401 | 0.062 | 0 | 500 | 0.04 | FALSE | 1 | 1 | 0 | 0.5 | Res-Iltg-dWatt-CFL-basis | MFm | 1975 | CZ16 | rDXHP | 401 | 0.062 | 0 | 500 | 0.04
CFLMFm1975CZ16rNCEH | CFL | All | MFm | 1975 | CZ16 | rNCEH | 0.522 | 1.025 | 0 |  | 261 | 0.041 | 0 | 500 | 0.04 | FALSE | 1 | 1 | 0 | 0.25 | Res-Iltg-dWatt-CFL-basis | MFm | 1975 | CZ16 | rNCEH | 261 | 0.041 | 0 | 500 | 0.04
CFLMFm1975CZ16rNCGF | CFL | All | MFm | 1975 | CZ16 | rNCGF | 0.992 | 1.025 | -0.026 |  | 496 | 0.041 | -13 | 500 | 0.04 | FALSE | 0 | 1 | -0.026 | 0.9 | Res-Iltg-dWatt-CFL-basis | MFm | 1975 | CZ16 | rNCGF | 496 | 0.041 | -13 | 500 | 0.04
CFLMFm1985CZ01rDXGF | CFL | All | MFm | 1985 | CZ01 | rDXGF | 1 | 1 | -0.03413 |  | 486 | 0.044 | -20.6 | 500 | 0.044 | FALSE | 0 | 1 | -0.03413 | 1 | Res-Iltg-dWatt-CFL-basis | MFm | 1985 | CZ01 | rDXGF | 486 | 0.044 | -20.6 | 500 | 0.044
CFLMFm1985CZ01rDXHP | CFL | All | MFm | 1985 | CZ01 | rDXHP | 0.664 | 1 | 0 |  | 332 | 0.044 | 0 | 500 | 0.044 | FALSE | 1 | 1 | 0 | 0.5 | Res-Iltg-dWatt-CFL-basis | MFm | 1985 | CZ01 | rDXHP | 332 | 0.044 | 0 | 500 | 0.044
CFLMFm1985CZ01rNCEH | CFL | All | MFm | 1985 | CZ01 | rNCEH | 0.25 | 1 | 0 |  | 113 | 0.043 | 0 | 500 | 0.044 | FALSE | 1 | 1 | 0 | 0.25 | Res-Iltg-dWatt-CFL-basis | MFm | 1985 | CZ01 | rNCEH | 113 | 0.043 | 0 | 500 | 0.044
CFLMFm1985CZ01rNCGF | CFL | All | MFm | 1985 | CZ01 | rNCGF | 0.974 | 1 | -0.03413 |  | 487 | 0.044 | -20.7 | 500 | 0.044 | FALSE | 0 | 1 | -0.03413 | 0.9 | Res-Iltg-dWatt-CFL-basis | MFm | 1985 | CZ01 | rNCGF | 487 | 0.044 | -20.7 | 500 | 0.044
CFLMFm1985CZ02rDXGF | CFL | All | MFm | 1985 | CZ02 | rDXGF | 1.046 | 1.975 | -0.0246 |  | 523 | 0.079 | -12.3 | 500 | 0.04 | FALSE | 0 | 1 | -0.0246 | 1 | Res-Iltg-dWatt-CFL-basis | MFm | 1985 | CZ02 | rDXGF | 523 | 0.079 | -12.3 | 500 | 0.04
CFLMFm1985CZ02rDXHP | CFL | All | MFm | 1985 | CZ02 | rDXHP | 0.856 | 2 | 0 |  | 428 | 0.085 | 0 | 500 | 0.04 | FALSE | 1 | 1 | 0 | 0.5 | Res-Iltg-dWatt-CFL-basis | MFm | 1985 | CZ02 | rDXHP | 428 | 0.085 | 0 | 500 | 0.04
CFLMFm1985CZ02rNCEH | CFL | All | MFm | 1985 | CZ02 | rNCEH | 0.54 | 1.025 | 0 |  | 270 | 0.041 | 0 | 500 | 0.04 | FALSE | 1 | 1 | 0 | 0.25 | Res-Iltg-dWatt-CFL-basis | MFm | 1985 | CZ02 | rNCEH | 270 | 0.041 | 0 | 500 | 0.04
CFLMFm1985CZ02rNCGF | CFL | All | MFm | 1985 | CZ02 | rNCGF | 0.992 | 1.025 | -0.025 |  | 496 | 0.041 | -12.5 | 500 | 0.04 | FALSE | 0 | 1 | -0.025 | 0.9 | Res-Iltg-dWatt-CFL-basis | MFm | 1985 | CZ02 | rNCGF | 496 | 0.041 | -12.5 | 500 | 0.04
CFLMFm1985CZ03rDXGF | CFL | All | MFm | 1985 | CZ03 | rDXGF | 1.006 | 1.325 | -0.0274 |  | 503 | 0.053 | -13.7 | 500 | 0.04 | FALSE | 0 | 1 | -0.0274 | 1 | Res-Iltg-dWatt-CFL-basis | MFm | 1985 | CZ03 | rDXGF | 503 | 0.053 | -13.7 | 500 | 0.04
CFLMFm1985CZ03rDXHP | CFL | All | MFm | 1985 | CZ03 | rDXHP | 0.818 | 1.35 | 0 |  | 409 | 0.054 | 0 | 500 | 0.04 | FALSE | 1 | 1 | 0 | 0.5 | Res-Iltg-dWatt-CFL-basis | MFm | 1985 | CZ03 | rDXHP | 409 | 0.054 | 0 | 500 | 0.04
CFLMFm1985CZ03rNCEH | CFL | All | MFm | 1985 | CZ03 | rNCEH | 0.494 | 1 | 0 |  | 247 | 0.04 | 0 | 500 | 0.04 | FALSE | 1 | 1 | 0 | 0.25 | Res-Iltg-dWatt-CFL-basis | MFm | 1985 | CZ03 | rNCEH | 247 | 0.04 | 0 | 500 | 0.04
CFLMFm1985CZ03rNCGF | CFL | All | MFm | 1985 | CZ03 | rNCGF | 0.986 | 1.025 | -0.0276 |  | 493 | 0.041 | -13.8 | 500 | 0.04 | FALSE | 0 | 1 | -0.0276 | 0.9 | Res-Iltg-dWatt-CFL-basis | MFm | 1985 | CZ03 | rNCGF | 493 | 0.041 | -13.8 | 500 | 0.04
CFLMFm1985CZ04rDXGF | CFL | All | MFm | 1985 | CZ04 | rDXGF | 1.038 | 1.7045 | -0.0208 |  | 519 | 0.075 | -10.4 | 500 | 0.044 | FALSE | 0 | 1 | -0.0208 | 1 | Res-Iltg-dWatt-CFL-basis | MFm | 1985 | CZ04 | rDXGF | 519 | 0.075 | -10.4 | 500 | 0.044
CFLMFm1985CZ04rDXHP | CFL | All | MFm | 1985 | CZ04 | rDXHP | 0.868 | 1.6591 | 0 |  | 434 | 0.073 | 0 | 500 | 0.044 | FALSE | 1 | 1 | 0 | 0.5 | Res-Iltg-dWatt-CFL-basis | MFm | 1985 | CZ04 | rDXHP | 434 | 0.073 | 0 | 500 | 0.044
CFLMFm1985CZ04rNCEH | CFL | All | MFm | 1985 | CZ04 | rNCEH | 0.61 | 1 | 0 |  | 305 | 0.044 | 0 | 500 | 0.044 | FALSE | 1 | 1 | 0 | 0.25 | Res-Iltg-dWatt-CFL-basis | MFm | 1985 | CZ04 | rNCEH | 305 | 0.044 | 0 | 500 | 0.044
CFLMFm1985CZ04rNCGF | CFL | All | MFm | 1985 | CZ04 | rNCGF | 0.994 | 1.0227 | -0.021 |  | 497 | 0.045 | -10.5 | 500 | 0.044 | FALSE | 0 | 1 | -0.021 | 0.9 | Res-Iltg-dWatt-CFL-basis | MFm | 1985 | CZ04 | rNCGF | 497 | 0.045 | -10.5 | 500 | 0.044
CFLMFm1985CZ05rDXGF | CFL | All | MFm | 1985 | CZ05 | rDXGF | 1 | 1.4091 | -0.0314 |  | 500 | 0.062 | -15.7 | 500 | 0.044 | FALSE | 0 | 1 | -0.0314 | 1 | Res-Iltg-dWatt-CFL-basis | MFm | 1985 | CZ05 | rDXGF | 500 | 0.062 | -15.7 | 500 | 0.044
CFLMFm1985CZ05rDXHP | CFL | All | MFm | 1985 | CZ05 | rDXHP | 0.774 | 1.3864 | 0 |  | 387 | 0.061 | 0 | 500 | 0.044 | FALSE | 1 | 1 | 0 | 0.5 | Res-Iltg-dWatt-CFL-basis | MFm | 1985 | CZ05 | rDXHP | 387 | 0.061 | 0 | 500 | 0.044
CFLMFm1985CZ05rNCEH | CFL | All | MFm | 1985 | CZ05 | rNCEH | 0.422 | 1 | 0 |  | 211 | 0.044 | 0 | 500 | 0.044 | FALSE | 1 | 1 | 0 | 0.25 | Res-Iltg-dWatt-CFL-basis | MFm | 1985 | CZ05 | rNCEH | 211 | 0.044 | 0 | 500 | 0.044
CFLMFm1985CZ05rNCGF | CFL | All | MFm | 1985 | CZ05 | rNCGF | 0.986 | 1.0227 | -0.0318 |  | 493 | 0.045 | -15.9 | 500 | 0.044 | FALSE | 0 | 1 | -0.0318 | 0.9 | Res-Iltg-dWatt-CFL-basis | MFm | 1985 | CZ05 | rNCGF | 493 | 0.045 | -15.9 | 500 | 0.044
CFLMFm1985CZ06rDXGF | CFL | All | MFm | 1985 | CZ06 | rDXGF | 1.064 | 1.8182 | -0.01898 |  | 532 | 0.08 | -9.49 | 500 | 0.044 | FALSE | 0 | 1 | -0.01898 | 1 | Res-Iltg-dWatt-CFL-basis | MFm | 1985 | CZ06 | rDXGF | 532 | 0.08 | -9.49 | 500 | 0.044
CFLMFm1985CZ06rDXHP | CFL | All | MFm | 1985 | CZ06 | rDXHP | 0.922 | 1.9091 | 0 |  | 461 | 0.084 | 0 | 500 | 0.044 | FALSE | 1 | 1 | 0 | 0.5 | Res-Iltg-dWatt-CFL-basis | MFm | 1985 | CZ06 | rDXHP | 461 | 0.084 | 0 | 500 | 0.044
CFLMFm1985CZ06rNCEH | CFL | All | MFm | 1985 | CZ06 | rNCEH | 0.66 | 1 | 0 |  | 330 | 0.044 | 0 | 500 | 0.044 | FALSE | 1 | 1 | 0 | 0.25 | Res-Iltg-dWatt-CFL-basis | MFm | 1985 | CZ06 | rNCEH | 330 | 0.044 | 0 | 500 | 0.044
CFLMFm1985CZ06rNCGF | CFL | All | MFm | 1985 | CZ06 | rNCGF | 0.998 | 1.0227 | -0.01932 |  | 499 | 0.045 | -9.66 | 500 | 0.044 | FALSE | 0 | 1 | -0.01932 | 0.9 | Res-Iltg-dWatt-CFL-basis | MFm | 1985 | CZ06 | rNCGF | 499 | 0.045 | -9.66 | 500 | 0.044
CFLMFm1985CZ07rDXGF | CFL | All | MFm | 1985 | CZ07 | rDXGF | 1.064 | 1.5227 | -0.01644 |  | 532 | 0.067 | -8.22 | 500 | 0.044 | FALSE | 0 | 1 | -0.01644 | 1 | Res-Iltg-dWatt-CFL-basis | MFm | 1985 | CZ07 | rDXGF | 532 | 0.067 | -8.22 | 500 | 0.044
CFLMFm1985CZ07rDXHP | CFL | All | MFm | 1985 | CZ07 | rDXHP | 0.944 | 1.4773 | 0 |  | 472 | 0.065 | 0 | 500 | 0.044 | FALSE | 1 | 1 | 0 | 0.5 | Res-Iltg-dWatt-CFL-basis | MFm | 1985 | CZ07 | rDXHP | 472 | 0.065 | 0 | 500 | 0.044
CFLMFm1985CZ07rNCEH | CFL | All | MFm | 1985 | CZ07 | rNCEH | 0.71 | 1 | 0 |  | 355 | 0.044 | 0 | 500 | 0.044 | FALSE | 1 | 1 | 0 | 0.25 | Res-Iltg-dWatt-CFL-basis | MFm | 1985 | CZ07 | rNCEH | 355 | 0.044 | 0 | 500 | 0.044
CFLMFm1985CZ07rNCGF | CFL | All | MFm | 1985 | CZ07 | rNCGF | 1 | 1.0227 | -0.01688 |  | 500 | 0.045 | -8.44 | 500 | 0.044 | FALSE | 0 | 1 | -0.01688 | 0.9 | Res-Iltg-dWatt-CFL-basis | MFm | 1985 | CZ07 | rNCGF | 500 | 0.045 | -8.44 | 500 | 0.044
CFLMFm1985CZ08rDXGF | CFL | All | MFm | 1985 | CZ08 | rDXGF | 1.118 | 1.8182 | -0.01646 |  | 559 | 0.08 | -8.23 | 500 | 0.044 | FALSE | 0 | 1 | -0.01646 | 1 | Res-Iltg-dWatt-CFL-basis | MFm | 1985 | CZ08 | rDXGF | 559 | 0.08 | -8.23 | 500 | 0.044
CFLMFm1985CZ08rDXHP | CFL | All | MFm | 1985 | CZ08 | rDXHP | 0.99 | 1.8182 | 0 |  | 495 | 0.08 | 0 | 500 | 0.044 | FALSE | 1 | 1 | 0 | 0.5 | Res-Iltg-dWatt-CFL-basis | MFm | 1985 | CZ08 | rDXHP | 495 | 0.08 | 0 | 500 | 0.044
CFLMFm1985CZ08rNCEH | CFL | All | MFm | 1985 | CZ08 | rNCEH | 0.696 | 1 | 0 |  | 348 | 0.044 | 0 | 500 | 0.044 | FALSE | 1 | 1 | 0 | 0.25 | Res-Iltg-dWatt-CFL-basis | MFm | 1985 | CZ08 | rNCEH | 348 | 0.044 | 0 | 500 | 0.044
CFLMFm1985CZ08rNCGF | CFL | All | MFm | 1985 | CZ08 | rNCGF | 1 | 1.0227 | -0.01706 |  | 500 | 0.045 | -8.53 | 500 | 0.044 | FALSE | 0 | 1 | -0.01706 | 0.9 | Res-Iltg-dWatt-CFL-basis | MFm | 1985 | CZ08 | rNCGF | 500 | 0.045 | -8.53 | 500 | 0.044
CFLMFm1985CZ09rDXGF | CFL | All | MFm | 1985 | CZ09 | rDXGF | 1.138 | 1.5455 | -0.0184 |  | 569 | 0.068 | -9.2 | 500 | 0.044 | FALSE | 0 | 1 | -0.0184 | 1 | Res-Iltg-dWatt-CFL-basis | MFm | 1985 | CZ09 | rDXGF | 569 | 0.068 | -9.2 | 500 | 0.044
CFLMFm1985CZ09rDXHP | CFL | All | MFm | 1985 | CZ09 | rDXHP | 1.006 | 1.5909 | 0 |  | 503 | 0.07 | 0 | 500 | 0.044 | FALSE | 1 | 1 | 0 | 0.5 | Res-Iltg-dWatt-CFL-basis | MFm | 1985 | CZ09 | rDXHP | 503 | 0.07 | 0 | 500 | 0.044
CFLMFm1985CZ09rNCEH | CFL | All | MFm | 1985 | CZ09 | rNCEH | 0.664 | 1 | 0 |  | 332 | 0.044 | 0 | 500 | 0.044 | FALSE | 1 | 1 | 0 | 0.25 | Res-Iltg-dWatt-CFL-basis | MFm | 1985 | CZ09 | rNCEH | 332 | 0.044 | 0 | 500 | 0.044
CFLMFm1985CZ09rNCGF | CFL | All | MFm | 1985 | CZ09 | rNCGF | 0.996 | 1 | -0.01896 |  | 498 | 0.044 | -9.48 | 500 | 0.044 | FALSE | 0 | 1 | -0.01896 | 0.9 | Res-Iltg-dWatt-CFL-basis | MFm | 1985 | CZ09 | rNCGF | 498 | 0.044 | -9.48 | 500 | 0.044
CFLMFm1985CZ10rDXGF | CFL | All | MFm | 1985 | CZ10 | rDXGF | 1.116 | 1.7727 | -0.0192 |  | 558 | 0.078 | -9.6 | 500 | 0.044 | FALSE | 0 | 1 | -0.0192 | 1 | Res-Iltg-dWatt-CFL-basis | MFm | 1985 | CZ10 | rDXGF | 558 | 0.078 | -9.6 | 500 | 0.044
CFLMFm1985CZ10rDXHP | CFL | All | MFm | 1985 | CZ10 | rDXHP | 0.974 | 1.9318 | 0 |  | 487 | 0.085 | 0 | 500 | 0.044 | FALSE | 1 | 1 | 0 | 0.5 | Res-Iltg-dWatt-CFL-basis | MFm | 1985 | CZ10 | rDXHP | 487 | 0.085 | 0 | 500 | 0.044
CFLMFm1985CZ10rNCEH | CFL | All | MFm | 1985 | CZ10 | rNCEH | 0.638 | 1 | 0 |  | 319 | 0.044 | 0 | 500 | 0.044 | FALSE | 1 | 1 | 0 | 0.25 | Res-Iltg-dWatt-CFL-basis | MFm | 1985 | CZ10 | rNCEH | 319 | 0.044 | 0 | 500 | 0.044
CFLMFm1985CZ10rNCGF | CFL | All | MFm | 1985 | CZ10 | rNCGF | 0.996 | 1.0227 | -0.01904 |  | 498 | 0.045 | -9.52 | 500 | 0.044 | FALSE | 0 | 1 | -0.01904 | 0.9 | Res-Iltg-dWatt-CFL-basis | MFm | 1985 | CZ10 | rNCGF | 498 | 0.045 | -9.52 | 500 | 0.044
CFLMFm1985CZ11rDXGF | CFL | All | MFm | 1985 | CZ11 | rDXGF | 1.104 | 1.85 | -0.0226 |  | 552 | 0.074 | -11.3 | 500 | 0.04 | FALSE | 0 | 1 | -0.0226 | 1 | Res-Iltg-dWatt-CFL-basis | MFm | 1985 | CZ11 | rDXGF | 552 | 0.074 | -11.3 | 500 | 0.04
CFLMFm1985CZ11rDXHP | CFL | All | MFm | 1985 | CZ11 | rDXHP | 0.922 | 1.9 | 0 |  | 461 | 0.076 | 0 | 500 | 0.04 | FALSE | 1 | 1 | 0 | 0.5 | Res-Iltg-dWatt-CFL-basis | MFm | 1985 | CZ11 | rDXHP | 461 | 0.076 | 0 | 500 | 0.04
CFLMFm1985CZ11rNCEH | CFL | All | MFm | 1985 | CZ11 | rNCEH | 0.58 | 1.025 | 0 |  | 290 | 0.041 | 0 | 500 | 0.04 | FALSE | 1 | 1 | 0 | 0.25 | Res-Iltg-dWatt-CFL-basis | MFm | 1985 | CZ11 | rNCEH | 290 | 0.041 | 0 | 500 | 0.04
CFLMFm1985CZ11rNCGF | CFL | All | MFm | 1985 | CZ11 | rNCGF | 0.996 | 1.025 | -0.023 |  | 498 | 0.041 | -11.5 | 500 | 0.04 | FALSE | 0 | 1 | -0.023 | 0.9 | Res-Iltg-dWatt-CFL-basis | MFm | 1985 | CZ11 | rNCGF | 498 | 0.041 | -11.5 | 500 | 0.04
CFLMFm1985CZ12rDXGF | CFL | All | MFm | 1985 | CZ12 | rDXGF | 1.072 | 1.925 | -0.023 |  | 536 | 0.077 | -11.5 | 500 | 0.04 | FALSE | 0 | 1 | -0.023 | 1 | Res-Iltg-dWatt-CFL-basis | MFm | 1985 | CZ12 | rDXGF | 536 | 0.077 | -11.5 | 500 | 0.04
CFLMFm1985CZ12rDXHP | CFL | All | MFm | 1985 | CZ12 | rDXHP | 0.882 | 1.825 | 0 |  | 441 | 0.073 | 0 | 500 | 0.04 | FALSE | 1 | 1 | 0 | 0.5 | Res-Iltg-dWatt-CFL-basis | MFm | 1985 | CZ12 | rDXHP | 441 | 0.073 | 0 | 500 | 0.04
CFLMFm1985CZ12rNCEH | CFL | All | MFm | 1985 | CZ12 | rNCEH | 0.574 | 1.025 | 0 |  | 287 | 0.041 | 0 | 500 | 0.04 | FALSE | 1 | 1 | 0 | 0.25 | Res-Iltg-dWatt-CFL-basis | MFm | 1985 | CZ12 | rNCEH | 287 | 0.041 | 0 | 500 | 0.04
CFLMFm1985CZ12rNCGF | CFL | All | MFm | 1985 | CZ12 | rNCGF | 0.994 | 1.025 | -0.0234 |  | 497 | 0.041 | -11.7 | 500 | 0.04 | FALSE | 0 | 1 | -0.0234 | 0.9 | Res-Iltg-dWatt-CFL-basis | MFm | 1985 | CZ12 | rNCGF | 497 | 0.041 | -11.7 | 500 | 0.04
CFLMFm1985CZ13rDXGF | CFL | All | MFm | 1985 | CZ13 | rDXGF | 1.128 | 1.875 | -0.0226 |  | 564 | 0.075 | -11.3 | 500 | 0.04 | FALSE | 0 | 1 | -0.0226 | 1 | Res-Iltg-dWatt-CFL-basis | MFm | 1985 | CZ13 | rDXGF | 564 | 0.075 | -11.3 | 500 | 0.04
CFLMFm1985CZ13rDXHP | CFL | All | MFm | 1985 | CZ13 | rDXHP | 0.946 | 1.875 | 0 |  | 473 | 0.075 | 0 | 500 | 0.04 | FALSE | 1 | 1 | 0 | 0.5 | Res-Iltg-dWatt-CFL-basis | MFm | 1985 | CZ13 | rDXHP | 473 | 0.075 | 0 | 500 | 0.04
CFLMFm1985CZ13rNCEH | CFL | All | MFm | 1985 | CZ13 | rNCEH | 0.568 | 1.025 | 0 |  | 284 | 0.041 | 0 | 500 | 0.04 | FALSE | 1 | 1 | 0 | 0.25 | Res-Iltg-dWatt-CFL-basis | MFm | 1985 | CZ13 | rNCEH | 284 | 0.041 | 0 | 500 | 0.04
CFLMFm1985CZ13rNCGF | CFL | All | MFm | 1985 | CZ13 | rNCGF | 0.994 | 1.025 | -0.0232 |  | 497 | 0.041 | -11.6 | 500 | 0.04 | FALSE | 0 | 1 | -0.0232 | 0.9 | Res-Iltg-dWatt-CFL-basis | MFm | 1985 | CZ13 | rNCGF | 497 | 0.041 | -11.6 | 500 | 0.04
CFLMFm1985CZ14rDXGF | CFL | All | MFm | 1985 | CZ14 | rDXGF | 1.136 | 1.6667 | -0.01964 |  | 568 | 0.07 | -9.82 | 500 | 0.042 | FALSE | 0 | 1 | -0.01964 | 1 | Res-Iltg-dWatt-CFL-basis | MFm | 1985 | CZ14 | rDXGF | 568 | 0.07 | -9.82 | 500 | 0.042
CFLMFm1985CZ14rDXHP | CFL | All | MFm | 1985 | CZ14 | rDXHP | 0.962 | 1.6429 | 0 |  | 481 | 0.069 | 0 | 500 | 0.042 | FALSE | 1 | 1 | 0 | 0.5 | Res-Iltg-dWatt-CFL-basis | MFm | 1985 | CZ14 | rDXHP | 481 | 0.069 | 0 | 500 | 0.042
CFLMFm1985CZ14rNCEH | CFL | All | MFm | 1985 | CZ14 | rNCEH | 0.644 | 1.0238 | 0 |  | 322 | 0.043 | 0 | 500 | 0.042 | FALSE | 1 | 1 | 0 | 0.25 | Res-Iltg-dWatt-CFL-basis | MFm | 1985 | CZ14 | rNCEH | 322 | 0.043 | 0 | 500 | 0.042
CFLMFm1985CZ14rNCGF | CFL | All | MFm | 1985 | CZ14 | rNCGF | 0.998 | 1 | -0.02 |  | 499 | 0.042 | -10 | 500 | 0.042 | FALSE | 0 | 1 | -0.02 | 0.9 | Res-Iltg-dWatt-CFL-basis | MFm | 1985 | CZ14 | rNCGF | 499 | 0.042 | -10 | 500 | 0.042
CFLMFm1985CZ15rDXGF | CFL | All | MFm | 1985 | CZ15 | rDXGF | 1.214 | 1.619 | -0.00984 |  | 607 | 0.068 | -4.92 | 500 | 0.042 | FALSE | 0 | 1 | -0.00984 | 1 | Res-Iltg-dWatt-CFL-basis | MFm | 1985 | CZ15 | rDXGF | 607 | 0.068 | -4.92 | 500 | 0.042
CFLMFm1985CZ15rDXHP | CFL | All | MFm | 1985 | CZ15 | rDXHP | 1.154 | 1.6905 | 0 |  | 577 | 0.071 | 0 | 500 | 0.042 | FALSE | 1 | 1 | 0 | 0.5 | Res-Iltg-dWatt-CFL-basis | MFm | 1985 | CZ15 | rDXHP | 577 | 0.071 | 0 | 500 | 0.042
CFLMFm1985CZ15rNCEH | CFL | All | MFm | 1985 | CZ15 | rNCEH | 0.826 | 1 | 0 |  | 413 | 0.042 | 0 | 500 | 0.042 | FALSE | 1 | 1 | 0 | 0.25 | Res-Iltg-dWatt-CFL-basis | MFm | 1985 | CZ15 | rNCEH | 413 | 0.042 | 0 | 500 | 0.042
CFLMFm1985CZ15rNCGF | CFL | All | MFm | 1985 | CZ15 | rNCGF | 1.004 | 1.0238 | -0.01032 |  | 502 | 0.043 | -5.16 | 500 | 0.042 | FALSE | 0 | 1 | -0.01032 | 0.9 | Res-Iltg-dWatt-CFL-basis | MFm | 1985 | CZ15 | rNCGF | 502 | 0.043 | -5.16 | 500 | 0.042
CFLMFm1985CZ16rDXGF | CFL | All | MFm | 1985 | CZ16 | rDXGF | 1.082 | 1.6 | -0.026 |  | 541 | 0.064 | -13 | 500 | 0.04 | FALSE | 0 | 1 | -0.026 | 1 | Res-Iltg-dWatt-CFL-basis | MFm | 1985 | CZ16 | rDXGF | 541 | 0.064 | -13 | 500 | 0.04
CFLMFm1985CZ16rDXHP | CFL | All | MFm | 1985 | CZ16 | rDXHP | 0.818 | 1.6 | 0 |  | 409 | 0.064 | 0 | 500 | 0.04 | FALSE | 1 | 1 | 0 | 0.5 | Res-Iltg-dWatt-CFL-basis | MFm | 1985 | CZ16 | rDXHP | 409 | 0.064 | 0 | 500 | 0.04
CFLMFm1985CZ16rNCEH | CFL | All | MFm | 1985 | CZ16 | rNCEH | 0.518 | 1.025 | 0 |  | 259 | 0.041 | 0 | 500 | 0.04 | FALSE | 1 | 1 | 0 | 0.25 | Res-Iltg-dWatt-CFL-basis | MFm | 1985 | CZ16 | rNCEH | 259 | 0.041 | 0 | 500 | 0.04
CFLMFm1985CZ16rNCGF | CFL | All | MFm | 1985 | CZ16 | rNCGF | 0.99 | 1.05 | -0.0264 |  | 495 | 0.042 | -13.2 | 500 | 0.04 | FALSE | 0 | 1 | -0.0264 | 0.9 | Res-Iltg-dWatt-CFL-basis | MFm | 1985 | CZ16 | rNCGF | 495 | 0.042 | -13.2 | 500 | 0.04
CFLMFm1996CZ01rDXGF | CFL | All | MFm | 1996 | CZ01 | rDXGF | 1 | 1.0455 | -0.03413 |  | 482 | 0.046 | -20.4 | 500 | 0.044 | FALSE | 0 | 1 | -0.03413 | 1 | Res-Iltg-dWatt-CFL-basis | MFm | 1996 | CZ01 | rDXGF | 482 | 0.046 | -20.4 | 500 | 0.044
CFLMFm1996CZ01rDXHP | CFL | All | MFm | 1996 | CZ01 | rDXHP | 0.654 | 1 | 0 |  | 327 | 0.044 | 0 | 500 | 0.044 | FALSE | 1 | 1 | 0 | 0.5 | Res-Iltg-dWatt-CFL-basis | MFm | 1996 | CZ01 | rDXHP | 327 | 0.044 | 0 | 500 | 0.044
CFLMFm1996CZ01rNCEH | CFL | All | MFm | 1996 | CZ01 | rNCEH | 0.25 | 1 | 0 |  | 103 | 0.042 | 0 | 500 | 0.044 | FALSE | 1 | 1 | 0 | 0.25 | Res-Iltg-dWatt-CFL-basis | MFm | 1996 | CZ01 | rNCEH | 103 | 0.042 | 0 | 500 | 0.044
CFLMFm1996CZ01rNCGF | CFL | All | MFm | 1996 | CZ01 | rNCGF | 0.97 | 1.0227 | -0.03413 |  | 485 | 0.045 | -20.7 | 500 | 0.044 | FALSE | 0 | 1 | -0.03413 | 0.9 | Res-Iltg-dWatt-CFL-basis | MFm | 1996 | CZ01 | rNCGF | 485 | 0.045 | -20.7 | 500 | 0.044
CFLMFm1996CZ02rDXGF | CFL | All | MFm | 1996 | CZ02 | rDXGF | 1.048 | 1.875 | -0.0226 |  | 524 | 0.075 | -11.3 | 500 | 0.04 | FALSE | 0 | 1 | -0.0226 | 1 | Res-Iltg-dWatt-CFL-basis | MFm | 1996 | CZ02 | rDXGF | 524 | 0.075 | -11.3 | 500 | 0.04
CFLMFm1996CZ02rDXHP | CFL | All | MFm | 1996 | CZ02 | rDXHP | 0.85 | 1.875 | 0 |  | 425 | 0.075 | 0 | 500 | 0.04 | FALSE | 1 | 1 | 0 | 0.5 | Res-Iltg-dWatt-CFL-basis | MFm | 1996 | CZ02 | rDXHP | 425 | 0.075 | 0 | 500 | 0.04
CFLMFm1996CZ02rNCEH | CFL | All | MFm | 1996 | CZ02 | rNCEH | 0.576 | 1.025 | 0 |  | 288 | 0.041 | 0 | 500 | 0.04 | FALSE | 1 | 1 | 0 | 0.25 | Res-Iltg-dWatt-CFL-basis | MFm | 1996 | CZ02 | rNCEH | 288 | 0.041 | 0 | 500 | 0.04
CFLMFm1996CZ02rNCGF | CFL | All | MFm | 1996 | CZ02 | rNCGF | 0.996 | 1.05 | -0.023 |  | 498 | 0.042 | -11.5 | 500 | 0.04 | FALSE | 0 | 1 | -0.023 | 0.9 | Res-Iltg-dWatt-CFL-basis | MFm | 1996 | CZ02 | rNCGF | 498 | 0.042 | -11.5 | 500 | 0.04
CFLMFm1996CZ03rDXGF | CFL | All | MFm | 1996 | CZ03 | rDXGF | 1.014 | 1.45 | -0.0254 |  | 507 | 0.058 | -12.7 | 500 | 0.04 | FALSE | 0 | 1 | -0.0254 | 1 | Res-Iltg-dWatt-CFL-basis | MFm | 1996 | CZ03 | rDXGF | 507 | 0.058 | -12.7 | 500 | 0.04
CFLMFm1996CZ03rDXHP | CFL | All | MFm | 1996 | CZ03 | rDXHP | 0.82 | 1.375 | 0 |  | 410 | 0.055 | 0 | 500 | 0.04 | FALSE | 1 | 1 | 0 | 0.5 | Res-Iltg-dWatt-CFL-basis | MFm | 1996 | CZ03 | rDXHP | 410 | 0.055 | 0 | 500 | 0.04
CFLMFm1996CZ03rNCEH | CFL | All | MFm | 1996 | CZ03 | rNCEH | 0.518 | 1.025 | 0 |  | 259 | 0.041 | 0 | 500 | 0.04 | FALSE | 1 | 1 | 0 | 0.25 | Res-Iltg-dWatt-CFL-basis | MFm | 1996 | CZ03 | rNCEH | 259 | 0.041 | 0 | 500 | 0.04
CFLMFm1996CZ03rNCGF | CFL | All | MFm | 1996 | CZ03 | rNCGF | 0.99 | 1.025 | -0.0256 |  | 495 | 0.041 | -12.8 | 500 | 0.04 | FALSE | 0 | 1 | -0.0256 | 0.9 | Res-Iltg-dWatt-CFL-basis | MFm | 1996 | CZ03 | rNCGF | 495 | 0.041 | -12.8 | 500 | 0.04
CFLMFm1996CZ04rDXGF | CFL | All | MFm | 1996 | CZ04 | rDXGF | 1.048 | 1.5455 | -0.01924 |  | 524 | 0.068 | -9.62 | 500 | 0.044 | FALSE | 0 | 1 | -0.01924 | 1 | Res-Iltg-dWatt-CFL-basis | MFm | 1996 | CZ04 | rDXGF | 524 | 0.068 | -9.62 | 500 | 0.044
CFLMFm1996CZ04rDXHP | CFL | All | MFm | 1996 | CZ04 | rDXHP | 0.872 | 1.5 | 0 |  | 436 | 0.066 | 0 | 500 | 0.044 | FALSE | 1 | 1 | 0 | 0.5 | Res-Iltg-dWatt-CFL-basis | MFm | 1996 | CZ04 | rDXHP | 436 | 0.066 | 0 | 500 | 0.044
CFLMFm1996CZ04rNCEH | CFL | All | MFm | 1996 | CZ04 | rNCEH | 0.632 | 1.0227 | 0 |  | 316 | 0.045 | 0 | 500 | 0.044 | FALSE | 1 | 1 | 0 | 0.25 | Res-Iltg-dWatt-CFL-basis | MFm | 1996 | CZ04 | rNCEH | 316 | 0.045 | 0 | 500 | 0.044
CFLMFm1996CZ04rNCGF | CFL | All | MFm | 1996 | CZ04 | rNCGF | 0.998 | 1.0455 | -0.02 |  | 499 | 0.046 | -10 | 500 | 0.044 | FALSE | 0 | 1 | -0.02 | 0.9 | Res-Iltg-dWatt-CFL-basis | MFm | 1996 | CZ04 | rNCGF | 499 | 0.046 | -10 | 500 | 0.044
CFLMFm1996CZ05rDXGF | CFL | All | MFm | 1996 | CZ05 | rDXGF | 1.01 | 1.1591 | -0.027 |  | 505 | 0.051 | -13.5 | 500 | 0.044 | FALSE | 0 | 1 | -0.027 | 1 | Res-Iltg-dWatt-CFL-basis | MFm | 1996 | CZ05 | rDXGF | 505 | 0.051 | -13.5 | 500 | 0.044
CFLMFm1996CZ05rDXHP | CFL | All | MFm | 1996 | CZ05 | rDXHP | 0.792 | 1.1136 | 0 |  | 396 | 0.049 | 0 | 500 | 0.044 | FALSE | 1 | 1 | 0 | 0.5 | Res-Iltg-dWatt-CFL-basis | MFm | 1996 | CZ05 | rDXHP | 396 | 0.049 | 0 | 500 | 0.044
CFLMFm1996CZ05rNCEH | CFL | All | MFm | 1996 | CZ05 | rNCEH | 0.504 | 1.0227 | 0 |  | 252 | 0.045 | 0 | 500 | 0.044 | FALSE | 1 | 1 | 0 | 0.25 | Res-Iltg-dWatt-CFL-basis | MFm | 1996 | CZ05 | rNCEH | 252 | 0.045 | 0 | 500 | 0.044
CFLMFm1996CZ05rNCGF | CFL | All | MFm | 1996 | CZ05 | rNCGF | 0.994 | 1.0227 | -0.0272 |  | 497 | 0.045 | -13.6 | 500 | 0.044 | FALSE | 0 | 1 | -0.0272 | 0.9 | Res-Iltg-dWatt-CFL-basis | MFm | 1996 | CZ05 | rNCGF | 497 | 0.045 | -13.6 | 500 | 0.044
CFLMFm1996CZ06rDXGF | CFL | All | MFm | 1996 | CZ06 | rDXGF | 1.086 | 1.7955 | -0.0204 |  | 543 | 0.079 | -10.2 | 500 | 0.044 | FALSE | 0 | 1 | -0.0204 | 1 | Res-Iltg-dWatt-CFL-basis | MFm | 1996 | CZ06 | rDXGF | 543 | 0.079 | -10.2 | 500 | 0.044
CFLMFm1996CZ06rDXHP | CFL | All | MFm | 1996 | CZ06 | rDXHP | 0.942 | 1.9091 | 0 |  | 471 | 0.084 | 0 | 500 | 0.044 | FALSE | 1 | 1 | 0 | 0.5 | Res-Iltg-dWatt-CFL-basis | MFm | 1996 | CZ06 | rDXHP | 471 | 0.084 | 0 | 500 | 0.044
CFLMFm1996CZ06rNCEH | CFL | All | MFm | 1996 | CZ06 | rNCEH | 0.636 | 1.0227 | 0 |  | 318 | 0.045 | 0 | 500 | 0.044 | FALSE | 1 | 1 | 0 | 0.25 | Res-Iltg-dWatt-CFL-basis | MFm | 1996 | CZ06 | rNCEH | 318 | 0.045 | 0 | 500 | 0.044
CFLMFm1996CZ06rNCGF | CFL | All | MFm | 1996 | CZ06 | rNCGF | 0.998 | 1.0455 | -0.0208 |  | 499 | 0.046 | -10.4 | 500 | 0.044 | FALSE | 0 | 1 | -0.0208 | 0.9 | Res-Iltg-dWatt-CFL-basis | MFm | 1996 | CZ06 | rNCGF | 499 | 0.046 | -10.4 | 500 | 0.044
CFLMFm1996CZ07rDXGF | CFL | All | MFm | 1996 | CZ07 | rDXGF | 1.104 | 1.5455 | -0.01036 |  | 552 | 0.068 | -5.18 | 500 | 0.044 | FALSE | 0 | 1 | -0.01036 | 1 | Res-Iltg-dWatt-CFL-basis | MFm | 1996 | CZ07 | rDXGF | 552 | 0.068 | -5.18 | 500 | 0.044
CFLMFm1996CZ07rDXHP | CFL | All | MFm | 1996 | CZ07 | rDXHP | 1.014 | 1.4773 | 0 |  | 507 | 0.065 | 0 | 500 | 0.044 | FALSE | 1 | 1 | 0 | 0.5 | Res-Iltg-dWatt-CFL-basis | MFm | 1996 | CZ07 | rDXHP | 507 | 0.065 | 0 | 500 | 0.044
CFLMFm1996CZ07rNCEH | CFL | All | MFm | 1996 | CZ07 | rNCEH | 0.824 | 1.0227 | 0 |  | 412 | 0.045 | 0 | 500 | 0.044 | FALSE | 1 | 1 | 0 | 0.25 | Res-Iltg-dWatt-CFL-basis | MFm | 1996 | CZ07 | rNCEH | 412 | 0.045 | 0 | 500 | 0.044
CFLMFm1996CZ07rNCGF | CFL | All | MFm | 1996 | CZ07 | rNCGF | 1.01 | 1.0227 | -0.01076 |  | 505 | 0.045 | -5.38 | 500 | 0.044 | FALSE | 0 | 1 | -0.01076 | 0.9 | Res-Iltg-dWatt-CFL-basis | MFm | 1996 | CZ07 | rNCGF | 505 | 0.045 | -5.38 | 500 | 0.044
CFLMFm1996CZ08rDXGF | CFL | All | MFm | 1996 | CZ08 | rDXGF | 1.12 | 1.5455 | -0.01494 |  | 560 | 0.068 | -7.47 | 500 | 0.044 | FALSE | 0 | 1 | -0.01494 | 1 | Res-Iltg-dWatt-CFL-basis | MFm | 1996 | CZ08 | rDXGF | 560 | 0.068 | -7.47 | 500 | 0.044
CFLMFm1996CZ08rDXHP | CFL | All | MFm | 1996 | CZ08 | rDXHP | 1.002 | 1.4773 | 0 |  | 501 | 0.065 | 0 | 500 | 0.044 | FALSE | 1 | 1 | 0 | 0.5 | Res-Iltg-dWatt-CFL-basis | MFm | 1996 | CZ08 | rDXHP | 501 | 0.065 | 0 | 500 | 0.044
CFLMFm1996CZ08rNCEH | CFL | All | MFm | 1996 | CZ08 | rNCEH | 0.734 | 1 | 0 |  | 367 | 0.044 | 0 | 500 | 0.044 | FALSE | 1 | 1 | 0 | 0.25 | Res-Iltg-dWatt-CFL-basis | MFm | 1996 | CZ08 | rNCEH | 367 | 0.044 | 0 | 500 | 0.044
CFLMFm1996CZ08rNCGF | CFL | All | MFm | 1996 | CZ08 | rNCGF | 1.004 | 1.0227 | -0.01558 |  | 502 | 0.045 | -7.79 | 500 | 0.044 | FALSE | 0 | 1 | -0.01558 | 0.9 | Res-Iltg-dWatt-CFL-basis | MFm | 1996 | CZ08 | rNCGF | 502 | 0.045 | -7.79 | 500 | 0.044
CFLMFm1996CZ09rDXGF | CFL | All | MFm | 1996 | CZ09 | rDXGF | 1.148 | 1.6136 | -0.0148 |  | 574 | 0.071 | -7.4 | 500 | 0.044 | FALSE | 0 | 1 | -0.0148 | 1 | Res-Iltg-dWatt-CFL-basis | MFm | 1996 | CZ09 | rDXGF | 574 | 0.071 | -7.4 | 500 | 0.044
CFLMFm1996CZ09rDXHP | CFL | All | MFm | 1996 | CZ09 | rDXHP | 1.022 | 1.5909 | 0 |  | 511 | 0.07 | 0 | 500 | 0.044 | FALSE | 1 | 1 | 0 | 0.5 | Res-Iltg-dWatt-CFL-basis | MFm | 1996 | CZ09 | rDXHP | 511 | 0.07 | 0 | 500 | 0.044
CFLMFm1996CZ09rNCEH | CFL | All | MFm | 1996 | CZ09 | rNCEH | 0.722 | 1 | 0 |  | 361 | 0.044 | 0 | 500 | 0.044 | FALSE | 1 | 1 | 0 | 0.25 | Res-Iltg-dWatt-CFL-basis | MFm | 1996 | CZ09 | rNCEH | 361 | 0.044 | 0 | 500 | 0.044
CFLMFm1996CZ09rNCGF | CFL | All | MFm | 1996 | CZ09 | rNCGF | 1.004 | 1.0227 | -0.0155 |  | 502 | 0.045 | -7.75 | 500 | 0.044 | FALSE | 0 | 1 | -0.0155 | 0.9 | Res-Iltg-dWatt-CFL-basis | MFm | 1996 | CZ09 | rNCGF | 502 | 0.045 | -7.75 | 500 | 0.044
CFLMFm1996CZ10rDXGF | CFL | All | MFm | 1996 | CZ10 | rDXGF | 1.074 | 2 | -0.0206 |  | 537 | 0.1 | -10.3 | 500 | 0.044 | FALSE | 0 | 1 | -0.0206 | 1 | Res-Iltg-dWatt-CFL-basis | MFm | 1996 | CZ10 | rDXGF | 537 | 0.1 | -10.3 | 500 | 0.044
CFLMFm1996CZ10rDXHP | CFL | All | MFm | 1996 | CZ10 | rDXHP | 0.91 | 2 | 0 |  | 455 | 0.097 | 0 | 500 | 0.044 | FALSE | 1 | 1 | 0 | 0.5 | Res-Iltg-dWatt-CFL-basis | MFm | 1996 | CZ10 | rDXHP | 455 | 0.097 | 0 | 500 | 0.044
CFLMFm1996CZ10rNCEH | CFL | All | MFm | 1996 | CZ10 | rNCEH | 0.626 | 1 | 0 |  | 313 | 0.044 | 0 | 500 | 0.044 | FALSE | 1 | 1 | 0 | 0.25 | Res-Iltg-dWatt-CFL-basis | MFm | 1996 | CZ10 | rNCEH | 313 | 0.044 | 0 | 500 | 0.044
CFLMFm1996CZ10rNCGF | CFL | All | MFm | 1996 | CZ10 | rNCGF | 0.998 | 1.0227 | -0.021 |  | 499 | 0.045 | -10.5 | 500 | 0.044 | FALSE | 0 | 1 | -0.021 | 0.9 | Res-Iltg-dWatt-CFL-basis | MFm | 1996 | CZ10 | rNCGF | 499 | 0.045 | -10.5 | 500 | 0.044
CFLMFm1996CZ11rDXGF | CFL | All | MFm | 1996 | CZ11 | rDXGF | 1.13 | 1.8 | -0.01794 |  | 565 | 0.072 | -8.97 | 500 | 0.04 | FALSE | 0 | 1 | -0.01794 | 1 | Res-Iltg-dWatt-CFL-basis | MFm | 1996 | CZ11 | rDXGF | 565 | 0.072 | -8.97 | 500 | 0.04
CFLMFm1996CZ11rDXHP | CFL | All | MFm | 1996 | CZ11 | rDXHP | 0.974 | 1.8 | 0 |  | 487 | 0.072 | 0 | 500 | 0.04 | FALSE | 1 | 1 | 0 | 0.5 | Res-Iltg-dWatt-CFL-basis | MFm | 1996 | CZ11 | rDXHP | 487 | 0.072 | 0 | 500 | 0.04
CFLMFm1996CZ11rNCEH | CFL | All | MFm | 1996 | CZ11 | rNCEH | 0.668 | 1.025 | 0 |  | 334 | 0.041 | 0 | 500 | 0.04 | FALSE | 1 | 1 | 0 | 0.25 | Res-Iltg-dWatt-CFL-basis | MFm | 1996 | CZ11 | rNCEH | 334 | 0.041 | 0 | 500 | 0.04
CFLMFm1996CZ11rNCGF | CFL | All | MFm | 1996 | CZ11 | rNCGF | 1.002 | 1.025 | -0.01846 |  | 501 | 0.041 | -9.23 | 500 | 0.04 | FALSE | 0 | 1 | -0.01846 | 0.9 | Res-Iltg-dWatt-CFL-basis | MFm | 1996 | CZ11 | rNCGF | 501 | 0.041 | -9.23 | 500 | 0.04
CFLMFm1996CZ12rDXGF | CFL | All | MFm | 1996 | CZ12 | rDXGF | 1.09 | 1.9 | -0.0226 |  | 545 | 0.076 | -11.3 | 500 | 0.04 | FALSE | 0 | 1 | -0.0226 | 1 | Res-Iltg-dWatt-CFL-basis | MFm | 1996 | CZ12 | rDXGF | 545 | 0.076 | -11.3 | 500 | 0.04
CFLMFm1996CZ12rDXHP | CFL | All | MFm | 1996 | CZ12 | rDXHP | 0.896 | 1.875 | 0 |  | 448 | 0.075 | 0 | 500 | 0.04 | FALSE | 1 | 1 | 0 | 0.5 | Res-Iltg-dWatt-CFL-basis | MFm | 1996 | CZ12 | rDXHP | 448 | 0.075 | 0 | 500 | 0.04
CFLMFm1996CZ12rNCEH | CFL | All | MFm | 1996 | CZ12 | rNCEH | 0.572 | 1 | 0 |  | 286 | 0.04 | 0 | 500 | 0.04 | FALSE | 1 | 1 | 0 | 0.25 | Res-Iltg-dWatt-CFL-basis | MFm | 1996 | CZ12 | rNCEH | 286 | 0.04 | 0 | 500 | 0.04
CFLMFm1996CZ12rNCGF | CFL | All | MFm | 1996 | CZ12 | rNCGF | 0.994 | 1.025 | -0.023 |  | 497 | 0.041 | -11.5 | 500 | 0.04 | FALSE | 0 | 1 | -0.023 | 0.9 | Res-Iltg-dWatt-CFL-basis | MFm | 1996 | CZ12 | rNCGF | 497 | 0.041 | -11.5 | 500 | 0.04
CFLMFm1996CZ13rDXGF | CFL | All | MFm | 1996 | CZ13 | rDXGF | 1.13 | 1.9 | -0.01988 |  | 565 | 0.076 | -9.94 | 500 | 0.04 | FALSE | 0 | 1 | -0.01988 | 1 | Res-Iltg-dWatt-CFL-basis | MFm | 1996 | CZ13 | rDXGF | 565 | 0.076 | -9.94 | 500 | 0.04
CFLMFm1996CZ13rDXHP | CFL | All | MFm | 1996 | CZ13 | rDXHP | 0.96 | 1.85 | 0 |  | 480 | 0.074 | 0 | 500 | 0.04 | FALSE | 1 | 1 | 0 | 0.5 | Res-Iltg-dWatt-CFL-basis | MFm | 1996 | CZ13 | rDXHP | 480 | 0.074 | 0 | 500 | 0.04
CFLMFm1996CZ13rNCEH | CFL | All | MFm | 1996 | CZ13 | rNCEH | 0.616 | 1.025 | 0 |  | 308 | 0.041 | 0 | 500 | 0.04 | FALSE | 1 | 1 | 0 | 0.25 | Res-Iltg-dWatt-CFL-basis | MFm | 1996 | CZ13 | rNCEH | 308 | 0.041 | 0 | 500 | 0.04
CFLMFm1996CZ13rNCGF | CFL | All | MFm | 1996 | CZ13 | rNCGF | 0.998 | 1.05 | -0.0204 |  | 499 | 0.042 | -10.2 | 500 | 0.04 | FALSE | 0 | 1 | -0.0204 | 0.9 | Res-Iltg-dWatt-CFL-basis | MFm | 1996 | CZ13 | rNCGF | 499 | 0.042 | -10.2 | 500 | 0.04
CFLMFm1996CZ14rDXGF | CFL | All | MFm | 1996 | CZ14 | rDXGF | 1.156 | 1.4286 | -0.0196 |  | 578 | 0.06 | -9.8 | 500 | 0.042 | FALSE | 0 | 1 | -0.0196 | 1 | Res-Iltg-dWatt-CFL-basis | MFm | 1996 | CZ14 | rDXGF | 578 | 0.06 | -9.8 | 500 | 0.042
CFLMFm1996CZ14rDXHP | CFL | All | MFm | 1996 | CZ14 | rDXHP | 0.964 | 1.4524 | 0 |  | 482 | 0.061 | 0 | 500 | 0.042 | FALSE | 1 | 1 | 0 | 0.5 | Res-Iltg-dWatt-CFL-basis | MFm | 1996 | CZ14 | rDXHP | 482 | 0.061 | 0 | 500 | 0.042
CFLMFm1996CZ14rNCEH | CFL | All | MFm | 1996 | CZ14 | rNCEH | 0.62 | 1 | 0 |  | 310 | 0.042 | 0 | 500 | 0.042 | FALSE | 1 | 1 | 0 | 0.25 | Res-Iltg-dWatt-CFL-basis | MFm | 1996 | CZ14 | rNCEH | 310 | 0.042 | 0 | 500 | 0.042
CFLMFm1996CZ14rNCGF | CFL | All | MFm | 1996 | CZ14 | rNCGF | 0.996 | 1.0238 | -0.0202 |  | 498 | 0.043 | -10.1 | 500 | 0.042 | FALSE | 0 | 1 | -0.0202 | 0.9 | Res-Iltg-dWatt-CFL-basis | MFm | 1996 | CZ14 | rNCGF | 498 | 0.043 | -10.1 | 500 | 0.042
CFLMFm1996CZ15rDXGF | CFL | All | MFm | 1996 | CZ15 | rDXGF | 1.202 | 1.5952 | -0.0092 |  | 601 | 0.067 | -4.6 | 500 | 0.042 | FALSE | 0 | 1 | -0.0092 | 1 | Res-Iltg-dWatt-CFL-basis | MFm | 1996 | CZ15 | rDXGF | 601 | 0.067 | -4.6 | 500 | 0.042
CFLMFm1996CZ15rDXHP | CFL | All | MFm | 1996 | CZ15 | rDXHP | 1.15 | 1.7143 | 0 |  | 575 | 0.072 | 0 | 500 | 0.042 | FALSE | 1 | 1 | 0 | 0.5 | Res-Iltg-dWatt-CFL-basis | MFm | 1996 | CZ15 | rDXHP | 575 | 0.072 | 0 | 500 | 0.042
CFLMFm1996CZ15rNCEH | CFL | All | MFm | 1996 | CZ15 | rNCEH | 0.834 | 1.0238 | 0 |  | 417 | 0.043 | 0 | 500 | 0.042 | FALSE | 1 | 1 | 0 | 0.25 | Res-Iltg-dWatt-CFL-basis | MFm | 1996 | CZ15 | rNCEH | 417 | 0.043 | 0 | 500 | 0.042
CFLMFm1996CZ15rNCGF | CFL | All | MFm | 1996 | CZ15 | rNCGF | 1.008 | 1.0238 | -0.0098 |  | 504 | 0.043 | -4.9 | 500 | 0.042 | FALSE | 0 | 1 | -0.0098 | 0.9 | Res-Iltg-dWatt-CFL-basis | MFm | 1996 | CZ15 | rNCGF | 504 | 0.043 | -4.9 | 500 | 0.042
CFLMFm1996CZ16rDXGF | CFL | All | MFm | 1996 | CZ16 | rDXGF | 1.088 | 1.65 | -0.0274 |  | 544 | 0.066 | -13.7 | 500 | 0.04 | FALSE | 0 | 1 | -0.0274 | 1 | Res-Iltg-dWatt-CFL-basis | MFm | 1996 | CZ16 | rDXGF | 544 | 0.066 | -13.7 | 500 | 0.04
CFLMFm1996CZ16rDXHP | CFL | All | MFm | 1996 | CZ16 | rDXHP | 0.776 | 1.65 | 0 |  | 388 | 0.066 | 0 | 500 | 0.04 | FALSE | 1 | 1 | 0 | 0.5 | Res-Iltg-dWatt-CFL-basis | MFm | 1996 | CZ16 | rDXHP | 388 | 0.066 | 0 | 500 | 0.04
CFLMFm1996CZ16rNCEH | CFL | All | MFm | 1996 | CZ16 | rNCEH | 0.464 | 1.025 | 0 |  | 232 | 0.041 | 0 | 500 | 0.04 | FALSE | 1 | 1 | 0 | 0.25 | Res-Iltg-dWatt-CFL-basis | MFm | 1996 | CZ16 | rNCEH | 232 | 0.041 | 0 | 500 | 0.04
CFLMFm1996CZ16rNCGF | CFL | All | MFm | 1996 | CZ16 | rNCGF | 0.988 | 1.05 | -0.028 |  | 494 | 0.042 | -14 | 500 | 0.04 | FALSE | 0 | 1 | -0.028 | 0.9 | Res-Iltg-dWatt-CFL-basis | MFm | 1996 | CZ16 | rNCGF | 494 | 0.042 | -14 | 500 | 0.04
CFLMFm2003CZ01rDXGF | CFL | All | MFm | 2003 | CZ01 | rDXGF | 1 | 1.0227 | -0.03413 |  | 488 | 0.045 | -17.5 | 500 | 0.044 | FALSE | 0 | 1 | -0.03413 | 1 | Res-Iltg-dWatt-CFL-basis | MFm | 2003 | CZ01 | rDXGF | 488 | 0.045 | -17.5 | 500 | 0.044
CFLMFm2003CZ01rDXHP | CFL | All | MFm | 2003 | CZ01 | rDXHP | 0.694 | 1 | 0 |  | 347 | 0.044 | 0 | 500 | 0.044 | FALSE | 1 | 1 | 0 | 0.5 | Res-Iltg-dWatt-CFL-basis | MFm | 2003 | CZ01 | rDXHP | 347 | 0.044 | 0 | 500 | 0.044
CFLMFm2003CZ01rNCEH | CFL | All | MFm | 2003 | CZ01 | rNCEH | 0.314 | 1 | 0 |  | 157 | 0.044 | 0 | 500 | 0.044 | FALSE | 1 | 1 | 0 | 0.25 | Res-Iltg-dWatt-CFL-basis | MFm | 2003 | CZ01 | rNCEH | 157 | 0.044 | 0 | 500 | 0.044
CFLMFm2003CZ01rNCGF | CFL | All | MFm | 2003 | CZ01 | rNCGF | 0.98 | 1.0227 | -0.03413 |  | 490 | 0.045 | -17.7 | 500 | 0.044 | FALSE | 0 | 1 | -0.03413 | 0.9 | Res-Iltg-dWatt-CFL-basis | MFm | 2003 | CZ01 | rNCGF | 490 | 0.045 | -17.7 | 500 | 0.044
CFLMFm2003CZ02rDXGF | CFL | All | MFm | 2003 | CZ02 | rDXGF | 1.046 | 1.65 | -0.0212 |  | 523 | 0.066 | -10.6 | 500 | 0.04 | FALSE | 0 | 1 | -0.0212 | 1 | Res-Iltg-dWatt-CFL-basis | MFm | 2003 | CZ02 | rDXGF | 523 | 0.066 | -10.6 | 500 | 0.04
CFLMFm2003CZ02rDXHP | CFL | All | MFm | 2003 | CZ02 | rDXHP | 0.87 | 1.6 | 0 |  | 435 | 0.064 | 0 | 500 | 0.04 | FALSE | 1 | 1 | 0 | 0.5 | Res-Iltg-dWatt-CFL-basis | MFm | 2003 | CZ02 | rDXHP | 435 | 0.064 | 0 | 500 | 0.04
CFLMFm2003CZ02rNCEH | CFL | All | MFm | 2003 | CZ02 | rNCEH | 0.586 | 1.025 | 0 |  | 293 | 0.041 | 0 | 500 | 0.04 | FALSE | 1 | 1 | 0 | 0.25 | Res-Iltg-dWatt-CFL-basis | MFm | 2003 | CZ02 | rNCEH | 293 | 0.041 | 0 | 500 | 0.04
CFLMFm2003CZ02rNCGF | CFL | All | MFm | 2003 | CZ02 | rNCGF | 0.994 | 1.025 | -0.0218 |  | 497 | 0.041 | -10.9 | 500 | 0.04 | FALSE | 0 | 1 | -0.0218 | 0.9 | Res-Iltg-dWatt-CFL-basis | MFm | 2003 | CZ02 | rNCGF | 497 | 0.041 | -10.9 | 500 | 0.04
CFLMFm2003CZ03rDXGF | CFL | All | MFm | 2003 | CZ03 | rDXGF | 1 | 1.225 | -0.0272 |  | 499 | 0.049 | -13.6 | 500 | 0.04 | FALSE | 0 | 1 | -0.0272 | 1 | Res-Iltg-dWatt-CFL-basis | MFm | 2003 | CZ03 | rDXGF | 499 | 0.049 | -13.6 | 500 | 0.04
CFLMFm2003CZ03rDXHP | CFL | All | MFm | 2003 | CZ03 | rDXHP | 0.796 | 1.175 | 0 |  | 398 | 0.047 | 0 | 500 | 0.04 | FALSE | 1 | 1 | 0 | 0.5 | Res-Iltg-dWatt-CFL-basis | MFm | 2003 | CZ03 | rDXHP | 398 | 0.047 | 0 | 500 | 0.04
CFLMFm2003CZ03rNCEH | CFL | All | MFm | 2003 | CZ03 | rNCEH | 0.488 | 1 | 0 |  | 244 | 0.04 | 0 | 500 | 0.04 | FALSE | 1 | 1 | 0 | 0.25 | Res-Iltg-dWatt-CFL-basis | MFm | 2003 | CZ03 | rNCEH | 244 | 0.04 | 0 | 500 | 0.04
CFLMFm2003CZ03rNCGF | CFL | All | MFm | 2003 | CZ03 | rNCGF | 0.986 | 1.025 | -0.0274 |  | 493 | 0.041 | -13.7 | 500 | 0.04 | FALSE | 0 | 1 | -0.0274 | 0.9 | Res-Iltg-dWatt-CFL-basis | MFm | 2003 | CZ03 | rNCGF | 493 | 0.041 | -13.7 | 500 | 0.04
CFLMFm2003CZ04rDXGF | CFL | All | MFm | 2003 | CZ04 | rDXGF | 1.082 | 1.9091 | -0.0184 |  | 541 | 0.084 | -9.2 | 500 | 0.044 | FALSE | 0 | 1 | -0.0184 | 1 | Res-Iltg-dWatt-CFL-basis | MFm | 2003 | CZ04 | rDXGF | 541 | 0.084 | -9.2 | 500 | 0.044
CFLMFm2003CZ04rDXHP | CFL | All | MFm | 2003 | CZ04 | rDXHP | 0.922 | 1.9773 | 0 |  | 461 | 0.087 | 0 | 500 | 0.044 | FALSE | 1 | 1 | 0 | 0.5 | Res-Iltg-dWatt-CFL-basis | MFm | 2003 | CZ04 | rDXHP | 461 | 0.087 | 0 | 500 | 0.044
CFLMFm2003CZ04rNCEH | CFL | All | MFm | 2003 | CZ04 | rNCEH | 0.644 | 1.0227 | 0 |  | 322 | 0.045 | 0 | 500 | 0.044 | FALSE | 1 | 1 | 0 | 0.25 | Res-Iltg-dWatt-CFL-basis | MFm | 2003 | CZ04 | rNCEH | 322 | 0.045 | 0 | 500 | 0.044
CFLMFm2003CZ04rNCGF | CFL | All | MFm | 2003 | CZ04 | rNCGF | 1 | 1.0227 | -0.01874 |  | 500 | 0.045 | -9.37 | 500 | 0.044 | FALSE | 0 | 1 | -0.01874 | 0.9 | Res-Iltg-dWatt-CFL-basis | MFm | 2003 | CZ04 | rNCGF | 500 | 0.045 | -9.37 | 500 | 0.044
CFLMFm2003CZ05rDXGF | CFL | All | MFm | 2003 | CZ05 | rDXGF | 1.008 | 1.1818 | -0.0282 |  | 504 | 0.052 | -14.1 | 500 | 0.044 | FALSE | 0 | 1 | -0.0282 | 1 | Res-Iltg-dWatt-CFL-basis | MFm | 2003 | CZ05 | rDXGF | 504 | 0.052 | -14.1 | 500 | 0.044
CFLMFm2003CZ05rDXHP | CFL | All | MFm | 2003 | CZ05 | rDXHP | 0.782 | 1.1136 | 0 |  | 391 | 0.049 | 0 | 500 | 0.044 | FALSE | 1 | 1 | 0 | 0.5 | Res-Iltg-dWatt-CFL-basis | MFm | 2003 | CZ05 | rDXHP | 391 | 0.049 | 0 | 500 | 0.044
CFLMFm2003CZ05rNCEH | CFL | All | MFm | 2003 | CZ05 | rNCEH | 0.474 | 1.0227 | 0 |  | 237 | 0.045 | 0 | 500 | 0.044 | FALSE | 1 | 1 | 0 | 0.25 | Res-Iltg-dWatt-CFL-basis | MFm | 2003 | CZ05 | rNCEH | 237 | 0.045 | 0 | 500 | 0.044
CFLMFm2003CZ05rNCGF | CFL | All | MFm | 2003 | CZ05 | rNCGF | 0.992 | 1.0227 | -0.0286 |  | 496 | 0.045 | -14.3 | 500 | 0.044 | FALSE | 0 | 1 | -0.0286 | 0.9 | Res-Iltg-dWatt-CFL-basis | MFm | 2003 | CZ05 | rNCGF | 496 | 0.045 | -14.3 | 500 | 0.044
CFLMFm2003CZ06rDXGF | CFL | All | MFm | 2003 | CZ06 | rDXGF | 1.072 | 1.7778 | -0.01754 |  | 536 | 0.08 | -8.77 | 500 | 0.045 | FALSE | 0 | 1 | -0.01754 | 1 | Res-Iltg-dWatt-CFL-basis | MFm | 2003 | CZ06 | rDXGF | 536 | 0.08 | -8.77 | 500 | 0.045
CFLMFm2003CZ06rDXHP | CFL | All | MFm | 2003 | CZ06 | rDXHP | 0.94 | 1.7333 | 0 |  | 470 | 0.078 | 0 | 500 | 0.045 | FALSE | 1 | 1 | 0 | 0.5 | Res-Iltg-dWatt-CFL-basis | MFm | 2003 | CZ06 | rDXHP | 470 | 0.078 | 0 | 500 | 0.045
CFLMFm2003CZ06rNCEH | CFL | All | MFm | 2003 | CZ06 | rNCEH | 0.688 | 1 | 0 |  | 344 | 0.045 | 0 | 500 | 0.045 | FALSE | 1 | 1 | 0 | 0.25 | Res-Iltg-dWatt-CFL-basis | MFm | 2003 | CZ06 | rNCEH | 344 | 0.045 | 0 | 500 | 0.045
CFLMFm2003CZ06rNCGF | CFL | All | MFm | 2003 | CZ06 | rNCGF | 1.002 | 1 | -0.01798 |  | 501 | 0.045 | -8.99 | 500 | 0.045 | FALSE | 0 | 1 | -0.01798 | 0.9 | Res-Iltg-dWatt-CFL-basis | MFm | 2003 | CZ06 | rNCGF | 501 | 0.045 | -8.99 | 500 | 0.045
CFLMFm2003CZ07rDXGF | CFL | All | MFm | 2003 | CZ07 | rDXGF | 1.114 | 1.3778 | -0.0166 |  | 557 | 0.062 | -8.3 | 500 | 0.045 | FALSE | 0 | 1 | -0.0166 | 1 | Res-Iltg-dWatt-CFL-basis | MFm | 2003 | CZ07 | rDXGF | 557 | 0.062 | -8.3 | 500 | 0.045
CFLMFm2003CZ07rDXHP | CFL | All | MFm | 2003 | CZ07 | rDXHP | 0.992 | 1.4667 | 0 |  | 496 | 0.066 | 0 | 500 | 0.045 | FALSE | 1 | 1 | 0 | 0.5 | Res-Iltg-dWatt-CFL-basis | MFm | 2003 | CZ07 | rDXHP | 496 | 0.066 | 0 | 500 | 0.045
CFLMFm2003CZ07rNCEH | CFL | All | MFm | 2003 | CZ07 | rNCEH | 0.708 | 1 | 0 |  | 354 | 0.045 | 0 | 500 | 0.045 | FALSE | 1 | 1 | 0 | 0.25 | Res-Iltg-dWatt-CFL-basis | MFm | 2003 | CZ07 | rNCEH | 354 | 0.045 | 0 | 500 | 0.045
CFLMFm2003CZ07rNCGF | CFL | All | MFm | 2003 | CZ07 | rNCGF | 1 | 1 | -0.017 |  | 500 | 0.045 | -8.5 | 500 | 0.045 | FALSE | 0 | 1 | -0.017 | 0.9 | Res-Iltg-dWatt-CFL-basis | MFm | 2003 | CZ07 | rNCGF | 500 | 0.045 | -8.5 | 500 | 0.045
CFLMFm2003CZ08rDXGF | CFL | All | MFm | 2003 | CZ08 | rDXGF | 1.122 | 1.6889 | -0.0149 |  | 561 | 0.076 | -7.45 | 500 | 0.045 | FALSE | 0 | 1 | -0.0149 | 1 | Res-Iltg-dWatt-CFL-basis | MFm | 2003 | CZ08 | rDXGF | 561 | 0.076 | -7.45 | 500 | 0.045
CFLMFm2003CZ08rDXHP | CFL | All | MFm | 2003 | CZ08 | rDXHP | 1.008 | 1.6444 | 0 |  | 504 | 0.074 | 0 | 500 | 0.045 | FALSE | 1 | 1 | 0 | 0.5 | Res-Iltg-dWatt-CFL-basis | MFm | 2003 | CZ08 | rDXHP | 504 | 0.074 | 0 | 500 | 0.045
CFLMFm2003CZ08rNCEH | CFL | All | MFm | 2003 | CZ08 | rNCEH | 0.728 | 1 | 0 |  | 364 | 0.045 | 0 | 500 | 0.045 | FALSE | 1 | 1 | 0 | 0.25 | Res-Iltg-dWatt-CFL-basis | MFm | 2003 | CZ08 | rNCEH | 364 | 0.045 | 0 | 500 | 0.045
CFLMFm2003CZ08rNCGF | CFL | All | MFm | 2003 | CZ08 | rNCGF | 1.004 | 1 | -0.01538 |  | 502 | 0.045 | -7.69 | 500 | 0.045 | FALSE | 0 | 1 | -0.01538 | 0.9 | Res-Iltg-dWatt-CFL-basis | MFm | 2003 | CZ08 | rNCGF | 502 | 0.045 | -7.69 | 500 | 0.045
CFLMFm2003CZ09rDXGF | CFL | All | MFm | 2003 | CZ09 | rDXGF | 1.116 | 1.7727 | -0.0168 |  | 558 | 0.078 | -8.4 | 500 | 0.044 | FALSE | 0 | 1 | -0.0168 | 1 | Res-Iltg-dWatt-CFL-basis | MFm | 2003 | CZ09 | rDXGF | 558 | 0.078 | -8.4 | 500 | 0.044
CFLMFm2003CZ09rDXHP | CFL | All | MFm | 2003 | CZ09 | rDXHP | 0.99 | 1.9091 | 0 |  | 495 | 0.084 | 0 | 500 | 0.044 | FALSE | 1 | 1 | 0 | 0.5 | Res-Iltg-dWatt-CFL-basis | MFm | 2003 | CZ09 | rDXHP | 495 | 0.084 | 0 | 500 | 0.044
CFLMFm2003CZ09rNCEH | CFL | All | MFm | 2003 | CZ09 | rNCEH | 0.682 | 1.0227 | 0 |  | 341 | 0.045 | 0 | 500 | 0.044 | FALSE | 1 | 1 | 0 | 0.25 | Res-Iltg-dWatt-CFL-basis | MFm | 2003 | CZ09 | rNCEH | 341 | 0.045 | 0 | 500 | 0.044
CFLMFm2003CZ09rNCGF | CFL | All | MFm | 2003 | CZ09 | rNCGF | 0.998 | 1.0227 | -0.0173 |  | 499 | 0.045 | -8.65 | 500 | 0.044 | FALSE | 0 | 1 | -0.0173 | 0.9 | Res-Iltg-dWatt-CFL-basis | MFm | 2003 | CZ09 | rNCGF | 499 | 0.045 | -8.65 | 500 | 0.044
CFLMFm2003CZ10rDXGF | CFL | All | MFm | 2003 | CZ10 | rDXGF | 1.098 | 1.9773 | -0.01432 |  | 549 | 0.087 | -7.16 | 500 | 0.044 | FALSE | 0 | 1 | -0.01432 | 1 | Res-Iltg-dWatt-CFL-basis | MFm | 2003 | CZ10 | rDXGF | 549 | 0.087 | -7.16 | 500 | 0.044
CFLMFm2003CZ10rDXHP | CFL | All | MFm | 2003 | CZ10 | rDXHP | 0.978 | 2 | 0 |  | 489 | 0.089 | 0 | 500 | 0.044 | FALSE | 1 | 1 | 0 | 0.5 | Res-Iltg-dWatt-CFL-basis | MFm | 2003 | CZ10 | rDXHP | 489 | 0.089 | 0 | 500 | 0.044
CFLMFm2003CZ10rNCEH | CFL | All | MFm | 2003 | CZ10 | rNCEH | 0.726 | 1.0227 | 0 |  | 363 | 0.045 | 0 | 500 | 0.044 | FALSE | 1 | 1 | 0 | 0.25 | Res-Iltg-dWatt-CFL-basis | MFm | 2003 | CZ10 | rNCEH | 363 | 0.045 | 0 | 500 | 0.044
CFLMFm2003CZ10rNCGF | CFL | All | MFm | 2003 | CZ10 | rNCGF | 1.004 | 1.0227 | -0.01472 |  | 502 | 0.045 | -7.36 | 500 | 0.044 | FALSE | 0 | 1 | -0.01472 | 0.9 | Res-Iltg-dWatt-CFL-basis | MFm | 2003 | CZ10 | rNCGF | 502 | 0.045 | -7.36 | 500 | 0.044
CFLMFm2003CZ11rDXGF | CFL | All | MFm | 2003 | CZ11 | rDXGF | 1.13 | 1.65 | -0.0204 |  | 565 | 0.066 | -10.2 | 500 | 0.04 | FALSE | 0 | 1 | -0.0204 | 1 | Res-Iltg-dWatt-CFL-basis | MFm | 2003 | CZ11 | rDXGF | 565 | 0.066 | -10.2 | 500 | 0.04
CFLMFm2003CZ11rDXHP | CFL | All | MFm | 2003 | CZ11 | rDXHP | 0.958 | 1.625 | 0 |  | 479 | 0.065 | 0 | 500 | 0.04 | FALSE | 1 | 1 | 0 | 0.5 | Res-Iltg-dWatt-CFL-basis | MFm | 2003 | CZ11 | rDXHP | 479 | 0.065 | 0 | 500 | 0.04
CFLMFm2003CZ11rNCEH | CFL | All | MFm | 2003 | CZ11 | rNCEH | 0.598 | 1.025 | 0 |  | 299 | 0.041 | 0 | 500 | 0.04 | FALSE | 1 | 1 | 0 | 0.25 | Res-Iltg-dWatt-CFL-basis | MFm | 2003 | CZ11 | rNCEH | 299 | 0.041 | 0 | 500 | 0.04
CFLMFm2003CZ11rNCGF | CFL | All | MFm | 2003 | CZ11 | rNCGF | 0.996 | 1.025 | -0.021 |  | 498 | 0.041 | -10.5 | 500 | 0.04 | FALSE | 0 | 1 | -0.021 | 0.9 | Res-Iltg-dWatt-CFL-basis | MFm | 2003 | CZ11 | rNCGF | 498 | 0.041 | -10.5 | 500 | 0.04
CFLMFm2003CZ12rDXGF | CFL | All | MFm | 2003 | CZ12 | rDXGF | 1.11 | 1.7 | -0.01968 |  | 555 | 0.068 | -9.84 | 500 | 0.04 | FALSE | 0 | 1 | -0.01968 | 1 | Res-Iltg-dWatt-CFL-basis | MFm | 2003 | CZ12 | rDXGF | 555 | 0.068 | -9.84 | 500 | 0.04
CFLMFm2003CZ12rDXHP | CFL | All | MFm | 2003 | CZ12 | rDXHP | 0.952 | 1.675 | 0 |  | 476 | 0.067 | 0 | 500 | 0.04 | FALSE | 1 | 1 | 0 | 0.5 | Res-Iltg-dWatt-CFL-basis | MFm | 2003 | CZ12 | rDXHP | 476 | 0.067 | 0 | 500 | 0.04
CFLMFm2003CZ12rNCEH | CFL | All | MFm | 2003 | CZ12 | rNCEH | 0.62 | 1 | 0 |  | 310 | 0.04 | 0 | 500 | 0.04 | FALSE | 1 | 1 | 0 | 0.25 | Res-Iltg-dWatt-CFL-basis | MFm | 2003 | CZ12 | rNCEH | 310 | 0.04 | 0 | 500 | 0.04
CFLMFm2003CZ12rNCGF | CFL | All | MFm | 2003 | CZ12 | rNCGF | 0.996 | 1.05 | -0.0202 |  | 498 | 0.042 | -10.1 | 500 | 0.04 | FALSE | 0 | 1 | -0.0202 | 0.9 | Res-Iltg-dWatt-CFL-basis | MFm | 2003 | CZ12 | rNCGF | 498 | 0.042 | -10.1 | 500 | 0.04
CFLMFm2003CZ13rDXGF | CFL | All | MFm | 2003 | CZ13 | rDXGF | 1.138 | 1.7 | -0.01824 |  | 569 | 0.068 | -9.12 | 500 | 0.04 | FALSE | 0 | 1 | -0.01824 | 1 | Res-Iltg-dWatt-CFL-basis | MFm | 2003 | CZ13 | rDXGF | 569 | 0.068 | -9.12 | 500 | 0.04
CFLMFm2003CZ13rDXHP | CFL | All | MFm | 2003 | CZ13 | rDXHP | 0.986 | 1.675 | 0 |  | 493 | 0.067 | 0 | 500 | 0.04 | FALSE | 1 | 1 | 0 | 0.5 | Res-Iltg-dWatt-CFL-basis | MFm | 2003 | CZ13 | rDXHP | 493 | 0.067 | 0 | 500 | 0.04
CFLMFm2003CZ13rNCEH | CFL | All | MFm | 2003 | CZ13 | rNCEH | 0.642 | 1.025 | 0 |  | 321 | 0.041 | 0 | 500 | 0.04 | FALSE | 1 | 1 | 0 | 0.25 | Res-Iltg-dWatt-CFL-basis | MFm | 2003 | CZ13 | rNCEH | 321 | 0.041 | 0 | 500 | 0.04
CFLMFm2003CZ13rNCGF | CFL | All | MFm | 2003 | CZ13 | rNCGF | 0.998 | 1.05 | -0.01882 |  | 499 | 0.042 | -9.41 | 500 | 0.04 | FALSE | 0 | 1 | -0.01882 | 0.9 | Res-Iltg-dWatt-CFL-basis | MFm | 2003 | CZ13 | rNCGF | 499 | 0.042 | -9.41 | 500 | 0.04
CFLMFm2003CZ14rDXGF | CFL | All | MFm | 2003 | CZ14 | rDXGF | 1.136 | 1.4048 | -0.0204 |  | 568 | 0.059 | -10.2 | 500 | 0.042 | FALSE | 0 | 1 | -0.0204 | 1 | Res-Iltg-dWatt-CFL-basis | MFm | 2003 | CZ14 | rDXGF | 568 | 0.059 | -10.2 | 500 | 0.042
CFLMFm2003CZ14rDXHP | CFL | All | MFm | 2003 | CZ14 | rDXHP | 0.958 | 1.4762 | 0 |  | 479 | 0.062 | 0 | 500 | 0.042 | FALSE | 1 | 1 | 0 | 0.5 | Res-Iltg-dWatt-CFL-basis | MFm | 2003 | CZ14 | rDXHP | 479 | 0.062 | 0 | 500 | 0.042
CFLMFm2003CZ14rNCEH | CFL | All | MFm | 2003 | CZ14 | rNCEH | 0.604 | 1.0238 | 0 |  | 302 | 0.043 | 0 | 500 | 0.042 | FALSE | 1 | 1 | 0 | 0.25 | Res-Iltg-dWatt-CFL-basis | MFm | 2003 | CZ14 | rNCEH | 302 | 0.043 | 0 | 500 | 0.042
CFLMFm2003CZ14rNCGF | CFL | All | MFm | 2003 | CZ14 | rNCGF | 0.994 | 1 | -0.0208 |  | 497 | 0.042 | -10.4 | 500 | 0.042 | FALSE | 0 | 1 | -0.0208 | 0.9 | Res-Iltg-dWatt-CFL-basis | MFm | 2003 | CZ14 | rNCGF | 497 | 0.042 | -10.4 | 500 | 0.042
CFLMFm2003CZ15rDXGF | CFL | All | MFm | 2003 | CZ15 | rDXGF | 1.196 | 1.5714 | -0.00914 |  | 598 | 0.066 | -4.57 | 500 | 0.042 | FALSE | 0 | 1 | -0.00914 | 1 | Res-Iltg-dWatt-CFL-basis | MFm | 2003 | CZ15 | rDXGF | 598 | 0.066 | -4.57 | 500 | 0.042
CFLMFm2003CZ15rDXHP | CFL | All | MFm | 2003 | CZ15 | rDXHP | 1.15 | 1.7381 | 0 |  | 575 | 0.073 | 0 | 500 | 0.042 | FALSE | 1 | 1 | 0 | 0.5 | Res-Iltg-dWatt-CFL-basis | MFm | 2003 | CZ15 | rDXHP | 575 | 0.073 | 0 | 500 | 0.042
CFLMFm2003CZ15rNCEH | CFL | All | MFm | 2003 | CZ15 | rNCEH | 0.832 | 1 | 0 |  | 416 | 0.042 | 0 | 500 | 0.042 | FALSE | 1 | 1 | 0 | 0.25 | Res-Iltg-dWatt-CFL-basis | MFm | 2003 | CZ15 | rNCEH | 416 | 0.042 | 0 | 500 | 0.042
CFLMFm2003CZ15rNCGF | CFL | All | MFm | 2003 | CZ15 | rNCGF | 1.008 | 1.0238 | -0.00972 |  | 504 | 0.043 | -4.86 | 500 | 0.042 | FALSE | 0 | 1 | -0.00972 | 0.9 | Res-Iltg-dWatt-CFL-basis | MFm | 2003 | CZ15 | rNCGF | 504 | 0.043 | -4.86 | 500 | 0.042
CFLMFm2003CZ16rDXGF | CFL | All | MFm | 2003 | CZ16 | rDXGF | 1.088 | 1.675 | -0.0256 |  | 544 | 0.067 | -12.8 | 500 | 0.04 | FALSE | 0 | 1 | -0.0256 | 1 | Res-Iltg-dWatt-CFL-basis | MFm | 2003 | CZ16 | rDXGF | 544 | 0.067 | -12.8 | 500 | 0.04
CFLMFm2003CZ16rDXHP | CFL | All | MFm | 2003 | CZ16 | rDXHP | 0.81 | 1.7 | 0 |  | 405 | 0.068 | 0 | 500 | 0.04 | FALSE | 1 | 1 | 0 | 0.5 | Res-Iltg-dWatt-CFL-basis | MFm | 2003 | CZ16 | rDXHP | 405 | 0.068 | 0 | 500 | 0.04
CFLMFm2003CZ16rNCEH | CFL | All | MFm | 2003 | CZ16 | rNCEH | 0.518 | 1 | 0 |  | 259 | 0.04 | 0 | 500 | 0.04 | FALSE | 1 | 1 | 0 | 0.25 | Res-Iltg-dWatt-CFL-basis | MFm | 2003 | CZ16 | rNCEH | 259 | 0.04 | 0 | 500 | 0.04
CFLMFm2003CZ16rNCGF | CFL | All | MFm | 2003 | CZ16 | rNCGF | 0.992 | 1.05 | -0.0262 |  | 496 | 0.042 | -13.1 | 500 | 0.04 | FALSE | 0 | 1 | -0.0262 | 0.9 | Res-Iltg-dWatt-CFL-basis | MFm | 2003 | CZ16 | rNCGF | 496 | 0.042 | -13.1 | 500 | 0.04
CFLMFm2007CZ01rDXGF | CFL | All | MFm | 2007 | CZ01 | rDXGF | 1 | 1.0455 | -0.03413 |  | 487 | 0.046 | -18.1 | 500 | 0.044 | FALSE | 0 | 1 | -0.03413 | 1 | Res-Iltg-dWatt-CFL-basis | MFm | 2007 | CZ01 | rDXGF | 487 | 0.046 | -18.1 | 500 | 0.044
CFLMFm2007CZ01rDXHP | CFL | All | MFm | 2007 | CZ01 | rDXHP | 0.712 | 1.0227 | 0 |  | 356 | 0.045 | 0 | 500 | 0.044 | FALSE | 1 | 1 | 0 | 0.5 | Res-Iltg-dWatt-CFL-basis | MFm | 2007 | CZ01 | rDXHP | 356 | 0.045 | 0 | 500 | 0.044
CFLMFm2007CZ01rNCEH | CFL | All | MFm | 2007 | CZ01 | rNCEH | 0.29 | 1 | 0 |  | 145 | 0.044 | 0 | 500 | 0.044 | FALSE | 1 | 1 | 0 | 0.25 | Res-Iltg-dWatt-CFL-basis | MFm | 2007 | CZ01 | rNCEH | 145 | 0.044 | 0 | 500 | 0.044
CFLMFm2007CZ01rNCGF | CFL | All | MFm | 2007 | CZ01 | rNCGF | 0.978 | 1.0455 | -0.03413 |  | 489 | 0.046 | -18.3 | 500 | 0.044 | FALSE | 0 | 1 | -0.03413 | 0.9 | Res-Iltg-dWatt-CFL-basis | MFm | 2007 | CZ01 | rNCGF | 489 | 0.046 | -18.3 | 500 | 0.044
CFLMFm2007CZ02rDXGF | CFL | All | MFm | 2007 | CZ02 | rDXGF | 1.052 | 1.6098 | -0.0214 |  | 526 | 0.066 | -10.7 | 500 | 0.041 | FALSE | 0 | 1 | -0.0214 | 1 | Res-Iltg-dWatt-CFL-basis | MFm | 2007 | CZ02 | rDXGF | 526 | 0.066 | -10.7 | 500 | 0.041
CFLMFm2007CZ02rDXHP | CFL | All | MFm | 2007 | CZ02 | rDXHP | 0.878 | 1.5366 | 0 |  | 439 | 0.063 | 0 | 500 | 0.041 | FALSE | 1 | 1 | 0 | 0.5 | Res-Iltg-dWatt-CFL-basis | MFm | 2007 | CZ02 | rDXHP | 439 | 0.063 | 0 | 500 | 0.041
CFLMFm2007CZ02rNCEH | CFL | All | MFm | 2007 | CZ02 | rNCEH | 0.572 | 1 | 0 |  | 286 | 0.041 | 0 | 500 | 0.041 | FALSE | 1 | 1 | 0 | 0.25 | Res-Iltg-dWatt-CFL-basis | MFm | 2007 | CZ02 | rNCEH | 286 | 0.041 | 0 | 500 | 0.041
CFLMFm2007CZ02rNCGF | CFL | All | MFm | 2007 | CZ02 | rNCGF | 0.994 | 1 | -0.0218 |  | 497 | 0.041 | -10.9 | 500 | 0.041 | FALSE | 0 | 1 | -0.0218 | 0.9 | Res-Iltg-dWatt-CFL-basis | MFm | 2007 | CZ02 | rNCGF | 497 | 0.041 | -10.9 | 500 | 0.041
CFLMFm2007CZ03rDXGF | CFL | All | MFm | 2007 | CZ03 | rDXGF | 1 | 1.225 | -0.0264 |  | 496 | 0.049 | -13.2 | 500 | 0.04 | FALSE | 0 | 1 | -0.0264 | 1 | Res-Iltg-dWatt-CFL-basis | MFm | 2007 | CZ03 | rDXGF | 496 | 0.049 | -13.2 | 500 | 0.04
CFLMFm2007CZ03rDXHP | CFL | All | MFm | 2007 | CZ03 | rDXHP | 0.816 | 1.175 | 0 |  | 408 | 0.047 | 0 | 500 | 0.04 | FALSE | 1 | 1 | 0 | 0.5 | Res-Iltg-dWatt-CFL-basis | MFm | 2007 | CZ03 | rDXHP | 408 | 0.047 | 0 | 500 | 0.04
CFLMFm2007CZ03rNCEH | CFL | All | MFm | 2007 | CZ03 | rNCEH | 0.49 | 1.025 | 0 |  | 245 | 0.041 | 0 | 500 | 0.04 | FALSE | 1 | 1 | 0 | 0.25 | Res-Iltg-dWatt-CFL-basis | MFm | 2007 | CZ03 | rNCEH | 245 | 0.041 | 0 | 500 | 0.04
CFLMFm2007CZ03rNCGF | CFL | All | MFm | 2007 | CZ03 | rNCGF | 0.986 | 1.025 | -0.027 |  | 493 | 0.041 | -13.5 | 500 | 0.04 | FALSE | 0 | 1 | -0.027 | 0.9 | Res-Iltg-dWatt-CFL-basis | MFm | 2007 | CZ03 | rNCGF | 493 | 0.041 | -13.5 | 500 | 0.04
CFLMFm2007CZ04rDXGF | CFL | All | MFm | 2007 | CZ04 | rDXGF | 1.07 | 1.6591 | -0.01806 |  | 535 | 0.073 | -9.03 | 500 | 0.044 | FALSE | 0 | 1 | -0.01806 | 1 | Res-Iltg-dWatt-CFL-basis | MFm | 2007 | CZ04 | rDXGF | 535 | 0.073 | -9.03 | 500 | 0.044
CFLMFm2007CZ04rDXHP | CFL | All | MFm | 2007 | CZ04 | rDXHP | 0.926 | 1.75 | 0 |  | 463 | 0.077 | 0 | 500 | 0.044 | FALSE | 1 | 1 | 0 | 0.5 | Res-Iltg-dWatt-CFL-basis | MFm | 2007 | CZ04 | rDXHP | 463 | 0.077 | 0 | 500 | 0.044
CFLMFm2007CZ04rNCEH | CFL | All | MFm | 2007 | CZ04 | rNCEH | 0.646 | 1.0227 | 0 |  | 323 | 0.045 | 0 | 500 | 0.044 | FALSE | 1 | 1 | 0 | 0.25 | Res-Iltg-dWatt-CFL-basis | MFm | 2007 | CZ04 | rNCEH | 323 | 0.045 | 0 | 500 | 0.044
CFLMFm2007CZ04rNCGF | CFL | All | MFm | 2007 | CZ04 | rNCGF | 1 | 1.0455 | -0.01834 |  | 500 | 0.046 | -9.17 | 500 | 0.044 | FALSE | 0 | 1 | -0.01834 | 0.9 | Res-Iltg-dWatt-CFL-basis | MFm | 2007 | CZ04 | rNCGF | 500 | 0.046 | -9.17 | 500 | 0.044
CFLMFm2007CZ05rDXGF | CFL | All | MFm | 2007 | CZ05 | rDXGF | 1.006 | 1.2955 | -0.0252 |  | 503 | 0.057 | -12.6 | 500 | 0.044 | FALSE | 0 | 1 | -0.0252 | 1 | Res-Iltg-dWatt-CFL-basis | MFm | 2007 | CZ05 | rDXGF | 503 | 0.057 | -12.6 | 500 | 0.044
CFLMFm2007CZ05rDXHP | CFL | All | MFm | 2007 | CZ05 | rDXHP | 0.82 | 1.25 | 0 |  | 410 | 0.055 | 0 | 500 | 0.044 | FALSE | 1 | 1 | 0 | 0.5 | Res-Iltg-dWatt-CFL-basis | MFm | 2007 | CZ05 | rDXHP | 410 | 0.055 | 0 | 500 | 0.044
CFLMFm2007CZ05rNCEH | CFL | All | MFm | 2007 | CZ05 | rNCEH | 0.518 | 1 | 0 |  | 259 | 0.044 | 0 | 500 | 0.044 | FALSE | 1 | 1 | 0 | 0.25 | Res-Iltg-dWatt-CFL-basis | MFm | 2007 | CZ05 | rNCEH | 259 | 0.044 | 0 | 500 | 0.044
CFLMFm2007CZ05rNCGF | CFL | All | MFm | 2007 | CZ05 | rNCGF | 0.994 | 1.0227 | -0.0254 |  | 497 | 0.045 | -12.7 | 500 | 0.044 | FALSE | 0 | 1 | -0.0254 | 0.9 | Res-Iltg-dWatt-CFL-basis | MFm | 2007 | CZ05 | rNCGF | 497 | 0.045 | -12.7 | 500 | 0.044
CFLMFm2007CZ06rDXGF | CFL | All | MFm | 2007 | CZ06 | rDXGF | 1.07 | 1.5333 | -0.01884 |  | 535 | 0.069 | -9.42 | 500 | 0.045 | FALSE | 0 | 1 | -0.01884 | 1 | Res-Iltg-dWatt-CFL-basis | MFm | 2007 | CZ06 | rDXGF | 535 | 0.069 | -9.42 | 500 | 0.045
CFLMFm2007CZ06rDXHP | CFL | All | MFm | 2007 | CZ06 | rDXHP | 0.934 | 1.5111 | 0 |  | 467 | 0.068 | 0 | 500 | 0.045 | FALSE | 1 | 1 | 0 | 0.5 | Res-Iltg-dWatt-CFL-basis | MFm | 2007 | CZ06 | rDXHP | 467 | 0.068 | 0 | 500 | 0.045
CFLMFm2007CZ06rNCEH | CFL | All | MFm | 2007 | CZ06 | rNCEH | 0.654 | 1 | 0 |  | 327 | 0.045 | 0 | 500 | 0.045 | FALSE | 1 | 1 | 0 | 0.25 | Res-Iltg-dWatt-CFL-basis | MFm | 2007 | CZ06 | rNCEH | 327 | 0.045 | 0 | 500 | 0.045
CFLMFm2007CZ06rNCGF | CFL | All | MFm | 2007 | CZ06 | rNCGF | 0.998 | 1 | -0.01906 |  | 499 | 0.045 | -9.53 | 500 | 0.045 | FALSE | 0 | 1 | -0.01906 | 0.9 | Res-Iltg-dWatt-CFL-basis | MFm | 2007 | CZ06 | rNCGF | 499 | 0.045 | -9.53 | 500 | 0.045
CFLMFm2007CZ07rDXGF | CFL | All | MFm | 2007 | CZ07 | rDXGF | 1.1 | 1.3778 | -0.01794 |  | 550 | 0.062 | -8.97 | 500 | 0.045 | FALSE | 0 | 1 | -0.01794 | 1 | Res-Iltg-dWatt-CFL-basis | MFm | 2007 | CZ07 | rDXGF | 550 | 0.062 | -8.97 | 500 | 0.045
CFLMFm2007CZ07rDXHP | CFL | All | MFm | 2007 | CZ07 | rDXHP | 0.978 | 1.4444 | 0 |  | 489 | 0.065 | 0 | 500 | 0.045 | FALSE | 1 | 1 | 0 | 0.5 | Res-Iltg-dWatt-CFL-basis | MFm | 2007 | CZ07 | rDXHP | 489 | 0.065 | 0 | 500 | 0.045
CFLMFm2007CZ07rNCEH | CFL | All | MFm | 2007 | CZ07 | rNCEH | 0.684 | 1 | 0 |  | 342 | 0.045 | 0 | 500 | 0.045 | FALSE | 1 | 1 | 0 | 0.25 | Res-Iltg-dWatt-CFL-basis | MFm | 2007 | CZ07 | rNCEH | 342 | 0.045 | 0 | 500 | 0.045
CFLMFm2007CZ07rNCGF | CFL | All | MFm | 2007 | CZ07 | rNCGF | 0.998 | 1 | -0.01846 |  | 499 | 0.045 | -9.23 | 500 | 0.045 | FALSE | 0 | 1 | -0.01846 | 0.9 | Res-Iltg-dWatt-CFL-basis | MFm | 2007 | CZ07 | rNCGF | 499 | 0.045 | -9.23 | 500 | 0.045
CFLMFm2007CZ08rDXGF | CFL | All | MFm | 2007 | CZ08 | rDXGF | 1.104 | 1.3333 | -0.01542 |  | 552 | 0.06 | -7.71 | 500 | 0.045 | FALSE | 0 | 1 | -0.01542 | 1 | Res-Iltg-dWatt-CFL-basis | MFm | 2007 | CZ08 | rDXGF | 552 | 0.06 | -7.71 | 500 | 0.045
CFLMFm2007CZ08rDXHP | CFL | All | MFm | 2007 | CZ08 | rDXHP | 1.004 | 1.4667 | 0 |  | 502 | 0.066 | 0 | 500 | 0.045 | FALSE | 1 | 1 | 0 | 0.5 | Res-Iltg-dWatt-CFL-basis | MFm | 2007 | CZ08 | rDXHP | 502 | 0.066 | 0 | 500 | 0.045
CFLMFm2007CZ08rNCEH | CFL | All | MFm | 2007 | CZ08 | rNCEH | 0.718 | 1 | 0 |  | 359 | 0.045 | 0 | 500 | 0.045 | FALSE | 1 | 1 | 0 | 0.25 | Res-Iltg-dWatt-CFL-basis | MFm | 2007 | CZ08 | rNCEH | 359 | 0.045 | 0 | 500 | 0.045
CFLMFm2007CZ08rNCGF | CFL | All | MFm | 2007 | CZ08 | rNCGF | 1.002 | 1 | -0.01578 |  | 501 | 0.045 | -7.89 | 500 | 0.045 | FALSE | 0 | 1 | -0.01578 | 0.9 | Res-Iltg-dWatt-CFL-basis | MFm | 2007 | CZ08 | rNCGF | 501 | 0.045 | -7.89 | 500 | 0.045
CFLMFm2007CZ09rDXGF | CFL | All | MFm | 2007 | CZ09 | rDXGF | 1.098 | 1.5455 | -0.01602 |  | 549 | 0.068 | -8.01 | 500 | 0.044 | FALSE | 0 | 1 | -0.01602 | 1 | Res-Iltg-dWatt-CFL-basis | MFm | 2007 | CZ09 | rDXGF | 549 | 0.068 | -8.01 | 500 | 0.044
CFLMFm2007CZ09rDXHP | CFL | All | MFm | 2007 | CZ09 | rDXHP | 0.984 | 1.5682 | 0 |  | 492 | 0.069 | 0 | 500 | 0.044 | FALSE | 1 | 1 | 0 | 0.5 | Res-Iltg-dWatt-CFL-basis | MFm | 2007 | CZ09 | rDXHP | 492 | 0.069 | 0 | 500 | 0.044
CFLMFm2007CZ09rNCEH | CFL | All | MFm | 2007 | CZ09 | rNCEH | 0.688 | 1 | 0 |  | 344 | 0.044 | 0 | 500 | 0.044 | FALSE | 1 | 1 | 0 | 0.25 | Res-Iltg-dWatt-CFL-basis | MFm | 2007 | CZ09 | rNCEH | 344 | 0.044 | 0 | 500 | 0.044
CFLMFm2007CZ09rNCGF | CFL | All | MFm | 2007 | CZ09 | rNCGF | 1 | 1.0455 | -0.0164 |  | 500 | 0.046 | -8.2 | 500 | 0.044 | FALSE | 0 | 1 | -0.0164 | 0.9 | Res-Iltg-dWatt-CFL-basis | MFm | 2007 | CZ09 | rNCGF | 500 | 0.046 | -8.2 | 500 | 0.044
CFLMFm2007CZ10rDXGF | CFL | All | MFm | 2007 | CZ10 | rDXGF | 1.106 | 1.6136 | -0.01492 |  | 553 | 0.071 | -7.46 | 500 | 0.044 | FALSE | 0 | 1 | -0.01492 | 1 | Res-Iltg-dWatt-CFL-basis | MFm | 2007 | CZ10 | rDXGF | 553 | 0.071 | -7.46 | 500 | 0.044
CFLMFm2007CZ10rDXHP | CFL | All | MFm | 2007 | CZ10 | rDXHP | 0.994 | 1.6818 | 0 |  | 497 | 0.074 | 0 | 500 | 0.044 | FALSE | 1 | 1 | 0 | 0.5 | Res-Iltg-dWatt-CFL-basis | MFm | 2007 | CZ10 | rDXHP | 497 | 0.074 | 0 | 500 | 0.044
CFLMFm2007CZ10rNCEH | CFL | All | MFm | 2007 | CZ10 | rNCEH | 0.704 | 1.0227 | 0 |  | 352 | 0.045 | 0 | 500 | 0.044 | FALSE | 1 | 1 | 0 | 0.25 | Res-Iltg-dWatt-CFL-basis | MFm | 2007 | CZ10 | rNCEH | 352 | 0.045 | 0 | 500 | 0.044
CFLMFm2007CZ10rNCGF | CFL | All | MFm | 2007 | CZ10 | rNCGF | 1.004 | 1.0227 | -0.01552 |  | 502 | 0.045 | -7.76 | 500 | 0.044 | FALSE | 0 | 1 | -0.01552 | 0.9 | Res-Iltg-dWatt-CFL-basis | MFm | 2007 | CZ10 | rNCGF | 502 | 0.045 | -7.76 | 500 | 0.044
CFLMFm2007CZ11rDXGF | CFL | All | MFm | 2007 | CZ11 | rDXGF | 1.104 | 1.439 | -0.0208 |  | 552 | 0.059 | -10.4 | 500 | 0.041 | FALSE | 0 | 1 | -0.0208 | 1 | Res-Iltg-dWatt-CFL-basis | MFm | 2007 | CZ11 | rDXGF | 552 | 0.059 | -10.4 | 500 | 0.041
CFLMFm2007CZ11rDXHP | CFL | All | MFm | 2007 | CZ11 | rDXHP | 0.944 | 1.4146 | 0 |  | 472 | 0.058 | 0 | 500 | 0.041 | FALSE | 1 | 1 | 0 | 0.5 | Res-Iltg-dWatt-CFL-basis | MFm | 2007 | CZ11 | rDXHP | 472 | 0.058 | 0 | 500 | 0.041
CFLMFm2007CZ11rNCEH | CFL | All | MFm | 2007 | CZ11 | rNCEH | 0.59 | 1 | 0 |  | 295 | 0.041 | 0 | 500 | 0.041 | FALSE | 1 | 1 | 0 | 0.25 | Res-Iltg-dWatt-CFL-basis | MFm | 2007 | CZ11 | rNCEH | 295 | 0.041 | 0 | 500 | 0.041
CFLMFm2007CZ11rNCGF | CFL | All | MFm | 2007 | CZ11 | rNCGF | 0.996 | 1.0244 | -0.0212 |  | 498 | 0.042 | -10.6 | 500 | 0.041 | FALSE | 0 | 1 | -0.0212 | 0.9 | Res-Iltg-dWatt-CFL-basis | MFm | 2007 | CZ11 | rNCGF | 498 | 0.042 | -10.6 | 500 | 0.041
CFLMFm2007CZ12rDXGF | CFL | All | MFm | 2007 | CZ12 | rDXGF | 1.094 | 1.4634 | -0.0198 |  | 547 | 0.06 | -9.9 | 500 | 0.041 | FALSE | 0 | 1 | -0.0198 | 1 | Res-Iltg-dWatt-CFL-basis | MFm | 2007 | CZ12 | rDXGF | 547 | 0.06 | -9.9 | 500 | 0.041
CFLMFm2007CZ12rDXHP | CFL | All | MFm | 2007 | CZ12 | rDXHP | 0.946 | 1.5122 | 0 |  | 473 | 0.062 | 0 | 500 | 0.041 | FALSE | 1 | 1 | 0 | 0.5 | Res-Iltg-dWatt-CFL-basis | MFm | 2007 | CZ12 | rDXHP | 473 | 0.062 | 0 | 500 | 0.041
CFLMFm2007CZ12rNCEH | CFL | All | MFm | 2007 | CZ12 | rNCEH | 0.612 | 1.0244 | 0 |  | 306 | 0.042 | 0 | 500 | 0.041 | FALSE | 1 | 1 | 0 | 0.25 | Res-Iltg-dWatt-CFL-basis | MFm | 2007 | CZ12 | rNCEH | 306 | 0.042 | 0 | 500 | 0.041
CFLMFm2007CZ12rNCGF | CFL | All | MFm | 2007 | CZ12 | rNCGF | 0.996 | 1 | -0.0202 |  | 498 | 0.041 | -10.1 | 500 | 0.041 | FALSE | 0 | 1 | -0.0202 | 0.9 | Res-Iltg-dWatt-CFL-basis | MFm | 2007 | CZ12 | rNCGF | 498 | 0.041 | -10.1 | 500 | 0.041
CFLMFm2007CZ13rDXGF | CFL | All | MFm | 2007 | CZ13 | rDXGF | 1.112 | 1.4878 | -0.01918 |  | 556 | 0.061 | -9.59 | 500 | 0.041 | FALSE | 0 | 1 | -0.01918 | 1 | Res-Iltg-dWatt-CFL-basis | MFm | 2007 | CZ13 | rDXGF | 556 | 0.061 | -9.59 | 500 | 0.041
CFLMFm2007CZ13rDXHP | CFL | All | MFm | 2007 | CZ13 | rDXHP | 0.972 | 1.439 | 0 |  | 486 | 0.059 | 0 | 500 | 0.041 | FALSE | 1 | 1 | 0 | 0.5 | Res-Iltg-dWatt-CFL-basis | MFm | 2007 | CZ13 | rDXHP | 486 | 0.059 | 0 | 500 | 0.041
CFLMFm2007CZ13rNCEH | CFL | All | MFm | 2007 | CZ13 | rNCEH | 0.632 | 1 | 0 |  | 316 | 0.041 | 0 | 500 | 0.041 | FALSE | 1 | 1 | 0 | 0.25 | Res-Iltg-dWatt-CFL-basis | MFm | 2007 | CZ13 | rNCEH | 316 | 0.041 | 0 | 500 | 0.041
CFLMFm2007CZ13rNCGF | CFL | All | MFm | 2007 | CZ13 | rNCGF | 0.998 | 1 | -0.01968 |  | 499 | 0.041 | -9.84 | 500 | 0.041 | FALSE | 0 | 1 | -0.01968 | 0.9 | Res-Iltg-dWatt-CFL-basis | MFm | 2007 | CZ13 | rNCGF | 499 | 0.041 | -9.84 | 500 | 0.041
CFLMFm2007CZ14rDXGF | CFL | All | MFm | 2007 | CZ14 | rDXGF | 1.116 | 1.3333 | -0.0204 |  | 558 | 0.056 | -10.2 | 500 | 0.042 | FALSE | 0 | 1 | -0.0204 | 1 | Res-Iltg-dWatt-CFL-basis | MFm | 2007 | CZ14 | rDXGF | 558 | 0.056 | -10.2 | 500 | 0.042
CFLMFm2007CZ14rDXHP | CFL | All | MFm | 2007 | CZ14 | rDXHP | 0.946 | 1.3571 | 0 |  | 473 | 0.057 | 0 | 500 | 0.042 | FALSE | 1 | 1 | 0 | 0.5 | Res-Iltg-dWatt-CFL-basis | MFm | 2007 | CZ14 | rDXHP | 473 | 0.057 | 0 | 500 | 0.042
CFLMFm2007CZ14rNCEH | CFL | All | MFm | 2007 | CZ14 | rNCEH | 0.594 | 1 | 0 |  | 297 | 0.042 | 0 | 500 | 0.042 | FALSE | 1 | 1 | 0 | 0.25 | Res-Iltg-dWatt-CFL-basis | MFm | 2007 | CZ14 | rNCEH | 297 | 0.042 | 0 | 500 | 0.042
CFLMFm2007CZ14rNCGF | CFL | All | MFm | 2007 | CZ14 | rNCGF | 0.996 | 1.0238 | -0.0208 |  | 498 | 0.043 | -10.4 | 500 | 0.042 | FALSE | 0 | 1 | -0.0208 | 0.9 | Res-Iltg-dWatt-CFL-basis | MFm | 2007 | CZ14 | rNCGF | 498 | 0.043 | -10.4 | 500 | 0.042
CFLMFm2007CZ15rDXGF | CFL | All | MFm | 2007 | CZ15 | rDXGF | 1.168 | 1.4286 | -0.00898 |  | 584 | 0.06 | -4.49 | 500 | 0.042 | FALSE | 0 | 1 | -0.00898 | 1 | Res-Iltg-dWatt-CFL-basis | MFm | 2007 | CZ15 | rDXGF | 584 | 0.06 | -4.49 | 500 | 0.042
CFLMFm2007CZ15rDXHP | CFL | All | MFm | 2007 | CZ15 | rDXHP | 1.126 | 1.5238 | 0 |  | 563 | 0.064 | 0 | 500 | 0.042 | FALSE | 1 | 1 | 0 | 0.5 | Res-Iltg-dWatt-CFL-basis | MFm | 2007 | CZ15 | rDXHP | 563 | 0.064 | 0 | 500 | 0.042
CFLMFm2007CZ15rNCEH | CFL | All | MFm | 2007 | CZ15 | rNCEH | 0.832 | 1.0238 | 0 |  | 416 | 0.043 | 0 | 500 | 0.042 | FALSE | 1 | 1 | 0 | 0.25 | Res-Iltg-dWatt-CFL-basis | MFm | 2007 | CZ15 | rNCEH | 416 | 0.043 | 0 | 500 | 0.042
CFLMFm2007CZ15rNCGF | CFL | All | MFm | 2007 | CZ15 | rNCGF | 1.008 | 1.0238 | -0.00948 |  | 504 | 0.043 | -4.74 | 500 | 0.042 | FALSE | 0 | 1 | -0.00948 | 0.9 | Res-Iltg-dWatt-CFL-basis | MFm | 2007 | CZ15 | rNCGF | 504 | 0.043 | -4.74 | 500 | 0.042
CFLMFm2007CZ16rDXGF | CFL | All | MFm | 2007 | CZ16 | rDXGF | 1.068 | 1.4 | -0.026 |  | 534 | 0.056 | -13 | 500 | 0.04 | FALSE | 0 | 1 | -0.026 | 1 | Res-Iltg-dWatt-CFL-basis | MFm | 2007 | CZ16 | rDXGF | 534 | 0.056 | -13 | 500 | 0.04
CFLMFm2007CZ16rDXHP | CFL | All | MFm | 2007 | CZ16 | rDXHP | 0.812 | 1.425 | 0 |  | 406 | 0.057 | 0 | 500 | 0.04 | FALSE | 1 | 1 | 0 | 0.5 | Res-Iltg-dWatt-CFL-basis | MFm | 2007 | CZ16 | rDXHP | 406 | 0.057 | 0 | 500 | 0.04
CFLMFm2007CZ16rNCEH | CFL | All | MFm | 2007 | CZ16 | rNCEH | 0.492 | 1.025 | 0 |  | 246 | 0.041 | 0 | 500 | 0.04 | FALSE | 1 | 1 | 0 | 0.25 | Res-Iltg-dWatt-CFL-basis | MFm | 2007 | CZ16 | rNCEH | 246 | 0.041 | 0 | 500 | 0.04
CFLMFm2007CZ16rNCGF | CFL | All | MFm | 2007 | CZ16 | rNCGF | 0.99 | 1.05 | -0.0264 |  | 495 | 0.042 | -13.2 | 500 | 0.04 | FALSE | 0 | 1 | -0.0264 | 0.9 | Res-Iltg-dWatt-CFL-basis | MFm | 2007 | CZ16 | rNCGF | 495 | 0.042 | -13.2 | 500 | 0.04
CFLMFm2011CZ01rDXGF | CFL | All | MFm | 2011 | CZ01 | rDXGF | 1 | 1.0227 | -0.03413 |  | 489 | 0.045 | -17.5 | 500 | 0.044 | FALSE | 0 | 1 | -0.03413 | 1 | Res-Iltg-dWatt-CFL-basis | MFm | 2011 | CZ01 | rDXGF | 489 | 0.045 | -17.5 | 500 | 0.044
CFLMFm2011CZ01rDXHP | CFL | All | MFm | 2011 | CZ01 | rDXHP | 0.726 | 1 | 0 |  | 363 | 0.044 | 0 | 500 | 0.044 | FALSE | 1 | 1 | 0 | 0.5 | Res-Iltg-dWatt-CFL-basis | MFm | 2011 | CZ01 | rDXHP | 363 | 0.044 | 0 | 500 | 0.044
CFLMFm2011CZ01rNCEH | CFL | All | MFm | 2011 | CZ01 | rNCEH | 0.336 | 1 | 0 |  | 168 | 0.044 | 0 | 500 | 0.044 | FALSE | 1 | 1 | 0 | 0.25 | Res-Iltg-dWatt-CFL-basis | MFm | 2011 | CZ01 | rNCEH | 168 | 0.044 | 0 | 500 | 0.044
CFLMFm2011CZ01rNCGF | CFL | All | MFm | 2011 | CZ01 | rNCGF | 0.982 | 1.0227 | -0.03413 |  | 491 | 0.045 | -17.5 | 500 | 0.044 | FALSE | 0 | 1 | -0.03413 | 0.9 | Res-Iltg-dWatt-CFL-basis | MFm | 2011 | CZ01 | rNCGF | 491 | 0.045 | -17.5 | 500 | 0.044
CFLMFm2011CZ02rDXGF | CFL | All | MFm | 2011 | CZ02 | rDXGF | 1.064 | 1.561 | -0.0206 |  | 532 | 0.064 | -10.3 | 500 | 0.041 | FALSE | 0 | 1 | -0.0206 | 1 | Res-Iltg-dWatt-CFL-basis | MFm | 2011 | CZ02 | rDXGF | 532 | 0.064 | -10.3 | 500 | 0.041
CFLMFm2011CZ02rDXHP | CFL | All | MFm | 2011 | CZ02 | rDXHP | 0.89 | 1.561 | 0 |  | 445 | 0.064 | 0 | 500 | 0.041 | FALSE | 1 | 1 | 0 | 0.5 | Res-Iltg-dWatt-CFL-basis | MFm | 2011 | CZ02 | rDXHP | 445 | 0.064 | 0 | 500 | 0.041
CFLMFm2011CZ02rNCEH | CFL | All | MFm | 2011 | CZ02 | rNCEH | 0.602 | 1 | 0 |  | 301 | 0.041 | 0 | 500 | 0.041 | FALSE | 1 | 1 | 0 | 0.25 | Res-Iltg-dWatt-CFL-basis | MFm | 2011 | CZ02 | rNCEH | 301 | 0.041 | 0 | 500 | 0.041
CFLMFm2011CZ02rNCGF | CFL | All | MFm | 2011 | CZ02 | rNCGF | 0.998 | 1 | -0.0208 |  | 499 | 0.041 | -10.4 | 500 | 0.041 | FALSE | 0 | 1 | -0.0208 | 0.9 | Res-Iltg-dWatt-CFL-basis | MFm | 2011 | CZ02 | rNCGF | 499 | 0.041 | -10.4 | 500 | 0.041
CFLMFm2011CZ03rDXGF | CFL | All | MFm | 2011 | CZ03 | rDXGF | 1 | 1.25 | -0.0254 |  | 499 | 0.05 | -12.7 | 500 | 0.04 | FALSE | 0 | 1 | -0.0254 | 1 | Res-Iltg-dWatt-CFL-basis | MFm | 2011 | CZ03 | rDXGF | 499 | 0.05 | -12.7 | 500 | 0.04
CFLMFm2011CZ03rDXHP | CFL | All | MFm | 2011 | CZ03 | rDXHP | 0.83 | 1.2 | 0 |  | 415 | 0.048 | 0 | 500 | 0.04 | FALSE | 1 | 1 | 0 | 0.5 | Res-Iltg-dWatt-CFL-basis | MFm | 2011 | CZ03 | rDXHP | 415 | 0.048 | 0 | 500 | 0.04
CFLMFm2011CZ03rNCEH | CFL | All | MFm | 2011 | CZ03 | rNCEH | 0.518 | 1.025 | 0 |  | 259 | 0.041 | 0 | 500 | 0.04 | FALSE | 1 | 1 | 0 | 0.25 | Res-Iltg-dWatt-CFL-basis | MFm | 2011 | CZ03 | rNCEH | 259 | 0.041 | 0 | 500 | 0.04
CFLMFm2011CZ03rNCGF | CFL | All | MFm | 2011 | CZ03 | rNCGF | 0.99 | 1.025 | -0.0256 |  | 495 | 0.041 | -12.8 | 500 | 0.04 | FALSE | 0 | 1 | -0.0256 | 0.9 | Res-Iltg-dWatt-CFL-basis | MFm | 2011 | CZ03 | rNCGF | 495 | 0.041 | -12.8 | 500 | 0.04
CFLMFm2011CZ04rDXGF | CFL | All | MFm | 2011 | CZ04 | rDXGF | 1.094 | 1.7955 | -0.01594 |  | 547 | 0.079 | -7.97 | 500 | 0.044 | FALSE | 0 | 1 | -0.01594 | 1 | Res-Iltg-dWatt-CFL-basis | MFm | 2011 | CZ04 | rDXGF | 547 | 0.079 | -7.97 | 500 | 0.044
CFLMFm2011CZ04rDXHP | CFL | All | MFm | 2011 | CZ04 | rDXHP | 0.948 | 1.75 | 0 |  | 474 | 0.077 | 0 | 500 | 0.044 | FALSE | 1 | 1 | 0 | 0.5 | Res-Iltg-dWatt-CFL-basis | MFm | 2011 | CZ04 | rDXHP | 474 | 0.077 | 0 | 500 | 0.044
CFLMFm2011CZ04rNCEH | CFL | All | MFm | 2011 | CZ04 | rNCEH | 0.702 | 1.0227 | 0 |  | 351 | 0.045 | 0 | 500 | 0.044 | FALSE | 1 | 1 | 0 | 0.25 | Res-Iltg-dWatt-CFL-basis | MFm | 2011 | CZ04 | rNCEH | 351 | 0.045 | 0 | 500 | 0.044
CFLMFm2011CZ04rNCGF | CFL | All | MFm | 2011 | CZ04 | rNCGF | 1.006 | 1.0227 | -0.01624 |  | 503 | 0.045 | -8.12 | 500 | 0.044 | FALSE | 0 | 1 | -0.01624 | 0.9 | Res-Iltg-dWatt-CFL-basis | MFm | 2011 | CZ04 | rNCGF | 503 | 0.045 | -8.12 | 500 | 0.044
CFLMFm2011CZ05rDXGF | CFL | All | MFm | 2011 | CZ05 | rDXGF | 1.01 | 1.2727 | -0.0252 |  | 505 | 0.056 | -12.6 | 500 | 0.044 | FALSE | 0 | 1 | -0.0252 | 1 | Res-Iltg-dWatt-CFL-basis | MFm | 2011 | CZ05 | rDXGF | 505 | 0.056 | -12.6 | 500 | 0.044
CFLMFm2011CZ05rDXHP | CFL | All | MFm | 2011 | CZ05 | rDXHP | 0.824 | 1.2045 | 0 |  | 412 | 0.053 | 0 | 500 | 0.044 | FALSE | 1 | 1 | 0 | 0.5 | Res-Iltg-dWatt-CFL-basis | MFm | 2011 | CZ05 | rDXHP | 412 | 0.053 | 0 | 500 | 0.044
CFLMFm2011CZ05rNCEH | CFL | All | MFm | 2011 | CZ05 | rNCEH | 0.54 | 1.0227 | 0 |  | 270 | 0.045 | 0 | 500 | 0.044 | FALSE | 1 | 1 | 0 | 0.25 | Res-Iltg-dWatt-CFL-basis | MFm | 2011 | CZ05 | rNCEH | 270 | 0.045 | 0 | 500 | 0.044
CFLMFm2011CZ05rNCGF | CFL | All | MFm | 2011 | CZ05 | rNCGF | 0.996 | 1.0227 | -0.0254 |  | 498 | 0.045 | -12.7 | 500 | 0.044 | FALSE | 0 | 1 | -0.0254 | 0.9 | Res-Iltg-dWatt-CFL-basis | MFm | 2011 | CZ05 | rNCGF | 498 | 0.045 | -12.7 | 500 | 0.044
CFLMFm2011CZ06rDXGF | CFL | All | MFm | 2011 | CZ06 | rDXGF | 1.074 | 1.5111 | -0.01932 |  | 537 | 0.068 | -9.66 | 500 | 0.045 | FALSE | 0 | 1 | -0.01932 | 1 | Res-Iltg-dWatt-CFL-basis | MFm | 2011 | CZ06 | rDXGF | 537 | 0.068 | -9.66 | 500 | 0.045
CFLMFm2011CZ06rDXHP | CFL | All | MFm | 2011 | CZ06 | rDXHP | 0.938 | 1.5556 | 0 |  | 469 | 0.07 | 0 | 500 | 0.045 | FALSE | 1 | 1 | 0 | 0.5 | Res-Iltg-dWatt-CFL-basis | MFm | 2011 | CZ06 | rDXHP | 469 | 0.07 | 0 | 500 | 0.045
CFLMFm2011CZ06rNCEH | CFL | All | MFm | 2011 | CZ06 | rNCEH | 0.66 | 1 | 0 |  | 330 | 0.045 | 0 | 500 | 0.045 | FALSE | 1 | 1 | 0 | 0.25 | Res-Iltg-dWatt-CFL-basis | MFm | 2011 | CZ06 | rNCEH | 330 | 0.045 | 0 | 500 | 0.045
CFLMFm2011CZ06rNCGF | CFL | All | MFm | 2011 | CZ06 | rNCGF | 1 | 1 | -0.01944 |  | 500 | 0.045 | -9.72 | 500 | 0.045 | FALSE | 0 | 1 | -0.01944 | 0.9 | Res-Iltg-dWatt-CFL-basis | MFm | 2011 | CZ06 | rNCGF | 500 | 0.045 | -9.72 | 500 | 0.045
CFLMFm2011CZ07rDXGF | CFL | All | MFm | 2011 | CZ07 | rDXGF | 1.128 | 1.3333 | -0.01582 |  | 564 | 0.06 | -7.91 | 500 | 0.045 | FALSE | 0 | 1 | -0.01582 | 1 | Res-Iltg-dWatt-CFL-basis | MFm | 2011 | CZ07 | rDXGF | 564 | 0.06 | -7.91 | 500 | 0.045
CFLMFm2011CZ07rDXHP | CFL | All | MFm | 2011 | CZ07 | rDXHP | 1.014 | 1.4444 | 0 |  | 507 | 0.065 | 0 | 500 | 0.045 | FALSE | 1 | 1 | 0 | 0.5 | Res-Iltg-dWatt-CFL-basis | MFm | 2011 | CZ07 | rDXHP | 507 | 0.065 | 0 | 500 | 0.045
CFLMFm2011CZ07rNCEH | CFL | All | MFm | 2011 | CZ07 | rNCEH | 0.728 | 1 | 0 |  | 364 | 0.044 | 0 | 500 | 0.045 | FALSE | 1 | 1 | 0 | 0.25 | Res-Iltg-dWatt-CFL-basis | MFm | 2011 | CZ07 | rNCEH | 364 | 0.044 | 0 | 500 | 0.045
CFLMFm2011CZ07rNCGF | CFL | All | MFm | 2011 | CZ07 | rNCGF | 1.004 | 1 | -0.01618 |  | 502 | 0.045 | -8.09 | 500 | 0.045 | FALSE | 0 | 1 | -0.01618 | 0.9 | Res-Iltg-dWatt-CFL-basis | MFm | 2011 | CZ07 | rNCGF | 502 | 0.045 | -8.09 | 500 | 0.045
CFLMFm2011CZ08rDXGF | CFL | All | MFm | 2011 | CZ08 | rDXGF | 1.126 | 1.4222 | -0.01388 |  | 563 | 0.064 | -6.94 | 500 | 0.045 | FALSE | 0 | 1 | -0.01388 | 1 | Res-Iltg-dWatt-CFL-basis | MFm | 2011 | CZ08 | rDXGF | 563 | 0.064 | -6.94 | 500 | 0.045
CFLMFm2011CZ08rDXHP | CFL | All | MFm | 2011 | CZ08 | rDXHP | 1.024 | 1.4 | 0 |  | 512 | 0.063 | 0 | 500 | 0.045 | FALSE | 1 | 1 | 0 | 0.5 | Res-Iltg-dWatt-CFL-basis | MFm | 2011 | CZ08 | rDXHP | 512 | 0.063 | 0 | 500 | 0.045
CFLMFm2011CZ08rNCEH | CFL | All | MFm | 2011 | CZ08 | rNCEH | 0.754 | 1 | 0 |  | 377 | 0.045 | 0 | 500 | 0.045 | FALSE | 1 | 1 | 0 | 0.25 | Res-Iltg-dWatt-CFL-basis | MFm | 2011 | CZ08 | rNCEH | 377 | 0.045 | 0 | 500 | 0.045
CFLMFm2011CZ08rNCGF | CFL | All | MFm | 2011 | CZ08 | rNCGF | 1.006 | 1 | -0.01434 |  | 503 | 0.045 | -7.17 | 500 | 0.045 | FALSE | 0 | 1 | -0.01434 | 0.9 | Res-Iltg-dWatt-CFL-basis | MFm | 2011 | CZ08 | rNCGF | 503 | 0.045 | -7.17 | 500 | 0.045
CFLMFm2011CZ09rDXGF | CFL | All | MFm | 2011 | CZ09 | rDXGF | 1.11 | 1.5227 | -0.01516 |  | 555 | 0.067 | -7.58 | 500 | 0.044 | FALSE | 0 | 1 | -0.01516 | 1 | Res-Iltg-dWatt-CFL-basis | MFm | 2011 | CZ09 | rDXGF | 555 | 0.067 | -7.58 | 500 | 0.044
CFLMFm2011CZ09rDXHP | CFL | All | MFm | 2011 | CZ09 | rDXHP | 1 | 1.5455 | 0 |  | 500 | 0.068 | 0 | 500 | 0.044 | FALSE | 1 | 1 | 0 | 0.5 | Res-Iltg-dWatt-CFL-basis | MFm | 2011 | CZ09 | rDXHP | 500 | 0.068 | 0 | 500 | 0.044
CFLMFm2011CZ09rNCEH | CFL | All | MFm | 2011 | CZ09 | rNCEH | 0.72 | 1.0227 | 0 |  | 360 | 0.045 | 0 | 500 | 0.044 | FALSE | 1 | 1 | 0 | 0.25 | Res-Iltg-dWatt-CFL-basis | MFm | 2011 | CZ09 | rNCEH | 360 | 0.045 | 0 | 500 | 0.044
CFLMFm2011CZ09rNCGF | CFL | All | MFm | 2011 | CZ09 | rNCGF | 1.004 | 1.0227 | -0.0156 |  | 502 | 0.045 | -7.8 | 500 | 0.044 | FALSE | 0 | 1 | -0.0156 | 0.9 | Res-Iltg-dWatt-CFL-basis | MFm | 2011 | CZ09 | rNCGF | 502 | 0.045 | -7.8 | 500 | 0.044
CFLMFm2011CZ10rDXGF | CFL | All | MFm | 2011 | CZ10 | rDXGF | 1.112 | 1.5227 | -0.01412 |  | 556 | 0.067 | -7.06 | 500 | 0.044 | FALSE | 0 | 1 | -0.01412 | 1 | Res-Iltg-dWatt-CFL-basis | MFm | 2011 | CZ10 | rDXGF | 556 | 0.067 | -7.06 | 500 | 0.044
CFLMFm2011CZ10rDXHP | CFL | All | MFm | 2011 | CZ10 | rDXHP | 1.004 | 1.5909 | 0 |  | 502 | 0.07 | 0 | 500 | 0.044 | FALSE | 1 | 1 | 0 | 0.5 | Res-Iltg-dWatt-CFL-basis | MFm | 2011 | CZ10 | rDXHP | 502 | 0.07 | 0 | 500 | 0.044
CFLMFm2011CZ10rNCEH | CFL | All | MFm | 2011 | CZ10 | rNCEH | 0.734 | 1.0227 | 0 |  | 367 | 0.045 | 0 | 500 | 0.044 | FALSE | 1 | 1 | 0 | 0.25 | Res-Iltg-dWatt-CFL-basis | MFm | 2011 | CZ10 | rNCEH | 367 | 0.045 | 0 | 500 | 0.044
CFLMFm2011CZ10rNCGF | CFL | All | MFm | 2011 | CZ10 | rNCGF | 1.006 | 1.0455 | -0.01458 |  | 503 | 0.046 | -7.29 | 500 | 0.044 | FALSE | 0 | 1 | -0.01458 | 0.9 | Res-Iltg-dWatt-CFL-basis | MFm | 2011 | CZ10 | rNCGF | 503 | 0.046 | -7.29 | 500 | 0.044
CFLMFm2011CZ11rDXGF | CFL | All | MFm | 2011 | CZ11 | rDXGF | 1.108 | 1.439 | -0.0202 |  | 554 | 0.059 | -10.1 | 500 | 0.041 | FALSE | 0 | 1 | -0.0202 | 1 | Res-Iltg-dWatt-CFL-basis | MFm | 2011 | CZ11 | rDXGF | 554 | 0.059 | -10.1 | 500 | 0.041
CFLMFm2011CZ11rDXHP | CFL | All | MFm | 2011 | CZ11 | rDXHP | 0.952 | 1.4146 | 0 |  | 476 | 0.058 | 0 | 500 | 0.041 | FALSE | 1 | 1 | 0 | 0.5 | Res-Iltg-dWatt-CFL-basis | MFm | 2011 | CZ11 | rDXHP | 476 | 0.058 | 0 | 500 | 0.041
CFLMFm2011CZ11rNCEH | CFL | All | MFm | 2011 | CZ11 | rNCEH | 0.614 | 1 | 0 |  | 307 | 0.041 | 0 | 500 | 0.041 | FALSE | 1 | 1 | 0 | 0.25 | Res-Iltg-dWatt-CFL-basis | MFm | 2011 | CZ11 | rNCEH | 307 | 0.041 | 0 | 500 | 0.041
CFLMFm2011CZ11rNCGF | CFL | All | MFm | 2011 | CZ11 | rNCGF | 0.998 | 1 | -0.0206 |  | 499 | 0.041 | -10.3 | 500 | 0.041 | FALSE | 0 | 1 | -0.0206 | 0.9 | Res-Iltg-dWatt-CFL-basis | MFm | 2011 | CZ11 | rNCGF | 499 | 0.041 | -10.3 | 500 | 0.041
CFLMFm2011CZ12rDXGF | CFL | All | MFm | 2011 | CZ12 | rDXGF | 1.104 | 1.5122 | -0.0187 |  | 552 | 0.062 | -9.35 | 500 | 0.041 | FALSE | 0 | 1 | -0.0187 | 1 | Res-Iltg-dWatt-CFL-basis | MFm | 2011 | CZ12 | rDXGF | 552 | 0.062 | -9.35 | 500 | 0.041
CFLMFm2011CZ12rDXHP | CFL | All | MFm | 2011 | CZ12 | rDXHP | 0.956 | 1.4878 | 0 |  | 478 | 0.061 | 0 | 500 | 0.041 | FALSE | 1 | 1 | 0 | 0.5 | Res-Iltg-dWatt-CFL-basis | MFm | 2011 | CZ12 | rDXHP | 478 | 0.061 | 0 | 500 | 0.041
CFLMFm2011CZ12rNCEH | CFL | All | MFm | 2011 | CZ12 | rNCEH | 0.636 | 1 | 0 |  | 318 | 0.041 | 0 | 500 | 0.041 | FALSE | 1 | 1 | 0 | 0.25 | Res-Iltg-dWatt-CFL-basis | MFm | 2011 | CZ12 | rNCEH | 318 | 0.041 | 0 | 500 | 0.041
CFLMFm2011CZ12rNCGF | CFL | All | MFm | 2011 | CZ12 | rNCGF | 1 | 1.0244 | -0.01918 |  | 500 | 0.042 | -9.59 | 500 | 0.041 | FALSE | 0 | 1 | -0.01918 | 0.9 | Res-Iltg-dWatt-CFL-basis | MFm | 2011 | CZ12 | rNCGF | 500 | 0.042 | -9.59 | 500 | 0.041
CFLMFm2011CZ13rDXGF | CFL | All | MFm | 2011 | CZ13 | rDXGF | 1.116 | 1.4634 | -0.01866 |  | 558 | 0.06 | -9.33 | 500 | 0.041 | FALSE | 0 | 1 | -0.01866 | 1 | Res-Iltg-dWatt-CFL-basis | MFm | 2011 | CZ13 | rDXGF | 558 | 0.06 | -9.33 | 500 | 0.041
CFLMFm2011CZ13rDXHP | CFL | All | MFm | 2011 | CZ13 | rDXHP | 0.982 | 1.4878 | 0 |  | 491 | 0.061 | 0 | 500 | 0.041 | FALSE | 1 | 1 | 0 | 0.5 | Res-Iltg-dWatt-CFL-basis | MFm | 2011 | CZ13 | rDXHP | 491 | 0.061 | 0 | 500 | 0.041
CFLMFm2011CZ13rNCEH | CFL | All | MFm | 2011 | CZ13 | rNCEH | 0.656 | 1 | 0 |  | 328 | 0.041 | 0 | 500 | 0.041 | FALSE | 1 | 1 | 0 | 0.25 | Res-Iltg-dWatt-CFL-basis | MFm | 2011 | CZ13 | rNCEH | 328 | 0.041 | 0 | 500 | 0.041
CFLMFm2011CZ13rNCGF | CFL | All | MFm | 2011 | CZ13 | rNCGF | 1 | 1.0244 | -0.0192 |  | 500 | 0.042 | -9.6 | 500 | 0.041 | FALSE | 0 | 1 | -0.0192 | 0.9 | Res-Iltg-dWatt-CFL-basis | MFm | 2011 | CZ13 | rNCGF | 500 | 0.042 | -9.6 | 500 | 0.041
CFLMFm2011CZ14rDXGF | CFL | All | MFm | 2011 | CZ14 | rDXGF | 1.126 | 1.381 | -0.01962 |  | 563 | 0.058 | -9.81 | 500 | 0.042 | FALSE | 0 | 1 | -0.01962 | 1 | Res-Iltg-dWatt-CFL-basis | MFm | 2011 | CZ14 | rDXGF | 563 | 0.058 | -9.81 | 500 | 0.042
CFLMFm2011CZ14rDXHP | CFL | All | MFm | 2011 | CZ14 | rDXHP | 0.948 | 1.3095 | 0 |  | 474 | 0.055 | 0 | 500 | 0.042 | FALSE | 1 | 1 | 0 | 0.5 | Res-Iltg-dWatt-CFL-basis | MFm | 2011 | CZ14 | rDXHP | 474 | 0.055 | 0 | 500 | 0.042
CFLMFm2011CZ14rNCEH | CFL | All | MFm | 2011 | CZ14 | rNCEH | 0.618 | 1.0238 | 0 |  | 309 | 0.043 | 0 | 500 | 0.042 | FALSE | 1 | 1 | 0 | 0.25 | Res-Iltg-dWatt-CFL-basis | MFm | 2011 | CZ14 | rNCEH | 309 | 0.043 | 0 | 500 | 0.042
CFLMFm2011CZ14rNCGF | CFL | All | MFm | 2011 | CZ14 | rNCGF | 0.998 | 1.0238 | -0.0202 |  | 499 | 0.043 | -10.1 | 500 | 0.042 | FALSE | 0 | 1 | -0.0202 | 0.9 | Res-Iltg-dWatt-CFL-basis | MFm | 2011 | CZ14 | rNCGF | 499 | 0.043 | -10.1 | 500 | 0.042
CFLMFm2011CZ15rDXGF | CFL | All | MFm | 2011 | CZ15 | rDXGF | 1.176 | 1.4286 | -0.0087 |  | 588 | 0.06 | -4.35 | 500 | 0.042 | FALSE | 0 | 1 | -0.0087 | 1 | Res-Iltg-dWatt-CFL-basis | MFm | 2011 | CZ15 | rDXGF | 588 | 0.06 | -4.35 | 500 | 0.042
CFLMFm2011CZ15rDXHP | CFL | All | MFm | 2011 | CZ15 | rDXHP | 1.126 | 1.5 | 0 |  | 563 | 0.063 | 0 | 500 | 0.042 | FALSE | 1 | 1 | 0 | 0.5 | Res-Iltg-dWatt-CFL-basis | MFm | 2011 | CZ15 | rDXHP | 563 | 0.063 | 0 | 500 | 0.042
CFLMFm2011CZ15rNCEH | CFL | All | MFm | 2011 | CZ15 | rNCEH | 0.846 | 1 | 0 |  | 423 | 0.042 | 0 | 500 | 0.042 | FALSE | 1 | 1 | 0 | 0.25 | Res-Iltg-dWatt-CFL-basis | MFm | 2011 | CZ15 | rNCEH | 423 | 0.042 | 0 | 500 | 0.042
CFLMFm2011CZ15rNCGF | CFL | All | MFm | 2011 | CZ15 | rNCGF | 1.01 | 1.0238 | -0.0092 |  | 505 | 0.043 | -4.6 | 500 | 0.042 | FALSE | 0 | 1 | -0.0092 | 0.9 | Res-Iltg-dWatt-CFL-basis | MFm | 2011 | CZ15 | rNCGF | 505 | 0.043 | -4.6 | 500 | 0.042
CFLMFm2011CZ16rDXGF | CFL | All | MFm | 2011 | CZ16 | rDXGF | 1.072 | 1.4 | -0.0256 |  | 536 | 0.056 | -12.8 | 500 | 0.04 | FALSE | 0 | 1 | -0.0256 | 1 | Res-Iltg-dWatt-CFL-basis | MFm | 2011 | CZ16 | rDXGF | 536 | 0.056 | -12.8 | 500 | 0.04
CFLMFm2011CZ16rDXHP | CFL | All | MFm | 2011 | CZ16 | rDXHP | 0.818 | 1.425 | 0 |  | 409 | 0.057 | 0 | 500 | 0.04 | FALSE | 1 | 1 | 0 | 0.5 | Res-Iltg-dWatt-CFL-basis | MFm | 2011 | CZ16 | rDXHP | 409 | 0.057 | 0 | 500 | 0.04
CFLMFm2011CZ16rNCEH | CFL | All | MFm | 2011 | CZ16 | rNCEH | 0.508 | 1.05 | 0 |  | 254 | 0.042 | 0 | 500 | 0.04 | FALSE | 1 | 1 | 0 | 0.25 | Res-Iltg-dWatt-CFL-basis | MFm | 2011 | CZ16 | rNCEH | 254 | 0.042 | 0 | 500 | 0.04
CFLMFm2011CZ16rNCGF | CFL | All | MFm | 2011 | CZ16 | rNCGF | 0.992 | 1.025 | -0.026 |  | 496 | 0.041 | -13 | 500 | 0.04 | FALSE | 0 | 1 | -0.026 | 0.9 | Res-Iltg-dWatt-CFL-basis | MFm | 2011 | CZ16 | rNCGF | 496 | 0.041 | -13 | 500 | 0.04
CFLMFm2015CZ01rDXGF | CFL | All | MFm | 2015 | CZ01 | rDXGF | 1 | 1.0455 | -0.032 |  | 494 | 0.046 | -16 | 500 | 0.044 | FALSE | 0 | 1 | -0.032 | 1 | Res-Iltg-dWatt-CFL-basis | MFm | 2015 | CZ01 | rDXGF | 494 | 0.046 | -16 | 500 | 0.044
CFLMFm2015CZ01rDXHP | CFL | All | MFm | 2015 | CZ01 | rDXHP | 0.754 | 1.0227 | 0 |  | 377 | 0.045 | 0 | 500 | 0.044 | FALSE | 1 | 1 | 0 | 0.5 | Res-Iltg-dWatt-CFL-basis | MFm | 2015 | CZ01 | rDXHP | 377 | 0.045 | 0 | 500 | 0.044
CFLMFm2015CZ01rNCEH | CFL | All | MFm | 2015 | CZ01 | rNCEH | 0.392 | 1.0227 | 0 |  | 196 | 0.045 | 0 | 500 | 0.044 | FALSE | 1 | 1 | 0 | 0.25 | Res-Iltg-dWatt-CFL-basis | MFm | 2015 | CZ01 | rNCEH | 196 | 0.045 | 0 | 500 | 0.044
CFLMFm2015CZ01rNCGF | CFL | All | MFm | 2015 | CZ01 | rNCGF | 0.986 | 1.0455 | -0.0322 |  | 493 | 0.046 | -16.1 | 500 | 0.044 | FALSE | 0 | 1 | -0.0322 | 0.9 | Res-Iltg-dWatt-CFL-basis | MFm | 2015 | CZ01 | rNCGF | 493 | 0.046 | -16.1 | 500 | 0.044
CFLMFm2015CZ02rDXGF | CFL | All | MFm | 2015 | CZ02 | rDXGF | 1.058 | 1.5122 | -0.021 |  | 529 | 0.062 | -10.5 | 500 | 0.041 | FALSE | 0 | 1 | -0.021 | 1 | Res-Iltg-dWatt-CFL-basis | MFm | 2015 | CZ02 | rDXGF | 529 | 0.062 | -10.5 | 500 | 0.041
CFLMFm2015CZ02rDXHP | CFL | All | MFm | 2015 | CZ02 | rDXHP | 0.894 | 1.4878 | 0 |  | 447 | 0.061 | 0 | 500 | 0.041 | FALSE | 1 | 1 | 0 | 0.5 | Res-Iltg-dWatt-CFL-basis | MFm | 2015 | CZ02 | rDXHP | 447 | 0.061 | 0 | 500 | 0.041
CFLMFm2015CZ02rNCEH | CFL | All | MFm | 2015 | CZ02 | rNCEH | 0.596 | 1 | 0 |  | 298 | 0.041 | 0 | 500 | 0.041 | FALSE | 1 | 1 | 0 | 0.25 | Res-Iltg-dWatt-CFL-basis | MFm | 2015 | CZ02 | rNCEH | 298 | 0.041 | 0 | 500 | 0.041
CFLMFm2015CZ02rNCGF | CFL | All | MFm | 2015 | CZ02 | rNCGF | 0.998 | 1.0244 | -0.0212 |  | 499 | 0.042 | -10.6 | 500 | 0.041 | FALSE | 0 | 1 | -0.0212 | 0.9 | Res-Iltg-dWatt-CFL-basis | MFm | 2015 | CZ02 | rNCGF | 499 | 0.042 | -10.6 | 500 | 0.041
CFLMFm2015CZ03rDXGF | CFL | All | MFm | 2015 | CZ03 | rDXGF | 1.006 | 1.25 | -0.023 |  | 503 | 0.05 | -11.5 | 500 | 0.04 | FALSE | 0 | 1 | -0.023 | 1 | Res-Iltg-dWatt-CFL-basis | MFm | 2015 | CZ03 | rDXGF | 503 | 0.05 | -11.5 | 500 | 0.04
CFLMFm2015CZ03rDXHP | CFL | All | MFm | 2015 | CZ03 | rDXHP | 0.858 | 1.25 | 0 |  | 429 | 0.05 | 0 | 500 | 0.04 | FALSE | 1 | 1 | 0 | 0.5 | Res-Iltg-dWatt-CFL-basis | MFm | 2015 | CZ03 | rDXHP | 429 | 0.05 | 0 | 500 | 0.04
CFLMFm2015CZ03rNCEH | CFL | All | MFm | 2015 | CZ03 | rNCEH | 0.568 | 1.025 | 0 |  | 284 | 0.041 | 0 | 500 | 0.04 | FALSE | 1 | 1 | 0 | 0.25 | Res-Iltg-dWatt-CFL-basis | MFm | 2015 | CZ03 | rNCEH | 284 | 0.041 | 0 | 500 | 0.04
CFLMFm2015CZ03rNCGF | CFL | All | MFm | 2015 | CZ03 | rNCGF | 0.994 | 1.05 | -0.023 |  | 497 | 0.042 | -11.5 | 500 | 0.04 | FALSE | 0 | 1 | -0.023 | 0.9 | Res-Iltg-dWatt-CFL-basis | MFm | 2015 | CZ03 | rNCGF | 497 | 0.042 | -11.5 | 500 | 0.04
CFLMFm2015CZ04rDXGF | CFL | All | MFm | 2015 | CZ04 | rDXGF | 1.08 | 1.6364 | -0.01636 |  | 540 | 0.072 | -8.18 | 500 | 0.044 | FALSE | 0 | 1 | -0.01636 | 1 | Res-Iltg-dWatt-CFL-basis | MFm | 2015 | CZ04 | rDXGF | 540 | 0.072 | -8.18 | 500 | 0.044
CFLMFm2015CZ04rDXHP | CFL | All | MFm | 2015 | CZ04 | rDXHP | 0.946 | 1.7273 | 0 |  | 473 | 0.076 | 0 | 500 | 0.044 | FALSE | 1 | 1 | 0 | 0.5 | Res-Iltg-dWatt-CFL-basis | MFm | 2015 | CZ04 | rDXHP | 473 | 0.076 | 0 | 500 | 0.044
CFLMFm2015CZ04rNCEH | CFL | All | MFm | 2015 | CZ04 | rNCEH | 0.696 | 1.0227 | 0 |  | 348 | 0.045 | 0 | 500 | 0.044 | FALSE | 1 | 1 | 0 | 0.25 | Res-Iltg-dWatt-CFL-basis | MFm | 2015 | CZ04 | rNCEH | 348 | 0.045 | 0 | 500 | 0.044
CFLMFm2015CZ04rNCGF | CFL | All | MFm | 2015 | CZ04 | rNCGF | 1.006 | 1.0455 | -0.01666 |  | 503 | 0.046 | -8.33 | 500 | 0.044 | FALSE | 0 | 1 | -0.01666 | 0.9 | Res-Iltg-dWatt-CFL-basis | MFm | 2015 | CZ04 | rNCGF | 503 | 0.046 | -8.33 | 500 | 0.044
CFLMFm2015CZ05rDXGF | CFL | All | MFm | 2015 | CZ05 | rDXGF | 1.03 | 1.3182 | -0.01834 |  | 515 | 0.058 | -9.17 | 500 | 0.044 | FALSE | 0 | 1 | -0.01834 | 1 | Res-Iltg-dWatt-CFL-basis | MFm | 2015 | CZ05 | rDXGF | 515 | 0.058 | -9.17 | 500 | 0.044
CFLMFm2015CZ05rDXHP | CFL | All | MFm | 2015 | CZ05 | rDXHP | 0.886 | 1.2727 | 0 |  | 443 | 0.056 | 0 | 500 | 0.044 | FALSE | 1 | 1 | 0 | 0.5 | Res-Iltg-dWatt-CFL-basis | MFm | 2015 | CZ05 | rDXHP | 443 | 0.056 | 0 | 500 | 0.044
CFLMFm2015CZ05rNCEH | CFL | All | MFm | 2015 | CZ05 | rNCEH | 0.668 | 1.0227 | 0 |  | 334 | 0.045 | 0 | 500 | 0.044 | FALSE | 1 | 1 | 0 | 0.25 | Res-Iltg-dWatt-CFL-basis | MFm | 2015 | CZ05 | rNCEH | 334 | 0.045 | 0 | 500 | 0.044
CFLMFm2015CZ05rNCGF | CFL | All | MFm | 2015 | CZ05 | rNCGF | 1.008 | 1.0227 | -0.0184 |  | 504 | 0.045 | -9.2 | 500 | 0.044 | FALSE | 0 | 1 | -0.0184 | 0.9 | Res-Iltg-dWatt-CFL-basis | MFm | 2015 | CZ05 | rNCGF | 504 | 0.045 | -9.2 | 500 | 0.044
CFLMFm2015CZ06rDXGF | CFL | All | MFm | 2015 | CZ06 | rDXGF | 1.062 | 1.4444 | -0.01962 |  | 531 | 0.065 | -9.81 | 500 | 0.045 | FALSE | 0 | 1 | -0.01962 | 1 | Res-Iltg-dWatt-CFL-basis | MFm | 2015 | CZ06 | rDXGF | 531 | 0.065 | -9.81 | 500 | 0.045
CFLMFm2015CZ06rDXHP | CFL | All | MFm | 2015 | CZ06 | rDXHP | 0.938 | 1.5111 | 0 |  | 469 | 0.068 | 0 | 500 | 0.045 | FALSE | 1 | 1 | 0 | 0.5 | Res-Iltg-dWatt-CFL-basis | MFm | 2015 | CZ06 | rDXHP | 469 | 0.068 | 0 | 500 | 0.045
CFLMFm2015CZ06rNCEH | CFL | All | MFm | 2015 | CZ06 | rNCEH | 0.652 | 1 | 0 |  | 326 | 0.045 | 0 | 500 | 0.045 | FALSE | 1 | 1 | 0 | 0.25 | Res-Iltg-dWatt-CFL-basis | MFm | 2015 | CZ06 | rNCEH | 326 | 0.045 | 0 | 500 | 0.045
CFLMFm2015CZ06rNCGF | CFL | All | MFm | 2015 | CZ06 | rNCGF | 1 | 1 | -0.01982 |  | 500 | 0.045 | -9.91 | 500 | 0.045 | FALSE | 0 | 1 | -0.01982 | 0.9 | Res-Iltg-dWatt-CFL-basis | MFm | 2015 | CZ06 | rNCGF | 500 | 0.045 | -9.91 | 500 | 0.045
CFLMFm2015CZ07rDXGF | CFL | All | MFm | 2015 | CZ07 | rDXGF | 1.11 | 1.2667 | -0.01618 |  | 555 | 0.057 | -8.09 | 500 | 0.045 | FALSE | 0 | 1 | -0.01618 | 1 | Res-Iltg-dWatt-CFL-basis | MFm | 2015 | CZ07 | rDXGF | 555 | 0.057 | -8.09 | 500 | 0.045
CFLMFm2015CZ07rDXHP | CFL | All | MFm | 2015 | CZ07 | rDXHP | 1.006 | 1.3778 | 0 |  | 503 | 0.062 | 0 | 500 | 0.045 | FALSE | 1 | 1 | 0 | 0.5 | Res-Iltg-dWatt-CFL-basis | MFm | 2015 | CZ07 | rDXHP | 503 | 0.062 | 0 | 500 | 0.045
CFLMFm2015CZ07rNCEH | CFL | All | MFm | 2015 | CZ07 | rNCEH | 0.718 | 1 | 0 |  | 359 | 0.045 | 0 | 500 | 0.045 | FALSE | 1 | 1 | 0 | 0.25 | Res-Iltg-dWatt-CFL-basis | MFm | 2015 | CZ07 | rNCEH | 359 | 0.045 | 0 | 500 | 0.045
CFLMFm2015CZ07rNCGF | CFL | All | MFm | 2015 | CZ07 | rNCGF | 1.004 | 1.0222 | -0.01634 |  | 502 | 0.046 | -8.17 | 500 | 0.045 | FALSE | 0 | 1 | -0.01634 | 0.9 | Res-Iltg-dWatt-CFL-basis | MFm | 2015 | CZ07 | rNCGF | 502 | 0.046 | -8.17 | 500 | 0.045
CFLMFm2015CZ08rDXGF | CFL | All | MFm | 2015 | CZ08 | rDXGF | 1.108 | 1.3333 | -0.01442 |  | 554 | 0.06 | -7.21 | 500 | 0.045 | FALSE | 0 | 1 | -0.01442 | 1 | Res-Iltg-dWatt-CFL-basis | MFm | 2015 | CZ08 | rDXGF | 554 | 0.06 | -7.21 | 500 | 0.045
CFLMFm2015CZ08rDXHP | CFL | All | MFm | 2015 | CZ08 | rDXHP | 1.022 | 1.4444 | 0 |  | 511 | 0.065 | 0 | 500 | 0.045 | FALSE | 1 | 1 | 0 | 0.5 | Res-Iltg-dWatt-CFL-basis | MFm | 2015 | CZ08 | rDXHP | 511 | 0.065 | 0 | 500 | 0.045
CFLMFm2015CZ08rNCEH | CFL | All | MFm | 2015 | CZ08 | rNCEH | 0.746 | 1 | 0 |  | 373 | 0.044 | 0 | 500 | 0.045 | FALSE | 1 | 1 | 0 | 0.25 | Res-Iltg-dWatt-CFL-basis | MFm | 2015 | CZ08 | rNCEH | 373 | 0.044 | 0 | 500 | 0.045
CFLMFm2015CZ08rNCGF | CFL | All | MFm | 2015 | CZ08 | rNCGF | 1.006 | 1.0222 | -0.01486 |  | 503 | 0.046 | -7.43 | 500 | 0.045 | FALSE | 0 | 1 | -0.01486 | 0.9 | Res-Iltg-dWatt-CFL-basis | MFm | 2015 | CZ08 | rNCGF | 503 | 0.046 | -7.43 | 500 | 0.045
CFLMFm2015CZ09rDXGF | CFL | All | MFm | 2015 | CZ09 | rDXGF | 1.098 | 1.5 | -0.01548 |  | 549 | 0.066 | -7.74 | 500 | 0.044 | FALSE | 0 | 1 | -0.01548 | 1 | Res-Iltg-dWatt-CFL-basis | MFm | 2015 | CZ09 | rDXGF | 549 | 0.066 | -7.74 | 500 | 0.044
CFLMFm2015CZ09rDXHP | CFL | All | MFm | 2015 | CZ09 | rDXHP | 0.998 | 1.5 | 0 |  | 499 | 0.066 | 0 | 500 | 0.044 | FALSE | 1 | 1 | 0 | 0.5 | Res-Iltg-dWatt-CFL-basis | MFm | 2015 | CZ09 | rDXHP | 499 | 0.066 | 0 | 500 | 0.044
CFLMFm2015CZ09rNCEH | CFL | All | MFm | 2015 | CZ09 | rNCEH | 0.712 | 1.0227 | 0 |  | 356 | 0.045 | 0 | 500 | 0.044 | FALSE | 1 | 1 | 0 | 0.25 | Res-Iltg-dWatt-CFL-basis | MFm | 2015 | CZ09 | rNCEH | 356 | 0.045 | 0 | 500 | 0.044
CFLMFm2015CZ09rNCGF | CFL | All | MFm | 2015 | CZ09 | rNCGF | 1.004 | 1.0227 | -0.01578 |  | 502 | 0.045 | -7.89 | 500 | 0.044 | FALSE | 0 | 1 | -0.01578 | 0.9 | Res-Iltg-dWatt-CFL-basis | MFm | 2015 | CZ09 | rNCGF | 502 | 0.045 | -7.89 | 500 | 0.044
CFLMFm2015CZ10rDXGF | CFL | All | MFm | 2015 | CZ10 | rDXGF | 1.102 | 1.4773 | -0.0138 |  | 551 | 0.065 | -6.9 | 500 | 0.044 | FALSE | 0 | 1 | -0.0138 | 1 | Res-Iltg-dWatt-CFL-basis | MFm | 2015 | CZ10 | rDXGF | 551 | 0.065 | -6.9 | 500 | 0.044
CFLMFm2015CZ10rDXHP | CFL | All | MFm | 2015 | CZ10 | rDXHP | 1.008 | 1.5909 | 0 |  | 504 | 0.07 | 0 | 500 | 0.044 | FALSE | 1 | 1 | 0 | 0.5 | Res-Iltg-dWatt-CFL-basis | MFm | 2015 | CZ10 | rDXHP | 504 | 0.07 | 0 | 500 | 0.044
CFLMFm2015CZ10rNCEH | CFL | All | MFm | 2015 | CZ10 | rNCEH | 0.738 | 1.0227 | 0 |  | 369 | 0.045 | 0 | 500 | 0.044 | FALSE | 1 | 1 | 0 | 0.25 | Res-Iltg-dWatt-CFL-basis | MFm | 2015 | CZ10 | rNCEH | 369 | 0.045 | 0 | 500 | 0.044
CFLMFm2015CZ10rNCGF | CFL | All | MFm | 2015 | CZ10 | rNCGF | 1.008 | 1.0455 | -0.01422 |  | 504 | 0.046 | -7.11 | 500 | 0.044 | FALSE | 0 | 1 | -0.01422 | 0.9 | Res-Iltg-dWatt-CFL-basis | MFm | 2015 | CZ10 | rNCGF | 504 | 0.046 | -7.11 | 500 | 0.044
CFLMFm2015CZ11rDXGF | CFL | All | MFm | 2015 | CZ11 | rDXGF | 1.1 | 1.4146 | -0.01992 |  | 550 | 0.058 | -9.96 | 500 | 0.041 | FALSE | 0 | 1 | -0.01992 | 1 | Res-Iltg-dWatt-CFL-basis | MFm | 2015 | CZ11 | rDXGF | 550 | 0.058 | -9.96 | 500 | 0.041
CFLMFm2015CZ11rDXHP | CFL | All | MFm | 2015 | CZ11 | rDXHP | 0.954 | 1.4146 | 0 |  | 477 | 0.058 | 0 | 500 | 0.041 | FALSE | 1 | 1 | 0 | 0.5 | Res-Iltg-dWatt-CFL-basis | MFm | 2015 | CZ11 | rDXHP | 477 | 0.058 | 0 | 500 | 0.041
CFLMFm2015CZ11rNCEH | CFL | All | MFm | 2015 | CZ11 | rNCEH | 0.614 | 1 | 0 |  | 307 | 0.041 | 0 | 500 | 0.041 | FALSE | 1 | 1 | 0 | 0.25 | Res-Iltg-dWatt-CFL-basis | MFm | 2015 | CZ11 | rNCEH | 307 | 0.041 | 0 | 500 | 0.041
CFLMFm2015CZ11rNCGF | CFL | All | MFm | 2015 | CZ11 | rNCGF | 0.998 | 1 | -0.0204 |  | 499 | 0.041 | -10.2 | 500 | 0.041 | FALSE | 0 | 1 | -0.0204 | 0.9 | Res-Iltg-dWatt-CFL-basis | MFm | 2015 | CZ11 | rNCGF | 499 | 0.041 | -10.2 | 500 | 0.041
CFLMFm2015CZ12rDXGF | CFL | All | MFm | 2015 | CZ12 | rDXGF | 1.092 | 1.4634 | -0.0191 |  | 546 | 0.06 | -9.55 | 500 | 0.041 | FALSE | 0 | 1 | -0.0191 | 1 | Res-Iltg-dWatt-CFL-basis | MFm | 2015 | CZ12 | rDXGF | 546 | 0.06 | -9.55 | 500 | 0.041
CFLMFm2015CZ12rDXHP | CFL | All | MFm | 2015 | CZ12 | rDXHP | 0.952 | 1.4634 | 0 |  | 476 | 0.06 | 0 | 500 | 0.041 | FALSE | 1 | 1 | 0 | 0.5 | Res-Iltg-dWatt-CFL-basis | MFm | 2015 | CZ12 | rDXHP | 476 | 0.06 | 0 | 500 | 0.041
CFLMFm2015CZ12rNCEH | CFL | All | MFm | 2015 | CZ12 | rNCEH | 0.628 | 1.0244 | 0 |  | 314 | 0.042 | 0 | 500 | 0.041 | FALSE | 1 | 1 | 0 | 0.25 | Res-Iltg-dWatt-CFL-basis | MFm | 2015 | CZ12 | rNCEH | 314 | 0.042 | 0 | 500 | 0.041
CFLMFm2015CZ12rNCGF | CFL | All | MFm | 2015 | CZ12 | rNCGF | 1 | 1.0244 | -0.01952 |  | 500 | 0.042 | -9.76 | 500 | 0.041 | FALSE | 0 | 1 | -0.01952 | 0.9 | Res-Iltg-dWatt-CFL-basis | MFm | 2015 | CZ12 | rNCGF | 500 | 0.042 | -9.76 | 500 | 0.041
CFLMFm2015CZ13rDXGF | CFL | All | MFm | 2015 | CZ13 | rDXGF | 1.104 | 1.4146 | -0.01846 |  | 552 | 0.058 | -9.23 | 500 | 0.041 | FALSE | 0 | 1 | -0.01846 | 1 | Res-Iltg-dWatt-CFL-basis | MFm | 2015 | CZ13 | rDXGF | 552 | 0.058 | -9.23 | 500 | 0.041
CFLMFm2015CZ13rDXHP | CFL | All | MFm | 2015 | CZ13 | rDXHP | 0.982 | 1.4634 | 0 |  | 491 | 0.06 | 0 | 500 | 0.041 | FALSE | 1 | 1 | 0 | 0.5 | Res-Iltg-dWatt-CFL-basis | MFm | 2015 | CZ13 | rDXHP | 491 | 0.06 | 0 | 500 | 0.041
CFLMFm2015CZ13rNCEH | CFL | All | MFm | 2015 | CZ13 | rNCEH | 0.66 | 1 | 0 |  | 330 | 0.041 | 0 | 500 | 0.041 | FALSE | 1 | 1 | 0 | 0.25 | Res-Iltg-dWatt-CFL-basis | MFm | 2015 | CZ13 | rNCEH | 330 | 0.041 | 0 | 500 | 0.041
CFLMFm2015CZ13rNCGF | CFL | All | MFm | 2015 | CZ13 | rNCGF | 1.002 | 1.0244 | -0.01894 |  | 501 | 0.042 | -9.47 | 500 | 0.041 | FALSE | 0 | 1 | -0.01894 | 0.9 | Res-Iltg-dWatt-CFL-basis | MFm | 2015 | CZ13 | rNCGF | 501 | 0.042 | -9.47 | 500 | 0.041
CFLMFm2015CZ14rDXGF | CFL | All | MFm | 2015 | CZ14 | rDXGF | 1.116 | 1.4048 | -0.0202 |  | 558 | 0.059 | -10.1 | 500 | 0.042 | FALSE | 0 | 1 | -0.0202 | 1 | Res-Iltg-dWatt-CFL-basis | MFm | 2015 | CZ14 | rDXGF | 558 | 0.059 | -10.1 | 500 | 0.042
CFLMFm2015CZ14rDXHP | CFL | All | MFm | 2015 | CZ14 | rDXHP | 0.95 | 1.3571 | 0 |  | 475 | 0.057 | 0 | 500 | 0.042 | FALSE | 1 | 1 | 0 | 0.5 | Res-Iltg-dWatt-CFL-basis | MFm | 2015 | CZ14 | rDXHP | 475 | 0.057 | 0 | 500 | 0.042
CFLMFm2015CZ14rNCEH | CFL | All | MFm | 2015 | CZ14 | rNCEH | 0.6 | 1.0238 | 0 |  | 300 | 0.043 | 0 | 500 | 0.042 | FALSE | 1 | 1 | 0 | 0.25 | Res-Iltg-dWatt-CFL-basis | MFm | 2015 | CZ14 | rNCEH | 300 | 0.043 | 0 | 500 | 0.042
CFLMFm2015CZ14rNCGF | CFL | All | MFm | 2015 | CZ14 | rNCGF | 0.996 | 1.0238 | -0.0206 |  | 498 | 0.043 | -10.3 | 500 | 0.042 | FALSE | 0 | 1 | -0.0206 | 0.9 | Res-Iltg-dWatt-CFL-basis | MFm | 2015 | CZ14 | rNCGF | 498 | 0.043 | -10.3 | 500 | 0.042
CFLMFm2015CZ15rDXGF | CFL | All | MFm | 2015 | CZ15 | rDXGF | 1.156 | 1.4048 | -0.0087 |  | 578 | 0.059 | -4.35 | 500 | 0.042 | FALSE | 0 | 1 | -0.0087 | 1 | Res-Iltg-dWatt-CFL-basis | MFm | 2015 | CZ15 | rDXGF | 578 | 0.059 | -4.35 | 500 | 0.042
CFLMFm2015CZ15rDXHP | CFL | All | MFm | 2015 | CZ15 | rDXHP | 1.11 | 1.4286 | 0 |  | 555 | 0.06 | 0 | 500 | 0.042 | FALSE | 1 | 1 | 0 | 0.5 | Res-Iltg-dWatt-CFL-basis | MFm | 2015 | CZ15 | rDXHP | 555 | 0.06 | 0 | 500 | 0.042
CFLMFm2015CZ15rNCEH | CFL | All | MFm | 2015 | CZ15 | rNCEH | 0.844 | 1 | 0 |  | 422 | 0.042 | 0 | 500 | 0.042 | FALSE | 1 | 1 | 0 | 0.25 | Res-Iltg-dWatt-CFL-basis | MFm | 2015 | CZ15 | rNCEH | 422 | 0.042 | 0 | 500 | 0.042
CFLMFm2015CZ15rNCGF | CFL | All | MFm | 2015 | CZ15 | rNCGF | 1.01 | 1.0238 | -0.00918 |  | 505 | 0.043 | -4.59 | 500 | 0.042 | FALSE | 0 | 1 | -0.00918 | 0.9 | Res-Iltg-dWatt-CFL-basis | MFm | 2015 | CZ15 | rNCGF | 505 | 0.043 | -4.59 | 500 | 0.042
CFLMFm2015CZ16rDXGF | CFL | All | MFm | 2015 | CZ16 | rDXGF | 1.06 | 1.375 | -0.0276 |  | 530 | 0.055 | -13.8 | 500 | 0.04 | FALSE | 0 | 1 | -0.0276 | 1 | Res-Iltg-dWatt-CFL-basis | MFm | 2015 | CZ16 | rDXGF | 530 | 0.055 | -13.8 | 500 | 0.04
CFLMFm2015CZ16rDXHP | CFL | All | MFm | 2015 | CZ16 | rDXHP | 0.81 | 1.4 | 0 |  | 405 | 0.056 | 0 | 500 | 0.04 | FALSE | 1 | 1 | 0 | 0.5 | Res-Iltg-dWatt-CFL-basis | MFm | 2015 | CZ16 | rDXHP | 405 | 0.056 | 0 | 500 | 0.04
CFLMFm2015CZ16rNCEH | CFL | All | MFm | 2015 | CZ16 | rNCEH | 0.47 | 1.025 | 0 |  | 235 | 0.041 | 0 | 500 | 0.04 | FALSE | 1 | 1 | 0 | 0.25 | Res-Iltg-dWatt-CFL-basis | MFm | 2015 | CZ16 | rNCEH | 235 | 0.041 | 0 | 500 | 0.04
CFLMFm2015CZ16rNCGF | CFL | All | MFm | 2015 | CZ16 | rNCGF | 0.99 | 1.05 | -0.0278 |  | 495 | 0.042 | -13.9 | 500 | 0.04 | FALSE | 0 | 1 | -0.0278 | 0.9 | Res-Iltg-dWatt-CFL-basis | MFm | 2015 | CZ16 | rNCGF | 495 | 0.042 | -13.9 | 500 | 0.04
CFLMFm2017CZ01rDXGF | CFL | All | MFm | 2017 | CZ01 | rDXGF | 1 | 1.0455 | -0.0308 |  | 495 | 0.046 | -15.4 | 500 | 0.044 | FALSE | 0 | 1 | -0.0308 | 1 | Res-Iltg-dWatt-CFL-basis | MFm | 2017 | CZ01 | rDXGF | 495 | 0.046 | -15.4 | 500 | 0.044
CFLMFm2017CZ01rDXHP | CFL | All | MFm | 2017 | CZ01 | rDXHP | 0.762 | 1.0227 | 0 |  | 381 | 0.045 | 0 | 500 | 0.044 | FALSE | 1 | 1 | 0 | 0.5 | Res-Iltg-dWatt-CFL-basis | MFm | 2017 | CZ01 | rDXHP | 381 | 0.045 | 0 | 500 | 0.044
CFLMFm2017CZ01rNCEH | CFL | All | MFm | 2017 | CZ01 | rNCEH | 0.402 | 1.0227 | 0 |  | 201 | 0.045 | 0 | 500 | 0.044 | FALSE | 1 | 1 | 0 | 0.25 | Res-Iltg-dWatt-CFL-basis | MFm | 2017 | CZ01 | rNCEH | 201 | 0.045 | 0 | 500 | 0.044
CFLMFm2017CZ01rNCGF | CFL | All | MFm | 2017 | CZ01 | rNCGF | 0.988 | 1.0455 | -0.0316 |  | 494 | 0.046 | -15.8 | 500 | 0.044 | FALSE | 0 | 1 | -0.0316 | 0.9 | Res-Iltg-dWatt-CFL-basis | MFm | 2017 | CZ01 | rNCGF | 494 | 0.046 | -15.8 | 500 | 0.044
CFLMFm2017CZ02rDXGF | CFL | All | MFm | 2017 | CZ02 | rDXGF | 1.06 | 1.5122 | -0.0204 |  | 530 | 0.062 | -10.2 | 500 | 0.041 | FALSE | 0 | 1 | -0.0204 | 1 | Res-Iltg-dWatt-CFL-basis | MFm | 2017 | CZ02 | rDXGF | 530 | 0.062 | -10.2 | 500 | 0.041
CFLMFm2017CZ02rDXHP | CFL | All | MFm | 2017 | CZ02 | rDXHP | 0.9 | 1.439 | 0 |  | 450 | 0.059 | 0 | 500 | 0.041 | FALSE | 1 | 1 | 0 | 0.5 | Res-Iltg-dWatt-CFL-basis | MFm | 2017 | CZ02 | rDXHP | 450 | 0.059 | 0 | 500 | 0.041
CFLMFm2017CZ02rNCEH | CFL | All | MFm | 2017 | CZ02 | rNCEH | 0.598 | 1 | 0 |  | 299 | 0.041 | 0 | 500 | 0.041 | FALSE | 1 | 1 | 0 | 0.25 | Res-Iltg-dWatt-CFL-basis | MFm | 2017 | CZ02 | rNCEH | 299 | 0.041 | 0 | 500 | 0.041
CFLMFm2017CZ02rNCGF | CFL | All | MFm | 2017 | CZ02 | rNCGF | 1 | 1.0244 | -0.0206 |  | 500 | 0.042 | -10.3 | 500 | 0.041 | FALSE | 0 | 1 | -0.0206 | 0.9 | Res-Iltg-dWatt-CFL-basis | MFm | 2017 | CZ02 | rNCGF | 500 | 0.042 | -10.3 | 500 | 0.041
CFLMFm2017CZ03rDXGF | CFL | All | MFm | 2017 | CZ03 | rDXGF | 1.008 | 1.25 | -0.0226 |  | 504 | 0.05 | -11.3 | 500 | 0.04 | FALSE | 0 | 1 | -0.0226 | 1 | Res-Iltg-dWatt-CFL-basis | MFm | 2017 | CZ03 | rDXGF | 504 | 0.05 | -11.3 | 500 | 0.04
CFLMFm2017CZ03rDXHP | CFL | All | MFm | 2017 | CZ03 | rDXHP | 0.858 | 1.225 | 0 |  | 429 | 0.049 | 0 | 500 | 0.04 | FALSE | 1 | 1 | 0 | 0.5 | Res-Iltg-dWatt-CFL-basis | MFm | 2017 | CZ03 | rDXHP | 429 | 0.049 | 0 | 500 | 0.04
CFLMFm2017CZ03rNCEH | CFL | All | MFm | 2017 | CZ03 | rNCEH | 0.574 | 1.025 | 0 |  | 287 | 0.041 | 0 | 500 | 0.04 | FALSE | 1 | 1 | 0 | 0.25 | Res-Iltg-dWatt-CFL-basis | MFm | 2017 | CZ03 | rNCEH | 287 | 0.041 | 0 | 500 | 0.04
CFLMFm2017CZ03rNCGF | CFL | All | MFm | 2017 | CZ03 | rNCGF | 0.996 | 1.05 | -0.023 |  | 498 | 0.042 | -11.5 | 500 | 0.04 | FALSE | 0 | 1 | -0.023 | 0.9 | Res-Iltg-dWatt-CFL-basis | MFm | 2017 | CZ03 | rNCGF | 498 | 0.042 | -11.5 | 500 | 0.04
CFLMFm2017CZ04rDXGF | CFL | All | MFm | 2017 | CZ04 | rDXGF | 1.082 | 1.6364 | -0.01504 |  | 541 | 0.072 | -7.52 | 500 | 0.044 | FALSE | 0 | 1 | -0.01504 | 1 | Res-Iltg-dWatt-CFL-basis | MFm | 2017 | CZ04 | rDXGF | 541 | 0.072 | -7.52 | 500 | 0.044
CFLMFm2017CZ04rDXHP | CFL | All | MFm | 2017 | CZ04 | rDXHP | 0.956 | 1.7045 | 0 |  | 478 | 0.075 | 0 | 500 | 0.044 | FALSE | 1 | 1 | 0 | 0.5 | Res-Iltg-dWatt-CFL-basis | MFm | 2017 | CZ04 | rDXHP | 478 | 0.075 | 0 | 500 | 0.044
CFLMFm2017CZ04rNCEH | CFL | All | MFm | 2017 | CZ04 | rNCEH | 0.71 | 1.0227 | 0 |  | 355 | 0.045 | 0 | 500 | 0.044 | FALSE | 1 | 1 | 0 | 0.25 | Res-Iltg-dWatt-CFL-basis | MFm | 2017 | CZ04 | rNCEH | 355 | 0.045 | 0 | 500 | 0.044
CFLMFm2017CZ04rNCGF | CFL | All | MFm | 2017 | CZ04 | rNCGF | 1.008 | 1.0227 | -0.01532 |  | 504 | 0.045 | -7.66 | 500 | 0.044 | FALSE | 0 | 1 | -0.01532 | 0.9 | Res-Iltg-dWatt-CFL-basis | MFm | 2017 | CZ04 | rNCGF | 504 | 0.045 | -7.66 | 500 | 0.044
CFLMFm2017CZ05rDXGF | CFL | All | MFm | 2017 | CZ05 | rDXGF | 1.032 | 1.3409 | -0.01788 |  | 516 | 0.059 | -8.94 | 500 | 0.044 | FALSE | 0 | 1 | -0.01788 | 1 | Res-Iltg-dWatt-CFL-basis | MFm | 2017 | CZ05 | rDXGF | 516 | 0.059 | -8.94 | 500 | 0.044
CFLMFm2017CZ05rDXHP | CFL | All | MFm | 2017 | CZ05 | rDXHP | 0.89 | 1.2727 | 0 |  | 445 | 0.056 | 0 | 500 | 0.044 | FALSE | 1 | 1 | 0 | 0.5 | Res-Iltg-dWatt-CFL-basis | MFm | 2017 | CZ05 | rDXHP | 445 | 0.056 | 0 | 500 | 0.044
CFLMFm2017CZ05rNCEH | CFL | All | MFm | 2017 | CZ05 | rNCEH | 0.676 | 1.0227 | 0 |  | 338 | 0.045 | 0 | 500 | 0.044 | FALSE | 1 | 1 | 0 | 0.25 | Res-Iltg-dWatt-CFL-basis | MFm | 2017 | CZ05 | rNCEH | 338 | 0.045 | 0 | 500 | 0.044
CFLMFm2017CZ05rNCGF | CFL | All | MFm | 2017 | CZ05 | rNCGF | 1.008 | 1.0227 | -0.01798 |  | 504 | 0.045 | -8.99 | 500 | 0.044 | FALSE | 0 | 1 | -0.01798 | 0.9 | Res-Iltg-dWatt-CFL-basis | MFm | 2017 | CZ05 | rNCGF | 504 | 0.045 | -8.99 | 500 | 0.044
CFLMFm2017CZ06rDXGF | CFL | All | MFm | 2017 | CZ06 | rDXGF | 1.058 | 1.4222 | -0.01964 |  | 529 | 0.064 | -9.82 | 500 | 0.045 | FALSE | 0 | 1 | -0.01964 | 1 | Res-Iltg-dWatt-CFL-basis | MFm | 2017 | CZ06 | rDXGF | 529 | 0.064 | -9.82 | 500 | 0.045
CFLMFm2017CZ06rDXHP | CFL | All | MFm | 2017 | CZ06 | rDXHP | 0.936 | 1.5111 | 0 |  | 468 | 0.068 | 0 | 500 | 0.045 | FALSE | 1 | 1 | 0 | 0.5 | Res-Iltg-dWatt-CFL-basis | MFm | 2017 | CZ06 | rDXHP | 468 | 0.068 | 0 | 500 | 0.045
CFLMFm2017CZ06rNCEH | CFL | All | MFm | 2017 | CZ06 | rNCEH | 0.648 | 1 | 0 |  | 324 | 0.045 | 0 | 500 | 0.045 | FALSE | 1 | 1 | 0 | 0.25 | Res-Iltg-dWatt-CFL-basis | MFm | 2017 | CZ06 | rNCEH | 324 | 0.045 | 0 | 500 | 0.045
CFLMFm2017CZ06rNCGF | CFL | All | MFm | 2017 | CZ06 | rNCGF | 1 | 1 | -0.0198 |  | 500 | 0.045 | -9.9 | 500 | 0.045 | FALSE | 0 | 1 | -0.0198 | 0.9 | Res-Iltg-dWatt-CFL-basis | MFm | 2017 | CZ06 | rNCGF | 500 | 0.045 | -9.9 | 500 | 0.045
CFLMFm2017CZ07rDXGF | CFL | All | MFm | 2017 | CZ07 | rDXGF | 1.106 | 1.2889 | -0.01612 |  | 553 | 0.058 | -8.06 | 500 | 0.045 | FALSE | 0 | 1 | -0.01612 | 1 | Res-Iltg-dWatt-CFL-basis | MFm | 2017 | CZ07 | rDXGF | 553 | 0.058 | -8.06 | 500 | 0.045
CFLMFm2017CZ07rDXHP | CFL | All | MFm | 2017 | CZ07 | rDXHP | 1.004 | 1.4 | 0 |  | 502 | 0.063 | 0 | 500 | 0.045 | FALSE | 1 | 1 | 0 | 0.5 | Res-Iltg-dWatt-CFL-basis | MFm | 2017 | CZ07 | rDXHP | 502 | 0.063 | 0 | 500 | 0.045
CFLMFm2017CZ07rNCEH | CFL | All | MFm | 2017 | CZ07 | rNCEH | 0.712 | 1 | 0 |  | 356 | 0.045 | 0 | 500 | 0.045 | FALSE | 1 | 1 | 0 | 0.25 | Res-Iltg-dWatt-CFL-basis | MFm | 2017 | CZ07 | rNCEH | 356 | 0.045 | 0 | 500 | 0.045
CFLMFm2017CZ07rNCGF | CFL | All | MFm | 2017 | CZ07 | rNCGF | 1.004 | 1 | -0.01636 |  | 502 | 0.045 | -8.18 | 500 | 0.045 | FALSE | 0 | 1 | -0.01636 | 0.9 | Res-Iltg-dWatt-CFL-basis | MFm | 2017 | CZ07 | rNCGF | 502 | 0.045 | -8.18 | 500 | 0.045
CFLMFm2017CZ08rDXGF | CFL | All | MFm | 2017 | CZ08 | rDXGF | 1.112 | 1.3333 | -0.01324 |  | 556 | 0.06 | -6.62 | 500 | 0.045 | FALSE | 0 | 1 | -0.01324 | 1 | Res-Iltg-dWatt-CFL-basis | MFm | 2017 | CZ08 | rDXGF | 556 | 0.06 | -6.62 | 500 | 0.045
CFLMFm2017CZ08rDXHP | CFL | All | MFm | 2017 | CZ08 | rDXHP | 1.028 | 1.4 | 0 |  | 514 | 0.063 | 0 | 500 | 0.045 | FALSE | 1 | 1 | 0 | 0.5 | Res-Iltg-dWatt-CFL-basis | MFm | 2017 | CZ08 | rDXHP | 514 | 0.063 | 0 | 500 | 0.045
CFLMFm2017CZ08rNCEH | CFL | All | MFm | 2017 | CZ08 | rNCEH | 0.754 | 1 | 0 |  | 377 | 0.045 | 0 | 500 | 0.045 | FALSE | 1 | 1 | 0 | 0.25 | Res-Iltg-dWatt-CFL-basis | MFm | 2017 | CZ08 | rNCEH | 377 | 0.045 | 0 | 500 | 0.045
CFLMFm2017CZ08rNCGF | CFL | All | MFm | 2017 | CZ08 | rNCGF | 1.008 | 1 | -0.01368 |  | 504 | 0.045 | -6.84 | 500 | 0.045 | FALSE | 0 | 1 | -0.01368 | 0.9 | Res-Iltg-dWatt-CFL-basis | MFm | 2017 | CZ08 | rNCGF | 504 | 0.045 | -6.84 | 500 | 0.045
CFLMFm2017CZ09rDXGF | CFL | All | MFm | 2017 | CZ09 | rDXGF | 1.1 | 1.4318 | -0.01476 |  | 550 | 0.063 | -7.38 | 500 | 0.044 | FALSE | 0 | 1 | -0.01476 | 1 | Res-Iltg-dWatt-CFL-basis | MFm | 2017 | CZ09 | rDXGF | 550 | 0.063 | -7.38 | 500 | 0.044
CFLMFm2017CZ09rDXHP | CFL | All | MFm | 2017 | CZ09 | rDXHP | 1.008 | 1.4545 | 0 |  | 504 | 0.064 | 0 | 500 | 0.044 | FALSE | 1 | 1 | 0 | 0.5 | Res-Iltg-dWatt-CFL-basis | MFm | 2017 | CZ09 | rDXHP | 504 | 0.064 | 0 | 500 | 0.044
CFLMFm2017CZ09rNCEH | CFL | All | MFm | 2017 | CZ09 | rNCEH | 0.718 | 1.0227 | 0 |  | 359 | 0.045 | 0 | 500 | 0.044 | FALSE | 1 | 1 | 0 | 0.25 | Res-Iltg-dWatt-CFL-basis | MFm | 2017 | CZ09 | rNCEH | 359 | 0.045 | 0 | 500 | 0.044
CFLMFm2017CZ09rNCGF | CFL | All | MFm | 2017 | CZ09 | rNCGF | 1.006 | 1.0227 | -0.0152 |  | 503 | 0.045 | -7.6 | 500 | 0.044 | FALSE | 0 | 1 | -0.0152 | 0.9 | Res-Iltg-dWatt-CFL-basis | MFm | 2017 | CZ09 | rNCGF | 503 | 0.045 | -7.6 | 500 | 0.044
CFLMFm2017CZ10rDXGF | CFL | All | MFm | 2017 | CZ10 | rDXGF | 1.104 | 1.4318 | -0.01304 |  | 552 | 0.063 | -6.52 | 500 | 0.044 | FALSE | 0 | 1 | -0.01304 | 1 | Res-Iltg-dWatt-CFL-basis | MFm | 2017 | CZ10 | rDXGF | 552 | 0.063 | -6.52 | 500 | 0.044
CFLMFm2017CZ10rDXHP | CFL | All | MFm | 2017 | CZ10 | rDXHP | 1.014 | 1.5455 | 0 |  | 507 | 0.068 | 0 | 500 | 0.044 | FALSE | 1 | 1 | 0 | 0.5 | Res-Iltg-dWatt-CFL-basis | MFm | 2017 | CZ10 | rDXHP | 507 | 0.068 | 0 | 500 | 0.044
CFLMFm2017CZ10rNCEH | CFL | All | MFm | 2017 | CZ10 | rNCEH | 0.748 | 1.0227 | 0 |  | 374 | 0.045 | 0 | 500 | 0.044 | FALSE | 1 | 1 | 0 | 0.25 | Res-Iltg-dWatt-CFL-basis | MFm | 2017 | CZ10 | rNCEH | 374 | 0.045 | 0 | 500 | 0.044
CFLMFm2017CZ10rNCGF | CFL | All | MFm | 2017 | CZ10 | rNCGF | 1.01 | 1.0455 | -0.01346 |  | 505 | 0.046 | -6.73 | 500 | 0.044 | FALSE | 0 | 1 | -0.01346 | 0.9 | Res-Iltg-dWatt-CFL-basis | MFm | 2017 | CZ10 | rNCGF | 505 | 0.046 | -6.73 | 500 | 0.044
CFLMFm2017CZ11rDXGF | CFL | All | MFm | 2017 | CZ11 | rDXGF | 1.1 | 1.3902 | -0.01932 |  | 550 | 0.057 | -9.66 | 500 | 0.041 | FALSE | 0 | 1 | -0.01932 | 1 | Res-Iltg-dWatt-CFL-basis | MFm | 2017 | CZ11 | rDXGF | 550 | 0.057 | -9.66 | 500 | 0.041
CFLMFm2017CZ11rDXHP | CFL | All | MFm | 2017 | CZ11 | rDXHP | 0.958 | 1.3902 | 0 |  | 479 | 0.057 | 0 | 500 | 0.041 | FALSE | 1 | 1 | 0 | 0.5 | Res-Iltg-dWatt-CFL-basis | MFm | 2017 | CZ11 | rDXHP | 479 | 0.057 | 0 | 500 | 0.041
CFLMFm2017CZ11rNCEH | CFL | All | MFm | 2017 | CZ11 | rNCEH | 0.62 | 1 | 0 |  | 310 | 0.041 | 0 | 500 | 0.041 | FALSE | 1 | 1 | 0 | 0.25 | Res-Iltg-dWatt-CFL-basis | MFm | 2017 | CZ11 | rNCEH | 310 | 0.041 | 0 | 500 | 0.041
CFLMFm2017CZ11rNCGF | CFL | All | MFm | 2017 | CZ11 | rNCGF | 1 | 1 | -0.0197 |  | 500 | 0.041 | -9.85 | 500 | 0.041 | FALSE | 0 | 1 | -0.0197 | 0.9 | Res-Iltg-dWatt-CFL-basis | MFm | 2017 | CZ11 | rNCGF | 500 | 0.041 | -9.85 | 500 | 0.041
CFLMFm2017CZ12rDXGF | CFL | All | MFm | 2017 | CZ12 | rDXGF | 1.092 | 1.4146 | -0.01846 |  | 546 | 0.058 | -9.23 | 500 | 0.041 | FALSE | 0 | 1 | -0.01846 | 1 | Res-Iltg-dWatt-CFL-basis | MFm | 2017 | CZ12 | rDXGF | 546 | 0.058 | -9.23 | 500 | 0.041
CFLMFm2017CZ12rDXHP | CFL | All | MFm | 2017 | CZ12 | rDXHP | 0.958 | 1.4146 | 0 |  | 479 | 0.058 | 0 | 500 | 0.041 | FALSE | 1 | 1 | 0 | 0.5 | Res-Iltg-dWatt-CFL-basis | MFm | 2017 | CZ12 | rDXHP | 479 | 0.058 | 0 | 500 | 0.041
CFLMFm2017CZ12rNCEH | CFL | All | MFm | 2017 | CZ12 | rNCEH | 0.632 | 1 | 0 |  | 316 | 0.041 | 0 | 500 | 0.041 | FALSE | 1 | 1 | 0 | 0.25 | Res-Iltg-dWatt-CFL-basis | MFm | 2017 | CZ12 | rNCEH | 316 | 0.041 | 0 | 500 | 0.041
CFLMFm2017CZ12rNCGF | CFL | All | MFm | 2017 | CZ12 | rNCGF | 1.002 | 1.0244 | -0.01874 |  | 501 | 0.042 | -9.37 | 500 | 0.041 | FALSE | 0 | 1 | -0.01874 | 0.9 | Res-Iltg-dWatt-CFL-basis | MFm | 2017 | CZ12 | rNCGF | 501 | 0.042 | -9.37 | 500 | 0.041
CFLMFm2017CZ13rDXGF | CFL | All | MFm | 2017 | CZ13 | rDXGF | 1.108 | 1.439 | -0.0178 |  | 554 | 0.059 | -8.9 | 500 | 0.041 | FALSE | 0 | 1 | -0.0178 | 1 | Res-Iltg-dWatt-CFL-basis | MFm | 2017 | CZ13 | rDXGF | 554 | 0.059 | -8.9 | 500 | 0.041
CFLMFm2017CZ13rDXHP | CFL | All | MFm | 2017 | CZ13 | rDXHP | 0.986 | 1.439 | 0 |  | 493 | 0.059 | 0 | 500 | 0.041 | FALSE | 1 | 1 | 0 | 0.5 | Res-Iltg-dWatt-CFL-basis | MFm | 2017 | CZ13 | rDXHP | 493 | 0.059 | 0 | 500 | 0.041
CFLMFm2017CZ13rNCEH | CFL | All | MFm | 2017 | CZ13 | rNCEH | 0.664 | 1 | 0 |  | 332 | 0.041 | 0 | 500 | 0.041 | FALSE | 1 | 1 | 0 | 0.25 | Res-Iltg-dWatt-CFL-basis | MFm | 2017 | CZ13 | rNCEH | 332 | 0.041 | 0 | 500 | 0.041
CFLMFm2017CZ13rNCGF | CFL | All | MFm | 2017 | CZ13 | rNCGF | 1.002 | 1.0244 | -0.01826 |  | 501 | 0.042 | -9.13 | 500 | 0.041 | FALSE | 0 | 1 | -0.01826 | 0.9 | Res-Iltg-dWatt-CFL-basis | MFm | 2017 | CZ13 | rNCGF | 501 | 0.042 | -9.13 | 500 | 0.041
CFLMFm2017CZ14rDXGF | CFL | All | MFm | 2017 | CZ14 | rDXGF | 1.108 | 1.2857 | -0.0204 |  | 554 | 0.054 | -10.2 | 500 | 0.042 | FALSE | 0 | 1 | -0.0204 | 1 | Res-Iltg-dWatt-CFL-basis | MFm | 2017 | CZ14 | rDXGF | 554 | 0.054 | -10.2 | 500 | 0.042
CFLMFm2017CZ14rDXHP | CFL | All | MFm | 2017 | CZ14 | rDXHP | 0.958 | 1.3333 | 0 |  | 479 | 0.056 | 0 | 500 | 0.042 | FALSE | 1 | 1 | 0 | 0.5 | Res-Iltg-dWatt-CFL-basis | MFm | 2017 | CZ14 | rDXHP | 479 | 0.056 | 0 | 500 | 0.042
CFLMFm2017CZ14rNCEH | CFL | All | MFm | 2017 | CZ14 | rNCEH | 0.602 | 1.0238 | 0 |  | 301 | 0.043 | 0 | 500 | 0.042 | FALSE | 1 | 1 | 0 | 0.25 | Res-Iltg-dWatt-CFL-basis | MFm | 2017 | CZ14 | rNCEH | 301 | 0.043 | 0 | 500 | 0.042
CFLMFm2017CZ14rNCGF | CFL | All | MFm | 2017 | CZ14 | rNCGF | 0.998 | 1.0238 | -0.0208 |  | 499 | 0.043 | -10.4 | 500 | 0.042 | FALSE | 0 | 1 | -0.0208 | 0.9 | Res-Iltg-dWatt-CFL-basis | MFm | 2017 | CZ14 | rNCGF | 499 | 0.043 | -10.4 | 500 | 0.042
CFLMFm2017CZ15rDXGF | CFL | All | MFm | 2017 | CZ15 | rDXGF | 1.156 | 1.4048 | -0.0086 |  | 578 | 0.059 | -4.3 | 500 | 0.042 | FALSE | 0 | 1 | -0.0086 | 1 | Res-Iltg-dWatt-CFL-basis | MFm | 2017 | CZ15 | rDXGF | 578 | 0.059 | -4.3 | 500 | 0.042
CFLMFm2017CZ15rDXHP | CFL | All | MFm | 2017 | CZ15 | rDXHP | 1.1 | 1.381 | 0 |  | 550 | 0.058 | 0 | 500 | 0.042 | FALSE | 1 | 1 | 0 | 0.5 | Res-Iltg-dWatt-CFL-basis | MFm | 2017 | CZ15 | rDXHP | 550 | 0.058 | 0 | 500 | 0.042
CFLMFm2017CZ15rNCEH | CFL | All | MFm | 2017 | CZ15 | rNCEH | 0.846 | 1.0238 | 0 |  | 423 | 0.043 | 0 | 500 | 0.042 | FALSE | 1 | 1 | 0 | 0.25 | Res-Iltg-dWatt-CFL-basis | MFm | 2017 | CZ15 | rNCEH | 423 | 0.043 | 0 | 500 | 0.042
CFLMFm2017CZ15rNCGF | CFL | All | MFm | 2017 | CZ15 | rNCGF | 1.01 | 1.0238 | -0.00908 |  | 505 | 0.043 | -4.54 | 500 | 0.042 | FALSE | 0 | 1 | -0.00908 | 0.9 | Res-Iltg-dWatt-CFL-basis | MFm | 2017 | CZ15 | rNCGF | 505 | 0.043 | -4.54 | 500 | 0.042
CFLMFm2017CZ16rDXGF | CFL | All | MFm | 2017 | CZ16 | rDXGF | 1.062 | 1.35 | -0.0268 |  | 531 | 0.054 | -13.4 | 500 | 0.04 | FALSE | 0 | 1 | -0.0268 | 1 | Res-Iltg-dWatt-CFL-basis | MFm | 2017 | CZ16 | rDXGF | 531 | 0.054 | -13.4 | 500 | 0.04
CFLMFm2017CZ16rDXHP | CFL | All | MFm | 2017 | CZ16 | rDXHP | 0.822 | 1.4 | 0 |  | 411 | 0.056 | 0 | 500 | 0.04 | FALSE | 1 | 1 | 0 | 0.5 | Res-Iltg-dWatt-CFL-basis | MFm | 2017 | CZ16 | rDXHP | 411 | 0.056 | 0 | 500 | 0.04
CFLMFm2017CZ16rNCEH | CFL | All | MFm | 2017 | CZ16 | rNCEH | 0.474 | 1.025 | 0 |  | 237 | 0.041 | 0 | 500 | 0.04 | FALSE | 1 | 1 | 0 | 0.25 | Res-Iltg-dWatt-CFL-basis | MFm | 2017 | CZ16 | rNCEH | 237 | 0.041 | 0 | 500 | 0.04
CFLMFm2017CZ16rNCGF | CFL | All | MFm | 2017 | CZ16 | rNCGF | 0.992 | 1.025 | -0.0272 |  | 496 | 0.041 | -13.6 | 500 | 0.04 | FALSE | 0 | 1 | -0.0272 | 0.9 | Res-Iltg-dWatt-CFL-basis | MFm | 2017 | CZ16 | rNCGF | 496 | 0.041 | -13.6 | 500 | 0.04
CFLDMoMH00CZ01rDXGF | CFL | All | DMo | MH00 | CZ01 | rDXGF | 1 | 1.0227 | -0.031 |  | 494 | 0.045 | -15.5 | 500 | 0.044 | FALSE | 0 | 1 | -0.031 | 1 | Res-Iltg-dWatt-CFL-basis | DMo | MH00 | CZ01 | rDXGF | 494 | 0.045 | -15.5 | 500 | 0.044
CFLDMoMH00CZ01rDXHP | CFL | All | DMo | MH00 | CZ01 | rDXHP | 0.726 | 1.0227 | 0 |  | 363 | 0.045 | 0 | 500 | 0.044 | FALSE | 1 | 1 | 0 | 0.5 | Res-Iltg-dWatt-CFL-basis | DMo | MH00 | CZ01 | rDXHP | 363 | 0.045 | 0 | 500 | 0.044
CFLDMoMH00CZ01rNCEH | CFL | All | DMo | MH00 | CZ01 | rNCEH | 0.598 | 1.0227 | 0 |  | 299 | 0.045 | 0 | 500 | 0.044 | FALSE | 1 | 1 | 0 | 0.25 | Res-Iltg-dWatt-CFL-basis | DMo | MH00 | CZ01 | rNCEH | 299 | 0.045 | 0 | 500 | 0.044
CFLDMoMH00CZ01rNCGF | CFL | All | DMo | MH00 | CZ01 | rNCGF | 0.994 | 1.0227 | -0.031 |  | 497 | 0.045 | -15.5 | 500 | 0.044 | FALSE | 0 | 1 | -0.031 | 0.9 | Res-Iltg-dWatt-CFL-basis | DMo | MH00 | CZ01 | rNCGF | 497 | 0.045 | -15.5 | 500 | 0.044
CFLDMoMH00CZ02rDXGF | CFL | All | DMo | MH00 | CZ02 | rDXGF | 1.084 | 2 | -0.026 |  | 542 | 0.09 | -13 | 500 | 0.041 | FALSE | 0 | 1 | -0.026 | 1 | Res-Iltg-dWatt-CFL-basis | DMo | MH00 | CZ02 | rDXGF | 542 | 0.09 | -13 | 500 | 0.041
CFLDMoMH00CZ02rDXHP | CFL | All | DMo | MH00 | CZ02 | rDXHP | 0.85 | 2 | 0 |  | 425 | 0.101 | 0 | 500 | 0.041 | FALSE | 1 | 1 | 0 | 0.5 | Res-Iltg-dWatt-CFL-basis | DMo | MH00 | CZ02 | rDXHP | 425 | 0.101 | 0 | 500 | 0.041
CFLDMoMH00CZ02rNCEH | CFL | All | DMo | MH00 | CZ02 | rNCEH | 0.666 | 1 | 0 |  | 333 | 0.041 | 0 | 500 | 0.041 | FALSE | 1 | 1 | 0 | 0.25 | Res-Iltg-dWatt-CFL-basis | DMo | MH00 | CZ02 | rNCEH | 333 | 0.041 | 0 | 500 | 0.041
CFLDMoMH00CZ02rNCGF | CFL | All | DMo | MH00 | CZ02 | rNCGF | 0.992 | 1 | -0.026 |  | 496 | 0.041 | -13 | 500 | 0.041 | FALSE | 0 | 1 | -0.026 | 0.9 | Res-Iltg-dWatt-CFL-basis | DMo | MH00 | CZ02 | rNCGF | 496 | 0.041 | -13 | 500 | 0.041
CFLDMoMH00CZ03rDXGF | CFL | All | DMo | MH00 | CZ03 | rDXGF | 1.02 | 2 | -0.03413 |  | 510 | 0.088 | -17.3 | 500 | 0.041 | FALSE | 0 | 1 | -0.03413 | 1 | Res-Iltg-dWatt-CFL-basis | DMo | MH00 | CZ03 | rDXGF | 510 | 0.088 | -17.3 | 500 | 0.041
CFLDMoMH00CZ03rDXHP | CFL | All | DMo | MH00 | CZ03 | rDXHP | 0.764 | 2 | 0 |  | 382 | 0.087 | 0 | 500 | 0.041 | FALSE | 1 | 1 | 0 | 0.5 | Res-Iltg-dWatt-CFL-basis | DMo | MH00 | CZ03 | rDXHP | 382 | 0.087 | 0 | 500 | 0.041
CFLDMoMH00CZ03rNCEH | CFL | All | DMo | MH00 | CZ03 | rNCEH | 0.55 | 1 | 0 |  | 275 | 0.041 | 0 | 500 | 0.041 | FALSE | 1 | 1 | 0 | 0.25 | Res-Iltg-dWatt-CFL-basis | DMo | MH00 | CZ03 | rNCEH | 275 | 0.041 | 0 | 500 | 0.041
CFLDMoMH00CZ03rNCGF | CFL | All | DMo | MH00 | CZ03 | rNCGF | 0.984 | 1 | -0.03413 |  | 492 | 0.04 | -17.3 | 500 | 0.041 | FALSE | 0 | 1 | -0.03413 | 0.9 | Res-Iltg-dWatt-CFL-basis | DMo | MH00 | CZ03 | rNCGF | 492 | 0.04 | -17.3 | 500 | 0.041
CFLDMoMH00CZ04rDXGF | CFL | All | DMo | MH00 | CZ04 | rDXGF | 1.096 | 2 | -0.0294 |  | 548 | 0.09 | -14.7 | 500 | 0.044 | FALSE | 0 | 1 | -0.0294 | 1 | Res-Iltg-dWatt-CFL-basis | DMo | MH00 | CZ04 | rDXGF | 548 | 0.09 | -14.7 | 500 | 0.044
CFLDMoMH00CZ04rDXHP | CFL | All | DMo | MH00 | CZ04 | rDXHP | 0.834 | 2 | 0 |  | 417 | 0.096 | 0 | 500 | 0.044 | FALSE | 1 | 1 | 0 | 0.5 | Res-Iltg-dWatt-CFL-basis | DMo | MH00 | CZ04 | rDXHP | 417 | 0.096 | 0 | 500 | 0.044
CFLDMoMH00CZ04rNCEH | CFL | All | DMo | MH00 | CZ04 | rNCEH | 0.626 | 1.0227 | 0 |  | 313 | 0.045 | 0 | 500 | 0.044 | FALSE | 1 | 1 | 0 | 0.25 | Res-Iltg-dWatt-CFL-basis | DMo | MH00 | CZ04 | rNCEH | 313 | 0.045 | 0 | 500 | 0.044
CFLDMoMH00CZ04rNCGF | CFL | All | DMo | MH00 | CZ04 | rNCGF | 0.988 | 1.0227 | -0.0292 |  | 494 | 0.045 | -14.6 | 500 | 0.044 | FALSE | 0 | 1 | -0.0292 | 0.9 | Res-Iltg-dWatt-CFL-basis | DMo | MH00 | CZ04 | rNCGF | 494 | 0.045 | -14.6 | 500 | 0.044
CFLDMoMH00CZ05rDXGF | CFL | All | DMo | MH00 | CZ05 | rDXGF | 1.012 | 2 | -0.03413 |  | 506 | 0.099 | -22.4 | 500 | 0.044 | FALSE | 0 | 1 | -0.03413 | 1 | Res-Iltg-dWatt-CFL-basis | DMo | MH00 | CZ05 | rDXGF | 506 | 0.099 | -22.4 | 500 | 0.044
CFLDMoMH00CZ05rDXHP | CFL | All | DMo | MH00 | CZ05 | rDXHP | 0.662 | 1.9318 | 0 |  | 331 | 0.085 | 0 | 500 | 0.044 | FALSE | 1 | 1 | 0 | 0.5 | Res-Iltg-dWatt-CFL-basis | DMo | MH00 | CZ05 | rDXHP | 331 | 0.085 | 0 | 500 | 0.044
CFLDMoMH00CZ05rNCEH | CFL | All | DMo | MH00 | CZ05 | rNCEH | 0.436 | 1.0227 | 0 |  | 218 | 0.045 | 0 | 500 | 0.044 | FALSE | 1 | 1 | 0 | 0.25 | Res-Iltg-dWatt-CFL-basis | DMo | MH00 | CZ05 | rNCEH | 218 | 0.045 | 0 | 500 | 0.044
CFLDMoMH00CZ05rNCGF | CFL | All | DMo | MH00 | CZ05 | rNCGF | 0.98 | 1.0227 | -0.03413 |  | 490 | 0.045 | -22.2 | 500 | 0.044 | FALSE | 0 | 1 | -0.03413 | 0.9 | Res-Iltg-dWatt-CFL-basis | DMo | MH00 | CZ05 | rNCGF | 490 | 0.045 | -22.2 | 500 | 0.044
CFLDMoMH00CZ06rDXGF | CFL | All | DMo | MH00 | CZ06 | rDXGF | 1.122 | 1.75 | -0.0252 |  | 561 | 0.077 | -12.6 | 500 | 0.044 | FALSE | 0 | 1 | -0.0252 | 1 | Res-Iltg-dWatt-CFL-basis | DMo | MH00 | CZ06 | rDXGF | 561 | 0.077 | -12.6 | 500 | 0.044
CFLDMoMH00CZ06rDXHP | CFL | All | DMo | MH00 | CZ06 | rDXHP | 0.928 | 1.7273 | 0 |  | 464 | 0.076 | 0 | 500 | 0.044 | FALSE | 1 | 1 | 0 | 0.5 | Res-Iltg-dWatt-CFL-basis | DMo | MH00 | CZ06 | rDXHP | 464 | 0.076 | 0 | 500 | 0.044
CFLDMoMH00CZ06rNCEH | CFL | All | DMo | MH00 | CZ06 | rNCEH | 0.684 | 1.0227 | 0 |  | 342 | 0.045 | 0 | 500 | 0.044 | FALSE | 1 | 1 | 0 | 0.25 | Res-Iltg-dWatt-CFL-basis | DMo | MH00 | CZ06 | rNCEH | 342 | 0.045 | 0 | 500 | 0.044
CFLDMoMH00CZ06rNCGF | CFL | All | DMo | MH00 | CZ06 | rNCGF | 0.992 | 1 | -0.0252 |  | 496 | 0.044 | -12.6 | 500 | 0.044 | FALSE | 0 | 1 | -0.0252 | 0.9 | Res-Iltg-dWatt-CFL-basis | DMo | MH00 | CZ06 | rNCGF | 496 | 0.044 | -12.6 | 500 | 0.044
CFLDMoMH00CZ07rDXGF | CFL | All | DMo | MH00 | CZ07 | rDXGF | 1.134 | 1.75 | -0.0208 |  | 567 | 0.077 | -10.4 | 500 | 0.044 | FALSE | 0 | 1 | -0.0208 | 1 | Res-Iltg-dWatt-CFL-basis | DMo | MH00 | CZ07 | rDXGF | 567 | 0.077 | -10.4 | 500 | 0.044
CFLDMoMH00CZ07rDXHP | CFL | All | DMo | MH00 | CZ07 | rDXHP | 0.984 | 1.7727 | 0 |  | 492 | 0.078 | 0 | 500 | 0.044 | FALSE | 1 | 1 | 0 | 0.5 | Res-Iltg-dWatt-CFL-basis | DMo | MH00 | CZ07 | rDXHP | 492 | 0.078 | 0 | 500 | 0.044
CFLDMoMH00CZ07rNCEH | CFL | All | DMo | MH00 | CZ07 | rNCEH | 0.734 | 1 | 0 |  | 367 | 0.044 | 0 | 500 | 0.044 | FALSE | 1 | 1 | 0 | 0.25 | Res-Iltg-dWatt-CFL-basis | DMo | MH00 | CZ07 | rNCEH | 367 | 0.044 | 0 | 500 | 0.044
CFLDMoMH00CZ07rNCGF | CFL | All | DMo | MH00 | CZ07 | rNCGF | 0.996 | 1.0227 | -0.0208 |  | 498 | 0.045 | -10.4 | 500 | 0.044 | FALSE | 0 | 1 | -0.0208 | 0.9 | Res-Iltg-dWatt-CFL-basis | DMo | MH00 | CZ07 | rNCGF | 498 | 0.045 | -10.4 | 500 | 0.044
CFLDMoMH00CZ08rDXGF | CFL | All | DMo | MH00 | CZ08 | rDXGF | 1.15 | 1.8182 | -0.01962 |  | 575 | 0.08 | -9.81 | 500 | 0.044 | FALSE | 0 | 1 | -0.01962 | 1 | Res-Iltg-dWatt-CFL-basis | DMo | MH00 | CZ08 | rDXGF | 575 | 0.08 | -9.81 | 500 | 0.044
CFLDMoMH00CZ08rDXHP | CFL | All | DMo | MH00 | CZ08 | rDXHP | 1.01 | 1.8636 | 0 |  | 505 | 0.082 | 0 | 500 | 0.044 | FALSE | 1 | 1 | 0 | 0.5 | Res-Iltg-dWatt-CFL-basis | DMo | MH00 | CZ08 | rDXHP | 505 | 0.082 | 0 | 500 | 0.044
CFLDMoMH00CZ08rNCEH | CFL | All | DMo | MH00 | CZ08 | rNCEH | 0.75 | 1 | 0 |  | 375 | 0.044 | 0 | 500 | 0.044 | FALSE | 1 | 1 | 0 | 0.25 | Res-Iltg-dWatt-CFL-basis | DMo | MH00 | CZ08 | rNCEH | 375 | 0.044 | 0 | 500 | 0.044
CFLDMoMH00CZ08rNCGF | CFL | All | DMo | MH00 | CZ08 | rNCGF | 0.998 | 1 | -0.0196 |  | 499 | 0.044 | -9.8 | 500 | 0.044 | FALSE | 0 | 1 | -0.0196 | 0.9 | Res-Iltg-dWatt-CFL-basis | DMo | MH00 | CZ08 | rNCGF | 499 | 0.044 | -9.8 | 500 | 0.044
CFLDMoMH00CZ09rDXGF | CFL | All | DMo | MH00 | CZ09 | rDXGF | 1.16 | 1.8182 | -0.0216 |  | 580 | 0.08 | -10.8 | 500 | 0.044 | FALSE | 0 | 1 | -0.0216 | 1 | Res-Iltg-dWatt-CFL-basis | DMo | MH00 | CZ09 | rDXGF | 580 | 0.08 | -10.8 | 500 | 0.044
CFLDMoMH00CZ09rDXHP | CFL | All | DMo | MH00 | CZ09 | rDXHP | 1.002 | 1.8182 | 0 |  | 501 | 0.08 | 0 | 500 | 0.044 | FALSE | 1 | 1 | 0 | 0.5 | Res-Iltg-dWatt-CFL-basis | DMo | MH00 | CZ09 | rDXHP | 501 | 0.08 | 0 | 500 | 0.044
CFLDMoMH00CZ09rNCEH | CFL | All | DMo | MH00 | CZ09 | rNCEH | 0.726 | 1 | 0 |  | 363 | 0.044 | 0 | 500 | 0.044 | FALSE | 1 | 1 | 0 | 0.25 | Res-Iltg-dWatt-CFL-basis | DMo | MH00 | CZ09 | rNCEH | 363 | 0.044 | 0 | 500 | 0.044
CFLDMoMH00CZ09rNCGF | CFL | All | DMo | MH00 | CZ09 | rNCGF | 0.994 | 1.0227 | -0.0216 |  | 497 | 0.045 | -10.8 | 500 | 0.044 | FALSE | 0 | 1 | -0.0216 | 0.9 | Res-Iltg-dWatt-CFL-basis | DMo | MH00 | CZ09 | rNCGF | 497 | 0.045 | -10.8 | 500 | 0.044
CFLDMoMH00CZ10rDXGF | CFL | All | DMo | MH00 | CZ10 | rDXGF | 1.196 | 1.8409 | -0.0222 |  | 598 | 0.081 | -11.1 | 500 | 0.044 | FALSE | 0 | 1 | -0.0222 | 1 | Res-Iltg-dWatt-CFL-basis | DMo | MH00 | CZ10 | rDXGF | 598 | 0.081 | -11.1 | 500 | 0.044
CFLDMoMH00CZ10rDXHP | CFL | All | DMo | MH00 | CZ10 | rDXHP | 1.018 | 1.8864 | 0 |  | 509 | 0.083 | 0 | 500 | 0.044 | FALSE | 1 | 1 | 0 | 0.5 | Res-Iltg-dWatt-CFL-basis | DMo | MH00 | CZ10 | rDXHP | 509 | 0.083 | 0 | 500 | 0.044
CFLDMoMH00CZ10rNCEH | CFL | All | DMo | MH00 | CZ10 | rNCEH | 0.722 | 1.0227 | 0 |  | 361 | 0.045 | 0 | 500 | 0.044 | FALSE | 1 | 1 | 0 | 0.25 | Res-Iltg-dWatt-CFL-basis | DMo | MH00 | CZ10 | rNCEH | 361 | 0.045 | 0 | 500 | 0.044
CFLDMoMH00CZ10rNCGF | CFL | All | DMo | MH00 | CZ10 | rNCGF | 0.996 | 1.0227 | -0.022 |  | 498 | 0.045 | -11 | 500 | 0.044 | FALSE | 0 | 1 | -0.022 | 0.9 | Res-Iltg-dWatt-CFL-basis | DMo | MH00 | CZ10 | rNCGF | 498 | 0.045 | -11 | 500 | 0.044
CFLDMoMH00CZ11rDXGF | CFL | All | DMo | MH00 | CZ11 | rDXGF | 1.174 | 1.9268 | -0.0258 |  | 587 | 0.079 | -12.9 | 500 | 0.041 | FALSE | 0 | 1 | -0.0258 | 1 | Res-Iltg-dWatt-CFL-basis | DMo | MH00 | CZ11 | rDXGF | 587 | 0.079 | -12.9 | 500 | 0.041
CFLDMoMH00CZ11rDXHP | CFL | All | DMo | MH00 | CZ11 | rDXHP | 0.952 | 1.9512 | 0 |  | 476 | 0.08 | 0 | 500 | 0.041 | FALSE | 1 | 1 | 0 | 0.5 | Res-Iltg-dWatt-CFL-basis | DMo | MH00 | CZ11 | rDXHP | 476 | 0.08 | 0 | 500 | 0.041
CFLDMoMH00CZ11rNCEH | CFL | All | DMo | MH00 | CZ11 | rNCEH | 0.67 | 1 | 0 |  | 335 | 0.041 | 0 | 500 | 0.041 | FALSE | 1 | 1 | 0 | 0.25 | Res-Iltg-dWatt-CFL-basis | DMo | MH00 | CZ11 | rNCEH | 335 | 0.041 | 0 | 500 | 0.041
CFLDMoMH00CZ11rNCGF | CFL | All | DMo | MH00 | CZ11 | rNCGF | 0.992 | 1 | -0.0258 |  | 496 | 0.041 | -12.9 | 500 | 0.041 | FALSE | 0 | 1 | -0.0258 | 0.9 | Res-Iltg-dWatt-CFL-basis | DMo | MH00 | CZ11 | rNCGF | 496 | 0.041 | -12.9 | 500 | 0.041
CFLDMoMH00CZ12rDXGF | CFL | All | DMo | MH00 | CZ12 | rDXGF | 1.138 | 2 | -0.0284 |  | 569 | 0.085 | -14.2 | 500 | 0.041 | FALSE | 0 | 1 | -0.0284 | 1 | Res-Iltg-dWatt-CFL-basis | DMo | MH00 | CZ12 | rDXGF | 569 | 0.085 | -14.2 | 500 | 0.041
CFLDMoMH00CZ12rDXHP | CFL | All | DMo | MH00 | CZ12 | rDXHP | 0.894 | 2 | 0 |  | 447 | 0.095 | 0 | 500 | 0.041 | FALSE | 1 | 1 | 0 | 0.5 | Res-Iltg-dWatt-CFL-basis | DMo | MH00 | CZ12 | rDXHP | 447 | 0.095 | 0 | 500 | 0.041
CFLDMoMH00CZ12rNCEH | CFL | All | DMo | MH00 | CZ12 | rNCEH | 0.634 | 1 | 0 |  | 317 | 0.041 | 0 | 500 | 0.041 | FALSE | 1 | 1 | 0 | 0.25 | Res-Iltg-dWatt-CFL-basis | DMo | MH00 | CZ12 | rNCEH | 317 | 0.041 | 0 | 500 | 0.041
CFLDMoMH00CZ12rNCGF | CFL | All | DMo | MH00 | CZ12 | rNCGF | 0.99 | 1 | -0.0284 |  | 495 | 0.041 | -14.2 | 500 | 0.041 | FALSE | 0 | 1 | -0.0284 | 0.9 | Res-Iltg-dWatt-CFL-basis | DMo | MH00 | CZ12 | rNCGF | 495 | 0.041 | -14.2 | 500 | 0.041
CFLDMoMH00CZ13rDXGF | CFL | All | DMo | MH00 | CZ13 | rDXGF | 1.198 | 1.8293 | -0.0252 |  | 599 | 0.075 | -12.6 | 500 | 0.041 | FALSE | 0 | 1 | -0.0252 | 1 | Res-Iltg-dWatt-CFL-basis | DMo | MH00 | CZ13 | rDXGF | 599 | 0.075 | -12.6 | 500 | 0.041
CFLDMoMH00CZ13rDXHP | CFL | All | DMo | MH00 | CZ13 | rDXHP | 0.99 | 1.9024 | 0 |  | 495 | 0.078 | 0 | 500 | 0.041 | FALSE | 1 | 1 | 0 | 0.5 | Res-Iltg-dWatt-CFL-basis | DMo | MH00 | CZ13 | rDXHP | 495 | 0.078 | 0 | 500 | 0.041
CFLDMoMH00CZ13rNCEH | CFL | All | DMo | MH00 | CZ13 | rNCEH | 0.678 | 1 | 0 |  | 339 | 0.04 | 0 | 500 | 0.041 | FALSE | 1 | 1 | 0 | 0.25 | Res-Iltg-dWatt-CFL-basis | DMo | MH00 | CZ13 | rNCEH | 339 | 0.04 | 0 | 500 | 0.041
CFLDMoMH00CZ13rNCGF | CFL | All | DMo | MH00 | CZ13 | rNCGF | 0.992 | 1 | -0.0252 |  | 496 | 0.041 | -12.6 | 500 | 0.041 | FALSE | 0 | 1 | -0.0252 | 0.9 | Res-Iltg-dWatt-CFL-basis | DMo | MH00 | CZ13 | rNCGF | 496 | 0.041 | -12.6 | 500 | 0.041
CFLDMoMH00CZ14rDXGF | CFL | All | DMo | MH00 | CZ14 | rDXGF | 1.184 | 1.7857 | -0.0266 |  | 592 | 0.075 | -13.3 | 500 | 0.042 | FALSE | 0 | 1 | -0.0266 | 1 | Res-Iltg-dWatt-CFL-basis | DMo | MH00 | CZ14 | rDXGF | 592 | 0.075 | -13.3 | 500 | 0.042
CFLDMoMH00CZ14rDXHP | CFL | All | DMo | MH00 | CZ14 | rDXHP | 0.916 | 1.8095 | 0 |  | 458 | 0.076 | 0 | 500 | 0.042 | FALSE | 1 | 1 | 0 | 0.5 | Res-Iltg-dWatt-CFL-basis | DMo | MH00 | CZ14 | rDXHP | 458 | 0.076 | 0 | 500 | 0.042
CFLDMoMH00CZ14rNCEH | CFL | All | DMo | MH00 | CZ14 | rNCEH | 0.67 | 1.0238 | 0 |  | 335 | 0.043 | 0 | 500 | 0.042 | FALSE | 1 | 1 | 0 | 0.25 | Res-Iltg-dWatt-CFL-basis | DMo | MH00 | CZ14 | rNCEH | 335 | 0.043 | 0 | 500 | 0.042
CFLDMoMH00CZ14rNCGF | CFL | All | DMo | MH00 | CZ14 | rNCGF | 0.992 | 1.0238 | -0.0264 |  | 496 | 0.043 | -13.2 | 500 | 0.042 | FALSE | 0 | 1 | -0.0264 | 0.9 | Res-Iltg-dWatt-CFL-basis | DMo | MH00 | CZ14 | rNCGF | 496 | 0.043 | -13.2 | 500 | 0.042
CFLDMoMH00CZ15rDXGF | CFL | All | DMo | MH00 | CZ15 | rDXGF | 1.296 | 1.7619 | -0.00964 |  | 648 | 0.074 | -4.82 | 500 | 0.042 | FALSE | 0 | 1 | -0.00964 | 1 | Res-Iltg-dWatt-CFL-basis | DMo | MH00 | CZ15 | rDXGF | 648 | 0.074 | -4.82 | 500 | 0.042
CFLDMoMH00CZ15rDXHP | CFL | All | DMo | MH00 | CZ15 | rDXHP | 1.224 | 1.7619 | 0 |  | 612 | 0.074 | 0 | 500 | 0.042 | FALSE | 1 | 1 | 0 | 0.5 | Res-Iltg-dWatt-CFL-basis | DMo | MH00 | CZ15 | rDXHP | 612 | 0.074 | 0 | 500 | 0.042
CFLDMoMH00CZ15rNCEH | CFL | All | DMo | MH00 | CZ15 | rNCEH | 0.878 | 1.0238 | 0 |  | 439 | 0.043 | 0 | 500 | 0.042 | FALSE | 1 | 1 | 0 | 0.25 | Res-Iltg-dWatt-CFL-basis | DMo | MH00 | CZ15 | rNCEH | 439 | 0.043 | 0 | 500 | 0.042
CFLDMoMH00CZ15rNCGF | CFL | All | DMo | MH00 | CZ15 | rNCGF | 1.002 | 1 | -0.00956 |  | 501 | 0.042 | -4.78 | 500 | 0.042 | FALSE | 0 | 1 | -0.00956 | 0.9 | Res-Iltg-dWatt-CFL-basis | DMo | MH00 | CZ15 | rNCGF | 501 | 0.042 | -4.78 | 500 | 0.042
CFLDMoMH00CZ16rDXGF | CFL | All | DMo | MH00 | CZ16 | rDXGF | 1.088 | 2 | -0.0258 |  | 544 | 0.082 | -12.9 | 500 | 0.041 | FALSE | 0 | 1 | -0.0258 | 1 | Res-Iltg-dWatt-CFL-basis | DMo | MH00 | CZ16 | rDXGF | 544 | 0.082 | -12.9 | 500 | 0.041
CFLDMoMH00CZ16rDXHP | CFL | All | DMo | MH00 | CZ16 | rDXHP | 0.776 | 2 | 0 |  | 388 | 0.088 | 0 | 500 | 0.041 | FALSE | 1 | 1 | 0 | 0.5 | Res-Iltg-dWatt-CFL-basis | DMo | MH00 | CZ16 | rDXHP | 388 | 0.088 | 0 | 500 | 0.041
CFLDMoMH00CZ16rNCEH | CFL | All | DMo | MH00 | CZ16 | rNCEH | 0.662 | 1 | 0 |  | 331 | 0.041 | 0 | 500 | 0.041 | FALSE | 1 | 1 | 0 | 0.25 | Res-Iltg-dWatt-CFL-basis | DMo | MH00 | CZ16 | rNCEH | 331 | 0.041 | 0 | 500 | 0.041
CFLDMoMH00CZ16rNCGF | CFL | All | DMo | MH00 | CZ16 | rNCGF | 0.994 | 1 | -0.0258 |  | 497 | 0.041 | -12.9 | 500 | 0.041 | FALSE | 0 | 1 | -0.0258 | 0.9 | Res-Iltg-dWatt-CFL-basis | DMo | MH00 | CZ16 | rNCGF | 497 | 0.041 | -12.9 | 500 | 0.041
CFLDMoMH06CZ01rDXGF | CFL | All | DMo | MH06 | CZ01 | rDXGF | 1 | 1.0227 | -0.03413 |  | 491 | 0.045 | -19.1 | 500 | 0.044 | FALSE | 0 | 1 | -0.03413 | 1 | Res-Iltg-dWatt-CFL-basis | DMo | MH06 | CZ01 | rDXGF | 491 | 0.045 | -19.1 | 500 | 0.044
CFLDMoMH06CZ01rDXHP | CFL | All | DMo | MH06 | CZ01 | rDXHP | 0.686 | 1.0227 | 0 |  | 343 | 0.045 | 0 | 500 | 0.044 | FALSE | 1 | 1 | 0 | 0.5 | Res-Iltg-dWatt-CFL-basis | DMo | MH06 | CZ01 | rDXHP | 343 | 0.045 | 0 | 500 | 0.044
CFLDMoMH06CZ01rNCEH | CFL | All | DMo | MH06 | CZ01 | rNCEH | 0.508 | 1.0227 | 0 |  | 254 | 0.045 | 0 | 500 | 0.044 | FALSE | 1 | 1 | 0 | 0.25 | Res-Iltg-dWatt-CFL-basis | DMo | MH06 | CZ01 | rNCEH | 254 | 0.045 | 0 | 500 | 0.044
CFLDMoMH06CZ01rNCGF | CFL | All | DMo | MH06 | CZ01 | rNCGF | 0.988 | 1.0227 | -0.03413 |  | 494 | 0.045 | -19.1 | 500 | 0.044 | FALSE | 0 | 1 | -0.03413 | 0.9 | Res-Iltg-dWatt-CFL-basis | DMo | MH06 | CZ01 | rNCGF | 494 | 0.045 | -19.1 | 500 | 0.044
CFLDMoMH06CZ02rDXGF | CFL | All | DMo | MH06 | CZ02 | rDXGF | 1.086 | 1.8049 | -0.0312 |  | 543 | 0.074 | -15.6 | 500 | 0.041 | FALSE | 0 | 1 | -0.0312 | 1 | Res-Iltg-dWatt-CFL-basis | DMo | MH06 | CZ02 | rDXGF | 543 | 0.074 | -15.6 | 500 | 0.041
CFLDMoMH06CZ02rDXHP | CFL | All | DMo | MH06 | CZ02 | rDXHP | 0.828 | 1.7317 | 0 |  | 414 | 0.071 | 0 | 500 | 0.041 | FALSE | 1 | 1 | 0 | 0.5 | Res-Iltg-dWatt-CFL-basis | DMo | MH06 | CZ02 | rDXHP | 414 | 0.071 | 0 | 500 | 0.041
CFLDMoMH06CZ02rNCEH | CFL | All | DMo | MH06 | CZ02 | rNCEH | 0.602 | 1 | 0 |  | 301 | 0.041 | 0 | 500 | 0.041 | FALSE | 1 | 1 | 0 | 0.25 | Res-Iltg-dWatt-CFL-basis | DMo | MH06 | CZ02 | rNCEH | 301 | 0.041 | 0 | 500 | 0.041
CFLDMoMH06CZ02rNCGF | CFL | All | DMo | MH06 | CZ02 | rNCGF | 0.988 | 1 | -0.0308 |  | 494 | 0.041 | -15.4 | 500 | 0.041 | FALSE | 0 | 1 | -0.0308 | 0.9 | Res-Iltg-dWatt-CFL-basis | DMo | MH06 | CZ02 | rNCGF | 494 | 0.041 | -15.4 | 500 | 0.041
CFLDMoMH06CZ03rDXGF | CFL | All | DMo | MH06 | CZ03 | rDXGF | 1.054 | 1.8049 | -0.01946 |  | 527 | 0.074 | -9.73 | 500 | 0.041 | FALSE | 0 | 1 | -0.01946 | 1 | Res-Iltg-dWatt-CFL-basis | DMo | MH06 | CZ03 | rDXGF | 527 | 0.074 | -9.73 | 500 | 0.041
CFLDMoMH06CZ03rDXHP | CFL | All | DMo | MH06 | CZ03 | rDXHP | 0.92 | 1.9024 | 0 |  | 460 | 0.078 | 0 | 500 | 0.041 | FALSE | 1 | 1 | 0 | 0.5 | Res-Iltg-dWatt-CFL-basis | DMo | MH06 | CZ03 | rDXHP | 460 | 0.078 | 0 | 500 | 0.041
CFLDMoMH06CZ03rNCEH | CFL | All | DMo | MH06 | CZ03 | rNCEH | 0.74 | 1 | 0 |  | 370 | 0.04 | 0 | 500 | 0.041 | FALSE | 1 | 1 | 0 | 0.25 | Res-Iltg-dWatt-CFL-basis | DMo | MH06 | CZ03 | rNCEH | 370 | 0.04 | 0 | 500 | 0.041
CFLDMoMH06CZ03rNCGF | CFL | All | DMo | MH06 | CZ03 | rNCGF | 0.998 | 1 | -0.01948 |  | 499 | 0.041 | -9.74 | 500 | 0.041 | FALSE | 0 | 1 | -0.01948 | 0.9 | Res-Iltg-dWatt-CFL-basis | DMo | MH06 | CZ03 | rNCGF | 499 | 0.041 | -9.74 | 500 | 0.041
CFLDMoMH06CZ04rDXGF | CFL | All | DMo | MH06 | CZ04 | rDXGF | 1.096 | 1.7045 | -0.026 |  | 548 | 0.075 | -13 | 500 | 0.044 | FALSE | 0 | 1 | -0.026 | 1 | Res-Iltg-dWatt-CFL-basis | DMo | MH06 | CZ04 | rDXGF | 548 | 0.075 | -13 | 500 | 0.044
CFLDMoMH06CZ04rDXHP | CFL | All | DMo | MH06 | CZ04 | rDXHP | 0.868 | 1.8409 | 0 |  | 434 | 0.081 | 0 | 500 | 0.044 | FALSE | 1 | 1 | 0 | 0.5 | Res-Iltg-dWatt-CFL-basis | DMo | MH06 | CZ04 | rDXHP | 434 | 0.081 | 0 | 500 | 0.044
CFLDMoMH06CZ04rNCEH | CFL | All | DMo | MH06 | CZ04 | rNCEH | 0.67 | 1.0227 | 0 |  | 335 | 0.045 | 0 | 500 | 0.044 | FALSE | 1 | 1 | 0 | 0.25 | Res-Iltg-dWatt-CFL-basis | DMo | MH06 | CZ04 | rNCEH | 335 | 0.045 | 0 | 500 | 0.044
CFLDMoMH06CZ04rNCGF | CFL | All | DMo | MH06 | CZ04 | rNCGF | 0.992 | 1.0227 | -0.0258 |  | 496 | 0.045 | -12.9 | 500 | 0.044 | FALSE | 0 | 1 | -0.0258 | 0.9 | Res-Iltg-dWatt-CFL-basis | DMo | MH06 | CZ04 | rNCGF | 496 | 0.045 | -12.9 | 500 | 0.044
CFLDMoMH06CZ05rDXGF | CFL | All | DMo | MH06 | CZ05 | rDXGF | 1.026 | 2 | -0.032 |  | 513 | 0.091 | -16 | 500 | 0.044 | FALSE | 0 | 1 | -0.032 | 1 | Res-Iltg-dWatt-CFL-basis | DMo | MH06 | CZ05 | rDXGF | 513 | 0.091 | -16 | 500 | 0.044
CFLDMoMH06CZ05rDXHP | CFL | All | DMo | MH06 | CZ05 | rDXHP | 0.78 | 1.8864 | 0 |  | 390 | 0.083 | 0 | 500 | 0.044 | FALSE | 1 | 1 | 0 | 0.5 | Res-Iltg-dWatt-CFL-basis | DMo | MH06 | CZ05 | rDXHP | 390 | 0.083 | 0 | 500 | 0.044
CFLDMoMH06CZ05rNCEH | CFL | All | DMo | MH06 | CZ05 | rNCEH | 0.586 | 1.0227 | 0 |  | 293 | 0.045 | 0 | 500 | 0.044 | FALSE | 1 | 1 | 0 | 0.25 | Res-Iltg-dWatt-CFL-basis | DMo | MH06 | CZ05 | rNCEH | 293 | 0.045 | 0 | 500 | 0.044
CFLDMoMH06CZ05rNCGF | CFL | All | DMo | MH06 | CZ05 | rNCGF | 0.99 | 1.0227 | -0.032 |  | 495 | 0.045 | -16 | 500 | 0.044 | FALSE | 0 | 1 | -0.032 | 0.9 | Res-Iltg-dWatt-CFL-basis | DMo | MH06 | CZ05 | rNCGF | 495 | 0.045 | -16 | 500 | 0.044
CFLDMoMH06CZ06rDXGF | CFL | All | DMo | MH06 | CZ06 | rDXGF | 1.12 | 1.5682 | -0.0043 |  | 560 | 0.069 | -2.15 | 500 | 0.044 | FALSE | 0 | 1 | -0.0043 | 1 | Res-Iltg-dWatt-CFL-basis | DMo | MH06 | CZ06 | rDXGF | 560 | 0.069 | -2.15 | 500 | 0.044
CFLDMoMH06CZ06rDXHP | CFL | All | DMo | MH06 | CZ06 | rDXHP | 1.086 | 1.5455 | 0 |  | 543 | 0.068 | 0 | 500 | 0.044 | FALSE | 1 | 1 | 0 | 0.5 | Res-Iltg-dWatt-CFL-basis | DMo | MH06 | CZ06 | rDXHP | 543 | 0.068 | 0 | 500 | 0.044
CFLDMoMH06CZ06rNCEH | CFL | All | DMo | MH06 | CZ06 | rNCEH | 0.946 | 1 | 0 |  | 473 | 0.044 | 0 | 500 | 0.044 | FALSE | 1 | 1 | 0 | 0.25 | Res-Iltg-dWatt-CFL-basis | DMo | MH06 | CZ06 | rNCEH | 473 | 0.044 | 0 | 500 | 0.044
CFLDMoMH06CZ06rNCGF | CFL | All | DMo | MH06 | CZ06 | rNCGF | 1.01 | 1.0227 | -0.0043 |  | 505 | 0.045 | -2.15 | 500 | 0.044 | FALSE | 0 | 1 | -0.0043 | 0.9 | Res-Iltg-dWatt-CFL-basis | DMo | MH06 | CZ06 | rNCGF | 505 | 0.045 | -2.15 | 500 | 0.044
CFLDMoMH06CZ07rDXGF | CFL | All | DMo | MH06 | CZ07 | rDXGF | 1.184 | 1.5227 | -0.01 |  | 592 | 0.067 | -5 | 500 | 0.044 | FALSE | 0 | 1 | -0.01 | 1 | Res-Iltg-dWatt-CFL-basis | DMo | MH06 | CZ07 | rDXGF | 592 | 0.067 | -5 | 500 | 0.044
CFLDMoMH06CZ07rDXHP | CFL | All | DMo | MH06 | CZ07 | rDXHP | 1.102 | 1.5227 | 0 |  | 551 | 0.067 | 0 | 500 | 0.044 | FALSE | 1 | 1 | 0 | 0.5 | Res-Iltg-dWatt-CFL-basis | DMo | MH06 | CZ07 | rDXHP | 551 | 0.067 | 0 | 500 | 0.044
CFLDMoMH06CZ07rNCEH | CFL | All | DMo | MH06 | CZ07 | rNCEH | 0.86 | 1.0227 | 0 |  | 430 | 0.045 | 0 | 500 | 0.044 | FALSE | 1 | 1 | 0 | 0.25 | Res-Iltg-dWatt-CFL-basis | DMo | MH06 | CZ07 | rNCEH | 430 | 0.045 | 0 | 500 | 0.044
CFLDMoMH06CZ07rNCGF | CFL | All | DMo | MH06 | CZ07 | rNCGF | 1.004 | 1 | -0.01 |  | 502 | 0.044 | -5 | 500 | 0.044 | FALSE | 0 | 1 | -0.01 | 0.9 | Res-Iltg-dWatt-CFL-basis | DMo | MH06 | CZ07 | rNCGF | 502 | 0.044 | -5 | 500 | 0.044
CFLDMoMH06CZ08rDXGF | CFL | All | DMo | MH06 | CZ08 | rDXGF | 1.186 | 1.5682 | -0.01454 |  | 593 | 0.069 | -7.27 | 500 | 0.044 | FALSE | 0 | 1 | -0.01454 | 1 | Res-Iltg-dWatt-CFL-basis | DMo | MH06 | CZ08 | rDXGF | 593 | 0.069 | -7.27 | 500 | 0.044
CFLDMoMH06CZ08rDXHP | CFL | All | DMo | MH06 | CZ08 | rDXHP | 1.088 | 1.5909 | 0 |  | 544 | 0.07 | 0 | 500 | 0.044 | FALSE | 1 | 1 | 0 | 0.5 | Res-Iltg-dWatt-CFL-basis | DMo | MH06 | CZ08 | rDXHP | 544 | 0.07 | 0 | 500 | 0.044
CFLDMoMH06CZ08rNCEH | CFL | All | DMo | MH06 | CZ08 | rNCEH | 0.814 | 1.0227 | 0 |  | 407 | 0.045 | 0 | 500 | 0.044 | FALSE | 1 | 1 | 0 | 0.25 | Res-Iltg-dWatt-CFL-basis | DMo | MH06 | CZ08 | rNCEH | 407 | 0.045 | 0 | 500 | 0.044
CFLDMoMH06CZ08rNCGF | CFL | All | DMo | MH06 | CZ08 | rNCGF | 1.002 | 1.0227 | -0.01454 |  | 501 | 0.045 | -7.27 | 500 | 0.044 | FALSE | 0 | 1 | -0.01454 | 0.9 | Res-Iltg-dWatt-CFL-basis | DMo | MH06 | CZ08 | rNCGF | 501 | 0.045 | -7.27 | 500 | 0.044
CFLDMoMH06CZ09rDXGF | CFL | All | DMo | MH06 | CZ09 | rDXGF | 1.13 | 1.6364 | -0.01622 |  | 565 | 0.072 | -8.11 | 500 | 0.044 | FALSE | 0 | 1 | -0.01622 | 1 | Res-Iltg-dWatt-CFL-basis | DMo | MH06 | CZ09 | rDXGF | 565 | 0.072 | -8.11 | 500 | 0.044
CFLDMoMH06CZ09rDXHP | CFL | All | DMo | MH06 | CZ09 | rDXHP | 1.018 | 1.6591 | 0 |  | 509 | 0.073 | 0 | 500 | 0.044 | FALSE | 1 | 1 | 0 | 0.5 | Res-Iltg-dWatt-CFL-basis | DMo | MH06 | CZ09 | rDXHP | 509 | 0.073 | 0 | 500 | 0.044
CFLDMoMH06CZ09rNCEH | CFL | All | DMo | MH06 | CZ09 | rNCEH | 0.786 | 1.0227 | 0 |  | 393 | 0.045 | 0 | 500 | 0.044 | FALSE | 1 | 1 | 0 | 0.25 | Res-Iltg-dWatt-CFL-basis | DMo | MH06 | CZ09 | rNCEH | 393 | 0.045 | 0 | 500 | 0.044
CFLDMoMH06CZ09rNCGF | CFL | All | DMo | MH06 | CZ09 | rNCGF | 1 | 1.0227 | -0.01626 |  | 500 | 0.045 | -8.13 | 500 | 0.044 | FALSE | 0 | 1 | -0.01626 | 0.9 | Res-Iltg-dWatt-CFL-basis | DMo | MH06 | CZ09 | rNCGF | 500 | 0.045 | -8.13 | 500 | 0.044
CFLDMoMH06CZ10rDXGF | CFL | All | DMo | MH06 | CZ10 | rDXGF | 1.17 | 1.5455 | -0.022 |  | 585 | 0.068 | -11 | 500 | 0.044 | FALSE | 0 | 1 | -0.022 | 1 | Res-Iltg-dWatt-CFL-basis | DMo | MH06 | CZ10 | rDXGF | 585 | 0.068 | -11 | 500 | 0.044
CFLDMoMH06CZ10rDXHP | CFL | All | DMo | MH06 | CZ10 | rDXHP | 1.004 | 1.5455 | 0 |  | 502 | 0.068 | 0 | 500 | 0.044 | FALSE | 1 | 1 | 0 | 0.5 | Res-Iltg-dWatt-CFL-basis | DMo | MH06 | CZ10 | rDXHP | 502 | 0.068 | 0 | 500 | 0.044
CFLDMoMH06CZ10rNCEH | CFL | All | DMo | MH06 | CZ10 | rNCEH | 0.72 | 1 | 0 |  | 360 | 0.044 | 0 | 500 | 0.044 | FALSE | 1 | 1 | 0 | 0.25 | Res-Iltg-dWatt-CFL-basis | DMo | MH06 | CZ10 | rNCEH | 360 | 0.044 | 0 | 500 | 0.044
CFLDMoMH06CZ10rNCGF | CFL | All | DMo | MH06 | CZ10 | rNCGF | 0.996 | 1.0227 | -0.022 |  | 498 | 0.045 | -11 | 500 | 0.044 | FALSE | 0 | 1 | -0.022 | 0.9 | Res-Iltg-dWatt-CFL-basis | DMo | MH06 | CZ10 | rNCGF | 498 | 0.045 | -11 | 500 | 0.044
CFLDMoMH06CZ11rDXGF | CFL | All | DMo | MH06 | CZ11 | rDXGF | 1.148 | 1.7805 | -0.0206 |  | 574 | 0.073 | -10.3 | 500 | 0.041 | FALSE | 0 | 1 | -0.0206 | 1 | Res-Iltg-dWatt-CFL-basis | DMo | MH06 | CZ11 | rDXGF | 574 | 0.073 | -10.3 | 500 | 0.041
CFLDMoMH06CZ11rDXHP | CFL | All | DMo | MH06 | CZ11 | rDXHP | 0.98 | 1.7805 | 0 |  | 490 | 0.073 | 0 | 500 | 0.041 | FALSE | 1 | 1 | 0 | 0.5 | Res-Iltg-dWatt-CFL-basis | DMo | MH06 | CZ11 | rDXHP | 490 | 0.073 | 0 | 500 | 0.041
CFLDMoMH06CZ11rNCEH | CFL | All | DMo | MH06 | CZ11 | rNCEH | 0.74 | 1 | 0 |  | 370 | 0.041 | 0 | 500 | 0.041 | FALSE | 1 | 1 | 0 | 0.25 | Res-Iltg-dWatt-CFL-basis | DMo | MH06 | CZ11 | rNCEH | 370 | 0.041 | 0 | 500 | 0.041
CFLDMoMH06CZ11rNCGF | CFL | All | DMo | MH06 | CZ11 | rNCGF | 0.998 | 1 | -0.0206 |  | 499 | 0.041 | -10.3 | 500 | 0.041 | FALSE | 0 | 1 | -0.0206 | 0.9 | Res-Iltg-dWatt-CFL-basis | DMo | MH06 | CZ11 | rNCGF | 499 | 0.041 | -10.3 | 500 | 0.041
CFLDMoMH06CZ12rDXGF | CFL | All | DMo | MH06 | CZ12 | rDXGF | 1.12 | 1.7073 | -0.027 |  | 560 | 0.07 | -13.5 | 500 | 0.041 | FALSE | 0 | 1 | -0.027 | 1 | Res-Iltg-dWatt-CFL-basis | DMo | MH06 | CZ12 | rDXGF | 560 | 0.07 | -13.5 | 500 | 0.041
CFLDMoMH06CZ12rDXHP | CFL | All | DMo | MH06 | CZ12 | rDXHP | 0.91 | 1.7073 | 0 |  | 455 | 0.07 | 0 | 500 | 0.041 | FALSE | 1 | 1 | 0 | 0.5 | Res-Iltg-dWatt-CFL-basis | DMo | MH06 | CZ12 | rDXHP | 455 | 0.07 | 0 | 500 | 0.041
CFLDMoMH06CZ12rNCEH | CFL | All | DMo | MH06 | CZ12 | rNCEH | 0.652 | 1 | 0 |  | 326 | 0.041 | 0 | 500 | 0.041 | FALSE | 1 | 1 | 0 | 0.25 | Res-Iltg-dWatt-CFL-basis | DMo | MH06 | CZ12 | rNCEH | 326 | 0.041 | 0 | 500 | 0.041
CFLDMoMH06CZ12rNCGF | CFL | All | DMo | MH06 | CZ12 | rNCGF | 0.992 | 1 | -0.0268 |  | 496 | 0.041 | -13.4 | 500 | 0.041 | FALSE | 0 | 1 | -0.0268 | 0.9 | Res-Iltg-dWatt-CFL-basis | DMo | MH06 | CZ12 | rNCGF | 496 | 0.041 | -13.4 | 500 | 0.041
CFLDMoMH06CZ13rDXGF | CFL | All | DMo | MH06 | CZ13 | rDXGF | 1.17 | 1.561 | -0.0232 |  | 585 | 0.064 | -11.6 | 500 | 0.041 | FALSE | 0 | 1 | -0.0232 | 1 | Res-Iltg-dWatt-CFL-basis | DMo | MH06 | CZ13 | rDXGF | 585 | 0.064 | -11.6 | 500 | 0.041
CFLDMoMH06CZ13rDXHP | CFL | All | DMo | MH06 | CZ13 | rDXHP | 0.982 | 1.561 | 0 |  | 491 | 0.064 | 0 | 500 | 0.041 | FALSE | 1 | 1 | 0 | 0.5 | Res-Iltg-dWatt-CFL-basis | DMo | MH06 | CZ13 | rDXHP | 491 | 0.064 | 0 | 500 | 0.041
CFLDMoMH06CZ13rNCEH | CFL | All | DMo | MH06 | CZ13 | rNCEH | 0.702 | 1 | 0 |  | 351 | 0.041 | 0 | 500 | 0.041 | FALSE | 1 | 1 | 0 | 0.25 | Res-Iltg-dWatt-CFL-basis | DMo | MH06 | CZ13 | rNCEH | 351 | 0.041 | 0 | 500 | 0.041
CFLDMoMH06CZ13rNCGF | CFL | All | DMo | MH06 | CZ13 | rNCGF | 0.994 | 1 | -0.023 |  | 497 | 0.041 | -11.5 | 500 | 0.041 | FALSE | 0 | 1 | -0.023 | 0.9 | Res-Iltg-dWatt-CFL-basis | DMo | MH06 | CZ13 | rNCGF | 497 | 0.041 | -11.5 | 500 | 0.041
CFLDMoMH06CZ14rDXGF | CFL | All | DMo | MH06 | CZ14 | rDXGF | 1.166 | 1.5714 | -0.0252 |  | 583 | 0.066 | -12.6 | 500 | 0.042 | FALSE | 0 | 1 | -0.0252 | 1 | Res-Iltg-dWatt-CFL-basis | DMo | MH06 | CZ14 | rDXGF | 583 | 0.066 | -12.6 | 500 | 0.042
CFLDMoMH06CZ14rDXHP | CFL | All | DMo | MH06 | CZ14 | rDXHP | 0.926 | 1.5952 | 0 |  | 463 | 0.067 | 0 | 500 | 0.042 | FALSE | 1 | 1 | 0 | 0.5 | Res-Iltg-dWatt-CFL-basis | DMo | MH06 | CZ14 | rDXHP | 463 | 0.067 | 0 | 500 | 0.042
CFLDMoMH06CZ14rNCEH | CFL | All | DMo | MH06 | CZ14 | rNCEH | 0.688 | 1.0238 | 0 |  | 344 | 0.043 | 0 | 500 | 0.042 | FALSE | 1 | 1 | 0 | 0.25 | Res-Iltg-dWatt-CFL-basis | DMo | MH06 | CZ14 | rNCEH | 344 | 0.043 | 0 | 500 | 0.042
CFLDMoMH06CZ14rNCGF | CFL | All | DMo | MH06 | CZ14 | rNCGF | 0.992 | 1.0238 | -0.0248 |  | 496 | 0.043 | -12.4 | 500 | 0.042 | FALSE | 0 | 1 | -0.0248 | 0.9 | Res-Iltg-dWatt-CFL-basis | DMo | MH06 | CZ14 | rNCGF | 496 | 0.043 | -12.4 | 500 | 0.042
CFLDMoMH06CZ15rDXGF | CFL | All | DMo | MH06 | CZ15 | rDXGF | 1.246 | 1.5714 | -0.00904 |  | 623 | 0.066 | -4.52 | 500 | 0.042 | FALSE | 0 | 1 | -0.00904 | 1 | Res-Iltg-dWatt-CFL-basis | DMo | MH06 | CZ15 | rDXGF | 623 | 0.066 | -4.52 | 500 | 0.042
CFLDMoMH06CZ15rDXHP | CFL | All | DMo | MH06 | CZ15 | rDXHP | 1.186 | 1.5714 | 0 |  | 593 | 0.066 | 0 | 500 | 0.042 | FALSE | 1 | 1 | 0 | 0.5 | Res-Iltg-dWatt-CFL-basis | DMo | MH06 | CZ15 | rDXHP | 593 | 0.066 | 0 | 500 | 0.042
CFLDMoMH06CZ15rNCEH | CFL | All | DMo | MH06 | CZ15 | rNCEH | 0.886 | 1.0238 | 0 |  | 443 | 0.043 | 0 | 500 | 0.042 | FALSE | 1 | 1 | 0 | 0.25 | Res-Iltg-dWatt-CFL-basis | DMo | MH06 | CZ15 | rNCEH | 443 | 0.043 | 0 | 500 | 0.042
CFLDMoMH06CZ15rNCGF | CFL | All | DMo | MH06 | CZ15 | rNCGF | 1.002 | 1.0238 | -0.00886 |  | 501 | 0.043 | -4.43 | 500 | 0.042 | FALSE | 0 | 1 | -0.00886 | 0.9 | Res-Iltg-dWatt-CFL-basis | DMo | MH06 | CZ15 | rNCGF | 501 | 0.043 | -4.43 | 500 | 0.042
CFLDMoMH06CZ16rDXGF | CFL | All | DMo | MH06 | CZ16 | rDXGF | 1.062 | 1.6829 | -0.0258 |  | 531 | 0.069 | -12.9 | 500 | 0.041 | FALSE | 0 | 1 | -0.0258 | 1 | Res-Iltg-dWatt-CFL-basis | DMo | MH06 | CZ16 | rDXGF | 531 | 0.069 | -12.9 | 500 | 0.041
CFLDMoMH06CZ16rDXHP | CFL | All | DMo | MH06 | CZ16 | rDXHP | 0.758 | 1.6829 | 0 |  | 379 | 0.069 | 0 | 500 | 0.041 | FALSE | 1 | 1 | 0 | 0.5 | Res-Iltg-dWatt-CFL-basis | DMo | MH06 | CZ16 | rDXHP | 379 | 0.069 | 0 | 500 | 0.041
CFLDMoMH06CZ16rNCEH | CFL | All | DMo | MH06 | CZ16 | rNCEH | 0.664 | 1 | 0 |  | 332 | 0.041 | 0 | 500 | 0.041 | FALSE | 1 | 1 | 0 | 0.25 | Res-Iltg-dWatt-CFL-basis | DMo | MH06 | CZ16 | rNCEH | 332 | 0.041 | 0 | 500 | 0.041
CFLDMoMH06CZ16rNCGF | CFL | All | DMo | MH06 | CZ16 | rNCGF | 0.994 | 1 | -0.0256 |  | 497 | 0.041 | -12.8 | 500 | 0.041 | FALSE | 0 | 1 | -0.0256 | 0.9 | Res-Iltg-dWatt-CFL-basis | DMo | MH06 | CZ16 | rNCGF | 497 | 0.041 | -12.8 | 500 | 0.041
CFLDMoMH15CZ01rDXGF | CFL | All | DMo | MH15 | CZ01 | rDXGF | 1 | 1.0227 | -0.03413 |  | 494 | 0.045 | -17.6 | 500 | 0.044 | FALSE | 0 | 1 | -0.03413 | 1 | Res-Iltg-dWatt-CFL-basis | DMo | MH15 | CZ01 | rDXGF | 494 | 0.045 | -17.6 | 500 | 0.044
CFLDMoMH15CZ01rDXHP | CFL | All | DMo | MH15 | CZ01 | rDXHP | 0.722 | 1.0227 | 0 |  | 361 | 0.045 | 0 | 500 | 0.044 | FALSE | 1 | 1 | 0 | 0.5 | Res-Iltg-dWatt-CFL-basis | DMo | MH15 | CZ01 | rDXHP | 361 | 0.045 | 0 | 500 | 0.044
CFLDMoMH15CZ01rNCEH | CFL | All | DMo | MH15 | CZ01 | rNCEH | 0.542 | 1.0227 | 0 |  | 271 | 0.045 | 0 | 500 | 0.044 | FALSE | 1 | 1 | 0 | 0.25 | Res-Iltg-dWatt-CFL-basis | DMo | MH15 | CZ01 | rNCEH | 271 | 0.045 | 0 | 500 | 0.044
CFLDMoMH15CZ01rNCGF | CFL | All | DMo | MH15 | CZ01 | rNCGF | 0.99 | 1.0227 | -0.03413 |  | 495 | 0.045 | -17.5 | 500 | 0.044 | FALSE | 0 | 1 | -0.03413 | 0.9 | Res-Iltg-dWatt-CFL-basis | DMo | MH15 | CZ01 | rNCGF | 495 | 0.045 | -17.5 | 500 | 0.044
CFLDMoMH15CZ02rDXGF | CFL | All | DMo | MH15 | CZ02 | rDXGF | 1.08 | 1.7805 | -0.0302 |  | 540 | 0.073 | -15.1 | 500 | 0.041 | FALSE | 0 | 1 | -0.0302 | 1 | Res-Iltg-dWatt-CFL-basis | DMo | MH15 | CZ02 | rDXGF | 540 | 0.073 | -15.1 | 500 | 0.041
CFLDMoMH15CZ02rDXHP | CFL | All | DMo | MH15 | CZ02 | rDXHP | 0.84 | 1.8293 | 0 |  | 420 | 0.075 | 0 | 500 | 0.041 | FALSE | 1 | 1 | 0 | 0.5 | Res-Iltg-dWatt-CFL-basis | DMo | MH15 | CZ02 | rDXHP | 420 | 0.075 | 0 | 500 | 0.041
CFLDMoMH15CZ02rNCEH | CFL | All | DMo | MH15 | CZ02 | rNCEH | 0.612 | 1 | 0 |  | 306 | 0.041 | 0 | 500 | 0.041 | FALSE | 1 | 1 | 0 | 0.25 | Res-Iltg-dWatt-CFL-basis | DMo | MH15 | CZ02 | rNCEH | 306 | 0.041 | 0 | 500 | 0.041
CFLDMoMH15CZ02rNCGF | CFL | All | DMo | MH15 | CZ02 | rNCGF | 0.99 | 1 | -0.0298 |  | 495 | 0.041 | -14.9 | 500 | 0.041 | FALSE | 0 | 1 | -0.0298 | 0.9 | Res-Iltg-dWatt-CFL-basis | DMo | MH15 | CZ02 | rNCGF | 495 | 0.041 | -14.9 | 500 | 0.041
CFLDMoMH15CZ03rDXGF | CFL | All | DMo | MH15 | CZ03 | rDXGF | 1.026 | 1.8049 | -0.029 |  | 513 | 0.074 | -14.5 | 500 | 0.041 | FALSE | 0 | 1 | -0.029 | 1 | Res-Iltg-dWatt-CFL-basis | DMo | MH15 | CZ03 | rDXGF | 513 | 0.074 | -14.5 | 500 | 0.041
CFLDMoMH15CZ03rDXHP | CFL | All | DMo | MH15 | CZ03 | rDXHP | 0.844 | 1.8537 | 0 |  | 422 | 0.076 | 0 | 500 | 0.041 | FALSE | 1 | 1 | 0 | 0.5 | Res-Iltg-dWatt-CFL-basis | DMo | MH15 | CZ03 | rDXHP | 422 | 0.076 | 0 | 500 | 0.041
CFLDMoMH15CZ03rNCEH | CFL | All | DMo | MH15 | CZ03 | rNCEH | 0.618 | 1 | 0 |  | 309 | 0.04 | 0 | 500 | 0.041 | FALSE | 1 | 1 | 0 | 0.25 | Res-Iltg-dWatt-CFL-basis | DMo | MH15 | CZ03 | rNCEH | 309 | 0.04 | 0 | 500 | 0.041
CFLDMoMH15CZ03rNCGF | CFL | All | DMo | MH15 | CZ03 | rNCGF | 0.99 | 1 | -0.029 |  | 495 | 0.041 | -14.5 | 500 | 0.041 | FALSE | 0 | 1 | -0.029 | 0.9 | Res-Iltg-dWatt-CFL-basis | DMo | MH15 | CZ03 | rNCGF | 495 | 0.041 | -14.5 | 500 | 0.041
CFLDMoMH15CZ04rDXGF | CFL | All | DMo | MH15 | CZ04 | rDXGF | 1.088 | 1.6364 | -0.0262 |  | 544 | 0.072 | -13.1 | 500 | 0.044 | FALSE | 0 | 1 | -0.0262 | 1 | Res-Iltg-dWatt-CFL-basis | DMo | MH15 | CZ04 | rDXGF | 544 | 0.072 | -13.1 | 500 | 0.044
CFLDMoMH15CZ04rDXHP | CFL | All | DMo | MH15 | CZ04 | rDXHP | 0.874 | 1.7273 | 0 |  | 437 | 0.076 | 0 | 500 | 0.044 | FALSE | 1 | 1 | 0 | 0.5 | Res-Iltg-dWatt-CFL-basis | DMo | MH15 | CZ04 | rDXHP | 437 | 0.076 | 0 | 500 | 0.044
CFLDMoMH15CZ04rNCEH | CFL | All | DMo | MH15 | CZ04 | rNCEH | 0.668 | 1.0227 | 0 |  | 334 | 0.045 | 0 | 500 | 0.044 | FALSE | 1 | 1 | 0 | 0.25 | Res-Iltg-dWatt-CFL-basis | DMo | MH15 | CZ04 | rNCEH | 334 | 0.045 | 0 | 500 | 0.044
CFLDMoMH15CZ04rNCGF | CFL | All | DMo | MH15 | CZ04 | rNCGF | 0.992 | 1.0227 | -0.026 |  | 496 | 0.045 | -13 | 500 | 0.044 | FALSE | 0 | 1 | -0.026 | 0.9 | Res-Iltg-dWatt-CFL-basis | DMo | MH15 | CZ04 | rNCGF | 496 | 0.045 | -13 | 500 | 0.044
CFLDMoMH15CZ05rDXGF | CFL | All | DMo | MH15 | CZ05 | rDXGF | 1.022 | 1.9091 | -0.03413 |  | 511 | 0.084 | -18.1 | 500 | 0.044 | FALSE | 0 | 1 | -0.03413 | 1 | Res-Iltg-dWatt-CFL-basis | DMo | MH15 | CZ05 | rDXGF | 511 | 0.084 | -18.1 | 500 | 0.044
CFLDMoMH15CZ05rDXHP | CFL | All | DMo | MH15 | CZ05 | rDXHP | 0.768 | 1.8864 | 0 |  | 384 | 0.083 | 0 | 500 | 0.044 | FALSE | 1 | 1 | 0 | 0.5 | Res-Iltg-dWatt-CFL-basis | DMo | MH15 | CZ05 | rDXHP | 384 | 0.083 | 0 | 500 | 0.044
CFLDMoMH15CZ05rNCEH | CFL | All | DMo | MH15 | CZ05 | rNCEH | 0.534 | 1.0227 | 0 |  | 267 | 0.045 | 0 | 500 | 0.044 | FALSE | 1 | 1 | 0 | 0.25 | Res-Iltg-dWatt-CFL-basis | DMo | MH15 | CZ05 | rNCEH | 267 | 0.045 | 0 | 500 | 0.044
CFLDMoMH15CZ05rNCGF | CFL | All | DMo | MH15 | CZ05 | rNCGF | 0.986 | 1.0227 | -0.03413 |  | 493 | 0.045 | -17.8 | 500 | 0.044 | FALSE | 0 | 1 | -0.03413 | 0.9 | Res-Iltg-dWatt-CFL-basis | DMo | MH15 | CZ05 | rNCGF | 493 | 0.045 | -17.8 | 500 | 0.044
CFLDMoMH15CZ06rDXGF | CFL | All | DMo | MH15 | CZ06 | rDXGF | 1.09 | 1.5455 | -0.0228 |  | 545 | 0.068 | -11.4 | 500 | 0.044 | FALSE | 0 | 1 | -0.0228 | 1 | Res-Iltg-dWatt-CFL-basis | DMo | MH15 | CZ06 | rDXGF | 545 | 0.068 | -11.4 | 500 | 0.044
CFLDMoMH15CZ06rDXHP | CFL | All | DMo | MH15 | CZ06 | rDXHP | 0.942 | 1.5909 | 0 |  | 471 | 0.07 | 0 | 500 | 0.044 | FALSE | 1 | 1 | 0 | 0.5 | Res-Iltg-dWatt-CFL-basis | DMo | MH15 | CZ06 | rDXHP | 471 | 0.07 | 0 | 500 | 0.044
CFLDMoMH15CZ06rNCEH | CFL | All | DMo | MH15 | CZ06 | rNCEH | 0.716 | 1 | 0 |  | 358 | 0.044 | 0 | 500 | 0.044 | FALSE | 1 | 1 | 0 | 0.25 | Res-Iltg-dWatt-CFL-basis | DMo | MH15 | CZ06 | rNCEH | 358 | 0.044 | 0 | 500 | 0.044
CFLDMoMH15CZ06rNCGF | CFL | All | DMo | MH15 | CZ06 | rNCGF | 0.994 | 1.0227 | -0.0226 |  | 497 | 0.045 | -11.3 | 500 | 0.044 | FALSE | 0 | 1 | -0.0226 | 0.9 | Res-Iltg-dWatt-CFL-basis | DMo | MH15 | CZ06 | rNCGF | 497 | 0.045 | -11.3 | 500 | 0.044
CFLDMoMH15CZ07rDXGF | CFL | All | DMo | MH15 | CZ07 | rDXGF | 1.16 | 1.4545 | -0.01204 |  | 580 | 0.064 | -6.02 | 500 | 0.044 | FALSE | 0 | 1 | -0.01204 | 1 | Res-Iltg-dWatt-CFL-basis | DMo | MH15 | CZ07 | rDXGF | 580 | 0.064 | -6.02 | 500 | 0.044
CFLDMoMH15CZ07rDXHP | CFL | All | DMo | MH15 | CZ07 | rDXHP | 1.082 | 1.4773 | 0 |  | 541 | 0.065 | 0 | 500 | 0.044 | FALSE | 1 | 1 | 0 | 0.5 | Res-Iltg-dWatt-CFL-basis | DMo | MH15 | CZ07 | rDXHP | 541 | 0.065 | 0 | 500 | 0.044
CFLDMoMH15CZ07rNCEH | CFL | All | DMo | MH15 | CZ07 | rNCEH | 0.836 | 1.0227 | 0 |  | 418 | 0.045 | 0 | 500 | 0.044 | FALSE | 1 | 1 | 0 | 0.25 | Res-Iltg-dWatt-CFL-basis | DMo | MH15 | CZ07 | rNCEH | 418 | 0.045 | 0 | 500 | 0.044
CFLDMoMH15CZ07rNCGF | CFL | All | DMo | MH15 | CZ07 | rNCGF | 1.004 | 1 | -0.012 |  | 502 | 0.044 | -6 | 500 | 0.044 | FALSE | 0 | 1 | -0.012 | 0.9 | Res-Iltg-dWatt-CFL-basis | DMo | MH15 | CZ07 | rNCGF | 502 | 0.044 | -6 | 500 | 0.044
CFLDMoMH15CZ08rDXGF | CFL | All | DMo | MH15 | CZ08 | rDXGF | 1.17 | 1.5 | -0.01544 |  | 585 | 0.066 | -7.72 | 500 | 0.044 | FALSE | 0 | 1 | -0.01544 | 1 | Res-Iltg-dWatt-CFL-basis | DMo | MH15 | CZ08 | rDXGF | 585 | 0.066 | -7.72 | 500 | 0.044
CFLDMoMH15CZ08rDXHP | CFL | All | DMo | MH15 | CZ08 | rDXHP | 1.078 | 1.5227 | 0 |  | 539 | 0.067 | 0 | 500 | 0.044 | FALSE | 1 | 1 | 0 | 0.5 | Res-Iltg-dWatt-CFL-basis | DMo | MH15 | CZ08 | rDXHP | 539 | 0.067 | 0 | 500 | 0.044
CFLDMoMH15CZ08rNCEH | CFL | All | DMo | MH15 | CZ08 | rNCEH | 0.804 | 1.0227 | 0 |  | 402 | 0.045 | 0 | 500 | 0.044 | FALSE | 1 | 1 | 0 | 0.25 | Res-Iltg-dWatt-CFL-basis | DMo | MH15 | CZ08 | rNCEH | 402 | 0.045 | 0 | 500 | 0.044
CFLDMoMH15CZ08rNCGF | CFL | All | DMo | MH15 | CZ08 | rNCGF | 1 | 1.0227 | -0.01534 |  | 500 | 0.045 | -7.67 | 500 | 0.044 | FALSE | 0 | 1 | -0.01534 | 0.9 | Res-Iltg-dWatt-CFL-basis | DMo | MH15 | CZ08 | rNCGF | 500 | 0.045 | -7.67 | 500 | 0.044
CFLDMoMH15CZ09rDXGF | CFL | All | DMo | MH15 | CZ09 | rDXGF | 1.12 | 1.5682 | -0.01864 |  | 560 | 0.069 | -9.32 | 500 | 0.044 | FALSE | 0 | 1 | -0.01864 | 1 | Res-Iltg-dWatt-CFL-basis | DMo | MH15 | CZ09 | rDXGF | 560 | 0.069 | -9.32 | 500 | 0.044
CFLDMoMH15CZ09rDXHP | CFL | All | DMo | MH15 | CZ09 | rDXHP | 1.006 | 1.5682 | 0 |  | 503 | 0.069 | 0 | 500 | 0.044 | FALSE | 1 | 1 | 0 | 0.5 | Res-Iltg-dWatt-CFL-basis | DMo | MH15 | CZ09 | rDXHP | 503 | 0.069 | 0 | 500 | 0.044
CFLDMoMH15CZ09rNCEH | CFL | All | DMo | MH15 | CZ09 | rNCEH | 0.754 | 1.0227 | 0 |  | 377 | 0.045 | 0 | 500 | 0.044 | FALSE | 1 | 1 | 0 | 0.25 | Res-Iltg-dWatt-CFL-basis | DMo | MH15 | CZ09 | rNCEH | 377 | 0.045 | 0 | 500 | 0.044
CFLDMoMH15CZ09rNCGF | CFL | All | DMo | MH15 | CZ09 | rNCGF | 0.998 | 1.0227 | -0.0186 |  | 499 | 0.045 | -9.3 | 500 | 0.044 | FALSE | 0 | 1 | -0.0186 | 0.9 | Res-Iltg-dWatt-CFL-basis | DMo | MH15 | CZ09 | rNCGF | 499 | 0.045 | -9.3 | 500 | 0.044
CFLDMoMH15CZ10rDXGF | CFL | All | DMo | MH15 | CZ10 | rDXGF | 1.154 | 1.4773 | -0.0204 |  | 577 | 0.065 | -10.2 | 500 | 0.044 | FALSE | 0 | 1 | -0.0204 | 1 | Res-Iltg-dWatt-CFL-basis | DMo | MH15 | CZ10 | rDXGF | 577 | 0.065 | -10.2 | 500 | 0.044
CFLDMoMH15CZ10rDXHP | CFL | All | DMo | MH15 | CZ10 | rDXHP | 1.014 | 1.5227 | 0 |  | 507 | 0.067 | 0 | 500 | 0.044 | FALSE | 1 | 1 | 0 | 0.5 | Res-Iltg-dWatt-CFL-basis | DMo | MH15 | CZ10 | rDXHP | 507 | 0.067 | 0 | 500 | 0.044
CFLDMoMH15CZ10rNCEH | CFL | All | DMo | MH15 | CZ10 | rNCEH | 0.738 | 1 | 0 |  | 369 | 0.044 | 0 | 500 | 0.044 | FALSE | 1 | 1 | 0 | 0.25 | Res-Iltg-dWatt-CFL-basis | DMo | MH15 | CZ10 | rNCEH | 369 | 0.044 | 0 | 500 | 0.044
CFLDMoMH15CZ10rNCGF | CFL | All | DMo | MH15 | CZ10 | rNCGF | 0.996 | 1.0227 | -0.0202 |  | 498 | 0.045 | -10.1 | 500 | 0.044 | FALSE | 0 | 1 | -0.0202 | 0.9 | Res-Iltg-dWatt-CFL-basis | DMo | MH15 | CZ10 | rNCGF | 498 | 0.045 | -10.1 | 500 | 0.044
CFLDMoMH15CZ11rDXGF | CFL | All | DMo | MH15 | CZ11 | rDXGF | 1.126 | 1.5366 | -0.0224 |  | 563 | 0.063 | -11.2 | 500 | 0.041 | FALSE | 0 | 1 | -0.0224 | 1 | Res-Iltg-dWatt-CFL-basis | DMo | MH15 | CZ11 | rDXGF | 563 | 0.063 | -11.2 | 500 | 0.041
CFLDMoMH15CZ11rDXHP | CFL | All | DMo | MH15 | CZ11 | rDXHP | 0.95 | 1.5366 | 0 |  | 475 | 0.063 | 0 | 500 | 0.041 | FALSE | 1 | 1 | 0 | 0.5 | Res-Iltg-dWatt-CFL-basis | DMo | MH15 | CZ11 | rDXHP | 475 | 0.063 | 0 | 500 | 0.041
CFLDMoMH15CZ11rNCEH | CFL | All | DMo | MH15 | CZ11 | rNCEH | 0.712 | 1 | 0 |  | 356 | 0.041 | 0 | 500 | 0.041 | FALSE | 1 | 1 | 0 | 0.25 | Res-Iltg-dWatt-CFL-basis | DMo | MH15 | CZ11 | rNCEH | 356 | 0.041 | 0 | 500 | 0.041
CFLDMoMH15CZ11rNCGF | CFL | All | DMo | MH15 | CZ11 | rNCGF | 0.996 | 1 | -0.0222 |  | 498 | 0.041 | -11.1 | 500 | 0.041 | FALSE | 0 | 1 | -0.0222 | 0.9 | Res-Iltg-dWatt-CFL-basis | DMo | MH15 | CZ11 | rNCGF | 498 | 0.041 | -11.1 | 500 | 0.041
CFLDMoMH15CZ12rDXGF | CFL | All | DMo | MH15 | CZ12 | rDXGF | 1.108 | 1.6829 | -0.0256 |  | 554 | 0.069 | -12.8 | 500 | 0.041 | FALSE | 0 | 1 | -0.0256 | 1 | Res-Iltg-dWatt-CFL-basis | DMo | MH15 | CZ12 | rDXGF | 554 | 0.069 | -12.8 | 500 | 0.041
CFLDMoMH15CZ12rDXHP | CFL | All | DMo | MH15 | CZ12 | rDXHP | 0.92 | 1.6829 | 0 |  | 460 | 0.069 | 0 | 500 | 0.041 | FALSE | 1 | 1 | 0 | 0.5 | Res-Iltg-dWatt-CFL-basis | DMo | MH15 | CZ12 | rDXHP | 460 | 0.069 | 0 | 500 | 0.041
CFLDMoMH15CZ12rNCEH | CFL | All | DMo | MH15 | CZ12 | rNCEH | 0.668 | 1 | 0 |  | 334 | 0.041 | 0 | 500 | 0.041 | FALSE | 1 | 1 | 0 | 0.25 | Res-Iltg-dWatt-CFL-basis | DMo | MH15 | CZ12 | rNCEH | 334 | 0.041 | 0 | 500 | 0.041
CFLDMoMH15CZ12rNCGF | CFL | All | DMo | MH15 | CZ12 | rNCGF | 0.992 | 1 | -0.0252 |  | 496 | 0.041 | -12.6 | 500 | 0.041 | FALSE | 0 | 1 | -0.0252 | 0.9 | Res-Iltg-dWatt-CFL-basis | DMo | MH15 | CZ12 | rNCGF | 496 | 0.041 | -12.6 | 500 | 0.041
CFLDMoMH15CZ13rDXGF | CFL | All | DMo | MH15 | CZ13 | rDXGF | 1.156 | 1.5122 | -0.0224 |  | 578 | 0.062 | -11.2 | 500 | 0.041 | FALSE | 0 | 1 | -0.0224 | 1 | Res-Iltg-dWatt-CFL-basis | DMo | MH15 | CZ13 | rDXGF | 578 | 0.062 | -11.2 | 500 | 0.041
CFLDMoMH15CZ13rDXHP | CFL | All | DMo | MH15 | CZ13 | rDXHP | 0.988 | 1.5366 | 0 |  | 494 | 0.063 | 0 | 500 | 0.041 | FALSE | 1 | 1 | 0 | 0.5 | Res-Iltg-dWatt-CFL-basis | DMo | MH15 | CZ13 | rDXHP | 494 | 0.063 | 0 | 500 | 0.041
CFLDMoMH15CZ13rNCEH | CFL | All | DMo | MH15 | CZ13 | rNCEH | 0.71 | 1 | 0 |  | 355 | 0.041 | 0 | 500 | 0.041 | FALSE | 1 | 1 | 0 | 0.25 | Res-Iltg-dWatt-CFL-basis | DMo | MH15 | CZ13 | rNCEH | 355 | 0.041 | 0 | 500 | 0.041
CFLDMoMH15CZ13rNCGF | CFL | All | DMo | MH15 | CZ13 | rNCGF | 0.994 | 1 | -0.0222 |  | 497 | 0.041 | -11.1 | 500 | 0.041 | FALSE | 0 | 1 | -0.0222 | 0.9 | Res-Iltg-dWatt-CFL-basis | DMo | MH15 | CZ13 | rNCGF | 497 | 0.041 | -11.1 | 500 | 0.041
CFLDMoMH15CZ14rDXGF | CFL | All | DMo | MH15 | CZ14 | rDXGF | 1.15 | 1.5238 | -0.0256 |  | 575 | 0.064 | -12.8 | 500 | 0.042 | FALSE | 0 | 1 | -0.0256 | 1 | Res-Iltg-dWatt-CFL-basis | DMo | MH15 | CZ14 | rDXGF | 575 | 0.064 | -12.8 | 500 | 0.042
CFLDMoMH15CZ14rDXHP | CFL | All | DMo | MH15 | CZ14 | rDXHP | 0.922 | 1.5476 | 0 |  | 461 | 0.065 | 0 | 500 | 0.042 | FALSE | 1 | 1 | 0 | 0.5 | Res-Iltg-dWatt-CFL-basis | DMo | MH15 | CZ14 | rDXHP | 461 | 0.065 | 0 | 500 | 0.042
CFLDMoMH15CZ14rNCEH | CFL | All | DMo | MH15 | CZ14 | rNCEH | 0.68 | 1.0238 | 0 |  | 340 | 0.043 | 0 | 500 | 0.042 | FALSE | 1 | 1 | 0 | 0.25 | Res-Iltg-dWatt-CFL-basis | DMo | MH15 | CZ14 | rNCEH | 340 | 0.043 | 0 | 500 | 0.042
CFLDMoMH15CZ14rNCGF | CFL | All | DMo | MH15 | CZ14 | rNCGF | 0.992 | 1.0238 | -0.0252 |  | 496 | 0.043 | -12.6 | 500 | 0.042 | FALSE | 0 | 1 | -0.0252 | 0.9 | Res-Iltg-dWatt-CFL-basis | DMo | MH15 | CZ14 | rNCGF | 496 | 0.043 | -12.6 | 500 | 0.042
CFLDMoMH15CZ15rDXGF | CFL | All | DMo | MH15 | CZ15 | rDXGF | 1.228 | 1.5476 | -0.00936 |  | 614 | 0.065 | -4.68 | 500 | 0.042 | FALSE | 0 | 1 | -0.00936 | 1 | Res-Iltg-dWatt-CFL-basis | DMo | MH15 | CZ15 | rDXGF | 614 | 0.065 | -4.68 | 500 | 0.042
CFLDMoMH15CZ15rDXHP | CFL | All | DMo | MH15 | CZ15 | rDXHP | 1.172 | 1.5476 | 0 |  | 586 | 0.065 | 0 | 500 | 0.042 | FALSE | 1 | 1 | 0 | 0.5 | Res-Iltg-dWatt-CFL-basis | DMo | MH15 | CZ15 | rDXHP | 586 | 0.065 | 0 | 500 | 0.042
CFLDMoMH15CZ15rNCEH | CFL | All | DMo | MH15 | CZ15 | rNCEH | 0.88 | 1.0238 | 0 |  | 440 | 0.043 | 0 | 500 | 0.042 | FALSE | 1 | 1 | 0 | 0.25 | Res-Iltg-dWatt-CFL-basis | DMo | MH15 | CZ15 | rNCEH | 440 | 0.043 | 0 | 500 | 0.042
CFLDMoMH15CZ15rNCGF | CFL | All | DMo | MH15 | CZ15 | rNCGF | 1.002 | 1.0238 | -0.00914 |  | 501 | 0.043 | -4.57 | 500 | 0.042 | FALSE | 0 | 1 | -0.00914 | 0.9 | Res-Iltg-dWatt-CFL-basis | DMo | MH15 | CZ15 | rNCGF | 501 | 0.043 | -4.57 | 500 | 0.042
CFLDMoMH15CZ16rDXGF | CFL | All | DMo | MH15 | CZ16 | rDXGF | 1.056 | 1.6829 | -0.0254 |  | 528 | 0.069 | -12.7 | 500 | 0.041 | FALSE | 0 | 1 | -0.0254 | 1 | Res-Iltg-dWatt-CFL-basis | DMo | MH15 | CZ16 | rDXGF | 528 | 0.069 | -12.7 | 500 | 0.041
CFLDMoMH15CZ16rDXHP | CFL | All | DMo | MH15 | CZ16 | rDXHP | 0.774 | 1.6585 | 0 |  | 387 | 0.068 | 0 | 500 | 0.041 | FALSE | 1 | 1 | 0 | 0.5 | Res-Iltg-dWatt-CFL-basis | DMo | MH15 | CZ16 | rDXHP | 387 | 0.068 | 0 | 500 | 0.041
CFLDMoMH15CZ16rNCEH | CFL | All | DMo | MH15 | CZ16 | rNCEH | 0.666 | 1 | 0 |  | 333 | 0.041 | 0 | 500 | 0.041 | FALSE | 1 | 1 | 0 | 0.25 | Res-Iltg-dWatt-CFL-basis | DMo | MH15 | CZ16 | rNCEH | 333 | 0.041 | 0 | 500 | 0.041
CFLDMoMH15CZ16rNCGF | CFL | All | DMo | MH15 | CZ16 | rNCGF | 0.994 | 1 | -0.0252 |  | 497 | 0.041 | -12.6 | 500 | 0.041 | FALSE | 0 | 1 | -0.0252 | 0.9 | Res-Iltg-dWatt-CFL-basis | DMo | MH15 | CZ16 | rNCGF | 497 | 0.041 | -12.6 | 500 | 0.041
CFLDMoMH72CZ01rDXGF | CFL | All | DMo | MH72 | CZ01 | rDXGF | 1 | 1.0227 | -0.0288 |  | 495 | 0.045 | -14.4 | 500 | 0.044 | FALSE | 0 | 1 | -0.0288 | 1 | Res-Iltg-dWatt-CFL-basis | DMo | MH72 | CZ01 | rDXGF | 495 | 0.045 | -14.4 | 500 | 0.044
CFLDMoMH72CZ01rDXHP | CFL | All | DMo | MH72 | CZ01 | rDXHP | 0.75 | 1.0227 | 0 |  | 375 | 0.045 | 0 | 500 | 0.044 | FALSE | 1 | 1 | 0 | 0.5 | Res-Iltg-dWatt-CFL-basis | DMo | MH72 | CZ01 | rDXHP | 375 | 0.045 | 0 | 500 | 0.044
CFLDMoMH72CZ01rNCEH | CFL | All | DMo | MH72 | CZ01 | rNCEH | 0.624 | 1.0227 | 0 |  | 312 | 0.045 | 0 | 500 | 0.044 | FALSE | 1 | 1 | 0 | 0.25 | Res-Iltg-dWatt-CFL-basis | DMo | MH72 | CZ01 | rNCEH | 312 | 0.045 | 0 | 500 | 0.044
CFLDMoMH72CZ01rNCGF | CFL | All | DMo | MH72 | CZ01 | rNCGF | 0.994 | 1.0227 | -0.0288 |  | 497 | 0.045 | -14.4 | 500 | 0.044 | FALSE | 0 | 1 | -0.0288 | 0.9 | Res-Iltg-dWatt-CFL-basis | DMo | MH72 | CZ01 | rNCGF | 497 | 0.045 | -14.4 | 500 | 0.044
CFLDMoMH72CZ02rDXGF | CFL | All | DMo | MH72 | CZ02 | rDXGF | 1.094 | 2 | -0.0272 |  | 547 | 0.09 | -13.6 | 500 | 0.04 | FALSE | 0 | 1 | -0.0272 | 1 | Res-Iltg-dWatt-CFL-basis | DMo | MH72 | CZ02 | rDXGF | 547 | 0.09 | -13.6 | 500 | 0.04
CFLDMoMH72CZ02rDXHP | CFL | All | DMo | MH72 | CZ02 | rDXHP | 0.856 | 2 | 0 |  | 428 | 0.101 | 0 | 500 | 0.04 | FALSE | 1 | 1 | 0 | 0.5 | Res-Iltg-dWatt-CFL-basis | DMo | MH72 | CZ02 | rDXHP | 428 | 0.101 | 0 | 500 | 0.04
CFLDMoMH72CZ02rNCEH | CFL | All | DMo | MH72 | CZ02 | rNCEH | 0.654 | 1.025 | 0 |  | 327 | 0.041 | 0 | 500 | 0.04 | FALSE | 1 | 1 | 0 | 0.25 | Res-Iltg-dWatt-CFL-basis | DMo | MH72 | CZ02 | rNCEH | 327 | 0.041 | 0 | 500 | 0.04
CFLDMoMH72CZ02rNCGF | CFL | All | DMo | MH72 | CZ02 | rNCGF | 0.992 | 1 | -0.0272 |  | 496 | 0.04 | -13.6 | 500 | 0.04 | FALSE | 0 | 1 | -0.0272 | 0.9 | Res-Iltg-dWatt-CFL-basis | DMo | MH72 | CZ02 | rNCGF | 496 | 0.04 | -13.6 | 500 | 0.04
CFLDMoMH72CZ03rDXGF | CFL | All | DMo | MH72 | CZ03 | rDXGF | 1.054 | 2 | -0.0254 |  | 527 | 0.085 | -12.7 | 500 | 0.04 | FALSE | 0 | 1 | -0.0254 | 1 | Res-Iltg-dWatt-CFL-basis | DMo | MH72 | CZ03 | rDXGF | 527 | 0.085 | -12.7 | 500 | 0.04
CFLDMoMH72CZ03rDXHP | CFL | All | DMo | MH72 | CZ03 | rDXHP | 0.874 | 2 | 0 |  | 437 | 0.086 | 0 | 500 | 0.04 | FALSE | 1 | 1 | 0 | 0.5 | Res-Iltg-dWatt-CFL-basis | DMo | MH72 | CZ03 | rDXHP | 437 | 0.086 | 0 | 500 | 0.04
CFLDMoMH72CZ03rNCEH | CFL | All | DMo | MH72 | CZ03 | rNCEH | 0.672 | 1.025 | 0 |  | 336 | 0.041 | 0 | 500 | 0.04 | FALSE | 1 | 1 | 0 | 0.25 | Res-Iltg-dWatt-CFL-basis | DMo | MH72 | CZ03 | rNCEH | 336 | 0.041 | 0 | 500 | 0.04
CFLDMoMH72CZ03rNCGF | CFL | All | DMo | MH72 | CZ03 | rNCGF | 0.992 | 1.025 | -0.0254 |  | 496 | 0.041 | -12.7 | 500 | 0.04 | FALSE | 0 | 1 | -0.0254 | 0.9 | Res-Iltg-dWatt-CFL-basis | DMo | MH72 | CZ03 | rNCGF | 496 | 0.041 | -12.7 | 500 | 0.04
CFLDMoMH72CZ04rDXGF | CFL | All | DMo | MH72 | CZ04 | rDXGF | 1.12 | 1.9545 | -0.0212 |  | 560 | 0.086 | -10.6 | 500 | 0.044 | FALSE | 0 | 1 | -0.0212 | 1 | Res-Iltg-dWatt-CFL-basis | DMo | MH72 | CZ04 | rDXGF | 560 | 0.086 | -10.6 | 500 | 0.044
CFLDMoMH72CZ04rDXHP | CFL | All | DMo | MH72 | CZ04 | rDXHP | 0.934 | 2 | 0 |  | 467 | 0.091 | 0 | 500 | 0.044 | FALSE | 1 | 1 | 0 | 0.5 | Res-Iltg-dWatt-CFL-basis | DMo | MH72 | CZ04 | rDXHP | 467 | 0.091 | 0 | 500 | 0.044
CFLDMoMH72CZ04rNCEH | CFL | All | DMo | MH72 | CZ04 | rNCEH | 0.736 | 1.0227 | 0 |  | 368 | 0.045 | 0 | 500 | 0.044 | FALSE | 1 | 1 | 0 | 0.25 | Res-Iltg-dWatt-CFL-basis | DMo | MH72 | CZ04 | rNCEH | 368 | 0.045 | 0 | 500 | 0.044
CFLDMoMH72CZ04rNCGF | CFL | All | DMo | MH72 | CZ04 | rNCGF | 0.996 | 1.0227 | -0.0212 |  | 498 | 0.045 | -10.6 | 500 | 0.044 | FALSE | 0 | 1 | -0.0212 | 0.9 | Res-Iltg-dWatt-CFL-basis | DMo | MH72 | CZ04 | rNCGF | 498 | 0.045 | -10.6 | 500 | 0.044
CFLDMoMH72CZ05rDXGF | CFL | All | DMo | MH72 | CZ05 | rDXGF | 1.028 | 2 | -0.03413 |  | 514 | 0.095 | -17.1 | 500 | 0.044 | FALSE | 0 | 1 | -0.03413 | 1 | Res-Iltg-dWatt-CFL-basis | DMo | MH72 | CZ05 | rDXGF | 514 | 0.095 | -17.1 | 500 | 0.044
CFLDMoMH72CZ05rDXHP | CFL | All | DMo | MH72 | CZ05 | rDXHP | 0.766 | 2 | 0 |  | 383 | 0.095 | 0 | 500 | 0.044 | FALSE | 1 | 1 | 0 | 0.5 | Res-Iltg-dWatt-CFL-basis | DMo | MH72 | CZ05 | rDXHP | 383 | 0.095 | 0 | 500 | 0.044
CFLDMoMH72CZ05rNCEH | CFL | All | DMo | MH72 | CZ05 | rNCEH | 0.56 | 1.0227 | 0 |  | 280 | 0.045 | 0 | 500 | 0.044 | FALSE | 1 | 1 | 0 | 0.25 | Res-Iltg-dWatt-CFL-basis | DMo | MH72 | CZ05 | rNCEH | 280 | 0.045 | 0 | 500 | 0.044
CFLDMoMH72CZ05rNCGF | CFL | All | DMo | MH72 | CZ05 | rNCGF | 0.988 | 1 | -0.03413 |  | 494 | 0.044 | -17.1 | 500 | 0.044 | FALSE | 0 | 1 | -0.03413 | 0.9 | Res-Iltg-dWatt-CFL-basis | DMo | MH72 | CZ05 | rNCGF | 494 | 0.044 | -17.1 | 500 | 0.044
CFLDMoMH72CZ06rDXGF | CFL | All | DMo | MH72 | CZ06 | rDXGF | 1.136 | 1.6364 | -0.01724 |  | 568 | 0.072 | -8.62 | 500 | 0.044 | FALSE | 0 | 1 | -0.01724 | 1 | Res-Iltg-dWatt-CFL-basis | DMo | MH72 | CZ06 | rDXGF | 568 | 0.072 | -8.62 | 500 | 0.044
CFLDMoMH72CZ06rDXHP | CFL | All | DMo | MH72 | CZ06 | rDXHP | 1.012 | 1.6818 | 0 |  | 506 | 0.074 | 0 | 500 | 0.044 | FALSE | 1 | 1 | 0 | 0.5 | Res-Iltg-dWatt-CFL-basis | DMo | MH72 | CZ06 | rDXHP | 506 | 0.074 | 0 | 500 | 0.044
CFLDMoMH72CZ06rNCEH | CFL | All | DMo | MH72 | CZ06 | rNCEH | 0.78 | 1 | 0 |  | 390 | 0.044 | 0 | 500 | 0.044 | FALSE | 1 | 1 | 0 | 0.25 | Res-Iltg-dWatt-CFL-basis | DMo | MH72 | CZ06 | rNCEH | 390 | 0.044 | 0 | 500 | 0.044
CFLDMoMH72CZ06rNCGF | CFL | All | DMo | MH72 | CZ06 | rNCGF | 1 | 1.0227 | -0.0172 |  | 500 | 0.045 | -8.6 | 500 | 0.044 | FALSE | 0 | 1 | -0.0172 | 0.9 | Res-Iltg-dWatt-CFL-basis | DMo | MH72 | CZ06 | rNCGF | 500 | 0.045 | -8.6 | 500 | 0.044
CFLDMoMH72CZ07rDXGF | CFL | All | DMo | MH72 | CZ07 | rDXGF | 1.15 | 1.6364 | -0.01628 |  | 575 | 0.072 | -8.14 | 500 | 0.044 | FALSE | 0 | 1 | -0.01628 | 1 | Res-Iltg-dWatt-CFL-basis | DMo | MH72 | CZ07 | rDXGF | 575 | 0.072 | -8.14 | 500 | 0.044
CFLDMoMH72CZ07rDXHP | CFL | All | DMo | MH72 | CZ07 | rDXHP | 1.046 | 1.7045 | 0 |  | 523 | 0.075 | 0 | 500 | 0.044 | FALSE | 1 | 1 | 0 | 0.5 | Res-Iltg-dWatt-CFL-basis | DMo | MH72 | CZ07 | rDXHP | 523 | 0.075 | 0 | 500 | 0.044
CFLDMoMH72CZ07rNCEH | CFL | All | DMo | MH72 | CZ07 | rNCEH | 0.8 | 1.0227 | 0 |  | 400 | 0.045 | 0 | 500 | 0.044 | FALSE | 1 | 1 | 0 | 0.25 | Res-Iltg-dWatt-CFL-basis | DMo | MH72 | CZ07 | rNCEH | 400 | 0.045 | 0 | 500 | 0.044
CFLDMoMH72CZ07rNCGF | CFL | All | DMo | MH72 | CZ07 | rNCGF | 1 | 1 | -0.0162 |  | 500 | 0.044 | -8.1 | 500 | 0.044 | FALSE | 0 | 1 | -0.0162 | 0.9 | Res-Iltg-dWatt-CFL-basis | DMo | MH72 | CZ07 | rNCGF | 500 | 0.044 | -8.1 | 500 | 0.044
CFLDMoMH72CZ08rDXGF | CFL | All | DMo | MH72 | CZ08 | rDXGF | 1.184 | 1.7273 | -0.01584 |  | 592 | 0.076 | -7.92 | 500 | 0.044 | FALSE | 0 | 1 | -0.01584 | 1 | Res-Iltg-dWatt-CFL-basis | DMo | MH72 | CZ08 | rDXGF | 592 | 0.076 | -7.92 | 500 | 0.044
CFLDMoMH72CZ08rDXHP | CFL | All | DMo | MH72 | CZ08 | rDXHP | 1.074 | 1.7727 | 0 |  | 537 | 0.078 | 0 | 500 | 0.044 | FALSE | 1 | 1 | 0 | 0.5 | Res-Iltg-dWatt-CFL-basis | DMo | MH72 | CZ08 | rDXHP | 537 | 0.078 | 0 | 500 | 0.044
CFLDMoMH72CZ08rNCEH | CFL | All | DMo | MH72 | CZ08 | rNCEH | 0.802 | 1.0227 | 0 |  | 401 | 0.045 | 0 | 500 | 0.044 | FALSE | 1 | 1 | 0 | 0.25 | Res-Iltg-dWatt-CFL-basis | DMo | MH72 | CZ08 | rNCEH | 401 | 0.045 | 0 | 500 | 0.044
CFLDMoMH72CZ08rNCGF | CFL | All | DMo | MH72 | CZ08 | rNCGF | 1 | 1.0227 | -0.01582 |  | 500 | 0.045 | -7.91 | 500 | 0.044 | FALSE | 0 | 1 | -0.01582 | 0.9 | Res-Iltg-dWatt-CFL-basis | DMo | MH72 | CZ08 | rNCGF | 500 | 0.045 | -7.91 | 500 | 0.044
CFLDMoMH72CZ09rDXGF | CFL | All | DMo | MH72 | CZ09 | rDXGF | 1.194 | 1.6364 | -0.01778 |  | 597 | 0.072 | -8.89 | 500 | 0.044 | FALSE | 0 | 1 | -0.01778 | 1 | Res-Iltg-dWatt-CFL-basis | DMo | MH72 | CZ09 | rDXGF | 597 | 0.072 | -8.89 | 500 | 0.044
CFLDMoMH72CZ09rDXHP | CFL | All | DMo | MH72 | CZ09 | rDXHP | 1.06 | 1.6591 | 0 |  | 530 | 0.073 | 0 | 500 | 0.044 | FALSE | 1 | 1 | 0 | 0.5 | Res-Iltg-dWatt-CFL-basis | DMo | MH72 | CZ09 | rDXHP | 530 | 0.073 | 0 | 500 | 0.044
CFLDMoMH72CZ09rNCEH | CFL | All | DMo | MH72 | CZ09 | rNCEH | 0.776 | 1.0227 | 0 |  | 388 | 0.045 | 0 | 500 | 0.044 | FALSE | 1 | 1 | 0 | 0.25 | Res-Iltg-dWatt-CFL-basis | DMo | MH72 | CZ09 | rNCEH | 388 | 0.045 | 0 | 500 | 0.044
CFLDMoMH72CZ09rNCGF | CFL | All | DMo | MH72 | CZ09 | rNCGF | 0.998 | 1.0227 | -0.01774 |  | 499 | 0.045 | -8.87 | 500 | 0.044 | FALSE | 0 | 1 | -0.01774 | 0.9 | Res-Iltg-dWatt-CFL-basis | DMo | MH72 | CZ09 | rNCGF | 499 | 0.045 | -8.87 | 500 | 0.044
CFLDMoMH72CZ10rDXGF | CFL | All | DMo | MH72 | CZ10 | rDXGF | 1.18 | 1.8409 | -0.01578 |  | 590 | 0.081 | -7.89 | 500 | 0.044 | FALSE | 0 | 1 | -0.01578 | 1 | Res-Iltg-dWatt-CFL-basis | DMo | MH72 | CZ10 | rDXGF | 590 | 0.081 | -7.89 | 500 | 0.044
CFLDMoMH72CZ10rDXHP | CFL | All | DMo | MH72 | CZ10 | rDXHP | 1.064 | 1.8636 | 0 |  | 532 | 0.082 | 0 | 500 | 0.044 | FALSE | 1 | 1 | 0 | 0.5 | Res-Iltg-dWatt-CFL-basis | DMo | MH72 | CZ10 | rDXHP | 532 | 0.082 | 0 | 500 | 0.044
CFLDMoMH72CZ10rNCEH | CFL | All | DMo | MH72 | CZ10 | rNCEH | 0.802 | 1.0227 | 0 |  | 401 | 0.045 | 0 | 500 | 0.044 | FALSE | 1 | 1 | 0 | 0.25 | Res-Iltg-dWatt-CFL-basis | DMo | MH72 | CZ10 | rNCEH | 401 | 0.045 | 0 | 500 | 0.044
CFLDMoMH72CZ10rNCGF | CFL | All | DMo | MH72 | CZ10 | rNCGF | 1 | 1.0227 | -0.01578 |  | 500 | 0.045 | -7.89 | 500 | 0.044 | FALSE | 0 | 1 | -0.01578 | 0.9 | Res-Iltg-dWatt-CFL-basis | DMo | MH72 | CZ10 | rNCGF | 500 | 0.045 | -7.89 | 500 | 0.044
CFLDMoMH72CZ11rDXGF | CFL | All | DMo | MH72 | CZ11 | rDXGF | 1.17 | 1.9 | -0.01962 |  | 585 | 0.076 | -9.81 | 500 | 0.04 | FALSE | 0 | 1 | -0.01962 | 1 | Res-Iltg-dWatt-CFL-basis | DMo | MH72 | CZ11 | rDXGF | 585 | 0.076 | -9.81 | 500 | 0.04
CFLDMoMH72CZ11rDXHP | CFL | All | DMo | MH72 | CZ11 | rDXHP | 1.002 | 1.925 | 0 |  | 501 | 0.077 | 0 | 500 | 0.04 | FALSE | 1 | 1 | 0 | 0.5 | Res-Iltg-dWatt-CFL-basis | DMo | MH72 | CZ11 | rDXHP | 501 | 0.077 | 0 | 500 | 0.04
CFLDMoMH72CZ11rNCEH | CFL | All | DMo | MH72 | CZ11 | rNCEH | 0.75 | 1.025 | 0 |  | 375 | 0.041 | 0 | 500 | 0.04 | FALSE | 1 | 1 | 0 | 0.25 | Res-Iltg-dWatt-CFL-basis | DMo | MH72 | CZ11 | rNCEH | 375 | 0.041 | 0 | 500 | 0.04
CFLDMoMH72CZ11rNCGF | CFL | All | DMo | MH72 | CZ11 | rNCGF | 0.998 | 1.025 | -0.01958 |  | 499 | 0.041 | -9.79 | 500 | 0.04 | FALSE | 0 | 1 | -0.01958 | 0.9 | Res-Iltg-dWatt-CFL-basis | DMo | MH72 | CZ11 | rNCGF | 499 | 0.041 | -9.79 | 500 | 0.04
CFLDMoMH72CZ12rDXGF | CFL | All | DMo | MH72 | CZ12 | rDXGF | 1.146 | 2 | -0.0232 |  | 573 | 0.091 | -11.6 | 500 | 0.04 | FALSE | 0 | 1 | -0.0232 | 1 | Res-Iltg-dWatt-CFL-basis | DMo | MH72 | CZ12 | rDXGF | 573 | 0.091 | -11.6 | 500 | 0.04
CFLDMoMH72CZ12rDXHP | CFL | All | DMo | MH72 | CZ12 | rDXHP | 0.954 | 2 | 0 |  | 477 | 0.089 | 0 | 500 | 0.04 | FALSE | 1 | 1 | 0 | 0.5 | Res-Iltg-dWatt-CFL-basis | DMo | MH72 | CZ12 | rDXHP | 477 | 0.089 | 0 | 500 | 0.04
CFLDMoMH72CZ12rNCEH | CFL | All | DMo | MH72 | CZ12 | rNCEH | 0.704 | 1.025 | 0 |  | 352 | 0.041 | 0 | 500 | 0.04 | FALSE | 1 | 1 | 0 | 0.25 | Res-Iltg-dWatt-CFL-basis | DMo | MH72 | CZ12 | rNCEH | 352 | 0.041 | 0 | 500 | 0.04
CFLDMoMH72CZ12rNCGF | CFL | All | DMo | MH72 | CZ12 | rNCGF | 0.994 | 1.025 | -0.0232 |  | 497 | 0.041 | -11.6 | 500 | 0.04 | FALSE | 0 | 1 | -0.0232 | 0.9 | Res-Iltg-dWatt-CFL-basis | DMo | MH72 | CZ12 | rNCGF | 497 | 0.041 | -11.6 | 500 | 0.04
CFLDMoMH72CZ13rDXGF | CFL | All | DMo | MH72 | CZ13 | rDXGF | 1.188 | 1.8 | -0.0222 |  | 594 | 0.072 | -11.1 | 500 | 0.04 | FALSE | 0 | 1 | -0.0222 | 1 | Res-Iltg-dWatt-CFL-basis | DMo | MH72 | CZ13 | rDXGF | 594 | 0.072 | -11.1 | 500 | 0.04
CFLDMoMH72CZ13rDXHP | CFL | All | DMo | MH72 | CZ13 | rDXHP | 1.01 | 1.825 | 0 |  | 505 | 0.073 | 0 | 500 | 0.04 | FALSE | 1 | 1 | 0 | 0.5 | Res-Iltg-dWatt-CFL-basis | DMo | MH72 | CZ13 | rDXHP | 505 | 0.073 | 0 | 500 | 0.04
CFLDMoMH72CZ13rNCEH | CFL | All | DMo | MH72 | CZ13 | rNCEH | 0.722 | 1.025 | 0 |  | 361 | 0.041 | 0 | 500 | 0.04 | FALSE | 1 | 1 | 0 | 0.25 | Res-Iltg-dWatt-CFL-basis | DMo | MH72 | CZ13 | rNCEH | 361 | 0.041 | 0 | 500 | 0.04
CFLDMoMH72CZ13rNCGF | CFL | All | DMo | MH72 | CZ13 | rNCGF | 0.996 | 1.025 | -0.022 |  | 498 | 0.041 | -11 | 500 | 0.04 | FALSE | 0 | 1 | -0.022 | 0.9 | Res-Iltg-dWatt-CFL-basis | DMo | MH72 | CZ13 | rNCGF | 498 | 0.041 | -11 | 500 | 0.04
CFLDMoMH72CZ14rDXGF | CFL | All | DMo | MH72 | CZ14 | rDXGF | 1.188 | 1.7381 | -0.0202 |  | 594 | 0.073 | -10.1 | 500 | 0.042 | FALSE | 0 | 1 | -0.0202 | 1 | Res-Iltg-dWatt-CFL-basis | DMo | MH72 | CZ14 | rDXGF | 594 | 0.073 | -10.1 | 500 | 0.042
CFLDMoMH72CZ14rDXHP | CFL | All | DMo | MH72 | CZ14 | rDXHP | 0.992 | 1.7619 | 0 |  | 496 | 0.074 | 0 | 500 | 0.042 | FALSE | 1 | 1 | 0 | 0.5 | Res-Iltg-dWatt-CFL-basis | DMo | MH72 | CZ14 | rDXHP | 496 | 0.074 | 0 | 500 | 0.042
CFLDMoMH72CZ14rNCEH | CFL | All | DMo | MH72 | CZ14 | rNCEH | 0.748 | 1.0238 | 0 |  | 374 | 0.043 | 0 | 500 | 0.042 | FALSE | 1 | 1 | 0 | 0.25 | Res-Iltg-dWatt-CFL-basis | DMo | MH72 | CZ14 | rNCEH | 374 | 0.043 | 0 | 500 | 0.042
CFLDMoMH72CZ14rNCGF | CFL | All | DMo | MH72 | CZ14 | rNCGF | 0.996 | 1.0238 | -0.01994 |  | 498 | 0.043 | -9.97 | 500 | 0.042 | FALSE | 0 | 1 | -0.01994 | 0.9 | Res-Iltg-dWatt-CFL-basis | DMo | MH72 | CZ14 | rNCGF | 498 | 0.043 | -9.97 | 500 | 0.042
CFLDMoMH72CZ15rDXGF | CFL | All | DMo | MH72 | CZ15 | rDXGF | 1.248 | 1.6905 | -0.00812 |  | 624 | 0.071 | -4.06 | 500 | 0.042 | FALSE | 0 | 1 | -0.00812 | 1 | Res-Iltg-dWatt-CFL-basis | DMo | MH72 | CZ15 | rDXGF | 624 | 0.071 | -4.06 | 500 | 0.042
CFLDMoMH72CZ15rDXHP | CFL | All | DMo | MH72 | CZ15 | rDXHP | 1.192 | 1.6905 | 0 |  | 596 | 0.071 | 0 | 500 | 0.042 | FALSE | 1 | 1 | 0 | 0.5 | Res-Iltg-dWatt-CFL-basis | DMo | MH72 | CZ15 | rDXHP | 596 | 0.071 | 0 | 500 | 0.042
CFLDMoMH72CZ15rNCEH | CFL | All | DMo | MH72 | CZ15 | rNCEH | 0.898 | 1 | 0 |  | 449 | 0.042 | 0 | 500 | 0.042 | FALSE | 1 | 1 | 0 | 0.25 | Res-Iltg-dWatt-CFL-basis | DMo | MH72 | CZ15 | rNCEH | 449 | 0.042 | 0 | 500 | 0.042
CFLDMoMH72CZ15rNCGF | CFL | All | DMo | MH72 | CZ15 | rNCGF | 1.004 | 1.0238 | -0.00816 |  | 502 | 0.043 | -4.08 | 500 | 0.042 | FALSE | 0 | 1 | -0.00816 | 0.9 | Res-Iltg-dWatt-CFL-basis | DMo | MH72 | CZ15 | rNCGF | 502 | 0.043 | -4.08 | 500 | 0.042
CFLDMoMH72CZ16rDXGF | CFL | All | DMo | MH72 | CZ16 | rDXGF | 1.104 | 1.75 | -0.027 |  | 552 | 0.07 | -13.5 | 500 | 0.04 | FALSE | 0 | 1 | -0.027 | 1 | Res-Iltg-dWatt-CFL-basis | DMo | MH72 | CZ16 | rDXGF | 552 | 0.07 | -13.5 | 500 | 0.04
CFLDMoMH72CZ16rDXHP | CFL | All | DMo | MH72 | CZ16 | rDXHP | 0.8 | 1.725 | 0 |  | 400 | 0.069 | 0 | 500 | 0.04 | FALSE | 1 | 1 | 0 | 0.5 | Res-Iltg-dWatt-CFL-basis | DMo | MH72 | CZ16 | rDXHP | 400 | 0.069 | 0 | 500 | 0.04
CFLDMoMH72CZ16rNCEH | CFL | All | DMo | MH72 | CZ16 | rNCEH | 0.654 | 1.025 | 0 |  | 327 | 0.041 | 0 | 500 | 0.04 | FALSE | 1 | 1 | 0 | 0.25 | Res-Iltg-dWatt-CFL-basis | DMo | MH72 | CZ16 | rNCEH | 327 | 0.041 | 0 | 500 | 0.04
CFLDMoMH72CZ16rNCGF | CFL | All | DMo | MH72 | CZ16 | rNCGF | 0.992 | 1.025 | -0.0268 |  | 496 | 0.041 | -13.4 | 500 | 0.04 | FALSE | 0 | 1 | -0.0268 | 0.9 | Res-Iltg-dWatt-CFL-basis | DMo | MH72 | CZ16 | rNCGF | 496 | 0.041 | -13.4 | 500 | 0.04
CFLDMoMH85CZ01rDXGF | CFL | All | DMo | MH85 | CZ01 | rDXGF | 1 | 1.0227 | -0.03413 |  | 490 | 0.045 | -19.3 | 500 | 0.044 | FALSE | 0 | 1 | -0.03413 | 1 | Res-Iltg-dWatt-CFL-basis | DMo | MH85 | CZ01 | rDXGF | 490 | 0.045 | -19.3 | 500 | 0.044
CFLDMoMH85CZ01rDXHP | CFL | All | DMo | MH85 | CZ01 | rDXHP | 0.672 | 1.0227 | 0 |  | 336 | 0.045 | 0 | 500 | 0.044 | FALSE | 1 | 1 | 0 | 0.5 | Res-Iltg-dWatt-CFL-basis | DMo | MH85 | CZ01 | rDXHP | 336 | 0.045 | 0 | 500 | 0.044
CFLDMoMH85CZ01rNCEH | CFL | All | DMo | MH85 | CZ01 | rNCEH | 0.504 | 1.0227 | 0 |  | 252 | 0.045 | 0 | 500 | 0.044 | FALSE | 1 | 1 | 0 | 0.25 | Res-Iltg-dWatt-CFL-basis | DMo | MH85 | CZ01 | rNCEH | 252 | 0.045 | 0 | 500 | 0.044
CFLDMoMH85CZ01rNCGF | CFL | All | DMo | MH85 | CZ01 | rNCGF | 0.986 | 1.0227 | -0.03413 |  | 493 | 0.045 | -19.3 | 500 | 0.044 | FALSE | 0 | 1 | -0.03413 | 0.9 | Res-Iltg-dWatt-CFL-basis | DMo | MH85 | CZ01 | rNCGF | 493 | 0.045 | -19.3 | 500 | 0.044
CFLDMoMH85CZ02rDXGF | CFL | All | DMo | MH85 | CZ02 | rDXGF | 1.09 | 2 | -0.0336 |  | 545 | 0.106 | -16.8 | 500 | 0.041 | FALSE | 0 | 1 | -0.0336 | 1 | Res-Iltg-dWatt-CFL-basis | DMo | MH85 | CZ02 | rDXGF | 545 | 0.106 | -16.8 | 500 | 0.041
CFLDMoMH85CZ02rDXHP | CFL | All | DMo | MH85 | CZ02 | rDXHP | 0.802 | 2 | 0 |  | 401 | 0.109 | 0 | 500 | 0.041 | FALSE | 1 | 1 | 0 | 0.5 | Res-Iltg-dWatt-CFL-basis | DMo | MH85 | CZ02 | rDXHP | 401 | 0.109 | 0 | 500 | 0.041
CFLDMoMH85CZ02rNCEH | CFL | All | DMo | MH85 | CZ02 | rNCEH | 0.578 | 1 | 0 |  | 289 | 0.041 | 0 | 500 | 0.041 | FALSE | 1 | 1 | 0 | 0.25 | Res-Iltg-dWatt-CFL-basis | DMo | MH85 | CZ02 | rNCEH | 289 | 0.041 | 0 | 500 | 0.041
CFLDMoMH85CZ02rNCGF | CFL | All | DMo | MH85 | CZ02 | rNCGF | 0.986 | 1 | -0.0334 |  | 493 | 0.041 | -16.7 | 500 | 0.041 | FALSE | 0 | 1 | -0.0334 | 0.9 | Res-Iltg-dWatt-CFL-basis | DMo | MH85 | CZ02 | rNCGF | 493 | 0.041 | -16.7 | 500 | 0.041
CFLDMoMH85CZ03rDXGF | CFL | All | DMo | MH85 | CZ03 | rDXGF | 1.042 | 1.9756 | -0.03413 |  | 521 | 0.081 | -17.2 | 500 | 0.041 | FALSE | 0 | 1 | -0.03413 | 1 | Res-Iltg-dWatt-CFL-basis | DMo | MH85 | CZ03 | rDXGF | 521 | 0.081 | -17.2 | 500 | 0.041
CFLDMoMH85CZ03rDXHP | CFL | All | DMo | MH85 | CZ03 | rDXHP | 0.802 | 2 | 0 |  | 401 | 0.085 | 0 | 500 | 0.041 | FALSE | 1 | 1 | 0 | 0.5 | Res-Iltg-dWatt-CFL-basis | DMo | MH85 | CZ03 | rDXHP | 401 | 0.085 | 0 | 500 | 0.041
CFLDMoMH85CZ03rNCEH | CFL | All | DMo | MH85 | CZ03 | rNCEH | 0.562 | 1 | 0 |  | 281 | 0.04 | 0 | 500 | 0.041 | FALSE | 1 | 1 | 0 | 0.25 | Res-Iltg-dWatt-CFL-basis | DMo | MH85 | CZ03 | rNCEH | 281 | 0.04 | 0 | 500 | 0.041
CFLDMoMH85CZ03rNCGF | CFL | All | DMo | MH85 | CZ03 | rNCGF | 0.984 | 1 | -0.03413 |  | 492 | 0.041 | -17.2 | 500 | 0.041 | FALSE | 0 | 1 | -0.03413 | 0.9 | Res-Iltg-dWatt-CFL-basis | DMo | MH85 | CZ03 | rNCGF | 492 | 0.041 | -17.2 | 500 | 0.041
CFLDMoMH85CZ04rDXGF | CFL | All | DMo | MH85 | CZ04 | rDXGF | 1.116 | 1.8182 | -0.0278 |  | 558 | 0.08 | -13.9 | 500 | 0.044 | FALSE | 0 | 1 | -0.0278 | 1 | Res-Iltg-dWatt-CFL-basis | DMo | MH85 | CZ04 | rDXGF | 558 | 0.08 | -13.9 | 500 | 0.044
CFLDMoMH85CZ04rDXHP | CFL | All | DMo | MH85 | CZ04 | rDXHP | 0.866 | 1.7955 | 0 |  | 433 | 0.079 | 0 | 500 | 0.044 | FALSE | 1 | 1 | 0 | 0.5 | Res-Iltg-dWatt-CFL-basis | DMo | MH85 | CZ04 | rDXHP | 433 | 0.079 | 0 | 500 | 0.044
CFLDMoMH85CZ04rNCEH | CFL | All | DMo | MH85 | CZ04 | rNCEH | 0.65 | 1.0227 | 0 |  | 325 | 0.045 | 0 | 500 | 0.044 | FALSE | 1 | 1 | 0 | 0.25 | Res-Iltg-dWatt-CFL-basis | DMo | MH85 | CZ04 | rNCEH | 325 | 0.045 | 0 | 500 | 0.044
CFLDMoMH85CZ04rNCGF | CFL | All | DMo | MH85 | CZ04 | rNCGF | 0.99 | 1 | -0.0276 |  | 495 | 0.044 | -13.8 | 500 | 0.044 | FALSE | 0 | 1 | -0.0276 | 0.9 | Res-Iltg-dWatt-CFL-basis | DMo | MH85 | CZ04 | rNCGF | 495 | 0.044 | -13.8 | 500 | 0.044
CFLDMoMH85CZ05rDXGF | CFL | All | DMo | MH85 | CZ05 | rDXGF | 1.032 | 2 | -0.03413 |  | 516 | 0.096 | -18.2 | 500 | 0.044 | FALSE | 0 | 1 | -0.03413 | 1 | Res-Iltg-dWatt-CFL-basis | DMo | MH85 | CZ05 | rDXGF | 516 | 0.096 | -18.2 | 500 | 0.044
CFLDMoMH85CZ05rDXHP | CFL | All | DMo | MH85 | CZ05 | rDXHP | 0.766 | 2 | 0 |  | 383 | 0.095 | 0 | 500 | 0.044 | FALSE | 1 | 1 | 0 | 0.5 | Res-Iltg-dWatt-CFL-basis | DMo | MH85 | CZ05 | rDXHP | 383 | 0.095 | 0 | 500 | 0.044
CFLDMoMH85CZ05rNCEH | CFL | All | DMo | MH85 | CZ05 | rNCEH | 0.542 | 1.0227 | 0 |  | 271 | 0.045 | 0 | 500 | 0.044 | FALSE | 1 | 1 | 0 | 0.25 | Res-Iltg-dWatt-CFL-basis | DMo | MH85 | CZ05 | rNCEH | 271 | 0.045 | 0 | 500 | 0.044
CFLDMoMH85CZ05rNCGF | CFL | All | DMo | MH85 | CZ05 | rNCGF | 0.986 | 1.0227 | -0.03413 |  | 493 | 0.045 | -18.2 | 500 | 0.044 | FALSE | 0 | 1 | -0.03413 | 0.9 | Res-Iltg-dWatt-CFL-basis | DMo | MH85 | CZ05 | rNCGF | 493 | 0.045 | -18.2 | 500 | 0.044
CFLDMoMH85CZ06rDXGF | CFL | All | DMo | MH85 | CZ06 | rDXGF | 1.11 | 1.7727 | -0.0228 |  | 555 | 0.078 | -11.4 | 500 | 0.044 | FALSE | 0 | 1 | -0.0228 | 1 | Res-Iltg-dWatt-CFL-basis | DMo | MH85 | CZ06 | rDXGF | 555 | 0.078 | -11.4 | 500 | 0.044
CFLDMoMH85CZ06rDXHP | CFL | All | DMo | MH85 | CZ06 | rDXHP | 0.946 | 1.8182 | 0 |  | 473 | 0.08 | 0 | 500 | 0.044 | FALSE | 1 | 1 | 0 | 0.5 | Res-Iltg-dWatt-CFL-basis | DMo | MH85 | CZ06 | rDXHP | 473 | 0.08 | 0 | 500 | 0.044
CFLDMoMH85CZ06rNCEH | CFL | All | DMo | MH85 | CZ06 | rNCEH | 0.716 | 1.0227 | 0 |  | 358 | 0.045 | 0 | 500 | 0.044 | FALSE | 1 | 1 | 0 | 0.25 | Res-Iltg-dWatt-CFL-basis | DMo | MH85 | CZ06 | rNCEH | 358 | 0.045 | 0 | 500 | 0.044
CFLDMoMH85CZ06rNCGF | CFL | All | DMo | MH85 | CZ06 | rNCGF | 0.994 | 1 | -0.0228 |  | 497 | 0.044 | -11.4 | 500 | 0.044 | FALSE | 0 | 1 | -0.0228 | 0.9 | Res-Iltg-dWatt-CFL-basis | DMo | MH85 | CZ06 | rNCGF | 497 | 0.044 | -11.4 | 500 | 0.044
CFLDMoMH85CZ07rDXGF | CFL | All | DMo | MH85 | CZ07 | rDXGF | 1.14 | 1.7045 | -0.01908 |  | 570 | 0.075 | -9.54 | 500 | 0.044 | FALSE | 0 | 1 | -0.01908 | 1 | Res-Iltg-dWatt-CFL-basis | DMo | MH85 | CZ07 | rDXGF | 570 | 0.075 | -9.54 | 500 | 0.044
CFLDMoMH85CZ07rDXHP | CFL | All | DMo | MH85 | CZ07 | rDXHP | 1.01 | 1.7045 | 0 |  | 505 | 0.075 | 0 | 500 | 0.044 | FALSE | 1 | 1 | 0 | 0.5 | Res-Iltg-dWatt-CFL-basis | DMo | MH85 | CZ07 | rDXHP | 505 | 0.075 | 0 | 500 | 0.044
CFLDMoMH85CZ07rNCEH | CFL | All | DMo | MH85 | CZ07 | rNCEH | 0.762 | 1.0227 | 0 |  | 381 | 0.045 | 0 | 500 | 0.044 | FALSE | 1 | 1 | 0 | 0.25 | Res-Iltg-dWatt-CFL-basis | DMo | MH85 | CZ07 | rNCEH | 381 | 0.045 | 0 | 500 | 0.044
CFLDMoMH85CZ07rNCGF | CFL | All | DMo | MH85 | CZ07 | rNCGF | 0.996 | 1.0227 | -0.01914 |  | 498 | 0.045 | -9.57 | 500 | 0.044 | FALSE | 0 | 1 | -0.01914 | 0.9 | Res-Iltg-dWatt-CFL-basis | DMo | MH85 | CZ07 | rNCGF | 498 | 0.045 | -9.57 | 500 | 0.044
CFLDMoMH85CZ08rDXGF | CFL | All | DMo | MH85 | CZ08 | rDXGF | 1.15 | 1.7955 | -0.01902 |  | 575 | 0.079 | -9.51 | 500 | 0.044 | FALSE | 0 | 1 | -0.01902 | 1 | Res-Iltg-dWatt-CFL-basis | DMo | MH85 | CZ08 | rDXGF | 575 | 0.079 | -9.51 | 500 | 0.044
CFLDMoMH85CZ08rDXHP | CFL | All | DMo | MH85 | CZ08 | rDXHP | 1.014 | 1.6591 | 0 |  | 507 | 0.073 | 0 | 500 | 0.044 | FALSE | 1 | 1 | 0 | 0.5 | Res-Iltg-dWatt-CFL-basis | DMo | MH85 | CZ08 | rDXHP | 507 | 0.073 | 0 | 500 | 0.044
CFLDMoMH85CZ08rNCEH | CFL | All | DMo | MH85 | CZ08 | rNCEH | 0.76 | 1 | 0 |  | 380 | 0.044 | 0 | 500 | 0.044 | FALSE | 1 | 1 | 0 | 0.25 | Res-Iltg-dWatt-CFL-basis | DMo | MH85 | CZ08 | rNCEH | 380 | 0.044 | 0 | 500 | 0.044
CFLDMoMH85CZ08rNCGF | CFL | All | DMo | MH85 | CZ08 | rNCGF | 0.998 | 1 | -0.01902 |  | 499 | 0.044 | -9.51 | 500 | 0.044 | FALSE | 0 | 1 | -0.01902 | 0.9 | Res-Iltg-dWatt-CFL-basis | DMo | MH85 | CZ08 | rNCGF | 499 | 0.044 | -9.51 | 500 | 0.044
CFLDMoMH85CZ09rDXGF | CFL | All | DMo | MH85 | CZ09 | rDXGF | 1.158 | 1.7273 | -0.02 |  | 579 | 0.076 | -10 | 500 | 0.044 | FALSE | 0 | 1 | -0.02 | 1 | Res-Iltg-dWatt-CFL-basis | DMo | MH85 | CZ09 | rDXGF | 579 | 0.076 | -10 | 500 | 0.044
CFLDMoMH85CZ09rDXHP | CFL | All | DMo | MH85 | CZ09 | rDXHP | 1.014 | 1.7045 | 0 |  | 507 | 0.075 | 0 | 500 | 0.044 | FALSE | 1 | 1 | 0 | 0.5 | Res-Iltg-dWatt-CFL-basis | DMo | MH85 | CZ09 | rDXHP | 507 | 0.075 | 0 | 500 | 0.044
CFLDMoMH85CZ09rNCEH | CFL | All | DMo | MH85 | CZ09 | rNCEH | 0.748 | 1 | 0 |  | 374 | 0.044 | 0 | 500 | 0.044 | FALSE | 1 | 1 | 0 | 0.25 | Res-Iltg-dWatt-CFL-basis | DMo | MH85 | CZ09 | rNCEH | 374 | 0.044 | 0 | 500 | 0.044
CFLDMoMH85CZ09rNCGF | CFL | All | DMo | MH85 | CZ09 | rNCGF | 0.996 | 1.0227 | -0.01996 |  | 498 | 0.045 | -9.98 | 500 | 0.044 | FALSE | 0 | 1 | -0.01996 | 0.9 | Res-Iltg-dWatt-CFL-basis | DMo | MH85 | CZ09 | rNCGF | 498 | 0.045 | -9.98 | 500 | 0.044
CFLDMoMH85CZ10rDXGF | CFL | All | DMo | MH85 | CZ10 | rDXGF | 1.176 | 1.8182 | -0.0204 |  | 588 | 0.08 | -10.2 | 500 | 0.044 | FALSE | 0 | 1 | -0.0204 | 1 | Res-Iltg-dWatt-CFL-basis | DMo | MH85 | CZ10 | rDXGF | 588 | 0.08 | -10.2 | 500 | 0.044
CFLDMoMH85CZ10rDXHP | CFL | All | DMo | MH85 | CZ10 | rDXHP | 1.016 | 1.8182 | 0 |  | 508 | 0.08 | 0 | 500 | 0.044 | FALSE | 1 | 1 | 0 | 0.5 | Res-Iltg-dWatt-CFL-basis | DMo | MH85 | CZ10 | rDXHP | 508 | 0.08 | 0 | 500 | 0.044
CFLDMoMH85CZ10rNCEH | CFL | All | DMo | MH85 | CZ10 | rNCEH | 0.742 | 1 | 0 |  | 371 | 0.044 | 0 | 500 | 0.044 | FALSE | 1 | 1 | 0 | 0.25 | Res-Iltg-dWatt-CFL-basis | DMo | MH85 | CZ10 | rNCEH | 371 | 0.044 | 0 | 500 | 0.044
CFLDMoMH85CZ10rNCGF | CFL | All | DMo | MH85 | CZ10 | rNCGF | 0.996 | 1.0227 | -0.0204 |  | 498 | 0.045 | -10.2 | 500 | 0.044 | FALSE | 0 | 1 | -0.0204 | 0.9 | Res-Iltg-dWatt-CFL-basis | DMo | MH85 | CZ10 | rNCGF | 498 | 0.045 | -10.2 | 500 | 0.044
CFLDMoMH85CZ11rDXGF | CFL | All | DMo | MH85 | CZ11 | rDXGF | 1.172 | 1.8049 | -0.0268 |  | 586 | 0.074 | -13.4 | 500 | 0.041 | FALSE | 0 | 1 | -0.0268 | 1 | Res-Iltg-dWatt-CFL-basis | DMo | MH85 | CZ11 | rDXGF | 586 | 0.074 | -13.4 | 500 | 0.041
CFLDMoMH85CZ11rDXHP | CFL | All | DMo | MH85 | CZ11 | rDXHP | 0.946 | 1.8049 | 0 |  | 473 | 0.074 | 0 | 500 | 0.041 | FALSE | 1 | 1 | 0 | 0.5 | Res-Iltg-dWatt-CFL-basis | DMo | MH85 | CZ11 | rDXHP | 473 | 0.074 | 0 | 500 | 0.041
CFLDMoMH85CZ11rNCEH | CFL | All | DMo | MH85 | CZ11 | rNCEH | 0.66 | 1 | 0 |  | 330 | 0.041 | 0 | 500 | 0.041 | FALSE | 1 | 1 | 0 | 0.25 | Res-Iltg-dWatt-CFL-basis | DMo | MH85 | CZ11 | rNCEH | 330 | 0.041 | 0 | 500 | 0.041
CFLDMoMH85CZ11rNCGF | CFL | All | DMo | MH85 | CZ11 | rNCGF | 0.99 | 1 | -0.0266 |  | 495 | 0.041 | -13.3 | 500 | 0.041 | FALSE | 0 | 1 | -0.0266 | 0.9 | Res-Iltg-dWatt-CFL-basis | DMo | MH85 | CZ11 | rNCGF | 495 | 0.041 | -13.3 | 500 | 0.041
CFLDMoMH85CZ12rDXGF | CFL | All | DMo | MH85 | CZ12 | rDXGF | 1.134 | 2 | -0.0288 |  | 567 | 0.09 | -14.4 | 500 | 0.041 | FALSE | 0 | 1 | -0.0288 | 1 | Res-Iltg-dWatt-CFL-basis | DMo | MH85 | CZ12 | rDXGF | 567 | 0.09 | -14.4 | 500 | 0.041
CFLDMoMH85CZ12rDXHP | CFL | All | DMo | MH85 | CZ12 | rDXHP | 0.906 | 2 | 0 |  | 453 | 0.087 | 0 | 500 | 0.041 | FALSE | 1 | 1 | 0 | 0.5 | Res-Iltg-dWatt-CFL-basis | DMo | MH85 | CZ12 | rDXHP | 453 | 0.087 | 0 | 500 | 0.041
CFLDMoMH85CZ12rNCEH | CFL | All | DMo | MH85 | CZ12 | rNCEH | 0.634 | 1 | 0 |  | 317 | 0.041 | 0 | 500 | 0.041 | FALSE | 1 | 1 | 0 | 0.25 | Res-Iltg-dWatt-CFL-basis | DMo | MH85 | CZ12 | rNCEH | 317 | 0.041 | 0 | 500 | 0.041
CFLDMoMH85CZ12rNCGF | CFL | All | DMo | MH85 | CZ12 | rNCGF | 0.99 | 1 | -0.0288 |  | 495 | 0.041 | -14.4 | 500 | 0.041 | FALSE | 0 | 1 | -0.0288 | 0.9 | Res-Iltg-dWatt-CFL-basis | DMo | MH85 | CZ12 | rNCGF | 495 | 0.041 | -14.4 | 500 | 0.041
CFLDMoMH85CZ13rDXGF | CFL | All | DMo | MH85 | CZ13 | rDXGF | 1.182 | 1.7805 | -0.025 |  | 591 | 0.073 | -12.5 | 500 | 0.041 | FALSE | 0 | 1 | -0.025 | 1 | Res-Iltg-dWatt-CFL-basis | DMo | MH85 | CZ13 | rDXGF | 591 | 0.073 | -12.5 | 500 | 0.041
CFLDMoMH85CZ13rDXHP | CFL | All | DMo | MH85 | CZ13 | rDXHP | 0.986 | 1.8049 | 0 |  | 493 | 0.074 | 0 | 500 | 0.041 | FALSE | 1 | 1 | 0 | 0.5 | Res-Iltg-dWatt-CFL-basis | DMo | MH85 | CZ13 | rDXHP | 493 | 0.074 | 0 | 500 | 0.041
CFLDMoMH85CZ13rNCEH | CFL | All | DMo | MH85 | CZ13 | rNCEH | 0.686 | 1 | 0 |  | 343 | 0.041 | 0 | 500 | 0.041 | FALSE | 1 | 1 | 0 | 0.25 | Res-Iltg-dWatt-CFL-basis | DMo | MH85 | CZ13 | rNCEH | 343 | 0.041 | 0 | 500 | 0.041
CFLDMoMH85CZ13rNCGF | CFL | All | DMo | MH85 | CZ13 | rNCGF | 0.992 | 1 | -0.025 |  | 496 | 0.041 | -12.5 | 500 | 0.041 | FALSE | 0 | 1 | -0.025 | 0.9 | Res-Iltg-dWatt-CFL-basis | DMo | MH85 | CZ13 | rNCGF | 496 | 0.041 | -12.5 | 500 | 0.041
CFLDMoMH85CZ14rDXGF | CFL | All | DMo | MH85 | CZ14 | rDXGF | 1.176 | 1.7143 | -0.0272 |  | 588 | 0.072 | -13.6 | 500 | 0.042 | FALSE | 0 | 1 | -0.0272 | 1 | Res-Iltg-dWatt-CFL-basis | DMo | MH85 | CZ14 | rDXGF | 588 | 0.072 | -13.6 | 500 | 0.042
CFLDMoMH85CZ14rDXHP | CFL | All | DMo | MH85 | CZ14 | rDXHP | 0.912 | 1.7381 | 0 |  | 456 | 0.073 | 0 | 500 | 0.042 | FALSE | 1 | 1 | 0 | 0.5 | Res-Iltg-dWatt-CFL-basis | DMo | MH85 | CZ14 | rDXHP | 456 | 0.073 | 0 | 500 | 0.042
CFLDMoMH85CZ14rNCEH | CFL | All | DMo | MH85 | CZ14 | rNCEH | 0.666 | 1 | 0 |  | 333 | 0.042 | 0 | 500 | 0.042 | FALSE | 1 | 1 | 0 | 0.25 | Res-Iltg-dWatt-CFL-basis | DMo | MH85 | CZ14 | rNCEH | 333 | 0.042 | 0 | 500 | 0.042
CFLDMoMH85CZ14rNCGF | CFL | All | DMo | MH85 | CZ14 | rNCGF | 0.99 | 1.0238 | -0.0268 |  | 495 | 0.043 | -13.4 | 500 | 0.042 | FALSE | 0 | 1 | -0.0268 | 0.9 | Res-Iltg-dWatt-CFL-basis | DMo | MH85 | CZ14 | rNCGF | 495 | 0.043 | -13.4 | 500 | 0.042
CFLDMoMH85CZ15rDXGF | CFL | All | DMo | MH85 | CZ15 | rDXGF | 1.246 | 1.6905 | -0.01026 |  | 623 | 0.071 | -5.13 | 500 | 0.042 | FALSE | 0 | 1 | -0.01026 | 1 | Res-Iltg-dWatt-CFL-basis | DMo | MH85 | CZ15 | rDXGF | 623 | 0.071 | -5.13 | 500 | 0.042
CFLDMoMH85CZ15rDXHP | CFL | All | DMo | MH85 | CZ15 | rDXHP | 1.182 | 1.7143 | 0 |  | 591 | 0.072 | 0 | 500 | 0.042 | FALSE | 1 | 1 | 0 | 0.5 | Res-Iltg-dWatt-CFL-basis | DMo | MH85 | CZ15 | rDXHP | 591 | 0.072 | 0 | 500 | 0.042
CFLDMoMH85CZ15rNCEH | CFL | All | DMo | MH85 | CZ15 | rNCEH | 0.874 | 1 | 0 |  | 437 | 0.042 | 0 | 500 | 0.042 | FALSE | 1 | 1 | 0 | 0.25 | Res-Iltg-dWatt-CFL-basis | DMo | MH85 | CZ15 | rNCEH | 437 | 0.042 | 0 | 500 | 0.042
CFLDMoMH85CZ15rNCGF | CFL | All | DMo | MH85 | CZ15 | rNCGF | 1 | 1 | -0.0103 |  | 500 | 0.042 | -5.15 | 500 | 0.042 | FALSE | 0 | 1 | -0.0103 | 0.9 | Res-Iltg-dWatt-CFL-basis | DMo | MH85 | CZ15 | rNCGF | 500 | 0.042 | -5.15 | 500 | 0.042
CFLDMoMH85CZ16rDXGF | CFL | All | DMo | MH85 | CZ16 | rDXGF | 1.082 | 1.8049 | -0.03413 |  | 541 | 0.074 | -17.1 | 500 | 0.041 | FALSE | 0 | 1 | -0.03413 | 1 | Res-Iltg-dWatt-CFL-basis | DMo | MH85 | CZ16 | rDXGF | 541 | 0.074 | -17.1 | 500 | 0.041
CFLDMoMH85CZ16rDXHP | CFL | All | DMo | MH85 | CZ16 | rDXHP | 0.69 | 1.878 | 0 |  | 345 | 0.077 | 0 | 500 | 0.041 | FALSE | 1 | 1 | 0 | 0.5 | Res-Iltg-dWatt-CFL-basis | DMo | MH85 | CZ16 | rDXHP | 345 | 0.077 | 0 | 500 | 0.041
CFLDMoMH85CZ16rNCEH | CFL | All | DMo | MH85 | CZ16 | rNCEH | 0.568 | 1 | 0 |  | 284 | 0.041 | 0 | 500 | 0.041 | FALSE | 1 | 1 | 0 | 0.25 | Res-Iltg-dWatt-CFL-basis | DMo | MH85 | CZ16 | rNCEH | 284 | 0.041 | 0 | 500 | 0.041
CFLDMoMH85CZ16rNCGF | CFL | All | DMo | MH85 | CZ16 | rNCGF | 0.986 | 1 | -0.034 |  | 493 | 0.041 | -17 | 500 | 0.041 | FALSE | 0 | 1 | -0.034 | 0.9 | Res-Iltg-dWatt-CFL-basis | DMo | MH85 | CZ16 | rNCGF | 493 | 0.041 | -17 | 500 | 0.041
Note on J6: PRC: set a low limit of 1% takeback, else consider it zero
Note on S6: PRC: Commercial (education) buildings only
Note on U6: PRC: assume no increase in demand regardless of HVAC type (assume no heating during peak period)
Note on W6: PRC:set minimum IE kWh factor based on HVAC type

## HVAC wtd
Create Weighted HVAC System results | [6 empty] | max | 1.2886 | 2 | 0
[7 empty] | avg | 0.52518 | 0.71922 | -0.0090663 | 26.56% | HVAC Weights | [6 empty] | Impacts Row Match | [5 empty] | Un Wtd kWh | [5 empty] | Un Wtd kW | [5 empty] | Un Wtd therm
[7 empty] | min | 0 | 0 | -0.029993 |  | 5 | 6 | 7 | 8 | 9 | 10 |  | 5 | 6 | 8 | 9 | 10 | 7
[23 empty] | rDXOH | rNCOH | 1.0848 | 0.91128 | 0.99493 | 0.63571
Index for HVAC | Index for Vint | Ltg | IOU | BldgType | BldgVint | BldgLoc | BldgHVAC | kWh | kW | therm |  | rDXGF | rDXHP | rNCGF | rNCEH | rDXOH | rNCOH | sum | rDXGF | rDXHP | rNCGF | rNCEH | rDXGF | rNCGF | rDXGF | rDXHP | rNCGF | rNCEH | rDXOH | rNCOH | rDXGF | rDXHP | rNCGF | rNCEH | rDXOH | rNCOH | rDXGF | rDXHP | rNCGF | rNCEH | rDXOH | rNCOH
CFLSFm1975CZ01 | CFLPGESFmCZ011975 | CFL | PGE | SFm | 1975 | CZ01 | rWtd | 0.95869 | 1.0216 | -0.029993 |  | 345.7206 | 19.869 | 27192.981 | 1562.815 | 27.8166 | 2187.941 | 31337.1432 | 1 | 2 | 4 | 3 | 1 | 4 | 1 | 0.686 | 0.982 | 0.514 | 1 | 0.982 | 1.0227 | 1.0227 | 1.0227 | 1 | 1.0227 | 1.0227 | -0.03413 | 0 | -0.03413 | 0 | 0 | 0
CFLSFm1975CZ02 | CFLPGESFmCZ021975 | CFL | PGE | SFm | 1975 | CZ02 | rWtd | 0.98846 | 1.396 | -0.028163 |  | 58933.5129 | 3386.9835 | 95620.2993 | 5495.4195 | 4741.7769 | 7693.5873 | 175871.5794 | 5 | 6 | 8 | 7 | 5 | 8 | 1.038 | 0.798 | 0.986 | 0.578 | 1.038 | 0.986 | 2 | 2 | 1.025 | 1 | 2 | 1.025 | -0.0318 | 0 | -0.0322 | 0 | 0 | 0
CFLSFm1975CZ03 | CFLPGESFmCZ031975 | CFL | PGE | SFm | 1975 | CZ03 | rWtd | 0.96752 | 1.1451 | -0.027726 |  | 65011.2546 | 3736.279 | 457847.418 | 26313.07 | 5230.7906 | 36838.298 | 594977.1102 | 9 | 10 | 12 | 11 | 9 | 12 | 1.006 | 0.792 | 0.984 | 0.58 | 1.006 | 0.984 | 2 | 2 | 1.025 | 1 | 2 | 1.025 | -0.0312 | 0 | -0.0316 | 0 | 0 | 0
CFLSFm1975CZ04 | CFLPGESFmCZ041975 | CFL | PGE | SFm | 1975 | CZ04 | rWtd | 1.0165 | 1.5098 | -0.021619 |  | 145209.1509 | 8345.3535 | 146170.9968 | 8400.632 | 11683.4949 | 11760.8848 | 331570.5129 | 13 | 14 | 16 | 15 | 13 | 16 | 1.07 | 0.862 | 0.99 | 0.67 | 1.07 | 0.99 | 2 | 2 | 1.0227 | 1.0227 | 2 | 1.0227 | -0.0244 | 0 | -0.0248 | 0 | 0 | 0
CFLSFm1975CZ05 | CFLPGESFmCZ051975 | CFL | PGE | SFm | 1975 | CZ05 | rWtd | 0.9572 | 1.1985 | -0.029993 |  | 12319.4697 | 708.0155 | 49737.0039 | 2858.4485 | 991.2217 | 4001.8279 | 70615.9872 | 17 | 18 | 20 | 19 | 17 | 20 | 1 | 0.694 | 0.978 | 0.432 | 1 | 0.978 | 2 | 2 | 1 | 1 | 2 | 1 | -0.03413 | 0 | -0.03413 | 0 | 0 | 0
CFLSFm1975CZ06 | CFLPGESFmCZ061975 | CFL | PGE | SFm | 1975 | CZ06 | rWtd | 0 | 0 | 0 |  | 0 | 0 | 0 | 0 | 0 | 0 | 0 | 21 | 22 | 24 | 23 | 21 | 24 | 1.068 | 0.91 | 0.992 | 0.7 | 1.068 | 0.992 | 1.9773 | 1.9545 | 1 | 1 | 1.9773 | 1 | -0.0222 | 0 | -0.0224 | 0 | 0 | 0
CFLSFm1975CZ07 | CFLPGESFmCZ071975 | CFL | PGE | SFm | 1975 | CZ07 | rWtd | 0 | 0 | 0 |  | 0 | 0 | 0 | 0 | 0 | 0 | 0 | 25 | 26 | 28 | 27 | 25 | 28 | 1.068 | 0.922 | 0.99 | 0.712 | 1.068 | 0.99 | 1.9318 | 1.9773 | 1.0227 | 1.0227 | 1.9318 | 1.0227 | -0.0222 | 0 | -0.0224 | 0 | 0 | 0
CFLSFm1975CZ08 | CFLPGESFmCZ081975 | CFL | PGE | SFm | 1975 | CZ08 | rWtd | 0 | 0 | 0 |  | 0 | 0 | 0 | 0 | 0 | 0 | 0 | 29 | 30 | 32 | 31 | 29 | 32 | 1.12 | 0.99 | 0.994 | 0.74 | 1.12 | 0.994 | 1.9091 | 2 | 1.0227 | 1.0227 | 1.9091 | 1.0227 | -0.01996 | 0 | -0.0202 | 0 | 0 | 0
CFLSFm1975CZ09 | CFLPGESFmCZ091975 | CFL | PGE | SFm | 1975 | CZ09 | rWtd | 0 | 0 | 0 |  | 0 | 0 | 0 | 0 | 0 | 0 | 0 | 33 | 34 | 36 | 35 | 33 | 36 | 1.13 | 0.988 | 0.992 | 0.706 | 1.13 | 0.992 | 1.5556 | 1.7778 | 1 | 1 | 1.5556 | 1 | -0.0222 | 0 | -0.0226 | 0 | 0 | 0
CFLSFm1975CZ10 | CFLPGESFmCZ101975 | CFL | PGE | SFm | 1975 | CZ10 | rWtd | 0 | 0 | 0 |  | 0 | 0 | 0 | 0 | 0 | 0 | 0 | 37 | 38 | 40 | 39 | 37 | 40 | 1.114 | 0.956 | 0.992 | 0.678 | 1.114 | 0.992 | 2 | 2 | 1 | 1 | 2 | 1 | -0.0246 | 0 | -0.0248 | 0 | 0 | 0
CFLSFm1975CZ11 | CFLPGESFmCZ111975 | CFL | PGE | SFm | 1975 | CZ11 | rWtd | 1.1122 | 1.9283 | -0.021279 |  | 166500.3303 | 9568.9845 | 12859.6962 | 739.063 | 13396.5783 | 1034.6882 | 204099.3405 | 41 | 42 | 44 | 43 | 41 | 44 | 1.132 | 0.948 | 0.992 | 0.672 | 1.132 | 0.992 | 2 | 2 | 1 | 1 | 2 | 1 | -0.0242 | 0 | -0.0244 | 0 | 0 | 0
CFLSFm1975CZ12 | CFLPGESFmCZ121975 | CFL | PGE | SFm | 1975 | CZ12 | rWtd | 1.0752 | 1.8744 | -0.022695 |  | 479843.7411 | 27577.2265 | 70831.2327 | 4070.7605 | 38608.1171 | 5699.0647 | 626630.1426 | 45 | 46 | 48 | 47 | 45 | 48 | 1.1 | 0.904 | 0.992 | 0.646 | 1.1 | 0.992 | 2 | 2 | 1.025 | 1 | 2 | 1.025 | -0.0258 | 0 | -0.026 | 0 | 0 | 0
CFLSFm1975CZ13 | CFLPGESFmCZ131975 | CFL | PGE | SFm | 1975 | CZ13 | rWtd | 1.1297 | 1.8904 | -0.023559 |  | 235327.17 | 13524.55 | 10153.6482 | 583.543 | 18934.37 | 816.9602 | 279340.2414 | 49 | 50 | 52 | 51 | 49 | 52 | 1.146 | 0.958 | 0.99 | 0.632 | 1.146 | 0.99 | 1.925 | 2 | 1 | 1.025 | 1.925 | 1 | -0.0268 | 0 | -0.027 | 0 | 0 | 0
CFLSFm1975CZ14 | CFLPGESFmCZ141975 | CFL | PGE | SFm | 1975 | CZ14 | rWtd | 0 | 0 | 0 |  | 0 | 0 | 0 | 0 | 0 | 0 | 0 | 53 | 54 | 56 | 55 | 53 | 56 | 1.16 | 0.978 | 0.992 | 0.68 | 1.16 | 0.992 | 1.6667 | 1.9286 | 1 | 1 | 1.6667 | 1 | -0.025 | 0 | -0.0254 | 0 | 0 | 0
CFLSFm1975CZ15 | CFLPGESFmCZ151975 | CFL | PGE | SFm | 1975 | CZ15 | rWtd | 0 | 0 | 0 |  | 0 | 0 | 0 | 0 | 0 | 0 | 0 | 57 | 58 | 60 | 59 | 57 | 60 | 1.212 | 1.15 | 1 | 0.838 | 1.212 | 1 | 1.7143 | 1.8571 | 1.0238 | 1 | 1.7143 | 1.0238 | -0.01204 | 0 | -0.01236 | 0 | 0 | 0
CFLSFm1975CZ16 | CFLPGESFmCZ161975 | CFL | PGE | SFm | 1975 | CZ16 | rWtd | 1.0222 | 1.4066 | -0.026173 |  | 25441.7667 | 1462.1705 | 21408.9513 | 1230.3995 | 2047.0387 | 1722.5593 | 53312.886 | 61 | 62 | 64 | 63 | 61 | 64 | 1.084 | 0.768 | 0.988 | 0.588 | 1.084 | 0.988 | 1.75 | 1.725 | 1 | 1 | 1.75 | 1 | -0.0296 | 0 | -0.03 | 0 | 0 | 0
CFLSFm1985CZ01 | CFLPGESFmCZ011985 | CFL | PGE | SFm | 1985 | CZ01 | rWtd | 0.94586 | 1 | -0.029993 |  | 345.7206 | 19.869 | 27192.981 | 1562.815 | 27.8166 | 2187.941 | 31337.1432 | 65 | 66 | 68 | 67 | 65 | 68 | 1 | 0.592 | 0.972 | 0.446 | 1 | 0.972 | 1 | 1 | 1 | 1 | 1 | 1 | -0.03413 | 0 | -0.03413 | 0 | 0 | 0
CFLSFm1985CZ02 | CFLPGESFmCZ021985 | CFL | PGE | SFm | 1985 | CZ02 | rWtd | 0.98629 | 1.3422 | -0.029993 |  | 58933.5129 | 3386.9835 | 95620.2993 | 5495.4195 | 4741.7769 | 7693.5873 | 175871.5794 | 69 | 70 | 72 | 71 | 69 | 72 | 1.048 | 0.742 | 0.98 | 0.54 | 1.048 | 0.98 | 1.9024 | 1.8049 | 1 | 1 | 1.9024 | 1 | -0.03413 | 0 | -0.03413 | 0 | 0 | 0
CFLSFm1985CZ03 | CFLPGESFmCZ031985 | CFL | PGE | SFm | 1985 | CZ03 | rWtd | 0.95743 | 1.1237 | -0.029993 |  | 65011.2546 | 3736.279 | 457847.418 | 26313.07 | 5230.7906 | 36838.298 | 594977.1102 | 73 | 74 | 76 | 75 | 73 | 76 | 1.004 | 0.718 | 0.976 | 0.518 | 1.004 | 0.976 | 2 | 1.9024 | 1 | 1 | 2 | 1 | -0.03413 | 0 | -0.03413 | 0 | 0 | 0
CFLSFm1985CZ04 | CFLPGESFmCZ041985 | CFL | PGE | SFm | 1985 | CZ04 | rWtd | 1.0137 | 1.4983 | -0.027858 |  | 145209.1509 | 8345.3535 | 146170.9968 | 8400.632 | 11683.4949 | 11760.8848 | 331570.5129 | 77 | 78 | 80 | 79 | 77 | 80 | 1.076 | 0.804 | 0.984 | 0.618 | 1.076 | 0.984 | 2 | 2 | 1 | 1 | 2 | 1 | -0.0314 | 0 | -0.032 | 0 | 0 | 0
CFLSFm1985CZ05 | CFLPGESFmCZ051985 | CFL | PGE | SFm | 1985 | CZ05 | rWtd | 0.95673 | 1.1985 | -0.029993 |  | 12319.4697 | 708.0155 | 49737.0039 | 2858.4485 | 991.2217 | 4001.8279 | 70615.9872 | 81 | 82 | 84 | 83 | 81 | 84 | 1 | 0.67 | 0.976 | 0.464 | 1 | 0.976 | 2 | 2 | 1 | 1 | 2 | 1 | -0.03413 | 0 | -0.03413 | 0 | 0 | 0
CFLSFm1985CZ06 | CFLPGESFmCZ061985 | CFL | PGE | SFm | 1985 | CZ06 | rWtd | 0 | 0 | 0 |  | 0 | 0 | 0 | 0 | 0 | 0 | 0 | 85 | 86 | 88 | 87 | 85 | 88 | 1.066 | 0.88 | 0.988 | 0.676 | 1.066 | 0.988 | 2 | 2 | 1 | 1.0227 | 2 | 1 | -0.0254 | 0 | -0.0256 | 0 | 0 | 0
CFLSFm1985CZ07 | CFLPGESFmCZ071985 | CFL | PGE | SFm | 1985 | CZ07 | rWtd | 0 | 0 | 0 |  | 0 | 0 | 0 | 0 | 0 | 0 | 0 | 89 | 90 | 92 | 91 | 89 | 92 | 1.082 | 0.918 | 0.99 | 0.718 | 1.082 | 0.99 | 2 | 2 | 1.0227 | 1 | 2 | 1.0227 | -0.0226 | 0 | -0.023 | 0 | 0 | 0
CFLSFm1985CZ08 | CFLPGESFmCZ081985 | CFL | PGE | SFm | 1985 | CZ08 | rWtd | 0 | 0 | 0 |  | 0 | 0 | 0 | 0 | 0 | 0 | 0 | 93 | 94 | 96 | 95 | 93 | 96 | 1.11 | 0.964 | 0.992 | 0.728 | 1.11 | 0.992 | 1.6136 | 2 | 1 | 1 | 1.6136 | 1 | -0.0222 | 0 | -0.0226 | 0 | 0 | 0
CFLSFm1985CZ09 | CFLPGESFmCZ091985 | CFL | PGE | SFm | 1985 | CZ09 | rWtd | 0 | 0 | 0 |  | 0 | 0 | 0 | 0 | 0 | 0 | 0 | 97 | 98 | 100 | 99 | 97 | 100 | 1.126 | 0.98 | 0.992 | 0.714 | 1.126 | 0.992 | 1.8409 | 2 | 1 | 1.0227 | 1.8409 | 1 | -0.022 | 0 | -0.0224 | 0 | 0 | 0
CFLSFm1985CZ10 | CFLPGESFmCZ101985 | CFL | PGE | SFm | 1985 | CZ10 | rWtd | 0 | 0 | 0 |  | 0 | 0 | 0 | 0 | 0 | 0 | 0 | 101 | 102 | 104 | 103 | 101 | 104 | 1.122 | 0.944 | 0.99 | 0.658 | 1.122 | 0.99 | 2 | 2 | 1.0227 | 1 | 2 | 1.0227 | -0.026 | 0 | -0.0264 | 0 | 0 | 0
CFLSFm1985CZ11 | CFLPGESFmCZ111985 | CFL | PGE | SFm | 1985 | CZ11 | rWtd | 1.1224 | 1.9068 | -0.027092 |  | 166500.3303 | 9568.9845 | 12859.6962 | 739.063 | 13396.5783 | 1034.6882 | 204099.3405 | 105 | 106 | 108 | 107 | 105 | 108 | 1.146 | 0.916 | 0.988 | 0.59 | 1.146 | 0.988 | 1.9756 | 2 | 1 | 1 | 1.9756 | 1 | -0.0308 | 0 | -0.0312 | 0 | 0 | 0
CFLSFm1985CZ12 | CFLPGESFmCZ121985 | CFL | PGE | SFm | 1985 | CZ12 | rWtd | 1.0694 | 1.8714 | -0.026562 |  | 479843.7411 | 27577.2265 | 70831.2327 | 4070.7605 | 38608.1171 | 5699.0647 | 626630.1426 | 109 | 110 | 112 | 111 | 109 | 112 | 1.096 | 0.864 | 0.988 | 0.602 | 1.096 | 0.988 | 2 | 2 | 1 | 1 | 2 | 1 | -0.0302 | 0 | -0.0304 | 0 | 0 | 0
CFLSFm1985CZ13 | CFLPGESFmCZ131985 | CFL | PGE | SFm | 1985 | CZ13 | rWtd | 1.1287 | 1.8254 | -0.025324 |  | 235327.17 | 13524.55 | 10153.6482 | 583.543 | 18934.37 | 816.9602 | 279340.2414 | 113 | 114 | 116 | 115 | 113 | 116 | 1.146 | 0.938 | 0.99 | 0.622 | 1.146 | 0.99 | 1.8537 | 2 | 1 | 1 | 1.8537 | 1 | -0.0288 | 0 | -0.0292 | 0 | 0 | 0
CFLSFm1985CZ14 | CFLPGESFmCZ141985 | CFL | PGE | SFm | 1985 | CZ14 | rWtd | 0 | 0 | 0 |  | 0 | 0 | 0 | 0 | 0 | 0 | 0 | 117 | 118 | 120 | 119 | 117 | 120 | 1.158 | 0.914 | 0.988 | 0.618 | 1.158 | 0.988 | 1.7381 | 1.9762 | 1.0238 | 1 | 1.7381 | 1.0238 | -0.0308 | 0 | -0.0312 | 0 | 0 | 0
CFLSFm1985CZ15 | CFLPGESFmCZ151985 | CFL | PGE | SFm | 1985 | CZ15 | rWtd | 0 | 0 | 0 |  | 0 | 0 | 0 | 0 | 0 | 0 | 0 | 121 | 122 | 124 | 123 | 121 | 124 | 1.232 | 1.162 | 0.998 | 0.832 | 1.232 | 0.998 | 1.7381 | 1.9286 | 1.0238 | 1 | 1.7381 | 1.0238 | -0.01296 | 0 | -0.01336 | 0 | 0 | 0
CFLSFm1985CZ16 | CFLPGESFmCZ161985 | CFL | PGE | SFm | 1985 | CZ16 | rWtd | 1.0081 | 1.5298 | -0.029993 |  | 25441.7667 | 1462.1705 | 21408.9513 | 1230.3995 | 2047.0387 | 1722.5593 | 53312.886 | 125 | 126 | 128 | 127 | 125 | 128 | 1.07 | 0.65 | 0.982 | 0.54 | 1.07 | 0.982 | 1.9756 | 1.9756 | 1 | 1 | 1.9756 | 1 | -0.03413 | 0 | -0.03413 | 0 | 0 | 0
CFLSFm1996CZ01 | CFLPGESFmCZ011996 | CFL | PGE | SFm | 1996 | CZ01 | rWtd | 0.96606 | 1.0216 | -0.026186 |  | 345.7206 | 19.869 | 27192.981 | 1562.815 | 27.8166 | 2187.941 | 31337.1432 | 129 | 130 | 132 | 131 | 129 | 132 | 1 | 0.736 | 0.986 | 0.586 | 1 | 0.986 | 1.0227 | 1 | 1.0227 | 1 | 1.0227 | 1.0227 | -0.0296 | 0 | -0.0298 | 0 | 0 | 0
CFLSFm1996CZ02 | CFLPGESFmCZ021996 | CFL | PGE | SFm | 1996 | CZ02 | rWtd | 0.99952 | 1.3813 | -0.024079 |  | 58933.5129 | 3386.9835 | 95620.2993 | 5495.4195 | 4741.7769 | 7693.5873 | 175871.5794 | 133 | 134 | 136 | 135 | 133 | 136 | 1.054 | 0.836 | 0.99 | 0.648 | 1.054 | 0.99 | 2 | 2 | 1 | 1 | 2 | 1 | -0.0274 | 0 | -0.0274 | 0 | 0 | 0
CFLSFm1996CZ03 | CFLPGESFmCZ031996 | CFL | PGE | SFm | 1996 | CZ03 | rWtd | 0.96479 | 1.1304 | -0.028627 |  | 65011.2546 | 3736.279 | 457847.418 | 26313.07 | 5230.7906 | 36838.298 | 594977.1102 | 137 | 138 | 140 | 139 | 137 | 140 | 1.006 | 0.776 | 0.982 | 0.558 | 1.006 | 0.982 | 1.875 | 2 | 1.025 | 1 | 1.875 | 1.025 | -0.0324 | 0 | -0.0326 | 0 | 0 | 0
CFLSFm1996CZ04 | CFLPGESFmCZ041996 | CFL | PGE | SFm | 1996 | CZ04 | rWtd | 1.0133 | 1.5092 | -0.024167 |  | 145209.1509 | 8345.3535 | 146170.9968 | 8400.632 | 11683.4949 | 11760.8848 | 331570.5129 | 141 | 142 | 144 | 143 | 141 | 144 | 1.068 | 0.842 | 0.988 | 0.636 | 1.068 | 0.988 | 2 | 2 | 1.0227 | 1 | 2 | 1.0227 | -0.0274 | 0 | -0.0276 | 0 | 0 | 0
CFLSFm1996CZ05 | CFLPGESFmCZ051996 | CFL | PGE | SFm | 1996 | CZ05 | rWtd | 0.95762 | 1.1895 | -0.029993 |  | 12319.4697 | 708.0155 | 49737.0039 | 2858.4485 | 991.2217 | 4001.8279 | 70615.9872 | 145 | 146 | 148 | 147 | 145 | 148 | 1 | 0.688 | 0.978 | 0.444 | 1 | 0.978 | 1.9545 | 1.9545 | 1 | 1 | 1.9545 | 1 | -0.03413 | 0 | -0.03413 | 0 | 0 | 0
CFLSFm1996CZ06 | CFLPGESFmCZ061996 | CFL | PGE | SFm | 1996 | CZ06 | rWtd | 0 | 0 | 0 |  | 0 | 0 | 0 | 0 | 0 | 0 | 0 | 149 | 150 | 152 | 151 | 149 | 152 | 1.082 | 0.914 | 0.992 | 0.71 | 1.082 | 0.992 | 1.9091 | 2 | 1.0227 | 1 | 1.9091 | 1.0227 | -0.023 | 0 | -0.0232 | 0 | 0 | 0
CFLSFm1996CZ07 | CFLPGESFmCZ071996 | CFL | PGE | SFm | 1996 | CZ07 | rWtd | 0 | 0 | 0 |  | 0 | 0 | 0 | 0 | 0 | 0 | 0 | 153 | 154 | 156 | 155 | 153 | 156 | 1.088 | 0.972 | 0.994 | 0.768 | 1.088 | 0.994 | 2 | 2 | 1 | 1.0227 | 2 | 1 | -0.01908 | 0 | -0.01918 | 0 | 0 | 0
CFLSFm1996CZ08 | CFLPGESFmCZ081996 | CFL | PGE | SFm | 1996 | CZ08 | rWtd | 0 | 0 | 0 |  | 0 | 0 | 0 | 0 | 0 | 0 | 0 | 157 | 158 | 160 | 159 | 157 | 160 | 1.134 | 1.016 | 0.996 | 0.776 | 1.134 | 0.996 | 1.9773 | 2 | 1 | 1.0227 | 1.9773 | 1 | -0.01814 | 0 | -0.0183 | 0 | 0 | 0
CFLSFm1996CZ09 | CFLPGESFmCZ091996 | CFL | PGE | SFm | 1996 | CZ09 | rWtd | 0 | 0 | 0 |  | 0 | 0 | 0 | 0 | 0 | 0 | 0 | 161 | 162 | 164 | 163 | 161 | 164 | 1.128 | 1.008 | 0.994 | 0.746 | 1.128 | 0.994 | 1.5111 | 1.9111 | 1 | 1 | 1.5111 | 1 | -0.01986 | 0 | -0.01998 | 0 | 0 | 0
CFLSFm1996CZ10 | CFLPGESFmCZ101996 | CFL | PGE | SFm | 1996 | CZ10 | rWtd | 0 | 0 | 0 |  | 0 | 0 | 0 | 0 | 0 | 0 | 0 | 165 | 166 | 168 | 167 | 165 | 168 | 1.144 | 0.974 | 0.992 | 0.658 | 1.144 | 0.992 | 1.7333 | 1.9556 | 1 | 1 | 1.7333 | 1 | -0.0248 | 0 | -0.025 | 0 | 0 | 0
CFLSFm1996CZ11 | CFLPGESFmCZ111996 | CFL | PGE | SFm | 1996 | CZ11 | rWtd | 1.1155 | 1.9064 | -0.024091 |  | 166500.3303 | 9568.9845 | 12859.6962 | 739.063 | 13396.5783 | 1034.6882 | 204099.3405 | 169 | 170 | 172 | 171 | 169 | 172 | 1.138 | 0.918 | 0.988 | 0.604 | 1.138 | 0.988 | 1.975 | 2 | 1 | 1.025 | 1.975 | 1 | -0.0274 | 0 | -0.0276 | 0 | 0 | 0
CFLSFm1996CZ12 | CFLPGESFmCZ121996 | CFL | PGE | SFm | 1996 | CZ12 | rWtd | 1.0702 | 1.8746 | -0.0243 |  | 479843.7411 | 27577.2265 | 70831.2327 | 4070.7605 | 38608.1171 | 5699.0647 | 626630.1426 | 173 | 174 | 176 | 175 | 173 | 176 | 1.096 | 0.882 | 0.988 | 0.606 | 1.096 | 0.988 | 2 | 2 | 1.025 | 1.025 | 2 | 1.025 | -0.0276 | 0 | -0.028 | 0 | 0 | 0
CFLSFm1996CZ13 | CFLPGESFmCZ131996 | CFL | PGE | SFm | 1996 | CZ13 | rWtd | 1.1326 | 1.8674 | -0.023918 |  | 235327.17 | 13524.55 | 10153.6482 | 583.543 | 18934.37 | 816.9602 | 279340.2414 | 177 | 178 | 180 | 179 | 177 | 180 | 1.15 | 0.946 | 0.988 | 0.608 | 1.15 | 0.988 | 1.9 | 1.975 | 1.025 | 1 | 1.9 | 1.025 | -0.0272 | 0 | -0.0276 | 0 | 0 | 0
CFLSFm1996CZ14 | CFLPGESFmCZ141996 | CFL | PGE | SFm | 1996 | CZ14 | rWtd | 0 | 0 | 0 |  | 0 | 0 | 0 | 0 | 0 | 0 | 0 | 181 | 182 | 184 | 183 | 181 | 184 | 1.142 | 0.914 | 0.988 | 0.63 | 1.142 | 0.988 | 1.619 | 1.8571 | 1 | 1 | 1.619 | 1 | -0.0276 | 0 | -0.028 | 0 | 0 | 0
CFLSFm1996CZ15 | CFLPGESFmCZ151996 | CFL | PGE | SFm | 1996 | CZ15 | rWtd | 0 | 0 | 0 |  | 0 | 0 | 0 | 0 | 0 | 0 | 0 | 185 | 186 | 188 | 187 | 185 | 188 | 1.234 | 1.158 | 0.998 | 0.816 | 1.234 | 0.998 | 1.6905 | 1.8095 | 1.0238 | 1 | 1.6905 | 1.0238 | -0.01286 | 0 | -0.01318 | 0 | 0 | 0
CFLSFm1996CZ16 | CFLPGESFmCZ161996 | CFL | PGE | SFm | 1996 | CZ16 | rWtd | 1.0269 | 1.5096 | -0.021347 |  | 25441.7667 | 1462.1705 | 21408.9513 | 1230.3995 | 2047.0387 | 1722.5593 | 53312.886 | 189 | 190 | 192 | 191 | 189 | 192 | 1.084 | 0.802 | 0.992 | 0.674 | 1.084 | 0.992 | 1.925 | 1.775 | 1.025 | 1.025 | 1.925 | 1.025 | -0.0242 | 0 | -0.0244 | 0 | 0 | 0
CFLSFm2003CZ01 | CFLPGESFmCZ012003 | CFL | PGE | SFm | 2003 | CZ01 | rWtd | 0.96515 | 1.0216 | -0.028119 |  | 345.7206 | 19.869 | 27192.981 | 1562.815 | 27.8166 | 2187.941 | 31337.1432 | 193 | 194 | 196 | 195 | 193 | 196 | 1 | 0.722 | 0.986 | 0.568 | 1 | 0.986 | 1.0227 | 1 | 1.0227 | 1 | 1.0227 | 1.0227 | -0.0318 | 0 | -0.032 | 0 | 0 | 0
CFLSFm2003CZ02 | CFLPGESFmCZ022003 | CFL | PGE | SFm | 2003 | CZ02 | rWtd | 0.99321 | 1.3813 | -0.025594 |  | 58933.5129 | 3386.9835 | 95620.2993 | 5495.4195 | 4741.7769 | 7693.5873 | 175871.5794 | 197 | 198 | 200 | 199 | 197 | 200 | 1.052 | 0.81 | 0.984 | 0.598 | 1.052 | 0.984 | 2 | 2 | 1 | 1 | 2 | 1 | -0.029 | 0 | -0.0292 | 0 | 0 | 0
CFLSFm2003CZ03 | CFLPGESFmCZ032003 | CFL | PGE | SFm | 2003 | CZ03 | rWtd | 0.96685 | 1.1445 | -0.028275 |  | 65011.2546 | 3736.279 | 457847.418 | 26313.07 | 5230.7906 | 36838.298 | 594977.1102 | 201 | 202 | 204 | 203 | 201 | 204 | 1.004 | 0.778 | 0.984 | 0.572 | 1.004 | 0.984 | 2 | 1.9 | 1.025 | 1 | 2 | 1.025 | -0.032 | 0 | -0.0322 | 0 | 0 | 0
CFLSFm2003CZ04 | CFLPGESFmCZ042003 | CFL | PGE | SFm | 2003 | CZ04 | rWtd | 1.0192 | 1.5098 | -0.023112 |  | 145209.1509 | 8345.3535 | 146170.9968 | 8400.632 | 11683.4949 | 11760.8848 | 331570.5129 | 205 | 206 | 208 | 207 | 205 | 208 | 1.08 | 0.86 | 0.988 | 0.63 | 1.08 | 0.988 | 2 | 2 | 1.0227 | 1.0227 | 2 | 1.0227 | -0.0262 | 0 | -0.0264 | 0 | 0 | 0
CFLSFm2003CZ05 | CFLPGESFmCZ052003 | CFL | PGE | SFm | 2003 | CZ05 | rWtd | 0.96116 | 1.2115 | -0.029993 |  | 12319.4697 | 708.0155 | 49737.0039 | 2858.4485 | 991.2217 | 4001.8279 | 70615.9872 | 209 | 210 | 212 | 211 | 209 | 212 | 1.002 | 0.706 | 0.98 | 0.48 | 1.002 | 0.98 | 1.9773 | 2 | 1.0227 | 1 | 1.9773 | 1.0227 | -0.03413 | 0 | -0.03413 | 0 | 0 | 0
CFLSFm2003CZ06 | CFLPGESFmCZ062003 | CFL | PGE | SFm | 2003 | CZ06 | rWtd | 0 | 0 | 0 |  | 0 | 0 | 0 | 0 | 0 | 0 | 0 | 213 | 214 | 216 | 215 | 213 | 216 | 1.114 | 0.946 | 0.994 | 0.74 | 1.114 | 0.994 | 2 | 1.9773 | 1 | 1.0227 | 2 | 1 | -0.0212 | 0 | -0.0214 | 0 | 0 | 0
CFLSFm2003CZ07 | CFLPGESFmCZ072003 | CFL | PGE | SFm | 2003 | CZ07 | rWtd | 0 | 0 | 0 |  | 0 | 0 | 0 | 0 | 0 | 0 | 0 | 217 | 218 | 220 | 219 | 217 | 220 | 1.126 | 0.974 | 0.992 | 0.718 | 1.126 | 0.992 | 1.7955 | 1.8409 | 1 | 1 | 1.7955 | 1 | -0.0214 | 0 | -0.0214 | 0 | 0 | 0
CFLSFm2003CZ08 | CFLPGESFmCZ082003 | CFL | PGE | SFm | 2003 | CZ08 | rWtd | 0 | 0 | 0 |  | 0 | 0 | 0 | 0 | 0 | 0 | 0 | 221 | 222 | 224 | 223 | 221 | 224 | 1.158 | 1.044 | 0.994 | 0.76 | 1.158 | 0.994 | 1.5909 | 1.7955 | 1.0227 | 1 | 1.5909 | 1.0227 | -0.01854 | 0 | -0.01872 | 0 | 0 | 0
CFLSFm2003CZ09 | CFLPGESFmCZ092003 | CFL | PGE | SFm | 2003 | CZ09 | rWtd | 0 | 0 | 0 |  | 0 | 0 | 0 | 0 | 0 | 0 | 0 | 225 | 226 | 228 | 227 | 225 | 228 | 1.108 | 0.976 | 0.992 | 0.716 | 1.108 | 0.992 | 1.5 | 1.6818 | 1.0227 | 1 | 1.5 | 1.0227 | -0.0212 | 0 | -0.0216 | 0 | 0 | 0
CFLSFm2003CZ10 | CFLPGESFmCZ102003 | CFL | PGE | SFm | 2003 | CZ10 | rWtd | 0 | 0 | 0 |  | 0 | 0 | 0 | 0 | 0 | 0 | 0 | 229 | 230 | 232 | 231 | 229 | 232 | 1.132 | 0.97 | 0.99 | 0.652 | 1.132 | 0.99 | 1.5455 | 1.7045 | 1.0227 | 1.0227 | 1.5455 | 1.0227 | -0.0244 | 0 | -0.0248 | 0 | 0 | 0
CFLSFm2003CZ11 | CFLPGESFmCZ112003 | CFL | PGE | SFm | 2003 | CZ11 | rWtd | 1.1152 | 1.7517 | -0.022346 |  | 166500.3303 | 9568.9845 | 12859.6962 | 739.063 | 13396.5783 | 1034.6882 | 204099.3405 | 233 | 234 | 236 | 235 | 233 | 236 | 1.136 | 0.942 | 0.99 | 0.636 | 1.136 | 0.99 | 1.8049 | 1.9024 | 1 | 1 | 1.8049 | 1 | -0.0254 | 0 | -0.0258 | 0 | 0 | 0
CFLSFm2003CZ12 | CFLPGESFmCZ122003 | CFL | PGE | SFm | 2003 | CZ12 | rWtd | 1.0644 | 1.8714 | -0.022542 |  | 479843.7411 | 27577.2265 | 70831.2327 | 4070.7605 | 38608.1171 | 5699.0647 | 626630.1426 | 237 | 238 | 240 | 239 | 237 | 240 | 1.088 | 0.89 | 0.99 | 0.634 | 1.088 | 0.99 | 2 | 2 | 1 | 1 | 2 | 1 | -0.0256 | 0 | -0.026 | 0 | 0 | 0
CFLSFm2003CZ13 | CFLPGESFmCZ132003 | CFL | PGE | SFm | 2003 | CZ13 | rWtd | 1.1277 | 1.7529 | -0.02268 |  | 235327.17 | 13524.55 | 10153.6482 | 583.543 | 18934.37 | 816.9602 | 279340.2414 | 241 | 242 | 244 | 243 | 241 | 244 | 1.144 | 0.954 | 0.99 | 0.63 | 1.144 | 0.99 | 1.7805 | 1.878 | 1 | 1 | 1.7805 | 1 | -0.0258 | 0 | -0.026 | 0 | 0 | 0
CFLSFm2003CZ14 | CFLPGESFmCZ142003 | CFL | PGE | SFm | 2003 | CZ14 | rWtd | 0 | 0 | 0 |  | 0 | 0 | 0 | 0 | 0 | 0 | 0 | 245 | 246 | 248 | 247 | 245 | 248 | 1.156 | 0.948 | 0.988 | 0.638 | 1.156 | 0.988 | 1.5476 | 1.619 | 1.0238 | 1 | 1.5476 | 1.0238 | -0.0274 | 0 | -0.0276 | 0 | 0 | 0
CFLSFm2003CZ15 | CFLPGESFmCZ152003 | CFL | PGE | SFm | 2003 | CZ15 | rWtd | 0 | 0 | 0 |  | 0 | 0 | 0 | 0 | 0 | 0 | 0 | 249 | 250 | 252 | 251 | 249 | 252 | 1.218 | 1.148 | 0.998 | 0.818 | 1.218 | 0.998 | 1.6667 | 1.8095 | 1 | 1 | 1.6667 | 1 | -0.01292 | 0 | -0.0132 | 0 | 0 | 0
CFLSFm2003CZ16 | CFLPGESFmCZ162003 | CFL | PGE | SFm | 2003 | CZ16 | rWtd | 1.0119 | 1.4439 | -0.021091 |  | 25441.7667 | 1462.1705 | 21408.9513 | 1230.3995 | 2047.0387 | 1722.5593 | 53312.886 | 253 | 254 | 256 | 255 | 253 | 256 | 1.056 | 0.78 | 0.992 | 0.678 | 1.056 | 0.992 | 1.8 | 1.75 | 1.025 | 1 | 1.8 | 1.025 | -0.024 | 0 | -0.024 | 0 | 0 | 0
CFLSFm2007CZ01 | CFLPGESFmCZ012007 | CFL | PGE | SFm | 2007 | CZ01 | rWtd | 0.96147 | 1 | -0.028824 |  | 0 | 0 | 1946.7468 | 111.882 | 0 | 156.6348 | 2215.2636 | 257 | 258 | 260 | 259 | 257 | 260 | 1 | 0.732 | 0.984 | 0.538 | 1 | 0.984 | 1 | 1 | 1 | 1 | 1 | 1 | -0.0328 | 0 | -0.0328 | 0 | 0 | 0
CFLSFm2007CZ02 | CFLPGESFmCZ022007 | CFL | PGE | SFm | 2007 | CZ02 | rWtd | 1.0259 | 1.744 | -0.028839 |  | 1756.1472 | 100.928 | 164.0646 | 9.429 | 141.2992 | 13.2006 | 2185.0686 | 261 | 262 | 264 | 263 | 261 | 264 | 1.044 | 0.808 | 0.982 | 0.54 | 1.044 | 0.982 | 1.8049 | 1.9756 | 1 | 1 | 1.8049 | 1 | -0.0328 | 0 | -0.033 | 0 | 0 | 0
CFLSFm2007CZ03 | CFLPGESFmCZ032007 | CFL | PGE | SFm | 2007 | CZ03 | rWtd | 0.97158 | 1.222 | -0.026715 |  | 1346.6382 | 77.393 | 4471.9392 | 257.008 | 108.3502 | 359.8112 | 6621.1398 | 265 | 266 | 268 | 267 | 265 | 268 | 1.006 | 0.816 | 0.984 | 0.59 | 1.006 | 0.984 | 1.875 | 1.9 | 1.025 | 1.025 | 1.875 | 1.025 | -0.0304 | 0 | -0.0304 | 0 | 0 | 0
CFLSFm2007CZ04 | CFLPGESFmCZ042007 | CFL | PGE | SFm | 2007 | CZ04 | rWtd | 1.051 | 1.878 | -0.023903 |  | 5143.3704 | 295.596 | 166.5702 | 9.573 | 413.8344 | 13.4022 | 6042.3462 | 269 | 270 | 272 | 271 | 269 | 272 | 1.064 | 0.86 | 0.988 | 0.614 | 1.064 | 0.988 | 1.9091 | 1.8409 | 1.0227 | 1.0227 | 1.9091 | 1.0227 | -0.0272 | 0 | -0.0272 | 0 | 0 | 0
CFLSFm2007CZ05 | CFLPGESFmCZ052007 | CFL | PGE | SFm | 2007 | CZ05 | rWtd | 0.96101 | 1.1043 | -0.029993 |  | 126.5502 | 7.273 | 792.4482 | 45.543 | 10.1822 | 63.7602 | 1045.7568 | 273 | 274 | 276 | 275 | 273 | 276 | 1 | 0.744 | 0.982 | 0.484 | 1 | 0.982 | 1.75 | 1.75 | 1 | 1.0227 | 1.75 | 1 | -0.03413 | 0 | -0.03413 | 0 | 0 | 0
CFLSFm2007CZ06 | CFLPGESFmCZ062007 | CFL | PGE | SFm | 2007 | CZ06 | rWtd | 0 | 0 | 0 |  | 0 | 0 | 0 | 0 | 0 | 0 | 0 | 277 | 278 | 280 | 279 | 277 | 280 | 1.078 | 0.92 | 0.992 | 0.702 | 1.078 | 0.992 | 1.7955 | 1.75 | 1.0227 | 1 | 1.7955 | 1.0227 | -0.0234 | 0 | -0.0234 | 0 | 0 | 0
CFLSFm2007CZ07 | CFLPGESFmCZ072007 | CFL | PGE | SFm | 2007 | CZ07 | rWtd | 0 | 0 | 0 |  | 0 | 0 | 0 | 0 | 0 | 0 | 0 | 281 | 282 | 284 | 283 | 281 | 284 | 1.114 | 1.004 | 0.994 | 0.76 | 1.114 | 0.994 | 1.5909 | 1.5455 | 1.0227 | 1 | 1.5909 | 1.0227 | -0.01946 | 0 | -0.01956 | 0 | 0 | 0
CFLSFm2007CZ08 | CFLPGESFmCZ082007 | CFL | PGE | SFm | 2007 | CZ08 | rWtd | 0 | 0 | 0 |  | 0 | 0 | 0 | 0 | 0 | 0 | 0 | 285 | 286 | 288 | 287 | 285 | 288 | 1.136 | 1.042 | 0.994 | 0.758 | 1.136 | 0.994 | 1.3636 | 1.6136 | 1 | 1.0227 | 1.3636 | 1 | -0.0186 | 0 | -0.01878 | 0 | 0 | 0
CFLSFm2007CZ09 | CFLPGESFmCZ092007 | CFL | PGE | SFm | 2007 | CZ09 | rWtd | 0 | 0 | 0 |  | 0 | 0 | 0 | 0 | 0 | 0 | 0 | 289 | 290 | 292 | 291 | 289 | 292 | 1.092 | 0.972 | 0.992 | 0.714 | 1.092 | 0.992 | 1.2045 | 1.3182 | 1 | 1 | 1.2045 | 1 | -0.0202 | 0 | -0.0202 | 0 | 0 | 0
CFLSFm2007CZ10 | CFLPGESFmCZ102007 | CFL | PGE | SFm | 2007 | CZ10 | rWtd | 0 | 0 | 0 |  | 0 | 0 | 0 | 0 | 0 | 0 | 0 | 293 | 294 | 296 | 295 | 293 | 296 | 1.11 | 0.96 | 0.99 | 0.642 | 1.11 | 0.99 | 1.3182 | 1.4318 | 1.0227 | 1.0227 | 1.3182 | 1.0227 | -0.0248 | 0 | -0.0252 | 0 | 0 | 0
CFLSFm2007CZ11 | CFLPGESFmCZ112007 | CFL | PGE | SFm | 2007 | CZ11 | rWtd | 1.0907 | 1.5147 | -0.022673 |  | 7711.6278 | 443.197 | 0 | 0 | 620.4758 | 0 | 8775.3006 | 297 | 298 | 300 | 299 | 297 | 300 | 1.1 | 0.916 | 0.99 | 0.62 | 1.1 | 0.99 | 1.5122 | 1.561 | 1 | 1 | 1.5122 | 1 | -0.0258 | 0 | -0.0262 | 0 | 0 | 0
CFLSFm2007CZ12 | CFLPGESFmCZ122007 | CFL | PGE | SFm | 2007 | CZ12 | rWtd | 1.0711 | 1.7267 | -0.021972 |  | 17318.7942 | 995.333 | 236.3268 | 13.582 | 1393.4662 | 19.0148 | 19976.517 | 301 | 302 | 304 | 303 | 301 | 304 | 1.082 | 0.894 | 0.99 | 0.628 | 1.082 | 0.99 | 1.7317 | 1.8293 | 1 | 1 | 1.7317 | 1 | -0.025 | 0 | -0.0252 | 0 | 0 | 0
CFLSFm2007CZ13 | CFLPGESFmCZ132007 | CFL | PGE | SFm | 2007 | CZ13 | rWtd | 1.1176 | 1.4915 | -0.020564 |  | 7356.5808 | 422.792 | 0 | 0 | 591.9088 | 0 | 8371.2816 | 305 | 306 | 308 | 307 | 305 | 308 | 1.126 | 0.96 | 0.992 | 0.648 | 1.126 | 0.992 | 1.4878 | 1.561 | 1 | 1 | 1.4878 | 1 | -0.0234 | 0 | -0.0236 | 0 | 0 | 0
CFLSFm2007CZ14 | CFLPGESFmCZ142007 | CFL | PGE | SFm | 2007 | CZ14 | rWtd | 0 | 0 | 0 |  | 0 | 0 | 0 | 0 | 0 | 0 | 0 | 309 | 310 | 312 | 311 | 309 | 312 | 1.126 | 0.93 | 0.988 | 0.616 | 1.126 | 0.988 | 1.3571 | 1.5238 | 1 | 1 | 1.3571 | 1 | -0.0278 | 0 | -0.0282 | 0 | 0 | 0
CFLSFm2007CZ15 | CFLPGESFmCZ152007 | CFL | PGE | SFm | 2007 | CZ15 | rWtd | 0 | 0 | 0 |  | 0 | 0 | 0 | 0 | 0 | 0 | 0 | 313 | 314 | 316 | 315 | 313 | 316 | 1.186 | 1.13 | 0.998 | 0.82 | 1.186 | 0.998 | 1.4762 | 1.5952 | 1 | 1 | 1.4762 | 1 | -0.01228 | 0 | -0.0125 | 0 | 0 | 0
CFLSFm2007CZ16 | CFLPGESFmCZ162007 | CFL | PGE | SFm | 2007 | CZ16 | rWtd | 1.005 | 1.3375 | -0.020388 |  | 108.3498 | 6.227 | 108.3498 | 6.227 | 8.7178 | 8.7178 | 246.5892 | 317 | 318 | 320 | 319 | 317 | 320 | 1.046 | 0.804 | 0.992 | 0.678 | 1.046 | 0.992 | 1.675 | 1.65 | 1 | 1.025 | 1.675 | 1 | -0.0232 | 0 | -0.0232 | 0 | 0 | 0
CFLSFm2011CZ01 | CFLPGESFmCZ012011 | CFL | PGE | SFm | 2011 | CZ01 | rWtd | 0.96479 | 1.0216 | -0.027594 |  | 0 | 0 | 1946.7468 | 111.882 | 0 | 156.6348 | 2215.2636 | 321 | 322 | 324 | 323 | 321 | 324 | 1 | 0.746 | 0.986 | 0.566 | 1 | 0.986 | 1.0227 | 1 | 1.0227 | 1 | 1.0227 | 1.0227 | -0.0312 | 0 | -0.0314 | 0 | 0 | 0
CFLSFm2011CZ02 | CFLPGESFmCZ022011 | CFL | PGE | SFm | 2011 | CZ02 | rWtd | 1.0283 | 1.7451 | -0.028297 |  | 1756.1472 | 100.928 | 164.0646 | 9.429 | 141.2992 | 13.2006 | 2185.0686 | 325 | 326 | 328 | 327 | 325 | 328 | 1.046 | 0.818 | 0.984 | 0.552 | 1.046 | 0.984 | 1.8049 | 2 | 1 | 1 | 1.8049 | 1 | -0.0322 | 0 | -0.0322 | 0 | 0 | 0
CFLSFm2011CZ03 | CFLPGESFmCZ032011 | CFL | PGE | SFm | 2011 | CZ03 | rWtd | 0.97447 | 1.2148 | -0.025796 |  | 1346.6382 | 77.393 | 4471.9392 | 257.008 | 108.3502 | 359.8112 | 6621.1398 | 329 | 330 | 332 | 331 | 329 | 332 | 1.008 | 0.828 | 0.986 | 0.612 | 1.008 | 0.986 | 1.925 | 1.9 | 1 | 1.025 | 1.925 | 1 | -0.0292 | 0 | -0.0294 | 0 | 0 | 0
CFLSFm2011CZ04 | CFLPGESFmCZ042011 | CFL | PGE | SFm | 2011 | CZ04 | rWtd | 1.0624 | 1.8988 | -0.023552 |  | 5143.3704 | 295.596 | 166.5702 | 9.573 | 413.8344 | 13.4022 | 6042.3462 | 333 | 334 | 336 | 335 | 333 | 336 | 1.076 | 0.866 | 0.988 | 0.63 | 1.076 | 0.988 | 1.9318 | 1.8409 | 1.0227 | 1 | 1.9318 | 1.0227 | -0.0268 | 0 | -0.0268 | 0 | 0 | 0
CFLSFm2011CZ05 | CFLPGESFmCZ052011 | CFL | PGE | SFm | 2011 | CZ05 | rWtd | 0.95759 | 1.1411 | -0.029993 |  | 126.5502 | 7.273 | 792.4482 | 45.543 | 10.1822 | 63.7602 | 1045.7568 | 337 | 338 | 340 | 339 | 337 | 340 | 1 | 0.726 | 0.98 | 0.446 | 1 | 0.98 | 1.8864 | 1.9545 | 1.0227 | 1 | 1.8864 | 1.0227 | -0.03413 | 0 | -0.03413 | 0 | 0 | 0
CFLSFm2011CZ06 | CFLPGESFmCZ062011 | CFL | PGE | SFm | 2011 | CZ06 | rWtd | 0 | 0 | 0 |  | 0 | 0 | 0 | 0 | 0 | 0 | 0 | 341 | 342 | 344 | 343 | 341 | 344 | 1.064 | 0.904 | 0.99 | 0.678 | 1.064 | 0.99 | 1.7273 | 1.8864 | 1 | 1.0227 | 1.7273 | 1 | -0.0252 | 0 | -0.0252 | 0 | 0 | 0
CFLSFm2011CZ07 | CFLPGESFmCZ072011 | CFL | PGE | SFm | 2011 | CZ07 | rWtd | 0 | 0 | 0 |  | 0 | 0 | 0 | 0 | 0 | 0 | 0 | 345 | 346 | 348 | 347 | 345 | 348 | 1.116 | 1.028 | 0.996 | 0.802 | 1.116 | 0.996 | 1.2955 | 1.6136 | 1 | 1 | 1.2955 | 1 | -0.01694 | 0 | -0.01704 | 0 | 0 | 0
CFLSFm2011CZ08 | CFLPGESFmCZ082011 | CFL | PGE | SFm | 2011 | CZ08 | rWtd | 0 | 0 | 0 |  | 0 | 0 | 0 | 0 | 0 | 0 | 0 | 349 | 350 | 352 | 351 | 349 | 352 | 1.154 | 1.066 | 0.996 | 0.782 | 1.154 | 0.996 | 1.4545 | 1.7045 | 1.0227 | 1.0227 | 1.4545 | 1.0227 | -0.01708 | 0 | -0.01726 | 0 | 0 | 0
CFLSFm2011CZ09 | CFLPGESFmCZ092011 | CFL | PGE | SFm | 2011 | CZ09 | rWtd | 0 | 0 | 0 |  | 0 | 0 | 0 | 0 | 0 | 0 | 0 | 353 | 354 | 356 | 355 | 353 | 356 | 1.112 | 0.994 | 0.994 | 0.726 | 1.112 | 0.994 | 1.5 | 1.6364 | 1 | 1.0227 | 1.5 | 1 | -0.01924 | 0 | -0.01928 | 0 | 0 | 0
CFLSFm2011CZ10 | CFLPGESFmCZ102011 | CFL | PGE | SFm | 2011 | CZ10 | rWtd | 0 | 0 | 0 |  | 0 | 0 | 0 | 0 | 0 | 0 | 0 | 357 | 358 | 360 | 359 | 357 | 360 | 1.114 | 0.97 | 0.99 | 0.646 | 1.114 | 0.99 | 1.3864 | 1.4773 | 1.0227 | 1.0227 | 1.3864 | 1.0227 | -0.0246 | 0 | -0.0248 | 0 | 0 | 0
CFLSFm2011CZ11 | CFLPGESFmCZ112011 | CFL | PGE | SFm | 2011 | CZ11 | rWtd | 1.0948 | 1.5878 | -0.022321 |  | 7711.6278 | 443.197 | 0 | 0 | 620.4758 | 0 | 8775.3006 | 361 | 362 | 364 | 363 | 361 | 364 | 1.104 | 0.922 | 0.99 | 0.632 | 1.104 | 0.99 | 1.5854 | 1.6341 | 1 | 1 | 1.5854 | 1 | -0.0254 | 0 | -0.0254 | 0 | 0 | 0
CFLSFm2011CZ12 | CFLPGESFmCZ122011 | CFL | PGE | SFm | 2011 | CZ12 | rWtd | 1.0772 | 1.7279 | -0.021445 |  | 17318.7942 | 995.333 | 236.3268 | 13.582 | 1393.4662 | 19.0148 | 19976.517 | 365 | 366 | 368 | 367 | 365 | 368 | 1.088 | 0.902 | 0.99 | 0.64 | 1.088 | 0.99 | 1.7317 | 1.8537 | 1 | 1 | 1.7317 | 1 | -0.0244 | 0 | -0.0246 | 0 | 0 | 0
CFLSFm2011CZ13 | CFLPGESFmCZ132011 | CFL | PGE | SFm | 2011 | CZ13 | rWtd | 1.118 | 1.5159 | -0.020212 |  | 7356.5808 | 422.792 | 0 | 0 | 591.9088 | 0 | 8371.2816 | 369 | 370 | 372 | 371 | 369 | 372 | 1.126 | 0.968 | 0.992 | 0.658 | 1.126 | 0.992 | 1.5122 | 1.5854 | 1 | 1 | 1.5122 | 1 | -0.023 | 0 | -0.0232 | 0 | 0 | 0
CFLSFm2011CZ14 | CFLPGESFmCZ142011 | CFL | PGE | SFm | 2011 | CZ14 | rWtd | 0 | 0 | 0 |  | 0 | 0 | 0 | 0 | 0 | 0 | 0 | 373 | 374 | 376 | 375 | 373 | 376 | 1.132 | 0.94 | 0.99 | 0.632 | 1.132 | 0.99 | 1.381 | 1.5714 | 1 | 1.0238 | 1.381 | 1 | -0.0264 | 0 | -0.0266 | 0 | 0 | 0
CFLSFm2011CZ15 | CFLPGESFmCZ152011 | CFL | PGE | SFm | 2011 | CZ15 | rWtd | 0 | 0 | 0 |  | 0 | 0 | 0 | 0 | 0 | 0 | 0 | 377 | 378 | 380 | 379 | 377 | 380 | 1.194 | 1.12 | 1 | 0.826 | 1.194 | 1 | 1.5 | 1.5 | 1 | 1 | 1.5 | 1 | -0.0121 | 0 | -0.01232 | 0 | 0 | 0
CFLSFm2011CZ16 | CFLPGESFmCZ162011 | CFL | PGE | SFm | 2011 | CZ16 | rWtd | 1.0085 | 1.35 | -0.019597 |  | 108.3498 | 6.227 | 108.3498 | 6.227 | 8.7178 | 8.7178 | 246.5892 | 381 | 382 | 384 | 383 | 381 | 384 | 1.05 | 0.812 | 0.994 | 0.698 | 1.05 | 0.994 | 1.7 | 1.675 | 1 | 1.025 | 1.7 | 1 | -0.0222 | 0 | -0.0224 | 0 | 0 | 0
CFLSFm2015CZ01 | CFLPGESFmCZ012015 | CFL | PGE | SFm | 2015 | CZ01 | rWtd | 0.9684 | 1.0216 | -0.025485 |  | 0 | 0 | 1946.7468 | 111.882 | 0 | 156.6348 | 2215.2636 | 385 | 386 | 388 | 387 | 385 | 388 | 1 | 0.774 | 0.988 | 0.6 | 1 | 0.988 | 1.0227 | 1 | 1.0227 | 1 | 1.0227 | 1.0227 | -0.029 | 0 | -0.029 | 0 | 0 | 0
CFLSFm2015CZ02 | CFLPGESFmCZ022015 | CFL | PGE | SFm | 2015 | CZ02 | rWtd | 1.0229 | 1.8095 | -0.028648 |  | 1756.1472 | 100.928 | 164.0646 | 9.429 | 141.2992 | 13.2006 | 2185.0686 | 389 | 390 | 392 | 391 | 389 | 392 | 1.04 | 0.818 | 0.982 | 0.544 | 1.04 | 0.982 | 1.878 | 1.9756 | 1.0244 | 1 | 1.878 | 1.0244 | -0.0326 | 0 | -0.0326 | 0 | 0 | 0
CFLSFm2015CZ03 | CFLPGESFmCZ032015 | CFL | PGE | SFm | 2015 | CZ03 | rWtd | 0.97975 | 1.2095 | -0.022848 |  | 1346.6382 | 77.393 | 4471.9392 | 257.008 | 108.3502 | 359.8112 | 6621.1398 | 393 | 394 | 396 | 395 | 393 | 396 | 1.016 | 0.858 | 0.988 | 0.656 | 1.016 | 0.988 | 1.825 | 1.85 | 1.025 | 1 | 1.825 | 1.025 | -0.026 | 0 | -0.026 | 0 | 0 | 0
CFLSFm2015CZ04 | CFLPGESFmCZ042015 | CFL | PGE | SFm | 2015 | CZ04 | rWtd | 1.0479 | 1.8108 | -0.024079 |  | 5143.3704 | 295.596 | 166.5702 | 9.573 | 413.8344 | 13.4022 | 6042.3462 | 397 | 398 | 400 | 399 | 397 | 400 | 1.06 | 0.87 | 0.988 | 0.62 | 1.06 | 0.988 | 1.8409 | 1.75 | 1.0227 | 1 | 1.8409 | 1.0227 | -0.0274 | 0 | -0.0274 | 0 | 0 | 0
CFLSFm2015CZ05 | CFLPGESFmCZ052015 | CFL | PGE | SFm | 2015 | CZ05 | rWtd | 0.9725 | 1.1275 | -0.026715 |  | 126.5502 | 7.273 | 792.4482 | 45.543 | 10.1822 | 63.7602 | 1045.7568 | 401 | 402 | 404 | 403 | 401 | 404 | 1.012 | 0.8 | 0.988 | 0.59 | 1.012 | 0.988 | 1.7955 | 1.7045 | 1.0227 | 1 | 1.7955 | 1.0227 | -0.0304 | 0 | -0.0304 | 0 | 0 | 0
CFLSFm2015CZ06 | CFLPGESFmCZ062015 | CFL | PGE | SFm | 2015 | CZ06 | rWtd | 0 | 0 | 0 |  | 0 | 0 | 0 | 0 | 0 | 0 | 0 | 405 | 406 | 408 | 407 | 405 | 408 | 1.05 | 0.898 | 0.99 | 0.662 | 1.05 | 0.99 | 1.3864 | 2 | 1 | 1 | 1.3864 | 1 | -0.0256 | 0 | -0.0256 | 0 | 0 | 0
CFLSFm2015CZ07 | CFLPGESFmCZ072015 | CFL | PGE | SFm | 2015 | CZ07 | rWtd | 0 | 0 | 0 |  | 0 | 0 | 0 | 0 | 0 | 0 | 0 | 409 | 410 | 412 | 411 | 409 | 412 | 1.112 | 1.002 | 0.996 | 0.782 | 1.112 | 0.996 | 1.4773 | 1.5682 | 1.0227 | 1.0227 | 1.4773 | 1.0227 | -0.0177 | 0 | -0.01778 | 0 | 0 | 0
CFLSFm2015CZ08 | CFLPGESFmCZ082015 | CFL | PGE | SFm | 2015 | CZ08 | rWtd | 0 | 0 | 0 |  | 0 | 0 | 0 | 0 | 0 | 0 | 0 | 413 | 414 | 416 | 415 | 413 | 416 | 1.086 | 0.998 | 1.038 | 0.812 | 1.086 | 1.038 | 1.2045 | 1.7727 | 1 | 1.0227 | 1.2045 | 1 | -0.01828 | 0 | -0.01828 | 0 | 0 | 0
CFLSFm2015CZ09 | CFLPGESFmCZ092015 | CFL | PGE | SFm | 2015 | CZ09 | rWtd | 0 | 0 | 0 |  | 0 | 0 | 0 | 0 | 0 | 0 | 0 | 417 | 418 | 420 | 419 | 417 | 420 | 1.078 | 0.962 | 1.016 | 0.752 | 1.078 | 1.016 | 1.6136 | 1.7045 | 1 | 1 | 1.6136 | 1 | -0.0194 | 0 | -0.01942 | 0 | 0 | 0
CFLSFm2015CZ10 | CFLPGESFmCZ102015 | CFL | PGE | SFm | 2015 | CZ10 | rWtd | 0 | 0 | 0 |  | 0 | 0 | 0 | 0 | 0 | 0 | 0 | 421 | 422 | 424 | 423 | 421 | 424 | 1.082 | 0.94 | 1.014 | 0.678 | 1.082 | 1.014 | 1.4318 | 1.6136 | 1 | 1 | 1.4318 | 1 | -0.0246 | 0 | -0.0246 | 0 | 0 | 0
CFLSFm2015CZ11 | CFLPGESFmCZ112015 | CFL | PGE | SFm | 2015 | CZ11 | rWtd | 1.0734 | 1.5427 | -0.022145 |  | 7711.6278 | 443.197 | 0 | 0 | 620.4758 | 0 | 8775.3006 | 425 | 426 | 428 | 427 | 425 | 428 | 1.082 | 0.912 | 1.012 | 0.658 | 1.082 | 1.012 | 1.5366 | 1.6585 | 1 | 1 | 1.5366 | 1 | -0.0252 | 0 | -0.0252 | 0 | 0 | 0
CFLSFm2015CZ12 | CFLPGESFmCZ122015 | CFL | PGE | SFm | 2015 | CZ12 | rWtd | 1.0445 | 1.5823 | -0.02197 |  | 17318.7942 | 995.333 | 236.3268 | 13.582 | 1393.4662 | 19.0148 | 19976.517 | 429 | 430 | 432 | 431 | 429 | 432 | 1.054 | 0.88 | 1.012 | 0.652 | 1.054 | 1.012 | 1.5854 | 1.6829 | 1 | 1 | 1.5854 | 1 | -0.025 | 0 | -0.025 | 0 | 0 | 0
CFLSFm2015CZ13 | CFLPGESFmCZ132015 | CFL | PGE | SFm | 2015 | CZ13 | rWtd | 1.0941 | 1.4915 | -0.019861 |  | 7356.5808 | 422.792 | 0 | 0 | 591.9088 | 0 | 8371.2816 | 433 | 434 | 436 | 435 | 433 | 436 | 1.102 | 0.946 | 1.014 | 0.69 | 1.102 | 1.014 | 1.4878 | 1.561 | 1 | 1 | 1.4878 | 1 | -0.0226 | 0 | -0.0226 | 0 | 0 | 0
CFLSFm2015CZ14 | CFLPGESFmCZ142015 | CFL | PGE | SFm | 2015 | CZ14 | rWtd | 0 | 0 | 0 |  | 0 | 0 | 0 | 0 | 0 | 0 | 0 | 437 | 438 | 440 | 439 | 437 | 440 | 1.104 | 0.918 | 1.012 | 0.638 | 1.104 | 1.012 | 1.3333 | 1.5238 | 1 | 1 | 1.3333 | 1 | -0.0278 | 0 | -0.0278 | 0 | 0 | 0
CFLSFm2015CZ15 | CFLPGESFmCZ152015 | CFL | PGE | SFm | 2015 | CZ15 | rWtd | 0 | 0 | 0 |  | 0 | 0 | 0 | 0 | 0 | 0 | 0 | 441 | 442 | 444 | 443 | 441 | 444 | 1.172 | 1.116 | 1 | 0.824 | 1.172 | 1 | 1.4524 | 1.5 | 1 | 1 | 1.4524 | 1 | -0.0121 | 0 | -0.01228 | 0 | 0 | 0
CFLSFm2015CZ16 | CFLPGESFmCZ162015 | CFL | PGE | SFm | 2015 | CZ16 | rWtd | 0.99119 | 1.3525 | -0.023464 |  | 108.3498 | 6.227 | 108.3498 | 6.227 | 8.7178 | 8.7178 | 246.5892 | 445 | 446 | 448 | 447 | 445 | 448 | 1.022 | 0.766 | 0.992 | 0.622 | 1.022 | 0.992 | 1.675 | 1.8 | 1.025 | 1 | 1.675 | 1.025 | -0.0268 | 0 | -0.0266 | 0 | 0 | 0
CFLSFm2017CZ01 | CFLPGESFmCZ012017 | CFL | PGE | SFm | 2017 | CZ01 | rWtd | 0.97081 | 1 | -0.025309 |  | 0 | 0 | 1946.7468 | 111.882 | 0 | 156.6348 | 2215.2636 | 449 | 450 | 452 | 451 | 449 | 452 | 1 | 0.786 | 0.99 | 0.61 | 1 | 0.99 | 1 | 1 | 1 | 1 | 1 | 1 | -0.0288 | 0 | -0.0288 | 0 | 0 | 0
CFLSFm2017CZ02 | CFLPGESFmCZ022017 | CFL | PGE | SFm | 2017 | CZ02 | rWtd | 1.0233 | 1.8087 | -0.02777 |  | 1756.1472 | 100.928 | 164.0646 | 9.429 | 141.2992 | 13.2006 | 2185.0686 | 453 | 454 | 456 | 455 | 453 | 456 | 1.04 | 0.824 | 0.984 | 0.546 | 1.04 | 0.984 | 1.878 | 2 | 1 | 1 | 1.878 | 1 | -0.0316 | 0 | -0.0316 | 0 | 0 | 0
CFLSFm2017CZ03 | CFLPGESFmCZ032017 | CFL | PGE | SFm | 2017 | CZ03 | rWtd | 0.98156 | 1.1933 | -0.022848 |  | 1346.6382 | 77.393 | 4471.9392 | 257.008 | 108.3502 | 359.8112 | 6621.1398 | 457 | 458 | 460 | 459 | 457 | 460 | 1.016 | 0.862 | 0.99 | 0.664 | 1.016 | 0.99 | 1.75 | 1.875 | 1.025 | 1 | 1.75 | 1.025 | -0.026 | 0 | -0.026 | 0 | 0 | 0
CFLSFm2017CZ04 | CFLPGESFmCZ042017 | CFL | PGE | SFm | 2017 | CZ04 | rWtd | 1.0461 | 1.7694 | -0.023552 |  | 5143.3704 | 295.596 | 166.5702 | 9.573 | 413.8344 | 13.4022 | 6042.3462 | 461 | 462 | 464 | 463 | 461 | 464 | 1.058 | 0.872 | 0.988 | 0.622 | 1.058 | 0.988 | 1.7955 | 1.7727 | 1 | 1 | 1.7955 | 1 | -0.0268 | 0 | -0.0268 | 0 | 0 | 0
CFLSFm2017CZ05 | CFLPGESFmCZ052017 | CFL | PGE | SFm | 2017 | CZ05 | rWtd | 0.97305 | 1.1266 | -0.02777 |  | 126.5502 | 7.273 | 792.4482 | 45.543 | 10.1822 | 63.7602 | 1045.7568 | 465 | 466 | 468 | 467 | 465 | 468 | 1.012 | 0.804 | 0.988 | 0.602 | 1.012 | 0.988 | 1.7727 | 2 | 1.0227 | 1 | 1.7727 | 1.0227 | -0.0316 | 0 | -0.0316 | 0 | 0 | 0
CFLSFm2017CZ06 | CFLPGESFmCZ062017 | CFL | PGE | SFm | 2017 | CZ06 | rWtd | 0 | 0 | 0 |  | 0 | 0 | 0 | 0 | 0 | 0 | 0 | 469 | 470 | 472 | 471 | 469 | 472 | 1.05 | 0.9 | 0.99 | 0.658 | 1.05 | 0.99 | 1.5909 | 2 | 1 | 1 | 1.5909 | 1 | -0.0254 | 0 | -0.0254 | 0 | 0 | 0
CFLSFm2017CZ07 | CFLPGESFmCZ072017 | CFL | PGE | SFm | 2017 | CZ07 | rWtd | 0 | 0 | 0 |  | 0 | 0 | 0 | 0 | 0 | 0 | 0 | 473 | 474 | 476 | 475 | 473 | 476 | 1.092 | 1.002 | 0.994 | 0.776 | 1.092 | 0.994 | 1.3182 | 1.5455 | 1.0227 | 1.0227 | 1.3182 | 1.0227 | -0.01892 | 0 | -0.01898 | 0 | 0 | 0
CFLSFm2017CZ08 | CFLPGESFmCZ082017 | CFL | PGE | SFm | 2017 | CZ08 | rWtd | 0 | 0 | 0 |  | 0 | 0 | 0 | 0 | 0 | 0 | 0 | 477 | 478 | 480 | 479 | 477 | 480 | 1.094 | 1.002 | 1.036 | 0.822 | 1.094 | 1.036 | 1.5 | 1.7273 | 1.0227 | 1 | 1.5 | 1.0227 | -0.01638 | 0 | -0.01636 | 0 | 0 | 0
CFLSFm2017CZ09 | CFLPGESFmCZ092017 | CFL | PGE | SFm | 2017 | CZ09 | rWtd | 0 | 0 | 0 |  | 0 | 0 | 0 | 0 | 0 | 0 | 0 | 481 | 482 | 484 | 483 | 481 | 484 | 1.072 | 0.962 | 1.026 | 0.752 | 1.072 | 1.026 | 1.6364 | 1.7727 | 1 | 1 | 1.6364 | 1 | -0.0189 | 0 | -0.01888 | 0 | 0 | 0
CFLSFm2017CZ10 | CFLPGESFmCZ102017 | CFL | PGE | SFm | 2017 | CZ10 | rWtd | 0 | 0 | 0 |  | 0 | 0 | 0 | 0 | 0 | 0 | 0 | 485 | 486 | 488 | 487 | 485 | 488 | 1.082 | 0.942 | 1.012 | 0.68 | 1.082 | 1.012 | 1.4545 | 1.6136 | 1.0227 | 1 | 1.4545 | 1.0227 | -0.0238 | 0 | -0.024 | 0 | 0 | 0
CFLSFm2017CZ11 | CFLPGESFmCZ112017 | CFL | PGE | SFm | 2017 | CZ11 | rWtd | 1.0736 | 1.5915 | -0.021618 |  | 7711.6278 | 443.197 | 0 | 0 | 620.4758 | 0 | 8775.3006 | 489 | 490 | 492 | 491 | 489 | 492 | 1.082 | 0.916 | 1.01 | 0.66 | 1.082 | 1.01 | 1.5854 | 1.7073 | 1 | 1 | 1.5854 | 1 | -0.0246 | 0 | -0.0246 | 0 | 0 | 0
CFLSFm2017CZ12 | CFLPGESFmCZ122017 | CFL | PGE | SFm | 2017 | CZ12 | rWtd | 1.043 | 1.5367 | -0.021267 |  | 17318.7942 | 995.333 | 236.3268 | 13.582 | 1393.4662 | 19.0148 | 19976.517 | 493 | 494 | 496 | 495 | 493 | 496 | 1.052 | 0.886 | 1.018 | 0.65 | 1.052 | 1.018 | 1.5366 | 1.6829 | 1 | 1 | 1.5366 | 1 | -0.0242 | 0 | -0.0242 | 0 | 0 | 0
CFLSFm2017CZ13 | CFLPGESFmCZ132017 | CFL | PGE | SFm | 2017 | CZ13 | rWtd | 1.0904 | 1.4927 | -0.019509 |  | 7356.5808 | 422.792 | 0 | 0 | 591.9088 | 0 | 8371.2816 | 497 | 498 | 500 | 499 | 497 | 500 | 1.098 | 0.948 | 1.02 | 0.692 | 1.098 | 1.02 | 1.4878 | 1.5854 | 1 | 1 | 1.4878 | 1 | -0.0222 | 0 | -0.0222 | 0 | 0 | 0
CFLSFm2017CZ14 | CFLPGESFmCZ142017 | CFL | PGE | SFm | 2017 | CZ14 | rWtd | 0 | 0 | 0 |  | 0 | 0 | 0 | 0 | 0 | 0 | 0 | 501 | 502 | 504 | 503 | 501 | 504 | 1.106 | 0.922 | 1.016 | 0.636 | 1.106 | 1.016 | 1.3571 | 1.5238 | 1 | 1 | 1.3571 | 1 | -0.0276 | 0 | -0.0276 | 0 | 0 | 0
CFLSFm2017CZ15 | CFLPGESFmCZ152017 | CFL | PGE | SFm | 2017 | CZ15 | rWtd | 0 | 0 | 0 |  | 0 | 0 | 0 | 0 | 0 | 0 | 0 | 505 | 506 | 508 | 507 | 505 | 508 | 1.174 | 1.102 | 1 | 0.826 | 1.174 | 1 | 1.4762 | 1.4524 | 1 | 1 | 1.4762 | 1 | -0.01206 | 0 | -0.01222 | 0 | 0 | 0
CFLSFm2017CZ16 | CFLPGESFmCZ162017 | CFL | PGE | SFm | 2017 | CZ16 | rWtd | 0.99149 | 1.3525 | -0.023024 |  | 108.3498 | 6.227 | 108.3498 | 6.227 | 8.7178 | 8.7178 | 246.5892 | 509 | 510 | 512 | 511 | 509 | 512 | 1.022 | 0.772 | 0.992 | 0.628 | 1.022 | 0.992 | 1.675 | 1.8 | 1.025 | 1 | 1.675 | 1.025 | -0.0262 | 0 | -0.0262 | 0 | 0 | 0
CFLSFm1975CZ01 | CFLSCESFmCZ011975 | CFL | SCE | SFm | 1975 | CZ01 | rWtd | 0 | 0 | 0 |  | 0 | 0 | 0 | 0 | 0 | 0 | 0 | 1 | 2 | 4 | 3 | 1 | 4 | 1 | 0.686 | 0.982 | 0.514 | 1 | 0.982 | 1.0227 | 1.0227 | 1.0227 | 1 | 1.0227 | 1.0227 | -0.03413 | 0 | -0.03413 | 0 | 0 | 0
CFLSFm1975CZ02 | CFLSCESFmCZ021975 | CFL | SCE | SFm | 1975 | CZ02 | rWtd | 0 | 0 | 0 |  | 0 | 0 | 0 | 0 | 0 | 0 | 0 | 5 | 6 | 8 | 7 | 5 | 8 | 1.038 | 0.798 | 0.986 | 0.578 | 1.038 | 0.986 | 2 | 2 | 1.025 | 1 | 2 | 1.025 | -0.0318 | 0 | -0.0322 | 0 | 0 | 0
CFLSFm1975CZ03 | CFLSCESFmCZ031975 | CFL | SCE | SFm | 1975 | CZ03 | rWtd | 0 | 0 | 0 |  | 0 | 0 | 0 | 0 | 0 | 0 | 0 | 9 | 10 | 12 | 11 | 9 | 12 | 1.006 | 0.792 | 0.984 | 0.58 | 1.006 | 0.984 | 2 | 2 | 1.025 | 1 | 2 | 1.025 | -0.0312 | 0 | -0.0316 | 0 | 0 | 0
CFLSFm1975CZ04 | CFLSCESFmCZ041975 | CFL | SCE | SFm | 1975 | CZ04 | rWtd | 0 | 0 | 0 |  | 0 | 0 | 0 | 0 | 0 | 0 | 0 | 13 | 14 | 16 | 15 | 13 | 16 | 1.07 | 0.862 | 0.99 | 0.67 | 1.07 | 0.99 | 2 | 2 | 1.0227 | 1.0227 | 2 | 1.0227 | -0.0244 | 0 | -0.0248 | 0 | 0 | 0
CFLSFm1975CZ05 | CFLSCESFmCZ051975 | CFL | SCE | SFm | 1975 | CZ05 | rWtd | 0.96378 | 1.3914 | -0.029993 |  | 1011.1604 | 58.1127 | 1572.177 | 90.355 | 81.3577 | 126.497 | 2939.6598 | 17 | 18 | 20 | 19 | 17 | 20 | 1 | 0.694 | 0.978 | 0.432 | 1 | 0.978 | 2 | 2 | 1 | 1 | 2 | 1 | -0.03413 | 0 | -0.03413 | 0 | 0 | 0
CFLSFm1975CZ06 | CFLSCESFmCZ061975 | CFL | SCE | SFm | 1975 | CZ06 | rWtd | 1.0081 | 1.3634 | -0.019619 |  | 116282.9037 | 6682.9255 | 196028.2434 | 11265.991 | 9356.0957 | 15772.3874 | 355388.5467 | 21 | 22 | 24 | 23 | 21 | 24 | 1.068 | 0.91 | 0.992 | 0.7 | 1.068 | 0.992 | 1.9773 | 1.9545 | 1 | 1 | 1.9773 | 1 | -0.0222 | 0 | -0.0224 | 0 | 0 | 0
CFLSFm1975CZ07 | CFLSCESFmCZ071975 | CFL | SCE | SFm | 1975 | CZ07 | rWtd | 0 | 0 | 0 |  | 0 | 0 | 0 | 0 | 0 | 0 | 0 | 25 | 26 | 28 | 27 | 25 | 28 | 1.068 | 0.922 | 0.99 | 0.712 | 1.068 | 0.99 | 1.9318 | 1.9773 | 1.0227 | 1.0227 | 1.9318 | 1.0227 | -0.0222 | 0 | -0.0224 | 0 | 0 | 0
CFLSFm1975CZ08 | CFLSCESFmCZ081975 | CFL | SCE | SFm | 1975 | CZ08 | rWtd | 1.0511 | 1.4937 | -0.01764 |  | 210262.5135 | 12084.0525 | 187474.7862 | 10774.413 | 16917.6735 | 15084.1782 | 452597.6169 | 29 | 30 | 32 | 31 | 29 | 32 | 1.12 | 0.99 | 0.994 | 0.74 | 1.12 | 0.994 | 1.9091 | 2 | 1.0227 | 1.0227 | 1.9091 | 1.0227 | -0.01996 | 0 | -0.0202 | 0 | 0 | 0
CFLSFm1975CZ09 | CFLSCESFmCZ091975 | CFL | SCE | SFm | 1975 | CZ09 | rWtd | 1.0948 | 1.4574 | -0.019577 |  | 363336.6732 | 20881.418 | 86864.7411 | 4992.2265 | 29233.9852 | 6989.1171 | 512298.1611 | 33 | 34 | 36 | 35 | 33 | 36 | 1.13 | 0.988 | 0.992 | 0.706 | 1.13 | 0.992 | 1.5556 | 1.7778 | 1 | 1 | 1.5556 | 1 | -0.0222 | 0 | -0.0226 | 0 | 0 | 0
CFLSFm1975CZ10 | CFLSCESFmCZ101975 | CFL | SCE | SFm | 1975 | CZ10 | rWtd | 1.0992 | 1.9478 | -0.021627 |  | 411862.5675 | 23670.2625 | 22704.5292 | 1304.858 | 33138.3675 | 1826.8012 | 494507.3859 | 37 | 38 | 40 | 39 | 37 | 40 | 1.114 | 0.956 | 0.992 | 0.678 | 1.114 | 0.992 | 2 | 2 | 1 | 1 | 2 | 1 | -0.0246 | 0 | -0.0248 | 0 | 0 | 0
CFLSFm1975CZ11 | CFLSCESFmCZ111975 | CFL | SCE | SFm | 1975 | CZ11 | rWtd | 0 | 0 | 0 |  | 0 | 0 | 0 | 0 | 0 | 0 | 0 | 41 | 42 | 44 | 43 | 41 | 44 | 1.132 | 0.948 | 0.992 | 0.672 | 1.132 | 0.992 | 2 | 2 | 1 | 1 | 2 | 1 | -0.0242 | 0 | -0.0244 | 0 | 0 | 0
CFLSFm1975CZ12 | CFLSCESFmCZ121975 | CFL | SCE | SFm | 1975 | CZ12 | rWtd | 0 | 0 | 0 |  | 0 | 0 | 0 | 0 | 0 | 0 | 0 | 45 | 46 | 48 | 47 | 45 | 48 | 1.1 | 0.904 | 0.992 | 0.646 | 1.1 | 0.992 | 2 | 2 | 1.025 | 1 | 2 | 1.025 | -0.0258 | 0 | -0.026 | 0 | 0 | 0
CFLSFm1975CZ13 | CFLSCESFmCZ131975 | CFL | SCE | SFm | 1975 | CZ13 | rWtd | 1.1334 | 1.911 | -0.023555 |  | 62398.0356 | 3586.094 | 1217.9826 | 69.999 | 5020.5316 | 97.9986 | 72390.6414 | 49 | 50 | 52 | 51 | 49 | 52 | 1.146 | 0.958 | 0.99 | 0.632 | 1.146 | 0.99 | 1.925 | 2 | 1 | 1.025 | 1.925 | 1 | -0.0268 | 0 | -0.027 | 0 | 0 | 0
CFLSFm1975CZ14 | CFLSCESFmCZ141975 | CFL | SCE | SFm | 1975 | CZ14 | rWtd | 1.1436 | 1.6517 | -0.021984 |  | 162114.7212 | 9316.938 | 7000.6029 | 402.3335 | 13043.7132 | 563.2669 | 192441.5757 | 53 | 54 | 56 | 55 | 53 | 56 | 1.16 | 0.978 | 0.992 | 0.68 | 1.16 | 0.992 | 1.6667 | 1.9286 | 1 | 1 | 1.6667 | 1 | -0.025 | 0 | -0.0254 | 0 | 0 | 0
CFLSFm1975CZ15 | CFLSCESFmCZ151975 | CFL | SCE | SFm | 1975 | CZ15 | rWtd | 1.2074 | 1.7169 | -0.010582 |  | 42333.5301 | 2432.9615 | 282.576 | 16.24 | 3406.1461 | 22.736 | 48494.1897 | 57 | 58 | 60 | 59 | 57 | 60 | 1.212 | 1.15 | 1 | 0.838 | 1.212 | 1 | 1.7143 | 1.8571 | 1.0238 | 1 | 1.7143 | 1.0238 | -0.01204 | 0 | -0.01236 | 0 | 0 | 0
CFLSFm1975CZ16 | CFLSCESFmCZ161975 | CFL | SCE | SFm | 1975 | CZ16 | rWtd | 1.0342 | 1.4959 | -0.026131 |  | 58942.5696 | 3387.504 | 30044.9976 | 1726.724 | 4742.5056 | 2417.4136 | 101261.7144 | 61 | 62 | 64 | 63 | 61 | 64 | 1.084 | 0.768 | 0.988 | 0.588 | 1.084 | 0.988 | 1.75 | 1.725 | 1 | 1 | 1.75 | 1 | -0.0296 | 0 | -0.03 | 0 | 0 | 0
CFLSFm1985CZ01 | CFLSCESFmCZ011985 | CFL | SCE | SFm | 1985 | CZ01 | rWtd | 0 | 0 | 0 |  | 0 | 0 | 0 | 0 | 0 | 0 | 0 | 65 | 66 | 68 | 67 | 65 | 68 | 1 | 0.592 | 0.972 | 0.446 | 1 | 0.972 | 1 | 1 | 1 | 1 | 1 | 1 | -0.03413 | 0 | -0.03413 | 0 | 0 | 0
CFLSFm1985CZ02 | CFLSCESFmCZ021985 | CFL | SCE | SFm | 1985 | CZ02 | rWtd | 0 | 0 | 0 |  | 0 | 0 | 0 | 0 | 0 | 0 | 0 | 69 | 70 | 72 | 71 | 69 | 72 | 1.048 | 0.742 | 0.98 | 0.54 | 1.048 | 0.98 | 1.9024 | 1.8049 | 1 | 1 | 1.9024 | 1 | -0.03413 | 0 | -0.03413 | 0 | 0 | 0
CFLSFm1985CZ03 | CFLSCESFmCZ031985 | CFL | SCE | SFm | 1985 | CZ03 | rWtd | 0 | 0 | 0 |  | 0 | 0 | 0 | 0 | 0 | 0 | 0 | 73 | 74 | 76 | 75 | 73 | 76 | 1.004 | 0.718 | 0.976 | 0.518 | 1.004 | 0.976 | 2 | 1.9024 | 1 | 1 | 2 | 1 | -0.03413 | 0 | -0.03413 | 0 | 0 | 0
CFLSFm1985CZ04 | CFLSCESFmCZ041985 | CFL | SCE | SFm | 1985 | CZ04 | rWtd | 0 | 0 | 0 |  | 0 | 0 | 0 | 0 | 0 | 0 | 0 | 77 | 78 | 80 | 79 | 77 | 80 | 1.076 | 0.804 | 0.984 | 0.618 | 1.076 | 0.984 | 2 | 2 | 1 | 1 | 2 | 1 | -0.0314 | 0 | -0.032 | 0 | 0 | 0
CFLSFm1985CZ05 | CFLSCESFmCZ051985 | CFL | SCE | SFm | 1985 | CZ05 | rWtd | 0.96313 | 1.3914 | -0.029993 |  | 1011.1604 | 58.1127 | 1572.177 | 90.355 | 81.3577 | 126.497 | 2939.6598 | 81 | 82 | 84 | 83 | 81 | 84 | 1 | 0.67 | 0.976 | 0.464 | 1 | 0.976 | 2 | 2 | 1 | 1 | 2 | 1 | -0.03413 | 0 | -0.03413 | 0 | 0 | 0
CFLSFm1985CZ06 | CFLSCESFmCZ061985 | CFL | SCE | SFm | 1985 | CZ06 | rWtd | 1.0037 | 1.3731 | -0.022432 |  | 116282.9037 | 6682.9255 | 196028.2434 | 11265.991 | 9356.0957 | 15772.3874 | 355388.5467 | 85 | 86 | 88 | 87 | 85 | 88 | 1.066 | 0.88 | 0.988 | 0.676 | 1.066 | 0.988 | 2 | 2 | 1 | 1.0227 | 2 | 1 | -0.0254 | 0 | -0.0256 | 0 | 0 | 0
CFLSFm1985CZ07 | CFLSCESFmCZ071985 | CFL | SCE | SFm | 1985 | CZ07 | rWtd | 0 | 0 | 0 |  | 0 | 0 | 0 | 0 | 0 | 0 | 0 | 89 | 90 | 92 | 91 | 89 | 92 | 1.082 | 0.918 | 0.99 | 0.718 | 1.082 | 0.99 | 2 | 2 | 1.0227 | 1 | 2 | 1.0227 | -0.0226 | 0 | -0.023 | 0 | 0 | 0
CFLSFm1985CZ08 | CFLSCESFmCZ081985 | CFL | SCE | SFm | 1985 | CZ08 | rWtd | 1.0442 | 1.3347 | -0.019675 |  | 210262.5135 | 12084.0525 | 187474.7862 | 10774.413 | 16917.6735 | 15084.1782 | 452597.6169 | 93 | 94 | 96 | 95 | 93 | 96 | 1.11 | 0.964 | 0.992 | 0.728 | 1.11 | 0.992 | 1.6136 | 2 | 1 | 1 | 1.6136 | 1 | -0.0222 | 0 | -0.0226 | 0 | 0 | 0
CFLSFm1985CZ09 | CFLSCESFmCZ091985 | CFL | SCE | SFm | 1985 | CZ09 | rWtd | 1.0915 | 1.6854 | -0.019401 |  | 363336.6732 | 20881.418 | 86864.7411 | 4992.2265 | 29233.9852 | 6989.1171 | 512298.1611 | 97 | 98 | 100 | 99 | 97 | 100 | 1.126 | 0.98 | 0.992 | 0.714 | 1.126 | 0.992 | 1.8409 | 2 | 1 | 1.0227 | 1.8409 | 1 | -0.022 | 0 | -0.0224 | 0 | 0 | 0
CFLSFm1985CZ10 | CFLSCESFmCZ101985 | CFL | SCE | SFm | 1985 | CZ10 | rWtd | 1.1057 | 1.9489 | -0.022867 |  | 411862.5675 | 23670.2625 | 22704.5292 | 1304.858 | 33138.3675 | 1826.8012 | 494507.3859 | 101 | 102 | 104 | 103 | 101 | 104 | 1.122 | 0.944 | 0.99 | 0.658 | 1.122 | 0.99 | 2 | 2 | 1.0227 | 1 | 2 | 1.0227 | -0.026 | 0 | -0.0264 | 0 | 0 | 0
CFLSFm1985CZ11 | CFLSCESFmCZ111985 | CFL | SCE | SFm | 1985 | CZ11 | rWtd | 0 | 0 | 0 |  | 0 | 0 | 0 | 0 | 0 | 0 | 0 | 105 | 106 | 108 | 107 | 105 | 108 | 1.146 | 0.916 | 0.988 | 0.59 | 1.146 | 0.988 | 1.9756 | 2 | 1 | 1 | 1.9756 | 1 | -0.0308 | 0 | -0.0312 | 0 | 0 | 0
CFLSFm1985CZ12 | CFLSCESFmCZ121985 | CFL | SCE | SFm | 1985 | CZ12 | rWtd | 0 | 0 | 0 |  | 0 | 0 | 0 | 0 | 0 | 0 | 0 | 109 | 110 | 112 | 111 | 109 | 112 | 1.096 | 0.864 | 0.988 | 0.602 | 1.096 | 0.988 | 2 | 2 | 1 | 1 | 2 | 1 | -0.0302 | 0 | -0.0304 | 0 | 0 | 0
CFLSFm1985CZ13 | CFLSCESFmCZ131985 | CFL | SCE | SFm | 1985 | CZ13 | rWtd | 1.1324 | 1.8446 | -0.025316 |  | 62398.0356 | 3586.094 | 1217.9826 | 69.999 | 5020.5316 | 97.9986 | 72390.6414 | 113 | 114 | 116 | 115 | 113 | 116 | 1.146 | 0.938 | 0.99 | 0.622 | 1.146 | 0.99 | 1.8537 | 2 | 1 | 1 | 1.8537 | 1 | -0.0288 | 0 | -0.0292 | 0 | 0 | 0
CFLSFm1985CZ14 | CFLSCESFmCZ141985 | CFL | SCE | SFm | 1985 | CZ14 | rWtd | 1.1384 | 1.72 | -0.027081 |  | 162114.7212 | 9316.938 | 7000.6029 | 402.3335 | 13043.7132 | 563.2669 | 192441.5757 | 117 | 118 | 120 | 119 | 117 | 120 | 1.158 | 0.914 | 0.988 | 0.618 | 1.158 | 0.988 | 1.7381 | 1.9762 | 1.0238 | 1 | 1.7381 | 1.0238 | -0.0308 | 0 | -0.0312 | 0 | 0 | 0
CFLSFm1985CZ15 | CFLSCESFmCZ151985 | CFL | SCE | SFm | 1985 | CZ15 | rWtd | 1.2269 | 1.7429 | -0.011391 |  | 42333.5301 | 2432.9615 | 282.576 | 16.24 | 3406.1461 | 22.736 | 48494.1897 | 121 | 122 | 124 | 123 | 121 | 124 | 1.232 | 1.162 | 0.998 | 0.832 | 1.232 | 0.998 | 1.7381 | 1.9286 | 1.0238 | 1 | 1.7381 | 1.0238 | -0.01296 | 0 | -0.01336 | 0 | 0 | 0
CFLSFm1985CZ16 | CFLSCESFmCZ161985 | CFL | SCE | SFm | 1985 | CZ16 | rWtd | 1.0187 | 1.6462 | -0.029993 |  | 58942.5696 | 3387.504 | 30044.9976 | 1726.724 | 4742.5056 | 2417.4136 | 101261.7144 | 125 | 126 | 128 | 127 | 125 | 128 | 1.07 | 0.65 | 0.982 | 0.54 | 1.07 | 0.982 | 1.9756 | 1.9756 | 1 | 1 | 1.9756 | 1 | -0.03413 | 0 | -0.03413 | 0 | 0 | 0
CFLSFm1996CZ01 | CFLSCESFmCZ011996 | CFL | SCE | SFm | 1996 | CZ01 | rWtd | 0 | 0 | 0 |  | 0 | 0 | 0 | 0 | 0 | 0 | 0 | 129 | 130 | 132 | 131 | 129 | 132 | 1 | 0.736 | 0.986 | 0.586 | 1 | 0.986 | 1.0227 | 1 | 1.0227 | 1 | 1.0227 | 1.0227 | -0.0296 | 0 | -0.0298 | 0 | 0 | 0
CFLSFm1996CZ02 | CFLSCESFmCZ021996 | CFL | SCE | SFm | 1996 | CZ02 | rWtd | 0 | 0 | 0 |  | 0 | 0 | 0 | 0 | 0 | 0 | 0 | 133 | 134 | 136 | 135 | 133 | 136 | 1.054 | 0.836 | 0.99 | 0.648 | 1.054 | 0.99 | 2 | 2 | 1 | 1 | 2 | 1 | -0.0274 | 0 | -0.0274 | 0 | 0 | 0
CFLSFm1996CZ03 | CFLSCESFmCZ031996 | CFL | SCE | SFm | 1996 | CZ03 | rWtd | 0 | 0 | 0 |  | 0 | 0 | 0 | 0 | 0 | 0 | 0 | 137 | 138 | 140 | 139 | 137 | 140 | 1.006 | 0.776 | 0.982 | 0.558 | 1.006 | 0.982 | 1.875 | 2 | 1.025 | 1 | 1.875 | 1.025 | -0.0324 | 0 | -0.0326 | 0 | 0 | 0
CFLSFm1996CZ04 | CFLSCESFmCZ041996 | CFL | SCE | SFm | 1996 | CZ04 | rWtd | 0 | 0 | 0 |  | 0 | 0 | 0 | 0 | 0 | 0 | 0 | 141 | 142 | 144 | 143 | 141 | 144 | 1.068 | 0.842 | 0.988 | 0.636 | 1.068 | 0.988 | 2 | 2 | 1.0227 | 1 | 2 | 1.0227 | -0.0274 | 0 | -0.0276 | 0 | 0 | 0
CFLSFm1996CZ05 | CFLSCESFmCZ051996 | CFL | SCE | SFm | 1996 | CZ05 | rWtd | 0.96403 | 1.3736 | -0.029993 |  | 1011.1604 | 58.1127 | 1572.177 | 90.355 | 81.3577 | 126.497 | 2939.6598 | 145 | 146 | 148 | 147 | 145 | 148 | 1 | 0.688 | 0.978 | 0.444 | 1 | 0.978 | 1.9545 | 1.9545 | 1 | 1 | 1.9545 | 1 | -0.03413 | 0 | -0.03413 | 0 | 0 | 0
CFLSFm1996CZ06 | CFLSCESFmCZ061996 | CFL | SCE | SFm | 1996 | CZ06 | rWtd | 1.0134 | 1.3537 | -0.020322 |  | 116282.9037 | 6682.9255 | 196028.2434 | 11265.991 | 9356.0957 | 15772.3874 | 355388.5467 | 149 | 150 | 152 | 151 | 149 | 152 | 1.082 | 0.914 | 0.992 | 0.71 | 1.082 | 0.992 | 1.9091 | 2 | 1.0227 | 1 | 1.9091 | 1.0227 | -0.023 | 0 | -0.0232 | 0 | 0 | 0
CFLSFm1996CZ07 | CFLSCESFmCZ071996 | CFL | SCE | SFm | 1996 | CZ07 | rWtd | 0 | 0 | 0 |  | 0 | 0 | 0 | 0 | 0 | 0 | 0 | 153 | 154 | 156 | 155 | 153 | 156 | 1.088 | 0.972 | 0.994 | 0.768 | 1.088 | 0.994 | 2 | 2 | 1 | 1.0227 | 2 | 1 | -0.01908 | 0 | -0.01918 | 0 | 0 | 0
CFLSFm1996CZ08 | CFLSCESFmCZ081996 | CFL | SCE | SFm | 1996 | CZ08 | rWtd | 1.0606 | 1.5178 | -0.016007 |  | 210262.5135 | 12084.0525 | 187474.7862 | 10774.413 | 16917.6735 | 15084.1782 | 452597.6169 | 157 | 158 | 160 | 159 | 157 | 160 | 1.134 | 1.016 | 0.996 | 0.776 | 1.134 | 0.996 | 1.9773 | 2 | 1 | 1.0227 | 1.9773 | 1 | -0.01814 | 0 | -0.0183 | 0 | 0 | 0
CFLSFm1996CZ09 | CFLSCESFmCZ091996 | CFL | SCE | SFm | 1996 | CZ09 | rWtd | 1.0948 | 1.4288 | -0.017473 |  | 363336.6732 | 20881.418 | 86864.7411 | 4992.2265 | 29233.9852 | 6989.1171 | 512298.1611 | 161 | 162 | 164 | 163 | 161 | 164 | 1.128 | 1.008 | 0.994 | 0.746 | 1.128 | 0.994 | 1.5111 | 1.9111 | 1 | 1 | 1.5111 | 1 | -0.01986 | 0 | -0.01998 | 0 | 0 | 0
CFLSFm1996CZ10 | CFLSCESFmCZ101996 | CFL | SCE | SFm | 1996 | CZ10 | rWtd | 1.127 | 1.7057 | -0.021803 |  | 411862.5675 | 23670.2625 | 22704.5292 | 1304.858 | 33138.3675 | 1826.8012 | 494507.3859 | 165 | 166 | 168 | 167 | 165 | 168 | 1.144 | 0.974 | 0.992 | 0.658 | 1.144 | 0.992 | 1.7333 | 1.9556 | 1 | 1 | 1.7333 | 1 | -0.0248 | 0 | -0.025 | 0 | 0 | 0
CFLSFm1996CZ11 | CFLSCESFmCZ111996 | CFL | SCE | SFm | 1996 | CZ11 | rWtd | 0 | 0 | 0 |  | 0 | 0 | 0 | 0 | 0 | 0 | 0 | 169 | 170 | 172 | 171 | 169 | 172 | 1.138 | 0.918 | 0.988 | 0.604 | 1.138 | 0.988 | 1.975 | 2 | 1 | 1.025 | 1.975 | 1 | -0.0274 | 0 | -0.0276 | 0 | 0 | 0
CFLSFm1996CZ12 | CFLSCESFmCZ121996 | CFL | SCE | SFm | 1996 | CZ12 | rWtd | 0 | 0 | 0 |  | 0 | 0 | 0 | 0 | 0 | 0 | 0 | 173 | 174 | 176 | 175 | 173 | 176 | 1.096 | 0.882 | 0.988 | 0.606 | 1.096 | 0.988 | 2 | 2 | 1.025 | 1.025 | 2 | 1.025 | -0.0276 | 0 | -0.028 | 0 | 0 | 0
CFLSFm1996CZ13 | CFLSCESFmCZ131996 | CFL | SCE | SFm | 1996 | CZ13 | rWtd | 1.1364 | 1.8869 | -0.02391 |  | 62398.0356 | 3586.094 | 1217.9826 | 69.999 | 5020.5316 | 97.9986 | 72390.6414 | 177 | 178 | 180 | 179 | 177 | 180 | 1.15 | 0.946 | 0.988 | 0.608 | 1.15 | 0.988 | 1.9 | 1.975 | 1.025 | 1 | 1.9 | 1.025 | -0.0272 | 0 | -0.0276 | 0 | 0 | 0
CFLSFm1996CZ14 | CFLSCESFmCZ141996 | CFL | SCE | SFm | 1996 | CZ14 | rWtd | 1.1238 | 1.6049 | -0.024269 |  | 162114.7212 | 9316.938 | 7000.6029 | 402.3335 | 13043.7132 | 563.2669 | 192441.5757 | 181 | 182 | 184 | 183 | 181 | 184 | 1.142 | 0.914 | 0.988 | 0.63 | 1.142 | 0.988 | 1.619 | 1.8571 | 1 | 1 | 1.619 | 1 | -0.0276 | 0 | -0.028 | 0 | 0 | 0
CFLSFm1996CZ15 | CFLSCESFmCZ151996 | CFL | SCE | SFm | 1996 | CZ15 | rWtd | 1.2286 | 1.692 | -0.011303 |  | 42333.5301 | 2432.9615 | 282.576 | 16.24 | 3406.1461 | 22.736 | 48494.1897 | 185 | 186 | 188 | 187 | 185 | 188 | 1.234 | 1.158 | 0.998 | 0.816 | 1.234 | 0.998 | 1.6905 | 1.8095 | 1.0238 | 1 | 1.6905 | 1.0238 | -0.01286 | 0 | -0.01318 | 0 | 0 | 0
CFLSFm1996CZ16 | CFLSCESFmCZ161996 | CFL | SCE | SFm | 1996 | CZ16 | rWtd | 1.0381 | 1.6161 | -0.021326 |  | 58942.5696 | 3387.504 | 30044.9976 | 1726.724 | 4742.5056 | 2417.4136 | 101261.7144 | 189 | 190 | 192 | 191 | 189 | 192 | 1.084 | 0.802 | 0.992 | 0.674 | 1.084 | 0.992 | 1.925 | 1.775 | 1.025 | 1.025 | 1.925 | 1.025 | -0.0242 | 0 | -0.0244 | 0 | 0 | 0
CFLSFm2003CZ01 | CFLSCESFmCZ012003 | CFL | SCE | SFm | 2003 | CZ01 | rWtd | 0 | 0 | 0 |  | 0 | 0 | 0 | 0 | 0 | 0 | 0 | 193 | 194 | 196 | 195 | 193 | 196 | 1 | 0.722 | 0.986 | 0.568 | 1 | 0.986 | 1.0227 | 1 | 1.0227 | 1 | 1.0227 | 1.0227 | -0.0318 | 0 | -0.032 | 0 | 0 | 0
CFLSFm2003CZ02 | CFLSCESFmCZ022003 | CFL | SCE | SFm | 2003 | CZ02 | rWtd | 0 | 0 | 0 |  | 0 | 0 | 0 | 0 | 0 | 0 | 0 | 197 | 198 | 200 | 199 | 197 | 200 | 1.052 | 0.81 | 0.984 | 0.598 | 1.052 | 0.984 | 2 | 2 | 1 | 1 | 2 | 1 | -0.029 | 0 | -0.0292 | 0 | 0 | 0
CFLSFm2003CZ03 | CFLSCESFmCZ032003 | CFL | SCE | SFm | 2003 | CZ03 | rWtd | 0 | 0 | 0 |  | 0 | 0 | 0 | 0 | 0 | 0 | 0 | 201 | 202 | 204 | 203 | 201 | 204 | 1.004 | 0.778 | 0.984 | 0.572 | 1.004 | 0.984 | 2 | 1.9 | 1.025 | 1 | 2 | 1.025 | -0.032 | 0 | -0.0322 | 0 | 0 | 0
CFLSFm2003CZ04 | CFLSCESFmCZ042003 | CFL | SCE | SFm | 2003 | CZ04 | rWtd | 0 | 0 | 0 |  | 0 | 0 | 0 | 0 | 0 | 0 | 0 | 205 | 206 | 208 | 207 | 205 | 208 | 1.08 | 0.86 | 0.988 | 0.63 | 1.08 | 0.988 | 2 | 2 | 1.0227 | 1.0227 | 2 | 1.0227 | -0.0262 | 0 | -0.0264 | 0 | 0 | 0
CFLSFm2003CZ05 | CFLSCESFmCZ052003 | CFL | SCE | SFm | 2003 | CZ05 | rWtd | 0.96739 | 1.3961 | -0.029993 |  | 1011.1604 | 58.1127 | 1572.177 | 90.355 | 81.3577 | 126.497 | 2939.6598 | 209 | 210 | 212 | 211 | 209 | 212 | 1.002 | 0.706 | 0.98 | 0.48 | 1.002 | 0.98 | 1.9773 | 2 | 1.0227 | 1 | 1.9773 | 1.0227 | -0.03413 | 0 | -0.03413 | 0 | 0 | 0
CFLSFm2003CZ06 | CFLSCESFmCZ062003 | CFL | SCE | SFm | 2003 | CZ06 | rWtd | 1.0275 | 1.3726 | -0.018741 |  | 116282.9037 | 6682.9255 | 196028.2434 | 11265.991 | 9356.0957 | 15772.3874 | 355388.5467 | 213 | 214 | 216 | 215 | 213 | 216 | 1.114 | 0.946 | 0.994 | 0.74 | 1.114 | 0.994 | 2 | 1.9773 | 1 | 1.0227 | 2 | 1 | -0.0212 | 0 | -0.0214 | 0 | 0 | 0
CFLSFm2003CZ07 | CFLSCESFmCZ072003 | CFL | SCE | SFm | 2003 | CZ07 | rWtd | 0 | 0 | 0 |  | 0 | 0 | 0 | 0 | 0 | 0 | 0 | 217 | 218 | 220 | 219 | 217 | 220 | 1.126 | 0.974 | 0.992 | 0.718 | 1.126 | 0.992 | 1.7955 | 1.8409 | 1 | 1 | 1.7955 | 1 | -0.0214 | 0 | -0.0214 | 0 | 0 | 0
CFLSFm2003CZ08 | CFLSCESFmCZ082003 | CFL | SCE | SFm | 2003 | CZ08 | rWtd | 1.0721 | 1.328 | -0.016367 |  | 210262.5135 | 12084.0525 | 187474.7862 | 10774.413 | 16917.6735 | 15084.1782 | 452597.6169 | 221 | 222 | 224 | 223 | 221 | 224 | 1.158 | 1.044 | 0.994 | 0.76 | 1.158 | 0.994 | 1.5909 | 1.7955 | 1.0227 | 1 | 1.5909 | 1.0227 | -0.01854 | 0 | -0.01872 | 0 | 0 | 0
CFLSFm2003CZ09 | CFLSCESFmCZ092003 | CFL | SCE | SFm | 2003 | CZ09 | rWtd | 1.0775 | 1.4151 | -0.018698 |  | 363336.6732 | 20881.418 | 86864.7411 | 4992.2265 | 29233.9852 | 6989.1171 | 512298.1611 | 225 | 226 | 228 | 227 | 225 | 228 | 1.108 | 0.976 | 0.992 | 0.716 | 1.108 | 0.992 | 1.5 | 1.6818 | 1.0227 | 1 | 1.5 | 1.0227 | -0.0212 | 0 | -0.0216 | 0 | 0 | 0
CFLSFm2003CZ10 | CFLSCESFmCZ102003 | CFL | SCE | SFm | 2003 | CZ10 | rWtd | 1.1159 | 1.5258 | -0.021461 |  | 411862.5675 | 23670.2625 | 22704.5292 | 1304.858 | 33138.3675 | 1826.8012 | 494507.3859 | 229 | 230 | 232 | 231 | 229 | 232 | 1.132 | 0.97 | 0.99 | 0.652 | 1.132 | 0.99 | 1.5455 | 1.7045 | 1.0227 | 1.0227 | 1.5455 | 1.0227 | -0.0244 | 0 | -0.0248 | 0 | 0 | 0
CFLSFm2003CZ11 | CFLSCESFmCZ112003 | CFL | SCE | SFm | 2003 | CZ11 | rWtd | 0 | 0 | 0 |  | 0 | 0 | 0 | 0 | 0 | 0 | 0 | 233 | 234 | 236 | 235 | 233 | 236 | 1.136 | 0.942 | 0.99 | 0.636 | 1.136 | 0.99 | 1.8049 | 1.9024 | 1 | 1 | 1.8049 | 1 | -0.0254 | 0 | -0.0258 | 0 | 0 | 0
CFLSFm2003CZ12 | CFLSCESFmCZ122003 | CFL | SCE | SFm | 2003 | CZ12 | rWtd | 0 | 0 | 0 |  | 0 | 0 | 0 | 0 | 0 | 0 | 0 | 237 | 238 | 240 | 239 | 237 | 240 | 1.088 | 0.89 | 0.99 | 0.634 | 1.088 | 0.99 | 2 | 2 | 1 | 1 | 2 | 1 | -0.0256 | 0 | -0.026 | 0 | 0 | 0
CFLSFm2003CZ13 | CFLSCESFmCZ132003 | CFL | SCE | SFm | 2003 | CZ13 | rWtd | 1.1313 | 1.7704 | -0.022676 |  | 62398.0356 | 3586.094 | 1217.9826 | 69.999 | 5020.5316 | 97.9986 | 72390.6414 | 241 | 242 | 244 | 243 | 241 | 244 | 1.144 | 0.954 | 0.99 | 0.63 | 1.144 | 0.99 | 1.7805 | 1.878 | 1 | 1 | 1.7805 | 1 | -0.0258 | 0 | -0.026 | 0 | 0 | 0
CFLSFm2003CZ14 | CFLSCESFmCZ142003 | CFL | SCE | SFm | 2003 | CZ14 | rWtd | 1.1382 | 1.5293 | -0.024086 |  | 162114.7212 | 9316.938 | 7000.6029 | 402.3335 | 13043.7132 | 563.2669 | 192441.5757 | 245 | 246 | 248 | 247 | 245 | 248 | 1.156 | 0.948 | 0.988 | 0.638 | 1.156 | 0.988 | 1.5476 | 1.619 | 1.0238 | 1 | 1.5476 | 1.0238 | -0.0274 | 0 | -0.0276 | 0 | 0 | 0
CFLSFm2003CZ15 | CFLSCESFmCZ152003 | CFL | SCE | SFm | 2003 | CZ15 | rWtd | 1.213 | 1.6694 | -0.011356 |  | 42333.5301 | 2432.9615 | 282.576 | 16.24 | 3406.1461 | 22.736 | 48494.1897 | 249 | 250 | 252 | 251 | 249 | 252 | 1.218 | 1.148 | 0.998 | 0.818 | 1.218 | 0.998 | 1.6667 | 1.8095 | 1 | 1 | 1.6667 | 1 | -0.01292 | 0 | -0.0132 | 0 | 0 | 0
CFLSFm2003CZ16 | CFLSCESFmCZ162003 | CFL | SCE | SFm | 2003 | CZ16 | rWtd | 1.0198 | 1.5362 | -0.021091 |  | 58942.5696 | 3387.504 | 30044.9976 | 1726.724 | 4742.5056 | 2417.4136 | 101261.7144 | 253 | 254 | 256 | 255 | 253 | 256 | 1.056 | 0.78 | 0.992 | 0.678 | 1.056 | 0.992 | 1.8 | 1.75 | 1.025 | 1 | 1.8 | 1.025 | -0.024 | 0 | -0.024 | 0 | 0 | 0
CFLSFm2007CZ01 | CFLSCESFmCZ012007 | CFL | SCE | SFm | 2007 | CZ01 | rWtd | 0 | 0 | 0 |  | 0 | 0 | 0 | 0 | 0 | 0 | 0 | 257 | 258 | 260 | 259 | 257 | 260 | 1 | 0.732 | 0.984 | 0.538 | 1 | 0.984 | 1 | 1 | 1 | 1 | 1 | 1 | -0.0328 | 0 | -0.0328 | 0 | 0 | 0
CFLSFm2007CZ02 | CFLSCESFmCZ022007 | CFL | SCE | SFm | 2007 | CZ02 | rWtd | 0 | 0 | 0 |  | 0 | 0 | 0 | 0 | 0 | 0 | 0 | 261 | 262 | 264 | 263 | 261 | 264 | 1.044 | 0.808 | 0.982 | 0.54 | 1.044 | 0.982 | 1.8049 | 1.9756 | 1 | 1 | 1.8049 | 1 | -0.0328 | 0 | -0.033 | 0 | 0 | 0
CFLSFm2007CZ03 | CFLSCESFmCZ032007 | CFL | SCE | SFm | 2007 | CZ03 | rWtd | 0 | 0 | 0 |  | 0 | 0 | 0 | 0 | 0 | 0 | 0 | 265 | 266 | 268 | 267 | 265 | 268 | 1.006 | 0.816 | 0.984 | 0.59 | 1.006 | 0.984 | 1.875 | 1.9 | 1.025 | 1.025 | 1.875 | 1.025 | -0.0304 | 0 | -0.0304 | 0 | 0 | 0
CFLSFm2007CZ04 | CFLSCESFmCZ042007 | CFL | SCE | SFm | 2007 | CZ04 | rWtd | 0 | 0 | 0 |  | 0 | 0 | 0 | 0 | 0 | 0 | 0 | 269 | 270 | 272 | 271 | 269 | 272 | 1.064 | 0.86 | 0.988 | 0.614 | 1.064 | 0.988 | 1.9091 | 1.8409 | 1.0227 | 1.0227 | 1.9091 | 1.0227 | -0.0272 | 0 | -0.0272 | 0 | 0 | 0
CFLSFm2007CZ05 | CFLSCESFmCZ052007 | CFL | SCE | SFm | 2007 | CZ05 | rWtd | 0.98707 | 1.75 | -0.029993 |  | 42.456 | 2.44 | 0 | 0 | 3.416 | 0 | 48.312 | 273 | 274 | 276 | 275 | 273 | 276 | 1 | 0.744 | 0.982 | 0.484 | 1 | 0.982 | 1.75 | 1.75 | 1 | 1.0227 | 1.75 | 1 | -0.03413 | 0 | -0.03413 | 0 | 0 | 0
CFLSFm2007CZ06 | CFLSCESFmCZ062007 | CFL | SCE | SFm | 2007 | CZ06 | rWtd | 1.0477 | 1.607 | -0.020564 |  | 5705.5818 | 327.907 | 1813.7934 | 104.241 | 459.0698 | 145.9374 | 8556.5304 | 277 | 278 | 280 | 279 | 277 | 280 | 1.078 | 0.92 | 0.992 | 0.702 | 1.078 | 0.992 | 1.7955 | 1.75 | 1.0227 | 1 | 1.7955 | 1.0227 | -0.0234 | 0 | -0.0234 | 0 | 0 | 0
CFLSFm2007CZ07 | CFLSCESFmCZ072007 | CFL | SCE | SFm | 2007 | CZ07 | rWtd | 0 | 0 | 0 |  | 0 | 0 | 0 | 0 | 0 | 0 | 0 | 281 | 282 | 284 | 283 | 281 | 284 | 1.114 | 1.004 | 0.994 | 0.76 | 1.114 | 0.994 | 1.5909 | 1.5455 | 1.0227 | 1 | 1.5909 | 1.0227 | -0.01946 | 0 | -0.01956 | 0 | 0 | 0
CFLSFm2007CZ08 | CFLSCESFmCZ082007 | CFL | SCE | SFm | 2007 | CZ08 | rWtd | 1.0861 | 1.2626 | -0.016393 |  | 3808.7208 | 218.892 | 1655.5404 | 95.146 | 306.4488 | 133.2044 | 6217.9524 | 285 | 286 | 288 | 287 | 285 | 288 | 1.136 | 1.042 | 0.994 | 0.758 | 1.136 | 0.994 | 1.3636 | 1.6136 | 1 | 1.0227 | 1.3636 | 1 | -0.0186 | 0 | -0.01878 | 0 | 0 | 0
CFLSFm2007CZ09 | CFLSCESFmCZ092007 | CFL | SCE | SFm | 2007 | CZ09 | rWtd | 1.0859 | 1.2103 | -0.017752 |  | 5905.0032 | 339.368 | 0 | 0 | 475.1152 | 0 | 6719.4864 | 289 | 290 | 292 | 291 | 289 | 292 | 1.092 | 0.972 | 0.992 | 0.714 | 1.092 | 0.992 | 1.2045 | 1.3182 | 1 | 1 | 1.2045 | 1 | -0.0202 | 0 | -0.0202 | 0 | 0 | 0
CFLSFm2007CZ10 | CFLSCESFmCZ102007 | CFL | SCE | SFm | 2007 | CZ10 | rWtd | 1.1021 | 1.3232 | -0.021795 |  | 20431.8282 | 1174.243 | 49.8858 | 2.867 | 1643.9402 | 4.0138 | 23306.778 | 293 | 294 | 296 | 295 | 293 | 296 | 1.11 | 0.96 | 0.99 | 0.642 | 1.11 | 0.99 | 1.3182 | 1.4318 | 1.0227 | 1.0227 | 1.3182 | 1.0227 | -0.0248 | 0 | -0.0252 | 0 | 0 | 0
CFLSFm2007CZ11 | CFLSCESFmCZ112007 | CFL | SCE | SFm | 2007 | CZ11 | rWtd | 0 | 0 | 0 |  | 0 | 0 | 0 | 0 | 0 | 0 | 0 | 297 | 298 | 300 | 299 | 297 | 300 | 1.1 | 0.916 | 0.99 | 0.62 | 1.1 | 0.99 | 1.5122 | 1.561 | 1 | 1 | 1.5122 | 1 | -0.0258 | 0 | -0.0262 | 0 | 0 | 0
CFLSFm2007CZ12 | CFLSCESFmCZ122007 | CFL | SCE | SFm | 2007 | CZ12 | rWtd | 0 | 0 | 0 |  | 0 | 0 | 0 | 0 | 0 | 0 | 0 | 301 | 302 | 304 | 303 | 301 | 304 | 1.082 | 0.894 | 0.99 | 0.628 | 1.082 | 0.99 | 1.7317 | 1.8293 | 1 | 1 | 1.7317 | 1 | -0.025 | 0 | -0.0252 | 0 | 0 | 0
CFLSFm2007CZ13 | CFLSCESFmCZ132007 | CFL | SCE | SFm | 2007 | CZ13 | rWtd | 1.1176 | 1.4915 | -0.020564 |  | 2374.3866 | 136.459 | 0 | 0 | 191.0426 | 0 | 2701.8882 | 305 | 306 | 308 | 307 | 305 | 308 | 1.126 | 0.96 | 0.992 | 0.648 | 1.126 | 0.992 | 1.4878 | 1.561 | 1 | 1 | 1.4878 | 1 | -0.0234 | 0 | -0.0236 | 0 | 0 | 0
CFLSFm2007CZ14 | CFLSCESFmCZ142007 | CFL | SCE | SFm | 2007 | CZ14 | rWtd | 1.1161 | 1.3656 | -0.02443 |  | 3163.494 | 181.81 | 0 | 0 | 254.534 | 0 | 3599.838 | 309 | 310 | 312 | 311 | 309 | 312 | 1.126 | 0.93 | 0.988 | 0.616 | 1.126 | 0.988 | 1.3571 | 1.5238 | 1 | 1 | 1.3571 | 1 | -0.0278 | 0 | -0.0282 | 0 | 0 | 0
CFLSFm2007CZ15 | CFLSCESFmCZ152007 | CFL | SCE | SFm | 2007 | CZ15 | rWtd | 1.1832 | 1.4822 | -0.010792 |  | 619.5966 | 35.609 | 0 | 0 | 49.8526 | 0 | 705.0582 | 313 | 314 | 316 | 315 | 313 | 316 | 1.186 | 1.13 | 0.998 | 0.82 | 1.186 | 0.998 | 1.4762 | 1.5952 | 1 | 1 | 1.4762 | 1 | -0.01228 | 0 | -0.0125 | 0 | 0 | 0
CFLSFm2007CZ16 | CFLSCESFmCZ162007 | CFL | SCE | SFm | 2007 | CZ16 | rWtd | 0.98446 | 1.0983 | -0.020388 |  | 159.9756 | 9.194 | 948.3522 | 54.503 | 12.8716 | 76.3042 | 1261.2006 | 317 | 318 | 320 | 319 | 317 | 320 | 1.046 | 0.804 | 0.992 | 0.678 | 1.046 | 0.992 | 1.675 | 1.65 | 1 | 1.025 | 1.675 | 1 | -0.0232 | 0 | -0.0232 | 0 | 0 | 0
CFLSFm2011CZ01 | CFLSCESFmCZ012011 | CFL | SCE | SFm | 2011 | CZ01 | rWtd | 0 | 0 | 0 |  | 0 | 0 | 0 | 0 | 0 | 0 | 0 | 321 | 322 | 324 | 323 | 321 | 324 | 1 | 0.746 | 0.986 | 0.566 | 1 | 0.986 | 1.0227 | 1 | 1.0227 | 1 | 1.0227 | 1.0227 | -0.0312 | 0 | -0.0314 | 0 | 0 | 0
CFLSFm2011CZ02 | CFLSCESFmCZ022011 | CFL | SCE | SFm | 2011 | CZ02 | rWtd | 0 | 0 | 0 |  | 0 | 0 | 0 | 0 | 0 | 0 | 0 | 325 | 326 | 328 | 327 | 325 | 328 | 1.046 | 0.818 | 0.984 | 0.552 | 1.046 | 0.984 | 1.8049 | 2 | 1 | 1 | 1.8049 | 1 | -0.0322 | 0 | -0.0322 | 0 | 0 | 0
CFLSFm2011CZ03 | CFLSCESFmCZ032011 | CFL | SCE | SFm | 2011 | CZ03 | rWtd | 0 | 0 | 0 |  | 0 | 0 | 0 | 0 | 0 | 0 | 0 | 329 | 330 | 332 | 331 | 329 | 332 | 1.008 | 0.828 | 0.986 | 0.612 | 1.008 | 0.986 | 1.925 | 1.9 | 1 | 1.025 | 1.925 | 1 | -0.0292 | 0 | -0.0294 | 0 | 0 | 0
CFLSFm2011CZ04 | CFLSCESFmCZ042011 | CFL | SCE | SFm | 2011 | CZ04 | rWtd | 0 | 0 | 0 |  | 0 | 0 | 0 | 0 | 0 | 0 | 0 | 333 | 334 | 336 | 335 | 333 | 336 | 1.076 | 0.866 | 0.988 | 0.63 | 1.076 | 0.988 | 1.9318 | 1.8409 | 1.0227 | 1 | 1.9318 | 1.0227 | -0.0268 | 0 | -0.0268 | 0 | 0 | 0
CFLSFm2011CZ05 | CFLSCESFmCZ052011 | CFL | SCE | SFm | 2011 | CZ05 | rWtd | 0.98616 | 1.8898 | -0.029993 |  | 42.456 | 2.44 | 0 | 0 | 3.416 | 0 | 48.312 | 337 | 338 | 340 | 339 | 337 | 340 | 1 | 0.726 | 0.98 | 0.446 | 1 | 0.98 | 1.8864 | 1.9545 | 1.0227 | 1 | 1.8864 | 1.0227 | -0.03413 | 0 | -0.03413 | 0 | 0 | 0
CFLSFm2011CZ06 | CFLSCESFmCZ062011 | CFL | SCE | SFm | 2011 | CZ06 | rWtd | 1.0362 | 1.5582 | -0.022145 |  | 5705.5818 | 327.907 | 1813.7934 | 104.241 | 459.0698 | 145.9374 | 8556.5304 | 341 | 342 | 344 | 343 | 341 | 344 | 1.064 | 0.904 | 0.99 | 0.678 | 1.064 | 0.99 | 1.7273 | 1.8864 | 1 | 1.0227 | 1.7273 | 1 | -0.0252 | 0 | -0.0252 | 0 | 0 | 0
CFLSFm2011CZ07 | CFLSCESFmCZ072011 | CFL | SCE | SFm | 2011 | CZ07 | rWtd | 0 | 0 | 0 |  | 0 | 0 | 0 | 0 | 0 | 0 | 0 | 345 | 346 | 348 | 347 | 345 | 348 | 1.116 | 1.028 | 0.996 | 0.802 | 1.116 | 0.996 | 1.2955 | 1.6136 | 1 | 1 | 1.2955 | 1 | -0.01694 | 0 | -0.01704 | 0 | 0 | 0
CFLSFm2011CZ08 | CFLSCESFmCZ082011 | CFL | SCE | SFm | 2011 | CZ08 | rWtd | 1.0998 | 1.3325 | -0.015058 |  | 3808.7208 | 218.892 | 1655.5404 | 95.146 | 306.4488 | 133.2044 | 6217.9524 | 349 | 350 | 352 | 351 | 349 | 352 | 1.154 | 1.066 | 0.996 | 0.782 | 1.154 | 0.996 | 1.4545 | 1.7045 | 1.0227 | 1.0227 | 1.4545 | 1.0227 | -0.01708 | 0 | -0.01726 | 0 | 0 | 0
CFLSFm2011CZ09 | CFLSCESFmCZ092011 | CFL | SCE | SFm | 2011 | CZ09 | rWtd | 1.106 | 1.5069 | -0.016908 |  | 5905.0032 | 339.368 | 0 | 0 | 475.1152 | 0 | 6719.4864 | 353 | 354 | 356 | 355 | 353 | 356 | 1.112 | 0.994 | 0.994 | 0.726 | 1.112 | 0.994 | 1.5 | 1.6364 | 1 | 1.0227 | 1.5 | 1 | -0.01924 | 0 | -0.01928 | 0 | 0 | 0
CFLSFm2011CZ10 | CFLSCESFmCZ102011 | CFL | SCE | SFm | 2011 | CZ10 | rWtd | 1.1064 | 1.3901 | -0.021619 |  | 20431.8282 | 1174.243 | 49.8858 | 2.867 | 1643.9402 | 4.0138 | 23306.778 | 357 | 358 | 360 | 359 | 357 | 360 | 1.114 | 0.97 | 0.99 | 0.646 | 1.114 | 0.99 | 1.3864 | 1.4773 | 1.0227 | 1.0227 | 1.3864 | 1.0227 | -0.0246 | 0 | -0.0248 | 0 | 0 | 0
CFLSFm2011CZ11 | CFLSCESFmCZ112011 | CFL | SCE | SFm | 2011 | CZ11 | rWtd | 0 | 0 | 0 |  | 0 | 0 | 0 | 0 | 0 | 0 | 0 | 361 | 362 | 364 | 363 | 361 | 364 | 1.104 | 0.922 | 0.99 | 0.632 | 1.104 | 0.99 | 1.5854 | 1.6341 | 1 | 1 | 1.5854 | 1 | -0.0254 | 0 | -0.0254 | 0 | 0 | 0
CFLSFm2011CZ12 | CFLSCESFmCZ122011 | CFL | SCE | SFm | 2011 | CZ12 | rWtd | 0 | 0 | 0 |  | 0 | 0 | 0 | 0 | 0 | 0 | 0 | 365 | 366 | 368 | 367 | 365 | 368 | 1.088 | 0.902 | 0.99 | 0.64 | 1.088 | 0.99 | 1.7317 | 1.8537 | 1 | 1 | 1.7317 | 1 | -0.0244 | 0 | -0.0246 | 0 | 0 | 0
CFLSFm2011CZ13 | CFLSCESFmCZ132011 | CFL | SCE | SFm | 2011 | CZ13 | rWtd | 1.118 | 1.5159 | -0.020212 |  | 2374.3866 | 136.459 | 0 | 0 | 191.0426 | 0 | 2701.8882 | 369 | 370 | 372 | 371 | 369 | 372 | 1.126 | 0.968 | 0.992 | 0.658 | 1.126 | 0.992 | 1.5122 | 1.5854 | 1 | 1 | 1.5122 | 1 | -0.023 | 0 | -0.0232 | 0 | 0 | 0
CFLSFm2011CZ14 | CFLSCESFmCZ142011 | CFL | SCE | SFm | 2011 | CZ14 | rWtd | 1.1223 | 1.3906 | -0.0232 |  | 3163.494 | 181.81 | 0 | 0 | 254.534 | 0 | 3599.838 | 373 | 374 | 376 | 375 | 373 | 376 | 1.132 | 0.94 | 0.99 | 0.632 | 1.132 | 0.99 | 1.381 | 1.5714 | 1 | 1.0238 | 1.381 | 1 | -0.0264 | 0 | -0.0266 | 0 | 0 | 0
CFLSFm2011CZ15 | CFLSCESFmCZ152011 | CFL | SCE | SFm | 2011 | CZ15 | rWtd | 1.1903 | 1.5 | -0.010633 |  | 619.5966 | 35.609 | 0 | 0 | 49.8526 | 0 | 705.0582 | 377 | 378 | 380 | 379 | 377 | 380 | 1.194 | 1.12 | 1 | 0.826 | 1.194 | 1 | 1.5 | 1.5 | 1 | 1 | 1.5 | 1 | -0.0121 | 0 | -0.01232 | 0 | 0 | 0
CFLSFm2011CZ16 | CFLSCESFmCZ162011 | CFL | SCE | SFm | 2011 | CZ16 | rWtd | 0.98756 | 1.1019 | -0.019659 |  | 159.9756 | 9.194 | 948.3522 | 54.503 | 12.8716 | 76.3042 | 1261.2006 | 381 | 382 | 384 | 383 | 381 | 384 | 1.05 | 0.812 | 0.994 | 0.698 | 1.05 | 0.994 | 1.7 | 1.675 | 1 | 1.025 | 1.7 | 1 | -0.0222 | 0 | -0.0224 | 0 | 0 | 0
CFLSFm2015CZ01 | CFLSCESFmCZ012015 | CFL | SCE | SFm | 2015 | CZ01 | rWtd | 0 | 0 | 0 |  | 0 | 0 | 0 | 0 | 0 | 0 | 0 | 385 | 386 | 388 | 387 | 385 | 388 | 1 | 0.774 | 0.988 | 0.6 | 1 | 0.988 | 1.0227 | 1 | 1.0227 | 1 | 1.0227 | 1.0227 | -0.029 | 0 | -0.029 | 0 | 0 | 0
CFLSFm2015CZ02 | CFLSCESFmCZ022015 | CFL | SCE | SFm | 2015 | CZ02 | rWtd | 0 | 0 | 0 |  | 0 | 0 | 0 | 0 | 0 | 0 | 0 | 389 | 390 | 392 | 391 | 389 | 392 | 1.04 | 0.818 | 0.982 | 0.544 | 1.04 | 0.982 | 1.878 | 1.9756 | 1.0244 | 1 | 1.878 | 1.0244 | -0.0326 | 0 | -0.0326 | 0 | 0 | 0
CFLSFm2015CZ03 | CFLSCESFmCZ032015 | CFL | SCE | SFm | 2015 | CZ03 | rWtd | 0 | 0 | 0 |  | 0 | 0 | 0 | 0 | 0 | 0 | 0 | 393 | 394 | 396 | 395 | 393 | 396 | 1.016 | 0.858 | 0.988 | 0.656 | 1.016 | 0.988 | 1.825 | 1.85 | 1.025 | 1 | 1.825 | 1.025 | -0.026 | 0 | -0.026 | 0 | 0 | 0
CFLSFm2015CZ04 | CFLSCESFmCZ042015 | CFL | SCE | SFm | 2015 | CZ04 | rWtd | 0 | 0 | 0 |  | 0 | 0 | 0 | 0 | 0 | 0 | 0 | 397 | 398 | 400 | 399 | 397 | 400 | 1.06 | 0.87 | 0.988 | 0.62 | 1.06 | 0.988 | 1.8409 | 1.75 | 1.0227 | 1 | 1.8409 | 1.0227 | -0.0274 | 0 | -0.0274 | 0 | 0 | 0
CFLSFm2015CZ05 | CFLSCESFmCZ052015 | CFL | SCE | SFm | 2015 | CZ05 | rWtd | 1.0013 | 1.7909 | -0.026715 |  | 42.456 | 2.44 | 0 | 0 | 3.416 | 0 | 48.312 | 401 | 402 | 404 | 403 | 401 | 404 | 1.012 | 0.8 | 0.988 | 0.59 | 1.012 | 0.988 | 1.7955 | 1.7045 | 1.0227 | 1 | 1.7955 | 1.0227 | -0.0304 | 0 | -0.0304 | 0 | 0 | 0
CFLSFm2015CZ06 | CFLSCESFmCZ062015 | CFL | SCE | SFm | 2015 | CZ06 | rWtd | 1.0257 | 1.3167 | -0.022497 |  | 5705.5818 | 327.907 | 1813.7934 | 104.241 | 459.0698 | 145.9374 | 8556.5304 | 405 | 406 | 408 | 407 | 405 | 408 | 1.05 | 0.898 | 0.99 | 0.662 | 1.05 | 0.99 | 1.3864 | 2 | 1 | 1 | 1.3864 | 1 | -0.0256 | 0 | -0.0256 | 0 | 0 | 0
CFLSFm2015CZ07 | CFLSCESFmCZ072015 | CFL | SCE | SFm | 2015 | CZ07 | rWtd | 0 | 0 | 0 |  | 0 | 0 | 0 | 0 | 0 | 0 | 0 | 409 | 410 | 412 | 411 | 409 | 412 | 1.112 | 1.002 | 0.996 | 0.782 | 1.112 | 0.996 | 1.4773 | 1.5682 | 1.0227 | 1.0227 | 1.4773 | 1.0227 | -0.0177 | 0 | -0.01778 | 0 | 0 | 0
CFLSFm2015CZ08 | CFLSCESFmCZ082015 | CFL | SCE | SFm | 2015 | CZ08 | rWtd | 1.0649 | 1.1629 | -0.016064 |  | 3808.7208 | 218.892 | 1655.5404 | 95.146 | 306.4488 | 133.2044 | 6217.9524 | 413 | 414 | 416 | 415 | 413 | 416 | 1.086 | 0.998 | 1.038 | 0.812 | 1.086 | 1.038 | 1.2045 | 1.7727 | 1 | 1.0227 | 1.2045 | 1 | -0.01828 | 0 | -0.01828 | 0 | 0 | 0
CFLSFm2015CZ09 | CFLSCESFmCZ092015 | CFL | SCE | SFm | 2015 | CZ09 | rWtd | 1.0721 | 1.6182 | -0.017048 |  | 5905.0032 | 339.368 | 0 | 0 | 475.1152 | 0 | 6719.4864 | 417 | 418 | 420 | 419 | 417 | 420 | 1.078 | 0.962 | 1.016 | 0.752 | 1.078 | 1.016 | 1.6136 | 1.7045 | 1 | 1 | 1.6136 | 1 | -0.0194 | 0 | -0.01942 | 0 | 0 | 0
CFLSFm2015CZ10 | CFLSCESFmCZ102015 | CFL | SCE | SFm | 2015 | CZ10 | rWtd | 1.0746 | 1.4399 | -0.021618 |  | 20431.8282 | 1174.243 | 49.8858 | 2.867 | 1643.9402 | 4.0138 | 23306.778 | 421 | 422 | 424 | 423 | 421 | 424 | 1.082 | 0.94 | 1.014 | 0.678 | 1.082 | 1.014 | 1.4318 | 1.6136 | 1 | 1 | 1.4318 | 1 | -0.0246 | 0 | -0.0246 | 0 | 0 | 0
CFLSFm2015CZ11 | CFLSCESFmCZ112015 | CFL | SCE | SFm | 2015 | CZ11 | rWtd | 0 | 0 | 0 |  | 0 | 0 | 0 | 0 | 0 | 0 | 0 | 425 | 426 | 428 | 427 | 425 | 428 | 1.082 | 0.912 | 1.012 | 0.658 | 1.082 | 1.012 | 1.5366 | 1.6585 | 1 | 1 | 1.5366 | 1 | -0.0252 | 0 | -0.0252 | 0 | 0 | 0
CFLSFm2015CZ12 | CFLSCESFmCZ122015 | CFL | SCE | SFm | 2015 | CZ12 | rWtd | 0 | 0 | 0 |  | 0 | 0 | 0 | 0 | 0 | 0 | 0 | 429 | 430 | 432 | 431 | 429 | 432 | 1.054 | 0.88 | 1.012 | 0.652 | 1.054 | 1.012 | 1.5854 | 1.6829 | 1 | 1 | 1.5854 | 1 | -0.025 | 0 | -0.025 | 0 | 0 | 0
CFLSFm2015CZ13 | CFLSCESFmCZ132015 | CFL | SCE | SFm | 2015 | CZ13 | rWtd | 1.0941 | 1.4915 | -0.019861 |  | 2374.3866 | 136.459 | 0 | 0 | 191.0426 | 0 | 2701.8882 | 433 | 434 | 436 | 435 | 433 | 436 | 1.102 | 0.946 | 1.014 | 0.69 | 1.102 | 1.014 | 1.4878 | 1.561 | 1 | 1 | 1.4878 | 1 | -0.0226 | 0 | -0.0226 | 0 | 0 | 0
CFLSFm2015CZ14 | CFLSCESFmCZ142015 | CFL | SCE | SFm | 2015 | CZ14 | rWtd | 1.0946 | 1.343 | -0.02443 |  | 3163.494 | 181.81 | 0 | 0 | 254.534 | 0 | 3599.838 | 437 | 438 | 440 | 439 | 437 | 440 | 1.104 | 0.918 | 1.012 | 0.638 | 1.104 | 1.012 | 1.3333 | 1.5238 | 1 | 1 | 1.3333 | 1 | -0.0278 | 0 | -0.0278 | 0 | 0 | 0
CFLSFm2015CZ15 | CFLSCESFmCZ152015 | CFL | SCE | SFm | 2015 | CZ15 | rWtd | 1.1692 | 1.4548 | -0.010633 |  | 619.5966 | 35.609 | 0 | 0 | 49.8526 | 0 | 705.0582 | 441 | 442 | 444 | 443 | 441 | 444 | 1.172 | 1.116 | 1 | 0.824 | 1.172 | 1 | 1.4524 | 1.5 | 1 | 1 | 1.4524 | 1 | -0.0121 | 0 | -0.01228 | 0 | 0 | 0
CFLSFm2015CZ16 | CFLSCESFmCZ162015 | CFL | SCE | SFm | 2015 | CZ16 | rWtd | 0.97847 | 1.1187 | -0.023401 |  | 159.9756 | 9.194 | 948.3522 | 54.503 | 12.8716 | 76.3042 | 1261.2006 | 445 | 446 | 448 | 447 | 445 | 448 | 1.022 | 0.766 | 0.992 | 0.622 | 1.022 | 0.992 | 1.675 | 1.8 | 1.025 | 1 | 1.675 | 1.025 | -0.0268 | 0 | -0.0266 | 0 | 0 | 0
CFLSFm2017CZ01 | CFLSCESFmCZ012017 | CFL | SCE | SFm | 2017 | CZ01 | rWtd | 0 | 0 | 0 |  | 0 | 0 | 0 | 0 | 0 | 0 | 0 | 449 | 450 | 452 | 451 | 449 | 452 | 1 | 0.786 | 0.99 | 0.61 | 1 | 0.99 | 1 | 1 | 1 | 1 | 1 | 1 | -0.0288 | 0 | -0.0288 | 0 | 0 | 0
CFLSFm2017CZ02 | CFLSCESFmCZ022017 | CFL | SCE | SFm | 2017 | CZ02 | rWtd | 0 | 0 | 0 |  | 0 | 0 | 0 | 0 | 0 | 0 | 0 | 453 | 454 | 456 | 455 | 453 | 456 | 1.04 | 0.824 | 0.984 | 0.546 | 1.04 | 0.984 | 1.878 | 2 | 1 | 1 | 1.878 | 1 | -0.0316 | 0 | -0.0316 | 0 | 0 | 0
CFLSFm2017CZ03 | CFLSCESFmCZ032017 | CFL | SCE | SFm | 2017 | CZ03 | rWtd | 0 | 0 | 0 |  | 0 | 0 | 0 | 0 | 0 | 0 | 0 | 457 | 458 | 460 | 459 | 457 | 460 | 1.016 | 0.862 | 0.99 | 0.664 | 1.016 | 0.99 | 1.75 | 1.875 | 1.025 | 1 | 1.75 | 1.025 | -0.026 | 0 | -0.026 | 0 | 0 | 0
CFLSFm2017CZ04 | CFLSCESFmCZ042017 | CFL | SCE | SFm | 2017 | CZ04 | rWtd | 0 | 0 | 0 |  | 0 | 0 | 0 | 0 | 0 | 0 | 0 | 461 | 462 | 464 | 463 | 461 | 464 | 1.058 | 0.872 | 0.988 | 0.622 | 1.058 | 0.988 | 1.7955 | 1.7727 | 1 | 1 | 1.7955 | 1 | -0.0268 | 0 | -0.0268 | 0 | 0 | 0
CFLSFm2017CZ05 | CFLSCESFmCZ052017 | CFL | SCE | SFm | 2017 | CZ05 | rWtd | 1.0015 | 1.7842 | -0.02777 |  | 42.456 | 2.44 | 0 | 0 | 3.416 | 0 | 48.312 | 465 | 466 | 468 | 467 | 465 | 468 | 1.012 | 0.804 | 0.988 | 0.602 | 1.012 | 0.988 | 1.7727 | 2 | 1.0227 | 1 | 1.7727 | 1.0227 | -0.0316 | 0 | -0.0316 | 0 | 0 | 0
CFLSFm2017CZ06 | CFLSCESFmCZ062017 | CFL | SCE | SFm | 2017 | CZ06 | rWtd | 1.0257 | 1.464 | -0.022321 |  | 5705.5818 | 327.907 | 1813.7934 | 104.241 | 459.0698 | 145.9374 | 8556.5304 | 469 | 470 | 472 | 471 | 469 | 472 | 1.05 | 0.9 | 0.99 | 0.658 | 1.05 | 0.99 | 1.5909 | 2 | 1 | 1 | 1.5909 | 1 | -0.0254 | 0 | -0.0254 | 0 | 0 | 0
CFLSFm2017CZ07 | CFLSCESFmCZ072017 | CFL | SCE | SFm | 2017 | CZ07 | rWtd | 0 | 0 | 0 |  | 0 | 0 | 0 | 0 | 0 | 0 | 0 | 473 | 474 | 476 | 475 | 473 | 476 | 1.092 | 1.002 | 0.994 | 0.776 | 1.092 | 0.994 | 1.3182 | 1.5455 | 1.0227 | 1.0227 | 1.3182 | 1.0227 | -0.01892 | 0 | -0.01898 | 0 | 0 | 0
CFLSFm2017CZ08 | CFLSCESFmCZ082017 | CFL | SCE | SFm | 2017 | CZ08 | rWtd | 1.0699 | 1.3631 | -0.014389 |  | 3808.7208 | 218.892 | 1655.5404 | 95.146 | 306.4488 | 133.2044 | 6217.9524 | 477 | 478 | 480 | 479 | 477 | 480 | 1.094 | 1.002 | 1.036 | 0.822 | 1.094 | 1.036 | 1.5 | 1.7273 | 1.0227 | 1 | 1.5 | 1.0227 | -0.01638 | 0 | -0.01636 | 0 | 0 | 0
CFLSFm2017CZ09 | CFLSCESFmCZ092017 | CFL | SCE | SFm | 2017 | CZ09 | rWtd | 1.0664 | 1.6433 | -0.016609 |  | 5905.0032 | 339.368 | 0 | 0 | 475.1152 | 0 | 6719.4864 | 481 | 482 | 484 | 483 | 481 | 484 | 1.072 | 0.962 | 1.026 | 0.752 | 1.072 | 1.026 | 1.6364 | 1.7727 | 1 | 1 | 1.6364 | 1 | -0.0189 | 0 | -0.01888 | 0 | 0 | 0
CFLSFm2017CZ10 | CFLSCESFmCZ102017 | CFL | SCE | SFm | 2017 | CZ10 | rWtd | 1.0747 | 1.4615 | -0.020916 |  | 20431.8282 | 1174.243 | 49.8858 | 2.867 | 1643.9402 | 4.0138 | 23306.778 | 485 | 486 | 488 | 487 | 485 | 488 | 1.082 | 0.942 | 1.012 | 0.68 | 1.082 | 1.012 | 1.4545 | 1.6136 | 1.0227 | 1 | 1.4545 | 1.0227 | -0.0238 | 0 | -0.024 | 0 | 0 | 0
CFLSFm2017CZ11 | CFLSCESFmCZ112017 | CFL | SCE | SFm | 2017 | CZ11 | rWtd | 0 | 0 | 0 |  | 0 | 0 | 0 | 0 | 0 | 0 | 0 | 489 | 490 | 492 | 491 | 489 | 492 | 1.082 | 0.916 | 1.01 | 0.66 | 1.082 | 1.01 | 1.5854 | 1.7073 | 1 | 1 | 1.5854 | 1 | -0.0246 | 0 | -0.0246 | 0 | 0 | 0
CFLSFm2017CZ12 | CFLSCESFmCZ122017 | CFL | SCE | SFm | 2017 | CZ12 | rWtd | 0 | 0 | 0 |  | 0 | 0 | 0 | 0 | 0 | 0 | 0 | 493 | 494 | 496 | 495 | 493 | 496 | 1.052 | 0.886 | 1.018 | 0.65 | 1.052 | 1.018 | 1.5366 | 1.6829 | 1 | 1 | 1.5366 | 1 | -0.0242 | 0 | -0.0242 | 0 | 0 | 0
CFLSFm2017CZ13 | CFLSCESFmCZ132017 | CFL | SCE | SFm | 2017 | CZ13 | rWtd | 1.0904 | 1.4927 | -0.019509 |  | 2374.3866 | 136.459 | 0 | 0 | 191.0426 | 0 | 2701.8882 | 497 | 498 | 500 | 499 | 497 | 500 | 1.098 | 0.948 | 1.02 | 0.692 | 1.098 | 1.02 | 1.4878 | 1.5854 | 1 | 1 | 1.4878 | 1 | -0.0222 | 0 | -0.0222 | 0 | 0 | 0
CFLSFm2017CZ14 | CFLSCESFmCZ142017 | CFL | SCE | SFm | 2017 | CZ14 | rWtd | 1.0967 | 1.3656 | -0.024255 |  | 3163.494 | 181.81 | 0 | 0 | 254.534 | 0 | 3599.838 | 501 | 502 | 504 | 503 | 501 | 504 | 1.106 | 0.922 | 1.016 | 0.636 | 1.106 | 1.016 | 1.3571 | 1.5238 | 1 | 1 | 1.3571 | 1 | -0.0276 | 0 | -0.0276 | 0 | 0 | 0
CFLSFm2017CZ15 | CFLSCESFmCZ152017 | CFL | SCE | SFm | 2017 | CZ15 | rWtd | 1.1704 | 1.475 | -0.010598 |  | 619.5966 | 35.609 | 0 | 0 | 49.8526 | 0 | 705.0582 | 505 | 506 | 508 | 507 | 505 | 508 | 1.174 | 1.102 | 1 | 0.826 | 1.174 | 1 | 1.4762 | 1.4524 | 1 | 1 | 1.4762 | 1 | -0.01206 | 0 | -0.01222 | 0 | 0 | 0
CFLSFm2017CZ16 | CFLSCESFmCZ162017 | CFL | SCE | SFm | 2017 | CZ16 | rWtd | 0.97878 | 1.1187 | -0.023024 |  | 159.9756 | 9.194 | 948.3522 | 54.503 | 12.8716 | 76.3042 | 1261.2006 | 509 | 510 | 512 | 511 | 509 | 512 | 1.022 | 0.772 | 0.992 | 0.628 | 1.022 | 0.992 | 1.675 | 1.8 | 1.025 | 1 | 1.675 | 1.025 | -0.0262 | 0 | -0.0262 | 0 | 0 | 0
CFLSFm1975CZ01 | CFLSDGSFmCZ011975 | CFL | SDG | SFm | 1975 | CZ01 | rWtd | 0 | 0 | 0 |  | 0 | 0 | 0 | 0 | 0 | 0 | 0 | 1 | 2 | 4 | 3 | 1 | 4 | 1 | 0.686 | 0.982 | 0.514 | 1 | 0.982 | 1.0227 | 1.0227 | 1.0227 | 1 | 1.0227 | 1.0227 | -0.03413 | 0 | -0.03413 | 0 | 0 | 0
CFLSFm1975CZ02 | CFLSDGSFmCZ021975 | CFL | SDG | SFm | 1975 | CZ02 | rWtd | 0 | 0 | 0 |  | 0 | 0 | 0 | 0 | 0 | 0 | 0 | 5 | 6 | 8 | 7 | 5 | 8 | 1.038 | 0.798 | 0.986 | 0.578 | 1.038 | 0.986 | 2 | 2 | 1.025 | 1 | 2 | 1.025 | -0.0318 | 0 | -0.0322 | 0 | 0 | 0
CFLSFm1975CZ03 | CFLSDGSFmCZ031975 | CFL | SDG | SFm | 1975 | CZ03 | rWtd | 0 | 0 | 0 |  | 0 | 0 | 0 | 0 | 0 | 0 | 0 | 9 | 10 | 12 | 11 | 9 | 12 | 1.006 | 0.792 | 0.984 | 0.58 | 1.006 | 0.984 | 2 | 2 | 1.025 | 1 | 2 | 1.025 | -0.0312 | 0 | -0.0316 | 0 | 0 | 0
CFLSFm1975CZ04 | CFLSDGSFmCZ041975 | CFL | SDG | SFm | 1975 | CZ04 | rWtd | 0 | 0 | 0 |  | 0 | 0 | 0 | 0 | 0 | 0 | 0 | 13 | 14 | 16 | 15 | 13 | 16 | 1.07 | 0.862 | 0.99 | 0.67 | 1.07 | 0.99 | 2 | 2 | 1.0227 | 1.0227 | 2 | 1.0227 | -0.0244 | 0 | -0.0248 | 0 | 0 | 0
CFLSFm1975CZ05 | CFLSDGSFmCZ051975 | CFL | SDG | SFm | 1975 | CZ05 | rWtd | 0 | 0 | 0 |  | 0 | 0 | 0 | 0 | 0 | 0 | 0 | 17 | 18 | 20 | 19 | 17 | 20 | 1 | 0.694 | 0.978 | 0.432 | 1 | 0.978 | 2 | 2 | 1 | 1 | 2 | 1 | -0.03413 | 0 | -0.03413 | 0 | 0 | 0
CFLSFm1975CZ06 | CFLSDGSFmCZ061975 | CFL | SDG | SFm | 1975 | CZ06 | rWtd | 1.019 | 1.4927 | -0.019596 |  | 28753.7088 | 1652.512 | 28213.2213 | 1621.4495 | 2313.5168 | 2270.0293 | 64824.4377 | 21 | 22 | 24 | 23 | 21 | 24 | 1.068 | 0.91 | 0.992 | 0.7 | 1.068 | 0.992 | 1.9773 | 1.9545 | 1 | 1 | 1.9773 | 1 | -0.0222 | 0 | -0.0224 | 0 | 0 | 0
CFLSFm1975CZ07 | CFLSDGSFmCZ071975 | CFL | SDG | SFm | 1975 | CZ07 | rWtd | 1.0028 | 1.3119 | -0.019629 |  | 111659.8803 | 6417.2345 | 240240.06 | 13806.9 | 8984.1283 | 19329.66 | 400437.8631 | 25 | 26 | 28 | 27 | 25 | 28 | 1.068 | 0.922 | 0.99 | 0.712 | 1.068 | 0.99 | 1.9318 | 1.9773 | 1.0227 | 1.0227 | 1.9318 | 1.0227 | -0.0222 | 0 | -0.0224 | 0 | 0 | 0
CFLSFm1975CZ08 | CFLSDGSFmCZ081975 | CFL | SDG | SFm | 1975 | CZ08 | rWtd | 1.0953 | 1.7914 | -0.01757 |  | 6395.7963 | 367.5745 | 1017.9087 | 58.5005 | 514.6043 | 81.9007 | 8436.285 | 29 | 30 | 32 | 31 | 29 | 32 | 1.12 | 0.99 | 0.994 | 0.74 | 1.12 | 0.994 | 1.9091 | 2 | 1.0227 | 1.0227 | 1.9091 | 1.0227 | -0.01996 | 0 | -0.0202 | 0 | 0 | 0
CFLSFm1975CZ09 | CFLSDGSFmCZ091975 | CFL | SDG | SFm | 1975 | CZ09 | rWtd | 0 | 0 | 0 |  | 0 | 0 | 0 | 0 | 0 | 0 | 0 | 33 | 34 | 36 | 35 | 33 | 36 | 1.13 | 0.988 | 0.992 | 0.706 | 1.13 | 0.992 | 1.5556 | 1.7778 | 1 | 1 | 1.5556 | 1 | -0.0222 | 0 | -0.0226 | 0 | 0 | 0
CFLSFm1975CZ10 | CFLSDGSFmCZ101975 | CFL | SDG | SFm | 1975 | CZ10 | rWtd | 1.0709 | 1.7294 | -0.021666 |  | 119059.0563 | 6842.4745 | 44165.4543 | 2538.2445 | 9579.4643 | 3553.5423 | 185738.2362 | 37 | 38 | 40 | 39 | 37 | 40 | 1.114 | 0.956 | 0.992 | 0.678 | 1.114 | 0.992 | 2 | 2 | 1 | 1 | 2 | 1 | -0.0246 | 0 | -0.0248 | 0 | 0 | 0
CFLSFm1975CZ11 | CFLSDGSFmCZ111975 | CFL | SDG | SFm | 1975 | CZ11 | rWtd | 0 | 0 | 0 |  | 0 | 0 | 0 | 0 | 0 | 0 | 0 | 41 | 42 | 44 | 43 | 41 | 44 | 1.132 | 0.948 | 0.992 | 0.672 | 1.132 | 0.992 | 2 | 2 | 1 | 1 | 2 | 1 | -0.0242 | 0 | -0.0244 | 0 | 0 | 0
CFLSFm1975CZ12 | CFLSDGSFmCZ121975 | CFL | SDG | SFm | 1975 | CZ12 | rWtd | 0 | 0 | 0 |  | 0 | 0 | 0 | 0 | 0 | 0 | 0 | 45 | 46 | 48 | 47 | 45 | 48 | 1.1 | 0.904 | 0.992 | 0.646 | 1.1 | 0.992 | 2 | 2 | 1.025 | 1 | 2 | 1.025 | -0.0258 | 0 | -0.026 | 0 | 0 | 0
CFLSFm1975CZ13 | CFLSDGSFmCZ131975 | CFL | SDG | SFm | 1975 | CZ13 | rWtd | 0 | 0 | 0 |  | 0 | 0 | 0 | 0 | 0 | 0 | 0 | 49 | 50 | 52 | 51 | 49 | 52 | 1.146 | 0.958 | 0.99 | 0.632 | 1.146 | 0.99 | 1.925 | 2 | 1 | 1.025 | 1.925 | 1 | -0.0268 | 0 | -0.027 | 0 | 0 | 0
CFLSFm1975CZ14 | CFLSDGSFmCZ141975 | CFL | SDG | SFm | 1975 | CZ14 | rWtd | 1.0983 | 1.4753 | -0.022075 |  | 4297.9566 | 247.009 | 1849.4808 | 106.292 | 345.8126 | 148.8088 | 6995.3598 | 53 | 54 | 56 | 55 | 53 | 56 | 1.16 | 0.978 | 0.992 | 0.68 | 1.16 | 0.992 | 1.6667 | 1.9286 | 1 | 1 | 1.6667 | 1 | -0.025 | 0 | -0.0254 | 0 | 0 | 0
CFLSFm1975CZ15 | CFLSDGSFmCZ151975 | CFL | SDG | SFm | 1975 | CZ15 | rWtd | 1.2089 | 1.7215 | -0.010581 |  | 2230.2189 | 128.1735 | 0 | 0 | 179.4429 | 0 | 2537.8353 | 57 | 58 | 60 | 59 | 57 | 60 | 1.212 | 1.15 | 1 | 0.838 | 1.212 | 1 | 1.7143 | 1.8571 | 1.0238 | 1 | 1.7143 | 1.0238 | -0.01204 | 0 | -0.01236 | 0 | 0 | 0
CFLSFm1975CZ16 | CFLSDGSFmCZ161975 | CFL | SDG | SFm | 1975 | CZ16 | rWtd | 0 | 0 | 0 |  | 0 | 0 | 0 | 0 | 0 | 0 | 0 | 61 | 62 | 64 | 63 | 61 | 64 | 1.084 | 0.768 | 0.988 | 0.588 | 1.084 | 0.988 | 1.75 | 1.725 | 1 | 1 | 1.75 | 1 | -0.0296 | 0 | -0.03 | 0 | 0 | 0
CFLSFm1985CZ01 | CFLSDGSFmCZ011985 | CFL | SDG | SFm | 1985 | CZ01 | rWtd | 0 | 0 | 0 |  | 0 | 0 | 0 | 0 | 0 | 0 | 0 | 65 | 66 | 68 | 67 | 65 | 68 | 1 | 0.592 | 0.972 | 0.446 | 1 | 0.972 | 1 | 1 | 1 | 1 | 1 | 1 | -0.03413 | 0 | -0.03413 | 0 | 0 | 0
CFLSFm1985CZ02 | CFLSDGSFmCZ021985 | CFL | SDG | SFm | 1985 | CZ02 | rWtd | 0 | 0 | 0 |  | 0 | 0 | 0 | 0 | 0 | 0 | 0 | 69 | 70 | 72 | 71 | 69 | 72 | 1.048 | 0.742 | 0.98 | 0.54 | 1.048 | 0.98 | 1.9024 | 1.8049 | 1 | 1 | 1.9024 | 1 | -0.03413 | 0 | -0.03413 | 0 | 0 | 0
CFLSFm1985CZ03 | CFLSDGSFmCZ031985 | CFL | SDG | SFm | 1985 | CZ03 | rWtd | 0 | 0 | 0 |  | 0 | 0 | 0 | 0 | 0 | 0 | 0 | 73 | 74 | 76 | 75 | 73 | 76 | 1.004 | 0.718 | 0.976 | 0.518 | 1.004 | 0.976 | 2 | 1.9024 | 1 | 1 | 2 | 1 | -0.03413 | 0 | -0.03413 | 0 | 0 | 0
CFLSFm1985CZ04 | CFLSDGSFmCZ041985 | CFL | SDG | SFm | 1985 | CZ04 | rWtd | 0 | 0 | 0 |  | 0 | 0 | 0 | 0 | 0 | 0 | 0 | 77 | 78 | 80 | 79 | 77 | 80 | 1.076 | 0.804 | 0.984 | 0.618 | 1.076 | 0.984 | 2 | 2 | 1 | 1 | 2 | 1 | -0.0314 | 0 | -0.032 | 0 | 0 | 0
CFLSFm1985CZ05 | CFLSDGSFmCZ051985 | CFL | SDG | SFm | 1985 | CZ05 | rWtd | 0 | 0 | 0 |  | 0 | 0 | 0 | 0 | 0 | 0 | 0 | 81 | 82 | 84 | 83 | 81 | 84 | 1 | 0.67 | 0.976 | 0.464 | 1 | 0.976 | 2 | 2 | 1 | 1 | 2 | 1 | -0.03413 | 0 | -0.03413 | 0 | 0 | 0
CFLSFm1985CZ06 | CFLSDGSFmCZ061985 | CFL | SDG | SFm | 1985 | CZ06 | rWtd | 1.0148 | 1.5053 | -0.022408 |  | 28753.7088 | 1652.512 | 28213.2213 | 1621.4495 | 2313.5168 | 2270.0293 | 64824.4377 | 85 | 86 | 88 | 87 | 85 | 88 | 1.066 | 0.88 | 0.988 | 0.676 | 1.066 | 0.988 | 2 | 2 | 1 | 1.0227 | 2 | 1 | -0.0254 | 0 | -0.0256 | 0 | 0 | 0
CFLSFm1985CZ07 | CFLSDGSFmCZ071985 | CFL | SDG | SFm | 1985 | CZ07 | rWtd | 1.0072 | 1.332 | -0.020101 |  | 111659.8803 | 6417.2345 | 240240.06 | 13806.9 | 8984.1283 | 19329.66 | 400437.8631 | 89 | 90 | 92 | 91 | 89 | 92 | 1.082 | 0.918 | 0.99 | 0.718 | 1.082 | 0.99 | 2 | 2 | 1.0227 | 1 | 2 | 1.0227 | -0.0226 | 0 | -0.023 | 0 | 0 | 0
CFLSFm1985CZ08 | CFLSDGSFmCZ081985 | CFL | SDG | SFm | 1985 | CZ08 | rWtd | 1.0856 | 1.5462 | -0.019557 |  | 6395.7963 | 367.5745 | 1017.9087 | 58.5005 | 514.6043 | 81.9007 | 8436.285 | 93 | 94 | 96 | 95 | 93 | 96 | 1.11 | 0.964 | 0.992 | 0.728 | 1.11 | 0.992 | 1.6136 | 2 | 1 | 1 | 1.6136 | 1 | -0.0222 | 0 | -0.0226 | 0 | 0 | 0
CFLSFm1985CZ09 | CFLSDGSFmCZ091985 | CFL | SDG | SFm | 1985 | CZ09 | rWtd | 0 | 0 | 0 |  | 0 | 0 | 0 | 0 | 0 | 0 | 0 | 97 | 98 | 100 | 99 | 97 | 100 | 1.126 | 0.98 | 0.992 | 0.714 | 1.126 | 0.992 | 1.8409 | 2 | 1 | 1.0227 | 1.8409 | 1 | -0.022 | 0 | -0.0224 | 0 | 0 | 0
CFLSFm1985CZ10 | CFLSDGSFmCZ101985 | CFL | SDG | SFm | 1985 | CZ10 | rWtd | 1.0752 | 1.7353 | -0.022944 |  | 119059.0563 | 6842.4745 | 44165.4543 | 2538.2445 | 9579.4643 | 3553.5423 | 185738.2362 | 101 | 102 | 104 | 103 | 101 | 104 | 1.122 | 0.944 | 0.99 | 0.658 | 1.122 | 0.99 | 2 | 2 | 1.0227 | 1 | 2 | 1.0227 | -0.026 | 0 | -0.0264 | 0 | 0 | 0
CFLSFm1985CZ11 | CFLSDGSFmCZ111985 | CFL | SDG | SFm | 1985 | CZ11 | rWtd | 0 | 0 | 0 |  | 0 | 0 | 0 | 0 | 0 | 0 | 0 | 105 | 106 | 108 | 107 | 105 | 108 | 1.146 | 0.916 | 0.988 | 0.59 | 1.146 | 0.988 | 1.9756 | 2 | 1 | 1 | 1.9756 | 1 | -0.0308 | 0 | -0.0312 | 0 | 0 | 0
CFLSFm1985CZ12 | CFLSDGSFmCZ121985 | CFL | SDG | SFm | 1985 | CZ12 | rWtd | 0 | 0 | 0 |  | 0 | 0 | 0 | 0 | 0 | 0 | 0 | 109 | 110 | 112 | 111 | 109 | 112 | 1.096 | 0.864 | 0.988 | 0.602 | 1.096 | 0.988 | 2 | 2 | 1 | 1 | 2 | 1 | -0.0302 | 0 | -0.0304 | 0 | 0 | 0
CFLSFm1985CZ13 | CFLSDGSFmCZ131985 | CFL | SDG | SFm | 1985 | CZ13 | rWtd | 0 | 0 | 0 |  | 0 | 0 | 0 | 0 | 0 | 0 | 0 | 113 | 114 | 116 | 115 | 113 | 116 | 1.146 | 0.938 | 0.99 | 0.622 | 1.146 | 0.99 | 1.8537 | 2 | 1 | 1 | 1.8537 | 1 | -0.0288 | 0 | -0.0292 | 0 | 0 | 0
CFLSFm1985CZ14 | CFLSDGSFmCZ141985 | CFL | SDG | SFm | 1985 | CZ14 | rWtd | 1.0926 | 1.5312 | -0.027172 |  | 4297.9566 | 247.009 | 1849.4808 | 106.292 | 345.8126 | 148.8088 | 6995.3598 | 117 | 118 | 120 | 119 | 117 | 120 | 1.158 | 0.914 | 0.988 | 0.618 | 1.158 | 0.988 | 1.7381 | 1.9762 | 1.0238 | 1 | 1.7381 | 1.0238 | -0.0308 | 0 | -0.0312 | 0 | 0 | 0
CFLSFm1985CZ15 | CFLSDGSFmCZ151985 | CFL | SDG | SFm | 1985 | CZ15 | rWtd | 1.2285 | 1.7477 | -0.011389 |  | 2230.2189 | 128.1735 | 0 | 0 | 179.4429 | 0 | 2537.8353 | 121 | 122 | 124 | 123 | 121 | 124 | 1.232 | 1.162 | 0.998 | 0.832 | 1.232 | 0.998 | 1.7381 | 1.9286 | 1.0238 | 1 | 1.7381 | 1.0238 | -0.01296 | 0 | -0.01336 | 0 | 0 | 0
CFLSFm1985CZ16 | CFLSDGSFmCZ161985 | CFL | SDG | SFm | 1985 | CZ16 | rWtd | 0 | 0 | 0 |  | 0 | 0 | 0 | 0 | 0 | 0 | 0 | 125 | 126 | 128 | 127 | 125 | 128 | 1.07 | 0.65 | 0.982 | 0.54 | 1.07 | 0.982 | 1.9756 | 1.9756 | 1 | 1 | 1.9756 | 1 | -0.03413 | 0 | -0.03413 | 0 | 0 | 0
CFLSFm1996CZ01 | CFLSDGSFmCZ011996 | CFL | SDG | SFm | 1996 | CZ01 | rWtd | 0 | 0 | 0 |  | 0 | 0 | 0 | 0 | 0 | 0 | 0 | 129 | 130 | 132 | 131 | 129 | 132 | 1 | 0.736 | 0.986 | 0.586 | 1 | 0.986 | 1.0227 | 1 | 1.0227 | 1 | 1.0227 | 1.0227 | -0.0296 | 0 | -0.0298 | 0 | 0 | 0
CFLSFm1996CZ02 | CFLSDGSFmCZ021996 | CFL | SDG | SFm | 1996 | CZ02 | rWtd | 0 | 0 | 0 |  | 0 | 0 | 0 | 0 | 0 | 0 | 0 | 133 | 134 | 136 | 135 | 133 | 136 | 1.054 | 0.836 | 0.99 | 0.648 | 1.054 | 0.99 | 2 | 2 | 1 | 1 | 2 | 1 | -0.0274 | 0 | -0.0274 | 0 | 0 | 0
CFLSFm1996CZ03 | CFLSDGSFmCZ031996 | CFL | SDG | SFm | 1996 | CZ03 | rWtd | 0 | 0 | 0 |  | 0 | 0 | 0 | 0 | 0 | 0 | 0 | 137 | 138 | 140 | 139 | 137 | 140 | 1.006 | 0.776 | 0.982 | 0.558 | 1.006 | 0.982 | 1.875 | 2 | 1.025 | 1 | 1.875 | 1.025 | -0.0324 | 0 | -0.0326 | 0 | 0 | 0
CFLSFm1996CZ04 | CFLSDGSFmCZ041996 | CFL | SDG | SFm | 1996 | CZ04 | rWtd | 0 | 0 | 0 |  | 0 | 0 | 0 | 0 | 0 | 0 | 0 | 141 | 142 | 144 | 143 | 141 | 144 | 1.068 | 0.842 | 0.988 | 0.636 | 1.068 | 0.988 | 2 | 2 | 1.0227 | 1 | 2 | 1.0227 | -0.0274 | 0 | -0.0276 | 0 | 0 | 0
CFLSFm1996CZ05 | CFLSDGSFmCZ051996 | CFL | SDG | SFm | 1996 | CZ05 | rWtd | 0 | 0 | 0 |  | 0 | 0 | 0 | 0 | 0 | 0 | 0 | 145 | 146 | 148 | 147 | 145 | 148 | 1 | 0.688 | 0.978 | 0.444 | 1 | 0.978 | 1.9545 | 1.9545 | 1 | 1 | 1.9545 | 1 | -0.03413 | 0 | -0.03413 | 0 | 0 | 0
CFLSFm1996CZ06 | CFLSDGSFmCZ061996 | CFL | SDG | SFm | 1996 | CZ06 | rWtd | 1.0261 | 1.4719 | -0.020299 |  | 28753.7088 | 1652.512 | 28213.2213 | 1621.4495 | 2313.5168 | 2270.0293 | 64824.4377 | 149 | 150 | 152 | 151 | 149 | 152 | 1.082 | 0.914 | 0.992 | 0.71 | 1.082 | 0.992 | 1.9091 | 2 | 1.0227 | 1 | 1.9091 | 1.0227 | -0.023 | 0 | -0.0232 | 0 | 0 | 0
CFLSFm1996CZ07 | CFLSDGSFmCZ071996 | CFL | SDG | SFm | 1996 | CZ07 | rWtd | 1.0142 | 1.3181 | -0.016827 |  | 111659.8803 | 6417.2345 | 240240.06 | 13806.9 | 8984.1283 | 19329.66 | 400437.8631 | 153 | 154 | 156 | 155 | 153 | 156 | 1.088 | 0.972 | 0.994 | 0.768 | 1.088 | 0.994 | 2 | 2 | 1 | 1.0227 | 2 | 1 | -0.01908 | 0 | -0.01918 | 0 | 0 | 0
CFLSFm1996CZ08 | CFLSDGSFmCZ081996 | CFL | SDG | SFm | 1996 | CZ08 | rWtd | 1.1084 | 1.8442 | -0.015961 |  | 6395.7963 | 367.5745 | 1017.9087 | 58.5005 | 514.6043 | 81.9007 | 8436.285 | 157 | 158 | 160 | 159 | 157 | 160 | 1.134 | 1.016 | 0.996 | 0.776 | 1.134 | 0.996 | 1.9773 | 2 | 1 | 1.0227 | 1.9773 | 1 | -0.01814 | 0 | -0.0183 | 0 | 0 | 0
CFLSFm1996CZ09 | CFLSDGSFmCZ091996 | CFL | SDG | SFm | 1996 | CZ09 | rWtd | 0 | 0 | 0 |  | 0 | 0 | 0 | 0 | 0 | 0 | 0 | 161 | 162 | 164 | 163 | 161 | 164 | 1.128 | 1.008 | 0.994 | 0.746 | 1.128 | 0.994 | 1.5111 | 1.9111 | 1 | 1 | 1.5111 | 1 | -0.01986 | 0 | -0.01998 | 0 | 0 | 0
CFLSFm1996CZ10 | CFLSDGSFmCZ101996 | CFL | SDG | SFm | 1996 | CZ10 | rWtd | 1.092 | 1.5431 | -0.021841 |  | 119059.0563 | 6842.4745 | 44165.4543 | 2538.2445 | 9579.4643 | 3553.5423 | 185738.2362 | 165 | 166 | 168 | 167 | 165 | 168 | 1.144 | 0.974 | 0.992 | 0.658 | 1.144 | 0.992 | 1.7333 | 1.9556 | 1 | 1 | 1.7333 | 1 | -0.0248 | 0 | -0.025 | 0 | 0 | 0
CFLSFm1996CZ11 | CFLSDGSFmCZ111996 | CFL | SDG | SFm | 1996 | CZ11 | rWtd | 0 | 0 | 0 |  | 0 | 0 | 0 | 0 | 0 | 0 | 0 | 169 | 170 | 172 | 171 | 169 | 172 | 1.138 | 0.918 | 0.988 | 0.604 | 1.138 | 0.988 | 1.975 | 2 | 1 | 1.025 | 1.975 | 1 | -0.0274 | 0 | -0.0276 | 0 | 0 | 0
CFLSFm1996CZ12 | CFLSDGSFmCZ121996 | CFL | SDG | SFm | 1996 | CZ12 | rWtd | 0 | 0 | 0 |  | 0 | 0 | 0 | 0 | 0 | 0 | 0 | 173 | 174 | 176 | 175 | 173 | 176 | 1.096 | 0.882 | 0.988 | 0.606 | 1.096 | 0.988 | 2 | 2 | 1.025 | 1.025 | 2 | 1.025 | -0.0276 | 0 | -0.028 | 0 | 0 | 0
CFLSFm1996CZ13 | CFLSDGSFmCZ131996 | CFL | SDG | SFm | 1996 | CZ13 | rWtd | 0 | 0 | 0 |  | 0 | 0 | 0 | 0 | 0 | 0 | 0 | 177 | 178 | 180 | 179 | 177 | 180 | 1.15 | 0.946 | 0.988 | 0.608 | 1.15 | 0.988 | 1.9 | 1.975 | 1.025 | 1 | 1.9 | 1.025 | -0.0272 | 0 | -0.0276 | 0 | 0 | 0
CFLSFm1996CZ14 | CFLSDGSFmCZ141996 | CFL | SDG | SFm | 1996 | CZ14 | rWtd | 1.0822 | 1.4412 | -0.02436 |  | 4297.9566 | 247.009 | 1849.4808 | 106.292 | 345.8126 | 148.8088 | 6995.3598 | 181 | 182 | 184 | 183 | 181 | 184 | 1.142 | 0.914 | 0.988 | 0.63 | 1.142 | 0.988 | 1.619 | 1.8571 | 1 | 1 | 1.619 | 1 | -0.0276 | 0 | -0.028 | 0 | 0 | 0
CFLSFm1996CZ15 | CFLSDGSFmCZ151996 | CFL | SDG | SFm | 1996 | CZ15 | rWtd | 1.2302 | 1.6965 | -0.011301 |  | 2230.2189 | 128.1735 | 0 | 0 | 179.4429 | 0 | 2537.8353 | 185 | 186 | 188 | 187 | 185 | 188 | 1.234 | 1.158 | 0.998 | 0.816 | 1.234 | 0.998 | 1.6905 | 1.8095 | 1.0238 | 1 | 1.6905 | 1.0238 | -0.01286 | 0 | -0.01318 | 0 | 0 | 0
CFLSFm1996CZ16 | CFLSDGSFmCZ161996 | CFL | SDG | SFm | 1996 | CZ16 | rWtd | 0 | 0 | 0 |  | 0 | 0 | 0 | 0 | 0 | 0 | 0 | 189 | 190 | 192 | 191 | 189 | 192 | 1.084 | 0.802 | 0.992 | 0.674 | 1.084 | 0.992 | 1.925 | 1.775 | 1.025 | 1.025 | 1.925 | 1.025 | -0.0242 | 0 | -0.0244 | 0 | 0 | 0
CFLSFm2003CZ01 | CFLSDGSFmCZ012003 | CFL | SDG | SFm | 2003 | CZ01 | rWtd | 0 | 0 | 0 |  | 0 | 0 | 0 | 0 | 0 | 0 | 0 | 193 | 194 | 196 | 195 | 193 | 196 | 1 | 0.722 | 0.986 | 0.568 | 1 | 0.986 | 1.0227 | 1 | 1.0227 | 1 | 1.0227 | 1.0227 | -0.0318 | 0 | -0.032 | 0 | 0 | 0
CFLSFm2003CZ02 | CFLSDGSFmCZ022003 | CFL | SDG | SFm | 2003 | CZ02 | rWtd | 0 | 0 | 0 |  | 0 | 0 | 0 | 0 | 0 | 0 | 0 | 197 | 198 | 200 | 199 | 197 | 200 | 1.052 | 0.81 | 0.984 | 0.598 | 1.052 | 0.984 | 2 | 2 | 1 | 1 | 2 | 1 | -0.029 | 0 | -0.0292 | 0 | 0 | 0
CFLSFm2003CZ03 | CFLSDGSFmCZ032003 | CFL | SDG | SFm | 2003 | CZ03 | rWtd | 0 | 0 | 0 |  | 0 | 0 | 0 | 0 | 0 | 0 | 0 | 201 | 202 | 204 | 203 | 201 | 204 | 1.004 | 0.778 | 0.984 | 0.572 | 1.004 | 0.984 | 2 | 1.9 | 1.025 | 1 | 2 | 1.025 | -0.032 | 0 | -0.0322 | 0 | 0 | 0
CFLSFm2003CZ04 | CFLSDGSFmCZ042003 | CFL | SDG | SFm | 2003 | CZ04 | rWtd | 0 | 0 | 0 |  | 0 | 0 | 0 | 0 | 0 | 0 | 0 | 205 | 206 | 208 | 207 | 205 | 208 | 1.08 | 0.86 | 0.988 | 0.63 | 1.08 | 0.988 | 2 | 2 | 1.0227 | 1.0227 | 2 | 1.0227 | -0.0262 | 0 | -0.0264 | 0 | 0 | 0
CFLSFm2003CZ05 | CFLSDGSFmCZ052003 | CFL | SDG | SFm | 2003 | CZ05 | rWtd | 0 | 0 | 0 |  | 0 | 0 | 0 | 0 | 0 | 0 | 0 | 209 | 210 | 212 | 211 | 209 | 212 | 1.002 | 0.706 | 0.98 | 0.48 | 1.002 | 0.98 | 1.9773 | 2 | 1.0227 | 1 | 1.9773 | 1.0227 | -0.03413 | 0 | -0.03413 | 0 | 0 | 0
CFLSFm2003CZ06 | CFLSDGSFmCZ062003 | CFL | SDG | SFm | 2003 | CZ06 | rWtd | 1.0439 | 1.5047 | -0.018717 |  | 28753.7088 | 1652.512 | 28213.2213 | 1621.4495 | 2313.5168 | 2270.0293 | 64824.4377 | 213 | 214 | 216 | 215 | 213 | 216 | 1.114 | 0.946 | 0.994 | 0.74 | 1.114 | 0.994 | 2 | 1.9773 | 1 | 1.0227 | 2 | 1 | -0.0212 | 0 | -0.0214 | 0 | 0 | 0
CFLSFm2003CZ07 | CFLSDGSFmCZ072003 | CFL | SDG | SFm | 2003 | CZ07 | rWtd | 1.0226 | 1.2531 | -0.018806 |  | 111659.8803 | 6417.2345 | 240240.06 | 13806.9 | 8984.1283 | 19329.66 | 400437.8631 | 217 | 218 | 220 | 219 | 217 | 220 | 1.126 | 0.974 | 0.992 | 0.718 | 1.126 | 0.992 | 1.7955 | 1.8409 | 1 | 1 | 1.7955 | 1 | -0.0214 | 0 | -0.0214 | 0 | 0 | 0
CFLSFm2003CZ08 | CFLSDGSFmCZ082003 | CFL | SDG | SFm | 2003 | CZ08 | rWtd | 1.1289 | 1.5217 | -0.016314 |  | 6395.7963 | 367.5745 | 1017.9087 | 58.5005 | 514.6043 | 81.9007 | 8436.285 | 221 | 222 | 224 | 223 | 221 | 224 | 1.158 | 1.044 | 0.994 | 0.76 | 1.158 | 0.994 | 1.5909 | 1.7955 | 1.0227 | 1 | 1.5909 | 1.0227 | -0.01854 | 0 | -0.01872 | 0 | 0 | 0
CFLSFm2003CZ09 | CFLSDGSFmCZ092003 | CFL | SDG | SFm | 2003 | CZ09 | rWtd | 0 | 0 | 0 |  | 0 | 0 | 0 | 0 | 0 | 0 | 0 | 225 | 226 | 228 | 227 | 225 | 228 | 1.108 | 0.976 | 0.992 | 0.716 | 1.108 | 0.992 | 1.5 | 1.6818 | 1.0227 | 1 | 1.5 | 1.0227 | -0.0212 | 0 | -0.0216 | 0 | 0 | 0
CFLSFm2003CZ10 | CFLSDGSFmCZ102003 | CFL | SDG | SFm | 2003 | CZ10 | rWtd | 1.083 | 1.4099 | -0.021538 |  | 119059.0563 | 6842.4745 | 44165.4543 | 2538.2445 | 9579.4643 | 3553.5423 | 185738.2362 | 229 | 230 | 232 | 231 | 229 | 232 | 1.132 | 0.97 | 0.99 | 0.652 | 1.132 | 0.99 | 1.5455 | 1.7045 | 1.0227 | 1.0227 | 1.5455 | 1.0227 | -0.0244 | 0 | -0.0248 | 0 | 0 | 0
CFLSFm2003CZ11 | CFLSDGSFmCZ112003 | CFL | SDG | SFm | 2003 | CZ11 | rWtd | 0 | 0 | 0 |  | 0 | 0 | 0 | 0 | 0 | 0 | 0 | 233 | 234 | 236 | 235 | 233 | 236 | 1.136 | 0.942 | 0.99 | 0.636 | 1.136 | 0.99 | 1.8049 | 1.9024 | 1 | 1 | 1.8049 | 1 | -0.0254 | 0 | -0.0258 | 0 | 0 | 0
CFLSFm2003CZ12 | CFLSDGSFmCZ122003 | CFL | SDG | SFm | 2003 | CZ12 | rWtd | 0 | 0 | 0 |  | 0 | 0 | 0 | 0 | 0 | 0 | 0 | 237 | 238 | 240 | 239 | 237 | 240 | 1.088 | 0.89 | 0.99 | 0.634 | 1.088 | 0.99 | 2 | 2 | 1 | 1 | 2 | 1 | -0.0256 | 0 | -0.026 | 0 | 0 | 0
CFLSFm2003CZ13 | CFLSDGSFmCZ132003 | CFL | SDG | SFm | 2003 | CZ13 | rWtd | 0 | 0 | 0 |  | 0 | 0 | 0 | 0 | 0 | 0 | 0 | 241 | 242 | 244 | 243 | 241 | 244 | 1.144 | 0.954 | 0.99 | 0.63 | 1.144 | 0.99 | 1.7805 | 1.878 | 1 | 1 | 1.7805 | 1 | -0.0258 | 0 | -0.026 | 0 | 0 | 0
CFLSFm2003CZ14 | CFLSDGSFmCZ142003 | CFL | SDG | SFm | 2003 | CZ14 | rWtd | 1.0928 | 1.3922 | -0.024132 |  | 4297.9566 | 247.009 | 1849.4808 | 106.292 | 345.8126 | 148.8088 | 6995.3598 | 245 | 246 | 248 | 247 | 245 | 248 | 1.156 | 0.948 | 0.988 | 0.638 | 1.156 | 0.988 | 1.5476 | 1.619 | 1.0238 | 1 | 1.5476 | 1.0238 | -0.0274 | 0 | -0.0276 | 0 | 0 | 0
CFLSFm2003CZ15 | CFLSDGSFmCZ152003 | CFL | SDG | SFm | 2003 | CZ15 | rWtd | 1.2145 | 1.6739 | -0.011354 |  | 2230.2189 | 128.1735 | 0 | 0 | 179.4429 | 0 | 2537.8353 | 249 | 250 | 252 | 251 | 249 | 252 | 1.218 | 1.148 | 0.998 | 0.818 | 1.218 | 0.998 | 1.6667 | 1.8095 | 1 | 1 | 1.6667 | 1 | -0.01292 | 0 | -0.0132 | 0 | 0 | 0
CFLSFm2003CZ16 | CFLSDGSFmCZ162003 | CFL | SDG | SFm | 2003 | CZ16 | rWtd | 0 | 0 | 0 |  | 0 | 0 | 0 | 0 | 0 | 0 | 0 | 253 | 254 | 256 | 255 | 253 | 256 | 1.056 | 0.78 | 0.992 | 0.678 | 1.056 | 0.992 | 1.8 | 1.75 | 1.025 | 1 | 1.8 | 1.025 | -0.024 | 0 | -0.024 | 0 | 0 | 0
CFLSFm2007CZ01 | CFLSDGSFmCZ012007 | CFL | SDG | SFm | 2007 | CZ01 | rWtd | 0 | 0 | 0 |  | 0 | 0 | 0 | 0 | 0 | 0 | 0 | 257 | 258 | 260 | 259 | 257 | 260 | 1 | 0.732 | 0.984 | 0.538 | 1 | 0.984 | 1 | 1 | 1 | 1 | 1 | 1 | -0.0328 | 0 | -0.0328 | 0 | 0 | 0
CFLSFm2007CZ02 | CFLSDGSFmCZ022007 | CFL | SDG | SFm | 2007 | CZ02 | rWtd | 0 | 0 | 0 |  | 0 | 0 | 0 | 0 | 0 | 0 | 0 | 261 | 262 | 264 | 263 | 261 | 264 | 1.044 | 0.808 | 0.982 | 0.54 | 1.044 | 0.982 | 1.8049 | 1.9756 | 1 | 1 | 1.8049 | 1 | -0.0328 | 0 | -0.033 | 0 | 0 | 0
CFLSFm2007CZ03 | CFLSDGSFmCZ032007 | CFL | SDG | SFm | 2007 | CZ03 | rWtd | 0 | 0 | 0 |  | 0 | 0 | 0 | 0 | 0 | 0 | 0 | 265 | 266 | 268 | 267 | 265 | 268 | 1.006 | 0.816 | 0.984 | 0.59 | 1.006 | 0.984 | 1.875 | 1.9 | 1.025 | 1.025 | 1.875 | 1.025 | -0.0304 | 0 | -0.0304 | 0 | 0 | 0
CFLSFm2007CZ04 | CFLSDGSFmCZ042007 | CFL | SDG | SFm | 2007 | CZ04 | rWtd | 0 | 0 | 0 |  | 0 | 0 | 0 | 0 | 0 | 0 | 0 | 269 | 270 | 272 | 271 | 269 | 272 | 1.064 | 0.86 | 0.988 | 0.614 | 1.064 | 0.988 | 1.9091 | 1.8409 | 1.0227 | 1.0227 | 1.9091 | 1.0227 | -0.0272 | 0 | -0.0272 | 0 | 0 | 0
CFLSFm2007CZ05 | CFLSDGSFmCZ052007 | CFL | SDG | SFm | 2007 | CZ05 | rWtd | 0 | 0 | 0 |  | 0 | 0 | 0 | 0 | 0 | 0 | 0 | 273 | 274 | 276 | 275 | 273 | 276 | 1 | 0.744 | 0.982 | 0.484 | 1 | 0.982 | 1.75 | 1.75 | 1 | 1.0227 | 1.75 | 1 | -0.03413 | 0 | -0.03413 | 0 | 0 | 0
CFLSFm2007CZ06 | CFLSDGSFmCZ062007 | CFL | SDG | SFm | 2007 | CZ06 | rWtd | 1.0305 | 1.4642 | -0.020564 |  | 2681.8968 | 154.132 | 1993.4658 | 114.567 | 215.7848 | 160.3938 | 5320.2402 | 277 | 278 | 280 | 279 | 277 | 280 | 1.078 | 0.92 | 0.992 | 0.702 | 1.078 | 0.992 | 1.7955 | 1.75 | 1.0227 | 1 | 1.7955 | 1.0227 | -0.0234 | 0 | -0.0234 | 0 | 0 | 0
CFLSFm2007CZ07 | CFLSDGSFmCZ072007 | CFL | SDG | SFm | 2007 | CZ07 | rWtd | 1.0327 | 1.2483 | -0.017154 |  | 4352.958 | 250.17 | 6531.6816 | 375.384 | 350.238 | 525.5376 | 12385.9692 | 281 | 282 | 284 | 283 | 281 | 284 | 1.114 | 1.004 | 0.994 | 0.76 | 1.114 | 0.994 | 1.5909 | 1.5455 | 1.0227 | 1 | 1.5909 | 1.0227 | -0.01946 | 0 | -0.01956 | 0 | 0 | 0
CFLSFm2007CZ08 | CFLSDGSFmCZ082007 | CFL | SDG | SFm | 2007 | CZ08 | rWtd | 1.1313 | 1.3763 | -0.016345 |  | 277.1646 | 15.929 | 0 | 0 | 22.3006 | 0 | 315.3942 | 285 | 286 | 288 | 287 | 285 | 288 | 1.136 | 1.042 | 0.994 | 0.758 | 1.136 | 0.994 | 1.3636 | 1.6136 | 1 | 1.0227 | 1.3636 | 1 | -0.0186 | 0 | -0.01878 | 0 | 0 | 0
CFLSFm2007CZ09 | CFLSDGSFmCZ092007 | CFL | SDG | SFm | 2007 | CZ09 | rWtd | 0 | 0 | 0 |  | 0 | 0 | 0 | 0 | 0 | 0 | 0 | 289 | 290 | 292 | 291 | 289 | 292 | 1.092 | 0.972 | 0.992 | 0.714 | 1.092 | 0.992 | 1.2045 | 1.3182 | 1 | 1 | 1.2045 | 1 | -0.0202 | 0 | -0.0202 | 0 | 0 | 0
CFLSFm2007CZ10 | CFLSDGSFmCZ102007 | CFL | SDG | SFm | 2007 | CZ10 | rWtd | 1.1002 | 1.3189 | -0.0218 |  | 6871.3644 | 394.906 | 117.2934 | 6.741 | 552.8684 | 9.4374 | 7952.6106 | 293 | 294 | 296 | 295 | 293 | 296 | 1.11 | 0.96 | 0.99 | 0.642 | 1.11 | 0.99 | 1.3182 | 1.4318 | 1.0227 | 1.0227 | 1.3182 | 1.0227 | -0.0248 | 0 | -0.0252 | 0 | 0 | 0
CFLSFm2007CZ11 | CFLSDGSFmCZ112007 | CFL | SDG | SFm | 2007 | CZ11 | rWtd | 0 | 0 | 0 |  | 0 | 0 | 0 | 0 | 0 | 0 | 0 | 297 | 298 | 300 | 299 | 297 | 300 | 1.1 | 0.916 | 0.99 | 0.62 | 1.1 | 0.99 | 1.5122 | 1.561 | 1 | 1 | 1.5122 | 1 | -0.0258 | 0 | -0.0262 | 0 | 0 | 0
CFLSFm2007CZ12 | CFLSDGSFmCZ122007 | CFL | SDG | SFm | 2007 | CZ12 | rWtd | 0 | 0 | 0 |  | 0 | 0 | 0 | 0 | 0 | 0 | 0 | 301 | 302 | 304 | 303 | 301 | 304 | 1.082 | 0.894 | 0.99 | 0.628 | 1.082 | 0.99 | 1.7317 | 1.8293 | 1 | 1 | 1.7317 | 1 | -0.025 | 0 | -0.0252 | 0 | 0 | 0
CFLSFm2007CZ13 | CFLSDGSFmCZ132007 | CFL | SDG | SFm | 2007 | CZ13 | rWtd | 0 | 0 | 0 |  | 0 | 0 | 0 | 0 | 0 | 0 | 0 | 305 | 306 | 308 | 307 | 305 | 308 | 1.126 | 0.96 | 0.992 | 0.648 | 1.126 | 0.992 | 1.4878 | 1.561 | 1 | 1 | 1.4878 | 1 | -0.0234 | 0 | -0.0236 | 0 | 0 | 0
CFLSFm2007CZ14 | CFLSDGSFmCZ142007 | CFL | SDG | SFm | 2007 | CZ14 | rWtd | 1.0172 | 1.1194 | -0.024667 |  | 48.6156 | 2.794 | 100.2414 | 5.761 | 3.9116 | 8.0654 | 169.389 | 309 | 310 | 312 | 311 | 309 | 312 | 1.126 | 0.93 | 0.988 | 0.616 | 1.126 | 0.988 | 1.3571 | 1.5238 | 1 | 1 | 1.3571 | 1 | -0.0278 | 0 | -0.0282 | 0 | 0 | 0
CFLSFm2007CZ15 | CFLSDGSFmCZ152007 | CFL | SDG | SFm | 2007 | CZ15 | rWtd | 1.1093 | 1.2987 | -0.010865 |  | 0.54438 | 0.031286 | 0.33441 | 0.019219 | 0.043801 | 0.026907 | 1 | 313 | 314 | 316 | 315 | 313 | 316 | 1.186 | 1.13 | 0.998 | 0.82 | 1.186 | 0.998 | 1.4762 | 1.5952 | 1 | 1 | 1.4762 | 1 | -0.01228 | 0 | -0.0125 | 0 | 0 | 0
CFLSFm2007CZ16 | CFLSDGSFmCZ162007 | CFL | SDG | SFm | 2007 | CZ16 | rWtd | 0 | 0 | 0 |  | 0 | 0 | 0 | 0 | 0 | 0 | 0 | 317 | 318 | 320 | 319 | 317 | 320 | 1.046 | 0.804 | 0.992 | 0.678 | 1.046 | 0.992 | 1.675 | 1.65 | 1 | 1.025 | 1.675 | 1 | -0.0232 | 0 | -0.0232 | 0 | 0 | 0
CFLSFm2011CZ01 | CFLSDGSFmCZ012011 | CFL | SDG | SFm | 2011 | CZ01 | rWtd | 0 | 0 | 0 |  | 0 | 0 | 0 | 0 | 0 | 0 | 0 | 321 | 322 | 324 | 323 | 321 | 324 | 1 | 0.746 | 0.986 | 0.566 | 1 | 0.986 | 1.0227 | 1 | 1.0227 | 1 | 1.0227 | 1.0227 | -0.0312 | 0 | -0.0314 | 0 | 0 | 0
CFLSFm2011CZ02 | CFLSDGSFmCZ022011 | CFL | SDG | SFm | 2011 | CZ02 | rWtd | 0 | 0 | 0 |  | 0 | 0 | 0 | 0 | 0 | 0 | 0 | 325 | 326 | 328 | 327 | 325 | 328 | 1.046 | 0.818 | 0.984 | 0.552 | 1.046 | 0.984 | 1.8049 | 2 | 1 | 1 | 1.8049 | 1 | -0.0322 | 0 | -0.0322 | 0 | 0 | 0
CFLSFm2011CZ03 | CFLSDGSFmCZ032011 | CFL | SDG | SFm | 2011 | CZ03 | rWtd | 0 | 0 | 0 |  | 0 | 0 | 0 | 0 | 0 | 0 | 0 | 329 | 330 | 332 | 331 | 329 | 332 | 1.008 | 0.828 | 0.986 | 0.612 | 1.008 | 0.986 | 1.925 | 1.9 | 1 | 1.025 | 1.925 | 1 | -0.0292 | 0 | -0.0294 | 0 | 0 | 0
CFLSFm2011CZ04 | CFLSDGSFmCZ042011 | CFL | SDG | SFm | 2011 | CZ04 | rWtd | 0 | 0 | 0 |  | 0 | 0 | 0 | 0 | 0 | 0 | 0 | 333 | 334 | 336 | 335 | 333 | 336 | 1.076 | 0.866 | 0.988 | 0.63 | 1.076 | 0.988 | 1.9318 | 1.8409 | 1.0227 | 1 | 1.9318 | 1.0227 | -0.0268 | 0 | -0.0268 | 0 | 0 | 0
CFLSFm2011CZ05 | CFLSDGSFmCZ052011 | CFL | SDG | SFm | 2011 | CZ05 | rWtd | 0 | 0 | 0 |  | 0 | 0 | 0 | 0 | 0 | 0 | 0 | 337 | 338 | 340 | 339 | 337 | 340 | 1 | 0.726 | 0.98 | 0.446 | 1 | 0.98 | 1.8864 | 1.9545 | 1.0227 | 1 | 1.8864 | 1.0227 | -0.03413 | 0 | -0.03413 | 0 | 0 | 0
CFLSFm2011CZ06 | CFLSDGSFmCZ062011 | CFL | SDG | SFm | 2011 | CZ06 | rWtd | 1.0211 | 1.4223 | -0.022145 |  | 2681.8968 | 154.132 | 1993.4658 | 114.567 | 215.7848 | 160.3938 | 5320.2402 | 341 | 342 | 344 | 343 | 341 | 344 | 1.064 | 0.904 | 0.99 | 0.678 | 1.064 | 0.99 | 1.7273 | 1.8864 | 1 | 1.0227 | 1.7273 | 1 | -0.0252 | 0 | -0.0252 | 0 | 0 | 0
CFLSFm2011CZ07 | CFLSDGSFmCZ072011 | CFL | SDG | SFm | 2011 | CZ07 | rWtd | 1.0363 | 1.1246 | -0.014939 |  | 4352.958 | 250.17 | 6531.6816 | 375.384 | 350.238 | 525.5376 | 12385.9692 | 345 | 346 | 348 | 347 | 345 | 348 | 1.116 | 1.028 | 0.996 | 0.802 | 1.116 | 0.996 | 1.2955 | 1.6136 | 1 | 1 | 1.2955 | 1 | -0.01694 | 0 | -0.01704 | 0 | 0 | 0
CFLSFm2011CZ08 | CFLSDGSFmCZ082011 | CFL | SDG | SFm | 2011 | CZ08 | rWtd | 1.1496 | 1.4672 | -0.01501 |  | 277.1646 | 15.929 | 0 | 0 | 22.3006 | 0 | 315.3942 | 349 | 350 | 352 | 351 | 349 | 352 | 1.154 | 1.066 | 0.996 | 0.782 | 1.154 | 0.996 | 1.4545 | 1.7045 | 1.0227 | 1.0227 | 1.4545 | 1.0227 | -0.01708 | 0 | -0.01726 | 0 | 0 | 0
CFLSFm2011CZ09 | CFLSDGSFmCZ092011 | CFL | SDG | SFm | 2011 | CZ09 | rWtd | 0 | 0 | 0 |  | 0 | 0 | 0 | 0 | 0 | 0 | 0 | 353 | 354 | 356 | 355 | 353 | 356 | 1.112 | 0.994 | 0.994 | 0.726 | 1.112 | 0.994 | 1.5 | 1.6364 | 1 | 1.0227 | 1.5 | 1 | -0.01924 | 0 | -0.01928 | 0 | 0 | 0
CFLSFm2011CZ10 | CFLSDGSFmCZ102011 | CFL | SDG | SFm | 2011 | CZ10 | rWtd | 1.1045 | 1.3848 | -0.021621 |  | 6871.3644 | 394.906 | 117.2934 | 6.741 | 552.8684 | 9.4374 | 7952.6106 | 357 | 358 | 360 | 359 | 357 | 360 | 1.114 | 0.97 | 0.99 | 0.646 | 1.114 | 0.99 | 1.3864 | 1.4773 | 1.0227 | 1.0227 | 1.3864 | 1.0227 | -0.0246 | 0 | -0.0248 | 0 | 0 | 0
CFLSFm2011CZ11 | CFLSDGSFmCZ112011 | CFL | SDG | SFm | 2011 | CZ11 | rWtd | 0 | 0 | 0 |  | 0 | 0 | 0 | 0 | 0 | 0 | 0 | 361 | 362 | 364 | 363 | 361 | 364 | 1.104 | 0.922 | 0.99 | 0.632 | 1.104 | 0.99 | 1.5854 | 1.6341 | 1 | 1 | 1.5854 | 1 | -0.0254 | 0 | -0.0254 | 0 | 0 | 0
CFLSFm2011CZ12 | CFLSDGSFmCZ122011 | CFL | SDG | SFm | 2011 | CZ12 | rWtd | 0 | 0 | 0 |  | 0 | 0 | 0 | 0 | 0 | 0 | 0 | 365 | 366 | 368 | 367 | 365 | 368 | 1.088 | 0.902 | 0.99 | 0.64 | 1.088 | 0.99 | 1.7317 | 1.8537 | 1 | 1 | 1.7317 | 1 | -0.0244 | 0 | -0.0246 | 0 | 0 | 0
CFLSFm2011CZ13 | CFLSDGSFmCZ132011 | CFL | SDG | SFm | 2011 | CZ13 | rWtd | 0 | 0 | 0 |  | 0 | 0 | 0 | 0 | 0 | 0 | 0 | 369 | 370 | 372 | 371 | 369 | 372 | 1.126 | 0.968 | 0.992 | 0.658 | 1.126 | 0.992 | 1.5122 | 1.5854 | 1 | 1 | 1.5122 | 1 | -0.023 | 0 | -0.0232 | 0 | 0 | 0
CFLSFm2011CZ14 | CFLSDGSFmCZ142011 | CFL | SDG | SFm | 2011 | CZ14 | rWtd | 1.021 | 1.1284 | -0.023318 |  | 48.6156 | 2.794 | 100.2414 | 5.761 | 3.9116 | 8.0654 | 169.389 | 373 | 374 | 376 | 375 | 373 | 376 | 1.132 | 0.94 | 0.99 | 0.632 | 1.132 | 0.99 | 1.381 | 1.5714 | 1 | 1.0238 | 1.381 | 1 | -0.0264 | 0 | -0.0266 | 0 | 0 | 0
CFLSFm2011CZ15 | CFLSDGSFmCZ152011 | CFL | SDG | SFm | 2011 | CZ15 | rWtd | 1.1145 | 1.3097 | -0.010707 |  | 0.54438 | 0.031286 | 0.33441 | 0.019219 | 0.043801 | 0.026907 | 1 | 377 | 378 | 380 | 379 | 377 | 380 | 1.194 | 1.12 | 1 | 0.826 | 1.194 | 1 | 1.5 | 1.5 | 1 | 1 | 1.5 | 1 | -0.0121 | 0 | -0.01232 | 0 | 0 | 0
CFLSFm2011CZ16 | CFLSDGSFmCZ162011 | CFL | SDG | SFm | 2011 | CZ16 | rWtd | 0 | 0 | 0 |  | 0 | 0 | 0 | 0 | 0 | 0 | 0 | 381 | 382 | 384 | 383 | 381 | 384 | 1.05 | 0.812 | 0.994 | 0.698 | 1.05 | 0.994 | 1.7 | 1.675 | 1 | 1.025 | 1.7 | 1 | -0.0222 | 0 | -0.0224 | 0 | 0 | 0
CFLSFm2015CZ01 | CFLSDGSFmCZ012015 | CFL | SDG | SFm | 2015 | CZ01 | rWtd | 0 | 0 | 0 |  | 0 | 0 | 0 | 0 | 0 | 0 | 0 | 385 | 386 | 388 | 387 | 385 | 388 | 1 | 0.774 | 0.988 | 0.6 | 1 | 0.988 | 1.0227 | 1 | 1.0227 | 1 | 1.0227 | 1.0227 | -0.029 | 0 | -0.029 | 0 | 0 | 0
CFLSFm2015CZ02 | CFLSDGSFmCZ022015 | CFL | SDG | SFm | 2015 | CZ02 | rWtd | 0 | 0 | 0 |  | 0 | 0 | 0 | 0 | 0 | 0 | 0 | 389 | 390 | 392 | 391 | 389 | 392 | 1.04 | 0.818 | 0.982 | 0.544 | 1.04 | 0.982 | 1.878 | 1.9756 | 1.0244 | 1 | 1.878 | 1.0244 | -0.0326 | 0 | -0.0326 | 0 | 0 | 0
CFLSFm2015CZ03 | CFLSDGSFmCZ032015 | CFL | SDG | SFm | 2015 | CZ03 | rWtd | 0 | 0 | 0 |  | 0 | 0 | 0 | 0 | 0 | 0 | 0 | 393 | 394 | 396 | 395 | 393 | 396 | 1.016 | 0.858 | 0.988 | 0.656 | 1.016 | 0.988 | 1.825 | 1.85 | 1.025 | 1 | 1.825 | 1.025 | -0.026 | 0 | -0.026 | 0 | 0 | 0
CFLSFm2015CZ04 | CFLSDGSFmCZ042015 | CFL | SDG | SFm | 2015 | CZ04 | rWtd | 0 | 0 | 0 |  | 0 | 0 | 0 | 0 | 0 | 0 | 0 | 397 | 398 | 400 | 399 | 397 | 400 | 1.06 | 0.87 | 0.988 | 0.62 | 1.06 | 0.988 | 1.8409 | 1.75 | 1.0227 | 1 | 1.8409 | 1.0227 | -0.0274 | 0 | -0.0274 | 0 | 0 | 0
CFLSFm2015CZ05 | CFLSDGSFmCZ052015 | CFL | SDG | SFm | 2015 | CZ05 | rWtd | 0 | 0 | 0 |  | 0 | 0 | 0 | 0 | 0 | 0 | 0 | 401 | 402 | 404 | 403 | 401 | 404 | 1.012 | 0.8 | 0.988 | 0.59 | 1.012 | 0.988 | 1.7955 | 1.7045 | 1.0227 | 1 | 1.7955 | 1.0227 | -0.0304 | 0 | -0.0304 | 0 | 0 | 0
CFLSFm2015CZ06 | CFLSDGSFmCZ062015 | CFL | SDG | SFm | 2015 | CZ06 | rWtd | 1.013 | 1.2394 | -0.022497 |  | 2681.8968 | 154.132 | 1993.4658 | 114.567 | 215.7848 | 160.3938 | 5320.2402 | 405 | 406 | 408 | 407 | 405 | 408 | 1.05 | 0.898 | 0.99 | 0.662 | 1.05 | 0.99 | 1.3864 | 2 | 1 | 1 | 1.3864 | 1 | -0.0256 | 0 | -0.0256 | 0 | 0 | 0
CFLSFm2015CZ07 | CFLSDGSFmCZ072015 | CFL | SDG | SFm | 2015 | CZ07 | rWtd | 1.0337 | 1.2063 | -0.015597 |  | 4352.958 | 250.17 | 6531.6816 | 375.384 | 350.238 | 525.5376 | 12385.9692 | 409 | 410 | 412 | 411 | 409 | 412 | 1.112 | 1.002 | 0.996 | 0.782 | 1.112 | 0.996 | 1.4773 | 1.5682 | 1.0227 | 1.0227 | 1.4773 | 1.0227 | -0.0177 | 0 | -0.01778 | 0 | 0 | 0
CFLSFm2015CZ08 | CFLSDGSFmCZ082015 | CFL | SDG | SFm | 2015 | CZ08 | rWtd | 1.0816 | 1.2332 | -0.016064 |  | 277.1646 | 15.929 | 0 | 0 | 22.3006 | 0 | 315.3942 | 413 | 414 | 416 | 415 | 413 | 416 | 1.086 | 0.998 | 1.038 | 0.812 | 1.086 | 1.038 | 1.2045 | 1.7727 | 1 | 1.0227 | 1.2045 | 1 | -0.01828 | 0 | -0.01828 | 0 | 0 | 0
CFLSFm2015CZ09 | CFLSDGSFmCZ092015 | CFL | SDG | SFm | 2015 | CZ09 | rWtd | 0 | 0 | 0 |  | 0 | 0 | 0 | 0 | 0 | 0 | 0 | 417 | 418 | 420 | 419 | 417 | 420 | 1.078 | 0.962 | 1.016 | 0.752 | 1.078 | 1.016 | 1.6136 | 1.7045 | 1 | 1 | 1.6136 | 1 | -0.0194 | 0 | -0.01942 | 0 | 0 | 0
CFLSFm2015CZ10 | CFLSDGSFmCZ102015 | CFL | SDG | SFm | 2015 | CZ10 | rWtd | 1.0735 | 1.4336 | -0.021618 |  | 6871.3644 | 394.906 | 117.2934 | 6.741 | 552.8684 | 9.4374 | 7952.6106 | 421 | 422 | 424 | 423 | 421 | 424 | 1.082 | 0.94 | 1.014 | 0.678 | 1.082 | 1.014 | 1.4318 | 1.6136 | 1 | 1 | 1.4318 | 1 | -0.0246 | 0 | -0.0246 | 0 | 0 | 0
CFLSFm2015CZ11 | CFLSDGSFmCZ112015 | CFL | SDG | SFm | 2015 | CZ11 | rWtd | 0 | 0 | 0 |  | 0 | 0 | 0 | 0 | 0 | 0 | 0 | 425 | 426 | 428 | 427 | 425 | 428 | 1.082 | 0.912 | 1.012 | 0.658 | 1.082 | 1.012 | 1.5366 | 1.6585 | 1 | 1 | 1.5366 | 1 | -0.0252 | 0 | -0.0252 | 0 | 0 | 0
CFLSFm2015CZ12 | CFLSDGSFmCZ122015 | CFL | SDG | SFm | 2015 | CZ12 | rWtd | 0 | 0 | 0 |  | 0 | 0 | 0 | 0 | 0 | 0 | 0 | 429 | 430 | 432 | 431 | 429 | 432 | 1.054 | 0.88 | 1.012 | 0.652 | 1.054 | 1.012 | 1.5854 | 1.6829 | 1 | 1 | 1.5854 | 1 | -0.025 | 0 | -0.025 | 0 | 0 | 0
CFLSFm2015CZ13 | CFLSDGSFmCZ132015 | CFL | SDG | SFm | 2015 | CZ13 | rWtd | 0 | 0 | 0 |  | 0 | 0 | 0 | 0 | 0 | 0 | 0 | 433 | 434 | 436 | 435 | 433 | 436 | 1.102 | 0.946 | 1.014 | 0.69 | 1.102 | 1.014 | 1.4878 | 1.561 | 1 | 1 | 1.4878 | 1 | -0.0226 | 0 | -0.0226 | 0 | 0 | 0
CFLSFm2015CZ14 | CFLSDGSFmCZ142015 | CFL | SDG | SFm | 2015 | CZ14 | rWtd | 1.0263 | 1.112 | -0.02443 |  | 48.6156 | 2.794 | 100.2414 | 5.761 | 3.9116 | 8.0654 | 169.389 | 437 | 438 | 440 | 439 | 437 | 440 | 1.104 | 0.918 | 1.012 | 0.638 | 1.104 | 1.012 | 1.3333 | 1.5238 | 1 | 1 | 1.3333 | 1 | -0.0278 | 0 | -0.0278 | 0 | 0 | 0
CFLSFm2015CZ15 | CFLSDGSFmCZ152015 | CFL | SDG | SFm | 2015 | CZ15 | rWtd | 1.1014 | 1.2817 | -0.010694 |  | 0.54438 | 0.031286 | 0.33441 | 0.019219 | 0.043801 | 0.026907 | 1 | 441 | 442 | 444 | 443 | 441 | 444 | 1.172 | 1.116 | 1 | 0.824 | 1.172 | 1 | 1.4524 | 1.5 | 1 | 1 | 1.4524 | 1 | -0.0121 | 0 | -0.01228 | 0 | 0 | 0
CFLSFm2015CZ16 | CFLSDGSFmCZ162015 | CFL | SDG | SFm | 2015 | CZ16 | rWtd | 0 | 0 | 0 |  | 0 | 0 | 0 | 0 | 0 | 0 | 0 | 445 | 446 | 448 | 447 | 445 | 448 | 1.022 | 0.766 | 0.992 | 0.622 | 1.022 | 0.992 | 1.675 | 1.8 | 1.025 | 1 | 1.675 | 1.025 | -0.0268 | 0 | -0.0266 | 0 | 0 | 0
CFLSFm2017CZ01 | CFLSDGSFmCZ012017 | CFL | SDG | SFm | 2017 | CZ01 | rWtd | 0 | 0 | 0 |  | 0 | 0 | 0 | 0 | 0 | 0 | 0 | 449 | 450 | 452 | 451 | 449 | 452 | 1 | 0.786 | 0.99 | 0.61 | 1 | 0.99 | 1 | 1 | 1 | 1 | 1 | 1 | -0.0288 | 0 | -0.0288 | 0 | 0 | 0
CFLSFm2017CZ02 | CFLSDGSFmCZ022017 | CFL | SDG | SFm | 2017 | CZ02 | rWtd | 0 | 0 | 0 |  | 0 | 0 | 0 | 0 | 0 | 0 | 0 | 453 | 454 | 456 | 455 | 453 | 456 | 1.04 | 0.824 | 0.984 | 0.546 | 1.04 | 0.984 | 1.878 | 2 | 1 | 1 | 1.878 | 1 | -0.0316 | 0 | -0.0316 | 0 | 0 | 0
CFLSFm2017CZ03 | CFLSDGSFmCZ032017 | CFL | SDG | SFm | 2017 | CZ03 | rWtd | 0 | 0 | 0 |  | 0 | 0 | 0 | 0 | 0 | 0 | 0 | 457 | 458 | 460 | 459 | 457 | 460 | 1.016 | 0.862 | 0.99 | 0.664 | 1.016 | 0.99 | 1.75 | 1.875 | 1.025 | 1 | 1.75 | 1.025 | -0.026 | 0 | -0.026 | 0 | 0 | 0
CFLSFm2017CZ04 | CFLSDGSFmCZ042017 | CFL | SDG | SFm | 2017 | CZ04 | rWtd | 0 | 0 | 0 |  | 0 | 0 | 0 | 0 | 0 | 0 | 0 | 461 | 462 | 464 | 463 | 461 | 464 | 1.058 | 0.872 | 0.988 | 0.622 | 1.058 | 0.988 | 1.7955 | 1.7727 | 1 | 1 | 1.7955 | 1 | -0.0268 | 0 | -0.0268 | 0 | 0 | 0
CFLSFm2017CZ05 | CFLSDGSFmCZ052017 | CFL | SDG | SFm | 2017 | CZ05 | rWtd | 0 | 0 | 0 |  | 0 | 0 | 0 | 0 | 0 | 0 | 0 | 465 | 466 | 468 | 467 | 465 | 468 | 1.012 | 0.804 | 0.988 | 0.602 | 1.012 | 0.988 | 1.7727 | 2 | 1.0227 | 1 | 1.7727 | 1.0227 | -0.0316 | 0 | -0.0316 | 0 | 0 | 0
CFLSFm2017CZ06 | CFLSDGSFmCZ062017 | CFL | SDG | SFm | 2017 | CZ06 | rWtd | 1.0129 | 1.3508 | -0.022321 |  | 2681.8968 | 154.132 | 1993.4658 | 114.567 | 215.7848 | 160.3938 | 5320.2402 | 469 | 470 | 472 | 471 | 469 | 472 | 1.05 | 0.9 | 0.99 | 0.658 | 1.05 | 0.99 | 1.5909 | 2 | 1 | 1 | 1.5909 | 1 | -0.0254 | 0 | -0.0254 | 0 | 0 | 0
CFLSFm2017CZ07 | CFLSDGSFmCZ072017 | CFL | SDG | SFm | 2017 | CZ07 | rWtd | 1.0248 | 1.1455 | -0.016658 |  | 4352.958 | 250.17 | 6531.6816 | 375.384 | 350.238 | 525.5376 | 12385.9692 | 473 | 474 | 476 | 475 | 473 | 476 | 1.092 | 1.002 | 0.994 | 0.776 | 1.092 | 0.994 | 1.3182 | 1.5455 | 1.0227 | 1.0227 | 1.3182 | 1.0227 | -0.01892 | 0 | -0.01898 | 0 | 0 | 0
CFLSFm2017CZ08 | CFLSDGSFmCZ082017 | CFL | SDG | SFm | 2017 | CZ08 | rWtd | 1.0894 | 1.5115 | -0.014395 |  | 277.1646 | 15.929 | 0 | 0 | 22.3006 | 0 | 315.3942 | 477 | 478 | 480 | 479 | 477 | 480 | 1.094 | 1.002 | 1.036 | 0.822 | 1.094 | 1.036 | 1.5 | 1.7273 | 1.0227 | 1 | 1.5 | 1.0227 | -0.01638 | 0 | -0.01636 | 0 | 0 | 0
CFLSFm2017CZ09 | CFLSDGSFmCZ092017 | CFL | SDG | SFm | 2017 | CZ09 | rWtd | 0 | 0 | 0 |  | 0 | 0 | 0 | 0 | 0 | 0 | 0 | 481 | 482 | 484 | 483 | 481 | 484 | 1.072 | 0.962 | 1.026 | 0.752 | 1.072 | 1.026 | 1.6364 | 1.7727 | 1 | 1 | 1.6364 | 1 | -0.0189 | 0 | -0.01888 | 0 | 0 | 0
CFLSFm2017CZ10 | CFLSDGSFmCZ102017 | CFL | SDG | SFm | 2017 | CZ10 | rWtd | 1.0736 | 1.4552 | -0.020918 |  | 6871.3644 | 394.906 | 117.2934 | 6.741 | 552.8684 | 9.4374 | 7952.6106 | 485 | 486 | 488 | 487 | 485 | 488 | 1.082 | 0.942 | 1.012 | 0.68 | 1.082 | 1.012 | 1.4545 | 1.6136 | 1.0227 | 1 | 1.4545 | 1.0227 | -0.0238 | 0 | -0.024 | 0 | 0 | 0
CFLSFm2017CZ11 | CFLSDGSFmCZ112017 | CFL | SDG | SFm | 2017 | CZ11 | rWtd | 0 | 0 | 0 |  | 0 | 0 | 0 | 0 | 0 | 0 | 0 | 489 | 490 | 492 | 491 | 489 | 492 | 1.082 | 0.916 | 1.01 | 0.66 | 1.082 | 1.01 | 1.5854 | 1.7073 | 1 | 1 | 1.5854 | 1 | -0.0246 | 0 | -0.0246 | 0 | 0 | 0
CFLSFm2017CZ12 | CFLSDGSFmCZ122017 | CFL | SDG | SFm | 2017 | CZ12 | rWtd | 0 | 0 | 0 |  | 0 | 0 | 0 | 0 | 0 | 0 | 0 | 493 | 494 | 496 | 495 | 493 | 496 | 1.052 | 0.886 | 1.018 | 0.65 | 1.052 | 1.018 | 1.5366 | 1.6829 | 1 | 1 | 1.5366 | 1 | -0.0242 | 0 | -0.0242 | 0 | 0 | 0
CFLSFm2017CZ13 | CFLSDGSFmCZ132017 | CFL | SDG | SFm | 2017 | CZ13 | rWtd | 0 | 0 | 0 |  | 0 | 0 | 0 | 0 | 0 | 0 | 0 | 497 | 498 | 500 | 499 | 497 | 500 | 1.098 | 0.948 | 1.02 | 0.692 | 1.098 | 1.02 | 1.4878 | 1.5854 | 1 | 1 | 1.4878 | 1 | -0.0222 | 0 | -0.0222 | 0 | 0 | 0
CFLSFm2017CZ14 | CFLSDGSFmCZ142017 | CFL | SDG | SFm | 2017 | CZ14 | rWtd | 1.0294 | 1.1194 | -0.024255 |  | 48.6156 | 2.794 | 100.2414 | 5.761 | 3.9116 | 8.0654 | 169.389 | 501 | 502 | 504 | 503 | 501 | 504 | 1.106 | 0.922 | 1.016 | 0.636 | 1.106 | 1.016 | 1.3571 | 1.5238 | 1 | 1 | 1.3571 | 1 | -0.0276 | 0 | -0.0276 | 0 | 0 | 0
CFLSFm2017CZ15 | CFLSDGSFmCZ152017 | CFL | SDG | SFm | 2017 | CZ15 | rWtd | 1.1022 | 1.2942 | -0.010652 |  | 0.54438 | 0.031286 | 0.33441 | 0.019219 | 0.043801 | 0.026907 | 1 | 505 | 506 | 508 | 507 | 505 | 508 | 1.174 | 1.102 | 1 | 0.826 | 1.174 | 1 | 1.4762 | 1.4524 | 1 | 1 | 1.4762 | 1 | -0.01206 | 0 | -0.01222 | 0 | 0 | 0
CFLSFm2017CZ16 | CFLSDGSFmCZ162017 | CFL | SDG | SFm | 2017 | CZ16 | rWtd | 0 | 0 | 0 |  | 0 | 0 | 0 | 0 | 0 | 0 | 0 | 509 | 510 | 512 | 511 | 509 | 512 | 1.022 | 0.772 | 0.992 | 0.628 | 1.022 | 0.992 | 1.675 | 1.8 | 1.025 | 1 | 1.675 | 1.025 | -0.0262 | 0 | -0.0262 | 0 | 0 | 0
CFLMFm1975CZ01 | CFLPGEMFmCZ011975 | CFL | PGE | MFm | 1975 | CZ01 | rWtd | 0.90001 | 1 | -0.026906 |  | 240.6908 | 34.61 | 7734.7784 | 1112.2197 | 30.0153 | 964.5636 | 10116.8777 | 514 | 515 | 517 | 516 | 514 | 517 | 1 | 0.686 | 0.976 | 0.288 | 1 | 0.976 | 1 | 1 | 1 | 1 | 1 | 1 | -0.03413 | 0 | -0.03413 | 0 | 0 | 0
CFLMFm1975CZ02 | CFLPGEMFmCZ021975 | CFL | PGE | MFm | 1975 | CZ02 | rWtd | 0.97114 | 1.3957 | -0.01943 |  | 15232.8827 | 2190.4068 | 24643.6198 | 3543.6204 | 1899.6128 | 3073.1764 | 50583.3189 | 518 | 519 | 521 | 520 | 518 | 521 | 1.044 | 0.838 | 0.992 | 0.538 | 1.044 | 0.992 | 2 | 2 | 1.025 | 1 | 2 | 1.025 | -0.0244 | 0 | -0.0248 | 0 | 0 | 0
CFLMFm1975CZ03 | CFLPGEMFmCZ031975 | CFL | PGE | MFm | 1975 | CZ03 | rWtd | 0.93558 | 1.0473 | -0.021127 |  | 28336.749 | 4074.6725 | 334557.9159 | 48107.6342 | 3533.7272 | 41720.961 | 460331.6598 | 522 | 523 | 525 | 524 | 522 | 525 | 1.01 | 0.816 | 0.986 | 0.502 | 1.01 | 0.986 | 1.35 | 1.3 | 1.025 | 1 | 1.35 | 1.025 | -0.0268 | 0 | -0.0268 | 0 | 0 | 0
CFLMFm1975CZ04 | CFLPGEMFmCZ041975 | CFL | PGE | MFm | 1975 | CZ04 | rWtd | 0.98308 | 1.3449 | -0.017121 |  | 59312.9004 | 8528.877 | 85907.7665 | 12353.0761 | 7396.6004 | 10713.1065 | 184212.3268 | 526 | 527 | 529 | 528 | 526 | 529 | 1.052 | 0.878 | 0.994 | 0.598 | 1.052 | 0.994 | 1.8444 | 1.8444 | 1 | 1 | 1.8444 | 1 | -0.0216 | 0 | -0.0218 | 0 | 0 | 0
CFLMFm1975CZ05 | CFLPGEMFmCZ051975 | CFL | PGE | MFm | 1975 | CZ05 | rWtd | 0.93199 | 1.024 | -0.025971 |  | 4230.5077 | 608.3243 | 10978.6373 | 1578.6692 | 527.5644 | 1369.0882 | 19292.7911 | 530 | 531 | 533 | 532 | 530 | 533 | 1 | 0.756 | 0.984 | 0.388 | 1 | 0.984 | 1.0889 | 1.0667 | 1 | 1 | 1.0889 | 1 | -0.0328 | 0 | -0.033 | 0 | 0 | 0
CFLMFm1975CZ06 | CFLPGEMFmCZ061975 | CFL | PGE | MFm | 1975 | CZ06 | rWtd | 0 | 0 | 0 |  | 0 | 0 | 0 | 0 | 0 | 0 | 0 | 534 | 535 | 537 | 536 | 534 | 537 | 1.084 | 0.944 | 0.998 | 0.65 | 1.084 | 0.998 | 1.6222 | 1.6889 | 1 | 1 | 1.6222 | 1 | -0.01918 | 0 | -0.01964 | 0 | 0 | 0
CFLMFm1975CZ07 | CFLPGEMFmCZ071975 | CFL | PGE | MFm | 1975 | CZ07 | rWtd | 0 | 0 | 0 |  | 0 | 0 | 0 | 0 | 0 | 0 | 0 | 538 | 539 | 541 | 540 | 538 | 541 | 1.078 | 0.966 | 1.002 | 0.73 | 1.078 | 1.002 | 1.4889 | 1.4444 | 1 | 1 | 1.4889 | 1 | -0.0151 | 0 | -0.01546 | 0 | 0 | 0
CFLMFm1975CZ08 | CFLPGEMFmCZ081975 | CFL | PGE | MFm | 1975 | CZ08 | rWtd | 0 | 0 | 0 |  | 0 | 0 | 0 | 0 | 0 | 0 | 0 | 542 | 543 | 545 | 544 | 542 | 545 | 1.106 | 0.99 | 1.002 | 0.718 | 1.106 | 1.002 | 1.8222 | 1.8889 | 1 | 1 | 1.8222 | 1 | -0.01528 | 0 | -0.01576 | 0 | 0 | 0
CFLMFm1975CZ09 | CFLPGEMFmCZ091975 | CFL | PGE | MFm | 1975 | CZ09 | rWtd | 0 | 0 | 0 |  | 0 | 0 | 0 | 0 | 0 | 0 | 0 | 546 | 547 | 549 | 548 | 546 | 549 | 1.136 | 1.012 | 0.998 | 0.684 | 1.136 | 0.998 | 1.5333 | 1.5333 | 1 | 1 | 1.5333 | 1 | -0.01712 | 0 | -0.01762 | 0 | 0 | 0
CFLMFm1975CZ10 | CFLPGEMFmCZ101975 | CFL | PGE | MFm | 1975 | CZ10 | rWtd | 0 | 0 | 0 |  | 0 | 0 | 0 | 0 | 0 | 0 | 0 | 550 | 551 | 553 | 552 | 550 | 553 | 1.108 | 0.964 | 0.998 | 0.638 | 1.108 | 0.998 | 1.9556 | 1.9111 | 1 | 1 | 1.9556 | 1 | -0.01892 | 0 | -0.01932 | 0 | 0 | 0
CFLMFm1975CZ11 | CFLPGEMFmCZ111975 | CFL | PGE | MFm | 1975 | CZ11 | rWtd | 1.0809 | 1.7862 | -0.017037 |  | 29584.5566 | 4254.1006 | 868.7296 | 124.9187 | 3689.3347 | 108.3347 | 38629.9749 | 554 | 555 | 557 | 556 | 554 | 557 | 1.104 | 0.934 | 0.996 | 0.602 | 1.104 | 0.996 | 1.8 | 1.875 | 1.025 | 1.025 | 1.8 | 1.025 | -0.0216 | 0 | -0.022 | 0 | 0 | 0
CFLMFm1975CZ12 | CFLPGEMFmCZ121975 | CFL | PGE | MFm | 1975 | CZ12 | rWtd | 1.0419 | 1.7605 | -0.018468 |  | 137090.0484 | 19712.8138 | 20822.822 | 2994.2101 | 17095.7801 | 2596.7048 | 200312.3793 | 558 | 559 | 561 | 560 | 558 | 561 | 1.078 | 0.89 | 0.994 | 0.558 | 1.078 | 0.994 | 1.875 | 1.85 | 1.025 | 1.025 | 1.875 | 1.025 | -0.0234 | 0 | -0.0236 | 0 | 0 | 0
CFLMFm1975CZ13 | CFLPGEMFmCZ131975 | CFL | PGE | MFm | 1975 | CZ13 | rWtd | 1.1063 | 1.8011 | -0.016565 |  | 64682.8907 | 9301.0528 | 2224.7808 | 319.9115 | 8066.2637 | 277.4407 | 84872.3403 | 562 | 563 | 565 | 564 | 562 | 565 | 1.13 | 0.968 | 0.996 | 0.608 | 1.13 | 0.996 | 1.825 | 1.85 | 1.025 | 1.025 | 1.825 | 1.025 | -0.021 | 0 | -0.0214 | 0 | 0 | 0
CFLMFm1975CZ14 | CFLPGEMFmCZ141975 | CFL | PGE | MFm | 1975 | CZ14 | rWtd | 0 | 0 | 0 |  | 0 | 0 | 0 | 0 | 0 | 0 | 0 | 566 | 567 | 569 | 568 | 566 | 569 | 1.13 | 0.952 | 0.994 | 0.604 | 1.13 | 0.994 | 1.4762 | 1.5952 | 1.0238 | 1.0238 | 1.4762 | 1.0238 | -0.022 | 0 | -0.0224 | 0 | 0 | 0
CFLMFm1975CZ15 | CFLPGEMFmCZ151975 | CFL | PGE | MFm | 1975 | CZ15 | rWtd | 0 | 0 | 0 |  | 0 | 0 | 0 | 0 | 0 | 0 | 0 | 570 | 571 | 573 | 572 | 570 | 573 | 1.228 | 1.178 | 1.004 | 0.836 | 1.228 | 1.004 | 1.5714 | 1.6667 | 1.0238 | 1 | 1.5714 | 1.0238 | -0.0088 | 0 | -0.00942 | 0 | 0 | 0
CFLMFm1975CZ16 | CFLPGEMFmCZ161975 | CFL | PGE | MFm | 1975 | CZ16 | rWtd | 1.0091 | 1.4136 | -0.020273 |  | 216.2652 | 31.0978 | 88.271 | 12.6929 | 26.9693 | 11.0078 | 386.304 | 574 | 575 | 577 | 576 | 574 | 577 | 1.068 | 0.802 | 0.992 | 0.522 | 1.068 | 0.992 | 1.575 | 1.55 | 1.025 | 1.025 | 1.575 | 1.025 | -0.0256 | 0 | -0.026 | 0 | 0 | 0
CFLMFm1985CZ01 | CFLPGEMFmCZ011985 | CFL | PGE | MFm | 1985 | CZ01 | rWtd | 0.89404 | 1 | -0.026906 |  | 240.6908 | 34.61 | 7734.7784 | 1112.2197 | 30.0153 | 964.5636 | 10116.8777 | 578 | 579 | 581 | 580 | 578 | 581 | 1 | 0.664 | 0.974 | 0.25 | 1 | 0.974 | 1 | 1 | 1 | 1 | 1 | 1 | -0.03413 | 0 | -0.03413 | 0 | 0 | 0
CFLMFm1985CZ02 | CFLPGEMFmCZ021985 | CFL | PGE | MFm | 1985 | CZ02 | rWtd | 0.97274 | 1.389 | -0.019588 |  | 15232.8827 | 2190.4068 | 24643.6198 | 3543.6204 | 1899.6128 | 3073.1764 | 50583.3189 | 582 | 583 | 585 | 584 | 582 | 585 | 1.046 | 0.856 | 0.992 | 0.54 | 1.046 | 0.992 | 1.975 | 2 | 1.025 | 1.025 | 1.975 | 1.025 | -0.0246 | 0 | -0.025 | 0 | 0 | 0
CFLMFm1985CZ03 | CFLPGEMFmCZ031985 | CFL | PGE | MFm | 1985 | CZ03 | rWtd | 0.93448 | 1.046 | -0.021746 |  | 28336.749 | 4074.6725 | 334557.9159 | 48107.6342 | 3533.7272 | 41720.961 | 460331.6598 | 586 | 587 | 589 | 588 | 586 | 589 | 1.006 | 0.818 | 0.986 | 0.494 | 1.006 | 0.986 | 1.325 | 1.35 | 1.025 | 1 | 1.325 | 1.025 | -0.0274 | 0 | -0.0276 | 0 | 0 | 0
CFLMFm1985CZ04 | CFLPGEMFmCZ041985 | CFL | PGE | MFm | 1985 | CZ04 | rWtd | 0.97835 | 1.2976 | -0.016491 |  | 59312.9004 | 8528.877 | 85907.7665 | 12353.0761 | 7396.6004 | 10713.1065 | 184212.3268 | 590 | 591 | 593 | 592 | 590 | 593 | 1.038 | 0.868 | 0.994 | 0.61 | 1.038 | 0.994 | 1.7045 | 1.6591 | 1.0227 | 1 | 1.7045 | 1.0227 | -0.0208 | 0 | -0.021 | 0 | 0 | 0
CFLMFm1985CZ05 | CFLPGEMFmCZ051985 | CFL | PGE | MFm | 1985 | CZ05 | rWtd | 0.93662 | 1.1276 | -0.024981 |  | 4230.5077 | 608.3243 | 10978.6373 | 1578.6692 | 527.5644 | 1369.0882 | 19292.7911 | 594 | 595 | 597 | 596 | 594 | 597 | 1 | 0.774 | 0.986 | 0.422 | 1 | 0.986 | 1.4091 | 1.3864 | 1.0227 | 1 | 1.4091 | 1.0227 | -0.0314 | 0 | -0.0318 | 0 | 0 | 0
CFLMFm1985CZ06 | CFLPGEMFmCZ061985 | CFL | PGE | MFm | 1985 | CZ06 | rWtd | 0 | 0 | 0 |  | 0 | 0 | 0 | 0 | 0 | 0 | 0 | 598 | 599 | 601 | 600 | 598 | 601 | 1.064 | 0.922 | 0.998 | 0.66 | 1.064 | 0.998 | 1.8182 | 1.9091 | 1.0227 | 1 | 1.8182 | 1.0227 | -0.01898 | 0 | -0.01932 | 0 | 0 | 0
CFLMFm1985CZ07 | CFLPGEMFmCZ071985 | CFL | PGE | MFm | 1985 | CZ07 | rWtd | 0 | 0 | 0 |  | 0 | 0 | 0 | 0 | 0 | 0 | 0 | 602 | 603 | 605 | 604 | 602 | 605 | 1.064 | 0.944 | 1 | 0.71 | 1.064 | 1 | 1.5227 | 1.4773 | 1.0227 | 1 | 1.5227 | 1.0227 | -0.01644 | 0 | -0.01688 | 0 | 0 | 0
CFLMFm1985CZ08 | CFLPGEMFmCZ081985 | CFL | PGE | MFm | 1985 | CZ08 | rWtd | 0 | 0 | 0 |  | 0 | 0 | 0 | 0 | 0 | 0 | 0 | 606 | 607 | 609 | 608 | 606 | 609 | 1.118 | 0.99 | 1 | 0.696 | 1.118 | 1 | 1.8182 | 1.8182 | 1.0227 | 1 | 1.8182 | 1.0227 | -0.01646 | 0 | -0.01706 | 0 | 0 | 0
CFLMFm1985CZ09 | CFLPGEMFmCZ091985 | CFL | PGE | MFm | 1985 | CZ09 | rWtd | 0 | 0 | 0 |  | 0 | 0 | 0 | 0 | 0 | 0 | 0 | 610 | 611 | 613 | 612 | 610 | 613 | 1.138 | 1.006 | 0.996 | 0.664 | 1.138 | 0.996 | 1.5455 | 1.5909 | 1 | 1 | 1.5455 | 1 | -0.0184 | 0 | -0.01896 | 0 | 0 | 0
CFLMFm1985CZ10 | CFLPGEMFmCZ101985 | CFL | PGE | MFm | 1985 | CZ10 | rWtd | 0 | 0 | 0 |  | 0 | 0 | 0 | 0 | 0 | 0 | 0 | 614 | 615 | 617 | 616 | 614 | 617 | 1.116 | 0.974 | 0.996 | 0.638 | 1.116 | 0.996 | 1.7727 | 1.9318 | 1.0227 | 1 | 1.7727 | 1.0227 | -0.0192 | 0 | -0.01904 | 0 | 0 | 0
CFLMFm1985CZ11 | CFLPGEMFmCZ111985 | CFL | PGE | MFm | 1985 | CZ11 | rWtd | 1.0795 | 1.832 | -0.017825 |  | 29584.5566 | 4254.1006 | 868.7296 | 124.9187 | 3689.3347 | 108.3347 | 38629.9749 | 618 | 619 | 621 | 620 | 618 | 621 | 1.104 | 0.922 | 0.996 | 0.58 | 1.104 | 0.996 | 1.85 | 1.9 | 1.025 | 1.025 | 1.85 | 1.025 | -0.0226 | 0 | -0.023 | 0 | 0 | 0
CFLMFm1985CZ12 | CFLPGEMFmCZ121985 | CFL | PGE | MFm | 1985 | CZ12 | rWtd | 1.0367 | 1.7965 | -0.018173 |  | 137090.0484 | 19712.8138 | 20822.822 | 2994.2101 | 17095.7801 | 2596.7048 | 200312.3793 | 622 | 623 | 625 | 624 | 622 | 625 | 1.072 | 0.882 | 0.994 | 0.574 | 1.072 | 0.994 | 1.925 | 1.825 | 1.025 | 1.025 | 1.925 | 1.025 | -0.023 | 0 | -0.0234 | 0 | 0 | 0
CFLMFm1985CZ13 | CFLPGEMFmCZ131985 | CFL | PGE | MFm | 1985 | CZ13 | rWtd | 1.102 | 1.8467 | -0.017832 |  | 64682.8907 | 9301.0528 | 2224.7808 | 319.9115 | 8066.2637 | 277.4407 | 84872.3403 | 626 | 627 | 629 | 628 | 626 | 629 | 1.128 | 0.946 | 0.994 | 0.568 | 1.128 | 0.994 | 1.875 | 1.875 | 1.025 | 1.025 | 1.875 | 1.025 | -0.0226 | 0 | -0.0232 | 0 | 0 | 0
CFLMFm1985CZ14 | CFLPGEMFmCZ141985 | CFL | PGE | MFm | 1985 | CZ14 | rWtd | 0 | 0 | 0 |  | 0 | 0 | 0 | 0 | 0 | 0 | 0 | 630 | 631 | 633 | 632 | 630 | 633 | 1.136 | 0.962 | 0.998 | 0.644 | 1.136 | 0.998 | 1.6667 | 1.6429 | 1 | 1.0238 | 1.6667 | 1 | -0.01964 | 0 | -0.02 | 0 | 0 | 0
CFLMFm1985CZ15 | CFLPGEMFmCZ151985 | CFL | PGE | MFm | 1985 | CZ15 | rWtd | 0 | 0 | 0 |  | 0 | 0 | 0 | 0 | 0 | 0 | 0 | 634 | 635 | 637 | 636 | 634 | 637 | 1.214 | 1.154 | 1.004 | 0.826 | 1.214 | 1.004 | 1.619 | 1.6905 | 1.0238 | 1 | 1.619 | 1.0238 | -0.00984 | 0 | -0.01032 | 0 | 0 | 0
CFLMFm1985CZ16 | CFLPGEMFmCZ161985 | CFL | PGE | MFm | 1985 | CZ16 | rWtd | 1.0186 | 1.4398 | -0.020588 |  | 216.2652 | 31.0978 | 88.271 | 12.6929 | 26.9693 | 11.0078 | 386.304 | 638 | 639 | 641 | 640 | 638 | 641 | 1.082 | 0.818 | 0.99 | 0.518 | 1.082 | 0.99 | 1.6 | 1.6 | 1.05 | 1.025 | 1.6 | 1.05 | -0.026 | 0 | -0.0264 | 0 | 0 | 0
CFLMFm1996CZ01 | CFLPGEMFmCZ011996 | CFL | PGE | MFm | 1996 | CZ01 | rWtd | 0.89057 | 1.0208 | -0.026906 |  | 240.6908 | 34.61 | 7734.7784 | 1112.2197 | 30.0153 | 964.5636 | 10116.8777 | 642 | 643 | 645 | 644 | 642 | 645 | 1 | 0.654 | 0.97 | 0.25 | 1 | 0.97 | 1.0455 | 1 | 1.0227 | 1 | 1.0455 | 1.0227 | -0.03413 | 0 | -0.03413 | 0 | 0 | 0
CFLMFm1996CZ02 | CFLPGEMFmCZ021996 | CFL | PGE | MFm | 1996 | CZ02 | rWtd | 0.97787 | 1.3634 | -0.018011 |  | 15232.8827 | 2190.4068 | 24643.6198 | 3543.6204 | 1899.6128 | 3073.1764 | 50583.3189 | 646 | 647 | 649 | 648 | 646 | 649 | 1.048 | 0.85 | 0.996 | 0.576 | 1.048 | 0.996 | 1.875 | 1.875 | 1.05 | 1.025 | 1.875 | 1.05 | -0.0226 | 0 | -0.023 | 0 | 0 | 0
CFLMFm1996CZ03 | CFLPGEMFmCZ031996 | CFL | PGE | MFm | 1996 | CZ03 | rWtd | 0.94083 | 1.0575 | -0.020169 |  | 28336.749 | 4074.6725 | 334557.9159 | 48107.6342 | 3533.7272 | 41720.961 | 460331.6598 | 650 | 651 | 653 | 652 | 650 | 653 | 1.014 | 0.82 | 0.99 | 0.518 | 1.014 | 0.99 | 1.45 | 1.375 | 1.025 | 1.025 | 1.45 | 1.025 | -0.0254 | 0 | -0.0256 | 0 | 0 | 0
CFLMFm1996CZ04 | CFLPGEMFmCZ041996 | CFL | PGE | MFm | 1996 | CZ04 | rWtd | 0.98573 | 1.246 | -0.015522 |  | 59312.9004 | 8528.877 | 85907.7665 | 12353.0761 | 7396.6004 | 10713.1065 | 184212.3268 | 654 | 655 | 657 | 656 | 654 | 657 | 1.048 | 0.872 | 0.998 | 0.632 | 1.048 | 0.998 | 1.5455 | 1.5 | 1.0455 | 1.0227 | 1.5455 | 1.0455 | -0.01924 | 0 | -0.02 | 0 | 0 | 0
CFLMFm1996CZ05 | CFLPGEMFmCZ051996 | CFL | PGE | MFm | 1996 | CZ05 | rWtd | 0.95148 | 1.0592 | -0.021399 |  | 4230.5077 | 608.3243 | 10978.6373 | 1578.6692 | 527.5644 | 1369.0882 | 19292.7911 | 658 | 659 | 661 | 660 | 658 | 661 | 1.01 | 0.792 | 0.994 | 0.504 | 1.01 | 0.994 | 1.1591 | 1.1136 | 1.0227 | 1.0227 | 1.1591 | 1.0227 | -0.027 | 0 | -0.0272 | 0 | 0 | 0
CFLMFm1996CZ06 | CFLPGEMFmCZ061996 | CFL | PGE | MFm | 1996 | CZ06 | rWtd | 0 | 0 | 0 |  | 0 | 0 | 0 | 0 | 0 | 0 | 0 | 662 | 663 | 665 | 664 | 662 | 665 | 1.086 | 0.942 | 0.998 | 0.636 | 1.086 | 0.998 | 1.7955 | 1.9091 | 1.0455 | 1.0227 | 1.7955 | 1.0455 | -0.0204 | 0 | -0.0208 | 0 | 0 | 0
CFLMFm1996CZ07 | CFLPGEMFmCZ071996 | CFL | PGE | MFm | 1996 | CZ07 | rWtd | 0 | 0 | 0 |  | 0 | 0 | 0 | 0 | 0 | 0 | 0 | 666 | 667 | 669 | 668 | 666 | 669 | 1.104 | 1.014 | 1.01 | 0.824 | 1.104 | 1.01 | 1.5455 | 1.4773 | 1.0227 | 1.0227 | 1.5455 | 1.0227 | -0.01036 | 0 | -0.01076 | 0 | 0 | 0
CFLMFm1996CZ08 | CFLPGEMFmCZ081996 | CFL | PGE | MFm | 1996 | CZ08 | rWtd | 0 | 0 | 0 |  | 0 | 0 | 0 | 0 | 0 | 0 | 0 | 670 | 671 | 673 | 672 | 670 | 673 | 1.12 | 1.002 | 1.004 | 0.734 | 1.12 | 1.004 | 1.5455 | 1.4773 | 1.0227 | 1 | 1.5455 | 1.0227 | -0.01494 | 0 | -0.01558 | 0 | 0 | 0
CFLMFm1996CZ09 | CFLPGEMFmCZ091996 | CFL | PGE | MFm | 1996 | CZ09 | rWtd | 0 | 0 | 0 |  | 0 | 0 | 0 | 0 | 0 | 0 | 0 | 674 | 675 | 677 | 676 | 674 | 677 | 1.148 | 1.022 | 1.004 | 0.722 | 1.148 | 1.004 | 1.6136 | 1.5909 | 1.0227 | 1 | 1.6136 | 1.0227 | -0.0148 | 0 | -0.0155 | 0 | 0 | 0
CFLMFm1996CZ10 | CFLPGEMFmCZ101996 | CFL | PGE | MFm | 1996 | CZ10 | rWtd | 0 | 0 | 0 |  | 0 | 0 | 0 | 0 | 0 | 0 | 0 | 678 | 679 | 681 | 680 | 678 | 681 | 1.074 | 0.91 | 0.998 | 0.626 | 1.074 | 0.998 | 2 | 2 | 1.0227 | 1 | 2 | 1.0227 | -0.0206 | 0 | -0.021 | 0 | 0 | 0
CFLMFm1996CZ11 | CFLPGEMFmCZ111996 | CFL | PGE | MFm | 1996 | CZ11 | rWtd | 1.1081 | 1.7779 | -0.014154 |  | 29584.5566 | 4254.1006 | 868.7296 | 124.9187 | 3689.3347 | 108.3347 | 38629.9749 | 682 | 683 | 685 | 684 | 682 | 685 | 1.13 | 0.974 | 1.002 | 0.668 | 1.13 | 1.002 | 1.8 | 1.8 | 1.025 | 1.025 | 1.8 | 1.025 | -0.01794 | 0 | -0.01846 | 0 | 0 | 0
CFLMFm1996CZ12 | CFLPGEMFmCZ121996 | CFL | PGE | MFm | 1996 | CZ12 | rWtd | 1.0519 | 1.7818 | -0.017858 |  | 137090.0484 | 19712.8138 | 20822.822 | 2994.2101 | 17095.7801 | 2596.7048 | 200312.3793 | 686 | 687 | 689 | 688 | 686 | 689 | 1.09 | 0.896 | 0.994 | 0.572 | 1.09 | 0.994 | 1.9 | 1.875 | 1.025 | 1 | 1.9 | 1.025 | -0.0226 | 0 | -0.023 | 0 | 0 | 0
CFLMFm1996CZ13 | CFLPGEMFmCZ131996 | CFL | PGE | MFm | 1996 | CZ13 | rWtd | 1.1055 | 1.8662 | -0.015686 |  | 64682.8907 | 9301.0528 | 2224.7808 | 319.9115 | 8066.2637 | 277.4407 | 84872.3403 | 690 | 691 | 693 | 692 | 690 | 693 | 1.13 | 0.96 | 0.998 | 0.616 | 1.13 | 0.998 | 1.9 | 1.85 | 1.05 | 1.025 | 1.9 | 1.05 | -0.01988 | 0 | -0.0204 | 0 | 0 | 0
CFLMFm1996CZ14 | CFLPGEMFmCZ141996 | CFL | PGE | MFm | 1996 | CZ14 | rWtd | 0 | 0 | 0 |  | 0 | 0 | 0 | 0 | 0 | 0 | 0 | 694 | 695 | 697 | 696 | 694 | 697 | 1.156 | 0.964 | 0.996 | 0.62 | 1.156 | 0.996 | 1.4286 | 1.4524 | 1.0238 | 1 | 1.4286 | 1.0238 | -0.0196 | 0 | -0.0202 | 0 | 0 | 0
CFLMFm1996CZ15 | CFLPGEMFmCZ151996 | CFL | PGE | MFm | 1996 | CZ15 | rWtd | 0 | 0 | 0 |  | 0 | 0 | 0 | 0 | 0 | 0 | 0 | 698 | 699 | 701 | 700 | 698 | 701 | 1.202 | 1.15 | 1.008 | 0.834 | 1.202 | 1.008 | 1.5952 | 1.7143 | 1.0238 | 1.0238 | 1.5952 | 1.0238 | -0.0092 | 0 | -0.0098 | 0 | 0 | 0
CFLMFm1996CZ16 | CFLPGEMFmCZ161996 | CFL | PGE | MFm | 1996 | CZ16 | rWtd | 1.0167 | 1.4753 | -0.021737 |  | 216.2652 | 31.0978 | 88.271 | 12.6929 | 26.9693 | 11.0078 | 386.304 | 702 | 703 | 705 | 704 | 702 | 705 | 1.088 | 0.776 | 0.988 | 0.464 | 1.088 | 0.988 | 1.65 | 1.65 | 1.05 | 1.025 | 1.65 | 1.05 | -0.0274 | 0 | -0.028 | 0 | 0 | 0
CFLMFm2003CZ01 | CFLPGEMFmCZ012003 | CFL | PGE | MFm | 2003 | CZ01 | rWtd | 0.90634 | 1.0202 | -0.026906 |  | 240.6908 | 34.61 | 7734.7784 | 1112.2197 | 30.0153 | 964.5636 | 10116.8777 | 706 | 707 | 709 | 708 | 706 | 709 | 1 | 0.694 | 0.98 | 0.314 | 1 | 0.98 | 1.0227 | 1 | 1.0227 | 1 | 1.0227 | 1.0227 | -0.03413 | 0 | -0.03413 | 0 | 0 | 0
CFLMFm2003CZ02 | CFLPGEMFmCZ022003 | CFL | PGE | MFm | 2003 | CZ02 | rWtd | 0.97766 | 1.2616 | -0.017005 |  | 15232.8827 | 2190.4068 | 24643.6198 | 3543.6204 | 1899.6128 | 3073.1764 | 50583.3189 | 710 | 711 | 713 | 712 | 710 | 713 | 1.046 | 0.87 | 0.994 | 0.586 | 1.046 | 0.994 | 1.65 | 1.6 | 1.025 | 1.025 | 1.65 | 1.025 | -0.0212 | 0 | -0.0218 | 0 | 0 | 0
CFLMFm2003CZ03 | CFLPGEMFmCZ032003 | CFL | PGE | MFm | 2003 | CZ03 | rWtd | 0.93324 | 1.0376 | -0.021588 |  | 28336.749 | 4074.6725 | 334557.9159 | 48107.6342 | 3533.7272 | 41720.961 | 460331.6598 | 714 | 715 | 717 | 716 | 714 | 717 | 1 | 0.796 | 0.986 | 0.488 | 1 | 0.986 | 1.225 | 1.175 | 1.025 | 1 | 1.225 | 1.025 | -0.0272 | 0 | -0.0274 | 0 | 0 | 0
CFLMFm2003CZ04 | CFLPGEMFmCZ042003 | CFL | PGE | MFm | 2003 | CZ04 | rWtd | 1.0022 | 1.3879 | -0.014664 |  | 59312.9004 | 8528.877 | 85907.7665 | 12353.0761 | 7396.6004 | 10713.1065 | 184212.3268 | 718 | 719 | 721 | 720 | 718 | 721 | 1.082 | 0.922 | 1 | 0.644 | 1.082 | 1 | 1.9091 | 1.9773 | 1.0227 | 1.0227 | 1.9091 | 1.0227 | -0.0184 | 0 | -0.01874 | 0 | 0 | 0
CFLMFm2003CZ05 | CFLPGEMFmCZ052003 | CFL | PGE | MFm | 2003 | CZ05 | rWtd | 0.94694 | 1.0648 | -0.022459 |  | 4230.5077 | 608.3243 | 10978.6373 | 1578.6692 | 527.5644 | 1369.0882 | 19292.7911 | 722 | 723 | 725 | 724 | 722 | 725 | 1.008 | 0.782 | 0.992 | 0.474 | 1.008 | 0.992 | 1.1818 | 1.1136 | 1.0227 | 1.0227 | 1.1818 | 1.0227 | -0.0282 | 0 | -0.0286 | 0 | 0 | 0
CFLMFm2003CZ06 | CFLPGEMFmCZ062003 | CFL | PGE | MFm | 2003 | CZ06 | rWtd | 0 | 0 | 0 |  | 0 | 0 | 0 | 0 | 0 | 0 | 0 | 726 | 727 | 729 | 728 | 726 | 729 | 1.072 | 0.94 | 1.002 | 0.688 | 1.072 | 1.002 | 1.7778 | 1.7333 | 1 | 1 | 1.7778 | 1 | -0.01754 | 0 | -0.01798 | 0 | 0 | 0
CFLMFm2003CZ07 | CFLPGEMFmCZ072003 | CFL | PGE | MFm | 2003 | CZ07 | rWtd | 0 | 0 | 0 |  | 0 | 0 | 0 | 0 | 0 | 0 | 0 | 730 | 731 | 733 | 732 | 730 | 733 | 1.114 | 0.992 | 1 | 0.708 | 1.114 | 1 | 1.3778 | 1.4667 | 1 | 1 | 1.3778 | 1 | -0.0166 | 0 | -0.017 | 0 | 0 | 0
CFLMFm2003CZ08 | CFLPGEMFmCZ082003 | CFL | PGE | MFm | 2003 | CZ08 | rWtd | 0 | 0 | 0 |  | 0 | 0 | 0 | 0 | 0 | 0 | 0 | 734 | 735 | 737 | 736 | 734 | 737 | 1.122 | 1.008 | 1.004 | 0.728 | 1.122 | 1.004 | 1.6889 | 1.6444 | 1 | 1 | 1.6889 | 1 | -0.0149 | 0 | -0.01538 | 0 | 0 | 0
CFLMFm2003CZ09 | CFLPGEMFmCZ092003 | CFL | PGE | MFm | 2003 | CZ09 | rWtd | 0 | 0 | 0 |  | 0 | 0 | 0 | 0 | 0 | 0 | 0 | 738 | 739 | 741 | 740 | 738 | 741 | 1.116 | 0.99 | 0.998 | 0.682 | 1.116 | 0.998 | 1.7727 | 1.9091 | 1.0227 | 1.0227 | 1.7727 | 1.0227 | -0.0168 | 0 | -0.0173 | 0 | 0 | 0
CFLMFm2003CZ10 | CFLPGEMFmCZ102003 | CFL | PGE | MFm | 2003 | CZ10 | rWtd | 0 | 0 | 0 |  | 0 | 0 | 0 | 0 | 0 | 0 | 0 | 742 | 743 | 745 | 744 | 742 | 745 | 1.098 | 0.978 | 1.004 | 0.726 | 1.098 | 1.004 | 1.9773 | 2 | 1.0227 | 1.0227 | 1.9773 | 1.0227 | -0.01432 | 0 | -0.01472 | 0 | 0 | 0
CFLMFm2003CZ11 | CFLPGEMFmCZ112003 | CFL | PGE | MFm | 2003 | CZ11 | rWtd | 1.1059 | 1.6294 | -0.016095 |  | 29584.5566 | 4254.1006 | 868.7296 | 124.9187 | 3689.3347 | 108.3347 | 38629.9749 | 746 | 747 | 749 | 748 | 746 | 749 | 1.13 | 0.958 | 0.996 | 0.598 | 1.13 | 0.996 | 1.65 | 1.625 | 1.025 | 1.025 | 1.65 | 1.025 | -0.0204 | 0 | -0.021 | 0 | 0 | 0
CFLMFm2003CZ12 | CFLPGEMFmCZ122003 | CFL | PGE | MFm | 2003 | CZ12 | rWtd | 1.0738 | 1.6111 | -0.015568 |  | 137090.0484 | 19712.8138 | 20822.822 | 2994.2101 | 17095.7801 | 2596.7048 | 200312.3793 | 750 | 751 | 753 | 752 | 750 | 753 | 1.11 | 0.952 | 0.996 | 0.62 | 1.11 | 0.996 | 1.7 | 1.675 | 1.05 | 1 | 1.7 | 1.05 | -0.01968 | 0 | -0.0202 | 0 | 0 | 0
CFLMFm2003CZ13 | CFLPGEMFmCZ132003 | CFL | PGE | MFm | 2003 | CZ13 | rWtd | 1.1153 | 1.6756 | -0.014394 |  | 64682.8907 | 9301.0528 | 2224.7808 | 319.9115 | 8066.2637 | 277.4407 | 84872.3403 | 754 | 755 | 757 | 756 | 754 | 757 | 1.138 | 0.986 | 0.998 | 0.642 | 1.138 | 0.998 | 1.7 | 1.675 | 1.05 | 1.025 | 1.7 | 1.05 | -0.01824 | 0 | -0.01882 | 0 | 0 | 0
CFLMFm2003CZ14 | CFLPGEMFmCZ142003 | CFL | PGE | MFm | 2003 | CZ14 | rWtd | 0 | 0 | 0 |  | 0 | 0 | 0 | 0 | 0 | 0 | 0 | 758 | 759 | 761 | 760 | 758 | 761 | 1.136 | 0.958 | 0.994 | 0.604 | 1.136 | 0.994 | 1.4048 | 1.4762 | 1 | 1.0238 | 1.4048 | 1 | -0.0204 | 0 | -0.0208 | 0 | 0 | 0
CFLMFm2003CZ15 | CFLPGEMFmCZ152003 | CFL | PGE | MFm | 2003 | CZ15 | rWtd | 0 | 0 | 0 |  | 0 | 0 | 0 | 0 | 0 | 0 | 0 | 762 | 763 | 765 | 764 | 762 | 765 | 1.196 | 1.15 | 1.008 | 0.832 | 1.196 | 1.008 | 1.5714 | 1.7381 | 1.0238 | 1 | 1.5714 | 1.0238 | -0.00914 | 0 | -0.00972 | 0 | 0 | 0
CFLMFm2003CZ16 | CFLPGEMFmCZ162003 | CFL | PGE | MFm | 2003 | CZ16 | rWtd | 1.0222 | 1.4942 | -0.020318 |  | 216.2652 | 31.0978 | 88.271 | 12.6929 | 26.9693 | 11.0078 | 386.304 | 766 | 767 | 769 | 768 | 766 | 769 | 1.088 | 0.81 | 0.992 | 0.518 | 1.088 | 0.992 | 1.675 | 1.7 | 1.05 | 1 | 1.675 | 1.05 | -0.0256 | 0 | -0.0262 | 0 | 0 | 0
CFLMFm2007CZ01 | CFLPGEMFmCZ012007 | CFL | PGE | MFm | 2007 | CZ01 | rWtd | 0.90001 | 1.0403 | -0.026906 |  | 0 | 0 | 721.9984 | 103.8195 | 0 | 90.0366 | 915.8545 | 770 | 771 | 773 | 772 | 770 | 773 | 1 | 0.712 | 0.978 | 0.29 | 1 | 0.978 | 1.0455 | 1.0227 | 1.0455 | 1 | 1.0455 | 1.0455 | -0.03413 | 0 | -0.03413 | 0 | 0 | 0
CFLMFm2007CZ02 | CFLPGEMFmCZ022007 | CFL | PGE | MFm | 2007 | CZ02 | rWtd | 0.96684 | 1.1444 | -0.01711 |  | 351.6491 | 50.5653 | 1113.1634 | 160.0669 | 43.8523 | 138.8168 | 1858.1138 | 774 | 775 | 777 | 776 | 774 | 777 | 1.052 | 0.878 | 0.994 | 0.572 | 1.052 | 0.994 | 1.6098 | 1.5366 | 1 | 1 | 1.6098 | 1 | -0.0214 | 0 | -0.0218 | 0 | 0 | 0
CFLMFm2007CZ03 | CFLPGEMFmCZ032007 | CFL | PGE | MFm | 2007 | CZ03 | rWtd | 0.93948 | 1.0632 | -0.021192 |  | 905.3607 | 130.186 | 3698.862 | 531.8765 | 112.9028 | 461.2657 | 5840.4536 | 778 | 779 | 781 | 780 | 778 | 781 | 1 | 0.816 | 0.986 | 0.49 | 1 | 0.986 | 1.225 | 1.175 | 1.025 | 1.025 | 1.225 | 1.025 | -0.0264 | 0 | -0.027 | 0 | 0 | 0
CFLMFm2007CZ04 | CFLPGEMFmCZ042007 | CFL | PGE | MFm | 2007 | CZ04 | rWtd | 1.0438 | 1.6037 | -0.01426 |  | 2209.4463 | 317.7065 | 258.8731 | 37.2246 | 275.5285 | 32.2827 | 3131.0618 | 782 | 783 | 785 | 784 | 782 | 785 | 1.07 | 0.926 | 1 | 0.646 | 1.07 | 1 | 1.6591 | 1.75 | 1.0455 | 1.0227 | 1.6591 | 1.0455 | -0.01806 | 0 | -0.01834 | 0 | 0 | 0
CFLMFm2007CZ05 | CFLPGEMFmCZ052007 | CFL | PGE | MFm | 2007 | CZ05 | rWtd | 0.9642 | 1.1656 | -0.019939 |  | 0.42433 | 0.061017 | 0.364 | 0.052342 | 0.052916 | 0.045393 | 1 | 786 | 787 | 789 | 788 | 786 | 789 | 1.006 | 0.82 | 0.994 | 0.518 | 1.006 | 0.994 | 1.2955 | 1.25 | 1.0227 | 1 | 1.2955 | 1.0227 | -0.0252 | 0 | -0.0254 | 0 | 0 | 0
CFLMFm2007CZ06 | CFLPGEMFmCZ062007 | CFL | PGE | MFm | 2007 | CZ06 | rWtd | 0 | 0 | 0 |  | 0 | 0 | 0 | 0 | 0 | 0 | 0 | 790 | 791 | 793 | 792 | 790 | 793 | 1.07 | 0.934 | 0.998 | 0.654 | 1.07 | 0.998 | 1.5333 | 1.5111 | 1 | 1 | 1.5333 | 1 | -0.01884 | 0 | -0.01906 | 0 | 0 | 0
CFLMFm2007CZ07 | CFLPGEMFmCZ072007 | CFL | PGE | MFm | 2007 | CZ07 | rWtd | 0 | 0 | 0 |  | 0 | 0 | 0 | 0 | 0 | 0 | 0 | 794 | 795 | 797 | 796 | 794 | 797 | 1.1 | 0.978 | 0.998 | 0.684 | 1.1 | 0.998 | 1.3778 | 1.4444 | 1 | 1 | 1.3778 | 1 | -0.01794 | 0 | -0.01846 | 0 | 0 | 0
CFLMFm2007CZ08 | CFLPGEMFmCZ082007 | CFL | PGE | MFm | 2007 | CZ08 | rWtd | 0 | 0 | 0 |  | 0 | 0 | 0 | 0 | 0 | 0 | 0 | 798 | 799 | 801 | 800 | 798 | 801 | 1.104 | 1.004 | 1.002 | 0.718 | 1.104 | 1.002 | 1.3333 | 1.4667 | 1 | 1 | 1.3333 | 1 | -0.01542 | 0 | -0.01578 | 0 | 0 | 0
CFLMFm2007CZ09 | CFLPGEMFmCZ092007 | CFL | PGE | MFm | 2007 | CZ09 | rWtd | 0 | 0 | 0 |  | 0 | 0 | 0 | 0 | 0 | 0 | 0 | 802 | 803 | 805 | 804 | 802 | 805 | 1.098 | 0.984 | 1 | 0.688 | 1.098 | 1 | 1.5455 | 1.5682 | 1.0455 | 1 | 1.5455 | 1.0455 | -0.01602 | 0 | -0.0164 | 0 | 0 | 0
CFLMFm2007CZ10 | CFLPGEMFmCZ102007 | CFL | PGE | MFm | 2007 | CZ10 | rWtd | 0 | 0 | 0 |  | 0 | 0 | 0 | 0 | 0 | 0 | 0 | 806 | 807 | 809 | 808 | 806 | 809 | 1.106 | 0.994 | 1.004 | 0.704 | 1.106 | 1.004 | 1.6136 | 1.6818 | 1.0227 | 1.0227 | 1.6136 | 1.0227 | -0.01492 | 0 | -0.01552 | 0 | 0 | 0
CFLMFm2007CZ11 | CFLPGEMFmCZ112007 | CFL | PGE | MFm | 2007 | CZ11 | rWtd | 1.0859 | 1.4363 | -0.016397 |  | 128.3714 | 18.4591 | 0 | 0 | 16.0085 | 0 | 162.839 | 810 | 811 | 813 | 812 | 810 | 813 | 1.104 | 0.944 | 0.996 | 0.59 | 1.104 | 0.996 | 1.439 | 1.4146 | 1.0244 | 1 | 1.439 | 1.0244 | -0.0208 | 0 | -0.0212 | 0 | 0 | 0
CFLMFm2007CZ12 | CFLPGEMFmCZ122007 | CFL | PGE | MFm | 2007 | CZ12 | rWtd | 1.0737 | 1.4559 | -0.015618 |  | 2876.5425 | 413.6314 | 82.6565 | 11.8856 | 358.7185 | 10.3077 | 3753.7422 | 814 | 815 | 817 | 816 | 814 | 817 | 1.094 | 0.946 | 0.996 | 0.612 | 1.094 | 0.996 | 1.4634 | 1.5122 | 1 | 1.0244 | 1.4634 | 1 | -0.0198 | 0 | -0.0202 | 0 | 0 | 0
CFLMFm2007CZ13 | CFLPGEMFmCZ132007 | CFL | PGE | MFm | 2007 | CZ13 | rWtd | 1.0961 | 1.4823 | -0.01512 |  | 377.9832 | 54.352 | 0 | 0 | 47.1363 | 0 | 479.4715 | 818 | 819 | 821 | 820 | 818 | 821 | 1.112 | 0.972 | 0.998 | 0.632 | 1.112 | 0.998 | 1.4878 | 1.439 | 1 | 1 | 1.4878 | 1 | -0.01918 | 0 | -0.01968 | 0 | 0 | 0
CFLMFm2007CZ14 | CFLPGEMFmCZ142007 | CFL | PGE | MFm | 2007 | CZ14 | rWtd | 0 | 0 | 0 |  | 0 | 0 | 0 | 0 | 0 | 0 | 0 | 822 | 823 | 825 | 824 | 822 | 825 | 1.116 | 0.946 | 0.996 | 0.594 | 1.116 | 0.996 | 1.3333 | 1.3571 | 1.0238 | 1 | 1.3333 | 1.0238 | -0.0204 | 0 | -0.0208 | 0 | 0 | 0
CFLMFm2007CZ15 | CFLPGEMFmCZ152007 | CFL | PGE | MFm | 2007 | CZ15 | rWtd | 0 | 0 | 0 |  | 0 | 0 | 0 | 0 | 0 | 0 | 0 | 826 | 827 | 829 | 828 | 826 | 829 | 1.168 | 1.126 | 1.008 | 0.832 | 1.168 | 1.008 | 1.4286 | 1.5238 | 1.0238 | 1.0238 | 1.4286 | 1.0238 | -0.00898 | 0 | -0.00948 | 0 | 0 | 0
CFLMFm2007CZ16 | CFLPGEMFmCZ162007 | CFL | PGE | MFm | 2007 | CZ16 | rWtd | 0.9903 | 1.2386 | -0.020642 |  | 0.42433 | 0.061017 | 0.364 | 0.052342 | 0.052916 | 0.045393 | 1 | 830 | 831 | 833 | 832 | 830 | 833 | 1.068 | 0.812 | 0.99 | 0.492 | 1.068 | 0.99 | 1.4 | 1.425 | 1.05 | 1.025 | 1.4 | 1.05 | -0.026 | 0 | -0.0264 | 0 | 0 | 0
CFLMFm2011CZ01 | CFLPGEMFmCZ012011 | CFL | PGE | MFm | 2011 | CZ01 | rWtd | 0.90877 | 1.0202 | -0.026906 |  | 0 | 0 | 721.9984 | 103.8195 | 0 | 90.0366 | 915.8545 | 834 | 835 | 837 | 836 | 834 | 837 | 1 | 0.726 | 0.982 | 0.336 | 1 | 0.982 | 1.0227 | 1 | 1.0227 | 1 | 1.0227 | 1.0227 | -0.03413 | 0 | -0.03413 | 0 | 0 | 0
CFLMFm2011CZ02 | CFLPGEMFmCZ022011 | CFL | PGE | MFm | 2011 | CZ02 | rWtd | 0.975 | 1.1347 | -0.016359 |  | 351.6491 | 50.5653 | 1113.1634 | 160.0669 | 43.8523 | 138.8168 | 1858.1138 | 838 | 839 | 841 | 840 | 838 | 841 | 1.064 | 0.89 | 0.998 | 0.602 | 1.064 | 0.998 | 1.561 | 1.561 | 1 | 1 | 1.561 | 1 | -0.0206 | 0 | -0.0208 | 0 | 0 | 0
CFLMFm2011CZ03 | CFLPGEMFmCZ032011 | CFL | PGE | MFm | 2011 | CZ03 | rWtd | 0.94519 | 1.0681 | -0.02015 |  | 905.3607 | 130.186 | 3698.862 | 531.8765 | 112.9028 | 461.2657 | 5840.4536 | 842 | 843 | 845 | 844 | 842 | 845 | 1 | 0.83 | 0.99 | 0.518 | 1 | 0.99 | 1.25 | 1.2 | 1.025 | 1.025 | 1.25 | 1.025 | -0.0254 | 0 | -0.0256 | 0 | 0 | 0
CFLMFm2011CZ04 | CFLPGEMFmCZ042011 | CFL | PGE | MFm | 2011 | CZ04 | rWtd | 1.0663 | 1.7098 | -0.012591 |  | 2209.4463 | 317.7065 | 258.8731 | 37.2246 | 275.5285 | 32.2827 | 3131.0618 | 846 | 847 | 849 | 848 | 846 | 849 | 1.094 | 0.948 | 1.006 | 0.702 | 1.094 | 1.006 | 1.7955 | 1.75 | 1.0227 | 1.0227 | 1.7955 | 1.0227 | -0.01594 | 0 | -0.01624 | 0 | 0 | 0
CFLMFm2011CZ05 | CFLPGEMFmCZ052011 | CFL | PGE | MFm | 2011 | CZ05 | rWtd | 0.96832 | 1.1531 | -0.019939 |  | 0.42433 | 0.061017 | 0.364 | 0.052342 | 0.052916 | 0.045393 | 1 | 850 | 851 | 853 | 852 | 850 | 853 | 1.01 | 0.824 | 0.996 | 0.54 | 1.01 | 0.996 | 1.2727 | 1.2045 | 1.0227 | 1.0227 | 1.2727 | 1.0227 | -0.0252 | 0 | -0.0254 | 0 | 0 | 0
CFLMFm2011CZ06 | CFLPGEMFmCZ062011 | CFL | PGE | MFm | 2011 | CZ06 | rWtd | 0 | 0 | 0 |  | 0 | 0 | 0 | 0 | 0 | 0 | 0 | 854 | 855 | 857 | 856 | 854 | 857 | 1.074 | 0.938 | 1 | 0.66 | 1.074 | 1 | 1.5111 | 1.5556 | 1 | 1 | 1.5111 | 1 | -0.01932 | 0 | -0.01944 | 0 | 0 | 0
CFLMFm2011CZ07 | CFLPGEMFmCZ072011 | CFL | PGE | MFm | 2011 | CZ07 | rWtd | 0 | 0 | 0 |  | 0 | 0 | 0 | 0 | 0 | 0 | 0 | 858 | 859 | 861 | 860 | 858 | 861 | 1.128 | 1.014 | 1.004 | 0.728 | 1.128 | 1.004 | 1.3333 | 1.4444 | 1 | 1 | 1.3333 | 1 | -0.01582 | 0 | -0.01618 | 0 | 0 | 0
CFLMFm2011CZ08 | CFLPGEMFmCZ082011 | CFL | PGE | MFm | 2011 | CZ08 | rWtd | 0 | 0 | 0 |  | 0 | 0 | 0 | 0 | 0 | 0 | 0 | 862 | 863 | 865 | 864 | 862 | 865 | 1.126 | 1.024 | 1.006 | 0.754 | 1.126 | 1.006 | 1.4222 | 1.4 | 1 | 1 | 1.4222 | 1 | -0.01388 | 0 | -0.01434 | 0 | 0 | 0
CFLMFm2011CZ09 | CFLPGEMFmCZ092011 | CFL | PGE | MFm | 2011 | CZ09 | rWtd | 0 | 0 | 0 |  | 0 | 0 | 0 | 0 | 0 | 0 | 0 | 866 | 867 | 869 | 868 | 866 | 869 | 1.11 | 1 | 1.004 | 0.72 | 1.11 | 1.004 | 1.5227 | 1.5455 | 1.0227 | 1.0227 | 1.5227 | 1.0227 | -0.01516 | 0 | -0.0156 | 0 | 0 | 0
CFLMFm2011CZ10 | CFLPGEMFmCZ102011 | CFL | PGE | MFm | 2011 | CZ10 | rWtd | 0 | 0 | 0 |  | 0 | 0 | 0 | 0 | 0 | 0 | 0 | 870 | 871 | 873 | 872 | 870 | 873 | 1.112 | 1.004 | 1.006 | 0.734 | 1.112 | 1.006 | 1.5227 | 1.5909 | 1.0455 | 1.0227 | 1.5227 | 1.0455 | -0.01412 | 0 | -0.01458 | 0 | 0 | 0
CFLMFm2011CZ11 | CFLPGEMFmCZ112011 | CFL | PGE | MFm | 2011 | CZ11 | rWtd | 1.0903 | 1.4363 | -0.015924 |  | 128.3714 | 18.4591 | 0 | 0 | 16.0085 | 0 | 162.839 | 874 | 875 | 877 | 876 | 874 | 877 | 1.108 | 0.952 | 0.998 | 0.614 | 1.108 | 0.998 | 1.439 | 1.4146 | 1 | 1 | 1.439 | 1 | -0.0202 | 0 | -0.0206 | 0 | 0 | 0
CFLMFm2011CZ12 | CFLPGEMFmCZ122011 | CFL | PGE | MFm | 2011 | CZ12 | rWtd | 1.0836 | 1.4958 | -0.014752 |  | 2876.5425 | 413.6314 | 82.6565 | 11.8856 | 358.7185 | 10.3077 | 3753.7422 | 878 | 879 | 881 | 880 | 878 | 881 | 1.104 | 0.956 | 1 | 0.636 | 1.104 | 1 | 1.5122 | 1.4878 | 1.0244 | 1 | 1.5122 | 1.0244 | -0.0187 | 0 | -0.01918 | 0 | 0 | 0
CFLMFm2011CZ13 | CFLPGEMFmCZ132011 | CFL | PGE | MFm | 2011 | CZ13 | rWtd | 1.1008 | 1.4662 | -0.01471 |  | 377.9832 | 54.352 | 0 | 0 | 47.1363 | 0 | 479.4715 | 882 | 883 | 885 | 884 | 882 | 885 | 1.116 | 0.982 | 1 | 0.656 | 1.116 | 1 | 1.4634 | 1.4878 | 1.0244 | 1 | 1.4634 | 1.0244 | -0.01866 | 0 | -0.0192 | 0 | 0 | 0
CFLMFm2011CZ14 | CFLPGEMFmCZ142011 | CFL | PGE | MFm | 2011 | CZ14 | rWtd | 0 | 0 | 0 |  | 0 | 0 | 0 | 0 | 0 | 0 | 0 | 886 | 887 | 889 | 888 | 886 | 889 | 1.126 | 0.948 | 0.998 | 0.618 | 1.126 | 0.998 | 1.381 | 1.3095 | 1.0238 | 1.0238 | 1.381 | 1.0238 | -0.01962 | 0 | -0.0202 | 0 | 0 | 0
CFLMFm2011CZ15 | CFLPGEMFmCZ152011 | CFL | PGE | MFm | 2011 | CZ15 | rWtd | 0 | 0 | 0 |  | 0 | 0 | 0 | 0 | 0 | 0 | 0 | 890 | 891 | 893 | 892 | 890 | 893 | 1.176 | 1.126 | 1.01 | 0.846 | 1.176 | 1.01 | 1.4286 | 1.5 | 1.0238 | 1 | 1.4286 | 1.0238 | -0.0087 | 0 | -0.0092 | 0 | 0 | 0
CFLMFm2011CZ16 | CFLPGEMFmCZ162011 | CFL | PGE | MFm | 2011 | CZ16 | rWtd | 0.99423 | 1.2297 | -0.020327 |  | 0.42433 | 0.061017 | 0.364 | 0.052342 | 0.052916 | 0.045393 | 1 | 894 | 895 | 897 | 896 | 894 | 897 | 1.072 | 0.818 | 0.992 | 0.508 | 1.072 | 0.992 | 1.4 | 1.425 | 1.025 | 1.05 | 1.4 | 1.025 | -0.0256 | 0 | -0.026 | 0 | 0 | 0
CFLMFm2015CZ01 | CFLPGEMFmCZ012015 | CFL | PGE | MFm | 2015 | CZ01 | rWtd | 0.91867 | 1.0429 | -0.025384 |  | 0 | 0 | 721.9984 | 103.8195 | 0 | 90.0366 | 915.8545 | 898 | 899 | 901 | 900 | 898 | 901 | 1 | 0.754 | 0.986 | 0.392 | 1 | 0.986 | 1.0455 | 1.0227 | 1.0455 | 1.0227 | 1.0455 | 1.0455 | -0.032 | 0 | -0.0322 | 0 | 0 | 0
CFLMFm2015CZ02 | CFLPGEMFmCZ022015 | CFL | PGE | MFm | 2015 | CZ02 | rWtd | 0.97331 | 1.1387 | -0.016675 |  | 351.6491 | 50.5653 | 1113.1634 | 160.0669 | 43.8523 | 138.8168 | 1858.1138 | 902 | 903 | 905 | 904 | 902 | 905 | 1.058 | 0.894 | 0.998 | 0.596 | 1.058 | 0.998 | 1.5122 | 1.4878 | 1.0244 | 1 | 1.5122 | 1.0244 | -0.021 | 0 | -0.0212 | 0 | 0 | 0
CFLMFm2015CZ03 | CFLPGEMFmCZ032015 | CFL | PGE | MFm | 2015 | CZ03 | rWtd | 0.95427 | 1.0871 | -0.018132 |  | 905.3607 | 130.186 | 3698.862 | 531.8765 | 112.9028 | 461.2657 | 5840.4536 | 906 | 907 | 909 | 908 | 906 | 909 | 1.006 | 0.858 | 0.994 | 0.568 | 1.006 | 0.994 | 1.25 | 1.25 | 1.05 | 1.025 | 1.25 | 1.05 | -0.023 | 0 | -0.023 | 0 | 0 | 0
CFLMFm2015CZ04 | CFLPGEMFmCZ042015 | CFL | PGE | MFm | 2015 | CZ04 | rWtd | 1.055 | 1.5833 | -0.012922 |  | 2209.4463 | 317.7065 | 258.8731 | 37.2246 | 275.5285 | 32.2827 | 3131.0618 | 910 | 911 | 913 | 912 | 910 | 913 | 1.08 | 0.946 | 1.006 | 0.696 | 1.08 | 1.006 | 1.6364 | 1.7273 | 1.0455 | 1.0227 | 1.6364 | 1.0455 | -0.01636 | 0 | -0.01666 | 0 | 0 | 0
CFLMFm2015CZ05 | CFLPGEMFmCZ052015 | CFL | PGE | MFm | 2015 | CZ05 | rWtd | 0.99326 | 1.179 | -0.01448 |  | 0.42433 | 0.061017 | 0.364 | 0.052342 | 0.052916 | 0.045393 | 1 | 914 | 915 | 917 | 916 | 914 | 917 | 1.03 | 0.886 | 1.008 | 0.668 | 1.03 | 1.008 | 1.3182 | 1.2727 | 1.0227 | 1.0227 | 1.3182 | 1.0227 | -0.01834 | 0 | -0.0184 | 0 | 0 | 0
CFLMFm2015CZ06 | CFLPGEMFmCZ062015 | CFL | PGE | MFm | 2015 | CZ06 | rWtd | 0 | 0 | 0 |  | 0 | 0 | 0 | 0 | 0 | 0 | 0 | 918 | 919 | 921 | 920 | 918 | 921 | 1.062 | 0.938 | 1 | 0.652 | 1.062 | 1 | 1.4444 | 1.5111 | 1 | 1 | 1.4444 | 1 | -0.01962 | 0 | -0.01982 | 0 | 0 | 0
CFLMFm2015CZ07 | CFLPGEMFmCZ072015 | CFL | PGE | MFm | 2015 | CZ07 | rWtd | 0 | 0 | 0 |  | 0 | 0 | 0 | 0 | 0 | 0 | 0 | 922 | 923 | 925 | 924 | 922 | 925 | 1.11 | 1.006 | 1.004 | 0.718 | 1.11 | 1.004 | 1.2667 | 1.3778 | 1.0222 | 1 | 1.2667 | 1.0222 | -0.01618 | 0 | -0.01634 | 0 | 0 | 0
CFLMFm2015CZ08 | CFLPGEMFmCZ082015 | CFL | PGE | MFm | 2015 | CZ08 | rWtd | 0 | 0 | 0 |  | 0 | 0 | 0 | 0 | 0 | 0 | 0 | 926 | 927 | 929 | 928 | 926 | 929 | 1.108 | 1.022 | 1.006 | 0.746 | 1.108 | 1.006 | 1.3333 | 1.4444 | 1.0222 | 1 | 1.3333 | 1.0222 | -0.01442 | 0 | -0.01486 | 0 | 0 | 0
CFLMFm2015CZ09 | CFLPGEMFmCZ092015 | CFL | PGE | MFm | 2015 | CZ09 | rWtd | 0 | 0 | 0 |  | 0 | 0 | 0 | 0 | 0 | 0 | 0 | 930 | 931 | 933 | 932 | 930 | 933 | 1.098 | 0.998 | 1.004 | 0.712 | 1.098 | 1.004 | 1.5 | 1.5 | 1.0227 | 1.0227 | 1.5 | 1.0227 | -0.01548 | 0 | -0.01578 | 0 | 0 | 0
CFLMFm2015CZ10 | CFLPGEMFmCZ102015 | CFL | PGE | MFm | 2015 | CZ10 | rWtd | 0 | 0 | 0 |  | 0 | 0 | 0 | 0 | 0 | 0 | 0 | 934 | 935 | 937 | 936 | 934 | 937 | 1.102 | 1.008 | 1.008 | 0.738 | 1.102 | 1.008 | 1.4773 | 1.5909 | 1.0455 | 1.0227 | 1.4773 | 1.0455 | -0.0138 | 0 | -0.01422 | 0 | 0 | 0
CFLMFm2015CZ11 | CFLPGEMFmCZ112015 | CFL | PGE | MFm | 2015 | CZ11 | rWtd | 1.0834 | 1.4146 | -0.015704 |  | 128.3714 | 18.4591 | 0 | 0 | 16.0085 | 0 | 162.839 | 938 | 939 | 941 | 940 | 938 | 941 | 1.1 | 0.954 | 0.998 | 0.614 | 1.1 | 0.998 | 1.4146 | 1.4146 | 1 | 1 | 1.4146 | 1 | -0.01992 | 0 | -0.0204 | 0 | 0 | 0
CFLMFm2015CZ12 | CFLPGEMFmCZ122015 | CFL | PGE | MFm | 2015 | CZ12 | rWtd | 1.0728 | 1.4512 | -0.015066 |  | 2876.5425 | 413.6314 | 82.6565 | 11.8856 | 358.7185 | 10.3077 | 3753.7422 | 942 | 943 | 945 | 944 | 942 | 945 | 1.092 | 0.952 | 1 | 0.628 | 1.092 | 1 | 1.4634 | 1.4634 | 1.0244 | 1.0244 | 1.4634 | 1.0244 | -0.0191 | 0 | -0.01952 | 0 | 0 | 0
CFLMFm2015CZ13 | CFLPGEMFmCZ132015 | CFL | PGE | MFm | 2015 | CZ13 | rWtd | 1.0902 | 1.4202 | -0.014553 |  | 377.9832 | 54.352 | 0 | 0 | 47.1363 | 0 | 479.4715 | 946 | 947 | 949 | 948 | 946 | 949 | 1.104 | 0.982 | 1.002 | 0.66 | 1.104 | 1.002 | 1.4146 | 1.4634 | 1.0244 | 1 | 1.4146 | 1.0244 | -0.01846 | 0 | -0.01894 | 0 | 0 | 0
CFLMFm2015CZ14 | CFLPGEMFmCZ142015 | CFL | PGE | MFm | 2015 | CZ14 | rWtd | 0 | 0 | 0 |  | 0 | 0 | 0 | 0 | 0 | 0 | 0 | 950 | 951 | 953 | 952 | 950 | 953 | 1.116 | 0.95 | 0.996 | 0.6 | 1.116 | 0.996 | 1.4048 | 1.3571 | 1.0238 | 1.0238 | 1.4048 | 1.0238 | -0.0202 | 0 | -0.0206 | 0 | 0 | 0
CFLMFm2015CZ15 | CFLPGEMFmCZ152015 | CFL | PGE | MFm | 2015 | CZ15 | rWtd | 0 | 0 | 0 |  | 0 | 0 | 0 | 0 | 0 | 0 | 0 | 954 | 955 | 957 | 956 | 954 | 957 | 1.156 | 1.11 | 1.01 | 0.844 | 1.156 | 1.01 | 1.4048 | 1.4286 | 1.0238 | 1 | 1.4048 | 1.0238 | -0.0087 | 0 | -0.00918 | 0 | 0 | 0
CFLMFm2015CZ16 | CFLPGEMFmCZ162015 | CFL | PGE | MFm | 2015 | CZ16 | rWtd | 0.98521 | 1.2252 | -0.021831 |  | 0.42433 | 0.061017 | 0.364 | 0.052342 | 0.052916 | 0.045393 | 1 | 958 | 959 | 961 | 960 | 958 | 961 | 1.06 | 0.81 | 0.99 | 0.47 | 1.06 | 0.99 | 1.375 | 1.4 | 1.05 | 1.025 | 1.375 | 1.05 | -0.0276 | 0 | -0.0278 | 0 | 0 | 0
CFLMFm2017CZ01 | CFLPGEMFmCZ012017 | CFL | PGE | MFm | 2017 | CZ01 | rWtd | 0.92157 | 1.0429 | -0.024911 |  | 0 | 0 | 721.9984 | 103.8195 | 0 | 90.0366 | 915.8545 | 962 | 963 | 965 | 964 | 962 | 965 | 1 | 0.762 | 0.988 | 0.402 | 1 | 0.988 | 1.0455 | 1.0227 | 1.0455 | 1.0227 | 1.0455 | 1.0455 | -0.0308 | 0 | -0.0316 | 0 | 0 | 0
CFLMFm2017CZ02 | CFLPGEMFmCZ022017 | CFL | PGE | MFm | 2017 | CZ02 | rWtd | 0.97542 | 1.1374 | -0.016202 |  | 351.6491 | 50.5653 | 1113.1634 | 160.0669 | 43.8523 | 138.8168 | 1858.1138 | 966 | 967 | 969 | 968 | 966 | 969 | 1.06 | 0.9 | 1 | 0.598 | 1.06 | 1 | 1.5122 | 1.439 | 1.0244 | 1 | 1.5122 | 1.0244 | -0.0204 | 0 | -0.0206 | 0 | 0 | 0
CFLMFm2017CZ03 | CFLPGEMFmCZ032017 | CFL | PGE | MFm | 2017 | CZ03 | rWtd | 0.95659 | 1.0865 | -0.01807 |  | 905.3607 | 130.186 | 3698.862 | 531.8765 | 112.9028 | 461.2657 | 5840.4536 | 970 | 971 | 973 | 972 | 970 | 973 | 1.008 | 0.858 | 0.996 | 0.574 | 1.008 | 0.996 | 1.25 | 1.225 | 1.05 | 1.025 | 1.25 | 1.05 | -0.0226 | 0 | -0.023 | 0 | 0 | 0
CFLMFm2017CZ04 | CFLPGEMFmCZ042017 | CFL | PGE | MFm | 2017 | CZ04 | rWtd | 1.0579 | 1.5789 | -0.01188 |  | 2209.4463 | 317.7065 | 258.8731 | 37.2246 | 275.5285 | 32.2827 | 3131.0618 | 974 | 975 | 977 | 976 | 974 | 977 | 1.082 | 0.956 | 1.008 | 0.71 | 1.082 | 1.008 | 1.6364 | 1.7045 | 1.0227 | 1.0227 | 1.6364 | 1.0227 | -0.01504 | 0 | -0.01532 | 0 | 0 | 0
CFLMFm2017CZ05 | CFLPGEMFmCZ052017 | CFL | PGE | MFm | 2017 | CZ05 | rWtd | 0.99488 | 1.1898 | -0.014132 |  | 0.42433 | 0.061017 | 0.364 | 0.052342 | 0.052916 | 0.045393 | 1 | 978 | 979 | 981 | 980 | 978 | 981 | 1.032 | 0.89 | 1.008 | 0.676 | 1.032 | 1.008 | 1.3409 | 1.2727 | 1.0227 | 1.0227 | 1.3409 | 1.0227 | -0.01788 | 0 | -0.01798 | 0 | 0 | 0
CFLMFm2017CZ06 | CFLPGEMFmCZ062017 | CFL | PGE | MFm | 2017 | CZ06 | rWtd | 0 | 0 | 0 |  | 0 | 0 | 0 | 0 | 0 | 0 | 0 | 982 | 983 | 985 | 984 | 982 | 985 | 1.058 | 0.936 | 1 | 0.648 | 1.058 | 1 | 1.4222 | 1.5111 | 1 | 1 | 1.4222 | 1 | -0.01964 | 0 | -0.0198 | 0 | 0 | 0
CFLMFm2017CZ07 | CFLPGEMFmCZ072017 | CFL | PGE | MFm | 2017 | CZ07 | rWtd | 0 | 0 | 0 |  | 0 | 0 | 0 | 0 | 0 | 0 | 0 | 986 | 987 | 989 | 988 | 986 | 989 | 1.106 | 1.004 | 1.004 | 0.712 | 1.106 | 1.004 | 1.2889 | 1.4 | 1 | 1 | 1.2889 | 1 | -0.01612 | 0 | -0.01636 | 0 | 0 | 0
CFLMFm2017CZ08 | CFLPGEMFmCZ082017 | CFL | PGE | MFm | 2017 | CZ08 | rWtd | 0 | 0 | 0 |  | 0 | 0 | 0 | 0 | 0 | 0 | 0 | 990 | 991 | 993 | 992 | 990 | 993 | 1.112 | 1.028 | 1.008 | 0.754 | 1.112 | 1.008 | 1.3333 | 1.4 | 1 | 1 | 1.3333 | 1 | -0.01324 | 0 | -0.01368 | 0 | 0 | 0
CFLMFm2017CZ09 | CFLPGEMFmCZ092017 | CFL | PGE | MFm | 2017 | CZ09 | rWtd | 0 | 0 | 0 |  | 0 | 0 | 0 | 0 | 0 | 0 | 0 | 994 | 995 | 997 | 996 | 994 | 997 | 1.1 | 1.008 | 1.006 | 0.718 | 1.1 | 1.006 | 1.4318 | 1.4545 | 1.0227 | 1.0227 | 1.4318 | 1.0227 | -0.01476 | 0 | -0.0152 | 0 | 0 | 0
CFLMFm2017CZ10 | CFLPGEMFmCZ102017 | CFL | PGE | MFm | 2017 | CZ10 | rWtd | 0 | 0 | 0 |  | 0 | 0 | 0 | 0 | 0 | 0 | 0 | 998 | 999 | 1001 | 1000 | 998 | 1001 | 1.104 | 1.014 | 1.01 | 0.748 | 1.104 | 1.01 | 1.4318 | 1.5455 | 1.0455 | 1.0227 | 1.4318 | 1.0455 | -0.01304 | 0 | -0.01346 | 0 | 0 | 0
CFLMFm2017CZ11 | CFLPGEMFmCZ112017 | CFL | PGE | MFm | 2017 | CZ11 | rWtd | 1.0839 | 1.3902 | -0.015231 |  | 128.3714 | 18.4591 | 0 | 0 | 16.0085 | 0 | 162.839 | 1002 | 1003 | 1005 | 1004 | 1002 | 1005 | 1.1 | 0.958 | 1 | 0.62 | 1.1 | 1 | 1.3902 | 1.3902 | 1 | 1 | 1.3902 | 1 | -0.01932 | 0 | -0.0197 | 0 | 0 | 0
CFLMFm2017CZ12 | CFLPGEMFmCZ122017 | CFL | PGE | MFm | 2017 | CZ12 | rWtd | 1.0735 | 1.4037 | -0.014559 |  | 2876.5425 | 413.6314 | 82.6565 | 11.8856 | 358.7185 | 10.3077 | 3753.7422 | 1006 | 1007 | 1009 | 1008 | 1006 | 1009 | 1.092 | 0.958 | 1.002 | 0.632 | 1.092 | 1.002 | 1.4146 | 1.4146 | 1.0244 | 1 | 1.4146 | 1.0244 | -0.01846 | 0 | -0.01874 | 0 | 0 | 0
CFLMFm2017CZ13 | CFLPGEMFmCZ132017 | CFL | PGE | MFm | 2017 | CZ13 | rWtd | 1.0942 | 1.439 | -0.014032 |  | 377.9832 | 54.352 | 0 | 0 | 47.1363 | 0 | 479.4715 | 1010 | 1011 | 1013 | 1012 | 1010 | 1013 | 1.108 | 0.986 | 1.002 | 0.664 | 1.108 | 1.002 | 1.439 | 1.439 | 1.0244 | 1 | 1.439 | 1.0244 | -0.0178 | 0 | -0.01826 | 0 | 0 | 0
CFLMFm2017CZ14 | CFLPGEMFmCZ142017 | CFL | PGE | MFm | 2017 | CZ14 | rWtd | 0 | 0 | 0 |  | 0 | 0 | 0 | 0 | 0 | 0 | 0 | 1014 | 1015 | 1017 | 1016 | 1014 | 1017 | 1.108 | 0.958 | 0.998 | 0.602 | 1.108 | 0.998 | 1.2857 | 1.3333 | 1.0238 | 1.0238 | 1.2857 | 1.0238 | -0.0204 | 0 | -0.0208 | 0 | 0 | 0
CFLMFm2017CZ15 | CFLPGEMFmCZ152017 | CFL | PGE | MFm | 2017 | CZ15 | rWtd | 0 | 0 | 0 |  | 0 | 0 | 0 | 0 | 0 | 0 | 0 | 1018 | 1019 | 1021 | 1020 | 1018 | 1021 | 1.156 | 1.1 | 1.01 | 0.846 | 1.156 | 1.01 | 1.4048 | 1.381 | 1.0238 | 1.0238 | 1.4048 | 1.0238 | -0.0086 | 0 | -0.00908 | 0 | 0 | 0
CFLMFm2017CZ16 | CFLPGEMFmCZ162017 | CFL | PGE | MFm | 2017 | CZ16 | rWtd | 0.98792 | 1.203 | -0.021273 |  | 0.42433 | 0.061017 | 0.364 | 0.052342 | 0.052916 | 0.045393 | 1 | 1022 | 1023 | 1025 | 1024 | 1022 | 1025 | 1.062 | 0.822 | 0.992 | 0.474 | 1.062 | 0.992 | 1.35 | 1.4 | 1.025 | 1.025 | 1.35 | 1.025 | -0.0268 | 0 | -0.0272 | 0 | 0 | 0
CFLMFm1975CZ01 | CFLSCEMFmCZ011975 | CFL | SCE | MFm | 1975 | CZ01 | rWtd | 0 | 0 | 0 |  | 0 | 0 | 0 | 0 | 0 | 0 | 0 | 514 | 515 | 517 | 516 | 514 | 517 | 1 | 0.686 | 0.976 | 0.288 | 1 | 0.976 | 1 | 1 | 1 | 1 | 1 | 1 | -0.03413 | 0 | -0.03413 | 0 | 0 | 0
CFLMFm1975CZ02 | CFLSCEMFmCZ021975 | CFL | SCE | MFm | 1975 | CZ02 | rWtd | 0 | 0 | 0 |  | 0 | 0 | 0 | 0 | 0 | 0 | 0 | 518 | 519 | 521 | 520 | 518 | 521 | 1.044 | 0.838 | 0.992 | 0.538 | 1.044 | 0.992 | 2 | 2 | 1.025 | 1 | 2 | 1.025 | -0.0244 | 0 | -0.0248 | 0 | 0 | 0
CFLMFm1975CZ03 | CFLSCEMFmCZ031975 | CFL | SCE | MFm | 1975 | CZ03 | rWtd | 0 | 0 | 0 |  | 0 | 0 | 0 | 0 | 0 | 0 | 0 | 522 | 523 | 525 | 524 | 522 | 525 | 1.01 | 0.816 | 0.986 | 0.502 | 1.01 | 0.986 | 1.35 | 1.3 | 1.025 | 1 | 1.35 | 1.025 | -0.0268 | 0 | -0.0268 | 0 | 0 | 0
CFLMFm1975CZ04 | CFLSCEMFmCZ041975 | CFL | SCE | MFm | 1975 | CZ04 | rWtd | 0 | 0 | 0 |  | 0 | 0 | 0 | 0 | 0 | 0 | 0 | 526 | 527 | 529 | 528 | 526 | 529 | 1.052 | 0.878 | 0.994 | 0.598 | 1.052 | 0.994 | 1.8444 | 1.8444 | 1 | 1 | 1.8444 | 1 | -0.0216 | 0 | -0.0218 | 0 | 0 | 0
CFLMFm1975CZ05 | CFLSCEMFmCZ051975 | CFL | SCE | MFm | 1975 | CZ05 | rWtd | 0.984 | 1 | -0.029341 |  | 0 | 0 | 760.1384 | 0 | 0 | 94.7929 | 854.9313 | 530 | 531 | 533 | 532 | 530 | 533 | 1 | 0.756 | 0.984 | 0.388 | 1 | 0.984 | 1.0889 | 1.0667 | 1 | 1 | 1.0889 | 1 | -0.0328 | 0 | -0.033 | 0 | 0 | 0
CFLMFm1975CZ06 | CFLSCEMFmCZ061975 | CFL | SCE | MFm | 1975 | CZ06 | rWtd | 0.99588 | 1.2145 | -0.015359 |  | 81276.8917 | 11687.1812 | 157329.3407 | 22623.1155 | 10135.6144 | 19619.716 | 302671.8593 | 534 | 535 | 537 | 536 | 534 | 537 | 1.084 | 0.944 | 0.998 | 0.65 | 1.084 | 0.998 | 1.6222 | 1.6889 | 1 | 1 | 1.6222 | 1 | -0.01918 | 0 | -0.01964 | 0 | 0 | 0
CFLMFm1975CZ07 | CFLSCEMFmCZ071975 | CFL | SCE | MFm | 1975 | CZ07 | rWtd | 0 | 0 | 0 |  | 0 | 0 | 0 | 0 | 0 | 0 | 0 | 538 | 539 | 541 | 540 | 538 | 541 | 1.078 | 0.966 | 1.002 | 0.73 | 1.078 | 1.002 | 1.4889 | 1.4444 | 1 | 1 | 1.4889 | 1 | -0.0151 | 0 | -0.01546 | 0 | 0 | 0
CFLMFm1975CZ08 | CFLSCEMFmCZ081975 | CFL | SCE | MFm | 1975 | CZ08 | rWtd | 1.0336 | 1.4301 | -0.012228 |  | 86904.0612 | 12496.338 | 80763.3618 | 11613.3383 | 10837.3492 | 10071.5748 | 212686.0232 | 542 | 543 | 545 | 544 | 542 | 545 | 1.106 | 0.99 | 1.002 | 0.718 | 1.106 | 1.002 | 1.8222 | 1.8889 | 1 | 1 | 1.8222 | 1 | -0.01528 | 0 | -0.01576 | 0 | 0 | 0
CFLMFm1975CZ09 | CFLSCEMFmCZ091975 | CFL | SCE | MFm | 1975 | CZ09 | rWtd | 1.0863 | 1.4142 | -0.013584 |  | 121876.4725 | 17525.1832 | 35059.2398 | 5041.3307 | 15198.5749 | 4372.0537 | 199072.8548 | 546 | 547 | 549 | 548 | 546 | 549 | 1.136 | 1.012 | 0.998 | 0.684 | 1.136 | 0.998 | 1.5333 | 1.5333 | 1 | 1 | 1.5333 | 1 | -0.01712 | 0 | -0.01762 | 0 | 0 | 0
CFLMFm1975CZ10 | CFLSCEMFmCZ101975 | CFL | SCE | MFm | 1975 | CZ10 | rWtd | 1.0784 | 1.857 | -0.014946 |  | 43636.0143 | 6274.6248 | 4763.6106 | 684.9817 | 5441.6182 | 594.0449 | 61394.8945 | 550 | 551 | 553 | 552 | 550 | 553 | 1.108 | 0.964 | 0.998 | 0.638 | 1.108 | 0.998 | 1.9556 | 1.9111 | 1 | 1 | 1.9556 | 1 | -0.01892 | 0 | -0.01932 | 0 | 0 | 0
CFLMFm1975CZ11 | CFLSCEMFmCZ111975 | CFL | SCE | MFm | 1975 | CZ11 | rWtd | 0 | 0 | 0 |  | 0 | 0 | 0 | 0 | 0 | 0 | 0 | 554 | 555 | 557 | 556 | 554 | 557 | 1.104 | 0.934 | 0.996 | 0.602 | 1.104 | 0.996 | 1.8 | 1.875 | 1.025 | 1.025 | 1.8 | 1.025 | -0.0216 | 0 | -0.022 | 0 | 0 | 0
CFLMFm1975CZ12 | CFLSCEMFmCZ121975 | CFL | SCE | MFm | 1975 | CZ12 | rWtd | 0 | 0 | 0 |  | 0 | 0 | 0 | 0 | 0 | 0 | 0 | 558 | 559 | 561 | 560 | 558 | 561 | 1.078 | 0.89 | 0.994 | 0.558 | 1.078 | 0.994 | 1.875 | 1.85 | 1.025 | 1.025 | 1.875 | 1.025 | -0.0234 | 0 | -0.0236 | 0 | 0 | 0
CFLMFm1975CZ13 | CFLSCEMFmCZ131975 | CFL | SCE | MFm | 1975 | CZ13 | rWtd | 1.0964 | 1.7511 | -0.016585 |  | 3444.6343 | 495.3199 | 364.1134 | 52.3576 | 429.5623 | 45.4067 | 4831.3941 | 562 | 563 | 565 | 564 | 562 | 565 | 1.13 | 0.968 | 0.996 | 0.608 | 1.13 | 0.996 | 1.825 | 1.85 | 1.025 | 1.025 | 1.825 | 1.025 | -0.021 | 0 | -0.0214 | 0 | 0 | 0
CFLMFm1975CZ14 | CFLSCEMFmCZ141975 | CFL | SCE | MFm | 1975 | CZ14 | rWtd | 1.1098 | 1.4897 | -0.017343 |  | 14423.1829 | 2073.9763 | 0 | 0 | 1798.6394 | 0 | 18295.7986 | 566 | 567 | 569 | 568 | 566 | 569 | 1.13 | 0.952 | 0.994 | 0.604 | 1.13 | 0.994 | 1.4762 | 1.5952 | 1.0238 | 1.0238 | 1.4762 | 1.0238 | -0.022 | 0 | -0.0224 | 0 | 0 | 0
CFLMFm1975CZ15 | CFLSCEMFmCZ151975 | CFL | SCE | MFm | 1975 | CZ15 | rWtd | 1.2196 | 1.5758 | -0.0069429 |  | 33148.619 | 4766.5937 | 383.9675 | 55.2125 | 4133.7902 | 47.8826 | 42536.0655 | 570 | 571 | 573 | 572 | 570 | 573 | 1.228 | 1.178 | 1.004 | 0.836 | 1.228 | 1.004 | 1.5714 | 1.6667 | 1.0238 | 1 | 1.5714 | 1.0238 | -0.0088 | 0 | -0.00942 | 0 | 0 | 0
CFLMFm1975CZ16 | CFLSCEMFmCZ161975 | CFL | SCE | MFm | 1975 | CZ16 | rWtd | 1.013 | 1.4351 | -0.02026 |  | 8030.5267 | 1154.7467 | 2684.3627 | 385.997 | 1001.4448 | 334.7528 | 13591.8306 | 574 | 575 | 577 | 576 | 574 | 577 | 1.068 | 0.802 | 0.992 | 0.522 | 1.068 | 0.992 | 1.575 | 1.55 | 1.025 | 1.025 | 1.575 | 1.025 | -0.0256 | 0 | -0.026 | 0 | 0 | 0
CFLMFm1985CZ01 | CFLSCEMFmCZ011985 | CFL | SCE | MFm | 1985 | CZ01 | rWtd | 0 | 0 | 0 |  | 0 | 0 | 0 | 0 | 0 | 0 | 0 | 578 | 579 | 581 | 580 | 578 | 581 | 1 | 0.664 | 0.974 | 0.25 | 1 | 0.974 | 1 | 1 | 1 | 1 | 1 | 1 | -0.03413 | 0 | -0.03413 | 0 | 0 | 0
CFLMFm1985CZ02 | CFLSCEMFmCZ021985 | CFL | SCE | MFm | 1985 | CZ02 | rWtd | 0 | 0 | 0 |  | 0 | 0 | 0 | 0 | 0 | 0 | 0 | 582 | 583 | 585 | 584 | 582 | 585 | 1.046 | 0.856 | 0.992 | 0.54 | 1.046 | 0.992 | 1.975 | 2 | 1.025 | 1.025 | 1.975 | 1.025 | -0.0246 | 0 | -0.025 | 0 | 0 | 0
CFLMFm1985CZ03 | CFLSCEMFmCZ031985 | CFL | SCE | MFm | 1985 | CZ03 | rWtd | 0 | 0 | 0 |  | 0 | 0 | 0 | 0 | 0 | 0 | 0 | 586 | 587 | 589 | 588 | 586 | 589 | 1.006 | 0.818 | 0.986 | 0.494 | 1.006 | 0.986 | 1.325 | 1.35 | 1.025 | 1 | 1.325 | 1.025 | -0.0274 | 0 | -0.0276 | 0 | 0 | 0
CFLMFm1985CZ04 | CFLSCEMFmCZ041985 | CFL | SCE | MFm | 1985 | CZ04 | rWtd | 0 | 0 | 0 |  | 0 | 0 | 0 | 0 | 0 | 0 | 0 | 590 | 591 | 593 | 592 | 590 | 593 | 1.038 | 0.868 | 0.994 | 0.61 | 1.038 | 0.994 | 1.7045 | 1.6591 | 1.0227 | 1 | 1.7045 | 1.0227 | -0.0208 | 0 | -0.021 | 0 | 0 | 0
CFLMFm1985CZ05 | CFLSCEMFmCZ051985 | CFL | SCE | MFm | 1985 | CZ05 | rWtd | 0.986 | 1.0227 | -0.028274 |  | 0 | 0 | 760.1384 | 0 | 0 | 94.7929 | 854.9313 | 594 | 595 | 597 | 596 | 594 | 597 | 1 | 0.774 | 0.986 | 0.422 | 1 | 0.986 | 1.4091 | 1.3864 | 1.0227 | 1 | 1.4091 | 1.0227 | -0.0314 | 0 | -0.0318 | 0 | 0 | 0
CFLMFm1985CZ06 | CFLSCEMFmCZ061985 | CFL | SCE | MFm | 1985 | CZ06 | rWtd | 0.98973 | 1.2955 | -0.015139 |  | 81276.8917 | 11687.1812 | 157329.3407 | 22623.1155 | 10135.6144 | 19619.716 | 302671.8593 | 598 | 599 | 601 | 600 | 598 | 601 | 1.064 | 0.922 | 0.998 | 0.66 | 1.064 | 0.998 | 1.8182 | 1.9091 | 1.0227 | 1 | 1.8182 | 1.0227 | -0.01898 | 0 | -0.01932 | 0 | 0 | 0
CFLMFm1985CZ07 | CFLSCEMFmCZ071985 | CFL | SCE | MFm | 1985 | CZ07 | rWtd | 0 | 0 | 0 |  | 0 | 0 | 0 | 0 | 0 | 0 | 0 | 602 | 603 | 605 | 604 | 602 | 605 | 1.064 | 0.944 | 1 | 0.71 | 1.064 | 1 | 1.5227 | 1.4773 | 1.0227 | 1 | 1.5227 | 1.0227 | -0.01644 | 0 | -0.01688 | 0 | 0 | 0
CFLMFm1985CZ08 | CFLSCEMFmCZ081985 | CFL | SCE | MFm | 1985 | CZ08 | rWtd | 1.037 | 1.4338 | -0.013204 |  | 86904.0612 | 12496.338 | 80763.3618 | 11613.3383 | 10837.3492 | 10071.5748 | 212686.0232 | 606 | 607 | 609 | 608 | 606 | 609 | 1.118 | 0.99 | 1 | 0.696 | 1.118 | 1 | 1.8182 | 1.8182 | 1.0227 | 1 | 1.8182 | 1.0227 | -0.01646 | 0 | -0.01706 | 0 | 0 | 0
CFLMFm1985CZ09 | CFLSCEMFmCZ091985 | CFL | SCE | MFm | 1985 | CZ09 | rWtd | 1.0862 | 1.4276 | -0.014604 |  | 121876.4725 | 17525.1832 | 35059.2398 | 5041.3307 | 15198.5749 | 4372.0537 | 199072.8548 | 610 | 611 | 613 | 612 | 610 | 613 | 1.138 | 1.006 | 0.996 | 0.664 | 1.138 | 0.996 | 1.5455 | 1.5909 | 1 | 1 | 1.5455 | 1 | -0.0184 | 0 | -0.01896 | 0 | 0 | 0
CFLMFm1985CZ10 | CFLSCEMFmCZ101985 | CFL | SCE | MFm | 1985 | CZ10 | rWtd | 1.0857 | 1.7149 | -0.015124 |  | 43636.0143 | 6274.6248 | 4763.6106 | 684.9817 | 5441.6182 | 594.0449 | 61394.8945 | 614 | 615 | 617 | 616 | 614 | 617 | 1.116 | 0.974 | 0.996 | 0.638 | 1.116 | 0.996 | 1.7727 | 1.9318 | 1.0227 | 1 | 1.7727 | 1.0227 | -0.0192 | 0 | -0.01904 | 0 | 0 | 0
CFLMFm1985CZ11 | CFLSCEMFmCZ111985 | CFL | SCE | MFm | 1985 | CZ11 | rWtd | 0 | 0 | 0 |  | 0 | 0 | 0 | 0 | 0 | 0 | 0 | 618 | 619 | 621 | 620 | 618 | 621 | 1.104 | 0.922 | 0.996 | 0.58 | 1.104 | 0.996 | 1.85 | 1.9 | 1.025 | 1.025 | 1.85 | 1.025 | -0.0226 | 0 | -0.023 | 0 | 0 | 0
CFLMFm1985CZ12 | CFLSCEMFmCZ121985 | CFL | SCE | MFm | 1985 | CZ12 | rWtd | 0 | 0 | 0 |  | 0 | 0 | 0 | 0 | 0 | 0 | 0 | 622 | 623 | 625 | 624 | 622 | 625 | 1.072 | 0.882 | 0.994 | 0.574 | 1.072 | 0.994 | 1.925 | 1.825 | 1.025 | 1.025 | 1.925 | 1.025 | -0.023 | 0 | -0.0234 | 0 | 0 | 0
CFLMFm1985CZ13 | CFLSCEMFmCZ131985 | CFL | SCE | MFm | 1985 | CZ13 | rWtd | 1.0919 | 1.7937 | -0.017862 |  | 3444.6343 | 495.3199 | 364.1134 | 52.3576 | 429.5623 | 45.4067 | 4831.3941 | 626 | 627 | 629 | 628 | 626 | 629 | 1.128 | 0.946 | 0.994 | 0.568 | 1.128 | 0.994 | 1.875 | 1.875 | 1.025 | 1.025 | 1.875 | 1.025 | -0.0226 | 0 | -0.0232 | 0 | 0 | 0
CFLMFm1985CZ14 | CFLSCEMFmCZ141985 | CFL | SCE | MFm | 1985 | CZ14 | rWtd | 1.1163 | 1.664 | -0.015483 |  | 14423.1829 | 2073.9763 | 0 | 0 | 1798.6394 | 0 | 18295.7986 | 630 | 631 | 633 | 632 | 630 | 633 | 1.136 | 0.962 | 0.998 | 0.644 | 1.136 | 0.998 | 1.6667 | 1.6429 | 1 | 1.0238 | 1.6667 | 1 | -0.01964 | 0 | -0.02 | 0 | 0 | 0
CFLMFm1985CZ15 | CFLSCEMFmCZ151985 | CFL | SCE | MFm | 1985 | CZ15 | rWtd | 1.2046 | 1.6202 | -0.0077615 |  | 33148.619 | 4766.5937 | 383.9675 | 55.2125 | 4133.7902 | 47.8826 | 42536.0655 | 634 | 635 | 637 | 636 | 634 | 637 | 1.214 | 1.154 | 1.004 | 0.826 | 1.214 | 1.004 | 1.619 | 1.6905 | 1.0238 | 1 | 1.619 | 1.0238 | -0.00984 | 0 | -0.01032 | 0 | 0 | 0
CFLMFm1985CZ16 | CFLSCEMFmCZ161985 | CFL | SCE | MFm | 1985 | CZ16 | rWtd | 1.0231 | 1.4615 | -0.020576 |  | 8030.5267 | 1154.7467 | 2684.3627 | 385.997 | 1001.4448 | 334.7528 | 13591.8306 | 638 | 639 | 641 | 640 | 638 | 641 | 1.082 | 0.818 | 0.99 | 0.518 | 1.082 | 0.99 | 1.6 | 1.6 | 1.05 | 1.025 | 1.6 | 1.05 | -0.026 | 0 | -0.0264 | 0 | 0 | 0
CFLMFm1996CZ01 | CFLSCEMFmCZ011996 | CFL | SCE | MFm | 1996 | CZ01 | rWtd | 0 | 0 | 0 |  | 0 | 0 | 0 | 0 | 0 | 0 | 0 | 642 | 643 | 645 | 644 | 642 | 645 | 1 | 0.654 | 0.97 | 0.25 | 1 | 0.97 | 1.0455 | 1 | 1.0227 | 1 | 1.0455 | 1.0227 | -0.03413 | 0 | -0.03413 | 0 | 0 | 0
CFLMFm1996CZ02 | CFLSCEMFmCZ021996 | CFL | SCE | MFm | 1996 | CZ02 | rWtd | 0 | 0 | 0 |  | 0 | 0 | 0 | 0 | 0 | 0 | 0 | 646 | 647 | 649 | 648 | 646 | 649 | 1.048 | 0.85 | 0.996 | 0.576 | 1.048 | 0.996 | 1.875 | 1.875 | 1.05 | 1.025 | 1.875 | 1.05 | -0.0226 | 0 | -0.023 | 0 | 0 | 0
CFLMFm1996CZ03 | CFLSCEMFmCZ031996 | CFL | SCE | MFm | 1996 | CZ03 | rWtd | 0 | 0 | 0 |  | 0 | 0 | 0 | 0 | 0 | 0 | 0 | 650 | 651 | 653 | 652 | 650 | 653 | 1.014 | 0.82 | 0.99 | 0.518 | 1.014 | 0.99 | 1.45 | 1.375 | 1.025 | 1.025 | 1.45 | 1.025 | -0.0254 | 0 | -0.0256 | 0 | 0 | 0
CFLMFm1996CZ04 | CFLSCEMFmCZ041996 | CFL | SCE | MFm | 1996 | CZ04 | rWtd | 0 | 0 | 0 |  | 0 | 0 | 0 | 0 | 0 | 0 | 0 | 654 | 655 | 657 | 656 | 654 | 657 | 1.048 | 0.872 | 0.998 | 0.632 | 1.048 | 0.998 | 1.5455 | 1.5 | 1.0455 | 1.0227 | 1.5455 | 1.0455 | -0.01924 | 0 | -0.02 | 0 | 0 | 0
CFLMFm1996CZ05 | CFLSCEMFmCZ051996 | CFL | SCE | MFm | 1996 | CZ05 | rWtd | 0.994 | 1.0227 | -0.024184 |  | 0 | 0 | 760.1384 | 0 | 0 | 94.7929 | 854.9313 | 658 | 659 | 661 | 660 | 658 | 661 | 1.01 | 0.792 | 0.994 | 0.504 | 1.01 | 0.994 | 1.1591 | 1.1136 | 1.0227 | 1.0227 | 1.1591 | 1.0227 | -0.027 | 0 | -0.0272 | 0 | 0 | 0
CFLMFm1996CZ06 | CFLSCEMFmCZ061996 | CFL | SCE | MFm | 1996 | CZ06 | rWtd | 0.99536 | 1.3036 | -0.01629 |  | 81276.8917 | 11687.1812 | 157329.3407 | 22623.1155 | 10135.6144 | 19619.716 | 302671.8593 | 662 | 663 | 665 | 664 | 662 | 665 | 1.086 | 0.942 | 0.998 | 0.636 | 1.086 | 0.998 | 1.7955 | 1.9091 | 1.0455 | 1.0227 | 1.7955 | 1.0455 | -0.0204 | 0 | -0.0208 | 0 | 0 | 0
CFLMFm1996CZ07 | CFLSCEMFmCZ071996 | CFL | SCE | MFm | 1996 | CZ07 | rWtd | 0 | 0 | 0 |  | 0 | 0 | 0 | 0 | 0 | 0 | 0 | 666 | 667 | 669 | 668 | 666 | 669 | 1.104 | 1.014 | 1.01 | 0.824 | 1.104 | 1.01 | 1.5455 | 1.4773 | 1.0227 | 1.0227 | 1.5455 | 1.0227 | -0.01036 | 0 | -0.01076 | 0 | 0 | 0
CFLMFm1996CZ08 | CFLSCEMFmCZ081996 | CFL | SCE | MFm | 1996 | CZ08 | rWtd | 1.0424 | 1.2884 | -0.012021 |  | 86904.0612 | 12496.338 | 80763.3618 | 11613.3383 | 10837.3492 | 10071.5748 | 212686.0232 | 670 | 671 | 673 | 672 | 670 | 673 | 1.12 | 1.002 | 1.004 | 0.734 | 1.12 | 1.004 | 1.5455 | 1.4773 | 1.0227 | 1 | 1.5455 | 1.0227 | -0.01494 | 0 | -0.01558 | 0 | 0 | 0
CFLMFm1996CZ09 | CFLSCEMFmCZ091996 | CFL | SCE | MFm | 1996 | CZ09 | rWtd | 1.0976 | 1.4791 | -0.011791 |  | 121876.4725 | 17525.1832 | 35059.2398 | 5041.3307 | 15198.5749 | 4372.0537 | 199072.8548 | 674 | 675 | 677 | 676 | 674 | 677 | 1.148 | 1.022 | 1.004 | 0.722 | 1.148 | 1.004 | 1.6136 | 1.5909 | 1.0227 | 1 | 1.6136 | 1.0227 | -0.0148 | 0 | -0.0155 | 0 | 0 | 0
CFLMFm1996CZ10 | CFLSCEMFmCZ101996 | CFL | SCE | MFm | 1996 | CZ10 | rWtd | 1.0456 | 1.9036 | -0.016271 |  | 43636.0143 | 6274.6248 | 4763.6106 | 684.9817 | 5441.6182 | 594.0449 | 61394.8945 | 678 | 679 | 681 | 680 | 678 | 681 | 1.074 | 0.91 | 0.998 | 0.626 | 1.074 | 0.998 | 2 | 2 | 1.0227 | 1 | 2 | 1.0227 | -0.0206 | 0 | -0.021 | 0 | 0 | 0
CFLMFm1996CZ11 | CFLSCEMFmCZ111996 | CFL | SCE | MFm | 1996 | CZ11 | rWtd | 0 | 0 | 0 |  | 0 | 0 | 0 | 0 | 0 | 0 | 0 | 682 | 683 | 685 | 684 | 682 | 685 | 1.13 | 0.974 | 1.002 | 0.668 | 1.13 | 1.002 | 1.8 | 1.8 | 1.025 | 1.025 | 1.8 | 1.025 | -0.01794 | 0 | -0.01846 | 0 | 0 | 0
CFLMFm1996CZ12 | CFLSCEMFmCZ121996 | CFL | SCE | MFm | 1996 | CZ12 | rWtd | 0 | 0 | 0 |  | 0 | 0 | 0 | 0 | 0 | 0 | 0 | 686 | 687 | 689 | 688 | 686 | 689 | 1.09 | 0.896 | 0.994 | 0.572 | 1.09 | 0.994 | 1.9 | 1.875 | 1.025 | 1 | 1.9 | 1.025 | -0.0226 | 0 | -0.023 | 0 | 0 | 0
CFLMFm1996CZ13 | CFLSCEMFmCZ131996 | CFL | SCE | MFm | 1996 | CZ13 | rWtd | 1.0958 | 1.8133 | -0.015711 |  | 3444.6343 | 495.3199 | 364.1134 | 52.3576 | 429.5623 | 45.4067 | 4831.3941 | 690 | 691 | 693 | 692 | 690 | 693 | 1.13 | 0.96 | 0.998 | 0.616 | 1.13 | 0.998 | 1.9 | 1.85 | 1.05 | 1.025 | 1.9 | 1.05 | -0.01988 | 0 | -0.0204 | 0 | 0 | 0
CFLMFm1996CZ14 | CFLSCEMFmCZ141996 | CFL | SCE | MFm | 1996 | CZ14 | rWtd | 1.1342 | 1.4313 | -0.015451 |  | 14423.1829 | 2073.9763 | 0 | 0 | 1798.6394 | 0 | 18295.7986 | 694 | 695 | 697 | 696 | 694 | 697 | 1.156 | 0.964 | 0.996 | 0.62 | 1.156 | 0.996 | 1.4286 | 1.4524 | 1.0238 | 1 | 1.4286 | 1.0238 | -0.0196 | 0 | -0.0202 | 0 | 0 | 0
CFLMFm1996CZ15 | CFLSCEMFmCZ151996 | CFL | SCE | MFm | 1996 | CZ15 | rWtd | 1.1937 | 1.602 | -0.0072581 |  | 33148.619 | 4766.5937 | 383.9675 | 55.2125 | 4133.7902 | 47.8826 | 42536.0655 | 698 | 699 | 701 | 700 | 698 | 701 | 1.202 | 1.15 | 1.008 | 0.834 | 1.202 | 1.008 | 1.5952 | 1.7143 | 1.0238 | 1.0238 | 1.5952 | 1.0238 | -0.0092 | 0 | -0.0098 | 0 | 0 | 0
CFLMFm1996CZ16 | CFLSCEMFmCZ161996 | CFL | SCE | MFm | 1996 | CZ16 | rWtd | 1.0216 | 1.499 | -0.021719 |  | 8030.5267 | 1154.7467 | 2684.3627 | 385.997 | 1001.4448 | 334.7528 | 13591.8306 | 702 | 703 | 705 | 704 | 702 | 705 | 1.088 | 0.776 | 0.988 | 0.464 | 1.088 | 0.988 | 1.65 | 1.65 | 1.05 | 1.025 | 1.65 | 1.05 | -0.0274 | 0 | -0.028 | 0 | 0 | 0
CFLMFm2003CZ01 | CFLSCEMFmCZ012003 | CFL | SCE | MFm | 2003 | CZ01 | rWtd | 0 | 0 | 0 |  | 0 | 0 | 0 | 0 | 0 | 0 | 0 | 706 | 707 | 709 | 708 | 706 | 709 | 1 | 0.694 | 0.98 | 0.314 | 1 | 0.98 | 1.0227 | 1 | 1.0227 | 1 | 1.0227 | 1.0227 | -0.03413 | 0 | -0.03413 | 0 | 0 | 0
CFLMFm2003CZ02 | CFLSCEMFmCZ022003 | CFL | SCE | MFm | 2003 | CZ02 | rWtd | 0 | 0 | 0 |  | 0 | 0 | 0 | 0 | 0 | 0 | 0 | 710 | 711 | 713 | 712 | 710 | 713 | 1.046 | 0.87 | 0.994 | 0.586 | 1.046 | 0.994 | 1.65 | 1.6 | 1.025 | 1.025 | 1.65 | 1.025 | -0.0212 | 0 | -0.0218 | 0 | 0 | 0
CFLMFm2003CZ03 | CFLSCEMFmCZ032003 | CFL | SCE | MFm | 2003 | CZ03 | rWtd | 0 | 0 | 0 |  | 0 | 0 | 0 | 0 | 0 | 0 | 0 | 714 | 715 | 717 | 716 | 714 | 717 | 1 | 0.796 | 0.986 | 0.488 | 1 | 0.986 | 1.225 | 1.175 | 1.025 | 1 | 1.225 | 1.025 | -0.0272 | 0 | -0.0274 | 0 | 0 | 0
CFLMFm2003CZ04 | CFLSCEMFmCZ042003 | CFL | SCE | MFm | 2003 | CZ04 | rWtd | 0 | 0 | 0 |  | 0 | 0 | 0 | 0 | 0 | 0 | 0 | 718 | 719 | 721 | 720 | 718 | 721 | 1.082 | 0.922 | 1 | 0.644 | 1.082 | 1 | 1.9091 | 1.9773 | 1.0227 | 1.0227 | 1.9091 | 1.0227 | -0.0184 | 0 | -0.01874 | 0 | 0 | 0
CFLMFm2003CZ05 | CFLSCEMFmCZ052003 | CFL | SCE | MFm | 2003 | CZ05 | rWtd | 0.992 | 1.0227 | -0.025429 |  | 0 | 0 | 760.1384 | 0 | 0 | 94.7929 | 854.9313 | 722 | 723 | 725 | 724 | 722 | 725 | 1.008 | 0.782 | 0.992 | 0.474 | 1.008 | 0.992 | 1.1818 | 1.1136 | 1.0227 | 1.0227 | 1.1818 | 1.0227 | -0.0282 | 0 | -0.0286 | 0 | 0 | 0
CFLMFm2003CZ06 | CFLSCEMFmCZ062003 | CFL | SCE | MFm | 2003 | CZ06 | rWtd | 0.99728 | 1.2632 | -0.014056 |  | 81276.8917 | 11687.1812 | 157329.3407 | 22623.1155 | 10135.6144 | 19619.716 | 302671.8593 | 726 | 727 | 729 | 728 | 726 | 729 | 1.072 | 0.94 | 1.002 | 0.688 | 1.072 | 1.002 | 1.7778 | 1.7333 | 1 | 1 | 1.7778 | 1 | -0.01754 | 0 | -0.01798 | 0 | 0 | 0
CFLMFm2003CZ07 | CFLSCEMFmCZ072003 | CFL | SCE | MFm | 2003 | CZ07 | rWtd | 0 | 0 | 0 |  | 0 | 0 | 0 | 0 | 0 | 0 | 0 | 730 | 731 | 733 | 732 | 730 | 733 | 1.114 | 0.992 | 1 | 0.708 | 1.114 | 1 | 1.3778 | 1.4667 | 1 | 1 | 1.3778 | 1 | -0.0166 | 0 | -0.017 | 0 | 0 | 0
CFLMFm2003CZ08 | CFLSCEMFmCZ082003 | CFL | SCE | MFm | 2003 | CZ08 | rWtd | 1.0434 | 1.3544 | -0.011928 |  | 86904.0612 | 12496.338 | 80763.3618 | 11613.3383 | 10837.3492 | 10071.5748 | 212686.0232 | 734 | 735 | 737 | 736 | 734 | 737 | 1.122 | 1.008 | 1.004 | 0.728 | 1.122 | 1.004 | 1.6889 | 1.6444 | 1 | 1 | 1.6889 | 1 | -0.0149 | 0 | -0.01538 | 0 | 0 | 0
CFLMFm2003CZ09 | CFLSCEMFmCZ092003 | CFL | SCE | MFm | 2003 | CZ09 | rWtd | 1.0705 | 1.6172 | -0.013332 |  | 121876.4725 | 17525.1832 | 35059.2398 | 5041.3307 | 15198.5749 | 4372.0537 | 199072.8548 | 738 | 739 | 741 | 740 | 738 | 741 | 1.116 | 0.99 | 0.998 | 0.682 | 1.116 | 0.998 | 1.7727 | 1.9091 | 1.0227 | 1.0227 | 1.7727 | 1.0227 | -0.0168 | 0 | -0.0173 | 0 | 0 | 0
CFLMFm2003CZ10 | CFLSCEMFmCZ102003 | CFL | SCE | MFm | 2003 | CZ10 | rWtd | 1.0734 | 1.8856 | -0.01132 |  | 43636.0143 | 6274.6248 | 4763.6106 | 684.9817 | 5441.6182 | 594.0449 | 61394.8945 | 742 | 743 | 745 | 744 | 742 | 745 | 1.098 | 0.978 | 1.004 | 0.726 | 1.098 | 1.004 | 1.9773 | 2 | 1.0227 | 1.0227 | 1.9773 | 1.0227 | -0.01432 | 0 | -0.01472 | 0 | 0 | 0
CFLMFm2003CZ11 | CFLSCEMFmCZ112003 | CFL | SCE | MFm | 2003 | CZ11 | rWtd | 0 | 0 | 0 |  | 0 | 0 | 0 | 0 | 0 | 0 | 0 | 746 | 747 | 749 | 748 | 746 | 749 | 1.13 | 0.958 | 0.996 | 0.598 | 1.13 | 0.996 | 1.65 | 1.625 | 1.025 | 1.025 | 1.65 | 1.025 | -0.0204 | 0 | -0.021 | 0 | 0 | 0
CFLMFm2003CZ12 | CFLSCEMFmCZ122003 | CFL | SCE | MFm | 2003 | CZ12 | rWtd | 0 | 0 | 0 |  | 0 | 0 | 0 | 0 | 0 | 0 | 0 | 750 | 751 | 753 | 752 | 750 | 753 | 1.11 | 0.952 | 0.996 | 0.62 | 1.11 | 0.996 | 1.7 | 1.675 | 1.05 | 1 | 1.7 | 1.05 | -0.01968 | 0 | -0.0202 | 0 | 0 | 0
CFLMFm2003CZ13 | CFLSCEMFmCZ132003 | CFL | SCE | MFm | 2003 | CZ13 | rWtd | 1.1052 | 1.635 | -0.014423 |  | 3444.6343 | 495.3199 | 364.1134 | 52.3576 | 429.5623 | 45.4067 | 4831.3941 | 754 | 755 | 757 | 756 | 754 | 757 | 1.138 | 0.986 | 0.998 | 0.642 | 1.138 | 0.998 | 1.7 | 1.675 | 1.05 | 1.025 | 1.7 | 1.05 | -0.01824 | 0 | -0.01882 | 0 | 0 | 0
CFLMFm2003CZ14 | CFLSCEMFmCZ142003 | CFL | SCE | MFm | 2003 | CZ14 | rWtd | 1.1158 | 1.4129 | -0.016082 |  | 14423.1829 | 2073.9763 | 0 | 0 | 1798.6394 | 0 | 18295.7986 | 758 | 759 | 761 | 760 | 758 | 761 | 1.136 | 0.958 | 0.994 | 0.604 | 1.136 | 0.994 | 1.4048 | 1.4762 | 1 | 1.0238 | 1.4048 | 1 | -0.0204 | 0 | -0.0208 | 0 | 0 | 0
CFLMFm2003CZ15 | CFLSCEMFmCZ152003 | CFL | SCE | MFm | 2003 | CZ15 | rWtd | 1.1885 | 1.5838 | -0.0072106 |  | 33148.619 | 4766.5937 | 383.9675 | 55.2125 | 4133.7902 | 47.8826 | 42536.0655 | 762 | 763 | 765 | 764 | 762 | 765 | 1.196 | 1.15 | 1.008 | 0.832 | 1.196 | 1.008 | 1.5714 | 1.7381 | 1.0238 | 1 | 1.5714 | 1.0238 | -0.00914 | 0 | -0.00972 | 0 | 0 | 0
CFLMFm2003CZ16 | CFLSCEMFmCZ162003 | CFL | SCE | MFm | 2003 | CZ16 | rWtd | 1.0269 | 1.5191 | -0.0203 |  | 8030.5267 | 1154.7467 | 2684.3627 | 385.997 | 1001.4448 | 334.7528 | 13591.8306 | 766 | 767 | 769 | 768 | 766 | 769 | 1.088 | 0.81 | 0.992 | 0.518 | 1.088 | 0.992 | 1.675 | 1.7 | 1.05 | 1 | 1.675 | 1.05 | -0.0256 | 0 | -0.0262 | 0 | 0 | 0
CFLMFm2007CZ01 | CFLSCEMFmCZ012007 | CFL | SCE | MFm | 2007 | CZ01 | rWtd | 0 | 0 | 0 |  | 0 | 0 | 0 | 0 | 0 | 0 | 0 | 770 | 771 | 773 | 772 | 770 | 773 | 1 | 0.712 | 0.978 | 0.29 | 1 | 0.978 | 1.0455 | 1.0227 | 1.0455 | 1 | 1.0455 | 1.0455 | -0.03413 | 0 | -0.03413 | 0 | 0 | 0
CFLMFm2007CZ02 | CFLSCEMFmCZ022007 | CFL | SCE | MFm | 2007 | CZ02 | rWtd | 0 | 0 | 0 |  | 0 | 0 | 0 | 0 | 0 | 0 | 0 | 774 | 775 | 777 | 776 | 774 | 777 | 1.052 | 0.878 | 0.994 | 0.572 | 1.052 | 0.994 | 1.6098 | 1.5366 | 1 | 1 | 1.6098 | 1 | -0.0214 | 0 | -0.0218 | 0 | 0 | 0
CFLMFm2007CZ03 | CFLSCEMFmCZ032007 | CFL | SCE | MFm | 2007 | CZ03 | rWtd | 0 | 0 | 0 |  | 0 | 0 | 0 | 0 | 0 | 0 | 0 | 778 | 779 | 781 | 780 | 778 | 781 | 1 | 0.816 | 0.986 | 0.49 | 1 | 0.986 | 1.225 | 1.175 | 1.025 | 1.025 | 1.225 | 1.025 | -0.0264 | 0 | -0.027 | 0 | 0 | 0
CFLMFm2007CZ04 | CFLSCEMFmCZ042007 | CFL | SCE | MFm | 2007 | CZ04 | rWtd | 0 | 0 | 0 |  | 0 | 0 | 0 | 0 | 0 | 0 | 0 | 782 | 783 | 785 | 784 | 782 | 785 | 1.07 | 0.926 | 1 | 0.646 | 1.07 | 1 | 1.6591 | 1.75 | 1.0455 | 1.0227 | 1.6591 | 1.0455 | -0.01806 | 0 | -0.01834 | 0 | 0 | 0
CFLMFm2007CZ05 | CFLSCEMFmCZ052007 | CFL | SCE | MFm | 2007 | CZ05 | rWtd | 0.98206 | 1.2731 | -0.019876 |  | 0.73809 | 0.10613 | 0.050239 | 0.0072241 | 0.092044 | 0.006265 | 1 | 786 | 787 | 789 | 788 | 786 | 789 | 1.006 | 0.82 | 0.994 | 0.518 | 1.006 | 0.994 | 1.2955 | 1.25 | 1.0227 | 1 | 1.2955 | 1.0227 | -0.0252 | 0 | -0.0254 | 0 | 0 | 0
CFLMFm2007CZ06 | CFLSCEMFmCZ062007 | CFL | SCE | MFm | 2007 | CZ06 | rWtd | 1.0444 | 1.4742 | -0.014871 |  | 2446.838 | 351.8422 | 292.1902 | 42.0154 | 305.1323 | 36.4375 | 3474.4556 | 790 | 791 | 793 | 792 | 790 | 793 | 1.07 | 0.934 | 0.998 | 0.654 | 1.07 | 0.998 | 1.5333 | 1.5111 | 1 | 1 | 1.5333 | 1 | -0.01884 | 0 | -0.01906 | 0 | 0 | 0
CFLMFm2007CZ07 | CFLSCEMFmCZ072007 | CFL | SCE | MFm | 2007 | CZ07 | rWtd | 0 | 0 | 0 |  | 0 | 0 | 0 | 0 | 0 | 0 | 0 | 794 | 795 | 797 | 796 | 794 | 797 | 1.1 | 0.978 | 0.998 | 0.684 | 1.1 | 0.998 | 1.3778 | 1.4444 | 1 | 1 | 1.3778 | 1 | -0.01794 | 0 | -0.01846 | 0 | 0 | 0
CFLMFm2007CZ08 | CFLSCEMFmCZ082007 | CFL | SCE | MFm | 2007 | CZ08 | rWtd | 1.0822 | 1.3187 | -0.01218 |  | 2915.1856 | 419.1881 | 272.4692 | 39.1796 | 363.5375 | 33.9782 | 4043.5382 | 798 | 799 | 801 | 800 | 798 | 801 | 1.104 | 1.004 | 1.002 | 0.718 | 1.104 | 1.002 | 1.3333 | 1.4667 | 1 | 1 | 1.3333 | 1 | -0.01542 | 0 | -0.01578 | 0 | 0 | 0
CFLMFm2007CZ09 | CFLSCEMFmCZ092007 | CFL | SCE | MFm | 2007 | CZ09 | rWtd | 1.0851 | 1.548 | -0.012629 |  | 2791.3118 | 401.3757 | 0 | 0 | 348.0898 | 0 | 3540.7772 | 802 | 803 | 805 | 804 | 802 | 805 | 1.098 | 0.984 | 1 | 0.688 | 1.098 | 1 | 1.5455 | 1.5682 | 1.0455 | 1 | 1.5455 | 1.0455 | -0.01602 | 0 | -0.0164 | 0 | 0 | 0
CFLMFm2007CZ10 | CFLSCEMFmCZ102007 | CFL | SCE | MFm | 2007 | CZ10 | rWtd | 1.0933 | 1.6214 | -0.011762 |  | 94.9803 | 13.6577 | 0 | 0 | 11.8445 | 0 | 120.4825 | 806 | 807 | 809 | 808 | 806 | 809 | 1.106 | 0.994 | 1.004 | 0.704 | 1.106 | 1.004 | 1.6136 | 1.6818 | 1.0227 | 1.0227 | 1.6136 | 1.0227 | -0.01492 | 0 | -0.01552 | 0 | 0 | 0
CFLMFm2007CZ11 | CFLSCEMFmCZ112007 | CFL | SCE | MFm | 2007 | CZ11 | rWtd | 0 | 0 | 0 |  | 0 | 0 | 0 | 0 | 0 | 0 | 0 | 810 | 811 | 813 | 812 | 810 | 813 | 1.104 | 0.944 | 0.996 | 0.59 | 1.104 | 0.996 | 1.439 | 1.4146 | 1.0244 | 1 | 1.439 | 1.0244 | -0.0208 | 0 | -0.0212 | 0 | 0 | 0
CFLMFm2007CZ12 | CFLSCEMFmCZ122007 | CFL | SCE | MFm | 2007 | CZ12 | rWtd | 0 | 0 | 0 |  | 0 | 0 | 0 | 0 | 0 | 0 | 0 | 814 | 815 | 817 | 816 | 814 | 817 | 1.094 | 0.946 | 0.996 | 0.612 | 1.094 | 0.996 | 1.4634 | 1.5122 | 1 | 1.0244 | 1.4634 | 1 | -0.0198 | 0 | -0.0202 | 0 | 0 | 0
CFLMFm2007CZ13 | CFLSCEMFmCZ132007 | CFL | SCE | MFm | 2007 | CZ13 | rWtd | 1.0961 | 1.4823 | -0.01512 |  | 47.4902 | 6.8288 | 0 | 0 | 5.9222 | 0 | 60.2412 | 818 | 819 | 821 | 820 | 818 | 821 | 1.112 | 0.972 | 0.998 | 0.632 | 1.112 | 0.998 | 1.4878 | 1.439 | 1 | 1 | 1.4878 | 1 | -0.01918 | 0 | -0.01968 | 0 | 0 | 0
CFLMFm2007CZ14 | CFLSCEMFmCZ142007 | CFL | SCE | MFm | 2007 | CZ14 | rWtd | 1.0874 | 1.316 | -0.016102 |  | 0.73809 | 0.10613 | 0.050239 | 0.0072241 | 0.092044 | 0.006265 | 1 | 822 | 823 | 825 | 824 | 822 | 825 | 1.116 | 0.946 | 0.996 | 0.594 | 1.116 | 0.996 | 1.3333 | 1.3571 | 1.0238 | 1 | 1.3333 | 1.0238 | -0.0204 | 0 | -0.0208 | 0 | 0 | 0
CFLMFm2007CZ15 | CFLSCEMFmCZ152007 | CFL | SCE | MFm | 2007 | CZ15 | rWtd | 1.1521 | 1.4129 | -0.0071044 |  | 0.73809 | 0.10613 | 0.050239 | 0.0072241 | 0.092044 | 0.006265 | 1 | 826 | 827 | 829 | 828 | 826 | 829 | 1.168 | 1.126 | 1.008 | 0.832 | 1.168 | 1.008 | 1.4286 | 1.5238 | 1.0238 | 1.0238 | 1.4286 | 1.0238 | -0.00898 | 0 | -0.00948 | 0 | 0 | 0
CFLMFm2007CZ16 | CFLSCEMFmCZ162007 | CFL | SCE | MFm | 2007 | CZ16 | rWtd | 1.0323 | 1.3802 | -0.020517 |  | 0.73809 | 0.10613 | 0.050239 | 0.0072241 | 0.092044 | 0.006265 | 1 | 830 | 831 | 833 | 832 | 830 | 833 | 1.068 | 0.812 | 0.99 | 0.492 | 1.068 | 0.99 | 1.4 | 1.425 | 1.05 | 1.025 | 1.4 | 1.05 | -0.026 | 0 | -0.0264 | 0 | 0 | 0
CFLMFm2011CZ01 | CFLSCEMFmCZ012011 | CFL | SCE | MFm | 2011 | CZ01 | rWtd | 0 | 0 | 0 |  | 0 | 0 | 0 | 0 | 0 | 0 | 0 | 834 | 835 | 837 | 836 | 834 | 837 | 1 | 0.726 | 0.982 | 0.336 | 1 | 0.982 | 1.0227 | 1 | 1.0227 | 1 | 1.0227 | 1.0227 | -0.03413 | 0 | -0.03413 | 0 | 0 | 0
CFLMFm2011CZ02 | CFLSCEMFmCZ022011 | CFL | SCE | MFm | 2011 | CZ02 | rWtd | 0 | 0 | 0 |  | 0 | 0 | 0 | 0 | 0 | 0 | 0 | 838 | 839 | 841 | 840 | 838 | 841 | 1.064 | 0.89 | 0.998 | 0.602 | 1.064 | 0.998 | 1.561 | 1.561 | 1 | 1 | 1.561 | 1 | -0.0206 | 0 | -0.0208 | 0 | 0 | 0
CFLMFm2011CZ03 | CFLSCEMFmCZ032011 | CFL | SCE | MFm | 2011 | CZ03 | rWtd | 0 | 0 | 0 |  | 0 | 0 | 0 | 0 | 0 | 0 | 0 | 842 | 843 | 845 | 844 | 842 | 845 | 1 | 0.83 | 0.99 | 0.518 | 1 | 0.99 | 1.25 | 1.2 | 1.025 | 1.025 | 1.25 | 1.025 | -0.0254 | 0 | -0.0256 | 0 | 0 | 0
CFLMFm2011CZ04 | CFLSCEMFmCZ042011 | CFL | SCE | MFm | 2011 | CZ04 | rWtd | 0 | 0 | 0 |  | 0 | 0 | 0 | 0 | 0 | 0 | 0 | 846 | 847 | 849 | 848 | 846 | 849 | 1.094 | 0.948 | 1.006 | 0.702 | 1.094 | 1.006 | 1.7955 | 1.75 | 1.0227 | 1.0227 | 1.7955 | 1.0227 | -0.01594 | 0 | -0.01624 | 0 | 0 | 0
CFLMFm2011CZ05 | CFLSCEMFmCZ052011 | CFL | SCE | MFm | 2011 | CZ05 | rWtd | 0.98607 | 1.2496 | -0.019876 |  | 0.73809 | 0.10613 | 0.050239 | 0.0072241 | 0.092044 | 0.006265 | 1 | 850 | 851 | 853 | 852 | 850 | 853 | 1.01 | 0.824 | 0.996 | 0.54 | 1.01 | 0.996 | 1.2727 | 1.2045 | 1.0227 | 1.0227 | 1.2727 | 1.0227 | -0.0252 | 0 | -0.0254 | 0 | 0 | 0
CFLMFm2011CZ06 | CFLSCEMFmCZ062011 | CFL | SCE | MFm | 2011 | CZ06 | rWtd | 1.0482 | 1.4611 | -0.015241 |  | 2446.838 | 351.8422 | 292.1902 | 42.0154 | 305.1323 | 36.4375 | 3474.4556 | 854 | 855 | 857 | 856 | 854 | 857 | 1.074 | 0.938 | 1 | 0.66 | 1.074 | 1 | 1.5111 | 1.5556 | 1 | 1 | 1.5111 | 1 | -0.01932 | 0 | -0.01944 | 0 | 0 | 0
CFLMFm2011CZ07 | CFLSCEMFmCZ072011 | CFL | SCE | MFm | 2011 | CZ07 | rWtd | 0 | 0 | 0 |  | 0 | 0 | 0 | 0 | 0 | 0 | 0 | 858 | 859 | 861 | 860 | 858 | 861 | 1.128 | 1.014 | 1.004 | 0.728 | 1.128 | 1.004 | 1.3333 | 1.4444 | 1 | 1 | 1.3333 | 1 | -0.01582 | 0 | -0.01618 | 0 | 0 | 0
CFLMFm2011CZ08 | CFLSCEMFmCZ082011 | CFL | SCE | MFm | 2011 | CZ08 | rWtd | 1.1027 | 1.3838 | -0.010973 |  | 2915.1856 | 419.1881 | 272.4692 | 39.1796 | 363.5375 | 33.9782 | 4043.5382 | 862 | 863 | 865 | 864 | 862 | 865 | 1.126 | 1.024 | 1.006 | 0.754 | 1.126 | 1.006 | 1.4222 | 1.4 | 1 | 1 | 1.4222 | 1 | -0.01388 | 0 | -0.01434 | 0 | 0 | 0
CFLMFm2011CZ09 | CFLSCEMFmCZ092011 | CFL | SCE | MFm | 2011 | CZ09 | rWtd | 1.0975 | 1.5253 | -0.011951 |  | 2791.3118 | 401.3757 | 0 | 0 | 348.0898 | 0 | 3540.7772 | 866 | 867 | 869 | 868 | 866 | 869 | 1.11 | 1 | 1.004 | 0.72 | 1.11 | 1.004 | 1.5227 | 1.5455 | 1.0227 | 1.0227 | 1.5227 | 1.0227 | -0.01516 | 0 | -0.0156 | 0 | 0 | 0
CFLMFm2011CZ10 | CFLSCEMFmCZ102011 | CFL | SCE | MFm | 2011 | CZ10 | rWtd | 1.0998 | 1.5305 | -0.011131 |  | 94.9803 | 13.6577 | 0 | 0 | 11.8445 | 0 | 120.4825 | 870 | 871 | 873 | 872 | 870 | 873 | 1.112 | 1.004 | 1.006 | 0.734 | 1.112 | 1.006 | 1.5227 | 1.5909 | 1.0455 | 1.0227 | 1.5227 | 1.0455 | -0.01412 | 0 | -0.01458 | 0 | 0 | 0
CFLMFm2011CZ11 | CFLSCEMFmCZ112011 | CFL | SCE | MFm | 2011 | CZ11 | rWtd | 0 | 0 | 0 |  | 0 | 0 | 0 | 0 | 0 | 0 | 0 | 874 | 875 | 877 | 876 | 874 | 877 | 1.108 | 0.952 | 0.998 | 0.614 | 1.108 | 0.998 | 1.439 | 1.4146 | 1 | 1 | 1.439 | 1 | -0.0202 | 0 | -0.0206 | 0 | 0 | 0
CFLMFm2011CZ12 | CFLSCEMFmCZ122011 | CFL | SCE | MFm | 2011 | CZ12 | rWtd | 0 | 0 | 0 |  | 0 | 0 | 0 | 0 | 0 | 0 | 0 | 878 | 879 | 881 | 880 | 878 | 881 | 1.104 | 0.956 | 1 | 0.636 | 1.104 | 1 | 1.5122 | 1.4878 | 1.0244 | 1 | 1.5122 | 1.0244 | -0.0187 | 0 | -0.01918 | 0 | 0 | 0
CFLMFm2011CZ13 | CFLSCEMFmCZ132011 | CFL | SCE | MFm | 2011 | CZ13 | rWtd | 1.1008 | 1.4662 | -0.01471 |  | 47.4902 | 6.8288 | 0 | 0 | 5.9222 | 0 | 60.2412 | 882 | 883 | 885 | 884 | 882 | 885 | 1.116 | 0.982 | 1 | 0.656 | 1.116 | 1 | 1.4634 | 1.4878 | 1.0244 | 1 | 1.4634 | 1.0244 | -0.01866 | 0 | -0.0192 | 0 | 0 | 0
CFLMFm2011CZ14 | CFLSCEMFmCZ142011 | CFL | SCE | MFm | 2011 | CZ14 | rWtd | 1.0962 | 1.3506 | -0.015496 |  | 0.73809 | 0.10613 | 0.050239 | 0.0072241 | 0.092044 | 0.006265 | 1 | 886 | 887 | 889 | 888 | 886 | 889 | 1.126 | 0.948 | 0.998 | 0.618 | 1.126 | 0.998 | 1.381 | 1.3095 | 1.0238 | 1.0238 | 1.381 | 1.0238 | -0.01962 | 0 | -0.0202 | 0 | 0 | 0
CFLMFm2011CZ15 | CFLSCEMFmCZ152011 | CFL | SCE | MFm | 2011 | CZ15 | rWtd | 1.1589 | 1.4102 | -0.0068836 |  | 0.73809 | 0.10613 | 0.050239 | 0.0072241 | 0.092044 | 0.006265 | 1 | 890 | 891 | 893 | 892 | 890 | 893 | 1.176 | 1.126 | 1.01 | 0.846 | 1.176 | 1.01 | 1.4286 | 1.5 | 1.0238 | 1 | 1.4286 | 1.0238 | -0.0087 | 0 | -0.0092 | 0 | 0 | 0
CFLMFm2011CZ16 | CFLSCEMFmCZ162011 | CFL | SCE | MFm | 2011 | CZ16 | rWtd | 1.0364 | 1.3789 | -0.020201 |  | 0.73809 | 0.10613 | 0.050239 | 0.0072241 | 0.092044 | 0.006265 | 1 | 894 | 895 | 897 | 896 | 894 | 897 | 1.072 | 0.818 | 0.992 | 0.508 | 1.072 | 0.992 | 1.4 | 1.425 | 1.025 | 1.05 | 1.4 | 1.025 | -0.0256 | 0 | -0.026 | 0 | 0 | 0
CFLMFm2015CZ01 | CFLSCEMFmCZ012015 | CFL | SCE | MFm | 2015 | CZ01 | rWtd | 0 | 0 | 0 |  | 0 | 0 | 0 | 0 | 0 | 0 | 0 | 898 | 899 | 901 | 900 | 898 | 901 | 1 | 0.754 | 0.986 | 0.392 | 1 | 0.986 | 1.0455 | 1.0227 | 1.0455 | 1.0227 | 1.0455 | 1.0455 | -0.032 | 0 | -0.0322 | 0 | 0 | 0
CFLMFm2015CZ02 | CFLSCEMFmCZ022015 | CFL | SCE | MFm | 2015 | CZ02 | rWtd | 0 | 0 | 0 |  | 0 | 0 | 0 | 0 | 0 | 0 | 0 | 902 | 903 | 905 | 904 | 902 | 905 | 1.058 | 0.894 | 0.998 | 0.596 | 1.058 | 0.998 | 1.5122 | 1.4878 | 1.0244 | 1 | 1.5122 | 1.0244 | -0.021 | 0 | -0.0212 | 0 | 0 | 0
CFLMFm2015CZ03 | CFLSCEMFmCZ032015 | CFL | SCE | MFm | 2015 | CZ03 | rWtd | 0 | 0 | 0 |  | 0 | 0 | 0 | 0 | 0 | 0 | 0 | 906 | 907 | 909 | 908 | 906 | 909 | 1.006 | 0.858 | 0.994 | 0.568 | 1.006 | 0.994 | 1.25 | 1.25 | 1.05 | 1.025 | 1.25 | 1.05 | -0.023 | 0 | -0.023 | 0 | 0 | 0
CFLMFm2015CZ04 | CFLSCEMFmCZ042015 | CFL | SCE | MFm | 2015 | CZ04 | rWtd | 0 | 0 | 0 |  | 0 | 0 | 0 | 0 | 0 | 0 | 0 | 910 | 911 | 913 | 912 | 910 | 913 | 1.08 | 0.946 | 1.006 | 0.696 | 1.08 | 1.006 | 1.6364 | 1.7273 | 1.0455 | 1.0227 | 1.6364 | 1.0455 | -0.01636 | 0 | -0.01666 | 0 | 0 | 0
CFLMFm2015CZ05 | CFLSCEMFmCZ052015 | CFL | SCE | MFm | 2015 | CZ05 | rWtd | 1.0109 | 1.2945 | -0.014461 |  | 0.73809 | 0.10613 | 0.050239 | 0.0072241 | 0.092044 | 0.006265 | 1 | 914 | 915 | 917 | 916 | 914 | 917 | 1.03 | 0.886 | 1.008 | 0.668 | 1.03 | 1.008 | 1.3182 | 1.2727 | 1.0227 | 1.0227 | 1.3182 | 1.0227 | -0.01834 | 0 | -0.0184 | 0 | 0 | 0
CFLMFm2015CZ06 | CFLSCEMFmCZ062015 | CFL | SCE | MFm | 2015 | CZ06 | rWtd | 1.0386 | 1.4038 | -0.015484 |  | 2446.838 | 351.8422 | 292.1902 | 42.0154 | 305.1323 | 36.4375 | 3474.4556 | 918 | 919 | 921 | 920 | 918 | 921 | 1.062 | 0.938 | 1 | 0.652 | 1.062 | 1 | 1.4444 | 1.5111 | 1 | 1 | 1.4444 | 1 | -0.01962 | 0 | -0.01982 | 0 | 0 | 0
CFLMFm2015CZ07 | CFLSCEMFmCZ072015 | CFL | SCE | MFm | 2015 | CZ07 | rWtd | 0 | 0 | 0 |  | 0 | 0 | 0 | 0 | 0 | 0 | 0 | 922 | 923 | 925 | 924 | 922 | 925 | 1.11 | 1.006 | 1.004 | 0.718 | 1.11 | 1.004 | 1.2667 | 1.3778 | 1.0222 | 1 | 1.2667 | 1.0222 | -0.01618 | 0 | -0.01634 | 0 | 0 | 0
CFLMFm2015CZ08 | CFLSCEMFmCZ082015 | CFL | SCE | MFm | 2015 | CZ08 | rWtd | 1.0878 | 1.318 | -0.011397 |  | 2915.1856 | 419.1881 | 272.4692 | 39.1796 | 363.5375 | 33.9782 | 4043.5382 | 926 | 927 | 929 | 928 | 926 | 929 | 1.108 | 1.022 | 1.006 | 0.746 | 1.108 | 1.006 | 1.3333 | 1.4444 | 1.0222 | 1 | 1.3333 | 1.0222 | -0.01442 | 0 | -0.01486 | 0 | 0 | 0
CFLMFm2015CZ09 | CFLSCEMFmCZ092015 | CFL | SCE | MFm | 2015 | CZ09 | rWtd | 1.0867 | 1.5 | -0.012203 |  | 2791.3118 | 401.3757 | 0 | 0 | 348.0898 | 0 | 3540.7772 | 930 | 931 | 933 | 932 | 930 | 933 | 1.098 | 0.998 | 1.004 | 0.712 | 1.098 | 1.004 | 1.5 | 1.5 | 1.0227 | 1.0227 | 1.5 | 1.0227 | -0.01548 | 0 | -0.01578 | 0 | 0 | 0
CFLMFm2015CZ10 | CFLSCEMFmCZ102015 | CFL | SCE | MFm | 2015 | CZ10 | rWtd | 1.0913 | 1.4902 | -0.010879 |  | 94.9803 | 13.6577 | 0 | 0 | 11.8445 | 0 | 120.4825 | 934 | 935 | 937 | 936 | 934 | 937 | 1.102 | 1.008 | 1.008 | 0.738 | 1.102 | 1.008 | 1.4773 | 1.5909 | 1.0455 | 1.0227 | 1.4773 | 1.0455 | -0.0138 | 0 | -0.01422 | 0 | 0 | 0
CFLMFm2015CZ11 | CFLSCEMFmCZ112015 | CFL | SCE | MFm | 2015 | CZ11 | rWtd | 0 | 0 | 0 |  | 0 | 0 | 0 | 0 | 0 | 0 | 0 | 938 | 939 | 941 | 940 | 938 | 941 | 1.1 | 0.954 | 0.998 | 0.614 | 1.1 | 0.998 | 1.4146 | 1.4146 | 1 | 1 | 1.4146 | 1 | -0.01992 | 0 | -0.0204 | 0 | 0 | 0
CFLMFm2015CZ12 | CFLSCEMFmCZ122015 | CFL | SCE | MFm | 2015 | CZ12 | rWtd | 0 | 0 | 0 |  | 0 | 0 | 0 | 0 | 0 | 0 | 0 | 942 | 943 | 945 | 944 | 942 | 945 | 1.092 | 0.952 | 1 | 0.628 | 1.092 | 1 | 1.4634 | 1.4634 | 1.0244 | 1.0244 | 1.4634 | 1.0244 | -0.0191 | 0 | -0.01952 | 0 | 0 | 0
CFLMFm2015CZ13 | CFLSCEMFmCZ132015 | CFL | SCE | MFm | 2015 | CZ13 | rWtd | 1.0902 | 1.4202 | -0.014553 |  | 47.4902 | 6.8288 | 0 | 0 | 5.9222 | 0 | 60.2412 | 946 | 947 | 949 | 948 | 946 | 949 | 1.104 | 0.982 | 1.002 | 0.66 | 1.104 | 1.002 | 1.4146 | 1.4634 | 1.0244 | 1 | 1.4146 | 1.0244 | -0.01846 | 0 | -0.01894 | 0 | 0 | 0
CFLMFm2015CZ14 | CFLSCEMFmCZ142015 | CFL | SCE | MFm | 2015 | CZ14 | rWtd | 1.0879 | 1.3754 | -0.015944 |  | 0.73809 | 0.10613 | 0.050239 | 0.0072241 | 0.092044 | 0.006265 | 1 | 950 | 951 | 953 | 952 | 950 | 953 | 1.116 | 0.95 | 0.996 | 0.6 | 1.116 | 0.996 | 1.4048 | 1.3571 | 1.0238 | 1.0238 | 1.4048 | 1.0238 | -0.0202 | 0 | -0.0206 | 0 | 0 | 0
CFLMFm2015CZ15 | CFLSCEMFmCZ152015 | CFL | SCE | MFm | 2015 | CZ15 | rWtd | 1.1406 | 1.3828 | -0.0068826 |  | 0.73809 | 0.10613 | 0.050239 | 0.0072241 | 0.092044 | 0.006265 | 1 | 954 | 955 | 957 | 956 | 954 | 957 | 1.156 | 1.11 | 1.01 | 0.844 | 1.156 | 1.01 | 1.4048 | 1.4286 | 1.0238 | 1 | 1.4048 | 1.0238 | -0.0087 | 0 | -0.00918 | 0 | 0 | 0
CFLMFm2015CZ16 | CFLSCEMFmCZ162015 | CFL | SCE | MFm | 2015 | CZ16 | rWtd | 1.0252 | 1.3568 | -0.021768 |  | 0.73809 | 0.10613 | 0.050239 | 0.0072241 | 0.092044 | 0.006265 | 1 | 958 | 959 | 961 | 960 | 958 | 961 | 1.06 | 0.81 | 0.99 | 0.47 | 1.06 | 0.99 | 1.375 | 1.4 | 1.05 | 1.025 | 1.375 | 1.05 | -0.0276 | 0 | -0.0278 | 0 | 0 | 0
CFLMFm2017CZ01 | CFLSCEMFmCZ012017 | CFL | SCE | MFm | 2017 | CZ01 | rWtd | 0 | 0 | 0 |  | 0 | 0 | 0 | 0 | 0 | 0 | 0 | 962 | 963 | 965 | 964 | 962 | 965 | 1 | 0.762 | 0.988 | 0.402 | 1 | 0.988 | 1.0455 | 1.0227 | 1.0455 | 1.0227 | 1.0455 | 1.0455 | -0.0308 | 0 | -0.0316 | 0 | 0 | 0
CFLMFm2017CZ02 | CFLSCEMFmCZ022017 | CFL | SCE | MFm | 2017 | CZ02 | rWtd | 0 | 0 | 0 |  | 0 | 0 | 0 | 0 | 0 | 0 | 0 | 966 | 967 | 969 | 968 | 966 | 969 | 1.06 | 0.9 | 1 | 0.598 | 1.06 | 1 | 1.5122 | 1.439 | 1.0244 | 1 | 1.5122 | 1.0244 | -0.0204 | 0 | -0.0206 | 0 | 0 | 0
CFLMFm2017CZ03 | CFLSCEMFmCZ032017 | CFL | SCE | MFm | 2017 | CZ03 | rWtd | 0 | 0 | 0 |  | 0 | 0 | 0 | 0 | 0 | 0 | 0 | 970 | 971 | 973 | 972 | 970 | 973 | 1.008 | 0.858 | 0.996 | 0.574 | 1.008 | 0.996 | 1.25 | 1.225 | 1.05 | 1.025 | 1.25 | 1.05 | -0.0226 | 0 | -0.023 | 0 | 0 | 0
CFLMFm2017CZ04 | CFLSCEMFmCZ042017 | CFL | SCE | MFm | 2017 | CZ04 | rWtd | 0 | 0 | 0 |  | 0 | 0 | 0 | 0 | 0 | 0 | 0 | 974 | 975 | 977 | 976 | 974 | 977 | 1.082 | 0.956 | 1.008 | 0.71 | 1.082 | 1.008 | 1.6364 | 1.7045 | 1.0227 | 1.0227 | 1.6364 | 1.0227 | -0.01504 | 0 | -0.01532 | 0 | 0 | 0
CFLMFm2017CZ05 | CFLSCEMFmCZ052017 | CFL | SCE | MFm | 2017 | CZ05 | rWtd | 1.013 | 1.3134 | -0.0141 |  | 0.73809 | 0.10613 | 0.050239 | 0.0072241 | 0.092044 | 0.006265 | 1 | 978 | 979 | 981 | 980 | 978 | 981 | 1.032 | 0.89 | 1.008 | 0.676 | 1.032 | 1.008 | 1.3409 | 1.2727 | 1.0227 | 1.0227 | 1.3409 | 1.0227 | -0.01788 | 0 | -0.01798 | 0 | 0 | 0
CFLMFm2017CZ06 | CFLSCEMFmCZ062017 | CFL | SCE | MFm | 2017 | CZ06 | rWtd | 1.0352 | 1.3862 | -0.015496 |  | 2446.838 | 351.8422 | 292.1902 | 42.0154 | 305.1323 | 36.4375 | 3474.4556 | 982 | 983 | 985 | 984 | 982 | 985 | 1.058 | 0.936 | 1 | 0.648 | 1.058 | 1 | 1.4222 | 1.5111 | 1 | 1 | 1.4222 | 1 | -0.01964 | 0 | -0.0198 | 0 | 0 | 0
CFLMFm2017CZ07 | CFLSCEMFmCZ072017 | CFL | SCE | MFm | 2017 | CZ07 | rWtd | 0 | 0 | 0 |  | 0 | 0 | 0 | 0 | 0 | 0 | 0 | 986 | 987 | 989 | 988 | 986 | 989 | 1.106 | 1.004 | 1.004 | 0.712 | 1.106 | 1.004 | 1.2889 | 1.4 | 1 | 1 | 1.2889 | 1 | -0.01612 | 0 | -0.01636 | 0 | 0 | 0
CFLMFm2017CZ08 | CFLSCEMFmCZ082017 | CFL | SCE | MFm | 2017 | CZ08 | rWtd | 1.0919 | 1.3118 | -0.010467 |  | 2915.1856 | 419.1881 | 272.4692 | 39.1796 | 363.5375 | 33.9782 | 4043.5382 | 990 | 991 | 993 | 992 | 990 | 993 | 1.112 | 1.028 | 1.008 | 0.754 | 1.112 | 1.008 | 1.3333 | 1.4 | 1 | 1 | 1.3333 | 1 | -0.01324 | 0 | -0.01368 | 0 | 0 | 0
CFLMFm2017CZ09 | CFLSCEMFmCZ092017 | CFL | SCE | MFm | 2017 | CZ09 | rWtd | 1.0896 | 1.4344 | -0.011636 |  | 2791.3118 | 401.3757 | 0 | 0 | 348.0898 | 0 | 3540.7772 | 994 | 995 | 997 | 996 | 994 | 997 | 1.1 | 1.008 | 1.006 | 0.718 | 1.1 | 1.006 | 1.4318 | 1.4545 | 1.0227 | 1.0227 | 1.4318 | 1.0227 | -0.01476 | 0 | -0.0152 | 0 | 0 | 0
CFLMFm2017CZ10 | CFLSCEMFmCZ102017 | CFL | SCE | MFm | 2017 | CZ10 | rWtd | 1.0938 | 1.4447 | -0.01028 |  | 94.9803 | 13.6577 | 0 | 0 | 11.8445 | 0 | 120.4825 | 998 | 999 | 1001 | 1000 | 998 | 1001 | 1.104 | 1.014 | 1.01 | 0.748 | 1.104 | 1.01 | 1.4318 | 1.5455 | 1.0455 | 1.0227 | 1.4318 | 1.0455 | -0.01304 | 0 | -0.01346 | 0 | 0 | 0
CFLMFm2017CZ11 | CFLSCEMFmCZ112017 | CFL | SCE | MFm | 2017 | CZ11 | rWtd | 0 | 0 | 0 |  | 0 | 0 | 0 | 0 | 0 | 0 | 0 | 1002 | 1003 | 1005 | 1004 | 1002 | 1005 | 1.1 | 0.958 | 1 | 0.62 | 1.1 | 1 | 1.3902 | 1.3902 | 1 | 1 | 1.3902 | 1 | -0.01932 | 0 | -0.0197 | 0 | 0 | 0
CFLMFm2017CZ12 | CFLSCEMFmCZ122017 | CFL | SCE | MFm | 2017 | CZ12 | rWtd | 0 | 0 | 0 |  | 0 | 0 | 0 | 0 | 0 | 0 | 0 | 1006 | 1007 | 1009 | 1008 | 1006 | 1009 | 1.092 | 0.958 | 1.002 | 0.632 | 1.092 | 1.002 | 1.4146 | 1.4146 | 1.0244 | 1 | 1.4146 | 1.0244 | -0.01846 | 0 | -0.01874 | 0 | 0 | 0
CFLMFm2017CZ13 | CFLSCEMFmCZ132017 | CFL | SCE | MFm | 2017 | CZ13 | rWtd | 1.0942 | 1.439 | -0.014032 |  | 47.4902 | 6.8288 | 0 | 0 | 5.9222 | 0 | 60.2412 | 1010 | 1011 | 1013 | 1012 | 1010 | 1013 | 1.108 | 0.986 | 1.002 | 0.664 | 1.108 | 1.002 | 1.439 | 1.439 | 1.0244 | 1 | 1.439 | 1.0244 | -0.0178 | 0 | -0.01826 | 0 | 0 | 0
CFLMFm2017CZ14 | CFLSCEMFmCZ142017 | CFL | SCE | MFm | 2017 | CZ14 | rWtd | 1.0822 | 1.2741 | -0.016102 |  | 0.73809 | 0.10613 | 0.050239 | 0.0072241 | 0.092044 | 0.006265 | 1 | 1014 | 1015 | 1017 | 1016 | 1014 | 1017 | 1.108 | 0.958 | 0.998 | 0.602 | 1.108 | 0.998 | 1.2857 | 1.3333 | 1.0238 | 1.0238 | 1.2857 | 1.0238 | -0.0204 | 0 | -0.0208 | 0 | 0 | 0
CFLMFm2017CZ15 | CFLSCEMFmCZ152017 | CFL | SCE | MFm | 2017 | CZ15 | rWtd | 1.1396 | 1.378 | -0.0068038 |  | 0.73809 | 0.10613 | 0.050239 | 0.0072241 | 0.092044 | 0.006265 | 1 | 1018 | 1019 | 1021 | 1020 | 1018 | 1021 | 1.156 | 1.1 | 1.01 | 0.846 | 1.156 | 1.01 | 1.4048 | 1.381 | 1.0238 | 1.0238 | 1.4048 | 1.0238 | -0.0086 | 0 | -0.00908 | 0 | 0 | 0
CFLMFm2017CZ16 | CFLSCEMFmCZ162017 | CFL | SCE | MFm | 2017 | CZ16 | rWtd | 1.0283 | 1.3346 | -0.021147 |  | 0.73809 | 0.10613 | 0.050239 | 0.0072241 | 0.092044 | 0.006265 | 1 | 1022 | 1023 | 1025 | 1024 | 1022 | 1025 | 1.062 | 0.822 | 0.992 | 0.474 | 1.062 | 0.992 | 1.35 | 1.4 | 1.025 | 1.025 | 1.35 | 1.025 | -0.0268 | 0 | -0.0272 | 0 | 0 | 0
CFLMFm1975CZ01 | CFLSDGMFmCZ011975 | CFL | SDG | MFm | 1975 | CZ01 | rWtd | 0 | 0 | 0 |  | 0 | 0 | 0 | 0 | 0 | 0 | 0 | 514 | 515 | 517 | 516 | 514 | 517 | 1 | 0.686 | 0.976 | 0.288 | 1 | 0.976 | 1 | 1 | 1 | 1 | 1 | 1 | -0.03413 | 0 | -0.03413 | 0 | 0 | 0
CFLMFm1975CZ02 | CFLSDGMFmCZ021975 | CFL | SDG | MFm | 1975 | CZ02 | rWtd | 0 | 0 | 0 |  | 0 | 0 | 0 | 0 | 0 | 0 | 0 | 518 | 519 | 521 | 520 | 518 | 521 | 1.044 | 0.838 | 0.992 | 0.538 | 1.044 | 0.992 | 2 | 2 | 1.025 | 1 | 2 | 1.025 | -0.0244 | 0 | -0.0248 | 0 | 0 | 0
CFLMFm1975CZ03 | CFLSDGMFmCZ031975 | CFL | SDG | MFm | 1975 | CZ03 | rWtd | 0 | 0 | 0 |  | 0 | 0 | 0 | 0 | 0 | 0 | 0 | 522 | 523 | 525 | 524 | 522 | 525 | 1.01 | 0.816 | 0.986 | 0.502 | 1.01 | 0.986 | 1.35 | 1.3 | 1.025 | 1 | 1.35 | 1.025 | -0.0268 | 0 | -0.0268 | 0 | 0 | 0
CFLMFm1975CZ04 | CFLSDGMFmCZ041975 | CFL | SDG | MFm | 1975 | CZ04 | rWtd | 0 | 0 | 0 |  | 0 | 0 | 0 | 0 | 0 | 0 | 0 | 526 | 527 | 529 | 528 | 526 | 529 | 1.052 | 0.878 | 0.994 | 0.598 | 1.052 | 0.994 | 1.8444 | 1.8444 | 1 | 1 | 1.8444 | 1 | -0.0216 | 0 | -0.0218 | 0 | 0 | 0
CFLMFm1975CZ05 | CFLSDGMFmCZ051975 | CFL | SDG | MFm | 1975 | CZ05 | rWtd | 0 | 0 | 0 |  | 0 | 0 | 0 | 0 | 0 | 0 | 0 | 530 | 531 | 533 | 532 | 530 | 533 | 1 | 0.756 | 0.984 | 0.388 | 1 | 0.984 | 1.0889 | 1.0667 | 1 | 1 | 1.0889 | 1 | -0.0328 | 0 | -0.033 | 0 | 0 | 0
CFLMFm1975CZ06 | CFLSDGMFmCZ061975 | CFL | SDG | MFm | 1975 | CZ06 | rWtd | 1.0021 | 1.2502 | -0.015339 |  | 4967.1007 | 714.2425 | 7534.4172 | 1083.4088 | 619.4211 | 939.5776 | 15858.1679 | 534 | 535 | 537 | 536 | 534 | 537 | 1.084 | 0.944 | 0.998 | 0.65 | 1.084 | 0.998 | 1.6222 | 1.6889 | 1 | 1 | 1.6222 | 1 | -0.01918 | 0 | -0.01964 | 0 | 0 | 0
CFLMFm1975CZ07 | CFLSDGMFmCZ071975 | CFL | SDG | MFm | 1975 | CZ07 | rWtd | 0.99883 | 1.1422 | -0.012104 |  | 49272.1641 | 7085.073 | 118412.5462 | 17027.0891 | 6144.4729 | 14766.6069 | 212707.9522 | 538 | 539 | 541 | 540 | 538 | 541 | 1.078 | 0.966 | 1.002 | 0.73 | 1.078 | 1.002 | 1.4889 | 1.4444 | 1 | 1 | 1.4889 | 1 | -0.0151 | 0 | -0.01546 | 0 | 0 | 0
CFLMFm1975CZ08 | CFLSDGMFmCZ081975 | CFL | SDG | MFm | 1975 | CZ08 | rWtd | 1.055 | 1.5743 | -0.012162 |  | 7561.75 | 1087.3391 | 3363.6347 | 483.6726 | 942.9861 | 419.4612 | 13858.8438 | 542 | 543 | 545 | 544 | 542 | 545 | 1.106 | 0.99 | 1.002 | 0.718 | 1.106 | 1.002 | 1.8222 | 1.8889 | 1 | 1 | 1.8222 | 1 | -0.01528 | 0 | -0.01576 | 0 | 0 | 0
CFLMFm1975CZ09 | CFLSDGMFmCZ091975 | CFL | SDG | MFm | 1975 | CZ09 | rWtd | 0 | 0 | 0 |  | 0 | 0 | 0 | 0 | 0 | 0 | 0 | 546 | 547 | 549 | 548 | 546 | 549 | 1.136 | 1.012 | 0.998 | 0.684 | 1.136 | 0.998 | 1.5333 | 1.5333 | 1 | 1 | 1.5333 | 1 | -0.01712 | 0 | -0.01762 | 0 | 0 | 0
CFLMFm1975CZ10 | CFLSDGMFmCZ101975 | CFL | SDG | MFm | 1975 | CZ10 | rWtd | 1.0644 | 1.7578 | -0.014979 |  | 39344.3686 | 5657.5092 | 10007.0567 | 1438.9611 | 4906.4296 | 1247.9275 | 62602.2527 | 550 | 551 | 553 | 552 | 550 | 553 | 1.108 | 0.964 | 0.998 | 0.638 | 1.108 | 0.998 | 1.9556 | 1.9111 | 1 | 1 | 1.9556 | 1 | -0.01892 | 0 | -0.01932 | 0 | 0 | 0
CFLMFm1975CZ11 | CFLSDGMFmCZ111975 | CFL | SDG | MFm | 1975 | CZ11 | rWtd | 0 | 0 | 0 |  | 0 | 0 | 0 | 0 | 0 | 0 | 0 | 554 | 555 | 557 | 556 | 554 | 557 | 1.104 | 0.934 | 0.996 | 0.602 | 1.104 | 0.996 | 1.8 | 1.875 | 1.025 | 1.025 | 1.8 | 1.025 | -0.0216 | 0 | -0.022 | 0 | 0 | 0
CFLMFm1975CZ12 | CFLSDGMFmCZ121975 | CFL | SDG | MFm | 1975 | CZ12 | rWtd | 0 | 0 | 0 |  | 0 | 0 | 0 | 0 | 0 | 0 | 0 | 558 | 559 | 561 | 560 | 558 | 561 | 1.078 | 0.89 | 0.994 | 0.558 | 1.078 | 0.994 | 1.875 | 1.85 | 1.025 | 1.025 | 1.875 | 1.025 | -0.0234 | 0 | -0.0236 | 0 | 0 | 0
CFLMFm1975CZ13 | CFLSDGMFmCZ131975 | CFL | SDG | MFm | 1975 | CZ13 | rWtd | 0 | 0 | 0 |  | 0 | 0 | 0 | 0 | 0 | 0 | 0 | 562 | 563 | 565 | 564 | 562 | 565 | 1.13 | 0.968 | 0.996 | 0.608 | 1.13 | 0.996 | 1.825 | 1.85 | 1.025 | 1.025 | 1.825 | 1.025 | -0.021 | 0 | -0.0214 | 0 | 0 | 0
CFLMFm1975CZ14 | CFLSDGMFmCZ141975 | CFL | SDG | MFm | 1975 | CZ14 | rWtd | 1.1098 | 1.4897 | -0.017343 |  | 192.3056 | 27.6525 | 0 | 0 | 23.9814 | 0 | 243.9395 | 566 | 567 | 569 | 568 | 566 | 569 | 1.13 | 0.952 | 0.994 | 0.604 | 1.13 | 0.994 | 1.4762 | 1.5952 | 1.0238 | 1.0238 | 1.4762 | 1.0238 | -0.022 | 0 | -0.0224 | 0 | 0 | 0
CFLMFm1975CZ15 | CFLSDGMFmCZ151975 | CFL | SDG | MFm | 1975 | CZ15 | rWtd | 1.2223 | 1.5822 | -0.0069373 |  | 132.499 | 19.0526 | 0 | 0 | 16.5233 | 0 | 168.0749 | 570 | 571 | 573 | 572 | 570 | 573 | 1.228 | 1.178 | 1.004 | 0.836 | 1.228 | 1.004 | 1.5714 | 1.6667 | 1.0238 | 1 | 1.5714 | 1.0238 | -0.0088 | 0 | -0.00942 | 0 | 0 | 0
CFLMFm1975CZ16 | CFLSDGMFmCZ161975 | CFL | SDG | MFm | 1975 | CZ16 | rWtd | 0 | 0 | 0 |  | 0 | 0 | 0 | 0 | 0 | 0 | 0 | 574 | 575 | 577 | 576 | 574 | 577 | 1.068 | 0.802 | 0.992 | 0.522 | 1.068 | 0.992 | 1.575 | 1.55 | 1.025 | 1.025 | 1.575 | 1.025 | -0.0256 | 0 | -0.026 | 0 | 0 | 0
CFLMFm1985CZ01 | CFLSDGMFmCZ011985 | CFL | SDG | MFm | 1985 | CZ01 | rWtd | 0 | 0 | 0 |  | 0 | 0 | 0 | 0 | 0 | 0 | 0 | 578 | 579 | 581 | 580 | 578 | 581 | 1 | 0.664 | 0.974 | 0.25 | 1 | 0.974 | 1 | 1 | 1 | 1 | 1 | 1 | -0.03413 | 0 | -0.03413 | 0 | 0 | 0
CFLMFm1985CZ02 | CFLSDGMFmCZ021985 | CFL | SDG | MFm | 1985 | CZ02 | rWtd | 0 | 0 | 0 |  | 0 | 0 | 0 | 0 | 0 | 0 | 0 | 582 | 583 | 585 | 584 | 582 | 585 | 1.046 | 0.856 | 0.992 | 0.54 | 1.046 | 0.992 | 1.975 | 2 | 1.025 | 1.025 | 1.975 | 1.025 | -0.0246 | 0 | -0.025 | 0 | 0 | 0
CFLMFm1985CZ03 | CFLSDGMFmCZ031985 | CFL | SDG | MFm | 1985 | CZ03 | rWtd | 0 | 0 | 0 |  | 0 | 0 | 0 | 0 | 0 | 0 | 0 | 586 | 587 | 589 | 588 | 586 | 589 | 1.006 | 0.818 | 0.986 | 0.494 | 1.006 | 0.986 | 1.325 | 1.35 | 1.025 | 1 | 1.325 | 1.025 | -0.0274 | 0 | -0.0276 | 0 | 0 | 0
CFLMFm1985CZ04 | CFLSDGMFmCZ041985 | CFL | SDG | MFm | 1985 | CZ04 | rWtd | 0 | 0 | 0 |  | 0 | 0 | 0 | 0 | 0 | 0 | 0 | 590 | 591 | 593 | 592 | 590 | 593 | 1.038 | 0.868 | 0.994 | 0.61 | 1.038 | 0.994 | 1.7045 | 1.6591 | 1.0227 | 1 | 1.7045 | 1.0227 | -0.0208 | 0 | -0.021 | 0 | 0 | 0
CFLMFm1985CZ05 | CFLSDGMFmCZ051985 | CFL | SDG | MFm | 1985 | CZ05 | rWtd | 0 | 0 | 0 |  | 0 | 0 | 0 | 0 | 0 | 0 | 0 | 594 | 595 | 597 | 596 | 594 | 597 | 1 | 0.774 | 0.986 | 0.422 | 1 | 0.986 | 1.4091 | 1.3864 | 1.0227 | 1 | 1.4091 | 1.0227 | -0.0314 | 0 | -0.0318 | 0 | 0 | 0
CFLMFm1985CZ06 | CFLSDGMFmCZ061985 | CFL | SDG | MFm | 1985 | CZ06 | rWtd | 0.99474 | 1.3413 | -0.015124 |  | 4967.1007 | 714.2425 | 7534.4172 | 1083.4088 | 619.4211 | 939.5776 | 15858.1679 | 598 | 599 | 601 | 600 | 598 | 601 | 1.064 | 0.922 | 0.998 | 0.66 | 1.064 | 0.998 | 1.8182 | 1.9091 | 1.0227 | 1 | 1.8182 | 1.0227 | -0.01898 | 0 | -0.01932 | 0 | 0 | 0
CFLMFm1985CZ07 | CFLSDGMFmCZ071985 | CFL | SDG | MFm | 1985 | CZ07 | rWtd | 0.99159 | 1.1663 | -0.013205 |  | 49272.1641 | 7085.073 | 118412.5462 | 17027.0891 | 6144.4729 | 14766.6069 | 212707.9522 | 602 | 603 | 605 | 604 | 602 | 605 | 1.064 | 0.944 | 1 | 0.71 | 1.064 | 1 | 1.5227 | 1.4773 | 1.0227 | 1 | 1.5227 | 1.0227 | -0.01644 | 0 | -0.01688 | 0 | 0 | 0
CFLMFm1985CZ08 | CFLSDGMFmCZ081985 | CFL | SDG | MFm | 1985 | CZ08 | rWtd | 1.061 | 1.5725 | -0.013122 |  | 7561.75 | 1087.3391 | 3363.6347 | 483.6726 | 942.9861 | 419.4612 | 13858.8438 | 606 | 607 | 609 | 608 | 606 | 609 | 1.118 | 0.99 | 1 | 0.696 | 1.118 | 1 | 1.8182 | 1.8182 | 1.0227 | 1 | 1.8182 | 1.0227 | -0.01646 | 0 | -0.01706 | 0 | 0 | 0
CFLMFm1985CZ09 | CFLSDGMFmCZ091985 | CFL | SDG | MFm | 1985 | CZ09 | rWtd | 0 | 0 | 0 |  | 0 | 0 | 0 | 0 | 0 | 0 | 0 | 610 | 611 | 613 | 612 | 610 | 613 | 1.138 | 1.006 | 0.996 | 0.664 | 1.138 | 0.996 | 1.5455 | 1.5909 | 1 | 1 | 1.5455 | 1 | -0.0184 | 0 | -0.01896 | 0 | 0 | 0
CFLMFm1985CZ10 | CFLSDGMFmCZ101985 | CFL | SDG | MFm | 1985 | CZ10 | rWtd | 1.0706 | 1.6345 | -0.01511 |  | 39344.3686 | 5657.5092 | 10007.0567 | 1438.9611 | 4906.4296 | 1247.9275 | 62602.2527 | 614 | 615 | 617 | 616 | 614 | 617 | 1.116 | 0.974 | 0.996 | 0.638 | 1.116 | 0.996 | 1.7727 | 1.9318 | 1.0227 | 1 | 1.7727 | 1.0227 | -0.0192 | 0 | -0.01904 | 0 | 0 | 0
CFLMFm1985CZ11 | CFLSDGMFmCZ111985 | CFL | SDG | MFm | 1985 | CZ11 | rWtd | 0 | 0 | 0 |  | 0 | 0 | 0 | 0 | 0 | 0 | 0 | 618 | 619 | 621 | 620 | 618 | 621 | 1.104 | 0.922 | 0.996 | 0.58 | 1.104 | 0.996 | 1.85 | 1.9 | 1.025 | 1.025 | 1.85 | 1.025 | -0.0226 | 0 | -0.023 | 0 | 0 | 0
CFLMFm1985CZ12 | CFLSDGMFmCZ121985 | CFL | SDG | MFm | 1985 | CZ12 | rWtd | 0 | 0 | 0 |  | 0 | 0 | 0 | 0 | 0 | 0 | 0 | 622 | 623 | 625 | 624 | 622 | 625 | 1.072 | 0.882 | 0.994 | 0.574 | 1.072 | 0.994 | 1.925 | 1.825 | 1.025 | 1.025 | 1.925 | 1.025 | -0.023 | 0 | -0.0234 | 0 | 0 | 0
CFLMFm1985CZ13 | CFLSDGMFmCZ131985 | CFL | SDG | MFm | 1985 | CZ13 | rWtd | 0 | 0 | 0 |  | 0 | 0 | 0 | 0 | 0 | 0 | 0 | 626 | 627 | 629 | 628 | 626 | 629 | 1.128 | 0.946 | 0.994 | 0.568 | 1.128 | 0.994 | 1.875 | 1.875 | 1.025 | 1.025 | 1.875 | 1.025 | -0.0226 | 0 | -0.0232 | 0 | 0 | 0
CFLMFm1985CZ14 | CFLSDGMFmCZ141985 | CFL | SDG | MFm | 1985 | CZ14 | rWtd | 1.1163 | 1.664 | -0.015483 |  | 192.3056 | 27.6525 | 0 | 0 | 23.9814 | 0 | 243.9395 | 630 | 631 | 633 | 632 | 630 | 633 | 1.136 | 0.962 | 0.998 | 0.644 | 1.136 | 0.998 | 1.6667 | 1.6429 | 1 | 1.0238 | 1.6667 | 1 | -0.01964 | 0 | -0.02 | 0 | 0 | 0
CFLMFm1985CZ15 | CFLSDGMFmCZ151985 | CFL | SDG | MFm | 1985 | CZ15 | rWtd | 1.2072 | 1.6271 | -0.0077572 |  | 132.499 | 19.0526 | 0 | 0 | 16.5233 | 0 | 168.0749 | 634 | 635 | 637 | 636 | 634 | 637 | 1.214 | 1.154 | 1.004 | 0.826 | 1.214 | 1.004 | 1.619 | 1.6905 | 1.0238 | 1 | 1.619 | 1.0238 | -0.00984 | 0 | -0.01032 | 0 | 0 | 0
CFLMFm1985CZ16 | CFLSDGMFmCZ161985 | CFL | SDG | MFm | 1985 | CZ16 | rWtd | 0 | 0 | 0 |  | 0 | 0 | 0 | 0 | 0 | 0 | 0 | 638 | 639 | 641 | 640 | 638 | 641 | 1.082 | 0.818 | 0.99 | 0.518 | 1.082 | 0.99 | 1.6 | 1.6 | 1.05 | 1.025 | 1.6 | 1.05 | -0.026 | 0 | -0.0264 | 0 | 0 | 0
CFLMFm1996CZ01 | CFLSDGMFmCZ011996 | CFL | SDG | MFm | 1996 | CZ01 | rWtd | 0 | 0 | 0 |  | 0 | 0 | 0 | 0 | 0 | 0 | 0 | 642 | 643 | 645 | 644 | 642 | 645 | 1 | 0.654 | 0.97 | 0.25 | 1 | 0.97 | 1.0455 | 1 | 1.0227 | 1 | 1.0455 | 1.0227 | -0.03413 | 0 | -0.03413 | 0 | 0 | 0
CFLMFm1996CZ02 | CFLSDGMFmCZ021996 | CFL | SDG | MFm | 1996 | CZ02 | rWtd | 0 | 0 | 0 |  | 0 | 0 | 0 | 0 | 0 | 0 | 0 | 646 | 647 | 649 | 648 | 646 | 649 | 1.048 | 0.85 | 0.996 | 0.576 | 1.048 | 0.996 | 1.875 | 1.875 | 1.05 | 1.025 | 1.875 | 1.05 | -0.0226 | 0 | -0.023 | 0 | 0 | 0
CFLMFm1996CZ03 | CFLSDGMFmCZ031996 | CFL | SDG | MFm | 1996 | CZ03 | rWtd | 0 | 0 | 0 |  | 0 | 0 | 0 | 0 | 0 | 0 | 0 | 650 | 651 | 653 | 652 | 650 | 653 | 1.014 | 0.82 | 0.99 | 0.518 | 1.014 | 0.99 | 1.45 | 1.375 | 1.025 | 1.025 | 1.45 | 1.025 | -0.0254 | 0 | -0.0256 | 0 | 0 | 0
CFLMFm1996CZ04 | CFLSDGMFmCZ041996 | CFL | SDG | MFm | 1996 | CZ04 | rWtd | 0 | 0 | 0 |  | 0 | 0 | 0 | 0 | 0 | 0 | 0 | 654 | 655 | 657 | 656 | 654 | 657 | 1.048 | 0.872 | 0.998 | 0.632 | 1.048 | 0.998 | 1.5455 | 1.5 | 1.0455 | 1.0227 | 1.5455 | 1.0455 | -0.01924 | 0 | -0.02 | 0 | 0 | 0
CFLMFm1996CZ05 | CFLSDGMFmCZ051996 | CFL | SDG | MFm | 1996 | CZ05 | rWtd | 0 | 0 | 0 |  | 0 | 0 | 0 | 0 | 0 | 0 | 0 | 658 | 659 | 661 | 660 | 658 | 661 | 1.01 | 0.792 | 0.994 | 0.504 | 1.01 | 0.994 | 1.1591 | 1.1136 | 1.0227 | 1.0227 | 1.1591 | 1.0227 | -0.027 | 0 | -0.0272 | 0 | 0 | 0
CFLMFm1996CZ06 | CFLSDGMFmCZ061996 | CFL | SDG | MFm | 1996 | CZ06 | rWtd | 1.0017 | 1.347 | -0.016272 |  | 4967.1007 | 714.2425 | 7534.4172 | 1083.4088 | 619.4211 | 939.5776 | 15858.1679 | 662 | 663 | 665 | 664 | 662 | 665 | 1.086 | 0.942 | 0.998 | 0.636 | 1.086 | 0.998 | 1.7955 | 1.9091 | 1.0455 | 1.0227 | 1.7955 | 1.0455 | -0.0204 | 0 | -0.0208 | 0 | 0 | 0
CFLMFm1996CZ07 | CFLSDGMFmCZ071996 | CFL | SDG | MFm | 1996 | CZ07 | rWtd | 1.0197 | 1.1741 | -0.0083898 |  | 49272.1641 | 7085.073 | 118412.5462 | 17027.0891 | 6144.4729 | 14766.6069 | 212707.9522 | 666 | 667 | 669 | 668 | 666 | 669 | 1.104 | 1.014 | 1.01 | 0.824 | 1.104 | 1.01 | 1.5455 | 1.4773 | 1.0227 | 1.0227 | 1.5455 | 1.0227 | -0.01036 | 0 | -0.01076 | 0 | 0 | 0
CFLMFm1996CZ08 | CFLSDGMFmCZ081996 | CFL | SDG | MFm | 1996 | CZ08 | rWtd | 1.0656 | 1.3784 | -0.011933 |  | 7561.75 | 1087.3391 | 3363.6347 | 483.6726 | 942.9861 | 419.4612 | 13858.8438 | 670 | 671 | 673 | 672 | 670 | 673 | 1.12 | 1.002 | 1.004 | 0.734 | 1.12 | 1.004 | 1.5455 | 1.4773 | 1.0227 | 1 | 1.5455 | 1.0227 | -0.01494 | 0 | -0.01558 | 0 | 0 | 0
CFLMFm1996CZ09 | CFLSDGMFmCZ091996 | CFL | SDG | MFm | 1996 | CZ09 | rWtd | 0 | 0 | 0 |  | 0 | 0 | 0 | 0 | 0 | 0 | 0 | 674 | 675 | 677 | 676 | 674 | 677 | 1.148 | 1.022 | 1.004 | 0.722 | 1.148 | 1.004 | 1.6136 | 1.5909 | 1.0227 | 1 | 1.6136 | 1.0227 | -0.0148 | 0 | -0.0155 | 0 | 0 | 0
CFLMFm1996CZ10 | CFLSDGMFmCZ101996 | CFL | SDG | MFm | 1996 | CZ10 | rWtd | 1.0352 | 1.8013 | -0.016304 |  | 39344.3686 | 5657.5092 | 10007.0567 | 1438.9611 | 4906.4296 | 1247.9275 | 62602.2527 | 678 | 679 | 681 | 680 | 678 | 681 | 1.074 | 0.91 | 0.998 | 0.626 | 1.074 | 0.998 | 2 | 2 | 1.0227 | 1 | 2 | 1.0227 | -0.0206 | 0 | -0.021 | 0 | 0 | 0
CFLMFm1996CZ11 | CFLSDGMFmCZ111996 | CFL | SDG | MFm | 1996 | CZ11 | rWtd | 0 | 0 | 0 |  | 0 | 0 | 0 | 0 | 0 | 0 | 0 | 682 | 683 | 685 | 684 | 682 | 685 | 1.13 | 0.974 | 1.002 | 0.668 | 1.13 | 1.002 | 1.8 | 1.8 | 1.025 | 1.025 | 1.8 | 1.025 | -0.01794 | 0 | -0.01846 | 0 | 0 | 0
CFLMFm1996CZ12 | CFLSDGMFmCZ121996 | CFL | SDG | MFm | 1996 | CZ12 | rWtd | 0 | 0 | 0 |  | 0 | 0 | 0 | 0 | 0 | 0 | 0 | 686 | 687 | 689 | 688 | 686 | 689 | 1.09 | 0.896 | 0.994 | 0.572 | 1.09 | 0.994 | 1.9 | 1.875 | 1.025 | 1 | 1.9 | 1.025 | -0.0226 | 0 | -0.023 | 0 | 0 | 0
CFLMFm1996CZ13 | CFLSDGMFmCZ131996 | CFL | SDG | MFm | 1996 | CZ13 | rWtd | 0 | 0 | 0 |  | 0 | 0 | 0 | 0 | 0 | 0 | 0 | 690 | 691 | 693 | 692 | 690 | 693 | 1.13 | 0.96 | 0.998 | 0.616 | 1.13 | 0.998 | 1.9 | 1.85 | 1.05 | 1.025 | 1.9 | 1.05 | -0.01988 | 0 | -0.0204 | 0 | 0 | 0
CFLMFm1996CZ14 | CFLSDGMFmCZ141996 | CFL | SDG | MFm | 1996 | CZ14 | rWtd | 1.1342 | 1.4313 | -0.015451 |  | 192.3056 | 27.6525 | 0 | 0 | 23.9814 | 0 | 243.9395 | 694 | 695 | 697 | 696 | 694 | 697 | 1.156 | 0.964 | 0.996 | 0.62 | 1.156 | 0.996 | 1.4286 | 1.4524 | 1.0238 | 1 | 1.4286 | 1.0238 | -0.0196 | 0 | -0.0202 | 0 | 0 | 0
CFLMFm1996CZ15 | CFLSDGMFmCZ151996 | CFL | SDG | MFm | 1996 | CZ15 | rWtd | 1.1961 | 1.6087 | -0.0072527 |  | 132.499 | 19.0526 | 0 | 0 | 16.5233 | 0 | 168.0749 | 698 | 699 | 701 | 700 | 698 | 701 | 1.202 | 1.15 | 1.008 | 0.834 | 1.202 | 1.008 | 1.5952 | 1.7143 | 1.0238 | 1.0238 | 1.5952 | 1.0238 | -0.0092 | 0 | -0.0098 | 0 | 0 | 0
CFLMFm1996CZ16 | CFLSDGMFmCZ161996 | CFL | SDG | MFm | 1996 | CZ16 | rWtd | 0 | 0 | 0 |  | 0 | 0 | 0 | 0 | 0 | 0 | 0 | 702 | 703 | 705 | 704 | 702 | 705 | 1.088 | 0.776 | 0.988 | 0.464 | 1.088 | 0.988 | 1.65 | 1.65 | 1.05 | 1.025 | 1.65 | 1.05 | -0.0274 | 0 | -0.028 | 0 | 0 | 0
CFLMFm2003CZ01 | CFLSDGMFmCZ012003 | CFL | SDG | MFm | 2003 | CZ01 | rWtd | 0 | 0 | 0 |  | 0 | 0 | 0 | 0 | 0 | 0 | 0 | 706 | 707 | 709 | 708 | 706 | 709 | 1 | 0.694 | 0.98 | 0.314 | 1 | 0.98 | 1.0227 | 1 | 1.0227 | 1 | 1.0227 | 1.0227 | -0.03413 | 0 | -0.03413 | 0 | 0 | 0
CFLMFm2003CZ02 | CFLSDGMFmCZ022003 | CFL | SDG | MFm | 2003 | CZ02 | rWtd | 0 | 0 | 0 |  | 0 | 0 | 0 | 0 | 0 | 0 | 0 | 710 | 711 | 713 | 712 | 710 | 713 | 1.046 | 0.87 | 0.994 | 0.586 | 1.046 | 0.994 | 1.65 | 1.6 | 1.025 | 1.025 | 1.65 | 1.025 | -0.0212 | 0 | -0.0218 | 0 | 0 | 0
CFLMFm2003CZ03 | CFLSDGMFmCZ032003 | CFL | SDG | MFm | 2003 | CZ03 | rWtd | 0 | 0 | 0 |  | 0 | 0 | 0 | 0 | 0 | 0 | 0 | 714 | 715 | 717 | 716 | 714 | 717 | 1 | 0.796 | 0.986 | 0.488 | 1 | 0.986 | 1.225 | 1.175 | 1.025 | 1 | 1.225 | 1.025 | -0.0272 | 0 | -0.0274 | 0 | 0 | 0
CFLMFm2003CZ04 | CFLSDGMFmCZ042003 | CFL | SDG | MFm | 2003 | CZ04 | rWtd | 0 | 0 | 0 |  | 0 | 0 | 0 | 0 | 0 | 0 | 0 | 718 | 719 | 721 | 720 | 718 | 721 | 1.082 | 0.922 | 1 | 0.644 | 1.082 | 1 | 1.9091 | 1.9773 | 1.0227 | 1.0227 | 1.9091 | 1.0227 | -0.0184 | 0 | -0.01874 | 0 | 0 | 0
CFLMFm2003CZ05 | CFLSDGMFmCZ052003 | CFL | SDG | MFm | 2003 | CZ05 | rWtd | 0 | 0 | 0 |  | 0 | 0 | 0 | 0 | 0 | 0 | 0 | 722 | 723 | 725 | 724 | 722 | 725 | 1.008 | 0.782 | 0.992 | 0.474 | 1.008 | 0.992 | 1.1818 | 1.1136 | 1.0227 | 1.0227 | 1.1818 | 1.0227 | -0.0282 | 0 | -0.0286 | 0 | 0 | 0
CFLMFm2003CZ06 | CFLSDGMFmCZ062003 | CFL | SDG | MFm | 2003 | CZ06 | rWtd | 1.0024 | 1.307 | -0.014036 |  | 4967.1007 | 714.2425 | 7534.4172 | 1083.4088 | 619.4211 | 939.5776 | 15858.1679 | 726 | 727 | 729 | 728 | 726 | 729 | 1.072 | 0.94 | 1.002 | 0.688 | 1.072 | 1.002 | 1.7778 | 1.7333 | 1 | 1 | 1.7778 | 1 | -0.01754 | 0 | -0.01798 | 0 | 0 | 0
CFLMFm2003CZ07 | CFLSDGMFmCZ072003 | CFL | SDG | MFm | 2003 | CZ07 | rWtd | 1.0061 | 1.114 | -0.013309 |  | 49272.1641 | 7085.073 | 118412.5462 | 17027.0891 | 6144.4729 | 14766.6069 | 212707.9522 | 730 | 731 | 733 | 732 | 730 | 733 | 1.114 | 0.992 | 1 | 0.708 | 1.114 | 1 | 1.3778 | 1.4667 | 1 | 1 | 1.3778 | 1 | -0.0166 | 0 | -0.017 | 0 | 0 | 0
CFLMFm2003CZ08 | CFLSDGMFmCZ082003 | CFL | SDG | MFm | 2003 | CZ08 | rWtd | 1.0671 | 1.4733 | -0.011863 |  | 7561.75 | 1087.3391 | 3363.6347 | 483.6726 | 942.9861 | 419.4612 | 13858.8438 | 734 | 735 | 737 | 736 | 734 | 737 | 1.122 | 1.008 | 1.004 | 0.728 | 1.122 | 1.004 | 1.6889 | 1.6444 | 1 | 1 | 1.6889 | 1 | -0.0149 | 0 | -0.01538 | 0 | 0 | 0
CFLMFm2003CZ09 | CFLSDGMFmCZ092003 | CFL | SDG | MFm | 2003 | CZ09 | rWtd | 0 | 0 | 0 |  | 0 | 0 | 0 | 0 | 0 | 0 | 0 | 738 | 739 | 741 | 740 | 738 | 741 | 1.116 | 0.99 | 0.998 | 0.682 | 1.116 | 0.998 | 1.7727 | 1.9091 | 1.0227 | 1.0227 | 1.7727 | 1.0227 | -0.0168 | 0 | -0.0173 | 0 | 0 | 0
CFLMFm2003CZ10 | CFLSDGMFmCZ102003 | CFL | SDG | MFm | 2003 | CZ10 | rWtd | 1.0617 | 1.7858 | -0.011353 |  | 39344.3686 | 5657.5092 | 10007.0567 | 1438.9611 | 4906.4296 | 1247.9275 | 62602.2527 | 742 | 743 | 745 | 744 | 742 | 745 | 1.098 | 0.978 | 1.004 | 0.726 | 1.098 | 1.004 | 1.9773 | 2 | 1.0227 | 1.0227 | 1.9773 | 1.0227 | -0.01432 | 0 | -0.01472 | 0 | 0 | 0
CFLMFm2003CZ11 | CFLSDGMFmCZ112003 | CFL | SDG | MFm | 2003 | CZ11 | rWtd | 0 | 0 | 0 |  | 0 | 0 | 0 | 0 | 0 | 0 | 0 | 746 | 747 | 749 | 748 | 746 | 749 | 1.13 | 0.958 | 0.996 | 0.598 | 1.13 | 0.996 | 1.65 | 1.625 | 1.025 | 1.025 | 1.65 | 1.025 | -0.0204 | 0 | -0.021 | 0 | 0 | 0
CFLMFm2003CZ12 | CFLSDGMFmCZ122003 | CFL | SDG | MFm | 2003 | CZ12 | rWtd | 0 | 0 | 0 |  | 0 | 0 | 0 | 0 | 0 | 0 | 0 | 750 | 751 | 753 | 752 | 750 | 753 | 1.11 | 0.952 | 0.996 | 0.62 | 1.11 | 0.996 | 1.7 | 1.675 | 1.05 | 1 | 1.7 | 1.05 | -0.01968 | 0 | -0.0202 | 0 | 0 | 0
CFLMFm2003CZ13 | CFLSDGMFmCZ132003 | CFL | SDG | MFm | 2003 | CZ13 | rWtd | 0 | 0 | 0 |  | 0 | 0 | 0 | 0 | 0 | 0 | 0 | 754 | 755 | 757 | 756 | 754 | 757 | 1.138 | 0.986 | 0.998 | 0.642 | 1.138 | 0.998 | 1.7 | 1.675 | 1.05 | 1.025 | 1.7 | 1.05 | -0.01824 | 0 | -0.01882 | 0 | 0 | 0
CFLMFm2003CZ14 | CFLSDGMFmCZ142003 | CFL | SDG | MFm | 2003 | CZ14 | rWtd | 1.1158 | 1.4129 | -0.016082 |  | 192.3056 | 27.6525 | 0 | 0 | 23.9814 | 0 | 243.9395 | 758 | 759 | 761 | 760 | 758 | 761 | 1.136 | 0.958 | 0.994 | 0.604 | 1.136 | 0.994 | 1.4048 | 1.4762 | 1 | 1.0238 | 1.4048 | 1 | -0.0204 | 0 | -0.0208 | 0 | 0 | 0
CFLMFm2003CZ15 | CFLSDGMFmCZ152003 | CFL | SDG | MFm | 2003 | CZ15 | rWtd | 1.1908 | 1.5903 | -0.0072054 |  | 132.499 | 19.0526 | 0 | 0 | 16.5233 | 0 | 168.0749 | 762 | 763 | 765 | 764 | 762 | 765 | 1.196 | 1.15 | 1.008 | 0.832 | 1.196 | 1.008 | 1.5714 | 1.7381 | 1.0238 | 1 | 1.5714 | 1.0238 | -0.00914 | 0 | -0.00972 | 0 | 0 | 0
CFLMFm2003CZ16 | CFLSDGMFmCZ162003 | CFL | SDG | MFm | 2003 | CZ16 | rWtd | 0 | 0 | 0 |  | 0 | 0 | 0 | 0 | 0 | 0 | 0 | 766 | 767 | 769 | 768 | 766 | 769 | 1.088 | 0.81 | 0.992 | 0.518 | 1.088 | 0.992 | 1.675 | 1.7 | 1.05 | 1 | 1.675 | 1.05 | -0.0256 | 0 | -0.0262 | 0 | 0 | 0
CFLMFm2007CZ01 | CFLSDGMFmCZ012007 | CFL | SDG | MFm | 2007 | CZ01 | rWtd | 0 | 0 | 0 |  | 0 | 0 | 0 | 0 | 0 | 0 | 0 | 770 | 771 | 773 | 772 | 770 | 773 | 1 | 0.712 | 0.978 | 0.29 | 1 | 0.978 | 1.0455 | 1.0227 | 1.0455 | 1 | 1.0455 | 1.0455 | -0.03413 | 0 | -0.03413 | 0 | 0 | 0
CFLMFm2007CZ02 | CFLSDGMFmCZ022007 | CFL | SDG | MFm | 2007 | CZ02 | rWtd | 0 | 0 | 0 |  | 0 | 0 | 0 | 0 | 0 | 0 | 0 | 774 | 775 | 777 | 776 | 774 | 777 | 1.052 | 0.878 | 0.994 | 0.572 | 1.052 | 0.994 | 1.6098 | 1.5366 | 1 | 1 | 1.6098 | 1 | -0.0214 | 0 | -0.0218 | 0 | 0 | 0
CFLMFm2007CZ03 | CFLSDGMFmCZ032007 | CFL | SDG | MFm | 2007 | CZ03 | rWtd | 0 | 0 | 0 |  | 0 | 0 | 0 | 0 | 0 | 0 | 0 | 778 | 779 | 781 | 780 | 778 | 781 | 1 | 0.816 | 0.986 | 0.49 | 1 | 0.986 | 1.225 | 1.175 | 1.025 | 1.025 | 1.225 | 1.025 | -0.0264 | 0 | -0.027 | 0 | 0 | 0
CFLMFm2007CZ04 | CFLSDGMFmCZ042007 | CFL | SDG | MFm | 2007 | CZ04 | rWtd | 0 | 0 | 0 |  | 0 | 0 | 0 | 0 | 0 | 0 | 0 | 782 | 783 | 785 | 784 | 782 | 785 | 1.07 | 0.926 | 1 | 0.646 | 1.07 | 1 | 1.6591 | 1.75 | 1.0455 | 1.0227 | 1.6591 | 1.0455 | -0.01806 | 0 | -0.01834 | 0 | 0 | 0
CFLMFm2007CZ05 | CFLSDGMFmCZ052007 | CFL | SDG | MFm | 2007 | CZ05 | rWtd | 0 | 0 | 0 |  | 0 | 0 | 0 | 0 | 0 | 0 | 0 | 786 | 787 | 789 | 788 | 786 | 789 | 1.006 | 0.82 | 0.994 | 0.518 | 1.006 | 0.994 | 1.2955 | 1.25 | 1.0227 | 1 | 1.2955 | 1.0227 | -0.0252 | 0 | -0.0254 | 0 | 0 | 0
CFLMFm2007CZ06 | CFLSDGMFmCZ062007 | CFL | SDG | MFm | 2007 | CZ06 | rWtd | 1.0546 | 1.5308 | -0.014852 |  | 191.8247 | 27.5834 | 0 | 0 | 23.9215 | 0 | 243.3296 | 790 | 791 | 793 | 792 | 790 | 793 | 1.07 | 0.934 | 0.998 | 0.654 | 1.07 | 0.998 | 1.5333 | 1.5111 | 1 | 1 | 1.5333 | 1 | -0.01884 | 0 | -0.01906 | 0 | 0 | 0
CFLMFm2007CZ07 | CFLSDGMFmCZ072007 | CFL | SDG | MFm | 2007 | CZ07 | rWtd | 1.0735 | 1.3459 | -0.014185 |  | 2497.5237 | 359.1305 | 284.3936 | 40.8943 | 311.4531 | 35.4652 | 3528.8604 | 794 | 795 | 797 | 796 | 794 | 797 | 1.1 | 0.978 | 0.998 | 0.684 | 1.1 | 0.998 | 1.3778 | 1.4444 | 1 | 1 | 1.3778 | 1 | -0.01794 | 0 | -0.01846 | 0 | 0 | 0
CFLMFm2007CZ08 | CFLSDGMFmCZ082007 | CFL | SDG | MFm | 2007 | CZ08 | rWtd | 1.0927 | 1.3484 | -0.012156 |  | 954.8333 | 137.2999 | 0 | 0 | 119.0722 | 0 | 1211.2054 | 798 | 799 | 801 | 800 | 798 | 801 | 1.104 | 1.004 | 1.002 | 0.718 | 1.104 | 1.002 | 1.3333 | 1.4667 | 1 | 1 | 1.3333 | 1 | -0.01542 | 0 | -0.01578 | 0 | 0 | 0
CFLMFm2007CZ09 | CFLSDGMFmCZ092007 | CFL | SDG | MFm | 2007 | CZ09 | rWtd | 0 | 0 | 0 |  | 0 | 0 | 0 | 0 | 0 | 0 | 0 | 802 | 803 | 805 | 804 | 802 | 805 | 1.098 | 0.984 | 1 | 0.688 | 1.098 | 1 | 1.5455 | 1.5682 | 1.0455 | 1 | 1.5455 | 1.0455 | -0.01602 | 0 | -0.0164 | 0 | 0 | 0
CFLMFm2007CZ10 | CFLSDGMFmCZ102007 | CFL | SDG | MFm | 2007 | CZ10 | rWtd | 1.003 | 1.1828 | -0.012108 |  | 252.5855 | 36.3204 | 691.8029 | 99.4775 | 31.4986 | 86.2711 | 1197.9561 | 806 | 807 | 809 | 808 | 806 | 809 | 1.106 | 0.994 | 1.004 | 0.704 | 1.106 | 1.004 | 1.6136 | 1.6818 | 1.0227 | 1.0227 | 1.6136 | 1.0227 | -0.01492 | 0 | -0.01552 | 0 | 0 | 0
CFLMFm2007CZ11 | CFLSDGMFmCZ112007 | CFL | SDG | MFm | 2007 | CZ11 | rWtd | 0 | 0 | 0 |  | 0 | 0 | 0 | 0 | 0 | 0 | 0 | 810 | 811 | 813 | 812 | 810 | 813 | 1.104 | 0.944 | 0.996 | 0.59 | 1.104 | 0.996 | 1.439 | 1.4146 | 1.0244 | 1 | 1.439 | 1.0244 | -0.0208 | 0 | -0.0212 | 0 | 0 | 0
CFLMFm2007CZ12 | CFLSDGMFmCZ122007 | CFL | SDG | MFm | 2007 | CZ12 | rWtd | 0 | 0 | 0 |  | 0 | 0 | 0 | 0 | 0 | 0 | 0 | 814 | 815 | 817 | 816 | 814 | 817 | 1.094 | 0.946 | 0.996 | 0.612 | 1.094 | 0.996 | 1.4634 | 1.5122 | 1 | 1.0244 | 1.4634 | 1 | -0.0198 | 0 | -0.0202 | 0 | 0 | 0
CFLMFm2007CZ13 | CFLSDGMFmCZ132007 | CFL | SDG | MFm | 2007 | CZ13 | rWtd | 0 | 0 | 0 |  | 0 | 0 | 0 | 0 | 0 | 0 | 0 | 818 | 819 | 821 | 820 | 818 | 821 | 1.112 | 0.972 | 0.998 | 0.632 | 1.112 | 0.998 | 1.4878 | 1.439 | 1 | 1 | 1.4878 | 1 | -0.01918 | 0 | -0.01968 | 0 | 0 | 0
CFLMFm2007CZ14 | CFLSDGMFmCZ142007 | CFL | SDG | MFm | 2007 | CZ14 | rWtd | 1.0674 | 1.2729 | -0.016145 |  | 0.63041 | 0.090649 | 0.15793 | 0.022709 | 0.078615 | 0.019694 | 1 | 822 | 823 | 825 | 824 | 822 | 825 | 1.116 | 0.946 | 0.996 | 0.594 | 1.116 | 0.996 | 1.3333 | 1.3571 | 1.0238 | 1 | 1.3333 | 1.0238 | -0.0204 | 0 | -0.0208 | 0 | 0 | 0
CFLMFm2007CZ15 | CFLSDGMFmCZ152007 | CFL | SDG | MFm | 2007 | CZ15 | rWtd | 1.1281 | 1.3561 | -0.0071582 |  | 0.63041 | 0.090649 | 0.15793 | 0.022709 | 0.078615 | 0.019694 | 1 | 826 | 827 | 829 | 828 | 826 | 829 | 1.168 | 1.126 | 1.008 | 0.832 | 1.168 | 1.008 | 1.4286 | 1.5238 | 1.0238 | 1.0238 | 1.4286 | 1.0238 | -0.00898 | 0 | -0.00948 | 0 | 0 | 0
CFLMFm2007CZ16 | CFLSDGMFmCZ162007 | CFL | SDG | MFm | 2007 | CZ16 | rWtd | 0 | 0 | 0 |  | 0 | 0 | 0 | 0 | 0 | 0 | 0 | 830 | 831 | 833 | 832 | 830 | 833 | 1.068 | 0.812 | 0.99 | 0.492 | 1.068 | 0.99 | 1.4 | 1.425 | 1.05 | 1.025 | 1.4 | 1.05 | -0.026 | 0 | -0.0264 | 0 | 0 | 0
CFLMFm2011CZ01 | CFLSDGMFmCZ012011 | CFL | SDG | MFm | 2011 | CZ01 | rWtd | 0 | 0 | 0 |  | 0 | 0 | 0 | 0 | 0 | 0 | 0 | 834 | 835 | 837 | 836 | 834 | 837 | 1 | 0.726 | 0.982 | 0.336 | 1 | 0.982 | 1.0227 | 1 | 1.0227 | 1 | 1.0227 | 1.0227 | -0.03413 | 0 | -0.03413 | 0 | 0 | 0
CFLMFm2011CZ02 | CFLSDGMFmCZ022011 | CFL | SDG | MFm | 2011 | CZ02 | rWtd | 0 | 0 | 0 |  | 0 | 0 | 0 | 0 | 0 | 0 | 0 | 838 | 839 | 841 | 840 | 838 | 841 | 1.064 | 0.89 | 0.998 | 0.602 | 1.064 | 0.998 | 1.561 | 1.561 | 1 | 1 | 1.561 | 1 | -0.0206 | 0 | -0.0208 | 0 | 0 | 0
CFLMFm2011CZ03 | CFLSDGMFmCZ032011 | CFL | SDG | MFm | 2011 | CZ03 | rWtd | 0 | 0 | 0 |  | 0 | 0 | 0 | 0 | 0 | 0 | 0 | 842 | 843 | 845 | 844 | 842 | 845 | 1 | 0.83 | 0.99 | 0.518 | 1 | 0.99 | 1.25 | 1.2 | 1.025 | 1.025 | 1.25 | 1.025 | -0.0254 | 0 | -0.0256 | 0 | 0 | 0
CFLMFm2011CZ04 | CFLSDGMFmCZ042011 | CFL | SDG | MFm | 2011 | CZ04 | rWtd | 0 | 0 | 0 |  | 0 | 0 | 0 | 0 | 0 | 0 | 0 | 846 | 847 | 849 | 848 | 846 | 849 | 1.094 | 0.948 | 1.006 | 0.702 | 1.094 | 1.006 | 1.7955 | 1.75 | 1.0227 | 1.0227 | 1.7955 | 1.0227 | -0.01594 | 0 | -0.01624 | 0 | 0 | 0
CFLMFm2011CZ05 | CFLSDGMFmCZ052011 | CFL | SDG | MFm | 2011 | CZ05 | rWtd | 0 | 0 | 0 |  | 0 | 0 | 0 | 0 | 0 | 0 | 0 | 850 | 851 | 853 | 852 | 850 | 853 | 1.01 | 0.824 | 0.996 | 0.54 | 1.01 | 0.996 | 1.2727 | 1.2045 | 1.0227 | 1.0227 | 1.2727 | 1.0227 | -0.0252 | 0 | -0.0254 | 0 | 0 | 0
CFLMFm2011CZ06 | CFLSDGMFmCZ062011 | CFL | SDG | MFm | 2011 | CZ06 | rWtd | 1.0586 | 1.5161 | -0.015231 |  | 191.8247 | 27.5834 | 0 | 0 | 23.9215 | 0 | 243.3296 | 854 | 855 | 857 | 856 | 854 | 857 | 1.074 | 0.938 | 1 | 0.66 | 1.074 | 1 | 1.5111 | 1.5556 | 1 | 1 | 1.5111 | 1 | -0.01932 | 0 | -0.01944 | 0 | 0 | 0
CFLMFm2011CZ07 | CFLSDGMFmCZ072011 | CFL | SDG | MFm | 2011 | CZ07 | rWtd | 1.1005 | 1.3106 | -0.0125 |  | 2497.5237 | 359.1305 | 284.3936 | 40.8943 | 311.4531 | 35.4652 | 3528.8604 | 858 | 859 | 861 | 860 | 858 | 861 | 1.128 | 1.014 | 1.004 | 0.728 | 1.128 | 1.004 | 1.3333 | 1.4444 | 1 | 1 | 1.3333 | 1 | -0.01582 | 0 | -0.01618 | 0 | 0 | 0
CFLMFm2011CZ08 | CFLSDGMFmCZ082011 | CFL | SDG | MFm | 2011 | CZ08 | rWtd | 1.1144 | 1.4197 | -0.010942 |  | 954.8333 | 137.2999 | 0 | 0 | 119.0722 | 0 | 1211.2054 | 862 | 863 | 865 | 864 | 862 | 865 | 1.126 | 1.024 | 1.006 | 0.754 | 1.126 | 1.006 | 1.4222 | 1.4 | 1 | 1 | 1.4222 | 1 | -0.01388 | 0 | -0.01434 | 0 | 0 | 0
CFLMFm2011CZ09 | CFLSDGMFmCZ092011 | CFL | SDG | MFm | 2011 | CZ09 | rWtd | 0 | 0 | 0 |  | 0 | 0 | 0 | 0 | 0 | 0 | 0 | 866 | 867 | 869 | 868 | 866 | 869 | 1.11 | 1 | 1.004 | 0.72 | 1.11 | 1.004 | 1.5227 | 1.5455 | 1.0227 | 1.0227 | 1.5227 | 1.0227 | -0.01516 | 0 | -0.0156 | 0 | 0 | 0
CFLMFm2011CZ10 | CFLSDGMFmCZ102011 | CFL | SDG | MFm | 2011 | CZ10 | rWtd | 1.0085 | 1.1733 | -0.011397 |  | 252.5855 | 36.3204 | 691.8029 | 99.4775 | 31.4986 | 86.2711 | 1197.9561 | 870 | 871 | 873 | 872 | 870 | 873 | 1.112 | 1.004 | 1.006 | 0.734 | 1.112 | 1.006 | 1.5227 | 1.5909 | 1.0455 | 1.0227 | 1.5227 | 1.0455 | -0.01412 | 0 | -0.01458 | 0 | 0 | 0
CFLMFm2011CZ11 | CFLSDGMFmCZ112011 | CFL | SDG | MFm | 2011 | CZ11 | rWtd | 0 | 0 | 0 |  | 0 | 0 | 0 | 0 | 0 | 0 | 0 | 874 | 875 | 877 | 876 | 874 | 877 | 1.108 | 0.952 | 0.998 | 0.614 | 1.108 | 0.998 | 1.439 | 1.4146 | 1 | 1 | 1.439 | 1 | -0.0202 | 0 | -0.0206 | 0 | 0 | 0
CFLMFm2011CZ12 | CFLSDGMFmCZ122011 | CFL | SDG | MFm | 2011 | CZ12 | rWtd | 0 | 0 | 0 |  | 0 | 0 | 0 | 0 | 0 | 0 | 0 | 878 | 879 | 881 | 880 | 878 | 881 | 1.104 | 0.956 | 1 | 0.636 | 1.104 | 1 | 1.5122 | 1.4878 | 1.0244 | 1 | 1.5122 | 1.0244 | -0.0187 | 0 | -0.01918 | 0 | 0 | 0
CFLMFm2011CZ13 | CFLSDGMFmCZ132011 | CFL | SDG | MFm | 2011 | CZ13 | rWtd | 0 | 0 | 0 |  | 0 | 0 | 0 | 0 | 0 | 0 | 0 | 882 | 883 | 885 | 884 | 882 | 885 | 1.116 | 0.982 | 1 | 0.656 | 1.116 | 1 | 1.4634 | 1.4878 | 1.0244 | 1 | 1.4634 | 1.0244 | -0.01866 | 0 | -0.0192 | 0 | 0 | 0
CFLMFm2011CZ14 | CFLSDGMFmCZ142011 | CFL | SDG | MFm | 2011 | CZ14 | rWtd | 1.0756 | 1.3029 | -0.015559 |  | 0.63041 | 0.090649 | 0.15793 | 0.022709 | 0.078615 | 0.019694 | 1 | 886 | 887 | 889 | 888 | 886 | 889 | 1.126 | 0.948 | 0.998 | 0.618 | 1.126 | 0.998 | 1.381 | 1.3095 | 1.0238 | 1.0238 | 1.381 | 1.0238 | -0.01962 | 0 | -0.0202 | 0 | 0 | 0
CFLMFm2011CZ15 | CFLSDGMFmCZ152011 | CFL | SDG | MFm | 2011 | CZ15 | rWtd | 1.1345 | 1.3534 | -0.0069375 |  | 0.63041 | 0.090649 | 0.15793 | 0.022709 | 0.078615 | 0.019694 | 1 | 890 | 891 | 893 | 892 | 890 | 893 | 1.176 | 1.126 | 1.01 | 0.846 | 1.176 | 1.01 | 1.4286 | 1.5 | 1.0238 | 1 | 1.4286 | 1.0238 | -0.0087 | 0 | -0.0092 | 0 | 0 | 0
CFLMFm2011CZ16 | CFLSDGMFmCZ162011 | CFL | SDG | MFm | 2011 | CZ16 | rWtd | 0 | 0 | 0 |  | 0 | 0 | 0 | 0 | 0 | 0 | 0 | 894 | 895 | 897 | 896 | 894 | 897 | 1.072 | 0.818 | 0.992 | 0.508 | 1.072 | 0.992 | 1.4 | 1.425 | 1.025 | 1.05 | 1.4 | 1.025 | -0.0256 | 0 | -0.026 | 0 | 0 | 0
CFLMFm2015CZ01 | CFLSDGMFmCZ012015 | CFL | SDG | MFm | 2015 | CZ01 | rWtd | 0 | 0 | 0 |  | 0 | 0 | 0 | 0 | 0 | 0 | 0 | 898 | 899 | 901 | 900 | 898 | 901 | 1 | 0.754 | 0.986 | 0.392 | 1 | 0.986 | 1.0455 | 1.0227 | 1.0455 | 1.0227 | 1.0455 | 1.0455 | -0.032 | 0 | -0.0322 | 0 | 0 | 0
CFLMFm2015CZ02 | CFLSDGMFmCZ022015 | CFL | SDG | MFm | 2015 | CZ02 | rWtd | 0 | 0 | 0 |  | 0 | 0 | 0 | 0 | 0 | 0 | 0 | 902 | 903 | 905 | 904 | 902 | 905 | 1.058 | 0.894 | 0.998 | 0.596 | 1.058 | 0.998 | 1.5122 | 1.4878 | 1.0244 | 1 | 1.5122 | 1.0244 | -0.021 | 0 | -0.0212 | 0 | 0 | 0
CFLMFm2015CZ03 | CFLSDGMFmCZ032015 | CFL | SDG | MFm | 2015 | CZ03 | rWtd | 0 | 0 | 0 |  | 0 | 0 | 0 | 0 | 0 | 0 | 0 | 906 | 907 | 909 | 908 | 906 | 909 | 1.006 | 0.858 | 0.994 | 0.568 | 1.006 | 0.994 | 1.25 | 1.25 | 1.05 | 1.025 | 1.25 | 1.05 | -0.023 | 0 | -0.023 | 0 | 0 | 0
CFLMFm2015CZ04 | CFLSDGMFmCZ042015 | CFL | SDG | MFm | 2015 | CZ04 | rWtd | 0 | 0 | 0 |  | 0 | 0 | 0 | 0 | 0 | 0 | 0 | 910 | 911 | 913 | 912 | 910 | 913 | 1.08 | 0.946 | 1.006 | 0.696 | 1.08 | 1.006 | 1.6364 | 1.7273 | 1.0455 | 1.0227 | 1.6364 | 1.0455 | -0.01636 | 0 | -0.01666 | 0 | 0 | 0
CFLMFm2015CZ05 | CFLSDGMFmCZ052015 | CFL | SDG | MFm | 2015 | CZ05 | rWtd | 0 | 0 | 0 |  | 0 | 0 | 0 | 0 | 0 | 0 | 0 | 914 | 915 | 917 | 916 | 914 | 917 | 1.03 | 0.886 | 1.008 | 0.668 | 1.03 | 1.008 | 1.3182 | 1.2727 | 1.0227 | 1.0227 | 1.3182 | 1.0227 | -0.01834 | 0 | -0.0184 | 0 | 0 | 0
CFLMFm2015CZ06 | CFLSDGMFmCZ062015 | CFL | SDG | MFm | 2015 | CZ06 | rWtd | 1.0479 | 1.452 | -0.015467 |  | 191.8247 | 27.5834 | 0 | 0 | 23.9215 | 0 | 243.3296 | 918 | 919 | 921 | 920 | 918 | 921 | 1.062 | 0.938 | 1 | 0.652 | 1.062 | 1 | 1.4444 | 1.5111 | 1 | 1 | 1.4444 | 1 | -0.01962 | 0 | -0.01982 | 0 | 0 | 0
CFLMFm2015CZ07 | CFLSDGMFmCZ072015 | CFL | SDG | MFm | 2015 | CZ07 | rWtd | 1.0853 | 1.2527 | -0.012768 |  | 2497.5237 | 359.1305 | 284.3936 | 40.8943 | 311.4531 | 35.4652 | 3528.8604 | 922 | 923 | 925 | 924 | 922 | 925 | 1.11 | 1.006 | 1.004 | 0.718 | 1.11 | 1.004 | 1.2667 | 1.3778 | 1.0222 | 1 | 1.2667 | 1.0222 | -0.01618 | 0 | -0.01634 | 0 | 0 | 0
CFLMFm2015CZ08 | CFLSDGMFmCZ082015 | CFL | SDG | MFm | 2015 | CZ08 | rWtd | 1.0983 | 1.3459 | -0.011368 |  | 954.8333 | 137.2999 | 0 | 0 | 119.0722 | 0 | 1211.2054 | 926 | 927 | 929 | 928 | 926 | 929 | 1.108 | 1.022 | 1.006 | 0.746 | 1.108 | 1.006 | 1.3333 | 1.4444 | 1.0222 | 1 | 1.3333 | 1.0222 | -0.01442 | 0 | -0.01486 | 0 | 0 | 0
CFLMFm2015CZ09 | CFLSDGMFmCZ092015 | CFL | SDG | MFm | 2015 | CZ09 | rWtd | 0 | 0 | 0 |  | 0 | 0 | 0 | 0 | 0 | 0 | 0 | 930 | 931 | 933 | 932 | 930 | 933 | 1.098 | 0.998 | 1.004 | 0.712 | 1.098 | 1.004 | 1.5 | 1.5 | 1.0227 | 1.0227 | 1.5 | 1.0227 | -0.01548 | 0 | -0.01578 | 0 | 0 | 0
CFLMFm2015CZ10 | CFLSDGMFmCZ102015 | CFL | SDG | MFm | 2015 | CZ10 | rWtd | 1.0079 | 1.1625 | -0.011122 |  | 252.5855 | 36.3204 | 691.8029 | 99.4775 | 31.4986 | 86.2711 | 1197.9561 | 934 | 935 | 937 | 936 | 934 | 937 | 1.102 | 1.008 | 1.008 | 0.738 | 1.102 | 1.008 | 1.4773 | 1.5909 | 1.0455 | 1.0227 | 1.4773 | 1.0455 | -0.0138 | 0 | -0.01422 | 0 | 0 | 0
CFLMFm2015CZ11 | CFLSDGMFmCZ112015 | CFL | SDG | MFm | 2015 | CZ11 | rWtd | 0 | 0 | 0 |  | 0 | 0 | 0 | 0 | 0 | 0 | 0 | 938 | 939 | 941 | 940 | 938 | 941 | 1.1 | 0.954 | 0.998 | 0.614 | 1.1 | 0.998 | 1.4146 | 1.4146 | 1 | 1 | 1.4146 | 1 | -0.01992 | 0 | -0.0204 | 0 | 0 | 0
CFLMFm2015CZ12 | CFLSDGMFmCZ122015 | CFL | SDG | MFm | 2015 | CZ12 | rWtd | 0 | 0 | 0 |  | 0 | 0 | 0 | 0 | 0 | 0 | 0 | 942 | 943 | 945 | 944 | 942 | 945 | 1.092 | 0.952 | 1 | 0.628 | 1.092 | 1 | 1.4634 | 1.4634 | 1.0244 | 1.0244 | 1.4634 | 1.0244 | -0.0191 | 0 | -0.01952 | 0 | 0 | 0
CFLMFm2015CZ13 | CFLSDGMFmCZ132015 | CFL | SDG | MFm | 2015 | CZ13 | rWtd | 0 | 0 | 0 |  | 0 | 0 | 0 | 0 | 0 | 0 | 0 | 946 | 947 | 949 | 948 | 946 | 949 | 1.104 | 0.982 | 1.002 | 0.66 | 1.104 | 1.002 | 1.4146 | 1.4634 | 1.0244 | 1 | 1.4146 | 1.0244 | -0.01846 | 0 | -0.01894 | 0 | 0 | 0
CFLMFm2015CZ14 | CFLSDGMFmCZ142015 | CFL | SDG | MFm | 2015 | CZ14 | rWtd | 1.0679 | 1.3241 | -0.015987 |  | 0.63041 | 0.090649 | 0.15793 | 0.022709 | 0.078615 | 0.019694 | 1 | 950 | 951 | 953 | 952 | 950 | 953 | 1.116 | 0.95 | 0.996 | 0.6 | 1.116 | 0.996 | 1.4048 | 1.3571 | 1.0238 | 1.0238 | 1.4048 | 1.0238 | -0.0202 | 0 | -0.0206 | 0 | 0 | 0
CFLMFm2015CZ15 | CFLSDGMFmCZ152015 | CFL | SDG | MFm | 2015 | CZ15 | rWtd | 1.1188 | 1.3301 | -0.0069343 |  | 0.63041 | 0.090649 | 0.15793 | 0.022709 | 0.078615 | 0.019694 | 1 | 954 | 955 | 957 | 956 | 954 | 957 | 1.156 | 1.11 | 1.01 | 0.844 | 1.156 | 1.01 | 1.4048 | 1.4286 | 1.0238 | 1 | 1.4048 | 1.0238 | -0.0087 | 0 | -0.00918 | 0 | 0 | 0
CFLMFm2015CZ16 | CFLSDGMFmCZ162015 | CFL | SDG | MFm | 2015 | CZ16 | rWtd | 0 | 0 | 0 |  | 0 | 0 | 0 | 0 | 0 | 0 | 0 | 958 | 959 | 961 | 960 | 958 | 961 | 1.06 | 0.81 | 0.99 | 0.47 | 1.06 | 0.99 | 1.375 | 1.4 | 1.05 | 1.025 | 1.375 | 1.05 | -0.0276 | 0 | -0.0278 | 0 | 0 | 0
CFLMFm2017CZ01 | CFLSDGMFmCZ012017 | CFL | SDG | MFm | 2017 | CZ01 | rWtd | 0 | 0 | 0 |  | 0 | 0 | 0 | 0 | 0 | 0 | 0 | 962 | 963 | 965 | 964 | 962 | 965 | 1 | 0.762 | 0.988 | 0.402 | 1 | 0.988 | 1.0455 | 1.0227 | 1.0455 | 1.0227 | 1.0455 | 1.0455 | -0.0308 | 0 | -0.0316 | 0 | 0 | 0
CFLMFm2017CZ02 | CFLSDGMFmCZ022017 | CFL | SDG | MFm | 2017 | CZ02 | rWtd | 0 | 0 | 0 |  | 0 | 0 | 0 | 0 | 0 | 0 | 0 | 966 | 967 | 969 | 968 | 966 | 969 | 1.06 | 0.9 | 1 | 0.598 | 1.06 | 1 | 1.5122 | 1.439 | 1.0244 | 1 | 1.5122 | 1.0244 | -0.0204 | 0 | -0.0206 | 0 | 0 | 0
CFLMFm2017CZ03 | CFLSDGMFmCZ032017 | CFL | SDG | MFm | 2017 | CZ03 | rWtd | 0 | 0 | 0 |  | 0 | 0 | 0 | 0 | 0 | 0 | 0 | 970 | 971 | 973 | 972 | 970 | 973 | 1.008 | 0.858 | 0.996 | 0.574 | 1.008 | 0.996 | 1.25 | 1.225 | 1.05 | 1.025 | 1.25 | 1.05 | -0.0226 | 0 | -0.023 | 0 | 0 | 0
CFLMFm2017CZ04 | CFLSDGMFmCZ042017 | CFL | SDG | MFm | 2017 | CZ04 | rWtd | 0 | 0 | 0 |  | 0 | 0 | 0 | 0 | 0 | 0 | 0 | 974 | 975 | 977 | 976 | 974 | 977 | 1.082 | 0.956 | 1.008 | 0.71 | 1.082 | 1.008 | 1.6364 | 1.7045 | 1.0227 | 1.0227 | 1.6364 | 1.0227 | -0.01504 | 0 | -0.01532 | 0 | 0 | 0
CFLMFm2017CZ05 | CFLSDGMFmCZ052017 | CFL | SDG | MFm | 2017 | CZ05 | rWtd | 0 | 0 | 0 |  | 0 | 0 | 0 | 0 | 0 | 0 | 0 | 978 | 979 | 981 | 980 | 978 | 981 | 1.032 | 0.89 | 1.008 | 0.676 | 1.032 | 1.008 | 1.3409 | 1.2727 | 1.0227 | 1.0227 | 1.3409 | 1.0227 | -0.01788 | 0 | -0.01798 | 0 | 0 | 0
CFLMFm2017CZ06 | CFLSDGMFmCZ062017 | CFL | SDG | MFm | 2017 | CZ06 | rWtd | 1.0442 | 1.4323 | -0.015483 |  | 191.8247 | 27.5834 | 0 | 0 | 23.9215 | 0 | 243.3296 | 982 | 983 | 985 | 984 | 982 | 985 | 1.058 | 0.936 | 1 | 0.648 | 1.058 | 1 | 1.4222 | 1.5111 | 1 | 1 | 1.4222 | 1 | -0.01964 | 0 | -0.0198 | 0 | 0 | 0
CFLMFm2017CZ07 | CFLSDGMFmCZ072017 | CFL | SDG | MFm | 2017 | CZ07 | rWtd | 1.0818 | 1.2707 | -0.012727 |  | 2497.5237 | 359.1305 | 284.3936 | 40.8943 | 311.4531 | 35.4652 | 3528.8604 | 986 | 987 | 989 | 988 | 986 | 989 | 1.106 | 1.004 | 1.004 | 0.712 | 1.106 | 1.004 | 1.2889 | 1.4 | 1 | 1 | 1.2889 | 1 | -0.01612 | 0 | -0.01636 | 0 | 0 | 0
CFLMFm2017CZ08 | CFLSDGMFmCZ082017 | CFL | SDG | MFm | 2017 | CZ08 | rWtd | 1.1025 | 1.3409 | -0.010438 |  | 954.8333 | 137.2999 | 0 | 0 | 119.0722 | 0 | 1211.2054 | 990 | 991 | 993 | 992 | 990 | 993 | 1.112 | 1.028 | 1.008 | 0.754 | 1.112 | 1.008 | 1.3333 | 1.4 | 1 | 1 | 1.3333 | 1 | -0.01324 | 0 | -0.01368 | 0 | 0 | 0
CFLMFm2017CZ09 | CFLSDGMFmCZ092017 | CFL | SDG | MFm | 2017 | CZ09 | rWtd | 0 | 0 | 0 |  | 0 | 0 | 0 | 0 | 0 | 0 | 0 | 994 | 995 | 997 | 996 | 994 | 997 | 1.1 | 1.008 | 1.006 | 0.718 | 1.1 | 1.006 | 1.4318 | 1.4545 | 1.0227 | 1.0227 | 1.4318 | 1.0227 | -0.01476 | 0 | -0.0152 | 0 | 0 | 0
CFLMFm2017CZ10 | CFLSDGMFmCZ102017 | CFL | SDG | MFm | 2017 | CZ10 | rWtd | 1.0107 | 1.1503 | -0.010522 |  | 252.5855 | 36.3204 | 691.8029 | 99.4775 | 31.4986 | 86.2711 | 1197.9561 | 998 | 999 | 1001 | 1000 | 998 | 1001 | 1.104 | 1.014 | 1.01 | 0.748 | 1.104 | 1.01 | 1.4318 | 1.5455 | 1.0455 | 1.0227 | 1.4318 | 1.0455 | -0.01304 | 0 | -0.01346 | 0 | 0 | 0
CFLMFm2017CZ11 | CFLSDGMFmCZ112017 | CFL | SDG | MFm | 2017 | CZ11 | rWtd | 0 | 0 | 0 |  | 0 | 0 | 0 | 0 | 0 | 0 | 0 | 1002 | 1003 | 1005 | 1004 | 1002 | 1005 | 1.1 | 0.958 | 1 | 0.62 | 1.1 | 1 | 1.3902 | 1.3902 | 1 | 1 | 1.3902 | 1 | -0.01932 | 0 | -0.0197 | 0 | 0 | 0
CFLMFm2017CZ12 | CFLSDGMFmCZ122017 | CFL | SDG | MFm | 2017 | CZ12 | rWtd | 0 | 0 | 0 |  | 0 | 0 | 0 | 0 | 0 | 0 | 0 | 1006 | 1007 | 1009 | 1008 | 1006 | 1009 | 1.092 | 0.958 | 1.002 | 0.632 | 1.092 | 1.002 | 1.4146 | 1.4146 | 1.0244 | 1 | 1.4146 | 1.0244 | -0.01846 | 0 | -0.01874 | 0 | 0 | 0
CFLMFm2017CZ13 | CFLSDGMFmCZ132017 | CFL | SDG | MFm | 2017 | CZ13 | rWtd | 0 | 0 | 0 |  | 0 | 0 | 0 | 0 | 0 | 0 | 0 | 1010 | 1011 | 1013 | 1012 | 1010 | 1013 | 1.108 | 0.986 | 1.002 | 0.664 | 1.108 | 1.002 | 1.439 | 1.439 | 1.0244 | 1 | 1.439 | 1.0244 | -0.0178 | 0 | -0.01826 | 0 | 0 | 0
CFLMFm2017CZ14 | CFLSDGMFmCZ142017 | CFL | SDG | MFm | 2017 | CZ14 | rWtd | 1.0634 | 1.2376 | -0.016145 |  | 0.63041 | 0.090649 | 0.15793 | 0.022709 | 0.078615 | 0.019694 | 1 | 1014 | 1015 | 1017 | 1016 | 1014 | 1017 | 1.108 | 0.958 | 0.998 | 0.602 | 1.108 | 0.998 | 1.2857 | 1.3333 | 1.0238 | 1.0238 | 1.2857 | 1.0238 | -0.0204 | 0 | -0.0208 | 0 | 0 | 0
CFLMFm2017CZ15 | CFLSDGMFmCZ152017 | CFL | SDG | MFm | 2017 | CZ15 | rWtd | 1.118 | 1.3263 | -0.0068555 |  | 0.63041 | 0.090649 | 0.15793 | 0.022709 | 0.078615 | 0.019694 | 1 | 1018 | 1019 | 1021 | 1020 | 1018 | 1021 | 1.156 | 1.1 | 1.01 | 0.846 | 1.156 | 1.01 | 1.4048 | 1.381 | 1.0238 | 1.0238 | 1.4048 | 1.0238 | -0.0086 | 0 | -0.00908 | 0 | 0 | 0
CFLMFm2017CZ16 | CFLSDGMFmCZ162017 | CFL | SDG | MFm | 2017 | CZ16 | rWtd | 0 | 0 | 0 |  | 0 | 0 | 0 | 0 | 0 | 0 | 0 | 1022 | 1023 | 1025 | 1024 | 1022 | 1025 | 1.062 | 0.822 | 0.992 | 0.474 | 1.062 | 0.992 | 1.35 | 1.4 | 1.025 | 1.025 | 1.35 | 1.025 | -0.0268 | 0 | -0.0272 | 0 | 0 | 0
CFLDMoMH72CZ01 | CFLPGEDMoCZ01MH72 | CFL | PGE | DMo | MH72 | CZ01 | rWtd | 0.95811 | 1.0227 | -0.020784 |  | 115.458 | 16.494 | 825.573 | 117.939 | 28.0398 | 200.4963 | 1304.0001 | 1219 | 1220 | 1222 | 1221 | 1219 | 1222 | 1 | 0.75 | 0.994 | 0.624 | 1 | 0.994 | 1.0227 | 1.0227 | 1.0227 | 1.0227 | 1.0227 | 1.0227 | -0.0288 | 0 | -0.0288 | 0 | 0 | 0
CFLDMoMH72CZ02 | CFLPGEDMoCZ02MH72 | CFL | PGE | DMo | MH72 | CZ02 | rWtd | 1.0597 | 1.913 | -0.019629 |  | 10589.6546 | 1512.8078 | 1012.046 | 144.578 | 2571.7733 | 245.7826 | 16076.6423 | 1223 | 1224 | 1226 | 1225 | 1223 | 1226 | 1.094 | 0.856 | 0.992 | 0.654 | 1.094 | 0.992 | 2 | 2 | 1 | 1.025 | 2 | 1 | -0.0272 | 0 | -0.0272 | 0 | 0 | 0
CFLDMoMH72CZ03 | CFLPGEDMoCZ03MH72 | CFL | PGE | DMo | MH72 | CZ03 | rWtd | 1.0017 | 1.5693 | -0.01833 |  | 5427.856 | 775.408 | 4295.5122 | 613.6446 | 1318.1936 | 1043.1958 | 13473.8102 | 1227 | 1228 | 1230 | 1229 | 1227 | 1230 | 1.054 | 0.874 | 0.992 | 0.672 | 1.054 | 0.992 | 2 | 2 | 1.025 | 1.025 | 2 | 1.025 | -0.0254 | 0 | -0.0254 | 0 | 0 | 0
CFLDMoMH72CZ04 | CFLPGEDMoCZ04MH72 | CFL | PGE | DMo | MH72 | CZ04 | rWtd | 1.0669 | 1.7176 | -0.015299 |  | 5920.5622 | 845.7946 | 2059.1816 | 294.1688 | 1437.8508 | 500.087 | 11057.645 | 1231 | 1232 | 1234 | 1233 | 1231 | 1234 | 1.12 | 0.934 | 0.996 | 0.736 | 1.12 | 0.996 | 1.9545 | 2 | 1.0227 | 1.0227 | 1.9545 | 1.0227 | -0.0212 | 0 | -0.0212 | 0 | 0 | 0
CFLDMoMH72CZ05 | CFLPGEDMoCZ05MH72 | CFL | PGE | DMo | MH72 | CZ05 | rWtd | 0.95148 | 1.1352 | -0.02463 |  | 1005.823 | 143.689 | 6544.6752 | 934.9536 | 244.2713 | 1589.4211 | 10462.8332 | 1235 | 1236 | 1238 | 1237 | 1235 | 1238 | 1.028 | 0.766 | 0.988 | 0.56 | 1.028 | 0.988 | 2 | 2 | 1 | 1.0227 | 2 | 1 | -0.03413 | 0 | -0.03413 | 0 | 0 | 0
CFLDMoMH72CZ06 | CFLPGEDMoCZ06MH72 | CFL | PGE | DMo | MH72 | CZ06 | rWtd | 0 | 0 | 0 |  | 0 | 0 | 0 | 0 | 0 | 0 | 0 | 1239 | 1240 | 1242 | 1241 | 1239 | 1242 | 1.136 | 1.012 | 1 | 0.78 | 1.136 | 1 | 1.6364 | 1.6818 | 1.0227 | 1 | 1.6364 | 1.0227 | -0.01724 | 0 | -0.0172 | 0 | 0 | 0
CFLDMoMH72CZ07 | CFLPGEDMoCZ07MH72 | CFL | PGE | DMo | MH72 | CZ07 | rWtd | 0 | 0 | 0 |  | 0 | 0 | 0 | 0 | 0 | 0 | 0 | 1243 | 1244 | 1246 | 1245 | 1243 | 1246 | 1.15 | 1.046 | 1 | 0.8 | 1.15 | 1 | 1.6364 | 1.7045 | 1 | 1.0227 | 1.6364 | 1 | -0.01628 | 0 | -0.0162 | 0 | 0 | 0
CFLDMoMH72CZ08 | CFLPGEDMoCZ08MH72 | CFL | PGE | DMo | MH72 | CZ08 | rWtd | 0 | 0 | 0 |  | 0 | 0 | 0 | 0 | 0 | 0 | 0 | 1247 | 1248 | 1250 | 1249 | 1247 | 1250 | 1.184 | 1.074 | 1 | 0.802 | 1.184 | 1 | 1.7273 | 1.7727 | 1.0227 | 1.0227 | 1.7273 | 1.0227 | -0.01584 | 0 | -0.01582 | 0 | 0 | 0
CFLDMoMH72CZ09 | CFLPGEDMoCZ09MH72 | CFL | PGE | DMo | MH72 | CZ09 | rWtd | 0 | 0 | 0 |  | 0 | 0 | 0 | 0 | 0 | 0 | 0 | 1251 | 1252 | 1254 | 1253 | 1251 | 1254 | 1.194 | 1.06 | 0.998 | 0.776 | 1.194 | 0.998 | 1.6364 | 1.6591 | 1.0227 | 1.0227 | 1.6364 | 1.0227 | -0.01778 | 0 | -0.01774 | 0 | 0 | 0
CFLDMoMH72CZ10 | CFLPGEDMoCZ10MH72 | CFL | PGE | DMo | MH72 | CZ10 | rWtd | 0 | 0 | 0 |  | 0 | 0 | 0 | 0 | 0 | 0 | 0 | 1255 | 1256 | 1258 | 1257 | 1255 | 1258 | 1.18 | 1.064 | 1 | 0.802 | 1.18 | 1 | 1.8409 | 1.8636 | 1.0227 | 1.0227 | 1.8409 | 1.0227 | -0.01578 | 0 | -0.01578 | 0 | 0 | 0
CFLDMoMH72CZ11 | CFLPGEDMoCZ11MH72 | CFL | PGE | DMo | MH72 | CZ11 | rWtd | 1.1396 | 1.8387 | -0.014157 |  | 31856.86 | 4550.98 | 2501.415 | 357.345 | 7736.666 | 607.4865 | 47610.7525 | 1259 | 1260 | 1262 | 1261 | 1259 | 1262 | 1.17 | 1.002 | 0.998 | 0.75 | 1.17 | 0.998 | 1.9 | 1.925 | 1.025 | 1.025 | 1.9 | 1.025 | -0.01962 | 0 | -0.01958 | 0 | 0 | 0
CFLDMoMH72CZ12 | CFLPGEDMoCZ12MH72 | CFL | PGE | DMo | MH72 | CZ12 | rWtd | 1.121 | 1.9686 | -0.016742 |  | 20357.7584 | 2908.2512 | 677.593 | 96.799 | 4944.027 | 164.5583 | 29148.9869 | 1263 | 1264 | 1266 | 1265 | 1263 | 1266 | 1.146 | 0.954 | 0.994 | 0.704 | 1.146 | 0.994 | 2 | 2 | 1.025 | 1.025 | 2 | 1.025 | -0.0232 | 0 | -0.0232 | 0 | 0 | 0
CFLDMoMH72CZ13 | CFLPGEDMoCZ13MH72 | CFL | PGE | DMo | MH72 | CZ13 | rWtd | 1.1565 | 1.752 | -0.016011 |  | 18592.84 | 2656.12 | 1293.3326 | 184.7618 | 4515.404 | 314.0951 | 27556.5535 | 1267 | 1268 | 1270 | 1269 | 1267 | 1270 | 1.188 | 1.01 | 0.996 | 0.722 | 1.188 | 0.996 | 1.8 | 1.825 | 1.025 | 1.025 | 1.8 | 1.025 | -0.0222 | 0 | -0.022 | 0 | 0 | 0
CFLDMoMH72CZ14 | CFLPGEDMoCZ14MH72 | CFL | PGE | DMo | MH72 | CZ14 | rWtd | 0 | 0 | 0 |  | 0 | 0 | 0 | 0 | 0 | 0 | 0 | 1271 | 1272 | 1274 | 1273 | 1271 | 1274 | 1.188 | 0.992 | 0.996 | 0.748 | 1.188 | 0.996 | 1.7381 | 1.7619 | 1.0238 | 1.0238 | 1.7381 | 1.0238 | -0.0202 | 0 | -0.01994 | 0 | 0 | 0
CFLDMoMH72CZ15 | CFLPGEDMoCZ15MH72 | CFL | PGE | DMo | MH72 | CZ15 | rWtd | 0 | 0 | 0 |  | 0 | 0 | 0 | 0 | 0 | 0 | 0 | 1275 | 1276 | 1278 | 1277 | 1275 | 1278 | 1.248 | 1.192 | 1.004 | 0.898 | 1.248 | 1.004 | 1.6905 | 1.6905 | 1.0238 | 1 | 1.6905 | 1.0238 | -0.00812 | 0 | -0.00816 | 0 | 0 | 0
CFLDMoMH72CZ16 | CFLPGEDMoCZ16MH72 | CFL | PGE | DMo | MH72 | CZ16 | rWtd | 1.0248 | 1.4481 | -0.019425 |  | 4508.742 | 644.106 | 3189.711 | 455.673 | 1094.9802 | 774.6441 | 10667.8563 | 1279 | 1280 | 1282 | 1281 | 1279 | 1282 | 1.104 | 0.8 | 0.992 | 0.654 | 1.104 | 0.992 | 1.75 | 1.725 | 1.025 | 1.025 | 1.75 | 1.025 | -0.027 | 0 | -0.0268 | 0 | 0 | 0
CFLDMoMH85CZ01 | CFLPGEDMoCZ01MH85 | CFL | PGE | DMo | MH85 | CZ01 | rWtd | 0.93997 | 1.0227 | -0.02463 |  | 115.458 | 16.494 | 825.573 | 117.939 | 28.0398 | 200.4963 | 1304.0001 | 1283 | 1284 | 1286 | 1285 | 1283 | 1286 | 1 | 0.672 | 0.986 | 0.504 | 1 | 0.986 | 1.0227 | 1.0227 | 1.0227 | 1.0227 | 1.0227 | 1.0227 | -0.03413 | 0 | -0.03413 | 0 | 0 | 0
CFLDMoMH85CZ02 | CFLPGEDMoCZ02MH85 | CFL | PGE | DMo | MH85 | CZ02 | rWtd | 1.0502 | 1.9128 | -0.024235 |  | 10589.6546 | 1512.8078 | 1012.046 | 144.578 | 2571.7733 | 245.7826 | 16076.6423 | 1287 | 1288 | 1290 | 1289 | 1287 | 1290 | 1.09 | 0.802 | 0.986 | 0.578 | 1.09 | 0.986 | 2 | 2 | 1 | 1 | 2 | 1 | -0.0336 | 0 | -0.0334 | 0 | 0 | 0
CFLDMoMH85CZ03 | CFLPGEDMoCZ03MH85 | CFL | PGE | DMo | MH85 | CZ03 | rWtd | 0.98335 | 1.546 | -0.02463 |  | 5427.856 | 775.408 | 4295.5122 | 613.6446 | 1318.1936 | 1043.1958 | 13473.8102 | 1291 | 1292 | 1294 | 1293 | 1291 | 1294 | 1.042 | 0.802 | 0.984 | 0.562 | 1.042 | 0.984 | 1.9756 | 2 | 1 | 1 | 1.9756 | 1 | -0.03413 | 0 | -0.03413 | 0 | 0 | 0
CFLDMoMH85CZ04 | CFLPGEDMoCZ04MH85 | CFL | PGE | DMo | MH85 | CZ04 | rWtd | 1.0553 | 1.6059 | -0.020025 |  | 5920.5622 | 845.7946 | 2059.1816 | 294.1688 | 1437.8508 | 500.087 | 11057.645 | 1295 | 1296 | 1298 | 1297 | 1295 | 1298 | 1.116 | 0.866 | 0.99 | 0.65 | 1.116 | 0.99 | 1.8182 | 1.7955 | 1 | 1.0227 | 1.8182 | 1 | -0.0278 | 0 | -0.0276 | 0 | 0 | 0
CFLDMoMH85CZ05 | CFLPGEDMoCZ05MH85 | CFL | PGE | DMo | MH85 | CZ05 | rWtd | 0.9488 | 1.1529 | -0.02463 |  | 1005.823 | 143.689 | 6544.6752 | 934.9536 | 244.2713 | 1589.4211 | 10462.8332 | 1299 | 1300 | 1302 | 1301 | 1299 | 1302 | 1.032 | 0.766 | 0.986 | 0.542 | 1.032 | 0.986 | 2 | 2 | 1.0227 | 1.0227 | 2 | 1.0227 | -0.03413 | 0 | -0.03413 | 0 | 0 | 0
CFLDMoMH85CZ06 | CFLPGEDMoCZ06MH85 | CFL | PGE | DMo | MH85 | CZ06 | rWtd | 0 | 0 | 0 |  | 0 | 0 | 0 | 0 | 0 | 0 | 0 | 1303 | 1304 | 1306 | 1305 | 1303 | 1306 | 1.11 | 0.946 | 0.994 | 0.716 | 1.11 | 0.994 | 1.7727 | 1.8182 | 1 | 1.0227 | 1.7727 | 1 | -0.0228 | 0 | -0.0228 | 0 | 0 | 0
CFLDMoMH85CZ07 | CFLPGEDMoCZ07MH85 | CFL | PGE | DMo | MH85 | CZ07 | rWtd | 0 | 0 | 0 |  | 0 | 0 | 0 | 0 | 0 | 0 | 0 | 1307 | 1308 | 1310 | 1309 | 1307 | 1310 | 1.14 | 1.01 | 0.996 | 0.762 | 1.14 | 0.996 | 1.7045 | 1.7045 | 1.0227 | 1.0227 | 1.7045 | 1.0227 | -0.01908 | 0 | -0.01914 | 0 | 0 | 0
CFLDMoMH85CZ08 | CFLPGEDMoCZ08MH85 | CFL | PGE | DMo | MH85 | CZ08 | rWtd | 0 | 0 | 0 |  | 0 | 0 | 0 | 0 | 0 | 0 | 0 | 1311 | 1312 | 1314 | 1313 | 1311 | 1314 | 1.15 | 1.014 | 0.998 | 0.76 | 1.15 | 0.998 | 1.7955 | 1.6591 | 1 | 1 | 1.7955 | 1 | -0.01902 | 0 | -0.01902 | 0 | 0 | 0
CFLDMoMH85CZ09 | CFLPGEDMoCZ09MH85 | CFL | PGE | DMo | MH85 | CZ09 | rWtd | 0 | 0 | 0 |  | 0 | 0 | 0 | 0 | 0 | 0 | 0 | 1315 | 1316 | 1318 | 1317 | 1315 | 1318 | 1.158 | 1.014 | 0.996 | 0.748 | 1.158 | 0.996 | 1.7273 | 1.7045 | 1.0227 | 1 | 1.7273 | 1.0227 | -0.02 | 0 | -0.01996 | 0 | 0 | 0
CFLDMoMH85CZ10 | CFLPGEDMoCZ10MH85 | CFL | PGE | DMo | MH85 | CZ10 | rWtd | 0 | 0 | 0 |  | 0 | 0 | 0 | 0 | 0 | 0 | 0 | 1319 | 1320 | 1322 | 1321 | 1319 | 1322 | 1.176 | 1.016 | 0.996 | 0.742 | 1.176 | 0.996 | 1.8182 | 1.8182 | 1.0227 | 1 | 1.8182 | 1.0227 | -0.0204 | 0 | -0.0204 | 0 | 0 | 0
CFLDMoMH85CZ11 | CFLPGEDMoCZ11MH85 | CFL | PGE | DMo | MH85 | CZ11 | rWtd | 1.1347 | 1.7463 | -0.01933 |  | 31856.86 | 4550.98 | 2501.415 | 357.345 | 7736.666 | 607.4865 | 47610.7525 | 1323 | 1324 | 1326 | 1325 | 1323 | 1326 | 1.172 | 0.946 | 0.99 | 0.66 | 1.172 | 0.99 | 1.8049 | 1.8049 | 1 | 1 | 1.8049 | 1 | -0.0268 | 0 | -0.0266 | 0 | 0 | 0
CFLDMoMH85CZ12 | CFLPGEDMoCZ12MH85 | CFL | PGE | DMo | MH85 | CZ12 | rWtd | 1.1054 | 1.9678 | -0.020784 |  | 20357.7584 | 2908.2512 | 677.593 | 96.799 | 4944.027 | 164.5583 | 29148.9869 | 1327 | 1328 | 1330 | 1329 | 1327 | 1330 | 1.134 | 0.906 | 0.99 | 0.634 | 1.134 | 0.99 | 2 | 2 | 1 | 1 | 2 | 1 | -0.0288 | 0 | -0.0288 | 0 | 0 | 0
CFLDMoMH85CZ13 | CFLPGEDMoCZ13MH85 | CFL | PGE | DMo | MH85 | CZ13 | rWtd | 1.1487 | 1.7321 | -0.018041 |  | 18592.84 | 2656.12 | 1293.3326 | 184.7618 | 4515.404 | 314.0951 | 27556.5535 | 1331 | 1332 | 1334 | 1333 | 1331 | 1334 | 1.182 | 0.986 | 0.992 | 0.686 | 1.182 | 0.992 | 1.7805 | 1.8049 | 1 | 1 | 1.7805 | 1 | -0.025 | 0 | -0.025 | 0 | 0 | 0
CFLDMoMH85CZ14 | CFLPGEDMoCZ14MH85 | CFL | PGE | DMo | MH85 | CZ14 | rWtd | 0 | 0 | 0 |  | 0 | 0 | 0 | 0 | 0 | 0 | 0 | 1335 | 1336 | 1338 | 1337 | 1335 | 1338 | 1.176 | 0.912 | 0.99 | 0.666 | 1.176 | 0.99 | 1.7143 | 1.7381 | 1.0238 | 1 | 1.7143 | 1.0238 | -0.0272 | 0 | -0.0268 | 0 | 0 | 0
CFLDMoMH85CZ15 | CFLPGEDMoCZ15MH85 | CFL | PGE | DMo | MH85 | CZ15 | rWtd | 0 | 0 | 0 |  | 0 | 0 | 0 | 0 | 0 | 0 | 0 | 1339 | 1340 | 1342 | 1341 | 1339 | 1342 | 1.246 | 1.182 | 1 | 0.874 | 1.246 | 1 | 1.6905 | 1.7143 | 1 | 1 | 1.6905 | 1 | -0.01026 | 0 | -0.0103 | 0 | 0 | 0
CFLDMoMH85CZ16 | CFLPGEDMoCZ16MH85 | CFL | PGE | DMo | MH85 | CZ16 | rWtd | 1.0007 | 1.4758 | -0.024591 |  | 4508.742 | 644.106 | 3189.711 | 455.673 | 1094.9802 | 774.6441 | 10667.8563 | 1343 | 1344 | 1346 | 1345 | 1343 | 1346 | 1.082 | 0.69 | 0.986 | 0.568 | 1.082 | 0.986 | 1.8049 | 1.878 | 1 | 1 | 1.8049 | 1 | -0.03413 | 0 | -0.034 | 0 | 0 | 0
CFLDMoMH00CZ01 | CFLPGEDMoCZ01MH00 | CFL | PGE | DMo | MH00 | CZ01 | rWtd | 0.95545 | 1.0227 | -0.022371 |  | 115.458 | 16.494 | 825.573 | 117.939 | 28.0398 | 200.4963 | 1304.0001 | 1027 | 1028 | 1030 | 1029 | 1027 | 1030 | 1 | 0.726 | 0.994 | 0.598 | 1 | 0.994 | 1.0227 | 1.0227 | 1.0227 | 1.0227 | 1.0227 | 1.0227 | -0.031 | 0 | -0.031 | 0 | 0 | 0
CFLDMoMH00CZ02 | CFLPGEDMoCZ02MH00 | CFL | PGE | DMo | MH00 | CZ02 | rWtd | 1.051 | 1.9128 | -0.018763 |  | 10589.6546 | 1512.8078 | 1012.046 | 144.578 | 2571.7733 | 245.7826 | 16076.6423 | 1031 | 1032 | 1034 | 1033 | 1031 | 1034 | 1.084 | 0.85 | 0.992 | 0.666 | 1.084 | 0.992 | 2 | 2 | 1 | 1 | 2 | 1 | -0.026 | 0 | -0.026 | 0 | 0 | 0
CFLDMoMH00CZ03 | CFLPGEDMoCZ03MH00 | CFL | PGE | DMo | MH00 | CZ03 | rWtd | 0.9696 | 1.5582 | -0.02463 |  | 5427.856 | 775.408 | 4295.5122 | 613.6446 | 1318.1936 | 1043.1958 | 13473.8102 | 1035 | 1036 | 1038 | 1037 | 1035 | 1038 | 1.02 | 0.764 | 0.984 | 0.55 | 1.02 | 0.984 | 2 | 2 | 1 | 1 | 2 | 1 | -0.03413 | 0 | -0.03413 | 0 | 0 | 0
CFLDMoMH00CZ04 | CFLPGEDMoCZ04MH00 | CFL | PGE | DMo | MH00 | CZ04 | rWtd | 1.0385 | 1.7478 | -0.021179 |  | 5920.5622 | 845.7946 | 2059.1816 | 294.1688 | 1437.8508 | 500.087 | 11057.645 | 1039 | 1040 | 1042 | 1041 | 1039 | 1042 | 1.096 | 0.834 | 0.988 | 0.626 | 1.096 | 0.988 | 2 | 2 | 1.0227 | 1.0227 | 2 | 1.0227 | -0.0294 | 0 | -0.0292 | 0 | 0 | 0
CFLDMoMH00CZ05 | CFLPGEDMoCZ05MH00 | CFL | PGE | DMo | MH00 | CZ05 | rWtd | 0.93084 | 1.152 | -0.02463 |  | 1005.823 | 143.689 | 6544.6752 | 934.9536 | 244.2713 | 1589.4211 | 10462.8332 | 1043 | 1044 | 1046 | 1045 | 1043 | 1046 | 1.012 | 0.662 | 0.98 | 0.436 | 1.012 | 0.98 | 2 | 1.9318 | 1.0227 | 1.0227 | 2 | 1.0227 | -0.03413 | 0 | -0.03413 | 0 | 0 | 0
CFLDMoMH00CZ06 | CFLPGEDMoCZ06MH00 | CFL | PGE | DMo | MH00 | CZ06 | rWtd | 0 | 0 | 0 |  | 0 | 0 | 0 | 0 | 0 | 0 | 0 | 1047 | 1048 | 1050 | 1049 | 1047 | 1050 | 1.122 | 0.928 | 0.992 | 0.684 | 1.122 | 0.992 | 1.75 | 1.7273 | 1 | 1.0227 | 1.75 | 1 | -0.0252 | 0 | -0.0252 | 0 | 0 | 0
CFLDMoMH00CZ07 | CFLPGEDMoCZ07MH00 | CFL | PGE | DMo | MH00 | CZ07 | rWtd | 0 | 0 | 0 |  | 0 | 0 | 0 | 0 | 0 | 0 | 0 | 1051 | 1052 | 1054 | 1053 | 1051 | 1054 | 1.134 | 0.984 | 0.996 | 0.734 | 1.134 | 0.996 | 1.75 | 1.7727 | 1.0227 | 1 | 1.75 | 1.0227 | -0.0208 | 0 | -0.0208 | 0 | 0 | 0
CFLDMoMH00CZ08 | CFLPGEDMoCZ08MH00 | CFL | PGE | DMo | MH00 | CZ08 | rWtd | 0 | 0 | 0 |  | 0 | 0 | 0 | 0 | 0 | 0 | 0 | 1055 | 1056 | 1058 | 1057 | 1055 | 1058 | 1.15 | 1.01 | 0.998 | 0.75 | 1.15 | 0.998 | 1.8182 | 1.8636 | 1 | 1 | 1.8182 | 1 | -0.01962 | 0 | -0.0196 | 0 | 0 | 0
CFLDMoMH00CZ09 | CFLPGEDMoCZ09MH00 | CFL | PGE | DMo | MH00 | CZ09 | rWtd | 0 | 0 | 0 |  | 0 | 0 | 0 | 0 | 0 | 0 | 0 | 1059 | 1060 | 1062 | 1061 | 1059 | 1062 | 1.16 | 1.002 | 0.994 | 0.726 | 1.16 | 0.994 | 1.8182 | 1.8182 | 1.0227 | 1 | 1.8182 | 1.0227 | -0.0216 | 0 | -0.0216 | 0 | 0 | 0
CFLDMoMH00CZ10 | CFLPGEDMoCZ10MH00 | CFL | PGE | DMo | MH00 | CZ10 | rWtd | 0 | 0 | 0 |  | 0 | 0 | 0 | 0 | 0 | 0 | 0 | 1063 | 1064 | 1066 | 1065 | 1063 | 1066 | 1.196 | 1.018 | 0.996 | 0.722 | 1.196 | 0.996 | 1.8409 | 1.8864 | 1.0227 | 1.0227 | 1.8409 | 1.0227 | -0.0222 | 0 | -0.022 | 0 | 0 | 0
CFLDMoMH00CZ11 | CFLPGEDMoCZ11MH00 | CFL | PGE | DMo | MH00 | CZ11 | rWtd | 1.1371 | 1.8617 | -0.018619 |  | 31856.86 | 4550.98 | 2501.415 | 357.345 | 7736.666 | 607.4865 | 47610.7525 | 1067 | 1068 | 1070 | 1069 | 1067 | 1070 | 1.174 | 0.952 | 0.992 | 0.67 | 1.174 | 0.992 | 1.9268 | 1.9512 | 1 | 1 | 1.9268 | 1 | -0.0258 | 0 | -0.0258 | 0 | 0 | 0
CFLDMoMH00CZ12 | CFLPGEDMoCZ12MH00 | CFL | PGE | DMo | MH00 | CZ12 | rWtd | 1.1077 | 1.9678 | -0.020495 |  | 20357.7584 | 2908.2512 | 677.593 | 96.799 | 4944.027 | 164.5583 | 29148.9869 | 1071 | 1072 | 1074 | 1073 | 1071 | 1074 | 1.138 | 0.894 | 0.99 | 0.634 | 1.138 | 0.99 | 2 | 2 | 1 | 1 | 2 | 1 | -0.0284 | 0 | -0.0284 | 0 | 0 | 0
CFLDMoMH00CZ13 | CFLPGEDMoCZ13MH00 | CFL | PGE | DMo | MH00 | CZ13 | rWtd | 1.1624 | 1.7824 | -0.018186 |  | 18592.84 | 2656.12 | 1293.3326 | 184.7618 | 4515.404 | 314.0951 | 27556.5535 | 1075 | 1076 | 1078 | 1077 | 1075 | 1078 | 1.198 | 0.99 | 0.992 | 0.678 | 1.198 | 0.992 | 1.8293 | 1.9024 | 1 | 1 | 1.8293 | 1 | -0.0252 | 0 | -0.0252 | 0 | 0 | 0
CFLDMoMH00CZ14 | CFLPGEDMoCZ14MH00 | CFL | PGE | DMo | MH00 | CZ14 | rWtd | 0 | 0 | 0 |  | 0 | 0 | 0 | 0 | 0 | 0 | 0 | 1079 | 1080 | 1082 | 1081 | 1079 | 1082 | 1.184 | 0.916 | 0.992 | 0.67 | 1.184 | 0.992 | 1.7857 | 1.8095 | 1.0238 | 1.0238 | 1.7857 | 1.0238 | -0.0266 | 0 | -0.0264 | 0 | 0 | 0
CFLDMoMH00CZ15 | CFLPGEDMoCZ15MH00 | CFL | PGE | DMo | MH00 | CZ15 | rWtd | 0 | 0 | 0 |  | 0 | 0 | 0 | 0 | 0 | 0 | 0 | 1083 | 1084 | 1086 | 1085 | 1083 | 1086 | 1.296 | 1.224 | 1.002 | 0.878 | 1.296 | 1.002 | 1.7619 | 1.7619 | 1 | 1.0238 | 1.7619 | 1 | -0.00964 | 0 | -0.00956 | 0 | 0 | 0
CFLDMoMH00CZ16 | CFLPGEDMoCZ16MH00 | CFL | PGE | DMo | MH00 | CZ16 | rWtd | 1.016 | 1.5857 | -0.018619 |  | 4508.742 | 644.106 | 3189.711 | 455.673 | 1094.9802 | 774.6441 | 10667.8563 | 1087 | 1088 | 1090 | 1089 | 1087 | 1090 | 1.088 | 0.776 | 0.994 | 0.662 | 1.088 | 0.994 | 2 | 2 | 1 | 1 | 2 | 1 | -0.0258 | 0 | -0.0258 | 0 | 0 | 0
CFLDMoMH06CZ01 | CFLPGEDMoCZ01MH06 | CFL | PGE | DMo | MH06 | CZ01 | rWtd | 0.95897 | 1.0227 | -0.024582 |  | 0.51457 | 0.074028 | 0.20567 | 0.029899 | 0.12542 | 0.050406 | 1 | 1091 | 1092 | 1094 | 1093 | 1091 | 1094 | 1 | 0.686 | 0.988 | 0.508 | 1 | 0.988 | 1.0227 | 1.0227 | 1.0227 | 1.0227 | 1.0227 | 1.0227 | -0.03413 | 0 | -0.03413 | 0 | 0 | 0
CFLDMoMH06CZ02 | CFLPGEDMoCZ02MH06 | CFL | PGE | DMo | MH06 | CZ02 | rWtd | 1.0594 | 1.7973 | -0.022515 |  | 130.7152 | 18.6736 | 0 | 0 | 31.7451 | 0 | 181.1339 | 1095 | 1096 | 1098 | 1097 | 1095 | 1098 | 1.086 | 0.828 | 0.988 | 0.602 | 1.086 | 0.988 | 1.8049 | 1.7317 | 1 | 1 | 1.8049 | 1 | -0.0312 | 0 | -0.0308 | 0 | 0 | 0
CFLDMoMH06CZ03 | CFLPGEDMoCZ03MH06 | CFL | PGE | DMo | MH06 | CZ03 | rWtd | 0.9714 | 1 | -0.014058 |  | 0 | 0 | 44.1924 | 6.3132 | 0 | 10.7324 | 61.238 | 1099 | 1100 | 1102 | 1101 | 1099 | 1102 | 1.054 | 0.92 | 0.998 | 0.74 | 1.054 | 0.998 | 1.8049 | 1.9024 | 1 | 1 | 1.8049 | 1 | -0.01946 | 0 | -0.01948 | 0 | 0 | 0
CFLDMoMH06CZ04 | CFLPGEDMoCZ04MH06 | CFL | PGE | DMo | MH06 | CZ04 | rWtd | 1.0346 | 1.4866 | -0.018715 |  | 261.4304 | 37.3472 | 130.7152 | 18.6736 | 63.4902 | 31.7451 | 543.4018 | 1103 | 1104 | 1106 | 1105 | 1103 | 1106 | 1.096 | 0.868 | 0.992 | 0.67 | 1.096 | 0.992 | 1.7045 | 1.8409 | 1.0227 | 1.0227 | 1.7045 | 1.0227 | -0.026 | 0 | -0.0258 | 0 | 0 | 0
CFLDMoMH06CZ05 | CFLPGEDMoCZ05MH06 | CFL | PGE | DMo | MH06 | CZ05 | rWtd | 0.94835 | 1.0227 | -0.023093 |  | 0 | 0 | 34.0144 | 4.8592 | 0 | 8.2606 | 47.1342 | 1107 | 1108 | 1110 | 1109 | 1107 | 1110 | 1.026 | 0.78 | 0.99 | 0.586 | 1.026 | 0.99 | 2 | 1.8864 | 1.0227 | 1.0227 | 2 | 1.0227 | -0.032 | 0 | -0.032 | 0 | 0 | 0
CFLDMoMH06CZ06 | CFLPGEDMoCZ06MH06 | CFL | PGE | DMo | MH06 | CZ06 | rWtd | 0 | 0 | 0 |  | 0 | 0 | 0 | 0 | 0 | 0 | 0 | 1111 | 1112 | 1114 | 1113 | 1111 | 1114 | 1.12 | 1.086 | 1.01 | 0.946 | 1.12 | 1.01 | 1.5682 | 1.5455 | 1.0227 | 1 | 1.5682 | 1.0227 | -0.0043 | 0 | -0.0043 | 0 | 0 | 0
CFLDMoMH06CZ07 | CFLPGEDMoCZ07MH06 | CFL | PGE | DMo | MH06 | CZ07 | rWtd | 0 | 0 | 0 |  | 0 | 0 | 0 | 0 | 0 | 0 | 0 | 1115 | 1116 | 1118 | 1117 | 1115 | 1118 | 1.184 | 1.102 | 1.004 | 0.86 | 1.184 | 1.004 | 1.5227 | 1.5227 | 1 | 1.0227 | 1.5227 | 1 | -0.01 | 0 | -0.01 | 0 | 0 | 0
CFLDMoMH06CZ08 | CFLPGEDMoCZ08MH06 | CFL | PGE | DMo | MH06 | CZ08 | rWtd | 0 | 0 | 0 |  | 0 | 0 | 0 | 0 | 0 | 0 | 0 | 1119 | 1120 | 1122 | 1121 | 1119 | 1122 | 1.186 | 1.088 | 1.002 | 0.814 | 1.186 | 1.002 | 1.5682 | 1.5909 | 1.0227 | 1.0227 | 1.5682 | 1.0227 | -0.01454 | 0 | -0.01454 | 0 | 0 | 0
CFLDMoMH06CZ09 | CFLPGEDMoCZ09MH06 | CFL | PGE | DMo | MH06 | CZ09 | rWtd | 0 | 0 | 0 |  | 0 | 0 | 0 | 0 | 0 | 0 | 0 | 1123 | 1124 | 1126 | 1125 | 1123 | 1126 | 1.13 | 1.018 | 1 | 0.786 | 1.13 | 1 | 1.6364 | 1.6591 | 1.0227 | 1.0227 | 1.6364 | 1.0227 | -0.01622 | 0 | -0.01626 | 0 | 0 | 0
CFLDMoMH06CZ10 | CFLPGEDMoCZ10MH06 | CFL | PGE | DMo | MH06 | CZ10 | rWtd | 0 | 0 | 0 |  | 0 | 0 | 0 | 0 | 0 | 0 | 0 | 1127 | 1128 | 1130 | 1129 | 1127 | 1130 | 1.17 | 1.004 | 0.996 | 0.72 | 1.17 | 0.996 | 1.5455 | 1.5455 | 1.0227 | 1 | 1.5455 | 1.0227 | -0.022 | 0 | -0.022 | 0 | 0 | 0
CFLDMoMH06CZ11 | CFLPGEDMoCZ11MH06 | CFL | PGE | DMo | MH06 | CZ11 | rWtd | 1.1307 | 1.7805 | -0.014866 |  | 230.496 | 32.928 | 0 | 0 | 55.9776 | 0 | 319.4016 | 1131 | 1132 | 1134 | 1133 | 1131 | 1134 | 1.148 | 0.98 | 0.998 | 0.74 | 1.148 | 0.998 | 1.7805 | 1.7805 | 1 | 1 | 1.7805 | 1 | -0.0206 | 0 | -0.0206 | 0 | 0 | 0
CFLDMoMH06CZ12 | CFLPGEDMoCZ12MH06 | CFL | PGE | DMo | MH06 | CZ12 | rWtd | 1.0984 | 1.7073 | -0.019485 |  | 228.6088 | 32.6584 | 0 | 0 | 55.5193 | 0 | 316.7865 | 1135 | 1136 | 1138 | 1137 | 1135 | 1138 | 1.12 | 0.91 | 0.992 | 0.652 | 1.12 | 0.992 | 1.7073 | 1.7073 | 1 | 1 | 1.7073 | 1 | -0.027 | 0 | -0.0268 | 0 | 0 | 0
CFLDMoMH06CZ13 | CFLPGEDMoCZ13MH06 | CFL | PGE | DMo | MH06 | CZ13 | rWtd | 0.9639 | 1 | -0.016598 |  | 0 | 0 | 130.7152 | 18.6736 | 0 | 31.7451 | 181.1339 | 1139 | 1140 | 1142 | 1141 | 1139 | 1142 | 1.17 | 0.982 | 0.994 | 0.702 | 1.17 | 0.994 | 1.561 | 1.561 | 1 | 1 | 1.561 | 1 | -0.0232 | 0 | -0.023 | 0 | 0 | 0
CFLDMoMH06CZ14 | CFLPGEDMoCZ14MH06 | CFL | PGE | DMo | MH06 | CZ14 | rWtd | 0 | 0 | 0 |  | 0 | 0 | 0 | 0 | 0 | 0 | 0 | 1143 | 1144 | 1146 | 1145 | 1143 | 1146 | 1.166 | 0.926 | 0.992 | 0.688 | 1.166 | 0.992 | 1.5714 | 1.5952 | 1.0238 | 1.0238 | 1.5714 | 1.0238 | -0.0252 | 0 | -0.0248 | 0 | 0 | 0
CFLDMoMH06CZ15 | CFLPGEDMoCZ15MH06 | CFL | PGE | DMo | MH06 | CZ15 | rWtd | 0 | 0 | 0 |  | 0 | 0 | 0 | 0 | 0 | 0 | 0 | 1147 | 1148 | 1150 | 1149 | 1147 | 1150 | 1.246 | 1.186 | 1.002 | 0.886 | 1.246 | 1.002 | 1.5714 | 1.5714 | 1.0238 | 1.0238 | 1.5714 | 1.0238 | -0.00904 | 0 | -0.00886 | 0 | 0 | 0
CFLDMoMH06CZ16 | CFLPGEDMoCZ16MH06 | CFL | PGE | DMo | MH06 | CZ16 | rWtd | 1.0105 | 1.4882 | -0.018577 |  | 0.51584 | 0.073691 | 0.20581 | 0.029402 | 0.12527 | 0.049983 | 1 | 1151 | 1152 | 1154 | 1153 | 1151 | 1154 | 1.062 | 0.758 | 0.994 | 0.664 | 1.062 | 0.994 | 1.6829 | 1.6829 | 1 | 1 | 1.6829 | 1 | -0.0258 | 0 | -0.0256 | 0 | 0 | 0
CFLDMoMH15CZ01 | CFLPGEDMoCZ01MH15 | CFL | PGE | DMo | MH15 | CZ01 | rWtd | 0.96317 | 1.0227 | -0.024582 |  | 0.51457 | 0.074028 | 0.20567 | 0.029899 | 0.12542 | 0.050406 | 1 | 1155 | 1156 | 1158 | 1157 | 1155 | 1158 | 1 | 0.722 | 0.99 | 0.542 | 1 | 0.99 | 1.0227 | 1.0227 | 1.0227 | 1.0227 | 1.0227 | 1.0227 | -0.03413 | 0 | -0.03413 | 0 | 0 | 0
CFLDMoMH15CZ02 | CFLPGEDMoCZ02MH15 | CFL | PGE | DMo | MH15 | CZ02 | rWtd | 1.0553 | 1.7855 | -0.021794 |  | 130.7152 | 18.6736 | 0 | 0 | 31.7451 | 0 | 181.1339 | 1159 | 1160 | 1162 | 1161 | 1159 | 1162 | 1.08 | 0.84 | 0.99 | 0.612 | 1.08 | 0.99 | 1.7805 | 1.8293 | 1 | 1 | 1.7805 | 1 | -0.0302 | 0 | -0.0298 | 0 | 0 | 0
CFLDMoMH15CZ03 | CFLPGEDMoCZ03MH15 | CFL | PGE | DMo | MH15 | CZ03 | rWtd | 0.95165 | 1 | -0.020928 |  | 0 | 0 | 44.1924 | 6.3132 | 0 | 10.7324 | 61.238 | 1163 | 1164 | 1166 | 1165 | 1163 | 1166 | 1.026 | 0.844 | 0.99 | 0.618 | 1.026 | 0.99 | 1.8049 | 1.8537 | 1 | 1 | 1.8049 | 1 | -0.029 | 0 | -0.029 | 0 | 0 | 0
CFLDMoMH15CZ04 | CFLPGEDMoCZ04MH15 | CFL | PGE | DMo | MH15 | CZ04 | rWtd | 1.0302 | 1.4381 | -0.018859 |  | 261.4304 | 37.3472 | 130.7152 | 18.6736 | 63.4902 | 31.7451 | 543.4018 | 1167 | 1168 | 1170 | 1169 | 1167 | 1170 | 1.088 | 0.874 | 0.992 | 0.668 | 1.088 | 0.992 | 1.6364 | 1.7273 | 1.0227 | 1.0227 | 1.6364 | 1.0227 | -0.0262 | 0 | -0.026 | 0 | 0 | 0
CFLDMoMH15CZ05 | CFLPGEDMoCZ05MH15 | CFL | PGE | DMo | MH15 | CZ05 | rWtd | 0.9394 | 1.0227 | -0.02463 |  | 0 | 0 | 34.0144 | 4.8592 | 0 | 8.2606 | 47.1342 | 1171 | 1172 | 1174 | 1173 | 1171 | 1174 | 1.022 | 0.768 | 0.986 | 0.534 | 1.022 | 0.986 | 1.9091 | 1.8864 | 1.0227 | 1.0227 | 1.9091 | 1.0227 | -0.03413 | 0 | -0.03413 | 0 | 0 | 0
CFLDMoMH15CZ06 | CFLPGEDMoCZ06MH15 | CFL | PGE | DMo | MH15 | CZ06 | rWtd | 0 | 0 | 0 |  | 0 | 0 | 0 | 0 | 0 | 0 | 0 | 1175 | 1176 | 1178 | 1177 | 1175 | 1178 | 1.09 | 0.942 | 0.994 | 0.716 | 1.09 | 0.994 | 1.5455 | 1.5909 | 1.0227 | 1 | 1.5455 | 1.0227 | -0.0228 | 0 | -0.0226 | 0 | 0 | 0
CFLDMoMH15CZ07 | CFLPGEDMoCZ07MH15 | CFL | PGE | DMo | MH15 | CZ07 | rWtd | 0 | 0 | 0 |  | 0 | 0 | 0 | 0 | 0 | 0 | 0 | 1179 | 1180 | 1182 | 1181 | 1179 | 1182 | 1.16 | 1.082 | 1.004 | 0.836 | 1.16 | 1.004 | 1.4545 | 1.4773 | 1 | 1.0227 | 1.4545 | 1 | -0.01204 | 0 | -0.012 | 0 | 0 | 0
CFLDMoMH15CZ08 | CFLPGEDMoCZ08MH15 | CFL | PGE | DMo | MH15 | CZ08 | rWtd | 0 | 0 | 0 |  | 0 | 0 | 0 | 0 | 0 | 0 | 0 | 1183 | 1184 | 1186 | 1185 | 1183 | 1186 | 1.17 | 1.078 | 1 | 0.804 | 1.17 | 1 | 1.5 | 1.5227 | 1.0227 | 1.0227 | 1.5 | 1.0227 | -0.01544 | 0 | -0.01534 | 0 | 0 | 0
CFLDMoMH15CZ09 | CFLPGEDMoCZ09MH15 | CFL | PGE | DMo | MH15 | CZ09 | rWtd | 0 | 0 | 0 |  | 0 | 0 | 0 | 0 | 0 | 0 | 0 | 1187 | 1188 | 1190 | 1189 | 1187 | 1190 | 1.12 | 1.006 | 0.998 | 0.754 | 1.12 | 0.998 | 1.5682 | 1.5682 | 1.0227 | 1.0227 | 1.5682 | 1.0227 | -0.01864 | 0 | -0.0186 | 0 | 0 | 0
CFLDMoMH15CZ10 | CFLPGEDMoCZ10MH15 | CFL | PGE | DMo | MH15 | CZ10 | rWtd | 0 | 0 | 0 |  | 0 | 0 | 0 | 0 | 0 | 0 | 0 | 1191 | 1192 | 1194 | 1193 | 1191 | 1194 | 1.154 | 1.014 | 0.996 | 0.738 | 1.154 | 0.996 | 1.4773 | 1.5227 | 1.0227 | 1 | 1.4773 | 1.0227 | -0.0204 | 0 | -0.0202 | 0 | 0 | 0
CFLDMoMH15CZ11 | CFLPGEDMoCZ11MH15 | CFL | PGE | DMo | MH15 | CZ11 | rWtd | 1.1079 | 1.5366 | -0.016165 |  | 230.496 | 32.928 | 0 | 0 | 55.9776 | 0 | 319.4016 | 1195 | 1196 | 1198 | 1197 | 1195 | 1198 | 1.126 | 0.95 | 0.996 | 0.712 | 1.126 | 0.996 | 1.5366 | 1.5366 | 1 | 1 | 1.5366 | 1 | -0.0224 | 0 | -0.0222 | 0 | 0 | 0
CFLDMoMH15CZ12 | CFLPGEDMoCZ12MH15 | CFL | PGE | DMo | MH15 | CZ12 | rWtd | 1.0886 | 1.6829 | -0.018474 |  | 228.6088 | 32.6584 | 0 | 0 | 55.5193 | 0 | 316.7865 | 1199 | 1200 | 1202 | 1201 | 1199 | 1202 | 1.108 | 0.92 | 0.992 | 0.668 | 1.108 | 0.992 | 1.6829 | 1.6829 | 1 | 1 | 1.6829 | 1 | -0.0256 | 0 | -0.0252 | 0 | 0 | 0
CFLDMoMH15CZ13 | CFLPGEDMoCZ13MH15 | CFL | PGE | DMo | MH15 | CZ13 | rWtd | 0.96472 | 1 | -0.016021 |  | 0 | 0 | 130.7152 | 18.6736 | 0 | 31.7451 | 181.1339 | 1203 | 1204 | 1206 | 1205 | 1203 | 1206 | 1.156 | 0.988 | 0.994 | 0.71 | 1.156 | 0.994 | 1.5122 | 1.5366 | 1 | 1 | 1.5122 | 1 | -0.0224 | 0 | -0.0222 | 0 | 0 | 0
CFLDMoMH15CZ14 | CFLPGEDMoCZ14MH15 | CFL | PGE | DMo | MH15 | CZ14 | rWtd | 0 | 0 | 0 |  | 0 | 0 | 0 | 0 | 0 | 0 | 0 | 1207 | 1208 | 1210 | 1209 | 1207 | 1210 | 1.15 | 0.922 | 0.992 | 0.68 | 1.15 | 0.992 | 1.5238 | 1.5476 | 1.0238 | 1.0238 | 1.5238 | 1.0238 | -0.0256 | 0 | -0.0252 | 0 | 0 | 0
CFLDMoMH15CZ15 | CFLPGEDMoCZ15MH15 | CFL | PGE | DMo | MH15 | CZ15 | rWtd | 0 | 0 | 0 |  | 0 | 0 | 0 | 0 | 0 | 0 | 0 | 1211 | 1212 | 1214 | 1213 | 1211 | 1214 | 1.228 | 1.172 | 1.002 | 0.88 | 1.228 | 1.002 | 1.5476 | 1.5476 | 1.0238 | 1.0238 | 1.5476 | 1.0238 | -0.00936 | 0 | -0.00914 | 0 | 0 | 0
CFLDMoMH15CZ16 | CFLPGEDMoCZ16MH15 | CFL | PGE | DMo | MH15 | CZ16 | rWtd | 1.0079 | 1.4864 | -0.018289 |  | 0.51584 | 0.073691 | 0.20581 | 0.029402 | 0.12527 | 0.049983 | 1 | 1215 | 1216 | 1218 | 1217 | 1215 | 1218 | 1.056 | 0.774 | 0.994 | 0.666 | 1.056 | 0.994 | 1.6829 | 1.6585 | 1 | 1 | 1.6829 | 1 | -0.0254 | 0 | -0.0252 | 0 | 0 | 0
CFLDMoMH72CZ01 | CFLSCEDMoCZ01MH72 | CFL | SCE | DMo | MH72 | CZ01 | rWtd | 0 | 0 | 0 |  | 0 | 0 | 0 | 0 | 0 | 0 | 0 | 1219 | 1220 | 1222 | 1221 | 1219 | 1222 | 1 | 0.75 | 0.994 | 0.624 | 1 | 0.994 | 1.0227 | 1.0227 | 1.0227 | 1.0227 | 1.0227 | 1.0227 | -0.0288 | 0 | -0.0288 | 0 | 0 | 0
CFLDMoMH72CZ02 | CFLSCEDMoCZ02MH72 | CFL | SCE | DMo | MH72 | CZ02 | rWtd | 0 | 0 | 0 |  | 0 | 0 | 0 | 0 | 0 | 0 | 0 | 1223 | 1224 | 1226 | 1225 | 1223 | 1226 | 1.094 | 0.856 | 0.992 | 0.654 | 1.094 | 0.992 | 2 | 2 | 1 | 1.025 | 2 | 1 | -0.0272 | 0 | -0.0272 | 0 | 0 | 0
CFLDMoMH72CZ03 | CFLSCEDMoCZ03MH72 | CFL | SCE | DMo | MH72 | CZ03 | rWtd | 0 | 0 | 0 |  | 0 | 0 | 0 | 0 | 0 | 0 | 0 | 1227 | 1228 | 1230 | 1229 | 1227 | 1230 | 1.054 | 0.874 | 0.992 | 0.672 | 1.054 | 0.992 | 2 | 2 | 1.025 | 1.025 | 2 | 1.025 | -0.0254 | 0 | -0.0254 | 0 | 0 | 0
CFLDMoMH72CZ04 | CFLSCEDMoCZ04MH72 | CFL | SCE | DMo | MH72 | CZ04 | rWtd | 0 | 0 | 0 |  | 0 | 0 | 0 | 0 | 0 | 0 | 0 | 1231 | 1232 | 1234 | 1233 | 1231 | 1234 | 1.12 | 0.934 | 0.996 | 0.736 | 1.12 | 0.996 | 1.9545 | 2 | 1.0227 | 1.0227 | 1.9545 | 1.0227 | -0.0212 | 0 | -0.0212 | 0 | 0 | 0
CFLDMoMH72CZ05 | CFLSCEDMoCZ05MH72 | CFL | SCE | DMo | MH72 | CZ05 | rWtd | 0.99003 | 1.8085 | -0.02463 |  | 0.58316 | 0.083308 | 0.13849 | 0.019784 | 0.14162 | 0.033633 | 1 | 1235 | 1236 | 1238 | 1237 | 1235 | 1238 | 1.028 | 0.766 | 0.988 | 0.56 | 1.028 | 0.988 | 2 | 2 | 1 | 1.0227 | 2 | 1 | -0.03413 | 0 | -0.03413 | 0 | 0 | 0
CFLDMoMH72CZ06 | CFLSCEDMoCZ06MH72 | CFL | SCE | DMo | MH72 | CZ06 | rWtd | 1.0143 | 1.1776 | -0.01242 |  | 4674.852 | 667.836 | 13779.143 | 1968.449 | 1135.3212 | 3346.3633 | 25571.9645 | 1239 | 1240 | 1242 | 1241 | 1239 | 1242 | 1.136 | 1.012 | 1 | 0.78 | 1.136 | 1 | 1.6364 | 1.6818 | 1.0227 | 1 | 1.6364 | 1.0227 | -0.01724 | 0 | -0.0172 | 0 | 0 | 0
CFLDMoMH72CZ07 | CFLSCEDMoCZ07MH72 | CFL | SCE | DMo | MH72 | CZ07 | rWtd | 0 | 0 | 0 |  | 0 | 0 | 0 | 0 | 0 | 0 | 0 | 1243 | 1244 | 1246 | 1245 | 1243 | 1246 | 1.15 | 1.046 | 1 | 0.8 | 1.15 | 1 | 1.6364 | 1.7045 | 1 | 1.0227 | 1.6364 | 1 | -0.01628 | 0 | -0.0162 | 0 | 0 | 0
CFLDMoMH72CZ08 | CFLSCEDMoCZ08MH72 | CFL | SCE | DMo | MH72 | CZ08 | rWtd | 1.1328 | 1.5854 | -0.011428 |  | 13719.0452 | 1959.8636 | 3573.003 | 510.429 | 3331.7681 | 867.7293 | 23961.8382 | 1247 | 1248 | 1250 | 1249 | 1247 | 1250 | 1.184 | 1.074 | 1 | 0.802 | 1.184 | 1 | 1.7273 | 1.7727 | 1.0227 | 1.0227 | 1.7273 | 1.0227 | -0.01584 | 0 | -0.01582 | 0 | 0 | 0
CFLDMoMH72CZ09 | CFLSCEDMoCZ09MH72 | CFL | SCE | DMo | MH72 | CZ09 | rWtd | 1.1432 | 1.5276 | -0.012826 |  | 17609.949 | 2515.707 | 3873.926 | 553.418 | 4276.7019 | 940.8106 | 29770.5125 | 1251 | 1252 | 1254 | 1253 | 1251 | 1254 | 1.194 | 1.06 | 0.998 | 0.776 | 1.194 | 0.998 | 1.6364 | 1.6591 | 1.0227 | 1.0227 | 1.6364 | 1.0227 | -0.01778 | 0 | -0.01774 | 0 | 0 | 0
CFLDMoMH72CZ10 | CFLSCEDMoCZ10MH72 | CFL | SCE | DMo | MH72 | CZ10 | rWtd | 1.1601 | 1.8087 | -0.011388 |  | 33518.8112 | 4788.4016 | 1474.914 | 210.702 | 8140.2827 | 358.1934 | 48491.3049 | 1255 | 1256 | 1258 | 1257 | 1255 | 1258 | 1.18 | 1.064 | 1 | 0.802 | 1.18 | 1 | 1.8409 | 1.8636 | 1.0227 | 1.0227 | 1.8409 | 1.0227 | -0.01578 | 0 | -0.01578 | 0 | 0 | 0
CFLDMoMH72CZ11 | CFLSCEDMoCZ11MH72 | CFL | SCE | DMo | MH72 | CZ11 | rWtd | 0 | 0 | 0 |  | 0 | 0 | 0 | 0 | 0 | 0 | 0 | 1259 | 1260 | 1262 | 1261 | 1259 | 1262 | 1.17 | 1.002 | 0.998 | 0.75 | 1.17 | 0.998 | 1.9 | 1.925 | 1.025 | 1.025 | 1.9 | 1.025 | -0.01962 | 0 | -0.01958 | 0 | 0 | 0
CFLDMoMH72CZ12 | CFLSCEDMoCZ12MH72 | CFL | SCE | DMo | MH72 | CZ12 | rWtd | 0 | 0 | 0 |  | 0 | 0 | 0 | 0 | 0 | 0 | 0 | 1263 | 1264 | 1266 | 1265 | 1263 | 1266 | 1.146 | 0.954 | 0.994 | 0.704 | 1.146 | 0.994 | 2 | 2 | 1.025 | 1.025 | 2 | 1.025 | -0.0232 | 0 | -0.0232 | 0 | 0 | 0
CFLDMoMH72CZ13 | CFLSCEDMoCZ13MH72 | CFL | SCE | DMo | MH72 | CZ13 | rWtd | 1.1696 | 1.8026 | -0.016021 |  | 4228.525 | 604.075 | 0 | 0 | 1026.9275 | 0 | 5859.5275 | 1267 | 1268 | 1270 | 1269 | 1267 | 1270 | 1.188 | 1.01 | 0.996 | 0.722 | 1.188 | 0.996 | 1.8 | 1.825 | 1.025 | 1.025 | 1.8 | 1.025 | -0.0222 | 0 | -0.022 | 0 | 0 | 0
CFLDMoMH72CZ14 | CFLSCEDMoCZ14MH72 | CFL | SCE | DMo | MH72 | CZ14 | rWtd | 1.1554 | 1.6954 | -0.014565 |  | 10005.093 | 1429.299 | 672.868 | 96.124 | 2429.8083 | 163.4108 | 14796.6031 | 1271 | 1272 | 1274 | 1273 | 1271 | 1274 | 1.188 | 0.992 | 0.996 | 0.748 | 1.188 | 0.996 | 1.7381 | 1.7619 | 1.0238 | 1.0238 | 1.7381 | 1.0238 | -0.0202 | 0 | -0.01994 | 0 | 0 | 0
CFLDMoMH72CZ15 | CFLSCEDMoCZ15MH72 | CFL | SCE | DMo | MH72 | CZ15 | rWtd | 1.2422 | 1.6905 | -0.0058598 |  | 3817.4178 | 545.3454 | 0 | 0 | 927.0872 | 0 | 5289.8504 | 1275 | 1276 | 1278 | 1277 | 1275 | 1278 | 1.248 | 1.192 | 1.004 | 0.898 | 1.248 | 1.004 | 1.6905 | 1.6905 | 1.0238 | 1 | 1.6905 | 1.0238 | -0.00812 | 0 | -0.00816 | 0 | 0 | 0
CFLDMoMH72CZ16 | CFLSCEDMoCZ16MH72 | CFL | SCE | DMo | MH72 | CZ16 | rWtd | 1.0727 | 1.7474 | -0.019485 |  | 10849.531 | 1549.933 | 0 | 0 | 2634.8861 | 0 | 15034.3501 | 1279 | 1280 | 1282 | 1281 | 1279 | 1282 | 1.104 | 0.8 | 0.992 | 0.654 | 1.104 | 0.992 | 1.75 | 1.725 | 1.025 | 1.025 | 1.75 | 1.025 | -0.027 | 0 | -0.0268 | 0 | 0 | 0
CFLDMoMH85CZ01 | CFLSCEDMoCZ01MH85 | CFL | SCE | DMo | MH85 | CZ01 | rWtd | 0 | 0 | 0 |  | 0 | 0 | 0 | 0 | 0 | 0 | 0 | 1283 | 1284 | 1286 | 1285 | 1283 | 1286 | 1 | 0.672 | 0.986 | 0.504 | 1 | 0.986 | 1.0227 | 1.0227 | 1.0227 | 1.0227 | 1.0227 | 1.0227 | -0.03413 | 0 | -0.03413 | 0 | 0 | 0
CFLDMoMH85CZ02 | CFLSCEDMoCZ02MH85 | CFL | SCE | DMo | MH85 | CZ02 | rWtd | 0 | 0 | 0 |  | 0 | 0 | 0 | 0 | 0 | 0 | 0 | 1287 | 1288 | 1290 | 1289 | 1287 | 1290 | 1.09 | 0.802 | 0.986 | 0.578 | 1.09 | 0.986 | 2 | 2 | 1 | 1 | 2 | 1 | -0.0336 | 0 | -0.0334 | 0 | 0 | 0
CFLDMoMH85CZ03 | CFLSCEDMoCZ03MH85 | CFL | SCE | DMo | MH85 | CZ03 | rWtd | 0 | 0 | 0 |  | 0 | 0 | 0 | 0 | 0 | 0 | 0 | 1291 | 1292 | 1294 | 1293 | 1291 | 1294 | 1.042 | 0.802 | 0.984 | 0.562 | 1.042 | 0.984 | 1.9756 | 2 | 1 | 1 | 1.9756 | 1 | -0.03413 | 0 | -0.03413 | 0 | 0 | 0
CFLDMoMH85CZ04 | CFLSCEDMoCZ04MH85 | CFL | SCE | DMo | MH85 | CZ04 | rWtd | 0 | 0 | 0 |  | 0 | 0 | 0 | 0 | 0 | 0 | 0 | 1295 | 1296 | 1298 | 1297 | 1295 | 1298 | 1.116 | 0.866 | 0.99 | 0.65 | 1.116 | 0.99 | 1.8182 | 1.7955 | 1 | 1.0227 | 1.8182 | 1 | -0.0278 | 0 | -0.0276 | 0 | 0 | 0
CFLDMoMH85CZ05 | CFLSCEDMoCZ05MH85 | CFL | SCE | DMo | MH85 | CZ05 | rWtd | 0.99223 | 1.8125 | -0.02463 |  | 0.58316 | 0.083308 | 0.13849 | 0.019784 | 0.14162 | 0.033633 | 1 | 1299 | 1300 | 1302 | 1301 | 1299 | 1302 | 1.032 | 0.766 | 0.986 | 0.542 | 1.032 | 0.986 | 2 | 2 | 1.0227 | 1.0227 | 2 | 1.0227 | -0.03413 | 0 | -0.03413 | 0 | 0 | 0
CFLDMoMH85CZ06 | CFLSCEDMoCZ06MH85 | CFL | SCE | DMo | MH85 | CZ06 | rWtd | 0.9977 | 1.1987 | -0.016454 |  | 4674.852 | 667.836 | 13779.143 | 1968.449 | 1135.3212 | 3346.3633 | 25571.9645 | 1303 | 1304 | 1306 | 1305 | 1303 | 1306 | 1.11 | 0.946 | 0.994 | 0.716 | 1.11 | 0.994 | 1.7727 | 1.8182 | 1 | 1.0227 | 1.7727 | 1 | -0.0228 | 0 | -0.0228 | 0 | 0 | 0
CFLDMoMH85CZ07 | CFLSCEDMoCZ07MH85 | CFL | SCE | DMo | MH85 | CZ07 | rWtd | 0 | 0 | 0 |  | 0 | 0 | 0 | 0 | 0 | 0 | 0 | 1307 | 1308 | 1310 | 1309 | 1307 | 1310 | 1.14 | 1.01 | 0.996 | 0.762 | 1.14 | 0.996 | 1.7045 | 1.7045 | 1.0227 | 1.0227 | 1.7045 | 1.0227 | -0.01908 | 0 | -0.01914 | 0 | 0 | 0
CFLDMoMH85CZ08 | CFLSCEDMoCZ08MH85 | CFL | SCE | DMo | MH85 | CZ08 | rWtd | 1.1024 | 1.6199 | -0.013726 |  | 13719.0452 | 1959.8636 | 3573.003 | 510.429 | 3331.7681 | 867.7293 | 23961.8382 | 1311 | 1312 | 1314 | 1313 | 1311 | 1314 | 1.15 | 1.014 | 0.998 | 0.76 | 1.15 | 0.998 | 1.7955 | 1.6591 | 1 | 1 | 1.7955 | 1 | -0.01902 | 0 | -0.01902 | 0 | 0 | 0
CFLDMoMH85CZ09 | CFLSCEDMoCZ09MH85 | CFL | SCE | DMo | MH85 | CZ09 | rWtd | 1.112 | 1.5979 | -0.014428 |  | 17609.949 | 2515.707 | 3873.926 | 553.418 | 4276.7019 | 940.8106 | 29770.5125 | 1315 | 1316 | 1318 | 1317 | 1315 | 1318 | 1.158 | 1.014 | 0.996 | 0.748 | 1.158 | 0.996 | 1.7273 | 1.7045 | 1.0227 | 1 | 1.7273 | 1.0227 | -0.02 | 0 | -0.01996 | 0 | 0 | 0
CFLDMoMH85CZ10 | CFLSCEDMoCZ10MH85 | CFL | SCE | DMo | MH85 | CZ10 | rWtd | 1.1515 | 1.7846 | -0.014722 |  | 33518.8112 | 4788.4016 | 1474.914 | 210.702 | 8140.2827 | 358.1934 | 48491.3049 | 1319 | 1320 | 1322 | 1321 | 1319 | 1322 | 1.176 | 1.016 | 0.996 | 0.742 | 1.176 | 0.996 | 1.8182 | 1.8182 | 1.0227 | 1 | 1.8182 | 1.0227 | -0.0204 | 0 | -0.0204 | 0 | 0 | 0
CFLDMoMH85CZ11 | CFLSCEDMoCZ11MH85 | CFL | SCE | DMo | MH85 | CZ11 | rWtd | 0 | 0 | 0 |  | 0 | 0 | 0 | 0 | 0 | 0 | 0 | 1323 | 1324 | 1326 | 1325 | 1323 | 1326 | 1.172 | 0.946 | 0.99 | 0.66 | 1.172 | 0.99 | 1.8049 | 1.8049 | 1 | 1 | 1.8049 | 1 | -0.0268 | 0 | -0.0266 | 0 | 0 | 0
CFLDMoMH85CZ12 | CFLSCEDMoCZ12MH85 | CFL | SCE | DMo | MH85 | CZ12 | rWtd | 0 | 0 | 0 |  | 0 | 0 | 0 | 0 | 0 | 0 | 0 | 1327 | 1328 | 1330 | 1329 | 1327 | 1330 | 1.134 | 0.906 | 0.99 | 0.634 | 1.134 | 0.99 | 2 | 2 | 1 | 1 | 2 | 1 | -0.0288 | 0 | -0.0288 | 0 | 0 | 0
CFLDMoMH85CZ13 | CFLSCEDMoCZ13MH85 | CFL | SCE | DMo | MH85 | CZ13 | rWtd | 1.1618 | 1.783 | -0.018041 |  | 4228.525 | 604.075 | 0 | 0 | 1026.9275 | 0 | 5859.5275 | 1331 | 1332 | 1334 | 1333 | 1331 | 1334 | 1.182 | 0.986 | 0.992 | 0.686 | 1.182 | 0.992 | 1.7805 | 1.8049 | 1 | 1 | 1.7805 | 1 | -0.025 | 0 | -0.025 | 0 | 0 | 0
CFLDMoMH85CZ14 | CFLSCEDMoCZ14MH85 | CFL | SCE | DMo | MH85 | CZ14 | rWtd | 1.1367 | 1.6729 | -0.019611 |  | 10005.093 | 1429.299 | 672.868 | 96.124 | 2429.8083 | 163.4108 | 14796.6031 | 1335 | 1336 | 1338 | 1337 | 1335 | 1338 | 1.176 | 0.912 | 0.99 | 0.666 | 1.176 | 0.99 | 1.7143 | 1.7381 | 1.0238 | 1 | 1.7143 | 1.0238 | -0.0272 | 0 | -0.0268 | 0 | 0 | 0
CFLDMoMH85CZ15 | CFLSCEDMoCZ15MH85 | CFL | SCE | DMo | MH85 | CZ15 | rWtd | 1.2394 | 1.6929 | -0.0074041 |  | 3817.4178 | 545.3454 | 0 | 0 | 927.0872 | 0 | 5289.8504 | 1339 | 1340 | 1342 | 1341 | 1339 | 1342 | 1.246 | 1.182 | 1 | 0.874 | 1.246 | 1 | 1.6905 | 1.7143 | 1 | 1 | 1.6905 | 1 | -0.01026 | 0 | -0.0103 | 0 | 0 | 0
CFLDMoMH85CZ16 | CFLSCEDMoCZ16MH85 | CFL | SCE | DMo | MH85 | CZ16 | rWtd | 1.0416 | 1.8124 | -0.02463 |  | 10849.531 | 1549.933 | 0 | 0 | 2634.8861 | 0 | 15034.3501 | 1343 | 1344 | 1346 | 1345 | 1343 | 1346 | 1.082 | 0.69 | 0.986 | 0.568 | 1.082 | 0.986 | 1.8049 | 1.878 | 1 | 1 | 1.8049 | 1 | -0.03413 | 0 | -0.034 | 0 | 0 | 0
CFLDMoMH00CZ01 | CFLSCEDMoCZ01MH00 | CFL | SCE | DMo | MH00 | CZ01 | rWtd | 0 | 0 | 0 |  | 0 | 0 | 0 | 0 | 0 | 0 | 0 | 1027 | 1028 | 1030 | 1029 | 1027 | 1030 | 1 | 0.726 | 0.994 | 0.598 | 1 | 0.994 | 1.0227 | 1.0227 | 1.0227 | 1.0227 | 1.0227 | 1.0227 | -0.031 | 0 | -0.031 | 0 | 0 | 0
CFLDMoMH00CZ02 | CFLSCEDMoCZ02MH00 | CFL | SCE | DMo | MH00 | CZ02 | rWtd | 0 | 0 | 0 |  | 0 | 0 | 0 | 0 | 0 | 0 | 0 | 1031 | 1032 | 1034 | 1033 | 1031 | 1034 | 1.084 | 0.85 | 0.992 | 0.666 | 1.084 | 0.992 | 2 | 2 | 1 | 1 | 2 | 1 | -0.026 | 0 | -0.026 | 0 | 0 | 0
CFLDMoMH00CZ03 | CFLSCEDMoCZ03MH00 | CFL | SCE | DMo | MH00 | CZ03 | rWtd | 0 | 0 | 0 |  | 0 | 0 | 0 | 0 | 0 | 0 | 0 | 1035 | 1036 | 1038 | 1037 | 1035 | 1038 | 1.02 | 0.764 | 0.984 | 0.55 | 1.02 | 0.984 | 2 | 2 | 1 | 1 | 2 | 1 | -0.03413 | 0 | -0.03413 | 0 | 0 | 0
CFLDMoMH00CZ04 | CFLSCEDMoCZ04MH00 | CFL | SCE | DMo | MH00 | CZ04 | rWtd | 0 | 0 | 0 |  | 0 | 0 | 0 | 0 | 0 | 0 | 0 | 1039 | 1040 | 1042 | 1041 | 1039 | 1042 | 1.096 | 0.834 | 0.988 | 0.626 | 1.096 | 0.988 | 2 | 2 | 1.0227 | 1.0227 | 2 | 1.0227 | -0.0294 | 0 | -0.0292 | 0 | 0 | 0
CFLDMoMH00CZ05 | CFLSCEDMoCZ05MH00 | CFL | SCE | DMo | MH00 | CZ05 | rWtd | 0.96594 | 1.8068 | -0.02463 |  | 0.58316 | 0.083308 | 0.13849 | 0.019784 | 0.14162 | 0.033633 | 1 | 1043 | 1044 | 1046 | 1045 | 1043 | 1046 | 1.012 | 0.662 | 0.98 | 0.436 | 1.012 | 0.98 | 2 | 1.9318 | 1.0227 | 1.0227 | 2 | 1.0227 | -0.03413 | 0 | -0.03413 | 0 | 0 | 0
CFLDMoMH00CZ06 | CFLSCEDMoCZ06MH00 | CFL | SCE | DMo | MH00 | CZ06 | rWtd | 0.99616 | 1.1911 | -0.018186 |  | 4674.852 | 667.836 | 13779.143 | 1968.449 | 1135.3212 | 3346.3633 | 25571.9645 | 1047 | 1048 | 1050 | 1049 | 1047 | 1050 | 1.122 | 0.928 | 0.992 | 0.684 | 1.122 | 0.992 | 1.75 | 1.7273 | 1 | 1.0227 | 1.75 | 1 | -0.0252 | 0 | -0.0252 | 0 | 0 | 0
CFLDMoMH00CZ07 | CFLSCEDMoCZ07MH00 | CFL | SCE | DMo | MH00 | CZ07 | rWtd | 0 | 0 | 0 |  | 0 | 0 | 0 | 0 | 0 | 0 | 0 | 1051 | 1052 | 1054 | 1053 | 1051 | 1054 | 1.134 | 0.984 | 0.996 | 0.734 | 1.134 | 0.996 | 1.75 | 1.7727 | 1.0227 | 1 | 1.75 | 1.0227 | -0.0208 | 0 | -0.0208 | 0 | 0 | 0
CFLDMoMH00CZ08 | CFLSCEDMoCZ08MH00 | CFL | SCE | DMo | MH00 | CZ08 | rWtd | 1.1019 | 1.6528 | -0.014156 |  | 13719.0452 | 1959.8636 | 3573.003 | 510.429 | 3331.7681 | 867.7293 | 23961.8382 | 1055 | 1056 | 1058 | 1057 | 1055 | 1058 | 1.15 | 1.01 | 0.998 | 0.75 | 1.15 | 0.998 | 1.8182 | 1.8636 | 1 | 1 | 1.8182 | 1 | -0.01962 | 0 | -0.0196 | 0 | 0 | 0
CFLDMoMH00CZ09 | CFLSCEDMoCZ09MH00 | CFL | SCE | DMo | MH00 | CZ09 | rWtd | 1.1117 | 1.6743 | -0.015588 |  | 17609.949 | 2515.707 | 3873.926 | 553.418 | 4276.7019 | 940.8106 | 29770.5125 | 1059 | 1060 | 1062 | 1061 | 1059 | 1062 | 1.16 | 1.002 | 0.994 | 0.726 | 1.16 | 0.994 | 1.8182 | 1.8182 | 1.0227 | 1 | 1.8182 | 1.0227 | -0.0216 | 0 | -0.0216 | 0 | 0 | 0
CFLDMoMH00CZ10 | CFLSCEDMoCZ10MH00 | CFL | SCE | DMo | MH00 | CZ10 | rWtd | 1.1688 | 1.8109 | -0.016015 |  | 33518.8112 | 4788.4016 | 1474.914 | 210.702 | 8140.2827 | 358.1934 | 48491.3049 | 1063 | 1064 | 1066 | 1065 | 1063 | 1066 | 1.196 | 1.018 | 0.996 | 0.722 | 1.196 | 0.996 | 1.8409 | 1.8864 | 1.0227 | 1.0227 | 1.8409 | 1.0227 | -0.0222 | 0 | -0.022 | 0 | 0 | 0
CFLDMoMH00CZ11 | CFLSCEDMoCZ11MH00 | CFL | SCE | DMo | MH00 | CZ11 | rWtd | 0 | 0 | 0 |  | 0 | 0 | 0 | 0 | 0 | 0 | 0 | 1067 | 1068 | 1070 | 1069 | 1067 | 1070 | 1.174 | 0.952 | 0.992 | 0.67 | 1.174 | 0.992 | 1.9268 | 1.9512 | 1 | 1 | 1.9268 | 1 | -0.0258 | 0 | -0.0258 | 0 | 0 | 0
CFLDMoMH00CZ12 | CFLSCEDMoCZ12MH00 | CFL | SCE | DMo | MH00 | CZ12 | rWtd | 0 | 0 | 0 |  | 0 | 0 | 0 | 0 | 0 | 0 | 0 | 1071 | 1072 | 1074 | 1073 | 1071 | 1074 | 1.138 | 0.894 | 0.99 | 0.634 | 1.138 | 0.99 | 2 | 2 | 1 | 1 | 2 | 1 | -0.0284 | 0 | -0.0284 | 0 | 0 | 0
CFLDMoMH00CZ13 | CFLSCEDMoCZ13MH00 | CFL | SCE | DMo | MH00 | CZ13 | rWtd | 1.1766 | 1.8368 | -0.018186 |  | 4228.525 | 604.075 | 0 | 0 | 1026.9275 | 0 | 5859.5275 | 1075 | 1076 | 1078 | 1077 | 1075 | 1078 | 1.198 | 0.99 | 0.992 | 0.678 | 1.198 | 0.992 | 1.8293 | 1.9024 | 1 | 1 | 1.8293 | 1 | -0.0252 | 0 | -0.0252 | 0 | 0 | 0
CFLDMoMH00CZ14 | CFLSCEDMoCZ14MH00 | CFL | SCE | DMo | MH00 | CZ14 | rWtd | 1.1439 | 1.74 | -0.019187 |  | 10005.093 | 1429.299 | 672.868 | 96.124 | 2429.8083 | 163.4108 | 14796.6031 | 1079 | 1080 | 1082 | 1081 | 1079 | 1082 | 1.184 | 0.916 | 0.992 | 0.67 | 1.184 | 0.992 | 1.7857 | 1.8095 | 1.0238 | 1.0238 | 1.7857 | 1.0238 | -0.0266 | 0 | -0.0264 | 0 | 0 | 0
CFLDMoMH00CZ15 | CFLSCEDMoCZ15MH00 | CFL | SCE | DMo | MH00 | CZ15 | rWtd | 1.2886 | 1.7619 | -0.0069567 |  | 3817.4178 | 545.3454 | 0 | 0 | 927.0872 | 0 | 5289.8504 | 1083 | 1084 | 1086 | 1085 | 1083 | 1086 | 1.296 | 1.224 | 1.002 | 0.878 | 1.296 | 1.002 | 1.7619 | 1.7619 | 1 | 1.0238 | 1.7619 | 1 | -0.00964 | 0 | -0.00956 | 0 | 0 | 0
CFLDMoMH00CZ16 | CFLSCEDMoCZ16MH00 | CFL | SCE | DMo | MH00 | CZ16 | rWtd | 1.0558 | 2 | -0.018619 |  | 10849.531 | 1549.933 | 0 | 0 | 2634.8861 | 0 | 15034.3501 | 1087 | 1088 | 1090 | 1089 | 1087 | 1090 | 1.088 | 0.776 | 0.994 | 0.662 | 1.088 | 0.994 | 2 | 2 | 1 | 1 | 2 | 1 | -0.0258 | 0 | -0.0258 | 0 | 0 | 0
CFLDMoMH06CZ01 | CFLSCEDMoCZ01MH06 | CFL | SCE | DMo | MH06 | CZ01 | rWtd | 0 | 0 | 0 |  | 0 | 0 | 0 | 0 | 0 | 0 | 0 | 1091 | 1092 | 1094 | 1093 | 1091 | 1094 | 1 | 0.686 | 0.988 | 0.508 | 1 | 0.988 | 1.0227 | 1.0227 | 1.0227 | 1.0227 | 1.0227 | 1.0227 | -0.03413 | 0 | -0.03413 | 0 | 0 | 0
CFLDMoMH06CZ02 | CFLSCEDMoCZ02MH06 | CFL | SCE | DMo | MH06 | CZ02 | rWtd | 0 | 0 | 0 |  | 0 | 0 | 0 | 0 | 0 | 0 | 0 | 1095 | 1096 | 1098 | 1097 | 1095 | 1098 | 1.086 | 0.828 | 0.988 | 0.602 | 1.086 | 0.988 | 1.8049 | 1.7317 | 1 | 1 | 1.8049 | 1 | -0.0312 | 0 | -0.0308 | 0 | 0 | 0
CFLDMoMH06CZ03 | CFLSCEDMoCZ03MH06 | CFL | SCE | DMo | MH06 | CZ03 | rWtd | 0 | 0 | 0 |  | 0 | 0 | 0 | 0 | 0 | 0 | 0 | 1099 | 1100 | 1102 | 1101 | 1099 | 1102 | 1.054 | 0.92 | 0.998 | 0.74 | 1.054 | 0.998 | 1.8049 | 1.9024 | 1 | 1 | 1.8049 | 1 | -0.01946 | 0 | -0.01948 | 0 | 0 | 0
CFLDMoMH06CZ04 | CFLSCEDMoCZ04MH06 | CFL | SCE | DMo | MH06 | CZ04 | rWtd | 0 | 0 | 0 |  | 0 | 0 | 0 | 0 | 0 | 0 | 0 | 1103 | 1104 | 1106 | 1105 | 1103 | 1106 | 1.096 | 0.868 | 0.992 | 0.67 | 1.096 | 0.992 | 1.7045 | 1.8409 | 1.0227 | 1.0227 | 1.7045 | 1.0227 | -0.026 | 0 | -0.0258 | 0 | 0 | 0
CFLDMoMH06CZ05 | CFLSCEDMoCZ05MH06 | CFL | SCE | DMo | MH06 | CZ05 | rWtd | 0.97835 | 1.5767 | -0.023093 |  | 0.41404 | 0.059149 | 0.30761 | 0.043944 | 0.10055 | 0.074705 | 1 | 1107 | 1108 | 1110 | 1109 | 1107 | 1110 | 1.026 | 0.78 | 0.99 | 0.586 | 1.026 | 0.99 | 2 | 1.8864 | 1.0227 | 1.0227 | 2 | 1.0227 | -0.032 | 0 | -0.032 | 0 | 0 | 0
CFLDMoMH06CZ06 | CFLSCEDMoCZ06MH06 | CFL | SCE | DMo | MH06 | CZ06 | rWtd | 1.0085 | 1.0448 | -0.0031031 |  | 49.784 | 7.112 | 1064.168 | 152.024 | 12.0904 | 258.4408 | 1543.6192 | 1111 | 1112 | 1114 | 1113 | 1111 | 1114 | 1.12 | 1.086 | 1.01 | 0.946 | 1.12 | 1.01 | 1.5682 | 1.5455 | 1.0227 | 1 | 1.5682 | 1.0227 | -0.0043 | 0 | -0.0043 | 0 | 0 | 0
CFLDMoMH06CZ07 | CFLSCEDMoCZ07MH06 | CFL | SCE | DMo | MH06 | CZ07 | rWtd | 0 | 0 | 0 |  | 0 | 0 | 0 | 0 | 0 | 0 | 0 | 1115 | 1116 | 1118 | 1117 | 1115 | 1118 | 1.184 | 1.102 | 1.004 | 0.86 | 1.184 | 1.004 | 1.5227 | 1.5227 | 1 | 1.0227 | 1.5227 | 1 | -0.01 | 0 | -0.01 | 0 | 0 | 0
CFLDMoMH06CZ08 | CFLSCEDMoCZ08MH06 | CFL | SCE | DMo | MH06 | CZ08 | rWtd | 1.1479 | 1.4912 | -0.010493 |  | 293.8264 | 41.9752 | 49.784 | 7.112 | 71.3578 | 12.0904 | 476.1458 | 1119 | 1120 | 1122 | 1121 | 1119 | 1122 | 1.186 | 1.088 | 1.002 | 0.814 | 1.186 | 1.002 | 1.5682 | 1.5909 | 1.0227 | 1.0227 | 1.5682 | 1.0227 | -0.01454 | 0 | -0.01454 | 0 | 0 | 0
CFLDMoMH06CZ09 | CFLSCEDMoCZ09MH06 | CFL | SCE | DMo | MH06 | CZ09 | rWtd | 1.1185 | 1.6387 | -0.011705 |  | 741.454 | 105.922 | 0 | 0 | 180.0674 | 0 | 1027.4434 | 1123 | 1124 | 1126 | 1125 | 1123 | 1126 | 1.13 | 1.018 | 1 | 0.786 | 1.13 | 1 | 1.6364 | 1.6591 | 1.0227 | 1.0227 | 1.6364 | 1.0227 | -0.01622 | 0 | -0.01626 | 0 | 0 | 0
CFLDMoMH06CZ10 | CFLSCEDMoCZ10MH06 | CFL | SCE | DMo | MH06 | CZ10 | rWtd | 1.1529 | 1.5455 | -0.015876 |  | 191.8504 | 27.4072 | 0 | 0 | 46.5922 | 0 | 265.8498 | 1127 | 1128 | 1130 | 1129 | 1127 | 1130 | 1.17 | 1.004 | 0.996 | 0.72 | 1.17 | 0.996 | 1.5455 | 1.5455 | 1.0227 | 1 | 1.5455 | 1.0227 | -0.022 | 0 | -0.022 | 0 | 0 | 0
CFLDMoMH06CZ11 | CFLSCEDMoCZ11MH06 | CFL | SCE | DMo | MH06 | CZ11 | rWtd | 0 | 0 | 0 |  | 0 | 0 | 0 | 0 | 0 | 0 | 0 | 1131 | 1132 | 1134 | 1133 | 1131 | 1134 | 1.148 | 0.98 | 0.998 | 0.74 | 1.148 | 0.998 | 1.7805 | 1.7805 | 1 | 1 | 1.7805 | 1 | -0.0206 | 0 | -0.0206 | 0 | 0 | 0
CFLDMoMH06CZ12 | CFLSCEDMoCZ12MH06 | CFL | SCE | DMo | MH06 | CZ12 | rWtd | 0 | 0 | 0 |  | 0 | 0 | 0 | 0 | 0 | 0 | 0 | 1135 | 1136 | 1138 | 1137 | 1135 | 1138 | 1.12 | 0.91 | 0.992 | 0.652 | 1.12 | 0.992 | 1.7073 | 1.7073 | 1 | 1 | 1.7073 | 1 | -0.027 | 0 | -0.0268 | 0 | 0 | 0
CFLDMoMH06CZ13 | CFLSCEDMoCZ13MH06 | CFL | SCE | DMo | MH06 | CZ13 | rWtd | 1.071 | 1.3219 | -0.016681 |  | 0.41404 | 0.059149 | 0.30761 | 0.043944 | 0.10055 | 0.074705 | 1 | 1139 | 1140 | 1142 | 1141 | 1139 | 1142 | 1.17 | 0.982 | 0.994 | 0.702 | 1.17 | 0.994 | 1.561 | 1.561 | 1 | 1 | 1.561 | 1 | -0.0232 | 0 | -0.023 | 0 | 0 | 0
CFLDMoMH06CZ14 | CFLSCEDMoCZ14MH06 | CFL | SCE | DMo | MH06 | CZ14 | rWtd | 1.0643 | 1.3394 | -0.018063 |  | 0.41404 | 0.059149 | 0.30761 | 0.043944 | 0.10055 | 0.074705 | 1 | 1143 | 1144 | 1146 | 1145 | 1143 | 1146 | 1.166 | 0.926 | 0.992 | 0.688 | 1.166 | 0.992 | 1.5714 | 1.5952 | 1.0238 | 1.0238 | 1.5714 | 1.0238 | -0.0252 | 0 | -0.0248 | 0 | 0 | 0
CFLDMoMH06CZ15 | CFLSCEDMoCZ15MH06 | CFL | SCE | DMo | MH06 | CZ15 | rWtd | 1.2398 | 1.5714 | -0.0065237 |  | 172.7236 | 24.6748 | 0 | 0 | 41.9472 | 0 | 239.3456 | 1147 | 1148 | 1150 | 1149 | 1147 | 1150 | 1.246 | 1.186 | 1.002 | 0.886 | 1.246 | 1.002 | 1.5714 | 1.5714 | 1.0238 | 1.0238 | 1.5714 | 1.0238 | -0.00904 | 0 | -0.00886 | 0 | 0 | 0
CFLDMoMH06CZ16 | CFLSCEDMoCZ16MH06 | CFL | SCE | DMo | MH06 | CZ16 | rWtd | 1.0307 | 1.6829 | -0.018619 |  | 49.742 | 7.106 | 0 | 0 | 12.0802 | 0 | 68.9282 | 1151 | 1152 | 1154 | 1153 | 1151 | 1154 | 1.062 | 0.758 | 0.994 | 0.664 | 1.062 | 0.994 | 1.6829 | 1.6829 | 1 | 1 | 1.6829 | 1 | -0.0258 | 0 | -0.0256 | 0 | 0 | 0
CFLDMoMH15CZ01 | CFLSCEDMoCZ01MH15 | CFL | SCE | DMo | MH15 | CZ01 | rWtd | 0 | 0 | 0 |  | 0 | 0 | 0 | 0 | 0 | 0 | 0 | 1155 | 1156 | 1158 | 1157 | 1155 | 1158 | 1 | 0.722 | 0.99 | 0.542 | 1 | 0.99 | 1.0227 | 1.0227 | 1.0227 | 1.0227 | 1.0227 | 1.0227 | -0.03413 | 0 | -0.03413 | 0 | 0 | 0
CFLDMoMH15CZ02 | CFLSCEDMoCZ02MH15 | CFL | SCE | DMo | MH15 | CZ02 | rWtd | 0 | 0 | 0 |  | 0 | 0 | 0 | 0 | 0 | 0 | 0 | 1159 | 1160 | 1162 | 1161 | 1159 | 1162 | 1.08 | 0.84 | 0.99 | 0.612 | 1.08 | 0.99 | 1.7805 | 1.8293 | 1 | 1 | 1.7805 | 1 | -0.0302 | 0 | -0.0298 | 0 | 0 | 0
CFLDMoMH15CZ03 | CFLSCEDMoCZ03MH15 | CFL | SCE | DMo | MH15 | CZ03 | rWtd | 0 | 0 | 0 |  | 0 | 0 | 0 | 0 | 0 | 0 | 0 | 1163 | 1164 | 1166 | 1165 | 1163 | 1166 | 1.026 | 0.844 | 0.99 | 0.618 | 1.026 | 0.99 | 1.8049 | 1.8537 | 1 | 1 | 1.8049 | 1 | -0.029 | 0 | -0.029 | 0 | 0 | 0
CFLDMoMH15CZ04 | CFLSCEDMoCZ04MH15 | CFL | SCE | DMo | MH15 | CZ04 | rWtd | 0 | 0 | 0 |  | 0 | 0 | 0 | 0 | 0 | 0 | 0 | 1167 | 1168 | 1170 | 1169 | 1167 | 1170 | 1.088 | 0.874 | 0.992 | 0.668 | 1.088 | 0.992 | 1.6364 | 1.7273 | 1.0227 | 1.0227 | 1.6364 | 1.0227 | -0.0262 | 0 | -0.026 | 0 | 0 | 0
CFLDMoMH15CZ05 | CFLSCEDMoCZ05MH15 | CFL | SCE | DMo | MH15 | CZ05 | rWtd | 0.97177 | 1.5299 | -0.02463 |  | 0.41404 | 0.059149 | 0.30761 | 0.043944 | 0.10055 | 0.074705 | 1 | 1171 | 1172 | 1174 | 1173 | 1171 | 1174 | 1.022 | 0.768 | 0.986 | 0.534 | 1.022 | 0.986 | 1.9091 | 1.8864 | 1.0227 | 1.0227 | 1.9091 | 1.0227 | -0.03413 | 0 | -0.03413 | 0 | 0 | 0
CFLDMoMH15CZ06 | CFLSCEDMoCZ06MH15 | CFL | SCE | DMo | MH15 | CZ06 | rWtd | 0.97023 | 1.0441 | -0.016316 |  | 49.784 | 7.112 | 1064.168 | 152.024 | 12.0904 | 258.4408 | 1543.6192 | 1175 | 1176 | 1178 | 1177 | 1175 | 1178 | 1.09 | 0.942 | 0.994 | 0.716 | 1.09 | 0.994 | 1.5455 | 1.5909 | 1.0227 | 1 | 1.5455 | 1.0227 | -0.0228 | 0 | -0.0226 | 0 | 0 | 0
CFLDMoMH15CZ07 | CFLSCEDMoCZ07MH15 | CFL | SCE | DMo | MH15 | CZ07 | rWtd | 0 | 0 | 0 |  | 0 | 0 | 0 | 0 | 0 | 0 | 0 | 1179 | 1180 | 1182 | 1181 | 1179 | 1182 | 1.16 | 1.082 | 1.004 | 0.836 | 1.16 | 1.004 | 1.4545 | 1.4773 | 1 | 1.0227 | 1.4545 | 1 | -0.01204 | 0 | -0.012 | 0 | 0 | 0
CFLDMoMH15CZ08 | CFLSCEDMoCZ08MH15 | CFL | SCE | DMo | MH15 | CZ08 | rWtd | 1.1343 | 1.4329 | -0.011132 |  | 293.8264 | 41.9752 | 49.784 | 7.112 | 71.3578 | 12.0904 | 476.1458 | 1183 | 1184 | 1186 | 1185 | 1183 | 1186 | 1.17 | 1.078 | 1 | 0.804 | 1.17 | 1 | 1.5 | 1.5227 | 1.0227 | 1.0227 | 1.5 | 1.0227 | -0.01544 | 0 | -0.01534 | 0 | 0 | 0
CFLDMoMH15CZ09 | CFLSCEDMoCZ09MH15 | CFL | SCE | DMo | MH15 | CZ09 | rWtd | 1.1082 | 1.5682 | -0.013452 |  | 741.454 | 105.922 | 0 | 0 | 180.0674 | 0 | 1027.4434 | 1187 | 1188 | 1190 | 1189 | 1187 | 1190 | 1.12 | 1.006 | 0.998 | 0.754 | 1.12 | 0.998 | 1.5682 | 1.5682 | 1.0227 | 1.0227 | 1.5682 | 1.0227 | -0.01864 | 0 | -0.0186 | 0 | 0 | 0
CFLDMoMH15CZ10 | CFLSCEDMoCZ10MH15 | CFL | SCE | DMo | MH15 | CZ10 | rWtd | 1.1396 | 1.482 | -0.014722 |  | 191.8504 | 27.4072 | 0 | 0 | 46.5922 | 0 | 265.8498 | 1191 | 1192 | 1194 | 1193 | 1191 | 1194 | 1.154 | 1.014 | 0.996 | 0.738 | 1.154 | 0.996 | 1.4773 | 1.5227 | 1.0227 | 1 | 1.4773 | 1.0227 | -0.0204 | 0 | -0.0202 | 0 | 0 | 0
CFLDMoMH15CZ11 | CFLSCEDMoCZ11MH15 | CFL | SCE | DMo | MH15 | CZ11 | rWtd | 0 | 0 | 0 |  | 0 | 0 | 0 | 0 | 0 | 0 | 0 | 1195 | 1196 | 1198 | 1197 | 1195 | 1198 | 1.126 | 0.95 | 0.996 | 0.712 | 1.126 | 0.996 | 1.5366 | 1.5366 | 1 | 1 | 1.5366 | 1 | -0.0224 | 0 | -0.0222 | 0 | 0 | 0
CFLDMoMH15CZ12 | CFLSCEDMoCZ12MH15 | CFL | SCE | DMo | MH15 | CZ12 | rWtd | 0 | 0 | 0 |  | 0 | 0 | 0 | 0 | 0 | 0 | 0 | 1199 | 1200 | 1202 | 1201 | 1199 | 1202 | 1.108 | 0.92 | 0.992 | 0.668 | 1.108 | 0.992 | 1.6829 | 1.6829 | 1 | 1 | 1.6829 | 1 | -0.0256 | 0 | -0.0252 | 0 | 0 | 0
CFLDMoMH15CZ13 | CFLSCEDMoCZ13MH15 | CFL | SCE | DMo | MH15 | CZ13 | rWtd | 1.0645 | 1.2953 | -0.016103 |  | 0.41404 | 0.059149 | 0.30761 | 0.043944 | 0.10055 | 0.074705 | 1 | 1203 | 1204 | 1206 | 1205 | 1203 | 1206 | 1.156 | 0.988 | 0.994 | 0.71 | 1.156 | 0.994 | 1.5122 | 1.5366 | 1 | 1 | 1.5122 | 1 | -0.0224 | 0 | -0.0222 | 0 | 0 | 0
CFLDMoMH15CZ14 | CFLSCEDMoCZ14MH15 | CFL | SCE | DMo | MH15 | CZ14 | rWtd | 1.0555 | 1.3121 | -0.018351 |  | 0.41404 | 0.059149 | 0.30761 | 0.043944 | 0.10055 | 0.074705 | 1 | 1207 | 1208 | 1210 | 1209 | 1207 | 1210 | 1.15 | 0.922 | 0.992 | 0.68 | 1.15 | 0.992 | 1.5238 | 1.5476 | 1.0238 | 1.0238 | 1.5238 | 1.0238 | -0.0256 | 0 | -0.0252 | 0 | 0 | 0
CFLDMoMH15CZ15 | CFLSCEDMoCZ15MH15 | CFL | SCE | DMo | MH15 | CZ15 | rWtd | 1.2222 | 1.5476 | -0.0067546 |  | 172.7236 | 24.6748 | 0 | 0 | 41.9472 | 0 | 239.3456 | 1211 | 1212 | 1214 | 1213 | 1211 | 1214 | 1.228 | 1.172 | 1.002 | 0.88 | 1.228 | 1.002 | 1.5476 | 1.5476 | 1.0238 | 1.0238 | 1.5476 | 1.0238 | -0.00936 | 0 | -0.00914 | 0 | 0 | 0
CFLDMoMH15CZ16 | CFLSCEDMoCZ16MH15 | CFL | SCE | DMo | MH15 | CZ16 | rWtd | 1.0269 | 1.6804 | -0.01833 |  | 49.742 | 7.106 | 0 | 0 | 12.0802 | 0 | 68.9282 | 1215 | 1216 | 1218 | 1217 | 1215 | 1218 | 1.056 | 0.774 | 0.994 | 0.666 | 1.056 | 0.994 | 1.6829 | 1.6585 | 1 | 1 | 1.6829 | 1 | -0.0254 | 0 | -0.0252 | 0 | 0 | 0
CFLDMoMH72CZ01 | CFLSDGDMoCZ01MH72 | CFL | SDG | DMo | MH72 | CZ01 | rWtd | 0 | 0 | 0 |  | 0 | 0 | 0 | 0 | 0 | 0 | 0 | 1219 | 1220 | 1222 | 1221 | 1219 | 1222 | 1 | 0.75 | 0.994 | 0.624 | 1 | 0.994 | 1.0227 | 1.0227 | 1.0227 | 1.0227 | 1.0227 | 1.0227 | -0.0288 | 0 | -0.0288 | 0 | 0 | 0
CFLDMoMH72CZ02 | CFLSDGDMoCZ02MH72 | CFL | SDG | DMo | MH72 | CZ02 | rWtd | 0 | 0 | 0 |  | 0 | 0 | 0 | 0 | 0 | 0 | 0 | 1223 | 1224 | 1226 | 1225 | 1223 | 1226 | 1.094 | 0.856 | 0.992 | 0.654 | 1.094 | 0.992 | 2 | 2 | 1 | 1.025 | 2 | 1 | -0.0272 | 0 | -0.0272 | 0 | 0 | 0
CFLDMoMH72CZ03 | CFLSDGDMoCZ03MH72 | CFL | SDG | DMo | MH72 | CZ03 | rWtd | 0 | 0 | 0 |  | 0 | 0 | 0 | 0 | 0 | 0 | 0 | 1227 | 1228 | 1230 | 1229 | 1227 | 1230 | 1.054 | 0.874 | 0.992 | 0.672 | 1.054 | 0.992 | 2 | 2 | 1.025 | 1.025 | 2 | 1.025 | -0.0254 | 0 | -0.0254 | 0 | 0 | 0
CFLDMoMH72CZ04 | CFLSDGDMoCZ04MH72 | CFL | SDG | DMo | MH72 | CZ04 | rWtd | 0 | 0 | 0 |  | 0 | 0 | 0 | 0 | 0 | 0 | 0 | 1231 | 1232 | 1234 | 1233 | 1231 | 1234 | 1.12 | 0.934 | 0.996 | 0.736 | 1.12 | 0.996 | 1.9545 | 2 | 1.0227 | 1.0227 | 1.9545 | 1.0227 | -0.0212 | 0 | -0.0212 | 0 | 0 | 0
CFLDMoMH72CZ05 | CFLSDGDMoCZ05MH72 | CFL | SDG | DMo | MH72 | CZ05 | rWtd | 0 | 0 | 0 |  | 0 | 0 | 0 | 0 | 0 | 0 | 0 | 1235 | 1236 | 1238 | 1237 | 1235 | 1238 | 1.028 | 0.766 | 0.988 | 0.56 | 1.028 | 0.988 | 2 | 2 | 1 | 1.0227 | 2 | 1 | -0.03413 | 0 | -0.03413 | 0 | 0 | 0
CFLDMoMH72CZ06 | CFLSDGDMoCZ06MH72 | CFL | SDG | DMo | MH72 | CZ06 | rWtd | 0 | 0 | 0 |  | 0 | 0 | 0 | 0 | 0 | 0 | 0 | 1239 | 1240 | 1242 | 1241 | 1239 | 1242 | 1.136 | 1.012 | 1 | 0.78 | 1.136 | 1 | 1.6364 | 1.6818 | 1.0227 | 1 | 1.6364 | 1.0227 | -0.01724 | 0 | -0.0172 | 0 | 0 | 0
CFLDMoMH72CZ07 | CFLSDGDMoCZ07MH72 | CFL | SDG | DMo | MH72 | CZ07 | rWtd | 1.0144 | 1.1427 | -0.011703 |  | 3813.8576 | 544.8368 | 13606.0736 | 1943.7248 | 926.2226 | 3304.3322 | 24139.0475 | 1243 | 1244 | 1246 | 1245 | 1243 | 1246 | 1.15 | 1.046 | 1 | 0.8 | 1.15 | 1 | 1.6364 | 1.7045 | 1 | 1.0227 | 1.6364 | 1 | -0.01628 | 0 | -0.0162 | 0 | 0 | 0
CFLDMoMH72CZ08 | CFLSDGDMoCZ08MH72 | CFL | SDG | DMo | MH72 | CZ08 | rWtd | 1.0954 | 1.4483 | -0.011425 |  | 937.104 | 133.872 | 624.736 | 89.248 | 227.5824 | 151.7216 | 2164.264 | 1247 | 1248 | 1250 | 1249 | 1247 | 1250 | 1.184 | 1.074 | 1 | 0.802 | 1.184 | 1 | 1.7273 | 1.7727 | 1.0227 | 1.0227 | 1.7273 | 1.0227 | -0.01584 | 0 | -0.01582 | 0 | 0 | 0
CFLDMoMH72CZ09 | CFLSDGDMoCZ09MH72 | CFL | SDG | DMo | MH72 | CZ09 | rWtd | 0 | 0 | 0 |  | 0 | 0 | 0 | 0 | 0 | 0 | 0 | 1251 | 1252 | 1254 | 1253 | 1251 | 1254 | 1.194 | 1.06 | 0.998 | 0.776 | 1.194 | 0.998 | 1.6364 | 1.6591 | 1.0227 | 1.0227 | 1.6364 | 1.0227 | -0.01778 | 0 | -0.01774 | 0 | 0 | 0
CFLDMoMH72CZ10 | CFLSDGDMoCZ10MH72 | CFL | SDG | DMo | MH72 | CZ10 | rWtd | 1.1409 | 1.7253 | -0.011388 |  | 13923.287 | 1989.041 | 2338.539 | 334.077 | 3381.3697 | 567.9309 | 22534.2446 | 1255 | 1256 | 1258 | 1257 | 1255 | 1258 | 1.18 | 1.064 | 1 | 0.802 | 1.18 | 1 | 1.8409 | 1.8636 | 1.0227 | 1.0227 | 1.8409 | 1.0227 | -0.01578 | 0 | -0.01578 | 0 | 0 | 0
CFLDMoMH72CZ11 | CFLSDGDMoCZ11MH72 | CFL | SDG | DMo | MH72 | CZ11 | rWtd | 0 | 0 | 0 |  | 0 | 0 | 0 | 0 | 0 | 0 | 0 | 1259 | 1260 | 1262 | 1261 | 1259 | 1262 | 1.17 | 1.002 | 0.998 | 0.75 | 1.17 | 0.998 | 1.9 | 1.925 | 1.025 | 1.025 | 1.9 | 1.025 | -0.01962 | 0 | -0.01958 | 0 | 0 | 0
CFLDMoMH72CZ12 | CFLSDGDMoCZ12MH72 | CFL | SDG | DMo | MH72 | CZ12 | rWtd | 0 | 0 | 0 |  | 0 | 0 | 0 | 0 | 0 | 0 | 0 | 1263 | 1264 | 1266 | 1265 | 1263 | 1266 | 1.146 | 0.954 | 0.994 | 0.704 | 1.146 | 0.994 | 2 | 2 | 1.025 | 1.025 | 2 | 1.025 | -0.0232 | 0 | -0.0232 | 0 | 0 | 0
CFLDMoMH72CZ13 | CFLSDGDMoCZ13MH72 | CFL | SDG | DMo | MH72 | CZ13 | rWtd | 0 | 0 | 0 |  | 0 | 0 | 0 | 0 | 0 | 0 | 0 | 1267 | 1268 | 1270 | 1269 | 1267 | 1270 | 1.188 | 1.01 | 0.996 | 0.722 | 1.188 | 0.996 | 1.8 | 1.825 | 1.025 | 1.025 | 1.8 | 1.025 | -0.0222 | 0 | -0.022 | 0 | 0 | 0
CFLDMoMH72CZ14 | CFLSDGDMoCZ14MH72 | CFL | SDG | DMo | MH72 | CZ14 | rWtd | 1.005 | 1.1492 | -0.014423 |  | 113.169 | 16.167 | 533.862 | 76.266 | 27.4839 | 129.6522 | 896.6001 | 1271 | 1272 | 1274 | 1273 | 1271 | 1274 | 1.188 | 0.992 | 0.996 | 0.748 | 1.188 | 0.996 | 1.7381 | 1.7619 | 1.0238 | 1.0238 | 1.7381 | 1.0238 | -0.0202 | 0 | -0.01994 | 0 | 0 | 0
CFLDMoMH72CZ15 | CFLSDGDMoCZ15MH72 | CFL | SDG | DMo | MH72 | CZ15 | rWtd | 1.1235 | 1.3716 | -0.0058735 |  | 0.37776 | 0.053965 | 0.34389 | 0.049128 | 0.091741 | 0.083517 | 1 | 1275 | 1276 | 1278 | 1277 | 1275 | 1278 | 1.248 | 1.192 | 1.004 | 0.898 | 1.248 | 1.004 | 1.6905 | 1.6905 | 1.0238 | 1 | 1.6905 | 1.0238 | -0.00812 | 0 | -0.00816 | 0 | 0 | 0
CFLDMoMH72CZ16 | CFLSDGDMoCZ16MH72 | CFL | SDG | DMo | MH72 | CZ16 | rWtd | 0 | 0 | 0 |  | 0 | 0 | 0 | 0 | 0 | 0 | 0 | 1279 | 1280 | 1282 | 1281 | 1279 | 1282 | 1.104 | 0.8 | 0.992 | 0.654 | 1.104 | 0.992 | 1.75 | 1.725 | 1.025 | 1.025 | 1.75 | 1.025 | -0.027 | 0 | -0.0268 | 0 | 0 | 0
CFLDMoMH85CZ01 | CFLSDGDMoCZ01MH85 | CFL | SDG | DMo | MH85 | CZ01 | rWtd | 0 | 0 | 0 |  | 0 | 0 | 0 | 0 | 0 | 0 | 0 | 1283 | 1284 | 1286 | 1285 | 1283 | 1286 | 1 | 0.672 | 0.986 | 0.504 | 1 | 0.986 | 1.0227 | 1.0227 | 1.0227 | 1.0227 | 1.0227 | 1.0227 | -0.03413 | 0 | -0.03413 | 0 | 0 | 0
CFLDMoMH85CZ02 | CFLSDGDMoCZ02MH85 | CFL | SDG | DMo | MH85 | CZ02 | rWtd | 0 | 0 | 0 |  | 0 | 0 | 0 | 0 | 0 | 0 | 0 | 1287 | 1288 | 1290 | 1289 | 1287 | 1290 | 1.09 | 0.802 | 0.986 | 0.578 | 1.09 | 0.986 | 2 | 2 | 1 | 1 | 2 | 1 | -0.0336 | 0 | -0.0334 | 0 | 0 | 0
CFLDMoMH85CZ03 | CFLSDGDMoCZ03MH85 | CFL | SDG | DMo | MH85 | CZ03 | rWtd | 0 | 0 | 0 |  | 0 | 0 | 0 | 0 | 0 | 0 | 0 | 1291 | 1292 | 1294 | 1293 | 1291 | 1294 | 1.042 | 0.802 | 0.984 | 0.562 | 1.042 | 0.984 | 1.9756 | 2 | 1 | 1 | 1.9756 | 1 | -0.03413 | 0 | -0.03413 | 0 | 0 | 0
CFLDMoMH85CZ04 | CFLSDGDMoCZ04MH85 | CFL | SDG | DMo | MH85 | CZ04 | rWtd | 0 | 0 | 0 |  | 0 | 0 | 0 | 0 | 0 | 0 | 0 | 1295 | 1296 | 1298 | 1297 | 1295 | 1298 | 1.116 | 0.866 | 0.99 | 0.65 | 1.116 | 0.99 | 1.8182 | 1.7955 | 1 | 1.0227 | 1.8182 | 1 | -0.0278 | 0 | -0.0276 | 0 | 0 | 0
CFLDMoMH85CZ05 | CFLSDGDMoCZ05MH85 | CFL | SDG | DMo | MH85 | CZ05 | rWtd | 0 | 0 | 0 |  | 0 | 0 | 0 | 0 | 0 | 0 | 0 | 1299 | 1300 | 1302 | 1301 | 1299 | 1302 | 1.032 | 0.766 | 0.986 | 0.542 | 1.032 | 0.986 | 2 | 2 | 1.0227 | 1.0227 | 2 | 1.0227 | -0.03413 | 0 | -0.03413 | 0 | 0 | 0
CFLDMoMH85CZ06 | CFLSDGDMoCZ06MH85 | CFL | SDG | DMo | MH85 | CZ06 | rWtd | 0 | 0 | 0 |  | 0 | 0 | 0 | 0 | 0 | 0 | 0 | 1303 | 1304 | 1306 | 1305 | 1303 | 1306 | 1.11 | 0.946 | 0.994 | 0.716 | 1.11 | 0.994 | 1.7727 | 1.8182 | 1 | 1.0227 | 1.7727 | 1 | -0.0228 | 0 | -0.0228 | 0 | 0 | 0
CFLDMoMH85CZ07 | CFLSDGDMoCZ07MH85 | CFL | SDG | DMo | MH85 | CZ07 | rWtd | 1.0058 | 1.172 | -0.013803 |  | 3813.8576 | 544.8368 | 13606.0736 | 1943.7248 | 926.2226 | 3304.3322 | 24139.0475 | 1307 | 1308 | 1310 | 1309 | 1307 | 1310 | 1.14 | 1.01 | 0.996 | 0.762 | 1.14 | 0.996 | 1.7045 | 1.7045 | 1.0227 | 1.0227 | 1.7045 | 1.0227 | -0.01908 | 0 | -0.01914 | 0 | 0 | 0
CFLDMoMH85CZ08 | CFLSDGDMoCZ08MH85 | CFL | SDG | DMo | MH85 | CZ08 | rWtd | 1.071 | 1.4688 | -0.013726 |  | 937.104 | 133.872 | 624.736 | 89.248 | 227.5824 | 151.7216 | 2164.264 | 1311 | 1312 | 1314 | 1313 | 1311 | 1314 | 1.15 | 1.014 | 0.998 | 0.76 | 1.15 | 0.998 | 1.7955 | 1.6591 | 1 | 1 | 1.7955 | 1 | -0.01902 | 0 | -0.01902 | 0 | 0 | 0
CFLDMoMH85CZ09 | CFLSDGDMoCZ09MH85 | CFL | SDG | DMo | MH85 | CZ09 | rWtd | 0 | 0 | 0 |  | 0 | 0 | 0 | 0 | 0 | 0 | 0 | 1315 | 1316 | 1318 | 1317 | 1315 | 1318 | 1.158 | 1.014 | 0.996 | 0.748 | 1.158 | 0.996 | 1.7273 | 1.7045 | 1.0227 | 1 | 1.7273 | 1.0227 | -0.02 | 0 | -0.01996 | 0 | 0 | 0
CFLDMoMH85CZ10 | CFLSDGDMoCZ10MH85 | CFL | SDG | DMo | MH85 | CZ10 | rWtd | 1.1322 | 1.7035 | -0.014722 |  | 13923.287 | 1989.041 | 2338.539 | 334.077 | 3381.3697 | 567.9309 | 22534.2446 | 1319 | 1320 | 1322 | 1321 | 1319 | 1322 | 1.176 | 1.016 | 0.996 | 0.742 | 1.176 | 0.996 | 1.8182 | 1.8182 | 1.0227 | 1 | 1.8182 | 1.0227 | -0.0204 | 0 | -0.0204 | 0 | 0 | 0
CFLDMoMH85CZ11 | CFLSDGDMoCZ11MH85 | CFL | SDG | DMo | MH85 | CZ11 | rWtd | 0 | 0 | 0 |  | 0 | 0 | 0 | 0 | 0 | 0 | 0 | 1323 | 1324 | 1326 | 1325 | 1323 | 1326 | 1.172 | 0.946 | 0.99 | 0.66 | 1.172 | 0.99 | 1.8049 | 1.8049 | 1 | 1 | 1.8049 | 1 | -0.0268 | 0 | -0.0266 | 0 | 0 | 0
CFLDMoMH85CZ12 | CFLSDGDMoCZ12MH85 | CFL | SDG | DMo | MH85 | CZ12 | rWtd | 0 | 0 | 0 |  | 0 | 0 | 0 | 0 | 0 | 0 | 0 | 1327 | 1328 | 1330 | 1329 | 1327 | 1330 | 1.134 | 0.906 | 0.99 | 0.634 | 1.134 | 0.99 | 2 | 2 | 1 | 1 | 2 | 1 | -0.0288 | 0 | -0.0288 | 0 | 0 | 0
CFLDMoMH85CZ13 | CFLSDGDMoCZ13MH85 | CFL | SDG | DMo | MH85 | CZ13 | rWtd | 0 | 0 | 0 |  | 0 | 0 | 0 | 0 | 0 | 0 | 0 | 1331 | 1332 | 1334 | 1333 | 1331 | 1334 | 1.182 | 0.986 | 0.992 | 0.686 | 1.182 | 0.992 | 1.7805 | 1.8049 | 1 | 1 | 1.7805 | 1 | -0.025 | 0 | -0.025 | 0 | 0 | 0
CFLDMoMH85CZ14 | CFLSDGDMoCZ14MH85 | CFL | SDG | DMo | MH85 | CZ14 | rWtd | 0.99021 | 1.143 | -0.019391 |  | 113.169 | 16.167 | 533.862 | 76.266 | 27.4839 | 129.6522 | 896.6001 | 1335 | 1336 | 1338 | 1337 | 1335 | 1338 | 1.176 | 0.912 | 0.99 | 0.666 | 1.176 | 0.99 | 1.7143 | 1.7381 | 1.0238 | 1 | 1.7143 | 1.0238 | -0.0272 | 0 | -0.0268 | 0 | 0 | 0
CFLDMoMH85CZ15 | CFLSDGDMoCZ15MH85 | CFL | SDG | DMo | MH85 | CZ15 | rWtd | 1.1191 | 1.3627 | -0.0074179 |  | 0.37776 | 0.053965 | 0.34389 | 0.049128 | 0.091741 | 0.083517 | 1 | 1339 | 1340 | 1342 | 1341 | 1339 | 1342 | 1.246 | 1.182 | 1 | 0.874 | 1.246 | 1 | 1.6905 | 1.7143 | 1 | 1 | 1.6905 | 1 | -0.01026 | 0 | -0.0103 | 0 | 0 | 0
CFLDMoMH85CZ16 | CFLSDGDMoCZ16MH85 | CFL | SDG | DMo | MH85 | CZ16 | rWtd | 0 | 0 | 0 |  | 0 | 0 | 0 | 0 | 0 | 0 | 0 | 1343 | 1344 | 1346 | 1345 | 1343 | 1346 | 1.082 | 0.69 | 0.986 | 0.568 | 1.082 | 0.986 | 1.8049 | 1.878 | 1 | 1 | 1.8049 | 1 | -0.03413 | 0 | -0.034 | 0 | 0 | 0
CFLDMoMH00CZ01 | CFLSDGDMoCZ01MH00 | CFL | SDG | DMo | MH00 | CZ01 | rWtd | 0 | 0 | 0 |  | 0 | 0 | 0 | 0 | 0 | 0 | 0 | 1027 | 1028 | 1030 | 1029 | 1027 | 1030 | 1 | 0.726 | 0.994 | 0.598 | 1 | 0.994 | 1.0227 | 1.0227 | 1.0227 | 1.0227 | 1.0227 | 1.0227 | -0.031 | 0 | -0.031 | 0 | 0 | 0
CFLDMoMH00CZ02 | CFLSDGDMoCZ02MH00 | CFL | SDG | DMo | MH00 | CZ02 | rWtd | 0 | 0 | 0 |  | 0 | 0 | 0 | 0 | 0 | 0 | 0 | 1031 | 1032 | 1034 | 1033 | 1031 | 1034 | 1.084 | 0.85 | 0.992 | 0.666 | 1.084 | 0.992 | 2 | 2 | 1 | 1 | 2 | 1 | -0.026 | 0 | -0.026 | 0 | 0 | 0
CFLDMoMH00CZ03 | CFLSDGDMoCZ03MH00 | CFL | SDG | DMo | MH00 | CZ03 | rWtd | 0 | 0 | 0 |  | 0 | 0 | 0 | 0 | 0 | 0 | 0 | 1035 | 1036 | 1038 | 1037 | 1035 | 1038 | 1.02 | 0.764 | 0.984 | 0.55 | 1.02 | 0.984 | 2 | 2 | 1 | 1 | 2 | 1 | -0.03413 | 0 | -0.03413 | 0 | 0 | 0
CFLDMoMH00CZ04 | CFLSDGDMoCZ04MH00 | CFL | SDG | DMo | MH00 | CZ04 | rWtd | 0 | 0 | 0 |  | 0 | 0 | 0 | 0 | 0 | 0 | 0 | 1039 | 1040 | 1042 | 1041 | 1039 | 1042 | 1.096 | 0.834 | 0.988 | 0.626 | 1.096 | 0.988 | 2 | 2 | 1.0227 | 1.0227 | 2 | 1.0227 | -0.0294 | 0 | -0.0292 | 0 | 0 | 0
CFLDMoMH00CZ05 | CFLSDGDMoCZ05MH00 | CFL | SDG | DMo | MH00 | CZ05 | rWtd | 0 | 0 | 0 |  | 0 | 0 | 0 | 0 | 0 | 0 | 0 | 1043 | 1044 | 1046 | 1045 | 1043 | 1046 | 1.012 | 0.662 | 0.98 | 0.436 | 1.012 | 0.98 | 2 | 1.9318 | 1.0227 | 1.0227 | 2 | 1.0227 | -0.03413 | 0 | -0.03413 | 0 | 0 | 0
CFLDMoMH00CZ06 | CFLSDGDMoCZ06MH00 | CFL | SDG | DMo | MH00 | CZ06 | rWtd | 0 | 0 | 0 |  | 0 | 0 | 0 | 0 | 0 | 0 | 0 | 1047 | 1048 | 1050 | 1049 | 1047 | 1050 | 1.122 | 0.928 | 0.992 | 0.684 | 1.122 | 0.992 | 1.75 | 1.7273 | 1 | 1.0227 | 1.75 | 1 | -0.0252 | 0 | -0.0252 | 0 | 0 | 0
CFLDMoMH00CZ07 | CFLSDGDMoCZ07MH00 | CFL | SDG | DMo | MH00 | CZ07 | rWtd | 1.0017 | 1.1806 | -0.01501 |  | 3813.8576 | 544.8368 | 13606.0736 | 1943.7248 | 926.2226 | 3304.3322 | 24139.0475 | 1051 | 1052 | 1054 | 1053 | 1051 | 1054 | 1.134 | 0.984 | 0.996 | 0.734 | 1.134 | 0.996 | 1.75 | 1.7727 | 1.0227 | 1 | 1.75 | 1.0227 | -0.0208 | 0 | -0.0208 | 0 | 0 | 0
CFLDMoMH00CZ08 | CFLSDGDMoCZ08MH00 | CFL | SDG | DMo | MH00 | CZ08 | rWtd | 1.0703 | 1.4937 | -0.014153 |  | 937.104 | 133.872 | 624.736 | 89.248 | 227.5824 | 151.7216 | 2164.264 | 1055 | 1056 | 1058 | 1057 | 1055 | 1058 | 1.15 | 1.01 | 0.998 | 0.75 | 1.15 | 0.998 | 1.8182 | 1.8636 | 1 | 1 | 1.8182 | 1 | -0.01962 | 0 | -0.0196 | 0 | 0 | 0
CFLDMoMH00CZ09 | CFLSDGDMoCZ09MH00 | CFL | SDG | DMo | MH00 | CZ09 | rWtd | 0 | 0 | 0 |  | 0 | 0 | 0 | 0 | 0 | 0 | 0 | 1059 | 1060 | 1062 | 1061 | 1059 | 1062 | 1.16 | 1.002 | 0.994 | 0.726 | 1.16 | 0.994 | 1.8182 | 1.8182 | 1.0227 | 1 | 1.8182 | 1.0227 | -0.0216 | 0 | -0.0216 | 0 | 0 | 0
CFLDMoMH00CZ10 | CFLSDGDMoCZ10MH00 | CFL | SDG | DMo | MH00 | CZ10 | rWtd | 1.1475 | 1.7273 | -0.016 |  | 13923.287 | 1989.041 | 2338.539 | 334.077 | 3381.3697 | 567.9309 | 22534.2446 | 1063 | 1064 | 1066 | 1065 | 1063 | 1066 | 1.196 | 1.018 | 0.996 | 0.722 | 1.196 | 0.996 | 1.8409 | 1.8864 | 1.0227 | 1.0227 | 1.8409 | 1.0227 | -0.0222 | 0 | -0.022 | 0 | 0 | 0
CFLDMoMH00CZ11 | CFLSDGDMoCZ11MH00 | CFL | SDG | DMo | MH00 | CZ11 | rWtd | 0 | 0 | 0 |  | 0 | 0 | 0 | 0 | 0 | 0 | 0 | 1067 | 1068 | 1070 | 1069 | 1067 | 1070 | 1.174 | 0.952 | 0.992 | 0.67 | 1.174 | 0.992 | 1.9268 | 1.9512 | 1 | 1 | 1.9268 | 1 | -0.0258 | 0 | -0.0258 | 0 | 0 | 0
CFLDMoMH00CZ12 | CFLSDGDMoCZ12MH00 | CFL | SDG | DMo | MH00 | CZ12 | rWtd | 0 | 0 | 0 |  | 0 | 0 | 0 | 0 | 0 | 0 | 0 | 1071 | 1072 | 1074 | 1073 | 1071 | 1074 | 1.138 | 0.894 | 0.99 | 0.634 | 1.138 | 0.99 | 2 | 2 | 1 | 1 | 2 | 1 | -0.0284 | 0 | -0.0284 | 0 | 0 | 0
CFLDMoMH00CZ13 | CFLSDGDMoCZ13MH00 | CFL | SDG | DMo | MH00 | CZ13 | rWtd | 0 | 0 | 0 |  | 0 | 0 | 0 | 0 | 0 | 0 | 0 | 1075 | 1076 | 1078 | 1077 | 1075 | 1078 | 1.198 | 0.99 | 0.992 | 0.678 | 1.198 | 0.992 | 1.8293 | 1.9024 | 1 | 1 | 1.8293 | 1 | -0.0252 | 0 | -0.0252 | 0 | 0 | 0
CFLDMoMH00CZ14 | CFLSDGDMoCZ14MH00 | CFL | SDG | DMo | MH00 | CZ14 | rWtd | 0.99336 | 1.1575 | -0.019077 |  | 113.169 | 16.167 | 533.862 | 76.266 | 27.4839 | 129.6522 | 896.6001 | 1079 | 1080 | 1082 | 1081 | 1079 | 1082 | 1.184 | 0.916 | 0.992 | 0.67 | 1.184 | 0.992 | 1.7857 | 1.8095 | 1.0238 | 1.0238 | 1.7857 | 1.0238 | -0.0266 | 0 | -0.0264 | 0 | 0 | 0
CFLDMoMH00CZ15 | CFLSDGDMoCZ15MH00 | CFL | SDG | DMo | MH00 | CZ15 | rWtd | 1.1459 | 1.4 | -0.0069292 |  | 0.37776 | 0.053965 | 0.34389 | 0.049128 | 0.091741 | 0.083517 | 1 | 1083 | 1084 | 1086 | 1085 | 1083 | 1086 | 1.296 | 1.224 | 1.002 | 0.878 | 1.296 | 1.002 | 1.7619 | 1.7619 | 1 | 1.0238 | 1.7619 | 1 | -0.00964 | 0 | -0.00956 | 0 | 0 | 0
CFLDMoMH00CZ16 | CFLSDGDMoCZ16MH00 | CFL | SDG | DMo | MH00 | CZ16 | rWtd | 0 | 0 | 0 |  | 0 | 0 | 0 | 0 | 0 | 0 | 0 | 1087 | 1088 | 1090 | 1089 | 1087 | 1090 | 1.088 | 0.776 | 0.994 | 0.662 | 1.088 | 0.994 | 2 | 2 | 1 | 1 | 2 | 1 | -0.0258 | 0 | -0.0258 | 0 | 0 | 0
CFLDMoMH06CZ01 | CFLSDGDMoCZ01MH06 | CFL | SDG | DMo | MH06 | CZ01 | rWtd | 0 | 0 | 0 |  | 0 | 0 | 0 | 0 | 0 | 0 | 0 | 1091 | 1092 | 1094 | 1093 | 1091 | 1094 | 1 | 0.686 | 0.988 | 0.508 | 1 | 0.988 | 1.0227 | 1.0227 | 1.0227 | 1.0227 | 1.0227 | 1.0227 | -0.03413 | 0 | -0.03413 | 0 | 0 | 0
CFLDMoMH06CZ02 | CFLSDGDMoCZ02MH06 | CFL | SDG | DMo | MH06 | CZ02 | rWtd | 0 | 0 | 0 |  | 0 | 0 | 0 | 0 | 0 | 0 | 0 | 1095 | 1096 | 1098 | 1097 | 1095 | 1098 | 1.086 | 0.828 | 0.988 | 0.602 | 1.086 | 0.988 | 1.8049 | 1.7317 | 1 | 1 | 1.8049 | 1 | -0.0312 | 0 | -0.0308 | 0 | 0 | 0
CFLDMoMH06CZ03 | CFLSDGDMoCZ03MH06 | CFL | SDG | DMo | MH06 | CZ03 | rWtd | 0 | 0 | 0 |  | 0 | 0 | 0 | 0 | 0 | 0 | 0 | 1099 | 1100 | 1102 | 1101 | 1099 | 1102 | 1.054 | 0.92 | 0.998 | 0.74 | 1.054 | 0.998 | 1.8049 | 1.9024 | 1 | 1 | 1.8049 | 1 | -0.01946 | 0 | -0.01948 | 0 | 0 | 0
CFLDMoMH06CZ04 | CFLSDGDMoCZ04MH06 | CFL | SDG | DMo | MH06 | CZ04 | rWtd | 0 | 0 | 0 |  | 0 | 0 | 0 | 0 | 0 | 0 | 0 | 1103 | 1104 | 1106 | 1105 | 1103 | 1106 | 1.096 | 0.868 | 0.992 | 0.67 | 1.096 | 0.992 | 1.7045 | 1.8409 | 1.0227 | 1.0227 | 1.7045 | 1.0227 | -0.026 | 0 | -0.0258 | 0 | 0 | 0
CFLDMoMH06CZ05 | CFLSDGDMoCZ05MH06 | CFL | SDG | DMo | MH06 | CZ05 | rWtd | 0 | 0 | 0 |  | 0 | 0 | 0 | 0 | 0 | 0 | 0 | 1107 | 1108 | 1110 | 1109 | 1107 | 1110 | 1.026 | 0.78 | 0.99 | 0.586 | 1.026 | 0.99 | 2 | 1.8864 | 1.0227 | 1.0227 | 2 | 1.0227 | -0.032 | 0 | -0.032 | 0 | 0 | 0
CFLDMoMH06CZ06 | CFLSDGDMoCZ06MH06 | CFL | SDG | DMo | MH06 | CZ06 | rWtd | 1.1003 | 1.4879 | -0.0031031 |  | 0.61856 | 0.088365 | 0.10309 | 0.014728 | 0.15022 | 0.025037 | 1 | 1111 | 1112 | 1114 | 1113 | 1111 | 1114 | 1.12 | 1.086 | 1.01 | 0.946 | 1.12 | 1.01 | 1.5682 | 1.5455 | 1.0227 | 1 | 1.5682 | 1.0227 | -0.0043 | 0 | -0.0043 | 0 | 0 | 0
CFLDMoMH06CZ07 | CFLSDGDMoCZ07MH06 | CFL | SDG | DMo | MH06 | CZ07 | rWtd | 1.0824 | 1.2625 | -0.0072165 |  | 124.9472 | 17.8496 | 124.9472 | 17.8496 | 30.3443 | 30.3443 | 346.2822 | 1115 | 1116 | 1118 | 1117 | 1115 | 1118 | 1.184 | 1.102 | 1.004 | 0.86 | 1.184 | 1.004 | 1.5227 | 1.5227 | 1 | 1.0227 | 1.5227 | 1 | -0.01 | 0 | -0.01 | 0 | 0 | 0
CFLDMoMH06CZ08 | CFLSDGDMoCZ08MH06 | CFL | SDG | DMo | MH06 | CZ08 | rWtd | 1.1483 | 1.4923 | -0.010493 |  | 0.61856 | 0.088365 | 0.10309 | 0.014728 | 0.15022 | 0.025037 | 1 | 1119 | 1120 | 1122 | 1121 | 1119 | 1122 | 1.186 | 1.088 | 1.002 | 0.814 | 1.186 | 1.002 | 1.5682 | 1.5909 | 1.0227 | 1.0227 | 1.5682 | 1.0227 | -0.01454 | 0 | -0.01454 | 0 | 0 | 0
CFLDMoMH06CZ09 | CFLSDGDMoCZ09MH06 | CFL | SDG | DMo | MH06 | CZ09 | rWtd | 0 | 0 | 0 |  | 0 | 0 | 0 | 0 | 0 | 0 | 0 | 1123 | 1124 | 1126 | 1125 | 1123 | 1126 | 1.13 | 1.018 | 1 | 0.786 | 1.13 | 1 | 1.6364 | 1.6591 | 1.0227 | 1.0227 | 1.6364 | 1.0227 | -0.01622 | 0 | -0.01626 | 0 | 0 | 0
CFLDMoMH06CZ10 | CFLSDGDMoCZ10MH06 | CFL | SDG | DMo | MH06 | CZ10 | rWtd | 1.1529 | 1.5455 | -0.015876 |  | 624.736 | 89.248 | 0 | 0 | 151.7216 | 0 | 865.7056 | 1127 | 1128 | 1130 | 1129 | 1127 | 1130 | 1.17 | 1.004 | 0.996 | 0.72 | 1.17 | 0.996 | 1.5455 | 1.5455 | 1.0227 | 1 | 1.5455 | 1.0227 | -0.022 | 0 | -0.022 | 0 | 0 | 0
CFLDMoMH06CZ11 | CFLSDGDMoCZ11MH06 | CFL | SDG | DMo | MH06 | CZ11 | rWtd | 0 | 0 | 0 |  | 0 | 0 | 0 | 0 | 0 | 0 | 0 | 1131 | 1132 | 1134 | 1133 | 1131 | 1134 | 1.148 | 0.98 | 0.998 | 0.74 | 1.148 | 0.998 | 1.7805 | 1.7805 | 1 | 1 | 1.7805 | 1 | -0.0206 | 0 | -0.0206 | 0 | 0 | 0
CFLDMoMH06CZ12 | CFLSDGDMoCZ12MH06 | CFL | SDG | DMo | MH06 | CZ12 | rWtd | 0 | 0 | 0 |  | 0 | 0 | 0 | 0 | 0 | 0 | 0 | 1135 | 1136 | 1138 | 1137 | 1135 | 1138 | 1.12 | 0.91 | 0.992 | 0.652 | 1.12 | 0.992 | 1.7073 | 1.7073 | 1 | 1 | 1.7073 | 1 | -0.027 | 0 | -0.0268 | 0 | 0 | 0
CFLDMoMH06CZ13 | CFLSDGDMoCZ13MH06 | CFL | SDG | DMo | MH06 | CZ13 | rWtd | 0 | 0 | 0 |  | 0 | 0 | 0 | 0 | 0 | 0 | 0 | 1139 | 1140 | 1142 | 1141 | 1139 | 1142 | 1.17 | 0.982 | 0.994 | 0.702 | 1.17 | 0.994 | 1.561 | 1.561 | 1 | 1 | 1.561 | 1 | -0.0232 | 0 | -0.023 | 0 | 0 | 0
CFLDMoMH06CZ14 | CFLSDGDMoCZ14MH06 | CFL | SDG | DMo | MH06 | CZ14 | rWtd | 1.1155 | 1.4953 | -0.018144 |  | 0.61856 | 0.088365 | 0.10309 | 0.014728 | 0.15022 | 0.025037 | 1 | 1143 | 1144 | 1146 | 1145 | 1143 | 1146 | 1.166 | 0.926 | 0.992 | 0.688 | 1.166 | 0.992 | 1.5714 | 1.5952 | 1.0238 | 1.0238 | 1.5714 | 1.0238 | -0.0252 | 0 | -0.0248 | 0 | 0 | 0
CFLDMoMH06CZ15 | CFLSDGDMoCZ15MH06 | CFL | SDG | DMo | MH06 | CZ15 | rWtd | 1.2041 | 1.4932 | -0.0065052 |  | 0.61856 | 0.088365 | 0.10309 | 0.014728 | 0.15022 | 0.025037 | 1 | 1147 | 1148 | 1150 | 1149 | 1147 | 1150 | 1.246 | 1.186 | 1.002 | 0.886 | 1.246 | 1.002 | 1.5714 | 1.5714 | 1.0238 | 1.0238 | 1.5714 | 1.0238 | -0.00904 | 0 | -0.00886 | 0 | 0 | 0
CFLDMoMH06CZ16 | CFLSDGDMoCZ16MH06 | CFL | SDG | DMo | MH06 | CZ16 | rWtd | 0 | 0 | 0 |  | 0 | 0 | 0 | 0 | 0 | 0 | 0 | 1151 | 1152 | 1154 | 1153 | 1151 | 1154 | 1.062 | 0.758 | 0.994 | 0.664 | 1.062 | 0.994 | 1.6829 | 1.6829 | 1 | 1 | 1.6829 | 1 | -0.0258 | 0 | -0.0256 | 0 | 0 | 0
CFLDMoMH15CZ01 | CFLSDGDMoCZ01MH15 | CFL | SDG | DMo | MH15 | CZ01 | rWtd | 0 | 0 | 0 |  | 0 | 0 | 0 | 0 | 0 | 0 | 0 | 1155 | 1156 | 1158 | 1157 | 1155 | 1158 | 1 | 0.722 | 0.99 | 0.542 | 1 | 0.99 | 1.0227 | 1.0227 | 1.0227 | 1.0227 | 1.0227 | 1.0227 | -0.03413 | 0 | -0.03413 | 0 | 0 | 0
CFLDMoMH15CZ02 | CFLSDGDMoCZ02MH15 | CFL | SDG | DMo | MH15 | CZ02 | rWtd | 0 | 0 | 0 |  | 0 | 0 | 0 | 0 | 0 | 0 | 0 | 1159 | 1160 | 1162 | 1161 | 1159 | 1162 | 1.08 | 0.84 | 0.99 | 0.612 | 1.08 | 0.99 | 1.7805 | 1.8293 | 1 | 1 | 1.7805 | 1 | -0.0302 | 0 | -0.0298 | 0 | 0 | 0
CFLDMoMH15CZ03 | CFLSDGDMoCZ03MH15 | CFL | SDG | DMo | MH15 | CZ03 | rWtd | 0 | 0 | 0 |  | 0 | 0 | 0 | 0 | 0 | 0 | 0 | 1163 | 1164 | 1166 | 1165 | 1163 | 1166 | 1.026 | 0.844 | 0.99 | 0.618 | 1.026 | 0.99 | 1.8049 | 1.8537 | 1 | 1 | 1.8049 | 1 | -0.029 | 0 | -0.029 | 0 | 0 | 0
CFLDMoMH15CZ04 | CFLSDGDMoCZ04MH15 | CFL | SDG | DMo | MH15 | CZ04 | rWtd | 0 | 0 | 0 |  | 0 | 0 | 0 | 0 | 0 | 0 | 0 | 1167 | 1168 | 1170 | 1169 | 1167 | 1170 | 1.088 | 0.874 | 0.992 | 0.668 | 1.088 | 0.992 | 1.6364 | 1.7273 | 1.0227 | 1.0227 | 1.6364 | 1.0227 | -0.0262 | 0 | -0.026 | 0 | 0 | 0
CFLDMoMH15CZ05 | CFLSDGDMoCZ05MH15 | CFL | SDG | DMo | MH15 | CZ05 | rWtd | 0 | 0 | 0 |  | 0 | 0 | 0 | 0 | 0 | 0 | 0 | 1171 | 1172 | 1174 | 1173 | 1171 | 1174 | 1.022 | 0.768 | 0.986 | 0.534 | 1.022 | 0.986 | 1.9091 | 1.8864 | 1.0227 | 1.0227 | 1.9091 | 1.0227 | -0.03413 | 0 | -0.03413 | 0 | 0 | 0
CFLDMoMH15CZ06 | CFLSDGDMoCZ06MH15 | CFL | SDG | DMo | MH15 | CZ06 | rWtd | 1.0591 | 1.4745 | -0.016433 |  | 0.61856 | 0.088365 | 0.10309 | 0.014728 | 0.15022 | 0.025037 | 1 | 1175 | 1176 | 1178 | 1177 | 1175 | 1178 | 1.09 | 0.942 | 0.994 | 0.716 | 1.09 | 0.994 | 1.5455 | 1.5909 | 1.0227 | 1 | 1.5455 | 1.0227 | -0.0228 | 0 | -0.0226 | 0 | 0 | 0
CFLDMoMH15CZ07 | CFLSDGDMoCZ07MH15 | CFL | SDG | DMo | MH15 | CZ07 | rWtd | 1.0693 | 1.2296 | -0.0086742 |  | 124.9472 | 17.8496 | 124.9472 | 17.8496 | 30.3443 | 30.3443 | 346.2822 | 1179 | 1180 | 1182 | 1181 | 1179 | 1182 | 1.16 | 1.082 | 1.004 | 0.836 | 1.16 | 1.004 | 1.4545 | 1.4773 | 1 | 1.0227 | 1.4545 | 1 | -0.01204 | 0 | -0.012 | 0 | 0 | 0
CFLDMoMH15CZ08 | CFLSDGDMoCZ08MH15 | CFL | SDG | DMo | MH15 | CZ08 | rWtd | 1.1347 | 1.4338 | -0.011132 |  | 0.61856 | 0.088365 | 0.10309 | 0.014728 | 0.15022 | 0.025037 | 1 | 1183 | 1184 | 1186 | 1185 | 1183 | 1186 | 1.17 | 1.078 | 1 | 0.804 | 1.17 | 1 | 1.5 | 1.5227 | 1.0227 | 1.0227 | 1.5 | 1.0227 | -0.01544 | 0 | -0.01534 | 0 | 0 | 0
CFLDMoMH15CZ09 | CFLSDGDMoCZ09MH15 | CFL | SDG | DMo | MH15 | CZ09 | rWtd | 0 | 0 | 0 |  | 0 | 0 | 0 | 0 | 0 | 0 | 0 | 1187 | 1188 | 1190 | 1189 | 1187 | 1190 | 1.12 | 1.006 | 0.998 | 0.754 | 1.12 | 0.998 | 1.5682 | 1.5682 | 1.0227 | 1.0227 | 1.5682 | 1.0227 | -0.01864 | 0 | -0.0186 | 0 | 0 | 0
CFLDMoMH15CZ10 | CFLSDGDMoCZ10MH15 | CFL | SDG | DMo | MH15 | CZ10 | rWtd | 1.1396 | 1.482 | -0.014722 |  | 624.736 | 89.248 | 0 | 0 | 151.7216 | 0 | 865.7056 | 1191 | 1192 | 1194 | 1193 | 1191 | 1194 | 1.154 | 1.014 | 0.996 | 0.738 | 1.154 | 0.996 | 1.4773 | 1.5227 | 1.0227 | 1 | 1.4773 | 1.0227 | -0.0204 | 0 | -0.0202 | 0 | 0 | 0
CFLDMoMH15CZ11 | CFLSDGDMoCZ11MH15 | CFL | SDG | DMo | MH15 | CZ11 | rWtd | 0 | 0 | 0 |  | 0 | 0 | 0 | 0 | 0 | 0 | 0 | 1195 | 1196 | 1198 | 1197 | 1195 | 1198 | 1.126 | 0.95 | 0.996 | 0.712 | 1.126 | 0.996 | 1.5366 | 1.5366 | 1 | 1 | 1.5366 | 1 | -0.0224 | 0 | -0.0222 | 0 | 0 | 0
CFLDMoMH15CZ12 | CFLSDGDMoCZ12MH15 | CFL | SDG | DMo | MH15 | CZ12 | rWtd | 0 | 0 | 0 |  | 0 | 0 | 0 | 0 | 0 | 0 | 0 | 1199 | 1200 | 1202 | 1201 | 1199 | 1202 | 1.108 | 0.92 | 0.992 | 0.668 | 1.108 | 0.992 | 1.6829 | 1.6829 | 1 | 1 | 1.6829 | 1 | -0.0256 | 0 | -0.0252 | 0 | 0 | 0
CFLDMoMH15CZ13 | CFLSDGDMoCZ13MH15 | CFL | SDG | DMo | MH15 | CZ13 | rWtd | 0 | 0 | 0 |  | 0 | 0 | 0 | 0 | 0 | 0 | 0 | 1203 | 1204 | 1206 | 1205 | 1203 | 1206 | 1.156 | 0.988 | 0.994 | 0.71 | 1.156 | 0.994 | 1.5122 | 1.5366 | 1 | 1 | 1.5122 | 1 | -0.0224 | 0 | -0.0222 | 0 | 0 | 0
CFLDMoMH15CZ14 | CFLSDGDMoCZ14MH15 | CFL | SDG | DMo | MH15 | CZ14 | rWtd | 1.1027 | 1.4545 | -0.018433 |  | 0.61856 | 0.088365 | 0.10309 | 0.014728 | 0.15022 | 0.025037 | 1 | 1207 | 1208 | 1210 | 1209 | 1207 | 1210 | 1.15 | 0.922 | 0.992 | 0.68 | 1.15 | 0.992 | 1.5238 | 1.5476 | 1.0238 | 1.0238 | 1.5238 | 1.0238 | -0.0256 | 0 | -0.0252 | 0 | 0 | 0
CFLDMoMH15CZ15 | CFLSDGDMoCZ15MH15 | CFL | SDG | DMo | MH15 | CZ15 | rWtd | 1.189 | 1.4728 | -0.006732 |  | 0.61856 | 0.088365 | 0.10309 | 0.014728 | 0.15022 | 0.025037 | 1 | 1211 | 1212 | 1214 | 1213 | 1211 | 1214 | 1.228 | 1.172 | 1.002 | 0.88 | 1.228 | 1.002 | 1.5476 | 1.5476 | 1.0238 | 1.0238 | 1.5476 | 1.0238 | -0.00936 | 0 | -0.00914 | 0 | 0 | 0
CFLDMoMH15CZ16 | CFLSDGDMoCZ16MH15 | CFL | SDG | DMo | MH15 | CZ16 | rWtd | 0 | 0 | 0 |  | 0 | 0 | 0 | 0 | 0 | 0 | 0 | 1215 | 1216 | 1218 | 1217 | 1215 | 1218 | 1.056 | 0.774 | 0.994 | 0.666 | 1.056 | 0.994 | 1.6829 | 1.6585 | 1 | 1 | 1.6829 | 1 | -0.0254 | 0 | -0.0252 | 0 | 0 | 0
None | None | None |  |  |  |  | None | 0 | 0 | 0
|  |  | None | None | None | None

## Vint wtd
Create Existing Vintage results | [5 empty] | max | 1.2496 | 1.9634 | -0.0039072
[6 empty] | avg | 1.0532 | 1.437 | -0.017872 | 52.36% | Vintage Weights | [8 empty] | Impacts Row Match |  | if row = | 1020 | the result will be "0" |  |  |  | UnWtd kWh | [7 empty] | UnWtd kW | [7 empty] | UnWtd therm
[6 empty] | min | 0.43189 | 0.59248 | -0.029966 | [25 empty] | New | [7 empty] | New | [7 empty] | New
[11 empty] | MH72 | MH85 | MH00 | MH06 | MH15 | None | None | None |  | MH72 | MH85 | MH00 | MH06 | MH15 |  |  |  | MH72 | MH85 | MH00 | MH06 | MH15 |  |  |  | MH72 | MH85 | MH00 | MH06 | MH15
index for CZ | Ltg | IOU | BldgType | BldgVint | BldgLoc | BldgHVAC | kWh | kW | therm |  | 1975 | 1985 | 1996 | 2003 | 2007 | 2011 | 2015 | 2017 | Total | 1975 | 1985 | 1996 | 2003 | 2007 | 2011 | 2015 | 2017 | 1975 | 1985 | 1996 | 2003 | 2007 | 2011 | 2015 | 2017 | 1975 | 1985 | 1996 | 2003 | 2007 | 2011 | 2015 | 2017 | 1975 | 1985 | 1996 | 2003 | 2007 | 2011 | 2015 | 2017
CFLPGESFmExCZ01 | CFL | PGE | SFm | Ex | CZ01 | rWtd | 0.95919 | 1.0159 | -0.028696 |  | 11919 | 6580 | 6443 | 4475 | 1839.3406 | 881.9262 | 1026.1253 | 358.8781 | 33523.2701 | 1 | 17 | 33 | 49 | 65 | 81 | 97 | 113 | 0.95869 | 0.94586 | 0.96606 | 0.96515 | 0.96147 | 0.96479 | 0.9684 | 0.97081 | 1.0216 | 1 | 1.0216 | 1.0216 | 1 | 1.0216 | 1.0216 | 1 | -0.029993 | -0.029993 | -0.026186 | -0.028119 | -0.028824 | -0.027594 | -0.025485 | -0.025309
CFLPGESFmExCZ02 | CFL | PGE | SFm | Ex | CZ02 | rWtd | 0.98937 | 1.3874 | -0.028425 |  | 108498 | 52765 | 9763 | 4414 | 1814.2681 | 869.9044 | 1012.1379 | 353.9861 | 179490.2964 | 2 | 18 | 34 | 50 | 66 | 82 | 98 | 114 | 0.98846 | 0.98629 | 0.99952 | 0.99321 | 1.0259 | 1.0283 | 1.0229 | 1.0233 | 1.396 | 1.3422 | 1.3813 | 1.3813 | 1.744 | 1.7451 | 1.8095 | 1.8087 | -0.028163 | -0.029993 | -0.024079 | -0.025594 | -0.028839 | -0.028297 | -0.028648 | -0.02777
CFLPGESFmExCZ03 | CFL | PGE | SFm | Ex | CZ03 | rWtd | 0.96602 | 1.1423 | -0.02808 |  | 446810 | 85958 | 48155 | 13376 | 5497.8816 | 2636.1216 | 3067.14 | 1072.7047 | 606572.8479 | 3 | 19 | 35 | 51 | 67 | 83 | 99 | 115 | 0.96752 | 0.95743 | 0.96479 | 0.96685 | 0.97158 | 0.97447 | 0.97975 | 0.98156 | 1.1451 | 1.1237 | 1.1304 | 1.1445 | 1.222 | 1.2148 | 1.2095 | 1.1933 | -0.027726 | -0.029993 | -0.028627 | -0.028275 | -0.026715 | -0.025796 | -0.022848 | -0.022848
CFLPGESFmExCZ04 | CFL | PGE | SFm | Ex | CZ04 | rWtd | 1.0172 | 1.5196 | -0.022722 |  | 251319 | 44850 | 20441 | 12207 | 5017.3924 | 2405.7369 | 2799.0863 | 978.9553 | 340018.1709 | 4 | 20 | 36 | 52 | 68 | 84 | 100 | 116 | 1.0165 | 1.0137 | 1.0133 | 1.0192 | 1.051 | 1.0624 | 1.0479 | 1.0461 | 1.5098 | 1.4983 | 1.5092 | 1.5098 | 1.878 | 1.8988 | 1.8108 | 1.7694 | -0.021619 | -0.027858 | -0.024167 | -0.023112 | -0.023903 | -0.023552 | -0.024079 | -0.023552
CFLPGESFmExCZ05 | CFL | PGE | SFm | Ex | CZ05 | rWtd | 0.95748 | 1.1956 | -0.029966 |  | 46576 | 11907 | 9677 | 2113 | 868.4976 | 416.4268 | 484.5146 | 169.4546 | 72211.8936 | 5 | 21 | 37 | 53 | 69 | 85 | 101 | 117 | 0.9572 | 0.95673 | 0.95762 | 0.96116 | 0.96101 | 0.95759 | 0.9725 | 0.97305 | 1.1985 | 1.1985 | 1.1895 | 1.2115 | 1.1043 | 1.1411 | 1.1275 | 1.1266 | -0.029993 | -0.029993 | -0.029993 | -0.029993 | -0.029993 | -0.029993 | -0.026715 | -0.02777
CFLPGESFmExCZ11 | CFL | PGE | SFm | Ex | CZ11 | rWtd | 1.1136 | 1.8755 | -0.023403 |  | 91972 | 56795 | 30803 | 17728 | 7286.6661 | 3493.8071 | 4065.0612 | 1421.7186 | 213565.253 | 11 | 27 | 43 | 59 | 75 | 91 | 107 | 123 | 1.1122 | 1.1224 | 1.1155 | 1.1152 | 1.0907 | 1.0948 | 1.0734 | 1.0736 | 1.9283 | 1.9068 | 1.9064 | 1.7517 | 1.5147 | 1.5878 | 1.5427 | 1.5915 | -0.021279 | -0.027092 | -0.024091 | -0.022346 | -0.022673 | -0.022321 | -0.022145 | -0.021618
CFLPGESFmExCZ12 | CFL | PGE | SFm | Ex | CZ12 | rWtd | 1.0718 | 1.8621 | -0.023816 |  | 324299 | 163372 | 84754 | 40357 | 16587.7698 | 7953.4958 | 9253.9301 | 3236.4789 | 649813.6746 | 12 | 28 | 44 | 60 | 76 | 92 | 108 | 124 | 1.0752 | 1.0694 | 1.0702 | 1.0644 | 1.0711 | 1.0772 | 1.0445 | 1.043 | 1.8744 | 1.8714 | 1.8746 | 1.8714 | 1.7267 | 1.7279 | 1.5823 | 1.5367 | -0.022695 | -0.026562 | -0.0243 | -0.022542 | -0.021972 | -0.021445 | -0.02197 | -0.021267
CFLPGESFmExCZ13 | CFL | PGE | SFm | Ex | CZ13 | rWtd | 1.1287 | 1.8409 | -0.023839 |  | 137126 | 74574 | 45095 | 16912 | 6951.269 | 3332.9911 | 3877.951 | 1356.2785 | 289225.4895 | 13 | 29 | 45 | 61 | 77 | 93 | 109 | 125 | 1.1297 | 1.1287 | 1.1326 | 1.1277 | 1.1176 | 1.118 | 1.0941 | 1.0904 | 1.8904 | 1.8254 | 1.8674 | 1.7529 | 1.4915 | 1.5159 | 1.4915 | 1.4927 | -0.023559 | -0.025324 | -0.023918 | -0.02268 | -0.020564 | -0.020212 | -0.019861 | -0.019509
CFLPGESFmExCZ16 | CFL | PGE | SFm | Ex | CZ16 | rWtd | 1.0173 | 1.4647 | -0.026879 |  | 26412 | 19869 | 6824 | 498 | 204.6909 | 98.1451 | 114.1923 | 39.9377 | 54059.9659 | 16 | 32 | 48 | 64 | 80 | 96 | 112 | 128 | 1.0222 | 1.0081 | 1.0269 | 1.0119 | 1.005 | 1.0085 | 0.99119 | 0.99149 | 1.4066 | 1.5298 | 1.5096 | 1.4439 | 1.3375 | 1.35 | 1.3525 | 1.3525 | -0.026173 | -0.029993 | -0.021347 | -0.021091 | -0.020388 | -0.019597 | -0.023464 | -0.023024
CFLPGESFmNewCZ01 | CFL | PGE | SFm | New | CZ01 | rWtd | 0.97081 | 1 | -0.025309 |  | 0 | 0 | 0 | 0 | 0 | 0 | 0 | 358.8781 | 358.8781 | 1020 | 1020 | 1020 | 1020 | 1020 | 1020 | 1020 | 113 | 0 | 0 | 0 | 0 | 0 | 0 | 0 | 0.97081 | 0 | 0 | 0 | 0 | 0 | 0 | 0 | 1 | 0 | 0 | 0 | 0 | 0 | 0 | 0 | -0.025309
CFLPGESFmNewCZ02 | CFL | PGE | SFm | New | CZ02 | rWtd | 1.0233 | 1.8087 | -0.02777 |  | 0 | 0 | 0 | 0 | 0 | 0 | 0 | 353.9861 | 353.9861 | 1020 | 1020 | 1020 | 1020 | 1020 | 1020 | 1020 | 114 | 0 | 0 | 0 | 0 | 0 | 0 | 0 | 1.0233 | 0 | 0 | 0 | 0 | 0 | 0 | 0 | 1.8087 | 0 | 0 | 0 | 0 | 0 | 0 | 0 | -0.02777
CFLPGESFmNewCZ03 | CFL | PGE | SFm | New | CZ03 | rWtd | 0.98156 | 1.1933 | -0.022848 |  | 0 | 0 | 0 | 0 | 0 | 0 | 0 | 1072.7047 | 1072.7047 | 1020 | 1020 | 1020 | 1020 | 1020 | 1020 | 1020 | 115 | 0 | 0 | 0 | 0 | 0 | 0 | 0 | 0.98156 | 0 | 0 | 0 | 0 | 0 | 0 | 0 | 1.1933 | 0 | 0 | 0 | 0 | 0 | 0 | 0 | -0.022848
CFLPGESFmNewCZ04 | CFL | PGE | SFm | New | CZ04 | rWtd | 1.0461 | 1.7694 | -0.023552 |  | 0 | 0 | 0 | 0 | 0 | 0 | 0 | 978.9553 | 978.9553 | 1020 | 1020 | 1020 | 1020 | 1020 | 1020 | 1020 | 116 | 0 | 0 | 0 | 0 | 0 | 0 | 0 | 1.0461 | 0 | 0 | 0 | 0 | 0 | 0 | 0 | 1.7694 | 0 | 0 | 0 | 0 | 0 | 0 | 0 | -0.023552
CFLPGESFmNewCZ05 | CFL | PGE | SFm | New | CZ05 | rWtd | 0.97305 | 1.1266 | -0.02777 |  | 0 | 0 | 0 | 0 | 0 | 0 | 0 | 169.4546 | 169.4546 | 1020 | 1020 | 1020 | 1020 | 1020 | 1020 | 1020 | 117 | 0 | 0 | 0 | 0 | 0 | 0 | 0 | 0.97305 | 0 | 0 | 0 | 0 | 0 | 0 | 0 | 1.1266 | 0 | 0 | 0 | 0 | 0 | 0 | 0 | -0.02777
CFLPGESFmNewCZ11 | CFL | PGE | SFm | New | CZ11 | rWtd | 1.0736 | 1.5915 | -0.021618 |  | 0 | 0 | 0 | 0 | 0 | 0 | 0 | 1421.7186 | 1421.7186 | 1020 | 1020 | 1020 | 1020 | 1020 | 1020 | 1020 | 123 | 0 | 0 | 0 | 0 | 0 | 0 | 0 | 1.0736 | 0 | 0 | 0 | 0 | 0 | 0 | 0 | 1.5915 | 0 | 0 | 0 | 0 | 0 | 0 | 0 | -0.021618
CFLPGESFmNewCZ12 | CFL | PGE | SFm | New | CZ12 | rWtd | 1.043 | 1.5367 | -0.021267 |  | 0 | 0 | 0 | 0 | 0 | 0 | 0 | 3236.4789 | 3236.4789 | 1020 | 1020 | 1020 | 1020 | 1020 | 1020 | 1020 | 124 | 0 | 0 | 0 | 0 | 0 | 0 | 0 | 1.043 | 0 | 0 | 0 | 0 | 0 | 0 | 0 | 1.5367 | 0 | 0 | 0 | 0 | 0 | 0 | 0 | -0.021267
CFLPGESFmNewCZ13 | CFL | PGE | SFm | New | CZ13 | rWtd | 1.0904 | 1.4927 | -0.019509 |  | 0 | 0 | 0 | 0 | 0 | 0 | 0 | 1356.2785 | 1356.2785 | 1020 | 1020 | 1020 | 1020 | 1020 | 1020 | 1020 | 125 | 0 | 0 | 0 | 0 | 0 | 0 | 0 | 1.0904 | 0 | 0 | 0 | 0 | 0 | 0 | 0 | 1.4927 | 0 | 0 | 0 | 0 | 0 | 0 | 0 | -0.019509
CFLPGESFmNewCZ16 | CFL | PGE | SFm | New | CZ16 | rWtd | 0.99149 | 1.3525 | -0.023024 |  | 0 | 0 | 0 | 0 | 0 | 0 | 0 | 39.9377 | 39.9377 | 1020 | 1020 | 1020 | 1020 | 1020 | 1020 | 1020 | 128 | 0 | 0 | 0 | 0 | 0 | 0 | 0 | 0.99149 | 0 | 0 | 0 | 0 | 0 | 0 | 0 | 1.3525 | 0 | 0 | 0 | 0 | 0 | 0 | 0 | -0.023024
CFLPGEMFmExCZ01 | CFL | PGE | MFm | Ex | CZ01 | rWtd | 0.90237 | 1.0179 | -0.026674 |  | 4652 | 638 | 2564 | 1952 | 1346.7985 | 1165.6259 | 1498.377 | 526.5811 | 14343.3825 | 386 | 402 | 418 | 434 | 450 | 466 | 482 | 498 | 0.90001 | 0.89404 | 0.89057 | 0.90634 | 0.90001 | 0.90877 | 0.91867 | 0.92157 | 1 | 1 | 1.0208 | 1.0202 | 1.0403 | 1.0202 | 1.0429 | 1.0429 | -0.026906 | -0.026906 | -0.026906 | -0.026906 | -0.026906 | -0.026906 | -0.025384 | -0.024911
CFLPGEMFmExCZ02 | CFL | PGE | MFm | Ex | CZ02 | rWtd | 0.97315 | 1.3417 | -0.018682 |  | 22574 | 16076 | 9317 | 3960 | 2732.2347 | 2364.6919 | 3039.7402 | 1068.269 | 61131.9359 | 387 | 403 | 419 | 435 | 451 | 467 | 483 | 499 | 0.97114 | 0.97274 | 0.97787 | 0.97766 | 0.96684 | 0.975 | 0.97331 | 0.97542 | 1.3957 | 1.389 | 1.3634 | 1.2616 | 1.1444 | 1.1347 | 1.1387 | 1.1374 | -0.01943 | -0.019588 | -0.018011 | -0.017005 | -0.01711 | -0.016359 | -0.016675 | -0.016202
CFLPGEMFmExCZ03 | CFL | PGE | MFm | Ex | CZ03 | rWtd | 0.9363 | 1.049 | -0.021104 |  | 358181 | 86900 | 26830 | 12449 | 8589.2904 | 7433.851 | 9555.9914 | 3358.3034 | 513297.4361 | 388 | 404 | 420 | 436 | 452 | 468 | 484 | 500 | 0.93558 | 0.93448 | 0.94083 | 0.93324 | 0.93948 | 0.94519 | 0.95427 | 0.95659 | 1.0473 | 1.046 | 1.0575 | 1.0376 | 1.0632 | 1.0681 | 1.0871 | 1.0865 | -0.021127 | -0.021746 | -0.020169 | -0.021588 | -0.021192 | -0.02015 | -0.018132 | -0.01807
CFLPGEMFmExCZ04 | CFL | PGE | MFm | Ex | CZ04 | rWtd | 0.98782 | 1.3425 | -0.016393 |  | 101243 | 64812 | 20252 | 6674 | 4604.7814 | 3985.3419 | 5123.0369 | 1800.411 | 208494.5713 | 389 | 405 | 421 | 437 | 453 | 469 | 485 | 501 | 0.98308 | 0.97835 | 0.98573 | 1.0022 | 1.0438 | 1.0663 | 1.055 | 1.0579 | 1.3449 | 1.2976 | 1.246 | 1.3879 | 1.6037 | 1.7098 | 1.5833 | 1.5789 | -0.017121 | -0.016491 | -0.015522 | -0.014664 | -0.01426 | -0.012591 | -0.012922 | -0.01188
CFLPGEMFmExCZ05 | CFL | PGE | MFm | Ex | CZ05 | rWtd | 0.93765 | 1.0455 | -0.024655 |  | 12748 | 2426 | 5387 | 1 | 1 | 1 | 1 | 1 | 20566 | 390 | 406 | 422 | 438 | 454 | 470 | 486 | 502 | 0.93199 | 0.93662 | 0.95148 | 0.94694 | 0.9642 | 0.96832 | 0.99326 | 0.99488 | 1.024 | 1.1276 | 1.0592 | 1.0648 | 1.1656 | 1.1531 | 1.179 | 1.1898 | -0.025971 | -0.024981 | -0.021399 | -0.022459 | -0.019939 | -0.019939 | -0.01448 | -0.014132
CFLPGEMFmExCZ11 | CFL | PGE | MFm | Ex | CZ11 | rWtd | 1.0811 | 1.8009 | -0.01735 |  | 18703 | 21129 | 816 | 347 | 239.4155 | 207.2091 | 266.3611 | 93.6084 | 41801.5941 | 396 | 412 | 428 | 444 | 460 | 476 | 492 | 508 | 1.0809 | 1.0795 | 1.1081 | 1.1059 | 1.0859 | 1.0903 | 1.0834 | 1.0839 | 1.7862 | 1.832 | 1.7779 | 1.6294 | 1.4363 | 1.4363 | 1.4146 | 1.3902 | -0.017037 | -0.017825 | -0.014154 | -0.016095 | -0.016397 | -0.015924 | -0.015704 | -0.015231
CFLPGEMFmExCZ12 | CFL | PGE | MFm | Ex | CZ12 | rWtd | 1.0442 | 1.7483 | -0.017915 |  | 82889 | 102342 | 16244 | 8001 | 5520.356 | 4777.7526 | 6141.6569 | 2158.3891 | 228074.1546 | 397 | 413 | 429 | 445 | 461 | 477 | 493 | 509 | 1.0419 | 1.0367 | 1.0519 | 1.0738 | 1.0737 | 1.0836 | 1.0728 | 1.0735 | 1.7605 | 1.7965 | 1.7818 | 1.6111 | 1.4559 | 1.4958 | 1.4512 | 1.4037 | -0.018468 | -0.018173 | -0.017858 | -0.015568 | -0.015618 | -0.014752 | -0.015066 | -0.014559
CFLPGEMFmExCZ13 | CFL | PGE | MFm | Ex | CZ13 | rWtd | 1.1047 | 1.8096 | -0.016858 |  | 53194 | 30319 | 5404 | 1022 | 705.1373 | 610.2816 | 784.4986 | 275.6997 | 92314.6173 | 398 | 414 | 430 | 446 | 462 | 478 | 494 | 510 | 1.1063 | 1.102 | 1.1055 | 1.1153 | 1.0961 | 1.1008 | 1.0902 | 1.0942 | 1.8011 | 1.8467 | 1.8662 | 1.6756 | 1.4823 | 1.4662 | 1.4202 | 1.439 | -0.016565 | -0.017832 | -0.015686 | -0.014394 | -0.01512 | -0.01471 | -0.014553 | -0.014032
CFLPGEMFmExCZ16 | CFL | PGE | MFm | Ex | CZ16 | rWtd | 1.0156 | 1.4304 | -0.020504 |  | 119 | 292 | 1 | 1 | 1 | 1 | 1 | 1 | 417 | 401 | 417 | 433 | 449 | 465 | 481 | 497 | 513 | 1.0091 | 1.0186 | 1.0167 | 1.0222 | 0.9903 | 0.99423 | 0.98521 | 0.98792 | 1.4136 | 1.4398 | 1.4753 | 1.4942 | 1.2386 | 1.2297 | 1.2252 | 1.203 | -0.020273 | -0.020588 | -0.021737 | -0.020318 | -0.020642 | -0.020327 | -0.021831 | -0.021273
CFLPGEMFmNewCZ01 | CFL | PGE | MFm | New | CZ01 | rWtd | 0.92157 | 1.0429 | -0.024911 |  | 0 | 0 | 0 | 0 | 0 | 0 | 0 | 526.5811 | 526.5811 | 1020 | 1020 | 1020 | 1020 | 1020 | 1020 | 1020 | 498 | 0 | 0 | 0 | 0 | 0 | 0 | 0 | 0.92157 | 0 | 0 | 0 | 0 | 0 | 0 | 0 | 1.0429 | 0 | 0 | 0 | 0 | 0 | 0 | 0 | -0.024911
CFLPGEMFmNewCZ02 | CFL | PGE | MFm | New | CZ02 | rWtd | 0.97542 | 1.1374 | -0.016202 |  | 0 | 0 | 0 | 0 | 0 | 0 | 0 | 1068.269 | 1068.269 | 1020 | 1020 | 1020 | 1020 | 1020 | 1020 | 1020 | 499 | 0 | 0 | 0 | 0 | 0 | 0 | 0 | 0.97542 | 0 | 0 | 0 | 0 | 0 | 0 | 0 | 1.1374 | 0 | 0 | 0 | 0 | 0 | 0 | 0 | -0.016202
CFLPGEMFmNewCZ03 | CFL | PGE | MFm | New | CZ03 | rWtd | 0.95659 | 1.0865 | -0.01807 |  | 0 | 0 | 0 | 0 | 0 | 0 | 0 | 3358.3034 | 3358.3034 | 1020 | 1020 | 1020 | 1020 | 1020 | 1020 | 1020 | 500 | 0 | 0 | 0 | 0 | 0 | 0 | 0 | 0.95659 | 0 | 0 | 0 | 0 | 0 | 0 | 0 | 1.0865 | 0 | 0 | 0 | 0 | 0 | 0 | 0 | -0.01807
CFLPGEMFmNewCZ04 | CFL | PGE | MFm | New | CZ04 | rWtd | 1.0579 | 1.5789 | -0.01188 |  | 0 | 0 | 0 | 0 | 0 | 0 | 0 | 1800.411 | 1800.411 | 1020 | 1020 | 1020 | 1020 | 1020 | 1020 | 1020 | 501 | 0 | 0 | 0 | 0 | 0 | 0 | 0 | 1.0579 | 0 | 0 | 0 | 0 | 0 | 0 | 0 | 1.5789 | 0 | 0 | 0 | 0 | 0 | 0 | 0 | -0.01188
CFLPGEMFmNewCZ05 | CFL | PGE | MFm | New | CZ05 | rWtd | 0.99488 | 1.1898 | -0.014132 |  | 0 | 0 | 0 | 0 | 0 | 0 | 0 | 1 | 1 | 1020 | 1020 | 1020 | 1020 | 1020 | 1020 | 1020 | 502 | 0 | 0 | 0 | 0 | 0 | 0 | 0 | 0.99488 | 0 | 0 | 0 | 0 | 0 | 0 | 0 | 1.1898 | 0 | 0 | 0 | 0 | 0 | 0 | 0 | -0.014132
CFLPGEMFmNewCZ11 | CFL | PGE | MFm | New | CZ11 | rWtd | 1.0839 | 1.3902 | -0.015231 |  | 0 | 0 | 0 | 0 | 0 | 0 | 0 | 93.6084 | 93.6084 | 1020 | 1020 | 1020 | 1020 | 1020 | 1020 | 1020 | 508 | 0 | 0 | 0 | 0 | 0 | 0 | 0 | 1.0839 | 0 | 0 | 0 | 0 | 0 | 0 | 0 | 1.3902 | 0 | 0 | 0 | 0 | 0 | 0 | 0 | -0.015231
CFLPGEMFmNewCZ12 | CFL | PGE | MFm | New | CZ12 | rWtd | 1.0735 | 1.4037 | -0.014559 |  | 0 | 0 | 0 | 0 | 0 | 0 | 0 | 2158.3891 | 2158.3891 | 1020 | 1020 | 1020 | 1020 | 1020 | 1020 | 1020 | 509 | 0 | 0 | 0 | 0 | 0 | 0 | 0 | 1.0735 | 0 | 0 | 0 | 0 | 0 | 0 | 0 | 1.4037 | 0 | 0 | 0 | 0 | 0 | 0 | 0 | -0.014559
CFLPGEMFmNewCZ13 | CFL | PGE | MFm | New | CZ13 | rWtd | 1.0942 | 1.439 | -0.014032 |  | 0 | 0 | 0 | 0 | 0 | 0 | 0 | 275.6997 | 275.6997 | 1020 | 1020 | 1020 | 1020 | 1020 | 1020 | 1020 | 510 | 0 | 0 | 0 | 0 | 0 | 0 | 0 | 1.0942 | 0 | 0 | 0 | 0 | 0 | 0 | 0 | 1.439 | 0 | 0 | 0 | 0 | 0 | 0 | 0 | -0.014032
CFLPGEMFmNewCZ16 | CFL | PGE | MFm | New | CZ16 | rWtd | 0.98792 | 1.203 | -0.021273 |  | 0 | 0 | 0 | 0 | 0 | 0 | 0 | 1 | 1 | 1020 | 1020 | 1020 | 1020 | 1020 | 1020 | 1020 | 513 | 0 | 0 | 0 | 0 | 0 | 0 | 0 | 0.98792 | 0 | 0 | 0 | 0 | 0 | 0 | 0 | 1.203 | 0 | 0 | 0 | 0 | 0 | 0 | 0 | -0.021273
CFLSCESFmExCZ05 | CFL | SCE | SFm | Ex | CZ05 | rWtd | 0.9647 | 1.4028 | -0.029963 |  | 2498 | 203 | 122 | 98 | 40.2805 | 19.3137 | 22.4716 | 7.8592 | 3010.925 | 133 | 149 | 165 | 181 | 197 | 213 | 229 | 245 | 0.96378 | 0.96313 | 0.96403 | 0.96739 | 0.98707 | 0.98616 | 1.0013 | 1.0015 | 1.3914 | 1.3914 | 1.3736 | 1.3961 | 1.75 | 1.8898 | 1.7909 | 1.7842 | -0.029993 | -0.029993 | -0.029993 | -0.029993 | -0.029993 | -0.029993 | -0.026715 | -0.02777
CFLSCESFmExCZ06 | CFL | SCE | SFm | Ex | CZ06 | rWtd | 1.0103 | 1.3704 | -0.019985 |  | 268167 | 34575 | 30307 | 17286 | 7104.9926 | 3406.6984 | 3963.7098 | 1386.2719 | 366196.6728 | 134 | 150 | 166 | 182 | 198 | 214 | 230 | 246 | 1.0081 | 1.0037 | 1.0134 | 1.0275 | 1.0477 | 1.0362 | 1.0257 | 1.0257 | 1.3634 | 1.3731 | 1.3537 | 1.3726 | 1.607 | 1.5582 | 1.3167 | 1.464 | -0.019619 | -0.022432 | -0.020322 | -0.018741 | -0.020564 | -0.022145 | -0.022497 | -0.022321
CFLSCESFmExCZ08 | CFL | SCE | SFm | Ex | CZ08 | rWtd | 1.0524 | 1.4714 | -0.017639 |  | 372820 | 38996 | 26511 | 12562 | 5163.3066 | 2475.6998 | 2880.4884 | 1007.4249 | 462415.9197 | 136 | 152 | 168 | 184 | 200 | 216 | 232 | 248 | 1.0511 | 1.0442 | 1.0606 | 1.0721 | 1.0861 | 1.0998 | 1.0649 | 1.0699 | 1.4937 | 1.3347 | 1.5178 | 1.328 | 1.2626 | 1.3325 | 1.1629 | 1.3631 | -0.01764 | -0.019675 | -0.016007 | -0.016367 | -0.016393 | -0.015058 | -0.016064 | -0.014389
CFLSCESFmExCZ09 | CFL | SCE | SFm | Ex | CZ09 | rWtd | 1.0936 | 1.4866 | -0.019359 |  | 392782 | 75584 | 28745 | 13575 | 5579.6758 | 2675.3402 | 3112.7711 | 1088.6637 | 523142.4508 | 137 | 153 | 169 | 185 | 201 | 217 | 233 | 249 | 1.0948 | 1.0915 | 1.0948 | 1.0775 | 1.0859 | 1.106 | 1.0721 | 1.0664 | 1.4574 | 1.6854 | 1.4288 | 1.4151 | 1.2103 | 1.5069 | 1.6182 | 1.6433 | -0.019577 | -0.019401 | -0.017473 | -0.018698 | -0.017752 | -0.016908 | -0.017048 | -0.016609
CFLSCESFmExCZ10 | CFL | SCE | SFm | Ex | CZ10 | rWtd | 1.1074 | 1.8203 | -0.022067 |  | 160776 | 177527 | 90573 | 47084 | 19352.7406 | 9279.2427 | 10796.4429 | 3775.9589 | 519164.3851 | 138 | 154 | 170 | 186 | 202 | 218 | 234 | 250 | 1.0992 | 1.1057 | 1.127 | 1.1159 | 1.1021 | 1.1064 | 1.0746 | 1.0747 | 1.9478 | 1.9489 | 1.7057 | 1.5258 | 1.3232 | 1.3901 | 1.4399 | 1.4615 | -0.021627 | -0.022867 | -0.021803 | -0.021461 | -0.021795 | -0.021619 | -0.021618 | -0.020916
CFLSCESFmExCZ13 | CFL | SCE | SFm | Ex | CZ13 | rWtd | 1.1321 | 1.8541 | -0.02372 |  | 32952 | 16088 | 15894 | 5458 | 2243.379 | 1075.6543 | 1251.5289 | 437.711 | 75400.2732 | 141 | 157 | 173 | 189 | 205 | 221 | 237 | 253 | 1.1334 | 1.1324 | 1.1364 | 1.1313 | 1.1176 | 1.118 | 1.0941 | 1.0904 | 1.911 | 1.8446 | 1.8869 | 1.7704 | 1.4915 | 1.5159 | 1.4915 | 1.4927 | -0.023555 | -0.025316 | -0.02391 | -0.022676 | -0.020564 | -0.020212 | -0.019861 | -0.019509
CFLSCESFmExCZ14 | CFL | SCE | SFm | Ex | CZ14 | rWtd | 1.1372 | 1.6703 | -0.025206 |  | 52777 | 109423 | 21277 | 7272 | 2988.9799 | 1433.1546 | 1667.4822 | 583.1869 | 197421.8037 | 142 | 158 | 174 | 190 | 206 | 222 | 238 | 254 | 1.1436 | 1.1384 | 1.1238 | 1.1382 | 1.1161 | 1.1223 | 1.0946 | 1.0967 | 1.6517 | 1.72 | 1.6049 | 1.5293 | 1.3656 | 1.3906 | 1.343 | 1.3656 | -0.021984 | -0.027081 | -0.024269 | -0.024086 | -0.02443 | -0.0232 | -0.02443 | -0.024255
CFLSCESFmExCZ15 | CFL | SCE | SFm | Ex | CZ15 | rWtd | 1.2194 | 1.7153 | -0.011099 |  | 15659 | 21160 | 10029 | 1424 | 585.3008 | 280.6397 | 326.5257 | 114.1994 | 49578.6656 | 143 | 159 | 175 | 191 | 207 | 223 | 239 | 255 | 1.2074 | 1.2269 | 1.2286 | 1.213 | 1.1832 | 1.1903 | 1.1692 | 1.1704 | 1.7169 | 1.7429 | 1.692 | 1.6694 | 1.4822 | 1.5 | 1.4548 | 1.475 | -0.010582 | -0.011391 | -0.011303 | -0.011356 | -0.010792 | -0.010633 | -0.010633 | -0.010598
CFLSCESFmExCZ16 | CFL | SCE | SFm | Ex | CZ16 | rWtd | 1.0293 | 1.5287 | -0.026571 |  | 69573 | 24071 | 4820 | 2548 | 1047.2938 | 502.1559 | 584.2608 | 204.34 | 103350.0506 | 144 | 160 | 176 | 192 | 208 | 224 | 240 | 256 | 1.0342 | 1.0187 | 1.0381 | 1.0198 | 0.98446 | 0.98756 | 0.97847 | 0.97878 | 1.4959 | 1.6462 | 1.6161 | 1.5362 | 1.0983 | 1.1019 | 1.1187 | 1.1187 | -0.026131 | -0.029993 | -0.021326 | -0.021091 | -0.020388 | -0.019659 | -0.023401 | -0.023024
CFLSCESFmNewCZ05 | CFL | SCE | SFm | New | CZ05 | rWtd | 1.0015 | 1.7842 | -0.02777 |  | 0 | 0 | 0 | 0 | 0 | 0 | 0 | 7.8592 | 7.8592 | 1020 | 1020 | 1020 | 1020 | 1020 | 1020 | 1020 | 245 | 0 | 0 | 0 | 0 | 0 | 0 | 0 | 1.0015 | 0 | 0 | 0 | 0 | 0 | 0 | 0 | 1.7842 | 0 | 0 | 0 | 0 | 0 | 0 | 0 | -0.02777
CFLSCESFmNewCZ06 | CFL | SCE | SFm | New | CZ06 | rWtd | 1.0257 | 1.464 | -0.022321 |  | 0 | 0 | 0 | 0 | 0 | 0 | 0 | 1386.2719 | 1386.2719 | 1020 | 1020 | 1020 | 1020 | 1020 | 1020 | 1020 | 246 | 0 | 0 | 0 | 0 | 0 | 0 | 0 | 1.0257 | 0 | 0 | 0 | 0 | 0 | 0 | 0 | 1.464 | 0 | 0 | 0 | 0 | 0 | 0 | 0 | -0.022321
CFLSCESFmNewCZ08 | CFL | SCE | SFm | New | CZ08 | rWtd | 1.0699 | 1.3631 | -0.014389 |  | 0 | 0 | 0 | 0 | 0 | 0 | 0 | 1007.4249 | 1007.4249 | 1020 | 1020 | 1020 | 1020 | 1020 | 1020 | 1020 | 248 | 0 | 0 | 0 | 0 | 0 | 0 | 0 | 1.0699 | 0 | 0 | 0 | 0 | 0 | 0 | 0 | 1.3631 | 0 | 0 | 0 | 0 | 0 | 0 | 0 | -0.014389
CFLSCESFmNewCZ09 | CFL | SCE | SFm | New | CZ09 | rWtd | 1.0664 | 1.6433 | -0.016609 |  | 0 | 0 | 0 | 0 | 0 | 0 | 0 | 1088.6637 | 1088.6637 | 1020 | 1020 | 1020 | 1020 | 1020 | 1020 | 1020 | 249 | 0 | 0 | 0 | 0 | 0 | 0 | 0 | 1.0664 | 0 | 0 | 0 | 0 | 0 | 0 | 0 | 1.6433 | 0 | 0 | 0 | 0 | 0 | 0 | 0 | -0.016609
CFLSCESFmNewCZ10 | CFL | SCE | SFm | New | CZ10 | rWtd | 1.0747 | 1.4615 | -0.020916 |  | 0 | 0 | 0 | 0 | 0 | 0 | 0 | 3775.9589 | 3775.9589 | 1020 | 1020 | 1020 | 1020 | 1020 | 1020 | 1020 | 250 | 0 | 0 | 0 | 0 | 0 | 0 | 0 | 1.0747 | 0 | 0 | 0 | 0 | 0 | 0 | 0 | 1.4615 | 0 | 0 | 0 | 0 | 0 | 0 | 0 | -0.020916
CFLSCESFmNewCZ13 | CFL | SCE | SFm | New | CZ13 | rWtd | 1.0904 | 1.4927 | -0.019509 |  | 0 | 0 | 0 | 0 | 0 | 0 | 0 | 437.711 | 437.711 | 1020 | 1020 | 1020 | 1020 | 1020 | 1020 | 1020 | 253 | 0 | 0 | 0 | 0 | 0 | 0 | 0 | 1.0904 | 0 | 0 | 0 | 0 | 0 | 0 | 0 | 1.4927 | 0 | 0 | 0 | 0 | 0 | 0 | 0 | -0.019509
CFLSCESFmNewCZ14 | CFL | SCE | SFm | New | CZ14 | rWtd | 1.0967 | 1.3656 | -0.024255 |  | 0 | 0 | 0 | 0 | 0 | 0 | 0 | 583.1869 | 583.1869 | 1020 | 1020 | 1020 | 1020 | 1020 | 1020 | 1020 | 254 | 0 | 0 | 0 | 0 | 0 | 0 | 0 | 1.0967 | 0 | 0 | 0 | 0 | 0 | 0 | 0 | 1.3656 | 0 | 0 | 0 | 0 | 0 | 0 | 0 | -0.024255
CFLSCESFmNewCZ15 | CFL | SCE | SFm | New | CZ15 | rWtd | 1.1704 | 1.475 | -0.010598 |  | 0 | 0 | 0 | 0 | 0 | 0 | 0 | 114.1994 | 114.1994 | 1020 | 1020 | 1020 | 1020 | 1020 | 1020 | 1020 | 255 | 0 | 0 | 0 | 0 | 0 | 0 | 0 | 1.1704 | 0 | 0 | 0 | 0 | 0 | 0 | 0 | 1.475 | 0 | 0 | 0 | 0 | 0 | 0 | 0 | -0.010598
CFLSCESFmNewCZ16 | CFL | SCE | SFm | New | CZ16 | rWtd | 0.97878 | 1.1187 | -0.023024 |  | 0 | 0 | 0 | 0 | 0 | 0 | 0 | 204.34 | 204.34 | 1020 | 1020 | 1020 | 1020 | 1020 | 1020 | 1020 | 256 | 0 | 0 | 0 | 0 | 0 | 0 | 0 | 0.97878 | 0 | 0 | 0 | 0 | 0 | 0 | 0 | 1.1187 | 0 | 0 | 0 | 0 | 0 | 0 | 0 | -0.023024
CFLSCEMFmExCZ05 | CFL | SCE | MFm | Ex | CZ05 | rWtd | 0.98407 | 1.0012 | -0.029284 |  | 1028 | 1 | 1 | 1 | 1 | 1 | 1 | 1 | 1035 | 518 | 534 | 550 | 566 | 582 | 598 | 614 | 630 | 0.984 | 0.986 | 0.994 | 0.992 | 0.98206 | 0.98607 | 1.0109 | 1.013 | 1 | 1.0227 | 1.0227 | 1.0227 | 1.2731 | 1.2496 | 1.2945 | 1.3134 | -0.029341 | -0.028274 | -0.024184 | -0.025429 | -0.019876 | -0.019876 | -0.014461 | -0.0141
CFLSCEMFmExCZ06 | CFL | SCE | MFm | Ex | CZ06 | rWtd | 0.99668 | 1.254 | -0.015333 |  | 201834 | 86262 | 23358 | 7406 | 5109.8309 | 4422.4516 | 5684.9283 | 1997.8789 | 336075.0897 | 519 | 535 | 551 | 567 | 583 | 599 | 615 | 631 | 0.99588 | 0.98973 | 0.99536 | 0.99728 | 1.0444 | 1.0482 | 1.0386 | 1.0352 | 1.2145 | 1.2955 | 1.3036 | 1.2632 | 1.4742 | 1.4611 | 1.4038 | 1.3862 | -0.015359 | -0.015139 | -0.01629 | -0.014056 | -0.014871 | -0.015241 | -0.015484 | -0.015496
CFLSCEMFmExCZ08 | CFL | SCE | MFm | Ex | CZ08 | rWtd | 1.0403 | 1.4105 | -0.012436 |  | 121849 | 74618 | 17267 | 8619 | 5946.7502 | 5146.7878 | 6616.0406 | 2325.1038 | 242387.6825 | 521 | 537 | 553 | 569 | 585 | 601 | 617 | 633 | 1.0336 | 1.037 | 1.0424 | 1.0434 | 1.0822 | 1.1027 | 1.0878 | 1.0919 | 1.4301 | 1.4338 | 1.2884 | 1.3544 | 1.3187 | 1.3838 | 1.318 | 1.3118 | -0.012228 | -0.013204 | -0.012021 | -0.011928 | -0.01218 | -0.010973 | -0.011397 | -0.010467
CFLSCEMFmExCZ09 | CFL | SCE | MFm | Ex | CZ09 | rWtd | 1.0866 | 1.4363 | -0.01369 |  | 118683 | 70191 | 11960 | 7547 | 5207.115 | 4506.649 | 5793.1615 | 2035.9158 | 225923.8412 | 522 | 538 | 554 | 570 | 586 | 602 | 618 | 634 | 1.0863 | 1.0862 | 1.0976 | 1.0705 | 1.0851 | 1.0975 | 1.0867 | 1.0896 | 1.4142 | 1.4276 | 1.4791 | 1.6172 | 1.548 | 1.5253 | 1.5 | 1.4344 | -0.013584 | -0.014604 | -0.011791 | -0.013332 | -0.012629 | -0.011951 | -0.012203 | -0.011636
CFLSCEMFmExCZ10 | CFL | SCE | MFm | Ex | CZ10 | rWtd | 1.0809 | 1.7965 | -0.014999 |  | 36465 | 27183 | 1397 | 257 | 177.3193 | 153.4661 | 197.2761 | 69.3296 | 65899.391 | 523 | 539 | 555 | 571 | 587 | 603 | 619 | 635 | 1.0784 | 1.0857 | 1.0456 | 1.0734 | 1.0933 | 1.0998 | 1.0913 | 1.0938 | 1.857 | 1.7149 | 1.9036 | 1.8856 | 1.6214 | 1.5305 | 1.4902 | 1.4447 | -0.014946 | -0.015124 | -0.016271 | -0.01132 | -0.011762 | -0.011131 | -0.010879 | -0.01028
CFLSCEMFmExCZ13 | CFL | SCE | MFm | Ex | CZ13 | rWtd | 1.0952 | 1.7499 | -0.016688 |  | 2932 | 1470 | 554 | 128 | 88.3147 | 76.4345 | 98.2542 | 34.5299 | 5381.5333 | 526 | 542 | 558 | 574 | 590 | 606 | 622 | 638 | 1.0964 | 1.0919 | 1.0958 | 1.1052 | 1.0961 | 1.1008 | 1.0902 | 1.0942 | 1.7511 | 1.7937 | 1.8133 | 1.635 | 1.4823 | 1.4662 | 1.4202 | 1.439 | -0.016585 | -0.017862 | -0.015711 | -0.014423 | -0.01512 | -0.01471 | -0.014553 | -0.014032
CFLSCEMFmExCZ14 | CFL | SCE | MFm | Ex | CZ14 | rWtd | 1.1146 | 1.5818 | -0.016231 |  | 7855 | 10645 | 998 | 1 | 1 | 1 | 1 | 1 | 19503 | 527 | 543 | 559 | 575 | 591 | 607 | 623 | 639 | 1.1098 | 1.1163 | 1.1342 | 1.1158 | 1.0874 | 1.0962 | 1.0879 | 1.0822 | 1.4897 | 1.664 | 1.4313 | 1.4129 | 1.316 | 1.3506 | 1.3754 | 1.2741 | -0.017343 | -0.015483 | -0.015451 | -0.016082 | -0.016102 | -0.015496 | -0.015944 | -0.016102
CFLSCEMFmExCZ15 | CFL | SCE | MFm | Ex | CZ15 | rWtd | 1.2111 | 1.5972 | -0.0073244 |  | 22114 | 19815 | 3402 | 1 | 1 | 1 | 1 | 1 | 45336 | 528 | 544 | 560 | 576 | 592 | 608 | 624 | 640 | 1.2196 | 1.2046 | 1.1937 | 1.1885 | 1.1521 | 1.1589 | 1.1406 | 1.1396 | 1.5758 | 1.6202 | 1.602 | 1.5838 | 1.4129 | 1.4102 | 1.3828 | 1.378 | -0.0069429 | -0.0077615 | -0.0072581 | -0.0072106 | -0.0071044 | -0.0068836 | -0.0068826 | -0.0068038
CFLSCEMFmExCZ16 | CFL | SCE | MFm | Ex | CZ16 | rWtd | 1.0184 | 1.4508 | -0.020479 |  | 6728 | 7133 | 624 | 1 | 1 | 1 | 1 | 1 | 14490 | 529 | 545 | 561 | 577 | 593 | 609 | 625 | 641 | 1.013 | 1.0231 | 1.0216 | 1.0269 | 1.0323 | 1.0364 | 1.0252 | 1.0283 | 1.4351 | 1.4615 | 1.499 | 1.5191 | 1.3802 | 1.3789 | 1.3568 | 1.3346 | -0.02026 | -0.020576 | -0.021719 | -0.0203 | -0.020517 | -0.020201 | -0.021768 | -0.021147
CFLSCEMFmNewCZ05 | CFL | SCE | MFm | New | CZ05 | rWtd | 1.013 | 1.3134 | -0.0141 |  | 0 | 0 | 0 | 0 | 0 | 0 | 0 | 1 | 1 | 1020 | 1020 | 1020 | 1020 | 1020 | 1020 | 1020 | 630 | 0 | 0 | 0 | 0 | 0 | 0 | 0 | 1.013 | 0 | 0 | 0 | 0 | 0 | 0 | 0 | 1.3134 | 0 | 0 | 0 | 0 | 0 | 0 | 0 | -0.0141
CFLSCEMFmNewCZ06 | CFL | SCE | MFm | New | CZ06 | rWtd | 1.0352 | 1.3862 | -0.015496 |  | 0 | 0 | 0 | 0 | 0 | 0 | 0 | 1997.8789 | 1997.8789 | 1020 | 1020 | 1020 | 1020 | 1020 | 1020 | 1020 | 631 | 0 | 0 | 0 | 0 | 0 | 0 | 0 | 1.0352 | 0 | 0 | 0 | 0 | 0 | 0 | 0 | 1.3862 | 0 | 0 | 0 | 0 | 0 | 0 | 0 | -0.015496
CFLSCEMFmNewCZ08 | CFL | SCE | MFm | New | CZ08 | rWtd | 1.0919 | 1.3118 | -0.010467 |  | 0 | 0 | 0 | 0 | 0 | 0 | 0 | 2325.1038 | 2325.1038 | 1020 | 1020 | 1020 | 1020 | 1020 | 1020 | 1020 | 633 | 0 | 0 | 0 | 0 | 0 | 0 | 0 | 1.0919 | 0 | 0 | 0 | 0 | 0 | 0 | 0 | 1.3118 | 0 | 0 | 0 | 0 | 0 | 0 | 0 | -0.010467
CFLSCEMFmNewCZ09 | CFL | SCE | MFm | New | CZ09 | rWtd | 1.0896 | 1.4344 | -0.011636 |  | 0 | 0 | 0 | 0 | 0 | 0 | 0 | 2035.9158 | 2035.9158 | 1020 | 1020 | 1020 | 1020 | 1020 | 1020 | 1020 | 634 | 0 | 0 | 0 | 0 | 0 | 0 | 0 | 1.0896 | 0 | 0 | 0 | 0 | 0 | 0 | 0 | 1.4344 | 0 | 0 | 0 | 0 | 0 | 0 | 0 | -0.011636
CFLSCEMFmNewCZ10 | CFL | SCE | MFm | New | CZ10 | rWtd | 1.0938 | 1.4447 | -0.01028 |  | 0 | 0 | 0 | 0 | 0 | 0 | 0 | 69.3296 | 69.3296 | 1020 | 1020 | 1020 | 1020 | 1020 | 1020 | 1020 | 635 | 0 | 0 | 0 | 0 | 0 | 0 | 0 | 1.0938 | 0 | 0 | 0 | 0 | 0 | 0 | 0 | 1.4447 | 0 | 0 | 0 | 0 | 0 | 0 | 0 | -0.01028
CFLSCEMFmNewCZ13 | CFL | SCE | MFm | New | CZ13 | rWtd | 1.0942 | 1.439 | -0.014032 |  | 0 | 0 | 0 | 0 | 0 | 0 | 0 | 34.5299 | 34.5299 | 1020 | 1020 | 1020 | 1020 | 1020 | 1020 | 1020 | 638 | 0 | 0 | 0 | 0 | 0 | 0 | 0 | 1.0942 | 0 | 0 | 0 | 0 | 0 | 0 | 0 | 1.439 | 0 | 0 | 0 | 0 | 0 | 0 | 0 | -0.014032
CFLSCEMFmNewCZ14 | CFL | SCE | MFm | New | CZ14 | rWtd | 1.0822 | 1.2741 | -0.016102 |  | 0 | 0 | 0 | 0 | 0 | 0 | 0 | 1 | 1 | 1020 | 1020 | 1020 | 1020 | 1020 | 1020 | 1020 | 639 | 0 | 0 | 0 | 0 | 0 | 0 | 0 | 1.0822 | 0 | 0 | 0 | 0 | 0 | 0 | 0 | 1.2741 | 0 | 0 | 0 | 0 | 0 | 0 | 0 | -0.016102
CFLSCEMFmNewCZ15 | CFL | SCE | MFm | New | CZ15 | rWtd | 1.1396 | 1.378 | -0.0068038 |  | 0 | 0 | 0 | 0 | 0 | 0 | 0 | 1 | 1 | 1020 | 1020 | 1020 | 1020 | 1020 | 1020 | 1020 | 640 | 0 | 0 | 0 | 0 | 0 | 0 | 0 | 1.1396 | 0 | 0 | 0 | 0 | 0 | 0 | 0 | 1.378 | 0 | 0 | 0 | 0 | 0 | 0 | 0 | -0.0068038
CFLSCEMFmNewCZ16 | CFL | SCE | MFm | New | CZ16 | rWtd | 1.0283 | 1.3346 | -0.021147 |  | 0 | 0 | 0 | 0 | 0 | 0 | 0 | 1 | 1 | 1020 | 1020 | 1020 | 1020 | 1020 | 1020 | 1020 | 641 | 0 | 0 | 0 | 0 | 0 | 0 | 0 | 1.0283 | 0 | 0 | 0 | 0 | 0 | 0 | 0 | 1.3346 | 0 | 0 | 0 | 0 | 0 | 0 | 0 | -0.021147
CFLSDGSFmExCZ06 | CFL | SDG | SFm | Ex | CZ06 | rWtd | 1.0238 | 1.4787 | -0.020862 |  | 7440 | 23426 | 18492 | 10748 | 4417.7057 | 2118.1994 | 2464.5351 | 861.949 | 69968.3892 | 262 | 278 | 294 | 310 | 326 | 342 | 358 | 374 | 1.019 | 1.0148 | 1.0261 | 1.0439 | 1.0305 | 1.0211 | 1.013 | 1.0129 | 1.4927 | 1.5053 | 1.4719 | 1.5047 | 1.4642 | 1.4223 | 1.2394 | 1.3508 | -0.019596 | -0.022408 | -0.020299 | -0.018717 | -0.020564 | -0.022145 | -0.022497 | -0.022321
CFLSDGSFmExCZ07 | CFL | SDG | SFm | Ex | CZ07 | rWtd | 1.0081 | 1.3081 | -0.019177 |  | 213903 | 103726 | 49320 | 25022 | 10284.6885 | 4931.2975 | 5737.588 | 2006.6698 | 414931.2439 | 263 | 279 | 295 | 311 | 327 | 343 | 359 | 375 | 1.0028 | 1.0072 | 1.0142 | 1.0226 | 1.0327 | 1.0363 | 1.0337 | 1.0248 | 1.3119 | 1.332 | 1.3181 | 1.2531 | 1.2483 | 1.1246 | 1.2063 | 1.1455 | -0.019629 | -0.020101 | -0.016827 | -0.018806 | -0.017154 | -0.014939 | -0.015597 | -0.016658
CFLSDGSFmExCZ08 | CFL | SDG | SFm | Ex | CZ08 | rWtd | 1.1028 | 1.719 | -0.017088 |  | 2356 | 1660 | 3550 | 637 | 261.8235 | 125.539 | 146.0652 | 51.085 | 8787.5126 | 264 | 280 | 296 | 312 | 328 | 344 | 360 | 376 | 1.0953 | 1.0856 | 1.1084 | 1.1289 | 1.1313 | 1.1496 | 1.0816 | 1.0894 | 1.7914 | 1.5462 | 1.8442 | 1.5217 | 1.3763 | 1.4672 | 1.2332 | 1.5115 | -0.01757 | -0.019557 | -0.015961 | -0.016314 | -0.016345 | -0.01501 | -0.016064 | -0.014395
CFLSDGSFmExCZ10 | CFL | SDG | SFm | Ex | CZ10 | rWtd | 1.0773 | 1.6552 | -0.022034 |  | 85422 | 54661 | 23433 | 16066 | 6603.5411 | 3166.2627 | 3683.9617 | 1288.4325 | 194324.198 | 266 | 282 | 298 | 314 | 330 | 346 | 362 | 378 | 1.0709 | 1.0752 | 1.092 | 1.083 | 1.1002 | 1.1045 | 1.0735 | 1.0736 | 1.7294 | 1.7353 | 1.5431 | 1.4099 | 1.3189 | 1.3848 | 1.4336 | 1.4552 | -0.021666 | -0.022944 | -0.021841 | -0.021538 | -0.0218 | -0.021621 | -0.021618 | -0.020918
CFLSDGSFmExCZ14 | CFL | SDG | SFm | Ex | CZ14 | rWtd | 1.0921 | 1.4695 | -0.023827 |  | 4114 | 2011 | 428 | 342 | 140.5708 | 67.4008 | 78.4212 | 27.4271 | 7208.82 | 270 | 286 | 302 | 318 | 334 | 350 | 366 | 382 | 1.0983 | 1.0926 | 1.0822 | 1.0928 | 1.0172 | 1.021 | 1.0263 | 1.0294 | 1.4753 | 1.5312 | 1.4412 | 1.3922 | 1.1194 | 1.1284 | 1.112 | 1.1194 | -0.022075 | -0.027172 | -0.02436 | -0.024132 | -0.024667 | -0.023318 | -0.02443 | -0.024255
CFLSDGSFmExCZ15 | CFL | SDG | SFm | Ex | CZ15 | rWtd | 1.213 | 1.7266 | -0.010759 |  | 2000 | 564 | 1 | 1 | 1 | 1 | 1 | 1 | 2570 | 271 | 287 | 303 | 319 | 335 | 351 | 367 | 383 | 1.2089 | 1.2285 | 1.2302 | 1.2145 | 1.1093 | 1.1145 | 1.1014 | 1.1022 | 1.7215 | 1.7477 | 1.6965 | 1.6739 | 1.2987 | 1.3097 | 1.2817 | 1.2942 | -0.010581 | -0.011389 | -0.011301 | -0.011354 | -0.010865 | -0.010707 | -0.010694 | -0.010652
CFLSDGSFmNewCZ06 | CFL | SDG | SFm | New | CZ06 | rWtd | 1.0129 | 1.3508 | -0.022321 |  | 0 | 0 | 0 | 0 | 0 | 0 | 0 | 861.949 | 861.949 | 1020 | 1020 | 1020 | 1020 | 1020 | 1020 | 1020 | 374 | 0 | 0 | 0 | 0 | 0 | 0 | 0 | 1.0129 | 0 | 0 | 0 | 0 | 0 | 0 | 0 | 1.3508 | 0 | 0 | 0 | 0 | 0 | 0 | 0 | -0.022321
CFLSDGSFmNewCZ07 | CFL | SDG | SFm | New | CZ07 | rWtd | 1.0248 | 1.1455 | -0.016658 |  | 0 | 0 | 0 | 0 | 0 | 0 | 0 | 2006.6698 | 2006.6698 | 1020 | 1020 | 1020 | 1020 | 1020 | 1020 | 1020 | 375 | 0 | 0 | 0 | 0 | 0 | 0 | 0 | 1.0248 | 0 | 0 | 0 | 0 | 0 | 0 | 0 | 1.1455 | 0 | 0 | 0 | 0 | 0 | 0 | 0 | -0.016658
CFLSDGSFmNewCZ08 | CFL | SDG | SFm | New | CZ08 | rWtd | 1.0894 | 1.5115 | -0.014395 |  | 0 | 0 | 0 | 0 | 0 | 0 | 0 | 51.085 | 51.085 | 1020 | 1020 | 1020 | 1020 | 1020 | 1020 | 1020 | 376 | 0 | 0 | 0 | 0 | 0 | 0 | 0 | 1.0894 | 0 | 0 | 0 | 0 | 0 | 0 | 0 | 1.5115 | 0 | 0 | 0 | 0 | 0 | 0 | 0 | -0.014395
CFLSDGSFmNewCZ10 | CFL | SDG | SFm | New | CZ10 | rWtd | 1.0736 | 1.4552 | -0.020918 |  | 0 | 0 | 0 | 0 | 0 | 0 | 0 | 1288.4325 | 1288.4325 | 1020 | 1020 | 1020 | 1020 | 1020 | 1020 | 1020 | 378 | 0 | 0 | 0 | 0 | 0 | 0 | 0 | 1.0736 | 0 | 0 | 0 | 0 | 0 | 0 | 0 | 1.4552 | 0 | 0 | 0 | 0 | 0 | 0 | 0 | -0.020918
CFLSDGSFmNewCZ14 | CFL | SDG | SFm | New | CZ14 | rWtd | 1.0294 | 1.1194 | -0.024255 |  | 0 | 0 | 0 | 0 | 0 | 0 | 0 | 27.4271 | 27.4271 | 1020 | 1020 | 1020 | 1020 | 1020 | 1020 | 1020 | 382 | 0 | 0 | 0 | 0 | 0 | 0 | 0 | 1.0294 | 0 | 0 | 0 | 0 | 0 | 0 | 0 | 1.1194 | 0 | 0 | 0 | 0 | 0 | 0 | 0 | -0.024255
CFLSDGSFmNewCZ15 | CFL | SDG | SFm | New | CZ15 | rWtd | 1.1022 | 1.2942 | -0.010652 |  | 0 | 0 | 0 | 0 | 0 | 0 | 0 | 1 | 1 | 1020 | 1020 | 1020 | 1020 | 1020 | 1020 | 1020 | 383 | 0 | 0 | 0 | 0 | 0 | 0 | 0 | 1.1022 | 0 | 0 | 0 | 0 | 0 | 0 | 0 | 1.2942 | 0 | 0 | 0 | 0 | 0 | 0 | 0 | -0.010652
CFLSDGMFmExCZ06 | CFL | SDG | MFm | Ex | CZ06 | rWtd | 1.0021 | 1.3158 | -0.015257 |  | 6832 | 8111 | 1179 | 519 | 358.0883 | 309.918 | 398.3902 | 140.008 | 17847.4045 | 647 | 663 | 679 | 695 | 711 | 727 | 743 | 759 | 1.0021 | 0.99474 | 1.0017 | 1.0024 | 1.0546 | 1.0586 | 1.0479 | 1.0442 | 1.2502 | 1.3413 | 1.347 | 1.307 | 1.5308 | 1.5161 | 1.452 | 1.4323 | -0.015339 | -0.015124 | -0.016272 | -0.014036 | -0.014852 | -0.015231 | -0.015467 | -0.015483
CFLSDGMFmExCZ07 | CFL | SDG | MFm | Ex | CZ07 | rWtd | 1.0037 | 1.1629 | -0.012438 |  | 116552 | 87344 | 11508 | 7522 | 5189.866 | 4491.7204 | 5773.9712 | 2029.1717 | 240410.7293 | 648 | 664 | 680 | 696 | 712 | 728 | 744 | 760 | 0.99883 | 0.99159 | 1.0197 | 1.0061 | 1.0735 | 1.1005 | 1.0853 | 1.0818 | 1.1422 | 1.1663 | 1.1741 | 1.114 | 1.3459 | 1.3106 | 1.2527 | 1.2707 | -0.012104 | -0.013205 | -0.0083898 | -0.013309 | -0.014185 | -0.0125 | -0.012768 | -0.012727
CFLSDGMFmExCZ08 | CFL | SDG | MFm | Ex | CZ08 | rWtd | 1.0753 | 1.4401 | -0.012042 |  | 769 | 4563 | 5565 | 2582 | 1781.4722 | 1541.8269 | 1981.972 | 696.533 | 19480.8042 | 649 | 665 | 681 | 697 | 713 | 729 | 745 | 761 | 1.055 | 1.061 | 1.0656 | 1.0671 | 1.0927 | 1.1144 | 1.0983 | 1.1025 | 1.5743 | 1.5725 | 1.3784 | 1.4733 | 1.3484 | 1.4197 | 1.3459 | 1.3409 | -0.012162 | -0.013122 | -0.011933 | -0.011863 | -0.012156 | -0.010942 | -0.011368 | -0.010438
CFLSDGMFmExCZ10 | CFL | SDG | MFm | Ex | CZ10 | rWtd | 1.0604 | 1.6615 | -0.014684 |  | 29332 | 29446 | 4108 | 2553 | 1761.4634 | 1524.5097 | 1959.7113 | 688.7098 | 71373.3943 | 651 | 667 | 683 | 699 | 715 | 731 | 747 | 763 | 1.0644 | 1.0706 | 1.0352 | 1.0617 | 1.003 | 1.0085 | 1.0079 | 1.0107 | 1.7578 | 1.6345 | 1.8013 | 1.7858 | 1.1828 | 1.1733 | 1.1625 | 1.1503 | -0.014979 | -0.01511 | -0.016304 | -0.011353 | -0.012108 | -0.011397 | -0.011122 | -0.010522
CFLSDGMFmExCZ14 | CFL | SDG | MFm | Ex | CZ14 | rWtd | 1.1093 | 1.4868 | -0.017304 |  | 260 | 1 | 1 | 1 | 1 | 1 | 1 | 1 | 267 | 655 | 671 | 687 | 703 | 719 | 735 | 751 | 767 | 1.1098 | 1.1163 | 1.1342 | 1.1158 | 1.0674 | 1.0756 | 1.0679 | 1.0634 | 1.4897 | 1.664 | 1.4313 | 1.4129 | 1.2729 | 1.3029 | 1.3241 | 1.2376 | -0.017343 | -0.015483 | -0.015451 | -0.016082 | -0.016145 | -0.015559 | -0.015987 | -0.016145
CFLSDGMFmExCZ15 | CFL | SDG | MFm | Ex | CZ15 | rWtd | 1.2198 | 1.5775 | -0.0069456 |  | 179 | 1 | 1 | 1 | 1 | 1 | 1 | 1 | 186 | 656 | 672 | 688 | 704 | 720 | 736 | 752 | 768 | 1.2223 | 1.2072 | 1.1961 | 1.1908 | 1.1281 | 1.1345 | 1.1188 | 1.118 | 1.5822 | 1.6271 | 1.6087 | 1.5903 | 1.3561 | 1.3534 | 1.3301 | 1.3263 | -0.0069373 | -0.0077572 | -0.0072527 | -0.0072054 | -0.0071582 | -0.0069375 | -0.0069343 | -0.0068555
CFLSDGMFmNewCZ06 | CFL | SDG | MFm | New | CZ06 | rWtd | 1.0442 | 1.4323 | -0.015483 |  | 0 | 0 | 0 | 0 | 0 | 0 | 0 | 140.008 | 140.008 | 1020 | 1020 | 1020 | 1020 | 1020 | 1020 | 1020 | 759 | 0 | 0 | 0 | 0 | 0 | 0 | 0 | 1.0442 | 0 | 0 | 0 | 0 | 0 | 0 | 0 | 1.4323 | 0 | 0 | 0 | 0 | 0 | 0 | 0 | -0.015483
CFLSDGMFmNewCZ07 | CFL | SDG | MFm | New | CZ07 | rWtd | 1.0818 | 1.2707 | -0.012727 |  | 0 | 0 | 0 | 0 | 0 | 0 | 0 | 2029.1717 | 2029.1717 | 1020 | 1020 | 1020 | 1020 | 1020 | 1020 | 1020 | 760 | 0 | 0 | 0 | 0 | 0 | 0 | 0 | 1.0818 | 0 | 0 | 0 | 0 | 0 | 0 | 0 | 1.2707 | 0 | 0 | 0 | 0 | 0 | 0 | 0 | -0.012727
CFLSDGMFmNewCZ08 | CFL | SDG | MFm | New | CZ08 | rWtd | 1.1025 | 1.3409 | -0.010438 |  | 0 | 0 | 0 | 0 | 0 | 0 | 0 | 696.533 | 696.533 | 1020 | 1020 | 1020 | 1020 | 1020 | 1020 | 1020 | 761 | 0 | 0 | 0 | 0 | 0 | 0 | 0 | 1.1025 | 0 | 0 | 0 | 0 | 0 | 0 | 0 | 1.3409 | 0 | 0 | 0 | 0 | 0 | 0 | 0 | -0.010438
CFLSDGMFmNewCZ10 | CFL | SDG | MFm | New | CZ10 | rWtd | 1.0107 | 1.1503 | -0.010522 |  | 0 | 0 | 0 | 0 | 0 | 0 | 0 | 688.7098 | 688.7098 | 1020 | 1020 | 1020 | 1020 | 1020 | 1020 | 1020 | 763 | 0 | 0 | 0 | 0 | 0 | 0 | 0 | 1.0107 | 0 | 0 | 0 | 0 | 0 | 0 | 0 | 1.1503 | 0 | 0 | 0 | 0 | 0 | 0 | 0 | -0.010522
CFLSDGMFmNewCZ14 | CFL | SDG | MFm | New | CZ14 | rWtd | 1.0634 | 1.2376 | -0.016145 |  | 0 | 0 | 0 | 0 | 0 | 0 | 0 | 1 | 1 | 1020 | 1020 | 1020 | 1020 | 1020 | 1020 | 1020 | 767 | 0 | 0 | 0 | 0 | 0 | 0 | 0 | 1.0634 | 0 | 0 | 0 | 0 | 0 | 0 | 0 | 1.2376 | 0 | 0 | 0 | 0 | 0 | 0 | 0 | -0.016145
CFLSDGMFmNewCZ15 | CFL | SDG | MFm | New | CZ15 | rWtd | 1.118 | 1.3263 | -0.0068555 |  | 0 | 0 | 0 | 0 | 0 | 0 | 0 | 1 | 1 | 1020 | 1020 | 1020 | 1020 | 1020 | 1020 | 1020 | 768 | 0 | 0 | 0 | 0 | 0 | 0 | 0 | 1.118 | 0 | 0 | 0 | 0 | 0 | 0 | 0 | 1.3263 | 0 | 0 | 0 | 0 | 0 | 0 | 0 | -0.0068555
CFLPGEDMOExCZ01 | CFL | PGE | DMO | Ex | CZ01 | rWtd | 0.95196 | 1.0227 | -0.022095 |  | 887 | 457 | 1 | 1 | 1 | 0 | 0 | 0 | 1347 | 771 | 787 | 803 | 819 | 835 | 1020 | 1020 | 1020 | 0.95811 | 0.93997 | 0.95545 | 0.95897 | 0.96317 | 0 | 0 |  | 1.0227 | 1.0227 | 1.0227 | 1.0227 | 1.0227 | 0 | 0 |  | -0.020784 | -0.02463 | -0.022371 | -0.024582 | -0.024582 | 0 | 0
CFLPGEDMOExCZ02 | CFL | PGE | DMO | Ex | CZ02 | rWtd | 1.0566 | 1.9104 | -0.02078 |  | 10933 | 4221 | 1233 | 187 | 158.4774 | 0 | 0 | 0 | 16732.4774 | 772 | 788 | 804 | 820 | 836 | 1020 | 1020 | 1020 | 1.0597 | 1.0502 | 1.051 | 1.0594 | 1.0553 | 0 | 0 |  | 1.913 | 1.9128 | 1.9128 | 1.7973 | 1.7855 | 0 | 0 |  | -0.019629 | -0.024235 | -0.018763 | -0.022515 | -0.021794 | 0 | 0
CFLPGEDMOExCZ03 | CFL | PGE | DMO | Ex | CZ03 | rWtd | 0.99489 | 1.5573 | -0.020422 |  | 9176 | 4284 | 367 | 63 | 47.1705 | 0 | 0 | 0 | 13937.1705 | 773 | 789 | 805 | 821 | 837 | 1020 | 1020 | 1020 | 1.0017 | 0.98335 | 0.9696 | 0.9714 | 0.95165 | 0 | 0 |  | 1.5693 | 1.546 | 1.5582 | 1 | 1 | 0 | 0 |  | -0.01833 | -0.02463 | -0.02463 | -0.014058 | -0.020928 | 0 | 0
CFLPGEDMOExCZ04 | CFL | PGE | DMO | Ex | CZ04 | rWtd | 1.057 | 1.6843 | -0.017537 |  | 6455 | 2213 | 2171 | 560 | 279.0385 | 0 | 0 | 0 | 11678.0385 | 774 | 790 | 806 | 822 | 838 | 1020 | 1020 | 1020 | 1.0669 | 1.0553 | 1.0385 | 1.0346 | 1.0302 | 0 | 0 |  | 1.7176 | 1.6059 | 1.7478 | 1.4866 | 1.4381 | 0 | 0 |  | -0.015299 | -0.020025 | -0.021179 | -0.018715 | -0.018859 | 0 | 0
CFLPGEDMOExCZ05 | CFL | PGE | DMO | Ex | CZ05 | rWtd | 0.94951 | 1.1405 | -0.024623 |  | 6736 | 3463 | 538 | 49 | 69.1491 | 0 | 0 | 0 | 10855.1491 | 775 | 791 | 807 | 823 | 839 | 1020 | 1020 | 1020 | 0.95148 | 0.9488 | 0.93084 | 0.94835 | 0.9394 | 0 | 0 |  | 1.1352 | 1.1529 | 1.152 | 1.0227 | 1.0227 | 0 | 0 |  | -0.02463 | -0.02463 | -0.02463 | -0.023093 | -0.02463 | 0 | 0
CFLPGEDMOExCZ11 | CFL | PGE | DMO | Ex | CZ11 | rWtd | 1.1369 | 1.7944 | -0.016799 |  | 23372 | 23091 | 2290 | 329 | 294.3335 | 0 | 0 | 0 | 49376.3335 | 781 | 797 | 813 | 829 | 845 | 1020 | 1020 | 1020 | 1.1396 | 1.1347 | 1.1371 | 1.1307 | 1.1079 | 0 | 0 |  | 1.8387 | 1.7463 | 1.8617 | 1.7805 | 1.5366 | 0 | 0 |  | -0.014157 | -0.01933 | -0.018619 | -0.014866 | -0.016165 | 0 | 0
CFLPGEDMOExCZ12 | CFL | PGE | DMO | Ex | CZ12 | rWtd | 1.1151 | 1.9634 | -0.018204 |  | 18964 | 9022 | 1738 | 327 | 223.385 | 0 | 0 | 0 | 30274.385 | 782 | 798 | 814 | 830 | 846 | 1020 | 1020 | 1020 | 1.121 | 1.1054 | 1.1077 | 1.0984 | 1.0886 | 0 | 0 |  | 1.9686 | 1.9678 | 1.9678 | 1.7073 | 1.6829 | 0 | 0 |  | -0.016742 | -0.020784 | -0.020495 | -0.019485 | -0.018474 | 0 | 0
CFLPGEDMOExCZ13 | CFL | PGE | DMO | Ex | CZ13 | rWtd | 1.1529 | 1.7404 | -0.016546 |  | 20832 | 6489 | 901 | 187 | 115.8055 | 0 | 0 | 0 | 28524.8055 | 783 | 799 | 815 | 831 | 847 | 1020 | 1020 | 1020 | 1.1565 | 1.1487 | 1.1624 | 0.9639 | 0.96472 | 0 | 0 |  | 1.752 | 1.7321 | 1.7824 | 1 | 1 | 0 | 0 |  | -0.016011 | -0.018041 | -0.018186 | -0.016598 | -0.016021 | 0 | 0
CFLPGEDMOExCZ16 | CFL | PGE | DMO | Ex | CZ16 | rWtd | 1.0086 | 1.4708 | -0.022786 |  | 3398 | 7250 | 350 | 1 | 44.9855 | 0 | 0 | 0 | 11043.9855 | 786 | 802 | 818 | 834 | 850 | 1020 | 1020 | 1020 | 1.0248 | 1.0007 | 1.016 | 1.0105 | 1.0079 | 0 | 0 |  | 1.4481 | 1.4758 | 1.5857 | 1.4882 | 1.4864 | 0 | 0 |  | -0.019425 | -0.024591 | -0.018619 | -0.018577 | -0.018289 | 0 | 0
CFLPGEDMONewCZ01 | CFL | PGE | DMO | New | CZ01 | rWtd | 0.96317 | 1.0227 | -0.024582 |  | 0 | 0 | 0 | 0 | 1 | 0 | 0 | 0 | 1 | 1020 | 1020 | 1020 | 1020 | 835 | 1020 | 1020 | 1020 | 0 | 0 | 0 | 0 | 0.96317 | 0 | 0 |  | 0 | 0 | 0 | 0 | 1.0227 | 0 | 0 |  | 0 | 0 | 0 | 0 | -0.024582 | 0 | 0
CFLPGEDMONewCZ02 | CFL | PGE | DMO | New | CZ02 | rWtd | 1.0553 | 1.7855 | -0.021794 |  | 0 | 0 | 0 | 0 | 158.4774 | 0 | 0 | 0 | 158.4774 | 1020 | 1020 | 1020 | 1020 | 836 | 1020 | 1020 | 1020 | 0 | 0 | 0 | 0 | 1.0553 | 0 | 0 |  | 0 | 0 | 0 | 0 | 1.7855 | 0 | 0 |  | 0 | 0 | 0 | 0 | -0.021794 | 0 | 0
CFLPGEDMONewCZ03 | CFL | PGE | DMO | New | CZ03 | rWtd | 0.95165 | 1 | -0.020928 |  | 0 | 0 | 0 | 0 | 47.1705 | 0 | 0 | 0 | 47.1705 | 1020 | 1020 | 1020 | 1020 | 837 | 1020 | 1020 | 1020 | 0 | 0 | 0 | 0 | 0.95165 | 0 | 0 |  | 0 | 0 | 0 | 0 | 1 | 0 | 0 |  | 0 | 0 | 0 | 0 | -0.020928 | 0 | 0
CFLPGEDMONewCZ04 | CFL | PGE | DMO | New | CZ04 | rWtd | 1.0302 | 1.4381 | -0.018859 |  | 0 | 0 | 0 | 0 | 279.0385 | 0 | 0 | 0 | 279.0385 | 1020 | 1020 | 1020 | 1020 | 838 | 1020 | 1020 | 1020 | 0 | 0 | 0 | 0 | 1.0302 | 0 | 0 |  | 0 | 0 | 0 | 0 | 1.4381 | 0 | 0 |  | 0 | 0 | 0 | 0 | -0.018859 | 0 | 0
CFLPGEDMONewCZ05 | CFL | PGE | DMO | New | CZ05 | rWtd | 0.9394 | 1.0227 | -0.02463 |  | 0 | 0 | 0 | 0 | 69.1491 | 0 | 0 | 0 | 69.1491 | 1020 | 1020 | 1020 | 1020 | 839 | 1020 | 1020 | 1020 | 0 | 0 | 0 | 0 | 0.9394 | 0 | 0 |  | 0 | 0 | 0 | 0 | 1.0227 | 0 | 0 |  | 0 | 0 | 0 | 0 | -0.02463 | 0 | 0
CFLPGEDMONewCZ11 | CFL | PGE | DMO | New | CZ11 | rWtd | 1.1079 | 1.5366 | -0.016165 |  | 0 | 0 | 0 | 0 | 294.3335 | 0 | 0 | 0 | 294.3335 | 1020 | 1020 | 1020 | 1020 | 845 | 1020 | 1020 | 1020 | 0 | 0 | 0 | 0 | 1.1079 | 0 | 0 |  | 0 | 0 | 0 | 0 | 1.5366 | 0 | 0 |  | 0 | 0 | 0 | 0 | -0.016165 | 0 | 0
CFLPGEDMONewCZ12 | CFL | PGE | DMO | New | CZ12 | rWtd | 1.0886 | 1.6829 | -0.018474 |  | 0 | 0 | 0 | 0 | 223.385 | 0 | 0 | 0 | 223.385 | 1020 | 1020 | 1020 | 1020 | 846 | 1020 | 1020 | 1020 | 0 | 0 | 0 | 0 | 1.0886 | 0 | 0 |  | 0 | 0 | 0 | 0 | 1.6829 | 0 | 0 |  | 0 | 0 | 0 | 0 | -0.018474 | 0 | 0
CFLPGEDMONewCZ13 | CFL | PGE | DMO | New | CZ13 | rWtd | 0.96472 | 1 | -0.016021 |  | 0 | 0 | 0 | 0 | 115.8055 | 0 | 0 | 0 | 115.8055 | 1020 | 1020 | 1020 | 1020 | 847 | 1020 | 1020 | 1020 | 0 | 0 | 0 | 0 | 0.96472 | 0 | 0 |  | 0 | 0 | 0 | 0 | 1 | 0 | 0 |  | 0 | 0 | 0 | 0 | -0.016021 | 0 | 0
CFLPGEDMONewCZ16 | CFL | PGE | DMO | New | CZ16 | rWtd | 1.0079 | 1.4864 | -0.018289 |  | 0 | 0 | 0 | 0 | 44.9855 | 0 | 0 | 0 | 44.9855 | 1020 | 1020 | 1020 | 1020 | 850 | 1020 | 1020 | 1020 | 0 | 0 | 0 | 0 | 1.0079 | 0 | 0 |  | 0 | 0 | 0 | 0 | 1.4864 | 0 | 0 |  | 0 | 0 | 0 | 0 | -0.018289 | 0 | 0
CFLSCEDMOExCZ05 | CFL | SCE | DMO | Ex | CZ05 | rWtd | 0.97966 | 1.7069 | -0.024322 |  | 1 | 1 | 1 | 1 | 1 | 0 | 0 | 0 | 5 | 855 | 871 | 887 | 903 | 919 | 1020 | 1020 | 1020 | 0.99003 | 0.99223 | 0.96594 | 0.97835 | 0.97177 | 0 | 0 |  | 1.8085 | 1.8125 | 1.8068 | 1.5767 | 1.5299 | 0 | 0 |  | -0.02463 | -0.02463 | -0.02463 | -0.023093 | -0.02463 | 0 | 0
CFLSCEDMOExCZ06 | CFL | SCE | DMO | Ex | CZ06 | rWtd | 1.0048 | 1.1728 | -0.014221 |  | 12775 | 5043 | 6954 | 1591 | 893.7972 | 0 | 0 | 0 | 27256.7972 | 856 | 872 | 888 | 904 | 920 | 1020 | 1020 | 1020 | 1.0143 | 0.9977 | 0.99616 | 1.0085 | 0.97023 | 0 | 0 |  | 1.1776 | 1.1987 | 1.1911 | 1.0448 | 1.0441 | 0 | 0 |  | -0.01242 | -0.016454 | -0.018186 | -0.0031031 | -0.016316 | 0 | 0
CFLSCEDMOExCZ08 | CFL | SCE | DMO | Ex | CZ08 | rWtd | 1.1223 | 1.5968 | -0.012251 |  | 15405 | 6905 | 1902 | 491 | 244.4639 | 0 | 0 | 0 | 24947.4639 | 858 | 874 | 890 | 906 | 922 | 1020 | 1020 | 1020 | 1.1328 | 1.1024 | 1.1019 | 1.1479 | 1.1343 | 0 | 0 |  | 1.5854 | 1.6199 | 1.6528 | 1.4912 | 1.4329 | 0 | 0 |  | -0.011428 | -0.013726 | -0.014156 | -0.010493 | -0.011132 | 0 | 0
CFLSCEDMOExCZ09 | CFL | SCE | DMO | Ex | CZ09 | rWtd | 1.1299 | 1.5686 | -0.013555 |  | 17806 | 7784 | 4042 | 1059 | 519.518 | 0 | 0 | 0 | 31210.518 | 859 | 875 | 891 | 907 | 923 | 1020 | 1020 | 1020 | 1.1432 | 1.112 | 1.1117 | 1.1185 | 1.1082 | 0 | 0 |  | 1.5276 | 1.5979 | 1.6743 | 1.6387 | 1.5682 | 0 | 0 |  | -0.012826 | -0.014428 | -0.015588 | -0.011705 | -0.013452 | 0 | 0
CFLSCEDMOExCZ10 | CFL | SCE | DMO | Ex | CZ10 | rWtd | 1.1559 | 1.7944 | -0.013171 |  | 23819 | 24836 | 1062 | 274 | 136.4988 | 0 | 0 | 0 | 50127.4988 | 860 | 876 | 892 | 908 | 924 | 1020 | 1020 | 1020 | 1.1601 | 1.1515 | 1.1688 | 1.1529 | 1.1396 | 0 | 0 |  | 1.8087 | 1.7846 | 1.8109 | 1.5455 | 1.482 | 0 | 0 |  | -0.011388 | -0.014722 | -0.016015 | -0.015876 | -0.014722 | 0 | 0
CFLSCEDMOExCZ13 | CFL | SCE | DMO | Ex | CZ13 | rWtd | 1.1675 | 1.7971 | -0.016571 |  | 4396 | 1644 | 1 | 1 | 1 | 0 | 0 | 0 | 6043 | 863 | 879 | 895 | 911 | 927 | 1020 | 1020 | 1020 | 1.1696 | 1.1618 | 1.1766 | 1.071 | 1.0645 | 0 | 0 |  | 1.8026 | 1.783 | 1.8368 | 1.3219 | 1.2953 | 0 | 0 |  | -0.016021 | -0.018041 | -0.018186 | -0.016681 | -0.016103 | 0 | 0
CFLSCEDMOExCZ14 | CFL | SCE | DMO | Ex | CZ14 | rWtd | 1.147 | 1.6861 | -0.016783 |  | 8527 | 6224 | 504 | 1 | 64.7791 | 0 | 0 | 0 | 15320.7791 | 864 | 880 | 896 | 912 | 928 | 1020 | 1020 | 1020 | 1.1554 | 1.1367 | 1.1439 | 1.0643 | 1.0555 | 0 | 0 |  | 1.6954 | 1.6729 | 1.74 | 1.3394 | 1.3121 | 0 | 0 |  | -0.014565 | -0.019611 | -0.019187 | -0.018063 | -0.018351 | 0 | 0
CFLSCEDMOExCZ15 | CFL | SCE | DMO | Ex | CZ15 | rWtd | 1.2496 | 1.6964 | -0.0066779 |  | 2115 | 2002 | 1089 | 247 | 139.9691 | 0 | 0 | 0 | 5592.9691 | 865 | 881 | 897 | 913 | 929 | 1020 | 1020 | 1020 | 1.2422 | 1.2394 | 1.2886 | 1.2398 | 1.2222 | 0 | 0 |  | 1.6905 | 1.6929 | 1.7619 | 1.5714 | 1.5476 | 0 | 0 |  | -0.0058598 | -0.0074041 | -0.0069567 | -0.0065237 | -0.0067546 | 0 | 0
CFLSCEDMOExCZ16 | CFL | SCE | DMO | Ex | CZ16 | rWtd | 1.0521 | 1.7933 | -0.022774 |  | 5157 | 9996 | 275 | 71 | 35.3457 | 0 | 0 | 0 | 15534.3457 | 866 | 882 | 898 | 914 | 930 | 1020 | 1020 | 1020 | 1.0727 | 1.0416 | 1.0558 | 1.0307 | 1.0269 | 0 | 0 |  | 1.7474 | 1.8124 | 2 | 1.6829 | 1.6804 | 0 | 0 |  | -0.019485 | -0.02463 | -0.018619 | -0.018619 | -0.01833 | 0 | 0
CFLSCEDMONewCZ05 | CFL | SCE | DMO | New | CZ05 | rWtd | 0.97177 | 1.5299 | -0.02463 |  | 0 | 0 | 0 | 0 | 1 | 0 | 0 | 0 | 1 | 1020 | 1020 | 1020 | 1020 | 919 | 1020 | 1020 | 1020 | 0 | 0 | 0 | 0 | 0.97177 | 0 | 0 |  | 0 | 0 | 0 | 0 | 1.5299 | 0 | 0 |  | 0 | 0 | 0 | 0 | -0.02463 | 0 | 0
CFLSCEDMONewCZ06 | CFL | SCE | DMO | New | CZ06 | rWtd | 0.97023 | 1.0441 | -0.016316 |  | 0 | 0 | 0 | 0 | 893.7972 | 0 | 0 | 0 | 893.7972 | 1020 | 1020 | 1020 | 1020 | 920 | 1020 | 1020 | 1020 | 0 | 0 | 0 | 0 | 0.97023 | 0 | 0 |  | 0 | 0 | 0 | 0 | 1.0441 | 0 | 0 |  | 0 | 0 | 0 | 0 | -0.016316 | 0 | 0
CFLSCEDMONewCZ08 | CFL | SCE | DMO | New | CZ08 | rWtd | 1.1343 | 1.4329 | -0.011132 |  | 0 | 0 | 0 | 0 | 244.4639 | 0 | 0 | 0 | 244.4639 | 1020 | 1020 | 1020 | 1020 | 922 | 1020 | 1020 | 1020 | 0 | 0 | 0 | 0 | 1.1343 | 0 | 0 |  | 0 | 0 | 0 | 0 | 1.4329 | 0 | 0 |  | 0 | 0 | 0 | 0 | -0.011132 | 0 | 0
CFLSCEDMONewCZ09 | CFL | SCE | DMO | New | CZ09 | rWtd | 1.1082 | 1.5682 | -0.013452 |  | 0 | 0 | 0 | 0 | 519.518 | 0 | 0 | 0 | 519.518 | 1020 | 1020 | 1020 | 1020 | 923 | 1020 | 1020 | 1020 | 0 | 0 | 0 | 0 | 1.1082 | 0 | 0 |  | 0 | 0 | 0 | 0 | 1.5682 | 0 | 0 |  | 0 | 0 | 0 | 0 | -0.013452 | 0 | 0
CFLSCEDMONewCZ10 | CFL | SCE | DMO | New | CZ10 | rWtd | 1.1396 | 1.482 | -0.014722 |  | 0 | 0 | 0 | 0 | 136.4988 | 0 | 0 | 0 | 136.4988 | 1020 | 1020 | 1020 | 1020 | 924 | 1020 | 1020 | 1020 | 0 | 0 | 0 | 0 | 1.1396 | 0 | 0 |  | 0 | 0 | 0 | 0 | 1.482 | 0 | 0 |  | 0 | 0 | 0 | 0 | -0.014722 | 0 | 0
CFLSCEDMONewCZ13 | CFL | SCE | DMO | New | CZ13 | rWtd | 1.0645 | 1.2953 | -0.016103 |  | 0 | 0 | 0 | 0 | 1 | 0 | 0 | 0 | 1 | 1020 | 1020 | 1020 | 1020 | 927 | 1020 | 1020 | 1020 | 0 | 0 | 0 | 0 | 1.0645 | 0 | 0 |  | 0 | 0 | 0 | 0 | 1.2953 | 0 | 0 |  | 0 | 0 | 0 | 0 | -0.016103 | 0 | 0
CFLSCEDMONewCZ14 | CFL | SCE | DMO | New | CZ14 | rWtd | 1.0555 | 1.3121 | -0.018351 |  | 0 | 0 | 0 | 0 | 64.7791 | 0 | 0 | 0 | 64.7791 | 1020 | 1020 | 1020 | 1020 | 928 | 1020 | 1020 | 1020 | 0 | 0 | 0 | 0 | 1.0555 | 0 | 0 |  | 0 | 0 | 0 | 0 | 1.3121 | 0 | 0 |  | 0 | 0 | 0 | 0 | -0.018351 | 0 | 0
CFLSCEDMONewCZ15 | CFL | SCE | DMO | New | CZ15 | rWtd | 1.2222 | 1.5476 | -0.0067546 |  | 0 | 0 | 0 | 0 | 139.9691 | 0 | 0 | 0 | 139.9691 | 1020 | 1020 | 1020 | 1020 | 929 | 1020 | 1020 | 1020 | 0 | 0 | 0 | 0 | 1.2222 | 0 | 0 |  | 0 | 0 | 0 | 0 | 1.5476 | 0 | 0 |  | 0 | 0 | 0 | 0 | -0.0067546 | 0 | 0
CFLSCEDMONewCZ16 | CFL | SCE | DMO | New | CZ16 | rWtd | 1.0269 | 1.6804 | -0.01833 |  | 0 | 0 | 0 | 0 | 35.3457 | 0 | 0 | 0 | 35.3457 | 1020 | 1020 | 1020 | 1020 | 930 | 1020 | 1020 | 1020 | 0 | 0 | 0 | 0 | 1.0269 | 0 | 0 |  | 0 | 0 | 0 | 0 | 1.6804 | 0 | 0 |  | 0 | 0 | 0 | 0 | -0.01833 | 0 | 0
CFLSDGDMOExCZ06 | CFL | SDG | DMO | Ex | CZ06 | rWtd | 0.43189 | 0.59248 | -0.0039072 |  | 1 | 1 | 1 | 1 | 1 | 0 | 0 | 0 | 5 | 936 | 952 | 968 | 984 | 1000 | 1020 | 1020 | 1020 | 0 | 0 | 0 | 1.1003 | 1.0591 | 0 | 0 |  | 0 | 0 | 0 | 1.4879 | 1.4745 | 0 | 0 |  | 0 | 0 | 0 | -0.0031031 | -0.016433 | 0 | 0
CFLSDGDMOExCZ07 | CFL | SDG | DMO | Ex | CZ07 | rWtd | 1.0129 | 1.1547 | -0.012339 |  | 16837 | 5974 | 1718 | 357 | 220.8144 | 0 | 0 | 0 | 25106.8144 | 937 | 953 | 969 | 985 | 1001 | 1020 | 1020 | 1020 | 1.0144 | 1.0058 | 1.0017 | 1.0824 | 1.0693 | 0 | 0 |  | 1.1427 | 1.172 | 1.1806 | 1.2625 | 1.2296 | 0 | 0 |  | -0.011703 | -0.013803 | -0.01501 | -0.0072165 | -0.0086742 | 0 | 0
CFLSDGDMOExCZ08 | CFL | SDG | DMO | Ex | CZ08 | rWtd | 1.0954 | 1.4483 | -0.011427 |  | 2231 | 1 | 1 | 1 | 1 | 0 | 0 | 0 | 2235 | 938 | 954 | 970 | 986 | 1002 | 1020 | 1020 | 1020 | 1.0954 | 1.071 | 1.0703 | 1.1483 | 1.1347 | 0 | 0 |  | 1.4483 | 1.4688 | 1.4937 | 1.4923 | 1.4338 | 0 | 0 |  | -0.011425 | -0.013726 | -0.014153 | -0.010493 | -0.011132 | 0 | 0
CFLSDGDMOExCZ10 | CFL | SDG | DMO | Ex | CZ10 | rWtd | 1.1397 | 1.7082 | -0.013202 |  | 12279 | 6936 | 3124 | 892 | 401.5275 | 0 | 0 | 0 | 23632.5275 | 940 | 956 | 972 | 988 | 1004 | 1020 | 1020 | 1020 | 1.1409 | 1.1322 | 1.1475 | 1.1529 | 1.1396 | 0 | 0 |  | 1.7253 | 1.7035 | 1.7273 | 1.5455 | 1.482 | 0 | 0 |  | -0.011388 | -0.014722 | -0.016 | -0.015876 | -0.014722 | 0 | 0
CFLSDGDMOExCZ14 | CFL | SDG | DMO | Ex | CZ14 | rWtd | 1.0006 | 1.148 | -0.015979 |  | 636 | 288 | 1 | 1 | 1 | 0 | 0 | 0 | 927 | 944 | 960 | 976 | 992 | 1008 | 1020 | 1020 | 1020 | 1.005 | 0.99021 | 0.99336 | 1.1155 | 1.1027 | 0 | 0 |  | 1.1492 | 1.143 | 1.1575 | 1.4953 | 1.4545 | 0 | 0 |  | -0.014423 | -0.019391 | -0.019077 | -0.018144 | -0.018433 | 0 | 0
CFLSDGDMOExCZ15 | CFL | SDG | DMO | Ex | CZ15 | rWtd | 1.1563 | 1.4201 | -0.0066915 |  | 1 | 1 | 1 | 1 | 1 | 0 | 0 | 0 | 5 | 945 | 961 | 977 | 993 | 1009 | 1020 | 1020 | 1020 | 1.1235 | 1.1191 | 1.1459 | 1.2041 | 1.189 | 0 | 0 |  | 1.3716 | 1.3627 | 1.4 | 1.4932 | 1.4728 | 0 | 0 |  | -0.0058735 | -0.0074179 | -0.0069292 | -0.0065052 | -0.006732 | 0 | 0
CFLSDGDMONewCZ06 | CFL | SDG | DMO | New | CZ06 | rWtd | 1.0591 | 1.4745 | -0.016433 |  | 0 | 0 | 0 | 0 | 1 | 0 | 0 | 0 | 1 | 1020 | 1020 | 1020 | 1020 | 1000 | 1020 | 1020 | 1020 | 0 | 0 | 0 | 0 | 1.0591 | 0 | 0 |  | 0 | 0 | 0 | 0 | 1.4745 | 0 | 0 |  | 0 | 0 | 0 | 0 | -0.016433 | 0 | 0
CFLSDGDMONewCZ07 | CFL | SDG | DMO | New | CZ07 | rWtd | 1.0693 | 1.2296 | -0.0086742 |  | 0 | 0 | 0 | 0 | 220.8144 | 0 | 0 | 0 | 220.8144 | 1020 | 1020 | 1020 | 1020 | 1001 | 1020 | 1020 | 1020 | 0 | 0 | 0 | 0 | 1.0693 | 0 | 0 |  | 0 | 0 | 0 | 0 | 1.2296 | 0 | 0 |  | 0 | 0 | 0 | 0 | -0.0086742 | 0 | 0
CFLSDGDMONewCZ08 | CFL | SDG | DMO | New | CZ08 | rWtd | 1.1347 | 1.4338 | -0.011132 |  | 0 | 0 | 0 | 0 | 1 | 0 | 0 | 0 | 1 | 1020 | 1020 | 1020 | 1020 | 1002 | 1020 | 1020 | 1020 | 0 | 0 | 0 | 0 | 1.1347 | 0 | 0 |  | 0 | 0 | 0 | 0 | 1.4338 | 0 | 0 |  | 0 | 0 | 0 | 0 | -0.011132 | 0 | 0
CFLSDGDMONewCZ10 | CFL | SDG | DMO | New | CZ10 | rWtd | 1.1396 | 1.482 | -0.014722 |  | 0 | 0 | 0 | 0 | 401.5275 | 0 | 0 | 0 | 401.5275 | 1020 | 1020 | 1020 | 1020 | 1004 | 1020 | 1020 | 1020 | 0 | 0 | 0 | 0 | 1.1396 | 0 | 0 |  | 0 | 0 | 0 | 0 | 1.482 | 0 | 0 |  | 0 | 0 | 0 | 0 | -0.014722 | 0 | 0
CFLSDGDMONewCZ14 | CFL | SDG | DMO | New | CZ14 | rWtd | 1.1027 | 1.4545 | -0.018433 |  | 0 | 0 | 0 | 0 | 1 | 0 | 0 | 0 | 1 | 1020 | 1020 | 1020 | 1020 | 1008 | 1020 | 1020 | 1020 | 0 | 0 | 0 | 0 | 1.1027 | 0 | 0 |  | 0 | 0 | 0 | 0 | 1.4545 | 0 | 0 |  | 0 | 0 | 0 | 0 | -0.018433 | 0 | 0
CFLSDGDMONewCZ15 | CFL | SDG | DMO | New | CZ15 | rWtd | 1.189 | 1.4728 | -0.006732 |  | 0 | 0 | 0 | 0 | 1 | 0 | 0 | 0 | 1 | 1020 | 1020 | 1020 | 1020 | 1009 | 1020 | 1020 | 1020 | 0 | 0 | 0 | 0 | 1.189 | 0 | 0 |  | 0 | 0 | 0 | 0 | 1.4728 | 0 | 0 |  | 0 | 0 | 0 | 0 | -0.006732 | 0 | 0

## CZ wtd
Create IOU territory results | [5 empty] | max | 1.1195 | 1.7322 | -0.01196
[6 empty] | avg | 1.0561 | 1.4289 | -0.016947 | 49.65% | CZ Weights | [16 empty] | Impacts Row Match | [15 empty] | UnWtd kWh | [15 empty] | UnWtd kW | [15 empty] | UnWtd therm
[6 empty] | min | 0.98642 | 1.2675 | -0.025361
Index | Ltg | IOU | BldgType | BldgVint | BldgLoc | BldgHVAC | kWh | kW | therm |  | CZ01 | CZ02 | CZ03 | CZ04 | CZ05 | CZ06 | CZ07 | CZ08 | CZ09 | CZ10 | CZ11 | CZ12 | CZ13 | CZ14 | CZ15 | CZ16 | Total | CZ01 | CZ02 | CZ03 | CZ04 | CZ05 | CZ06 | CZ07 | CZ08 | CZ09 | CZ10 | CZ11 | CZ12 | CZ13 | CZ14 | CZ15 | CZ16 | CZ01 | CZ02 | CZ03 | CZ04 | CZ05 | CZ06 | CZ07 | CZ08 | CZ09 | CZ10 | CZ11 | CZ12 | CZ13 | CZ14 | CZ15 | CZ16 | CZ01 | CZ02 | CZ03 | CZ04 | CZ05 | CZ06 | CZ07 | CZ08 | CZ09 | CZ10 | CZ11 | CZ12 | CZ13 | CZ14 | CZ15 | CZ16 | CZ01 | CZ02 | CZ03 | CZ04 | CZ05 | CZ06 | CZ07 | CZ08 | CZ09 | CZ10 | CZ11 | CZ12 | CZ13 | CZ14 | CZ15 | CZ16
CFLPGEDMoEx | CFL | PGE | DMo | Ex | IOU | cWtd | 1.09 | 1.7322 | -0.018637 |  | 1344.33 | 16573.858 | 13890.526 | 11399.634 | 10786.426 | 0 | 0 | 0 | 0 | 0 | 49083.25 | 30050.502 | 28408.818 | 0 | 0 | 10997.79 | 172535.134 | 98 | 99 | 100 | 101 | 102 | 0 | 0 | 0 | 0 | 0 | 103 | 104 | 105 | 0 | 0 | 106 | 0.95196 | 1.0566 | 0.99489 | 1.057 | 0.94951 | 0 | 0 | 0 | 0 | 0 | 1.1369 | 1.1151 | 1.1529 | 0 | 0 | 1.0086 | 1.0227 | 1.9104 | 1.5573 | 1.6843 | 1.1405 | 1.0159 | 1.0159 | 1.0159 | 1.0159 | 1.0159 | 1.7944 | 1.9634 | 1.7404 | 1.0159 | 1.0159 | 1.4708 | -0.022095 | -0.02078 | -0.020422 | -0.017537 | -0.024623 | -0.028696 | -0.028696 | -0.028696 | -0.028696 | -0.028696 | -0.016799 | -0.018204 | -0.016546 | -0.028696 | -0.028696 | -0.022786
CFLPGEMFmEx | CFL | PGE | MFm | Ex | IOU | cWtd | 0.98642 | 1.3372 | -0.019188 |  | 10781.71 | 53907.41 | 490582.43 | 196317.87 | 20560.62 | 0 | 0 | 0 | 0 | 0 | 41168.55 | 213475.94 | 90449.74 | 0 | 0 | 411.69 | 1117655.96 | 19 | 20 | 21 | 22 | 23 | 0 | 0 | 0 | 0 | 0 | 24 | 25 | 26 | 0 | 0 | 27 | 0.90237 | 0.97315 | 0.9363 | 0.98782 | 0.93765 | 0 | 0 | 0 | 0 | 0 | 1.0811 | 1.0442 | 1.1047 | 0 | 0 | 1.0156 | 1.0179 | 1.3417 | 1.049 | 1.3425 | 1.0455 | 1.3874 | 1.3874 | 1.3874 | 1.3874 | 1.3874 | 1.8009 | 1.7483 | 1.8096 | 1.3874 | 1.3874 | 1.4304 | -0.026674 | -0.018682 | -0.021104 | -0.016393 | -0.024655 | -0.028425 | -0.028425 | -0.028425 | -0.028425 | -0.028425 | -0.01735 | -0.017915 | -0.016858 | -0.028425 | -0.028425 | -0.020504
CFLPGESFmEx | CFL | PGE | SFm | Ex | IOU | cWtd | 1.0356 | 1.5566 | -0.025361 |  | 31653.68 | 177648.06 | 600986.98 | 334919.71 | 71329.28 | 0 | 0 | 0 | 0 | 0 | 206160.95 | 632959.74 | 282161.86 | 0 | 0 | 53851.4 | 2391671.66 | 1 | 2 | 3 | 4 | 5 | 0 | 0 | 0 | 0 | 0 | 6 | 7 | 8 | 0 | 0 | 9 | 0.95919 | 0.98937 | 0.96602 | 1.0172 | 0.95748 | 0 | 0 | 0 | 0 | 0 | 1.1136 | 1.0718 | 1.1287 | 0 | 0 | 1.0173 | 1.0159 | 1.3874 | 1.1423 | 1.5196 | 1.1956 | 1.1423 | 1.1423 | 1.1423 | 1.1423 | 1.1423 | 1.8755 | 1.8621 | 1.8409 | 1.1423 | 1.1423 | 1.4647 | -0.028696 | -0.028425 | -0.02808 | -0.022722 | -0.029966 | -0.02808 | -0.02808 | -0.02808 | -0.02808 | -0.02808 | -0.023403 | -0.023816 | -0.023839 | -0.02808 | -0.02808 | -0.026879
CFLSCEDMoEx | CFL | SCE | DMo | Ex | IOU | cWtd | 1.117 | 1.6198 | -0.014354 |  | 0 | 0 | 0 | 0 | 1 | 26362.85 | 0 | 24702.926 | 30691.25 | 49991.036 | 0 | 0 | 6040.75 | 15254.23 | 5453.454 | 15499.33 | 173996.826 | 0 | 0 | 0 | 0 | 116 | 117 | 0 | 118 | 119 | 120 | 0 | 0 | 121 | 122 | 123 | 124 | 0 | 0 | 0 | 0 | 0.97966 | 1.0048 | 0 | 1.1223 | 1.1299 | 1.1559 | 0 | 0 | 1.1675 | 1.147 | 1.2496 | 1.0521 | 1.5196 | 1.5196 | 1.5196 | 1.5196 | 1.7069 | 1.1728 | 1.5196 | 1.5968 | 1.5686 | 1.7944 | 1.5196 | 1.5196 | 1.7971 | 1.6861 | 1.6964 | 1.7933 | -0.022722 | -0.022722 | -0.022722 | -0.022722 | -0.024322 | -0.014221 | -0.022722 | -0.012251 | -0.013555 | -0.013171 | -0.022722 | -0.022722 | -0.016571 | -0.016783 | -0.0066779 | -0.022774
CFLSCEMFmEx | CFL | SCE | MFm | Ex | IOU | cWtd | 1.0485 | 1.4039 | -0.013933 |  | 0 | 0 | 0 | 0 | 1027.6 | 322561.99 | 0 | 226662.72 | 212154.96 | 65429.47 | 0 | 0 | 5148.89 | 19498.11 | 45331.33 | 14485.02 | 912300.09 | 0 | 0 | 0 | 0 | 55 | 56 | 0 | 57 | 58 | 59 | 0 | 0 | 60 | 61 | 62 | 63 | 0 | 0 | 0 | 0 | 0.98407 | 0.99668 | 0 | 1.0403 | 1.0866 | 1.0809 | 0 | 0 | 1.0952 | 1.1146 | 1.2111 | 1.0184 | 1.1956 | 1.1956 | 1.1956 | 1.1956 | 1.0012 | 1.254 | 1.1956 | 1.4105 | 1.4363 | 1.7965 | 1.1956 | 1.1956 | 1.7499 | 1.5818 | 1.5972 | 1.4508 | -0.029966 | -0.029966 | -0.029966 | -0.029966 | -0.029284 | -0.015333 | -0.029966 | -0.012436 | -0.01369 | -0.014999 | -0.029966 | -0.029966 | -0.016688 | -0.016231 | -0.0073244 | -0.020479
CFLSCESFmEx | CFL | SCE | SFm | Ex | IOU | cWtd | 1.0797 | 1.5735 | -0.020517 |  | 0 | 0 | 0 | 0 | 2969.3533 | 358978.33 | 0 | 457169.31 | 517472.89 | 499502.41 | 0 | 0 | 73121.86 | 194385.43 | 48984.03 | 102284.56 | 2254868.1733 | 0 | 0 | 0 | 0 | 37 | 38 | 0 | 39 | 40 | 41 | 0 | 0 | 42 | 43 | 44 | 45 | 0 | 0 | 0 | 0 | 0.9647 | 1.0103 | 0 | 1.0524 | 1.0936 | 1.1074 | 0 | 0 | 1.1321 | 1.1372 | 1.2194 | 1.0293 | 1.8755 | 1.8755 | 1.8755 | 1.8755 | 1.4028 | 1.3704 | 1.8755 | 1.4714 | 1.4866 | 1.8203 | 1.8755 | 1.8755 | 1.8541 | 1.6703 | 1.7153 | 1.5287 | -0.023403 | -0.023403 | -0.023403 | -0.023403 | -0.029963 | -0.019985 | -0.023403 | -0.017639 | -0.019359 | -0.022067 | -0.023403 | -0.023403 | -0.02372 | -0.025206 | -0.011099 | -0.026571
CFLSDGDMoEx | CFL | SDG | DMo | Ex | IOU | cWtd | 1.0737 | 1.4181 | -0.012756 |  | 0 | 0 | 0 | 0 | 0 | 1 | 24885.616 | 2231.2 | 0 | 23231.18 | 0 | 0 | 0 | 924.33 | 1 | 0 | 51274.326 | 0 | 0 | 0 | 0 | 0 | 134 | 135 | 136 | 0 | 137 | 0 | 0 | 0 | 138 | 139 | 0 | 0 | 0 | 0 | 0 | 0 | 0.43189 | 1.0129 | 1.0954 | 0 | 1.1397 | 0 | 0 | 0 | 1.0006 | 1.1563 | 0 | 1.8621 | 1.8621 | 1.8621 | 1.8621 | 1.8621 | 0.59248 | 1.1547 | 1.4483 | 1.8621 | 1.7082 | 1.8621 | 1.8621 | 1.8621 | 1.148 | 1.4201 | 1.8621 | -0.023816 | -0.023816 | -0.023816 | -0.023816 | -0.023816 | -0.0039072 | -0.012339 | -0.011427 | -0.023816 | -0.013202 | -0.023816 | -0.023816 | -0.023816 | -0.015979 | -0.0066915 | -0.023816
CFLSDGMFmEx | CFL | SDG | MFm | Ex | IOU | cWtd | 1.0187 | 1.2861 | -0.013027 |  | 0 | 0 | 0 | 0 | 0 | 16900.29 | 226686.09 | 14769.58 | 0 | 66716.17 | 0 | 0 | 0 | 259.97 | 179.12 | 0 | 325511.22 | 0 | 0 | 0 | 0 | 0 | 85 | 86 | 87 | 0 | 88 | 0 | 0 | 0 | 89 | 90 | 0 | 0 | 0 | 0 | 0 | 0 | 1.0021 | 1.0037 | 1.0753 | 0 | 1.0604 | 0 | 0 | 0 | 1.1093 | 1.2198 | 0 | 1.8409 | 1.8409 | 1.8409 | 1.8409 | 1.8409 | 1.3158 | 1.1629 | 1.4401 | 1.8409 | 1.6615 | 1.8409 | 1.8409 | 1.8409 | 1.4868 | 1.5775 | 1.8409 | -0.023839 | -0.023839 | -0.023839 | -0.023839 | -0.023839 | -0.015257 | -0.012438 | -0.012042 | -0.023839 | -0.014684 | -0.023839 | -0.023839 | -0.023839 | -0.017304 | -0.0069456 | -0.023839
CFLSDGSFmEx | CFL | SDG | SFm | Ex | IOU | cWtd | 1.0317 | 1.4294 | -0.020124 |  | 0 | 0 | 0 | 0 | 0 | 65479.23 | 404482.69 | 8521.5 | 0 | 187614.38 | 0 | 0 | 0 | 7066.02 | 2563.47 | 0 | 675727.29 | 0 | 0 | 0 | 0 | 0 | 73 | 74 | 75 | 0 | 76 | 0 | 0 | 0 | 77 | 78 | 0 | 0 | 0 | 0 | 0 | 0 | 1.0238 | 1.0081 | 1.1028 | 0 | 1.0773 | 0 | 0 | 0 | 1.0921 | 1.213 | 0 | 1.4647 | 1.4647 | 1.4647 | 1.4647 | 1.4647 | 1.4787 | 1.3081 | 1.719 | 1.4647 | 1.6552 | 1.4647 | 1.4647 | 1.4647 | 1.4695 | 1.7266 | 1.4647 | -0.026879 | -0.026879 | -0.026879 | -0.026879 | -0.026879 | -0.020862 | -0.019177 | -0.017088 | -0.026879 | -0.022034 | -0.026879 | -0.026879 | -0.026879 | -0.023827 | -0.010759 | -0.026879
CFLPGEDMoNew | CFL | PGE | DMo | New | IOU | cWtd | 1.0464 | 1.4658 | -0.018519 |  | 1 | 186.736 | 63.132 | 560.208 | 48.592 | 0 | 0 | 0 | 0 | 0 | 329.28 | 326.584 | 186.736 | 0 | 0 | 1 | 1703.268 | 107 | 108 | 109 | 110 | 111 | 0 | 0 | 0 | 0 | 0 | 112 | 113 | 114 | 0 | 0 | 115 | 0.96317 | 1.0553 | 0.95165 | 1.0302 | 0.9394 | 0 | 0 | 0 | 0 | 0 | 1.1079 | 1.0886 | 0.96472 | 0 | 0 | 1.0079 | 1.0227 | 1.7855 | 1 | 1.4381 | 1.0227 | 1 | 1 | 1 | 1 | 1 | 1.5366 | 1.6829 | 1 | 1 | 1 | 1.4864 | -0.024582 | -0.021794 | -0.020928 | -0.018859 | -0.02463 | -0.025309 | -0.025309 | -0.025309 | -0.025309 | -0.025309 | -0.016165 | -0.018474 | -0.016021 | -0.025309 | -0.025309 | -0.018289
CFLPGEMFmNew | CFL | PGE | MFm | New | IOU | cWtd | 1.009 | 1.2727 | -0.016077 |  | 976.04 | 1980.22 | 6224.26 | 3336.82 | 1 | 0 | 0 | 0 | 0 | 0 | 173.54 | 4000.42 | 510.98 | 0 | 0 | 1 | 17204.28 | 28 | 29 | 30 | 31 | 32 | 0 | 0 | 0 | 0 | 0 | 33 | 34 | 35 | 0 | 0 | 36 | 0.92157 | 0.97542 | 0.95659 | 1.0579 | 0.99488 | 0 | 0 | 0 | 0 | 0 | 1.0839 | 1.0735 | 1.0942 | 0 | 0 | 0.98792 | 1.0429 | 1.1374 | 1.0865 | 1.5789 | 1.1898 | 1.8087 | 1.8087 | 1.8087 | 1.8087 | 1.8087 | 1.3902 | 1.4037 | 1.439 | 1.8087 | 1.8087 | 1.203 | -0.024911 | -0.016202 | -0.01807 | -0.01188 | -0.014132 | -0.02777 | -0.02777 | -0.02777 | -0.02777 | -0.02777 | -0.015231 | -0.014559 | -0.014032 | -0.02777 | -0.02777 | -0.021273
CFLPGESFmNew | CFL | PGE | SFm | New | IOU | cWtd | 1.0428 | 1.5038 | -0.022043 |  | 2237.64 | 2207.14 | 6688.02 | 6103.38 | 1056.32 | 0 | 0 | 0 | 0 | 0 | 8863.94 | 20178.3 | 8455.84 | 0 | 0 | 249.08 | 56039.66 | 10 | 11 | 12 | 13 | 14 | 0 | 0 | 0 | 0 | 0 | 15 | 16 | 17 | 0 | 0 | 18 | 0.97081 | 1.0233 | 0.98156 | 1.0461 | 0.97305 | 0 | 0 | 0 | 0 | 0 | 1.0736 | 1.043 | 1.0904 | 0 | 0 | 0.99149 | 1 | 1.8087 | 1.1933 | 1.7694 | 1.1266 | 1.1933 | 1.1933 | 1.1933 | 1.1933 | 1.1933 | 1.5915 | 1.5367 | 1.4927 | 1.1933 | 1.1933 | 1.3525 | -0.025309 | -0.02777 | -0.022848 | -0.023552 | -0.02777 | -0.022848 | -0.022848 | -0.022848 | -0.022848 | -0.022848 | -0.021618 | -0.021267 | -0.019509 | -0.022848 | -0.022848 | -0.023024
CFLSCEDMoNew | CFL | SCE | DMo | New | IOU | cWtd | 1.0611 | 1.3215 | -0.014115 |  | 0 | 0 | 0 | 0 | 1 | 1591.36 | 0 | 490.872 | 1059.22 | 274.072 | 0 | 0 | 1 | 1 | 246.748 | 71.06 | 3736.332 | 0 | 0 | 0 | 0 | 125 | 126 | 0 | 127 | 128 | 129 | 0 | 0 | 130 | 131 | 132 | 133 | 0 | 0 | 0 | 0 | 0.97177 | 0.97023 | 0 | 1.1343 | 1.1082 | 1.1396 | 0 | 0 | 1.0645 | 1.0555 | 1.2222 | 1.0269 | 1.7694 | 1.7694 | 1.7694 | 1.7694 | 1.5299 | 1.0441 | 1.7694 | 1.4329 | 1.5682 | 1.482 | 1.7694 | 1.7694 | 1.2953 | 1.3121 | 1.5476 | 1.6804 | -0.023552 | -0.023552 | -0.023552 | -0.023552 | -0.02463 | -0.016316 | -0.023552 | -0.011132 | -0.013452 | -0.014722 | -0.023552 | -0.023552 | -0.016103 | -0.018351 | -0.0067546 | -0.01833
CFLSCEMFmNew | CFL | SCE | MFm | New | IOU | cWtd | 1.0737 | 1.3755 | -0.012408 |  | 0 | 0 | 0 | 0 | 1 | 3702.78 | 0 | 4309.26 | 3773.46 | 128.4 | 0 | 0 | 64.2 | 1 | 1 | 1 | 11982.1 | 0 | 0 | 0 | 0 | 64 | 65 | 0 | 66 | 67 | 68 | 0 | 0 | 69 | 70 | 71 | 72 | 0 | 0 | 0 | 0 | 1.013 | 1.0352 | 0 | 1.0919 | 1.0896 | 1.0938 | 0 | 0 | 1.0942 | 1.0822 | 1.1396 | 1.0283 | 1.1266 | 1.1266 | 1.1266 | 1.1266 | 1.3134 | 1.3862 | 1.1266 | 1.3118 | 1.4344 | 1.4447 | 1.1266 | 1.1266 | 1.439 | 1.2741 | 1.378 | 1.3346 | -0.02777 | -0.02777 | -0.02777 | -0.02777 | -0.0141 | -0.015496 | -0.02777 | -0.010467 | -0.011636 | -0.01028 | -0.02777 | -0.02777 | -0.014032 | -0.016102 | -0.0068038 | -0.021147
CFLSCESFmNew | CFL | SCE | SFm | New | IOU | cWtd | 1.0664 | 1.4608 | -0.019907 |  | 0 | 0 | 0 | 0 | 48.8 | 8642.96 | 0 | 6280.76 | 6787.36 | 23542.2 | 0 | 0 | 2729.18 | 3636.2 | 712.18 | 1273.94 | 53653.58 | 0 | 0 | 0 | 0 | 46 | 47 | 0 | 48 | 49 | 50 | 0 | 0 | 51 | 52 | 53 | 54 | 0 | 0 | 0 | 0 | 1.0015 | 1.0257 | 0 | 1.0699 | 1.0664 | 1.0747 | 0 | 0 | 1.0904 | 1.0967 | 1.1704 | 0.97878 | 1.5915 | 1.5915 | 1.5915 | 1.5915 | 1.7842 | 1.464 | 1.5915 | 1.3631 | 1.6433 | 1.4615 | 1.5915 | 1.5915 | 1.4927 | 1.3656 | 1.475 | 1.1187 | -0.021618 | -0.021618 | -0.021618 | -0.021618 | -0.02777 | -0.022321 | -0.021618 | -0.014389 | -0.016609 | -0.020916 | -0.021618 | -0.021618 | -0.019509 | -0.024255 | -0.010598 | -0.023024
CFLSDGDMoNew | CFL | SDG | DMo | New | IOU | cWtd | 1.1195 | 1.41 | -0.012994 |  | 0 | 0 | 0 | 0 | 0 | 1 | 356.992 | 1 | 0 | 892.48 | 0 | 0 | 0 | 1 | 1 | 0 | 1253.472 | 0 | 0 | 0 | 0 | 0 | 140 | 141 | 142 | 0 | 143 | 0 | 0 | 0 | 144 | 145 | 0 | 0 | 0 | 0 | 0 | 0 | 1.0591 | 1.0693 | 1.1347 | 0 | 1.1396 | 0 | 0 | 0 | 1.1027 | 1.189 | 0 | 1.5367 | 1.5367 | 1.5367 | 1.5367 | 1.5367 | 1.4745 | 1.2296 | 1.4338 | 1.5367 | 1.482 | 1.5367 | 1.5367 | 1.5367 | 1.4545 | 1.4728 | 1.5367 | -0.021267 | -0.021267 | -0.021267 | -0.021267 | -0.021267 | -0.016433 | -0.0086742 | -0.011132 | -0.021267 | -0.014722 | -0.021267 | -0.021267 | -0.021267 | -0.018433 | -0.006732 | -0.021267
CFLSDGMFmNew | CFL | SDG | MFm | New | IOU | cWtd | 1.0706 | 1.2675 | -0.01196 |  | 0 | 0 | 0 | 0 | 0 | 259.32 | 3760.76 | 1290.8 | 0 | 1276.68 | 0 | 0 | 0 | 1 | 1 | 0 | 6589.56 | 0 | 0 | 0 | 0 | 0 | 91 | 92 | 93 | 0 | 94 | 0 | 0 | 0 | 95 | 96 | 0 | 0 | 0 | 0 | 0 | 0 | 1.0442 | 1.0818 | 1.1025 | 0 | 1.0107 | 0 | 0 | 0 | 1.0634 | 1.118 | 0 | 1.4927 | 1.4927 | 1.4927 | 1.4927 | 1.4927 | 1.4323 | 1.2707 | 1.3409 | 1.4927 | 1.1503 | 1.4927 | 1.4927 | 1.4927 | 1.2376 | 1.3263 | 1.4927 | -0.019509 | -0.019509 | -0.019509 | -0.019509 | -0.019509 | -0.015483 | -0.012727 | -0.010438 | -0.019509 | -0.010522 | -0.019509 | -0.019509 | -0.019509 | -0.016145 | -0.0068555 | -0.019509
CFLSDGSFmNew | CFL | SDG | SFm | New | IOU | cWtd | 1.038 | 1.2857 | -0.019128 |  | 0 | 0 | 0 | 0 | 0 | 5373.98 | 12511.08 | 318.58 | 0 | 8032.94 | 0 | 0 | 0 | 171.1 | 1 | 0 | 26408.68 | 0 | 0 | 0 | 0 | 0 | 79 | 80 | 81 | 0 | 82 | 0 | 0 | 0 | 83 | 84 | 0 | 0 | 0 | 0 | 0 | 0 | 1.0129 | 1.0248 | 1.0894 | 0 | 1.0736 | 0 | 0 | 0 | 1.0294 | 1.1022 | 0 | 1.3525 | 1.3525 | 1.3525 | 1.3525 | 1.3525 | 1.3508 | 1.1455 | 1.5115 | 1.3525 | 1.4552 | 1.3525 | 1.3525 | 1.3525 | 1.1194 | 1.2942 | 1.3525 | -0.023024 | -0.023024 | -0.023024 | -0.023024 | -0.023024 | -0.022321 | -0.016658 | -0.014395 | -0.023024 | -0.020918 | -0.023024 | -0.023024 | -0.023024 | -0.024255 | -0.010652 | -0.023024

## Bldg wtd
Create Res Building type results | [5 empty] | max | 1.2173 | 1.8517 | -0.0091422
[6 empty] | avg | 1.0518 | 1.4454 | -0.020226 | 59.26% | Bldg Weights |  |  |  | Impacts Row Match |  |  | UnWtd kWh |  |  | UnWtd kW |  |  | UnWtd therm
[6 empty] | min | 0.94498 | 1.013 | -0.029788
| Ltg | IOU | BldgType | BldgVint | BldgLoc | BldgHVAC | kWh | kW | therm |  | SFm | MFm | DMo | Total | SFm | MFm | DMo | SFm | MFm | DMo | SFm | MFm | DMo | SFm | MFm | DMo
| CFL | PGE | Res | Ex | IOU | cWtd | 1.0232 | 1.4983 | -0.023172 |  | 2391671.66 | 1117655.96 | 172535.134 | 3681862.754 | 3 | 2 | 1 | 1.0356 | 0.98642 | 1.09 | 1.5566 | 1.3372 | 1.7322 | -0.025361 | -0.019188 | -0.018637
| CFL | PGE | Res | New | IOU | cWtd | 1.0351 | 1.4499 | -0.020593 |  | 56039.66 | 17202.28 | 1701.268 | 74943.208 | 12 | 11 | 10 | 1.0428 | 1.009 | 1.0464 | 1.5038 | 1.2727 | 1.4658 | -0.022043 | -0.016077 | -0.018519
| CFL | SCE | Res | Ex | IOU | cWtd | 1.0731 | 1.5296 | -0.018398 |  | 2254868.1733 | 912300.09 | 173995.826 | 3341164.0893 | 6 | 5 | 4 | 1.0797 | 1.0485 | 1.117 | 1.5735 | 1.4039 | 1.6198 | -0.020517 | -0.013933 | -0.014354
| CFL | SCE | Res | New | IOU | cWtd | 1.0674 | 1.4386 | -0.018301 |  | 53653.58 | 11978.1 | 3733.332 | 69365.012 | 15 | 14 | 13 | 1.0664 | 1.0737 | 1.0611 | 1.4608 | 1.3755 | 1.3215 | -0.019907 | -0.012408 | -0.014115
| CFL | SDG | Res | Ex | IOU | cWtd | 1.0297 | 1.3845 | -0.01757 |  | 675727.29 | 325511.22 | 51272.326 | 1052510.836 | 9 | 8 | 7 | 1.0317 | 1.0187 | 1.0737 | 1.4294 | 1.2861 | 1.4181 | -0.020124 | -0.013027 | -0.012756
| CFL | SDG | Res | New | IOU | cWtd | 1.0473 | 1.2867 | -0.017525 |  | 26408.4511 | 6587.7524 | 1249.5085 | 34245.712 | 18 | 17 | 16 | 1.038 | 1.0706 | 1.1195 | 1.2857 | 1.2675 | 1.41 | -0.019128 | -0.01196 | -0.012994
| CFL | PGE | Res | Ex | CZ01 | rWtd | 0.94498 | 1.0166 | -0.027995 |  | 31653.68 | 10781.71 | 1344.33 | 43779.72 | 1 | 19 | 98 | 0.95919 | 0.90237 | 0.95196 | 1.0159 | 1.0179 | 1.0227 | -0.028696 | -0.026674 | -0.022095
| CFL | PGE | Res | Ex | CZ02 | rWtd | 0.99034 | 1.4124 | -0.025798 |  | 177648.06 | 53907.41 | 16573.858 | 248129.328 | 2 | 20 | 99 | 0.98937 | 0.97315 | 1.0566 | 1.3874 | 1.3417 | 1.9104 | -0.028425 | -0.018682 | -0.02078
| CFL | PGE | Res | Ex | CZ03 | rWtd | 0.95319 | 1.1061 | -0.024888 |  | 600986.98 | 490582.43 | 13890.526 | 1105459.936 | 3 | 21 | 100 | 0.96602 | 0.9363 | 0.99489 | 1.1423 | 1.049 | 1.5573 | -0.02808 | -0.021104 | -0.020422
| CFL | PGE | Res | Ex | CZ04 | rWtd | 1.0074 | 1.459 | -0.020323 |  | 334919.71 | 196317.87 | 11399.634 | 542637.214 | 4 | 22 | 101 | 1.0172 | 0.98782 | 1.057 | 1.5196 | 1.3425 | 1.6843 | -0.022722 | -0.016393 | -0.017537
| CFL | PGE | Res | Ex | CZ05 | rWtd | 0.95267 | 1.1597 | -0.028341 |  | 71329.28 | 20560.62 | 10786.426 | 102676.326 | 5 | 23 | 102 | 0.95748 | 0.93765 | 0.94951 | 1.1956 | 1.0455 | 1.1405 | -0.029966 | -0.024655 | -0.024623
| CFL | PGE | Res | Ex | CZ11 | rWtd | 1.113 | 1.8517 | -0.021468 |  | 206160.95 | 41168.55 | 49083.25 | 296412.75 | 6 | 24 | 103 | 1.1136 | 1.0811 | 1.1369 | 1.8755 | 1.8009 | 1.7944 | -0.023403 | -0.01735 | -0.016799
| CFL | PGE | Res | Ex | CZ12 | rWtd | 1.0665 | 1.8378 | -0.022186 |  | 632959.74 | 213475.94 | 30050.502 | 876486.182 | 7 | 25 | 104 | 1.0718 | 1.0442 | 1.1151 | 1.8621 | 1.7483 | 1.9634 | -0.023816 | -0.017915 | -0.018204
| CFL | PGE | Res | Ex | CZ13 | rWtd | 1.125 | 1.8267 | -0.021748 |  | 282161.86 | 90449.74 | 28408.818 | 401020.418 | 8 | 26 | 105 | 1.1287 | 1.1047 | 1.1529 | 1.8409 | 1.8096 | 1.7404 | -0.023839 | -0.016858 | -0.016546
| CFL | PGE | Res | Ex | CZ16 | rWtd | 1.0159 | 1.4655 | -0.026149 |  | 53851.4 | 411.69 | 10997.79 | 65260.88 | 9 | 27 | 106 | 1.0173 | 1.0156 | 1.0086 | 1.4647 | 1.4304 | 1.4708 | -0.026879 | -0.020504 | -0.022786
| CFL | PGE | Res | New | CZ01 | rWtd | 0.95585 | 1.013 | -0.025188 |  | 2237.64 | 976.04 | 0 | 3213.68 | 10 | 28 | 107 | 0.97081 | 0.92157 | 0.96317 | 1 | 1.0429 | 1.0227 | -0.025309 | -0.024911 | -0.024582
| CFL | PGE | Res | New | CZ02 | rWtd | 1.003 | 1.5038 | -0.022278 |  | 2207.14 | 1980.22 | 186.736 | 4374.096 | 11 | 29 | 108 | 1.0233 | 0.97542 | 1.0553 | 1.8087 | 1.1374 | 1.7855 | -0.02777 | -0.016202 | -0.021794
| CFL | PGE | Res | New | CZ03 | rWtd | 0.96944 | 1.1411 | -0.020547 |  | 6688.02 | 6224.26 | 63.132 | 12975.412 | 12 | 30 | 109 | 0.98156 | 0.95659 | 0.95165 | 1.1933 | 1.0865 | 1 | -0.022848 | -0.01807 | -0.020928
| CFL | PGE | Res | New | CZ04 | rWtd | 1.0492 | 1.6873 | -0.019394 |  | 6103.38 | 3336.82 | 560.208 | 10000.408 | 13 | 31 | 110 | 1.0461 | 1.0579 | 1.0302 | 1.7694 | 1.5789 | 1.4381 | -0.023552 | -0.01188 | -0.018859
| CFL | PGE | Res | New | CZ05 | rWtd | 0.97157 | 1.122 | -0.027632 |  | 1056.32 | 0 | 48.592 | 1104.912 | 14 | 32 | 111 | 0.97305 | 0.99488 | 0.9394 | 1.1266 | 1.1898 | 1.0227 | -0.02777 | -0.014132 | -0.02463
| CFL | PGE | Res | New | CZ11 | rWtd | 1.075 | 1.5859 | -0.021308 |  | 8863.94 | 173.54 | 329.28 | 9366.76 | 15 | 33 | 112 | 1.0736 | 1.0839 | 1.1079 | 1.5915 | 1.3902 | 1.5366 | -0.021618 | -0.015231 | -0.016165
| CFL | PGE | Res | New | CZ12 | rWtd | 1.0486 | 1.5169 | -0.020134 |  | 20178.3 | 4000.42 | 326.584 | 24505.304 | 16 | 34 | 113 | 1.043 | 1.0735 | 1.0886 | 1.5367 | 1.4037 | 1.6829 | -0.021267 | -0.014559 | -0.018474
| CFL | PGE | Res | New | CZ13 | rWtd | 1.0881 | 1.4797 | -0.019132 |  | 8455.84 | 510.98 | 186.736 | 9153.556 | 17 | 35 | 114 | 1.0904 | 1.0942 | 0.96472 | 1.4927 | 1.439 | 1 | -0.019509 | -0.014032 | -0.016021
| CFL | PGE | Res | New | CZ16 | rWtd | 0.99149 | 1.3525 | -0.023024 |  | 249.08 | 0 | 0 | 249.08 | 18 | 36 | 115 | 0.99149 | 0.98792 | 1.0079 | 1.3525 | 1.203 | 1.4864 | -0.023024 | -0.021273 | -0.018289
| CFL | SCE | Res | Ex | CZ05 | rWtd | 0.96968 | 1.2996 | -0.029788 |  | 2969.3533 | 1027.6 | 0 | 3996.9533 | 37 | 55 | 116 | 0.9647 | 0.98407 | 0.97966 | 1.4028 | 1.0012 | 1.7069 | -0.029963 | -0.029284 | -0.024322
| CFL | SCE | Res | Ex | CZ06 | rWtd | 1.0039 | 1.31 | -0.01765 |  | 358978.33 | 322561.99 | 26362.85 | 707903.17 | 38 | 56 | 117 | 1.0103 | 0.99668 | 1.0048 | 1.3704 | 1.254 | 1.1728 | -0.019985 | -0.015333 | -0.014221
| CFL | SCE | Res | Ex | CZ08 | rWtd | 1.051 | 1.4563 | -0.015786 |  | 457169.31 | 226662.72 | 24702.926 | 708534.956 | 39 | 57 | 118 | 1.0524 | 1.0403 | 1.1223 | 1.4714 | 1.4105 | 1.5968 | -0.017639 | -0.012436 | -0.012251
| CFL | SCE | Res | Ex | CZ09 | rWtd | 1.0931 | 1.4759 | -0.017543 |  | 517472.89 | 212154.96 | 30691.25 | 760319.1 | 40 | 58 | 119 | 1.0936 | 1.0866 | 1.1299 | 1.4866 | 1.4363 | 1.5686 | -0.019359 | -0.01369 | -0.013555
| CFL | SCE | Res | Ex | CZ10 | rWtd | 1.1085 | 1.8157 | -0.020592 |  | 499502.41 | 65429.47 | 49991.036 | 614922.916 | 41 | 59 | 120 | 1.1074 | 1.0809 | 1.1559 | 1.8203 | 1.7965 | 1.7944 | -0.022067 | -0.014999 | -0.013171
| CFL | SCE | Res | Ex | CZ13 | rWtd | 1.1323 | 1.8436 | -0.022779 |  | 73121.86 | 5148.89 | 6040.75 | 84311.5 | 42 | 60 | 121 | 1.1321 | 1.0952 | 1.1675 | 1.8541 | 1.7499 | 1.7971 | -0.02372 | -0.016688 | -0.016571
| CFL | SCE | Res | Ex | CZ14 | rWtd | 1.136 | 1.6639 | -0.023882 |  | 194385.43 | 19498.11 | 15254.23 | 229137.77 | 43 | 61 | 122 | 1.1372 | 1.1146 | 1.147 | 1.6703 | 1.5818 | 1.6861 | -0.025206 | -0.016231 | -0.016783
| CFL | SCE | Res | Ex | CZ15 | rWtd | 1.2173 | 1.6606 | -0.0091422 |  | 48984.03 | 45331.33 | 5453.454 | 99768.814 | 44 | 62 | 123 | 1.2194 | 1.2111 | 1.2496 | 1.7153 | 1.5972 | 1.6964 | -0.011099 | -0.0073244 | -0.0066779
| CFL | SCE | Res | Ex | CZ16 | rWtd | 1.0307 | 1.5512 | -0.025459 |  | 102284.56 | 14485.02 | 15499.33 | 132268.91 | 45 | 63 | 124 | 1.0293 | 1.0184 | 1.0521 | 1.5287 | 1.4508 | 1.7933 | -0.026571 | -0.020479 | -0.022774
| CFL | SCE | Res | New | CZ05 | rWtd | 1.0015 | 1.7842 | -0.02777 |  | 48.8 | 0 | 0 | 48.8 | 46 | 64 | 125 | 1.0015 | 1.013 | 0.97177 | 1.7842 | 1.3134 | 1.5299 | -0.02777 | -0.0141 | -0.02463
| CFL | SCE | Res | New | CZ06 | rWtd | 1.0219 | 1.3954 | -0.019822 |  | 8642.96 | 3702.78 | 1591.36 | 13937.1 | 47 | 65 | 126 | 1.0257 | 1.0352 | 0.97023 | 1.464 | 1.3862 | 1.0441 | -0.022321 | -0.015496 | -0.016316
| CFL | SCE | Res | New | CZ08 | rWtd | 1.0813 | 1.3462 | -0.01272 |  | 6280.76 | 4309.26 | 490.872 | 11080.892 | 48 | 66 | 127 | 1.0699 | 1.0919 | 1.1343 | 1.3631 | 1.3118 | 1.4329 | -0.014389 | -0.010467 | -0.011132
| CFL | SCE | Res | New | CZ09 | rWtd | 1.0778 | 1.5686 | -0.014706 |  | 6787.36 | 3773.46 | 1059.22 | 11620.04 | 49 | 67 | 128 | 1.0664 | 1.0896 | 1.1082 | 1.6433 | 1.4344 | 1.5682 | -0.016609 | -0.011636 | -0.013452
| CFL | SCE | Res | New | CZ10 | rWtd | 1.0756 | 1.4617 | -0.020788 |  | 23542.2 | 128.4 | 274.072 | 23944.672 | 50 | 68 | 129 | 1.0747 | 1.0938 | 1.1396 | 1.4615 | 1.4447 | 1.482 | -0.020916 | -0.01028 | -0.014722
| CFL | SCE | Res | New | CZ13 | rWtd | 1.0905 | 1.4915 | -0.019383 |  | 2729.18 | 64.2 | 0 | 2793.38 | 51 | 69 | 130 | 1.0904 | 1.0942 | 1.0645 | 1.4927 | 1.439 | 1.2953 | -0.019509 | -0.014032 | -0.016103
| CFL | SCE | Res | New | CZ14 | rWtd | 1.0967 | 1.3656 | -0.024255 |  | 3636.2 | 0 | 0 | 3636.2 | 52 | 70 | 131 | 1.0967 | 1.0822 | 1.0555 | 1.3656 | 1.2741 | 1.3121 | -0.024255 | -0.016102 | -0.018351
| CFL | SCE | Res | New | CZ15 | rWtd | 1.1837 | 1.4937 | -0.0096092 |  | 712.18 | 0 | 246.748 | 958.928 | 53 | 71 | 132 | 1.1704 | 1.1396 | 1.2222 | 1.475 | 1.378 | 1.5476 | -0.010598 | -0.0068038 | -0.0067546
| CFL | SCE | Res | New | CZ16 | rWtd | 0.98132 | 1.1483 | -0.022776 |  | 1273.94 | 0 | 71.06 | 1345 | 54 | 72 | 133 | 0.97878 | 1.0283 | 1.0269 | 1.1187 | 1.3346 | 1.6804 | -0.023024 | -0.021147 | -0.01833
| CFL | SDG | Res | Ex | CZ06 | rWtd | 1.0194 | 1.4453 | -0.019713 |  | 65479.23 | 16900.29 | 0 | 82379.52 | 73 | 85 | 134 | 1.0238 | 1.0021 | 0.43189 | 1.4787 | 1.3158 | 0.59248 | -0.020862 | -0.015257 | -0.0039072
| CFL | SDG | Res | Ex | CZ07 | rWtd | 1.0068 | 1.2521 | -0.016589 |  | 404482.69 | 226686.09 | 24885.616 | 656054.396 | 74 | 86 | 135 | 1.0081 | 1.0037 | 1.0129 | 1.3081 | 1.1629 | 1.1547 | -0.019177 | -0.012438 | -0.012339
| CFL | SDG | Res | Ex | CZ08 | rWtd | 1.0862 | 1.5339 | -0.013673 |  | 8521.5 | 14769.58 | 2231.2 | 25522.28 | 75 | 87 | 136 | 1.1028 | 1.0753 | 1.0954 | 1.719 | 1.4401 | 1.4483 | -0.017088 | -0.012042 | -0.011427
| CFL | SDG | Res | Ex | CZ10 | rWtd | 1.0784 | 1.6611 | -0.019528 |  | 187614.38 | 66716.17 | 23231.18 | 277561.73 | 76 | 88 | 137 | 1.0773 | 1.0604 | 1.1397 | 1.6552 | 1.6615 | 1.7082 | -0.022034 | -0.014684 | -0.013202
| CFL | SDG | Res | Ex | CZ14 | rWtd | 1.0824 | 1.434 | -0.022742 |  | 7066.02 | 259.97 | 924.33 | 8250.32 | 77 | 89 | 138 | 1.0921 | 1.1093 | 1.0006 | 1.4695 | 1.4868 | 1.148 | -0.023827 | -0.017304 | -0.015979
| CFL | SDG | Res | Ex | CZ15 | rWtd | 1.2135 | 1.7168 | -0.01051 |  | 2563.47 | 179.12 | 0 | 2742.59 | 78 | 90 | 139 | 1.213 | 1.2198 | 1.1563 | 1.7266 | 1.5775 | 1.4201 | -0.010759 | -0.0069456 | -0.0066915
| CFL | SDG | Res | New | CZ06 | rWtd | 1.0144 | 1.3546 | -0.022006 |  | 5373.98 | 259.32 | 0 | 5633.3 | 79 | 91 | 140 | 1.0129 | 1.0442 | 1.0591 | 1.3508 | 1.4323 | 1.4745 | -0.022321 | -0.015483 | -0.016433
| CFL | SDG | Res | New | CZ07 | rWtd | 1.0386 | 1.1756 | -0.015598 |  | 12511.08 | 3760.76 | 356.992 | 16628.832 | 80 | 92 | 141 | 1.0248 | 1.0818 | 1.0693 | 1.1455 | 1.2707 | 1.2296 | -0.016658 | -0.012727 | -0.0086742
| CFL | SDG | Res | New | CZ08 | rWtd | 1.0999 | 1.3747 | -0.011221 |  | 318.58 | 1290.8 | 0 | 1609.38 | 81 | 93 | 142 | 1.0894 | 1.1025 | 1.1347 | 1.5115 | 1.3409 | 1.4338 | -0.014395 | -0.010438 | -0.011132
| CFL | SDG | Res | New | CZ10 | rWtd | 1.0715 | 1.4194 | -0.019075 |  | 8032.94 | 1276.68 | 892.48 | 10202.1 | 82 | 94 | 143 | 1.0736 | 1.0107 | 1.1396 | 1.4552 | 1.1503 | 1.482 | -0.020918 | -0.010522 | -0.014722
| CFL | SDG | Res | New | CZ14 | rWtd | 1.0294 | 1.1194 | -0.024255 |  | 171.1 | 0 | 0 | 171.1 | 83 | 95 | 144 | 1.0294 | 1.0634 | 1.1027 | 1.1194 | 1.2376 | 1.4545 | -0.024255 | -0.016145 | -0.018433
| CFL | SDG | Res | New | CZ15 | rWtd | 1.1084 | 1.3069 | -0.0097784 |  | 0.77115 | 0.19237 | 0.036487 | 1 | 84 | 96 | 145 | 1.1022 | 1.118 | 1.189 | 1.2942 | 1.3263 | 1.4728 | -0.010652 | -0.0068555 | -0.006732

## All Results
All Results compiled here for reference in other workbooks
Index | Ltg | IOU | BldgType | BldgVint | BldgLoc | BldgHVAC | kWh | kW | therm | kWh | kW | therm
PGECFLSFm1975CZ01 | CFL | PGE | SFm | 1975 | CZ01 | rWtd | 0.95879 | 1.0216 | -0.029993 | 0.959 | 1.02 | -0.03
PGECFLSFm1975CZ02 | CFL | PGE | SFm | 1975 | CZ02 | rWtd | 0.99194 | 1.396 | -0.027 | 0.992 | 1.4 | -0.027
PGECFLSFm1975CZ03 | CFL | PGE | SFm | 1975 | CZ03 | rWtd | 0.96989 | 1.1451 | -0.026693 | 0.97 | 1.15 | -0.0267
PGECFLSFm1975CZ04 | CFL | PGE | SFm | 1975 | CZ04 | rWtd | 1.0182 | 1.5098 | -0.020476 | 1.02 | 1.51 | -0.0205
PGECFLSFm1975CZ05 | CFL | PGE | SFm | 1975 | CZ05 | rWtd | 0.96342 | 1.1985 | -0.029993 | 0.963 | 1.2 | -0.03
PGECFLSFm1975CZ06 | CFL | PGE | SFm | 1975 | CZ06 | rWtd | 0 | 0 | 0 | 0 | 0 | 0
PGECFLSFm1975CZ07 | CFL | PGE | SFm | 1975 | CZ07 | rWtd | 0 | 0 | 0 | 0 | 0 | 0
PGECFLSFm1975CZ08 | CFL | PGE | SFm | 1975 | CZ08 | rWtd | 0 | 0 | 0 | 0 | 0 | 0
PGECFLSFm1975CZ09 | CFL | PGE | SFm | 1975 | CZ09 | rWtd | 0 | 0 | 0 | 0 | 0 | 0
PGECFLSFm1975CZ10 | CFL | PGE | SFm | 1975 | CZ10 | rWtd | 0 | 0 | 0 | 0 | 0 | 0
PGECFLSFm1975CZ11 | CFL | PGE | SFm | 1975 | CZ11 | rWtd | 1.0874 | 1.9283 | -0.02251 | 1.09 | 1.93 | -0.0225
PGECFLSFm1975CZ12 | CFL | PGE | SFm | 1975 | CZ12 | rWtd | 1.0756 | 1.8744 | -0.022015 | 1.08 | 1.87 | -0.022
PGECFLSFm1975CZ13 | CFL | PGE | SFm | 1975 | CZ13 | rWtd | 1.1277 | 1.8677 | -0.023559 | 1.13 | 1.87 | -0.0236
PGECFLSFm1975CZ14 | CFL | PGE | SFm | 1975 | CZ14 | rWtd | 0 | 0 | 0 | 0 | 0 | 0
PGECFLSFm1975CZ15 | CFL | PGE | SFm | 1975 | CZ15 | rWtd | 0 | 0 | 0 | 0 | 0 | 0
PGECFLSFm1975CZ16 | CFL | PGE | SFm | 1975 | CZ16 | rWtd | 1.0323 | 1.4738 | -0.025741 | 1.03 | 1.47 | -0.0257
PGECFLSFm1985CZ01 | CFL | PGE | SFm | 1985 | CZ01 | rWtd | 0.94626 | 1 | -0.029993 | 0.946 | 1 | -0.03
PGECFLSFm1985CZ02 | CFL | PGE | SFm | 1985 | CZ02 | rWtd | 0.98631 | 1.3813 | -0.029993 | 0.986 | 1.38 | -0.03
PGECFLSFm1985CZ03 | CFL | PGE | SFm | 1985 | CZ03 | rWtd | 0.95973 | 1.1079 | -0.029993 | 0.96 | 1.11 | -0.03
PGECFLSFm1985CZ04 | CFL | PGE | SFm | 1985 | CZ04 | rWtd | 1.0147 | 1.4983 | -0.026013 | 1.01 | 1.5 | -0.026
PGECFLSFm1985CZ05 | CFL | PGE | SFm | 1985 | CZ05 | rWtd | 0.95961 | 1.1985 | -0.029993 | 0.96 | 1.2 | -0.03
PGECFLSFm1985CZ06 | CFL | PGE | SFm | 1985 | CZ06 | rWtd | 0 | 0 | 0 | 0 | 0 | 0
PGECFLSFm1985CZ07 | CFL | PGE | SFm | 1985 | CZ07 | rWtd | 0 | 0 | 0 | 0 | 0 | 0
PGECFLSFm1985CZ08 | CFL | PGE | SFm | 1985 | CZ08 | rWtd | 0 | 0 | 0 | 0 | 0 | 0
PGECFLSFm1985CZ09 | CFL | PGE | SFm | 1985 | CZ09 | rWtd | 0 | 0 | 0 | 0 | 0 | 0
PGECFLSFm1985CZ10 | CFL | PGE | SFm | 1985 | CZ10 | rWtd | 0 | 0 | 0 | 0 | 0 | 0
PGECFLSFm1985CZ11 | CFL | PGE | SFm | 1985 | CZ11 | rWtd | 1.1104 | 1.9283 | -0.028322 | 1.11 | 1.93 | -0.0283
PGECFLSFm1985CZ12 | CFL | PGE | SFm | 1985 | CZ12 | rWtd | 1.068 | 1.8714 | -0.026035 | 1.07 | 1.87 | -0.026
PGECFLSFm1985CZ13 | CFL | PGE | SFm | 1985 | CZ13 | rWtd | 1.125 | 1.9142 | -0.024445 | 1.12 | 1.91 | -0.0244
PGECFLSFm1985CZ14 | CFL | PGE | SFm | 1985 | CZ14 | rWtd | 0 | 0 | 0 | 0 | 0 | 0
PGECFLSFm1985CZ15 | CFL | PGE | SFm | 1985 | CZ15 | rWtd | 0 | 0 | 0 | 0 | 0 | 0
PGECFLSFm1985CZ16 | CFL | PGE | SFm | 1985 | CZ16 | rWtd | 1.0081 | 1.5424 | -0.029993 | 1.01 | 1.54 | -0.03
PGECFLSFm1996CZ01 | CFL | PGE | SFm | 1996 | CZ01 | rWtd | 0.96844 | 1.0216 | -0.025483 | 0.968 | 1.02 | -0.0255
PGECFLSFm1996CZ02 | CFL | PGE | SFm | 1996 | CZ02 | rWtd | 1.0011 | 1.3813 | -0.022606 | 1 | 1.38 | -0.0226
PGECFLSFm1996CZ03 | CFL | PGE | SFm | 1996 | CZ03 | rWtd | 0.97084 | 1.1325 | -0.026166 | 0.971 | 1.13 | -0.0262
PGECFLSFm1996CZ04 | CFL | PGE | SFm | 1996 | CZ04 | rWtd | 1.0165 | 1.4877 | -0.023991 | 1.02 | 1.49 | -0.024
PGECFLSFm1996CZ05 | CFL | PGE | SFm | 1996 | CZ05 | rWtd | 0.95967 | 1.1985 | -0.029993 | 0.96 | 1.2 | -0.03
PGECFLSFm1996CZ06 | CFL | PGE | SFm | 1996 | CZ06 | rWtd | 0 | 0 | 0 | 0 | 0 | 0
PGECFLSFm1996CZ07 | CFL | PGE | SFm | 1996 | CZ07 | rWtd | 0 | 0 | 0 | 0 | 0 | 0
PGECFLSFm1996CZ08 | CFL | PGE | SFm | 1996 | CZ08 | rWtd | 0 | 0 | 0 | 0 | 0 | 0
PGECFLSFm1996CZ09 | CFL | PGE | SFm | 1996 | CZ09 | rWtd | 0 | 0 | 0 | 0 | 0 | 0
PGECFLSFm1996CZ10 | CFL | PGE | SFm | 1996 | CZ10 | rWtd | 0 | 0 | 0 | 0 | 0 | 0
PGECFLSFm1996CZ11 | CFL | PGE | SFm | 1996 | CZ11 | rWtd | 1.1094 | 1.9284 | -0.024443 | 1.11 | 1.93 | -0.0244
PGECFLSFm1996CZ12 | CFL | PGE | SFm | 1996 | CZ12 | rWtd | 1.0724 | 1.8746 | -0.023398 | 1.07 | 1.87 | -0.0234
PGECFLSFm1996CZ13 | CFL | PGE | SFm | 1996 | CZ13 | rWtd | 1.1362 | 1.8422 | -0.02391 | 1.14 | 1.84 | -0.0239
PGECFLSFm1996CZ14 | CFL | PGE | SFm | 1996 | CZ14 | rWtd | 0 | 0 | 0 | 0 | 0 | 0
PGECFLSFm1996CZ15 | CFL | PGE | SFm | 1996 | CZ15 | rWtd | 0 | 0 | 0 | 0 | 0 | 0
PGECFLSFm1996CZ16 | CFL | PGE | SFm | 1996 | CZ16 | rWtd | 1.0277 | 1.5232 | -0.021698 | 1.03 | 1.52 | -0.0217
PGECFLSFm2003CZ01 | CFL | PGE | SFm | 2003 | CZ01 | rWtd | 0.96555 | 1.0216 | -0.027765 | 0.966 | 1.02 | -0.0278
PGECFLSFm2003CZ02 | CFL | PGE | SFm | 2003 | CZ02 | rWtd | 0.99431 | 1.3813 | -0.024715 | 0.994 | 1.38 | -0.0247
PGECFLSFm2003CZ03 | CFL | PGE | SFm | 2003 | CZ03 | rWtd | 0.96702 | 1.1451 | -0.028275 | 0.967 | 1.15 | -0.0283
PGECFLSFm2003CZ04 | CFL | PGE | SFm | 2003 | CZ04 | rWtd | 1.0201 | 1.5098 | -0.021882 | 1.02 | 1.51 | -0.0219
PGECFLSFm2003CZ05 | CFL | PGE | SFm | 2003 | CZ05 | rWtd | 0.96544 | 1.2158 | -0.029993 | 0.965 | 1.22 | -0.03
PGECFLSFm2003CZ06 | CFL | PGE | SFm | 2003 | CZ06 | rWtd | 0 | 0 | 0 | 0 | 0 | 0
PGECFLSFm2003CZ07 | CFL | PGE | SFm | 2003 | CZ07 | rWtd | 0 | 0 | 0 | 0 | 0 | 0
PGECFLSFm2003CZ08 | CFL | PGE | SFm | 2003 | CZ08 | rWtd | 0 | 0 | 0 | 0 | 0 | 0
PGECFLSFm2003CZ09 | CFL | PGE | SFm | 2003 | CZ09 | rWtd | 0 | 0 | 0 | 0 | 0 | 0
PGECFLSFm2003CZ10 | CFL | PGE | SFm | 2003 | CZ10 | rWtd | 0 | 0 | 0 | 0 | 0 | 0
PGECFLSFm2003CZ11 | CFL | PGE | SFm | 2003 | CZ11 | rWtd | 1.0973 | 1.8853 | -0.024443 | 1.1 | 1.89 | -0.0244
PGECFLSFm2003CZ12 | CFL | PGE | SFm | 2003 | CZ12 | rWtd | 1.0645 | 1.8714 | -0.022191 | 1.06 | 1.87 | -0.0222
PGECFLSFm2003CZ13 | CFL | PGE | SFm | 2003 | CZ13 | rWtd | 1.126 | 1.7763 | -0.021977 | 1.13 | 1.78 | -0.022
PGECFLSFm2003CZ14 | CFL | PGE | SFm | 2003 | CZ14 | rWtd | 0 | 0 | 0 | 0 | 0 | 0
PGECFLSFm2003CZ15 | CFL | PGE | SFm | 2003 | CZ15 | rWtd | 0 | 0 | 0 | 0 | 0 | 0
PGECFLSFm2003CZ16 | CFL | PGE | SFm | 2003 | CZ16 | rWtd | 1.0126 | 1.5097 | -0.021874 | 1.01 | 1.51 | -0.0219
PGECFLSFm2007CZ01 | CFL | PGE | SFm | 2007 | CZ01 | rWtd | 0.96368 | 1 | -0.028473 | 0.964 | 1 | -0.0285
PGECFLSFm2007CZ02 | CFL | PGE | SFm | 2007 | CZ02 | rWtd | 1.0224 | 1.8298 | -0.028664 | 1.02 | 1.83 | -0.0287
PGECFLSFm2007CZ03 | CFL | PGE | SFm | 2007 | CZ03 | rWtd | 0.97718 | 1.2217 | -0.024214 | 0.977 | 1.22 | -0.0242
PGECFLSFm2007CZ04 | CFL | PGE | SFm | 2007 | CZ04 | rWtd | 1.0495 | 1.8791 | -0.022854 | 1.05 | 1.88 | -0.0229
PGECFLSFm2007CZ05 | CFL | PGE | SFm | 2007 | CZ05 | rWtd | 0.96479 | 1.1015 | -0.029993 | 0.965 | 1.1 | -0.03
PGECFLSFm2007CZ06 | CFL | PGE | SFm | 2007 | CZ06 | rWtd | 0 | 0 | 0 | 0 | 0 | 0
PGECFLSFm2007CZ07 | CFL | PGE | SFm | 2007 | CZ07 | rWtd | 0 | 0 | 0 | 0 | 0 | 0
PGECFLSFm2007CZ08 | CFL | PGE | SFm | 2007 | CZ08 | rWtd | 0 | 0 | 0 | 0 | 0 | 0
PGECFLSFm2007CZ09 | CFL | PGE | SFm | 2007 | CZ09 | rWtd | 0 | 0 | 0 | 0 | 0 | 0
PGECFLSFm2007CZ10 | CFL | PGE | SFm | 2007 | CZ10 | rWtd | 0 | 0 | 0 | 0 | 0 | 0
PGECFLSFm2007CZ11 | CFL | PGE | SFm | 2007 | CZ11 | rWtd | 1.101 | 1.5659 | -0.021618 | 1.1 | 1.57 | -0.0216
PGECFLSFm2007CZ12 | CFL | PGE | SFm | 2007 | CZ12 | rWtd | 1.0714 | 1.7027 | -0.021621 | 1.07 | 1.7 | -0.0216
PGECFLSFm2007CZ13 | CFL | PGE | SFm | 2007 | CZ13 | rWtd | 1.0993 | 1.5659 | -0.021442 | 1.1 | 1.57 | -0.0214
PGECFLSFm2007CZ14 | CFL | PGE | SFm | 2007 | CZ14 | rWtd | 0 | 0 | 0 | 0 | 0 | 0
PGECFLSFm2007CZ15 | CFL | PGE | SFm | 2007 | CZ15 | rWtd | 0 | 0 | 0 | 0 | 0 | 0
PGECFLSFm2007CZ16 | CFL | PGE | SFm | 2007 | CZ16 | rWtd | 1.0014 | 1.3375 | -0.021267 | 1 | 1.34 | -0.0213
PGECFLSFm2011CZ01 | CFL | PGE | SFm | 2011 | CZ01 | rWtd | 0.96699 | 1.0216 | -0.027242 | 0.967 | 1.02 | -0.0272
PGECFLSFm2011CZ02 | CFL | PGE | SFm | 2011 | CZ02 | rWtd | 1.0266 | 1.7875 | -0.02796 | 1.03 | 1.79 | -0.028
PGECFLSFm2011CZ03 | CFL | PGE | SFm | 2011 | CZ03 | rWtd | 0.97916 | 1.2205 | -0.022984 | 0.979 | 1.22 | -0.023
PGECFLSFm2011CZ04 | CFL | PGE | SFm | 2011 | CZ04 | rWtd | 1.061 | 1.8999 | -0.022151 | 1.06 | 1.9 | -0.0222
PGECFLSFm2011CZ05 | CFL | PGE | SFm | 2011 | CZ05 | rWtd | 0.96311 | 1.1471 | -0.029993 | 0.963 | 1.15 | -0.03
PGECFLSFm2011CZ06 | CFL | PGE | SFm | 2011 | CZ06 | rWtd | 0 | 0 | 0 | 0 | 0 | 0
PGECFLSFm2011CZ07 | CFL | PGE | SFm | 2011 | CZ07 | rWtd | 0 | 0 | 0 | 0 | 0 | 0
PGECFLSFm2011CZ08 | CFL | PGE | SFm | 2011 | CZ08 | rWtd | 0 | 0 | 0 | 0 | 0 | 0
PGECFLSFm2011CZ09 | CFL | PGE | SFm | 2011 | CZ09 | rWtd | 0 | 0 | 0 | 0 | 0 | 0
PGECFLSFm2011CZ10 | CFL | PGE | SFm | 2011 | CZ10 | rWtd | 0 | 0 | 0 | 0 | 0 | 0
PGECFLSFm2011CZ11 | CFL | PGE | SFm | 2011 | CZ11 | rWtd | 1.107 | 1.5915 | -0.021091 | 1.11 | 1.59 | -0.0211
PGECFLSFm2011CZ12 | CFL | PGE | SFm | 2011 | CZ12 | rWtd | 1.0773 | 1.7267 | -0.021093 | 1.08 | 1.73 | -0.0211
PGECFLSFm2011CZ13 | CFL | PGE | SFm | 2011 | CZ13 | rWtd | 1.1014 | 1.5903 | -0.020915 | 1.1 | 1.59 | -0.0209
PGECFLSFm2011CZ14 | CFL | PGE | SFm | 2011 | CZ14 | rWtd | 0 | 0 | 0 | 0 | 0 | 0
PGECFLSFm2011CZ15 | CFL | PGE | SFm | 2011 | CZ15 | rWtd | 0 | 0 | 0 | 0 | 0 | 0
PGECFLSFm2011CZ16 | CFL | PGE | SFm | 2011 | CZ16 | rWtd | 1.004 | 1.35 | -0.020564 | 1 | 1.35 | -0.0206
PGECFLSFm2015CZ01 | CFL | PGE | SFm | 2015 | CZ01 | rWtd | 0.97061 | 1.0216 | -0.025133 | 0.971 | 1.02 | -0.0251
PGECFLSFm2015CZ02 | CFL | PGE | SFm | 2015 | CZ02 | rWtd | 1.0214 | 1.8519 | -0.028297 | 1.02 | 1.85 | -0.0283
PGECFLSFm2015CZ03 | CFL | PGE | SFm | 2015 | CZ03 | rWtd | 0.98636 | 1.2257 | -0.020212 | 0.986 | 1.23 | -0.0202
PGECFLSFm2015CZ04 | CFL | PGE | SFm | 2015 | CZ04 | rWtd | 1.0464 | 1.8306 | -0.022848 | 1.05 | 1.83 | -0.0228
PGECFLSFm2015CZ05 | CFL | PGE | SFm | 2015 | CZ05 | rWtd | 0.97802 | 1.1275 | -0.023552 | 0.978 | 1.13 | -0.0236
PGECFLSFm2015CZ06 | CFL | PGE | SFm | 2015 | CZ06 | rWtd | 0 | 0 | 0 | 0 | 0 | 0
PGECFLSFm2015CZ07 | CFL | PGE | SFm | 2015 | CZ07 | rWtd | 0 | 0 | 0 | 0 | 0 | 0
PGECFLSFm2015CZ08 | CFL | PGE | SFm | 2015 | CZ08 | rWtd | 0 | 0 | 0 | 0 | 0 | 0
PGECFLSFm2015CZ09 | CFL | PGE | SFm | 2015 | CZ09 | rWtd | 0 | 0 | 0 | 0 | 0 | 0
PGECFLSFm2015CZ10 | CFL | PGE | SFm | 2015 | CZ10 | rWtd | 0 | 0 | 0 | 0 | 0 | 0
PGECFLSFm2015CZ11 | CFL | PGE | SFm | 2015 | CZ11 | rWtd | 1.0759 | 1.5427 | -0.020915 | 1.08 | 1.54 | -0.0209
PGECFLSFm2015CZ12 | CFL | PGE | SFm | 2015 | CZ12 | rWtd | 1.0447 | 1.5836 | -0.021618 | 1.04 | 1.58 | -0.0216
PGECFLSFm2015CZ13 | CFL | PGE | SFm | 2015 | CZ13 | rWtd | 1.0776 | 1.539 | -0.020739 | 1.08 | 1.54 | -0.0207
PGECFLSFm2015CZ14 | CFL | PGE | SFm | 2015 | CZ14 | rWtd | 0 | 0 | 0 | 0 | 0 | 0
PGECFLSFm2015CZ15 | CFL | PGE | SFm | 2015 | CZ15 | rWtd | 0 | 0 | 0 | 0 | 0 | 0
PGECFLSFm2015CZ16 | CFL | PGE | SFm | 2015 | CZ16 | rWtd | 0.98774 | 1.3525 | -0.024167 | 0.988 | 1.35 | -0.0242
PGECFLSFm2017CZ01 | CFL | PGE | SFm | 2017 | CZ01 | rWtd | 0.97111 | 1 | -0.024782 | 0.971 | 1 | -0.0248
PGECFLSFm2017CZ02 | CFL | PGE | SFm | 2017 | CZ02 | rWtd | 1.0216 | 1.851 | -0.027418 | 1.02 | 1.85 | -0.0274
PGECFLSFm2017CZ03 | CFL | PGE | SFm | 2017 | CZ03 | rWtd | 0.98661 | 1.1991 | -0.020036 | 0.987 | 1.2 | -0.02
PGECFLSFm2017CZ04 | CFL | PGE | SFm | 2017 | CZ04 | rWtd | 1.0466 | 1.7694 | -0.022321 | 1.05 | 1.77 | -0.0223
PGECFLSFm2017CZ05 | CFL | PGE | SFm | 2017 | CZ05 | rWtd | 0.97712 | 1.1207 | -0.024255 | 0.977 | 1.12 | -0.0243
PGECFLSFm2017CZ06 | CFL | PGE | SFm | 2017 | CZ06 | rWtd | 0 | 0 | 0 | 0 | 0 | 0
PGECFLSFm2017CZ07 | CFL | PGE | SFm | 2017 | CZ07 | rWtd | 0 | 0 | 0 | 0 | 0 | 0
PGECFLSFm2017CZ08 | CFL | PGE | SFm | 2017 | CZ08 | rWtd | 0 | 0 | 0 | 0 | 0 | 0
PGECFLSFm2017CZ09 | CFL | PGE | SFm | 2017 | CZ09 | rWtd | 0 | 0 | 0 | 0 | 0 | 0
PGECFLSFm2017CZ10 | CFL | PGE | SFm | 2017 | CZ10 | rWtd | 0 | 0 | 0 | 0 | 0 | 0
PGECFLSFm2017CZ11 | CFL | PGE | SFm | 2017 | CZ11 | rWtd | 1.0741 | 1.5196 | -0.020212 | 1.07 | 1.52 | -0.0202
PGECFLSFm2017CZ12 | CFL | PGE | SFm | 2017 | CZ12 | rWtd | 1.0432 | 1.5367 | -0.020915 | 1.04 | 1.54 | -0.0209
PGECFLSFm2017CZ13 | CFL | PGE | SFm | 2017 | CZ13 | rWtd | 1.0739 | 1.4927 | -0.020388 | 1.07 | 1.49 | -0.0204
PGECFLSFm2017CZ14 | CFL | PGE | SFm | 2017 | CZ14 | rWtd | 0 | 0 | 0 | 0 | 0 | 0
PGECFLSFm2017CZ15 | CFL | PGE | SFm | 2017 | CZ15 | rWtd | 0 | 0 | 0 | 0 | 0 | 0
PGECFLSFm2017CZ16 | CFL | PGE | SFm | 2017 | CZ16 | rWtd | 0.98894 | 1.3519 | -0.023727 | 0.989 | 1.35 | -0.0237
SCECFLSFm1975CZ01 | CFL | SCE | SFm | 1975 | CZ01 | rWtd | 0 | 0 | 0 | 0 | 0 | 0
SCECFLSFm1975CZ02 | CFL | SCE | SFm | 1975 | CZ02 | rWtd | 0 | 0 | 0 | 0 | 0 | 0
SCECFLSFm1975CZ03 | CFL | SCE | SFm | 1975 | CZ03 | rWtd | 0 | 0 | 0 | 0 | 0 | 0
SCECFLSFm1975CZ04 | CFL | SCE | SFm | 1975 | CZ04 | rWtd | 0 | 0 | 0 | 0 | 0 | 0
SCECFLSFm1975CZ05 | CFL | SCE | SFm | 1975 | CZ05 | rWtd | 0.96891 | 1.3914 | -0.029993 | 0.969 | 1.39 | -0.03
SCECFLSFm1975CZ06 | CFL | SCE | SFm | 1975 | CZ06 | rWtd | 1.0107 | 1.355 | -0.018741 | 1.01 | 1.35 | -0.0187
SCECFLSFm1975CZ07 | CFL | SCE | SFm | 1975 | CZ07 | rWtd | 0 | 0 | 0 | 0 | 0 | 0
SCECFLSFm1975CZ08 | CFL | SCE | SFm | 1975 | CZ08 | rWtd | 1.0441 | 1.4367 | -0.016875 | 1.04 | 1.44 | -0.0169
SCECFLSFm1975CZ09 | CFL | SCE | SFm | 1975 | CZ09 | rWtd | 1.0813 | 1.4924 | -0.018313 | 1.08 | 1.49 | -0.0183
SCECFLSFm1975CZ10 | CFL | SCE | SFm | 1975 | CZ10 | rWtd | 1.0726 | 1.9478 | -0.021452 | 1.07 | 1.95 | -0.0215
SCECFLSFm1975CZ11 | CFL | SCE | SFm | 1975 | CZ11 | rWtd | 0 | 0 | 0 | 0 | 0 | 0
SCECFLSFm1975CZ12 | CFL | SCE | SFm | 1975 | CZ12 | rWtd | 0 | 0 | 0 | 0 | 0 | 0
SCECFLSFm1975CZ13 | CFL | SCE | SFm | 1975 | CZ13 | rWtd | 1.1313 | 1.8877 | -0.023555 | 1.13 | 1.89 | -0.0236
SCECFLSFm1975CZ14 | CFL | SCE | SFm | 1975 | CZ14 | rWtd | 1.1402 | 1.6734 | -0.021113 | 1.14 | 1.67 | -0.0211
SCECFLSFm1975CZ15 | CFL | SCE | SFm | 1975 | CZ15 | rWtd | 1.2198 | 1.7181 | -0.010003 | 1.22 | 1.72 | -0.01
SCECFLSFm1975CZ16 | CFL | SCE | SFm | 1975 | CZ16 | rWtd | 1.0464 | 1.5779 | -0.02572 | 1.05 | 1.58 | -0.0257
SCECFLSFm1985CZ01 | CFL | SCE | SFm | 1985 | CZ01 | rWtd | 0 | 0 | 0 | 0 | 0 | 0
SCECFLSFm1985CZ02 | CFL | SCE | SFm | 1985 | CZ02 | rWtd | 0 | 0 | 0 | 0 | 0 | 0
SCECFLSFm1985CZ03 | CFL | SCE | SFm | 1985 | CZ03 | rWtd | 0 | 0 | 0 | 0 | 0 | 0
SCECFLSFm1985CZ04 | CFL | SCE | SFm | 1985 | CZ04 | rWtd | 0 | 0 | 0 | 0 | 0 | 0
SCECFLSFm1985CZ05 | CFL | SCE | SFm | 1985 | CZ05 | rWtd | 0.96549 | 1.3914 | -0.029993 | 0.965 | 1.39 | -0.03
SCECFLSFm1985CZ06 | CFL | SCE | SFm | 1985 | CZ06 | rWtd | 1.0076 | 1.3731 | -0.016814 | 1.01 | 1.37 | -0.0168
SCECFLSFm1985CZ07 | CFL | SCE | SFm | 1985 | CZ07 | rWtd | 0 | 0 | 0 | 0 | 0 | 0
SCECFLSFm1985CZ08 | CFL | SCE | SFm | 1985 | CZ08 | rWtd | 1.053 | 1.3569 | -0.018362 | 1.05 | 1.36 | -0.0184
SCECFLSFm1985CZ09 | CFL | SCE | SFm | 1985 | CZ09 | rWtd | 1.0899 | 1.6854 | -0.019401 | 1.09 | 1.69 | -0.0194
SCECFLSFm1985CZ10 | CFL | SCE | SFm | 1985 | CZ10 | rWtd | 1.0675 | 1.9489 | -0.023043 | 1.07 | 1.95 | -0.023
SCECFLSFm1985CZ11 | CFL | SCE | SFm | 1985 | CZ11 | rWtd | 0 | 0 | 0 | 0 | 0 | 0
SCECFLSFm1985CZ12 | CFL | SCE | SFm | 1985 | CZ12 | rWtd | 0 | 0 | 0 | 0 | 0 | 0
SCECFLSFm1985CZ13 | CFL | SCE | SFm | 1985 | CZ13 | rWtd | 1.1285 | 1.9354 | -0.024437 | 1.13 | 1.94 | -0.0244
SCECFLSFm1985CZ14 | CFL | SCE | SFm | 1985 | CZ14 | rWtd | 1.1442 | 1.6972 | -0.026898 | 1.14 | 1.7 | -0.0269
SCECFLSFm1985CZ15 | CFL | SCE | SFm | 1985 | CZ15 | rWtd | 1.2152 | 1.7205 | -0.011988 | 1.22 | 1.72 | -0.012
SCECFLSFm1985CZ16 | CFL | SCE | SFm | 1985 | CZ16 | rWtd | 1.0187 | 1.6616 | -0.029993 | 1.02 | 1.66 | -0.03
SCECFLSFm1996CZ01 | CFL | SCE | SFm | 1996 | CZ01 | rWtd | 0 | 0 | 0 | 0 | 0 | 0
SCECFLSFm1996CZ02 | CFL | SCE | SFm | 1996 | CZ02 | rWtd | 0 | 0 | 0 | 0 | 0 | 0
SCECFLSFm1996CZ03 | CFL | SCE | SFm | 1996 | CZ03 | rWtd | 0 | 0 | 0 | 0 | 0 | 0
SCECFLSFm1996CZ04 | CFL | SCE | SFm | 1996 | CZ04 | rWtd | 0 | 0 | 0 | 0 | 0 | 0
SCECFLSFm1996CZ05 | CFL | SCE | SFm | 1996 | CZ05 | rWtd | 0.96563 | 1.3914 | -0.029993 | 0.966 | 1.39 | -0.03
SCECFLSFm1996CZ06 | CFL | SCE | SFm | 1996 | CZ06 | rWtd | 1.0134 | 1.3698 | -0.017686 | 1.01 | 1.37 | -0.0177
SCECFLSFm1996CZ07 | CFL | SCE | SFm | 1996 | CZ07 | rWtd | 0 | 0 | 0 | 0 | 0 | 0
SCECFLSFm1996CZ08 | CFL | SCE | SFm | 1996 | CZ08 | rWtd | 1.0627 | 1.4607 | -0.015832 | 1.06 | 1.46 | -0.0158
SCECFLSFm1996CZ09 | CFL | SCE | SFm | 1996 | CZ09 | rWtd | 1.0947 | 1.3275 | -0.017118 | 1.09 | 1.33 | -0.0171
SCECFLSFm1996CZ10 | CFL | SCE | SFm | 1996 | CZ10 | rWtd | 1.1164 | 1.8078 | -0.0211 | 1.12 | 1.81 | -0.0211
SCECFLSFm1996CZ11 | CFL | SCE | SFm | 1996 | CZ11 | rWtd | 0 | 0 | 0 | 0 | 0 | 0
SCECFLSFm1996CZ12 | CFL | SCE | SFm | 1996 | CZ12 | rWtd | 0 | 0 | 0 | 0 | 0 | 0
SCECFLSFm1996CZ13 | CFL | SCE | SFm | 1996 | CZ13 | rWtd | 1.1401 | 1.8612 | -0.023906 | 1.14 | 1.86 | -0.0239
SCECFLSFm1996CZ14 | CFL | SCE | SFm | 1996 | CZ14 | rWtd | 1.1412 | 1.581 | -0.02391 | 1.14 | 1.58 | -0.0239
SCECFLSFm1996CZ15 | CFL | SCE | SFm | 1996 | CZ15 | rWtd | 1.2069 | 1.6684 | -0.011268 | 1.21 | 1.67 | -0.0113
SCECFLSFm1996CZ16 | CFL | SCE | SFm | 1996 | CZ16 | rWtd | 1.0392 | 1.6327 | -0.021678 | 1.04 | 1.63 | -0.0217
SCECFLSFm2003CZ01 | CFL | SCE | SFm | 2003 | CZ01 | rWtd | 0 | 0 | 0 | 0 | 0 | 0
SCECFLSFm2003CZ02 | CFL | SCE | SFm | 2003 | CZ02 | rWtd | 0 | 0 | 0 | 0 | 0 | 0
SCECFLSFm2003CZ03 | CFL | SCE | SFm | 2003 | CZ03 | rWtd | 0 | 0 | 0 | 0 | 0 | 0
SCECFLSFm2003CZ04 | CFL | SCE | SFm | 2003 | CZ04 | rWtd | 0 | 0 | 0 | 0 | 0 | 0
SCECFLSFm2003CZ05 | CFL | SCE | SFm | 2003 | CZ05 | rWtd | 0.97271 | 1.4045 | -0.029993 | 0.973 | 1.4 | -0.03
SCECFLSFm2003CZ06 | CFL | SCE | SFm | 2003 | CZ06 | rWtd | 1.0284 | 1.3713 | -0.017178 | 1.03 | 1.37 | -0.0172
SCECFLSFm2003CZ07 | CFL | SCE | SFm | 2003 | CZ07 | rWtd | 0 | 0 | 0 | 0 | 0 | 0
SCECFLSFm2003CZ08 | CFL | SCE | SFm | 2003 | CZ08 | rWtd | 1.0644 | 1.352 | -0.016947 | 1.06 | 1.35 | -0.0169
SCECFLSFm2003CZ09 | CFL | SCE | SFm | 2003 | CZ09 | rWtd | 1.0917 | 1.417 | -0.016974 | 1.09 | 1.42 | -0.017
SCECFLSFm2003CZ10 | CFL | SCE | SFm | 2003 | CZ10 | rWtd | 1.1063 | 1.6809 | -0.021452 | 1.11 | 1.68 | -0.0215
SCECFLSFm2003CZ11 | CFL | SCE | SFm | 2003 | CZ11 | rWtd | 0 | 0 | 0 | 0 | 0 | 0
SCECFLSFm2003CZ12 | CFL | SCE | SFm | 2003 | CZ12 | rWtd | 0 | 0 | 0 | 0 | 0 | 0
SCECFLSFm2003CZ13 | CFL | SCE | SFm | 2003 | CZ13 | rWtd | 1.1295 | 1.7943 | -0.021973 | 1.13 | 1.79 | -0.022
SCECFLSFm2003CZ14 | CFL | SCE | SFm | 2003 | CZ14 | rWtd | 1.1368 | 1.5293 | -0.023383 | 1.14 | 1.53 | -0.0234
SCECFLSFm2003CZ15 | CFL | SCE | SFm | 2003 | CZ15 | rWtd | 1.2017 | 1.7889 | -0.011057 | 1.2 | 1.79 | -0.0111
SCECFLSFm2003CZ16 | CFL | SCE | SFm | 2003 | CZ16 | rWtd | 1.0208 | 1.6165 | -0.021853 | 1.02 | 1.62 | -0.0219
SCECFLSFm2007CZ01 | CFL | SCE | SFm | 2007 | CZ01 | rWtd | 0 | 0 | 0 | 0 | 0 | 0
SCECFLSFm2007CZ02 | CFL | SCE | SFm | 2007 | CZ02 | rWtd | 0 | 0 | 0 | 0 | 0 | 0
SCECFLSFm2007CZ03 | CFL | SCE | SFm | 2007 | CZ03 | rWtd | 0 | 0 | 0 | 0 | 0 | 0
SCECFLSFm2007CZ04 | CFL | SCE | SFm | 2007 | CZ04 | rWtd | 0 | 0 | 0 | 0 | 0 | 0
SCECFLSFm2007CZ05 | CFL | SCE | SFm | 2007 | CZ05 | rWtd | 0.98808 | 1.7296 | -0.029993 | 0.988 | 1.73 | -0.03
SCECFLSFm2007CZ06 | CFL | SCE | SFm | 2007 | CZ06 | rWtd | 1.0523 | 1.5752 | -0.015409 | 1.05 | 1.58 | -0.0154
SCECFLSFm2007CZ07 | CFL | SCE | SFm | 2007 | CZ07 | rWtd | 0 | 0 | 0 | 0 | 0 | 0
SCECFLSFm2007CZ08 | CFL | SCE | SFm | 2007 | CZ08 | rWtd | 1.0847 | 1.2777 | -0.016037 | 1.08 | 1.28 | -0.016
SCECFLSFm2007CZ09 | CFL | SCE | SFm | 2007 | CZ09 | rWtd | 1.0984 | 1.3046 | -0.016556 | 1.1 | 1.3 | -0.0166
SCECFLSFm2007CZ10 | CFL | SCE | SFm | 2007 | CZ10 | rWtd | 1.0982 | 1.3459 | -0.021619 | 1.1 | 1.35 | -0.0216
SCECFLSFm2007CZ11 | CFL | SCE | SFm | 2007 | CZ11 | rWtd | 0 | 0 | 0 | 0 | 0 | 0
SCECFLSFm2007CZ12 | CFL | SCE | SFm | 2007 | CZ12 | rWtd | 0 | 0 | 0 | 0 | 0 | 0
SCECFLSFm2007CZ13 | CFL | SCE | SFm | 2007 | CZ13 | rWtd | 1.0993 | 1.5659 | -0.021442 | 1.1 | 1.57 | -0.0214
SCECFLSFm2007CZ14 | CFL | SCE | SFm | 2007 | CZ14 | rWtd | 1.1141 | 1.4132 | -0.023552 | 1.11 | 1.41 | -0.0236
SCECFLSFm2007CZ15 | CFL | SCE | SFm | 2007 | CZ15 | rWtd | 1.173 | 1.4822 | -0.010862 | 1.17 | 1.48 | -0.0109
SCECFLSFm2007CZ16 | CFL | SCE | SFm | 2007 | CZ16 | rWtd | 0.98286 | 1.0983 | -0.021267 | 0.983 | 1.1 | -0.0213
SCECFLSFm2011CZ01 | CFL | SCE | SFm | 2011 | CZ01 | rWtd | 0 | 0 | 0 | 0 | 0 | 0
SCECFLSFm2011CZ02 | CFL | SCE | SFm | 2011 | CZ02 | rWtd | 0 | 0 | 0 | 0 | 0 | 0
SCECFLSFm2011CZ03 | CFL | SCE | SFm | 2011 | CZ03 | rWtd | 0 | 0 | 0 | 0 | 0 | 0
SCECFLSFm2011CZ04 | CFL | SCE | SFm | 2011 | CZ04 | rWtd | 0 | 0 | 0 | 0 | 0 | 0
SCECFLSFm2011CZ05 | CFL | SCE | SFm | 2011 | CZ05 | rWtd | 0.98727 | 1.933 | -0.029993 | 0.987 | 1.93 | -0.03
SCECFLSFm2011CZ06 | CFL | SCE | SFm | 2011 | CZ06 | rWtd | 1.04 | 1.5418 | -0.016455 | 1.04 | 1.54 | -0.0165
SCECFLSFm2011CZ07 | CFL | SCE | SFm | 2011 | CZ07 | rWtd | 0 | 0 | 0 | 0 | 0 | 0
SCECFLSFm2011CZ08 | CFL | SCE | SFm | 2011 | CZ08 | rWtd | 1.0984 | 1.3476 | -0.014689 | 1.1 | 1.35 | -0.0147
SCECFLSFm2011CZ09 | CFL | SCE | SFm | 2011 | CZ09 | rWtd | 1.1187 | 1.5308 | -0.015326 | 1.12 | 1.53 | -0.0153
SCECFLSFm2011CZ10 | CFL | SCE | SFm | 2011 | CZ10 | rWtd | 1.1024 | 1.4127 | -0.021268 | 1.1 | 1.41 | -0.0213
SCECFLSFm2011CZ11 | CFL | SCE | SFm | 2011 | CZ11 | rWtd | 0 | 0 | 0 | 0 | 0 | 0
SCECFLSFm2011CZ12 | CFL | SCE | SFm | 2011 | CZ12 | rWtd | 0 | 0 | 0 | 0 | 0 | 0
SCECFLSFm2011CZ13 | CFL | SCE | SFm | 2011 | CZ13 | rWtd | 1.1014 | 1.5903 | -0.020915 | 1.1 | 1.59 | -0.0209
SCECFLSFm2011CZ14 | CFL | SCE | SFm | 2011 | CZ14 | rWtd | 1.1185 | 1.4132 | -0.022321 | 1.12 | 1.41 | -0.0223
SCECFLSFm2011CZ15 | CFL | SCE | SFm | 2011 | CZ15 | rWtd | 1.1802 | 1.5 | -0.010686 | 1.18 | 1.5 | -0.0107
SCECFLSFm2011CZ16 | CFL | SCE | SFm | 2011 | CZ16 | rWtd | 0.98433 | 1.1019 | -0.020564 | 0.984 | 1.1 | -0.0206
SCECFLSFm2015CZ01 | CFL | SCE | SFm | 2015 | CZ01 | rWtd | 0 | 0 | 0 | 0 | 0 | 0
SCECFLSFm2015CZ02 | CFL | SCE | SFm | 2015 | CZ02 | rWtd | 0 | 0 | 0 | 0 | 0 | 0
SCECFLSFm2015CZ03 | CFL | SCE | SFm | 2015 | CZ03 | rWtd | 0 | 0 | 0 | 0 | 0 | 0
SCECFLSFm2015CZ04 | CFL | SCE | SFm | 2015 | CZ04 | rWtd | 0 | 0 | 0 | 0 | 0 | 0
SCECFLSFm2015CZ05 | CFL | SCE | SFm | 2015 | CZ05 | rWtd | 1.0024 | 1.7909 | -0.023552 | 1 | 1.79 | -0.0236
SCECFLSFm2015CZ06 | CFL | SCE | SFm | 2015 | CZ06 | rWtd | 1.0281 | 1.3331 | -0.016943 | 1.03 | 1.33 | -0.0169
SCECFLSFm2015CZ07 | CFL | SCE | SFm | 2015 | CZ07 | rWtd | 0 | 0 | 0 | 0 | 0 | 0
SCECFLSFm2015CZ08 | CFL | SCE | SFm | 2015 | CZ08 | rWtd | 1.0636 | 1.1637 | -0.015678 | 1.06 | 1.16 | -0.0157
SCECFLSFm2015CZ09 | CFL | SCE | SFm | 2015 | CZ09 | rWtd | 1.0707 | 1.5489 | -0.015678 | 1.07 | 1.55 | -0.0157
SCECFLSFm2015CZ10 | CFL | SCE | SFm | 2015 | CZ10 | rWtd | 1.0726 | 1.4184 | -0.021267 | 1.07 | 1.42 | -0.0213
SCECFLSFm2015CZ11 | CFL | SCE | SFm | 2015 | CZ11 | rWtd | 0 | 0 | 0 | 0 | 0 | 0
SCECFLSFm2015CZ12 | CFL | SCE | SFm | 2015 | CZ12 | rWtd | 0 | 0 | 0 | 0 | 0 | 0
SCECFLSFm2015CZ13 | CFL | SCE | SFm | 2015 | CZ13 | rWtd | 1.0776 | 1.539 | -0.020739 | 1.08 | 1.54 | -0.0207
SCECFLSFm2015CZ14 | CFL | SCE | SFm | 2015 | CZ14 | rWtd | 1.0887 | 1.3228 | -0.023552 | 1.09 | 1.32 | -0.0236
SCECFLSFm2015CZ15 | CFL | SCE | SFm | 2015 | CZ15 | rWtd | 1.159 | 1.456 | -0.010651 | 1.16 | 1.46 | -0.0107
SCECFLSFm2015CZ16 | CFL | SCE | SFm | 2015 | CZ16 | rWtd | 0.97555 | 1.1187 | -0.024104 | 0.976 | 1.12 | -0.0241
SCECFLSFm2017CZ01 | CFL | SCE | SFm | 2017 | CZ01 | rWtd | 0 | 0 | 0 | 0 | 0 | 0
SCECFLSFm2017CZ02 | CFL | SCE | SFm | 2017 | CZ02 | rWtd | 0 | 0 | 0 | 0 | 0 | 0
SCECFLSFm2017CZ03 | CFL | SCE | SFm | 2017 | CZ03 | rWtd | 0 | 0 | 0 | 0 | 0 | 0
SCECFLSFm2017CZ04 | CFL | SCE | SFm | 2017 | CZ04 | rWtd | 0 | 0 | 0 | 0 | 0 | 0
SCECFLSFm2017CZ05 | CFL | SCE | SFm | 2017 | CZ05 | rWtd | 1.0046 | 1.741 | -0.024255 | 1 | 1.74 | -0.0243
SCECFLSFm2017CZ06 | CFL | SCE | SFm | 2017 | CZ06 | rWtd | 1.0266 | 1.4149 | -0.016956 | 1.03 | 1.41 | -0.017
SCECFLSFm2017CZ07 | CFL | SCE | SFm | 2017 | CZ07 | rWtd | 0 | 0 | 0 | 0 | 0 | 0
SCECFLSFm2017CZ08 | CFL | SCE | SFm | 2017 | CZ08 | rWtd | 1.0673 | 1.3504 | -0.01405 | 1.07 | 1.35 | -0.014
SCECFLSFm2017CZ09 | CFL | SCE | SFm | 2017 | CZ09 | rWtd | 1.0708 | 1.5308 | -0.015115 | 1.07 | 1.53 | -0.0151
SCECFLSFm2017CZ10 | CFL | SCE | SFm | 2017 | CZ10 | rWtd | 1.0708 | 1.4627 | -0.020739 | 1.07 | 1.46 | -0.0207
SCECFLSFm2017CZ11 | CFL | SCE | SFm | 2017 | CZ11 | rWtd | 0 | 0 | 0 | 0 | 0 | 0
SCECFLSFm2017CZ12 | CFL | SCE | SFm | 2017 | CZ12 | rWtd | 0 | 0 | 0 | 0 | 0 | 0
SCECFLSFm2017CZ13 | CFL | SCE | SFm | 2017 | CZ13 | rWtd | 1.0739 | 1.4927 | -0.020388 | 1.07 | 1.49 | -0.0204
SCECFLSFm2017CZ14 | CFL | SCE | SFm | 2017 | CZ14 | rWtd | 1.0908 | 1.3442 | -0.023376 | 1.09 | 1.34 | -0.0234
SCECFLSFm2017CZ15 | CFL | SCE | SFm | 2017 | CZ15 | rWtd | 1.1604 | 1.4738 | -0.010633 | 1.16 | 1.47 | -0.0106
SCECFLSFm2017CZ16 | CFL | SCE | SFm | 2017 | CZ16 | rWtd | 0.97604 | 1.1185 | -0.023727 | 0.976 | 1.12 | -0.0237
SDGCFLSFm1975CZ01 | CFL | SDG | SFm | 1975 | CZ01 | rWtd | 0 | 0 | 0 | 0 | 0 | 0
SDGCFLSFm1975CZ02 | CFL | SDG | SFm | 1975 | CZ02 | rWtd | 0 | 0 | 0 | 0 | 0 | 0
SDGCFLSFm1975CZ03 | CFL | SDG | SFm | 1975 | CZ03 | rWtd | 0 | 0 | 0 | 0 | 0 | 0
SDGCFLSFm1975CZ04 | CFL | SDG | SFm | 1975 | CZ04 | rWtd | 0 | 0 | 0 | 0 | 0 | 0
SDGCFLSFm1975CZ05 | CFL | SDG | SFm | 1975 | CZ05 | rWtd | 0 | 0 | 0 | 0 | 0 | 0
SDGCFLSFm1975CZ06 | CFL | SDG | SFm | 1975 | CZ06 | rWtd | 1.0215 | 1.4812 | -0.018717 | 1.02 | 1.48 | -0.0187
SDGCFLSFm1975CZ07 | CFL | SDG | SFm | 1975 | CZ07 | rWtd | 1.0095 | 1.2842 | -0.016126 | 1.01 | 1.28 | -0.0161
SDGCFLSFm1975CZ08 | CFL | SDG | SFm | 1975 | CZ08 | rWtd | 1.0835 | 1.6983 | -0.016799 | 1.08 | 1.7 | -0.0168
SDGCFLSFm1975CZ09 | CFL | SDG | SFm | 1975 | CZ09 | rWtd | 0 | 0 | 0 | 0 | 0 | 0
SDGCFLSFm1975CZ10 | CFL | SDG | SFm | 1975 | CZ10 | rWtd | 1.0504 | 1.7294 | -0.02149 | 1.05 | 1.73 | -0.0215
SDGCFLSFm1975CZ11 | CFL | SDG | SFm | 1975 | CZ11 | rWtd | 0 | 0 | 0 | 0 | 0 | 0
SDGCFLSFm1975CZ12 | CFL | SDG | SFm | 1975 | CZ12 | rWtd | 0 | 0 | 0 | 0 | 0 | 0
SDGCFLSFm1975CZ13 | CFL | SDG | SFm | 1975 | CZ13 | rWtd | 0 | 0 | 0 | 0 | 0 | 0
SDGCFLSFm1975CZ14 | CFL | SDG | SFm | 1975 | CZ14 | rWtd | 1.096 | 1.4912 | -0.02125 | 1.1 | 1.49 | -0.0212
SDGCFLSFm1975CZ15 | CFL | SDG | SFm | 1975 | CZ15 | rWtd | 1.2213 | 1.7227 | -0.010001 | 1.22 | 1.72 | -0.01
SDGCFLSFm1975CZ16 | CFL | SDG | SFm | 1975 | CZ16 | rWtd | 0 | 0 | 0 | 0 | 0 | 0
SDGCFLSFm1985CZ01 | CFL | SDG | SFm | 1985 | CZ01 | rWtd | 0 | 0 | 0 | 0 | 0 | 0
SDGCFLSFm1985CZ02 | CFL | SDG | SFm | 1985 | CZ02 | rWtd | 0 | 0 | 0 | 0 | 0 | 0
SDGCFLSFm1985CZ03 | CFL | SDG | SFm | 1985 | CZ03 | rWtd | 0 | 0 | 0 | 0 | 0 | 0
SDGCFLSFm1985CZ04 | CFL | SDG | SFm | 1985 | CZ04 | rWtd | 0 | 0 | 0 | 0 | 0 | 0
SDGCFLSFm1985CZ05 | CFL | SDG | SFm | 1985 | CZ05 | rWtd | 0 | 0 | 0 | 0 | 0 | 0
SDGCFLSFm1985CZ06 | CFL | SDG | SFm | 1985 | CZ06 | rWtd | 1.0167 | 1.5053 | -0.016793 | 1.02 | 1.51 | -0.0168
SDGCFLSFm1985CZ07 | CFL | SDG | SFm | 1985 | CZ07 | rWtd | 1.013 | 1.3111 | -0.016191 | 1.01 | 1.31 | -0.0162
SDGCFLSFm1985CZ08 | CFL | SDG | SFm | 1985 | CZ08 | rWtd | 1.0996 | 1.5825 | -0.018303 | 1.1 | 1.58 | -0.0183
SDGCFLSFm1985CZ09 | CFL | SDG | SFm | 1985 | CZ09 | rWtd | 0 | 0 | 0 | 0 | 0 | 0
SDGCFLSFm1985CZ10 | CFL | SDG | SFm | 1985 | CZ10 | rWtd | 1.0458 | 1.7353 | -0.023119 | 1.05 | 1.74 | -0.0231
SDGCFLSFm1985CZ11 | CFL | SDG | SFm | 1985 | CZ11 | rWtd | 0 | 0 | 0 | 0 | 0 | 0
SDGCFLSFm1985CZ12 | CFL | SDG | SFm | 1985 | CZ12 | rWtd | 0 | 0 | 0 | 0 | 0 | 0
SDGCFLSFm1985CZ13 | CFL | SDG | SFm | 1985 | CZ13 | rWtd | 0 | 0 | 0 | 0 | 0 | 0
SDGCFLSFm1985CZ14 | CFL | SDG | SFm | 1985 | CZ14 | rWtd | 1.097 | 1.5146 | -0.026944 | 1.1 | 1.51 | -0.0269
SDGCFLSFm1985CZ15 | CFL | SDG | SFm | 1985 | CZ15 | rWtd | 1.2167 | 1.7251 | -0.011987 | 1.22 | 1.73 | -0.012
SDGCFLSFm1985CZ16 | CFL | SDG | SFm | 1985 | CZ16 | rWtd | 0 | 0 | 0 | 0 | 0 | 0
SDGCFLSFm1996CZ01 | CFL | SDG | SFm | 1996 | CZ01 | rWtd | 0 | 0 | 0 | 0 | 0 | 0
SDGCFLSFm1996CZ02 | CFL | SDG | SFm | 1996 | CZ02 | rWtd | 0 | 0 | 0 | 0 | 0 | 0
SDGCFLSFm1996CZ03 | CFL | SDG | SFm | 1996 | CZ03 | rWtd | 0 | 0 | 0 | 0 | 0 | 0
SDGCFLSFm1996CZ04 | CFL | SDG | SFm | 1996 | CZ04 | rWtd | 0 | 0 | 0 | 0 | 0 | 0
SDGCFLSFm1996CZ05 | CFL | SDG | SFm | 1996 | CZ05 | rWtd | 0 | 0 | 0 | 0 | 0 | 0
SDGCFLSFm1996CZ06 | CFL | SDG | SFm | 1996 | CZ06 | rWtd | 1.0247 | 1.4936 | -0.017663 | 1.02 | 1.49 | -0.0177
SDGCFLSFm1996CZ07 | CFL | SDG | SFm | 1996 | CZ07 | rWtd | 1.0056 | 1.3112 | -0.016599 | 1.01 | 1.31 | -0.0166
SDGCFLSFm1996CZ08 | CFL | SDG | SFm | 1996 | CZ08 | rWtd | 1.1119 | 1.7512 | -0.015785 | 1.11 | 1.75 | -0.0158
SDGCFLSFm1996CZ09 | CFL | SDG | SFm | 1996 | CZ09 | rWtd | 0 | 0 | 0 | 0 | 0 | 0
SDGCFLSFm1996CZ10 | CFL | SDG | SFm | 1996 | CZ10 | rWtd | 1.084 | 1.6217 | -0.021138 | 1.08 | 1.62 | -0.0211
SDGCFLSFm1996CZ11 | CFL | SDG | SFm | 1996 | CZ11 | rWtd | 0 | 0 | 0 | 0 | 0 | 0
SDGCFLSFm1996CZ12 | CFL | SDG | SFm | 1996 | CZ12 | rWtd | 0 | 0 | 0 | 0 | 0 | 0
SDGCFLSFm1996CZ13 | CFL | SDG | SFm | 1996 | CZ13 | rWtd | 0 | 0 | 0 | 0 | 0 | 0
SDGCFLSFm1996CZ14 | CFL | SDG | SFm | 1996 | CZ14 | rWtd | 1.0954 | 1.4237 | -0.023956 | 1.1 | 1.42 | -0.024
SDGCFLSFm1996CZ15 | CFL | SDG | SFm | 1996 | CZ15 | rWtd | 1.2084 | 1.6727 | -0.011266 | 1.21 | 1.67 | -0.0113
SDGCFLSFm1996CZ16 | CFL | SDG | SFm | 1996 | CZ16 | rWtd | 0 | 0 | 0 | 0 | 0 | 0
SDGCFLSFm2003CZ01 | CFL | SDG | SFm | 2003 | CZ01 | rWtd | 0 | 0 | 0 | 0 | 0 | 0
SDGCFLSFm2003CZ02 | CFL | SDG | SFm | 2003 | CZ02 | rWtd | 0 | 0 | 0 | 0 | 0 | 0
SDGCFLSFm2003CZ03 | CFL | SDG | SFm | 2003 | CZ03 | rWtd | 0 | 0 | 0 | 0 | 0 | 0
SDGCFLSFm2003CZ04 | CFL | SDG | SFm | 2003 | CZ04 | rWtd | 0 | 0 | 0 | 0 | 0 | 0
SDGCFLSFm2003CZ05 | CFL | SDG | SFm | 2003 | CZ05 | rWtd | 0 | 0 | 0 | 0 | 0 | 0
SDGCFLSFm2003CZ06 | CFL | SDG | SFm | 2003 | CZ06 | rWtd | 1.0448 | 1.503 | -0.017162 | 1.04 | 1.5 | -0.0172
SDGCFLSFm2003CZ07 | CFL | SDG | SFm | 2003 | CZ07 | rWtd | 1.0192 | 1.2812 | -0.018223 | 1.02 | 1.28 | -0.0182
SDGCFLSFm2003CZ08 | CFL | SDG | SFm | 2003 | CZ08 | rWtd | 1.1166 | 1.5609 | -0.016894 | 1.12 | 1.56 | -0.0169
SDGCFLSFm2003CZ09 | CFL | SDG | SFm | 2003 | CZ09 | rWtd | 0 | 0 | 0 | 0 | 0 | 0
SDGCFLSFm2003CZ10 | CFL | SDG | SFm | 2003 | CZ10 | rWtd | 1.0756 | 1.5293 | -0.02149 | 1.08 | 1.53 | -0.0215
SDGCFLSFm2003CZ11 | CFL | SDG | SFm | 2003 | CZ11 | rWtd | 0 | 0 | 0 | 0 | 0 | 0
SDGCFLSFm2003CZ12 | CFL | SDG | SFm | 2003 | CZ12 | rWtd | 0 | 0 | 0 | 0 | 0 | 0
SDGCFLSFm2003CZ13 | CFL | SDG | SFm | 2003 | CZ13 | rWtd | 0 | 0 | 0 | 0 | 0 | 0
SDGCFLSFm2003CZ14 | CFL | SDG | SFm | 2003 | CZ14 | rWtd | 1.0924 | 1.3922 | -0.023429 | 1.09 | 1.39 | -0.0234
SDGCFLSFm2003CZ15 | CFL | SDG | SFm | 2003 | CZ15 | rWtd | 1.2031 | 1.7941 | -0.011055 | 1.2 | 1.79 | -0.0111
SDGCFLSFm2003CZ16 | CFL | SDG | SFm | 2003 | CZ16 | rWtd | 0 | 0 | 0 | 0 | 0 | 0
SDGCFLSFm2007CZ01 | CFL | SDG | SFm | 2007 | CZ01 | rWtd | 0 | 0 | 0 | 0 | 0 | 0
SDGCFLSFm2007CZ02 | CFL | SDG | SFm | 2007 | CZ02 | rWtd | 0 | 0 | 0 | 0 | 0 | 0
SDGCFLSFm2007CZ03 | CFL | SDG | SFm | 2007 | CZ03 | rWtd | 0 | 0 | 0 | 0 | 0 | 0
SDGCFLSFm2007CZ04 | CFL | SDG | SFm | 2007 | CZ04 | rWtd | 0 | 0 | 0 | 0 | 0 | 0
SDGCFLSFm2007CZ05 | CFL | SDG | SFm | 2007 | CZ05 | rWtd | 0 | 0 | 0 | 0 | 0 | 0
SDGCFLSFm2007CZ06 | CFL | SDG | SFm | 2007 | CZ06 | rWtd | 1.0359 | 1.4401 | -0.015419 | 1.04 | 1.44 | -0.0154
SDGCFLSFm2007CZ07 | CFL | SDG | SFm | 2007 | CZ07 | rWtd | 1.034 | 1.2488 | -0.016275 | 1.03 | 1.25 | -0.0163
SDGCFLSFm2007CZ08 | CFL | SDG | SFm | 2007 | CZ08 | rWtd | 1.1293 | 1.3978 | -0.015994 | 1.13 | 1.4 | -0.016
SDGCFLSFm2007CZ09 | CFL | SDG | SFm | 2007 | CZ09 | rWtd | 0 | 0 | 0 | 0 | 0 | 0
SDGCFLSFm2007CZ10 | CFL | SDG | SFm | 2007 | CZ10 | rWtd | 1.0964 | 1.3412 | -0.021621 | 1.1 | 1.34 | -0.0216
SDGCFLSFm2007CZ11 | CFL | SDG | SFm | 2007 | CZ11 | rWtd | 0 | 0 | 0 | 0 | 0 | 0
SDGCFLSFm2007CZ12 | CFL | SDG | SFm | 2007 | CZ12 | rWtd | 0 | 0 | 0 | 0 | 0 | 0
SDGCFLSFm2007CZ13 | CFL | SDG | SFm | 2007 | CZ13 | rWtd | 0 | 0 | 0 | 0 | 0 | 0
SDGCFLSFm2007CZ14 | CFL | SDG | SFm | 2007 | CZ14 | rWtd | 1.017 | 1.1349 | -0.02367 | 1.02 | 1.13 | -0.0237
SDGCFLSFm2007CZ15 | CFL | SDG | SFm | 2007 | CZ15 | rWtd | 1.103 | 1.2987 | -0.010935 | 1.1 | 1.3 | -0.0109
SDGCFLSFm2007CZ16 | CFL | SDG | SFm | 2007 | CZ16 | rWtd | 0 | 0 | 0 | 0 | 0 | 0
SDGCFLSFm2011CZ01 | CFL | SDG | SFm | 2011 | CZ01 | rWtd | 0 | 0 | 0 | 0 | 0 | 0
SDGCFLSFm2011CZ02 | CFL | SDG | SFm | 2011 | CZ02 | rWtd | 0 | 0 | 0 | 0 | 0 | 0
SDGCFLSFm2011CZ03 | CFL | SDG | SFm | 2011 | CZ03 | rWtd | 0 | 0 | 0 | 0 | 0 | 0
SDGCFLSFm2011CZ04 | CFL | SDG | SFm | 2011 | CZ04 | rWtd | 0 | 0 | 0 | 0 | 0 | 0
SDGCFLSFm2011CZ05 | CFL | SDG | SFm | 2011 | CZ05 | rWtd | 0 | 0 | 0 | 0 | 0 | 0
SDGCFLSFm2011CZ06 | CFL | SDG | SFm | 2011 | CZ06 | rWtd | 1.0264 | 1.4099 | -0.016471 | 1.03 | 1.41 | -0.0165
SDGCFLSFm2011CZ07 | CFL | SDG | SFm | 2011 | CZ07 | rWtd | 1.0377 | 1.1246 | -0.014018 | 1.04 | 1.12 | -0.014
SDGCFLSFm2011CZ08 | CFL | SDG | SFm | 2011 | CZ08 | rWtd | 1.1476 | 1.4888 | -0.014641 | 1.15 | 1.49 | -0.0146
SDGCFLSFm2011CZ09 | CFL | SDG | SFm | 2011 | CZ09 | rWtd | 0 | 0 | 0 | 0 | 0 | 0
SDGCFLSFm2011CZ10 | CFL | SDG | SFm | 2011 | CZ10 | rWtd | 1.1005 | 1.4071 | -0.021273 | 1.1 | 1.41 | -0.0213
SDGCFLSFm2011CZ11 | CFL | SDG | SFm | 2011 | CZ11 | rWtd | 0 | 0 | 0 | 0 | 0 | 0
SDGCFLSFm2011CZ12 | CFL | SDG | SFm | 2011 | CZ12 | rWtd | 0 | 0 | 0 | 0 | 0 | 0
SDGCFLSFm2011CZ13 | CFL | SDG | SFm | 2011 | CZ13 | rWtd | 0 | 0 | 0 | 0 | 0 | 0
SDGCFLSFm2011CZ14 | CFL | SDG | SFm | 2011 | CZ14 | rWtd | 1.0203 | 1.1358 | -0.02244 | 1.02 | 1.14 | -0.0224
SDGCFLSFm2011CZ15 | CFL | SDG | SFm | 2011 | CZ15 | rWtd | 1.1082 | 1.3097 | -0.01076 | 1.11 | 1.31 | -0.0108
SDGCFLSFm2011CZ16 | CFL | SDG | SFm | 2011 | CZ16 | rWtd | 0 | 0 | 0 | 0 | 0 | 0
SDGCFLSFm2015CZ01 | CFL | SDG | SFm | 2015 | CZ01 | rWtd | 0 | 0 | 0 | 0 | 0 | 0
SDGCFLSFm2015CZ02 | CFL | SDG | SFm | 2015 | CZ02 | rWtd | 0 | 0 | 0 | 0 | 0 | 0
SDGCFLSFm2015CZ03 | CFL | SDG | SFm | 2015 | CZ03 | rWtd | 0 | 0 | 0 | 0 | 0 | 0
SDGCFLSFm2015CZ04 | CFL | SDG | SFm | 2015 | CZ04 | rWtd | 0 | 0 | 0 | 0 | 0 | 0
SDGCFLSFm2015CZ05 | CFL | SDG | SFm | 2015 | CZ05 | rWtd | 0 | 0 | 0 | 0 | 0 | 0
SDGCFLSFm2015CZ06 | CFL | SDG | SFm | 2015 | CZ06 | rWtd | 1.0172 | 1.2518 | -0.016943 | 1.02 | 1.25 | -0.0169
SDGCFLSFm2015CZ07 | CFL | SDG | SFm | 2015 | CZ07 | rWtd | 1.0349 | 1.2063 | -0.014725 | 1.03 | 1.21 | -0.0147
SDGCFLSFm2015CZ08 | CFL | SDG | SFm | 2015 | CZ08 | rWtd | 1.0797 | 1.2344 | -0.015678 | 1.08 | 1.23 | -0.0157
SDGCFLSFm2015CZ09 | CFL | SDG | SFm | 2015 | CZ09 | rWtd | 0 | 0 | 0 | 0 | 0 | 0
SDGCFLSFm2015CZ10 | CFL | SDG | SFm | 2015 | CZ10 | rWtd | 1.0716 | 1.4124 | -0.021267 | 1.07 | 1.41 | -0.0213
SDGCFLSFm2015CZ11 | CFL | SDG | SFm | 2015 | CZ11 | rWtd | 0 | 0 | 0 | 0 | 0 | 0
SDGCFLSFm2015CZ12 | CFL | SDG | SFm | 2015 | CZ12 | rWtd | 0 | 0 | 0 | 0 | 0 | 0
SDGCFLSFm2015CZ13 | CFL | SDG | SFm | 2015 | CZ13 | rWtd | 0 | 0 | 0 | 0 | 0 | 0
SDGCFLSFm2015CZ14 | CFL | SDG | SFm | 2015 | CZ14 | rWtd | 1.026 | 1.1054 | -0.023552 | 1.03 | 1.11 | -0.0236
SDGCFLSFm2015CZ15 | CFL | SDG | SFm | 2015 | CZ15 | rWtd | 1.0943 | 1.2825 | -0.010711 | 1.09 | 1.28 | -0.0107
SDGCFLSFm2015CZ16 | CFL | SDG | SFm | 2015 | CZ16 | rWtd | 0 | 0 | 0 | 0 | 0 | 0
SDGCFLSFm2017CZ01 | CFL | SDG | SFm | 2017 | CZ01 | rWtd | 0 | 0 | 0 | 0 | 0 | 0
SDGCFLSFm2017CZ02 | CFL | SDG | SFm | 2017 | CZ02 | rWtd | 0 | 0 | 0 | 0 | 0 | 0
SDGCFLSFm2017CZ03 | CFL | SDG | SFm | 2017 | CZ03 | rWtd | 0 | 0 | 0 | 0 | 0 | 0
SDGCFLSFm2017CZ04 | CFL | SDG | SFm | 2017 | CZ04 | rWtd | 0 | 0 | 0 | 0 | 0 | 0
SDGCFLSFm2017CZ05 | CFL | SDG | SFm | 2017 | CZ05 | rWtd | 0 | 0 | 0 | 0 | 0 | 0
SDGCFLSFm2017CZ06 | CFL | SDG | SFm | 2017 | CZ06 | rWtd | 1.016 | 1.3137 | -0.016953 | 1.02 | 1.31 | -0.017
SDGCFLSFm2017CZ07 | CFL | SDG | SFm | 2017 | CZ07 | rWtd | 1.0271 | 1.1373 | -0.015762 | 1.03 | 1.14 | -0.0158
SDGCFLSFm2017CZ08 | CFL | SDG | SFm | 2017 | CZ08 | rWtd | 1.0856 | 1.4933 | -0.014061 | 1.09 | 1.49 | -0.0141
SDGCFLSFm2017CZ09 | CFL | SDG | SFm | 2017 | CZ09 | rWtd | 0 | 0 | 0 | 0 | 0 | 0
SDGCFLSFm2017CZ10 | CFL | SDG | SFm | 2017 | CZ10 | rWtd | 1.0698 | 1.4563 | -0.020739 | 1.07 | 1.46 | -0.0207
SDGCFLSFm2017CZ11 | CFL | SDG | SFm | 2017 | CZ11 | rWtd | 0 | 0 | 0 | 0 | 0 | 0
SDGCFLSFm2017CZ12 | CFL | SDG | SFm | 2017 | CZ12 | rWtd | 0 | 0 | 0 | 0 | 0 | 0
SDGCFLSFm2017CZ13 | CFL | SDG | SFm | 2017 | CZ13 | rWtd | 0 | 0 | 0 | 0 | 0 | 0
SDGCFLSFm2017CZ14 | CFL | SDG | SFm | 2017 | CZ14 | rWtd | 1.0293 | 1.1124 | -0.023376 | 1.03 | 1.11 | -0.0234
SDGCFLSFm2017CZ15 | CFL | SDG | SFm | 2017 | CZ15 | rWtd | 1.096 | 1.2935 | -0.01068 | 1.1 | 1.29 | -0.0107
SDGCFLSFm2017CZ16 | CFL | SDG | SFm | 2017 | CZ16 | rWtd | 0 | 0 | 0 | 0 | 0 | 0
PGECFLMFm1975CZ01 | CFL | PGE | MFm | 1975 | CZ01 | rWtd | 0.90113 | 1 | -0.026906 | 0.901 | 1 | -0.0269
PGECFLMFm1975CZ02 | CFL | PGE | MFm | 1975 | CZ02 | rWtd | 0.97297 | 1.3469 | -0.018957 | 0.973 | 1.35 | -0.019
PGECFLMFm1975CZ03 | CFL | PGE | MFm | 1975 | CZ03 | rWtd | 0.93845 | 1.0456 | -0.020654 | 0.938 | 1.05 | -0.0207
PGECFLMFm1975CZ04 | CFL | PGE | MFm | 1975 | CZ04 | rWtd | 0.98466 | 1.3721 | -0.016806 | 0.985 | 1.37 | -0.0168
PGECFLMFm1975CZ05 | CFL | PGE | MFm | 1975 | CZ05 | rWtd | 0.93571 | 1.0295 | -0.025025 | 0.936 | 1.03 | -0.025
PGECFLMFm1975CZ06 | CFL | PGE | MFm | 1975 | CZ06 | rWtd | 0 | 0 | 0 | 0 | 0 | 0
PGECFLMFm1975CZ07 | CFL | PGE | MFm | 1975 | CZ07 | rWtd | 0 | 0 | 0 | 0 | 0 | 0
PGECFLMFm1975CZ08 | CFL | PGE | MFm | 1975 | CZ08 | rWtd | 0 | 0 | 0 | 0 | 0 | 0
PGECFLMFm1975CZ09 | CFL | PGE | MFm | 1975 | CZ09 | rWtd | 0 | 0 | 0 | 0 | 0 | 0
PGECFLMFm1975CZ10 | CFL | PGE | MFm | 1975 | CZ10 | rWtd | 0 | 0 | 0 | 0 | 0 | 0
PGECFLMFm1975CZ11 | CFL | PGE | MFm | 1975 | CZ11 | rWtd | 1.0812 | 1.8077 | -0.016879 | 1.08 | 1.81 | -0.0169
PGECFLMFm1975CZ12 | CFL | PGE | MFm | 1975 | CZ12 | rWtd | 1.0437 | 1.7797 | -0.018331 | 1.04 | 1.78 | -0.0183
PGECFLMFm1975CZ13 | CFL | PGE | MFm | 1975 | CZ13 | rWtd | 1.1083 | 1.8226 | -0.016255 | 1.11 | 1.82 | -0.0163
PGECFLMFm1975CZ14 | CFL | PGE | MFm | 1975 | CZ14 | rWtd | 0 | 0 | 0 | 0 | 0 | 0
PGECFLMFm1975CZ15 | CFL | PGE | MFm | 1975 | CZ15 | rWtd | 0 | 0 | 0 | 0 | 0 | 0
PGECFLMFm1975CZ16 | CFL | PGE | MFm | 1975 | CZ16 | rWtd | 1.0093 | 1.3978 | -0.020273 | 1.01 | 1.4 | -0.0203
PGECFLMFm1985CZ01 | CFL | PGE | MFm | 1985 | CZ01 | rWtd | 0.89406 | 1.0202 | -0.026906 | 0.894 | 1.02 | -0.0269
PGECFLMFm1985CZ02 | CFL | PGE | MFm | 1985 | CZ02 | rWtd | 0.97552 | 1.3349 | -0.01886 | 0.976 | 1.33 | -0.0189
PGECFLMFm1985CZ03 | CFL | PGE | MFm | 1985 | CZ03 | rWtd | 0.93528 | 1.0456 | -0.021576 | 0.935 | 1.05 | -0.0216
PGECFLMFm1985CZ04 | CFL | PGE | MFm | 1985 | CZ04 | rWtd | 0.9793 | 1.2997 | -0.016491 | 0.979 | 1.3 | -0.0165
PGECFLMFm1985CZ05 | CFL | PGE | MFm | 1985 | CZ05 | rWtd | 0.94149 | 1.0883 | -0.023764 | 0.941 | 1.09 | -0.0238
PGECFLMFm1985CZ06 | CFL | PGE | MFm | 1985 | CZ06 | rWtd | 0 | 0 | 0 | 0 | 0 | 0
PGECFLMFm1985CZ07 | CFL | PGE | MFm | 1985 | CZ07 | rWtd | 0 | 0 | 0 | 0 | 0 | 0
PGECFLMFm1985CZ08 | CFL | PGE | MFm | 1985 | CZ08 | rWtd | 0 | 0 | 0 | 0 | 0 | 0
PGECFLMFm1985CZ09 | CFL | PGE | MFm | 1985 | CZ09 | rWtd | 0 | 0 | 0 | 0 | 0 | 0
PGECFLMFm1985CZ10 | CFL | PGE | MFm | 1985 | CZ10 | rWtd | 0 | 0 | 0 | 0 | 0 | 0
PGECFLMFm1985CZ11 | CFL | PGE | MFm | 1985 | CZ11 | rWtd | 1.0885 | 1.8563 | -0.017195 | 1.09 | 1.86 | -0.0172
PGECFLMFm1985CZ12 | CFL | PGE | MFm | 1985 | CZ12 | rWtd | 1.0369 | 1.8182 | -0.018152 | 1.04 | 1.82 | -0.0182
PGECFLMFm1985CZ13 | CFL | PGE | MFm | 1985 | CZ13 | rWtd | 1.0981 | 1.8682 | -0.017827 | 1.1 | 1.87 | -0.0178
PGECFLMFm1985CZ14 | CFL | PGE | MFm | 1985 | CZ14 | rWtd | 0 | 0 | 0 | 0 | 0 | 0
PGECFLMFm1985CZ15 | CFL | PGE | MFm | 1985 | CZ15 | rWtd | 0 | 0 | 0 | 0 | 0 | 0
PGECFLMFm1985CZ16 | CFL | PGE | MFm | 1985 | CZ16 | rWtd | 1.0188 | 1.4418 | -0.02043 | 1.02 | 1.44 | -0.0204
PGECFLMFm1996CZ01 | CFL | PGE | MFm | 1996 | CZ01 | rWtd | 0.89233 | 1.0202 | -0.026906 | 0.892 | 1.02 | -0.0269
PGECFLMFm1996CZ02 | CFL | PGE | MFm | 1996 | CZ02 | rWtd | 0.98215 | 1.3347 | -0.017065 | 0.982 | 1.33 | -0.0171
PGECFLMFm1996CZ03 | CFL | PGE | MFm | 1996 | CZ03 | rWtd | 0.94259 | 1.0556 | -0.019841 | 0.943 | 1.06 | -0.0198
PGECFLMFm1996CZ04 | CFL | PGE | MFm | 1996 | CZ04 | rWtd | 1.004 | 1.4338 | -0.01497 | 1 | 1.43 | -0.015
PGECFLMFm1996CZ05 | CFL | PGE | MFm | 1996 | CZ05 | rWtd | 0.95459 | 1.0648 | -0.020926 | 0.955 | 1.06 | -0.0209
PGECFLMFm1996CZ06 | CFL | PGE | MFm | 1996 | CZ06 | rWtd | 0 | 0 | 0 | 0 | 0 | 0
PGECFLMFm1996CZ07 | CFL | PGE | MFm | 1996 | CZ07 | rWtd | 0 | 0 | 0 | 0 | 0 | 0
PGECFLMFm1996CZ08 | CFL | PGE | MFm | 1996 | CZ08 | rWtd | 0 | 0 | 0 | 0 | 0 | 0
PGECFLMFm1996CZ09 | CFL | PGE | MFm | 1996 | CZ09 | rWtd | 0 | 0 | 0 | 0 | 0 | 0
PGECFLMFm1996CZ10 | CFL | PGE | MFm | 1996 | CZ10 | rWtd | 0 | 0 | 0 | 0 | 0 | 0
PGECFLMFm1996CZ11 | CFL | PGE | MFm | 1996 | CZ11 | rWtd | 1.1081 | 1.7779 | -0.014154 | 1.11 | 1.78 | -0.0142
PGECFLMFm1996CZ12 | CFL | PGE | MFm | 1996 | CZ12 | rWtd | 1.0488 | 1.7601 | -0.017385 | 1.05 | 1.76 | -0.0174
PGECFLMFm1996CZ13 | CFL | PGE | MFm | 1996 | CZ13 | rWtd | 1.1038 | 1.8634 | -0.015716 | 1.1 | 1.86 | -0.0157
PGECFLMFm1996CZ14 | CFL | PGE | MFm | 1996 | CZ14 | rWtd | 0 | 0 | 0 | 0 | 0 | 0
PGECFLMFm1996CZ15 | CFL | PGE | MFm | 1996 | CZ15 | rWtd | 0 | 0 | 0 | 0 | 0 | 0
PGECFLMFm1996CZ16 | CFL | PGE | MFm | 1996 | CZ16 | rWtd | 1.0167 | 1.4753 | -0.021737 | 1.02 | 1.48 | -0.0217
PGECFLMFm2003CZ01 | CFL | PGE | MFm | 2003 | CZ01 | rWtd | 0.90856 | 1.0202 | -0.026903 | 0.909 | 1.02 | -0.0269
PGECFLMFm2003CZ02 | CFL | PGE | MFm | 2003 | CZ02 | rWtd | 0.98392 | 1.3975 | -0.016314 | 0.984 | 1.4 | -0.0163
PGECFLMFm2003CZ03 | CFL | PGE | MFm | 2003 | CZ03 | rWtd | 0.93598 | 1.0439 | -0.021127 | 0.936 | 1.04 | -0.0211
PGECFLMFm2003CZ04 | CFL | PGE | MFm | 2003 | CZ04 | rWtd | 1.004 | 1.389 | -0.014326 | 1 | 1.39 | -0.0143
PGECFLMFm2003CZ05 | CFL | PGE | MFm | 2003 | CZ05 | rWtd | 0.95592 | 1.0648 | -0.020453 | 0.956 | 1.06 | -0.0205
PGECFLMFm2003CZ06 | CFL | PGE | MFm | 2003 | CZ06 | rWtd | 0 | 0 | 0 | 0 | 0 | 0
PGECFLMFm2003CZ07 | CFL | PGE | MFm | 2003 | CZ07 | rWtd | 0 | 0 | 0 | 0 | 0 | 0
PGECFLMFm2003CZ08 | CFL | PGE | MFm | 2003 | CZ08 | rWtd | 0 | 0 | 0 | 0 | 0 | 0
PGECFLMFm2003CZ09 | CFL | PGE | MFm | 2003 | CZ09 | rWtd | 0 | 0 | 0 | 0 | 0 | 0
PGECFLMFm2003CZ10 | CFL | PGE | MFm | 2003 | CZ10 | rWtd | 0 | 0 | 0 | 0 | 0 | 0
PGECFLMFm2003CZ11 | CFL | PGE | MFm | 2003 | CZ11 | rWtd | 1.1079 | 1.6051 | -0.016091 | 1.11 | 1.61 | -0.0161
PGECFLMFm2003CZ12 | CFL | PGE | MFm | 2003 | CZ12 | rWtd | 1.0765 | 1.6352 | -0.015111 | 1.08 | 1.64 | -0.0151
PGECFLMFm2003CZ13 | CFL | PGE | MFm | 2003 | CZ13 | rWtd | 1.1154 | 1.697 | -0.014284 | 1.12 | 1.7 | -0.0143
PGECFLMFm2003CZ14 | CFL | PGE | MFm | 2003 | CZ14 | rWtd | 0 | 0 | 0 | 0 | 0 | 0
PGECFLMFm2003CZ15 | CFL | PGE | MFm | 2003 | CZ15 | rWtd | 0 | 0 | 0 | 0 | 0 | 0
PGECFLMFm2003CZ16 | CFL | PGE | MFm | 2003 | CZ16 | rWtd | 1.0236 | 1.4922 | -0.020318 | 1.02 | 1.49 | -0.0203
PGECFLMFm2007CZ01 | CFL | PGE | MFm | 2007 | CZ01 | rWtd | 0.9045 | 1.0202 | -0.026906 | 0.905 | 1.02 | -0.0269
PGECFLMFm2007CZ02 | CFL | PGE | MFm | 2007 | CZ02 | rWtd | 0.96946 | 1.1392 | -0.016795 | 0.969 | 1.14 | -0.0168
PGECFLMFm2007CZ03 | CFL | PGE | MFm | 2007 | CZ03 | rWtd | 0.93953 | 1.0627 | -0.021192 | 0.94 | 1.06 | -0.0212
PGECFLMFm2007CZ04 | CFL | PGE | MFm | 2007 | CZ04 | rWtd | 1.0459 | 1.6014 | -0.014087 | 1.05 | 1.6 | -0.0141
PGECFLMFm2007CZ05 | CFL | PGE | MFm | 2007 | CZ05 | rWtd | 0.96702 | 1.1289 | -0.01915 | 0.967 | 1.13 | -0.0192
PGECFLMFm2007CZ06 | CFL | PGE | MFm | 2007 | CZ06 | rWtd | 0 | 0 | 0 | 0 | 0 | 0
PGECFLMFm2007CZ07 | CFL | PGE | MFm | 2007 | CZ07 | rWtd | 0 | 0 | 0 | 0 | 0 | 0
PGECFLMFm2007CZ08 | CFL | PGE | MFm | 2007 | CZ08 | rWtd | 0 | 0 | 0 | 0 | 0 | 0
PGECFLMFm2007CZ09 | CFL | PGE | MFm | 2007 | CZ09 | rWtd | 0 | 0 | 0 | 0 | 0 | 0
PGECFLMFm2007CZ10 | CFL | PGE | MFm | 2007 | CZ10 | rWtd | 0 | 0 | 0 | 0 | 0 | 0
PGECFLMFm2007CZ11 | CFL | PGE | MFm | 2007 | CZ11 | rWtd | 1.0841 | 1.4579 | -0.01624 | 1.08 | 1.46 | -0.0162
PGECFLMFm2007CZ12 | CFL | PGE | MFm | 2007 | CZ12 | rWtd | 1.0781 | 1.4532 | -0.015288 | 1.08 | 1.45 | -0.0153
PGECFLMFm2007CZ13 | CFL | PGE | MFm | 2007 | CZ13 | rWtd | 1.0961 | 1.4823 | -0.015057 | 1.1 | 1.48 | -0.0151
PGECFLMFm2007CZ14 | CFL | PGE | MFm | 2007 | CZ14 | rWtd | 0 | 0 | 0 | 0 | 0 | 0
PGECFLMFm2007CZ15 | CFL | PGE | MFm | 2007 | CZ15 | rWtd | 0 | 0 | 0 | 0 | 0 | 0
PGECFLMFm2007CZ16 | CFL | PGE | MFm | 2007 | CZ16 | rWtd | 0.98898 | 1.2505 | -0.020642 | 0.989 | 1.25 | -0.0206
PGECFLMFm2011CZ01 | CFL | PGE | MFm | 2011 | CZ01 | rWtd | 0.91349 | 1.0202 | -0.026646 | 0.913 | 1.02 | -0.0266
PGECFLMFm2011CZ02 | CFL | PGE | MFm | 2011 | CZ02 | rWtd | 0.97779 | 1.1288 | -0.016006 | 0.978 | 1.13 | -0.016
PGECFLMFm2011CZ03 | CFL | PGE | MFm | 2011 | CZ03 | rWtd | 0.94519 | 1.0632 | -0.02015 | 0.945 | 1.06 | -0.0202
PGECFLMFm2011CZ04 | CFL | PGE | MFm | 2011 | CZ04 | rWtd | 1.0702 | 1.6895 | -0.012386 | 1.07 | 1.69 | -0.0124
PGECFLMFm2011CZ05 | CFL | PGE | MFm | 2011 | CZ05 | rWtd | 0.97291 | 1.1042 | -0.01915 | 0.973 | 1.1 | -0.0192
PGECFLMFm2011CZ06 | CFL | PGE | MFm | 2011 | CZ06 | rWtd | 0 | 0 | 0 | 0 | 0 | 0
PGECFLMFm2011CZ07 | CFL | PGE | MFm | 2011 | CZ07 | rWtd | 0 | 0 | 0 | 0 | 0 | 0
PGECFLMFm2011CZ08 | CFL | PGE | MFm | 2011 | CZ08 | rWtd | 0 | 0 | 0 | 0 | 0 | 0
PGECFLMFm2011CZ09 | CFL | PGE | MFm | 2011 | CZ09 | rWtd | 0 | 0 | 0 | 0 | 0 | 0
PGECFLMFm2011CZ10 | CFL | PGE | MFm | 2011 | CZ10 | rWtd | 0 | 0 | 0 | 0 | 0 | 0
PGECFLMFm2011CZ11 | CFL | PGE | MFm | 2011 | CZ11 | rWtd | 1.0903 | 1.439 | -0.015609 | 1.09 | 1.44 | -0.0156
PGECFLMFm2011CZ12 | CFL | PGE | MFm | 2011 | CZ12 | rWtd | 1.09 | 1.4748 | -0.014327 | 1.09 | 1.47 | -0.0143
PGECFLMFm2011CZ13 | CFL | PGE | MFm | 2011 | CZ13 | rWtd | 1.099 | 1.4634 | -0.014631 | 1.1 | 1.46 | -0.0146
PGECFLMFm2011CZ14 | CFL | PGE | MFm | 2011 | CZ14 | rWtd | 0 | 0 | 0 | 0 | 0 | 0
PGECFLMFm2011CZ15 | CFL | PGE | MFm | 2011 | CZ15 | rWtd | 0 | 0 | 0 | 0 | 0 | 0
PGECFLMFm2011CZ16 | CFL | PGE | MFm | 2011 | CZ16 | rWtd | 0.99303 | 1.2431 | -0.020242 | 0.993 | 1.24 | -0.0202
PGECFLMFm2015CZ01 | CFL | PGE | MFm | 2015 | CZ01 | rWtd | 0.92316 | 1.0429 | -0.024281 | 0.923 | 1.04 | -0.0243
PGECFLMFm2015CZ02 | CFL | PGE | MFm | 2015 | CZ02 | rWtd | 0.97453 | 1.1335 | -0.016322 | 0.975 | 1.13 | -0.0163
PGECFLMFm2015CZ03 | CFL | PGE | MFm | 2015 | CZ03 | rWtd | 0.95408 | 1.0865 | -0.018258 | 0.954 | 1.09 | -0.0183
PGECFLMFm2015CZ04 | CFL | PGE | MFm | 2015 | CZ04 | rWtd | 1.0572 | 1.581 | -0.012731 | 1.06 | 1.58 | -0.0127
PGECFLMFm2015CZ05 | CFL | PGE | MFm | 2015 | CZ05 | rWtd | 0.99785 | 1.1301 | -0.013573 | 0.998 | 1.13 | -0.0136
PGECFLMFm2015CZ06 | CFL | PGE | MFm | 2015 | CZ06 | rWtd | 0 | 0 | 0 | 0 | 0 | 0
PGECFLMFm2015CZ07 | CFL | PGE | MFm | 2015 | CZ07 | rWtd | 0 | 0 | 0 | 0 | 0 | 0
PGECFLMFm2015CZ08 | CFL | PGE | MFm | 2015 | CZ08 | rWtd | 0 | 0 | 0 | 0 | 0 | 0
PGECFLMFm2015CZ09 | CFL | PGE | MFm | 2015 | CZ09 | rWtd | 0 | 0 | 0 | 0 | 0 | 0
PGECFLMFm2015CZ10 | CFL | PGE | MFm | 2015 | CZ10 | rWtd | 0 | 0 | 0 | 0 | 0 | 0
PGECFLMFm2015CZ11 | CFL | PGE | MFm | 2015 | CZ11 | rWtd | 1.0817 | 1.4146 | -0.015436 | 1.08 | 1.41 | -0.0154
PGECFLMFm2015CZ12 | CFL | PGE | MFm | 2015 | CZ12 | rWtd | 1.0789 | 1.4274 | -0.014672 | 1.08 | 1.43 | -0.0147
PGECFLMFm2015CZ13 | CFL | PGE | MFm | 2015 | CZ13 | rWtd | 1.0902 | 1.4202 | -0.014474 | 1.09 | 1.42 | -0.0145
PGECFLMFm2015CZ14 | CFL | PGE | MFm | 2015 | CZ14 | rWtd | 0 | 0 | 0 | 0 | 0 | 0
PGECFLMFm2015CZ15 | CFL | PGE | MFm | 2015 | CZ15 | rWtd | 0 | 0 | 0 | 0 | 0 | 0
PGECFLMFm2015CZ16 | CFL | PGE | MFm | 2015 | CZ16 | rWtd | 0.98401 | 1.2386 | -0.021746 | 0.984 | 1.24 | -0.0217
PGECFLMFm2017CZ01 | CFL | PGE | MFm | 2017 | CZ01 | rWtd | 0.92607 | 1.0429 | -0.023965 | 0.926 | 1.04 | -0.024
PGECFLMFm2017CZ02 | CFL | PGE | MFm | 2017 | CZ02 | rWtd | 0.97682 | 1.1322 | -0.01574 | 0.977 | 1.13 | -0.0157
PGECFLMFm2017CZ03 | CFL | PGE | MFm | 2017 | CZ03 | rWtd | 0.9564 | 1.0865 | -0.018196 | 0.956 | 1.09 | -0.0182
PGECFLMFm2017CZ04 | CFL | PGE | MFm | 2017 | CZ04 | rWtd | 1.0603 | 1.5586 | -0.01169 | 1.06 | 1.56 | -0.0117
PGECFLMFm2017CZ05 | CFL | PGE | MFm | 2017 | CZ05 | rWtd | 0.99958 | 1.1423 | -0.013233 | 1 | 1.14 | -0.0132
PGECFLMFm2017CZ06 | CFL | PGE | MFm | 2017 | CZ06 | rWtd | 0 | 0 | 0 | 0 | 0 | 0
PGECFLMFm2017CZ07 | CFL | PGE | MFm | 2017 | CZ07 | rWtd | 0 | 0 | 0 | 0 | 0 | 0
PGECFLMFm2017CZ08 | CFL | PGE | MFm | 2017 | CZ08 | rWtd | 0 | 0 | 0 | 0 | 0 | 0
PGECFLMFm2017CZ09 | CFL | PGE | MFm | 2017 | CZ09 | rWtd | 0 | 0 | 0 | 0 | 0 | 0
PGECFLMFm2017CZ10 | CFL | PGE | MFm | 2017 | CZ10 | rWtd | 0 | 0 | 0 | 0 | 0 | 0
PGECFLMFm2017CZ11 | CFL | PGE | MFm | 2017 | CZ11 | rWtd | 1.0821 | 1.4146 | -0.014963 | 1.08 | 1.41 | -0.015
PGECFLMFm2017CZ12 | CFL | PGE | MFm | 2017 | CZ12 | rWtd | 1.0797 | 1.4037 | -0.014117 | 1.08 | 1.4 | -0.0141
PGECFLMFm2017CZ13 | CFL | PGE | MFm | 2017 | CZ13 | rWtd | 1.0924 | 1.439 | -0.013922 | 1.09 | 1.44 | -0.0139
PGECFLMFm2017CZ14 | CFL | PGE | MFm | 2017 | CZ14 | rWtd | 0 | 0 | 0 | 0 | 0 | 0
PGECFLMFm2017CZ15 | CFL | PGE | MFm | 2017 | CZ15 | rWtd | 0 | 0 | 0 | 0 | 0 | 0
PGECFLMFm2017CZ16 | CFL | PGE | MFm | 2017 | CZ16 | rWtd | 0.98577 | 1.2149 | -0.021115 | 0.986 | 1.21 | -0.0211
SCECFLMFm1975CZ01 | CFL | SCE | MFm | 1975 | CZ01 | rWtd | 0 | 0 | 0 | 0 | 0 | 0
SCECFLMFm1975CZ02 | CFL | SCE | MFm | 1975 | CZ02 | rWtd | 0 | 0 | 0 | 0 | 0 | 0
SCECFLMFm1975CZ03 | CFL | SCE | MFm | 1975 | CZ03 | rWtd | 0 | 0 | 0 | 0 | 0 | 0
SCECFLMFm1975CZ04 | CFL | SCE | MFm | 1975 | CZ04 | rWtd | 0 | 0 | 0 | 0 | 0 | 0
SCECFLMFm1975CZ05 | CFL | SCE | MFm | 1975 | CZ05 | rWtd | 0.986 | 1 | -0.028274 | 0.986 | 1 | -0.0283
SCECFLMFm1975CZ06 | CFL | SCE | MFm | 1975 | CZ06 | rWtd | 1.0019 | 1.2111 | -0.01392 | 1 | 1.21 | -0.0139
SCECFLMFm1975CZ07 | CFL | SCE | MFm | 1975 | CZ07 | rWtd | 0 | 0 | 0 | 0 | 0 | 0
SCECFLMFm1975CZ08 | CFL | SCE | MFm | 1975 | CZ08 | rWtd | 1.0357 | 1.4186 | -0.012268 | 1.04 | 1.42 | -0.0123
SCECFLMFm1975CZ09 | CFL | SCE | MFm | 1975 | CZ09 | rWtd | 1.0865 | 1.4161 | -0.013399 | 1.09 | 1.42 | -0.0134
SCECFLMFm1975CZ10 | CFL | SCE | MFm | 1975 | CZ10 | rWtd | 1.0893 | 1.7836 | -0.014476 | 1.09 | 1.78 | -0.0145
SCECFLMFm1975CZ11 | CFL | SCE | MFm | 1975 | CZ11 | rWtd | 0 | 0 | 0 | 0 | 0 | 0
SCECFLMFm1975CZ12 | CFL | SCE | MFm | 1975 | CZ12 | rWtd | 0 | 0 | 0 | 0 | 0 | 0
SCECFLMFm1975CZ13 | CFL | SCE | MFm | 1975 | CZ13 | rWtd | 1.0982 | 1.7711 | -0.016285 | 1.1 | 1.77 | -0.0163
SCECFLMFm1975CZ14 | CFL | SCE | MFm | 1975 | CZ14 | rWtd | 1.11 | 1.5108 | -0.017186 | 1.11 | 1.51 | -0.0172
SCECFLMFm1975CZ15 | CFL | SCE | MFm | 1975 | CZ15 | rWtd | 1.2137 | 1.5785 | -0.007037 | 1.21 | 1.58 | -0.00704
SCECFLMFm1975CZ16 | CFL | SCE | MFm | 1975 | CZ16 | rWtd | 1.0132 | 1.4185 | -0.02026 | 1.01 | 1.42 | -0.0203
SCECFLMFm1985CZ01 | CFL | SCE | MFm | 1985 | CZ01 | rWtd | 0 | 0 | 0 | 0 | 0 | 0
SCECFLMFm1985CZ02 | CFL | SCE | MFm | 1985 | CZ02 | rWtd | 0 | 0 | 0 | 0 | 0 | 0
SCECFLMFm1985CZ03 | CFL | SCE | MFm | 1985 | CZ03 | rWtd | 0 | 0 | 0 | 0 | 0 | 0
SCECFLMFm1985CZ04 | CFL | SCE | MFm | 1985 | CZ04 | rWtd | 0 | 0 | 0 | 0 | 0 | 0
SCECFLMFm1985CZ05 | CFL | SCE | MFm | 1985 | CZ05 | rWtd | 0.988 | 1.0227 | -0.026851 | 0.988 | 1.02 | -0.0269
SCECFLMFm1985CZ06 | CFL | SCE | MFm | 1985 | CZ06 | rWtd | 0.98925 | 1.2955 | -0.015218 | 0.989 | 1.3 | -0.0152
SCECFLMFm1985CZ07 | CFL | SCE | MFm | 1985 | CZ07 | rWtd | 0 | 0 | 0 | 0 | 0 | 0
SCECFLMFm1985CZ08 | CFL | SCE | MFm | 1985 | CZ08 | rWtd | 1.0402 | 1.4116 | -0.012755 | 1.04 | 1.41 | -0.0128
SCECFLMFm1985CZ09 | CFL | SCE | MFm | 1985 | CZ09 | rWtd | 1.0842 | 1.41 | -0.014152 | 1.08 | 1.41 | -0.0142
SCECFLMFm1985CZ10 | CFL | SCE | MFm | 1985 | CZ10 | rWtd | 1.0823 | 1.8309 | -0.015287 | 1.08 | 1.83 | -0.0153
SCECFLMFm1985CZ11 | CFL | SCE | MFm | 1985 | CZ11 | rWtd | 0 | 0 | 0 | 0 | 0 | 0
SCECFLMFm1985CZ12 | CFL | SCE | MFm | 1985 | CZ12 | rWtd | 0 | 0 | 0 | 0 | 0 | 0
SCECFLMFm1985CZ13 | CFL | SCE | MFm | 1985 | CZ13 | rWtd | 1.0883 | 1.8138 | -0.017846 | 1.09 | 1.81 | -0.0178
SCECFLMFm1985CZ14 | CFL | SCE | MFm | 1985 | CZ14 | rWtd | 1.113 | 1.6613 | -0.015168 | 1.11 | 1.66 | -0.0152
SCECFLMFm1985CZ15 | CFL | SCE | MFm | 1985 | CZ15 | rWtd | 1.2064 | 1.6411 | -0.0076198 | 1.21 | 1.64 | -0.00762
SCECFLMFm1985CZ16 | CFL | SCE | MFm | 1985 | CZ16 | rWtd | 1.0233 | 1.4636 | -0.020418 | 1.02 | 1.46 | -0.0204
SCECFLMFm1996CZ01 | CFL | SCE | MFm | 1996 | CZ01 | rWtd | 0 | 0 | 0 | 0 | 0 | 0
SCECFLMFm1996CZ02 | CFL | SCE | MFm | 1996 | CZ02 | rWtd | 0 | 0 | 0 | 0 | 0 | 0
SCECFLMFm1996CZ03 | CFL | SCE | MFm | 1996 | CZ03 | rWtd | 0 | 0 | 0 | 0 | 0 | 0
SCECFLMFm1996CZ04 | CFL | SCE | MFm | 1996 | CZ04 | rWtd | 0 | 0 | 0 | 0 | 0 | 0
SCECFLMFm1996CZ05 | CFL | SCE | MFm | 1996 | CZ05 | rWtd | 0.994 | 1.0227 | -0.023651 | 0.994 | 1.02 | -0.0237
SCECFLMFm1996CZ06 | CFL | SCE | MFm | 1996 | CZ06 | rWtd | 0.99915 | 1.2727 | -0.014933 | 0.999 | 1.27 | -0.0149
SCECFLMFm1996CZ07 | CFL | SCE | MFm | 1996 | CZ07 | rWtd | 0 | 0 | 0 | 0 | 0 | 0
SCECFLMFm1996CZ08 | CFL | SCE | MFm | 1996 | CZ08 | rWtd | 1.0357 | 1.3002 | -0.012266 | 1.04 | 1.3 | -0.0123
SCECFLMFm1996CZ09 | CFL | SCE | MFm | 1996 | CZ09 | rWtd | 1.0976 | 1.4791 | -0.011803 | 1.1 | 1.48 | -0.0118
SCECFLMFm1996CZ10 | CFL | SCE | MFm | 1996 | CZ10 | rWtd | 1.0456 | 1.9036 | -0.016271 | 1.05 | 1.9 | -0.0163
SCECFLMFm1996CZ11 | CFL | SCE | MFm | 1996 | CZ11 | rWtd | 0 | 0 | 0 | 0 | 0 | 0
SCECFLMFm1996CZ12 | CFL | SCE | MFm | 1996 | CZ12 | rWtd | 0 | 0 | 0 | 0 | 0 | 0
SCECFLMFm1996CZ13 | CFL | SCE | MFm | 1996 | CZ13 | rWtd | 1.0943 | 1.8108 | -0.01574 | 1.09 | 1.81 | -0.0157
SCECFLMFm1996CZ14 | CFL | SCE | MFm | 1996 | CZ14 | rWtd | 1.1309 | 1.4551 | -0.015041 | 1.13 | 1.46 | -0.015
SCECFLMFm1996CZ15 | CFL | SCE | MFm | 1996 | CZ15 | rWtd | 1.1937 | 1.6282 | -0.0071321 | 1.19 | 1.63 | -0.00713
SCECFLMFm1996CZ16 | CFL | SCE | MFm | 1996 | CZ16 | rWtd | 1.0216 | 1.499 | -0.021719 | 1.02 | 1.5 | -0.0217
SCECFLMFm2003CZ01 | CFL | SCE | MFm | 2003 | CZ01 | rWtd | 0 | 0 | 0 | 0 | 0 | 0
SCECFLMFm2003CZ02 | CFL | SCE | MFm | 2003 | CZ02 | rWtd | 0 | 0 | 0 | 0 | 0 | 0
SCECFLMFm2003CZ03 | CFL | SCE | MFm | 2003 | CZ03 | rWtd | 0 | 0 | 0 | 0 | 0 | 0
SCECFLMFm2003CZ04 | CFL | SCE | MFm | 2003 | CZ04 | rWtd | 0 | 0 | 0 | 0 | 0 | 0
SCECFLMFm2003CZ05 | CFL | SCE | MFm | 2003 | CZ05 | rWtd | 0.994 | 1.0227 | -0.023117 | 0.994 | 1.02 | -0.0231
SCECFLMFm2003CZ06 | CFL | SCE | MFm | 2003 | CZ06 | rWtd | 1.013 | 1.2768 | -0.011445 | 1.01 | 1.28 | -0.0114
SCECFLMFm2003CZ07 | CFL | SCE | MFm | 2003 | CZ07 | rWtd | 0 | 0 | 0 | 0 | 0 | 0
SCECFLMFm2003CZ08 | CFL | SCE | MFm | 2003 | CZ08 | rWtd | 1.0484 | 1.2662 | -0.010683 | 1.05 | 1.27 | -0.0107
SCECFLMFm2003CZ09 | CFL | SCE | MFm | 2003 | CZ09 | rWtd | 1.0658 | 1.6525 | -0.012454 | 1.07 | 1.65 | -0.0125
SCECFLMFm2003CZ10 | CFL | SCE | MFm | 2003 | CZ10 | rWtd | 1.071 | 1.8856 | -0.010721 | 1.07 | 1.89 | -0.0107
SCECFLMFm2003CZ11 | CFL | SCE | MFm | 2003 | CZ11 | rWtd | 0 | 0 | 0 | 0 | 0 | 0
SCECFLMFm2003CZ12 | CFL | SCE | MFm | 2003 | CZ12 | rWtd | 0 | 0 | 0 | 0 | 0 | 0
SCECFLMFm2003CZ13 | CFL | SCE | MFm | 2003 | CZ13 | rWtd | 1.1052 | 1.6551 | -0.014311 | 1.11 | 1.66 | -0.0143
SCECFLMFm2003CZ14 | CFL | SCE | MFm | 2003 | CZ14 | rWtd | 1.118 | 1.3917 | -0.015924 | 1.12 | 1.39 | -0.0159
SCECFLMFm2003CZ15 | CFL | SCE | MFm | 2003 | CZ15 | rWtd | 1.1885 | 1.6047 | -0.0070689 | 1.19 | 1.6 | -0.00707
SCECFLMFm2003CZ16 | CFL | SCE | MFm | 2003 | CZ16 | rWtd | 1.0284 | 1.517 | -0.0203 | 1.03 | 1.52 | -0.0203
SCECFLMFm2007CZ01 | CFL | SCE | MFm | 2007 | CZ01 | rWtd | 0 | 0 | 0 | 0 | 0 | 0
SCECFLMFm2007CZ02 | CFL | SCE | MFm | 2007 | CZ02 | rWtd | 0 | 0 | 0 | 0 | 0 | 0
SCECFLMFm2007CZ03 | CFL | SCE | MFm | 2007 | CZ03 | rWtd | 0 | 0 | 0 | 0 | 0 | 0
SCECFLMFm2007CZ04 | CFL | SCE | MFm | 2007 | CZ04 | rWtd | 0 | 0 | 0 | 0 | 0 | 0
SCECFLMFm2007CZ05 | CFL | SCE | MFm | 2007 | CZ05 | rWtd | 0.98495 | 1.2092 | -0.019088 | 0.985 | 1.21 | -0.0191
SCECFLMFm2007CZ06 | CFL | SCE | MFm | 2007 | CZ06 | rWtd | 1.0491 | 1.4611 | -0.0126 | 1.05 | 1.46 | -0.0126
SCECFLMFm2007CZ07 | CFL | SCE | MFm | 2007 | CZ07 | rWtd | 0 | 0 | 0 | 0 | 0 | 0
SCECFLMFm2007CZ08 | CFL | SCE | MFm | 2007 | CZ08 | rWtd | 1.1002 | 1.2937 | -0.010654 | 1.1 | 1.29 | -0.0107
SCECFLMFm2007CZ09 | CFL | SCE | MFm | 2007 | CZ09 | rWtd | 1.0918 | 1.4747 | -0.011541 | 1.09 | 1.47 | -0.0115
SCECFLMFm2007CZ10 | CFL | SCE | MFm | 2007 | CZ10 | rWtd | 1.0944 | 1.6895 | -0.01069 | 1.09 | 1.69 | -0.0107
SCECFLMFm2007CZ11 | CFL | SCE | MFm | 2007 | CZ11 | rWtd | 0 | 0 | 0 | 0 | 0 | 0
SCECFLMFm2007CZ12 | CFL | SCE | MFm | 2007 | CZ12 | rWtd | 0 | 0 | 0 | 0 | 0 | 0
SCECFLMFm2007CZ13 | CFL | SCE | MFm | 2007 | CZ13 | rWtd | 1.0961 | 1.4823 | -0.015057 | 1.1 | 1.48 | -0.0151
SCECFLMFm2007CZ14 | CFL | SCE | MFm | 2007 | CZ14 | rWtd | 1.0879 | 1.316 | -0.015757 | 1.09 | 1.32 | -0.0158
SCECFLMFm2007CZ15 | CFL | SCE | MFm | 2007 | CZ15 | rWtd | 1.1502 | 1.4154 | -0.0070098 | 1.15 | 1.42 | -0.00701
SCECFLMFm2007CZ16 | CFL | SCE | MFm | 2007 | CZ16 | rWtd | 1.03 | 1.4009 | -0.020517 | 1.03 | 1.4 | -0.0205
SCECFLMFm2011CZ01 | CFL | SCE | MFm | 2011 | CZ01 | rWtd | 0 | 0 | 0 | 0 | 0 | 0
SCECFLMFm2011CZ02 | CFL | SCE | MFm | 2011 | CZ02 | rWtd | 0 | 0 | 0 | 0 | 0 | 0
SCECFLMFm2011CZ03 | CFL | SCE | MFm | 2011 | CZ03 | rWtd | 0 | 0 | 0 | 0 | 0 | 0
SCECFLMFm2011CZ04 | CFL | SCE | MFm | 2011 | CZ04 | rWtd | 0 | 0 | 0 | 0 | 0 | 0
SCECFLMFm2011CZ05 | CFL | SCE | MFm | 2011 | CZ05 | rWtd | 0.99074 | 1.1644 | -0.019088 | 0.991 | 1.16 | -0.0191
SCECFLMFm2011CZ06 | CFL | SCE | MFm | 2011 | CZ06 | rWtd | 1.0535 | 1.5053 | -0.012296 | 1.05 | 1.51 | -0.0123
SCECFLMFm2011CZ07 | CFL | SCE | MFm | 2011 | CZ07 | rWtd | 0 | 0 | 0 | 0 | 0 | 0
SCECFLMFm2011CZ08 | CFL | SCE | MFm | 2011 | CZ08 | rWtd | 1.1232 | 1.3229 | -0.008972 | 1.12 | 1.32 | -0.00897
SCECFLMFm2011CZ09 | CFL | SCE | MFm | 2011 | CZ09 | rWtd | 1.1064 | 1.4318 | -0.010769 | 1.11 | 1.43 | -0.0108
SCECFLMFm2011CZ10 | CFL | SCE | MFm | 2011 | CZ10 | rWtd | 1.1007 | 1.6012 | -0.0098384 | 1.1 | 1.6 | -0.00984
SCECFLMFm2011CZ11 | CFL | SCE | MFm | 2011 | CZ11 | rWtd | 0 | 0 | 0 | 0 | 0 | 0
SCECFLMFm2011CZ12 | CFL | SCE | MFm | 2011 | CZ12 | rWtd | 0 | 0 | 0 | 0 | 0 | 0
SCECFLMFm2011CZ13 | CFL | SCE | MFm | 2011 | CZ13 | rWtd | 1.099 | 1.4634 | -0.014631 | 1.1 | 1.46 | -0.0146
SCECFLMFm2011CZ14 | CFL | SCE | MFm | 2011 | CZ14 | rWtd | 1.0984 | 1.3506 | -0.015098 | 1.1 | 1.35 | -0.0151
SCECFLMFm2011CZ15 | CFL | SCE | MFm | 2011 | CZ15 | rWtd | 1.1571 | 1.4102 | -0.0067733 | 1.16 | 1.41 | -0.00677
SCECFLMFm2011CZ16 | CFL | SCE | MFm | 2011 | CZ16 | rWtd | 1.0344 | 1.4023 | -0.020054 | 1.03 | 1.4 | -0.0201
SCECFLMFm2015CZ01 | CFL | SCE | MFm | 2015 | CZ01 | rWtd | 0 | 0 | 0 | 0 | 0 | 0
SCECFLMFm2015CZ02 | CFL | SCE | MFm | 2015 | CZ02 | rWtd | 0 | 0 | 0 | 0 | 0 | 0
SCECFLMFm2015CZ03 | CFL | SCE | MFm | 2015 | CZ03 | rWtd | 0 | 0 | 0 | 0 | 0 | 0
SCECFLMFm2015CZ04 | CFL | SCE | MFm | 2015 | CZ04 | rWtd | 0 | 0 | 0 | 0 | 0 | 0
SCECFLMFm2015CZ05 | CFL | SCE | MFm | 2015 | CZ05 | rWtd | 1.0155 | 1.2094 | -0.013548 | 1.02 | 1.21 | -0.0135
SCECFLMFm2015CZ06 | CFL | SCE | MFm | 2015 | CZ06 | rWtd | 1.0453 | 1.4502 | -0.012532 | 1.05 | 1.45 | -0.0125
SCECFLMFm2015CZ07 | CFL | SCE | MFm | 2015 | CZ07 | rWtd | 0 | 0 | 0 | 0 | 0 | 0
SCECFLMFm2015CZ08 | CFL | SCE | MFm | 2015 | CZ08 | rWtd | 1.1066 | 1.2548 | -0.009332 | 1.11 | 1.25 | -0.00933
SCECFLMFm2015CZ09 | CFL | SCE | MFm | 2015 | CZ09 | rWtd | 1.0953 | 1.4091 | -0.010989 | 1.1 | 1.41 | -0.011
SCECFLMFm2015CZ10 | CFL | SCE | MFm | 2015 | CZ10 | rWtd | 1.0943 | 1.5583 | -0.0094758 | 1.09 | 1.56 | -0.00948
SCECFLMFm2015CZ11 | CFL | SCE | MFm | 2015 | CZ11 | rWtd | 0 | 0 | 0 | 0 | 0 | 0
SCECFLMFm2015CZ12 | CFL | SCE | MFm | 2015 | CZ12 | rWtd | 0 | 0 | 0 | 0 | 0 | 0
SCECFLMFm2015CZ13 | CFL | SCE | MFm | 2015 | CZ13 | rWtd | 1.0902 | 1.4202 | -0.014474 | 1.09 | 1.42 | -0.0145
SCECFLMFm2015CZ14 | CFL | SCE | MFm | 2015 | CZ14 | rWtd | 1.0883 | 1.3531 | -0.015541 | 1.09 | 1.35 | -0.0155
SCECFLMFm2015CZ15 | CFL | SCE | MFm | 2015 | CZ15 | rWtd | 1.1406 | 1.3854 | -0.006788 | 1.14 | 1.39 | -0.00679
SCECFLMFm2015CZ16 | CFL | SCE | MFm | 2015 | CZ16 | rWtd | 1.0232 | 1.3802 | -0.02162 | 1.02 | 1.38 | -0.0216
SCECFLMFm2017CZ01 | CFL | SCE | MFm | 2017 | CZ01 | rWtd | 0 | 0 | 0 | 0 | 0 | 0
SCECFLMFm2017CZ02 | CFL | SCE | MFm | 2017 | CZ02 | rWtd | 0 | 0 | 0 | 0 | 0 | 0
SCECFLMFm2017CZ03 | CFL | SCE | MFm | 2017 | CZ03 | rWtd | 0 | 0 | 0 | 0 | 0 | 0
SCECFLMFm2017CZ04 | CFL | SCE | MFm | 2017 | CZ04 | rWtd | 0 | 0 | 0 | 0 | 0 | 0
SCECFLMFm2017CZ05 | CFL | SCE | MFm | 2017 | CZ05 | rWtd | 1.0177 | 1.2307 | -0.013202 | 1.02 | 1.23 | -0.0132
SCECFLMFm2017CZ06 | CFL | SCE | MFm | 2017 | CZ06 | rWtd | 1.04 | 1.4304 | -0.012643 | 1.04 | 1.43 | -0.0126
SCECFLMFm2017CZ07 | CFL | SCE | MFm | 2017 | CZ07 | rWtd | 0 | 0 | 0 | 0 | 0 | 0
SCECFLMFm2017CZ08 | CFL | SCE | MFm | 2017 | CZ08 | rWtd | 1.1109 | 1.2485 | -0.0082454 | 1.11 | 1.25 | -0.00825
SCECFLMFm2017CZ09 | CFL | SCE | MFm | 2017 | CZ09 | rWtd | 1.0983 | 1.3688 | -0.010359 | 1.1 | 1.37 | -0.0104
SCECFLMFm2017CZ10 | CFL | SCE | MFm | 2017 | CZ10 | rWtd | 1.0949 | 1.5129 | -0.0087032 | 1.09 | 1.51 | -0.0087
SCECFLMFm2017CZ11 | CFL | SCE | MFm | 2017 | CZ11 | rWtd | 0 | 0 | 0 | 0 | 0 | 0
SCECFLMFm2017CZ12 | CFL | SCE | MFm | 2017 | CZ12 | rWtd | 0 | 0 | 0 | 0 | 0 | 0
SCECFLMFm2017CZ13 | CFL | SCE | MFm | 2017 | CZ13 | rWtd | 1.0924 | 1.439 | -0.013922 | 1.09 | 1.44 | -0.0139
SCECFLMFm2017CZ14 | CFL | SCE | MFm | 2017 | CZ14 | rWtd | 1.0825 | 1.2964 | -0.015614 | 1.08 | 1.3 | -0.0156
SCECFLMFm2017CZ15 | CFL | SCE | MFm | 2017 | CZ15 | rWtd | 1.1379 | 1.3778 | -0.0067082 | 1.14 | 1.38 | -0.00671
SCECFLMFm2017CZ16 | CFL | SCE | MFm | 2017 | CZ16 | rWtd | 1.0246 | 1.3553 | -0.02099 | 1.02 | 1.36 | -0.021
SDGCFLMFm1975CZ01 | CFL | SDG | MFm | 1975 | CZ01 | rWtd | 0 | 0 | 0 | 0 | 0 | 0
SDGCFLMFm1975CZ02 | CFL | SDG | MFm | 1975 | CZ02 | rWtd | 0 | 0 | 0 | 0 | 0 | 0
SDGCFLMFm1975CZ03 | CFL | SDG | MFm | 1975 | CZ03 | rWtd | 0 | 0 | 0 | 0 | 0 | 0
SDGCFLMFm1975CZ04 | CFL | SDG | MFm | 1975 | CZ04 | rWtd | 0 | 0 | 0 | 0 | 0 | 0
SDGCFLMFm1975CZ05 | CFL | SDG | MFm | 1975 | CZ05 | rWtd | 0 | 0 | 0 | 0 | 0 | 0
SDGCFLMFm1975CZ06 | CFL | SDG | MFm | 1975 | CZ06 | rWtd | 1.0083 | 1.2462 | -0.013901 | 1.01 | 1.25 | -0.0139
SDGCFLMFm1975CZ07 | CFL | SDG | MFm | 1975 | CZ07 | rWtd | 0.99958 | 1.1364 | -0.0121 | 1 | 1.14 | -0.0121
SDGCFLMFm1975CZ08 | CFL | SDG | MFm | 1975 | CZ08 | rWtd | 1.0577 | 1.5589 | -0.012205 | 1.06 | 1.56 | -0.0122
SDGCFLMFm1975CZ09 | CFL | SDG | MFm | 1975 | CZ09 | rWtd | 0 | 0 | 0 | 0 | 0 | 0
SDGCFLMFm1975CZ10 | CFL | SDG | MFm | 1975 | CZ10 | rWtd | 1.0741 | 1.6929 | -0.014513 | 1.07 | 1.69 | -0.0145
SDGCFLMFm1975CZ11 | CFL | SDG | MFm | 1975 | CZ11 | rWtd | 0 | 0 | 0 | 0 | 0 | 0
SDGCFLMFm1975CZ12 | CFL | SDG | MFm | 1975 | CZ12 | rWtd | 0 | 0 | 0 | 0 | 0 | 0
SDGCFLMFm1975CZ13 | CFL | SDG | MFm | 1975 | CZ13 | rWtd | 0 | 0 | 0 | 0 | 0 | 0
SDGCFLMFm1975CZ14 | CFL | SDG | MFm | 1975 | CZ14 | rWtd | 1.11 | 1.5108 | -0.017186 | 1.11 | 1.51 | -0.0172
SDGCFLMFm1975CZ15 | CFL | SDG | MFm | 1975 | CZ15 | rWtd | 1.2163 | 1.5849 | -0.0070319 | 1.22 | 1.58 | -0.00703
SDGCFLMFm1975CZ16 | CFL | SDG | MFm | 1975 | CZ16 | rWtd | 0 | 0 | 0 | 0 | 0 | 0
SDGCFLMFm1985CZ01 | CFL | SDG | MFm | 1985 | CZ01 | rWtd | 0 | 0 | 0 | 0 | 0 | 0
SDGCFLMFm1985CZ02 | CFL | SDG | MFm | 1985 | CZ02 | rWtd | 0 | 0 | 0 | 0 | 0 | 0
SDGCFLMFm1985CZ03 | CFL | SDG | MFm | 1985 | CZ03 | rWtd | 0 | 0 | 0 | 0 | 0 | 0
SDGCFLMFm1985CZ04 | CFL | SDG | MFm | 1985 | CZ04 | rWtd | 0 | 0 | 0 | 0 | 0 | 0
SDGCFLMFm1985CZ05 | CFL | SDG | MFm | 1985 | CZ05 | rWtd | 0 | 0 | 0 | 0 | 0 | 0
SDGCFLMFm1985CZ06 | CFL | SDG | MFm | 1985 | CZ06 | rWtd | 0.99446 | 1.3413 | -0.015203 | 0.994 | 1.34 | -0.0152
SDGCFLMFm1985CZ07 | CFL | SDG | MFm | 1985 | CZ07 | rWtd | 1.0011 | 1.1337 | -0.013772 | 1 | 1.13 | -0.0138
SDGCFLMFm1985CZ08 | CFL | SDG | MFm | 1985 | CZ08 | rWtd | 1.0647 | 1.5428 | -0.012681 | 1.06 | 1.54 | -0.0127
SDGCFLMFm1985CZ09 | CFL | SDG | MFm | 1985 | CZ09 | rWtd | 0 | 0 | 0 | 0 | 0 | 0
SDGCFLMFm1985CZ10 | CFL | SDG | MFm | 1985 | CZ10 | rWtd | 1.0677 | 1.7371 | -0.015281 | 1.07 | 1.74 | -0.0153
SDGCFLMFm1985CZ11 | CFL | SDG | MFm | 1985 | CZ11 | rWtd | 0 | 0 | 0 | 0 | 0 | 0
SDGCFLMFm1985CZ12 | CFL | SDG | MFm | 1985 | CZ12 | rWtd | 0 | 0 | 0 | 0 | 0 | 0
SDGCFLMFm1985CZ13 | CFL | SDG | MFm | 1985 | CZ13 | rWtd | 0 | 0 | 0 | 0 | 0 | 0
SDGCFLMFm1985CZ14 | CFL | SDG | MFm | 1985 | CZ14 | rWtd | 1.113 | 1.6613 | -0.015168 | 1.11 | 1.66 | -0.0152
SDGCFLMFm1985CZ15 | CFL | SDG | MFm | 1985 | CZ15 | rWtd | 1.209 | 1.6483 | -0.0076153 | 1.21 | 1.65 | -0.00762
SDGCFLMFm1985CZ16 | CFL | SDG | MFm | 1985 | CZ16 | rWtd | 0 | 0 | 0 | 0 | 0 | 0
SDGCFLMFm1996CZ01 | CFL | SDG | MFm | 1996 | CZ01 | rWtd | 0 | 0 | 0 | 0 | 0 | 0
SDGCFLMFm1996CZ02 | CFL | SDG | MFm | 1996 | CZ02 | rWtd | 0 | 0 | 0 | 0 | 0 | 0
SDGCFLMFm1996CZ03 | CFL | SDG | MFm | 1996 | CZ03 | rWtd | 0 | 0 | 0 | 0 | 0 | 0
SDGCFLMFm1996CZ04 | CFL | SDG | MFm | 1996 | CZ04 | rWtd | 0 | 0 | 0 | 0 | 0 | 0
SDGCFLMFm1996CZ05 | CFL | SDG | MFm | 1996 | CZ05 | rWtd | 0 | 0 | 0 | 0 | 0 | 0
SDGCFLMFm1996CZ06 | CFL | SDG | MFm | 1996 | CZ06 | rWtd | 1.0053 | 1.3109 | -0.01491 | 1.01 | 1.31 | -0.0149
SDGCFLMFm1996CZ07 | CFL | SDG | MFm | 1996 | CZ07 | rWtd | 1.0215 | 1.1681 | -0.0084167 | 1.02 | 1.17 | -0.00842
SDGCFLMFm1996CZ08 | CFL | SDG | MFm | 1996 | CZ08 | rWtd | 1.0568 | 1.3941 | -0.012186 | 1.06 | 1.39 | -0.0122
SDGCFLMFm1996CZ09 | CFL | SDG | MFm | 1996 | CZ09 | rWtd | 0 | 0 | 0 | 0 | 0 | 0
SDGCFLMFm1996CZ10 | CFL | SDG | MFm | 1996 | CZ10 | rWtd | 1.0352 | 1.8013 | -0.016304 | 1.04 | 1.8 | -0.0163
SDGCFLMFm1996CZ11 | CFL | SDG | MFm | 1996 | CZ11 | rWtd | 0 | 0 | 0 | 0 | 0 | 0
SDGCFLMFm1996CZ12 | CFL | SDG | MFm | 1996 | CZ12 | rWtd | 0 | 0 | 0 | 0 | 0 | 0
SDGCFLMFm1996CZ13 | CFL | SDG | MFm | 1996 | CZ13 | rWtd | 0 | 0 | 0 | 0 | 0 | 0
SDGCFLMFm1996CZ14 | CFL | SDG | MFm | 1996 | CZ14 | rWtd | 1.1309 | 1.4551 | -0.015041 | 1.13 | 1.46 | -0.015
SDGCFLMFm1996CZ15 | CFL | SDG | MFm | 1996 | CZ15 | rWtd | 1.1961 | 1.6352 | -0.0071265 | 1.2 | 1.64 | -0.00713
SDGCFLMFm1996CZ16 | CFL | SDG | MFm | 1996 | CZ16 | rWtd | 0 | 0 | 0 | 0 | 0 | 0
SDGCFLMFm2003CZ01 | CFL | SDG | MFm | 2003 | CZ01 | rWtd | 0 | 0 | 0 | 0 | 0 | 0
SDGCFLMFm2003CZ02 | CFL | SDG | MFm | 2003 | CZ02 | rWtd | 0 | 0 | 0 | 0 | 0 | 0
SDGCFLMFm2003CZ03 | CFL | SDG | MFm | 2003 | CZ03 | rWtd | 0 | 0 | 0 | 0 | 0 | 0
SDGCFLMFm2003CZ04 | CFL | SDG | MFm | 2003 | CZ04 | rWtd | 0 | 0 | 0 | 0 | 0 | 0
SDGCFLMFm2003CZ05 | CFL | SDG | MFm | 2003 | CZ05 | rWtd | 0 | 0 | 0 | 0 | 0 | 0
SDGCFLMFm2003CZ06 | CFL | SDG | MFm | 2003 | CZ06 | rWtd | 1.019 | 1.3229 | -0.011428 | 1.02 | 1.32 | -0.0114
SDGCFLMFm2003CZ07 | CFL | SDG | MFm | 2003 | CZ07 | rWtd | 1.0067 | 1.1117 | -0.013052 | 1.01 | 1.11 | -0.0131
SDGCFLMFm2003CZ08 | CFL | SDG | MFm | 2003 | CZ08 | rWtd | 1.0722 | 1.3555 | -0.010623 | 1.07 | 1.36 | -0.0106
SDGCFLMFm2003CZ09 | CFL | SDG | MFm | 2003 | CZ09 | rWtd | 0 | 0 | 0 | 0 | 0 | 0
SDGCFLMFm2003CZ10 | CFL | SDG | MFm | 2003 | CZ10 | rWtd | 1.06 | 1.7858 | -0.010754 | 1.06 | 1.79 | -0.0108
SDGCFLMFm2003CZ11 | CFL | SDG | MFm | 2003 | CZ11 | rWtd | 0 | 0 | 0 | 0 | 0 | 0
SDGCFLMFm2003CZ12 | CFL | SDG | MFm | 2003 | CZ12 | rWtd | 0 | 0 | 0 | 0 | 0 | 0
SDGCFLMFm2003CZ13 | CFL | SDG | MFm | 2003 | CZ13 | rWtd | 0 | 0 | 0 | 0 | 0 | 0
SDGCFLMFm2003CZ14 | CFL | SDG | MFm | 2003 | CZ14 | rWtd | 1.118 | 1.3917 | -0.015924 | 1.12 | 1.39 | -0.0159
SDGCFLMFm2003CZ15 | CFL | SDG | MFm | 2003 | CZ15 | rWtd | 1.1908 | 1.6114 | -0.0070635 | 1.19 | 1.61 | -0.00706
SDGCFLMFm2003CZ16 | CFL | SDG | MFm | 2003 | CZ16 | rWtd | 0 | 0 | 0 | 0 | 0 | 0
SDGCFLMFm2007CZ01 | CFL | SDG | MFm | 2007 | CZ01 | rWtd | 0 | 0 | 0 | 0 | 0 | 0
SDGCFLMFm2007CZ02 | CFL | SDG | MFm | 2007 | CZ02 | rWtd | 0 | 0 | 0 | 0 | 0 | 0
SDGCFLMFm2007CZ03 | CFL | SDG | MFm | 2007 | CZ03 | rWtd | 0 | 0 | 0 | 0 | 0 | 0
SDGCFLMFm2007CZ04 | CFL | SDG | MFm | 2007 | CZ04 | rWtd | 0 | 0 | 0 | 0 | 0 | 0
SDGCFLMFm2007CZ05 | CFL | SDG | MFm | 2007 | CZ05 | rWtd | 0 | 0 | 0 | 0 | 0 | 0
SDGCFLMFm2007CZ06 | CFL | SDG | MFm | 2007 | CZ06 | rWtd | 1.0586 | 1.5161 | -0.012582 | 1.06 | 1.52 | -0.0126
SDGCFLMFm2007CZ07 | CFL | SDG | MFm | 2007 | CZ07 | rWtd | 1.0734 | 1.3283 | -0.013093 | 1.07 | 1.33 | -0.0131
SDGCFLMFm2007CZ08 | CFL | SDG | MFm | 2007 | CZ08 | rWtd | 1.1118 | 1.3212 | -0.010627 | 1.11 | 1.32 | -0.0106
SDGCFLMFm2007CZ09 | CFL | SDG | MFm | 2007 | CZ09 | rWtd | 0 | 0 | 0 | 0 | 0 | 0
SDGCFLMFm2007CZ10 | CFL | SDG | MFm | 2007 | CZ10 | rWtd | 1.0072 | 1.2011 | -0.011002 | 1.01 | 1.2 | -0.011
SDGCFLMFm2007CZ11 | CFL | SDG | MFm | 2007 | CZ11 | rWtd | 0 | 0 | 0 | 0 | 0 | 0
SDGCFLMFm2007CZ12 | CFL | SDG | MFm | 2007 | CZ12 | rWtd | 0 | 0 | 0 | 0 | 0 | 0
SDGCFLMFm2007CZ13 | CFL | SDG | MFm | 2007 | CZ13 | rWtd | 0 | 0 | 0 | 0 | 0 | 0
SDGCFLMFm2007CZ14 | CFL | SDG | MFm | 2007 | CZ14 | rWtd | 1.068 | 1.2729 | -0.015805 | 1.07 | 1.27 | -0.0158
SDGCFLMFm2007CZ15 | CFL | SDG | MFm | 2007 | CZ15 | rWtd | 1.1266 | 1.3583 | -0.0070636 | 1.13 | 1.36 | -0.00706
SDGCFLMFm2007CZ16 | CFL | SDG | MFm | 2007 | CZ16 | rWtd | 0 | 0 | 0 | 0 | 0 | 0
SDGCFLMFm2011CZ01 | CFL | SDG | MFm | 2011 | CZ01 | rWtd | 0 | 0 | 0 | 0 | 0 | 0
SDGCFLMFm2011CZ02 | CFL | SDG | MFm | 2011 | CZ02 | rWtd | 0 | 0 | 0 | 0 | 0 | 0
SDGCFLMFm2011CZ03 | CFL | SDG | MFm | 2011 | CZ03 | rWtd | 0 | 0 | 0 | 0 | 0 | 0
SDGCFLMFm2011CZ04 | CFL | SDG | MFm | 2011 | CZ04 | rWtd | 0 | 0 | 0 | 0 | 0 | 0
SDGCFLMFm2011CZ05 | CFL | SDG | MFm | 2011 | CZ05 | rWtd | 0 | 0 | 0 | 0 | 0 | 0
SDGCFLMFm2011CZ06 | CFL | SDG | MFm | 2011 | CZ06 | rWtd | 1.0629 | 1.5656 | -0.012282 | 1.06 | 1.57 | -0.0123
SDGCFLMFm2011CZ07 | CFL | SDG | MFm | 2011 | CZ07 | rWtd | 1.0994 | 1.3283 | -0.010682 | 1.1 | 1.33 | -0.0107
SDGCFLMFm2011CZ08 | CFL | SDG | MFm | 2011 | CZ08 | rWtd | 1.136 | 1.353 | -0.0089397 | 1.14 | 1.35 | -0.00894
SDGCFLMFm2011CZ09 | CFL | SDG | MFm | 2011 | CZ09 | rWtd | 0 | 0 | 0 | 0 | 0 | 0
SDGCFLMFm2011CZ10 | CFL | SDG | MFm | 2011 | CZ10 | rWtd | 1.0147 | 1.1922 | -0.010092 | 1.01 | 1.19 | -0.0101
SDGCFLMFm2011CZ11 | CFL | SDG | MFm | 2011 | CZ11 | rWtd | 0 | 0 | 0 | 0 | 0 | 0
SDGCFLMFm2011CZ12 | CFL | SDG | MFm | 2011 | CZ12 | rWtd | 0 | 0 | 0 | 0 | 0 | 0
SDGCFLMFm2011CZ13 | CFL | SDG | MFm | 2011 | CZ13 | rWtd | 0 | 0 | 0 | 0 | 0 | 0
SDGCFLMFm2011CZ14 | CFL | SDG | MFm | 2011 | CZ14 | rWtd | 1.0776 | 1.3029 | -0.015152 | 1.08 | 1.3 | -0.0152
SDGCFLMFm2011CZ15 | CFL | SDG | MFm | 2011 | CZ15 | rWtd | 1.133 | 1.3534 | -0.0068271 | 1.13 | 1.35 | -0.00683
SDGCFLMFm2011CZ16 | CFL | SDG | MFm | 2011 | CZ16 | rWtd | 0 | 0 | 0 | 0 | 0 | 0
SDGCFLMFm2015CZ01 | CFL | SDG | MFm | 2015 | CZ01 | rWtd | 0 | 0 | 0 | 0 | 0 | 0
SDGCFLMFm2015CZ02 | CFL | SDG | MFm | 2015 | CZ02 | rWtd | 0 | 0 | 0 | 0 | 0 | 0
SDGCFLMFm2015CZ03 | CFL | SDG | MFm | 2015 | CZ03 | rWtd | 0 | 0 | 0 | 0 | 0 | 0
SDGCFLMFm2015CZ04 | CFL | SDG | MFm | 2015 | CZ04 | rWtd | 0 | 0 | 0 | 0 | 0 | 0
SDGCFLMFm2015CZ05 | CFL | SDG | MFm | 2015 | CZ05 | rWtd | 0 | 0 | 0 | 0 | 0 | 0
SDGCFLMFm2015CZ06 | CFL | SDG | MFm | 2015 | CZ06 | rWtd | 1.0538 | 1.504 | -0.012519 | 1.05 | 1.5 | -0.0125
SDGCFLMFm2015CZ07 | CFL | SDG | MFm | 2015 | CZ07 | rWtd | 1.0837 | 1.2904 | -0.010986 | 1.08 | 1.29 | -0.011
SDGCFLMFm2015CZ08 | CFL | SDG | MFm | 2015 | CZ08 | rWtd | 1.1178 | 1.2767 | -0.0093023 | 1.12 | 1.28 | -0.0093
SDGCFLMFm2015CZ09 | CFL | SDG | MFm | 2015 | CZ09 | rWtd | 0 | 0 | 0 | 0 | 0 | 0
SDGCFLMFm2015CZ10 | CFL | SDG | MFm | 2015 | CZ10 | rWtd | 1.0149 | 1.1807 | -0.0097068 | 1.01 | 1.18 | -0.00971
SDGCFLMFm2015CZ11 | CFL | SDG | MFm | 2015 | CZ11 | rWtd | 0 | 0 | 0 | 0 | 0 | 0
SDGCFLMFm2015CZ12 | CFL | SDG | MFm | 2015 | CZ12 | rWtd | 0 | 0 | 0 | 0 | 0 | 0
SDGCFLMFm2015CZ13 | CFL | SDG | MFm | 2015 | CZ13 | rWtd | 0 | 0 | 0 | 0 | 0 | 0
SDGCFLMFm2015CZ14 | CFL | SDG | MFm | 2015 | CZ14 | rWtd | 1.0687 | 1.3051 | -0.015597 | 1.07 | 1.31 | -0.0156
SDGCFLMFm2015CZ15 | CFL | SDG | MFm | 2015 | CZ15 | rWtd | 1.1189 | 1.3322 | -0.0068397 | 1.12 | 1.33 | -0.00684
SDGCFLMFm2015CZ16 | CFL | SDG | MFm | 2015 | CZ16 | rWtd | 0 | 0 | 0 | 0 | 0 | 0
SDGCFLMFm2017CZ01 | CFL | SDG | MFm | 2017 | CZ01 | rWtd | 0 | 0 | 0 | 0 | 0 | 0
SDGCFLMFm2017CZ02 | CFL | SDG | MFm | 2017 | CZ02 | rWtd | 0 | 0 | 0 | 0 | 0 | 0
SDGCFLMFm2017CZ03 | CFL | SDG | MFm | 2017 | CZ03 | rWtd | 0 | 0 | 0 | 0 | 0 | 0
SDGCFLMFm2017CZ04 | CFL | SDG | MFm | 2017 | CZ04 | rWtd | 0 | 0 | 0 | 0 | 0 | 0
SDGCFLMFm2017CZ05 | CFL | SDG | MFm | 2017 | CZ05 | rWtd | 0 | 0 | 0 | 0 | 0 | 0
SDGCFLMFm2017CZ06 | CFL | SDG | MFm | 2017 | CZ06 | rWtd | 1.0482 | 1.4818 | -0.012629 | 1.05 | 1.48 | -0.0126
SDGCFLMFm2017CZ07 | CFL | SDG | MFm | 2017 | CZ07 | rWtd | 1.0819 | 1.3083 | -0.011088 | 1.08 | 1.31 | -0.0111
SDGCFLMFm2017CZ08 | CFL | SDG | MFm | 2017 | CZ08 | rWtd | 1.1223 | 1.2717 | -0.0082144 | 1.12 | 1.27 | -0.00821
SDGCFLMFm2017CZ09 | CFL | SDG | MFm | 2017 | CZ09 | rWtd | 0 | 0 | 0 | 0 | 0 | 0
SDGCFLMFm2017CZ10 | CFL | SDG | MFm | 2017 | CZ10 | rWtd | 1.0174 | 1.1686 | -0.0089457 | 1.02 | 1.17 | -0.00895
SDGCFLMFm2017CZ11 | CFL | SDG | MFm | 2017 | CZ11 | rWtd | 0 | 0 | 0 | 0 | 0 | 0
SDGCFLMFm2017CZ12 | CFL | SDG | MFm | 2017 | CZ12 | rWtd | 0 | 0 | 0 | 0 | 0 | 0
SDGCFLMFm2017CZ13 | CFL | SDG | MFm | 2017 | CZ13 | rWtd | 0 | 0 | 0 | 0 | 0 | 0
SDGCFLMFm2017CZ14 | CFL | SDG | MFm | 2017 | CZ14 | rWtd | 1.0638 | 1.2566 | -0.01566 | 1.06 | 1.26 | -0.0157
SDGCFLMFm2017CZ15 | CFL | SDG | MFm | 2017 | CZ15 | rWtd | 1.1166 | 1.3257 | -0.0067577 | 1.12 | 1.33 | -0.00676
SDGCFLMFm2017CZ16 | CFL | SDG | MFm | 2017 | CZ16 | rWtd | 0 | 0 | 0 | 0 | 0 | 0
PGECFLDMoMH72CZ01 | CFL | PGE | DMo | MH72 | CZ01 | rWtd | 0.9585 | 1.0227 | -0.020639 | 0.958 | 1.02 | -0.0206
PGECFLDMoMH72CZ02 | CFL | PGE | DMo | MH72 | CZ02 | rWtd | 1.065 | 1.913 | -0.018462 | 1.06 | 1.91 | -0.0185
PGECFLDMoMH72CZ03 | CFL | PGE | DMo | MH72 | CZ03 | rWtd | 1.0017 | 1.5693 | -0.017031 | 1 | 1.57 | -0.017
PGECFLDMoMH72CZ04 | CFL | PGE | DMo | MH72 | CZ04 | rWtd | 1.0696 | 1.7176 | -0.014274 | 1.07 | 1.72 | -0.0143
PGECFLDMoMH72CZ05 | CFL | PGE | DMo | MH72 | CZ05 | rWtd | 0.96297 | 1.1352 | -0.019918 | 0.963 | 1.14 | -0.0199
PGECFLDMoMH72CZ06 | CFL | PGE | DMo | MH72 | CZ06 | rWtd | 0 | 0 | 0 | 0 | 0 | 0
PGECFLDMoMH72CZ07 | CFL | PGE | DMo | MH72 | CZ07 | rWtd | 0 | 0 | 0 | 0 | 0 | 0
PGECFLDMoMH72CZ08 | CFL | PGE | DMo | MH72 | CZ08 | rWtd | 0 | 0 | 0 | 0 | 0 | 0
PGECFLDMoMH72CZ09 | CFL | PGE | DMo | MH72 | CZ09 | rWtd | 0 | 0 | 0 | 0 | 0 | 0
PGECFLDMoMH72CZ10 | CFL | PGE | DMo | MH72 | CZ10 | rWtd | 0 | 0 | 0 | 0 | 0 | 0
PGECFLDMoMH72CZ11 | CFL | PGE | DMo | MH72 | CZ11 | rWtd | 1.1214 | 1.9082 | -0.015433 | 1.12 | 1.91 | -0.0154
PGECFLDMoMH72CZ12 | CFL | PGE | DMo | MH72 | CZ12 | rWtd | 1.1217 | 1.9686 | -0.016165 | 1.12 | 1.97 | -0.0162
PGECFLDMoMH72CZ13 | CFL | PGE | DMo | MH72 | CZ13 | rWtd | 1.153 | 1.752 | -0.016021 | 1.15 | 1.75 | -0.016
PGECFLDMoMH72CZ14 | CFL | PGE | DMo | MH72 | CZ14 | rWtd | 0 | 0 | 0 | 0 | 0 | 0
PGECFLDMoMH72CZ15 | CFL | PGE | DMo | MH72 | CZ15 | rWtd | 0 | 0 | 0 | 0 | 0 | 0
PGECFLDMoMH72CZ16 | CFL | PGE | DMo | MH72 | CZ16 | rWtd | 1.0312 | 1.3794 | -0.018847 | 1.03 | 1.38 | -0.0188
PGECFLDMoMH85CZ01 | CFL | PGE | DMo | MH85 | CZ01 | rWtd | 0.94077 | 1.0227 | -0.02463 | 0.941 | 1.02 | -0.0246
PGECFLDMoMH85CZ02 | CFL | PGE | DMo | MH85 | CZ02 | rWtd | 1.0431 | 1.9128 | -0.02308 | 1.04 | 1.91 | -0.0231
PGECFLDMoMH85CZ03 | CFL | PGE | DMo | MH85 | CZ03 | rWtd | 0.97822 | 1.5582 | -0.023526 | 0.978 | 1.56 | -0.0235
PGECFLDMoMH85CZ04 | CFL | PGE | DMo | MH85 | CZ04 | rWtd | 1.0557 | 1.6228 | -0.01887 | 1.06 | 1.62 | -0.0189
PGECFLDMoMH85CZ05 | CFL | PGE | DMo | MH85 | CZ05 | rWtd | 0.95332 | 1.1529 | -0.02463 | 0.953 | 1.15 | -0.0246
PGECFLDMoMH85CZ06 | CFL | PGE | DMo | MH85 | CZ06 | rWtd | 0 | 0 | 0 | 0 | 0 | 0
PGECFLDMoMH85CZ07 | CFL | PGE | DMo | MH85 | CZ07 | rWtd | 0 | 0 | 0 | 0 | 0 | 0
PGECFLDMoMH85CZ08 | CFL | PGE | DMo | MH85 | CZ08 | rWtd | 0 | 0 | 0 | 0 | 0 | 0
PGECFLDMoMH85CZ09 | CFL | PGE | DMo | MH85 | CZ09 | rWtd | 0 | 0 | 0 | 0 | 0 | 0
PGECFLDMoMH85CZ10 | CFL | PGE | DMo | MH85 | CZ10 | rWtd | 0 | 0 | 0 | 0 | 0 | 0
PGECFLDMoMH85CZ11 | CFL | PGE | DMo | MH85 | CZ11 | rWtd | 1.1169 | 1.8344 | -0.020484 | 1.12 | 1.83 | -0.0205
PGECFLDMoMH85CZ12 | CFL | PGE | DMo | MH85 | CZ12 | rWtd | 1.1059 | 1.9678 | -0.020351 | 1.11 | 1.97 | -0.0204
PGECFLDMoMH85CZ13 | CFL | PGE | DMo | MH85 | CZ13 | rWtd | 1.1387 | 1.7549 | -0.01732 | 1.14 | 1.75 | -0.0173
PGECFLDMoMH85CZ14 | CFL | PGE | DMo | MH85 | CZ14 | rWtd | 0 | 0 | 0 | 0 | 0 | 0
PGECFLDMoMH85CZ15 | CFL | PGE | DMo | MH85 | CZ15 | rWtd | 0 | 0 | 0 | 0 | 0 | 0
PGECFLDMoMH85CZ16 | CFL | PGE | DMo | MH85 | CZ16 | rWtd | 1.0009 | 1.4773 | -0.024531 | 1 | 1.48 | -0.0245
PGECFLDMoMH00CZ01 | CFL | PGE | DMo | MH00 | CZ01 | rWtd | 0.95625 | 1.0227 | -0.021794 | 0.956 | 1.02 | -0.0218
PGECFLDMoMH00CZ02 | CFL | PGE | DMo | MH00 | CZ02 | rWtd | 1.0527 | 1.9128 | -0.01774 | 1.05 | 1.91 | -0.0177
PGECFLDMoMH00CZ03 | CFL | PGE | DMo | MH00 | CZ03 | rWtd | 0.97542 | 1.5582 | -0.022371 | 0.975 | 1.56 | -0.0224
PGECFLDMoMH00CZ04 | CFL | PGE | DMo | MH00 | CZ04 | rWtd | 1.0444 | 1.7176 | -0.021179 | 1.04 | 1.72 | -0.0212
PGECFLDMoMH00CZ05 | CFL | PGE | DMo | MH00 | CZ05 | rWtd | 0.93179 | 1.152 | -0.02463 | 0.932 | 1.15 | -0.0246
PGECFLDMoMH00CZ06 | CFL | PGE | DMo | MH00 | CZ06 | rWtd | 0 | 0 | 0 | 0 | 0 | 0
PGECFLDMoMH00CZ07 | CFL | PGE | DMo | MH00 | CZ07 | rWtd | 0 | 0 | 0 | 0 | 0 | 0
PGECFLDMoMH00CZ08 | CFL | PGE | DMo | MH00 | CZ08 | rWtd | 0 | 0 | 0 | 0 | 0 | 0
PGECFLDMoMH00CZ09 | CFL | PGE | DMo | MH00 | CZ09 | rWtd | 0 | 0 | 0 | 0 | 0 | 0
PGECFLDMoMH00CZ10 | CFL | PGE | DMo | MH00 | CZ10 | rWtd | 0 | 0 | 0 | 0 | 0 | 0
PGECFLDMoMH00CZ11 | CFL | PGE | DMo | MH00 | CZ11 | rWtd | 1.1264 | 1.8391 | -0.019618 | 1.13 | 1.84 | -0.0196
PGECFLDMoMH00CZ12 | CFL | PGE | DMo | MH00 | CZ12 | rWtd | 1.1105 | 1.9678 | -0.019769 | 1.11 | 1.97 | -0.0198
PGECFLDMoMH00CZ13 | CFL | PGE | DMo | MH00 | CZ13 | rWtd | 1.1602 | 1.8028 | -0.01833 | 1.16 | 1.8 | -0.0183
PGECFLDMoMH00CZ14 | CFL | PGE | DMo | MH00 | CZ14 | rWtd | 0 | 0 | 0 | 0 | 0 | 0
PGECFLDMoMH00CZ15 | CFL | PGE | DMo | MH00 | CZ15 | rWtd | 0 | 0 | 0 | 0 | 0 | 0
PGECFLDMoMH00CZ16 | CFL | PGE | DMo | MH00 | CZ16 | rWtd | 1.0168 | 1.5857 | -0.018907 | 1.02 | 1.59 | -0.0189
PGECFLDMoMH06CZ01 | CFL | PGE | DMo | MH06 | CZ01 | rWtd | 0.95924 | 1.0227 | -0.024582 | 0.959 | 1.02 | -0.0246
PGECFLDMoMH06CZ02 | CFL | PGE | DMo | MH06 | CZ02 | rWtd | 1.0596 | 1.878 | -0.022082 | 1.06 | 1.88 | -0.0221
PGECFLDMoMH06CZ03 | CFL | PGE | DMo | MH06 | CZ03 | rWtd | 0.94435 | 1 | -0.023093 | 0.944 | 1 | -0.0231
PGECFLDMoMH06CZ04 | CFL | PGE | DMo | MH06 | CZ04 | rWtd | 1.0342 | 1.4971 | -0.018137 | 1.03 | 1.5 | -0.0181
PGECFLDMoMH06CZ05 | CFL | PGE | DMo | MH06 | CZ05 | rWtd | 0.9394 | 1.0227 | -0.02463 | 0.939 | 1.02 | -0.0246
PGECFLDMoMH06CZ06 | CFL | PGE | DMo | MH06 | CZ06 | rWtd | 0 | 0 | 0 | 0 | 0 | 0
PGECFLDMoMH06CZ07 | CFL | PGE | DMo | MH06 | CZ07 | rWtd | 0 | 0 | 0 | 0 | 0 | 0
PGECFLDMoMH06CZ08 | CFL | PGE | DMo | MH06 | CZ08 | rWtd | 0 | 0 | 0 | 0 | 0 | 0
PGECFLDMoMH06CZ09 | CFL | PGE | DMo | MH06 | CZ09 | rWtd | 0 | 0 | 0 | 0 | 0 | 0
PGECFLDMoMH06CZ10 | CFL | PGE | DMo | MH06 | CZ10 | rWtd | 0 | 0 | 0 | 0 | 0 | 0
PGECFLDMoMH06CZ11 | CFL | PGE | DMo | MH06 | CZ11 | rWtd | 1.1328 | 1.6636 | -0.016021 | 1.13 | 1.66 | -0.016
PGECFLDMoMH06CZ12 | CFL | PGE | DMo | MH06 | CZ12 | rWtd | 1.0984 | 1.7073 | -0.019485 | 1.1 | 1.71 | -0.0195
PGECFLDMoMH06CZ13 | CFL | PGE | DMo | MH06 | CZ13 | rWtd | 0.9641 | 1 | -0.016454 | 0.964 | 1 | -0.0165
PGECFLDMoMH06CZ14 | CFL | PGE | DMo | MH06 | CZ14 | rWtd | 0 | 0 | 0 | 0 | 0 | 0
PGECFLDMoMH06CZ15 | CFL | PGE | DMo | MH06 | CZ15 | rWtd | 0 | 0 | 0 | 0 | 0 | 0
PGECFLDMoMH06CZ16 | CFL | PGE | DMo | MH06 | CZ16 | rWtd | 1.0059 | 1.5194 | -0.019299 | 1.01 | 1.52 | -0.0193
PGECFLDMoMH15CZ01 | CFL | PGE | DMo | MH15 | CZ01 | rWtd | 0.96364 | 1.0227 | -0.024582 | 0.964 | 1.02 | -0.0246
PGECFLDMoMH15CZ02 | CFL | PGE | DMo | MH15 | CZ02 | rWtd | 1.0557 | 1.8637 | -0.021216 | 1.06 | 1.86 | -0.0212
PGECFLDMoMH15CZ03 | CFL | PGE | DMo | MH15 | CZ03 | rWtd | 0.95715 | 1 | -0.018619 | 0.957 | 1 | -0.0186
PGECFLDMoMH15CZ04 | CFL | PGE | DMo | MH15 | CZ04 | rWtd | 1.0326 | 1.4396 | -0.017849 | 1.03 | 1.44 | -0.0178
PGECFLDMoMH15CZ05 | CFL | PGE | DMo | MH15 | CZ05 | rWtd | 0.94732 | 1.0227 | -0.023381 | 0.947 | 1.02 | -0.0234
PGECFLDMoMH15CZ06 | CFL | PGE | DMo | MH15 | CZ06 | rWtd | 0 | 0 | 0 | 0 | 0 | 0
PGECFLDMoMH15CZ07 | CFL | PGE | DMo | MH15 | CZ07 | rWtd | 0 | 0 | 0 | 0 | 0 | 0
PGECFLDMoMH15CZ08 | CFL | PGE | DMo | MH15 | CZ08 | rWtd | 0 | 0 | 0 | 0 | 0 | 0
PGECFLDMoMH15CZ09 | CFL | PGE | DMo | MH15 | CZ09 | rWtd | 0 | 0 | 0 | 0 | 0 | 0
PGECFLDMoMH15CZ10 | CFL | PGE | DMo | MH15 | CZ10 | rWtd | 0 | 0 | 0 | 0 | 0 | 0
PGECFLDMoMH15CZ11 | CFL | PGE | DMo | MH15 | CZ11 | rWtd | 1.1191 | 1.6804 | -0.015443 | 1.12 | 1.68 | -0.0154
PGECFLDMoMH15CZ12 | CFL | PGE | DMo | MH15 | CZ12 | rWtd | 1.087 | 1.6829 | -0.018041 | 1.09 | 1.68 | -0.018
PGECFLDMoMH15CZ13 | CFL | PGE | DMo | MH15 | CZ13 | rWtd | 0.96348 | 1 | -0.016598 | 0.963 | 1 | -0.0166
PGECFLDMoMH15CZ14 | CFL | PGE | DMo | MH15 | CZ14 | rWtd | 0 | 0 | 0 | 0 | 0 | 0
PGECFLDMoMH15CZ15 | CFL | PGE | DMo | MH15 | CZ15 | rWtd | 0 | 0 | 0 | 0 | 0 | 0
PGECFLDMoMH15CZ16 | CFL | PGE | DMo | MH15 | CZ16 | rWtd | 1.0025 | 1.4533 | -0.019114 | 1 | 1.45 | -0.0191
SCECFLDMoMH72CZ01 | CFL | SCE | DMo | MH72 | CZ01 | rWtd | 0 | 0 | 0 | 0 | 0 | 0
SCECFLDMoMH72CZ02 | CFL | SCE | DMo | MH72 | CZ02 | rWtd | 0 | 0 | 0 | 0 | 0 | 0
SCECFLDMoMH72CZ03 | CFL | SCE | DMo | MH72 | CZ03 | rWtd | 0 | 0 | 0 | 0 | 0 | 0
SCECFLDMoMH72CZ04 | CFL | SCE | DMo | MH72 | CZ04 | rWtd | 0 | 0 | 0 | 0 | 0 | 0
SCECFLDMoMH72CZ05 | CFL | SCE | DMo | MH72 | CZ05 | rWtd | 0.99766 | 1.8085 | -0.019918 | 0.998 | 1.81 | -0.0199
SCECFLDMoMH72CZ06 | CFL | SCE | DMo | MH72 | CZ06 | rWtd | 1.0166 | 1.1828 | -0.010767 | 1.02 | 1.18 | -0.0108
SCECFLDMoMH72CZ07 | CFL | SCE | DMo | MH72 | CZ07 | rWtd | 0 | 0 | 0 | 0 | 0 | 0
SCECFLDMoMH72CZ08 | CFL | SCE | DMo | MH72 | CZ08 | rWtd | 1.1208 | 1.5836 | -0.010796 | 1.12 | 1.58 | -0.0108
SCECFLDMoMH72CZ09 | CFL | SCE | DMo | MH72 | CZ09 | rWtd | 1.1304 | 1.5482 | -0.011558 | 1.13 | 1.55 | -0.0116
SCECFLDMoMH72CZ10 | CFL | SCE | DMo | MH72 | CZ10 | rWtd | 1.1384 | 1.85 | -0.011488 | 1.14 | 1.85 | -0.0115
SCECFLDMoMH72CZ11 | CFL | SCE | DMo | MH72 | CZ11 | rWtd | 0 | 0 | 0 | 0 | 0 | 0
SCECFLDMoMH72CZ12 | CFL | SCE | DMo | MH72 | CZ12 | rWtd | 0 | 0 | 0 | 0 | 0 | 0
SCECFLDMoMH72CZ13 | CFL | SCE | DMo | MH72 | CZ13 | rWtd | 1.1659 | 1.8026 | -0.016021 | 1.17 | 1.8 | -0.016
SCECFLDMoMH72CZ14 | CFL | SCE | DMo | MH72 | CZ14 | rWtd | 1.1544 | 1.6954 | -0.01385 | 1.15 | 1.7 | -0.0139
SCECFLDMoMH72CZ15 | CFL | SCE | DMo | MH72 | CZ15 | rWtd | 1.2622 | 1.6929 | -0.0058309 | 1.26 | 1.69 | -0.00583
SCECFLDMoMH72CZ16 | CFL | SCE | DMo | MH72 | CZ16 | rWtd | 1.0815 | 1.6302 | -0.018907 | 1.08 | 1.63 | -0.0189
SCECFLDMoMH85CZ01 | CFL | SCE | DMo | MH85 | CZ01 | rWtd | 0 | 0 | 0 | 0 | 0 | 0
SCECFLDMoMH85CZ02 | CFL | SCE | DMo | MH85 | CZ02 | rWtd | 0 | 0 | 0 | 0 | 0 | 0
SCECFLDMoMH85CZ03 | CFL | SCE | DMo | MH85 | CZ03 | rWtd | 0 | 0 | 0 | 0 | 0 | 0
SCECFLDMoMH85CZ04 | CFL | SCE | DMo | MH85 | CZ04 | rWtd | 0 | 0 | 0 | 0 | 0 | 0
SCECFLDMoMH85CZ05 | CFL | SCE | DMo | MH85 | CZ05 | rWtd | 0.99699 | 1.8125 | -0.02463 | 0.997 | 1.81 | -0.0246
SCECFLDMoMH85CZ06 | CFL | SCE | DMo | MH85 | CZ06 | rWtd | 1.0064 | 1.1923 | -0.0122 | 1.01 | 1.19 | -0.0122
SCECFLDMoMH85CZ07 | CFL | SCE | DMo | MH85 | CZ07 | rWtd | 0 | 0 | 0 | 0 | 0 | 0
SCECFLDMoMH85CZ08 | CFL | SCE | DMo | MH85 | CZ08 | rWtd | 1.1147 | 1.6075 | -0.013007 | 1.11 | 1.61 | -0.013
SCECFLDMoMH85CZ09 | CFL | SCE | DMo | MH85 | CZ09 | rWtd | 1.1118 | 1.6146 | -0.01443 | 1.11 | 1.61 | -0.0144
SCECFLDMoMH85CZ10 | CFL | SCE | DMo | MH85 | CZ10 | rWtd | 1.1247 | 1.9152 | -0.014866 | 1.12 | 1.92 | -0.0149
SCECFLDMoMH85CZ11 | CFL | SCE | DMo | MH85 | CZ11 | rWtd | 0 | 0 | 0 | 0 | 0 | 0
SCECFLDMoMH85CZ12 | CFL | SCE | DMo | MH85 | CZ12 | rWtd | 0 | 0 | 0 | 0 | 0 | 0
SCECFLDMoMH85CZ13 | CFL | SCE | DMo | MH85 | CZ13 | rWtd | 1.1508 | 1.8074 | -0.01732 | 1.15 | 1.81 | -0.0173
SCECFLDMoMH85CZ14 | CFL | SCE | DMo | MH85 | CZ14 | rWtd | 1.1397 | 1.6729 | -0.019187 | 1.14 | 1.67 | -0.0192
SCECFLDMoMH85CZ15 | CFL | SCE | DMo | MH85 | CZ15 | rWtd | 1.2384 | 1.6905 | -0.0072742 | 1.24 | 1.69 | -0.00727
SCECFLDMoMH85CZ16 | CFL | SCE | DMo | MH85 | CZ16 | rWtd | 1.0418 | 1.8149 | -0.02463 | 1.04 | 1.81 | -0.0246
SCECFLDMoMH00CZ01 | CFL | SCE | DMo | MH00 | CZ01 | rWtd | 0 | 0 | 0 | 0 | 0 | 0
SCECFLDMoMH00CZ02 | CFL | SCE | DMo | MH00 | CZ02 | rWtd | 0 | 0 | 0 | 0 | 0 | 0
SCECFLDMoMH00CZ03 | CFL | SCE | DMo | MH00 | CZ03 | rWtd | 0 | 0 | 0 | 0 | 0 | 0
SCECFLDMoMH00CZ04 | CFL | SCE | DMo | MH00 | CZ04 | rWtd | 0 | 0 | 0 | 0 | 0 | 0
SCECFLDMoMH00CZ05 | CFL | SCE | DMo | MH00 | CZ05 | rWtd | 0.96647 | 1.8068 | -0.02463 | 0.966 | 1.81 | -0.0246
SCECFLDMoMH00CZ06 | CFL | SCE | DMo | MH00 | CZ06 | rWtd | 0.99954 | 1.1906 | -0.016021 | 1 | 1.19 | -0.016
SCECFLDMoMH00CZ07 | CFL | SCE | DMo | MH00 | CZ07 | rWtd | 0 | 0 | 0 | 0 | 0 | 0
SCECFLDMoMH00CZ08 | CFL | SCE | DMo | MH00 | CZ08 | rWtd | 1.1067 | 1.6528 | -0.014 | 1.11 | 1.65 | -0.014
SCECFLDMoMH00CZ09 | CFL | SCE | DMo | MH00 | CZ09 | rWtd | 1.107 | 1.6743 | -0.015443 | 1.11 | 1.67 | -0.0154
SCECFLDMoMH00CZ10 | CFL | SCE | DMo | MH00 | CZ10 | rWtd | 1.1552 | 1.9175 | -0.014866 | 1.16 | 1.92 | -0.0149
SCECFLDMoMH00CZ11 | CFL | SCE | DMo | MH00 | CZ11 | rWtd | 0 | 0 | 0 | 0 | 0 | 0
SCECFLDMoMH00CZ12 | CFL | SCE | DMo | MH00 | CZ12 | rWtd | 0 | 0 | 0 | 0 | 0 | 0
SCECFLDMoMH00CZ13 | CFL | SCE | DMo | MH00 | CZ13 | rWtd | 1.1741 | 1.8587 | -0.01833 | 1.17 | 1.86 | -0.0183
SCECFLDMoMH00CZ14 | CFL | SCE | DMo | MH00 | CZ14 | rWtd | 1.15 | 1.74 | -0.018754 | 1.15 | 1.74 | -0.0188
SCECFLDMoMH00CZ15 | CFL | SCE | DMo | MH00 | CZ15 | rWtd | 1.2646 | 1.7405 | -0.0068845 | 1.26 | 1.74 | -0.00688
SCECFLDMoMH00CZ16 | CFL | SCE | DMo | MH00 | CZ16 | rWtd | 1.0574 | 2 | -0.018907 | 1.06 | 2 | -0.0189
SCECFLDMoMH06CZ01 | CFL | SCE | DMo | MH06 | CZ01 | rWtd | 0 | 0 | 0 | 0 | 0 | 0
SCECFLDMoMH06CZ02 | CFL | SCE | DMo | MH06 | CZ02 | rWtd | 0 | 0 | 0 | 0 | 0 | 0
SCECFLDMoMH06CZ03 | CFL | SCE | DMo | MH06 | CZ03 | rWtd | 0 | 0 | 0 | 0 | 0 | 0
SCECFLDMoMH06CZ04 | CFL | SCE | DMo | MH06 | CZ04 | rWtd | 0 | 0 | 0 | 0 | 0 | 0
SCECFLDMoMH06CZ05 | CFL | SCE | DMo | MH06 | CZ05 | rWtd | 0.97197 | 1.569 | -0.02463 | 0.972 | 1.57 | -0.0246
SCECFLDMoMH06CZ06 | CFL | SCE | DMo | MH06 | CZ06 | rWtd | 0.99608 | 1.045 | -0.0070879 | 0.996 | 1.04 | -0.00709
SCECFLDMoMH06CZ07 | CFL | SCE | DMo | MH06 | CZ07 | rWtd | 0 | 0 | 0 | 0 | 0 | 0
SCECFLDMoMH06CZ08 | CFL | SCE | DMo | MH06 | CZ08 | rWtd | 1.1315 | 1.4912 | -0.011299 | 1.13 | 1.49 | -0.0113
SCECFLDMoMH06CZ09 | CFL | SCE | DMo | MH06 | CZ09 | rWtd | 1.1302 | 1.616 | -0.012095 | 1.13 | 1.62 | -0.0121
SCECFLDMoMH06CZ10 | CFL | SCE | DMo | MH06 | CZ10 | rWtd | 1.1579 | 1.5298 | -0.016742 | 1.16 | 1.53 | -0.0167
SCECFLDMoMH06CZ11 | CFL | SCE | DMo | MH06 | CZ11 | rWtd | 0 | 0 | 0 | 0 | 0 | 0
SCECFLDMoMH06CZ12 | CFL | SCE | DMo | MH06 | CZ12 | rWtd | 0 | 0 | 0 | 0 | 0 | 0
SCECFLDMoMH06CZ13 | CFL | SCE | DMo | MH06 | CZ13 | rWtd | 1.0711 | 1.3219 | -0.016536 | 1.07 | 1.32 | -0.0165
SCECFLDMoMH06CZ14 | CFL | SCE | DMo | MH06 | CZ14 | rWtd | 1.0632 | 1.3394 | -0.01798 | 1.06 | 1.34 | -0.018
SCECFLDMoMH06CZ15 | CFL | SCE | DMo | MH06 | CZ15 | rWtd | 1.2046 | 1.5714 | -0.0067979 | 1.2 | 1.57 | -0.0068
SCECFLDMoMH06CZ16 | CFL | SCE | DMo | MH06 | CZ16 | rWtd | 1.0247 | 1.7267 | -0.01934 | 1.02 | 1.73 | -0.0193
SCECFLDMoMH15CZ01 | CFL | SCE | DMo | MH15 | CZ01 | rWtd | 0 | 0 | 0 | 0 | 0 | 0
SCECFLDMoMH15CZ02 | CFL | SCE | DMo | MH15 | CZ02 | rWtd | 0 | 0 | 0 | 0 | 0 | 0
SCECFLDMoMH15CZ03 | CFL | SCE | DMo | MH15 | CZ03 | rWtd | 0 | 0 | 0 | 0 | 0 | 0
SCECFLDMoMH15CZ04 | CFL | SCE | DMo | MH15 | CZ04 | rWtd | 0 | 0 | 0 | 0 | 0 | 0
SCECFLDMoMH15CZ05 | CFL | SCE | DMo | MH15 | CZ05 | rWtd | 0.97736 | 1.5389 | -0.023547 | 0.977 | 1.54 | -0.0235
SCECFLDMoMH15CZ06 | CFL | SCE | DMo | MH15 | CZ06 | rWtd | 0.98302 | 1.0429 | -0.011898 | 0.983 | 1.04 | -0.0119
SCECFLDMoMH15CZ07 | CFL | SCE | DMo | MH15 | CZ07 | rWtd | 0 | 0 | 0 | 0 | 0 | 0
SCECFLDMoMH15CZ08 | CFL | SCE | DMo | MH15 | CZ08 | rWtd | 1.1316 | 1.4329 | -0.010829 | 1.13 | 1.43 | -0.0108
SCECFLDMoMH15CZ09 | CFL | SCE | DMo | MH15 | CZ09 | rWtd | 1.1219 | 1.5682 | -0.011965 | 1.12 | 1.57 | -0.012
SCECFLDMoMH15CZ10 | CFL | SCE | DMo | MH15 | CZ10 | rWtd | 1.1358 | 1.5023 | -0.014433 | 1.14 | 1.5 | -0.0144
SCECFLDMoMH15CZ11 | CFL | SCE | DMo | MH15 | CZ11 | rWtd | 0 | 0 | 0 | 0 | 0 | 0
SCECFLDMoMH15CZ12 | CFL | SCE | DMo | MH15 | CZ12 | rWtd | 0 | 0 | 0 | 0 | 0 | 0
SCECFLDMoMH15CZ13 | CFL | SCE | DMo | MH15 | CZ13 | rWtd | 1.0546 | 1.3093 | -0.016764 | 1.05 | 1.31 | -0.0168
SCECFLDMoMH15CZ14 | CFL | SCE | DMo | MH15 | CZ14 | rWtd | 1.056 | 1.3366 | -0.017485 | 1.06 | 1.34 | -0.0175
SCECFLDMoMH15CZ15 | CFL | SCE | DMo | MH15 | CZ15 | rWtd | 1.2098 | 1.5452 | -0.0068124 | 1.21 | 1.55 | -0.00681
SCECFLDMoMH15CZ16 | CFL | SCE | DMo | MH15 | CZ16 | rWtd | 1.0199 | 1.6341 | -0.019196 | 1.02 | 1.63 | -0.0192
SDGCFLDMoMH72CZ01 | CFL | SDG | DMo | MH72 | CZ01 | rWtd | 0 | 0 | 0 | 0 | 0 | 0
SDGCFLDMoMH72CZ02 | CFL | SDG | DMo | MH72 | CZ02 | rWtd | 0 | 0 | 0 | 0 | 0 | 0
SDGCFLDMoMH72CZ03 | CFL | SDG | DMo | MH72 | CZ03 | rWtd | 0 | 0 | 0 | 0 | 0 | 0
SDGCFLDMoMH72CZ04 | CFL | SDG | DMo | MH72 | CZ04 | rWtd | 0 | 0 | 0 | 0 | 0 | 0
SDGCFLDMoMH72CZ05 | CFL | SDG | DMo | MH72 | CZ05 | rWtd | 0 | 0 | 0 | 0 | 0 | 0
SDGCFLDMoMH72CZ06 | CFL | SDG | DMo | MH72 | CZ06 | rWtd | 0 | 0 | 0 | 0 | 0 | 0
SDGCFLDMoMH72CZ07 | CFL | SDG | DMo | MH72 | CZ07 | rWtd | 1.0271 | 1.1461 | -0.0075949 | 1.03 | 1.15 | -0.00759
SDGCFLDMoMH72CZ08 | CFL | SDG | DMo | MH72 | CZ08 | rWtd | 1.0866 | 1.4469 | -0.010796 | 1.09 | 1.45 | -0.0108
SDGCFLDMoMH72CZ09 | CFL | SDG | DMo | MH72 | CZ09 | rWtd | 0 | 0 | 0 | 0 | 0 | 0
SDGCFLDMoMH72CZ10 | CFL | SDG | DMo | MH72 | CZ10 | rWtd | 1.1215 | 1.7622 | -0.011487 | 1.12 | 1.76 | -0.0115
SDGCFLDMoMH72CZ11 | CFL | SDG | DMo | MH72 | CZ11 | rWtd | 0 | 0 | 0 | 0 | 0 | 0
SDGCFLDMoMH72CZ12 | CFL | SDG | DMo | MH72 | CZ12 | rWtd | 0 | 0 | 0 | 0 | 0 | 0
SDGCFLDMoMH72CZ13 | CFL | SDG | DMo | MH72 | CZ13 | rWtd | 0 | 0 | 0 | 0 | 0 | 0
SDGCFLDMoMH72CZ14 | CFL | SDG | DMo | MH72 | CZ14 | rWtd | 1.0072 | 1.1492 | -0.013784 | 1.01 | 1.15 | -0.0138
SDGCFLDMoMH72CZ15 | CFL | SDG | DMo | MH72 | CZ15 | rWtd | 1.1341 | 1.3729 | -0.0058309 | 1.13 | 1.37 | -0.00583
SDGCFLDMoMH72CZ16 | CFL | SDG | DMo | MH72 | CZ16 | rWtd | 0 | 0 | 0 | 0 | 0 | 0
SDGCFLDMoMH85CZ01 | CFL | SDG | DMo | MH85 | CZ01 | rWtd | 0 | 0 | 0 | 0 | 0 | 0
SDGCFLDMoMH85CZ02 | CFL | SDG | DMo | MH85 | CZ02 | rWtd | 0 | 0 | 0 | 0 | 0 | 0
SDGCFLDMoMH85CZ03 | CFL | SDG | DMo | MH85 | CZ03 | rWtd | 0 | 0 | 0 | 0 | 0 | 0
SDGCFLDMoMH85CZ04 | CFL | SDG | DMo | MH85 | CZ04 | rWtd | 0 | 0 | 0 | 0 | 0 | 0
SDGCFLDMoMH85CZ05 | CFL | SDG | DMo | MH85 | CZ05 | rWtd | 0 | 0 | 0 | 0 | 0 | 0
SDGCFLDMoMH85CZ06 | CFL | SDG | DMo | MH85 | CZ06 | rWtd | 0 | 0 | 0 | 0 | 0 | 0
SDGCFLDMoMH85CZ07 | CFL | SDG | DMo | MH85 | CZ07 | rWtd | 1.0163 | 1.1665 | -0.010057 | 1.02 | 1.17 | -0.0101
SDGCFLDMoMH85CZ08 | CFL | SDG | DMo | MH85 | CZ08 | rWtd | 1.0806 | 1.4594 | -0.01301 | 1.08 | 1.46 | -0.013
SDGCFLDMoMH85CZ09 | CFL | SDG | DMo | MH85 | CZ09 | rWtd | 0 | 0 | 0 | 0 | 0 | 0
SDGCFLDMoMH85CZ10 | CFL | SDG | DMo | MH85 | CZ10 | rWtd | 1.1082 | 1.8202 | -0.014866 | 1.11 | 1.82 | -0.0149
SDGCFLDMoMH85CZ11 | CFL | SDG | DMo | MH85 | CZ11 | rWtd | 0 | 0 | 0 | 0 | 0 | 0
SDGCFLDMoMH85CZ12 | CFL | SDG | DMo | MH85 | CZ12 | rWtd | 0 | 0 | 0 | 0 | 0 | 0
SDGCFLDMoMH85CZ13 | CFL | SDG | DMo | MH85 | CZ13 | rWtd | 0 | 0 | 0 | 0 | 0 | 0
SDGCFLDMoMH85CZ14 | CFL | SDG | DMo | MH85 | CZ14 | rWtd | 0.99273 | 1.143 | -0.019077 | 0.993 | 1.14 | -0.0191
SDGCFLDMoMH85CZ15 | CFL | SDG | DMo | MH85 | CZ15 | rWtd | 1.1195 | 1.3614 | -0.0072811 | 1.12 | 1.36 | -0.00728
SDGCFLDMoMH85CZ16 | CFL | SDG | DMo | MH85 | CZ16 | rWtd | 0 | 0 | 0 | 0 | 0 | 0
SDGCFLDMoMH00CZ01 | CFL | SDG | DMo | MH00 | CZ01 | rWtd | 0 | 0 | 0 | 0 | 0 | 0
SDGCFLDMoMH00CZ02 | CFL | SDG | DMo | MH00 | CZ02 | rWtd | 0 | 0 | 0 | 0 | 0 | 0
SDGCFLDMoMH00CZ03 | CFL | SDG | DMo | MH00 | CZ03 | rWtd | 0 | 0 | 0 | 0 | 0 | 0
SDGCFLDMoMH00CZ04 | CFL | SDG | DMo | MH00 | CZ04 | rWtd | 0 | 0 | 0 | 0 | 0 | 0
SDGCFLDMoMH00CZ05 | CFL | SDG | DMo | MH00 | CZ05 | rWtd | 0 | 0 | 0 | 0 | 0 | 0
SDGCFLDMoMH00CZ06 | CFL | SDG | DMo | MH00 | CZ06 | rWtd | 0 | 0 | 0 | 0 | 0 | 0
SDGCFLDMoMH00CZ07 | CFL | SDG | DMo | MH00 | CZ07 | rWtd | 0.99324 | 1.1945 | -0.01501 | 0.993 | 1.19 | -0.015
SDGCFLDMoMH00CZ08 | CFL | SDG | DMo | MH00 | CZ08 | rWtd | 1.0741 | 1.4937 | -0.014 | 1.07 | 1.49 | -0.014
SDGCFLDMoMH00CZ09 | CFL | SDG | DMo | MH00 | CZ09 | rWtd | 0 | 0 | 0 | 0 | 0 | 0
SDGCFLDMoMH00CZ10 | CFL | SDG | DMo | MH00 | CZ10 | rWtd | 1.1357 | 1.8226 | -0.014866 | 1.14 | 1.82 | -0.0149
SDGCFLDMoMH00CZ11 | CFL | SDG | DMo | MH00 | CZ11 | rWtd | 0 | 0 | 0 | 0 | 0 | 0
SDGCFLDMoMH00CZ12 | CFL | SDG | DMo | MH00 | CZ12 | rWtd | 0 | 0 | 0 | 0 | 0 | 0
SDGCFLDMoMH00CZ13 | CFL | SDG | DMo | MH00 | CZ13 | rWtd | 0 | 0 | 0 | 0 | 0 | 0
SDGCFLDMoMH00CZ14 | CFL | SDG | DMo | MH00 | CZ14 | rWtd | 0.99482 | 1.1575 | -0.018644 | 0.995 | 1.16 | -0.0186
SDGCFLDMoMH00CZ15 | CFL | SDG | DMo | MH00 | CZ15 | rWtd | 1.1334 | 1.3888 | -0.0068501 | 1.13 | 1.39 | -0.00685
SDGCFLDMoMH00CZ16 | CFL | SDG | DMo | MH00 | CZ16 | rWtd | 0 | 0 | 0 | 0 | 0 | 0
SDGCFLDMoMH06CZ01 | CFL | SDG | DMo | MH06 | CZ01 | rWtd | 0 | 0 | 0 | 0 | 0 | 0
SDGCFLDMoMH06CZ02 | CFL | SDG | DMo | MH06 | CZ02 | rWtd | 0 | 0 | 0 | 0 | 0 | 0
SDGCFLDMoMH06CZ03 | CFL | SDG | DMo | MH06 | CZ03 | rWtd | 0 | 0 | 0 | 0 | 0 | 0
SDGCFLDMoMH06CZ04 | CFL | SDG | DMo | MH06 | CZ04 | rWtd | 0 | 0 | 0 | 0 | 0 | 0
SDGCFLDMoMH06CZ05 | CFL | SDG | DMo | MH06 | CZ05 | rWtd | 0 | 0 | 0 | 0 | 0 | 0
SDGCFLDMoMH06CZ06 | CFL | SDG | DMo | MH06 | CZ06 | rWtd | 1.0882 | 1.4919 | -0.0071113 | 1.09 | 1.49 | -0.00711
SDGCFLDMoMH06CZ07 | CFL | SDG | DMo | MH06 | CZ07 | rWtd | 1.0701 | 1.2841 | -0.0076423 | 1.07 | 1.28 | -0.00764
SDGCFLDMoMH06CZ08 | CFL | SDG | DMo | MH06 | CZ08 | rWtd | 1.1319 | 1.4923 | -0.011299 | 1.13 | 1.49 | -0.0113
SDGCFLDMoMH06CZ09 | CFL | SDG | DMo | MH06 | CZ09 | rWtd | 0 | 0 | 0 | 0 | 0 | 0
SDGCFLDMoMH06CZ10 | CFL | SDG | DMo | MH06 | CZ10 | rWtd | 1.1579 | 1.5298 | -0.016742 | 1.16 | 1.53 | -0.0167
SDGCFLDMoMH06CZ11 | CFL | SDG | DMo | MH06 | CZ11 | rWtd | 0 | 0 | 0 | 0 | 0 | 0
SDGCFLDMoMH06CZ12 | CFL | SDG | DMo | MH06 | CZ12 | rWtd | 0 | 0 | 0 | 0 | 0 | 0
SDGCFLDMoMH06CZ13 | CFL | SDG | DMo | MH06 | CZ13 | rWtd | 0 | 0 | 0 | 0 | 0 | 0
SDGCFLDMoMH06CZ14 | CFL | SDG | DMo | MH06 | CZ14 | rWtd | 1.1139 | 1.4953 | -0.018021 | 1.11 | 1.5 | -0.018
SDGCFLDMoMH06CZ15 | CFL | SDG | DMo | MH06 | CZ15 | rWtd | 1.1738 | 1.4932 | -0.0067794 | 1.17 | 1.49 | -0.00678
SDGCFLDMoMH06CZ16 | CFL | SDG | DMo | MH06 | CZ16 | rWtd | 0 | 0 | 0 | 0 | 0 | 0
SDGCFLDMoMH15CZ01 | CFL | SDG | DMo | MH15 | CZ01 | rWtd | 0 | 0 | 0 | 0 | 0 | 0
SDGCFLDMoMH15CZ02 | CFL | SDG | DMo | MH15 | CZ02 | rWtd | 0 | 0 | 0 | 0 | 0 | 0
SDGCFLDMoMH15CZ03 | CFL | SDG | DMo | MH15 | CZ03 | rWtd | 0 | 0 | 0 | 0 | 0 | 0
SDGCFLDMoMH15CZ04 | CFL | SDG | DMo | MH15 | CZ04 | rWtd | 0 | 0 | 0 | 0 | 0 | 0
SDGCFLDMoMH15CZ05 | CFL | SDG | DMo | MH15 | CZ05 | rWtd | 0 | 0 | 0 | 0 | 0 | 0
SDGCFLDMoMH15CZ06 | CFL | SDG | DMo | MH15 | CZ06 | rWtd | 1.0679 | 1.453 | -0.011992 | 1.07 | 1.45 | -0.012
SDGCFLDMoMH15CZ07 | CFL | SDG | DMo | MH15 | CZ07 | rWtd | 1.0712 | 1.2296 | -0.0079454 | 1.07 | 1.23 | -0.00795
SDGCFLDMoMH15CZ08 | CFL | SDG | DMo | MH15 | CZ08 | rWtd | 1.1319 | 1.4338 | -0.010829 | 1.13 | 1.43 | -0.0108
SDGCFLDMoMH15CZ09 | CFL | SDG | DMo | MH15 | CZ09 | rWtd | 0 | 0 | 0 | 0 | 0 | 0
SDGCFLDMoMH15CZ10 | CFL | SDG | DMo | MH15 | CZ10 | rWtd | 1.1358 | 1.5023 | -0.014433 | 1.14 | 1.5 | -0.0144
SDGCFLDMoMH15CZ11 | CFL | SDG | DMo | MH15 | CZ11 | rWtd | 0 | 0 | 0 | 0 | 0 | 0
SDGCFLDMoMH15CZ12 | CFL | SDG | DMo | MH15 | CZ12 | rWtd | 0 | 0 | 0 | 0 | 0 | 0
SDGCFLDMoMH15CZ13 | CFL | SDG | DMo | MH15 | CZ13 | rWtd | 0 | 0 | 0 | 0 | 0 | 0
SDGCFLDMoMH15CZ14 | CFL | SDG | DMo | MH15 | CZ14 | rWtd | 1.102 | 1.4911 | -0.017567 | 1.1 | 1.49 | -0.0176
SDGCFLDMoMH15CZ15 | CFL | SDG | DMo | MH15 | CZ15 | rWtd | 1.1783 | 1.4707 | -0.0067918 | 1.18 | 1.47 | -0.00679
SDGCFLDMoMH15CZ16 | CFL | SDG | DMo | MH15 | CZ16 | rWtd | 0 | 0 | 0 | 0 | 0 | 0
[10 empty] | 0 | 0 | 0
PGECFLSFmExCZ01 | CFL | PGE | SFm | Ex | CZ01 | rWtd | 0.96006 | 1.0159 | -0.028468 | 0.96 | 1.02 | -0.0285
PGECFLSFmExCZ02 | CFL | PGE | SFm | Ex | CZ02 | rWtd | 0.99154 | 1.4003 | -0.027614 | 0.992 | 1.4 | -0.0276
PGECFLSFmExCZ03 | CFL | PGE | SFm | Ex | CZ03 | rWtd | 0.96868 | 1.1404 | -0.027071 | 0.969 | 1.14 | -0.0271
PGECFLSFmExCZ04 | CFL | PGE | SFm | Ex | CZ04 | rWtd | 1.0188 | 1.5185 | -0.02154 | 1.02 | 1.52 | -0.0215
PGECFLSFmExCZ05 | CFL | PGE | SFm | Ex | CZ05 | rWtd | 0.96249 | 1.1969 | -0.029936 | 0.962 | 1.2 | -0.0299
PGECFLSFmExCZ11 | CFL | PGE | SFm | Ex | CZ11 | rWtd | 1.098 | 1.8968 | -0.024395 | 1.1 | 1.9 | -0.0244
PGECFLSFmExCZ12 | CFL | PGE | SFm | Ex | CZ12 | rWtd | 1.0719 | 1.8615 | -0.023184 | 1.07 | 1.86 | -0.0232
PGECFLSFmExCZ13 | CFL | PGE | SFm | Ex | CZ13 | rWtd | 1.1263 | 1.8538 | -0.023616 | 1.13 | 1.85 | -0.0236
PGECFLSFmExCZ16 | CFL | PGE | SFm | Ex | CZ16 | rWtd | 1.0224 | 1.5045 | -0.026727 | 1.02 | 1.5 | -0.0267
PGECFLSFmNewCZ01 | CFL | PGE | SFm | New | CZ01 | rWtd | 0.97111 | 1 | -0.024782 | 0.971 | 1 | -0.0248
PGECFLSFmNewCZ02 | CFL | PGE | SFm | New | CZ02 | rWtd | 1.0216 | 1.851 | -0.027418 | 1.02 | 1.85 | -0.0274
PGECFLSFmNewCZ03 | CFL | PGE | SFm | New | CZ03 | rWtd | 0.98661 | 1.1991 | -0.020036 | 0.987 | 1.2 | -0.02
PGECFLSFmNewCZ04 | CFL | PGE | SFm | New | CZ04 | rWtd | 1.0466 | 1.7694 | -0.022321 | 1.05 | 1.77 | -0.0223
PGECFLSFmNewCZ05 | CFL | PGE | SFm | New | CZ05 | rWtd | 0.97712 | 1.1207 | -0.024255 | 0.977 | 1.12 | -0.0243
PGECFLSFmNewCZ11 | CFL | PGE | SFm | New | CZ11 | rWtd | 1.0741 | 1.5196 | -0.020212 | 1.07 | 1.52 | -0.0202
PGECFLSFmNewCZ12 | CFL | PGE | SFm | New | CZ12 | rWtd | 1.0432 | 1.5367 | -0.020915 | 1.04 | 1.54 | -0.0209
PGECFLSFmNewCZ13 | CFL | PGE | SFm | New | CZ13 | rWtd | 1.0739 | 1.4927 | -0.020388 | 1.07 | 1.49 | -0.0204
PGECFLSFmNewCZ16 | CFL | PGE | SFm | New | CZ16 | rWtd | 0.98894 | 1.3519 | -0.023727 | 0.989 | 1.35 | -0.0237
PGECFLMFmExCZ01 | CFL | PGE | MFm | Ex | CZ01 | rWtd | 0.90479 | 1.0168 | -0.026502 | 0.905 | 1.02 | -0.0265
PGECFLMFmExCZ02 | CFL | PGE | MFm | Ex | CZ02 | rWtd | 0.97592 | 1.3131 | -0.018074 | 0.976 | 1.31 | -0.0181
PGECFLMFmExCZ03 | CFL | PGE | MFm | Ex | CZ03 | rWtd | 0.93859 | 1.0476 | -0.02072 | 0.939 | 1.05 | -0.0207
PGECFLMFmExCZ04 | CFL | PGE | MFm | Ex | CZ04 | rWtd | 0.99091 | 1.374 | -0.016161 | 0.991 | 1.37 | -0.0162
PGECFLMFmExCZ05 | CFL | PGE | MFm | Ex | CZ05 | rWtd | 0.94135 | 1.0457 | -0.023801 | 0.941 | 1.05 | -0.0238
PGECFLMFmExCZ11 | CFL | PGE | MFm | Ex | CZ11 | rWtd | 1.0857 | 1.8228 | -0.016956 | 1.09 | 1.82 | -0.017
PGECFLMFmExCZ12 | CFL | PGE | MFm | Ex | CZ12 | rWtd | 1.0453 | 1.7632 | -0.017775 | 1.05 | 1.76 | -0.0178
PGECFLMFmExCZ13 | CFL | PGE | MFm | Ex | CZ13 | rWtd | 1.1044 | 1.829 | -0.016676 | 1.1 | 1.83 | -0.0167
PGECFLMFmExCZ16 | CFL | PGE | MFm | Ex | CZ16 | rWtd | 1.0158 | 1.4275 | -0.020393 | 1.02 | 1.43 | -0.0204
PGECFLMFmNewCZ01 | CFL | PGE | MFm | New | CZ01 | rWtd | 0.92607 | 1.0429 | -0.023965 | 0.926 | 1.04 | -0.024
PGECFLMFmNewCZ02 | CFL | PGE | MFm | New | CZ02 | rWtd | 0.97682 | 1.1322 | -0.01574 | 0.977 | 1.13 | -0.0157
PGECFLMFmNewCZ03 | CFL | PGE | MFm | New | CZ03 | rWtd | 0.9564 | 1.0865 | -0.018196 | 0.956 | 1.09 | -0.0182
PGECFLMFmNewCZ04 | CFL | PGE | MFm | New | CZ04 | rWtd | 1.0603 | 1.5586 | -0.01169 | 1.06 | 1.56 | -0.0117
PGECFLMFmNewCZ05 | CFL | PGE | MFm | New | CZ05 | rWtd | 0.99958 | 1.1423 | -0.013233 | 1 | 1.14 | -0.0132
PGECFLMFmNewCZ11 | CFL | PGE | MFm | New | CZ11 | rWtd | 1.0821 | 1.4146 | -0.014963 | 1.08 | 1.41 | -0.015
PGECFLMFmNewCZ12 | CFL | PGE | MFm | New | CZ12 | rWtd | 1.0797 | 1.4037 | -0.014117 | 1.08 | 1.4 | -0.0141
PGECFLMFmNewCZ13 | CFL | PGE | MFm | New | CZ13 | rWtd | 1.0924 | 1.439 | -0.013922 | 1.09 | 1.44 | -0.0139
PGECFLMFmNewCZ16 | CFL | PGE | MFm | New | CZ16 | rWtd | 0.98577 | 1.2149 | -0.021115 | 0.986 | 1.21 | -0.0211
SCECFLSFmExCZ05 | CFL | SCE | SFm | Ex | CZ05 | rWtd | 0.96939 | 1.4037 | -0.02993 | 0.969 | 1.4 | -0.0299
SCECFLSFmExCZ06 | CFL | SCE | SFm | Ex | CZ06 | rWtd | 1.0128 | 1.3647 | -0.018286 | 1.01 | 1.36 | -0.0183
SCECFLSFmExCZ08 | CFL | SCE | SFm | Ex | CZ08 | rWtd | 1.0474 | 1.4249 | -0.016908 | 1.05 | 1.42 | -0.0169
SCECFLSFmExCZ09 | CFL | SCE | SFm | Ex | CZ09 | rWtd | 1.0839 | 1.5079 | -0.018313 | 1.08 | 1.51 | -0.0183
SCECFLSFmExCZ10 | CFL | SCE | SFm | Ex | CZ10 | rWtd | 1.083 | 1.853 | -0.021928 | 1.08 | 1.85 | -0.0219
SCECFLSFmExCZ13 | CFL | SCE | SFm | Ex | CZ13 | rWtd | 1.1298 | 1.8637 | -0.023537 | 1.13 | 1.86 | -0.0235
SCECFLSFmExCZ14 | CFL | SCE | SFm | Ex | CZ14 | rWtd | 1.1413 | 1.6616 | -0.024777 | 1.14 | 1.66 | -0.0248
SCECFLSFmExCZ15 | CFL | SCE | SFm | Ex | CZ15 | rWtd | 1.2134 | 1.7048 | -0.011156 | 1.21 | 1.7 | -0.0112
SCECFLSFmExCZ16 | CFL | SCE | SFm | Ex | CZ16 | rWtd | 1.0375 | 1.5902 | -0.026348 | 1.04 | 1.59 | -0.0263
SCECFLSFmNewCZ05 | CFL | SCE | SFm | New | CZ05 | rWtd | 1.0046 | 1.741 | -0.024255 | 1 | 1.74 | -0.0243
SCECFLSFmNewCZ06 | CFL | SCE | SFm | New | CZ06 | rWtd | 1.0266 | 1.4149 | -0.016956 | 1.03 | 1.41 | -0.017
SCECFLSFmNewCZ08 | CFL | SCE | SFm | New | CZ08 | rWtd | 1.0673 | 1.3504 | -0.01405 | 1.07 | 1.35 | -0.014
SCECFLSFmNewCZ09 | CFL | SCE | SFm | New | CZ09 | rWtd | 1.0708 | 1.5308 | -0.015115 | 1.07 | 1.53 | -0.0151
SCECFLSFmNewCZ10 | CFL | SCE | SFm | New | CZ10 | rWtd | 1.0708 | 1.4627 | -0.020739 | 1.07 | 1.46 | -0.0207
SCECFLSFmNewCZ13 | CFL | SCE | SFm | New | CZ13 | rWtd | 1.0739 | 1.4927 | -0.020388 | 1.07 | 1.49 | -0.0204
SCECFLSFmNewCZ14 | CFL | SCE | SFm | New | CZ14 | rWtd | 1.0908 | 1.3442 | -0.023376 | 1.09 | 1.34 | -0.0234
SCECFLSFmNewCZ15 | CFL | SCE | SFm | New | CZ15 | rWtd | 1.1604 | 1.4738 | -0.010633 | 1.16 | 1.47 | -0.0106
SCECFLSFmNewCZ16 | CFL | SCE | SFm | New | CZ16 | rWtd | 0.97604 | 1.1185 | -0.023727 | 0.976 | 1.12 | -0.0237
SCECFLMFmExCZ05 | CFL | SCE | MFm | Ex | CZ05 | rWtd | 0.98608 | 1.0009 | -0.028217 | 0.986 | 1 | -0.0282
SCECFLMFmExCZ06 | CFL | SCE | MFm | Ex | CZ06 | rWtd | 1.0011 | 1.2515 | -0.014196 | 1 | 1.25 | -0.0142
SCECFLMFmExCZ08 | CFL | SCE | MFm | Ex | CZ08 | rWtd | 1.0436 | 1.3914 | -0.012133 | 1.04 | 1.39 | -0.0121
SCECFLMFmExCZ09 | CFL | SCE | MFm | Ex | CZ09 | rWtd | 1.0865 | 1.4265 | -0.013332 | 1.09 | 1.43 | -0.0133
SCECFLMFmExCZ10 | CFL | SCE | MFm | Ex | CZ10 | rWtd | 1.0855 | 1.8044 | -0.014792 | 1.09 | 1.8 | -0.0148
SCECFLMFmExCZ13 | CFL | SCE | MFm | Ex | CZ13 | rWtd | 1.0951 | 1.7665 | -0.016517 | 1.1 | 1.77 | -0.0165
SCECFLMFmExCZ14 | CFL | SCE | MFm | Ex | CZ14 | rWtd | 1.1127 | 1.59 | -0.015974 | 1.11 | 1.59 | -0.016
SCECFLMFmExCZ15 | CFL | SCE | MFm | Ex | CZ15 | rWtd | 1.209 | 1.6096 | -0.0072988 | 1.21 | 1.61 | -0.0073
SCECFLMFmExCZ16 | CFL | SCE | MFm | Ex | CZ16 | rWtd | 1.0186 | 1.4442 | -0.020401 | 1.02 | 1.44 | -0.0204
SCECFLMFmNewCZ05 | CFL | SCE | MFm | New | CZ05 | rWtd | 1.0177 | 1.2307 | -0.013202 | 1.02 | 1.23 | -0.0132
SCECFLMFmNewCZ06 | CFL | SCE | MFm | New | CZ06 | rWtd | 1.04 | 1.4304 | -0.012643 | 1.04 | 1.43 | -0.0126
SCECFLMFmNewCZ08 | CFL | SCE | MFm | New | CZ08 | rWtd | 1.1109 | 1.2485 | -0.0082454 | 1.11 | 1.25 | -0.00825
SCECFLMFmNewCZ09 | CFL | SCE | MFm | New | CZ09 | rWtd | 1.0983 | 1.3688 | -0.010359 | 1.1 | 1.37 | -0.0104
SCECFLMFmNewCZ10 | CFL | SCE | MFm | New | CZ10 | rWtd | 1.0949 | 1.5129 | -0.0087032 | 1.09 | 1.51 | -0.0087
SCECFLMFmNewCZ13 | CFL | SCE | MFm | New | CZ13 | rWtd | 1.0924 | 1.439 | -0.013922 | 1.09 | 1.44 | -0.0139
SCECFLMFmNewCZ14 | CFL | SCE | MFm | New | CZ14 | rWtd | 1.0825 | 1.2964 | -0.015614 | 1.08 | 1.3 | -0.0156
SCECFLMFmNewCZ15 | CFL | SCE | MFm | New | CZ15 | rWtd | 1.1379 | 1.3778 | -0.0067082 | 1.14 | 1.38 | -0.00671
SCECFLMFmNewCZ16 | CFL | SCE | MFm | New | CZ16 | rWtd | 1.0246 | 1.3553 | -0.02099 | 1.02 | 1.36 | -0.021
SDGCFLSFmExCZ06 | CFL | SDG | SFm | Ex | CZ06 | rWtd | 1.0252 | 1.481 | -0.017195 | 1.03 | 1.48 | -0.0172
SDGCFLSFmExCZ07 | CFL | SDG | SFm | Ex | CZ07 | rWtd | 1.0119 | 1.2894 | -0.016282 | 1.01 | 1.29 | -0.0163
SDGCFLSFmExCZ08 | CFL | SDG | SFm | Ex | CZ08 | rWtd | 1.1026 | 1.667 | -0.016591 | 1.1 | 1.67 | -0.0166
SDGCFLSFmExCZ10 | CFL | SDG | SFm | Ex | CZ10 | rWtd | 1.0581 | 1.6753 | -0.021898 | 1.06 | 1.68 | -0.0219
SDGCFLSFmExCZ14 | CFL | SDG | SFm | Ex | CZ14 | rWtd | 1.0928 | 1.4731 | -0.023194 | 1.09 | 1.47 | -0.0232
SDGCFLSFmExCZ15 | CFL | SDG | SFm | Ex | CZ15 | rWtd | 1.2201 | 1.7226 | -0.010439 | 1.22 | 1.72 | -0.0104
SDGCFLSFmNewCZ06 | CFL | SDG | SFm | New | CZ06 | rWtd | 1.016 | 1.3137 | -0.016953 | 1.02 | 1.31 | -0.017
SDGCFLSFmNewCZ07 | CFL | SDG | SFm | New | CZ07 | rWtd | 1.0271 | 1.1373 | -0.015762 | 1.03 | 1.14 | -0.0158
SDGCFLSFmNewCZ08 | CFL | SDG | SFm | New | CZ08 | rWtd | 1.0856 | 1.4933 | -0.014061 | 1.09 | 1.49 | -0.0141
SDGCFLSFmNewCZ10 | CFL | SDG | SFm | New | CZ10 | rWtd | 1.0698 | 1.4563 | -0.020739 | 1.07 | 1.46 | -0.0207
SDGCFLSFmNewCZ14 | CFL | SDG | SFm | New | CZ14 | rWtd | 1.0293 | 1.1124 | -0.023376 | 1.03 | 1.11 | -0.0234
SDGCFLSFmNewCZ15 | CFL | SDG | SFm | New | CZ15 | rWtd | 1.096 | 1.2935 | -0.01068 | 1.1 | 1.29 | -0.0107
SDGCFLMFmExCZ06 | CFL | SDG | MFm | Ex | CZ06 | rWtd | 1.0054 | 1.3145 | -0.014392 | 1.01 | 1.31 | -0.0144
SDGCFLMFmExCZ07 | CFL | SDG | MFm | Ex | CZ07 | rWtd | 1.0076 | 1.149 | -0.01252 | 1.01 | 1.15 | -0.0125
SDGCFLMFmExCZ08 | CFL | SDG | MFm | Ex | CZ08 | rWtd | 1.0806 | 1.4041 | -0.011261 | 1.08 | 1.4 | -0.0113
SDGCFLMFmExCZ10 | CFL | SDG | MFm | Ex | CZ10 | rWtd | 1.0636 | 1.6787 | -0.014431 | 1.06 | 1.68 | -0.0144
SDGCFLMFmExCZ14 | CFL | SDG | MFm | Ex | CZ14 | rWtd | 1.1096 | 1.5073 | -0.017141 | 1.11 | 1.51 | -0.0171
SDGCFLMFmExCZ15 | CFL | SDG | MFm | Ex | CZ15 | rWtd | 1.2141 | 1.5805 | -0.0070323 | 1.21 | 1.58 | -0.00703
SDGCFLMFmNewCZ06 | CFL | SDG | MFm | New | CZ06 | rWtd | 1.0482 | 1.4818 | -0.012629 | 1.05 | 1.48 | -0.0126
SDGCFLMFmNewCZ07 | CFL | SDG | MFm | New | CZ07 | rWtd | 1.0819 | 1.3083 | -0.011088 | 1.08 | 1.31 | -0.0111
SDGCFLMFmNewCZ08 | CFL | SDG | MFm | New | CZ08 | rWtd | 1.1223 | 1.2717 | -0.0082144 | 1.12 | 1.27 | -0.00821
SDGCFLMFmNewCZ10 | CFL | SDG | MFm | New | CZ10 | rWtd | 1.0174 | 1.1686 | -0.0089457 | 1.02 | 1.17 | -0.00895
SDGCFLMFmNewCZ14 | CFL | SDG | MFm | New | CZ14 | rWtd | 1.0638 | 1.2566 | -0.01566 | 1.06 | 1.26 | -0.0157
SDGCFLMFmNewCZ15 | CFL | SDG | MFm | New | CZ15 | rWtd | 1.1166 | 1.3257 | -0.0067577 | 1.12 | 1.33 | -0.00676
PGECFLDMOExCZ01 | CFL | PGE | DMO | Ex | CZ01 | rWtd | 0.95249 | 1.0227 | -0.022 | 0.952 | 1.02 | -0.022
PGECFLDMOExCZ02 | CFL | PGE | DMO | Ex | CZ02 | rWtd | 1.0584 | 1.9121 | -0.01964 | 1.06 | 1.91 | -0.0196
PGECFLDMOExCZ03 | CFL | PGE | DMO | Ex | CZ03 | rWtd | 0.99338 | 1.5611 | -0.019201 | 0.993 | 1.56 | -0.0192
PGECFLDMOExCZ04 | CFL | PGE | DMO | Ex | CZ04 | rWtd | 1.0597 | 1.6824 | -0.016699 | 1.06 | 1.68 | -0.0167
PGECFLDMOExCZ05 | CFL | PGE | DMO | Ex | CZ05 | rWtd | 0.95814 | 1.1405 | -0.021698 | 0.958 | 1.14 | -0.0217
PGECFLDMOExCZ11 | CFL | PGE | DMO | Ex | CZ11 | rWtd | 1.1196 | 1.8675 | -0.017993 | 1.12 | 1.87 | -0.018
PGECFLDMOExCZ12 | CFL | PGE | DMO | Ex | CZ12 | rWtd | 1.1158 | 1.9634 | -0.017669 | 1.12 | 1.96 | -0.0177
PGECFLDMOExCZ13 | CFL | PGE | DMO | Ex | CZ13 | rWtd | 1.1479 | 1.7463 | -0.016394 | 1.15 | 1.75 | -0.0164
PGECFLDMOExCZ16 | CFL | PGE | DMO | Ex | CZ16 | rWtd | 1.0107 | 1.4505 | -0.022582 | 1.01 | 1.45 | -0.0226
PGECFLDMONewCZ01 | CFL | PGE | DMO | New | CZ01 | rWtd | 0.96364 | 1.0227 | -0.024582 | 0.964 | 1.02 | -0.0246
PGECFLDMONewCZ02 | CFL | PGE | DMO | New | CZ02 | rWtd | 1.0557 | 1.8637 | -0.021216 | 1.06 | 1.86 | -0.0212
PGECFLDMONewCZ03 | CFL | PGE | DMO | New | CZ03 | rWtd | 0.95715 | 1 | -0.018619 | 0.957 | 1 | -0.0186
PGECFLDMONewCZ04 | CFL | PGE | DMO | New | CZ04 | rWtd | 1.0326 | 1.4396 | -0.017849 | 1.03 | 1.44 | -0.0178
PGECFLDMONewCZ05 | CFL | PGE | DMO | New | CZ05 | rWtd | 0.94732 | 1.0227 | -0.023381 | 0.947 | 1.02 | -0.0234
PGECFLDMONewCZ11 | CFL | PGE | DMO | New | CZ11 | rWtd | 1.1191 | 1.6804 | -0.015443 | 1.12 | 1.68 | -0.0154
PGECFLDMONewCZ12 | CFL | PGE | DMO | New | CZ12 | rWtd | 1.087 | 1.6829 | -0.018041 | 1.09 | 1.68 | -0.018
PGECFLDMONewCZ13 | CFL | PGE | DMO | New | CZ13 | rWtd | 0.96348 | 1 | -0.016598 | 0.963 | 1 | -0.0166
PGECFLDMONewCZ16 | CFL | PGE | DMO | New | CZ16 | rWtd | 1.0025 | 1.4533 | -0.019114 | 1 | 1.45 | -0.0191
SCECFLDMOExCZ05 | CFL | SCE | DMO | Ex | CZ05 | rWtd | 0.98209 | 1.7071 | -0.023471 | 0.982 | 1.71 | -0.0235
SCECFLDMOExCZ06 | CFL | SCE | DMO | Ex | CZ06 | rWtd | 1.0081 | 1.1739 | -0.012195 | 1.01 | 1.17 | -0.0122
SCECFLDMOExCZ08 | CFL | SCE | DMO | Ex | CZ08 | rWtd | 1.1184 | 1.5922 | -0.011662 | 1.12 | 1.59 | -0.0117
SCECFLDMOExCZ09 | CFL | SCE | DMO | Ex | CZ09 | rWtd | 1.1226 | 1.5837 | -0.012803 | 1.12 | 1.58 | -0.0128
SCECFLDMOExCZ10 | CFL | SCE | DMO | Ex | CZ10 | rWtd | 1.1321 | 1.881 | -0.01327 | 1.13 | 1.88 | -0.0133
SCECFLDMOExCZ13 | CFL | SCE | DMO | Ex | CZ13 | rWtd | 1.1617 | 1.8037 | -0.016375 | 1.16 | 1.8 | -0.0164
SCECFLDMOExCZ14 | CFL | SCE | DMO | Ex | CZ14 | rWtd | 1.1479 | 1.6862 | -0.016195 | 1.15 | 1.69 | -0.0162
SCECFLDMOExCZ15 | CFL | SCE | DMO | Ex | CZ15 | rWtd | 1.2503 | 1.6923 | -0.00662 | 1.25 | 1.69 | -0.00662
SCECFLDMOExCZ16 | CFL | SCE | DMO | Ex | CZ16 | rWtd | 1.0551 | 1.7561 | -0.022592 | 1.06 | 1.76 | -0.0226
SCECFLDMONewCZ05 | CFL | SCE | DMO | New | CZ05 | rWtd | 0.97736 | 1.5389 | -0.023547 | 0.977 | 1.54 | -0.0235
SCECFLDMONewCZ06 | CFL | SCE | DMO | New | CZ06 | rWtd | 0.98302 | 1.0429 | -0.011898 | 0.983 | 1.04 | -0.0119
SCECFLDMONewCZ08 | CFL | SCE | DMO | New | CZ08 | rWtd | 1.1316 | 1.4329 | -0.010829 | 1.13 | 1.43 | -0.0108
SCECFLDMONewCZ09 | CFL | SCE | DMO | New | CZ09 | rWtd | 1.1219 | 1.5682 | -0.011965 | 1.12 | 1.57 | -0.012
SCECFLDMONewCZ10 | CFL | SCE | DMO | New | CZ10 | rWtd | 1.1358 | 1.5023 | -0.014433 | 1.14 | 1.5 | -0.0144
SCECFLDMONewCZ13 | CFL | SCE | DMO | New | CZ13 | rWtd | 1.0546 | 1.3093 | -0.016764 | 1.05 | 1.31 | -0.0168
SCECFLDMONewCZ14 | CFL | SCE | DMO | New | CZ14 | rWtd | 1.056 | 1.3366 | -0.017485 | 1.06 | 1.34 | -0.0175
SCECFLDMONewCZ15 | CFL | SCE | DMO | New | CZ15 | rWtd | 1.2098 | 1.5452 | -0.0068124 | 1.21 | 1.55 | -0.00681
SCECFLDMONewCZ16 | CFL | SCE | DMO | New | CZ16 | rWtd | 1.0199 | 1.6341 | -0.019196 | 1.02 | 1.63 | -0.0192
SDGCFLDMOExCZ06 | CFL | SDG | DMO | Ex | CZ06 | rWtd | 0.43122 | 0.58898 | -0.0038206 | 0.431 | 0.589 | -0.00382
SDGCFLDMOExCZ07 | CFL | SDG | DMO | Ex | CZ07 | rWtd | 1.0233 | 1.157 | -0.0086918 | 1.02 | 1.16 | -0.00869
SDGCFLDMOExCZ08 | CFL | SDG | DMO | Ex | CZ08 | rWtd | 1.0866 | 1.4469 | -0.010799 | 1.09 | 1.45 | -0.0108
SDGCFLDMOExCZ10 | CFL | SDG | DMO | Ex | CZ10 | rWtd | 1.1211 | 1.774 | -0.013174 | 1.12 | 1.77 | -0.0132
SDGCFLDMOExCZ14 | CFL | SDG | DMO | Ex | CZ14 | rWtd | 1.0029 | 1.148 | -0.015442 | 1 | 1.15 | -0.0154
SDGCFLDMOExCZ15 | CFL | SDG | DMO | Ex | CZ15 | rWtd | 1.1478 | 1.4174 | -0.0067067 | 1.15 | 1.42 | -0.00671
SDGCFLDMONewCZ06 | CFL | SDG | DMO | New | CZ06 | rWtd | 1.0679 | 1.453 | -0.011992 | 1.07 | 1.45 | -0.012
SDGCFLDMONewCZ07 | CFL | SDG | DMO | New | CZ07 | rWtd | 1.0712 | 1.2296 | -0.0079454 | 1.07 | 1.23 | -0.00795
SDGCFLDMONewCZ08 | CFL | SDG | DMO | New | CZ08 | rWtd | 1.1319 | 1.4338 | -0.010829 | 1.13 | 1.43 | -0.0108
SDGCFLDMONewCZ10 | CFL | SDG | DMO | New | CZ10 | rWtd | 1.1358 | 1.5023 | -0.014433 | 1.14 | 1.5 | -0.0144
SDGCFLDMONewCZ14 | CFL | SDG | DMO | New | CZ14 | rWtd | 1.102 | 1.4911 | -0.017567 | 1.1 | 1.49 | -0.0176
SDGCFLDMONewCZ15 | CFL | SDG | DMO | New | CZ15 | rWtd | 1.1783 | 1.4707 | -0.0067918 | 1.18 | 1.47 | -0.00679
PGECFLDMoExIOU | CFL | PGE | DMo | Ex | IOU | cWtd | 1.0853 | 1.753 | -0.018399 | 1.09 | 1.75 | -0.0184
PGECFLMFmExIOU | CFL | PGE | MFm | Ex | IOU | cWtd | 0.98855 | 1.346 | -0.018876 | 0.989 | 1.35 | -0.0189
PGECFLSFmExIOU | CFL | PGE | SFm | Ex | IOU | cWtd | 1.0354 | 1.5611 | -0.024766 | 1.04 | 1.56 | -0.0248
SCECFLDMoExIOU | CFL | SCE | DMo | Ex | IOU | cWtd | 1.1089 | 1.6436 | -0.013783 | 1.11 | 1.64 | -0.0138
SCECFLMFmExIOU | CFL | SCE | MFm | Ex | IOU | cWtd | 1.0511 | 1.3973 | -0.013348 | 1.05 | 1.4 | -0.0133
SCECFLSFmExIOU | CFL | SCE | SFm | Ex | IOU | cWtd | 1.072 | 1.5774 | -0.019776 | 1.07 | 1.58 | -0.0198
SDGCFLDMoExIOU | CFL | SDG | DMo | Ex | IOU | cWtd | 1.07 | 1.449 | -0.010936 | 1.07 | 1.45 | -0.0109
SDGCFLMFmExIOU | CFL | SDG | MFm | Ex | IOU | cWtd | 1.0225 | 1.2783 | -0.012953 | 1.02 | 1.28 | -0.013
SDGCFLSFmExIOU | CFL | SDG | SFm | Ex | IOU | cWtd | 1.0288 | 1.4234 | -0.017984 | 1.03 | 1.42 | -0.018
PGECFLDMoNewIOU | CFL | PGE | DMo | New | IOU | cWtd | 1.0494 | 1.5027 | -0.017844 | 1.05 | 1.5 | -0.0178
PGECFLMFmNewIOU | CFL | PGE | MFm | New | IOU | cWtd | 1.0112 | 1.2684 | -0.015871 | 1.01 | 1.27 | -0.0159
PGECFLSFmNewIOU | CFL | PGE | SFm | New | IOU | cWtd | 1.0411 | 1.4947 | -0.021259 | 1.04 | 1.49 | -0.0213
SCECFLDMoNewIOU | CFL | SCE | DMo | New | IOU | cWtd | 1.0688 | 1.3215 | -0.011771 | 1.07 | 1.32 | -0.0118
SCECFLMFmNewIOU | CFL | SCE | MFm | New | IOU | cWtd | 1.0847 | 1.3465 | -0.010307 | 1.08 | 1.35 | -0.0103
SCECFLSFmNewIOU | CFL | SCE | SFm | New | IOU | cWtd | 1.0637 | 1.4362 | -0.018736 | 1.06 | 1.44 | -0.0187
SDGCFLDMoNewIOU | CFL | SDG | DMo | New | IOU | cWtd | 1.1173 | 1.4245 | -0.012577 | 1.12 | 1.42 | -0.0126
SDGCFLMFmNewIOU | CFL | SDG | MFm | New | IOU | cWtd | 1.076 | 1.2809 | -0.01017 | 1.08 | 1.28 | -0.0102
SDGCFLSFmNewIOU | CFL | SDG | SFm | New | IOU | cWtd | 1.0385 | 1.2744 | -0.017547 | 1.04 | 1.27 | -0.0175
PGECFLResExIOU | CFL | PGE | Res | Ex | IOU | cWtd | 1.0235 | 1.5048 | -0.02268 | 1.02 | 1.5 | -0.0227
PGECFLResNewIOU | CFL | PGE | Res | New | IOU | cWtd | 1.0344 | 1.4429 | -0.019944 | 1.03 | 1.44 | -0.0199
SCECFLResExIOU | CFL | SCE | Res | Ex | IOU | cWtd | 1.0682 | 1.5316 | -0.017709 | 1.07 | 1.53 | -0.0177
SCECFLResNewIOU | CFL | SCE | Res | New | IOU | cWtd | 1.0676 | 1.4145 | -0.016906 | 1.07 | 1.41 | -0.0169
SDGCFLResExIOU | CFL | SDG | Res | Ex | IOU | cWtd | 1.0288 | 1.3798 | -0.016084 | 1.03 | 1.38 | -0.0161
SDGCFLResNewIOU | CFL | SDG | Res | New | IOU | cWtd | 1.0486 | 1.2811 | -0.015947 | 1.05 | 1.28 | -0.0159
PGECFLResExCZ01 | CFL | PGE | Res | Ex | CZ01 | rWtd | 0.94622 | 1.0164 | -0.027786 | 0.946 | 1.02 | -0.0278
PGECFLResExCZ02 | CFL | PGE | Res | Ex | CZ02 | rWtd | 0.99261 | 1.4155 | -0.025009 | 0.993 | 1.42 | -0.025
PGECFLResExCZ03 | CFL | PGE | Res | Ex | CZ03 | rWtd | 0.95564 | 1.1045 | -0.024154 | 0.956 | 1.1 | -0.0242
PGECFLResExCZ04 | CFL | PGE | Res | Ex | CZ04 | rWtd | 1.0096 | 1.4697 | -0.019492 | 1.01 | 1.47 | -0.0195
PGECFLResExCZ05 | CFL | PGE | Res | Ex | CZ05 | rWtd | 0.9578 | 1.1607 | -0.027842 | 0.958 | 1.16 | -0.0278
PGECFLResExCZ11 | CFL | PGE | Res | Ex | CZ11 | rWtd | 1.0999 | 1.8817 | -0.022302 | 1.1 | 1.88 | -0.0223
PGECFLResExCZ12 | CFL | PGE | Res | Ex | CZ12 | rWtd | 1.0669 | 1.841 | -0.021678 | 1.07 | 1.84 | -0.0217
PGECFLResExCZ13 | CFL | PGE | Res | Ex | CZ13 | rWtd | 1.1229 | 1.8406 | -0.021539 | 1.12 | 1.84 | -0.0215
PGECFLResExCZ16 | CFL | PGE | Res | Ex | CZ16 | rWtd | 1.0204 | 1.4949 | -0.025988 | 1.02 | 1.49 | -0.026
PGECFLResNewCZ01 | CFL | PGE | Res | New | CZ01 | rWtd | 0.95743 | 1.013 | -0.024534 | 0.957 | 1.01 | -0.0245
PGECFLResNewCZ02 | CFL | PGE | Res | New | CZ02 | rWtd | 1.0028 | 1.5261 | -0.021867 | 1 | 1.53 | -0.0219
PGECFLResNewCZ03 | CFL | PGE | Res | New | CZ03 | rWtd | 0.97198 | 1.1441 | -0.019147 | 0.972 | 1.14 | -0.0191
PGECFLResNewCZ04 | CFL | PGE | Res | New | CZ04 | rWtd | 1.0504 | 1.6806 | -0.018524 | 1.05 | 1.68 | -0.0185
PGECFLResNewCZ05 | CFL | PGE | Res | New | CZ05 | rWtd | 0.97581 | 1.1163 | -0.024216 | 0.976 | 1.12 | -0.0242
PGECFLResNewCZ11 | CFL | PGE | Res | New | CZ11 | rWtd | 1.0759 | 1.5233 | -0.019947 | 1.08 | 1.52 | -0.0199
PGECFLResNewCZ12 | CFL | PGE | Res | New | CZ12 | rWtd | 1.0498 | 1.5169 | -0.019767 | 1.05 | 1.52 | -0.0198
PGECFLResNewCZ13 | CFL | PGE | Res | New | CZ13 | rWtd | 1.0727 | 1.4797 | -0.01995 | 1.07 | 1.48 | -0.0199
PGECFLResNewCZ16 | CFL | PGE | Res | New | CZ16 | rWtd | 0.98894 | 1.3519 | -0.023727 | 0.989 | 1.35 | -0.0237
SCECFLResExCZ05 | CFL | SCE | Res | Ex | CZ05 | rWtd | 0.97368 | 1.3002 | -0.02949 | 0.974 | 1.3 | -0.0295
SCECFLResExCZ06 | CFL | SCE | Res | Ex | CZ06 | rWtd | 1.0073 | 1.306 | -0.016195 | 1.01 | 1.31 | -0.0162
SCECFLResExCZ08 | CFL | SCE | Res | Ex | CZ08 | rWtd | 1.0487 | 1.42 | -0.015197 | 1.05 | 1.42 | -0.0152
SCECFLResExCZ09 | CFL | SCE | Res | Ex | CZ09 | rWtd | 1.0862 | 1.4882 | -0.016701 | 1.09 | 1.49 | -0.0167
SCECFLResExCZ10 | CFL | SCE | Res | Ex | CZ10 | rWtd | 1.0873 | 1.8501 | -0.020465 | 1.09 | 1.85 | -0.0205
SCECFLResExCZ13 | CFL | SCE | Res | Ex | CZ13 | rWtd | 1.13 | 1.8534 | -0.022595 | 1.13 | 1.85 | -0.0226
SCECFLResExCZ14 | CFL | SCE | Res | Ex | CZ14 | rWtd | 1.1393 | 1.6571 | -0.023457 | 1.14 | 1.66 | -0.0235
SCECFLResExCZ15 | CFL | SCE | Res | Ex | CZ15 | rWtd | 1.2134 | 1.6608 | -0.0091556 | 1.21 | 1.66 | -0.00916
SCECFLResExCZ16 | CFL | SCE | Res | Ex | CZ16 | rWtd | 1.0375 | 1.5937 | -0.025257 | 1.04 | 1.59 | -0.0253
SCECFLResNewCZ05 | CFL | SCE | Res | New | CZ05 | rWtd | 1.0046 | 1.741 | -0.024255 | 1 | 1.74 | -0.0243
SCECFLResNewCZ06 | CFL | SCE | Res | New | CZ06 | rWtd | 1.0252 | 1.3766 | -0.015233 | 1.03 | 1.38 | -0.0152
SCECFLResNewCZ08 | CFL | SCE | Res | New | CZ08 | rWtd | 1.0871 | 1.3144 | -0.01165 | 1.09 | 1.31 | -0.0116
SCECFLResNewCZ09 | CFL | SCE | Res | New | CZ09 | rWtd | 1.0844 | 1.4816 | -0.013283 | 1.08 | 1.48 | -0.0133
SCECFLResNewCZ10 | CFL | SCE | Res | New | CZ10 | rWtd | 1.0717 | 1.4634 | -0.020603 | 1.07 | 1.46 | -0.0206
SCECFLResNewCZ13 | CFL | SCE | Res | New | CZ13 | rWtd | 1.0743 | 1.4915 | -0.020239 | 1.07 | 1.49 | -0.0202
SCECFLResNewCZ14 | CFL | SCE | Res | New | CZ14 | rWtd | 1.0908 | 1.3442 | -0.023376 | 1.09 | 1.34 | -0.0234
SCECFLResNewCZ15 | CFL | SCE | Res | New | CZ15 | rWtd | 1.1731 | 1.4922 | -0.0096501 | 1.17 | 1.49 | -0.00965
SCECFLResNewCZ16 | CFL | SCE | Res | New | CZ16 | rWtd | 0.97836 | 1.1457 | -0.023488 | 0.978 | 1.15 | -0.0235
SDGCFLResExCZ06 | CFL | SDG | Res | Ex | CZ06 | rWtd | 1.0211 | 1.4469 | -0.01662 | 1.02 | 1.45 | -0.0166
SDGCFLResExCZ07 | CFL | SDG | Res | Ex | CZ07 | rWtd | 1.0108 | 1.2359 | -0.014695 | 1.01 | 1.24 | -0.0147
SDGCFLResExCZ08 | CFL | SDG | Res | Ex | CZ08 | rWtd | 1.0885 | 1.4956 | -0.013 | 1.09 | 1.5 | -0.013
SDGCFLResExCZ10 | CFL | SDG | Res | Ex | CZ10 | rWtd | 1.0647 | 1.6844 | -0.019373 | 1.06 | 1.68 | -0.0194
SDGCFLResExCZ14 | CFL | SDG | Res | Ex | CZ14 | rWtd | 1.0832 | 1.4377 | -0.022134 | 1.08 | 1.44 | -0.0221
SDGCFLResExCZ15 | CFL | SDG | Res | Ex | CZ15 | rWtd | 1.2197 | 1.7133 | -0.010216 | 1.22 | 1.71 | -0.0102
SDGCFLResNewCZ06 | CFL | SDG | Res | New | CZ06 | rWtd | 1.0175 | 1.3214 | -0.016754 | 1.02 | 1.32 | -0.0168
SDGCFLResNewCZ07 | CFL | SDG | Res | New | CZ07 | rWtd | 1.0404 | 1.178 | -0.014537 | 1.04 | 1.18 | -0.0145
SDGCFLResNewCZ08 | CFL | SDG | Res | New | CZ08 | rWtd | 1.115 | 1.3156 | -0.0093717 | 1.12 | 1.32 | -0.00937
SDGCFLResNewCZ10 | CFL | SDG | Res | New | CZ10 | rWtd | 1.069 | 1.4243 | -0.018712 | 1.07 | 1.42 | -0.0187
SDGCFLResNewCZ14 | CFL | SDG | Res | New | CZ14 | rWtd | 1.0293 | 1.1124 | -0.023376 | 1.03 | 1.11 | -0.0234
SDGCFLResNewCZ15 | CFL | SDG | Res | New | CZ15 | rWtd | 1.1029 | 1.3062 | -0.0097837 | 1.1 | 1.31 | -0.00978

## 2014 All applic
DEER2014 Data used to determine the Residential HVAC Interactive Effects
[6 empty] | max | 1.4186 | 2 | 0
| Determine IE factors from simulation results |  |  |  |  | avg | 0.91384 | 1.2189 | -0.012287 | 0.36
[6 empty] | min | 0.25 | 1 | -0.03413
convert to DEER codes:
index | Ltg | IOU | BldgType | BldgVint | BldgLoc | BldgHVAC | IE-kWh | IE-kW | IE-therm |  |  | ACustWBkWh | ACustWBkW | ACustWBtherm | ACustEUkWh | ACustEUkW | demand filter | elec heat | min kW | minmax therm | min kWh
CFLSFm1975CZ01rDXGF | CFL | All | SFm | 1975 | CZ01 | rDXGF | 1 | 1.0038 | -0.03413 |  |  | 494.436 | 0.057808 | -18.226 | 500.32 | 0.057591 | FALSE | FALSE | 1 | -0.03413 | 1
CFLSFm1975CZ01rDXHP | CFL | All | SFm | 1975 | CZ01 | rDXHP | 0.69646 | 1 | -0.00044171 |  |  | 348.46 | 0.054833 | -0.221 | 500.329 | 0.057592 | FALSE | TRUE | 1 | -0.00044171 | 0.5
CFLSFm1975CZ01rNCEH | CFL | All | SFm | 1975 | CZ01 | rNCEH | 0.58387 | 1 | -0.00045576 |  |  | 361.269 | 0.06727 | -0.282 | 618.745 | 0.071223 | FALSE | TRUE | 1 | -0.00045576 | 0.25
CFLSFm1975CZ01rNCGF | CFL | All | SFm | 1975 | CZ01 | rNCGF | 0.98981 | 1.0043 | -0.03413 |  |  | 495.222 | 0.057841 | -18.906 | 500.32 | 0.057591 | FALSE | FALSE | 1 | -0.03413 | 0.9
CFLSFm1985CZ01rDXGF | CFL | All | SFm | 1985 | CZ01 | rDXGF | 1 | 1.0026 | -0.03413 |  |  | 493.49 | 0.057739 | -18.135 | 500.297 | 0.057589 | FALSE | FALSE | 1 | -0.03413 | 1
CFLSFm1985CZ01rDXHP | CFL | All | SFm | 1985 | CZ01 | rDXHP | 0.65585 | 1 | -0.00047771 |  |  | 328.128 | 0.052895 | -0.239 | 500.308 | 0.05759 | FALSE | TRUE | 1 | -0.00047771 | 0.5
CFLSFm1985CZ01rNCEH | CFL | All | SFm | 1985 | CZ01 | rNCEH | 0.53657 | 1 | -0.00049172 |  |  | 245.524 | 0.045709 | -0.225 | 457.581 | 0.052672 | FALSE | TRUE | 1 | -0.00049172 | 0.25
CFLSFm1985CZ01rNCGF | CFL | All | SFm | 1985 | CZ01 | rNCGF | 0.98965 | 1.0037 | -0.03413 |  |  | 495.119 | 0.057802 | -19.199 | 500.297 | 0.057589 | FALSE | FALSE | 1 | -0.03413 | 0.9
CFLSFm1996CZ01rDXGF | CFL | All | SFm | 1996 | CZ01 | rDXGF | 1 | 1.0023 | -0.028758 |  |  | 496.757 | 0.057712 | -14.386 | 500.235 | 0.057581 | FALSE | FALSE | 1 | -0.028758 | 1
CFLSFm1996CZ01rDXHP | CFL | All | SFm | 1996 | CZ01 | rDXHP | 0.74921 | 1 | -0.00045778 |  |  | 374.787 | 0.053743 | -0.229 | 500.245 | 0.057583 | FALSE | TRUE | 1 | -0.00045778 | 0.5
CFLSFm1996CZ01rNCEH | CFL | All | SFm | 1996 | CZ01 | rNCEH | 0.6119 | 1 | -0.00045003 |  |  | 315.443 | 0.053569 | -0.232 | 515.518 | 0.059341 | FALSE | TRUE | 1 | -0.00045003 | 0.25
CFLSFm1996CZ01rNCGF | CFL | All | SFm | 1996 | CZ01 | rNCGF | 0.99332 | 1.0026 | -0.029576 |  |  | 496.893 | 0.05773 | -14.795 | 500.235 | 0.057581 | FALSE | FALSE | 1 | -0.029576 | 0.9
CFLSFm2003CZ01rDXGF | CFL | All | SFm | 2003 | CZ01 | rDXGF | 1 | 1.0038 | -0.029357 |  |  | 495.887 | 0.057797 | -14.685 | 500.226 | 0.05758 | FALSE | FALSE | 1 | -0.029357 | 1
CFLSFm2003CZ01rDXHP | CFL | All | SFm | 2003 | CZ01 | rDXHP | 0.74291 | 1 | -0.0004118 |  |  | 371.629 | 0.054958 | -0.206 | 500.237 | 0.057582 | FALSE | TRUE | 1 | -0.0004118 | 0.5
CFLSFm2003CZ01rNCEH | CFL | All | SFm | 2003 | CZ01 | rNCEH | 0.60566 | 1 | -0.00041415 |  |  | 298.333 | 0.052677 | -0.204 | 492.575 | 0.0567 | FALSE | TRUE | 1 | -0.00041415 | 0.25
CFLSFm2003CZ01rNCGF | CFL | All | SFm | 2003 | CZ01 | rNCGF | 0.99299 | 1.0046 | -0.03009 |  |  | 496.717 | 0.057846 | -15.052 | 500.226 | 0.05758 | FALSE | FALSE | 1 | -0.03009 | 0.9
CFLSFm2007CZ01rDXGF | CFL | All | SFm | 2007 | CZ01 | rDXGF | 1 | 1.0034 | -0.031042 |  |  | 497.686 | 0.057779 | -15.528 | 500.226 | 0.05758 | FALSE | FALSE | 1 | -0.031042 | 1
CFLSFm2007CZ01rDXHP | CFL | All | SFm | 2007 | CZ01 | rDXHP | 0.78395 | 1 | -0.00035583 |  |  | 392.161 | 0.056112 | -0.178 | 500.237 | 0.057582 | FALSE | TRUE | 1 | -0.00035583 | 0.5
CFLSFm2007CZ01rNCEH | CFL | All | SFm | 2007 | CZ01 | rNCEH | 0.57372 | 1 | -0.00036746 |  |  | 282.599 | 0.053638 | -0.181 | 492.575 | 0.0567 | FALSE | TRUE | 1 | -0.00036746 | 0.25
CFLSFm2007CZ01rNCGF | CFL | All | SFm | 2007 | CZ01 | rNCGF | 0.99219 | 1.004 | -0.031528 |  |  | 496.317 | 0.057808 | -15.771 | 500.226 | 0.05758 | FALSE | FALSE | 1 | -0.031528 | 0.9
CFLSFm2011CZ01rDXGF | CFL | All | SFm | 2011 | CZ01 | rDXGF | 1 | 1.0044 | -0.028585 |  |  | 499.216 | 0.057832 | -14.299 | 500.226 | 0.05758 | FALSE | FALSE | 1 | -0.028585 | 1
CFLSFm2011CZ01rDXHP | CFL | All | SFm | 2011 | CZ01 | rDXHP | 0.80654 | 1 | -0.00039981 |  |  | 403.46 | 0.056532 | -0.2 | 500.237 | 0.057582 | FALSE | TRUE | 1 | -0.00039981 | 0.5
CFLSFm2011CZ01rNCEH | CFL | All | SFm | 2011 | CZ01 | rNCEH | 0.60639 | 1 | -0.0004243 |  |  | 298.693 | 0.053924 | -0.209 | 492.575 | 0.0567 | FALSE | TRUE | 1 | -0.0004243 | 0.25
CFLSFm2011CZ01rNCGF | CFL | All | SFm | 2011 | CZ01 | rNCGF | 0.99396 | 1.0028 | -0.029143 |  |  | 497.205 | 0.057744 | -14.578 | 500.226 | 0.05758 | FALSE | FALSE | 1 | -0.029143 | 0.9
CFLSFm2014CZ01rDXGF | CFL | All | SFm | 2014 | CZ01 | rDXGF | 1.0026 | 1.043 | -0.025906 |  |  | 501.44 | 0.060047 | -12.957 | 500.161 | 0.057573 | FALSE | FALSE | 1 | -0.025906 | 1
CFLSFm2014CZ01rDXHP | CFL | All | SFm | 2014 | CZ01 | rDXHP | 0.81961 | 1 | -0.00043386 |  |  | 409.938 | 0.05517 | -0.217 | 500.161 | 0.057573 | FALSE | TRUE | 1 | -0.00043386 | 0.5
CFLSFm2014CZ01rNCEH | CFL | All | SFm | 2014 | CZ01 | rNCEH | 0.62671 | 1 | -0.00045888 |  |  | 308.653 | 0.05428 | -0.226 | 492.5 | 0.056691 | FALSE | TRUE | 1 | -0.00045888 | 0.25
CFLSFm2014CZ01rNCGF | CFL | All | SFm | 2014 | CZ01 | rNCGF | 0.99555 | 1.0028 | -0.026336 |  |  | 497.936 | 0.057732 | -13.172 | 500.161 | 0.057573 | FALSE | FALSE | 1 | -0.026336 | 0.9
CFLSFm1975CZ02rDXGF | CFL | All | SFm | 1975 | CZ02 | rDXGF | 1.0329 | 1.0762 | -0.029549 |  |  | 516.767 | 0.058635 | -14.784 | 500.32 | 0.054486 | FALSE | FALSE | 1 | -0.029549 | 1
CFLSFm1975CZ02rDXHP | CFL | All | SFm | 1975 | CZ02 | rDXHP | 0.78725 | 1.0689 | -0.00034977 |  |  | 393.882 | 0.058244 | -0.175 | 500.329 | 0.054487 | FALSE | TRUE | 1 | -0.00034977 | 0.5
CFLSFm1975CZ02rNCEH | CFL | All | SFm | 1975 | CZ02 | rNCEH | 0.63801 | 1.0097 | -0.0004994 |  |  | 394.768 | 0.068034 | -0.309 | 618.745 | 0.067382 | FALSE | TRUE | 1 | -0.0004994 | 0.25
CFLSFm1975CZ02rNCGF | CFL | All | SFm | 1975 | CZ02 | rNCGF | 0.9929 | 1.0074 | -0.030267 |  |  | 496.766 | 0.054887 | -15.143 | 500.32 | 0.054486 | FALSE | FALSE | 1 | -0.030267 | 0.9
CFLSFm1985CZ02rDXGF | CFL | All | SFm | 1985 | CZ02 | rDXGF | 1.0366 | 1.0277 | -0.03413 |  |  | 518.583 | 0.05599 | -19.357 | 500.297 | 0.054483 | FALSE | FALSE | 1 | -0.03413 | 1
CFLSFm1985CZ02rDXHP | CFL | All | SFm | 1985 | CZ02 | rDXHP | 0.68407 | 1.0567 | 0 |  |  | 342.248 | 0.057571 | -0.14 | 500.308 | 0.054484 | FALSE | TRUE | 1 | -0.00027983 | 0.5
CFLSFm1985CZ02rNCEH | CFL | All | SFm | 1985 | CZ02 | rNCEH | 0.50353 | 1.0076 | -0.00045894 |  |  | 230.408 | 0.050209 | -0.21 | 457.581 | 0.049831 | FALSE | TRUE | 1 | -0.00045894 | 0.25
CFLSFm1985CZ02rNCGF | CFL | All | SFm | 1985 | CZ02 | rNCGF | 0.98711 | 1.005 | -0.03413 |  |  | 493.85 | 0.054754 | -20.17 | 500.297 | 0.054483 | FALSE | FALSE | 1 | -0.03413 | 0.9
CFLSFm1996CZ02rDXGF | CFL | All | SFm | 1996 | CZ02 | rDXGF | 1.0477 | 1.0813 | -0.027245 |  |  | 524.088 | 0.058906 | -13.629 | 500.235 | 0.054476 | FALSE | FALSE | 1 | -0.027245 | 1
CFLSFm1996CZ02rDXHP | CFL | All | SFm | 1996 | CZ02 | rDXHP | 0.8159 | 1.0169 | 0 |  |  | 408.149 | 0.055398 | -0.164 | 500.245 | 0.054477 | FALSE | TRUE | 1 | -0.00032784 | 0.5
CFLSFm1996CZ02rNCEH | CFL | All | SFm | 1996 | CZ02 | rNCEH | 0.65185 | 1.008 | -0.00048107 |  |  | 336.038 | 0.056588 | -0.248 | 515.518 | 0.056141 | FALSE | TRUE | 1 | -0.00048107 | 0.25
CFLSFm1996CZ02rNCGF | CFL | All | SFm | 1996 | CZ02 | rNCGF | 0.99302 | 1.004 | -0.027727 |  |  | 496.744 | 0.054696 | -13.87 | 500.235 | 0.054476 | FALSE | FALSE | 1 | -0.027727 | 0.9
CFLSFm2003CZ02rDXGF | CFL | All | SFm | 2003 | CZ02 | rDXGF | 1.0494 | 1.1459 | -0.032057 |  |  | 524.828 | 0.062407 | -16.032 | 500.106 | 0.054463 | FALSE | FALSE | 1 | -0.032057 | 1
CFLSFm2003CZ02rDXHP | CFL | All | SFm | 2003 | CZ02 | rDXHP | 0.77015 | 1.1085 | 0 |  |  | 385.166 | 0.060374 | -0.169 | 500.117 | 0.054464 | FALSE | TRUE | 1 | -0.00033792 | 0.5
CFLSFm2003CZ02rNCEH | CFL | All | SFm | 2003 | CZ02 | rNCEH | 0.56876 | 1.0084 | -0.00048356 |  |  | 271.703 | 0.052459 | -0.231 | 477.707 | 0.052023 | FALSE | TRUE | 1 | -0.00048356 | 0.25
CFLSFm2003CZ02rNCGF | CFL | All | SFm | 2003 | CZ02 | rNCGF | 0.99094 | 1.0071 | -0.032867 |  |  | 495.575 | 0.054849 | -16.437 | 500.106 | 0.054463 | FALSE | FALSE | 1 | -0.032867 | 0.9
CFLSFm2007CZ02rDXGF | CFL | All | SFm | 2007 | CZ02 | rDXGF | 1.0422 | 1.2177 | -0.03413 |  |  | 521.187 | 0.066317 | -18.252 | 500.106 | 0.054463 | FALSE | FALSE | 1 | -0.03413 | 1
CFLSFm2007CZ02rDXHP | CFL | All | SFm | 2007 | CZ02 | rDXHP | 0.78245 | 1.2524 | 0 |  |  | 391.317 | 0.068212 | -0.118 | 500.117 | 0.054464 | FALSE | TRUE | 1 | -0.00023594 | 0.5
CFLSFm2007CZ02rNCEH | CFL | All | SFm | 2007 | CZ02 | rNCEH | 0.50337 | 1.0089 | -0.00039983 |  |  | 240.464 | 0.052487 | -0.191 | 477.707 | 0.052023 | FALSE | TRUE | 1 | -0.00039983 | 0.25
CFLSFm2007CZ02rNCGF | CFL | All | SFm | 2007 | CZ02 | rNCGF | 0.98883 | 1.0063 | -0.03413 |  |  | 494.52 | 0.054808 | -18.404 | 500.106 | 0.054463 | FALSE | FALSE | 1 | -0.03413 | 0.9
CFLSFm2011CZ02rDXGF | CFL | All | SFm | 2011 | CZ02 | rDXGF | 1.047 | 1.2254 | -0.03413 |  |  | 523.602 | 0.06674 | -17.529 | 500.106 | 0.054463 | FALSE | FALSE | 1 | -0.03413 | 1
CFLSFm2011CZ02rDXHP | CFL | All | SFm | 2011 | CZ02 | rDXHP | 0.79505 | 1.2111 | 0 |  |  | 397.62 | 0.065959 | -0.13 | 500.117 | 0.054464 | FALSE | TRUE | 1 | -0.00025994 | 0.5
CFLSFm2011CZ02rNCEH | CFL | All | SFm | 2011 | CZ02 | rNCEH | 0.5268 | 1.0099 | -0.00045425 |  |  | 251.656 | 0.052536 | -0.217 | 477.707 | 0.052023 | FALSE | TRUE | 1 | -0.00045425 | 0.25
CFLSFm2011CZ02rNCGF | CFL | All | SFm | 2011 | CZ02 | rNCGF | 0.98984 | 1.0071 | -0.03413 |  |  | 495.023 | 0.054852 | -17.702 | 500.106 | 0.054463 | FALSE | FALSE | 1 | -0.03413 | 0.9
CFLSFm2014CZ02rDXGF | CFL | All | SFm | 2014 | CZ02 | rDXGF | 1.0439 | 1.2101 | -0.03413 |  |  | 522.132 | 0.065917 | -17.282 | 500.188 | 0.054471 | FALSE | FALSE | 1 | -0.03413 | 1
CFLSFm2014CZ02rDXHP | CFL | All | SFm | 2014 | CZ02 | rDXHP | 0.80001 | 1.2379 | 0 |  |  | 400.157 | 0.06743 | -0.147 | 500.188 | 0.054471 | FALSE | TRUE | 1 | -0.00029389 | 0.5
CFLSFm2014CZ02rNCEH | CFL | All | SFm | 2014 | CZ02 | rNCEH | 0.51264 | 1.0105 | -0.00047721 |  |  | 244.927 | 0.052575 | -0.228 | 477.775 | 0.05203 | FALSE | TRUE | 1 | -0.00047721 | 0.25
CFLSFm2014CZ02rNCGF | CFL | All | SFm | 2014 | CZ02 | rNCGF | 0.99072 | 1.0076 | -0.03413 |  |  | 495.544 | 0.054887 | -17.414 | 500.188 | 0.054471 | FALSE | FALSE | 1 | -0.03413 | 0.9
CFLSFm1975CZ03rDXGF | CFL | All | SFm | 1975 | CZ03 | rDXGF | 1.0086 | 1 | -0.033441 |  |  | 504.611 | 0.050454 | -16.731 | 500.32 | 0.050984 | FALSE | FALSE | 1 | -0.033441 | 1
CFLSFm1975CZ03rDXHP | CFL | All | SFm | 1975 | CZ03 | rDXHP | 0.74511 | 1 | 0 |  |  | 372.798 | 0.050168 | -0.17 | 500.329 | 0.050985 | FALSE | TRUE | 1 | -0.00033978 | 0.5
CFLSFm1975CZ03rNCEH | CFL | All | SFm | 1975 | CZ03 | rNCEH | 0.59751 | 1 | -0.00045899 |  |  | 369.708 | 0.062963 | -0.284 | 618.745 | 0.063052 | FALSE | TRUE | 1 | -0.00045899 | 0.25
CFLSFm1975CZ03rNCGF | CFL | All | SFm | 1975 | CZ03 | rNCGF | 0.99075 | 1.0043 | -0.03413 |  |  | 495.693 | 0.051202 | -17.223 | 500.32 | 0.050984 | FALSE | FALSE | 1 | -0.03413 | 0.9
CFLSFm1985CZ03rDXGF | CFL | All | SFm | 1985 | CZ03 | rDXGF | 1.0058 | 1.067 | -0.03413 |  |  | 503.219 | 0.054399 | -20.768 | 500.297 | 0.050982 | FALSE | FALSE | 1 | -0.03413 | 1
CFLSFm1985CZ03rDXHP | CFL | All | SFm | 1985 | CZ03 | rDXHP | 0.68411 | 1.0606 | 0 |  |  | 342.267 | 0.054072 | -0.147 | 500.308 | 0.050983 | FALSE | TRUE | 1 | -0.00029382 | 0.5
CFLSFm1985CZ03rNCEH | CFL | All | SFm | 1985 | CZ03 | rNCEH | 0.47965 | 1 | -0.0004349 |  |  | 219.481 | 0.046383 | -0.199 | 457.581 | 0.046629 | FALSE | TRUE | 1 | -0.0004349 | 0.25
CFLSFm1985CZ03rNCGF | CFL | All | SFm | 1985 | CZ03 | rNCGF | 0.98579 | 1.0033 | -0.03413 |  |  | 493.189 | 0.051151 | -21.849 | 500.297 | 0.050982 | FALSE | FALSE | 1 | -0.03413 | 0.9
CFLSFm1996CZ03rDXGF | CFL | All | SFm | 1996 | CZ03 | rDXGF | 1.0098 | 1.1954 | -0.032731 |  |  | 505.138 | 0.060937 | -16.373 | 500.235 | 0.050975 | FALSE | FALSE | 1 | -0.032731 | 1
CFLSFm1996CZ03rDXHP | CFL | All | SFm | 1996 | CZ03 | rDXHP | 0.75965 | 1 | 0 |  |  | 380.01 | 0.050475 | -0.135 | 500.245 | 0.050976 | FALSE | TRUE | 1 | -0.00026987 | 0.5
CFLSFm1996CZ03rNCEH | CFL | All | SFm | 1996 | CZ03 | rNCEH | 0.58682 | 1 | -0.00040154 |  |  | 302.515 | 0.05176 | -0.207 | 515.518 | 0.052533 | FALSE | TRUE | 1 | -0.00040154 | 0.25
CFLSFm1996CZ03rNCGF | CFL | All | SFm | 1996 | CZ03 | rNCGF | 0.98981 | 1.0008 | -0.033334 |  |  | 495.137 | 0.051016 | -16.675 | 500.235 | 0.050975 | FALSE | FALSE | 1 | -0.033334 | 0.9
CFLSFm2003CZ03rDXGF | CFL | All | SFm | 2003 | CZ03 | rDXGF | 1.0075 | 1 | -0.031462 |  |  | 503.972 | 0.043645 | -15.738 | 500.226 | 0.050975 | FALSE | FALSE | 1 | -0.031462 | 1
CFLSFm2003CZ03rDXHP | CFL | All | SFm | 2003 | CZ03 | rDXHP | 0.76543 | 1.091 | 0 |  |  | 382.897 | 0.055614 | -0.13 | 500.237 | 0.050976 | FALSE | TRUE | 1 | -0.00025988 | 0.5
CFLSFm2003CZ03rNCEH | CFL | All | SFm | 2003 | CZ03 | rNCEH | 0.60604 | 1 | -0.00038979 |  |  | 298.518 | 0.049553 | -0.192 | 492.575 | 0.050195 | FALSE | TRUE | 1 | -0.00038979 | 0.25
CFLSFm2003CZ03rNCGF | CFL | All | SFm | 2003 | CZ03 | rNCGF | 0.99079 | 1.0066 | -0.032076 |  |  | 495.62 | 0.051313 | -16.045 | 500.226 | 0.050975 | FALSE | FALSE | 1 | -0.032076 | 0.9
CFLSFm2007CZ03rDXGF | CFL | All | SFm | 2007 | CZ03 | rDXGF | 1.0088 | 1 | -0.033669 |  |  | 504.64 | 0.039769 | -16.842 | 500.226 | 0.050975 | FALSE | FALSE | 1 | -0.033669 | 1
CFLSFm2007CZ03rDXHP | CFL | All | SFm | 2007 | CZ03 | rDXHP | 0.7987 | 1 | 0 |  |  | 399.538 | 0.045295 | -0.102 | 500.237 | 0.050976 | FALSE | TRUE | 1 | -0.0002039 | 0.5
CFLSFm2007CZ03rNCEH | CFL | All | SFm | 2007 | CZ03 | rNCEH | 0.57228 | 1 | 0 |  |  | 281.892 | 0.047244 | -0.167 | 492.575 | 0.050195 | FALSE | TRUE | 1 | -0.00033903 | 0.25
CFLSFm2007CZ03rNCGF | CFL | All | SFm | 2007 | CZ03 | rNCGF | 0.98948 | 1.0086 | -0.034059 |  |  | 494.963 | 0.051415 | -17.037 | 500.226 | 0.050975 | FALSE | FALSE | 1 | -0.034059 | 0.9
CFLSFm2011CZ03rDXGF | CFL | All | SFm | 2011 | CZ03 | rDXGF | 1.0196 | 1.3026 | -0.029515 |  |  | 510.041 | 0.066399 | -14.764 | 500.226 | 0.050975 | FALSE | FALSE | 1 | -0.029515 | 1
CFLSFm2011CZ03rDXHP | CFL | All | SFm | 2011 | CZ03 | rDXHP | 0.83092 | 1.3338 | 0 |  |  | 415.656 | 0.067993 | -0.118 | 500.237 | 0.050976 | FALSE | TRUE | 1 | -0.00023589 | 0.5
CFLSFm2011CZ03rNCEH | CFL | All | SFm | 2011 | CZ03 | rNCEH | 0.63348 | 1 | -0.00043242 |  |  | 312.035 | 0.047418 | -0.213 | 492.575 | 0.050195 | FALSE | TRUE | 1 | -0.00043242 | 0.25
CFLSFm2011CZ03rNCGF | CFL | All | SFm | 2011 | CZ03 | rNCGF | 0.99214 | 1.0003 | -0.029894 |  |  | 496.293 | 0.050991 | -14.954 | 500.226 | 0.050975 | FALSE | FALSE | 1 | -0.029894 | 0.9
CFLSFm2014CZ03rDXGF | CFL | All | SFm | 2014 | CZ03 | rDXGF | 1.0315 | 1.0364 | -0.024762 |  |  | 515.906 | 0.052825 | -12.385 | 500.161 | 0.050968 | FALSE | FALSE | 1 | -0.024762 | 1
CFLSFm2014CZ03rDXHP | CFL | All | SFm | 2014 | CZ03 | rDXHP | 0.87201 | 1.1112 | 0 |  |  | 436.146 | 0.056636 | -0.138 | 500.161 | 0.050968 | FALSE | TRUE | 1 | -0.00027591 | 0.5
CFLSFm2014CZ03rNCEH | CFL | All | SFm | 2014 | CZ03 | rNCEH | 0.66304 | 1 | -0.00048528 |  |  | 326.547 | 0.047409 | -0.239 | 492.5 | 0.050187 | FALSE | TRUE | 1 | -0.00048528 | 0.25
CFLSFm2014CZ03rNCGF | CFL | All | SFm | 2014 | CZ03 | rNCGF | 0.99507 | 1 | -0.025106 |  |  | 497.697 | 0.050929 | -12.557 | 500.161 | 0.050968 | FALSE | FALSE | 1 | -0.025106 | 0.9
CFLSFm1975CZ04rDXGF | CFL | All | SFm | 1975 | CZ04 | rDXGF | 1.0682 | 1.9271 | -0.023495 |  |  | 534.461 | 0.098254 | -11.755 | 500.32 | 0.050984 | FALSE | FALSE | 1 | -0.023495 | 1
CFLSFm1975CZ04rDXHP | CFL | All | SFm | 1975 | CZ04 | rDXHP | 0.86013 | 1.1984 | -0.00038974 |  |  | 430.346 | 0.061103 | -0.195 | 500.329 | 0.050985 | FALSE | TRUE | 1 | -0.00038974 | 0.5
CFLSFm1975CZ04rNCEH | CFL | All | SFm | 1975 | CZ04 | rNCEH | 0.73312 | 1.0101 | -0.00056728 |  |  | 453.615 | 0.063691 | -0.351 | 618.745 | 0.063052 | FALSE | TRUE | 1 | -0.00056728 | 0.25
CFLSFm1975CZ04rNCGF | CFL | All | SFm | 1975 | CZ04 | rNCGF | 0.99555 | 1.0074 | -0.024344 |  |  | 498.096 | 0.051362 | -12.18 | 500.32 | 0.050984 | FALSE | FALSE | 1 | -0.024344 | 0.9
CFLSFm1985CZ04rDXGF | CFL | All | SFm | 1985 | CZ04 | rDXGF | 1.053 | 1.9114 | -0.032838 |  |  | 526.821 | 0.097449 | -16.429 | 500.297 | 0.050982 | FALSE | FALSE | 1 | -0.032838 | 1
CFLSFm1985CZ04rDXHP | CFL | All | SFm | 1985 | CZ04 | rDXHP | 0.76978 | 1.8297 | 0 |  |  | 385.128 | 0.093284 | -0.149 | 500.308 | 0.050983 | FALSE | TRUE | 1 | -0.00029782 | 0.5
CFLSFm1985CZ04rNCEH | CFL | All | SFm | 1985 | CZ04 | rNCEH | 0.59644 | 1.0086 | -0.00054635 |  |  | 272.919 | 0.047032 | -0.25 | 457.581 | 0.046629 | FALSE | TRUE | 1 | -0.00054635 | 0.25
CFLSFm1985CZ04rNCGF | CFL | All | SFm | 1985 | CZ04 | rNCGF | 0.98971 | 1.0071 | -0.03413 |  |  | 495.147 | 0.051344 | -17.207 | 500.297 | 0.050982 | FALSE | FALSE | 1 | -0.03413 | 0.9
CFLSFm1996CZ04rDXGF | CFL | All | SFm | 1996 | CZ04 | rDXGF | 1.0608 | 2 | -0.024109 |  |  | 530.632 | 0.10318 | -12.06 | 500.235 | 0.050975 | FALSE | FALSE | 1 | -0.024109 | 1
CFLSFm1996CZ04rDXHP | CFL | All | SFm | 1996 | CZ04 | rDXHP | 0.85471 | 1.914 | 0 |  |  | 427.562 | 0.097569 | -0.147 | 500.245 | 0.050976 | FALSE | TRUE | 1 | -0.00029386 | 0.5
CFLSFm1996CZ04rNCEH | CFL | All | SFm | 1996 | CZ04 | rNCEH | 0.69285 | 1.0077 | -0.00049077 |  |  | 357.178 | 0.052936 | -0.253 | 515.518 | 0.052533 | FALSE | TRUE | 1 | -0.00049077 | 0.25
CFLSFm1996CZ04rNCGF | CFL | All | SFm | 1996 | CZ04 | rNCGF | 0.9941 | 1.0069 | -0.024668 |  |  | 497.283 | 0.051327 | -12.34 | 500.235 | 0.050975 | FALSE | FALSE | 1 | -0.024668 | 0.9
CFLSFm2003CZ04rDXGF | CFL | All | SFm | 2003 | CZ04 | rDXGF | 1.0591 | 1.7913 | -0.025674 |  |  | 529.804 | 0.091313 | -12.843 | 500.226 | 0.050975 | FALSE | FALSE | 1 | -0.025674 | 1
CFLSFm2003CZ04rDXHP | CFL | All | SFm | 2003 | CZ04 | rDXHP | 0.8478 | 1.8437 | 0 |  |  | 424.101 | 0.093984 | -0.135 | 500.237 | 0.050976 | FALSE | TRUE | 1 | -0.00026987 | 0.5
CFLSFm2003CZ04rNCEH | CFL | All | SFm | 2003 | CZ04 | rNCEH | 0.66795 | 1.0073 | -0.00044054 |  |  | 329.014 | 0.050562 | -0.217 | 492.575 | 0.050195 | FALSE | TRUE | 1 | -0.00044054 | 0.25
CFLSFm2003CZ04rNCGF | CFL | All | SFm | 2003 | CZ04 | rNCGF | 0.99337 | 1.0065 | -0.026284 |  |  | 496.91 | 0.051305 | -13.148 | 500.226 | 0.050975 | FALSE | FALSE | 1 | -0.026284 | 0.9
CFLSFm2007CZ04rDXGF | CFL | All | SFm | 2007 | CZ04 | rDXGF | 1.0639 | 1.5083 | -0.028005 |  |  | 532.206 | 0.076884 | -14.009 | 500.226 | 0.050975 | FALSE | FALSE | 1 | -0.028005 | 1
CFLSFm2007CZ04rDXHP | CFL | All | SFm | 2007 | CZ04 | rDXHP | 0.87236 | 1.494 | 0 |  |  | 436.385 | 0.076159 | -0.103 | 500.237 | 0.050976 | FALSE | TRUE | 1 | -0.0002059 | 0.5
CFLSFm2007CZ04rNCEH | CFL | All | SFm | 2007 | CZ04 | rNCEH | 0.62971 | 1.0078 | -0.00038573 |  |  | 310.181 | 0.050584 | -0.19 | 492.575 | 0.050195 | FALSE | TRUE | 1 | -0.00038573 | 0.25
CFLSFm2007CZ04rNCGF | CFL | All | SFm | 2007 | CZ04 | rNCGF | 0.99222 | 1.0062 | -0.028269 |  |  | 496.332 | 0.051291 | -14.141 | 500.226 | 0.050975 | FALSE | FALSE | 1 | -0.028269 | 0.9
CFLSFm2011CZ04rDXGF | CFL | All | SFm | 2011 | CZ04 | rDXGF | 1.0651 | 1.6439 | -0.025484 |  |  | 532.796 | 0.083799 | -12.748 | 500.226 | 0.050975 | FALSE | FALSE | 1 | -0.025484 | 1
CFLSFm2011CZ04rDXHP | CFL | All | SFm | 2011 | CZ04 | rDXHP | 0.90363 | 1.6587 | 0 |  |  | 452.029 | 0.084551 | -0.115 | 500.237 | 0.050976 | FALSE | TRUE | 1 | -0.00022989 | 0.5
CFLSFm2011CZ04rNCEH | CFL | All | SFm | 2011 | CZ04 | rNCEH | 0.66356 | 1.009 | -0.0004649 |  |  | 326.852 | 0.050644 | -0.229 | 492.575 | 0.050195 | FALSE | TRUE | 1 | -0.0004649 | 0.25
CFLSFm2011CZ04rNCGF | CFL | All | SFm | 2011 | CZ04 | rNCGF | 0.9942 | 1.0072 | -0.025836 |  |  | 497.325 | 0.05134 | -12.924 | 500.226 | 0.050975 | FALSE | FALSE | 1 | -0.025836 | 0.9
CFLSFm2014CZ04rDXGF | CFL | All | SFm | 2014 | CZ04 | rDXGF | 1.0631 | 1.4769 | -0.025634 |  |  | 531.74 | 0.075277 | -12.821 | 500.161 | 0.050968 | FALSE | FALSE | 1 | -0.025634 | 1
CFLSFm2014CZ04rDXHP | CFL | All | SFm | 2014 | CZ04 | rDXHP | 0.89273 | 1.6813 | 0 |  |  | 446.509 | 0.085691 | -0.133 | 500.161 | 0.050968 | FALSE | TRUE | 1 | -0.00026591 | 0.5
CFLSFm2014CZ04rNCEH | CFL | All | SFm | 2014 | CZ04 | rNCEH | 0.647 | 1.0095 | -0.00048325 |  |  | 318.649 | 0.050665 | -0.238 | 492.5 | 0.050187 | FALSE | TRUE | 1 | -0.00048325 | 0.25
CFLSFm2014CZ04rNCGF | CFL | All | SFm | 2014 | CZ04 | rNCGF | 0.99467 | 1.0077 | -0.02589 |  |  | 497.494 | 0.05136 | -12.949 | 500.161 | 0.050968 | FALSE | FALSE | 1 | -0.02589 | 0.9
CFLSFm1975CZ05rDXGF | CFL | All | SFm | 1975 | CZ05 | rDXGF | 1 | 1 | -0.03413 |  |  | 499.614 | 0.050945 | -18.557 | 500.32 | 0.052735 | FALSE | FALSE | 1 | -0.03413 | 1
CFLSFm1975CZ05rDXHP | CFL | All | SFm | 1975 | CZ05 | rDXHP | 0.70139 | 1.1181 | 0 |  |  | 350.928 | 0.058962 | -0.159 | 500.329 | 0.052736 | FALSE | TRUE | 1 | -0.00031779 | 0.5
CFLSFm1975CZ05rNCEH | CFL | All | SFm | 1975 | CZ05 | rNCEH | 0.53738 | 1.0099 | -0.00042344 |  |  | 332.501 | 0.065864 | -0.262 | 618.745 | 0.065217 | FALSE | TRUE | 1 | -0.00042344 | 0.25
CFLSFm1975CZ05rNCGF | CFL | All | SFm | 1975 | CZ05 | rNCGF | 0.98903 | 1.0115 | -0.03413 |  |  | 494.831 | 0.05334 | -19.092 | 500.32 | 0.052735 | FALSE | FALSE | 1 | -0.03413 | 0.9
CFLSFm1985CZ05rDXGF | CFL | All | SFm | 1985 | CZ05 | rDXGF | 1.0013 | 1 | -0.03413 |  |  | 500.948 | 0.044778 | -22.584 | 500.297 | 0.052732 | FALSE | FALSE | 1 | -0.03413 | 1
CFLSFm1985CZ05rDXHP | CFL | All | SFm | 1985 | CZ05 | rDXHP | 0.62582 | 1.0741 | 0 |  |  | 313.103 | 0.056639 | -0.141 | 500.308 | 0.052734 | FALSE | TRUE | 1 | -0.00028183 | 0.5
CFLSFm1985CZ05rNCEH | CFL | All | SFm | 1985 | CZ05 | rNCEH | 0.4327 | 1 | -0.00039993 |  |  | 197.995 | 0.047055 | -0.183 | 457.581 | 0.04823 | FALSE | TRUE | 1 | -0.00039993 | 0.25
CFLSFm1985CZ05rNCGF | CFL | All | SFm | 1985 | CZ05 | rNCGF | 0.98471 | 1.0038 | -0.03413 |  |  | 492.649 | 0.052933 | -23.569 | 500.297 | 0.052732 | FALSE | FALSE | 1 | -0.03413 | 0.9
CFLSFm1996CZ05rDXGF | CFL | All | SFm | 1996 | CZ05 | rDXGF | 1 | 1 | -0.03413 |  |  | 498.431 | 0.045963 | -20.37 | 500.235 | 0.052726 | FALSE | FALSE | 1 | -0.03413 | 1
CFLSFm1996CZ05rDXHP | CFL | All | SFm | 1996 | CZ05 | rDXHP | 0.6741 | 1.0392 | 0 |  |  | 337.213 | 0.054796 | -0.106 | 500.245 | 0.052727 | FALSE | TRUE | 1 | -0.0002119 | 0.5
CFLSFm1996CZ05rNCEH | CFL | All | SFm | 1996 | CZ05 | rNCEH | 0.46524 | 1.0068 | 0 |  |  | 239.838 | 0.054709 | -0.161 | 515.518 | 0.054337 | FALSE | TRUE | 1 | -0.00031231 | 0.25
CFLSFm1996CZ05rNCGF | CFL | All | SFm | 1996 | CZ05 | rNCGF | 0.98552 | 1.0023 | -0.03413 |  |  | 492.992 | 0.052848 | -20.897 | 500.235 | 0.052726 | FALSE | FALSE | 1 | -0.03413 | 0.9
CFLSFm2003CZ05rDXGF | CFL | All | SFm | 2003 | CZ05 | rDXGF | 1 | 1.5129 | -0.03413 |  |  | 498.257 | 0.079768 | -19.852 | 500.226 | 0.052725 | FALSE | FALSE | 1 | -0.03413 | 1
CFLSFm2003CZ05rDXHP | CFL | All | SFm | 2003 | CZ05 | rDXHP | 0.69385 | 1.1099 | 0 |  |  | 347.09 | 0.058523 | -0.105 | 500.237 | 0.052726 | FALSE | TRUE | 1 | -0.0002099 | 0.5
CFLSFm2003CZ05rNCEH | CFL | All | SFm | 2003 | CZ05 | rNCEH | 0.51274 | 1 | 0 |  |  | 252.565 | 0.051551 | -0.162 | 492.575 | 0.051918 | FALSE | TRUE | 1 | -0.00032888 | 0.25
CFLSFm2003CZ05rNCGF | CFL | All | SFm | 2003 | CZ05 | rNCGF | 0.98689 | 1.0064 | -0.03413 |  |  | 493.669 | 0.053062 | -20.292 | 500.226 | 0.052725 | FALSE | FALSE | 1 | -0.03413 | 0.9
CFLSFm2007CZ05rDXGF | CFL | All | SFm | 2007 | CZ05 | rDXGF | 1.0057 | 1 | -0.03413 |  |  | 503.064 | 0.039458 | -18.423 | 500.226 | 0.052725 | FALSE | FALSE | 1 | -0.03413 | 1
CFLSFm2007CZ05rDXHP | CFL | All | SFm | 2007 | CZ05 | rDXHP | 0.76992 | 1 | 0 |  |  | 385.141 | 0.050401 | -0.097 | 500.237 | 0.052726 | FALSE | TRUE | 1 | -0.00019391 | 0.5
CFLSFm2007CZ05rNCEH | CFL | All | SFm | 2007 | CZ05 | rNCEH | 0.52416 | 1 | 0 |  |  | 258.19 | 0.051751 | -0.155 | 492.575 | 0.051918 | FALSE | TRUE | 1 | -0.00031467 | 0.25
CFLSFm2007CZ05rNCGF | CFL | All | SFm | 2007 | CZ05 | rNCGF | 0.98811 | 1.006 | -0.03413 |  |  | 494.276 | 0.053042 | -18.758 | 500.226 | 0.052725 | FALSE | FALSE | 1 | -0.03413 | 0.9
CFLSFm2011CZ05rDXGF | CFL | All | SFm | 2011 | CZ05 | rDXGF | 1 | 1.0342 | -0.03413 |  |  | 495.401 | 0.05453 | -20.839 | 500.226 | 0.052725 | FALSE | FALSE | 1 | -0.03413 | 1
CFLSFm2011CZ05rDXHP | CFL | All | SFm | 2011 | CZ05 | rDXHP | 0.73296 | 1 | 0 |  |  | 366.653 | 0.05121 | -0.109 | 500.237 | 0.052726 | FALSE | TRUE | 1 | -0.0002179 | 0.5
CFLSFm2011CZ05rNCEH | CFL | All | SFm | 2011 | CZ05 | rNCEH | 0.46259 | 1 | 0 |  |  | 227.859 | 0.051707 | -0.158 | 492.575 | 0.051918 | FALSE | TRUE | 1 | -0.00032076 | 0.25
CFLSFm2011CZ05rNCGF | CFL | All | SFm | 2011 | CZ05 | rNCGF | 0.98682 | 1 | -0.03413 |  |  | 493.633 | 0.052728 | -20.975 | 500.226 | 0.052725 | FALSE | FALSE | 1 | -0.03413 | 0.9
CFLSFm2014CZ05rDXGF | CFL | All | SFm | 2014 | CZ05 | rDXGF | 1.027 | 1.313 | -0.026981 |  |  | 513.646 | 0.06922 | -13.495 | 500.161 | 0.052718 | FALSE | FALSE | 1 | -0.026981 | 1
CFLSFm2014CZ05rDXHP | CFL | All | SFm | 2014 | CZ05 | rDXHP | 0.8479 | 1.349 | 0 |  |  | 424.089 | 0.071116 | -0.144 | 500.161 | 0.052718 | FALSE | TRUE | 1 | -0.00028791 | 0.5
CFLSFm2014CZ05rNCEH | CFL | All | SFm | 2014 | CZ05 | rNCEH | 0.62494 | 1.0036 | -0.00046294 |  |  | 307.783 | 0.052096 | -0.228 | 492.5 | 0.051911 | FALSE | TRUE | 1 | -0.00046294 | 0.25
CFLSFm2014CZ05rNCGF | CFL | All | SFm | 2014 | CZ05 | rNCGF | 0.99448 | 1.0076 | -0.027863 |  |  | 497.401 | 0.053121 | -13.936 | 500.161 | 0.052718 | FALSE | FALSE | 1 | -0.027863 | 0.9
CFLSFm1975CZ06rDXGF | CFL | All | SFm | 1975 | CZ06 | rDXGF | 1.0621 | 2 | -0.022003 |  |  | 531.497 | 0.20171 | -11.011 | 500.429 | 0.052746 | FALSE | FALSE | 1 | -0.022003 | 1
CFLSFm1975CZ06rDXHP | CFL | All | SFm | 1975 | CZ06 | rDXHP | 0.89254 | 1.5678 | -0.00035968 |  |  | 446.66 | 0.082695 | -0.18 | 500.438 | 0.052747 | FALSE | TRUE | 1 | -0.00035968 | 0.5
CFLSFm1975CZ06rNCEH | CFL | All | SFm | 1975 | CZ06 | rNCEH | 0.75199 | 1.0108 | -0.00057053 |  |  | 507.448 | 0.071895 | -0.385 | 674.811 | 0.071126 | FALSE | TRUE | 1 | -0.00057053 | 0.25
CFLSFm1975CZ06rNCGF | CFL | All | SFm | 1975 | CZ06 | rNCGF | 0.99647 | 1.0035 | -0.022836 |  |  | 498.663 | 0.05293 | -11.428 | 500.429 | 0.052746 | FALSE | FALSE | 1 | -0.022836 | 0.9
CFLSFm1985CZ06rDXGF | CFL | All | SFm | 1985 | CZ06 | rDXGF | 1.0517 | 1.0326 | -0.024043 |  |  | 525.993 | 0.054434 | -12.025 | 500.142 | 0.052716 | FALSE | FALSE | 1 | -0.024043 | 1
CFLSFm1985CZ06rDXHP | CFL | All | SFm | 1985 | CZ06 | rDXHP | 0.85152 | 1.2711 | 0 |  |  | 425.888 | 0.067008 | -0.139 | 500.152 | 0.052717 | FALSE | TRUE | 1 | -0.00027792 | 0.5
CFLSFm1985CZ06rNCEH | CFL | All | SFm | 1985 | CZ06 | rNCEH | 0.70179 | 1.008 | -0.00050196 |  |  | 366.301 | 0.055453 | -0.262 | 521.951 | 0.055015 | FALSE | TRUE | 1 | -0.00050196 | 0.25
CFLSFm1985CZ06rNCGF | CFL | All | SFm | 1985 | CZ06 | rNCGF | 0.99413 | 1.0065 | -0.025141 |  |  | 497.205 | 0.05306 | -12.574 | 500.142 | 0.052716 | FALSE | FALSE | 1 | -0.025141 | 0.9
CFLSFm1996CZ06rDXGF | CFL | All | SFm | 1996 | CZ06 | rDXGF | 1.0514 | 1.0291 | -0.024351 |  |  | 525.903 | 0.054254 | -12.18 | 500.193 | 0.052721 | FALSE | FALSE | 1 | -0.024351 | 1
CFLSFm1996CZ06rDXHP | CFL | All | SFm | 1996 | CZ06 | rDXHP | 0.86166 | 2 | 0 |  |  | 431.004 | 0.15866 | -0.117 | 500.202 | 0.052722 | FALSE | TRUE | 1 | -0.00023391 | 0.5
CFLSFm1996CZ06rNCEH | CFL | All | SFm | 1996 | CZ06 | rNCEH | 0.69054 | 1.0074 | -0.00045674 |  |  | 359.831 | 0.055329 | -0.238 | 521.086 | 0.054924 | FALSE | TRUE | 1 | -0.00045674 | 0.25
CFLSFm1996CZ06rNCGF | CFL | All | SFm | 1996 | CZ06 | rNCGF | 0.99355 | 1.0081 | -0.025204 |  |  | 496.969 | 0.053146 | -12.607 | 500.193 | 0.052721 | FALSE | FALSE | 1 | -0.025204 | 0.9
CFLSFm2003CZ06rDXGF | CFL | All | SFm | 2003 | CZ06 | rDXGF | 1.0765 | 1.535 | -0.020469 |  |  | 538.861 | 0.080987 | -10.246 | 500.559 | 0.05276 | FALSE | FALSE | 1 | -0.020469 | 1
CFLSFm2003CZ06rDXHP | CFL | All | SFm | 2003 | CZ06 | rDXHP | 0.91221 | 1.9971 | 0 |  |  | 456.626 | 0.10537 | -0.118 | 500.569 | 0.052761 | FALSE | TRUE | 1 | -0.00023573 | 0.5
CFLSFm2003CZ06rNCEH | CFL | All | SFm | 2003 | CZ06 | rNCEH | 0.74433 | 1.0071 | -0.00045748 |  |  | 372.587 | 0.053134 | -0.229 | 500.569 | 0.052761 | FALSE | TRUE | 1 | -0.00045748 | 0.25
CFLSFm2003CZ06rNCGF | CFL | All | SFm | 2003 | CZ06 | rNCGF | 0.99526 | 1.0031 | -0.021232 |  |  | 498.184 | 0.052923 | -10.628 | 500.559 | 0.05276 | FALSE | FALSE | 1 | -0.021232 | 0.9
CFLSFm2007CZ06rDXGF | CFL | All | SFm | 2007 | CZ06 | rDXGF | 1.071 | 1.6087 | -0.01993 |  |  | 536.074 | 0.084875 | -9.976 | 500.559 | 0.05276 | FALSE | FALSE | 1 | -0.01993 | 1
CFLSFm2007CZ06rDXHP | CFL | All | SFm | 2007 | CZ06 | rDXHP | 0.94792 | 1.008 | 0 |  |  | 474.499 | 0.053186 | -0.102 | 500.569 | 0.052761 | FALSE | TRUE | 1 | -0.00020377 | 0.5
CFLSFm2007CZ06rNCEH | CFL | All | SFm | 2007 | CZ06 | rNCEH | 0.75261 | 1.0073 | -0.00043151 |  |  | 376.733 | 0.053147 | -0.216 | 500.569 | 0.052761 | FALSE | TRUE | 1 | -0.00043151 | 0.25
CFLSFm2007CZ06rNCGF | CFL | All | SFm | 2007 | CZ06 | rNCGF | 0.99567 | 1.0049 | -0.020877 |  |  | 498.391 | 0.053018 | -10.45 | 500.559 | 0.05276 | FALSE | FALSE | 1 | -0.020877 | 0.9
CFLSFm2011CZ06rDXGF | CFL | All | SFm | 2011 | CZ06 | rDXGF | 1.0436 | 1.2074 | -0.021536 |  |  | 522.404 | 0.063701 | -10.78 | 500.559 | 0.05276 | FALSE | FALSE | 1 | -0.021536 | 1
CFLSFm2011CZ06rDXHP | CFL | All | SFm | 2011 | CZ06 | rDXHP | 0.89721 | 1.8368 | 0 |  |  | 449.117 | 0.096914 | -0.122 | 500.569 | 0.052761 | FALSE | TRUE | 1 | -0.00024372 | 0.5
CFLSFm2011CZ06rNCEH | CFL | All | SFm | 2011 | CZ06 | rNCEH | 0.72149 | 1.0083 | -0.00046947 |  |  | 361.155 | 0.053199 | -0.235 | 500.569 | 0.052761 | FALSE | TRUE | 1 | -0.00046947 | 0.25
CFLSFm2011CZ06rNCGF | CFL | All | SFm | 2011 | CZ06 | rNCGF | 0.99537 | 1 | -0.022557 |  |  | 498.243 | 0.052759 | -11.291 | 500.559 | 0.05276 | FALSE | FALSE | 1 | -0.022557 | 0.9
CFLSFm2014CZ06rDXGF | CFL | All | SFm | 2014 | CZ06 | rDXGF | 1.0334 | 1.3375 | -0.021202 |  |  | 516.984 | 0.070527 | -10.607 | 500.276 | 0.05273 | FALSE | FALSE | 1 | -0.021202 | 1
CFLSFm2014CZ06rDXHP | CFL | All | SFm | 2014 | CZ06 | rDXHP | 0.89191 | 1.3713 | 0 |  |  | 446.199 | 0.072308 | -0.14 | 500.276 | 0.05273 | FALSE | TRUE | 1 | -0.00027985 | 0.5
CFLSFm2014CZ06rNCEH | CFL | All | SFm | 2014 | CZ06 | rNCEH | 0.70373 | 1.0088 | -0.00048773 |  |  | 352.058 | 0.053194 | -0.244 | 500.276 | 0.05273 | FALSE | TRUE | 1 | -0.00048773 | 0.25
CFLSFm2014CZ06rNCGF | CFL | All | SFm | 2014 | CZ06 | rNCGF | 0.99624 | 1.0044 | -0.021992 |  |  | 498.397 | 0.052962 | -11.002 | 500.276 | 0.05273 | FALSE | FALSE | 1 | -0.021992 | 0.9
CFLSFm1975CZ07rDXGF | CFL | All | SFm | 1975 | CZ07 | rDXGF | 1.0728 | 1.6271 | -0.021709 |  |  | 536.859 | 0.088673 | -10.864 | 500.429 | 0.054497 | FALSE | FALSE | 1 | -0.021709 | 1
CFLSFm1975CZ07rDXHP | CFL | All | SFm | 1975 | CZ07 | rDXHP | 0.89432 | 1.4465 | 0 |  |  | 447.551 | 0.07883 | -0.168 | 500.438 | 0.054498 | FALSE | TRUE | 1 | -0.00033571 | 0.5
CFLSFm1975CZ07rNCEH | CFL | All | SFm | 1975 | CZ07 | rNCEH | 0.77977 | 1.0106 | -0.00060313 |  |  | 526.194 | 0.074267 | -0.407 | 674.811 | 0.073488 | FALSE | TRUE | 1 | -0.00060313 | 0.25
CFLSFm1975CZ07rNCGF | CFL | All | SFm | 1975 | CZ07 | rNCGF | 0.99652 | 1.004 | -0.022639 |  |  | 498.688 | 0.054716 | -11.329 | 500.429 | 0.054497 | FALSE | FALSE | 1 | -0.022639 | 0.9
CFLSFm1985CZ07rDXGF | CFL | All | SFm | 1985 | CZ07 | rDXGF | 1.0761 | 2 | -0.022933 |  |  | 538.178 | 0.12821 | -11.47 | 500.142 | 0.054466 | FALSE | FALSE | 1 | -0.022933 | 1
CFLSFm1985CZ07rDXHP | CFL | All | SFm | 1985 | CZ07 | rDXHP | 0.8864 | 1.3774 | 0 |  |  | 443.334 | 0.075024 | -0.126 | 500.152 | 0.054467 | FALSE | TRUE | 1 | -0.00025192 | 0.5
CFLSFm1985CZ07rNCEH | CFL | All | SFm | 1985 | CZ07 | rNCEH | 0.72074 | 1.0078 | -0.00052304 |  |  | 376.193 | 0.057287 | -0.273 | 521.951 | 0.056841 | FALSE | TRUE | 1 | -0.00052304 | 0.25
CFLSFm1985CZ07rNCGF | CFL | All | SFm | 1985 | CZ07 | rNCGF | 0.99464 | 1.0033 | -0.024055 |  |  | 497.459 | 0.054648 | -12.031 | 500.142 | 0.054466 | FALSE | FALSE | 1 | -0.024055 | 0.9
CFLSFm1996CZ07rDXGF | CFL | All | SFm | 1996 | CZ07 | rDXGF | 1.0642 | 1.3463 | -0.022417 |  |  | 532.285 | 0.073337 | -11.213 | 500.193 | 0.054471 | FALSE | FALSE | 1 | -0.022417 | 1
CFLSFm1996CZ07rDXHP | CFL | All | SFm | 1996 | CZ07 | rDXHP | 0.90053 | 1.3904 | 0 |  |  | 450.449 | 0.075737 | -0.114 | 500.202 | 0.054472 | FALSE | TRUE | 1 | -0.00022791 | 0.5
CFLSFm1996CZ07rNCEH | CFL | All | SFm | 1996 | CZ07 | rNCEH | 0.72765 | 1.0072 | -0.00048552 |  |  | 379.169 | 0.057156 | -0.253 | 521.086 | 0.056747 | FALSE | TRUE | 1 | -0.00048552 | 0.25
CFLSFm1996CZ07rNCGF | CFL | All | SFm | 1996 | CZ07 | rNCGF | 0.99466 | 1.0034 | -0.022927 |  |  | 497.523 | 0.054657 | -11.468 | 500.193 | 0.054471 | FALSE | FALSE | 1 | -0.022927 | 0.9
CFLSFm2003CZ07rDXGF | CFL | All | SFm | 2003 | CZ07 | rDXGF | 1.1101 | 1.5577 | -0.022171 |  |  | 555.687 | 0.084912 | -11.098 | 500.559 | 0.054512 | FALSE | FALSE | 1 | -0.022171 | 1
CFLSFm2003CZ07rDXHP | CFL | All | SFm | 2003 | CZ07 | rDXHP | 0.92607 | 1.4814 | 0 |  |  | 463.562 | 0.080755 | -0.091 | 500.569 | 0.054513 | FALSE | TRUE | 1 | -0.00018179 | 0.5
CFLSFm2003CZ07rNCEH | CFL | All | SFm | 2003 | CZ07 | rNCEH | 0.70006 | 1.0069 | -0.0004375 |  |  | 350.43 | 0.05489 | -0.219 | 500.569 | 0.054513 | FALSE | TRUE | 1 | -0.0004375 | 0.25
CFLSFm2003CZ07rNCGF | CFL | All | SFm | 2003 | CZ07 | rNCGF | 0.9946 | 1.0052 | -0.023863 |  |  | 497.856 | 0.054795 | -11.945 | 500.559 | 0.054512 | FALSE | FALSE | 1 | -0.023863 | 0.9
CFLSFm2007CZ07rDXGF | CFL | All | SFm | 2007 | CZ07 | rDXGF | 1.0814 | 1.2716 | -0.023044 |  |  | 541.303 | 0.069316 | -11.535 | 500.559 | 0.054512 | FALSE | FALSE | 1 | -0.023044 | 1
CFLSFm2007CZ07rDXHP | CFL | All | SFm | 2007 | CZ07 | rDXHP | 0.93706 | 1.4852 | 0 |  |  | 469.065 | 0.080961 | -0.084 | 500.569 | 0.054513 | FALSE | TRUE | 1 | -0.00016781 | 0.5
CFLSFm2007CZ07rNCEH | CFL | All | SFm | 2007 | CZ07 | rNCEH | 0.6993 | 1.0072 | -0.00040953 |  |  | 350.048 | 0.054904 | -0.205 | 500.569 | 0.054513 | FALSE | TRUE | 1 | -0.00040953 | 0.25
CFLSFm2007CZ07rNCGF | CFL | All | SFm | 2007 | CZ07 | rNCGF | 0.9946 | 1.0021 | -0.024183 |  |  | 497.856 | 0.054629 | -12.105 | 500.559 | 0.054512 | FALSE | FALSE | 1 | -0.024183 | 0.9
CFLSFm2011CZ07rDXGF | CFL | All | SFm | 2011 | CZ07 | rDXGF | 1.12 | 1.4079 | -0.018737 |  |  | 560.636 | 0.076746 | -9.379 | 500.559 | 0.054512 | FALSE | FALSE | 1 | -0.018737 | 1
CFLSFm2011CZ07rDXHP | CFL | All | SFm | 2011 | CZ07 | rDXHP | 0.99488 | 1.4899 | 0 |  |  | 498.006 | 0.081217 | -0.091 | 500.569 | 0.054513 | FALSE | TRUE | 1 | -0.00018179 | 0.5
CFLSFm2011CZ07rNCEH | CFL | All | SFm | 2011 | CZ07 | rNCEH | 0.75953 | 1.0081 | -0.00050343 |  |  | 380.195 | 0.054955 | -0.252 | 500.569 | 0.054513 | FALSE | TRUE | 1 | -0.00050343 | 0.25
CFLSFm2011CZ07rNCGF | CFL | All | SFm | 2011 | CZ07 | rNCGF | 0.99717 | 1.0019 | -0.019896 |  |  | 499.14 | 0.054617 | -9.959 | 500.559 | 0.054512 | FALSE | FALSE | 1 | -0.019896 | 0.9
CFLSFm2014CZ07rDXGF | CFL | All | SFm | 2014 | CZ07 | rDXGF | 1.11 | 1.4053 | -0.01865 |  |  | 555.311 | 0.076561 | -9.33 | 500.276 | 0.054481 | FALSE | FALSE | 1 | -0.01865 | 1
CFLSFm2014CZ07rDXHP | CFL | All | SFm | 2014 | CZ07 | rDXHP | 0.97204 | 1.4785 | 0 |  |  | 486.286 | 0.080551 | -0.104 | 500.276 | 0.054481 | FALSE | TRUE | 1 | -0.00020789 | 0.5
CFLSFm2014CZ07rNCEH | CFL | All | SFm | 2014 | CZ07 | rNCEH | 0.73021 | 1.0086 | -0.00051372 |  |  | 365.306 | 0.054951 | -0.257 | 500.276 | 0.054481 | FALSE | TRUE | 1 | -0.00051372 | 0.25
CFLSFm2014CZ07rNCGF | CFL | All | SFm | 2014 | CZ07 | rNCGF | 0.99799 | 1.0054 | -0.019877 |  |  | 499.268 | 0.054777 | -9.944 | 500.276 | 0.054481 | FALSE | FALSE | 1 | -0.019877 | 0.9
CFLSFm1975CZ08rDXGF | CFL | All | SFm | 1975 | CZ08 | rDXGF | 1.1096 | 1.5972 | -0.021126 |  |  | 555.301 | 0.087041 | -10.572 | 500.429 | 0.054497 | FALSE | FALSE | 1 | -0.021126 | 1
CFLSFm1975CZ08rDXHP | CFL | All | SFm | 1975 | CZ08 | rDXHP | 0.93003 | 1.782 | 0 |  |  | 465.422 | 0.097116 | -0.169 | 500.438 | 0.054498 | FALSE | TRUE | 1 | -0.0003377 | 0.5
CFLSFm1975CZ08rNCEH | CFL | All | SFm | 1975 | CZ08 | rNCEH | 0.77125 | 1.0108 | -0.00060165 |  |  | 520.448 | 0.074278 | -0.406 | 674.811 | 0.073488 | FALSE | TRUE | 1 | -0.00060165 | 0.25
CFLSFm1975CZ08rNCGF | CFL | All | SFm | 1975 | CZ08 | rNCGF | 0.99679 | 1.0053 | -0.022017 |  |  | 498.825 | 0.054785 | -11.018 | 500.429 | 0.054497 | FALSE | FALSE | 1 | -0.022017 | 0.9
CFLSFm1985CZ08rDXGF | CFL | All | SFm | 1985 | CZ08 | rDXGF | 1.0977 | 2 | -0.023411 |  |  | 549.006 | 0.12339 | -11.709 | 500.142 | 0.054466 | FALSE | FALSE | 1 | -0.023411 | 1
CFLSFm1985CZ08rDXHP | CFL | All | SFm | 1985 | CZ08 | rDXHP | 0.90637 | 2 | 0 |  |  | 453.325 | 0.14552 | -0.118 | 500.152 | 0.054467 | FALSE | TRUE | 1 | -0.00023593 | 0.5
CFLSFm1985CZ08rNCEH | CFL | All | SFm | 1985 | CZ08 | rNCEH | 0.701 | 1.008 | -0.00050963 |  |  | 365.888 | 0.057294 | -0.266 | 521.951 | 0.056841 | FALSE | TRUE | 1 | -0.00050963 | 0.25
CFLSFm1985CZ08rNCGF | CFL | All | SFm | 1985 | CZ08 | rNCGF | 0.99406 | 1.0034 | -0.024451 |  |  | 497.173 | 0.054651 | -12.229 | 500.142 | 0.054466 | FALSE | FALSE | 1 | -0.024451 | 0.9
CFLSFm1996CZ08rDXGF | CFL | All | SFm | 1996 | CZ08 | rDXGF | 1.0945 | 1.6503 | -0.022033 |  |  | 547.468 | 0.089896 | -11.021 | 500.193 | 0.054471 | FALSE | FALSE | 1 | -0.022033 | 1
CFLSFm1996CZ08rDXHP | CFL | All | SFm | 1996 | CZ08 | rDXHP | 0.90965 | 1.1001 | 0 |  |  | 455.011 | 0.059924 | -0.108 | 500.202 | 0.054472 | FALSE | TRUE | 1 | -0.00021591 | 0.5
CFLSFm1996CZ08rNCEH | CFL | All | SFm | 1996 | CZ08 | rNCEH | 0.71474 | 1.0074 | -0.00048361 |  |  | 372.439 | 0.057166 | -0.252 | 521.086 | 0.056747 | FALSE | TRUE | 1 | -0.00048361 | 0.25
CFLSFm1996CZ08rNCGF | CFL | All | SFm | 1996 | CZ08 | rNCGF | 0.99482 | 1.0026 | -0.023023 |  |  | 497.601 | 0.05461 | -11.516 | 500.193 | 0.054471 | FALSE | FALSE | 1 | -0.023023 | 0.9
CFLSFm2003CZ08rDXGF | CFL | All | SFm | 2003 | CZ08 | rDXGF | 1.1326 | 1.4362 | -0.020677 |  |  | 566.918 | 0.078291 | -10.35 | 500.559 | 0.054512 | FALSE | FALSE | 1 | -0.020677 | 1
CFLSFm2003CZ08rDXHP | CFL | All | SFm | 2003 | CZ08 | rDXHP | 0.97735 | 1.6771 | 0 |  |  | 489.233 | 0.091422 | -0.093 | 500.569 | 0.054513 | FALSE | TRUE | 1 | -0.00018579 | 0.5
CFLSFm2003CZ08rNCEH | CFL | All | SFm | 2003 | CZ08 | rNCEH | 0.71798 | 1.007 | -0.00045348 |  |  | 359.397 | 0.054896 | -0.227 | 500.569 | 0.054513 | FALSE | TRUE | 1 | -0.00045348 | 0.25
CFLSFm2003CZ08rNCGF | CFL | All | SFm | 2003 | CZ08 | rNCGF | 0.99522 | 1.0034 | -0.021876 |  |  | 498.165 | 0.054699 | -10.95 | 500.559 | 0.054512 | FALSE | FALSE | 1 | -0.021876 | 0.9
CFLSFm2007CZ08rDXGF | CFL | All | SFm | 2007 | CZ08 | rDXGF | 1.1246 | 1.335 | -0.020195 |  |  | 562.93 | 0.072774 | -10.109 | 500.559 | 0.054512 | FALSE | FALSE | 1 | -0.020195 | 1
CFLSFm2007CZ08rDXHP | CFL | All | SFm | 2007 | CZ08 | rDXHP | 1.0154 | 1.5204 | 0 |  |  | 508.276 | 0.082883 | -0.073 | 500.569 | 0.054513 | FALSE | TRUE | 1 | -0.00014583 | 0.5
CFLSFm2007CZ08rNCEH | CFL | All | SFm | 2007 | CZ08 | rNCEH | 0.71693 | 1.0073 | -0.00042152 |  |  | 358.875 | 0.054912 | -0.211 | 500.569 | 0.054513 | FALSE | TRUE | 1 | -0.00042152 | 0.25
CFLSFm2007CZ08rNCGF | CFL | All | SFm | 2007 | CZ08 | rNCGF | 0.9953 | 1.0037 | -0.021608 |  |  | 498.206 | 0.054713 | -10.816 | 500.559 | 0.054512 | FALSE | FALSE | 1 | -0.021608 | 0.9
CFLSFm2011CZ08rDXGF | CFL | All | SFm | 2011 | CZ08 | rDXGF | 1.1437 | 1.3764 | -0.01789 |  |  | 572.506 | 0.075031 | -8.955 | 500.559 | 0.054512 | FALSE | FALSE | 1 | -0.01789 | 1
CFLSFm2011CZ08rDXHP | CFL | All | SFm | 2011 | CZ08 | rDXHP | 1.0326 | 1.4509 | 0 |  |  | 516.871 | 0.079093 | -0.08 | 500.569 | 0.054513 | FALSE | TRUE | 1 | -0.00015982 | 0.5
CFLSFm2011CZ08rNCEH | CFL | All | SFm | 2011 | CZ08 | rNCEH | 0.75815 | 1.0082 | -0.00050343 |  |  | 379.506 | 0.054959 | -0.252 | 500.569 | 0.054513 | FALSE | TRUE | 1 | -0.00050343 | 0.25
CFLSFm2011CZ08rNCGF | CFL | All | SFm | 2011 | CZ08 | rNCGF | 0.99725 | 1.0067 | -0.019238 |  |  | 499.183 | 0.054878 | -9.63 | 500.559 | 0.054512 | FALSE | FALSE | 1 | -0.019238 | 0.9
CFLSFm2014CZ08rDXGF | CFL | All | SFm | 2014 | CZ08 | rDXGF | 1.1418 | 1.429 | -0.017956 |  |  | 571.217 | 0.077854 | -8.983 | 500.276 | 0.054481 | FALSE | FALSE | 1 | -0.017956 | 1
CFLSFm2014CZ08rDXHP | CFL | All | SFm | 2014 | CZ08 | rDXHP | 1.021 | 1.5662 | 0 |  |  | 510.764 | 0.085328 | -0.093 | 500.276 | 0.054481 | FALSE | TRUE | 1 | -0.0001859 | 0.5
CFLSFm2014CZ08rNCEH | CFL | All | SFm | 2014 | CZ08 | rNCEH | 0.73967 | 1.0087 | -0.00051971 |  |  | 370.041 | 0.054954 | -0.26 | 500.276 | 0.054481 | FALSE | TRUE | 1 | -0.00051971 | 0.25
CFLSFm2014CZ08rNCGF | CFL | All | SFm | 2014 | CZ08 | rNCGF | 0.99805 | 1.0046 | -0.019131 |  |  | 499.301 | 0.054734 | -9.571 | 500.276 | 0.054481 | FALSE | FALSE | 1 | -0.019131 | 0.9
CFLSFm1975CZ09rDXGF | CFL | All | SFm | 1975 | CZ09 | rDXGF | 1.1258 | 1.577 | -0.023208 |  |  | 563.181 | 0.083156 | -11.61 | 500.26 | 0.052729 | FALSE | FALSE | 1 | -0.023208 | 1
CFLSFm1975CZ09rDXHP | CFL | All | SFm | 1975 | CZ09 | rDXHP | 0.93887 | 1.6882 | 0 |  |  | 469.688 | 0.089016 | -0.142 | 500.27 | 0.05273 | FALSE | TRUE | 1 | -0.00028385 | 0.5
CFLSFm1975CZ09rNCEH | CFL | All | SFm | 1975 | CZ09 | rNCEH | 0.73171 | 1.0097 | -0.0006437 |  |  | 395.58 | 0.057536 | -0.348 | 540.626 | 0.056983 | FALSE | TRUE | 1 | -0.0006437 | 0.25
CFLSFm1975CZ09rNCGF | CFL | All | SFm | 1975 | CZ09 | rNCGF | 0.99567 | 1.0084 | -0.024173 |  |  | 498.094 | 0.053171 | -12.093 | 500.26 | 0.052729 | FALSE | FALSE | 1 | -0.024173 | 0.9
CFLSFm1985CZ09rDXGF | CFL | All | SFm | 1985 | CZ09 | rDXGF | 1.1051 | 1.7538 | -0.024327 |  |  | 552.746 | 0.092462 | -12.168 | 500.193 | 0.052721 | FALSE | FALSE | 1 | -0.024327 | 1
CFLSFm1985CZ09rDXHP | CFL | All | SFm | 1985 | CZ09 | rDXHP | 0.90591 | 1.469 | 0 |  |  | 453.14 | 0.077449 | -0.133 | 500.204 | 0.052722 | FALSE | TRUE | 1 | -0.00026589 | 0.5
CFLSFm1985CZ09rNCEH | CFL | All | SFm | 1985 | CZ09 | rNCEH | 0.68341 | 1.0089 | -0.00056386 |  |  | 356.338 | 0.055448 | -0.294 | 521.409 | 0.054958 | FALSE | TRUE | 1 | -0.00056386 | 0.25
CFLSFm1985CZ09rNCGF | CFL | All | SFm | 1985 | CZ09 | rNCGF | 0.9944 | 1.0072 | -0.02535 |  |  | 497.392 | 0.0531 | -12.68 | 500.193 | 0.052721 | FALSE | FALSE | 1 | -0.02535 | 0.9
CFLSFm1996CZ09rDXGF | CFL | All | SFm | 1996 | CZ09 | rDXGF | 1.118 | 1.5702 | -0.02195 |  |  | 559.455 | 0.082818 | -10.984 | 500.41 | 0.052744 | FALSE | FALSE | 1 | -0.02195 | 1
CFLSFm1996CZ09rDXHP | CFL | All | SFm | 1996 | CZ09 | rDXHP | 0.94641 | 1.6425 | 0 |  |  | 473.603 | 0.086636 | -0.11 | 500.42 | 0.052745 | FALSE | TRUE | 1 | -0.00021982 | 0.5
CFLSFm1996CZ09rNCEH | CFL | All | SFm | 1996 | CZ09 | rNCEH | 0.70428 | 1.0076 | -0.00047086 |  |  | 385.896 | 0.058191 | -0.258 | 547.929 | 0.057753 | FALSE | TRUE | 1 | -0.00047086 | 0.25
CFLSFm1996CZ09rNCGF | CFL | All | SFm | 1996 | CZ09 | rNCGF | 0.99467 | 1.0056 | -0.022857 |  |  | 497.744 | 0.053042 | -11.438 | 500.41 | 0.052744 | FALSE | FALSE | 1 | -0.022857 | 0.9
CFLSFm2003CZ09rDXGF | CFL | All | SFm | 2003 | CZ09 | rDXGF | 1.1118 | 1.5625 | -0.022682 |  |  | 556.081 | 0.082378 | -11.345 | 500.185 | 0.05272 | FALSE | FALSE | 1 | -0.022682 | 1
CFLSFm2003CZ09rDXHP | CFL | All | SFm | 2003 | CZ09 | rDXHP | 0.92688 | 1.542 | 0 |  |  | 463.621 | 0.081299 | -0.097 | 500.195 | 0.052721 | FALSE | TRUE | 1 | -0.00019392 | 0.5
CFLSFm2003CZ09rNCEH | CFL | All | SFm | 2003 | CZ09 | rNCEH | 0.68925 | 1.0069 | -0.00042914 |  |  | 340.501 | 0.052429 | -0.212 | 494.015 | 0.05207 | FALSE | TRUE | 1 | -0.00042914 | 0.25
CFLSFm2003CZ09rNCGF | CFL | All | SFm | 2003 | CZ09 | rNCGF | 0.99424 | 1.0051 | -0.023377 |  |  | 497.303 | 0.05299 | -11.693 | 500.185 | 0.05272 | FALSE | FALSE | 1 | -0.023377 | 0.9
CFLSFm2007CZ09rDXGF | CFL | All | SFm | 2007 | CZ09 | rDXGF | 1.0979 | 1.441 | -0.022354 |  |  | 549.138 | 0.075968 | -11.181 | 500.185 | 0.05272 | FALSE | FALSE | 1 | -0.022354 | 1
CFLSFm2007CZ09rDXHP | CFL | All | SFm | 2007 | CZ09 | rDXHP | 0.96143 | 1.5586 | 0 |  |  | 480.9 | 0.082171 | -0.074 | 500.195 | 0.052721 | FALSE | TRUE | 1 | -0.00014794 | 0.5
CFLSFm2007CZ09rNCEH | CFL | All | SFm | 2007 | CZ09 | rNCEH | 0.68111 | 1.0072 | -0.00039472 |  |  | 336.48 | 0.052443 | -0.195 | 494.015 | 0.05207 | FALSE | TRUE | 1 | -0.00039472 | 0.25
CFLSFm2007CZ09rNCGF | CFL | All | SFm | 2007 | CZ09 | rNCGF | 0.99422 | 1.0077 | -0.023537 |  |  | 497.292 | 0.053125 | -11.773 | 500.185 | 0.05272 | FALSE | FALSE | 1 | -0.023537 | 0.9
CFLSFm2011CZ09rDXGF | CFL | All | SFm | 2011 | CZ09 | rDXGF | 1.1216 | 1.4023 | -0.020189 |  |  | 561.02 | 0.073931 | -10.098 | 500.185 | 0.05272 | FALSE | FALSE | 1 | -0.020189 | 1
CFLSFm2011CZ09rDXHP | CFL | All | SFm | 2011 | CZ09 | rDXHP | 0.99553 | 1.5856 | 0 |  |  | 497.957 | 0.083595 | -0.082 | 500.195 | 0.052721 | FALSE | TRUE | 1 | -0.00016394 | 0.5
CFLSFm2011CZ09rNCEH | CFL | All | SFm | 2011 | CZ09 | rNCEH | 0.71987 | 1.0081 | -0.00047569 |  |  | 355.626 | 0.052494 | -0.235 | 494.015 | 0.05207 | FALSE | TRUE | 1 | -0.00047569 | 0.25
CFLSFm2011CZ09rNCGF | CFL | All | SFm | 2011 | CZ09 | rNCGF | 0.99584 | 1.0054 | -0.021078 |  |  | 498.105 | 0.053005 | -10.543 | 500.185 | 0.05272 | FALSE | FALSE | 1 | -0.021078 | 0.9
CFLSFm2014CZ09rDXGF | CFL | All | SFm | 2014 | CZ09 | rDXGF | 1.1044 | 1.4925 | -0.020374 |  |  | 552.474 | 0.078698 | -10.192 | 500.253 | 0.052728 | FALSE | FALSE | 1 | -0.020374 | 1
CFLSFm2014CZ09rDXHP | CFL | All | SFm | 2014 | CZ09 | rDXHP | 0.98322 | 1.5296 | 0 |  |  | 491.86 | 0.080655 | -0.097 | 500.253 | 0.052728 | FALSE | TRUE | 1 | -0.0001939 | 0.5
CFLSFm2014CZ09rNCEH | CFL | All | SFm | 2014 | CZ09 | rNCEH | 0.7002 | 1.0087 | -0.00049386 |  |  | 345.948 | 0.052527 | -0.244 | 494.072 | 0.052076 | FALSE | TRUE | 1 | -0.00049386 | 0.25
CFLSFm2014CZ09rNCGF | CFL | All | SFm | 2014 | CZ09 | rNCGF | 0.99679 | 1.0063 | -0.021153 |  |  | 498.647 | 0.053059 | -10.582 | 500.253 | 0.052728 | FALSE | FALSE | 1 | -0.021153 | 0.9
CFLSFm1975CZ10rDXGF | CFL | All | SFm | 1975 | CZ10 | rDXGF | 1.1019 | 1.6381 | -0.023678 |  |  | 551.232 | 0.089241 | -11.845 | 500.26 | 0.054479 | FALSE | FALSE | 1 | -0.023678 | 1
CFLSFm1975CZ10rDXHP | CFL | All | SFm | 1975 | CZ10 | rDXHP | 0.91208 | 1.7277 | 0 |  |  | 456.288 | 0.094127 | -0.162 | 500.27 | 0.05448 | FALSE | TRUE | 1 | -0.00032383 | 0.5
CFLSFm1975CZ10rNCEH | CFL | All | SFm | 1975 | CZ10 | rNCEH | 0.72179 | 1.0095 | -0.0006363 |  |  | 390.219 | 0.059437 | -0.344 | 540.626 | 0.058875 | FALSE | TRUE | 1 | -0.0006363 | 0.25
CFLSFm1975CZ10rNCGF | CFL | All | SFm | 1975 | CZ10 | rNCGF | 0.99562 | 1.0065 | -0.024407 |  |  | 498.071 | 0.054835 | -12.21 | 500.26 | 0.054479 | FALSE | FALSE | 1 | -0.024407 | 0.9
CFLSFm1985CZ10rDXGF | CFL | All | SFm | 1985 | CZ10 | rDXGF | 1.0953 | 1.8005 | -0.025792 |  |  | 547.853 | 0.098078 | -12.901 | 500.193 | 0.054472 | FALSE | FALSE | 1 | -0.025792 | 1
CFLSFm1985CZ10rDXHP | CFL | All | SFm | 1985 | CZ10 | rDXHP | 0.87937 | 1.7963 | 0 |  |  | 439.862 | 0.097849 | -0.136 | 500.204 | 0.054473 | FALSE | TRUE | 1 | -0.00027189 | 0.5
CFLSFm1985CZ10rNCEH | CFL | All | SFm | 1985 | CZ10 | rNCEH | 0.66602 | 1.0088 | -0.00055043 |  |  | 347.27 | 0.057282 | -0.287 | 521.409 | 0.056782 | FALSE | TRUE | 1 | -0.00055043 | 0.25
CFLSFm1985CZ10rNCGF | CFL | All | SFm | 1985 | CZ10 | rNCGF | 0.99387 | 1.0065 | -0.026746 |  |  | 497.126 | 0.054824 | -13.378 | 500.193 | 0.054472 | FALSE | FALSE | 1 | -0.026746 | 0.9
CFLSFm1996CZ10rDXGF | CFL | All | SFm | 1996 | CZ10 | rDXGF | 1.1018 | 1.6632 | -0.022354 |  |  | 551.34 | 0.090638 | -11.186 | 500.41 | 0.054495 | FALSE | FALSE | 1 | -0.022354 | 1
CFLSFm1996CZ10rDXHP | CFL | All | SFm | 1996 | CZ10 | rDXHP | 0.91047 | 1.5717 | 0 |  |  | 455.616 | 0.085654 | -0.118 | 500.42 | 0.054496 | FALSE | TRUE | 1 | -0.0002358 | 0.5
CFLSFm1996CZ10rNCEH | CFL | All | SFm | 1996 | CZ10 | rNCEH | 0.69661 | 1.0076 | -0.00046539 |  |  | 381.693 | 0.060122 | -0.255 | 547.929 | 0.05967 | FALSE | TRUE | 1 | -0.00046539 | 0.25
CFLSFm1996CZ10rNCGF | CFL | All | SFm | 1996 | CZ10 | rNCGF | 0.99456 | 1.0053 | -0.023121 |  |  | 497.689 | 0.054782 | -11.57 | 500.41 | 0.054495 | FALSE | FALSE | 1 | -0.023121 | 0.9
CFLSFm2003CZ10rDXGF | CFL | All | SFm | 2003 | CZ10 | rDXGF | 1.1196 | 1.4919 | -0.024409 |  |  | 559.91 | 0.081256 | -12.207 | 500.106 | 0.054463 | FALSE | FALSE | 1 | -0.024409 | 1
CFLSFm2003CZ10rDXHP | CFL | All | SFm | 2003 | CZ10 | rDXHP | 0.90994 | 1.7341 | 0 |  |  | 455.074 | 0.094443 | -0.126 | 500.117 | 0.054464 | FALSE | TRUE | 1 | -0.00025194 | 0.5
CFLSFm2003CZ10rNCEH | CFL | All | SFm | 2003 | CZ10 | rNCEH | 0.65141 | 1.009 | -0.00055892 |  |  | 311.185 | 0.052493 | -0.267 | 477.707 | 0.052023 | FALSE | TRUE | 1 | -0.00055892 | 0.25
CFLSFm2003CZ10rNCGF | CFL | All | SFm | 2003 | CZ10 | rNCGF | 0.99427 | 1.0054 | -0.025297 |  |  | 497.241 | 0.054754 | -12.651 | 500.106 | 0.054463 | FALSE | FALSE | 1 | -0.025297 | 0.9
CFLSFm2007CZ10rDXGF | CFL | All | SFm | 2007 | CZ10 | rDXGF | 1.1092 | 1.4634 | -0.023983 |  |  | 554.705 | 0.079699 | -11.994 | 500.106 | 0.054463 | FALSE | FALSE | 1 | -0.023983 | 1
CFLSFm2007CZ10rDXHP | CFL | All | SFm | 2007 | CZ10 | rDXHP | 0.952 | 1.6035 | 0 |  |  | 476.113 | 0.087332 | -0.098 | 500.117 | 0.054464 | FALSE | TRUE | 1 | -0.00019595 | 0.5
CFLSFm2007CZ10rNCEH | CFL | All | SFm | 2007 | CZ10 | rNCEH | 0.64208 | 1.0094 | -0.00051496 |  |  | 306.724 | 0.052513 | -0.246 | 477.707 | 0.052023 | FALSE | TRUE | 1 | -0.00051496 | 0.25
CFLSFm2007CZ10rNCGF | CFL | All | SFm | 2007 | CZ10 | rNCGF | 0.99437 | 1.007 | -0.025151 |  |  | 497.292 | 0.054843 | -12.578 | 500.106 | 0.054463 | FALSE | FALSE | 1 | -0.025151 | 0.9
CFLSFm2011CZ10rDXGF | CFL | All | SFm | 2011 | CZ10 | rDXGF | 1.1204 | 1.5164 | -0.022853 |  |  | 560.315 | 0.082588 | -11.429 | 500.106 | 0.054463 | FALSE | FALSE | 1 | -0.022853 | 1
CFLSFm2011CZ10rDXHP | CFL | All | SFm | 2011 | CZ10 | rDXHP | 0.96079 | 1.6698 | 0 |  |  | 480.509 | 0.090942 | -0.104 | 500.117 | 0.054464 | FALSE | TRUE | 1 | -0.00020795 | 0.5
CFLSFm2011CZ10rNCEH | CFL | All | SFm | 2011 | CZ10 | rNCEH | 0.65793 | 1.0103 | -0.00057148 |  |  | 314.297 | 0.05256 | -0.273 | 477.707 | 0.052023 | FALSE | TRUE | 1 | -0.00057148 | 0.25
CFLSFm2011CZ10rNCGF | CFL | All | SFm | 2011 | CZ10 | rNCGF | 0.99531 | 1.0079 | -0.024043 |  |  | 497.762 | 0.054892 | -12.024 | 500.106 | 0.054463 | FALSE | FALSE | 1 | -0.024043 | 0.9
CFLSFm2014CZ10rDXGF | CFL | All | SFm | 2014 | CZ10 | rDXGF | 1.1152 | 1.4572 | -0.022753 |  |  | 557.796 | 0.079375 | -11.381 | 500.188 | 0.054471 | FALSE | FALSE | 1 | -0.022753 | 1
CFLSFm2014CZ10rDXHP | CFL | All | SFm | 2014 | CZ10 | rDXHP | 0.95913 | 1.6949 | 0 |  |  | 479.743 | 0.092326 | -0.12 | 500.188 | 0.054471 | FALSE | TRUE | 1 | -0.00023991 | 0.5
CFLSFm2014CZ10rNCEH | CFL | All | SFm | 2014 | CZ10 | rNCEH | 0.64571 | 1.0108 | -0.00059652 |  |  | 308.506 | 0.052593 | -0.285 | 477.775 | 0.05203 | FALSE | TRUE | 1 | -0.00059652 | 0.25
CFLSFm2014CZ10rNCGF | CFL | All | SFm | 2014 | CZ10 | rNCGF | 0.99609 | 1.0083 | -0.024139 |  |  | 498.234 | 0.054924 | -12.074 | 500.188 | 0.054471 | FALSE | FALSE | 1 | -0.024139 | 0.9
CFLSFm1975CZ11rDXGF | CFL | All | SFm | 1975 | CZ11 | rDXGF | 1.1067 | 1.6997 | -0.023302 |  |  | 553.628 | 0.086647 | -11.657 | 500.259 | 0.050978 | FALSE | FALSE | 1 | -0.023302 | 1
CFLSFm1975CZ11rDXHP | CFL | All | SFm | 1975 | CZ11 | rDXHP | 0.91183 | 1.7613 | -0.00035381 |  |  | 456.162 | 0.089787 | -0.177 | 500.269 | 0.050979 | FALSE | TRUE | 1 | -0.00035381 | 0.5
CFLSFm1975CZ11rNCEH | CFL | All | SFm | 1975 | CZ11 | rNCEH | 0.71382 | 1.0105 | -0.00064 |  |  | 391.488 | 0.056477 | -0.351 | 548.441 | 0.055888 | FALSE | TRUE | 1 | -0.00064 | 0.25
CFLSFm1975CZ11rNCGF | CFL | All | SFm | 1975 | CZ11 | rNCGF | 0.99606 | 1.0075 | -0.023722 |  |  | 498.29 | 0.051363 | -11.867 | 500.259 | 0.050978 | FALSE | FALSE | 1 | -0.023722 | 0.9
CFLSFm1985CZ11rDXGF | CFL | All | SFm | 1985 | CZ11 | rDXGF | 1.1177 | 1.7362 | -0.028247 |  |  | 558.922 | 0.088472 | -14.125 | 500.046 | 0.050956 | FALSE | FALSE | 1 | -0.028247 | 1
CFLSFm1985CZ11rDXHP | CFL | All | SFm | 1985 | CZ11 | rDXHP | 0.87773 | 1.7497 | 0 |  |  | 438.914 | 0.089159 | -0.13 | 500.057 | 0.050957 | FALSE | TRUE | 1 | -0.00025997 | 0.5
CFLSFm1985CZ11rNCEH | CFL | All | SFm | 1985 | CZ11 | rNCEH | 0.62348 | 1.0094 | -0.00056673 |  |  | 299.236 | 0.04937 | -0.272 | 479.943 | 0.048908 | FALSE | TRUE | 1 | -0.00056673 | 0.25
CFLSFm1985CZ11rNCGF | CFL | All | SFm | 1985 | CZ11 | rNCGF | 0.99314 | 1.0071 | -0.028861 |  |  | 496.616 | 0.051317 | -14.432 | 500.046 | 0.050956 | FALSE | FALSE | 1 | -0.028861 | 0.9
CFLSFm1996CZ11rDXGF | CFL | All | SFm | 1996 | CZ11 | rDXGF | 1.1241 | 1.6143 | -0.027917 |  |  | 562.246 | 0.082284 | -13.964 | 500.196 | 0.050972 | FALSE | FALSE | 1 | -0.027917 | 1
CFLSFm1996CZ11rDXHP | CFL | All | SFm | 1996 | CZ11 | rDXHP | 0.86616 | 1.7081 | 0 |  |  | 433.261 | 0.087064 | -0.125 | 500.207 | 0.050973 | FALSE | TRUE | 1 | -0.0002499 | 0.5
CFLSFm1996CZ11rNCEH | CFL | All | SFm | 1996 | CZ11 | rNCEH | 0.60802 | 1.009 | -0.0005435 |  |  | 278.559 | 0.047105 | -0.249 | 458.144 | 0.046687 | FALSE | TRUE | 1 | -0.0005435 | 0.25
CFLSFm1996CZ11rNCGF | CFL | All | SFm | 1996 | CZ11 | rNCGF | 0.99296 | 1.0066 | -0.028349 |  |  | 496.675 | 0.051308 | -14.18 | 500.196 | 0.050972 | FALSE | FALSE | 1 | -0.028349 | 0.9
CFLSFm2003CZ11rDXGF | CFL | All | SFm | 2003 | CZ11 | rDXGF | 1.1195 | 1.5632 | -0.025697 |  |  | 559.883 | 0.079667 | -12.851 | 500.106 | 0.050963 | FALSE | FALSE | 1 | -0.025697 | 1
CFLSFm2003CZ11rDXHP | CFL | All | SFm | 2003 | CZ11 | rDXHP | 0.89538 | 1.6685 | 0 |  |  | 447.796 | 0.085032 | -0.136 | 500.117 | 0.050964 | FALSE | TRUE | 1 | -0.00027194 | 0.5
CFLSFm2003CZ11rNCEH | CFL | All | SFm | 2003 | CZ11 | rNCEH | 0.63626 | 1.0094 | -0.00053799 |  |  | 303.947 | 0.049137 | -0.257 | 477.707 | 0.048679 | FALSE | TRUE | 1 | -0.00053799 | 0.25
CFLSFm2003CZ11rNCGF | CFL | All | SFm | 2003 | CZ11 | rNCGF | 0.99464 | 1.0075 | -0.02618 |  |  | 497.426 | 0.051347 | -13.093 | 500.106 | 0.050963 | FALSE | FALSE | 1 | -0.02618 | 0.9
CFLSFm2007CZ11rDXGF | CFL | All | SFm | 2007 | CZ11 | rDXGF | 1.1086 | 1.4605 | -0.024779 |  |  | 554.395 | 0.07443 | -12.392 | 500.106 | 0.050963 | FALSE | FALSE | 1 | -0.024779 | 1
CFLSFm2007CZ11rDXHP | CFL | All | SFm | 2007 | CZ11 | rDXHP | 0.93296 | 1.5449 | 0 |  |  | 466.59 | 0.078734 | -0.115 | 500.117 | 0.050964 | FALSE | TRUE | 1 | -0.00022995 | 0.5
CFLSFm2007CZ11rNCEH | CFL | All | SFm | 2007 | CZ11 | rNCEH | 0.63787 | 1.0098 | -0.00050659 |  |  | 304.717 | 0.049157 | -0.242 | 477.707 | 0.048679 | FALSE | TRUE | 1 | -0.00050659 | 0.25
CFLSFm2007CZ11rNCGF | CFL | All | SFm | 2007 | CZ11 | rNCGF | 0.99508 | 1.0076 | -0.025131 |  |  | 497.643 | 0.051351 | -12.568 | 500.106 | 0.050963 | FALSE | FALSE | 1 | -0.025131 | 0.9
CFLSFm2011CZ11rDXGF | CFL | All | SFm | 2011 | CZ11 | rDXGF | 1.1097 | 1.4761 | -0.023885 |  |  | 554.947 | 0.075226 | -11.945 | 500.106 | 0.050963 | FALSE | FALSE | 1 | -0.023885 | 1
CFLSFm2011CZ11rDXHP | CFL | All | SFm | 2011 | CZ11 | rDXHP | 0.9438 | 1.6596 | 0 |  |  | 472.01 | 0.084581 | -0.131 | 500.117 | 0.050964 | FALSE | TRUE | 1 | -0.00026194 | 0.5
CFLSFm2011CZ11rNCEH | CFL | All | SFm | 2011 | CZ11 | rNCEH | 0.65313 | 1.0106 | -0.0005652 |  |  | 312.007 | 0.049196 | -0.27 | 477.707 | 0.048679 | FALSE | TRUE | 1 | -0.0005652 | 0.25
CFLSFm2011CZ11rNCGF | CFL | All | SFm | 2011 | CZ11 | rNCGF | 0.99613 | 1.0079 | -0.024291 |  |  | 498.17 | 0.051364 | -12.148 | 500.106 | 0.050963 | FALSE | FALSE | 1 | -0.024291 | 0.9
CFLSFm2014CZ11rDXGF | CFL | All | SFm | 2014 | CZ11 | rDXGF | 1.114 | 1.5567 | -0.024239 |  |  | 557.186 | 0.079349 | -12.124 | 500.188 | 0.050971 | FALSE | FALSE | 1 | -0.024239 | 1
CFLSFm2014CZ11rDXHP | CFL | All | SFm | 2014 | CZ11 | rDXHP | 0.94066 | 1.6741 | 0 |  |  | 470.506 | 0.085332 | -0.141 | 500.188 | 0.050971 | FALSE | TRUE | 1 | -0.00028189 | 0.5
CFLSFm2014CZ11rNCEH | CFL | All | SFm | 2014 | CZ11 | rNCEH | 0.64154 | 1.0111 | -0.00058396 |  |  | 306.512 | 0.049229 | -0.279 | 477.775 | 0.048686 | FALSE | TRUE | 1 | -0.00058396 | 0.25
CFLSFm2014CZ11rNCGF | CFL | All | SFm | 2014 | CZ11 | rNCGF | 0.99625 | 1.0065 | -0.024649 |  |  | 498.313 | 0.0513 | -12.329 | 500.188 | 0.050971 | FALSE | FALSE | 1 | -0.024649 | 0.9
CFLSFm1975CZ12rDXGF | CFL | All | SFm | 1975 | CZ12 | rDXGF | 1.0886 | 1.7707 | -0.026538 |  |  | 544.568 | 0.096469 | -13.276 | 500.259 | 0.054479 | FALSE | FALSE | 1 | -0.026538 | 1
CFLSFm1975CZ12rDXHP | CFL | All | SFm | 1975 | CZ12 | rDXHP | 0.86195 | 1.9472 | 0 |  |  | 431.205 | 0.10609 | -0.161 | 500.269 | 0.05448 | FALSE | TRUE | 1 | -0.00032183 | 0.5
CFLSFm1975CZ12rNCEH | CFL | All | SFm | 1975 | CZ12 | rNCEH | 0.66311 | 1.0103 | -0.00059441 |  |  | 363.674 | 0.060343 | -0.326 | 548.441 | 0.059726 | FALSE | TRUE | 1 | -0.00059441 | 0.25
CFLSFm1975CZ12rNCGF | CFL | All | SFm | 1975 | CZ12 | rNCGF | 0.99438 | 1.0071 | -0.02719 |  |  | 497.448 | 0.054866 | -13.602 | 500.259 | 0.054479 | FALSE | FALSE | 1 | -0.02719 | 0.9
CFLSFm1985CZ12rDXGF | CFL | All | SFm | 1985 | CZ12 | rDXGF | 1.0849 | 1.6731 | -0.028987 |  |  | 542.498 | 0.091108 | -14.495 | 500.046 | 0.054456 | FALSE | FALSE | 1 | -0.028987 | 1
CFLSFm1985CZ12rDXHP | CFL | All | SFm | 1985 | CZ12 | rDXHP | 0.82679 | 1.7901 | 0 |  |  | 413.441 | 0.097482 | -0.13 | 500.057 | 0.054457 | FALSE | TRUE | 1 | -0.00025997 | 0.5
CFLSFm1985CZ12rNCEH | CFL | All | SFm | 1985 | CZ12 | rNCEH | 0.6105 | 1.0092 | -0.00055423 |  |  | 293.007 | 0.05275 | -0.266 | 479.943 | 0.052267 | FALSE | TRUE | 1 | -0.00055423 | 0.25
CFLSFm1985CZ12rNCGF | CFL | All | SFm | 1985 | CZ12 | rNCGF | 0.99246 | 1.006 | -0.029653 |  |  | 496.276 | 0.054781 | -14.828 | 500.046 | 0.054456 | FALSE | FALSE | 1 | -0.029653 | 0.9
CFLSFm1996CZ12rDXGF | CFL | All | SFm | 1996 | CZ12 | rDXGF | 1.1001 | 1.7527 | -0.028169 |  |  | 550.257 | 0.095471 | -14.09 | 500.196 | 0.054472 | FALSE | FALSE | 1 | -0.028169 | 1
CFLSFm1996CZ12rDXHP | CFL | All | SFm | 1996 | CZ12 | rDXHP | 0.84711 | 1.6531 | 0 |  |  | 423.729 | 0.090048 | -0.128 | 500.207 | 0.054473 | FALSE | TRUE | 1 | -0.00025589 | 0.5
CFLSFm1996CZ12rNCEH | CFL | All | SFm | 1996 | CZ12 | rNCEH | 0.60163 | 1.0087 | -0.00054131 |  |  | 275.632 | 0.050329 | -0.248 | 458.144 | 0.049893 | FALSE | TRUE | 1 | -0.00054131 | 0.25
CFLSFm1996CZ12rNCGF | CFL | All | SFm | 1996 | CZ12 | rNCGF | 0.99263 | 1.0059 | -0.028645 |  |  | 496.511 | 0.054793 | -14.328 | 500.196 | 0.054472 | FALSE | FALSE | 1 | -0.028645 | 0.9
CFLSFm2003CZ12rDXGF | CFL | All | SFm | 2003 | CZ12 | rDXGF | 1.0877 | 1.6483 | -0.026828 |  |  | 543.95 | 0.089769 | -13.417 | 500.106 | 0.054463 | FALSE | FALSE | 1 | -0.026828 | 1
CFLSFm2003CZ12rDXHP | CFL | All | SFm | 2003 | CZ12 | rDXHP | 0.84996 | 1.5993 | 0 |  |  | 425.077 | 0.087103 | -0.142 | 500.117 | 0.054464 | FALSE | TRUE | 1 | -0.00028393 | 0.5
CFLSFm2003CZ12rNCEH | CFL | All | SFm | 2003 | CZ12 | rNCEH | 0.61582 | 1.0092 | -0.00052124 |  |  | 294.182 | 0.0525 | -0.249 | 477.707 | 0.052023 | FALSE | TRUE | 1 | -0.00052124 | 0.25
CFLSFm2003CZ12rNCGF | CFL | All | SFm | 2003 | CZ12 | rNCGF | 0.99348 | 1.0048 | -0.027288 |  |  | 496.846 | 0.054726 | -13.647 | 500.106 | 0.054463 | FALSE | FALSE | 1 | -0.027288 | 0.9
CFLSFm2007CZ12rDXGF | CFL | All | SFm | 2007 | CZ12 | rDXGF | 1.0806 | 1.4351 | -0.025779 |  |  | 540.408 | 0.078158 | -12.892 | 500.106 | 0.054463 | FALSE | FALSE | 1 | -0.025779 | 1
CFLSFm2007CZ12rDXHP | CFL | All | SFm | 2007 | CZ12 | rDXHP | 0.89335 | 1.6229 | 0 |  |  | 446.778 | 0.088391 | -0.125 | 500.117 | 0.054464 | FALSE | TRUE | 1 | -0.00024994 | 0.5
CFLSFm2007CZ12rNCEH | CFL | All | SFm | 2007 | CZ12 | rNCEH | 0.61888 | 1.0095 | -0.00049403 |  |  | 295.642 | 0.052519 | -0.236 | 477.707 | 0.052023 | FALSE | TRUE | 1 | -0.00049403 | 0.25
CFLSFm2007CZ12rNCGF | CFL | All | SFm | 2007 | CZ12 | rNCGF | 0.99425 | 1.0057 | -0.025939 |  |  | 497.231 | 0.054774 | -12.972 | 500.106 | 0.054463 | FALSE | FALSE | 1 | -0.025939 | 0.9
CFLSFm2011CZ12rDXGF | CFL | All | SFm | 2011 | CZ12 | rDXGF | 1.0865 | 1.484 | -0.024607 |  |  | 543.356 | 0.080821 | -12.306 | 500.106 | 0.054463 | FALSE | FALSE | 1 | -0.024607 | 1
CFLSFm2011CZ12rDXHP | CFL | All | SFm | 2011 | CZ12 | rDXHP | 0.90033 | 1.66 | 0 |  |  | 450.272 | 0.090412 | -0.129 | 500.117 | 0.054464 | FALSE | TRUE | 1 | -0.00025794 | 0.5
CFLSFm2011CZ12rNCEH | CFL | All | SFm | 2011 | CZ12 | rNCEH | 0.63427 | 1.0103 | -0.00054845 |  |  | 302.997 | 0.052559 | -0.262 | 477.707 | 0.052023 | FALSE | TRUE | 1 | -0.00054845 | 0.25
CFLSFm2011CZ12rNCGF | CFL | All | SFm | 2011 | CZ12 | rNCGF | 0.99514 | 1.0061 | -0.024889 |  |  | 497.673 | 0.054795 | -12.447 | 500.106 | 0.054463 | FALSE | FALSE | 1 | -0.024889 | 0.9
CFLSFm2014CZ12rDXGF | CFL | All | SFm | 2014 | CZ12 | rDXGF | 1.0795 | 1.5272 | -0.024983 |  |  | 539.941 | 0.083189 | -12.496 | 500.188 | 0.054471 | FALSE | FALSE | 1 | -0.024983 | 1
CFLSFm2014CZ12rDXHP | CFL | All | SFm | 2014 | CZ12 | rDXHP | 0.90089 | 1.7361 | 0 |  |  | 450.616 | 0.094565 | -0.144 | 500.188 | 0.054471 | FALSE | TRUE | 1 | -0.00028789 | 0.5
CFLSFm2014CZ12rNCEH | CFL | All | SFm | 2014 | CZ12 | rNCEH | 0.62383 | 1.0108 | -0.00056931 |  |  | 298.051 | 0.052592 | -0.272 | 477.775 | 0.05203 | FALSE | TRUE | 1 | -0.00056931 | 0.25
CFLSFm2014CZ12rNCGF | CFL | All | SFm | 2014 | CZ12 | rNCGF | 0.9956 | 1.0071 | -0.02531 |  |  | 497.989 | 0.054857 | -12.66 | 500.188 | 0.054471 | FALSE | FALSE | 1 | -0.02531 | 0.9
CFLSFm1975CZ13rDXGF | CFL | All | SFm | 1975 | CZ13 | rDXGF | 1.1232 | 1.707 | -0.024933 |  |  | 561.873 | 0.087022 | -12.473 | 500.259 | 0.050978 | FALSE | FALSE | 1 | -0.024933 | 1
CFLSFm1975CZ13rDXHP | CFL | All | SFm | 1975 | CZ13 | rDXHP | 0.91451 | 1.726 | 0 |  |  | 457.502 | 0.087989 | -0.146 | 500.269 | 0.050979 | FALSE | TRUE | 1 | -0.00029184 | 0.5
CFLSFm1975CZ13rNCEH | CFL | All | SFm | 1975 | CZ13 | rNCEH | 0.68467 | 1.0106 | -0.00061812 |  |  | 375.5 | 0.05648 | -0.339 | 548.441 | 0.055888 | FALSE | TRUE | 1 | -0.00061812 | 0.25
CFLSFm1975CZ13rNCGF | CFL | All | SFm | 1975 | CZ13 | rNCGF | 0.99497 | 1.0078 | -0.025481 |  |  | 497.745 | 0.051377 | -12.747 | 500.259 | 0.050978 | FALSE | FALSE | 1 | -0.025481 | 0.9
CFLSFm1985CZ13rDXGF | CFL | All | SFm | 1985 | CZ13 | rDXGF | 1.1241 | 1.7711 | -0.027459 |  |  | 562.078 | 0.090248 | -13.731 | 500.046 | 0.050956 | FALSE | FALSE | 1 | -0.027459 | 1
CFLSFm1985CZ13rDXHP | CFL | All | SFm | 1985 | CZ13 | rDXHP | 0.88103 | 1.8255 | 0 |  |  | 440.564 | 0.093024 | -0.132 | 500.057 | 0.050957 | FALSE | TRUE | 1 | -0.00026397 | 0.5
CFLSFm1985CZ13rNCEH | CFL | All | SFm | 1985 | CZ13 | rNCEH | 0.63059 | 1.0095 | -0.00057507 |  |  | 302.646 | 0.049371 | -0.276 | 479.943 | 0.048908 | FALSE | TRUE | 1 | -0.00057507 | 0.25
CFLSFm1985CZ13rNCGF | CFL | All | SFm | 1985 | CZ13 | rNCGF | 0.99339 | 1.0076 | -0.028159 |  |  | 496.741 | 0.051344 | -14.081 | 500.046 | 0.050956 | FALSE | FALSE | 1 | -0.028159 | 0.9
CFLSFm1996CZ13rDXGF | CFL | All | SFm | 1996 | CZ13 | rDXGF | 1.1373 | 1.6516 | -0.027577 |  |  | 568.86 | 0.084185 | -13.794 | 500.196 | 0.050972 | FALSE | FALSE | 1 | -0.027577 | 1
CFLSFm1996CZ13rDXHP | CFL | All | SFm | 1996 | CZ13 | rDXHP | 0.89417 | 1.7588 | 0 |  |  | 447.272 | 0.089652 | -0.106 | 500.207 | 0.050973 | FALSE | TRUE | 1 | -0.00021191 | 0.5
CFLSFm1996CZ13rNCEH | CFL | All | SFm | 1996 | CZ13 | rNCEH | 0.60827 | 1.009 | -0.00054786 |  |  | 278.674 | 0.047106 | -0.251 | 458.144 | 0.046687 | FALSE | TRUE | 1 | -0.00054786 | 0.25
CFLSFm1996CZ13rNCGF | CFL | All | SFm | 1996 | CZ13 | rNCGF | 0.9928 | 1.0077 | -0.028121 |  |  | 496.596 | 0.051362 | -14.066 | 500.196 | 0.050972 | FALSE | FALSE | 1 | -0.028121 | 0.9
CFLSFm2003CZ13rDXGF | CFL | All | SFm | 2003 | CZ13 | rDXGF | 1.1352 | 1.6937 | -0.024569 |  |  | 567.699 | 0.086317 | -12.287 | 500.106 | 0.050963 | FALSE | FALSE | 1 | -0.024569 | 1
CFLSFm2003CZ13rDXHP | CFL | All | SFm | 2003 | CZ13 | rDXHP | 0.91277 | 1.6541 | 0 |  |  | 456.493 | 0.0843 | -0.131 | 500.117 | 0.050964 | FALSE | TRUE | 1 | -0.00026194 | 0.5
CFLSFm2003CZ13rNCEH | CFL | All | SFm | 2003 | CZ13 | rNCEH | 0.65242 | 1.0094 | -0.00055473 |  |  | 311.665 | 0.049138 | -0.265 | 477.707 | 0.048679 | FALSE | TRUE | 1 | -0.00055473 | 0.25
CFLSFm2003CZ13rNCGF | CFL | All | SFm | 2003 | CZ13 | rNCGF | 0.99515 | 1.0068 | -0.025105 |  |  | 497.68 | 0.051308 | -12.555 | 500.106 | 0.050963 | FALSE | FALSE | 1 | -0.025105 | 0.9
CFLSFm2007CZ13rDXGF | CFL | All | SFm | 2007 | CZ13 | rDXGF | 1.1239 | 1.5507 | -0.026542 |  |  | 562.053 | 0.07903 | -13.274 | 500.106 | 0.050963 | FALSE | FALSE | 1 | -0.026542 | 1
CFLSFm2007CZ13rDXHP | CFL | All | SFm | 2007 | CZ13 | rDXHP | 0.9345 | 1.5831 | 0 |  |  | 467.358 | 0.08068 | -0.092 | 500.117 | 0.050964 | FALSE | TRUE | 1 | -0.00018396 | 0.5
CFLSFm2007CZ13rNCEH | CFL | All | SFm | 2007 | CZ13 | rNCEH | 0.61169 | 1.0098 | -0.00048356 |  |  | 292.207 | 0.049157 | -0.231 | 477.707 | 0.048679 | FALSE | TRUE | 1 | -0.00048356 | 0.25
CFLSFm2007CZ13rNCGF | CFL | All | SFm | 2007 | CZ13 | rNCGF | 0.99396 | 1.0068 | -0.02709 |  |  | 497.085 | 0.051308 | -13.548 | 500.106 | 0.050963 | FALSE | FALSE | 1 | -0.02709 | 0.9
CFLSFm2011CZ13rDXGF | CFL | All | SFm | 2011 | CZ13 | rDXGF | 1.1244 | 1.3221 | -0.025629 |  |  | 562.304 | 0.067378 | -12.817 | 500.106 | 0.050963 | FALSE | FALSE | 1 | -0.025629 | 1
CFLSFm2011CZ13rDXHP | CFL | All | SFm | 2011 | CZ13 | rDXHP | 0.9505 | 1.5206 | 0 |  |  | 475.362 | 0.077497 | -0.103 | 500.117 | 0.050964 | FALSE | TRUE | 1 | -0.00020595 | 0.5
CFLSFm2011CZ13rNCEH | CFL | All | SFm | 2011 | CZ13 | rNCEH | 0.62529 | 1.0106 | -0.00053799 |  |  | 298.706 | 0.049196 | -0.257 | 477.707 | 0.048679 | FALSE | TRUE | 1 | -0.00053799 | 0.25
CFLSFm2011CZ13rNCGF | CFL | All | SFm | 2011 | CZ13 | rNCGF | 0.99498 | 1.0083 | -0.026046 |  |  | 497.594 | 0.051387 | -13.026 | 500.106 | 0.050963 | FALSE | FALSE | 1 | -0.026046 | 0.9
CFLSFm2014CZ13rDXGF | CFL | All | SFm | 2014 | CZ13 | rDXGF | 1.1183 | 1.5129 | -0.025854 |  |  | 559.338 | 0.077112 | -12.932 | 500.188 | 0.050971 | FALSE | FALSE | 1 | -0.025854 | 1
CFLSFm2014CZ13rDXHP | CFL | All | SFm | 2014 | CZ13 | rDXHP | 0.94233 | 1.8372 | 0 |  |  | 471.342 | 0.093646 | -0.104 | 500.188 | 0.050971 | FALSE | TRUE | 1 | -0.00020792 | 0.5
CFLSFm2014CZ13rNCEH | CFL | All | SFm | 2014 | CZ13 | rNCEH | 0.61486 | 1.0111 | -0.00055675 |  |  | 293.765 | 0.049229 | -0.266 | 477.775 | 0.048686 | FALSE | TRUE | 1 | -0.00055675 | 0.25
CFLSFm2014CZ13rNCGF | CFL | All | SFm | 2014 | CZ13 | rNCGF | 0.99509 | 1.0073 | -0.02636 |  |  | 497.731 | 0.051343 | -13.185 | 500.188 | 0.050971 | FALSE | FALSE | 1 | -0.02636 | 0.9
CFLSFm1975CZ14rDXGF | CFL | All | SFm | 1975 | CZ14 | rDXGF | 1.1568 | 1.5849 | -0.022982 |  |  | 578.571 | 0.08355 | -11.494 | 500.129 | 0.052715 | FALSE | FALSE | 1 | -0.022982 | 1
CFLSFm1975CZ14rDXHP | CFL | All | SFm | 1975 | CZ14 | rDXHP | 0.98267 | 1.6918 | 0 |  |  | 491.471 | 0.089187 | -0.133 | 500.14 | 0.052716 | FALSE | TRUE | 1 | -0.00026593 | 0.5
CFLSFm1975CZ14rNCEH | CFL | All | SFm | 1975 | CZ14 | rNCEH | 0.73447 | 1.0096 | -0.00073193 |  |  | 339.174 | 0.049143 | -0.338 | 461.795 | 0.048674 | FALSE | TRUE | 1 | -0.00073193 | 0.25
CFLSFm1975CZ14rNCGF | CFL | All | SFm | 1975 | CZ14 | rNCGF | 0.99589 | 1.0065 | -0.023728 |  |  | 498.074 | 0.053055 | -11.867 | 500.129 | 0.052715 | FALSE | FALSE | 1 | -0.023728 | 0.9
CFLSFm1985CZ14rDXGF | CFL | All | SFm | 1985 | CZ14 | rDXGF | 1.1505 | 1.5485 | -0.030563 |  |  | 575.45 | 0.081637 | -15.287 | 500.184 | 0.052721 | FALSE | FALSE | 1 | -0.030563 | 1
CFLSFm1985CZ14rDXHP | CFL | All | SFm | 1985 | CZ14 | rDXHP | 0.89249 | 1.808 | 0 |  |  | 446.417 | 0.095322 | -0.114 | 500.195 | 0.052722 | FALSE | TRUE | 1 | -0.00022791 | 0.5
CFLSFm1985CZ14rNCEH | CFL | All | SFm | 1985 | CZ14 | rNCEH | 0.61694 | 1.0088 | -0.00060061 |  |  | 263.984 | 0.0455 | -0.257 | 427.895 | 0.045101 | FALSE | TRUE | 1 | -0.00060061 | 0.25
CFLSFm1985CZ14rNCGF | CFL | All | SFm | 1985 | CZ14 | rNCGF | 0.99226 | 1.0082 | -0.03136 |  |  | 496.314 | 0.053156 | -15.686 | 500.184 | 0.052721 | FALSE | FALSE | 1 | -0.03136 | 0.9
CFLSFm1996CZ14rDXGF | CFL | All | SFm | 1996 | CZ14 | rDXGF | 1.149 | 1.5476 | -0.027095 |  |  | 574.674 | 0.081586 | -13.552 | 500.163 | 0.052719 | FALSE | FALSE | 1 | -0.027095 | 1
CFLSFm1996CZ14rDXHP | CFL | All | SFm | 1996 | CZ14 | rDXHP | 0.90301 | 1.7351 | 0 |  |  | 451.663 | 0.091472 | -0.139 | 500.174 | 0.05272 | FALSE | TRUE | 1 | -0.0002779 | 0.5
CFLSFm1996CZ14rNCEH | CFL | All | SFm | 1996 | CZ14 | rNCEH | 0.63022 | 1.0098 | -0.00064549 |  |  | 286.071 | 0.048315 | -0.293 | 453.922 | 0.047845 | FALSE | TRUE | 1 | -0.00064549 | 0.25
CFLSFm1996CZ14rNCGF | CFL | All | SFm | 1996 | CZ14 | rNCGF | 0.99437 | 1.0073 | -0.027761 |  |  | 497.348 | 0.053104 | -13.885 | 500.163 | 0.052719 | FALSE | FALSE | 1 | -0.027761 | 0.9
CFLSFm2003CZ14rDXGF | CFL | All | SFm | 2003 | CZ14 | rDXGF | 1.1682 | 1.4102 | -0.027206 |  |  | 584.692 | 0.074394 | -13.617 | 500.516 | 0.052756 | FALSE | FALSE | 1 | -0.027206 | 1
CFLSFm2003CZ14rDXHP | CFL | All | SFm | 2003 | CZ14 | rDXHP | 0.93173 | 1.4879 | 0 |  |  | 466.355 | 0.078498 | -0.1 | 500.528 | 0.052757 | FALSE | TRUE | 1 | -0.00019979 | 0.5
CFLSFm2003CZ14rNCEH | CFL | All | SFm | 2003 | CZ14 | rNCEH | 0.62689 | 1.008 | -0.00059812 |  |  | 231.628 | 0.039258 | -0.221 | 369.49 | 0.038945 | FALSE | TRUE | 1 | -0.00059812 | 0.25
CFLSFm2003CZ14rNCGF | CFL | All | SFm | 2003 | CZ14 | rNCGF | 0.99342 | 1.007 | -0.028019 |  |  | 497.221 | 0.053122 | -14.024 | 500.516 | 0.052756 | FALSE | FALSE | 1 | -0.028019 | 0.9
CFLSFm2007CZ14rDXGF | CFL | All | SFm | 2007 | CZ14 | rDXGF | 1.1364 | 1.4405 | -0.027442 |  |  | 568.79 | 0.075996 | -13.735 | 500.516 | 0.052756 | FALSE | FALSE | 1 | -0.027442 | 1
CFLSFm2007CZ14rDXHP | CFL | All | SFm | 2007 | CZ14 | rDXHP | 0.94816 | 1.6102 | 0 |  |  | 474.583 | 0.08495 | -0.072 | 500.528 | 0.052757 | FALSE | TRUE | 1 | -0.00014385 | 0.5
CFLSFm2007CZ14rNCEH | CFL | All | SFm | 2007 | CZ14 | rNCEH | 0.59964 | 1.0084 | -0.00053317 |  |  | 221.561 | 0.039271 | -0.197 | 369.49 | 0.038945 | FALSE | TRUE | 1 | -0.00053317 | 0.25
CFLSFm2007CZ14rNCGF | CFL | All | SFm | 2007 | CZ14 | rNCGF | 0.99305 | 1.0064 | -0.028047 |  |  | 497.036 | 0.053091 | -14.038 | 500.516 | 0.052756 | FALSE | FALSE | 1 | -0.028047 | 0.9
CFLSFm2011CZ14rDXGF | CFL | All | SFm | 2011 | CZ14 | rDXGF | 1.1419 | 1.4222 | -0.026503 |  |  | 571.538 | 0.07503 | -13.265 | 500.516 | 0.052756 | FALSE | FALSE | 1 | -0.026503 | 1
CFLSFm2011CZ14rDXHP | CFL | All | SFm | 2011 | CZ14 | rDXHP | 0.96164 | 1.6313 | 0 |  |  | 481.33 | 0.086063 | -0.077 | 500.528 | 0.052757 | FALSE | TRUE | 1 | -0.00015384 | 0.5
CFLSFm2011CZ14rNCEH | CFL | All | SFm | 2011 | CZ14 | rNCEH | 0.61417 | 1.0091 | -0.00059812 |  |  | 226.931 | 0.039298 | -0.221 | 369.49 | 0.038945 | FALSE | TRUE | 1 | -0.00059812 | 0.25
CFLSFm2011CZ14rNCGF | CFL | All | SFm | 2011 | CZ14 | rNCGF | 0.99403 | 1.0056 | -0.027162 |  |  | 497.53 | 0.053052 | -13.595 | 500.516 | 0.052756 | FALSE | FALSE | 1 | -0.027162 | 0.9
CFLSFm2014CZ14rDXGF | CFL | All | SFm | 2014 | CZ14 | rDXGF | 1.1344 | 1.488 | -0.027466 |  |  | 567.526 | 0.078468 | -13.741 | 500.296 | 0.052732 | FALSE | FALSE | 1 | -0.027466 | 1
CFLSFm2014CZ14rDXHP | CFL | All | SFm | 2014 | CZ14 | rDXHP | 0.953 | 1.5953 | 0 |  |  | 476.783 | 0.084122 | -0.082 | 500.296 | 0.052732 | FALSE | TRUE | 1 | -0.0001639 | 0.5
CFLSFm2014CZ14rNCEH | CFL | All | SFm | 2014 | CZ14 | rNCEH | 0.59904 | 1.0095 | -0.00060923 |  |  | 221.236 | 0.039296 | -0.225 | 369.319 | 0.038927 | FALSE | TRUE | 1 | -0.00060923 | 0.25
CFLSFm2014CZ14rNCGF | CFL | All | SFm | 2014 | CZ14 | rNCGF | 0.99399 | 1.0097 | -0.027977 |  |  | 497.288 | 0.053244 | -13.997 | 500.296 | 0.052732 | FALSE | FALSE | 1 | -0.027977 | 0.9
CFLSFm1975CZ15rDXGF | CFL | All | SFm | 1975 | CZ15 | rDXGF | 1.2257 | 1.5969 | -0.01469 |  |  | 613.03 | 0.084179 | -7.347 | 500.129 | 0.052715 | FALSE | FALSE | 1 | -0.01469 | 1
CFLSFm1975CZ15rDXHP | CFL | All | SFm | 1975 | CZ15 | rDXHP | 1.1264 | 1.7467 | 0 |  |  | 563.376 | 0.092079 | -0.146 | 500.14 | 0.052716 | FALSE | TRUE | 1 | -0.00029192 | 0.5
CFLSFm1975CZ15rNCEH | CFL | All | SFm | 1975 | CZ15 | rNCEH | 0.88334 | 1.0094 | -0.00089001 |  |  | 407.922 | 0.049131 | -0.411 | 461.795 | 0.048674 | FALSE | TRUE | 1 | -0.00089001 | 0.25
CFLSFm1975CZ15rNCGF | CFL | All | SFm | 1975 | CZ15 | rNCGF | 1.0003 | 1.0065 | -0.015212 |  |  | 500.286 | 0.053057 | -7.608 | 500.129 | 0.052715 | FALSE | FALSE | 1 | -0.015212 | 0.9
CFLSFm1985CZ15rDXGF | CFL | All | SFm | 1985 | CZ15 | rDXGF | 1.2174 | 1.6678 | -0.019519 |  |  | 608.928 | 0.08793 | -9.763 | 500.184 | 0.052721 | FALSE | FALSE | 1 | -0.019519 | 1
CFLSFm1985CZ15rDXHP | CFL | All | SFm | 1985 | CZ15 | rDXHP | 1.0161 | 1.5779 | 0 |  |  | 508.266 | 0.083192 | -0.153 | 500.195 | 0.052722 | FALSE | TRUE | 1 | -0.00030588 | 0.5
CFLSFm1985CZ15rNCEH | CFL | All | SFm | 1985 | CZ15 | rNCEH | 0.80649 | 1.0086 | -0.00081328 |  |  | 345.092 | 0.04549 | -0.348 | 427.895 | 0.045101 | FALSE | TRUE | 1 | -0.00081328 | 0.25
CFLSFm1985CZ15rNCGF | CFL | All | SFm | 1985 | CZ15 | rNCGF | 0.99901 | 1.0074 | -0.020101 |  |  | 499.688 | 0.053113 | -10.054 | 500.184 | 0.052721 | FALSE | FALSE | 1 | -0.020101 | 0.9
CFLSFm1996CZ15rDXGF | CFL | All | SFm | 1996 | CZ15 | rDXGF | 1.2279 | 1.5318 | -0.018274 |  |  | 614.151 | 0.080752 | -9.14 | 500.163 | 0.052719 | FALSE | FALSE | 1 | -0.018274 | 1
CFLSFm1996CZ15rDXHP | CFL | All | SFm | 1996 | CZ15 | rDXHP | 1.0417 | 1.4885 | 0 |  |  | 521.009 | 0.078472 | -0.151 | 500.174 | 0.05272 | FALSE | TRUE | 1 | -0.00030189 | 0.5
CFLSFm1996CZ15rNCEH | CFL | All | SFm | 1996 | CZ15 | rNCEH | 0.7736 | 1.0096 | -0.00081291 |  |  | 351.156 | 0.048304 | -0.369 | 453.922 | 0.047845 | FALSE | TRUE | 1 | -0.00081291 | 0.25
CFLSFm1996CZ15rNCGF | CFL | All | SFm | 1996 | CZ15 | rNCGF | 0.99974 | 1.0071 | -0.018842 |  |  | 500.035 | 0.053091 | -9.424 | 500.163 | 0.052719 | FALSE | FALSE | 1 | -0.018842 | 0.9
CFLSFm2003CZ15rDXGF | CFL | All | SFm | 2003 | CZ15 | rDXGF | 1.2164 | 1.5112 | -0.016027 |  |  | 608.848 | 0.079722 | -8.022 | 500.516 | 0.052756 | FALSE | FALSE | 1 | -0.016027 | 1
CFLSFm2003CZ15rDXHP | CFL | All | SFm | 2003 | CZ15 | rDXHP | 1.0462 | 1.4805 | 0 |  |  | 523.629 | 0.078107 | -0.145 | 500.528 | 0.052757 | FALSE | TRUE | 1 | -0.00028969 | 0.5
CFLSFm2003CZ15rNCEH | CFL | All | SFm | 2003 | CZ15 | rNCEH | 0.77746 | 1.0078 | -0.00076051 |  |  | 287.264 | 0.03925 | -0.281 | 369.49 | 0.038945 | FALSE | TRUE | 1 | -0.00076051 | 0.25
CFLSFm2003CZ15rNCGF | CFL | All | SFm | 2003 | CZ15 | rNCGF | 1.0001 | 1.0065 | -0.016375 |  |  | 500.542 | 0.053098 | -8.196 | 500.516 | 0.052756 | FALSE | FALSE | 1 | -0.016375 | 0.9
CFLSFm2007CZ15rDXGF | CFL | All | SFm | 2007 | CZ15 | rDXGF | 1.1997 | 1.4699 | -0.016179 |  |  | 600.466 | 0.077543 | -8.098 | 500.516 | 0.052756 | FALSE | FALSE | 1 | -0.016179 | 1
CFLSFm2007CZ15rDXHP | CFL | All | SFm | 2007 | CZ15 | rDXHP | 1.0647 | 1.3796 | 0 |  |  | 532.89 | 0.072782 | -0.103 | 500.528 | 0.052757 | FALSE | TRUE | 1 | -0.00020578 | 0.5
CFLSFm2007CZ15rNCEH | CFL | All | SFm | 2007 | CZ15 | rNCEH | 0.76635 | 1.0082 | -0.00070097 |  |  | 283.159 | 0.039263 | -0.259 | 369.49 | 0.038945 | FALSE | TRUE | 1 | -0.00070097 | 0.25
CFLSFm2007CZ15rNCGF | CFL | All | SFm | 2007 | CZ15 | rNCGF | 1 | 1.0078 | -0.016719 |  |  | 500.532 | 0.05317 | -8.368 | 500.516 | 0.052756 | FALSE | FALSE | 1 | -0.016719 | 0.9
CFLSFm2011CZ15rDXGF | CFL | All | SFm | 2011 | CZ15 | rDXGF | 1.2069 | 1.4885 | -0.014947 |  |  | 604.091 | 0.078529 | -7.481 | 500.516 | 0.052756 | FALSE | FALSE | 1 | -0.014947 | 1
CFLSFm2011CZ15rDXHP | CFL | All | SFm | 2011 | CZ15 | rDXHP | 1.0828 | 1.3698 | 0 |  |  | 541.971 | 0.072268 | -0.113 | 500.528 | 0.052757 | FALSE | TRUE | 1 | -0.00022576 | 0.5
CFLSFm2011CZ15rNCEH | CFL | All | SFm | 2011 | CZ15 | rNCEH | 0.77832 | 1.0088 | -0.00077404 |  |  | 287.581 | 0.039289 | -0.286 | 369.49 | 0.038945 | FALSE | TRUE | 1 | -0.00077404 | 0.25
CFLSFm2011CZ15rNCGF | CFL | All | SFm | 2011 | CZ15 | rNCGF | 1.0012 | 1.0068 | -0.015214 |  |  | 501.113 | 0.053116 | -7.615 | 500.516 | 0.052756 | FALSE | FALSE | 1 | -0.015214 | 0.9
CFLSFm2014CZ15rDXGF | CFL | All | SFm | 2014 | CZ15 | rDXGF | 1.2053 | 1.4997 | -0.015067 |  |  | 603.021 | 0.079084 | -7.538 | 500.296 | 0.052732 | FALSE | FALSE | 1 | -0.015067 | 1
CFLSFm2014CZ15rDXHP | CFL | All | SFm | 2014 | CZ15 | rDXHP | 1.0801 | 1.4101 | 0 |  |  | 540.348 | 0.074357 | -0.118 | 500.296 | 0.052732 | FALSE | TRUE | 1 | -0.00023586 | 0.5
CFLSFm2014CZ15rNCEH | CFL | All | SFm | 2014 | CZ15 | rNCEH | 0.77327 | 1.0092 | -0.00080418 |  |  | 285.584 | 0.039286 | -0.297 | 369.319 | 0.038927 | FALSE | TRUE | 1 | -0.00080418 | 0.25
CFLSFm2014CZ15rNCGF | CFL | All | SFm | 2014 | CZ15 | rNCGF | 1.0015 | 1.0081 | -0.015455 |  |  | 501.054 | 0.053158 | -7.732 | 500.296 | 0.052732 | FALSE | FALSE | 1 | -0.015455 | 0.9
CFLSFm1975CZ16rDXGF | CFL | All | SFm | 1975 | CZ16 | rDXGF | 1.0563 | 1.4076 | -0.032039 |  |  | 528.513 | 0.074229 | -16.03 | 500.32 | 0.052735 | FALSE | FALSE | 1 | -0.032039 | 1
CFLSFm1975CZ16rDXHP | CFL | All | SFm | 1975 | CZ16 | rDXHP | 0.75858 | 1.5301 | 0 |  |  | 379.541 | 0.08069 | -0.157 | 500.329 | 0.052736 | FALSE | TRUE | 1 | -0.00031379 | 0.5
CFLSFm1975CZ16rNCEH | CFL | All | SFm | 1975 | CZ16 | rNCEH | 0.62431 | 1.0108 | -0.00049293 |  |  | 386.291 | 0.065919 | -0.305 | 618.745 | 0.065217 | FALSE | TRUE | 1 | -0.00049293 | 0.25
CFLSFm1975CZ16rNCGF | CFL | All | SFm | 1975 | CZ16 | rNCGF | 0.99106 | 1.0069 | -0.032885 |  |  | 495.849 | 0.0531 | -16.453 | 500.32 | 0.052735 | FALSE | FALSE | 1 | -0.032885 | 0.9
CFLSFm1985CZ16rDXGF | CFL | All | SFm | 1985 | CZ16 | rDXGF | 1.0588 | 1.672 | -0.03413 |  |  | 529.724 | 0.088168 | -18.819 | 500.297 | 0.052732 | FALSE | FALSE | 1 | -0.03413 | 1
CFLSFm1985CZ16rDXHP | CFL | All | SFm | 1985 | CZ16 | rDXHP | 0.6099 | 1.7257 | 0 |  |  | 305.137 | 0.091004 | -0.134 | 500.308 | 0.052734 | FALSE | TRUE | 1 | -0.00026784 | 0.5
CFLSFm1985CZ16rNCEH | CFL | All | SFm | 1985 | CZ16 | rNCEH | 0.53251 | 1.0094 | -0.00049172 |  |  | 243.668 | 0.048686 | -0.225 | 457.581 | 0.04823 | FALSE | TRUE | 1 | -0.00049172 | 0.25
CFLSFm1985CZ16rNCGF | CFL | All | SFm | 1985 | CZ16 | rNCGF | 0.987 | 1.0062 | -0.03413 |  |  | 493.793 | 0.05306 | -19.589 | 500.297 | 0.052732 | FALSE | FALSE | 1 | -0.03413 | 0.9
CFLSFm1996CZ16rDXGF | CFL | All | SFm | 1996 | CZ16 | rDXGF | 1.058 | 1.5772 | -0.025334 |  |  | 529.225 | 0.083161 | -12.673 | 500.235 | 0.052726 | FALSE | FALSE | 1 | -0.025334 | 1
CFLSFm1996CZ16rDXHP | CFL | All | SFm | 1996 | CZ16 | rDXHP | 0.81294 | 1.5454 | -0.00034783 |  |  | 406.67 | 0.081483 | -0.174 | 500.245 | 0.052727 | FALSE | TRUE | 1 | -0.00034783 | 0.5
CFLSFm1996CZ16rNCEH | CFL | All | SFm | 1996 | CZ16 | rNCEH | 0.67576 | 1.0088 | -0.0005315 |  |  | 348.365 | 0.054813 | -0.274 | 515.518 | 0.054337 | FALSE | TRUE | 1 | -0.0005315 | 0.25
CFLSFm1996CZ16rNCGF | CFL | All | SFm | 1996 | CZ16 | rNCGF | 0.99432 | 1.0031 | -0.025744 |  |  | 497.396 | 0.052888 | -12.878 | 500.235 | 0.052726 | FALSE | FALSE | 1 | -0.025744 | 0.9
CFLSFm2003CZ16rDXGF | CFL | All | SFm | 2003 | CZ16 | rDXGF | 1.0196 | 1.8581 | -0.02657 |  |  | 510.016 | 0.09797 | -13.291 | 500.226 | 0.052725 | FALSE | FALSE | 1 | -0.02657 | 1
CFLSFm2003CZ16rDXHP | CFL | All | SFm | 2003 | CZ16 | rDXHP | 0.77153 | 1.4165 | 0 |  |  | 385.95 | 0.074687 | -0.156 | 500.237 | 0.052726 | FALSE | TRUE | 1 | -0.00031185 | 0.5
CFLSFm2003CZ16rNCEH | CFL | All | SFm | 2003 | CZ16 | rNCEH | 0.65829 | 1.0084 | -0.00047911 |  |  | 324.256 | 0.052356 | -0.236 | 492.575 | 0.051918 | FALSE | TRUE | 1 | -0.00047911 | 0.25
CFLSFm2003CZ16rNCGF | CFL | All | SFm | 2003 | CZ16 | rNCGF | 0.99336 | 1.0049 | -0.026944 |  |  | 496.902 | 0.052982 | -13.478 | 500.226 | 0.052725 | FALSE | FALSE | 1 | -0.026944 | 0.9
CFLSFm2007CZ16rDXGF | CFL | All | SFm | 2007 | CZ16 | rDXGF | 1.0407 | 1.5914 | -0.024417 |  |  | 520.568 | 0.083906 | -12.214 | 500.226 | 0.052725 | FALSE | FALSE | 1 | -0.024417 | 1
CFLSFm2007CZ16rDXHP | CFL | All | SFm | 2007 | CZ16 | rDXHP | 0.83325 | 1.4106 | 0 |  |  | 416.823 | 0.074375 | -0.146 | 500.237 | 0.052726 | FALSE | TRUE | 1 | -0.00029186 | 0.5
CFLSFm2007CZ16rNCEH | CFL | All | SFm | 2007 | CZ16 | rNCEH | 0.67141 | 1.0087 | -0.00045272 |  |  | 330.72 | 0.052368 | -0.223 | 492.575 | 0.051918 | FALSE | TRUE | 1 | -0.00045272 | 0.25
CFLSFm2007CZ16rNCGF | CFL | All | SFm | 2007 | CZ16 | rNCGF | 0.99469 | 1.0054 | -0.024589 |  |  | 497.57 | 0.053012 | -12.3 | 500.226 | 0.052725 | FALSE | FALSE | 1 | -0.024589 | 0.9
CFLSFm2011CZ16rDXGF | CFL | All | SFm | 2011 | CZ16 | rDXGF | 1.0398 | 1.4682 | -0.022404 |  |  | 520.158 | 0.077412 | -11.207 | 500.226 | 0.052725 | FALSE | FALSE | 1 | -0.022404 | 1
CFLSFm2011CZ16rDXHP | CFL | All | SFm | 2011 | CZ16 | rDXHP | 0.86595 | 1.5462 | 0 |  |  | 433.181 | 0.081528 | -0.164 | 500.237 | 0.052726 | FALSE | TRUE | 1 | -0.00032784 | 0.5
CFLSFm2011CZ16rNCEH | CFL | All | SFm | 2011 | CZ16 | rNCEH | 0.69319 | 1.0093 | -0.00050551 |  |  | 341.446 | 0.052401 | -0.249 | 492.575 | 0.051918 | FALSE | TRUE | 1 | -0.00050551 | 0.25
CFLSFm2011CZ16rNCGF | CFL | All | SFm | 2011 | CZ16 | rNCGF | 0.99622 | 1.0043 | -0.022632 |  |  | 498.336 | 0.052954 | -11.321 | 500.226 | 0.052725 | FALSE | FALSE | 1 | -0.022632 | 0.9
CFLSFm2014CZ16rDXGF | CFL | All | SFm | 2014 | CZ16 | rDXGF | 1.0113 | 1.5134 | -0.027959 |  |  | 505.805 | 0.079783 | -13.984 | 500.161 | 0.052718 | FALSE | FALSE | 1 | -0.027959 | 1
CFLSFm2014CZ16rDXHP | CFL | All | SFm | 2014 | CZ16 | rDXHP | 0.77675 | 1.4984 | 0 |  |  | 388.498 | 0.078995 | -0.159 | 500.161 | 0.052718 | FALSE | TRUE | 1 | -0.0003179 | 0.5
CFLSFm2014CZ16rNCEH | CFL | All | SFm | 2014 | CZ16 | rNCEH | 0.60301 | 1.0098 | -0.00046091 |  |  | 296.98 | 0.052422 | -0.227 | 492.5 | 0.051911 | FALSE | TRUE | 1 | -0.00046091 | 0.25
CFLSFm2014CZ16rNCGF | CFL | All | SFm | 2014 | CZ16 | rNCGF | 0.99388 | 1.0056 | -0.028115 |  |  | 497.098 | 0.053013 | -14.062 | 500.161 | 0.052718 | FALSE | FALSE | 1 | -0.028115 | 0.9
CFLMFm1975CZ01rDXGF | CFL | All | MFm | 1975 | CZ01 | rDXGF | 1 | 1.0084 | -0.03413 |  |  | 496.823 | 0.058061 | -18.998 | 500.198 | 0.057577 | FALSE | FALSE | 1 | -0.03413 | 1
CFLMFm1975CZ01rDXHP | CFL | All | MFm | 1975 | CZ01 | rDXHP | 0.63784 | 1 | 0 |  |  | 319.044 | 0.050458 | -0.099 | 500.198 | 0.057577 | FALSE | TRUE | 1 | -0.00019792 | 0.5
CFLMFm1975CZ01rNCEH | CFL | All | MFm | 1975 | CZ01 | rNCEH | 0.25 | 1 | -0.0005138 |  |  | 122.327 | 0.041016 | -0.257 | 500.198 | 0.057577 | FALSE | TRUE | 1 | -0.0005138 | 0.25
CFLMFm1975CZ01rNCGF | CFL | All | MFm | 1975 | CZ01 | rNCGF | 0.9865 | 1 | -0.03413 |  |  | 493.443 | 0.057448 | -19.57 | 500.198 | 0.057577 | FALSE | FALSE | 1 | -0.03413 | 0.9
CFLMFm1985CZ01rDXGF | CFL | All | MFm | 1985 | CZ01 | rDXGF | 1 | 1.014 | -0.03413 |  |  | 499.293 | 0.05838 | -17.778 | 500.186 | 0.057576 | FALSE | FALSE | 1 | -0.03413 | 1
CFLMFm1985CZ01rDXHP | CFL | All | MFm | 1985 | CZ01 | rDXHP | 0.66152 | 1 | 0 |  |  | 330.883 | 0.055262 | -0.143 | 500.186 | 0.057576 | FALSE | TRUE | 1 | -0.00028589 | 0.5
CFLMFm1985CZ01rNCEH | CFL | All | MFm | 1985 | CZ01 | rNCEH | 0.30951 | 1 | -0.00057779 |  |  | 154.814 | 0.050952 | -0.289 | 500.186 | 0.057576 | FALSE | TRUE | 1 | -0.00057779 | 0.25
CFLMFm1985CZ01rNCGF | CFL | All | MFm | 1985 | CZ01 | rNCGF | 0.98856 | 1.0047 | -0.03413 |  |  | 494.463 | 0.057844 | -18.269 | 500.186 | 0.057576 | FALSE | FALSE | 1 | -0.03413 | 0.9
CFLMFm1996CZ01rDXGF | CFL | All | MFm | 1996 | CZ01 | rDXGF | 1 | 1.0156 | -0.033744 |  |  | 498.568 | 0.058472 | -16.877 | 500.151 | 0.057572 | FALSE | FALSE | 1 | -0.033744 | 1
CFLMFm1996CZ01rDXHP | CFL | All | MFm | 1996 | CZ01 | rDXHP | 0.6607 | 1 | 0 |  |  | 330.452 | 0.052753 | -0.162 | 500.151 | 0.057572 | FALSE | TRUE | 1 | -0.0003239 | 0.5
CFLMFm1996CZ01rNCEH | CFL | All | MFm | 1996 | CZ01 | rNCEH | 0.30467 | 1 | -0.00090973 |  |  | 152.383 | 0.04498 | -0.455 | 500.151 | 0.057572 | FALSE | TRUE | 1 | -0.00090973 | 0.25
CFLMFm1996CZ01rNCGF | CFL | All | MFm | 1996 | CZ01 | rNCGF | 0.99003 | 1.003 | -0.03413 |  |  | 495.166 | 0.057746 | -17.644 | 500.151 | 0.057572 | FALSE | FALSE | 1 | -0.03413 | 0.9
CFLMFm2003CZ01rDXGF | CFL | All | MFm | 2003 | CZ01 | rDXGF | 1.003 | 1.0165 | -0.030293 |  |  | 501.731 | 0.058534 | -15.154 | 500.255 | 0.057584 | FALSE | FALSE | 1 | -0.030293 | 1
CFLMFm2003CZ01rDXHP | CFL | All | MFm | 2003 | CZ01 | rDXHP | 0.69775 | 1 | -0.00044177 |  |  | 349.053 | 0.057342 | -0.221 | 500.255 | 0.057584 | FALSE | TRUE | 1 | -0.00044177 | 0.5
CFLMFm2003CZ01rNCEH | CFL | All | MFm | 2003 | CZ01 | rNCEH | 0.38834 | 1 | -0.0010295 |  |  | 194.27 | 0.055361 | -0.515 | 500.255 | 0.057584 | FALSE | TRUE | 1 | -0.0010295 | 0.25
CFLMFm2003CZ01rNCGF | CFL | All | MFm | 2003 | CZ01 | rNCGF | 0.99336 | 1.008 | -0.031922 |  |  | 496.931 | 0.058044 | -15.969 | 500.255 | 0.057584 | FALSE | FALSE | 1 | -0.031922 | 0.9
CFLMFm2007CZ01rDXGF | CFL | All | MFm | 2007 | CZ01 | rDXGF | 1.0042 | 1.0734 | -0.032721 |  |  | 502.333 | 0.061813 | -16.369 | 500.255 | 0.057584 | FALSE | FALSE | 1 | -0.032721 | 1
CFLMFm2007CZ01rDXHP | CFL | All | MFm | 2007 | CZ01 | rDXHP | 0.73416 | 1 | 0 |  |  | 367.269 | 0.054581 | -0.098 | 500.255 | 0.057584 | FALSE | TRUE | 1 | -0.0001959 | 0.5
CFLMFm2007CZ01rNCEH | CFL | All | MFm | 2007 | CZ01 | rNCEH | 0.2898 | 1 | -0.00063967 |  |  | 144.973 | 0.042438 | -0.32 | 500.255 | 0.057584 | FALSE | TRUE | 1 | -0.00063967 | 0.25
CFLMFm2007CZ01rNCGF | CFL | All | MFm | 2007 | CZ01 | rNCGF | 0.98943 | 1.0007 | -0.03413 |  |  | 494.965 | 0.057623 | -17.555 | 500.255 | 0.057584 | FALSE | FALSE | 1 | -0.03413 | 0.9
CFLMFm2011CZ01rDXGF | CFL | All | MFm | 2011 | CZ01 | rDXGF | 1.0143 | 1.0603 | -0.030209 |  |  | 507.417 | 0.061056 | -15.112 | 500.255 | 0.057584 | FALSE | FALSE | 1 | -0.030209 | 1
CFLMFm2011CZ01rDXHP | CFL | All | MFm | 2011 | CZ01 | rDXHP | 0.75735 | 1 | 0 |  |  | 378.869 | 0.056422 | -0.116 | 500.255 | 0.057584 | FALSE | TRUE | 1 | -0.00023188 | 0.5
CFLMFm2011CZ01rNCEH | CFL | All | MFm | 2011 | CZ01 | rNCEH | 0.34689 | 1 | -0.00082358 |  |  | 173.533 | 0.045154 | -0.412 | 500.255 | 0.057584 | FALSE | TRUE | 1 | -0.00082358 | 0.25
CFLMFm2011CZ01rNCGF | CFL | All | MFm | 2011 | CZ01 | rNCGF | 0.99156 | 1.0019 | -0.033393 |  |  | 496.031 | 0.057695 | -16.705 | 500.255 | 0.057584 | FALSE | FALSE | 1 | -0.033393 | 0.9
CFLMFm2014CZ01rDXGF | CFL | All | MFm | 2014 | CZ01 | rDXGF | 1.0225 | 1.0733 | -0.028296 |  |  | 511.453 | 0.061802 | -14.154 | 500.22 | 0.05758 | FALSE | FALSE | 1 | -0.028296 | 1
CFLMFm2014CZ01rDXHP | CFL | All | MFm | 2014 | CZ01 | rDXHP | 0.77615 | 1.0113 | 0 |  |  | 388.245 | 0.05823 | -0.129 | 500.22 | 0.05758 | FALSE | TRUE | 1 | -0.00025789 | 0.5
CFLMFm2014CZ01rNCEH | CFL | All | MFm | 2014 | CZ01 | rNCEH | 0.39339 | 1 | -0.00097157 |  |  | 196.783 | 0.046147 | -0.486 | 500.22 | 0.05758 | FALSE | TRUE | 1 | -0.00097157 | 0.25
CFLMFm2014CZ01rNCGF | CFL | All | MFm | 2014 | CZ01 | rNCGF | 0.99316 | 1.004 | -0.032086 |  |  | 496.798 | 0.057808 | -16.05 | 500.22 | 0.05758 | FALSE | FALSE | 1 | -0.032086 | 0.9
CFLMFm1975CZ02rDXGF | CFL | All | MFm | 1975 | CZ02 | rDXGF | 1.0433 | 1.1074 | -0.026298 |  |  | 521.845 | 0.060325 | -13.154 | 500.198 | 0.054473 | FALSE | FALSE | 1 | -0.026298 | 1
CFLMFm1975CZ02rDXHP | CFL | All | MFm | 1975 | CZ02 | rDXHP | 0.78968 | 1.0719 | -0.00047181 |  |  | 394.994 | 0.058389 | -0.236 | 500.198 | 0.054473 | FALSE | TRUE | 1 | -0.00047181 | 0.5
CFLMFm1975CZ02rNCEH | CFL | All | MFm | 1975 | CZ02 | rNCEH | 0.54456 | 1.0186 | -0.0010996 |  |  | 272.389 | 0.055485 | -0.55 | 500.198 | 0.054473 | FALSE | TRUE | 1 | -0.0010996 | 0.25
CFLMFm1975CZ02rNCGF | CFL | All | MFm | 1975 | CZ02 | rNCGF | 0.99631 | 1.0063 | -0.027497 |  |  | 498.352 | 0.054814 | -13.754 | 500.198 | 0.054473 | FALSE | FALSE | 1 | -0.027497 | 0.9
CFLMFm1985CZ02rDXGF | CFL | All | MFm | 1985 | CZ02 | rDXGF | 1.044 | 1.0541 | -0.026752 |  |  | 522.187 | 0.057417 | -13.381 | 500.186 | 0.054471 | FALSE | FALSE | 1 | -0.026752 | 1
CFLMFm1985CZ02rDXHP | CFL | All | MFm | 1985 | CZ02 | rDXHP | 0.78845 | 1.0882 | -0.00042984 |  |  | 394.374 | 0.059274 | -0.215 | 500.186 | 0.054471 | FALSE | TRUE | 1 | -0.00042984 | 0.5
CFLMFm1985CZ02rNCEH | CFL | All | MFm | 1985 | CZ02 | rNCEH | 0.5479 | 1.0169 | -0.0010136 |  |  | 274.054 | 0.055393 | -0.507 | 500.186 | 0.054471 | FALSE | TRUE | 1 | -0.0010136 | 0.25
CFLMFm1985CZ02rNCGF | CFL | All | MFm | 1985 | CZ02 | rNCGF | 0.99559 | 1.0063 | -0.027888 |  |  | 497.982 | 0.054815 | -13.949 | 500.186 | 0.054471 | FALSE | FALSE | 1 | -0.027888 | 0.9
CFLMFm1996CZ02rDXGF | CFL | All | MFm | 1996 | CZ02 | rDXGF | 1.0475 | 1.0356 | -0.023417 |  |  | 523.887 | 0.056408 | -11.712 | 500.151 | 0.054467 | FALSE | FALSE | 1 | -0.023417 | 1
CFLMFm1996CZ02rDXHP | CFL | All | MFm | 1996 | CZ02 | rDXHP | 0.81091 | 1.0229 | -0.0006758 |  |  | 405.579 | 0.055712 | -0.338 | 500.151 | 0.054467 | FALSE | TRUE | 1 | -0.0006758 | 0.5
CFLMFm1996CZ02rNCEH | CFL | All | MFm | 1996 | CZ02 | rNCEH | 0.6107 | 1.0264 | -0.0016375 |  |  | 305.442 | 0.055905 | -0.819 | 500.151 | 0.054467 | FALSE | TRUE | 1 | -0.0016375 | 0.25
CFLMFm1996CZ02rNCGF | CFL | All | MFm | 1996 | CZ02 | rNCGF | 1.0003 | 1.0072 | -0.024519 |  |  | 500.319 | 0.05486 | -12.263 | 500.151 | 0.054467 | FALSE | FALSE | 1 | -0.024519 | 0.9
CFLMFm2003CZ02rDXGF | CFL | All | MFm | 2003 | CZ02 | rDXGF | 1.0538 | 1.02 | -0.022565 |  |  | 527.124 | 0.055564 | -11.287 | 500.198 | 0.054473 | FALSE | FALSE | 1 | -0.022565 | 1
CFLMFm2003CZ02rDXHP | CFL | All | MFm | 2003 | CZ02 | rDXHP | 0.82243 | 1.0216 | -0.00060376 |  |  | 411.38 | 0.05565 | -0.302 | 500.198 | 0.054473 | FALSE | TRUE | 1 | -0.00060376 | 0.5
CFLMFm2003CZ02rNCEH | CFL | All | MFm | 2003 | CZ02 | rNCEH | 0.60032 | 1.025 | -0.0014234 |  |  | 300.279 | 0.055834 | -0.712 | 500.198 | 0.054473 | FALSE | TRUE | 1 | -0.0014234 | 0.25
CFLMFm2003CZ02rNCGF | CFL | All | MFm | 2003 | CZ02 | rNCGF | 1.0002 | 1.0085 | -0.023513 |  |  | 500.276 | 0.054934 | -11.761 | 500.198 | 0.054473 | FALSE | FALSE | 1 | -0.023513 | 0.9
CFLMFm2007CZ02rDXGF | CFL | All | MFm | 2007 | CZ02 | rDXGF | 1.0473 | 1.0444 | -0.023261 |  |  | 523.874 | 0.056891 | -11.635 | 500.198 | 0.054473 | FALSE | FALSE | 1 | -0.023261 | 1
CFLMFm2007CZ02rDXHP | CFL | All | MFm | 2007 | CZ02 | rDXHP | 0.85243 | 1.0238 | -0.00041384 |  |  | 426.383 | 0.05577 | -0.207 | 500.198 | 0.054473 | FALSE | TRUE | 1 | -0.00041384 | 0.5
CFLMFm2007CZ02rNCEH | CFL | All | MFm | 2007 | CZ02 | rNCEH | 0.57784 | 1.026 | -0.0010876 |  |  | 289.036 | 0.055887 | -0.544 | 500.198 | 0.054473 | FALSE | TRUE | 1 | -0.0010876 | 0.25
CFLMFm2007CZ02rNCGF | CFL | All | MFm | 2007 | CZ02 | rNCGF | 0.99923 | 1.0074 | -0.024368 |  |  | 499.812 | 0.054874 | -12.189 | 500.198 | 0.054473 | FALSE | FALSE | 1 | -0.024368 | 0.9
CFLMFm2011CZ02rDXGF | CFL | All | MFm | 2011 | CZ02 | rDXGF | 1.0571 | 1.0624 | -0.021749 |  |  | 528.774 | 0.057873 | -10.879 | 500.198 | 0.054473 | FALSE | FALSE | 1 | -0.021749 | 1
CFLMFm2011CZ02rDXHP | CFL | All | MFm | 2011 | CZ02 | rDXHP | 0.86897 | 1.021 | -0.00045582 |  |  | 434.655 | 0.055614 | -0.228 | 500.198 | 0.054473 | FALSE | TRUE | 1 | -0.00045582 | 0.5
CFLMFm2011CZ02rNCEH | CFL | All | MFm | 2011 | CZ02 | rNCEH | 0.61809 | 1.0286 | -0.0012535 |  |  | 309.169 | 0.056028 | -0.627 | 500.198 | 0.054473 | FALSE | TRUE | 1 | -0.0012535 | 0.25
CFLMFm2011CZ02rNCGF | CFL | All | MFm | 2011 | CZ02 | rNCGF | 1.0013 | 1.0084 | -0.022855 |  |  | 500.851 | 0.054931 | -11.432 | 500.198 | 0.054473 | FALSE | FALSE | 1 | -0.022855 | 0.9
CFLMFm2014CZ02rDXGF | CFL | All | MFm | 2014 | CZ02 | rDXGF | 1.0599 | 1.0375 | -0.020471 |  |  | 530.193 | 0.056518 | -10.24 | 500.221 | 0.054475 | FALSE | FALSE | 1 | -0.020471 | 1
CFLMFm2014CZ02rDXHP | CFL | All | MFm | 2014 | CZ02 | rDXHP | 0.87705 | 1.0175 | -0.00051577 |  |  | 438.719 | 0.055428 | -0.258 | 500.221 | 0.054475 | FALSE | TRUE | 1 | -0.00051577 | 0.5
CFLMFm2014CZ02rNCEH | CFL | All | MFm | 2014 | CZ02 | rNCEH | 0.64659 | 1.0318 | -0.0014494 |  |  | 323.436 | 0.056207 | -0.725 | 500.221 | 0.054475 | FALSE | TRUE | 1 | -0.0014494 | 0.25
CFLMFm2014CZ02rNCGF | CFL | All | MFm | 2014 | CZ02 | rNCGF | 1.0034 | 1.0075 | -0.021568 |  |  | 501.945 | 0.054881 | -10.789 | 500.221 | 0.054475 | FALSE | FALSE | 1 | -0.021568 | 0.9
CFLMFm1975CZ03rDXGF | CFL | All | MFm | 1975 | CZ03 | rDXGF | 1.0158 | 1.0059 | -0.029694 |  |  | 508.095 | 0.051271 | -14.853 | 500.198 | 0.050972 | FALSE | FALSE | 1 | -0.029694 | 1
CFLMFm1975CZ03rDXHP | CFL | All | MFm | 1975 | CZ03 | rDXHP | 0.74707 | 1.0043 | -0.00040184 |  |  | 373.681 | 0.051189 | -0.201 | 500.198 | 0.050972 | FALSE | TRUE | 1 | -0.00040184 | 0.5
CFLMFm1975CZ03rNCEH | CFL | All | MFm | 1975 | CZ03 | rNCEH | 0.47213 | 1 | -0.00095562 |  |  | 236.158 | 0.050692 | -0.478 | 500.198 | 0.050972 | FALSE | TRUE | 1 | -0.00095562 | 0.25
CFLMFm1975CZ03rNCGF | CFL | All | MFm | 1975 | CZ03 | rNCGF | 0.99367 | 1.0055 | -0.030986 |  |  | 497.033 | 0.051254 | -15.499 | 500.198 | 0.050972 | FALSE | FALSE | 1 | -0.030986 | 0.9
CFLMFm1985CZ03rDXGF | CFL | All | MFm | 1985 | CZ03 | rDXGF | 1.0109 | 1.005 | -0.030347 |  |  | 505.614 | 0.051226 | -15.179 | 500.186 | 0.050971 | FALSE | FALSE | 1 | -0.030347 | 1
CFLMFm1985CZ03rDXHP | CFL | All | MFm | 1985 | CZ03 | rDXHP | 0.73752 | 1 | -0.00036786 |  |  | 368.897 | 0.050606 | -0.184 | 500.186 | 0.050971 | FALSE | TRUE | 1 | -0.00036786 | 0.5
CFLMFm1985CZ03rNCEH | CFL | All | MFm | 1985 | CZ03 | rNCEH | 0.46895 | 1 | -0.00086368 |  |  | 234.564 | 0.050758 | -0.432 | 500.186 | 0.050971 | FALSE | TRUE | 1 | -0.00086368 | 0.25
CFLMFm1985CZ03rNCGF | CFL | All | MFm | 1985 | CZ03 | rNCGF | 0.99287 | 1.004 | -0.03144 |  |  | 496.618 | 0.051173 | -15.726 | 500.186 | 0.050971 | FALSE | FALSE | 1 | -0.03144 | 0.9
CFLMFm1996CZ03rDXGF | CFL | All | MFm | 1996 | CZ03 | rDXGF | 1.025 | 1.006 | -0.025528 |  |  | 512.647 | 0.051275 | -12.768 | 500.151 | 0.050967 | FALSE | FALSE | 1 | -0.025528 | 1
CFLMFm1996CZ03rDXHP | CFL | All | MFm | 1996 | CZ03 | rDXHP | 0.78095 | 1.0033 | -0.00057982 |  |  | 390.593 | 0.051135 | -0.29 | 500.151 | 0.050967 | FALSE | TRUE | 1 | -0.00057982 | 0.5
CFLMFm1996CZ03rNCEH | CFL | All | MFm | 1996 | CZ03 | rNCEH | 0.5502 | 1.0102 | -0.0013956 |  |  | 275.183 | 0.051485 | -0.698 | 500.151 | 0.050967 | FALSE | TRUE | 1 | -0.0013956 | 0.25
CFLMFm1996CZ03rNCGF | CFL | All | MFm | 1996 | CZ03 | rNCGF | 0.99787 | 1.0066 | -0.02665 |  |  | 499.087 | 0.051305 | -13.329 | 500.151 | 0.050967 | FALSE | FALSE | 1 | -0.02665 | 0.9
CFLMFm2003CZ03rDXGF | CFL | All | MFm | 2003 | CZ03 | rDXGF | 1 | 1.0043 | -0.030061 |  |  | 498.991 | 0.051197 | -15.038 | 500.255 | 0.050978 | FALSE | FALSE | 1 | -0.030061 | 1
CFLMFm2003CZ03rDXHP | CFL | All | MFm | 2003 | CZ03 | rDXHP | 0.71838 | 1.001 | -0.00044377 |  |  | 359.371 | 0.051027 | -0.222 | 500.255 | 0.050978 | FALSE | TRUE | 1 | -0.00044377 | 0.5
CFLMFm2003CZ03rNCEH | CFL | All | MFm | 2003 | CZ03 | rNCEH | 0.46612 | 1 | -0.0011094 |  |  | 233.181 | 0.050509 | -0.555 | 500.255 | 0.050978 | FALSE | TRUE | 1 | -0.0011094 | 0.25
CFLMFm2003CZ03rNCGF | CFL | All | MFm | 2003 | CZ03 | rNCGF | 0.99407 | 1.0075 | -0.03077 |  |  | 497.29 | 0.051358 | -15.393 | 500.255 | 0.050978 | FALSE | FALSE | 1 | -0.03077 | 0.9
CFLMFm2007CZ03rDXGF | CFL | All | MFm | 2007 | CZ03 | rDXGF | 1 | 1.0053 | -0.028543 |  |  | 500.113 | 0.051249 | -14.279 | 500.255 | 0.050978 | FALSE | FALSE | 1 | -0.028543 | 1
CFLMFm2007CZ03rDXHP | CFL | All | MFm | 2007 | CZ03 | rDXHP | 0.78593 | 1.0046 | -0.0003838 |  |  | 393.166 | 0.051211 | -0.192 | 500.255 | 0.050978 | FALSE | TRUE | 1 | -0.0003838 | 0.5
CFLMFm2007CZ03rNCEH | CFL | All | MFm | 2007 | CZ03 | rNCEH | 0.49486 | 1.0108 | -0.00093152 |  |  | 247.557 | 0.051529 | -0.466 | 500.255 | 0.050978 | FALSE | TRUE | 1 | -0.00093152 | 0.25
CFLMFm2007CZ03rNCGF | CFL | All | MFm | 2007 | CZ03 | rNCGF | 0.99507 | 1.0052 | -0.029095 |  |  | 497.791 | 0.051242 | -14.555 | 500.255 | 0.050978 | FALSE | FALSE | 1 | -0.029095 | 0.9
CFLMFm2011CZ03rDXGF | CFL | All | MFm | 2011 | CZ03 | rDXGF | 1.0073 | 1.0059 | -0.025253 |  |  | 503.919 | 0.051277 | -12.633 | 500.255 | 0.050978 | FALSE | FALSE | 1 | -0.025253 | 1
CFLMFm2011CZ03rDXHP | CFL | All | MFm | 2011 | CZ03 | rDXHP | 0.81451 | 1.0068 | -0.00049175 |  |  | 407.463 | 0.051322 | -0.246 | 500.255 | 0.050978 | FALSE | TRUE | 1 | -0.00049175 | 0.5
CFLMFm2011CZ03rNCEH | CFL | All | MFm | 2011 | CZ03 | rNCEH | 0.59831 | 1.0277 | -0.0012454 |  |  | 299.306 | 0.052391 | -0.623 | 500.255 | 0.050978 | FALSE | TRUE | 1 | -0.0012454 | 0.25
CFLMFm2011CZ03rNCGF | CFL | All | MFm | 2011 | CZ03 | rNCGF | 0.99947 | 1.0056 | -0.025903 |  |  | 499.991 | 0.051261 | -12.958 | 500.255 | 0.050978 | FALSE | FALSE | 1 | -0.025903 | 0.9
CFLMFm2014CZ03rDXGF | CFL | All | MFm | 2014 | CZ03 | rDXGF | 1.0158 | 1.0059 | -0.021415 |  |  | 508.114 | 0.051274 | -10.712 | 500.22 | 0.050974 | FALSE | FALSE | 1 | -0.021415 | 1
CFLMFm2014CZ03rDXHP | CFL | All | MFm | 2014 | CZ03 | rDXHP | 0.84629 | 1.0075 | -0.00061973 |  |  | 423.332 | 0.051358 | -0.31 | 500.22 | 0.050974 | FALSE | TRUE | 1 | -0.00061973 | 0.5
CFLMFm2014CZ03rNCEH | CFL | All | MFm | 2014 | CZ03 | rNCEH | 0.68782 | 1.0334 | -0.0015633 |  |  | 344.059 | 0.052678 | -0.782 | 500.22 | 0.050974 | FALSE | TRUE | 1 | -0.0015633 | 0.25
CFLMFm2014CZ03rNCGF | CFL | All | MFm | 2014 | CZ03 | rNCGF | 1.0045 | 1.0081 | -0.02206 |  |  | 502.461 | 0.051386 | -11.035 | 500.22 | 0.050974 | FALSE | FALSE | 1 | -0.02206 | 0.9
CFLMFm1975CZ04rDXGF | CFL | All | MFm | 1975 | CZ04 | rDXGF | 1.0594 | 1.3592 | -0.022931 |  |  | 529.893 | 0.069281 | -11.47 | 500.198 | 0.050972 | FALSE | FALSE | 1 | -0.022931 | 1
CFLMFm1975CZ04rDXHP | CFL | All | MFm | 1975 | CZ04 | rDXHP | 0.83608 | 1.2928 | -0.00054978 |  |  | 418.205 | 0.065898 | -0.275 | 500.198 | 0.050972 | FALSE | TRUE | 1 | -0.00054978 | 0.5
CFLMFm1975CZ04rNCEH | CFL | All | MFm | 1975 | CZ04 | rNCEH | 0.62012 | 1.0198 | -0.0012375 |  |  | 310.185 | 0.051983 | -0.619 | 500.198 | 0.050972 | FALSE | TRUE | 1 | -0.0012375 | 0.25
CFLMFm1975CZ04rNCGF | CFL | All | MFm | 1975 | CZ04 | rNCGF | 0.99937 | 1.0087 | -0.023831 |  |  | 499.883 | 0.051416 | -11.92 | 500.198 | 0.050972 | FALSE | FALSE | 1 | -0.023831 | 0.9
CFLMFm1985CZ04rDXGF | CFL | All | MFm | 1985 | CZ04 | rDXGF | 1.0402 | 1.236 | -0.023525 |  |  | 520.287 | 0.062999 | -11.767 | 500.186 | 0.050971 | FALSE | FALSE | 1 | -0.023525 | 1
CFLMFm1985CZ04rDXHP | CFL | All | MFm | 1985 | CZ04 | rDXHP | 0.81575 | 1.3107 | -0.0005298 |  |  | 408.028 | 0.066809 | -0.265 | 500.186 | 0.050971 | FALSE | TRUE | 1 | -0.0005298 | 0.5
CFLMFm1985CZ04rNCEH | CFL | All | MFm | 1985 | CZ04 | rNCEH | 0.62091 | 1.0179 | -0.0011276 |  |  | 310.57 | 0.051882 | -0.564 | 500.186 | 0.050971 | FALSE | TRUE | 1 | -0.0011276 | 0.25
CFLMFm1985CZ04rNCGF | CFL | All | MFm | 1985 | CZ04 | rNCGF | 0.99842 | 1.0088 | -0.024231 |  |  | 499.395 | 0.05142 | -12.12 | 500.186 | 0.050971 | FALSE | FALSE | 1 | -0.024231 | 0.9
CFLMFm1996CZ04rDXGF | CFL | All | MFm | 1996 | CZ04 | rDXGF | 1.0554 | 1.3014 | -0.019914 |  |  | 527.875 | 0.066328 | -9.96 | 500.151 | 0.050967 | FALSE | FALSE | 1 | -0.019914 | 1
CFLMFm1996CZ04rDXHP | CFL | All | MFm | 1996 | CZ04 | rDXHP | 0.84926 | 1.1943 | -0.00077177 |  |  | 424.759 | 0.060871 | -0.386 | 500.151 | 0.050967 | FALSE | TRUE | 1 | -0.00077177 | 0.5
CFLMFm1996CZ04rNCEH | CFL | All | MFm | 1996 | CZ04 | rNCEH | 0.66729 | 1.0257 | -0.0016735 |  |  | 333.747 | 0.052279 | -0.837 | 500.151 | 0.050967 | FALSE | TRUE | 1 | -0.0016735 | 0.25
CFLMFm1996CZ04rNCGF | CFL | All | MFm | 1996 | CZ04 | rNCGF | 1.0035 | 1.0103 | -0.02065 |  |  | 501.905 | 0.051492 | -10.328 | 500.151 | 0.050967 | FALSE | FALSE | 1 | -0.02065 | 0.9
CFLMFm2003CZ04rDXGF | CFL | All | MFm | 2003 | CZ04 | rDXGF | 1.0801 | 1.5358 | -0.019388 |  |  | 540.339 | 0.078289 | -9.699 | 500.255 | 0.050978 | FALSE | FALSE | 1 | -0.019388 | 1
CFLMFm2003CZ04rDXHP | CFL | All | MFm | 2003 | CZ04 | rDXHP | 0.88461 | 1.5385 | -0.00066966 |  |  | 442.531 | 0.078429 | -0.335 | 500.255 | 0.050978 | FALSE | TRUE | 1 | -0.00066966 | 0.5
CFLMFm2003CZ04rNCEH | CFL | All | MFm | 2003 | CZ04 | rNCEH | 0.66292 | 1.0255 | -0.0015452 |  |  | 331.629 | 0.052276 | -0.773 | 500.255 | 0.050978 | FALSE | TRUE | 1 | -0.0015452 | 0.25
CFLMFm2003CZ04rNCGF | CFL | All | MFm | 2003 | CZ04 | rNCGF | 1.004 | 1.0096 | -0.020128 |  |  | 502.257 | 0.051466 | -10.069 | 500.255 | 0.050978 | FALSE | FALSE | 1 | -0.020128 | 0.9
CFLMFm2007CZ04rDXGF | CFL | All | MFm | 2007 | CZ04 | rDXGF | 1.0795 | 1.3337 | -0.019396 |  |  | 540.016 | 0.067991 | -9.703 | 500.255 | 0.050978 | FALSE | FALSE | 1 | -0.019396 | 1
CFLMFm2007CZ04rDXHP | CFL | All | MFm | 2007 | CZ04 | rDXHP | 0.92032 | 1.3356 | -0.00043178 |  |  | 460.396 | 0.068088 | -0.216 | 500.255 | 0.050978 | FALSE | TRUE | 1 | -0.00043178 | 0.5
CFLMFm2007CZ04rNCEH | CFL | All | MFm | 2007 | CZ04 | rNCEH | 0.64556 | 1.0265 | -0.0011914 |  |  | 322.943 | 0.052326 | -0.596 | 500.255 | 0.050978 | FALSE | TRUE | 1 | -0.0011914 | 0.25
CFLMFm2007CZ04rNCGF | CFL | All | MFm | 2007 | CZ04 | rNCGF | 1.0033 | 1.0102 | -0.020472 |  |  | 501.887 | 0.0515 | -10.241 | 500.255 | 0.050978 | FALSE | FALSE | 1 | -0.020472 | 0.9
CFLMFm2011CZ04rDXGF | CFL | All | MFm | 2011 | CZ04 | rDXGF | 1.0965 | 1.3707 | -0.016262 |  |  | 548.549 | 0.069876 | -8.135 | 500.255 | 0.050978 | FALSE | FALSE | 1 | -0.016262 | 1
CFLMFm2011CZ04rDXHP | CFL | All | MFm | 2011 | CZ04 | rDXHP | 0.95451 | 1.397 | -0.00049375 |  |  | 477.499 | 0.071214 | -0.247 | 500.255 | 0.050978 | FALSE | TRUE | 1 | -0.00049375 | 0.5
CFLMFm2011CZ04rNCEH | CFL | All | MFm | 2011 | CZ04 | rNCEH | 0.70127 | 1.0304 | -0.0014553 |  |  | 350.813 | 0.052525 | -0.728 | 500.255 | 0.050978 | FALSE | TRUE | 1 | -0.0014553 | 0.25
CFLMFm2011CZ04rNCGF | CFL | All | MFm | 2011 | CZ04 | rNCGF | 1.0074 | 1.0106 | -0.017709 |  |  | 503.981 | 0.05152 | -8.859 | 500.255 | 0.050978 | FALSE | FALSE | 1 | -0.017709 | 0.9
CFLMFm2014CZ04rDXGF | CFL | All | MFm | 2014 | CZ04 | rDXGF | 1.1039 | 1.3143 | -0.014642 |  |  | 552.174 | 0.066996 | -7.324 | 500.22 | 0.050974 | FALSE | FALSE | 1 | -0.014642 | 1
CFLMFm2014CZ04rDXHP | CFL | All | MFm | 2014 | CZ04 | rDXHP | 0.96959 | 1.3659 | -0.00056375 |  |  | 485.01 | 0.069624 | -0.282 | 500.22 | 0.050974 | FALSE | TRUE | 1 | -0.00056375 | 0.5
CFLMFm2014CZ04rNCEH | CFL | All | MFm | 2014 | CZ04 | rNCEH | 0.72923 | 1.0339 | -0.0016713 |  |  | 364.777 | 0.052701 | -0.836 | 500.22 | 0.050974 | FALSE | TRUE | 1 | -0.0016713 | 0.25
CFLMFm2014CZ04rNCGF | CFL | All | MFm | 2014 | CZ04 | rNCGF | 1.0105 | 1.0115 | -0.016103 |  |  | 505.469 | 0.051562 | -8.055 | 500.22 | 0.050974 | FALSE | FALSE | 1 | -0.016103 | 0.9
CFLMFm1975CZ05rDXGF | CFL | All | MFm | 1975 | CZ05 | rDXGF | 1 | 1.017 | -0.031971 |  |  | 499.193 | 0.053618 | -15.992 | 500.198 | 0.052722 | FALSE | FALSE | 1 | -0.031971 | 1
CFLMFm1975CZ05rDXHP | CFL | All | MFm | 1975 | CZ05 | rDXHP | 0.70846 | 1.0105 | -0.00040184 |  |  | 354.372 | 0.053277 | -0.201 | 500.198 | 0.052722 | FALSE | TRUE | 1 | -0.00040184 | 0.5
CFLMFm1975CZ05rNCEH | CFL | All | MFm | 1975 | CZ05 | rNCEH | 0.4079 | 1.0171 | -0.00085166 |  |  | 204.033 | 0.053624 | -0.426 | 500.198 | 0.052722 | FALSE | TRUE | 1 | -0.00085166 | 0.25
CFLMFm1975CZ05rNCGF | CFL | All | MFm | 1975 | CZ05 | rNCGF | 0.99234 | 1.0063 | -0.032983 |  |  | 496.364 | 0.053057 | -16.498 | 500.198 | 0.052722 | FALSE | FALSE | 1 | -0.032983 | 0.9
CFLMFm1985CZ05rDXGF | CFL | All | MFm | 1985 | CZ05 | rDXGF | 1.0003 | 1.0021 | -0.03167 |  |  | 500.342 | 0.052833 | -15.841 | 500.186 | 0.052721 | FALSE | FALSE | 1 | -0.03167 | 1
CFLMFm1985CZ05rDXHP | CFL | All | MFm | 1985 | CZ05 | rDXHP | 0.71526 | 1.0149 | -0.00038386 |  |  | 357.761 | 0.053506 | -0.192 | 500.186 | 0.052721 | FALSE | TRUE | 1 | -0.00038386 | 0.5
CFLMFm1985CZ05rNCEH | CFL | All | MFm | 1985 | CZ05 | rNCEH | 0.43221 | 1.016 | -0.0008197 |  |  | 216.186 | 0.053564 | -0.41 | 500.186 | 0.052721 | FALSE | TRUE | 1 | -0.0008197 | 0.25
CFLMFm1985CZ05rNCGF | CFL | All | MFm | 1985 | CZ05 | rNCGF | 0.99226 | 1.0051 | -0.032648 |  |  | 496.313 | 0.052988 | -16.33 | 500.186 | 0.052721 | FALSE | FALSE | 1 | -0.032648 | 0.9
CFLMFm1996CZ05rDXGF | CFL | All | MFm | 1996 | CZ05 | rDXGF | 1.0058 | 1.0195 | -0.027626 |  |  | 503.031 | 0.053743 | -13.817 | 500.151 | 0.052717 | FALSE | FALSE | 1 | -0.027626 | 1
CFLMFm1996CZ05rDXHP | CFL | All | MFm | 1996 | CZ05 | rDXHP | 0.74437 | 1.0113 | -0.00061781 |  |  | 372.298 | 0.053311 | -0.309 | 500.151 | 0.052717 | FALSE | TRUE | 1 | -0.00061781 | 0.5
CFLMFm1996CZ05rNCEH | CFL | All | MFm | 1996 | CZ05 | rNCEH | 0.51219 | 1.0242 | -0.0013496 |  |  | 256.173 | 0.053991 | -0.675 | 500.151 | 0.052717 | FALSE | TRUE | 1 | -0.0013496 | 0.25
CFLMFm1996CZ05rNCGF | CFL | All | MFm | 1996 | CZ05 | rNCGF | 0.9972 | 1.0071 | -0.028415 |  |  | 498.753 | 0.053094 | -14.212 | 500.151 | 0.052717 | FALSE | FALSE | 1 | -0.028415 | 0.9
CFLMFm2003CZ05rDXGF | CFL | All | MFm | 2003 | CZ05 | rDXGF | 1.0032 | 1.0072 | -0.028691 |  |  | 501.873 | 0.053107 | -14.353 | 500.255 | 0.052728 | FALSE | FALSE | 1 | -0.028691 | 1
CFLMFm2003CZ05rDXHP | CFL | All | MFm | 2003 | CZ05 | rDXHP | 0.73062 | 1.0109 | -0.00051973 |  |  | 365.497 | 0.053304 | -0.26 | 500.255 | 0.052728 | FALSE | TRUE | 1 | -0.00051973 | 0.5
CFLMFm2003CZ05rNCEH | CFL | All | MFm | 2003 | CZ05 | rNCEH | 0.47438 | 1.023 | -0.0011514 |  |  | 237.311 | 0.05394 | -0.576 | 500.255 | 0.052728 | FALSE | TRUE | 1 | -0.0011514 | 0.25
CFLMFm2003CZ05rNCGF | CFL | All | MFm | 2003 | CZ05 | rNCGF | 0.9957 | 1.0067 | -0.029615 |  |  | 498.103 | 0.053079 | -14.815 | 500.255 | 0.052728 | FALSE | FALSE | 1 | -0.029615 | 0.9
CFLMFm2007CZ05rDXGF | CFL | All | MFm | 2007 | CZ05 | rDXGF | 1.0096 | 1.0016 | -0.025623 |  |  | 505.057 | 0.052813 | -12.818 | 500.255 | 0.052728 | FALSE | FALSE | 1 | -0.025623 | 1
CFLMFm2007CZ05rDXHP | CFL | All | MFm | 2007 | CZ05 | rDXHP | 0.80952 | 1.0161 | -0.00048375 |  |  | 404.965 | 0.053577 | -0.242 | 500.255 | 0.052728 | FALSE | TRUE | 1 | -0.00048375 | 0.5
CFLMFm2007CZ05rNCEH | CFL | All | MFm | 2007 | CZ05 | rNCEH | 0.55105 | 1.0253 | -0.0010475 |  |  | 275.666 | 0.054065 | -0.524 | 500.255 | 0.052728 | FALSE | TRUE | 1 | -0.0010475 | 0.25
CFLMFm2007CZ05rNCGF | CFL | All | MFm | 2007 | CZ05 | rNCGF | 0.99875 | 1.0071 | -0.026357 |  |  | 499.628 | 0.053105 | -13.185 | 500.255 | 0.052728 | FALSE | FALSE | 1 | -0.026357 | 0.9
CFLMFm2011CZ05rDXGF | CFL | All | MFm | 2011 | CZ05 | rDXGF | 1.007 | 1.0101 | -0.025239 |  |  | 503.757 | 0.053262 | -12.626 | 500.255 | 0.052728 | FALSE | FALSE | 1 | -0.025239 | 1
CFLMFm2011CZ05rDXHP | CFL | All | MFm | 2011 | CZ05 | rDXHP | 0.80753 | 1.0085 | -0.00054972 |  |  | 403.973 | 0.053179 | -0.275 | 500.255 | 0.052728 | FALSE | TRUE | 1 | -0.00054972 | 0.5
CFLMFm2011CZ05rNCEH | CFL | All | MFm | 2011 | CZ05 | rNCEH | 0.56849 | 1.0293 | -0.0012094 |  |  | 284.391 | 0.054271 | -0.605 | 500.255 | 0.052728 | FALSE | TRUE | 1 | -0.0012094 | 0.25
CFLMFm2011CZ05rNCGF | CFL | All | MFm | 2011 | CZ05 | rNCGF | 1.0004 | 1.0098 | -0.025775 |  |  | 500.473 | 0.053243 | -12.894 | 500.255 | 0.052728 | FALSE | FALSE | 1 | -0.025775 | 0.9
CFLMFm2014CZ05rDXGF | CFL | All | MFm | 2014 | CZ05 | rDXGF | 1.0359 | 1.0276 | -0.016679 |  |  | 518.196 | 0.054177 | -8.343 | 500.22 | 0.052725 | FALSE | FALSE | 1 | -0.016679 | 1
CFLMFm2014CZ05rDXHP | CFL | All | MFm | 2014 | CZ05 | rDXHP | 0.88646 | 1.0087 | -0.00071768 |  |  | 443.423 | 0.053184 | -0.359 | 500.22 | 0.052725 | FALSE | TRUE | 1 | -0.00071768 | 0.5
CFLMFm2014CZ05rNCEH | CFL | All | MFm | 2014 | CZ05 | rNCEH | 0.77326 | 1.0337 | -0.0017552 |  |  | 386.799 | 0.054503 | -0.878 | 500.22 | 0.052725 | FALSE | TRUE | 1 | -0.0017552 | 0.25
CFLMFm2014CZ05rNCGF | CFL | All | MFm | 2014 | CZ05 | rNCGF | 1.0096 | 1.0075 | -0.017296 |  |  | 505.044 | 0.053118 | -8.652 | 500.22 | 0.052725 | FALSE | FALSE | 1 | -0.017296 | 0.9
CFLMFm1975CZ06rDXGF | CFL | All | MFm | 1975 | CZ06 | rDXGF | 1.0957 | 1.3991 | -0.018018 |  |  | 548.201 | 0.073784 | -9.015 | 500.325 | 0.052735 | FALSE | FALSE | 1 | -0.018018 | 1
CFLMFm1975CZ06rDXHP | CFL | All | MFm | 1975 | CZ06 | rDXHP | 0.9231 | 1.4973 | -0.00058762 |  |  | 461.849 | 0.078961 | -0.294 | 500.325 | 0.052735 | FALSE | TRUE | 1 | -0.00058762 | 0.5
CFLMFm1975CZ06rNCEH | CFL | All | MFm | 1975 | CZ06 | rNCEH | 0.69708 | 1.0197 | -0.0013691 |  |  | 348.768 | 0.053773 | -0.685 | 500.325 | 0.052735 | FALSE | TRUE | 1 | -0.0013691 | 0.25
CFLMFm1975CZ06rNCGF | CFL | All | MFm | 1975 | CZ06 | rNCGF | 1.0031 | 1.0098 | -0.019803 |  |  | 501.896 | 0.053254 | -9.908 | 500.325 | 0.052735 | FALSE | FALSE | 1 | -0.019803 | 0.9
CFLMFm1985CZ06rDXGF | CFL | All | MFm | 1985 | CZ06 | rDXGF | 1.0807 | 1.5349 | -0.01937 |  |  | 540.592 | 0.080924 | -9.689 | 500.203 | 0.052722 | FALSE | FALSE | 1 | -0.01937 | 1
CFLMFm1985CZ06rDXHP | CFL | All | MFm | 1985 | CZ06 | rDXHP | 0.89429 | 1.4206 | -0.00051379 |  |  | 447.327 | 0.0749 | -0.257 | 500.203 | 0.052722 | FALSE | TRUE | 1 | -0.00051379 | 0.5
CFLMFm1985CZ06rNCEH | CFL | All | MFm | 1985 | CZ06 | rNCEH | 0.67328 | 1.0191 | -0.0012895 |  |  | 336.777 | 0.053727 | -0.645 | 500.203 | 0.052722 | FALSE | TRUE | 1 | -0.0012895 | 0.25
CFLMFm1985CZ06rNCGF | CFL | All | MFm | 1985 | CZ06 | rNCGF | 1.0009 | 1.008 | -0.021905 |  |  | 500.661 | 0.053143 | -10.957 | 500.203 | 0.052722 | FALSE | FALSE | 1 | -0.021905 | 0.9
CFLMFm1996CZ06rDXGF | CFL | All | MFm | 1996 | CZ06 | rDXGF | 1.0918 | 1.4797 | -0.017818 |  |  | 546.07 | 0.078007 | -8.912 | 500.158 | 0.052718 | FALSE | FALSE | 1 | -0.017818 | 1
CFLMFm1996CZ06rDXHP | CFL | All | MFm | 1996 | CZ06 | rDXHP | 0.9095 | 1.1928 | -0.00058781 |  |  | 454.896 | 0.062881 | -0.294 | 500.158 | 0.052718 | FALSE | TRUE | 1 | -0.00058781 | 0.5
CFLMFm1996CZ06rNCEH | CFL | All | MFm | 1996 | CZ06 | rNCEH | 0.69567 | 1.0228 | -0.0015835 |  |  | 347.946 | 0.053921 | -0.792 | 500.158 | 0.052718 | FALSE | TRUE | 1 | -0.0015835 | 0.25
CFLMFm1996CZ06rNCGF | CFL | All | MFm | 1996 | CZ06 | rNCGF | 1.0033 | 1.009 | -0.019902 |  |  | 501.787 | 0.053195 | -9.954 | 500.158 | 0.052718 | FALSE | FALSE | 1 | -0.019902 | 0.9
CFLMFm2003CZ06rDXGF | CFL | All | MFm | 2003 | CZ06 | rDXGF | 1.0832 | 1.3538 | -0.017789 |  |  | 541.695 | 0.071359 | -8.896 | 500.081 | 0.05271 | FALSE | FALSE | 1 | -0.017789 | 1
CFLMFm2003CZ06rDXHP | CFL | All | MFm | 2003 | CZ06 | rDXHP | 0.90287 | 1.1321 | -0.00054991 |  |  | 451.51 | 0.059672 | -0.275 | 500.081 | 0.05271 | FALSE | TRUE | 1 | -0.00054991 | 0.5
CFLMFm2003CZ06rNCEH | CFL | All | MFm | 2003 | CZ06 | rNCEH | 0.69359 | 1.0222 | -0.0014318 |  |  | 346.852 | 0.053878 | -0.716 | 500.081 | 0.05271 | FALSE | TRUE | 1 | -0.0014318 | 0.25
CFLMFm2003CZ06rNCGF | CFL | All | MFm | 2003 | CZ06 | rNCGF | 1.0028 | 1.0084 | -0.019943 |  |  | 501.476 | 0.053152 | -9.973 | 500.081 | 0.05271 | FALSE | FALSE | 1 | -0.019943 | 0.9
CFLMFm2007CZ06rDXGF | CFL | All | MFm | 2007 | CZ06 | rDXGF | 1.081 | 1.2923 | -0.017481 |  |  | 540.591 | 0.068116 | -8.742 | 500.081 | 0.05271 | FALSE | FALSE | 1 | -0.017481 | 1
CFLMFm2007CZ06rDXHP | CFL | All | MFm | 2007 | CZ06 | rDXHP | 0.93734 | 1.1847 | -0.00038394 |  |  | 468.747 | 0.062445 | -0.192 | 500.081 | 0.05271 | FALSE | TRUE | 1 | -0.00038394 | 0.5
CFLMFm2007CZ06rNCEH | CFL | All | MFm | 2007 | CZ06 | rNCEH | 0.69317 | 1.023 | -0.0011398 |  |  | 346.642 | 0.053923 | -0.57 | 500.081 | 0.05271 | FALSE | TRUE | 1 | -0.0011398 | 0.25
CFLMFm2007CZ06rNCGF | CFL | All | MFm | 2007 | CZ06 | rNCGF | 1.003 | 1.0085 | -0.020041 |  |  | 501.571 | 0.053155 | -10.022 | 500.081 | 0.05271 | FALSE | FALSE | 1 | -0.020041 | 0.9
CFLMFm2011CZ06rDXGF | CFL | All | MFm | 2011 | CZ06 | rDXGF | 1.0772 | 1.2023 | -0.016843 |  |  | 538.682 | 0.063374 | -8.423 | 500.081 | 0.05271 | FALSE | FALSE | 1 | -0.016843 | 1
CFLMFm2011CZ06rDXHP | CFL | All | MFm | 2011 | CZ06 | rDXHP | 0.93426 | 1.0651 | -0.00043993 |  |  | 467.206 | 0.056143 | -0.22 | 500.081 | 0.05271 | FALSE | TRUE | 1 | -0.00043993 | 0.5
CFLMFm2011CZ06rNCEH | CFL | All | MFm | 2011 | CZ06 | rNCEH | 0.70504 | 1.026 | -0.0012978 |  |  | 352.579 | 0.054081 | -0.649 | 500.081 | 0.05271 | FALSE | TRUE | 1 | -0.0012978 | 0.25
CFLMFm2011CZ06rNCGF | CFL | All | MFm | 2011 | CZ06 | rNCGF | 1.005 | 1.0088 | -0.019297 |  |  | 502.573 | 0.053172 | -9.65 | 500.081 | 0.05271 | FALSE | FALSE | 1 | -0.019297 | 0.9
CFLMFm2014CZ06rDXGF | CFL | All | MFm | 2014 | CZ06 | rDXGF | 1.0824 | 1.0805 | -0.014967 |  |  | 541.454 | 0.056971 | -7.487 | 500.222 | 0.052725 | FALSE | FALSE | 1 | -0.014967 | 1
CFLMFm2014CZ06rDXHP | CFL | All | MFm | 2014 | CZ06 | rDXHP | 0.94855 | 1.103 | -0.00048978 |  |  | 474.487 | 0.058154 | -0.245 | 500.222 | 0.052725 | FALSE | TRUE | 1 | -0.00048978 | 0.5
CFLMFm2014CZ06rNCEH | CFL | All | MFm | 2014 | CZ06 | rNCEH | 0.74301 | 1.0288 | -0.0015013 |  |  | 371.668 | 0.054245 | -0.751 | 500.222 | 0.052725 | FALSE | TRUE | 1 | -0.0015013 | 0.25
CFLMFm2014CZ06rNCGF | CFL | All | MFm | 2014 | CZ06 | rNCGF | 1.008 | 1.01 | -0.017214 |  |  | 504.23 | 0.05325 | -8.611 | 500.222 | 0.052725 | FALSE | FALSE | 1 | -0.017214 | 0.9
CFLMFm1975CZ07rDXGF | CFL | All | MFm | 1975 | CZ07 | rDXGF | 1.1079 | 1.332 | -0.01305 |  |  | 554.312 | 0.072577 | -6.529 | 500.325 | 0.054486 | FALSE | FALSE | 1 | -0.01305 | 1
CFLMFm1975CZ07rDXHP | CFL | All | MFm | 1975 | CZ07 | rDXHP | 0.97637 | 1.4019 | -0.00063759 |  |  | 488.503 | 0.076386 | -0.319 | 500.325 | 0.054486 | FALSE | TRUE | 1 | -0.00063759 | 0.5
CFLMFm1975CZ07rNCEH | CFL | All | MFm | 1975 | CZ07 | rNCEH | 0.78036 | 1.0193 | -0.001541 |  |  | 390.436 | 0.055538 | -0.771 | 500.325 | 0.054486 | FALSE | TRUE | 1 | -0.001541 | 0.25
CFLMFm1975CZ07rNCGF | CFL | All | MFm | 1975 | CZ07 | rNCGF | 1.0073 | 1.0096 | -0.014433 |  |  | 503.99 | 0.055009 | -7.221 | 500.325 | 0.054486 | FALSE | FALSE | 1 | -0.014433 | 0.9
CFLMFm1985CZ07rDXGF | CFL | All | MFm | 1985 | CZ07 | rDXGF | 1.0978 | 1.3624 | -0.013946 |  |  | 549.108 | 0.074215 | -6.976 | 500.203 | 0.054473 | FALSE | FALSE | 1 | -0.013946 | 1
CFLMFm1985CZ07rDXHP | CFL | All | MFm | 1985 | CZ07 | rDXHP | 0.95674 | 1.3775 | -0.00055977 |  |  | 478.563 | 0.075035 | -0.28 | 500.203 | 0.054473 | FALSE | TRUE | 1 | -0.00055977 | 0.5
CFLMFm1985CZ07rNCEH | CFL | All | MFm | 1985 | CZ07 | rNCEH | 0.77125 | 1.0187 | -0.0014794 |  |  | 385.781 | 0.055489 | -0.74 | 500.203 | 0.054473 | FALSE | TRUE | 1 | -0.0014794 | 0.25
CFLMFm1985CZ07rNCGF | CFL | All | MFm | 1985 | CZ07 | rNCGF | 1.0058 | 1.0078 | -0.015304 |  |  | 503.118 | 0.054896 | -7.655 | 500.203 | 0.054473 | FALSE | FALSE | 1 | -0.015304 | 0.9
CFLMFm1996CZ07rDXGF | CFL | All | MFm | 1996 | CZ07 | rDXGF | 1.1294 | 1.3148 | -0.01232 |  |  | 564.878 | 0.071613 | -6.162 | 500.158 | 0.054468 | FALSE | FALSE | 1 | -0.01232 | 1
CFLMFm1996CZ07rDXHP | CFL | All | MFm | 1996 | CZ07 | rDXHP | 1.0043 | 1.1274 | -0.00055183 |  |  | 502.319 | 0.061406 | -0.276 | 500.158 | 0.054468 | FALSE | TRUE | 1 | -0.00055183 | 0.5
CFLMFm1996CZ07rNCEH | CFL | All | MFm | 1996 | CZ07 | rNCEH | 0.79121 | 1.0223 | -0.0018014 |  |  | 395.728 | 0.055683 | -0.901 | 500.158 | 0.054468 | FALSE | TRUE | 1 | -0.0018014 | 0.25
CFLMFm1996CZ07rNCGF | CFL | All | MFm | 1996 | CZ07 | rNCGF | 1.0084 | 1.0091 | -0.014132 |  |  | 504.353 | 0.054963 | -7.068 | 500.158 | 0.054468 | FALSE | FALSE | 1 | -0.014132 | 0.9
CFLMFm2003CZ07rDXGF | CFL | All | MFm | 2003 | CZ07 | rDXGF | 1.0896 | 1.647 | -0.013188 |  |  | 544.883 | 0.089693 | -6.595 | 500.081 | 0.05446 | FALSE | FALSE | 1 | -0.013188 | 1
CFLMFm2003CZ07rDXHP | CFL | All | MFm | 2003 | CZ07 | rDXHP | 0.95296 | 1.5565 | -0.00067789 |  |  | 476.558 | 0.084766 | -0.339 | 500.081 | 0.05446 | FALSE | TRUE | 1 | -0.00067789 | 0.5
CFLMFm2003CZ07rNCEH | CFL | All | MFm | 2003 | CZ07 | rNCEH | 0.75569 | 1.0218 | -0.0015717 |  |  | 377.904 | 0.055644 | -0.786 | 500.081 | 0.05446 | FALSE | TRUE | 1 | -0.0015717 | 0.25
CFLMFm2003CZ07rNCGF | CFL | All | MFm | 2003 | CZ07 | rNCGF | 1.0071 | 1.0094 | -0.01505 |  |  | 503.639 | 0.05497 | -7.526 | 500.081 | 0.05446 | FALSE | FALSE | 1 | -0.01505 | 0.9
CFLMFm2007CZ07rDXGF | CFL | All | MFm | 2007 | CZ07 | rDXGF | 1.0919 | 1.2928 | -0.010128 |  |  | 546.046 | 0.070407 | -5.065 | 500.081 | 0.05446 | FALSE | FALSE | 1 | -0.010128 | 1
CFLMFm2007CZ07rDXHP | CFL | All | MFm | 2007 | CZ07 | rDXHP | 1.0018 | 1.2401 | -0.00052392 |  |  | 500.958 | 0.067536 | -0.262 | 500.081 | 0.05446 | FALSE | TRUE | 1 | -0.00052392 | 0.5
CFLMFm2007CZ07rNCEH | CFL | All | MFm | 2007 | CZ07 | rNCEH | 0.81984 | 1.0225 | -0.0013318 |  |  | 409.986 | 0.055686 | -0.666 | 500.081 | 0.05446 | FALSE | TRUE | 1 | -0.0013318 | 0.25
CFLMFm2007CZ07rNCGF | CFL | All | MFm | 2007 | CZ07 | rNCGF | 1.0104 | 1.0097 | -0.011224 |  |  | 505.266 | 0.05499 | -5.613 | 500.081 | 0.05446 | FALSE | FALSE | 1 | -0.011224 | 0.9
CFLMFm2011CZ07rDXGF | CFL | All | MFm | 2011 | CZ07 | rDXGF | 1.1191 | 1.3224 | -0.006269 |  |  | 559.638 | 0.072017 | -3.135 | 500.081 | 0.05446 | FALSE | FALSE | 1 | -0.006269 | 1
CFLMFm2011CZ07rDXHP | CFL | All | MFm | 2011 | CZ07 | rDXHP | 1.055 | 1.2459 | -0.00054591 |  |  | 527.561 | 0.067852 | -0.273 | 500.081 | 0.05446 | FALSE | TRUE | 1 | -0.00054591 | 0.5
CFLMFm2011CZ07rNCEH | CFL | All | MFm | 2011 | CZ07 | rNCEH | 0.90877 | 1.0253 | -0.0016237 |  |  | 454.458 | 0.055838 | -0.812 | 500.081 | 0.05446 | FALSE | TRUE | 1 | -0.0016237 | 0.25
CFLMFm2011CZ07rNCGF | CFL | All | MFm | 2011 | CZ07 | rNCGF | 1.0152 | 1.0102 | -0.0070729 |  |  | 507.702 | 0.055017 | -3.537 | 500.081 | 0.05446 | FALSE | FALSE | 1 | -0.0070729 | 0.9
CFLMFm2014CZ07rDXGF | CFL | All | MFm | 2014 | CZ07 | rDXGF | 1.1269 | 1.2759 | -0.004496 |  |  | 563.702 | 0.069502 | -2.249 | 500.222 | 0.054475 | FALSE | FALSE | 1 | -0.004496 | 1
CFLMFm2014CZ07rDXHP | CFL | All | MFm | 2014 | CZ07 | rDXHP | 1.077 | 1.2591 | -0.00058374 |  |  | 538.746 | 0.068588 | -0.292 | 500.222 | 0.054475 | FALSE | TRUE | 1 | -0.00058374 | 0.5
CFLMFm2014CZ07rNCEH | CFL | All | MFm | 2014 | CZ07 | rNCEH | 0.94796 | 1.028 | -0.0018532 |  |  | 474.188 | 0.056001 | -0.927 | 500.222 | 0.054475 | FALSE | TRUE | 1 | -0.0018532 | 0.25
CFLMFm2014CZ07rNCGF | CFL | All | MFm | 2014 | CZ07 | rNCGF | 1.0182 | 1.0107 | -0.0053396 |  |  | 509.348 | 0.055059 | -2.671 | 500.222 | 0.054475 | FALSE | FALSE | 1 | -0.0053396 | 0.9
CFLMFm1975CZ08rDXGF | CFL | All | MFm | 1975 | CZ08 | rDXGF | 1.1215 | 1.527 | -0.018548 |  |  | 561.091 | 0.0832 | -9.28 | 500.325 | 0.054486 | FALSE | FALSE | 1 | -0.018548 | 1
CFLMFm1975CZ08rDXHP | CFL | All | MFm | 1975 | CZ08 | rDXHP | 0.94609 | 1.423 | -0.00048169 |  |  | 473.353 | 0.077532 | -0.241 | 500.325 | 0.054486 | FALSE | TRUE | 1 | -0.00048169 | 0.5
CFLMFm1975CZ08rNCEH | CFL | All | MFm | 1975 | CZ08 | rNCEH | 0.69127 | 1.0198 | -0.0013911 |  |  | 345.86 | 0.055564 | -0.696 | 500.325 | 0.054486 | FALSE | TRUE | 1 | -0.0013911 | 0.25
CFLMFm1975CZ08rNCGF | CFL | All | MFm | 1975 | CZ08 | rNCGF | 1.003 | 1.0108 | -0.020289 |  |  | 501.81 | 0.055077 | -10.151 | 500.325 | 0.054486 | FALSE | FALSE | 1 | -0.020289 | 0.9
CFLMFm1985CZ08rDXGF | CFL | All | MFm | 1985 | CZ08 | rDXGF | 1.1451 | 1.4642 | -0.016203 |  |  | 572.777 | 0.079758 | -8.105 | 500.203 | 0.054473 | FALSE | FALSE | 1 | -0.016203 | 1
CFLMFm1985CZ08rDXHP | CFL | All | MFm | 1985 | CZ08 | rDXHP | 0.98431 | 1.3968 | -0.00043382 |  |  | 492.355 | 0.076088 | -0.217 | 500.203 | 0.054473 | FALSE | TRUE | 1 | -0.00043382 | 0.5
CFLMFm1985CZ08rNCEH | CFL | All | MFm | 1985 | CZ08 | rNCEH | 0.72719 | 1.0191 | -0.0014094 |  |  | 363.745 | 0.055514 | -0.705 | 500.203 | 0.054473 | FALSE | TRUE | 1 | -0.0014094 | 0.25
CFLMFm1985CZ08rNCGF | CFL | All | MFm | 1985 | CZ08 | rNCGF | 1.0038 | 1.0102 | -0.018584 |  |  | 502.08 | 0.055028 | -9.296 | 500.203 | 0.054473 | FALSE | FALSE | 1 | -0.018584 | 0.9
CFLMFm1996CZ08rDXGF | CFL | All | MFm | 1996 | CZ08 | rDXGF | 1.151 | 1.4552 | -0.014927 |  |  | 575.701 | 0.07926 | -7.466 | 500.158 | 0.054468 | FALSE | FALSE | 1 | -0.014927 | 1
CFLMFm1996CZ08rDXHP | CFL | All | MFm | 1996 | CZ08 | rDXHP | 0.9966 | 1.5178 | -0.00053383 |  |  | 498.458 | 0.082672 | -0.267 | 500.158 | 0.054468 | FALSE | TRUE | 1 | -0.00053383 | 0.5
CFLMFm1996CZ08rNCEH | CFL | All | MFm | 1996 | CZ08 | rNCEH | 0.74196 | 1.0228 | -0.0017075 |  |  | 371.095 | 0.055711 | -0.854 | 500.158 | 0.054468 | FALSE | TRUE | 1 | -0.0017075 | 0.25
CFLMFm1996CZ08rNCGF | CFL | All | MFm | 1996 | CZ08 | rNCGF | 1.0064 | 1.0128 | -0.016935 |  |  | 503.355 | 0.055167 | -8.47 | 500.158 | 0.054468 | FALSE | FALSE | 1 | -0.016935 | 0.9
CFLMFm2003CZ08rDXGF | CFL | All | MFm | 2003 | CZ08 | rDXGF | 1.1402 | 1.5536 | -0.01509 |  |  | 570.171 | 0.084608 | -7.546 | 500.081 | 0.05446 | FALSE | FALSE | 1 | -0.01509 | 1
CFLMFm2003CZ08rDXHP | CFL | All | MFm | 2003 | CZ08 | rDXHP | 0.99005 | 1.6177 | -0.00052591 |  |  | 495.103 | 0.088101 | -0.263 | 500.081 | 0.05446 | FALSE | TRUE | 1 | -0.00052591 | 0.5
CFLMFm2003CZ08rNCEH | CFL | All | MFm | 2003 | CZ08 | rNCEH | 0.72597 | 1.0222 | -0.0015218 |  |  | 363.044 | 0.05567 | -0.761 | 500.081 | 0.05446 | FALSE | TRUE | 1 | -0.0015218 | 0.25
CFLMFm2003CZ08rNCGF | CFL | All | MFm | 2003 | CZ08 | rNCGF | 1.0055 | 1.0117 | -0.017477 |  |  | 502.838 | 0.055098 | -8.74 | 500.081 | 0.05446 | FALSE | FALSE | 1 | -0.017477 | 0.9
CFLMFm2007CZ08rDXGF | CFL | All | MFm | 2007 | CZ08 | rDXGF | 1.12 | 1.4517 | -0.015945 |  |  | 560.098 | 0.079057 | -7.974 | 500.081 | 0.05446 | FALSE | FALSE | 1 | -0.015945 | 1
CFLMFm2007CZ08rDXHP | CFL | All | MFm | 2007 | CZ08 | rDXHP | 0.99677 | 1.4726 | 0 |  |  | 498.465 | 0.080197 | -0.161 | 500.081 | 0.05446 | FALSE | TRUE | 1 | -0.00032195 | 0.5
CFLMFm2007CZ08rNCEH | CFL | All | MFm | 2007 | CZ08 | rNCEH | 0.72087 | 1.023 | -0.0011998 |  |  | 360.493 | 0.055711 | -0.6 | 500.081 | 0.05446 | FALSE | TRUE | 1 | -0.0011998 | 0.25
CFLMFm2007CZ08rNCGF | CFL | All | MFm | 2007 | CZ08 | rNCGF | 1.0054 | 1.0114 | -0.017685 |  |  | 502.783 | 0.055078 | -8.844 | 500.081 | 0.05446 | FALSE | FALSE | 1 | -0.017685 | 0.9
CFLMFm2011CZ08rDXGF | CFL | All | MFm | 2011 | CZ08 | rDXGF | 1.1402 | 1.4122 | -0.012998 |  |  | 570.19 | 0.076907 | -6.5 | 500.081 | 0.05446 | FALSE | FALSE | 1 | -0.012998 | 1
CFLMFm2011CZ08rDXHP | CFL | All | MFm | 2011 | CZ08 | rDXHP | 1.0342 | 1.4212 | -0.00034594 |  |  | 517.174 | 0.0774 | -0.173 | 500.081 | 0.05446 | FALSE | TRUE | 1 | -0.00034594 | 0.5
CFLMFm2011CZ08rNCEH | CFL | All | MFm | 2011 | CZ08 | rNCEH | 0.7911 | 1.0257 | -0.0014518 |  |  | 395.612 | 0.055857 | -0.726 | 500.081 | 0.05446 | FALSE | TRUE | 1 | -0.0014518 | 0.25
CFLMFm2011CZ08rNCGF | CFL | All | MFm | 2011 | CZ08 | rNCGF | 1.0099 | 1.0133 | -0.014282 |  |  | 505.021 | 0.055185 | -7.142 | 500.081 | 0.05446 | FALSE | FALSE | 1 | -0.014282 | 0.9
CFLMFm2014CZ08rDXGF | CFL | All | MFm | 2014 | CZ08 | rDXGF | 1.1481 | 1.3918 | -0.011171 |  |  | 574.323 | 0.075819 | -5.588 | 500.222 | 0.054475 | FALSE | FALSE | 1 | -0.011171 | 1
CFLMFm2014CZ08rDXHP | CFL | All | MFm | 2014 | CZ08 | rDXHP | 1.0551 | 1.489 | -0.00037983 |  |  | 527.806 | 0.081113 | -0.19 | 500.222 | 0.054475 | FALSE | TRUE | 1 | -0.00037983 | 0.5
CFLMFm2014CZ08rNCEH | CFL | All | MFm | 2014 | CZ08 | rNCEH | 0.82795 | 1.0284 | -0.0016633 |  |  | 414.159 | 0.056023 | -0.832 | 500.222 | 0.054475 | FALSE | TRUE | 1 | -0.0016633 | 0.25
CFLMFm2014CZ08rNCGF | CFL | All | MFm | 2014 | CZ08 | rNCGF | 1.013 | 1.0133 | -0.012301 |  |  | 506.722 | 0.0552 | -6.153 | 500.222 | 0.054475 | FALSE | FALSE | 1 | -0.012301 | 0.9
CFLMFm1975CZ09rDXGF | CFL | All | MFm | 1975 | CZ09 | rDXGF | 1.1454 | 1.4977 | -0.018919 |  |  | 572.991 | 0.078967 | -9.464 | 500.242 | 0.052727 | FALSE | FALSE | 1 | -0.018919 | 1
CFLMFm1975CZ09rDXHP | CFL | All | MFm | 1975 | CZ09 | rDXHP | 0.97313 | 1.5148 | 0 |  |  | 486.801 | 0.079872 | -0.169 | 500.242 | 0.052727 | FALSE | TRUE | 1 | -0.00033784 | 0.5
CFLMFm1975CZ09rNCEH | CFL | All | MFm | 1975 | CZ09 | rNCEH | 0.66326 | 1.0169 | -0.0011574 |  |  | 331.793 | 0.053618 | -0.579 | 500.242 | 0.052727 | FALSE | TRUE | 1 | -0.0011574 | 0.25
CFLMFm1975CZ09rNCGF | CFL | All | MFm | 1975 | CZ09 | rNCGF | 1.0003 | 1.0099 | -0.021781 |  |  | 500.395 | 0.053249 | -10.896 | 500.242 | 0.052727 | FALSE | FALSE | 1 | -0.021781 | 0.9
CFLMFm1985CZ09rDXGF | CFL | All | MFm | 1985 | CZ09 | rDXGF | 1.1624 | 1.5062 | -0.018285 |  |  | 581.398 | 0.07941 | -9.146 | 500.191 | 0.052721 | FALSE | FALSE | 1 | -0.018285 | 1
CFLMFm1985CZ09rDXHP | CFL | All | MFm | 1985 | CZ09 | rDXHP | 0.99404 | 1.5181 | 0 |  |  | 497.21 | 0.080036 | -0.145 | 500.191 | 0.052721 | FALSE | TRUE | 1 | -0.00028989 | 0.5
CFLMFm1985CZ09rNCEH | CFL | All | MFm | 1985 | CZ09 | rNCEH | 0.69089 | 1.0157 | -0.0011296 |  |  | 345.575 | 0.053549 | -0.565 | 500.191 | 0.052721 | FALSE | TRUE | 1 | -0.0011296 | 0.25
CFLMFm1985CZ09rNCGF | CFL | All | MFm | 1985 | CZ09 | rNCGF | 1.0007 | 1.0091 | -0.02056 |  |  | 500.532 | 0.0532 | -10.284 | 500.191 | 0.052721 | FALSE | FALSE | 1 | -0.02056 | 0.9
CFLMFm1996CZ09rDXGF | CFL | All | MFm | 1996 | CZ09 | rDXGF | 1.1609 | 1.4674 | -0.017433 |  |  | 580.735 | 0.077376 | -8.721 | 500.263 | 0.052729 | FALSE | FALSE | 1 | -0.017433 | 1
CFLMFm1996CZ09rDXHP | CFL | All | MFm | 1996 | CZ09 | rDXHP | 0.98784 | 1.4891 | -0.00039179 |  |  | 494.18 | 0.078519 | -0.196 | 500.263 | 0.052729 | FALSE | TRUE | 1 | -0.00039179 | 0.5
CFLMFm1996CZ09rNCEH | CFL | All | MFm | 1996 | CZ09 | rNCEH | 0.6874 | 1.0234 | -0.0016411 |  |  | 343.879 | 0.053961 | -0.821 | 500.263 | 0.052729 | FALSE | TRUE | 1 | -0.0016411 | 0.25
CFLMFm1996CZ09rNCGF | CFL | All | MFm | 1996 | CZ09 | rNCGF | 1.0042 | 1.0129 | -0.01985 |  |  | 502.343 | 0.053407 | -9.93 | 500.263 | 0.052729 | FALSE | FALSE | 1 | -0.01985 | 0.9
CFLMFm2003CZ09rDXGF | CFL | All | MFm | 2003 | CZ09 | rDXGF | 1.121 | 1.5566 | -0.018557 |  |  | 560.656 | 0.082056 | -9.281 | 500.137 | 0.052716 | FALSE | FALSE | 1 | -0.018557 | 1
CFLMFm2003CZ09rDXHP | CFL | All | MFm | 2003 | CZ09 | rDXHP | 0.9338 | 1.5895 | -0.00049386 |  |  | 467.027 | 0.08379 | -0.247 | 500.137 | 0.052716 | FALSE | TRUE | 1 | -0.00049386 | 0.5
CFLMFm2003CZ09rNCEH | CFL | All | MFm | 2003 | CZ09 | rNCEH | 0.66426 | 1.0229 | -0.0014556 |  |  | 332.221 | 0.053924 | -0.728 | 500.137 | 0.052716 | FALSE | TRUE | 1 | -0.0014556 | 0.25
CFLMFm2003CZ09rNCGF | CFL | All | MFm | 2003 | CZ09 | rNCGF | 1.0032 | 1.0124 | -0.020436 |  |  | 501.743 | 0.05337 | -10.221 | 500.137 | 0.052716 | FALSE | FALSE | 1 | -0.020436 | 0.9
CFLMFm2007CZ09rDXGF | CFL | All | MFm | 2007 | CZ09 | rDXGF | 1.1186 | 1.4223 | -0.016152 |  |  | 559.431 | 0.074977 | -8.078 | 500.137 | 0.052716 | FALSE | FALSE | 1 | -0.016152 | 1
CFLMFm2007CZ09rDXHP | CFL | All | MFm | 2007 | CZ09 | rDXHP | 0.98805 | 1.4869 | 0 |  |  | 494.158 | 0.078383 | -0.17 | 500.137 | 0.052716 | FALSE | TRUE | 1 | -0.00033991 | 0.5
CFLMFm2007CZ09rNCEH | CFL | All | MFm | 2007 | CZ09 | rNCEH | 0.68187 | 1.0238 | -0.0011837 |  |  | 341.026 | 0.053971 | -0.592 | 500.137 | 0.052716 | FALSE | TRUE | 1 | -0.0011837 | 0.25
CFLMFm2007CZ09rNCGF | CFL | All | MFm | 2007 | CZ09 | rNCGF | 1.0044 | 1.0127 | -0.018911 |  |  | 502.352 | 0.053386 | -9.458 | 500.137 | 0.052716 | FALSE | FALSE | 1 | -0.018911 | 0.9
CFLMFm2011CZ09rDXGF | CFL | All | MFm | 2011 | CZ09 | rDXGF | 1.1358 | 1.4383 | -0.013514 |  |  | 568.031 | 0.075821 | -6.759 | 500.137 | 0.052716 | FALSE | FALSE | 1 | -0.013514 | 1
CFLMFm2011CZ09rDXHP | CFL | All | MFm | 2011 | CZ09 | rDXHP | 1.023 | 1.4945 | -0.0003759 |  |  | 511.635 | 0.078782 | -0.188 | 500.137 | 0.052716 | FALSE | TRUE | 1 | -0.0003759 | 0.5
CFLMFm2011CZ09rNCEH | CFL | All | MFm | 2011 | CZ09 | rNCEH | 0.74682 | 1.027 | -0.0014476 |  |  | 373.511 | 0.05414 | -0.724 | 500.137 | 0.052716 | FALSE | TRUE | 1 | -0.0014476 | 0.25
CFLMFm2011CZ09rNCGF | CFL | All | MFm | 2011 | CZ09 | rNCGF | 1.0087 | 1.0144 | -0.015942 |  |  | 504.505 | 0.053472 | -7.973 | 500.137 | 0.052716 | FALSE | FALSE | 1 | -0.015942 | 0.9
CFLMFm2014CZ09rDXGF | CFL | All | MFm | 2014 | CZ09 | rDXGF | 1.1429 | 1.4502 | -0.012005 |  |  | 571.698 | 0.076463 | -6.005 | 500.219 | 0.052724 | FALSE | FALSE | 1 | -0.012005 | 1
CFLMFm2014CZ09rDXHP | CFL | All | MFm | 2014 | CZ09 | rDXHP | 1.0376 | 1.5031 | -0.00041382 |  |  | 519.031 | 0.079252 | -0.207 | 500.219 | 0.052724 | FALSE | TRUE | 1 | -0.00041382 | 0.5
CFLMFm2014CZ09rNCEH | CFL | All | MFm | 2014 | CZ09 | rNCEH | 0.77998 | 1.0301 | -0.0016653 |  |  | 390.159 | 0.05431 | -0.833 | 500.219 | 0.052724 | FALSE | TRUE | 1 | -0.0016653 | 0.25
CFLMFm2014CZ09rNCGF | CFL | All | MFm | 2014 | CZ09 | rNCGF | 1.0118 | 1.0148 | -0.014304 |  |  | 506.134 | 0.053504 | -7.155 | 500.219 | 0.052724 | FALSE | FALSE | 1 | -0.014304 | 0.9
CFLMFm1975CZ10rDXGF | CFL | All | MFm | 1975 | CZ10 | rDXGF | 1.1145 | 1.5145 | -0.019411 |  |  | 557.513 | 0.082504 | -9.71 | 500.242 | 0.054477 | FALSE | FALSE | 1 | -0.019411 | 1
CFLMFm1975CZ10rDXHP | CFL | All | MFm | 1975 | CZ10 | rDXHP | 0.93022 | 1.5036 | -0.00044778 |  |  | 465.336 | 0.08191 | -0.224 | 500.242 | 0.054477 | FALSE | TRUE | 1 | -0.00044778 | 0.5
CFLMFm1975CZ10rNCEH | CFL | All | MFm | 1975 | CZ10 | rNCEH | 0.67801 | 1.0167 | -0.0011814 |  |  | 339.167 | 0.055389 | -0.591 | 500.242 | 0.054477 | FALSE | TRUE | 1 | -0.0011814 | 0.25
CFLMFm1975CZ10rNCGF | CFL | All | MFm | 1975 | CZ10 | rNCGF | 1.0013 | 1.0116 | -0.020636 |  |  | 500.905 | 0.05511 | -10.323 | 500.242 | 0.054477 | FALSE | FALSE | 1 | -0.020636 | 0.9
CFLMFm1985CZ10rDXGF | CFL | All | MFm | 1985 | CZ10 | rDXGF | 1.1189 | 1.5558 | -0.018833 |  |  | 559.64 | 0.084745 | -9.42 | 500.191 | 0.054472 | FALSE | FALSE | 1 | -0.018833 | 1
CFLMFm1985CZ10rDXHP | CFL | All | MFm | 1985 | CZ10 | rDXHP | 0.93924 | 1.5537 | -0.00041784 |  |  | 469.801 | 0.084633 | -0.209 | 500.191 | 0.054472 | FALSE | TRUE | 1 | -0.00041784 | 0.5
CFLMFm1985CZ10rNCEH | CFL | All | MFm | 1985 | CZ10 | rNCEH | 0.69396 | 1.0155 | -0.0011316 |  |  | 347.114 | 0.055318 | -0.566 | 500.191 | 0.054472 | FALSE | TRUE | 1 | -0.0011316 | 0.25
CFLMFm1985CZ10rNCGF | CFL | All | MFm | 1985 | CZ10 | rNCGF | 1.001 | 1.0106 | -0.020082 |  |  | 500.678 | 0.055049 | -10.045 | 500.191 | 0.054472 | FALSE | FALSE | 1 | -0.020082 | 0.9
CFLMFm1996CZ10rDXGF | CFL | All | MFm | 1996 | CZ10 | rDXGF | 1.078 | 1.5322 | -0.019194 |  |  | 539.307 | 0.083472 | -9.602 | 500.263 | 0.054479 | FALSE | FALSE | 1 | -0.019194 | 1
CFLMFm1996CZ10rDXHP | CFL | All | MFm | 1996 | CZ10 | rDXHP | 0.88995 | 1.5226 | -0.00069364 |  |  | 445.209 | 0.082948 | -0.347 | 500.263 | 0.054479 | FALSE | TRUE | 1 | -0.00069364 | 0.5
CFLMFm1996CZ10rNCEH | CFL | All | MFm | 1996 | CZ10 | rNCEH | 0.68047 | 1.0231 | -0.0016271 |  |  | 340.416 | 0.055737 | -0.814 | 500.263 | 0.054479 | FALSE | TRUE | 1 | -0.0016271 | 0.25
CFLMFm1996CZ10rNCGF | CFL | All | MFm | 1996 | CZ10 | rNCGF | 1.0041 | 1.0136 | -0.020057 |  |  | 502.296 | 0.05522 | -10.034 | 500.263 | 0.054479 | FALSE | FALSE | 1 | -0.020057 | 0.9
CFLMFm2003CZ10rDXGF | CFL | All | MFm | 2003 | CZ10 | rDXGF | 1.1161 | 1.6056 | -0.015334 |  |  | 558.283 | 0.087461 | -7.67 | 500.198 | 0.054473 | FALSE | FALSE | 1 | -0.015334 | 1
CFLMFm2003CZ10rDXHP | CFL | All | MFm | 2003 | CZ10 | rDXHP | 0.95998 | 1.6195 | -0.00073571 |  |  | 480.182 | 0.088219 | -0.368 | 500.198 | 0.054473 | FALSE | TRUE | 1 | -0.00073571 | 0.5
CFLMFm2003CZ10rNCEH | CFL | All | MFm | 2003 | CZ10 | rNCEH | 0.73663 | 1.0244 | -0.0017213 |  |  | 368.461 | 0.0558 | -0.861 | 500.198 | 0.054473 | FALSE | TRUE | 1 | -0.0017213 | 0.25
CFLMFm2003CZ10rNCGF | CFL | All | MFm | 2003 | CZ10 | rNCGF | 1.0083 | 1.0151 | -0.016334 |  |  | 504.37 | 0.055296 | -8.17 | 500.198 | 0.054473 | FALSE | FALSE | 1 | -0.016334 | 0.9
CFLMFm2007CZ10rDXGF | CFL | All | MFm | 2007 | CZ10 | rDXGF | 1.1131 | 1.4695 | -0.014958 |  |  | 556.752 | 0.080047 | -7.482 | 500.198 | 0.054473 | FALSE | FALSE | 1 | -0.014958 | 1
CFLMFm2007CZ10rDXHP | CFL | All | MFm | 2007 | CZ10 | rDXHP | 0.99013 | 1.5291 | -0.00048781 |  |  | 495.26 | 0.083295 | -0.244 | 500.198 | 0.054473 | FALSE | TRUE | 1 | -0.00048781 | 0.5
CFLMFm2007CZ10rNCEH | CFL | All | MFm | 2007 | CZ10 | rNCEH | 0.73539 | 1.0254 | -0.0013695 |  |  | 367.839 | 0.055856 | -0.685 | 500.198 | 0.054473 | FALSE | TRUE | 1 | -0.0013695 | 0.25
CFLMFm2007CZ10rNCGF | CFL | All | MFm | 2007 | CZ10 | rNCGF | 1.0086 | 1.0153 | -0.01606 |  |  | 504.507 | 0.055306 | -8.033 | 500.198 | 0.054473 | FALSE | FALSE | 1 | -0.01606 | 0.9
CFLMFm2011CZ10rDXGF | CFL | All | MFm | 2011 | CZ10 | rDXGF | 1.1243 | 1.4794 | -0.013017 |  |  | 562.381 | 0.080584 | -6.511 | 500.198 | 0.054473 | FALSE | FALSE | 1 | -0.013017 | 1
CFLMFm2011CZ10rDXHP | CFL | All | MFm | 2011 | CZ10 | rDXHP | 1.0136 | 1.5395 | -0.00052979 |  |  | 507.01 | 0.083863 | -0.265 | 500.198 | 0.054473 | FALSE | TRUE | 1 | -0.00052979 | 0.5
CFLMFm2011CZ10rNCEH | CFL | All | MFm | 2011 | CZ10 | rNCEH | 0.77915 | 1.0276 | -0.0015614 |  |  | 389.727 | 0.055976 | -0.781 | 500.198 | 0.054473 | FALSE | TRUE | 1 | -0.0015614 | 0.25
CFLMFm2011CZ10rNCGF | CFL | All | MFm | 2011 | CZ10 | rNCGF | 1.0117 | 1.0163 | -0.01411 |  |  | 506.057 | 0.055361 | -7.058 | 500.198 | 0.054473 | FALSE | FALSE | 1 | -0.01411 | 0.9
CFLMFm2014CZ10rDXGF | CFL | All | MFm | 2014 | CZ10 | rDXGF | 1.1314 | 1.4894 | -0.011411 |  |  | 565.93 | 0.081135 | -5.708 | 500.221 | 0.054475 | FALSE | FALSE | 1 | -0.011411 | 1
CFLMFm2014CZ10rDXHP | CFL | All | MFm | 2014 | CZ10 | rDXHP | 1.0295 | 1.5715 | -0.00059774 |  |  | 514.953 | 0.085608 | -0.299 | 500.221 | 0.054475 | FALSE | TRUE | 1 | -0.00059774 | 0.5
CFLMFm2014CZ10rNCEH | CFL | All | MFm | 2014 | CZ10 | rNCEH | 0.81282 | 1.0307 | -0.0017932 |  |  | 406.589 | 0.056145 | -0.897 | 500.221 | 0.054475 | FALSE | TRUE | 1 | -0.0017932 | 0.25
CFLMFm2014CZ10rNCGF | CFL | All | MFm | 2014 | CZ10 | rNCGF | 1.015 | 1.017 | -0.012472 |  |  | 507.747 | 0.055402 | -6.239 | 500.221 | 0.054475 | FALSE | FALSE | 1 | -0.012472 | 0.9
CFLMFm1975CZ11rDXGF | CFL | All | MFm | 1975 | CZ11 | rDXGF | 1.1068 | 1.5194 | -0.02269 |  |  | 553.68 | 0.077456 | -11.351 | 500.263 | 0.050979 | FALSE | FALSE | 1 | -0.02269 | 1
CFLMFm1975CZ11rDXHP | CFL | All | MFm | 1975 | CZ11 | rDXHP | 0.89518 | 1.5312 | -0.00046176 |  |  | 447.825 | 0.078058 | -0.231 | 500.263 | 0.050979 | FALSE | TRUE | 1 | -0.00046176 | 0.5
CFLMFm1975CZ11rNCEH | CFL | All | MFm | 1975 | CZ11 | rNCEH | 0.61723 | 1.0195 | -0.0011714 |  |  | 308.779 | 0.051972 | -0.586 | 500.263 | 0.050979 | FALSE | TRUE | 1 | -0.0011714 | 0.25
CFLMFm1975CZ11rNCGF | CFL | All | MFm | 1975 | CZ11 | rNCGF | 0.99984 | 1.0106 | -0.023446 |  |  | 500.181 | 0.051518 | -11.729 | 500.263 | 0.050979 | FALSE | FALSE | 1 | -0.023446 | 0.9
CFLMFm1985CZ11rDXGF | CFL | All | MFm | 1985 | CZ11 | rDXGF | 1.1118 | 1.5472 | -0.022574 |  |  | 556.084 | 0.078862 | -11.291 | 500.186 | 0.050971 | FALSE | FALSE | 1 | -0.022574 | 1
CFLMFm1985CZ11rDXHP | CFL | All | MFm | 1985 | CZ11 | rDXHP | 0.89685 | 1.5624 | -0.00044583 |  |  | 448.594 | 0.079634 | -0.223 | 500.186 | 0.050971 | FALSE | TRUE | 1 | -0.00044583 | 0.5
CFLMFm1985CZ11rNCEH | CFL | All | MFm | 1985 | CZ11 | rNCEH | 0.62001 | 1.0194 | -0.0011776 |  |  | 310.121 | 0.051958 | -0.589 | 500.186 | 0.050971 | FALSE | TRUE | 1 | -0.0011776 | 0.25
CFLMFm1985CZ11rNCGF | CFL | All | MFm | 1985 | CZ11 | rNCGF | 0.99976 | 1.0103 | -0.023455 |  |  | 500.068 | 0.051497 | -11.732 | 500.186 | 0.050971 | FALSE | FALSE | 1 | -0.023455 | 0.9
CFLMFm1996CZ11rDXGF | CFL | All | MFm | 1996 | CZ11 | rDXGF | 1.1313 | 1.4954 | -0.018517 |  |  | 565.996 | 0.076235 | -9.264 | 500.287 | 0.050981 | FALSE | FALSE | 1 | -0.018517 | 1
CFLMFm1996CZ11rDXHP | CFL | All | MFm | 1996 | CZ11 | rDXHP | 0.94507 | 1.5112 | -0.00067961 |  |  | 472.806 | 0.077039 | -0.34 | 500.287 | 0.050981 | FALSE | TRUE | 1 | -0.00067961 | 0.5
CFLMFm1996CZ11rNCEH | CFL | All | MFm | 1996 | CZ11 | rNCEH | 0.68212 | 1.0272 | -0.001803 |  |  | 341.256 | 0.052369 | -0.902 | 500.287 | 0.050981 | FALSE | TRUE | 1 | -0.001803 | 0.25
CFLMFm1996CZ11rNCGF | CFL | All | MFm | 1996 | CZ11 | rNCGF | 1.0063 | 1.0137 | -0.019401 |  |  | 503.452 | 0.05168 | -9.706 | 500.287 | 0.050981 | FALSE | FALSE | 1 | -0.019401 | 0.9
CFLMFm2003CZ11rDXGF | CFL | All | MFm | 2003 | CZ11 | rDXGF | 1.1445 | 1.4164 | -0.021585 |  |  | 572.458 | 0.072196 | -10.797 | 500.198 | 0.050972 | FALSE | FALSE | 1 | -0.021585 | 1
CFLMFm2003CZ11rDXHP | CFL | All | MFm | 2003 | CZ11 | rDXHP | 0.92143 | 1.4225 | -0.00038585 |  |  | 460.899 | 0.072509 | -0.193 | 500.198 | 0.050972 | FALSE | TRUE | 1 | -0.00038585 | 0.5
CFLMFm2003CZ11rNCEH | CFL | All | MFm | 2003 | CZ11 | rNCEH | 0.60882 | 1.0265 | -0.0014654 |  |  | 304.532 | 0.052322 | -0.733 | 500.198 | 0.050972 | FALSE | TRUE | 1 | -0.0014654 | 0.25
CFLMFm2003CZ11rNCGF | CFL | All | MFm | 2003 | CZ11 | rNCGF | 1.0021 | 1.0141 | -0.023065 |  |  | 501.273 | 0.051691 | -11.537 | 500.198 | 0.050972 | FALSE | FALSE | 1 | -0.023065 | 0.9
CFLMFm2007CZ11rDXGF | CFL | All | MFm | 2007 | CZ11 | rDXGF | 1.1316 | 1.3432 | -0.019028 |  |  | 566.009 | 0.068463 | -9.518 | 500.198 | 0.050972 | FALSE | FALSE | 1 | -0.019028 | 1
CFLMFm2007CZ11rDXHP | CFL | All | MFm | 2007 | CZ11 | rDXHP | 0.96805 | 1.3612 | 0 |  |  | 484.217 | 0.069381 | -0.139 | 500.198 | 0.050972 | FALSE | TRUE | 1 | -0.00027789 | 0.5
CFLMFm2007CZ11rNCEH | CFL | All | MFm | 2007 | CZ11 | rNCEH | 0.62423 | 1.0277 | -0.0011915 |  |  | 312.24 | 0.052385 | -0.596 | 500.198 | 0.050972 | FALSE | TRUE | 1 | -0.0011915 | 0.25
CFLMFm2007CZ11rNCGF | CFL | All | MFm | 2007 | CZ11 | rNCGF | 1.0034 | 1.0142 | -0.021076 |  |  | 501.887 | 0.051698 | -10.542 | 500.198 | 0.050972 | FALSE | FALSE | 1 | -0.021076 | 0.9
CFLMFm2011CZ11rDXGF | CFL | All | MFm | 2011 | CZ11 | rDXGF | 1.141 | 1.3379 | -0.017891 |  |  | 570.729 | 0.068195 | -8.949 | 500.198 | 0.050972 | FALSE | FALSE | 1 | -0.017891 | 1
CFLMFm2011CZ11rDXHP | CFL | All | MFm | 2011 | CZ11 | rDXHP | 0.98512 | 1.3721 | 0 |  |  | 492.755 | 0.069937 | -0.146 | 500.198 | 0.050972 | FALSE | TRUE | 1 | -0.00029188 | 0.5
CFLMFm2011CZ11rNCEH | CFL | All | MFm | 2011 | CZ11 | rNCEH | 0.651 | 1.0303 | -0.0013535 |  |  | 325.63 | 0.052518 | -0.677 | 500.198 | 0.050972 | FALSE | TRUE | 1 | -0.0013535 | 0.25
CFLMFm2011CZ11rNCGF | CFL | All | MFm | 2011 | CZ11 | rNCGF | 1.0054 | 1.0143 | -0.020094 |  |  | 502.897 | 0.051701 | -10.051 | 500.198 | 0.050972 | FALSE | FALSE | 1 | -0.020094 | 0.9
CFLMFm2014CZ11rDXGF | CFL | All | MFm | 2014 | CZ11 | rDXGF | 1.1449 | 1.3518 | -0.017526 |  |  | 572.682 | 0.068909 | -8.767 | 500.221 | 0.050974 | FALSE | FALSE | 1 | -0.017526 | 1
CFLMFm2014CZ11rDXHP | CFL | All | MFm | 2014 | CZ11 | rDXHP | 0.98803 | 1.3817 | 0 |  |  | 494.233 | 0.070433 | -0.156 | 500.221 | 0.050974 | FALSE | TRUE | 1 | -0.00031186 | 0.5
CFLMFm2014CZ11rNCEH | CFL | All | MFm | 2014 | CZ11 | rNCEH | 0.65594 | 1.0325 | -0.0014554 |  |  | 328.113 | 0.052631 | -0.728 | 500.221 | 0.050974 | FALSE | TRUE | 1 | -0.0014554 | 0.25
CFLMFm2014CZ11rNCGF | CFL | All | MFm | 2014 | CZ11 | rNCGF | 1.0068 | 1.0154 | -0.019875 |  |  | 503.599 | 0.051759 | -9.942 | 500.221 | 0.050974 | FALSE | FALSE | 1 | -0.019875 | 0.9
CFLMFm1975CZ12rDXGF | CFL | All | MFm | 1975 | CZ12 | rDXGF | 1.0883 | 1.5328 | -0.024455 |  |  | 544.432 | 0.083506 | -12.234 | 500.263 | 0.054479 | FALSE | FALSE | 1 | -0.024455 | 1
CFLMFm1975CZ12rDXHP | CFL | All | MFm | 1975 | CZ12 | rDXHP | 0.8558 | 1.5182 | -0.00040179 |  |  | 428.126 | 0.082709 | -0.201 | 500.263 | 0.054479 | FALSE | TRUE | 1 | -0.00040179 | 0.5
CFLMFm1975CZ12rNCEH | CFL | All | MFm | 1975 | CZ12 | rNCEH | 0.58758 | 1.0188 | -0.0011114 |  |  | 293.945 | 0.055505 | -0.556 | 500.263 | 0.054479 | FALSE | TRUE | 1 | -0.0011114 | 0.25
CFLMFm1975CZ12rNCGF | CFL | All | MFm | 1975 | CZ12 | rNCGF | 0.9978 | 1.011 | -0.025255 |  |  | 499.16 | 0.055079 | -12.634 | 500.263 | 0.054479 | FALSE | FALSE | 1 | -0.025255 | 0.9
CFLMFm1985CZ12rDXGF | CFL | All | MFm | 1985 | CZ12 | rDXGF | 1.0797 | 1.5318 | -0.024421 |  |  | 540.069 | 0.08344 | -12.215 | 500.186 | 0.054471 | FALSE | FALSE | 1 | -0.024421 | 1
CFLMFm1985CZ12rDXHP | CFL | All | MFm | 1985 | CZ12 | rDXHP | 0.84796 | 1.4938 | -0.00043984 |  |  | 424.14 | 0.081369 | -0.22 | 500.186 | 0.054471 | FALSE | TRUE | 1 | -0.00043984 | 0.5
CFLMFm1985CZ12rNCEH | CFL | All | MFm | 1985 | CZ12 | rNCEH | 0.59657 | 1.0187 | -0.0011376 |  |  | 298.394 | 0.05549 | -0.569 | 500.186 | 0.054471 | FALSE | TRUE | 1 | -0.0011376 | 0.25
CFLMFm1985CZ12rNCGF | CFL | All | MFm | 1985 | CZ12 | rNCGF | 0.99797 | 1.0115 | -0.025435 |  |  | 499.17 | 0.055098 | -12.722 | 500.186 | 0.054471 | FALSE | FALSE | 1 | -0.025435 | 0.9
CFLMFm1996CZ12rDXGF | CFL | All | MFm | 1996 | CZ12 | rDXGF | 1.0878 | 1.5771 | -0.024244 |  |  | 544.212 | 0.085924 | -12.129 | 500.287 | 0.054482 | FALSE | FALSE | 1 | -0.024244 | 1
CFLMFm1996CZ12rDXHP | CFL | All | MFm | 1996 | CZ12 | rDXHP | 0.84204 | 1.556 | -0.00049971 |  |  | 421.26 | 0.084775 | -0.25 | 500.287 | 0.054482 | FALSE | TRUE | 1 | -0.00049971 | 0.5
CFLMFm1996CZ12rNCEH | CFL | All | MFm | 1996 | CZ12 | rNCEH | 0.59178 | 1.0261 | -0.0015671 |  |  | 296.059 | 0.055903 | -0.784 | 500.287 | 0.054482 | FALSE | TRUE | 1 | -0.0015671 | 0.25
CFLMFm1996CZ12rNCGF | CFL | All | MFm | 1996 | CZ12 | rNCGF | 1.0001 | 1.0139 | -0.024978 |  |  | 500.347 | 0.055238 | -12.496 | 500.287 | 0.054482 | FALSE | FALSE | 1 | -0.024978 | 0.9
CFLMFm2003CZ12rDXGF | CFL | All | MFm | 2003 | CZ12 | rDXGF | 1.1208 | 1.5803 | -0.020658 |  |  | 560.638 | 0.086086 | -10.333 | 500.198 | 0.054473 | FALSE | FALSE | 1 | -0.020658 | 1
CFLMFm2003CZ12rDXHP | CFL | All | MFm | 2003 | CZ12 | rDXHP | 0.91061 | 1.6125 | -0.00048581 |  |  | 455.487 | 0.087836 | -0.243 | 500.198 | 0.054473 | FALSE | TRUE | 1 | -0.00048581 | 0.5
CFLMFm2003CZ12rNCEH | CFL | All | MFm | 2003 | CZ12 | rNCEH | 0.63387 | 1.0254 | -0.0015214 |  |  | 317.059 | 0.055854 | -0.761 | 500.198 | 0.054473 | FALSE | TRUE | 1 | -0.0015214 | 0.25
CFLMFm2003CZ12rNCGF | CFL | All | MFm | 2003 | CZ12 | rNCGF | 1.003 | 1.0152 | -0.021761 |  |  | 501.708 | 0.055303 | -10.885 | 500.198 | 0.054473 | FALSE | FALSE | 1 | -0.021761 | 0.9
CFLMFm2007CZ12rDXGF | CFL | All | MFm | 2007 | CZ12 | rDXGF | 1.1022 | 1.4183 | -0.020238 |  |  | 551.315 | 0.077256 | -10.123 | 500.198 | 0.054473 | FALSE | FALSE | 1 | -0.020238 | 1
CFLMFm2007CZ12rDXHP | CFL | All | MFm | 2007 | CZ12 | rDXHP | 0.9379 | 1.466 | 0 |  |  | 469.135 | 0.079858 | -0.164 | 500.198 | 0.054473 | FALSE | TRUE | 1 | -0.00032787 | 0.5
CFLMFm2007CZ12rNCEH | CFL | All | MFm | 2007 | CZ12 | rNCEH | 0.63299 | 1.0265 | -0.0012135 |  |  | 316.619 | 0.055916 | -0.607 | 500.198 | 0.054473 | FALSE | TRUE | 1 | -0.0012135 | 0.25
CFLMFm2007CZ12rNCGF | CFL | All | MFm | 2007 | CZ12 | rNCGF | 1.0034 | 1.0151 | -0.021288 |  |  | 501.903 | 0.055296 | -10.648 | 500.198 | 0.054473 | FALSE | FALSE | 1 | -0.021288 | 0.9
CFLMFm2011CZ12rDXGF | CFL | All | MFm | 2011 | CZ12 | rDXGF | 1.1109 | 1.434 | -0.018839 |  |  | 555.667 | 0.078114 | -9.423 | 500.198 | 0.054473 | FALSE | FALSE | 1 | -0.018839 | 1
CFLMFm2011CZ12rDXHP | CFL | All | MFm | 2011 | CZ12 | rDXHP | 0.9546 | 1.4593 | -0.00035986 |  |  | 477.489 | 0.079491 | -0.18 | 500.198 | 0.054473 | FALSE | TRUE | 1 | -0.00035986 | 0.5
CFLMFm2011CZ12rNCEH | CFL | All | MFm | 2011 | CZ12 | rNCEH | 0.66405 | 1.0289 | -0.0013835 |  |  | 332.156 | 0.056048 | -0.692 | 500.198 | 0.054473 | FALSE | TRUE | 1 | -0.0013835 | 0.25
CFLMFm2011CZ12rNCGF | CFL | All | MFm | 2011 | CZ12 | rNCGF | 1.006 | 1.0167 | -0.02002 |  |  | 503.203 | 0.055381 | -10.014 | 500.198 | 0.054473 | FALSE | FALSE | 1 | -0.02002 | 0.9
CFLMFm2014CZ12rDXGF | CFL | All | MFm | 2014 | CZ12 | rDXGF | 1.1141 | 1.4479 | -0.01838 |  |  | 557.272 | 0.078873 | -9.194 | 500.221 | 0.054475 | FALSE | FALSE | 1 | -0.01838 | 1
CFLMFm2014CZ12rDXHP | CFL | All | MFm | 2014 | CZ12 | rDXHP | 0.95909 | 1.4776 | -0.00038783 |  |  | 479.758 | 0.080492 | -0.194 | 500.221 | 0.054475 | FALSE | TRUE | 1 | -0.00038783 | 0.5
CFLMFm2014CZ12rNCEH | CFL | All | MFm | 2014 | CZ12 | rNCEH | 0.67217 | 1.0309 | -0.0014933 |  |  | 336.234 | 0.05616 | -0.747 | 500.221 | 0.054475 | FALSE | TRUE | 1 | -0.0014933 | 0.25
CFLMFm2014CZ12rNCGF | CFL | All | MFm | 2014 | CZ12 | rNCGF | 1.0071 | 1.0161 | -0.019581 |  |  | 503.767 | 0.055351 | -9.795 | 500.221 | 0.054475 | FALSE | FALSE | 1 | -0.019581 | 0.9
CFLMFm1975CZ13rDXGF | CFL | All | MFm | 1975 | CZ13 | rDXGF | 1.1404 | 1.5202 | -0.021695 |  |  | 570.498 | 0.077496 | -10.853 | 500.263 | 0.050979 | FALSE | FALSE | 1 | -0.021695 | 1
CFLMFm1975CZ13rDXHP | CFL | All | MFm | 1975 | CZ13 | rDXHP | 0.93789 | 1.5357 | -0.00035581 |  |  | 469.192 | 0.07829 | -0.178 | 500.263 | 0.050979 | FALSE | TRUE | 1 | -0.00035581 | 0.5
CFLMFm1975CZ13rNCEH | CFL | All | MFm | 1975 | CZ13 | rNCEH | 0.62798 | 1.0195 | -0.0012014 |  |  | 314.157 | 0.051973 | -0.601 | 500.263 | 0.050979 | FALSE | TRUE | 1 | -0.0012014 | 0.25
CFLMFm1975CZ13rNCGF | CFL | All | MFm | 1975 | CZ13 | rNCGF | 1.0003 | 1.012 | -0.022738 |  |  | 500.416 | 0.051592 | -11.375 | 500.263 | 0.050979 | FALSE | FALSE | 1 | -0.022738 | 0.9
CFLMFm1985CZ13rDXGF | CFL | All | MFm | 1985 | CZ13 | rDXGF | 1.1321 | 1.5205 | -0.022865 |  |  | 566.275 | 0.077499 | -11.437 | 500.186 | 0.050971 | FALSE | FALSE | 1 | -0.022865 | 1
CFLMFm1985CZ13rDXHP | CFL | All | MFm | 1985 | CZ13 | rDXHP | 0.9126 | 1.5448 | 0 |  |  | 456.471 | 0.07874 | -0.17 | 500.186 | 0.050971 | FALSE | TRUE | 1 | -0.00033987 | 0.5
CFLMFm1985CZ13rNCEH | CFL | All | MFm | 1985 | CZ13 | rNCEH | 0.6121 | 1.0194 | -0.0011716 |  |  | 306.163 | 0.051959 | -0.586 | 500.186 | 0.050971 | FALSE | TRUE | 1 | -0.0011716 | 0.25
CFLMFm1985CZ13rNCGF | CFL | All | MFm | 1985 | CZ13 | rNCGF | 0.99911 | 1.0119 | -0.023837 |  |  | 499.743 | 0.051575 | -11.923 | 500.186 | 0.050971 | FALSE | FALSE | 1 | -0.023837 | 0.9
CFLMFm1996CZ13rDXGF | CFL | All | MFm | 1996 | CZ13 | rDXGF | 1.1399 | 1.5094 | -0.021296 |  |  | 570.28 | 0.076949 | -10.654 | 500.287 | 0.050981 | FALSE | FALSE | 1 | -0.021296 | 1
CFLMFm1996CZ13rDXHP | CFL | All | MFm | 1996 | CZ13 | rDXHP | 0.92465 | 1.5442 | -0.00045774 |  |  | 462.588 | 0.078727 | -0.229 | 500.287 | 0.050981 | FALSE | TRUE | 1 | -0.00045774 | 0.5
CFLMFm1996CZ13rNCEH | CFL | All | MFm | 1996 | CZ13 | rNCEH | 0.63092 | 1.0272 | -0.001677 |  |  | 315.641 | 0.052368 | -0.839 | 500.287 | 0.050981 | FALSE | TRUE | 1 | -0.001677 | 0.25
CFLMFm1996CZ13rNCGF | CFL | All | MFm | 1996 | CZ13 | rNCGF | 1.0032 | 1.0151 | -0.022343 |  |  | 501.873 | 0.051752 | -11.178 | 500.287 | 0.050981 | FALSE | FALSE | 1 | -0.022343 | 0.9
CFLMFm2003CZ13rDXGF | CFL | All | MFm | 2003 | CZ13 | rDXGF | 1.1491 | 1.4567 | -0.018709 |  |  | 574.763 | 0.074249 | -9.358 | 500.198 | 0.050972 | FALSE | FALSE | 1 | -0.018709 | 1
CFLMFm2003CZ13rDXHP | CFL | All | MFm | 2003 | CZ13 | rDXHP | 0.95534 | 1.4835 | -0.00047781 |  |  | 477.861 | 0.075616 | -0.239 | 500.198 | 0.050972 | FALSE | TRUE | 1 | -0.00047781 | 0.5
CFLMFm2003CZ13rNCEH | CFL | All | MFm | 2003 | CZ13 | rNCEH | 0.66051 | 1.0265 | -0.0015874 |  |  | 330.385 | 0.052321 | -0.794 | 500.198 | 0.050972 | FALSE | TRUE | 1 | -0.0015874 | 0.25
CFLMFm2003CZ13rNCGF | CFL | All | MFm | 2003 | CZ13 | rNCGF | 1.0049 | 1.016 | -0.020078 |  |  | 502.64 | 0.051788 | -10.043 | 500.198 | 0.050972 | FALSE | FALSE | 1 | -0.020078 | 0.9
CFLMFm2007CZ13rDXGF | CFL | All | MFm | 2007 | CZ13 | rDXGF | 1.1288 | 1.3674 | -0.019086 |  |  | 564.617 | 0.069697 | -9.547 | 500.198 | 0.050972 | FALSE | FALSE | 1 | -0.019086 | 1
CFLMFm2007CZ13rDXHP | CFL | All | MFm | 2007 | CZ13 | rDXHP | 0.97063 | 1.3609 | 0 |  |  | 485.509 | 0.069367 | -0.143 | 500.198 | 0.050972 | FALSE | TRUE | 1 | -0.00028589 | 0.5
CFLMFm2007CZ13rNCEH | CFL | All | MFm | 2007 | CZ13 | rNCEH | 0.65044 | 1.0277 | -0.0012595 |  |  | 325.347 | 0.052384 | -0.63 | 500.198 | 0.050972 | FALSE | TRUE | 1 | -0.0012595 | 0.25
CFLMFm2007CZ13rNCGF | CFL | All | MFm | 2007 | CZ13 | rNCGF | 1.0048 | 1.0154 | -0.020474 |  |  | 502.606 | 0.051756 | -10.241 | 500.198 | 0.050972 | FALSE | FALSE | 1 | -0.020474 | 0.9
CFLMFm2011CZ13rDXGF | CFL | All | MFm | 2011 | CZ13 | rDXGF | 1.1376 | 1.3777 | -0.017839 |  |  | 569.005 | 0.070222 | -8.923 | 500.198 | 0.050972 | FALSE | FALSE | 1 | -0.017839 | 1
CFLMFm2011CZ13rDXHP | CFL | All | MFm | 2011 | CZ13 | rDXHP | 0.98822 | 1.3747 | 0 |  |  | 494.308 | 0.070072 | -0.155 | 500.198 | 0.050972 | FALSE | TRUE | 1 | -0.00030988 | 0.5
CFLMFm2011CZ13rNCEH | CFL | All | MFm | 2011 | CZ13 | rNCEH | 0.68039 | 1.0303 | -0.0014334 |  |  | 340.328 | 0.052516 | -0.717 | 500.198 | 0.050972 | FALSE | TRUE | 1 | -0.0014334 | 0.25
CFLMFm2011CZ13rNCGF | CFL | All | MFm | 2011 | CZ13 | rNCGF | 1.0072 | 1.0158 | -0.01929 |  |  | 503.787 | 0.051779 | -9.649 | 500.198 | 0.050972 | FALSE | FALSE | 1 | -0.01929 | 0.9
CFLMFm2014CZ13rDXGF | CFL | All | MFm | 2014 | CZ13 | rDXGF | 1.1422 | 1.4061 | -0.017336 |  |  | 571.364 | 0.071672 | -8.672 | 500.221 | 0.050974 | FALSE | FALSE | 1 | -0.017336 | 1
CFLMFm2014CZ13rDXHP | CFL | All | MFm | 2014 | CZ13 | rDXHP | 0.99369 | 1.4001 | 0 |  |  | 497.065 | 0.071371 | -0.166 | 500.221 | 0.050974 | FALSE | TRUE | 1 | -0.00033185 | 0.5
CFLMFm2014CZ13rNCEH | CFL | All | MFm | 2014 | CZ13 | rNCEH | 0.68891 | 1.0325 | -0.0015493 |  |  | 344.607 | 0.052629 | -0.775 | 500.221 | 0.050974 | FALSE | TRUE | 1 | -0.0015493 | 0.25
CFLMFm2014CZ13rNCGF | CFL | All | MFm | 2014 | CZ13 | rNCGF | 1.0086 | 1.0165 | -0.01888 |  |  | 504.545 | 0.051813 | -9.444 | 500.221 | 0.050974 | FALSE | FALSE | 1 | -0.01888 | 0.9
CFLMFm1975CZ14rDXGF | CFL | All | MFm | 1975 | CZ14 | rDXGF | 1.1507 | 1.4253 | -0.022143 |  |  | 575.787 | 0.07517 | -11.08 | 500.38 | 0.052741 | FALSE | FALSE | 1 | -0.022143 | 1
CFLMFm1975CZ14rDXHP | CFL | All | MFm | 1975 | CZ14 | rDXHP | 0.9482 | 1.4663 | 0 |  |  | 474.458 | 0.077332 | -0.128 | 500.38 | 0.052741 | FALSE | TRUE | 1 | -0.00025581 | 0.5
CFLMFm1975CZ14rNCEH | CFL | All | MFm | 1975 | CZ14 | rNCEH | 0.62003 | 1.0162 | -0.0010132 |  |  | 310.252 | 0.053594 | -0.507 | 500.38 | 0.052741 | FALSE | TRUE | 1 | -0.0010132 | 0.25
CFLMFm1975CZ14rNCGF | CFL | All | MFm | 1975 | CZ14 | rNCGF | 0.99872 | 1.0111 | -0.023444 |  |  | 499.74 | 0.053326 | -11.731 | 500.38 | 0.052741 | FALSE | FALSE | 1 | -0.023444 | 0.9
CFLMFm1985CZ14rDXGF | CFL | All | MFm | 1985 | CZ14 | rDXGF | 1.1513 | 1.4484 | -0.020543 |  |  | 575.774 | 0.07635 | -10.274 | 500.118 | 0.052713 | FALSE | FALSE | 1 | -0.020543 | 1
CFLMFm1985CZ14rDXHP | CFL | All | MFm | 1985 | CZ14 | rDXHP | 0.95603 | 1.4875 | 0 |  |  | 478.127 | 0.07841 | -0.167 | 500.118 | 0.052713 | FALSE | TRUE | 1 | -0.00033392 | 0.5
CFLMFm1985CZ14rNCEH | CFL | All | MFm | 1985 | CZ14 | rNCEH | 0.66323 | 1.0155 | -0.0010378 |  |  | 331.695 | 0.053529 | -0.519 | 500.118 | 0.052713 | FALSE | TRUE | 1 | -0.0010378 | 0.25
CFLMFm1985CZ14rNCGF | CFL | All | MFm | 1985 | CZ14 | rNCGF | 1.0002 | 1.0103 | -0.021523 |  |  | 500.215 | 0.053255 | -10.764 | 500.118 | 0.052713 | FALSE | FALSE | 1 | -0.021523 | 0.9
CFLMFm1996CZ14rDXGF | CFL | All | MFm | 1996 | CZ14 | rDXGF | 1.169 | 1.3194 | -0.018965 |  |  | 584.766 | 0.069568 | -9.487 | 500.236 | 0.052726 | FALSE | FALSE | 1 | -0.018965 | 1
CFLMFm1996CZ14rDXHP | CFL | All | MFm | 1996 | CZ14 | rDXHP | 0.96918 | 1.3481 | -0.00038982 |  |  | 484.819 | 0.071081 | -0.195 | 500.236 | 0.052726 | FALSE | TRUE | 1 | -0.00038982 | 0.5
CFLMFm1996CZ14rNCEH | CFL | All | MFm | 1996 | CZ14 | rNCEH | 0.64496 | 1.026 | -0.0016792 |  |  | 322.631 | 0.054097 | -0.84 | 500.236 | 0.052726 | FALSE | TRUE | 1 | -0.0016792 | 0.25
CFLMFm1996CZ14rNCGF | CFL | All | MFm | 1996 | CZ14 | rNCGF | 1.004 | 1.0144 | -0.021312 |  |  | 502.225 | 0.053485 | -10.661 | 500.236 | 0.052726 | FALSE | FALSE | 1 | -0.021312 | 0.9
CFLMFm2003CZ14rDXGF | CFL | All | MFm | 2003 | CZ14 | rDXGF | 1.1788 | 1.2932 | -0.019202 |  |  | 589.712 | 0.068188 | -9.606 | 500.263 | 0.052729 | FALSE | FALSE | 1 | -0.019202 | 1
CFLMFm2003CZ14rDXHP | CFL | All | MFm | 2003 | CZ14 | rDXHP | 0.97998 | 1.3177 | 0 |  |  | 490.247 | 0.069479 | -0.151 | 500.263 | 0.052729 | FALSE | TRUE | 1 | -0.00030184 | 0.5
CFLMFm2003CZ14rNCEH | CFL | All | MFm | 2003 | CZ14 | rNCEH | 0.62749 | 1.026 | -0.0015092 |  |  | 313.909 | 0.054098 | -0.755 | 500.263 | 0.052729 | FALSE | TRUE | 1 | -0.0015092 | 0.25
CFLMFm2003CZ14rNCGF | CFL | All | MFm | 2003 | CZ14 | rNCGF | 1.0034 | 1.0157 | -0.02195 |  |  | 501.957 | 0.053555 | -10.981 | 500.263 | 0.052729 | FALSE | FALSE | 1 | -0.02195 | 0.9
CFLMFm2007CZ14rDXGF | CFL | All | MFm | 2007 | CZ14 | rDXGF | 1.137 | 1.3439 | -0.018816 |  |  | 568.775 | 0.070865 | -9.413 | 500.263 | 0.052729 | FALSE | FALSE | 1 | -0.018816 | 1
CFLMFm2007CZ14rDXHP | CFL | All | MFm | 2007 | CZ14 | rDXHP | 0.97857 | 1.3682 | 0 |  |  | 489.543 | 0.072141 | -0.122 | 500.263 | 0.052729 | FALSE | TRUE | 1 | -0.00024387 | 0.5
CFLMFm2007CZ14rNCEH | CFL | All | MFm | 2007 | CZ14 | rNCEH | 0.61819 | 1.0272 | -0.0011954 |  |  | 309.256 | 0.054165 | -0.598 | 500.263 | 0.052729 | FALSE | TRUE | 1 | -0.0011954 | 0.25
CFLMFm2007CZ14rNCGF | CFL | All | MFm | 2007 | CZ14 | rNCGF | 1.0029 | 1.0152 | -0.021501 |  |  | 501.733 | 0.053531 | -10.756 | 500.263 | 0.052729 | FALSE | FALSE | 1 | -0.021501 | 0.9
CFLMFm2011CZ14rDXGF | CFL | All | MFm | 2011 | CZ14 | rDXGF | 1.1478 | 1.3611 | -0.017369 |  |  | 574.196 | 0.071771 | -8.689 | 500.263 | 0.052729 | FALSE | FALSE | 1 | -0.017369 | 1
CFLMFm2011CZ14rDXHP | CFL | All | MFm | 2011 | CZ14 | rDXHP | 0.99697 | 1.3879 | 0 |  |  | 498.747 | 0.073181 | -0.13 | 500.263 | 0.052729 | FALSE | TRUE | 1 | -0.00025986 | 0.5
CFLMFm2011CZ14rNCEH | CFL | All | MFm | 2011 | CZ14 | rNCEH | 0.65164 | 1.0299 | -0.0013813 |  |  | 325.992 | 0.054308 | -0.691 | 500.263 | 0.052729 | FALSE | TRUE | 1 | -0.0013813 | 0.25
CFLMFm2011CZ14rNCGF | CFL | All | MFm | 2011 | CZ14 | rNCGF | 1.0055 | 1.0158 | -0.020347 |  |  | 503.02 | 0.05356 | -10.179 | 500.263 | 0.052729 | FALSE | FALSE | 1 | -0.020347 | 0.9
CFLMFm2014CZ14rDXGF | CFL | All | MFm | 2014 | CZ14 | rDXGF | 1.1482 | 1.3983 | -0.017188 |  |  | 574.371 | 0.073724 | -8.598 | 500.221 | 0.052725 | FALSE | FALSE | 1 | -0.017188 | 1
CFLMFm2014CZ14rDXHP | CFL | All | MFm | 2014 | CZ14 | rDXHP | 0.99724 | 1.4178 | 0 |  |  | 498.842 | 0.074754 | -0.137 | 500.221 | 0.052725 | FALSE | TRUE | 1 | -0.00027388 | 0.5
CFLMFm2014CZ14rNCEH | CFL | All | MFm | 2014 | CZ14 | rNCEH | 0.65166 | 1.0318 | -0.0014614 |  |  | 325.976 | 0.054401 | -0.731 | 500.221 | 0.052725 | FALSE | TRUE | 1 | -0.0014614 | 0.25
CFLMFm2014CZ14rNCGF | CFL | All | MFm | 2014 | CZ14 | rNCGF | 1.0063 | 1.0172 | -0.020291 |  |  | 503.38 | 0.053629 | -10.15 | 500.221 | 0.052725 | FALSE | FALSE | 1 | -0.020291 | 0.9
CFLMFm1975CZ15rDXGF | CFL | All | MFm | 1975 | CZ15 | rDXGF | 1.2383 | 1.4503 | -0.01062 |  |  | 619.635 | 0.07649 | -5.314 | 500.38 | 0.052741 | FALSE | FALSE | 1 | -0.01062 | 1
CFLMFm1975CZ15rDXHP | CFL | All | MFm | 1975 | CZ15 | rDXHP | 1.1334 | 1.4339 | -0.00034973 |  |  | 567.12 | 0.075627 | -0.175 | 500.38 | 0.052741 | FALSE | TRUE | 1 | -0.00034973 | 0.5
CFLMFm1975CZ15rNCEH | CFL | All | MFm | 1975 | CZ15 | rNCEH | 0.83603 | 1.0157 | -0.001369 |  |  | 418.332 | 0.053571 | -0.685 | 500.38 | 0.052741 | FALSE | TRUE | 1 | -0.001369 | 0.25
CFLMFm1975CZ15rNCGF | CFL | All | MFm | 1975 | CZ15 | rNCGF | 1.0072 | 1.0082 | -0.011719 |  |  | 503.96 | 0.053171 | -5.864 | 500.38 | 0.052741 | FALSE | FALSE | 1 | -0.011719 | 0.9
CFLMFm1985CZ15rDXGF | CFL | All | MFm | 1985 | CZ15 | rDXGF | 1.2354 | 1.4516 | -0.010188 |  |  | 617.828 | 0.076517 | -5.095 | 500.118 | 0.052713 | FALSE | FALSE | 1 | -0.010188 | 1
CFLMFm1985CZ15rDXHP | CFL | All | MFm | 1985 | CZ15 | rDXHP | 1.1394 | 1.4416 | -0.00035792 |  |  | 569.827 | 0.075992 | -0.179 | 500.118 | 0.052713 | FALSE | TRUE | 1 | -0.00035792 | 0.5
CFLMFm1985CZ15rNCEH | CFL | All | MFm | 1985 | CZ15 | rNCEH | 0.85013 | 1.0151 | -0.0013377 |  |  | 425.164 | 0.053507 | -0.669 | 500.118 | 0.052713 | FALSE | TRUE | 1 | -0.0013377 | 0.25
CFLMFm1985CZ15rNCGF | CFL | All | MFm | 1985 | CZ15 | rNCGF | 1.0073 | 1.008 | -0.010975 |  |  | 503.758 | 0.053137 | -5.489 | 500.118 | 0.052713 | FALSE | FALSE | 1 | -0.010975 | 0.9
CFLMFm1996CZ15rDXGF | CFL | All | MFm | 1996 | CZ15 | rDXGF | 1.2003 | 1.4699 | -0.0087399 |  |  | 600.437 | 0.077501 | -4.372 | 500.236 | 0.052726 | FALSE | FALSE | 1 | -0.0087399 | 1
CFLMFm1996CZ15rDXHP | CFL | All | MFm | 1996 | CZ15 | rDXHP | 1.1063 | 1.4276 | -0.00074765 |  |  | 553.432 | 0.075273 | -0.374 | 500.236 | 0.052726 | FALSE | TRUE | 1 | -0.00074765 | 0.5
CFLMFm1996CZ15rNCEH | CFL | All | MFm | 1996 | CZ15 | rNCEH | 0.87447 | 1.0253 | -0.0022649 |  |  | 437.443 | 0.054059 | -1.133 | 500.236 | 0.052726 | FALSE | TRUE | 1 | -0.0022649 | 0.25
CFLMFm1996CZ15rNCGF | CFL | All | MFm | 1996 | CZ15 | rNCGF | 1.0149 | 1.0122 | -0.0096095 |  |  | 507.71 | 0.053372 | -4.807 | 500.236 | 0.052726 | FALSE | FALSE | 1 | -0.0096095 | 0.9
CFLMFm2003CZ15rDXGF | CFL | All | MFm | 2003 | CZ15 | rDXGF | 1.1953 | 1.4547 | -0.0090392 |  |  | 597.979 | 0.076705 | -4.522 | 500.263 | 0.052729 | FALSE | FALSE | 1 | -0.0090392 | 1
CFLMFm2003CZ15rDXHP | CFL | All | MFm | 2003 | CZ15 | rDXHP | 1.0988 | 1.4344 | -0.00069563 |  |  | 549.713 | 0.075632 | -0.348 | 500.263 | 0.052729 | FALSE | TRUE | 1 | -0.00069563 | 0.5
CFLMFm2003CZ15rNCEH | CFL | All | MFm | 2003 | CZ15 | rNCEH | 0.86677 | 1.0252 | -0.0020709 |  |  | 433.612 | 0.054058 | -1.036 | 500.263 | 0.052729 | FALSE | TRUE | 1 | -0.0020709 | 0.25
CFLMFm2003CZ15rNCGF | CFL | All | MFm | 2003 | CZ15 | rNCGF | 1.0146 | 1.0126 | -0.0098868 |  |  | 507.57 | 0.053391 | -4.946 | 500.263 | 0.052729 | FALSE | FALSE | 1 | -0.0098868 | 0.9
CFLMFm2007CZ15rDXGF | CFL | All | MFm | 2007 | CZ15 | rDXGF | 1.1812 | 1.3671 | -0.0071362 |  |  | 590.933 | 0.072087 | -3.57 | 500.263 | 0.052729 | FALSE | FALSE | 1 | -0.0071362 | 1
CFLMFm2007CZ15rDXHP | CFL | All | MFm | 2007 | CZ15 | rDXHP | 1.1202 | 1.3565 | -0.00049374 |  |  | 560.388 | 0.071526 | -0.247 | 500.263 | 0.052729 | FALSE | TRUE | 1 | -0.00049374 | 0.5
CFLMFm2007CZ15rNCEH | CFL | All | MFm | 2007 | CZ15 | rNCEH | 0.89378 | 1.0264 | -0.0017031 |  |  | 447.126 | 0.054123 | -0.852 | 500.263 | 0.052729 | FALSE | TRUE | 1 | -0.0017031 | 0.25
CFLMFm2007CZ15rNCGF | CFL | All | MFm | 2007 | CZ15 | rNCGF | 1.0165 | 1.0124 | -0.0078918 |  |  | 508.53 | 0.053384 | -3.948 | 500.263 | 0.052729 | FALSE | FALSE | 1 | -0.0078918 | 0.9
CFLMFm2011CZ15rDXGF | CFL | All | MFm | 2011 | CZ15 | rDXGF | 1.1896 | 1.3787 | -0.0058189 |  |  | 595.116 | 0.072695 | -2.911 | 500.263 | 0.052729 | FALSE | FALSE | 1 | -0.0058189 | 1
CFLMFm2011CZ15rDXHP | CFL | All | MFm | 2011 | CZ15 | rDXHP | 1.1359 | 1.3548 | -0.00052173 |  |  | 568.23 | 0.071434 | -0.261 | 500.263 | 0.052729 | FALSE | TRUE | 1 | -0.00052173 | 0.5
CFLMFm2011CZ15rNCEH | CFL | All | MFm | 2011 | CZ15 | rNCEH | 0.92341 | 1.029 | -0.001915 |  |  | 461.948 | 0.05426 | -0.958 | 500.263 | 0.052729 | FALSE | TRUE | 1 | -0.001915 | 0.25
CFLMFm2011CZ15rNCGF | CFL | All | MFm | 2011 | CZ15 | rNCGF | 1.0194 | 1.0128 | -0.0066485 |  |  | 509.951 | 0.053406 | -3.326 | 500.263 | 0.052729 | FALSE | FALSE | 1 | -0.0066485 | 0.9
CFLMFm2014CZ15rDXGF | CFL | All | MFm | 2014 | CZ15 | rDXGF | 1.1912 | 1.38 | -0.0052917 |  |  | 595.888 | 0.072761 | -2.647 | 500.221 | 0.052725 | FALSE | FALSE | 1 | -0.0052917 | 1
CFLMFm2014CZ15rDXHP | CFL | All | MFm | 2014 | CZ15 | rDXHP | 1.1413 | 1.3536 | -0.00055176 |  |  | 570.887 | 0.071369 | -0.276 | 500.221 | 0.052725 | FALSE | TRUE | 1 | -0.00055176 | 0.5
CFLMFm2014CZ15rNCEH | CFL | All | MFm | 2014 | CZ15 | rNCEH | 0.93516 | 1.0308 | -0.0020431 |  |  | 467.786 | 0.054348 | -1.022 | 500.221 | 0.052725 | FALSE | TRUE | 1 | -0.0020431 | 0.25
CFLMFm2014CZ15rNCGF | CFL | All | MFm | 2014 | CZ15 | rNCGF | 1.0207 | 1.0135 | -0.0061353 |  |  | 510.572 | 0.053435 | -3.069 | 500.221 | 0.052725 | FALSE | FALSE | 1 | -0.0061353 | 0.9
CFLMFm1975CZ16rDXGF | CFL | All | MFm | 1975 | CZ16 | rDXGF | 1.0709 | 1.4083 | -0.028699 |  |  | 535.674 | 0.074248 | -14.355 | 500.198 | 0.052722 | FALSE | FALSE | 1 | -0.028699 | 1
CFLMFm1975CZ16rDXHP | CFL | All | MFm | 1975 | CZ16 | rDXHP | 0.74889 | 1.4598 | -0.00039384 |  |  | 374.592 | 0.076963 | -0.197 | 500.198 | 0.052722 | FALSE | TRUE | 1 | -0.00039384 | 0.5
CFLMFm1975CZ16rNCEH | CFL | All | MFm | 1975 | CZ16 | rNCEH | 0.50513 | 1.0214 | -0.0010356 |  |  | 252.665 | 0.05385 | -0.518 | 500.198 | 0.052722 | FALSE | TRUE | 1 | -0.0010356 | 0.25
CFLMFm1975CZ16rNCGF | CFL | All | MFm | 1975 | CZ16 | rNCGF | 0.99468 | 1.0111 | -0.029584 |  |  | 497.536 | 0.053308 | -14.798 | 500.198 | 0.052722 | FALSE | FALSE | 1 | -0.029584 | 0.9
CFLMFm1985CZ16rDXGF | CFL | All | MFm | 1985 | CZ16 | rDXGF | 1.089 | 1.4033 | -0.028565 |  |  | 544.723 | 0.073981 | -14.288 | 500.186 | 0.052721 | FALSE | FALSE | 1 | -0.028565 | 1
CFLMFm1985CZ16rDXHP | CFL | All | MFm | 1985 | CZ16 | rDXHP | 0.76693 | 1.4213 | 0 |  |  | 383.607 | 0.074931 | -0.155 | 500.186 | 0.052721 | FALSE | TRUE | 1 | -0.00030988 | 0.5
CFLMFm1985CZ16rNCEH | CFL | All | MFm | 1985 | CZ16 | rNCEH | 0.51279 | 1.0196 | -0.00096164 |  |  | 256.489 | 0.053752 | -0.481 | 500.186 | 0.052721 | FALSE | TRUE | 1 | -0.00096164 | 0.25
CFLMFm1985CZ16rNCGF | CFL | All | MFm | 1985 | CZ16 | rNCGF | 0.99414 | 1.0099 | -0.029565 |  |  | 497.255 | 0.053241 | -14.788 | 500.186 | 0.052721 | FALSE | FALSE | 1 | -0.029565 | 0.9
CFLMFm1996CZ16rDXGF | CFL | All | MFm | 1996 | CZ16 | rDXGF | 1.0962 | 1.3988 | -0.028889 |  |  | 548.25 | 0.073739 | -14.449 | 500.151 | 0.052717 | FALSE | FALSE | 1 | -0.028889 | 1
CFLMFm1996CZ16rDXHP | CFL | All | MFm | 1996 | CZ16 | rDXHP | 0.74454 | 1.4383 | 0 |  |  | 372.382 | 0.075823 | -0.165 | 500.151 | 0.052717 | FALSE | TRUE | 1 | -0.0003299 | 0.5
CFLMFm1996CZ16rNCEH | CFL | All | MFm | 1996 | CZ16 | rNCEH | 0.48217 | 1.0309 | -0.0014436 |  |  | 241.156 | 0.054346 | -0.722 | 500.151 | 0.052717 | FALSE | TRUE | 1 | -0.0014436 | 0.25
CFLMFm1996CZ16rNCGF | CFL | All | MFm | 1996 | CZ16 | rNCGF | 0.99455 | 1.0138 | -0.030729 |  |  | 497.424 | 0.053446 | -15.369 | 500.151 | 0.052717 | FALSE | FALSE | 1 | -0.030729 | 0.9
CFLMFm2003CZ16rDXGF | CFL | All | MFm | 2003 | CZ16 | rDXGF | 1.1004 | 1.4157 | -0.026668 |  |  | 550.495 | 0.074646 | -13.341 | 500.255 | 0.052728 | FALSE | FALSE | 1 | -0.026668 | 1
CFLMFm2003CZ16rDXHP | CFL | All | MFm | 2003 | CZ16 | rDXHP | 0.77355 | 1.4344 | -0.0003998 |  |  | 386.973 | 0.075634 | -0.2 | 500.255 | 0.052728 | FALSE | TRUE | 1 | -0.0003998 | 0.5
CFLMFm2003CZ16rNCEH | CFL | All | MFm | 2003 | CZ16 | rNCEH | 0.52308 | 1.0305 | -0.0014353 |  |  | 261.675 | 0.054336 | -0.718 | 500.255 | 0.052728 | FALSE | TRUE | 1 | -0.0014353 | 0.25
CFLMFm2003CZ16rNCGF | CFL | All | MFm | 2003 | CZ16 | rNCGF | 0.99743 | 1.0135 | -0.028188 |  |  | 498.971 | 0.053442 | -14.101 | 500.255 | 0.052728 | FALSE | FALSE | 1 | -0.028188 | 0.9
CFLMFm2007CZ16rDXGF | CFL | All | MFm | 2007 | CZ16 | rDXGF | 1.0913 | 1.312 | -0.025353 |  |  | 545.933 | 0.069179 | -12.683 | 500.255 | 0.052728 | FALSE | FALSE | 1 | -0.025353 | 1
CFLMFm2007CZ16rDXHP | CFL | All | MFm | 2007 | CZ16 | rDXHP | 0.83217 | 1.3312 | 0 |  |  | 416.299 | 0.070193 | -0.118 | 500.255 | 0.052728 | FALSE | TRUE | 1 | -0.00023588 | 0.5
CFLMFm2007CZ16rNCEH | CFL | All | MFm | 2007 | CZ16 | rNCEH | 0.51537 | 1.0315 | -0.0011194 |  |  | 257.815 | 0.054391 | -0.56 | 500.255 | 0.052728 | FALSE | TRUE | 1 | -0.0011194 | 0.25
CFLMFm2007CZ16rNCGF | CFL | All | MFm | 2007 | CZ16 | rNCGF | 0.9968 | 1.0138 | -0.02758 |  |  | 498.652 | 0.053454 | -13.797 | 500.255 | 0.052728 | FALSE | FALSE | 1 | -0.02758 | 0.9
CFLMFm2011CZ16rDXGF | CFL | All | MFm | 2011 | CZ16 | rDXGF | 1.1006 | 1.3282 | -0.024072 |  |  | 550.599 | 0.070035 | -12.042 | 500.255 | 0.052728 | FALSE | FALSE | 1 | -0.024072 | 1
CFLMFm2011CZ16rDXHP | CFL | All | MFm | 2011 | CZ16 | rDXHP | 0.85653 | 1.342 | 0 |  |  | 428.484 | 0.070762 | -0.124 | 500.255 | 0.052728 | FALSE | TRUE | 1 | -0.00024787 | 0.5
CFLMFm2011CZ16rNCEH | CFL | All | MFm | 2011 | CZ16 | rNCEH | 0.54432 | 1.0342 | -0.0012833 |  |  | 272.3 | 0.05453 | -0.642 | 500.255 | 0.052728 | FALSE | TRUE | 1 | -0.0012833 | 0.25
CFLMFm2011CZ16rNCGF | CFL | All | MFm | 2011 | CZ16 | rNCGF | 0.99895 | 1.0144 | -0.026379 |  |  | 499.732 | 0.053487 | -13.196 | 500.255 | 0.052728 | FALSE | FALSE | 1 | -0.026379 | 0.9
CFLMFm2014CZ16rDXGF | CFL | All | MFm | 2014 | CZ16 | rDXGF | 1.0823 | 1.3197 | -0.02614 |  |  | 541.375 | 0.069581 | -13.076 | 500.22 | 0.052725 | FALSE | FALSE | 1 | -0.02614 | 1
CFLMFm2014CZ16rDXHP | CFL | All | MFm | 2014 | CZ16 | rDXHP | 0.82194 | 1.3584 | 0 |  |  | 411.15 | 0.07162 | -0.133 | 500.22 | 0.052725 | FALSE | TRUE | 1 | -0.00026588 | 0.5
CFLMFm2014CZ16rNCEH | CFL | All | MFm | 2014 | CZ16 | rNCEH | 0.49427 | 1.0364 | -0.0012335 |  |  | 247.246 | 0.054645 | -0.617 | 500.22 | 0.052725 | FALSE | TRUE | 1 | -0.0012335 | 0.25
CFLMFm2014CZ16rNCGF | CFL | All | MFm | 2014 | CZ16 | rNCGF | 0.99684 | 1.0151 | -0.028356 |  |  | 498.637 | 0.053522 | -14.184 | 500.22 | 0.052725 | FALSE | FALSE | 1 | -0.028356 | 0.9
CFLDMoMH72CZ01rDXGF | CFL | All | DMo | MH72 | CZ01 | rDXGF | 1.0412 | 1.4733 | -0.032758 |  |  | 556.218 | 0.090593 | -17.499 | 534.185 | 0.061489 | FALSE | FALSE | 1 | -0.032758 | 1
CFLDMoMH72CZ01rDXHP | CFL | All | DMo | MH72 | CZ01 | rDXHP | 0.6323 | 1.1539 | 0 |  |  | 337.764 | 0.07095 | 0.092 | 534.185 | 0.061489 | FALSE | TRUE | 1 | 0.00017222 | 0.5
CFLDMoMH72CZ01rNCEH | CFL | All | DMo | MH72 | CZ01 | rNCEH | 0.62029 | 1 | 0 |  |  | 331.351 | 0.061423 | -0.035 | 534.185 | 0.061489 | FALSE | TRUE | 1 | -6.552e-05 | 0.25
CFLDMoMH72CZ01rNCGF | CFL | All | DMo | MH72 | CZ01 | rNCGF | 0.99484 | 1 | -0.033466 |  |  | 531.429 | 0.061339 | -17.877 | 534.185 | 0.061489 | FALSE | FALSE | 1 | -0.033466 | 0.9
CFLDMoMH85CZ01rDXGF | CFL | All | DMo | MH85 | CZ01 | rDXGF | 1.0164 | 1.0002 | -0.03413 |  |  | 550.914 | 0.062404 | -19.188 | 542.027 | 0.062392 | FALSE | FALSE | 1 | -0.03413 | 1
CFLDMoMH85CZ01rDXHP | CFL | All | DMo | MH85 | CZ01 | rDXHP | 0.56131 | 1 | 0 |  |  | 304.243 | 0.05863 | 0.096 | 542.027 | 0.062392 | FALSE | TRUE | 1 | 0.00017711 | 0.5
CFLDMoMH85CZ01rNCEH | CFL | All | DMo | MH85 | CZ01 | rNCEH | 0.59436 | 1 | 0 |  |  | 322.157 | 0.061419 | -0.028 | 542.027 | 0.062392 | FALSE | TRUE | 1 | -5.1658e-05 | 0.25
CFLDMoMH85CZ01rNCGF | CFL | All | DMo | MH85 | CZ01 | rNCGF | 0.9931 | 1.0083 | -0.03413 |  |  | 538.286 | 0.062912 | -19.625 | 542.027 | 0.062392 | FALSE | FALSE | 1 | -0.03413 | 0.9
CFLDMoMH00CZ01rDXGF | CFL | All | DMo | MH00 | CZ01 | rDXGF | 1.0117 | 1.0553 | -0.03088 |  |  | 548.372 | 0.065843 | -16.738 | 542.027 | 0.062392 | FALSE | FALSE | 1 | -0.03088 | 1
CFLDMoMH00CZ01rDXHP | CFL | All | DMo | MH00 | CZ01 | rDXHP | 0.75596 | 1 | 0 |  |  | 409.749 | 0.058372 | 0.092 | 542.027 | 0.062392 | FALSE | TRUE | 1 | 0.00016973 | 0.5
CFLDMoMH00CZ01rNCEH | CFL | All | DMo | MH00 | CZ01 | rNCEH | 0.63402 | 1 | 0 |  |  | 343.657 | 0.061567 | -0.032 | 542.027 | 0.062392 | FALSE | TRUE | 1 | -5.9038e-05 | 0.25
CFLDMoMH00CZ01rNCGF | CFL | All | DMo | MH00 | CZ01 | rNCGF | 0.99719 | 1.0172 | -0.031377 |  |  | 540.503 | 0.063463 | -17.007 | 542.027 | 0.062392 | FALSE | FALSE | 1 | -0.031377 | 0.9
CFLDMoMH06CZ01rDXGF | CFL | All | DMo | MH06 | CZ01 | rDXGF | 1.0081 | 1.0483 | -0.033425 |  |  | 546.439 | 0.065404 | -18.117 | 542.027 | 0.062392 | FALSE | FALSE | 1 | -0.033425 | 1
CFLDMoMH06CZ01rDXHP | CFL | All | DMo | MH06 | CZ01 | rDXHP | 0.78883 | 1.0881 | 0 |  |  | 427.568 | 0.067886 | 0.074 | 542.027 | 0.062392 | FALSE | TRUE | 1 | 0.00013652 | 0.5
CFLDMoMH06CZ01rNCEH | CFL | All | DMo | MH06 | CZ01 | rNCEH | 0.59657 | 1 | 0 |  |  | 323.357 | 0.062155 | -0.02 | 542.027 | 0.062392 | FALSE | TRUE | 1 | -3.6899e-05 | 0.25
CFLDMoMH06CZ01rNCGF | CFL | All | DMo | MH06 | CZ01 | rNCGF | 0.99539 | 1.0177 | -0.034094 |  |  | 539.529 | 0.063494 | -18.48 | 542.027 | 0.062392 | FALSE | FALSE | 1 | -0.034094 | 0.9
CFLDMoMH72CZ02rDXGF | CFL | All | DMo | MH72 | CZ02 | rDXGF | 1.1313 | 1.4637 | -0.029057 |  |  | 604.328 | 0.085147 | -15.522 | 534.185 | 0.058174 | FALSE | FALSE | 1 | -0.029057 | 1
CFLDMoMH72CZ02rDXHP | CFL | All | DMo | MH72 | CZ02 | rDXHP | 0.75356 | 1.337 | 0 |  |  | 402.541 | 0.077776 | 0.127 | 534.185 | 0.058174 | FALSE | TRUE | 1 | 0.00023775 | 0.5
CFLDMoMH72CZ02rNCEH | CFL | All | DMo | MH72 | CZ02 | rNCEH | 0.64245 | 1.0132 | 0 |  |  | 343.189 | 0.058944 | -0.036 | 534.185 | 0.058174 | FALSE | TRUE | 1 | -6.7392e-05 | 0.25
CFLDMoMH72CZ02rNCGF | CFL | All | DMo | MH72 | CZ02 | rNCGF | 0.99591 | 1.0024 | -0.029595 |  |  | 532 | 0.058311 | -15.809 | 534.185 | 0.058174 | FALSE | FALSE | 1 | -0.029595 | 0.9
CFLDMoMH85CZ02rDXGF | CFL | All | DMo | MH85 | CZ02 | rDXGF | 1.1565 | 1.6973 | -0.03413 |  |  | 626.835 | 0.10019 | -19.251 | 542.027 | 0.059028 | FALSE | FALSE | 1 | -0.03413 | 1
CFLDMoMH85CZ02rDXHP | CFL | All | DMo | MH85 | CZ02 | rDXHP | 0.69069 | 2 | 0 |  |  | 374.372 | 0.16194 | 0.166 | 542.027 | 0.059028 | FALSE | TRUE | 1 | 0.00030626 | 0.5
CFLDMoMH85CZ02rNCEH | CFL | All | DMo | MH85 | CZ02 | rNCEH | 0.55564 | 1.0125 | 0 |  |  | 301.174 | 0.059768 | -0.026 | 542.027 | 0.059028 | FALSE | TRUE | 1 | -4.7968e-05 | 0.25
CFLDMoMH85CZ02rNCGF | CFL | All | DMo | MH85 | CZ02 | rNCGF | 0.9912 | 1.0058 | -0.03413 |  |  | 537.255 | 0.05937 | -19.761 | 542.027 | 0.059028 | FALSE | FALSE | 1 | -0.03413 | 0.9
CFLDMoMH00CZ02rDXGF | CFL | All | DMo | MH00 | CZ02 | rDXGF | 1.1001 | 1.0519 | -0.029209 |  |  | 596.303 | 0.062094 | -15.832 | 542.027 | 0.059028 | FALSE | FALSE | 1 | -0.029209 | 1
CFLDMoMH00CZ02rDXHP | CFL | All | DMo | MH00 | CZ02 | rDXHP | 0.85765 | 1.4277 | 0 |  |  | 464.871 | 0.084276 | 0.143 | 542.027 | 0.059028 | FALSE | TRUE | 1 | 0.00026382 | 0.5
CFLDMoMH00CZ02rNCEH | CFL | All | DMo | MH00 | CZ02 | rNCEH | 0.64832 | 1.0159 | 0 |  |  | 351.409 | 0.059965 | -0.033 | 542.027 | 0.059028 | FALSE | TRUE | 1 | -6.0883e-05 | 0.25
CFLDMoMH00CZ02rNCGF | CFL | All | DMo | MH00 | CZ02 | rNCGF | 0.99685 | 1.0046 | -0.03019 |  |  | 540.321 | 0.059298 | -16.364 | 542.027 | 0.059028 | FALSE | FALSE | 1 | -0.03019 | 0.9
CFLDMoMH06CZ02rDXGF | CFL | All | DMo | MH06 | CZ02 | rDXGF | 1.1131 | 1.9573 | -0.033556 |  |  | 603.314 | 0.11553 | -18.188 | 542.027 | 0.059028 | FALSE | FALSE | 1 | -0.033556 | 1
CFLDMoMH06CZ02rDXHP | CFL | All | DMo | MH06 | CZ02 | rDXHP | 0.89364 | 2 | 0 |  |  | 484.375 | 0.12855 | 0.136 | 542.027 | 0.059028 | FALSE | TRUE | 1 | 0.00025091 | 0.5
CFLDMoMH06CZ02rNCEH | CFL | All | DMo | MH06 | CZ02 | rNCEH | 0.59231 | 1.0155 | 0 |  |  | 321.049 | 0.059942 | -0.021 | 542.027 | 0.059028 | FALSE | TRUE | 1 | -3.8743e-05 | 0.25
CFLDMoMH06CZ02rNCGF | CFL | All | DMo | MH06 | CZ02 | rNCGF | 0.99401 | 1.0075 | -0.03413 |  |  | 538.778 | 0.059471 | -18.816 | 542.027 | 0.059028 | FALSE | FALSE | 1 | -0.03413 | 0.9
CFLDMoMH72CZ03rDXGF | CFL | All | DMo | MH72 | CZ03 | rDXGF | 1.0958 | 1 | -0.029668 |  |  | 585.382 | 0.0073652 | -15.848 | 534.185 | 0.054435 | FALSE | FALSE | 1 | -0.029668 | 1
CFLDMoMH72CZ03rDXHP | CFL | All | DMo | MH72 | CZ03 | rDXHP | 0.72121 | 1 | 0 |  |  | 385.26 | 0.028614 | 0.105 | 534.185 | 0.054435 | FALSE | TRUE | 1 | 0.00019656 | 0.5
CFLDMoMH72CZ03rNCEH | CFL | All | DMo | MH72 | CZ03 | rNCEH | 0.63148 | 1.013 | 0 |  |  | 337.327 | 0.055143 | -0.033 | 534.185 | 0.054435 | FALSE | TRUE | 1 | -6.1776e-05 | 0.25
CFLDMoMH72CZ03rNCGF | CFL | All | DMo | MH72 | CZ03 | rNCGF | 0.99575 | 1 | -0.030456 |  |  | 531.916 | 0.054323 | -16.269 | 534.185 | 0.054435 | FALSE | FALSE | 1 | -0.030456 | 0.9
CFLDMoMH85CZ03rDXGF | CFL | All | DMo | MH85 | CZ03 | rDXGF | 1.1153 | 1 | -0.03413 |  |  | 604.518 | 0.051223 | -18.803 | 542.027 | 0.055234 | FALSE | FALSE | 1 | -0.03413 | 1
CFLDMoMH85CZ03rDXHP | CFL | All | DMo | MH85 | CZ03 | rDXHP | 0.685 | 1.0017 | 0 |  |  | 371.29 | 0.055327 | 0.141 | 542.027 | 0.055234 | FALSE | TRUE | 1 | 0.00026013 | 0.5
CFLDMoMH85CZ03rNCEH | CFL | All | DMo | MH85 | CZ03 | rNCEH | 0.56018 | 1.0124 | 0 |  |  | 303.63 | 0.055918 | -0.025 | 542.027 | 0.055234 | FALSE | TRUE | 1 | -4.6123e-05 | 0.25
CFLDMoMH85CZ03rNCGF | CFL | All | DMo | MH85 | CZ03 | rNCGF | 0.99228 | 1 | -0.03413 |  |  | 537.841 | 0.055205 | -19.508 | 542.027 | 0.055234 | FALSE | FALSE | 1 | -0.03413 | 0.9
CFLDMoMH00CZ03rDXGF | CFL | All | DMo | MH00 | CZ03 | rDXGF | 1.0722 | 1.0191 | -0.0291 |  |  | 581.174 | 0.056289 | -15.773 | 542.027 | 0.055234 | FALSE | FALSE | 1 | -0.0291 | 1
CFLDMoMH00CZ03rDXHP | CFL | All | DMo | MH00 | CZ03 | rDXHP | 0.84054 | 1.0456 | 0 |  |  | 455.597 | 0.057753 | 0.117 | 542.027 | 0.055234 | FALSE | TRUE | 1 | 0.00021586 | 0.5
CFLDMoMH00CZ03rNCEH | CFL | All | DMo | MH00 | CZ03 | rNCEH | 0.63291 | 1.0153 | 0 |  |  | 343.056 | 0.05608 | -0.029 | 542.027 | 0.055234 | FALSE | TRUE | 1 | -5.3503e-05 | 0.25
CFLDMoMH00CZ03rNCGF | CFL | All | DMo | MH00 | CZ03 | rNCGF | 0.99675 | 1.0333 | -0.030011 |  |  | 540.265 | 0.057072 | -16.267 | 542.027 | 0.055234 | FALSE | FALSE | 1 | -0.030011 | 0.9
CFLDMoMH06CZ03rDXGF | CFL | All | DMo | MH06 | CZ03 | rDXGF | 1.0505 | 1 | -0.031535 |  |  | 569.413 | 0.054167 | -17.093 | 542.027 | 0.055234 | FALSE | FALSE | 1 | -0.031535 | 1
CFLDMoMH06CZ03rDXHP | CFL | All | DMo | MH06 | CZ03 | rDXHP | 0.85386 | 1.0001 | 0 |  |  | 462.813 | 0.05524 | 0.091 | 542.027 | 0.055234 | FALSE | TRUE | 1 | 0.00016789 | 0.5
CFLDMoMH06CZ03rNCEH | CFL | All | DMo | MH06 | CZ03 | rNCEH | 0.6143 | 1.0156 | 0 |  |  | 332.969 | 0.056093 | -0.02 | 542.027 | 0.055234 | FALSE | TRUE | 1 | -3.6899e-05 | 0.25
CFLDMoMH06CZ03rNCGF | CFL | All | DMo | MH06 | CZ03 | rNCGF | 0.9958 | 1.0259 | -0.032528 |  |  | 539.753 | 0.056662 | -17.631 | 542.027 | 0.055234 | FALSE | FALSE | 1 | -0.032528 | 0.9
CFLDMoMH72CZ04rDXGF | CFL | All | DMo | MH72 | CZ04 | rDXGF | 1.2052 | 1.6854 | -0.022442 |  |  | 643.794 | 0.091746 | -11.988 | 534.185 | 0.054435 | FALSE | FALSE | 1 | -0.022442 | 1
CFLDMoMH72CZ04rDXHP | CFL | All | DMo | MH72 | CZ04 | rDXHP | 0.92822 | 1.8589 | 0 |  |  | 495.841 | 0.10119 | 0.112 | 534.185 | 0.054435 | FALSE | TRUE | 1 | 0.00020967 | 0.5
CFLDMoMH72CZ04rNCEH | CFL | All | DMo | MH72 | CZ04 | rNCEH | 0.7303 | 1.0139 | 0 |  |  | 390.116 | 0.055192 | -0.04 | 534.185 | 0.054435 | FALSE | TRUE | 1 | -7.488e-05 | 0.25
CFLDMoMH72CZ04rNCGF | CFL | All | DMo | MH72 | CZ04 | rNCGF | 0.99908 | 1.0156 | -0.023303 |  |  | 533.695 | 0.055284 | -12.448 | 534.185 | 0.054435 | FALSE | FALSE | 1 | -0.023303 | 0.9
CFLDMoMH85CZ04rDXGF | CFL | All | DMo | MH85 | CZ04 | rDXGF | 1.2029 | 1.7928 | -0.030653 |  |  | 652.025 | 0.099027 | -16.615 | 542.027 | 0.055234 | FALSE | FALSE | 1 | -0.030653 | 1
CFLDMoMH85CZ04rDXHP | CFL | All | DMo | MH85 | CZ04 | rDXHP | 0.80496 | 1.9602 | 0 |  |  | 436.311 | 0.10827 | 0.148 | 542.027 | 0.055234 | FALSE | TRUE | 1 | 0.00027305 | 0.5
CFLDMoMH85CZ04rNCEH | CFL | All | DMo | MH85 | CZ04 | rNCEH | 0.63589 | 1.0136 | 0 |  |  | 344.672 | 0.055986 | -0.029 | 542.027 | 0.055234 | FALSE | TRUE | 1 | -5.3503e-05 | 0.25
CFLDMoMH85CZ04rNCGF | CFL | All | DMo | MH85 | CZ04 | rNCGF | 0.99457 | 1.0037 | -0.031519 |  |  | 539.084 | 0.055438 | -17.084 | 542.027 | 0.055234 | FALSE | FALSE | 1 | -0.031519 | 0.9
CFLDMoMH00CZ04rDXGF | CFL | All | DMo | MH00 | CZ04 | rDXGF | 1.1413 | 1.4273 | -0.024418 |  |  | 618.631 | 0.078837 | -13.235 | 542.027 | 0.055234 | FALSE | FALSE | 1 | -0.024418 | 1
CFLDMoMH00CZ04rDXHP | CFL | All | DMo | MH00 | CZ04 | rDXHP | 0.95076 | 1.6673 | 0 |  |  | 515.34 | 0.092094 | 0.142 | 542.027 | 0.055234 | FALSE | TRUE | 1 | 0.00026198 | 0.5
CFLDMoMH00CZ04rNCEH | CFL | All | DMo | MH00 | CZ04 | rNCEH | 0.7027 | 1.0167 | 0 |  |  | 380.882 | 0.056154 | -0.034 | 542.027 | 0.055234 | FALSE | TRUE | 1 | -6.2728e-05 | 0.25
CFLDMoMH00CZ04rNCGF | CFL | All | DMo | MH00 | CZ04 | rNCGF | 0.99931 | 1.0065 | -0.02525 |  |  | 541.654 | 0.055594 | -13.686 | 542.027 | 0.055234 | FALSE | FALSE | 1 | -0.02525 | 0.9
CFLDMoMH06CZ04rDXGF | CFL | All | DMo | MH06 | CZ04 | rDXGF | 1.1359 | 1.4303 | -0.024665 |  |  | 615.706 | 0.079005 | -13.369 | 542.027 | 0.055234 | FALSE | FALSE | 1 | -0.024665 | 1
CFLDMoMH06CZ04rDXHP | CFL | All | DMo | MH06 | CZ04 | rDXHP | 0.98668 | 1.5482 | 0 |  |  | 534.808 | 0.085512 | 0.114 | 542.027 | 0.055234 | FALSE | TRUE | 1 | 0.00021032 | 0.5
CFLDMoMH06CZ04rNCEH | CFL | All | DMo | MH06 | CZ04 | rNCEH | 0.69953 | 1.0168 | 0 |  |  | 379.163 | 0.056161 | -0.025 | 542.027 | 0.055234 | FALSE | TRUE | 1 | -4.6123e-05 | 0.25
CFLDMoMH06CZ04rNCGF | CFL | All | DMo | MH06 | CZ04 | rNCGF | 0.99902 | 1 | -0.025608 |  |  | 541.497 | 0.054906 | -13.88 | 542.027 | 0.055234 | FALSE | FALSE | 1 | -0.025608 | 0.9
CFLDMoMH72CZ05rDXGF | CFL | All | DMo | MH72 | CZ05 | rDXGF | 1.0514 | 1 | -0.03413 |  |  | 561.624 | 0.026994 | -18.254 | 534.185 | 0.056304 | FALSE | FALSE | 1 | -0.03413 | 1
CFLDMoMH72CZ05rDXHP | CFL | All | DMo | MH72 | CZ05 | rDXHP | 0.63603 | 1 | 0 |  |  | 339.76 | 0.016732 | 0.116 | 534.185 | 0.056304 | FALSE | TRUE | 1 | 0.00021715 | 0.5
CFLDMoMH72CZ05rNCEH | CFL | All | DMo | MH72 | CZ05 | rNCEH | 0.5855 | 1.0135 | 0 |  |  | 312.763 | 0.057062 | -0.032 | 534.185 | 0.056304 | FALSE | TRUE | 1 | -5.9904e-05 | 0.25
CFLDMoMH72CZ05rNCGF | CFL | All | DMo | MH72 | CZ05 | rNCGF | 0.99361 | 1 | -0.03413 |  |  | 530.77 | 0.055723 | -18.653 | 534.185 | 0.056304 | FALSE | FALSE | 1 | -0.03413 | 0.9
CFLDMoMH85CZ05rDXGF | CFL | All | DMo | MH85 | CZ05 | rDXGF | 1.1116 | 1.869 | -0.03413 |  |  | 602.54 | 0.10678 | -20.576 | 542.027 | 0.057131 | FALSE | FALSE | 1 | -0.03413 | 1
CFLDMoMH85CZ05rDXHP | CFL | All | DMo | MH85 | CZ05 | rDXHP | 0.63357 | 1 | 0 |  |  | 343.412 | 0.017933 | 0.149 | 542.027 | 0.057131 | FALSE | TRUE | 1 | 0.00027489 | 0.5
CFLDMoMH85CZ05rNCEH | CFL | All | DMo | MH85 | CZ05 | rNCEH | 0.53663 | 1.013 | 0 |  |  | 290.868 | 0.057871 | -0.025 | 542.027 | 0.057131 | FALSE | TRUE | 1 | -4.6123e-05 | 0.25
CFLDMoMH85CZ05rNCGF | CFL | All | DMo | MH85 | CZ05 | rNCGF | 0.99093 | 1 | -0.03413 |  |  | 537.109 | 0.056588 | -20.984 | 542.027 | 0.057131 | FALSE | FALSE | 1 | -0.03413 | 0.9
CFLDMoMH00CZ05rDXGF | CFL | All | DMo | MH00 | CZ05 | rDXGF | 1.0518 | 2 | -0.03413 |  |  | 570.097 | 0.12197 | -19.697 | 542.027 | 0.057131 | FALSE | FALSE | 1 | -0.03413 | 1
CFLDMoMH00CZ05rDXHP | CFL | All | DMo | MH00 | CZ05 | rDXHP | 0.75437 | 2 | 0 |  |  | 408.888 | 0.18863 | 0.151 | 542.027 | 0.057131 | FALSE | TRUE | 1 | 0.00027858 | 0.5
CFLDMoMH00CZ05rNCEH | CFL | All | DMo | MH00 | CZ05 | rNCEH | 0.53221 | 1.0155 | 0 |  |  | 288.47 | 0.058019 | -0.026 | 542.027 | 0.057131 | FALSE | TRUE | 1 | -4.7968e-05 | 0.25
CFLDMoMH00CZ05rNCGF | CFL | All | DMo | MH00 | CZ05 | rNCGF | 0.99204 | 1 | -0.03413 |  |  | 537.713 | 0.056801 | -20.476 | 542.027 | 0.057131 | FALSE | FALSE | 1 | -0.03413 | 0.9
CFLDMoMH06CZ05rDXGF | CFL | All | DMo | MH06 | CZ05 | rDXGF | 1.0474 | 1 | -0.03413 |  |  | 567.711 | 0.048907 | -18.688 | 542.027 | 0.057131 | FALSE | FALSE | 1 | -0.03413 | 1
CFLDMoMH06CZ05rDXHP | CFL | All | DMo | MH06 | CZ05 | rDXHP | 0.82449 | 1.5622 | 0 |  |  | 446.898 | 0.089249 | 0.103 | 542.027 | 0.057131 | FALSE | TRUE | 1 | 0.00019003 | 0.5
CFLDMoMH06CZ05rNCEH | CFL | All | DMo | MH06 | CZ05 | rNCEH | 0.56755 | 1.016 | 0 |  |  | 307.628 | 0.058047 | -0.02 | 542.027 | 0.057131 | FALSE | TRUE | 1 | -3.6899e-05 | 0.25
CFLDMoMH06CZ05rNCGF | CFL | All | DMo | MH06 | CZ05 | rNCGF | 0.99371 | 1 | -0.03413 |  |  | 538.618 | 0.056739 | -19.416 | 542.027 | 0.057131 | FALSE | FALSE | 1 | -0.03413 | 0.9
CFLDMoMH72CZ06rDXGF | CFL | All | DMo | MH72 | CZ06 | rDXGF | 1.2472 | 1.7622 | -0.020493 |  |  | 666.236 | 0.099218 | -10.947 | 534.185 | 0.056304 | FALSE | FALSE | 1 | -0.020493 | 1
CFLDMoMH72CZ06rDXHP | CFL | All | DMo | MH72 | CZ06 | rDXHP | 1.0223 | 1.9469 | 0 |  |  | 546.105 | 0.10962 | 0.126 | 534.185 | 0.056304 | FALSE | TRUE | 1 | 0.00023587 | 0.5
CFLDMoMH72CZ06rNCEH | CFL | All | DMo | MH72 | CZ06 | rNCEH | 0.74862 | 1.0142 | 0 |  |  | 399.901 | 0.057105 | -0.041 | 534.185 | 0.056304 | FALSE | TRUE | 1 | -7.6752e-05 | 0.25
CFLDMoMH72CZ06rNCGF | CFL | All | DMo | MH72 | CZ06 | rNCGF | 1.0005 | 1.006 | -0.021238 |  |  | 534.427 | 0.056645 | -11.345 | 534.185 | 0.056304 | FALSE | FALSE | 1 | -0.021238 | 0.9
CFLDMoMH85CZ06rDXGF | CFL | All | DMo | MH85 | CZ06 | rDXGF | 1.2071 | 1.5272 | -0.023453 |  |  | 654.272 | 0.08725 | -12.712 | 542.027 | 0.057131 | FALSE | FALSE | 1 | -0.023453 | 1
CFLDMoMH85CZ06rDXHP | CFL | All | DMo | MH85 | CZ06 | rDXHP | 0.92934 | 1.6931 | 0 |  |  | 503.725 | 0.096727 | 0.128 | 542.027 | 0.057131 | FALSE | TRUE | 1 | 0.00023615 | 0.5
CFLDMoMH85CZ06rNCEH | CFL | All | DMo | MH85 | CZ06 | rNCEH | 0.71252 | 1.0142 | 0 |  |  | 386.204 | 0.057941 | -0.034 | 542.027 | 0.057131 | FALSE | TRUE | 1 | -6.2728e-05 | 0.25
CFLDMoMH85CZ06rNCGF | CFL | All | DMo | MH85 | CZ06 | rNCGF | 0.99859 | 1.0049 | -0.024624 |  |  | 541.264 | 0.05741 | -13.347 | 542.027 | 0.057131 | FALSE | FALSE | 1 | -0.024624 | 0.9
CFLDMoMH00CZ06rDXGF | CFL | All | DMo | MH00 | CZ06 | rDXGF | 1.1638 | 1.5734 | -0.02315 |  |  | 630.806 | 0.089892 | -12.548 | 542.027 | 0.057131 | FALSE | FALSE | 1 | -0.02315 | 1
CFLDMoMH00CZ06rDXHP | CFL | All | DMo | MH00 | CZ06 | rDXHP | 0.98082 | 2 | 0 |  |  | 531.63 | 0.12141 | 0.139 | 542.027 | 0.057131 | FALSE | TRUE | 1 | 0.00025644 | 0.5
CFLDMoMH00CZ06rNCEH | CFL | All | DMo | MH00 | CZ06 | rNCEH | 0.71041 | 1.0168 | 0 |  |  | 385.064 | 0.058093 | -0.035 | 542.027 | 0.057131 | FALSE | TRUE | 1 | -6.4572e-05 | 0.25
CFLDMoMH00CZ06rNCGF | CFL | All | DMo | MH00 | CZ06 | rNCGF | 0.99877 | 1.0015 | -0.024421 |  |  | 541.362 | 0.057215 | -13.237 | 542.027 | 0.057131 | FALSE | FALSE | 1 | -0.024421 | 0.9
CFLDMoMH06CZ06rDXGF | CFL | All | DMo | MH06 | CZ06 | rDXGF | 1.1426 | 1.4302 | -0.020305 |  |  | 619.312 | 0.081708 | -11.006 | 542.027 | 0.057131 | FALSE | FALSE | 1 | -0.020305 | 1
CFLDMoMH06CZ06rDXHP | CFL | All | DMo | MH06 | CZ06 | rDXHP | 1.0265 | 1.644 | 0 |  |  | 556.4 | 0.093923 | 0.106 | 542.027 | 0.057131 | FALSE | TRUE | 1 | 0.00019556 | 0.5
CFLDMoMH06CZ06rNCEH | CFL | All | DMo | MH06 | CZ06 | rNCEH | 0.74935 | 1.0168 | 0 |  |  | 406.166 | 0.058093 | -0.027 | 542.027 | 0.057131 | FALSE | TRUE | 1 | -4.9813e-05 | 0.25
CFLDMoMH06CZ06rNCGF | CFL | All | DMo | MH06 | CZ06 | rNCGF | 1.0012 | 1.0044 | -0.021313 |  |  | 542.664 | 0.057384 | -11.552 | 542.027 | 0.057131 | FALSE | FALSE | 1 | -0.021313 | 0.9
CFLDMoMH72CZ07rDXGF | CFL | All | DMo | MH72 | CZ07 | rDXGF | 1.2365 | 1.6695 | -0.019096 |  |  | 660.543 | 0.097119 | -10.201 | 534.185 | 0.058174 | FALSE | FALSE | 1 | -0.019096 | 1
CFLDMoMH72CZ07rDXHP | CFL | All | DMo | MH72 | CZ07 | rDXHP | 1.0327 | 1.7372 | 0 |  |  | 551.628 | 0.10106 | 0.114 | 534.185 | 0.058174 | FALSE | TRUE | 1 | 0.00021341 | 0.5
CFLDMoMH72CZ07rNCEH | CFL | All | DMo | MH72 | CZ07 | rNCEH | 0.76558 | 1.014 | 0 |  |  | 408.96 | 0.058988 | -0.044 | 534.185 | 0.058174 | FALSE | TRUE | 1 | -8.2368e-05 | 0.25
CFLDMoMH72CZ07rNCGF | CFL | All | DMo | MH72 | CZ07 | rNCGF | 1.0017 | 1.0056 | -0.019649 |  |  | 535.113 | 0.058501 | -10.496 | 534.185 | 0.058174 | FALSE | FALSE | 1 | -0.019649 | 0.9
CFLDMoMH85CZ07rDXGF | CFL | All | DMo | MH85 | CZ07 | rDXGF | 1.2457 | 1.6997 | -0.022327 |  |  | 675.22 | 0.10033 | -12.102 | 542.027 | 0.059028 | FALSE | FALSE | 1 | -0.022327 | 1
CFLDMoMH85CZ07rDXHP | CFL | All | DMo | MH85 | CZ07 | rDXHP | 0.99277 | 1.739 | 0 |  |  | 538.106 | 0.10265 | 0.135 | 542.027 | 0.059028 | FALSE | TRUE | 1 | 0.00024907 | 0.5
CFLDMoMH85CZ07rNCEH | CFL | All | DMo | MH85 | CZ07 | rNCEH | 0.72525 | 1.0139 | 0 |  |  | 393.104 | 0.059849 | -0.035 | 542.027 | 0.059028 | FALSE | TRUE | 1 | -6.4572e-05 | 0.25
CFLDMoMH85CZ07rNCGF | CFL | All | DMo | MH85 | CZ07 | rNCGF | 0.99941 | 1.0057 | -0.02301 |  |  | 541.708 | 0.059364 | -12.472 | 542.027 | 0.059028 | FALSE | FALSE | 1 | -0.02301 | 0.9
CFLDMoMH00CZ07rDXGF | CFL | All | DMo | MH00 | CZ07 | rDXGF | 1.1718 | 1.446 | -0.020735 |  |  | 635.166 | 0.085356 | -11.239 | 542.027 | 0.059028 | FALSE | FALSE | 1 | -0.020735 | 1
CFLDMoMH00CZ07rDXHP | CFL | All | DMo | MH00 | CZ07 | rDXHP | 0.99737 | 1.3944 | 0 |  |  | 540.604 | 0.082311 | 0.128 | 542.027 | 0.059028 | FALSE | TRUE | 1 | 0.00023615 | 0.5
CFLDMoMH00CZ07rNCEH | CFL | All | DMo | MH00 | CZ07 | rNCEH | 0.73673 | 1.0165 | 0 |  |  | 399.325 | 0.060004 | -0.037 | 542.027 | 0.059028 | FALSE | TRUE | 1 | -6.8262e-05 | 0.25
CFLDMoMH00CZ07rNCGF | CFL | All | DMo | MH00 | CZ07 | rNCGF | 1.0013 | 1.006 | -0.022065 |  |  | 542.719 | 0.059381 | -11.96 | 542.027 | 0.059028 | FALSE | FALSE | 1 | -0.022065 | 0.9
CFLDMoMH06CZ07rDXGF | CFL | All | DMo | MH06 | CZ07 | rDXGF | 1.2013 | 1.395 | -0.016822 |  |  | 651.132 | 0.082346 | -9.118 | 542.027 | 0.059028 | FALSE | FALSE | 1 | -0.016822 | 1
CFLDMoMH06CZ07rDXHP | CFL | All | DMo | MH06 | CZ07 | rDXHP | 1.1014 | 1.3389 | 0 |  |  | 597.008 | 0.07903 | 0.111 | 542.027 | 0.059028 | FALSE | TRUE | 1 | 0.00020479 | 0.5
CFLDMoMH06CZ07rNCEH | CFL | All | DMo | MH06 | CZ07 | rNCEH | 0.78032 | 1.0166 | 0 |  |  | 422.955 | 0.060007 | -0.028 | 542.027 | 0.059028 | FALSE | TRUE | 1 | -5.1658e-05 | 0.25
CFLDMoMH06CZ07rNCGF | CFL | All | DMo | MH06 | CZ07 | rNCGF | 1.0036 | 1.0055 | -0.018219 |  |  | 544.005 | 0.059355 | -9.875 | 542.027 | 0.059028 | FALSE | FALSE | 1 | -0.018219 | 0.9
CFLDMoMH72CZ08rDXGF | CFL | All | DMo | MH72 | CZ08 | rDXGF | 1.247 | 1.708 | -0.020338 |  |  | 666.108 | 0.099363 | -10.864 | 534.185 | 0.058174 | FALSE | FALSE | 1 | -0.020338 | 1
CFLDMoMH72CZ08rDXHP | CFL | All | DMo | MH72 | CZ08 | rDXHP | 0.98371 | 1.6794 | 0 |  |  | 525.485 | 0.097694 | 0.126 | 534.185 | 0.058174 | FALSE | TRUE | 1 | 0.00023587 | 0.5
CFLDMoMH72CZ08rNCEH | CFL | All | DMo | MH72 | CZ08 | rNCEH | 0.74968 | 1.0142 | 0 |  |  | 400.47 | 0.058999 | -0.044 | 534.185 | 0.058174 | FALSE | TRUE | 1 | -8.2368e-05 | 0.25
CFLDMoMH72CZ08rNCGF | CFL | All | DMo | MH72 | CZ08 | rNCGF | 1.0006 | 1.0059 | -0.021064 |  |  | 534.518 | 0.058519 | -11.252 | 534.185 | 0.058174 | FALSE | FALSE | 1 | -0.021064 | 0.9
CFLDMoMH85CZ08rDXGF | CFL | All | DMo | MH85 | CZ08 | rDXGF | 1.245 | 1.765 | -0.02463 |  |  | 674.798 | 0.10418 | -13.35 | 542.027 | 0.059028 | FALSE | FALSE | 1 | -0.02463 | 1
CFLDMoMH85CZ08rDXHP | CFL | All | DMo | MH85 | CZ08 | rDXHP | 0.97818 | 1.852 | 0 |  |  | 530.2 | 0.10932 | 0.157 | 542.027 | 0.059028 | FALSE | TRUE | 1 | 0.00028965 | 0.5
CFLDMoMH85CZ08rNCEH | CFL | All | DMo | MH85 | CZ08 | rNCEH | 0.7058 | 1.0142 | 0 |  |  | 382.564 | 0.059863 | -0.035 | 542.027 | 0.059028 | FALSE | TRUE | 1 | -6.4572e-05 | 0.25
CFLDMoMH85CZ08rNCGF | CFL | All | DMo | MH85 | CZ08 | rNCGF | 0.99784 | 1.0049 | -0.025471 |  |  | 540.858 | 0.059316 | -13.806 | 542.027 | 0.059028 | FALSE | FALSE | 1 | -0.025471 | 0.9
CFLDMoMH00CZ08rDXGF | CFL | All | DMo | MH00 | CZ08 | rDXGF | 1.1907 | 1.5077 | -0.020897 |  |  | 645.385 | 0.088998 | -11.327 | 542.027 | 0.059028 | FALSE | FALSE | 1 | -0.020897 | 1
CFLDMoMH00CZ08rDXHP | CFL | All | DMo | MH00 | CZ08 | rDXHP | 1.0326 | 1.5084 | 0 |  |  | 559.69 | 0.089038 | 0.154 | 542.027 | 0.059028 | FALSE | TRUE | 1 | 0.00028412 | 0.5
CFLDMoMH00CZ08rNCEH | CFL | All | DMo | MH00 | CZ08 | rNCEH | 0.73974 | 1.0166 | 0 |  |  | 400.961 | 0.06001 | -0.039 | 542.027 | 0.059028 | FALSE | TRUE | 1 | -7.1952e-05 | 0.25
CFLDMoMH00CZ08rNCGF | CFL | All | DMo | MH00 | CZ08 | rNCGF | 1.0009 | 1 | -0.022294 |  |  | 542.498 | 0.05863 | -12.084 | 542.027 | 0.059028 | FALSE | FALSE | 1 | -0.022294 | 0.9
CFLDMoMH06CZ08rDXGF | CFL | All | DMo | MH06 | CZ08 | rDXGF | 1.1921 | 1.4195 | -0.01822 |  |  | 646.132 | 0.083788 | -9.876 | 542.027 | 0.059028 | FALSE | FALSE | 1 | -0.01822 | 1
CFLDMoMH06CZ08rDXHP | CFL | All | DMo | MH06 | CZ08 | rDXHP | 1.0878 | 1.4728 | 0 |  |  | 589.637 | 0.086939 | 0.121 | 542.027 | 0.059028 | FALSE | TRUE | 1 | 0.00022324 | 0.5
CFLDMoMH06CZ08rNCEH | CFL | All | DMo | MH06 | CZ08 | rNCEH | 0.76462 | 1.0166 | 0 |  |  | 414.443 | 0.06001 | -0.028 | 542.027 | 0.059028 | FALSE | TRUE | 1 | -5.1658e-05 | 0.25
CFLDMoMH06CZ08rNCGF | CFL | All | DMo | MH06 | CZ08 | rNCGF | 1.0023 | 1 | -0.019995 |  |  | 543.249 | 0.058671 | -10.838 | 542.027 | 0.059028 | FALSE | FALSE | 1 | -0.019995 | 0.9
CFLDMoMH72CZ09rDXGF | CFL | All | DMo | MH72 | CZ09 | rDXGF | 1.2731 | 1.7983 | -0.021781 |  |  | 680.09 | 0.10125 | -11.635 | 534.185 | 0.056304 | FALSE | FALSE | 1 | -0.021781 | 1
CFLDMoMH72CZ09rDXHP | CFL | All | DMo | MH72 | CZ09 | rDXHP | 1.0005 | 1.8219 | 0 |  |  | 534.426 | 0.10258 | 0.133 | 534.185 | 0.056304 | FALSE | TRUE | 1 | 0.00024898 | 0.5
CFLDMoMH72CZ09rNCEH | CFL | All | DMo | MH72 | CZ09 | rNCEH | 0.73016 | 1.0138 | 0 |  |  | 390.04 | 0.057079 | -0.042 | 534.185 | 0.056304 | FALSE | TRUE | 1 | -7.8624e-05 | 0.25
CFLDMoMH72CZ09rNCGF | CFL | All | DMo | MH72 | CZ09 | rNCGF | 0.99948 | 1 | -0.022713 |  |  | 533.905 | 0.055783 | -12.133 | 534.185 | 0.056304 | FALSE | FALSE | 1 | -0.022713 | 0.9
CFLDMoMH85CZ09rDXGF | CFL | All | DMo | MH85 | CZ09 | rDXGF | 1.2509 | 1.8116 | -0.025351 |  |  | 678.017 | 0.1035 | -13.741 | 542.027 | 0.057131 | FALSE | FALSE | 1 | -0.025351 | 1
CFLDMoMH85CZ09rDXHP | CFL | All | DMo | MH85 | CZ09 | rDXHP | 0.92049 | 1.785 | 0 |  |  | 498.931 | 0.10198 | 0.151 | 542.027 | 0.057131 | FALSE | TRUE | 1 | 0.00027858 | 0.5
CFLDMoMH85CZ09rNCEH | CFL | All | DMo | MH85 | CZ09 | rNCEH | 0.69424 | 1.0137 | 0 |  |  | 376.295 | 0.057916 | -0.034 | 542.027 | 0.057131 | FALSE | TRUE | 1 | -6.2728e-05 | 0.25
CFLDMoMH85CZ09rNCGF | CFL | All | DMo | MH85 | CZ09 | rNCGF | 0.99698 | 1.0243 | -0.026189 |  |  | 540.39 | 0.05852 | -14.195 | 542.027 | 0.057131 | FALSE | FALSE | 1 | -0.026189 | 0.9
CFLDMoMH00CZ09rDXGF | CFL | All | DMo | MH00 | CZ09 | rDXGF | 1.2196 | 1.5682 | -0.021606 |  |  | 661.054 | 0.089596 | -11.711 | 542.027 | 0.057131 | FALSE | FALSE | 1 | -0.021606 | 1
CFLDMoMH00CZ09rDXHP | CFL | All | DMo | MH00 | CZ09 | rDXHP | 1.023 | 1.4779 | 0 |  |  | 554.495 | 0.084433 | 0.146 | 542.027 | 0.057131 | FALSE | TRUE | 1 | 0.00026936 | 0.5
CFLDMoMH00CZ09rNCEH | CFL | All | DMo | MH00 | CZ09 | rNCEH | 0.7245 | 1.0165 | 0 |  |  | 392.697 | 0.058071 | -0.037 | 542.027 | 0.057131 | FALSE | TRUE | 1 | -6.8262e-05 | 0.25
CFLDMoMH00CZ09rNCGF | CFL | All | DMo | MH00 | CZ09 | rNCGF | 1.0002 | 1.0271 | -0.023239 |  |  | 542.122 | 0.05868 | -12.596 | 542.027 | 0.057131 | FALSE | FALSE | 1 | -0.023239 | 0.9
CFLDMoMH06CZ09rDXGF | CFL | All | DMo | MH06 | CZ09 | rDXGF | 1.1825 | 1.4868 | -0.021479 |  |  | 640.953 | 0.084943 | -11.642 | 542.027 | 0.057131 | FALSE | FALSE | 1 | -0.021479 | 1
CFLDMoMH06CZ09rDXHP | CFL | All | DMo | MH06 | CZ09 | rDXHP | 1.0362 | 1.4017 | 0 |  |  | 561.625 | 0.08008 | 0.119 | 542.027 | 0.057131 | FALSE | TRUE | 1 | 0.00021955 | 0.5
CFLDMoMH06CZ09rNCEH | CFL | All | DMo | MH06 | CZ09 | rNCEH | 0.73231 | 1.0165 | 0 |  |  | 396.933 | 0.058071 | -0.026 | 542.027 | 0.057131 | FALSE | TRUE | 1 | -4.7968e-05 | 0.25
CFLDMoMH06CZ09rNCGF | CFL | All | DMo | MH06 | CZ09 | rNCGF | 1.0006 | 1.0272 | -0.02253 |  |  | 542.361 | 0.058686 | -12.212 | 542.027 | 0.057131 | FALSE | FALSE | 1 | -0.02253 | 0.9
CFLDMoMH72CZ10rDXGF | CFL | All | DMo | MH72 | CZ10 | rDXGF | 1.2359 | 1.7607 | -0.022676 |  |  | 660.193 | 0.10243 | -12.113 | 534.185 | 0.058174 | FALSE | FALSE | 1 | -0.022676 | 1
CFLDMoMH72CZ10rDXHP | CFL | All | DMo | MH72 | CZ10 | rDXHP | 0.93785 | 1.8186 | 0 |  |  | 500.984 | 0.10579 | 0.128 | 534.185 | 0.058174 | FALSE | TRUE | 1 | 0.00023962 | 0.5
CFLDMoMH72CZ10rNCEH | CFL | All | DMo | MH72 | CZ10 | rNCEH | 0.72059 | 1.0136 | 0 |  |  | 384.931 | 0.058962 | -0.042 | 534.185 | 0.058174 | FALSE | TRUE | 1 | -7.8624e-05 | 0.25
CFLDMoMH72CZ10rNCGF | CFL | All | DMo | MH72 | CZ10 | rNCGF | 0.99941 | 1.0123 | -0.023456 |  |  | 533.869 | 0.058887 | -12.53 | 534.185 | 0.058174 | FALSE | FALSE | 1 | -0.023456 | 0.9
CFLDMoMH85CZ10rDXGF | CFL | All | DMo | MH85 | CZ10 | rDXGF | 1.238 | 1.7958 | -0.026582 |  |  | 671.045 | 0.106 | -14.408 | 542.027 | 0.059028 | FALSE | FALSE | 1 | -0.026582 | 1
CFLDMoMH85CZ10rDXHP | CFL | All | DMo | MH85 | CZ10 | rDXHP | 0.86627 | 1.8271 | 0 |  |  | 469.544 | 0.10785 | 0.15 | 542.027 | 0.059028 | FALSE | TRUE | 1 | 0.00027674 | 0.5
CFLDMoMH85CZ10rNCEH | CFL | All | DMo | MH85 | CZ10 | rNCEH | 0.67571 | 1.0135 | 0 |  |  | 366.254 | 0.059827 | -0.033 | 542.027 | 0.059028 | FALSE | TRUE | 1 | -6.0883e-05 | 0.25
CFLDMoMH85CZ10rNCGF | CFL | All | DMo | MH85 | CZ10 | rNCGF | 0.99645 | 1.0142 | -0.027655 |  |  | 540.104 | 0.059869 | -14.99 | 542.027 | 0.059028 | FALSE | FALSE | 1 | -0.027655 | 0.9
CFLDMoMH00CZ10rDXGF | CFL | All | DMo | MH00 | CZ10 | rDXGF | 1.1877 | 1.5816 | -0.022368 |  |  | 643.76 | 0.093357 | -12.124 | 542.027 | 0.059028 | FALSE | FALSE | 1 | -0.022368 | 1
CFLDMoMH00CZ10rDXHP | CFL | All | DMo | MH00 | CZ10 | rDXHP | 1.0072 | 1.5587 | 0 |  |  | 545.918 | 0.092006 | 0.155 | 542.027 | 0.059028 | FALSE | TRUE | 1 | 0.00028596 | 0.5
CFLDMoMH00CZ10rNCEH | CFL | All | DMo | MH00 | CZ10 | rNCEH | 0.71509 | 1.0162 | 0 |  |  | 387.598 | 0.059986 | -0.036 | 542.027 | 0.059028 | FALSE | TRUE | 1 | -6.6417e-05 | 0.25
CFLDMoMH00CZ10rNCGF | CFL | All | DMo | MH00 | CZ10 | rNCGF | 0.99958 | 1.0188 | -0.023927 |  |  | 541.798 | 0.060137 | -12.969 | 542.027 | 0.059028 | FALSE | FALSE | 1 | -0.023927 | 0.9
CFLDMoMH06CZ10rDXGF | CFL | All | DMo | MH06 | CZ10 | rDXGF | 1.1759 | 1.5072 | -0.024508 |  |  | 637.396 | 0.088967 | -13.284 | 542.027 | 0.059028 | FALSE | FALSE | 1 | -0.024508 | 1
CFLDMoMH06CZ10rDXHP | CFL | All | DMo | MH06 | CZ10 | rDXHP | 1.0089 | 1.544 | 0 |  |  | 546.867 | 0.091138 | 0.131 | 542.027 | 0.059028 | FALSE | TRUE | 1 | 0.00024169 | 0.5
CFLDMoMH06CZ10rNCEH | CFL | All | DMo | MH06 | CZ10 | rNCEH | 0.69813 | 1.0162 | 0 |  |  | 378.407 | 0.059986 | -0.025 | 542.027 | 0.059028 | FALSE | TRUE | 1 | -4.6123e-05 | 0.25
CFLDMoMH06CZ10rNCGF | CFL | All | DMo | MH06 | CZ10 | rNCGF | 0.99855 | 1.0098 | -0.025224 |  |  | 541.242 | 0.059607 | -13.672 | 542.027 | 0.059028 | FALSE | FALSE | 1 | -0.025224 | 0.9
CFLDMoMH72CZ11rDXGF | CFL | All | DMo | MH72 | CZ11 | rDXGF | 1.2173 | 1.782 | -0.024181 |  |  | 650.257 | 0.097004 | -12.917 | 534.185 | 0.054435 | FALSE | FALSE | 1 | -0.024181 | 1
CFLDMoMH72CZ11rDXHP | CFL | All | DMo | MH72 | CZ11 | rDXHP | 0.8672 | 1.8284 | 0 |  |  | 463.247 | 0.099527 | 0.119 | 534.185 | 0.054435 | FALSE | TRUE | 1 | 0.00022277 | 0.5
CFLDMoMH72CZ11rNCEH | CFL | All | DMo | MH72 | CZ11 | rNCEH | 0.70688 | 1.0139 | 0 |  |  | 377.607 | 0.055191 | -0.039 | 534.185 | 0.054435 | FALSE | TRUE | 1 | -7.3008e-05 | 0.25
CFLDMoMH72CZ11rNCGF | CFL | All | DMo | MH72 | CZ11 | rNCGF | 0.99779 | 1.0165 | -0.024518 |  |  | 533.007 | 0.055334 | -13.097 | 534.185 | 0.054435 | FALSE | FALSE | 1 | -0.024518 | 0.9
CFLDMoMH85CZ11rDXGF | CFL | All | DMo | MH85 | CZ11 | rDXGF | 1.2549 | 1.7297 | -0.029677 |  |  | 680.168 | 0.095541 | -16.086 | 542.027 | 0.055234 | FALSE | FALSE | 1 | -0.029677 | 1
CFLDMoMH85CZ11rDXHP | CFL | All | DMo | MH85 | CZ11 | rDXHP | 0.82741 | 1.8055 | 0 |  |  | 448.479 | 0.099727 | 0.157 | 542.027 | 0.055234 | FALSE | TRUE | 1 | 0.00028965 | 0.5
CFLDMoMH85CZ11rNCEH | CFL | All | DMo | MH85 | CZ11 | rNCEH | 0.63959 | 1.0139 | 0 |  |  | 346.673 | 0.056 | -0.03 | 542.027 | 0.055234 | FALSE | TRUE | 1 | -5.5348e-05 | 0.25
CFLDMoMH85CZ11rNCGF | CFL | All | DMo | MH85 | CZ11 | rNCGF | 0.99437 | 1.0166 | -0.029984 |  |  | 538.978 | 0.056149 | -16.252 | 542.027 | 0.055234 | FALSE | FALSE | 1 | -0.029984 | 0.9
CFLDMoMH00CZ11rDXGF | CFL | All | DMo | MH00 | CZ11 | rDXGF | 1.1744 | 1.5023 | -0.029336 |  |  | 636.566 | 0.082977 | -15.901 | 542.027 | 0.055234 | FALSE | FALSE | 1 | -0.029336 | 1
CFLDMoMH00CZ11rDXHP | CFL | All | DMo | MH00 | CZ11 | rDXHP | 0.89556 | 1.5232 | 0 |  |  | 485.416 | 0.084135 | 0.165 | 542.027 | 0.055234 | FALSE | TRUE | 1 | 0.00030441 | 0.5
CFLDMoMH00CZ11rNCEH | CFL | All | DMo | MH00 | CZ11 | rNCEH | 0.63948 | 1.0166 | 0 |  |  | 346.617 | 0.056151 | -0.031 | 542.027 | 0.055234 | FALSE | TRUE | 1 | -5.7193e-05 | 0.25
CFLDMoMH00CZ11rNCGF | CFL | All | DMo | MH00 | CZ11 | rNCGF | 0.99542 | 1.0111 | -0.029847 |  |  | 539.544 | 0.055849 | -16.178 | 542.027 | 0.055234 | FALSE | FALSE | 1 | -0.029847 | 0.9
CFLDMoMH06CZ11rDXGF | CFL | All | DMo | MH06 | CZ11 | rDXGF | 1.1541 | 1.4348 | -0.026285 |  |  | 625.53 | 0.07925 | -14.247 | 542.027 | 0.055234 | FALSE | FALSE | 1 | -0.026285 | 1
CFLDMoMH06CZ11rDXHP | CFL | All | DMo | MH06 | CZ11 | rDXHP | 0.9702 | 1.4628 | 0 |  |  | 525.873 | 0.080798 | 0.115 | 542.027 | 0.055234 | FALSE | TRUE | 1 | 0.00021217 | 0.5
CFLDMoMH06CZ11rNCEH | CFL | All | DMo | MH06 | CZ11 | rNCEH | 0.67824 | 1.0166 | 0 |  |  | 367.622 | 0.056151 | -0.024 | 542.027 | 0.055234 | FALSE | TRUE | 1 | -4.4278e-05 | 0.25
CFLDMoMH06CZ11rNCGF | CFL | All | DMo | MH06 | CZ11 | rNCGF | 0.99775 | 1.0084 | -0.026962 |  |  | 540.809 | 0.055697 | -14.614 | 542.027 | 0.055234 | FALSE | FALSE | 1 | -0.026962 | 0.9
CFLDMoMH72CZ12rDXGF | CFL | All | DMo | MH72 | CZ12 | rDXGF | 1.1891 | 1.8029 | -0.027079 |  |  | 635.218 | 0.10488 | -14.465 | 534.185 | 0.058174 | FALSE | FALSE | 1 | -0.027079 | 1
CFLDMoMH72CZ12rDXHP | CFL | All | DMo | MH72 | CZ12 | rDXHP | 0.8233 | 1.7883 | 0 |  |  | 439.795 | 0.10403 | 0.137 | 534.185 | 0.058174 | FALSE | TRUE | 1 | 0.00025647 | 0.5
CFLDMoMH72CZ12rNCEH | CFL | All | DMo | MH72 | CZ12 | rNCEH | 0.67332 | 1.0139 | 0 |  |  | 359.678 | 0.058984 | -0.036 | 534.185 | 0.058174 | FALSE | TRUE | 1 | -6.7392e-05 | 0.25
CFLDMoMH72CZ12rNCGF | CFL | All | DMo | MH72 | CZ12 | rNCGF | 0.99617 | 1.0018 | -0.027401 |  |  | 532.14 | 0.058278 | -14.637 | 534.185 | 0.058174 | FALSE | FALSE | 1 | -0.027401 | 0.9
CFLDMoMH85CZ12rDXGF | CFL | All | DMo | MH85 | CZ12 | rDXGF | 1.2029 | 1.7394 | -0.030665 |  |  | 652.029 | 0.10267 | -16.621 | 542.027 | 0.059028 | FALSE | FALSE | 1 | -0.030665 | 1
CFLDMoMH85CZ12rDXHP | CFL | All | DMo | MH85 | CZ12 | rDXHP | 0.7665 | 1.7388 | 0 |  |  | 415.461 | 0.10264 | 0.157 | 542.027 | 0.059028 | FALSE | TRUE | 1 | 0.00028965 | 0.5
CFLDMoMH85CZ12rNCEH | CFL | All | DMo | MH85 | CZ12 | rNCEH | 0.6313 | 1.0139 | 0 |  |  | 342.184 | 0.059848 | -0.029 | 542.027 | 0.059028 | FALSE | TRUE | 1 | -5.3503e-05 | 0.25
CFLDMoMH85CZ12rNCGF | CFL | All | DMo | MH85 | CZ12 | rNCGF | 0.99396 | 1.0113 | -0.031172 |  |  | 538.755 | 0.059692 | -16.896 | 542.027 | 0.059028 | FALSE | FALSE | 1 | -0.031172 | 0.9
CFLDMoMH00CZ12rDXGF | CFL | All | DMo | MH00 | CZ12 | rDXGF | 1.1624 | 1.521 | -0.030093 |  |  | 630.063 | 0.08978 | -16.311 | 542.027 | 0.059028 | FALSE | FALSE | 1 | -0.030093 | 1
CFLDMoMH00CZ12rDXHP | CFL | All | DMo | MH00 | CZ12 | rDXHP | 0.88487 | 1.5417 | 0 |  |  | 479.621 | 0.091003 | 0.169 | 542.027 | 0.059028 | FALSE | TRUE | 1 | 0.00031179 | 0.5
CFLDMoMH00CZ12rNCEH | CFL | All | DMo | MH00 | CZ12 | rNCEH | 0.63907 | 1.0164 | 0 |  |  | 346.391 | 0.059997 | -0.031 | 542.027 | 0.059028 | FALSE | TRUE | 1 | -5.7193e-05 | 0.25
CFLDMoMH00CZ12rNCGF | CFL | All | DMo | MH00 | CZ12 | rNCGF | 0.99535 | 1.0043 | -0.03062 |  |  | 539.506 | 0.059279 | -16.597 | 542.027 | 0.059028 | FALSE | FALSE | 1 | -0.03062 | 0.9
CFLDMoMH06CZ12rDXGF | CFL | All | DMo | MH06 | CZ12 | rDXGF | 1.1327 | 1.4602 | -0.027807 |  |  | 613.976 | 0.08619 | -15.072 | 542.027 | 0.059028 | FALSE | FALSE | 1 | -0.027807 | 1
CFLDMoMH06CZ12rDXHP | CFL | All | DMo | MH06 | CZ12 | rDXHP | 0.93092 | 1.4599 | 0 |  |  | 504.584 | 0.086176 | 0.12 | 542.027 | 0.059028 | FALSE | TRUE | 1 | 0.00022139 | 0.5
CFLDMoMH06CZ12rNCEH | CFL | All | DMo | MH06 | CZ12 | rNCEH | 0.66407 | 1.0164 | 0 |  |  | 359.943 | 0.059997 | -0.024 | 542.027 | 0.059028 | FALSE | TRUE | 1 | -4.4278e-05 | 0.25
CFLDMoMH06CZ12rNCGF | CFL | All | DMo | MH06 | CZ12 | rNCGF | 0.99658 | 1.0073 | -0.028506 |  |  | 540.172 | 0.059457 | -15.451 | 542.027 | 0.059028 | FALSE | FALSE | 1 | -0.028506 | 0.9
CFLDMoMH72CZ13rDXGF | CFL | All | DMo | MH72 | CZ13 | rDXGF | 1.2344 | 1.7951 | -0.025491 |  |  | 659.413 | 0.097717 | -13.617 | 534.185 | 0.054435 | FALSE | FALSE | 1 | -0.025491 | 1
CFLDMoMH72CZ13rDXHP | CFL | All | DMo | MH72 | CZ13 | rDXHP | 0.88279 | 1.824 | 0 |  |  | 471.575 | 0.099289 | 0.139 | 534.185 | 0.054435 | FALSE | TRUE | 1 | 0.00026021 | 0.5
CFLDMoMH72CZ13rNCEH | CFL | All | DMo | MH72 | CZ13 | rNCEH | 0.69368 | 1.0139 | 0 |  |  | 370.555 | 0.055194 | -0.039 | 534.185 | 0.054435 | FALSE | TRUE | 1 | -7.3008e-05 | 0.25
CFLDMoMH72CZ13rNCGF | CFL | All | DMo | MH72 | CZ13 | rNCGF | 0.99708 | 1.0061 | -0.025808 |  |  | 532.624 | 0.054769 | -13.786 | 534.185 | 0.054435 | FALSE | FALSE | 1 | -0.025808 | 0.9
CFLDMoMH85CZ13rDXGF | CFL | All | DMo | MH85 | CZ13 | rDXGF | 1.2424 | 1.8091 | -0.028641 |  |  | 673.43 | 0.099924 | -15.524 | 542.027 | 0.055234 | FALSE | FALSE | 1 | -0.028641 | 1
CFLDMoMH85CZ13rDXHP | CFL | All | DMo | MH85 | CZ13 | rDXHP | 0.83767 | 1.8139 | 0 |  |  | 454.041 | 0.10019 | 0.16 | 542.027 | 0.055234 | FALSE | TRUE | 1 | 0.00029519 | 0.5
CFLDMoMH85CZ13rNCEH | CFL | All | DMo | MH85 | CZ13 | rNCEH | 0.6535 | 1.0139 | 0 |  |  | 354.214 | 0.056003 | -0.031 | 542.027 | 0.055234 | FALSE | TRUE | 1 | -5.7193e-05 | 0.25
CFLDMoMH85CZ13rNCGF | CFL | All | DMo | MH85 | CZ13 | rNCGF | 0.99478 | 1 | -0.028982 |  |  | 539.196 | 0.055133 | -15.709 | 542.027 | 0.055234 | FALSE | FALSE | 1 | -0.028982 | 0.9
CFLDMoMH00CZ13rDXGF | CFL | All | DMo | MH00 | CZ13 | rDXGF | 1.1952 | 1.5578 | -0.028799 |  |  | 647.81 | 0.086047 | -15.61 | 542.027 | 0.055234 | FALSE | FALSE | 1 | -0.028799 | 1
CFLDMoMH00CZ13rDXHP | CFL | All | DMo | MH00 | CZ13 | rDXHP | 0.92456 | 1.5502 | 0 |  |  | 501.136 | 0.085623 | 0.181 | 542.027 | 0.055234 | FALSE | TRUE | 1 | 0.00033393 | 0.5
CFLDMoMH00CZ13rNCEH | CFL | All | DMo | MH00 | CZ13 | rNCEH | 0.64516 | 1.0165 | 0 |  |  | 349.694 | 0.056148 | -0.032 | 542.027 | 0.055234 | FALSE | TRUE | 1 | -5.9038e-05 | 0.25
CFLDMoMH00CZ13rNCGF | CFL | All | DMo | MH00 | CZ13 | rNCGF | 0.99548 | 1.0119 | -0.02934 |  |  | 539.577 | 0.055892 | -15.903 | 542.027 | 0.055234 | FALSE | FALSE | 1 | -0.02934 | 0.9
CFLDMoMH06CZ13rDXGF | CFL | All | DMo | MH06 | CZ13 | rDXGF | 1.1656 | 1.4862 | -0.027585 |  |  | 631.769 | 0.08209 | -14.952 | 542.027 | 0.055234 | FALSE | FALSE | 1 | -0.027585 | 1
CFLDMoMH06CZ13rDXHP | CFL | All | DMo | MH06 | CZ13 | rDXHP | 0.97529 | 1.4946 | 0 |  |  | 528.631 | 0.082556 | 0.131 | 542.027 | 0.055234 | FALSE | TRUE | 1 | 0.00024169 | 0.5
CFLDMoMH06CZ13rNCEH | CFL | All | DMo | MH06 | CZ13 | rNCEH | 0.66489 | 1.0165 | 0 |  |  | 360.389 | 0.056148 | -0.024 | 542.027 | 0.055234 | FALSE | TRUE | 1 | -4.4278e-05 | 0.25
CFLDMoMH06CZ13rNCGF | CFL | All | DMo | MH06 | CZ13 | rNCGF | 0.99665 | 1.0076 | -0.028152 |  |  | 540.21 | 0.055654 | -15.259 | 542.027 | 0.055234 | FALSE | FALSE | 1 | -0.028152 | 0.9
CFLDMoMH72CZ14rDXGF | CFL | All | DMo | MH72 | CZ14 | rDXGF | 1.3007 | 1.8042 | -0.022092 |  |  | 694.801 | 0.10158 | -11.801 | 534.185 | 0.056304 | FALSE | FALSE | 1 | -0.022092 | 1
CFLDMoMH72CZ14rDXHP | CFL | All | DMo | MH72 | CZ14 | rDXHP | 1.0136 | 1.9313 | 0 |  |  | 541.443 | 0.10874 | 0.14 | 534.185 | 0.056304 | FALSE | TRUE | 1 | 0.00026208 | 0.5
CFLDMoMH72CZ14rNCEH | CFL | All | DMo | MH72 | CZ14 | rNCEH | 0.73187 | 1.0137 | 0 |  |  | 390.956 | 0.057076 | -0.04 | 534.185 | 0.056304 | FALSE | TRUE | 1 | -7.488e-05 | 0.25
CFLDMoMH72CZ14rNCGF | CFL | All | DMo | MH72 | CZ14 | rNCGF | 0.99927 | 1 | -0.0227 |  |  | 533.796 | 0.056302 | -12.126 | 534.185 | 0.056304 | FALSE | FALSE | 1 | -0.0227 | 0.9
CFLDMoMH85CZ14rDXGF | CFL | All | DMo | MH85 | CZ14 | rDXGF | 1.2855 | 1.8029 | -0.029443 |  |  | 696.787 | 0.103 | -15.959 | 542.027 | 0.057131 | FALSE | FALSE | 1 | -0.029443 | 1
CFLDMoMH85CZ14rDXHP | CFL | All | DMo | MH85 | CZ14 | rDXHP | 0.89149 | 1.8791 | 0 |  |  | 483.214 | 0.10736 | 0.166 | 542.027 | 0.057131 | FALSE | TRUE | 1 | 0.00030626 | 0.5
CFLDMoMH85CZ14rNCEH | CFL | All | DMo | MH85 | CZ14 | rNCEH | 0.64524 | 1.0137 | 0 |  |  | 349.74 | 0.057915 | -0.03 | 542.027 | 0.057131 | FALSE | TRUE | 1 | -5.5348e-05 | 0.25
CFLDMoMH85CZ14rNCGF | CFL | All | DMo | MH85 | CZ14 | rNCGF | 0.99465 | 1.0027 | -0.029995 |  |  | 539.129 | 0.057283 | -16.258 | 542.027 | 0.057131 | FALSE | FALSE | 1 | -0.029995 | 0.9
CFLDMoMH00CZ14rDXGF | CFL | All | DMo | MH00 | CZ14 | rDXGF | 1.2091 | 1.585 | -0.026637 |  |  | 655.354 | 0.090554 | -14.438 | 542.027 | 0.057131 | FALSE | FALSE | 1 | -0.026637 | 1
CFLDMoMH00CZ14rDXHP | CFL | All | DMo | MH00 | CZ14 | rDXHP | 0.97331 | 1.6897 | 0 |  |  | 527.563 | 0.096534 | 0.176 | 542.027 | 0.057131 | FALSE | TRUE | 1 | 0.00032471 | 0.5
CFLDMoMH00CZ14rNCEH | CFL | All | DMo | MH00 | CZ14 | rNCEH | 0.67114 | 1.0164 | 0 |  |  | 363.775 | 0.058069 | -0.032 | 542.027 | 0.057131 | FALSE | TRUE | 1 | -5.9038e-05 | 0.25
CFLDMoMH00CZ14rNCGF | CFL | All | DMo | MH00 | CZ14 | rNCGF | 0.99746 | 1.0072 | -0.02756 |  |  | 540.649 | 0.057543 | -14.938 | 542.027 | 0.057131 | FALSE | FALSE | 1 | -0.02756 | 0.9
CFLDMoMH06CZ14rDXGF | CFL | All | DMo | MH06 | CZ14 | rDXGF | 1.1981 | 1.5208 | -0.027098 |  |  | 649.407 | 0.086887 | -14.688 | 542.027 | 0.057131 | FALSE | FALSE | 1 | -0.027098 | 1
CFLDMoMH06CZ14rDXHP | CFL | All | DMo | MH06 | CZ14 | rDXHP | 1.0303 | 1.5421 | 0 |  |  | 558.443 | 0.088103 | 0.14 | 542.027 | 0.057131 | FALSE | TRUE | 1 | 0.00025829 | 0.5
CFLDMoMH06CZ14rNCEH | CFL | All | DMo | MH06 | CZ14 | rNCEH | 0.6717 | 1.0164 | 0 |  |  | 364.079 | 0.058069 | -0.024 | 542.027 | 0.057131 | FALSE | TRUE | 1 | -4.4278e-05 | 0.25
CFLDMoMH06CZ14rNCGF | CFL | All | DMo | MH06 | CZ14 | rNCGF | 0.99787 | 1.016 | -0.027661 |  |  | 540.871 | 0.058045 | -14.993 | 542.027 | 0.057131 | FALSE | FALSE | 1 | -0.027661 | 0.9
CFLDMoMH72CZ15rDXGF | CFL | All | DMo | MH72 | CZ15 | rDXGF | 1.4186 | 1.8031 | -0.013226 |  |  | 757.796 | 0.10152 | -7.065 | 534.185 | 0.056304 | FALSE | FALSE | 1 | -0.013226 | 1
CFLDMoMH72CZ15rDXHP | CFL | All | DMo | MH72 | CZ15 | rDXHP | 1.2103 | 1.665 | 0 |  |  | 646.527 | 0.093749 | 0.112 | 534.185 | 0.056304 | FALSE | TRUE | 1 | 0.00020967 | 0.5
CFLDMoMH72CZ15rNCEH | CFL | All | DMo | MH72 | CZ15 | rNCEH | 0.84126 | 1.0134 | 0 |  |  | 449.388 | 0.057061 | -0.047 | 534.185 | 0.056304 | FALSE | TRUE | 1 | -8.7984e-05 | 0.25
CFLDMoMH72CZ15rNCGF | CFL | All | DMo | MH72 | CZ15 | rNCGF | 1.0044 | 1.006 | -0.013785 |  |  | 536.539 | 0.056644 | -7.364 | 534.185 | 0.056304 | FALSE | FALSE | 1 | -0.013785 | 0.9
CFLDMoMH85CZ15rDXGF | CFL | All | DMo | MH85 | CZ15 | rDXGF | 1.3971 | 1.8193 | -0.018095 |  |  | 757.26 | 0.10394 | -9.808 | 542.027 | 0.057131 | FALSE | FALSE | 1 | -0.018095 | 1
CFLDMoMH85CZ15rDXHP | CFL | All | DMo | MH85 | CZ15 | rDXHP | 1.1251 | 1.6754 | 0 |  |  | 609.828 | 0.095716 | 0.136 | 542.027 | 0.057131 | FALSE | TRUE | 1 | 0.00025091 | 0.5
CFLDMoMH85CZ15rNCEH | CFL | All | DMo | MH85 | CZ15 | rNCEH | 0.78173 | 1.0134 | 0 |  |  | 423.719 | 0.057898 | -0.038 | 542.027 | 0.057131 | FALSE | TRUE | 1 | -7.0107e-05 | 0.25
CFLDMoMH85CZ15rNCGF | CFL | All | DMo | MH85 | CZ15 | rNCGF | 1.0014 | 1.0055 | -0.018726 |  |  | 542.784 | 0.057446 | -10.15 | 542.027 | 0.057131 | FALSE | FALSE | 1 | -0.018726 | 0.9
CFLDMoMH00CZ15rDXGF | CFL | All | DMo | MH00 | CZ15 | rDXGF | 1.3062 | 1.579 | -0.017337 |  |  | 707.97 | 0.090212 | -9.397 | 542.027 | 0.057131 | FALSE | FALSE | 1 | -0.017337 | 1
CFLDMoMH00CZ15rDXHP | CFL | All | DMo | MH00 | CZ15 | rDXHP | 1.1234 | 1.4675 | 0 |  |  | 608.935 | 0.083838 | 0.147 | 542.027 | 0.057131 | FALSE | TRUE | 1 | 0.0002712 | 0.5
CFLDMoMH00CZ15rNCEH | CFL | All | DMo | MH00 | CZ15 | rNCEH | 0.78764 | 1.0161 | 0 |  |  | 426.922 | 0.058049 | -0.04 | 542.027 | 0.057131 | FALSE | TRUE | 1 | -7.3797e-05 | 0.25
CFLDMoMH00CZ15rNCGF | CFL | All | DMo | MH00 | CZ15 | rNCGF | 1.0021 | 1 | -0.018075 |  |  | 543.146 | 0.056796 | -9.797 | 542.027 | 0.057131 | FALSE | FALSE | 1 | -0.018075 | 0.9
CFLDMoMH06CZ15rDXGF | CFL | All | DMo | MH06 | CZ15 | rDXGF | 1.2641 | 1.5125 | -0.017414 |  |  | 685.166 | 0.086411 | -9.439 | 542.027 | 0.057131 | FALSE | FALSE | 1 | -0.017414 | 1
CFLDMoMH06CZ15rDXHP | CFL | All | DMo | MH06 | CZ15 | rDXHP | 1.1174 | 1.4092 | 0 |  |  | 605.657 | 0.080508 | 0.114 | 542.027 | 0.057131 | FALSE | TRUE | 1 | 0.00021032 | 0.5
CFLDMoMH06CZ15rNCEH | CFL | All | DMo | MH06 | CZ15 | rNCEH | 0.78764 | 1.0161 | 0 |  |  | 426.923 | 0.058049 | -0.028 | 542.027 | 0.057131 | FALSE | TRUE | 1 | -5.1658e-05 | 0.25
CFLDMoMH06CZ15rNCGF | CFL | All | DMo | MH06 | CZ15 | rNCGF | 1.0021 | 1 | -0.018102 |  |  | 543.167 | 0.056799 | -9.812 | 542.027 | 0.057131 | FALSE | FALSE | 1 | -0.018102 | 0.9
CFLDMoMH72CZ16rDXGF | CFL | All | DMo | MH72 | CZ16 | rDXGF | 1.1546 | 1.5759 | -0.032848 |  |  | 616.762 | 0.088729 | -17.547 | 534.185 | 0.056304 | FALSE | FALSE | 1 | -0.032848 | 1
CFLDMoMH72CZ16rDXHP | CFL | All | DMo | MH72 | CZ16 | rDXHP | 0.64926 | 1.7305 | 0 |  |  | 346.826 | 0.097437 | 0.148 | 534.185 | 0.056304 | FALSE | TRUE | 1 | 0.00027706 | 0.5
CFLDMoMH72CZ16rNCEH | CFL | All | DMo | MH72 | CZ16 | rNCEH | 0.62499 | 1.0145 | 0 |  |  | 333.862 | 0.057123 | -0.036 | 534.185 | 0.056304 | FALSE | TRUE | 1 | -6.7392e-05 | 0.25
CFLDMoMH72CZ16rNCGF | CFL | All | DMo | MH72 | CZ16 | rNCGF | 0.99356 | 1.0056 | -0.033266 |  |  | 530.746 | 0.056618 | -17.77 | 534.185 | 0.056304 | FALSE | FALSE | 1 | -0.033266 | 0.9
CFLDMoMH85CZ16rDXGF | CFL | All | DMo | MH85 | CZ16 | rDXGF | 1.1333 | 1.5911 | -0.03413 |  |  | 614.291 | 0.090899 | -21.169 | 542.027 | 0.057131 | FALSE | FALSE | 1 | -0.03413 | 1
CFLDMoMH85CZ16rDXHP | CFL | All | DMo | MH85 | CZ16 | rDXHP | 0.53053 | 1.7549 | 0 |  |  | 287.56 | 0.10026 | 0.17 | 542.027 | 0.057131 | FALSE | TRUE | 1 | 0.00031364 | 0.5
CFLDMoMH85CZ16rNCEH | CFL | All | DMo | MH85 | CZ16 | rNCEH | 0.55964 | 1.0145 | 0 |  |  | 303.342 | 0.057962 | -0.028 | 542.027 | 0.057131 | FALSE | TRUE | 1 | -5.1658e-05 | 0.25
CFLDMoMH85CZ16rNCGF | CFL | All | DMo | MH85 | CZ16 | rNCGF | 0.98945 | 1.0063 | -0.03413 |  |  | 536.307 | 0.05749 | -21.323 | 542.027 | 0.057131 | FALSE | FALSE | 1 | -0.03413 | 0.9
CFLDMoMH00CZ16rDXGF | CFL | All | DMo | MH00 | CZ16 | rDXGF | 1.103 | 1.4383 | -0.029165 |  |  | 597.879 | 0.082173 | -15.808 | 542.027 | 0.057131 | FALSE | FALSE | 1 | -0.029165 | 1
CFLDMoMH00CZ16rDXHP | CFL | All | DMo | MH00 | CZ16 | rDXHP | 0.78845 | 1.5576 | 0 |  |  | 427.363 | 0.088985 | 0.152 | 542.027 | 0.057131 | FALSE | TRUE | 1 | 0.00028043 | 0.5
CFLDMoMH00CZ16rNCEH | CFL | All | DMo | MH00 | CZ16 | rNCEH | 0.65461 | 1.0173 | 0 |  |  | 354.816 | 0.058118 | -0.034 | 542.027 | 0.057131 | FALSE | TRUE | 1 | -6.2728e-05 | 0.25
CFLDMoMH00CZ16rNCGF | CFL | All | DMo | MH00 | CZ16 | rNCGF | 0.99678 | 1.0073 | -0.029362 |  |  | 540.282 | 0.057545 | -15.915 | 542.027 | 0.057131 | FALSE | FALSE | 1 | -0.029362 | 0.9
CFLDMoMH06CZ16rDXGF | CFL | All | DMo | MH06 | CZ16 | rDXGF | 1.0643 | 1.3814 | -0.029989 |  |  | 576.862 | 0.078921 | -16.255 | 542.027 | 0.057131 | FALSE | FALSE | 1 | -0.029989 | 1
CFLDMoMH06CZ16rDXHP | CFL | All | DMo | MH06 | CZ16 | rDXHP | 0.81404 | 1.4867 | 0 |  |  | 441.234 | 0.084935 | 0.106 | 542.027 | 0.057131 | FALSE | TRUE | 1 | 0.00019556 | 0.5
CFLDMoMH06CZ16rNCEH | CFL | All | DMo | MH06 | CZ16 | rNCEH | 0.64469 | 1.0173 | 0 |  |  | 349.441 | 0.058118 | -0.024 | 542.027 | 0.057131 | FALSE | TRUE | 1 | -4.4278e-05 | 0.25
CFLDMoMH06CZ16rNCGF | CFL | All | DMo | MH06 | CZ16 | rNCGF | 0.9962 | 1.0072 | -0.030275 |  |  | 539.969 | 0.057542 | -16.41 | 542.027 | 0.057131 | FALSE | FALSE | 1 | -0.030275 | 0.9
NONE | NONE | NONE | NONE | NONE | NONE | NONE | 0 | 0 | 0
g

## 2014 All Results
DEER2014 HVAC IE factors
Index | Ltg | IOU | BldgType | BldgVint | BldgLoc | BldgHVAC | kWh | kW | therm
PGECFLSFm1975CZ01 | CFL | PGE | SFm | 1975 | CZ01 | rWtd | 0.97 | 1 | -0.03
PGECFLSFm1975CZ02 | CFL | PGE | SFm | 1975 | CZ02 | rWtd | 0.99 | 1.03 | -0.0264
PGECFLSFm1975CZ03 | CFL | PGE | SFm | 1975 | CZ03 | rWtd | 0.97 | 1 | -0.0299
PGECFLSFm1975CZ04 | CFL | PGE | SFm | 1975 | CZ04 | rWtd | 1.02 | 1.45 | -0.021
PGECFLSFm1975CZ05 | CFL | PGE | SFm | 1975 | CZ05 | rWtd | 0.97 | 1.01 | -0.03
PGECFLSFm1975CZ06 | CFL | PGE | SFm | 1975 | CZ06 | rWtd | 0 | 0 | 0
PGECFLSFm1975CZ07 | CFL | PGE | SFm | 1975 | CZ07 | rWtd | 0 | 0 | 0
PGECFLSFm1975CZ08 | CFL | PGE | SFm | 1975 | CZ08 | rWtd | 0 | 0 | 0
PGECFLSFm1975CZ09 | CFL | PGE | SFm | 1975 | CZ09 | rWtd | 0 | 0 | 0
PGECFLSFm1975CZ10 | CFL | PGE | SFm | 1975 | CZ10 | rWtd | 0 | 0 | 0
PGECFLSFm1975CZ11 | CFL | PGE | SFm | 1975 | CZ11 | rWtd | 1.09 | 1.65 | -0.0205
PGECFLSFm1975CZ12 | CFL | PGE | SFm | 1975 | CZ12 | rWtd | 1.06 | 1.68 | -0.0234
PGECFLSFm1975CZ13 | CFL | PGE | SFm | 1975 | CZ13 | rWtd | 1.11 | 1.68 | -0.0219
PGECFLSFm1975CZ14 | CFL | PGE | SFm | 1975 | CZ14 | rWtd | 0 | 0 | 0
PGECFLSFm1975CZ15 | CFL | PGE | SFm | 1975 | CZ15 | rWtd | 0 | 0 | 0
PGECFLSFm1975CZ16 | CFL | PGE | SFm | 1975 | CZ16 | rWtd | 1.01 | 1.23 | -0.0285
PGECFLSFm1985CZ01 | CFL | PGE | SFm | 1985 | CZ01 | rWtd | 0.97 | 1 | -0.03
PGECFLSFm1985CZ02 | CFL | PGE | SFm | 1985 | CZ02 | rWtd | 0.98 | 1.01 | -0.03
PGECFLSFm1985CZ03 | CFL | PGE | SFm | 1985 | CZ03 | rWtd | 0.96 | 1.01 | -0.03
PGECFLSFm1985CZ04 | CFL | PGE | SFm | 1985 | CZ04 | rWtd | 1 | 1.46 | -0.0294
PGECFLSFm1985CZ05 | CFL | PGE | SFm | 1985 | CZ05 | rWtd | 0.96 | 1 | -0.03
PGECFLSFm1985CZ06 | CFL | PGE | SFm | 1985 | CZ06 | rWtd | 0 | 0 | 0
PGECFLSFm1985CZ07 | CFL | PGE | SFm | 1985 | CZ07 | rWtd | 0 | 0 | 0
PGECFLSFm1985CZ08 | CFL | PGE | SFm | 1985 | CZ08 | rWtd | 0 | 0 | 0
PGECFLSFm1985CZ09 | CFL | PGE | SFm | 1985 | CZ09 | rWtd | 0 | 0 | 0
PGECFLSFm1985CZ10 | CFL | PGE | SFm | 1985 | CZ10 | rWtd | 0 | 0 | 0
PGECFLSFm1985CZ11 | CFL | PGE | SFm | 1985 | CZ11 | rWtd | 1.1 | 1.68 | -0.0249
PGECFLSFm1985CZ12 | CFL | PGE | SFm | 1985 | CZ12 | rWtd | 1.06 | 1.59 | -0.0255
PGECFLSFm1985CZ13 | CFL | PGE | SFm | 1985 | CZ13 | rWtd | 1.11 | 1.74 | -0.0242
PGECFLSFm1985CZ14 | CFL | PGE | SFm | 1985 | CZ14 | rWtd | 0 | 0 | 0
PGECFLSFm1985CZ15 | CFL | PGE | SFm | 1985 | CZ15 | rWtd | 0 | 0 | 0
PGECFLSFm1985CZ16 | CFL | PGE | SFm | 1985 | CZ16 | rWtd | 1 | 1.37 | -0.03
PGECFLSFm1996CZ01 | CFL | PGE | SFm | 1996 | CZ01 | rWtd | 0.97 | 1 | -0.026
PGECFLSFm1996CZ02 | CFL | PGE | SFm | 1996 | CZ02 | rWtd | 1 | 1.03 | -0.0242
PGECFLSFm1996CZ03 | CFL | PGE | SFm | 1996 | CZ03 | rWtd | 0.97 | 1.02 | -0.0292
PGECFLSFm1996CZ04 | CFL | PGE | SFm | 1996 | CZ04 | rWtd | 1.01 | 1.5 | -0.0214
PGECFLSFm1996CZ05 | CFL | PGE | SFm | 1996 | CZ05 | rWtd | 0.96 | 1 | -0.03
PGECFLSFm1996CZ06 | CFL | PGE | SFm | 1996 | CZ06 | rWtd | 0 | 0 | 0
PGECFLSFm1996CZ07 | CFL | PGE | SFm | 1996 | CZ07 | rWtd | 0 | 0 | 0
PGECFLSFm1996CZ08 | CFL | PGE | SFm | 1996 | CZ08 | rWtd | 0 | 0 | 0
PGECFLSFm1996CZ09 | CFL | PGE | SFm | 1996 | CZ09 | rWtd | 0 | 0 | 0
PGECFLSFm1996CZ10 | CFL | PGE | SFm | 1996 | CZ10 | rWtd | 0 | 0 | 0
PGECFLSFm1996CZ11 | CFL | PGE | SFm | 1996 | CZ11 | rWtd | 1.1 | 1.58 | -0.0246
PGECFLSFm1996CZ12 | CFL | PGE | SFm | 1996 | CZ12 | rWtd | 1.07 | 1.65 | -0.0248
PGECFLSFm1996CZ13 | CFL | PGE | SFm | 1996 | CZ13 | rWtd | 1.12 | 1.63 | -0.0243
PGECFLSFm1996CZ14 | CFL | PGE | SFm | 1996 | CZ14 | rWtd | 0 | 0 | 0
PGECFLSFm1996CZ15 | CFL | PGE | SFm | 1996 | CZ15 | rWtd | 0 | 0 | 0
PGECFLSFm1996CZ16 | CFL | PGE | SFm | 1996 | CZ16 | rWtd | 1.01 | 1.31 | -0.0224
PGECFLSFm2003CZ01 | CFL | PGE | SFm | 2003 | CZ01 | rWtd | 0.97 | 1 | -0.0264
PGECFLSFm2003CZ02 | CFL | PGE | SFm | 2003 | CZ02 | rWtd | 0.99 | 1.06 | -0.0286
PGECFLSFm2003CZ03 | CFL | PGE | SFm | 2003 | CZ03 | rWtd | 0.97 | 1.01 | -0.0281
PGECFLSFm2003CZ04 | CFL | PGE | SFm | 2003 | CZ04 | rWtd | 1.01 | 1.4 | -0.0228
PGECFLSFm2003CZ05 | CFL | PGE | SFm | 2003 | CZ05 | rWtd | 0.97 | 1.1 | -0.03
PGECFLSFm2003CZ06 | CFL | PGE | SFm | 2003 | CZ06 | rWtd | 0 | 0 | 0
PGECFLSFm2003CZ07 | CFL | PGE | SFm | 2003 | CZ07 | rWtd | 0 | 0 | 0
PGECFLSFm2003CZ08 | CFL | PGE | SFm | 2003 | CZ08 | rWtd | 0 | 0 | 0
PGECFLSFm2003CZ09 | CFL | PGE | SFm | 2003 | CZ09 | rWtd | 0 | 0 | 0
PGECFLSFm2003CZ10 | CFL | PGE | SFm | 2003 | CZ10 | rWtd | 0 | 0 | 0
PGECFLSFm2003CZ11 | CFL | PGE | SFm | 2003 | CZ11 | rWtd | 1.1 | 1.53 | -0.0226
PGECFLSFm2003CZ12 | CFL | PGE | SFm | 2003 | CZ12 | rWtd | 1.06 | 1.56 | -0.0236
PGECFLSFm2003CZ13 | CFL | PGE | SFm | 2003 | CZ13 | rWtd | 1.12 | 1.66 | -0.0216
PGECFLSFm2003CZ14 | CFL | PGE | SFm | 2003 | CZ14 | rWtd | 0 | 0 | 0
PGECFLSFm2003CZ15 | CFL | PGE | SFm | 2003 | CZ15 | rWtd | 0 | 0 | 0
PGECFLSFm2003CZ16 | CFL | PGE | SFm | 2003 | CZ16 | rWtd | 0.99 | 1.46 | -0.0235
PGECFLSFm2007CZ01 | CFL | PGE | SFm | 2007 | CZ01 | rWtd | 0.97 | 1 | -0.0277
PGECFLSFm2007CZ02 | CFL | PGE | SFm | 2007 | CZ02 | rWtd | 1.02 | 1.2 | -0.03
PGECFLSFm2007CZ03 | CFL | PGE | SFm | 2007 | CZ03 | rWtd | 0.98 | 1.01 | -0.0299
PGECFLSFm2007CZ04 | CFL | PGE | SFm | 2007 | CZ04 | rWtd | 1.05 | 1.49 | -0.0246
PGECFLSFm2007CZ05 | CFL | PGE | SFm | 2007 | CZ05 | rWtd | 0.97 | 1 | -0.03
PGECFLSFm2007CZ06 | CFL | PGE | SFm | 2007 | CZ06 | rWtd | 0 | 0 | 0
PGECFLSFm2007CZ07 | CFL | PGE | SFm | 2007 | CZ07 | rWtd | 0 | 0 | 0
PGECFLSFm2007CZ08 | CFL | PGE | SFm | 2007 | CZ08 | rWtd | 0 | 0 | 0
PGECFLSFm2007CZ09 | CFL | PGE | SFm | 2007 | CZ09 | rWtd | 0 | 0 | 0
PGECFLSFm2007CZ10 | CFL | PGE | SFm | 2007 | CZ10 | rWtd | 0 | 0 | 0
PGECFLSFm2007CZ11 | CFL | PGE | SFm | 2007 | CZ11 | rWtd | 1.1 | 1.46 | -0.0218
PGECFLSFm2007CZ12 | CFL | PGE | SFm | 2007 | CZ12 | rWtd | 1.07 | 1.44 | -0.0227
PGECFLSFm2007CZ13 | CFL | PGE | SFm | 2007 | CZ13 | rWtd | 1.11 | 1.55 | -0.0233
PGECFLSFm2007CZ14 | CFL | PGE | SFm | 2007 | CZ14 | rWtd | 0 | 0 | 0
PGECFLSFm2007CZ15 | CFL | PGE | SFm | 2007 | CZ15 | rWtd | 0 | 0 | 0
PGECFLSFm2007CZ16 | CFL | PGE | SFm | 2007 | CZ16 | rWtd | 1 | 1.29 | -0.0215
PGECFLSFm2011CZ01 | CFL | PGE | SFm | 2011 | CZ01 | rWtd | 0.97 | 1 | -0.0256
PGECFLSFm2011CZ02 | CFL | PGE | SFm | 2011 | CZ02 | rWtd | 1.03 | 1.21 | -0.03
PGECFLSFm2011CZ03 | CFL | PGE | SFm | 2011 | CZ03 | rWtd | 0.98 | 1.07 | -0.0262
PGECFLSFm2011CZ04 | CFL | PGE | SFm | 2011 | CZ04 | rWtd | 1.05 | 1.62 | -0.0224
PGECFLSFm2011CZ05 | CFL | PGE | SFm | 2011 | CZ05 | rWtd | 0.96 | 1 | -0.03
PGECFLSFm2011CZ06 | CFL | PGE | SFm | 2011 | CZ06 | rWtd | 0 | 0 | 0
PGECFLSFm2011CZ07 | CFL | PGE | SFm | 2011 | CZ07 | rWtd | 0 | 0 | 0
PGECFLSFm2011CZ08 | CFL | PGE | SFm | 2011 | CZ08 | rWtd | 0 | 0 | 0
PGECFLSFm2011CZ09 | CFL | PGE | SFm | 2011 | CZ09 | rWtd | 0 | 0 | 0
PGECFLSFm2011CZ10 | CFL | PGE | SFm | 2011 | CZ10 | rWtd | 0 | 0 | 0
PGECFLSFm2011CZ11 | CFL | PGE | SFm | 2011 | CZ11 | rWtd | 1.1 | 1.49 | -0.021
PGECFLSFm2011CZ12 | CFL | PGE | SFm | 2011 | CZ12 | rWtd | 1.08 | 1.49 | -0.0216
PGECFLSFm2011CZ13 | CFL | PGE | SFm | 2011 | CZ13 | rWtd | 1.12 | 1.33 | -0.0225
PGECFLSFm2011CZ14 | CFL | PGE | SFm | 2011 | CZ14 | rWtd | 0 | 0 | 0
PGECFLSFm2011CZ15 | CFL | PGE | SFm | 2011 | CZ15 | rWtd | 0 | 0 | 0
PGECFLSFm2011CZ16 | CFL | PGE | SFm | 2011 | CZ16 | rWtd | 1.01 | 1.24 | -0.0198
PGECFLSFm2014CZ01 | CFL | PGE | SFm | 2014 | CZ01 | rWtd | 0.98 | 1 | -0.0231
PGECFLSFm2014CZ02 | CFL | PGE | SFm | 2014 | CZ02 | rWtd | 1.03 | 1.19 | -0.03
PGECFLSFm2014CZ03 | CFL | PGE | SFm | 2014 | CZ03 | rWtd | 0.99 | 1.01 | -0.022
PGECFLSFm2014CZ04 | CFL | PGE | SFm | 2014 | CZ04 | rWtd | 1.05 | 1.47 | -0.0225
PGECFLSFm2014CZ05 | CFL | PGE | SFm | 2014 | CZ05 | rWtd | 0.98 | 1.05 | -0.0244
PGECFLSFm2014CZ06 | CFL | PGE | SFm | 2014 | CZ06 | rWtd | 0 | 0 | 0
PGECFLSFm2014CZ07 | CFL | PGE | SFm | 2014 | CZ07 | rWtd | 0 | 0 | 0
PGECFLSFm2014CZ08 | CFL | PGE | SFm | 2014 | CZ08 | rWtd | 0 | 0 | 0
PGECFLSFm2014CZ09 | CFL | PGE | SFm | 2014 | CZ09 | rWtd | 0 | 0 | 0
PGECFLSFm2014CZ10 | CFL | PGE | SFm | 2014 | CZ10 | rWtd | 0 | 0 | 0
PGECFLSFm2014CZ11 | CFL | PGE | SFm | 2014 | CZ11 | rWtd | 1.11 | 1.56 | -0.0213
PGECFLSFm2014CZ12 | CFL | PGE | SFm | 2014 | CZ12 | rWtd | 1.07 | 1.53 | -0.022
PGECFLSFm2014CZ13 | CFL | PGE | SFm | 2014 | CZ13 | rWtd | 1.11 | 1.53 | -0.0227
PGECFLSFm2014CZ14 | CFL | PGE | SFm | 2014 | CZ14 | rWtd | 0 | 0 | 0
PGECFLSFm2014CZ15 | CFL | PGE | SFm | 2014 | CZ15 | rWtd | 0 | 0 | 0
PGECFLSFm2014CZ16 | CFL | PGE | SFm | 2014 | CZ16 | rWtd | 0.99 | 1.26 | -0.0246
PGECFLMFm1975CZ01 | CFL | PGE | MFm | 1975 | CZ01 | rWtd | 0.9 | 1 | -0.0269
PGECFLMFm1975CZ02 | CFL | PGE | MFm | 1975 | CZ02 | rWtd | 0.97 | 1.04 | -0.0213
PGECFLMFm1975CZ03 | CFL | PGE | MFm | 1975 | CZ03 | rWtd | 0.94 | 1 | -0.0243
PGECFLMFm1975CZ04 | CFL | PGE | MFm | 1975 | CZ04 | rWtd | 0.99 | 1.15 | -0.0185
PGECFLMFm1975CZ05 | CFL | PGE | MFm | 1975 | CZ05 | rWtd | 0.94 | 1.01 | -0.0258
PGECFLMFm1975CZ06 | CFL | PGE | MFm | 1975 | CZ06 | rWtd | 0 | 0 | 0
PGECFLMFm1975CZ07 | CFL | PGE | MFm | 1975 | CZ07 | rWtd | 0 | 0 | 0
PGECFLMFm1975CZ08 | CFL | PGE | MFm | 1975 | CZ08 | rWtd | 0 | 0 | 0
PGECFLMFm1975CZ09 | CFL | PGE | MFm | 1975 | CZ09 | rWtd | 0 | 0 | 0
PGECFLMFm1975CZ10 | CFL | PGE | MFm | 1975 | CZ10 | rWtd | 0 | 0 | 0
PGECFLMFm1975CZ11 | CFL | PGE | MFm | 1975 | CZ11 | rWtd | 1.08 | 1.51 | -0.0179
PGECFLMFm1975CZ12 | CFL | PGE | MFm | 1975 | CZ12 | rWtd | 1.05 | 1.46 | -0.0194
PGECFLMFm1975CZ13 | CFL | PGE | MFm | 1975 | CZ13 | rWtd | 1.11 | 1.51 | -0.0171
PGECFLMFm1975CZ14 | CFL | PGE | MFm | 1975 | CZ14 | rWtd | 0 | 0 | 0
PGECFLMFm1975CZ15 | CFL | PGE | MFm | 1975 | CZ15 | rWtd | 0 | 0 | 0
PGECFLMFm1975CZ16 | CFL | PGE | MFm | 1975 | CZ16 | rWtd | 1.01 | 1.3 | -0.0228
PGECFLMFm1985CZ01 | CFL | PGE | MFm | 1985 | CZ01 | rWtd | 0.91 | 1 | -0.0269
PGECFLMFm1985CZ02 | CFL | PGE | MFm | 1985 | CZ02 | rWtd | 0.97 | 1.03 | -0.0216
PGECFLMFm1985CZ03 | CFL | PGE | MFm | 1985 | CZ03 | rWtd | 0.94 | 1 | -0.0247
PGECFLMFm1985CZ04 | CFL | PGE | MFm | 1985 | CZ04 | rWtd | 0.98 | 1.11 | -0.0189
PGECFLMFm1985CZ05 | CFL | PGE | MFm | 1985 | CZ05 | rWtd | 0.94 | 1.01 | -0.0255
PGECFLMFm1985CZ06 | CFL | PGE | MFm | 1985 | CZ06 | rWtd | 0 | 0 | 0
PGECFLMFm1985CZ07 | CFL | PGE | MFm | 1985 | CZ07 | rWtd | 0 | 0 | 0
PGECFLMFm1985CZ08 | CFL | PGE | MFm | 1985 | CZ08 | rWtd | 0 | 0 | 0
PGECFLMFm1985CZ09 | CFL | PGE | MFm | 1985 | CZ09 | rWtd | 0 | 0 | 0
PGECFLMFm1985CZ10 | CFL | PGE | MFm | 1985 | CZ10 | rWtd | 0 | 0 | 0
PGECFLMFm1985CZ11 | CFL | PGE | MFm | 1985 | CZ11 | rWtd | 1.08 | 1.53 | -0.0178
PGECFLMFm1985CZ12 | CFL | PGE | MFm | 1985 | CZ12 | rWtd | 1.04 | 1.46 | -0.0194
PGECFLMFm1985CZ13 | CFL | PGE | MFm | 1985 | CZ13 | rWtd | 1.1 | 1.51 | -0.0181
PGECFLMFm1985CZ14 | CFL | PGE | MFm | 1985 | CZ14 | rWtd | 0 | 0 | 0
PGECFLMFm1985CZ15 | CFL | PGE | MFm | 1985 | CZ15 | rWtd | 0 | 0 | 0
PGECFLMFm1985CZ16 | CFL | PGE | MFm | 1985 | CZ16 | rWtd | 1.02 | 1.29 | -0.0227
PGECFLMFm1996CZ01 | CFL | PGE | MFm | 1996 | CZ01 | rWtd | 0.91 | 1 | -0.0269
PGECFLMFm1996CZ02 | CFL | PGE | MFm | 1996 | CZ02 | rWtd | 0.98 | 1.02 | -0.019
PGECFLMFm1996CZ03 | CFL | PGE | MFm | 1996 | CZ03 | rWtd | 0.95 | 1.01 | -0.0209
PGECFLMFm1996CZ04 | CFL | PGE | MFm | 1996 | CZ04 | rWtd | 0.99 | 1.13 | -0.016
PGECFLMFm1996CZ05 | CFL | PGE | MFm | 1996 | CZ05 | rWtd | 0.95 | 1.01 | -0.0222
PGECFLMFm1996CZ06 | CFL | PGE | MFm | 1996 | CZ06 | rWtd | 0 | 0 | 0
PGECFLMFm1996CZ07 | CFL | PGE | MFm | 1996 | CZ07 | rWtd | 0 | 0 | 0
PGECFLMFm1996CZ08 | CFL | PGE | MFm | 1996 | CZ08 | rWtd | 0 | 0 | 0
PGECFLMFm1996CZ09 | CFL | PGE | MFm | 1996 | CZ09 | rWtd | 0 | 0 | 0
PGECFLMFm1996CZ10 | CFL | PGE | MFm | 1996 | CZ10 | rWtd | 0 | 0 | 0
PGECFLMFm1996CZ11 | CFL | PGE | MFm | 1996 | CZ11 | rWtd | 1.11 | 1.48 | -0.0146
PGECFLMFm1996CZ12 | CFL | PGE | MFm | 1996 | CZ12 | rWtd | 1.05 | 1.5 | -0.0192
PGECFLMFm1996CZ13 | CFL | PGE | MFm | 1996 | CZ13 | rWtd | 1.11 | 1.5 | -0.0168
PGECFLMFm1996CZ14 | CFL | PGE | MFm | 1996 | CZ14 | rWtd | 0 | 0 | 0
PGECFLMFm1996CZ15 | CFL | PGE | MFm | 1996 | CZ15 | rWtd | 0 | 0 | 0
PGECFLMFm1996CZ16 | CFL | PGE | MFm | 1996 | CZ16 | rWtd | 1.02 | 1.29 | -0.0232
PGECFLMFm2003CZ01 | CFL | PGE | MFm | 2003 | CZ01 | rWtd | 0.93 | 1.01 | -0.0251
PGECFLMFm2003CZ02 | CFL | PGE | MFm | 2003 | CZ02 | rWtd | 0.98 | 1.01 | -0.0183
PGECFLMFm2003CZ03 | CFL | PGE | MFm | 2003 | CZ03 | rWtd | 0.94 | 1.01 | -0.0242
PGECFLMFm2003CZ04 | CFL | PGE | MFm | 2003 | CZ04 | rWtd | 1 | 1.23 | -0.0156
PGECFLMFm2003CZ05 | CFL | PGE | MFm | 2003 | CZ05 | rWtd | 0.95 | 1.01 | -0.0231
PGECFLMFm2003CZ06 | CFL | PGE | MFm | 2003 | CZ06 | rWtd | 0 | 0 | 0
PGECFLMFm2003CZ07 | CFL | PGE | MFm | 2003 | CZ07 | rWtd | 0 | 0 | 0
PGECFLMFm2003CZ08 | CFL | PGE | MFm | 2003 | CZ08 | rWtd | 0 | 0 | 0
PGECFLMFm2003CZ09 | CFL | PGE | MFm | 2003 | CZ09 | rWtd | 0 | 0 | 0
PGECFLMFm2003CZ10 | CFL | PGE | MFm | 2003 | CZ10 | rWtd | 0 | 0 | 0
PGECFLMFm2003CZ11 | CFL | PGE | MFm | 2003 | CZ11 | rWtd | 1.11 | 1.41 | -0.017
PGECFLMFm2003CZ12 | CFL | PGE | MFm | 2003 | CZ12 | rWtd | 1.08 | 1.51 | -0.0164
PGECFLMFm2003CZ13 | CFL | PGE | MFm | 2003 | CZ13 | rWtd | 1.12 | 1.44 | -0.0148
PGECFLMFm2003CZ14 | CFL | PGE | MFm | 2003 | CZ14 | rWtd | 0 | 0 | 0
PGECFLMFm2003CZ15 | CFL | PGE | MFm | 2003 | CZ15 | rWtd | 0 | 0 | 0
PGECFLMFm2003CZ16 | CFL | PGE | MFm | 2003 | CZ16 | rWtd | 1.03 | 1.3 | -0.0214
PGECFLMFm2007CZ01 | CFL | PGE | MFm | 2007 | CZ01 | rWtd | 0.91 | 1 | -0.0269
PGECFLMFm2007CZ02 | CFL | PGE | MFm | 2007 | CZ02 | rWtd | 0.97 | 1.02 | -0.019
PGECFLMFm2007CZ03 | CFL | PGE | MFm | 2007 | CZ03 | rWtd | 0.95 | 1.01 | -0.0229
PGECFLMFm2007CZ04 | CFL | PGE | MFm | 2007 | CZ04 | rWtd | 1.05 | 1.3 | -0.0154
PGECFLMFm2007CZ05 | CFL | PGE | MFm | 2007 | CZ05 | rWtd | 0.97 | 1.01 | -0.0205
PGECFLMFm2007CZ06 | CFL | PGE | MFm | 2007 | CZ06 | rWtd | 0 | 0 | 0
PGECFLMFm2007CZ07 | CFL | PGE | MFm | 2007 | CZ07 | rWtd | 0 | 0 | 0
PGECFLMFm2007CZ08 | CFL | PGE | MFm | 2007 | CZ08 | rWtd | 0 | 0 | 0
PGECFLMFm2007CZ09 | CFL | PGE | MFm | 2007 | CZ09 | rWtd | 0 | 0 | 0
PGECFLMFm2007CZ10 | CFL | PGE | MFm | 2007 | CZ10 | rWtd | 0 | 0 | 0
PGECFLMFm2007CZ11 | CFL | PGE | MFm | 2007 | CZ11 | rWtd | 1.11 | 1.35 | -0.015
PGECFLMFm2007CZ12 | CFL | PGE | MFm | 2007 | CZ12 | rWtd | 1.08 | 1.41 | -0.016
PGECFLMFm2007CZ13 | CFL | PGE | MFm | 2007 | CZ13 | rWtd | 1.11 | 1.37 | -0.015
PGECFLMFm2007CZ14 | CFL | PGE | MFm | 2007 | CZ14 | rWtd | 0 | 0 | 0
PGECFLMFm2007CZ15 | CFL | PGE | MFm | 2007 | CZ15 | rWtd | 0 | 0 | 0
PGECFLMFm2007CZ16 | CFL | PGE | MFm | 2007 | CZ16 | rWtd | 1.01 | 1.18 | -0.0208
PGECFLMFm2011CZ01 | CFL | PGE | MFm | 2011 | CZ01 | rWtd | 0.92 | 1 | -0.0263
PGECFLMFm2011CZ02 | CFL | PGE | MFm | 2011 | CZ02 | rWtd | 0.98 | 1.02 | -0.0178
PGECFLMFm2011CZ03 | CFL | PGE | MFm | 2011 | CZ03 | rWtd | 0.96 | 1.01 | -0.0203
PGECFLMFm2011CZ04 | CFL | PGE | MFm | 2011 | CZ04 | rWtd | 1.07 | 1.34 | -0.0129
PGECFLMFm2011CZ05 | CFL | PGE | MFm | 2011 | CZ05 | rWtd | 0.97 | 1.01 | -0.0201
PGECFLMFm2011CZ06 | CFL | PGE | MFm | 2011 | CZ06 | rWtd | 0 | 0 | 0
PGECFLMFm2011CZ07 | CFL | PGE | MFm | 2011 | CZ07 | rWtd | 0 | 0 | 0
PGECFLMFm2011CZ08 | CFL | PGE | MFm | 2011 | CZ08 | rWtd | 0 | 0 | 0
PGECFLMFm2011CZ09 | CFL | PGE | MFm | 2011 | CZ09 | rWtd | 0 | 0 | 0
PGECFLMFm2011CZ10 | CFL | PGE | MFm | 2011 | CZ10 | rWtd | 0 | 0 | 0
PGECFLMFm2011CZ11 | CFL | PGE | MFm | 2011 | CZ11 | rWtd | 1.12 | 1.34 | -0.0141
PGECFLMFm2011CZ12 | CFL | PGE | MFm | 2011 | CZ12 | rWtd | 1.09 | 1.43 | -0.0149
PGECFLMFm2011CZ13 | CFL | PGE | MFm | 2011 | CZ13 | rWtd | 1.12 | 1.38 | -0.0141
PGECFLMFm2011CZ14 | CFL | PGE | MFm | 2011 | CZ14 | rWtd | 0 | 0 | 0
PGECFLMFm2011CZ15 | CFL | PGE | MFm | 2011 | CZ15 | rWtd | 0 | 0 | 0
PGECFLMFm2011CZ16 | CFL | PGE | MFm | 2011 | CZ16 | rWtd | 1.01 | 1.19 | -0.0198
PGECFLMFm2014CZ01 | CFL | PGE | MFm | 2014 | CZ01 | rWtd | 0.93 | 1 | -0.0253
PGECFLMFm2014CZ02 | CFL | PGE | MFm | 2014 | CZ02 | rWtd | 0.98 | 1.02 | -0.0168
PGECFLMFm2014CZ03 | CFL | PGE | MFm | 2014 | CZ03 | rWtd | 0.97 | 1.01 | -0.0173
PGECFLMFm2014CZ04 | CFL | PGE | MFm | 2014 | CZ04 | rWtd | 1.08 | 1.29 | -0.0117
PGECFLMFm2014CZ05 | CFL | PGE | MFm | 2014 | CZ05 | rWtd | 1 | 1.02 | -0.0134
PGECFLMFm2014CZ06 | CFL | PGE | MFm | 2014 | CZ06 | rWtd | 0 | 0 | 0
PGECFLMFm2014CZ07 | CFL | PGE | MFm | 2014 | CZ07 | rWtd | 0 | 0 | 0
PGECFLMFm2014CZ08 | CFL | PGE | MFm | 2014 | CZ08 | rWtd | 0 | 0 | 0
PGECFLMFm2014CZ09 | CFL | PGE | MFm | 2014 | CZ09 | rWtd | 0 | 0 | 0
PGECFLMFm2014CZ10 | CFL | PGE | MFm | 2014 | CZ10 | rWtd | 0 | 0 | 0
PGECFLMFm2014CZ11 | CFL | PGE | MFm | 2014 | CZ11 | rWtd | 1.13 | 1.36 | -0.0138
PGECFLMFm2014CZ12 | CFL | PGE | MFm | 2014 | CZ12 | rWtd | 1.09 | 1.44 | -0.0145
PGECFLMFm2014CZ13 | CFL | PGE | MFm | 2014 | CZ13 | rWtd | 1.13 | 1.41 | -0.0137
PGECFLMFm2014CZ14 | CFL | PGE | MFm | 2014 | CZ14 | rWtd | 0 | 0 | 0
PGECFLMFm2014CZ15 | CFL | PGE | MFm | 2014 | CZ15 | rWtd | 0 | 0 | 0
PGECFLMFm2014CZ16 | CFL | PGE | MFm | 2014 | CZ16 | rWtd | 1 | 1.18 | -0.0214
SCECFLSFm1975CZ01 | CFL | SCE | SFm | 1975 | CZ01 | rWtd | 0 | 0 | 0
SCECFLSFm1975CZ02 | CFL | SCE | SFm | 1975 | CZ02 | rWtd | 0 | 0 | 0
SCECFLSFm1975CZ03 | CFL | SCE | SFm | 1975 | CZ03 | rWtd | 0 | 0 | 0
SCECFLSFm1975CZ04 | CFL | SCE | SFm | 1975 | CZ04 | rWtd | 0 | 0 | 0
SCECFLSFm1975CZ05 | CFL | SCE | SFm | 1975 | CZ05 | rWtd | 0.97 | 1.01 | -0.03
SCECFLSFm1975CZ06 | CFL | SCE | SFm | 1975 | CZ06 | rWtd | 1.01 | 1.37 | -0.0198
SCECFLSFm1975CZ07 | CFL | SCE | SFm | 1975 | CZ07 | rWtd | 0 | 0 | 0
SCECFLSFm1975CZ08 | CFL | SCE | SFm | 1975 | CZ08 | rWtd | 1.05 | 1.32 | -0.0189
SCECFLSFm1975CZ09 | CFL | SCE | SFm | 1975 | CZ09 | rWtd | 1.09 | 1.47 | -0.0206
SCECFLSFm1975CZ10 | CFL | SCE | SFm | 1975 | CZ10 | rWtd | 1.09 | 1.61 | -0.0208
SCECFLSFm1975CZ11 | CFL | SCE | SFm | 1975 | CZ11 | rWtd | 0 | 0 | 0
SCECFLSFm1975CZ12 | CFL | SCE | SFm | 1975 | CZ12 | rWtd | 0 | 0 | 0
SCECFLSFm1975CZ13 | CFL | SCE | SFm | 1975 | CZ13 | rWtd | 1.11 | 1.69 | -0.0219
SCECFLSFm1975CZ14 | CFL | SCE | SFm | 1975 | CZ14 | rWtd | 1.14 | 1.57 | -0.0202
SCECFLSFm1975CZ15 | CFL | SCE | SFm | 1975 | CZ15 | rWtd | 1.22 | 1.6 | -0.0129
SCECFLSFm1975CZ16 | CFL | SCE | SFm | 1975 | CZ16 | rWtd | 1.02 | 1.28 | -0.0284
SCECFLSFm1985CZ01 | CFL | SCE | SFm | 1985 | CZ01 | rWtd | 0 | 0 | 0
SCECFLSFm1985CZ02 | CFL | SCE | SFm | 1985 | CZ02 | rWtd | 0 | 0 | 0
SCECFLSFm1985CZ03 | CFL | SCE | SFm | 1985 | CZ03 | rWtd | 0 | 0 | 0
SCECFLSFm1985CZ04 | CFL | SCE | SFm | 1985 | CZ04 | rWtd | 0 | 0 | 0
SCECFLSFm1985CZ05 | CFL | SCE | SFm | 1985 | CZ05 | rWtd | 0.97 | 1 | -0.03
SCECFLSFm1985CZ06 | CFL | SCE | SFm | 1985 | CZ06 | rWtd | 1 | 1.02 | -0.0217
SCECFLSFm1985CZ07 | CFL | SCE | SFm | 1985 | CZ07 | rWtd | 0 | 0 | 0
SCECFLSFm1985CZ08 | CFL | SCE | SFm | 1985 | CZ08 | rWtd | 1.04 | 1.53 | -0.021
SCECFLSFm1985CZ09 | CFL | SCE | SFm | 1985 | CZ09 | rWtd | 1.07 | 1.6 | -0.0216
SCECFLSFm1985CZ10 | CFL | SCE | SFm | 1985 | CZ10 | rWtd | 1.08 | 1.76 | -0.0227
SCECFLSFm1985CZ11 | CFL | SCE | SFm | 1985 | CZ11 | rWtd | 0 | 0 | 0
SCECFLSFm1985CZ12 | CFL | SCE | SFm | 1985 | CZ12 | rWtd | 0 | 0 | 0
SCECFLSFm1985CZ13 | CFL | SCE | SFm | 1985 | CZ13 | rWtd | 1.11 | 1.76 | -0.0241
SCECFLSFm1985CZ14 | CFL | SCE | SFm | 1985 | CZ14 | rWtd | 1.13 | 1.54 | -0.0269
SCECFLSFm1985CZ15 | CFL | SCE | SFm | 1985 | CZ15 | rWtd | 1.21 | 1.66 | -0.0172
SCECFLSFm1985CZ16 | CFL | SCE | SFm | 1985 | CZ16 | rWtd | 1.01 | 1.45 | -0.03
SCECFLSFm1996CZ01 | CFL | SCE | SFm | 1996 | CZ01 | rWtd | 0 | 0 | 0
SCECFLSFm1996CZ02 | CFL | SCE | SFm | 1996 | CZ02 | rWtd | 0 | 0 | 0
SCECFLSFm1996CZ03 | CFL | SCE | SFm | 1996 | CZ03 | rWtd | 0 | 0 | 0
SCECFLSFm1996CZ04 | CFL | SCE | SFm | 1996 | CZ04 | rWtd | 0 | 0 | 0
SCECFLSFm1996CZ05 | CFL | SCE | SFm | 1996 | CZ05 | rWtd | 0.97 | 1 | -0.03
SCECFLSFm1996CZ06 | CFL | SCE | SFm | 1996 | CZ06 | rWtd | 1 | 1.03 | -0.0219
SCECFLSFm1996CZ07 | CFL | SCE | SFm | 1996 | CZ07 | rWtd | 0 | 0 | 0
SCECFLSFm1996CZ08 | CFL | SCE | SFm | 1996 | CZ08 | rWtd | 1.04 | 1.33 | -0.0198
SCECFLSFm1996CZ09 | CFL | SCE | SFm | 1996 | CZ09 | rWtd | 1.08 | 1.46 | -0.0194
SCECFLSFm1996CZ10 | CFL | SCE | SFm | 1996 | CZ10 | rWtd | 1.09 | 1.62 | -0.0197
SCECFLSFm1996CZ11 | CFL | SCE | SFm | 1996 | CZ11 | rWtd | 0 | 0 | 0
SCECFLSFm1996CZ12 | CFL | SCE | SFm | 1996 | CZ12 | rWtd | 0 | 0 | 0
SCECFLSFm1996CZ13 | CFL | SCE | SFm | 1996 | CZ13 | rWtd | 1.12 | 1.64 | -0.0242
SCECFLSFm1996CZ14 | CFL | SCE | SFm | 1996 | CZ14 | rWtd | 1.13 | 1.53 | -0.0238
SCECFLSFm1996CZ15 | CFL | SCE | SFm | 1996 | CZ15 | rWtd | 1.22 | 1.53 | -0.0161
SCECFLSFm1996CZ16 | CFL | SCE | SFm | 1996 | CZ16 | rWtd | 1.02 | 1.38 | -0.0224
SCECFLSFm2003CZ01 | CFL | SCE | SFm | 2003 | CZ01 | rWtd | 0 | 0 | 0
SCECFLSFm2003CZ02 | CFL | SCE | SFm | 2003 | CZ02 | rWtd | 0 | 0 | 0
SCECFLSFm2003CZ03 | CFL | SCE | SFm | 2003 | CZ03 | rWtd | 0 | 0 | 0
SCECFLSFm2003CZ04 | CFL | SCE | SFm | 2003 | CZ04 | rWtd | 0 | 0 | 0
SCECFLSFm2003CZ05 | CFL | SCE | SFm | 2003 | CZ05 | rWtd | 0.97 | 1.2 | -0.03
SCECFLSFm2003CZ06 | CFL | SCE | SFm | 2003 | CZ06 | rWtd | 1.01 | 1.21 | -0.0184
SCECFLSFm2003CZ07 | CFL | SCE | SFm | 2003 | CZ07 | rWtd | 0 | 0 | 0
SCECFLSFm2003CZ08 | CFL | SCE | SFm | 2003 | CZ08 | rWtd | 1.06 | 1.24 | -0.0187
SCECFLSFm2003CZ09 | CFL | SCE | SFm | 2003 | CZ09 | rWtd | 1.08 | 1.45 | -0.0201
SCECFLSFm2003CZ10 | CFL | SCE | SFm | 2003 | CZ10 | rWtd | 1.1 | 1.48 | -0.0215
SCECFLSFm2003CZ11 | CFL | SCE | SFm | 2003 | CZ11 | rWtd | 0 | 0 | 0
SCECFLSFm2003CZ12 | CFL | SCE | SFm | 2003 | CZ12 | rWtd | 0 | 0 | 0
SCECFLSFm2003CZ13 | CFL | SCE | SFm | 2003 | CZ13 | rWtd | 1.12 | 1.68 | -0.0216
SCECFLSFm2003CZ14 | CFL | SCE | SFm | 2003 | CZ14 | rWtd | 1.15 | 1.4 | -0.0239
SCECFLSFm2003CZ15 | CFL | SCE | SFm | 2003 | CZ15 | rWtd | 1.21 | 1.51 | -0.0141
SCECFLSFm2003CZ16 | CFL | SCE | SFm | 2003 | CZ16 | rWtd | 1 | 1.56 | -0.0235
SCECFLSFm2007CZ01 | CFL | SCE | SFm | 2007 | CZ01 | rWtd | 0 | 0 | 0
SCECFLSFm2007CZ02 | CFL | SCE | SFm | 2007 | CZ02 | rWtd | 0 | 0 | 0
SCECFLSFm2007CZ03 | CFL | SCE | SFm | 2007 | CZ03 | rWtd | 0 | 0 | 0
SCECFLSFm2007CZ04 | CFL | SCE | SFm | 2007 | CZ04 | rWtd | 0 | 0 | 0
SCECFLSFm2007CZ05 | CFL | SCE | SFm | 2007 | CZ05 | rWtd | 0.99 | 1 | -0.03
SCECFLSFm2007CZ06 | CFL | SCE | SFm | 2007 | CZ06 | rWtd | 1.05 | 1.44 | -0.0177
SCECFLSFm2007CZ07 | CFL | SCE | SFm | 2007 | CZ07 | rWtd | 0 | 0 | 0
SCECFLSFm2007CZ08 | CFL | SCE | SFm | 2007 | CZ08 | rWtd | 1.08 | 1.24 | -0.0181
SCECFLSFm2007CZ09 | CFL | SCE | SFm | 2007 | CZ09 | rWtd | 1.09 | 1.45 | -0.0196
SCECFLSFm2007CZ10 | CFL | SCE | SFm | 2007 | CZ10 | rWtd | 1.1 | 1.47 | -0.0211
SCECFLSFm2007CZ11 | CFL | SCE | SFm | 2007 | CZ11 | rWtd | 0 | 0 | 0
SCECFLSFm2007CZ12 | CFL | SCE | SFm | 2007 | CZ12 | rWtd | 0 | 0 | 0
SCECFLSFm2007CZ13 | CFL | SCE | SFm | 2007 | CZ13 | rWtd | 1.11 | 1.55 | -0.0233
SCECFLSFm2007CZ14 | CFL | SCE | SFm | 2007 | CZ14 | rWtd | 1.13 | 1.45 | -0.0241
SCECFLSFm2007CZ15 | CFL | SCE | SFm | 2007 | CZ15 | rWtd | 1.19 | 1.47 | -0.0142
SCECFLSFm2007CZ16 | CFL | SCE | SFm | 2007 | CZ16 | rWtd | 0.99 | 1.09 | -0.0216
SCECFLSFm2011CZ01 | CFL | SCE | SFm | 2011 | CZ01 | rWtd | 0 | 0 | 0
SCECFLSFm2011CZ02 | CFL | SCE | SFm | 2011 | CZ02 | rWtd | 0 | 0 | 0
SCECFLSFm2011CZ03 | CFL | SCE | SFm | 2011 | CZ03 | rWtd | 0 | 0 | 0
SCECFLSFm2011CZ04 | CFL | SCE | SFm | 2011 | CZ04 | rWtd | 0 | 0 | 0
SCECFLSFm2011CZ05 | CFL | SCE | SFm | 2011 | CZ05 | rWtd | 0.99 | 1.03 | -0.03
SCECFLSFm2011CZ06 | CFL | SCE | SFm | 2011 | CZ06 | rWtd | 1.02 | 1.18 | -0.0191
SCECFLSFm2011CZ07 | CFL | SCE | SFm | 2011 | CZ07 | rWtd | 0 | 0 | 0
SCECFLSFm2011CZ08 | CFL | SCE | SFm | 2011 | CZ08 | rWtd | 1.09 | 1.27 | -0.0161
SCECFLSFm2011CZ09 | CFL | SCE | SFm | 2011 | CZ09 | rWtd | 1.12 | 1.41 | -0.0177
SCECFLSFm2011CZ10 | CFL | SCE | SFm | 2011 | CZ10 | rWtd | 1.11 | 1.52 | -0.0201
SCECFLSFm2011CZ11 | CFL | SCE | SFm | 2011 | CZ11 | rWtd | 0 | 0 | 0
SCECFLSFm2011CZ12 | CFL | SCE | SFm | 2011 | CZ12 | rWtd | 0 | 0 | 0
SCECFLSFm2011CZ13 | CFL | SCE | SFm | 2011 | CZ13 | rWtd | 1.12 | 1.33 | -0.0225
SCECFLSFm2011CZ14 | CFL | SCE | SFm | 2011 | CZ14 | rWtd | 1.13 | 1.43 | -0.0233
SCECFLSFm2011CZ15 | CFL | SCE | SFm | 2011 | CZ15 | rWtd | 1.2 | 1.48 | -0.0131
SCECFLSFm2011CZ16 | CFL | SCE | SFm | 2011 | CZ16 | rWtd | 0.99 | 1.07 | -0.0199
SCECFLSFm2014CZ01 | CFL | SCE | SFm | 2014 | CZ01 | rWtd | 0 | 0 | 0
SCECFLSFm2014CZ02 | CFL | SCE | SFm | 2014 | CZ02 | rWtd | 0 | 0 | 0
SCECFLSFm2014CZ03 | CFL | SCE | SFm | 2014 | CZ03 | rWtd | 0 | 0 | 0
SCECFLSFm2014CZ04 | CFL | SCE | SFm | 2014 | CZ04 | rWtd | 0 | 0 | 0
SCECFLSFm2014CZ05 | CFL | SCE | SFm | 2014 | CZ05 | rWtd | 1.02 | 1.31 | -0.0237
SCECFLSFm2014CZ06 | CFL | SCE | SFm | 2014 | CZ06 | rWtd | 1.02 | 1.26 | -0.0188
SCECFLSFm2014CZ07 | CFL | SCE | SFm | 2014 | CZ07 | rWtd | 0 | 0 | 0
SCECFLSFm2014CZ08 | CFL | SCE | SFm | 2014 | CZ08 | rWtd | 1.09 | 1.31 | -0.0161
SCECFLSFm2014CZ09 | CFL | SCE | SFm | 2014 | CZ09 | rWtd | 1.1 | 1.49 | -0.0179
SCECFLSFm2014CZ10 | CFL | SCE | SFm | 2014 | CZ10 | rWtd | 1.11 | 1.47 | -0.02
SCECFLSFm2014CZ11 | CFL | SCE | SFm | 2014 | CZ11 | rWtd | 0 | 0 | 0
SCECFLSFm2014CZ12 | CFL | SCE | SFm | 2014 | CZ12 | rWtd | 0 | 0 | 0
SCECFLSFm2014CZ13 | CFL | SCE | SFm | 2014 | CZ13 | rWtd | 1.11 | 1.53 | -0.0227
SCECFLSFm2014CZ14 | CFL | SCE | SFm | 2014 | CZ14 | rWtd | 1.13 | 1.49 | -0.0241
SCECFLSFm2014CZ15 | CFL | SCE | SFm | 2014 | CZ15 | rWtd | 1.2 | 1.5 | -0.0132
SCECFLSFm2014CZ16 | CFL | SCE | SFm | 2014 | CZ16 | rWtd | 0.98 | 1.08 | -0.0247
SCECFLMFm1975CZ01 | CFL | SCE | MFm | 1975 | CZ01 | rWtd | 0 | 0 | 0
SCECFLMFm1975CZ02 | CFL | SCE | MFm | 1975 | CZ02 | rWtd | 0 | 0 | 0
SCECFLMFm1975CZ03 | CFL | SCE | MFm | 1975 | CZ03 | rWtd | 0 | 0 | 0
SCECFLMFm1975CZ04 | CFL | SCE | MFm | 1975 | CZ04 | rWtd | 0 | 0 | 0
SCECFLMFm1975CZ05 | CFL | SCE | MFm | 1975 | CZ05 | rWtd | 0.99 | 1.01 | -0.0293
SCECFLMFm1975CZ06 | CFL | SCE | MFm | 1975 | CZ06 | rWtd | 1.01 | 1.15 | -0.0151
SCECFLMFm1975CZ07 | CFL | SCE | MFm | 1975 | CZ07 | rWtd | 0 | 0 | 0
SCECFLMFm1975CZ08 | CFL | SCE | MFm | 1975 | CZ08 | rWtd | 1.04 | 1.27 | -0.0153
SCECFLMFm1975CZ09 | CFL | SCE | MFm | 1975 | CZ09 | rWtd | 1.09 | 1.39 | -0.0154
SCECFLMFm1975CZ10 | CFL | SCE | MFm | 1975 | CZ10 | rWtd | 1.08 | 1.46 | -0.0154
SCECFLMFm1975CZ11 | CFL | SCE | MFm | 1975 | CZ11 | rWtd | 0 | 0 | 0
SCECFLMFm1975CZ12 | CFL | SCE | MFm | 1975 | CZ12 | rWtd | 0 | 0 | 0
SCECFLMFm1975CZ13 | CFL | SCE | MFm | 1975 | CZ13 | rWtd | 1.1 | 1.47 | -0.0172
SCECFLMFm1975CZ14 | CFL | SCE | MFm | 1975 | CZ14 | rWtd | 1.13 | 1.43 | -0.0175
SCECFLMFm1975CZ15 | CFL | SCE | MFm | 1975 | CZ15 | rWtd | 1.22 | 1.44 | -0.00838
SCECFLMFm1975CZ16 | CFL | SCE | MFm | 1975 | CZ16 | rWtd | 1.01 | 1.31 | -0.0228
SCECFLMFm1985CZ01 | CFL | SCE | MFm | 1985 | CZ01 | rWtd | 0 | 0 | 0
SCECFLMFm1985CZ02 | CFL | SCE | MFm | 1985 | CZ02 | rWtd | 0 | 0 | 0
SCECFLMFm1985CZ03 | CFL | SCE | MFm | 1985 | CZ03 | rWtd | 0 | 0 | 0
SCECFLMFm1985CZ04 | CFL | SCE | MFm | 1985 | CZ04 | rWtd | 0 | 0 | 0
SCECFLMFm1985CZ05 | CFL | SCE | MFm | 1985 | CZ05 | rWtd | 0.99 | 1.01 | -0.029
SCECFLMFm1985CZ06 | CFL | SCE | MFm | 1985 | CZ06 | rWtd | 1 | 1.18 | -0.0166
SCECFLMFm1985CZ07 | CFL | SCE | MFm | 1985 | CZ07 | rWtd | 0 | 0 | 0
SCECFLMFm1985CZ08 | CFL | SCE | MFm | 1985 | CZ08 | rWtd | 1.05 | 1.24 | -0.0137
SCECFLMFm1985CZ09 | CFL | SCE | MFm | 1985 | CZ09 | rWtd | 1.1 | 1.4 | -0.0148
SCECFLMFm1985CZ10 | CFL | SCE | MFm | 1985 | CZ10 | rWtd | 1.09 | 1.5 | -0.0149
SCECFLMFm1985CZ11 | CFL | SCE | MFm | 1985 | CZ11 | rWtd | 0 | 0 | 0
SCECFLMFm1985CZ12 | CFL | SCE | MFm | 1985 | CZ12 | rWtd | 0 | 0 | 0
SCECFLMFm1985CZ13 | CFL | SCE | MFm | 1985 | CZ13 | rWtd | 1.09 | 1.47 | -0.0181
SCECFLMFm1985CZ14 | CFL | SCE | MFm | 1985 | CZ14 | rWtd | 1.13 | 1.45 | -0.0162
SCECFLMFm1985CZ15 | CFL | SCE | MFm | 1985 | CZ15 | rWtd | 1.22 | 1.45 | -0.00804
SCECFLMFm1985CZ16 | CFL | SCE | MFm | 1985 | CZ16 | rWtd | 1.02 | 1.31 | -0.0227
SCECFLMFm1996CZ01 | CFL | SCE | MFm | 1996 | CZ01 | rWtd | 0 | 0 | 0
SCECFLMFm1996CZ02 | CFL | SCE | MFm | 1996 | CZ02 | rWtd | 0 | 0 | 0
SCECFLMFm1996CZ03 | CFL | SCE | MFm | 1996 | CZ03 | rWtd | 0 | 0 | 0
SCECFLMFm1996CZ04 | CFL | SCE | MFm | 1996 | CZ04 | rWtd | 0 | 0 | 0
SCECFLMFm1996CZ05 | CFL | SCE | MFm | 1996 | CZ05 | rWtd | 1 | 1.01 | -0.0253
SCECFLMFm1996CZ06 | CFL | SCE | MFm | 1996 | CZ06 | rWtd | 1 | 1.16 | -0.0151
SCECFLMFm1996CZ07 | CFL | SCE | MFm | 1996 | CZ07 | rWtd | 0 | 0 | 0
SCECFLMFm1996CZ08 | CFL | SCE | MFm | 1996 | CZ08 | rWtd | 1.06 | 1.25 | -0.0125
SCECFLMFm1996CZ09 | CFL | SCE | MFm | 1996 | CZ09 | rWtd | 1.1 | 1.37 | -0.0142
SCECFLMFm1996CZ10 | CFL | SCE | MFm | 1996 | CZ10 | rWtd | 1.05 | 1.48 | -0.0152
SCECFLMFm1996CZ11 | CFL | SCE | MFm | 1996 | CZ11 | rWtd | 0 | 0 | 0
SCECFLMFm1996CZ12 | CFL | SCE | MFm | 1996 | CZ12 | rWtd | 0 | 0 | 0
SCECFLMFm1996CZ13 | CFL | SCE | MFm | 1996 | CZ13 | rWtd | 1.1 | 1.47 | -0.0169
SCECFLMFm1996CZ14 | CFL | SCE | MFm | 1996 | CZ14 | rWtd | 1.15 | 1.32 | -0.015
SCECFLMFm1996CZ15 | CFL | SCE | MFm | 1996 | CZ15 | rWtd | 1.19 | 1.46 | -0.0069
SCECFLMFm1996CZ16 | CFL | SCE | MFm | 1996 | CZ16 | rWtd | 1.03 | 1.31 | -0.0231
SCECFLMFm2003CZ01 | CFL | SCE | MFm | 2003 | CZ01 | rWtd | 0 | 0 | 0
SCECFLMFm2003CZ02 | CFL | SCE | MFm | 2003 | CZ02 | rWtd | 0 | 0 | 0
SCECFLMFm2003CZ03 | CFL | SCE | MFm | 2003 | CZ03 | rWtd | 0 | 0 | 0
SCECFLMFm2003CZ04 | CFL | SCE | MFm | 2003 | CZ04 | rWtd | 0 | 0 | 0
SCECFLMFm2003CZ05 | CFL | SCE | MFm | 2003 | CZ05 | rWtd | 1 | 1.01 | -0.0263
SCECFLMFm2003CZ06 | CFL | SCE | MFm | 2003 | CZ06 | rWtd | 1 | 1.12 | -0.0151
SCECFLMFm2003CZ07 | CFL | SCE | MFm | 2003 | CZ07 | rWtd | 0 | 0 | 0
SCECFLMFm2003CZ08 | CFL | SCE | MFm | 2003 | CZ08 | rWtd | 1.05 | 1.3 | -0.0128
SCECFLMFm2003CZ09 | CFL | SCE | MFm | 2003 | CZ09 | rWtd | 1.07 | 1.44 | -0.015
SCECFLMFm2003CZ10 | CFL | SCE | MFm | 2003 | CZ10 | rWtd | 1.09 | 1.55 | -0.0122
SCECFLMFm2003CZ11 | CFL | SCE | MFm | 2003 | CZ11 | rWtd | 0 | 0 | 0
SCECFLMFm2003CZ12 | CFL | SCE | MFm | 2003 | CZ12 | rWtd | 0 | 0 | 0
SCECFLMFm2003CZ13 | CFL | SCE | MFm | 2003 | CZ13 | rWtd | 1.11 | 1.42 | -0.0149
SCECFLMFm2003CZ14 | CFL | SCE | MFm | 2003 | CZ14 | rWtd | 1.16 | 1.3 | -0.0151
SCECFLMFm2003CZ15 | CFL | SCE | MFm | 2003 | CZ15 | rWtd | 1.18 | 1.45 | -0.00713
SCECFLMFm2003CZ16 | CFL | SCE | MFm | 2003 | CZ16 | rWtd | 1.03 | 1.32 | -0.0213
SCECFLMFm2007CZ01 | CFL | SCE | MFm | 2007 | CZ01 | rWtd | 0 | 0 | 0
SCECFLMFm2007CZ02 | CFL | SCE | MFm | 2007 | CZ02 | rWtd | 0 | 0 | 0
SCECFLMFm2007CZ03 | CFL | SCE | MFm | 2007 | CZ03 | rWtd | 0 | 0 | 0
SCECFLMFm2007CZ04 | CFL | SCE | MFm | 2007 | CZ04 | rWtd | 0 | 0 | 0
SCECFLMFm2007CZ05 | CFL | SCE | MFm | 2007 | CZ05 | rWtd | 0.98 | 1 | -0.0202
SCECFLMFm2007CZ06 | CFL | SCE | MFm | 2007 | CZ06 | rWtd | 1.05 | 1.25 | -0.014
SCECFLMFm2007CZ07 | CFL | SCE | MFm | 2007 | CZ07 | rWtd | 0 | 0 | 0
SCECFLMFm2007CZ08 | CFL | SCE | MFm | 2007 | CZ08 | rWtd | 1.09 | 1.42 | -0.0127
SCECFLMFm2007CZ09 | CFL | SCE | MFm | 2007 | CZ09 | rWtd | 1.1 | 1.43 | -0.0127
SCECFLMFm2007CZ10 | CFL | SCE | MFm | 2007 | CZ10 | rWtd | 1.1 | 1.48 | -0.0118
SCECFLMFm2007CZ11 | CFL | SCE | MFm | 2007 | CZ11 | rWtd | 0 | 0 | 0
SCECFLMFm2007CZ12 | CFL | SCE | MFm | 2007 | CZ12 | rWtd | 0 | 0 | 0
SCECFLMFm2007CZ13 | CFL | SCE | MFm | 2007 | CZ13 | rWtd | 1.11 | 1.37 | -0.015
SCECFLMFm2007CZ14 | CFL | SCE | MFm | 2007 | CZ14 | rWtd | 1.11 | 1.33 | -0.015
SCECFLMFm2007CZ15 | CFL | SCE | MFm | 2007 | CZ15 | rWtd | 1.16 | 1.34 | -0.00566
SCECFLMFm2007CZ16 | CFL | SCE | MFm | 2007 | CZ16 | rWtd | 1.05 | 1.3 | -0.0201
SCECFLMFm2011CZ01 | CFL | SCE | MFm | 2011 | CZ01 | rWtd | 0 | 0 | 0
SCECFLMFm2011CZ02 | CFL | SCE | MFm | 2011 | CZ02 | rWtd | 0 | 0 | 0
SCECFLMFm2011CZ03 | CFL | SCE | MFm | 2011 | CZ03 | rWtd | 0 | 0 | 0
SCECFLMFm2011CZ04 | CFL | SCE | MFm | 2011 | CZ04 | rWtd | 0 | 0 | 0
SCECFLMFm2011CZ05 | CFL | SCE | MFm | 2011 | CZ05 | rWtd | 0.98 | 1.01 | -0.0199
SCECFLMFm2011CZ06 | CFL | SCE | MFm | 2011 | CZ06 | rWtd | 1.05 | 1.17 | -0.0135
SCECFLMFm2011CZ07 | CFL | SCE | MFm | 2011 | CZ07 | rWtd | 0 | 0 | 0
SCECFLMFm2011CZ08 | CFL | SCE | MFm | 2011 | CZ08 | rWtd | 1.12 | 1.38 | -0.0103
SCECFLMFm2011CZ09 | CFL | SCE | MFm | 2011 | CZ09 | rWtd | 1.12 | 1.44 | -0.0107
SCECFLMFm2011CZ10 | CFL | SCE | MFm | 2011 | CZ10 | rWtd | 1.11 | 1.49 | -0.0103
SCECFLMFm2011CZ11 | CFL | SCE | MFm | 2011 | CZ11 | rWtd | 0 | 0 | 0
SCECFLMFm2011CZ12 | CFL | SCE | MFm | 2011 | CZ12 | rWtd | 0 | 0 | 0
SCECFLMFm2011CZ13 | CFL | SCE | MFm | 2011 | CZ13 | rWtd | 1.12 | 1.38 | -0.0141
SCECFLMFm2011CZ14 | CFL | SCE | MFm | 2011 | CZ14 | rWtd | 1.12 | 1.34 | -0.0138
SCECFLMFm2011CZ15 | CFL | SCE | MFm | 2011 | CZ15 | rWtd | 1.17 | 1.35 | -0.00463
SCECFLMFm2011CZ16 | CFL | SCE | MFm | 2011 | CZ16 | rWtd | 1.06 | 1.31 | -0.0191
SCECFLMFm2014CZ01 | CFL | SCE | MFm | 2014 | CZ01 | rWtd | 0 | 0 | 0
SCECFLMFm2014CZ02 | CFL | SCE | MFm | 2014 | CZ02 | rWtd | 0 | 0 | 0
SCECFLMFm2014CZ03 | CFL | SCE | MFm | 2014 | CZ03 | rWtd | 0 | 0 | 0
SCECFLMFm2014CZ04 | CFL | SCE | MFm | 2014 | CZ04 | rWtd | 0 | 0 | 0
SCECFLMFm2014CZ05 | CFL | SCE | MFm | 2014 | CZ05 | rWtd | 1.02 | 1.02 | -0.0132
SCECFLMFm2014CZ06 | CFL | SCE | MFm | 2014 | CZ06 | rWtd | 1.06 | 1.08 | -0.012
SCECFLMFm2014CZ07 | CFL | SCE | MFm | 2014 | CZ07 | rWtd | 0 | 0 | 0
SCECFLMFm2014CZ08 | CFL | SCE | MFm | 2014 | CZ08 | rWtd | 1.13 | 1.37 | -0.00888
SCECFLMFm2014CZ09 | CFL | SCE | MFm | 2014 | CZ09 | rWtd | 1.13 | 1.46 | -0.00946
SCECFLMFm2014CZ10 | CFL | SCE | MFm | 2014 | CZ10 | rWtd | 1.12 | 1.5 | -0.009
SCECFLMFm2014CZ11 | CFL | SCE | MFm | 2014 | CZ11 | rWtd | 0 | 0 | 0
SCECFLMFm2014CZ12 | CFL | SCE | MFm | 2014 | CZ12 | rWtd | 0 | 0 | 0
SCECFLMFm2014CZ13 | CFL | SCE | MFm | 2014 | CZ13 | rWtd | 1.13 | 1.41 | -0.0137
SCECFLMFm2014CZ14 | CFL | SCE | MFm | 2014 | CZ14 | rWtd | 1.12 | 1.38 | -0.0137
SCECFLMFm2014CZ15 | CFL | SCE | MFm | 2014 | CZ15 | rWtd | 1.17 | 1.35 | -0.00421
SCECFLMFm2014CZ16 | CFL | SCE | MFm | 2014 | CZ16 | rWtd | 1.05 | 1.3 | -0.0207
SDGCFLSFm1975CZ01 | CFL | SDG | SFm | 1975 | CZ01 | rWtd | 0 | 0 | 0
SDGCFLSFm1975CZ02 | CFL | SDG | SFm | 1975 | CZ02 | rWtd | 0 | 0 | 0
SDGCFLSFm1975CZ03 | CFL | SDG | SFm | 1975 | CZ03 | rWtd | 0 | 0 | 0
SDGCFLSFm1975CZ04 | CFL | SDG | SFm | 1975 | CZ04 | rWtd | 0 | 0 | 0
SDGCFLSFm1975CZ05 | CFL | SDG | SFm | 1975 | CZ05 | rWtd | 0 | 0 | 0
SDGCFLSFm1975CZ06 | CFL | SDG | SFm | 1975 | CZ06 | rWtd | 1.02 | 1.5 | -0.0197
SDGCFLSFm1975CZ07 | CFL | SDG | SFm | 1975 | CZ07 | rWtd | 1.01 | 1.2 | -0.0196
SDGCFLSFm1975CZ08 | CFL | SDG | SFm | 1975 | CZ08 | rWtd | 1.08 | 1.52 | -0.0187
SDGCFLSFm1975CZ09 | CFL | SDG | SFm | 1975 | CZ09 | rWtd | 0 | 0 | 0
SDGCFLSFm1975CZ10 | CFL | SDG | SFm | 1975 | CZ10 | rWtd | 1.06 | 1.47 | -0.021
SDGCFLSFm1975CZ11 | CFL | SDG | SFm | 1975 | CZ11 | rWtd | 0 | 0 | 0
SDGCFLSFm1975CZ12 | CFL | SDG | SFm | 1975 | CZ12 | rWtd | 0 | 0 | 0
SDGCFLSFm1975CZ13 | CFL | SDG | SFm | 1975 | CZ13 | rWtd | 0 | 0 | 0
SDGCFLSFm1975CZ14 | CFL | SDG | SFm | 1975 | CZ14 | rWtd | 1.1 | 1.41 | -0.0204
SDGCFLSFm1975CZ15 | CFL | SDG | SFm | 1975 | CZ15 | rWtd | 1.22 | 1.6 | -0.0129
SDGCFLSFm1975CZ16 | CFL | SDG | SFm | 1975 | CZ16 | rWtd | 0 | 0 | 0
SDGCFLSFm1985CZ01 | CFL | SDG | SFm | 1985 | CZ01 | rWtd | 0 | 0 | 0
SDGCFLSFm1985CZ02 | CFL | SDG | SFm | 1985 | CZ02 | rWtd | 0 | 0 | 0
SDGCFLSFm1985CZ03 | CFL | SDG | SFm | 1985 | CZ03 | rWtd | 0 | 0 | 0
SDGCFLSFm1985CZ04 | CFL | SDG | SFm | 1985 | CZ04 | rWtd | 0 | 0 | 0
SDGCFLSFm1985CZ05 | CFL | SDG | SFm | 1985 | CZ05 | rWtd | 0 | 0 | 0
SDGCFLSFm1985CZ06 | CFL | SDG | SFm | 1985 | CZ06 | rWtd | 1.01 | 1.03 | -0.0216
SDGCFLSFm1985CZ07 | CFL | SDG | SFm | 1985 | CZ07 | rWtd | 1.01 | 1.31 | -0.0208
SDGCFLSFm1985CZ08 | CFL | SDG | SFm | 1985 | CZ08 | rWtd | 1.07 | 1.86 | -0.0207
SDGCFLSFm1985CZ09 | CFL | SDG | SFm | 1985 | CZ09 | rWtd | 0 | 0 | 0
SDGCFLSFm1985CZ10 | CFL | SDG | SFm | 1985 | CZ10 | rWtd | 1.06 | 1.59 | -0.0229
SDGCFLSFm1985CZ11 | CFL | SDG | SFm | 1985 | CZ11 | rWtd | 0 | 0 | 0
SDGCFLSFm1985CZ12 | CFL | SDG | SFm | 1985 | CZ12 | rWtd | 0 | 0 | 0
SDGCFLSFm1985CZ13 | CFL | SDG | SFm | 1985 | CZ13 | rWtd | 0 | 0 | 0
SDGCFLSFm1985CZ14 | CFL | SDG | SFm | 1985 | CZ14 | rWtd | 1.09 | 1.4 | -0.0271
SDGCFLSFm1985CZ15 | CFL | SDG | SFm | 1985 | CZ15 | rWtd | 1.21 | 1.66 | -0.0172
SDGCFLSFm1985CZ16 | CFL | SDG | SFm | 1985 | CZ16 | rWtd | 0 | 0 | 0
SDGCFLSFm1996CZ01 | CFL | SDG | SFm | 1996 | CZ01 | rWtd | 0 | 0 | 0
SDGCFLSFm1996CZ02 | CFL | SDG | SFm | 1996 | CZ02 | rWtd | 0 | 0 | 0
SDGCFLSFm1996CZ03 | CFL | SDG | SFm | 1996 | CZ03 | rWtd | 0 | 0 | 0
SDGCFLSFm1996CZ04 | CFL | SDG | SFm | 1996 | CZ04 | rWtd | 0 | 0 | 0
SDGCFLSFm1996CZ05 | CFL | SDG | SFm | 1996 | CZ05 | rWtd | 0 | 0 | 0
SDGCFLSFm1996CZ06 | CFL | SDG | SFm | 1996 | CZ06 | rWtd | 1.01 | 1.04 | -0.0218
SDGCFLSFm1996CZ07 | CFL | SDG | SFm | 1996 | CZ07 | rWtd | 1 | 1.11 | -0.02
SDGCFLSFm1996CZ08 | CFL | SDG | SFm | 1996 | CZ08 | rWtd | 1.07 | 1.54 | -0.0195
SDGCFLSFm1996CZ09 | CFL | SDG | SFm | 1996 | CZ09 | rWtd | 0 | 0 | 0
SDGCFLSFm1996CZ10 | CFL | SDG | SFm | 1996 | CZ10 | rWtd | 1.06 | 1.48 | -0.0198
SDGCFLSFm1996CZ11 | CFL | SDG | SFm | 1996 | CZ11 | rWtd | 0 | 0 | 0
SDGCFLSFm1996CZ12 | CFL | SDG | SFm | 1996 | CZ12 | rWtd | 0 | 0 | 0
SDGCFLSFm1996CZ13 | CFL | SDG | SFm | 1996 | CZ13 | rWtd | 0 | 0 | 0
SDGCFLSFm1996CZ14 | CFL | SDG | SFm | 1996 | CZ14 | rWtd | 1.09 | 1.39 | -0.024
SDGCFLSFm1996CZ15 | CFL | SDG | SFm | 1996 | CZ15 | rWtd | 1.22 | 1.53 | -0.0161
SDGCFLSFm1996CZ16 | CFL | SDG | SFm | 1996 | CZ16 | rWtd | 0 | 0 | 0
SDGCFLSFm2003CZ01 | CFL | SDG | SFm | 2003 | CZ01 | rWtd | 0 | 0 | 0
SDGCFLSFm2003CZ02 | CFL | SDG | SFm | 2003 | CZ02 | rWtd | 0 | 0 | 0
SDGCFLSFm2003CZ03 | CFL | SDG | SFm | 2003 | CZ03 | rWtd | 0 | 0 | 0
SDGCFLSFm2003CZ04 | CFL | SDG | SFm | 2003 | CZ04 | rWtd | 0 | 0 | 0
SDGCFLSFm2003CZ05 | CFL | SDG | SFm | 2003 | CZ05 | rWtd | 0 | 0 | 0
SDGCFLSFm2003CZ06 | CFL | SDG | SFm | 2003 | CZ06 | rWtd | 1.03 | 1.28 | -0.0183
SDGCFLSFm2003CZ07 | CFL | SDG | SFm | 2003 | CZ07 | rWtd | 1.02 | 1.18 | -0.0205
SDGCFLSFm2003CZ08 | CFL | SDG | SFm | 2003 | CZ08 | rWtd | 1.11 | 1.39 | -0.0183
SDGCFLSFm2003CZ09 | CFL | SDG | SFm | 2003 | CZ09 | rWtd | 0 | 0 | 0
SDGCFLSFm2003CZ10 | CFL | SDG | SFm | 2003 | CZ10 | rWtd | 1.07 | 1.37 | -0.0217
SDGCFLSFm2003CZ11 | CFL | SDG | SFm | 2003 | CZ11 | rWtd | 0 | 0 | 0
SDGCFLSFm2003CZ12 | CFL | SDG | SFm | 2003 | CZ12 | rWtd | 0 | 0 | 0
SDGCFLSFm2003CZ13 | CFL | SDG | SFm | 2003 | CZ13 | rWtd | 0 | 0 | 0
SDGCFLSFm2003CZ14 | CFL | SDG | SFm | 2003 | CZ14 | rWtd | 1.1 | 1.29 | -0.0241
SDGCFLSFm2003CZ15 | CFL | SDG | SFm | 2003 | CZ15 | rWtd | 1.21 | 1.51 | -0.0141
SDGCFLSFm2003CZ16 | CFL | SDG | SFm | 2003 | CZ16 | rWtd | 0 | 0 | 0
SDGCFLSFm2007CZ01 | CFL | SDG | SFm | 2007 | CZ01 | rWtd | 0 | 0 | 0
SDGCFLSFm2007CZ02 | CFL | SDG | SFm | 2007 | CZ02 | rWtd | 0 | 0 | 0
SDGCFLSFm2007CZ03 | CFL | SDG | SFm | 2007 | CZ03 | rWtd | 0 | 0 | 0
SDGCFLSFm2007CZ04 | CFL | SDG | SFm | 2007 | CZ04 | rWtd | 0 | 0 | 0
SDGCFLSFm2007CZ05 | CFL | SDG | SFm | 2007 | CZ05 | rWtd | 0 | 0 | 0
SDGCFLSFm2007CZ06 | CFL | SDG | SFm | 2007 | CZ06 | rWtd | 1.03 | 1.33 | -0.0179
SDGCFLSFm2007CZ07 | CFL | SDG | SFm | 2007 | CZ07 | rWtd | 1.02 | 1.11 | -0.0209
SDGCFLSFm2007CZ08 | CFL | SDG | SFm | 2007 | CZ08 | rWtd | 1.12 | 1.34 | -0.0177
SDGCFLSFm2007CZ09 | CFL | SDG | SFm | 2007 | CZ09 | rWtd | 0 | 0 | 0
SDGCFLSFm2007CZ10 | CFL | SDG | SFm | 2007 | CZ10 | rWtd | 1.1 | 1.46 | -0.0211
SDGCFLSFm2007CZ11 | CFL | SDG | SFm | 2007 | CZ11 | rWtd | 0 | 0 | 0
SDGCFLSFm2007CZ12 | CFL | SDG | SFm | 2007 | CZ12 | rWtd | 0 | 0 | 0
SDGCFLSFm2007CZ13 | CFL | SDG | SFm | 2007 | CZ13 | rWtd | 0 | 0 | 0
SDGCFLSFm2007CZ14 | CFL | SDG | SFm | 2007 | CZ14 | rWtd | 1.02 | 1.15 | -0.0245
SDGCFLSFm2007CZ15 | CFL | SDG | SFm | 2007 | CZ15 | rWtd | 1.11 | 1.29 | -0.0144
SDGCFLSFm2007CZ16 | CFL | SDG | SFm | 2007 | CZ16 | rWtd | 0 | 0 | 0
SDGCFLSFm2011CZ01 | CFL | SDG | SFm | 2011 | CZ01 | rWtd | 0 | 0 | 0
SDGCFLSFm2011CZ02 | CFL | SDG | SFm | 2011 | CZ02 | rWtd | 0 | 0 | 0
SDGCFLSFm2011CZ03 | CFL | SDG | SFm | 2011 | CZ03 | rWtd | 0 | 0 | 0
SDGCFLSFm2011CZ04 | CFL | SDG | SFm | 2011 | CZ04 | rWtd | 0 | 0 | 0
SDGCFLSFm2011CZ05 | CFL | SDG | SFm | 2011 | CZ05 | rWtd | 0 | 0 | 0
SDGCFLSFm2011CZ06 | CFL | SDG | SFm | 2011 | CZ06 | rWtd | 1.01 | 1.14 | -0.0193
SDGCFLSFm2011CZ07 | CFL | SDG | SFm | 2011 | CZ07 | rWtd | 1.04 | 1.17 | -0.0171
SDGCFLSFm2011CZ08 | CFL | SDG | SFm | 2011 | CZ08 | rWtd | 1.14 | 1.38 | -0.0157
SDGCFLSFm2011CZ09 | CFL | SDG | SFm | 2011 | CZ09 | rWtd | 0 | 0 | 0
SDGCFLSFm2011CZ10 | CFL | SDG | SFm | 2011 | CZ10 | rWtd | 1.11 | 1.52 | -0.0201
SDGCFLSFm2011CZ11 | CFL | SDG | SFm | 2011 | CZ11 | rWtd | 0 | 0 | 0
SDGCFLSFm2011CZ12 | CFL | SDG | SFm | 2011 | CZ12 | rWtd | 0 | 0 | 0
SDGCFLSFm2011CZ13 | CFL | SDG | SFm | 2011 | CZ13 | rWtd | 0 | 0 | 0
SDGCFLSFm2011CZ14 | CFL | SDG | SFm | 2011 | CZ14 | rWtd | 1.03 | 1.15 | -0.0237
SDGCFLSFm2011CZ15 | CFL | SDG | SFm | 2011 | CZ15 | rWtd | 1.12 | 1.3 | -0.0132
SDGCFLSFm2011CZ16 | CFL | SDG | SFm | 2011 | CZ16 | rWtd | 0 | 0 | 0
SDGCFLSFm2014CZ01 | CFL | SDG | SFm | 2014 | CZ01 | rWtd | 0 | 0 | 0
SDGCFLSFm2014CZ02 | CFL | SDG | SFm | 2014 | CZ02 | rWtd | 0 | 0 | 0
SDGCFLSFm2014CZ03 | CFL | SDG | SFm | 2014 | CZ03 | rWtd | 0 | 0 | 0
SDGCFLSFm2014CZ04 | CFL | SDG | SFm | 2014 | CZ04 | rWtd | 0 | 0 | 0
SDGCFLSFm2014CZ05 | CFL | SDG | SFm | 2014 | CZ05 | rWtd | 0 | 0 | 0
SDGCFLSFm2014CZ06 | CFL | SDG | SFm | 2014 | CZ06 | rWtd | 1.01 | 1.2 | -0.0189
SDGCFLSFm2014CZ07 | CFL | SDG | SFm | 2014 | CZ07 | rWtd | 1.03 | 1.17 | -0.017
SDGCFLSFm2014CZ08 | CFL | SDG | SFm | 2014 | CZ08 | rWtd | 1.14 | 1.44 | -0.0158
SDGCFLSFm2014CZ09 | CFL | SDG | SFm | 2014 | CZ09 | rWtd | 0 | 0 | 0
SDGCFLSFm2014CZ10 | CFL | SDG | SFm | 2014 | CZ10 | rWtd | 1.11 | 1.46 | -0.02
SDGCFLSFm2014CZ11 | CFL | SDG | SFm | 2014 | CZ11 | rWtd | 0 | 0 | 0
SDGCFLSFm2014CZ12 | CFL | SDG | SFm | 2014 | CZ12 | rWtd | 0 | 0 | 0
SDGCFLSFm2014CZ13 | CFL | SDG | SFm | 2014 | CZ13 | rWtd | 0 | 0 | 0
SDGCFLSFm2014CZ14 | CFL | SDG | SFm | 2014 | CZ14 | rWtd | 1.02 | 1.17 | -0.0244
SDGCFLSFm2014CZ15 | CFL | SDG | SFm | 2014 | CZ15 | rWtd | 1.12 | 1.31 | -0.0134
SDGCFLSFm2014CZ16 | CFL | SDG | SFm | 2014 | CZ16 | rWtd | 0 | 0 | 0
SDGCFLMFm1975CZ01 | CFL | SDG | MFm | 1975 | CZ01 | rWtd | 0 | 0 | 0
SDGCFLMFm1975CZ02 | CFL | SDG | MFm | 1975 | CZ02 | rWtd | 0 | 0 | 0
SDGCFLMFm1975CZ03 | CFL | SDG | MFm | 1975 | CZ03 | rWtd | 0 | 0 | 0
SDGCFLMFm1975CZ04 | CFL | SDG | MFm | 1975 | CZ04 | rWtd | 0 | 0 | 0
SDGCFLMFm1975CZ05 | CFL | SDG | MFm | 1975 | CZ05 | rWtd | 0 | 0 | 0
SDGCFLMFm1975CZ06 | CFL | SDG | MFm | 1975 | CZ06 | rWtd | 1.01 | 1.17 | -0.0151
SDGCFLMFm1975CZ07 | CFL | SDG | MFm | 1975 | CZ07 | rWtd | 1.01 | 1.11 | -0.0111
SDGCFLMFm1975CZ08 | CFL | SDG | MFm | 1975 | CZ08 | rWtd | 1.06 | 1.36 | -0.015
SDGCFLMFm1975CZ09 | CFL | SDG | MFm | 1975 | CZ09 | rWtd | 0 | 0 | 0
SDGCFLMFm1975CZ10 | CFL | SDG | MFm | 1975 | CZ10 | rWtd | 1.07 | 1.41 | -0.0155
SDGCFLMFm1975CZ11 | CFL | SDG | MFm | 1975 | CZ11 | rWtd | 0 | 0 | 0
SDGCFLMFm1975CZ12 | CFL | SDG | MFm | 1975 | CZ12 | rWtd | 0 | 0 | 0
SDGCFLMFm1975CZ13 | CFL | SDG | MFm | 1975 | CZ13 | rWtd | 0 | 0 | 0
SDGCFLMFm1975CZ14 | CFL | SDG | MFm | 1975 | CZ14 | rWtd | 1.13 | 1.43 | -0.0175
SDGCFLMFm1975CZ15 | CFL | SDG | MFm | 1975 | CZ15 | rWtd | 1.23 | 1.45 | -0.00837
SDGCFLMFm1975CZ16 | CFL | SDG | MFm | 1975 | CZ16 | rWtd | 0 | 0 | 0
SDGCFLMFm1985CZ01 | CFL | SDG | MFm | 1985 | CZ01 | rWtd | 0 | 0 | 0
SDGCFLMFm1985CZ02 | CFL | SDG | MFm | 1985 | CZ02 | rWtd | 0 | 0 | 0
SDGCFLMFm1985CZ03 | CFL | SDG | MFm | 1985 | CZ03 | rWtd | 0 | 0 | 0
SDGCFLMFm1985CZ04 | CFL | SDG | MFm | 1985 | CZ04 | rWtd | 0 | 0 | 0
SDGCFLMFm1985CZ05 | CFL | SDG | MFm | 1985 | CZ05 | rWtd | 0 | 0 | 0
SDGCFLMFm1985CZ06 | CFL | SDG | MFm | 1985 | CZ06 | rWtd | 1 | 1.21 | -0.0165
SDGCFLMFm1985CZ07 | CFL | SDG | MFm | 1985 | CZ07 | rWtd | 1.01 | 1.11 | -0.0118
SDGCFLMFm1985CZ08 | CFL | SDG | MFm | 1985 | CZ08 | rWtd | 1.08 | 1.32 | -0.0134
SDGCFLMFm1985CZ09 | CFL | SDG | MFm | 1985 | CZ09 | rWtd | 0 | 0 | 0
SDGCFLMFm1985CZ10 | CFL | SDG | MFm | 1985 | CZ10 | rWtd | 1.07 | 1.45 | -0.015
SDGCFLMFm1985CZ11 | CFL | SDG | MFm | 1985 | CZ11 | rWtd | 0 | 0 | 0
SDGCFLMFm1985CZ12 | CFL | SDG | MFm | 1985 | CZ12 | rWtd | 0 | 0 | 0
SDGCFLMFm1985CZ13 | CFL | SDG | MFm | 1985 | CZ13 | rWtd | 0 | 0 | 0
SDGCFLMFm1985CZ14 | CFL | SDG | MFm | 1985 | CZ14 | rWtd | 1.13 | 1.45 | -0.0162
SDGCFLMFm1985CZ15 | CFL | SDG | MFm | 1985 | CZ15 | rWtd | 1.22 | 1.45 | -0.00803
SDGCFLMFm1985CZ16 | CFL | SDG | MFm | 1985 | CZ16 | rWtd | 0 | 0 | 0
SDGCFLMFm1996CZ01 | CFL | SDG | MFm | 1996 | CZ01 | rWtd | 0 | 0 | 0
SDGCFLMFm1996CZ02 | CFL | SDG | MFm | 1996 | CZ02 | rWtd | 0 | 0 | 0
SDGCFLMFm1996CZ03 | CFL | SDG | MFm | 1996 | CZ03 | rWtd | 0 | 0 | 0
SDGCFLMFm1996CZ04 | CFL | SDG | MFm | 1996 | CZ04 | rWtd | 0 | 0 | 0
SDGCFLMFm1996CZ05 | CFL | SDG | MFm | 1996 | CZ05 | rWtd | 0 | 0 | 0
SDGCFLMFm1996CZ06 | CFL | SDG | MFm | 1996 | CZ06 | rWtd | 1.01 | 1.18 | -0.015
SDGCFLMFm1996CZ07 | CFL | SDG | MFm | 1996 | CZ07 | rWtd | 1.02 | 1.09 | -0.0107
SDGCFLMFm1996CZ08 | CFL | SDG | MFm | 1996 | CZ08 | rWtd | 1.09 | 1.32 | -0.0123
SDGCFLMFm1996CZ09 | CFL | SDG | MFm | 1996 | CZ09 | rWtd | 0 | 0 | 0
SDGCFLMFm1996CZ10 | CFL | SDG | MFm | 1996 | CZ10 | rWtd | 1.04 | 1.43 | -0.0153
SDGCFLMFm1996CZ11 | CFL | SDG | MFm | 1996 | CZ11 | rWtd | 0 | 0 | 0
SDGCFLMFm1996CZ12 | CFL | SDG | MFm | 1996 | CZ12 | rWtd | 0 | 0 | 0
SDGCFLMFm1996CZ13 | CFL | SDG | MFm | 1996 | CZ13 | rWtd | 0 | 0 | 0
SDGCFLMFm1996CZ14 | CFL | SDG | MFm | 1996 | CZ14 | rWtd | 1.15 | 1.32 | -0.015
SDGCFLMFm1996CZ15 | CFL | SDG | MFm | 1996 | CZ15 | rWtd | 1.19 | 1.47 | -0.00689
SDGCFLMFm1996CZ16 | CFL | SDG | MFm | 1996 | CZ16 | rWtd | 0 | 0 | 0
SDGCFLMFm2003CZ01 | CFL | SDG | MFm | 2003 | CZ01 | rWtd | 0 | 0 | 0
SDGCFLMFm2003CZ02 | CFL | SDG | MFm | 2003 | CZ02 | rWtd | 0 | 0 | 0
SDGCFLMFm2003CZ03 | CFL | SDG | MFm | 2003 | CZ03 | rWtd | 0 | 0 | 0
SDGCFLMFm2003CZ04 | CFL | SDG | MFm | 2003 | CZ04 | rWtd | 0 | 0 | 0
SDGCFLMFm2003CZ05 | CFL | SDG | MFm | 2003 | CZ05 | rWtd | 0 | 0 | 0
SDGCFLMFm2003CZ06 | CFL | SDG | MFm | 2003 | CZ06 | rWtd | 1.01 | 1.14 | -0.015
SDGCFLMFm2003CZ07 | CFL | SDG | MFm | 2003 | CZ07 | rWtd | 1.01 | 1.19 | -0.0114
SDGCFLMFm2003CZ08 | CFL | SDG | MFm | 2003 | CZ08 | rWtd | 1.08 | 1.39 | -0.0125
SDGCFLMFm2003CZ09 | CFL | SDG | MFm | 2003 | CZ09 | rWtd | 0 | 0 | 0
SDGCFLMFm2003CZ10 | CFL | SDG | MFm | 2003 | CZ10 | rWtd | 1.07 | 1.49 | -0.0122
SDGCFLMFm2003CZ11 | CFL | SDG | MFm | 2003 | CZ11 | rWtd | 0 | 0 | 0
SDGCFLMFm2003CZ12 | CFL | SDG | MFm | 2003 | CZ12 | rWtd | 0 | 0 | 0
SDGCFLMFm2003CZ13 | CFL | SDG | MFm | 2003 | CZ13 | rWtd | 0 | 0 | 0
SDGCFLMFm2003CZ14 | CFL | SDG | MFm | 2003 | CZ14 | rWtd | 1.16 | 1.3 | -0.0151
SDGCFLMFm2003CZ15 | CFL | SDG | MFm | 2003 | CZ15 | rWtd | 1.18 | 1.45 | -0.00713
SDGCFLMFm2003CZ16 | CFL | SDG | MFm | 2003 | CZ16 | rWtd | 0 | 0 | 0
SDGCFLMFm2007CZ01 | CFL | SDG | MFm | 2007 | CZ01 | rWtd | 0 | 0 | 0
SDGCFLMFm2007CZ02 | CFL | SDG | MFm | 2007 | CZ02 | rWtd | 0 | 0 | 0
SDGCFLMFm2007CZ03 | CFL | SDG | MFm | 2007 | CZ03 | rWtd | 0 | 0 | 0
SDGCFLMFm2007CZ04 | CFL | SDG | MFm | 2007 | CZ04 | rWtd | 0 | 0 | 0
SDGCFLMFm2007CZ05 | CFL | SDG | MFm | 2007 | CZ05 | rWtd | 0 | 0 | 0
SDGCFLMFm2007CZ06 | CFL | SDG | MFm | 2007 | CZ06 | rWtd | 1.06 | 1.28 | -0.0138
SDGCFLMFm2007CZ07 | CFL | SDG | MFm | 2007 | CZ07 | rWtd | 1.07 | 1.26 | -0.00807
SDGCFLMFm2007CZ08 | CFL | SDG | MFm | 2007 | CZ08 | rWtd | 1.11 | 1.45 | -0.0126
SDGCFLMFm2007CZ09 | CFL | SDG | MFm | 2007 | CZ09 | rWtd | 0 | 0 | 0
SDGCFLMFm2007CZ10 | CFL | SDG | MFm | 2007 | CZ10 | rWtd | 1.01 | 1.14 | -0.0124
SDGCFLMFm2007CZ11 | CFL | SDG | MFm | 2007 | CZ11 | rWtd | 0 | 0 | 0
SDGCFLMFm2007CZ12 | CFL | SDG | MFm | 2007 | CZ12 | rWtd | 0 | 0 | 0
SDGCFLMFm2007CZ13 | CFL | SDG | MFm | 2007 | CZ13 | rWtd | 0 | 0 | 0
SDGCFLMFm2007CZ14 | CFL | SDG | MFm | 2007 | CZ14 | rWtd | 1.09 | 1.28 | -0.0153
SDGCFLMFm2007CZ15 | CFL | SDG | MFm | 2007 | CZ15 | rWtd | 1.14 | 1.3 | -0.00575
SDGCFLMFm2007CZ16 | CFL | SDG | MFm | 2007 | CZ16 | rWtd | 0 | 0 | 0
SDGCFLMFm2011CZ01 | CFL | SDG | MFm | 2011 | CZ01 | rWtd | 0 | 0 | 0
SDGCFLMFm2011CZ02 | CFL | SDG | MFm | 2011 | CZ02 | rWtd | 0 | 0 | 0
SDGCFLMFm2011CZ03 | CFL | SDG | MFm | 2011 | CZ03 | rWtd | 0 | 0 | 0
SDGCFLMFm2011CZ04 | CFL | SDG | MFm | 2011 | CZ04 | rWtd | 0 | 0 | 0
SDGCFLMFm2011CZ05 | CFL | SDG | MFm | 2011 | CZ05 | rWtd | 0 | 0 | 0
SDGCFLMFm2011CZ06 | CFL | SDG | MFm | 2011 | CZ06 | rWtd | 1.06 | 1.19 | -0.0133
SDGCFLMFm2011CZ07 | CFL | SDG | MFm | 2011 | CZ07 | rWtd | 1.1 | 1.28 | -0.00501
SDGCFLMFm2011CZ08 | CFL | SDG | MFm | 2011 | CZ08 | rWtd | 1.13 | 1.41 | -0.0102
SDGCFLMFm2011CZ09 | CFL | SDG | MFm | 2011 | CZ09 | rWtd | 0 | 0 | 0
SDGCFLMFm2011CZ10 | CFL | SDG | MFm | 2011 | CZ10 | rWtd | 1.02 | 1.14 | -0.0109
SDGCFLMFm2011CZ11 | CFL | SDG | MFm | 2011 | CZ11 | rWtd | 0 | 0 | 0
SDGCFLMFm2011CZ12 | CFL | SDG | MFm | 2011 | CZ12 | rWtd | 0 | 0 | 0
SDGCFLMFm2011CZ13 | CFL | SDG | MFm | 2011 | CZ13 | rWtd | 0 | 0 | 0
SDGCFLMFm2011CZ14 | CFL | SDG | MFm | 2011 | CZ14 | rWtd | 1.1 | 1.29 | -0.0142
SDGCFLMFm2011CZ15 | CFL | SDG | MFm | 2011 | CZ15 | rWtd | 1.15 | 1.3 | -0.00472
SDGCFLMFm2011CZ16 | CFL | SDG | MFm | 2011 | CZ16 | rWtd | 0 | 0 | 0
SDGCFLMFm2014CZ01 | CFL | SDG | MFm | 2014 | CZ01 | rWtd | 0 | 0 | 0
SDGCFLMFm2014CZ02 | CFL | SDG | MFm | 2014 | CZ02 | rWtd | 0 | 0 | 0
SDGCFLMFm2014CZ03 | CFL | SDG | MFm | 2014 | CZ03 | rWtd | 0 | 0 | 0
SDGCFLMFm2014CZ04 | CFL | SDG | MFm | 2014 | CZ04 | rWtd | 0 | 0 | 0
SDGCFLMFm2014CZ05 | CFL | SDG | MFm | 2014 | CZ05 | rWtd | 0 | 0 | 0
SDGCFLMFm2014CZ06 | CFL | SDG | MFm | 2014 | CZ06 | rWtd | 1.07 | 1.08 | -0.0118
SDGCFLMFm2014CZ07 | CFL | SDG | MFm | 2014 | CZ07 | rWtd | 1.11 | 1.25 | -0.00361
SDGCFLMFm2014CZ08 | CFL | SDG | MFm | 2014 | CZ08 | rWtd | 1.14 | 1.4 | -0.00881
SDGCFLMFm2014CZ09 | CFL | SDG | MFm | 2014 | CZ09 | rWtd | 0 | 0 | 0
SDGCFLMFm2014CZ10 | CFL | SDG | MFm | 2014 | CZ10 | rWtd | 1.03 | 1.15 | -0.00961
SDGCFLMFm2014CZ11 | CFL | SDG | MFm | 2014 | CZ11 | rWtd | 0 | 0 | 0
SDGCFLMFm2014CZ12 | CFL | SDG | MFm | 2014 | CZ12 | rWtd | 0 | 0 | 0
SDGCFLMFm2014CZ13 | CFL | SDG | MFm | 2014 | CZ13 | rWtd | 0 | 0 | 0
SDGCFLMFm2014CZ14 | CFL | SDG | MFm | 2014 | CZ14 | rWtd | 1.1 | 1.32 | -0.014
SDGCFLMFm2014CZ15 | CFL | SDG | MFm | 2014 | CZ15 | rWtd | 1.15 | 1.3 | -0.0043
SDGCFLMFm2014CZ16 | CFL | SDG | MFm | 2014 | CZ16 | rWtd | 0 | 0 | 0
PGECFLDMoMH72CZ01 | CFL | PGE | DMo | MH72 | CZ01 | rWtd | 0.96 | 1.05 | -0.0241
PGECFLDMoMH72CZ02 | CFL | PGE | DMo | MH72 | CZ02 | rWtd | 1.08 | 1.41 | -0.021
PGECFLDMoMH72CZ03 | CFL | PGE | DMo | MH72 | CZ03 | rWtd | 1.01 | 1 | -0.0217
PGECFLDMoMH72CZ04 | CFL | PGE | DMo | MH72 | CZ04 | rWtd | 1.12 | 1.53 | -0.0164
PGECFLDMoMH72CZ05 | CFL | PGE | DMo | MH72 | CZ05 | rWtd | 0.96 | 1 | -0.0246
PGECFLDMoMH72CZ06 | CFL | PGE | DMo | MH72 | CZ06 | rWtd | 0 | 0 | 0
PGECFLDMoMH72CZ07 | CFL | PGE | DMo | MH72 | CZ07 | rWtd | 0 | 0 | 0
PGECFLDMoMH72CZ08 | CFL | PGE | DMo | MH72 | CZ08 | rWtd | 0 | 0 | 0
PGECFLDMoMH72CZ09 | CFL | PGE | DMo | MH72 | CZ09 | rWtd | 0 | 0 | 0
PGECFLDMoMH72CZ10 | CFL | PGE | DMo | MH72 | CZ10 | rWtd | 0 | 0 | 0
PGECFLDMoMH72CZ11 | CFL | PGE | DMo | MH72 | CZ11 | rWtd | 1.17 | 1.73 | -0.0175
PGECFLDMoMH72CZ12 | CFL | PGE | DMo | MH72 | CZ12 | rWtd | 1.15 | 1.78 | -0.0195
PGECFLDMoMH72CZ13 | CFL | PGE | DMo | MH72 | CZ13 | rWtd | 1.18 | 1.75 | -0.0184
PGECFLDMoMH72CZ14 | CFL | PGE | DMo | MH72 | CZ14 | rWtd | 0 | 0 | 0
PGECFLDMoMH72CZ15 | CFL | PGE | DMo | MH72 | CZ15 | rWtd | 0 | 0 | 0
PGECFLDMoMH72CZ16 | CFL | PGE | DMo | MH72 | CZ16 | rWtd | 1.04 | 1.35 | -0.0238
PGECFLDMoMH85CZ01 | CFL | PGE | DMo | MH85 | CZ01 | rWtd | 0.95 | 1.01 | -0.0246
PGECFLDMoMH85CZ02 | CFL | PGE | DMo | MH85 | CZ02 | rWtd | 1.09 | 1.67 | -0.0246
PGECFLDMoMH85CZ03 | CFL | PGE | DMo | MH85 | CZ03 | rWtd | 1.02 | 1 | -0.0246
PGECFLDMoMH85CZ04 | CFL | PGE | DMo | MH85 | CZ04 | rWtd | 1.11 | 1.6 | -0.0223
PGECFLDMoMH85CZ05 | CFL | PGE | DMo | MH85 | CZ05 | rWtd | 0.96 | 1.1 | -0.0246
PGECFLDMoMH85CZ06 | CFL | PGE | DMo | MH85 | CZ06 | rWtd | 0 | 0 | 0
PGECFLDMoMH85CZ07 | CFL | PGE | DMo | MH85 | CZ07 | rWtd | 0 | 0 | 0
PGECFLDMoMH85CZ08 | CFL | PGE | DMo | MH85 | CZ08 | rWtd | 0 | 0 | 0
PGECFLDMoMH85CZ09 | CFL | PGE | DMo | MH85 | CZ09 | rWtd | 0 | 0 | 0
PGECFLDMoMH85CZ10 | CFL | PGE | DMo | MH85 | CZ10 | rWtd | 0 | 0 | 0
PGECFLDMoMH85CZ11 | CFL | PGE | DMo | MH85 | CZ11 | rWtd | 1.19 | 1.69 | -0.0214
PGECFLDMoMH85CZ12 | CFL | PGE | DMo | MH85 | CZ12 | rWtd | 1.15 | 1.72 | -0.0221
PGECFLDMoMH85CZ13 | CFL | PGE | DMo | MH85 | CZ13 | rWtd | 1.19 | 1.76 | -0.0207
PGECFLDMoMH85CZ14 | CFL | PGE | DMo | MH85 | CZ14 | rWtd | 0 | 0 | 0
PGECFLDMoMH85CZ15 | CFL | PGE | DMo | MH85 | CZ15 | rWtd | 0 | 0 | 0
PGECFLDMoMH85CZ16 | CFL | PGE | DMo | MH85 | CZ16 | rWtd | 1.02 | 1.36 | -0.0246
PGECFLDMoMH00CZ01 | CFL | PGE | DMo | MH00 | CZ01 | rWtd | 0.96 | 1.02 | -0.0226
PGECFLDMoMH00CZ02 | CFL | PGE | DMo | MH00 | CZ02 | rWtd | 1.07 | 1.08 | -0.0211
PGECFLDMoMH00CZ03 | CFL | PGE | DMo | MH00 | CZ03 | rWtd | 1.01 | 1.03 | -0.0213
PGECFLDMoMH00CZ04 | CFL | PGE | DMo | MH00 | CZ04 | rWtd | 1.08 | 1.34 | -0.0178
PGECFLDMoMH00CZ05 | CFL | PGE | DMo | MH00 | CZ05 | rWtd | 0.95 | 1.13 | -0.0246
PGECFLDMoMH00CZ06 | CFL | PGE | DMo | MH00 | CZ06 | rWtd | 0 | 0 | 0
PGECFLDMoMH00CZ07 | CFL | PGE | DMo | MH00 | CZ07 | rWtd | 0 | 0 | 0
PGECFLDMoMH00CZ08 | CFL | PGE | DMo | MH00 | CZ08 | rWtd | 0 | 0 | 0
PGECFLDMoMH00CZ09 | CFL | PGE | DMo | MH00 | CZ09 | rWtd | 0 | 0 | 0
PGECFLDMoMH00CZ10 | CFL | PGE | DMo | MH00 | CZ10 | rWtd | 0 | 0 | 0
PGECFLDMoMH00CZ11 | CFL | PGE | DMo | MH00 | CZ11 | rWtd | 1.13 | 1.47 | -0.0212
PGECFLDMoMH00CZ12 | CFL | PGE | DMo | MH00 | CZ12 | rWtd | 1.13 | 1.51 | -0.0217
PGECFLDMoMH00CZ13 | CFL | PGE | DMo | MH00 | CZ13 | rWtd | 1.15 | 1.52 | -0.0208
PGECFLDMoMH00CZ14 | CFL | PGE | DMo | MH00 | CZ14 | rWtd | 0 | 0 | 0
PGECFLDMoMH00CZ15 | CFL | PGE | DMo | MH00 | CZ15 | rWtd | 0 | 0 | 0
PGECFLDMoMH00CZ16 | CFL | PGE | DMo | MH00 | CZ16 | rWtd | 1.03 | 1.27 | -0.0211
PGECFLDMoMH06CZ01 | CFL | PGE | DMo | MH06 | CZ01 | rWtd | 0.98 | 1.04 | -0.0242
PGECFLDMoMH06CZ02 | CFL | PGE | DMo | MH06 | CZ02 | rWtd | 1.09 | 1.96 | -0.0242
PGECFLDMoMH06CZ03 | CFL | PGE | DMo | MH06 | CZ03 | rWtd | 0.96 | 1.02 | -0.0235
PGECFLDMoMH06CZ04 | CFL | PGE | DMo | MH06 | CZ04 | rWtd | 1.07 | 1.3 | -0.018
PGECFLDMoMH06CZ05 | CFL | PGE | DMo | MH06 | CZ05 | rWtd | 0.95 | 1 | -0.0246
PGECFLDMoMH06CZ06 | CFL | PGE | DMo | MH06 | CZ06 | rWtd | 0 | 0 | 0
PGECFLDMoMH06CZ07 | CFL | PGE | DMo | MH06 | CZ07 | rWtd | 0 | 0 | 0
PGECFLDMoMH06CZ08 | CFL | PGE | DMo | MH06 | CZ08 | rWtd | 0 | 0 | 0
PGECFLDMoMH06CZ09 | CFL | PGE | DMo | MH06 | CZ09 | rWtd | 0 | 0 | 0
PGECFLDMoMH06CZ10 | CFL | PGE | DMo | MH06 | CZ10 | rWtd | 0 | 0 | 0
PGECFLDMoMH06CZ11 | CFL | PGE | DMo | MH06 | CZ11 | rWtd | 1.14 | 1.44 | -0.019
PGECFLDMoMH06CZ12 | CFL | PGE | DMo | MH06 | CZ12 | rWtd | 1.11 | 1.46 | -0.0201
PGECFLDMoMH06CZ13 | CFL | PGE | DMo | MH06 | CZ13 | rWtd | 0.96 | 1.01 | -0.0203
PGECFLDMoMH06CZ14 | CFL | PGE | DMo | MH06 | CZ14 | rWtd | 0 | 0 | 0
PGECFLDMoMH06CZ15 | CFL | PGE | DMo | MH06 | CZ15 | rWtd | 0 | 0 | 0
PGECFLDMoMH06CZ16 | CFL | PGE | DMo | MH06 | CZ16 | rWtd | 1.02 | 1.28 | -0.0217
SCECFLDMoMH72CZ01 | CFL | SCE | DMo | MH72 | CZ01 | rWtd | 0 | 0 | 0
SCECFLDMoMH72CZ02 | CFL | SCE | DMo | MH72 | CZ02 | rWtd | 0 | 0 | 0
SCECFLDMoMH72CZ03 | CFL | SCE | DMo | MH72 | CZ03 | rWtd | 0 | 0 | 0
SCECFLDMoMH72CZ04 | CFL | SCE | DMo | MH72 | CZ04 | rWtd | 0 | 0 | 0
SCECFLDMoMH72CZ05 | CFL | SCE | DMo | MH72 | CZ05 | rWtd | 1 | 1 | -0.0246
SCECFLDMoMH72CZ06 | CFL | SCE | DMo | MH72 | CZ06 | rWtd | 1.04 | 1.2 | -0.0152
SCECFLDMoMH72CZ07 | CFL | SCE | DMo | MH72 | CZ07 | rWtd | 0 | 0 | 0
SCECFLDMoMH72CZ08 | CFL | SCE | DMo | MH72 | CZ08 | rWtd | 1.17 | 1.56 | -0.0148
SCECFLDMoMH72CZ09 | CFL | SCE | DMo | MH72 | CZ09 | rWtd | 1.2 | 1.66 | -0.0158
SCECFLDMoMH72CZ10 | CFL | SCE | DMo | MH72 | CZ10 | rWtd | 1.2 | 1.73 | -0.0164
SCECFLDMoMH72CZ11 | CFL | SCE | DMo | MH72 | CZ11 | rWtd | 0 | 0 | 0
SCECFLDMoMH72CZ12 | CFL | SCE | DMo | MH72 | CZ12 | rWtd | 0 | 0 | 0
SCECFLDMoMH72CZ13 | CFL | SCE | DMo | MH72 | CZ13 | rWtd | 1.2 | 1.8 | -0.0184
SCECFLDMoMH72CZ14 | CFL | SCE | DMo | MH72 | CZ14 | rWtd | 1.25 | 1.77 | -0.016
SCECFLDMoMH72CZ15 | CFL | SCE | DMo | MH72 | CZ15 | rWtd | 1.4 | 1.79 | -0.00954
SCECFLDMoMH72CZ16 | CFL | SCE | DMo | MH72 | CZ16 | rWtd | 1.1 | 1.59 | -0.0237
SCECFLDMoMH85CZ01 | CFL | SCE | DMo | MH85 | CZ01 | rWtd | 0 | 0 | 0
SCECFLDMoMH85CZ02 | CFL | SCE | DMo | MH85 | CZ02 | rWtd | 0 | 0 | 0
SCECFLDMoMH85CZ03 | CFL | SCE | DMo | MH85 | CZ03 | rWtd | 0 | 0 | 0
SCECFLDMoMH85CZ04 | CFL | SCE | DMo | MH85 | CZ04 | rWtd | 0 | 0 | 0
SCECFLDMoMH85CZ05 | CFL | SCE | DMo | MH85 | CZ05 | rWtd | 1.04 | 1.63 | -0.0246
SCECFLDMoMH85CZ06 | CFL | SCE | DMo | MH85 | CZ06 | rWtd | 1.02 | 1.14 | -0.0176
SCECFLDMoMH85CZ07 | CFL | SCE | DMo | MH85 | CZ07 | rWtd | 0 | 0 | 0
SCECFLDMoMH85CZ08 | CFL | SCE | DMo | MH85 | CZ08 | rWtd | 1.17 | 1.62 | -0.0179
SCECFLDMoMH85CZ09 | CFL | SCE | DMo | MH85 | CZ09 | rWtd | 1.17 | 1.67 | -0.0184
SCECFLDMoMH85CZ10 | CFL | SCE | DMo | MH85 | CZ10 | rWtd | 1.19 | 1.77 | -0.0192
SCECFLDMoMH85CZ11 | CFL | SCE | DMo | MH85 | CZ11 | rWtd | 0 | 0 | 0
SCECFLDMoMH85CZ12 | CFL | SCE | DMo | MH85 | CZ12 | rWtd | 0 | 0 | 0
SCECFLDMoMH85CZ13 | CFL | SCE | DMo | MH85 | CZ13 | rWtd | 1.2 | 1.81 | -0.0207
SCECFLDMoMH85CZ14 | CFL | SCE | DMo | MH85 | CZ14 | rWtd | 1.23 | 1.76 | -0.0213
SCECFLDMoMH85CZ15 | CFL | SCE | DMo | MH85 | CZ15 | rWtd | 1.37 | 1.8 | -0.0131
SCECFLDMoMH85CZ16 | CFL | SCE | DMo | MH85 | CZ16 | rWtd | 1.07 | 1.61 | -0.0246
SCECFLDMoMH00CZ01 | CFL | SCE | DMo | MH00 | CZ01 | rWtd | 0 | 0 | 0
SCECFLDMoMH00CZ02 | CFL | SCE | DMo | MH00 | CZ02 | rWtd | 0 | 0 | 0
SCECFLDMoMH00CZ03 | CFL | SCE | DMo | MH00 | CZ03 | rWtd | 0 | 0 | 0
SCECFLDMoMH00CZ04 | CFL | SCE | DMo | MH00 | CZ04 | rWtd | 0 | 0 | 0
SCECFLDMoMH00CZ05 | CFL | SCE | DMo | MH00 | CZ05 | rWtd | 1.01 | 1.81 | -0.0246
SCECFLDMoMH00CZ06 | CFL | SCE | DMo | MH00 | CZ06 | rWtd | 1.01 | 1.16 | -0.0174
SCECFLDMoMH00CZ07 | CFL | SCE | DMo | MH00 | CZ07 | rWtd | 0 | 0 | 0
SCECFLDMoMH00CZ08 | CFL | SCE | DMo | MH00 | CZ08 | rWtd | 1.13 | 1.4 | -0.0153
SCECFLDMoMH00CZ09 | CFL | SCE | DMo | MH00 | CZ09 | rWtd | 1.16 | 1.46 | -0.0158
SCECFLDMoMH00CZ10 | CFL | SCE | DMo | MH00 | CZ10 | rWtd | 1.16 | 1.56 | -0.0162
SCECFLDMoMH00CZ11 | CFL | SCE | DMo | MH00 | CZ11 | rWtd | 0 | 0 | 0
SCECFLDMoMH00CZ12 | CFL | SCE | DMo | MH00 | CZ12 | rWtd | 0 | 0 | 0
SCECFLDMoMH00CZ13 | CFL | SCE | DMo | MH00 | CZ13 | rWtd | 1.17 | 1.56 | -0.0208
SCECFLDMoMH00CZ14 | CFL | SCE | DMo | MH00 | CZ14 | rWtd | 1.17 | 1.56 | -0.0193
SCECFLDMoMH00CZ15 | CFL | SCE | DMo | MH00 | CZ15 | rWtd | 1.29 | 1.57 | -0.0125
SCECFLDMoMH00CZ16 | CFL | SCE | DMo | MH00 | CZ16 | rWtd | 1.07 | 1.45 | -0.021
SCECFLDMoMH06CZ01 | CFL | SCE | DMo | MH06 | CZ01 | rWtd | 0 | 0 | 0
SCECFLDMoMH06CZ02 | CFL | SCE | DMo | MH06 | CZ02 | rWtd | 0 | 0 | 0
SCECFLDMoMH06CZ03 | CFL | SCE | DMo | MH06 | CZ03 | rWtd | 0 | 0 | 0
SCECFLDMoMH06CZ04 | CFL | SCE | DMo | MH06 | CZ04 | rWtd | 0 | 0 | 0
SCECFLDMoMH06CZ05 | CFL | SCE | DMo | MH06 | CZ05 | rWtd | 0.99 | 1.03 | -0.0246
SCECFLDMoMH06CZ06 | CFL | SCE | DMo | MH06 | CZ06 | rWtd | 0.98 | 1.03 | -0.0153
SCECFLDMoMH06CZ07 | CFL | SCE | DMo | MH06 | CZ07 | rWtd | 0 | 0 | 0
SCECFLDMoMH06CZ08 | CFL | SCE | DMo | MH06 | CZ08 | rWtd | 1.15 | 1.36 | -0.0133
SCECFLDMoMH06CZ09 | CFL | SCE | DMo | MH06 | CZ09 | rWtd | 1.17 | 1.48 | -0.0155
SCECFLDMoMH06CZ10 | CFL | SCE | DMo | MH06 | CZ10 | rWtd | 1.16 | 1.51 | -0.0177
SCECFLDMoMH06CZ11 | CFL | SCE | DMo | MH06 | CZ11 | rWtd | 0 | 0 | 0
SCECFLDMoMH06CZ12 | CFL | SCE | DMo | MH06 | CZ12 | rWtd | 0 | 0 | 0
SCECFLDMoMH06CZ13 | CFL | SCE | DMo | MH06 | CZ13 | rWtd | 1.07 | 1.28 | -0.0201
SCECFLDMoMH06CZ14 | CFL | SCE | DMo | MH06 | CZ14 | rWtd | 1.09 | 1.31 | -0.0197
SCECFLDMoMH06CZ15 | CFL | SCE | DMo | MH06 | CZ15 | rWtd | 1.25 | 1.5 | -0.0126
SCECFLDMoMH06CZ16 | CFL | SCE | DMo | MH06 | CZ16 | rWtd | 1.04 | 1.39 | -0.0216
SDGCFLDMoMH72CZ01 | CFL | SDG | DMo | MH72 | CZ01 | rWtd | 0 | 0 | 0
SDGCFLDMoMH72CZ02 | CFL | SDG | DMo | MH72 | CZ02 | rWtd | 0 | 0 | 0
SDGCFLDMoMH72CZ03 | CFL | SDG | DMo | MH72 | CZ03 | rWtd | 0 | 0 | 0
SDGCFLDMoMH72CZ04 | CFL | SDG | DMo | MH72 | CZ04 | rWtd | 0 | 0 | 0
SDGCFLDMoMH72CZ05 | CFL | SDG | DMo | MH72 | CZ05 | rWtd | 0 | 0 | 0
SDGCFLDMoMH72CZ06 | CFL | SDG | DMo | MH72 | CZ06 | rWtd | 0 | 0 | 0
SDGCFLDMoMH72CZ07 | CFL | SDG | DMo | MH72 | CZ07 | rWtd | 1.03 | 1.15 | -0.0141
SDGCFLDMoMH72CZ08 | CFL | SDG | DMo | MH72 | CZ08 | rWtd | 1.12 | 1.43 | -0.0149
SDGCFLDMoMH72CZ09 | CFL | SDG | DMo | MH72 | CZ09 | rWtd | 0 | 0 | 0
SDGCFLDMoMH72CZ10 | CFL | SDG | DMo | MH72 | CZ10 | rWtd | 1.17 | 1.66 | -0.0164
SDGCFLDMoMH72CZ11 | CFL | SDG | DMo | MH72 | CZ11 | rWtd | 0 | 0 | 0
SDGCFLDMoMH72CZ12 | CFL | SDG | DMo | MH72 | CZ12 | rWtd | 0 | 0 | 0
SDGCFLDMoMH72CZ13 | CFL | SDG | DMo | MH72 | CZ13 | rWtd | 0 | 0 | 0
SDGCFLDMoMH72CZ14 | CFL | SDG | DMo | MH72 | CZ14 | rWtd | 1.02 | 1.14 | -0.0163
SDGCFLDMoMH72CZ15 | CFL | SDG | DMo | MH72 | CZ15 | rWtd | 1.2 | 1.42 | -0.00974
SDGCFLDMoMH72CZ16 | CFL | SDG | DMo | MH72 | CZ16 | rWtd | 0 | 0 | 0
SDGCFLDMoMH85CZ01 | CFL | SDG | DMo | MH85 | CZ01 | rWtd | 0 | 0 | 0
SDGCFLDMoMH85CZ02 | CFL | SDG | DMo | MH85 | CZ02 | rWtd | 0 | 0 | 0
SDGCFLDMoMH85CZ03 | CFL | SDG | DMo | MH85 | CZ03 | rWtd | 0 | 0 | 0
SDGCFLDMoMH85CZ04 | CFL | SDG | DMo | MH85 | CZ04 | rWtd | 0 | 0 | 0
SDGCFLDMoMH85CZ05 | CFL | SDG | DMo | MH85 | CZ05 | rWtd | 0 | 0 | 0
SDGCFLDMoMH85CZ06 | CFL | SDG | DMo | MH85 | CZ06 | rWtd | 0 | 0 | 0
SDGCFLDMoMH85CZ07 | CFL | SDG | DMo | MH85 | CZ07 | rWtd | 1.03 | 1.16 | -0.0165
SDGCFLDMoMH85CZ08 | CFL | SDG | DMo | MH85 | CZ08 | rWtd | 1.12 | 1.47 | -0.018
SDGCFLDMoMH85CZ09 | CFL | SDG | DMo | MH85 | CZ09 | rWtd | 0 | 0 | 0
SDGCFLDMoMH85CZ10 | CFL | SDG | DMo | MH85 | CZ10 | rWtd | 1.17 | 1.69 | -0.0193
SDGCFLDMoMH85CZ11 | CFL | SDG | DMo | MH85 | CZ11 | rWtd | 0 | 0 | 0
SDGCFLDMoMH85CZ12 | CFL | SDG | DMo | MH85 | CZ12 | rWtd | 0 | 0 | 0
SDGCFLDMoMH85CZ13 | CFL | SDG | DMo | MH85 | CZ13 | rWtd | 0 | 0 | 0
SDGCFLDMoMH85CZ14 | CFL | SDG | DMo | MH85 | CZ14 | rWtd | 1.01 | 1.14 | -0.0216
SDGCFLDMoMH85CZ15 | CFL | SDG | DMo | MH85 | CZ15 | rWtd | 1.18 | 1.42 | -0.0133
SDGCFLDMoMH85CZ16 | CFL | SDG | DMo | MH85 | CZ16 | rWtd | 0 | 0 | 0
SDGCFLDMoMH00CZ01 | CFL | SDG | DMo | MH00 | CZ01 | rWtd | 0 | 0 | 0
SDGCFLDMoMH00CZ02 | CFL | SDG | DMo | MH00 | CZ02 | rWtd | 0 | 0 | 0
SDGCFLDMoMH00CZ03 | CFL | SDG | DMo | MH00 | CZ03 | rWtd | 0 | 0 | 0
SDGCFLDMoMH00CZ04 | CFL | SDG | DMo | MH00 | CZ04 | rWtd | 0 | 0 | 0
SDGCFLDMoMH00CZ05 | CFL | SDG | DMo | MH00 | CZ05 | rWtd | 0 | 0 | 0
SDGCFLDMoMH00CZ06 | CFL | SDG | DMo | MH00 | CZ06 | rWtd | 0 | 0 | 0
SDGCFLDMoMH00CZ07 | CFL | SDG | DMo | MH00 | CZ07 | rWtd | 1.01 | 1.1 | -0.0157
SDGCFLDMoMH00CZ08 | CFL | SDG | DMo | MH00 | CZ08 | rWtd | 1.09 | 1.31 | -0.0155
SDGCFLDMoMH00CZ09 | CFL | SDG | DMo | MH00 | CZ09 | rWtd | 0 | 0 | 0
SDGCFLDMoMH00CZ10 | CFL | SDG | DMo | MH00 | CZ10 | rWtd | 1.14 | 1.5 | -0.0163
SDGCFLDMoMH00CZ11 | CFL | SDG | DMo | MH00 | CZ11 | rWtd | 0 | 0 | 0
SDGCFLDMoMH00CZ12 | CFL | SDG | DMo | MH00 | CZ12 | rWtd | 0 | 0 | 0
SDGCFLDMoMH00CZ13 | CFL | SDG | DMo | MH00 | CZ13 | rWtd | 0 | 0 | 0
SDGCFLDMoMH00CZ14 | CFL | SDG | DMo | MH00 | CZ14 | rWtd | 1 | 1.11 | -0.0198
SDGCFLDMoMH00CZ15 | CFL | SDG | DMo | MH00 | CZ15 | rWtd | 1.14 | 1.3 | -0.0128
SDGCFLDMoMH00CZ16 | CFL | SDG | DMo | MH00 | CZ16 | rWtd | 0 | 0 | 0
SDGCFLDMoMH06CZ01 | CFL | SDG | DMo | MH06 | CZ01 | rWtd | 0 | 0 | 0
SDGCFLDMoMH06CZ02 | CFL | SDG | DMo | MH06 | CZ02 | rWtd | 0 | 0 | 0
SDGCFLDMoMH06CZ03 | CFL | SDG | DMo | MH06 | CZ03 | rWtd | 0 | 0 | 0
SDGCFLDMoMH06CZ04 | CFL | SDG | DMo | MH06 | CZ04 | rWtd | 0 | 0 | 0
SDGCFLDMoMH06CZ05 | CFL | SDG | DMo | MH06 | CZ05 | rWtd | 0 | 0 | 0
SDGCFLDMoMH06CZ06 | CFL | SDG | DMo | MH06 | CZ06 | rWtd | 1.11 | 1.39 | -0.0148
SDGCFLDMoMH06CZ07 | CFL | SDG | DMo | MH06 | CZ07 | rWtd | 1.09 | 1.2 | -0.0126
SDGCFLDMoMH06CZ08 | CFL | SDG | DMo | MH06 | CZ08 | rWtd | 1.15 | 1.36 | -0.0133
SDGCFLDMoMH06CZ09 | CFL | SDG | DMo | MH06 | CZ09 | rWtd | 0 | 0 | 0
SDGCFLDMoMH06CZ10 | CFL | SDG | DMo | MH06 | CZ10 | rWtd | 1.16 | 1.51 | -0.0177
SDGCFLDMoMH06CZ11 | CFL | SDG | DMo | MH06 | CZ11 | rWtd | 0 | 0 | 0
SDGCFLDMoMH06CZ12 | CFL | SDG | DMo | MH06 | CZ12 | rWtd | 0 | 0 | 0
SDGCFLDMoMH06CZ13 | CFL | SDG | DMo | MH06 | CZ13 | rWtd | 0 | 0 | 0
SDGCFLDMoMH06CZ14 | CFL | SDG | DMo | MH06 | CZ14 | rWtd | 1.15 | 1.45 | -0.0196
SDGCFLDMoMH06CZ15 | CFL | SDG | DMo | MH06 | CZ15 | rWtd | 1.21 | 1.43 | -0.0126
SDGCFLDMoMH06CZ16 | CFL | SDG | DMo | MH06 | CZ16 | rWtd | 0 | 0 | 0
PGECFLSFmExCZ01 | CFL | PGE | SFm | Ex | CZ01 | rWtd | 0.97 | 1 | -0.0282
PGECFLSFmExCZ02 | CFL | PGE | SFm | Ex | CZ02 | rWtd | 0.99 | 1.03 | -0.0275
PGECFLSFmExCZ03 | CFL | PGE | SFm | Ex | CZ03 | rWtd | 0.97 | 1.01 | -0.0297
PGECFLSFmExCZ04 | CFL | PGE | SFm | Ex | CZ04 | rWtd | 1.02 | 1.45 | -0.0223
PGECFLSFmExCZ05 | CFL | PGE | SFm | Ex | CZ05 | rWtd | 0.97 | 1.01 | -0.03
PGECFLSFmExCZ11 | CFL | PGE | SFm | Ex | CZ11 | rWtd | 1.09 | 1.62 | -0.0225
PGECFLSFmExCZ12 | CFL | PGE | SFm | Ex | CZ12 | rWtd | 1.06 | 1.63 | -0.024
PGECFLSFmExCZ13 | CFL | PGE | SFm | Ex | CZ13 | rWtd | 1.11 | 1.67 | -0.0229
PGECFLSFmExCZ16 | CFL | PGE | SFm | Ex | CZ16 | rWtd | 1.01 | 1.29 | -0.0282
PGECFLSFmNewCZ01 | CFL | PGE | SFm | New | CZ01 | rWtd | 0.98 | 1 | -0.0231
PGECFLSFmNewCZ02 | CFL | PGE | SFm | New | CZ02 | rWtd | 1.03 | 1.19 | -0.03
PGECFLSFmNewCZ03 | CFL | PGE | SFm | New | CZ03 | rWtd | 0.99 | 1.01 | -0.022
PGECFLSFmNewCZ04 | CFL | PGE | SFm | New | CZ04 | rWtd | 1.05 | 1.47 | -0.0225
PGECFLSFmNewCZ05 | CFL | PGE | SFm | New | CZ05 | rWtd | 0.98 | 1.05 | -0.0244
PGECFLSFmNewCZ11 | CFL | PGE | SFm | New | CZ11 | rWtd | 1.11 | 1.56 | -0.0213
PGECFLSFmNewCZ12 | CFL | PGE | SFm | New | CZ12 | rWtd | 1.07 | 1.53 | -0.022
PGECFLSFmNewCZ13 | CFL | PGE | SFm | New | CZ13 | rWtd | 1.11 | 1.53 | -0.0227
PGECFLSFmNewCZ16 | CFL | PGE | SFm | New | CZ16 | rWtd | 0.99 | 1.26 | -0.0246
PGECFLMFmExCZ01 | CFL | PGE | MFm | Ex | CZ01 | rWtd | 0.91 | 1 | -0.0265
PGECFLMFmExCZ02 | CFL | PGE | MFm | Ex | CZ02 | rWtd | 0.97 | 1.03 | -0.0205
PGECFLMFmExCZ03 | CFL | PGE | MFm | Ex | CZ03 | rWtd | 0.94 | 1 | -0.0241
PGECFLMFmExCZ04 | CFL | PGE | MFm | Ex | CZ04 | rWtd | 0.99 | 1.14 | -0.0181
PGECFLMFmExCZ05 | CFL | PGE | MFm | Ex | CZ05 | rWtd | 0.94 | 1.01 | -0.0248
PGECFLMFmExCZ11 | CFL | PGE | MFm | Ex | CZ11 | rWtd | 1.08 | 1.52 | -0.0178
PGECFLMFmExCZ12 | CFL | PGE | MFm | Ex | CZ12 | rWtd | 1.05 | 1.46 | -0.0191
PGECFLMFmExCZ13 | CFL | PGE | MFm | Ex | CZ13 | rWtd | 1.11 | 1.5 | -0.0174
PGECFLMFmExCZ16 | CFL | PGE | MFm | Ex | CZ16 | rWtd | 1.02 | 1.29 | -0.0228
PGECFLMFmNewCZ01 | CFL | PGE | MFm | New | CZ01 | rWtd | 0.93 | 1 | -0.0253
PGECFLMFmNewCZ02 | CFL | PGE | MFm | New | CZ02 | rWtd | 0.98 | 1.02 | -0.0168
PGECFLMFmNewCZ03 | CFL | PGE | MFm | New | CZ03 | rWtd | 0.97 | 1.01 | -0.0173
PGECFLMFmNewCZ04 | CFL | PGE | MFm | New | CZ04 | rWtd | 1.08 | 1.29 | -0.0117
PGECFLMFmNewCZ05 | CFL | PGE | MFm | New | CZ05 | rWtd | 1 | 1.02 | -0.0134
PGECFLMFmNewCZ11 | CFL | PGE | MFm | New | CZ11 | rWtd | 1.13 | 1.36 | -0.0138
PGECFLMFmNewCZ12 | CFL | PGE | MFm | New | CZ12 | rWtd | 1.09 | 1.44 | -0.0145
PGECFLMFmNewCZ13 | CFL | PGE | MFm | New | CZ13 | rWtd | 1.13 | 1.41 | -0.0137
PGECFLMFmNewCZ16 | CFL | PGE | MFm | New | CZ16 | rWtd | 1 | 1.18 | -0.0214
SCECFLSFmExCZ05 | CFL | SCE | SFm | Ex | CZ05 | rWtd | 0.97 | 1.02 | -0.0299
SCECFLSFmExCZ06 | CFL | SCE | SFm | Ex | CZ06 | rWtd | 1.01 | 1.3 | -0.02
SCECFLSFmExCZ08 | CFL | SCE | SFm | Ex | CZ08 | rWtd | 1.05 | 1.34 | -0.0191
SCECFLSFmExCZ09 | CFL | SCE | SFm | Ex | CZ09 | rWtd | 1.09 | 1.49 | -0.0206
SCECFLSFmExCZ10 | CFL | SCE | SFm | Ex | CZ10 | rWtd | 1.09 | 1.64 | -0.0213
SCECFLSFmExCZ13 | CFL | SCE | SFm | Ex | CZ13 | rWtd | 1.11 | 1.68 | -0.0229
SCECFLSFmExCZ14 | CFL | SCE | SFm | Ex | CZ14 | rWtd | 1.13 | 1.54 | -0.0246
SCECFLSFmExCZ15 | CFL | SCE | SFm | Ex | CZ15 | rWtd | 1.21 | 1.6 | -0.0154
SCECFLSFmExCZ16 | CFL | SCE | SFm | Ex | CZ16 | rWtd | 1.02 | 1.32 | -0.0282
SCECFLSFmNewCZ05 | CFL | SCE | SFm | New | CZ05 | rWtd | 1.02 | 1.31 | -0.0237
SCECFLSFmNewCZ06 | CFL | SCE | SFm | New | CZ06 | rWtd | 1.02 | 1.26 | -0.0188
SCECFLSFmNewCZ08 | CFL | SCE | SFm | New | CZ08 | rWtd | 1.09 | 1.31 | -0.0161
SCECFLSFmNewCZ09 | CFL | SCE | SFm | New | CZ09 | rWtd | 1.1 | 1.49 | -0.0179
SCECFLSFmNewCZ10 | CFL | SCE | SFm | New | CZ10 | rWtd | 1.11 | 1.47 | -0.02
SCECFLSFmNewCZ13 | CFL | SCE | SFm | New | CZ13 | rWtd | 1.11 | 1.53 | -0.0227
SCECFLSFmNewCZ14 | CFL | SCE | SFm | New | CZ14 | rWtd | 1.13 | 1.49 | -0.0241
SCECFLSFmNewCZ15 | CFL | SCE | SFm | New | CZ15 | rWtd | 1.2 | 1.5 | -0.0132
SCECFLSFmNewCZ16 | CFL | SCE | SFm | New | CZ16 | rWtd | 0.98 | 1.08 | -0.0247
SCECFLMFmExCZ05 | CFL | SCE | MFm | Ex | CZ05 | rWtd | 0.99 | 1.01 | -0.0293
SCECFLMFmExCZ06 | CFL | SCE | MFm | Ex | CZ06 | rWtd | 1 | 1.16 | -0.0155
SCECFLMFmExCZ08 | CFL | SCE | MFm | Ex | CZ08 | rWtd | 1.05 | 1.27 | -0.0143
SCECFLMFmExCZ09 | CFL | SCE | MFm | Ex | CZ09 | rWtd | 1.1 | 1.39 | -0.015
SCECFLMFmExCZ10 | CFL | SCE | MFm | Ex | CZ10 | rWtd | 1.08 | 1.48 | -0.0152
SCECFLMFmExCZ13 | CFL | SCE | MFm | Ex | CZ13 | rWtd | 1.1 | 1.47 | -0.0173
SCECFLMFmExCZ14 | CFL | SCE | MFm | Ex | CZ14 | rWtd | 1.13 | 1.44 | -0.0166
SCECFLMFmExCZ15 | CFL | SCE | MFm | Ex | CZ15 | rWtd | 1.22 | 1.45 | -0.00812
SCECFLMFmExCZ16 | CFL | SCE | MFm | Ex | CZ16 | rWtd | 1.02 | 1.31 | -0.0228
SCECFLMFmNewCZ05 | CFL | SCE | MFm | New | CZ05 | rWtd | 1.02 | 1.02 | -0.0132
SCECFLMFmNewCZ06 | CFL | SCE | MFm | New | CZ06 | rWtd | 1.06 | 1.08 | -0.012
SCECFLMFmNewCZ08 | CFL | SCE | MFm | New | CZ08 | rWtd | 1.13 | 1.37 | -0.00888
SCECFLMFmNewCZ09 | CFL | SCE | MFm | New | CZ09 | rWtd | 1.13 | 1.46 | -0.00946
SCECFLMFmNewCZ10 | CFL | SCE | MFm | New | CZ10 | rWtd | 1.12 | 1.5 | -0.009
SCECFLMFmNewCZ13 | CFL | SCE | MFm | New | CZ13 | rWtd | 1.13 | 1.41 | -0.0137
SCECFLMFmNewCZ14 | CFL | SCE | MFm | New | CZ14 | rWtd | 1.12 | 1.38 | -0.0137
SCECFLMFmNewCZ15 | CFL | SCE | MFm | New | CZ15 | rWtd | 1.17 | 1.35 | -0.00421
SCECFLMFmNewCZ16 | CFL | SCE | MFm | New | CZ16 | rWtd | 1.05 | 1.3 | -0.0207
SDGCFLSFmExCZ06 | CFL | SDG | SFm | Ex | CZ06 | rWtd | 1.02 | 1.15 | -0.0204
SDGCFLSFmExCZ07 | CFL | SDG | SFm | Ex | CZ07 | rWtd | 1.01 | 1.21 | -0.0199
SDGCFLSFmExCZ08 | CFL | SDG | SFm | Ex | CZ08 | rWtd | 1.08 | 1.57 | -0.0192
SDGCFLSFmExCZ10 | CFL | SDG | SFm | Ex | CZ10 | rWtd | 1.07 | 1.5 | -0.0214
SDGCFLSFmExCZ14 | CFL | SDG | SFm | Ex | CZ14 | rWtd | 1.09 | 1.39 | -0.0228
SDGCFLSFmExCZ15 | CFL | SDG | SFm | Ex | CZ15 | rWtd | 1.22 | 1.62 | -0.0138
SDGCFLSFmNewCZ06 | CFL | SDG | SFm | New | CZ06 | rWtd | 1.01 | 1.2 | -0.0189
SDGCFLSFmNewCZ07 | CFL | SDG | SFm | New | CZ07 | rWtd | 1.03 | 1.17 | -0.017
SDGCFLSFmNewCZ08 | CFL | SDG | SFm | New | CZ08 | rWtd | 1.14 | 1.44 | -0.0158
SDGCFLSFmNewCZ10 | CFL | SDG | SFm | New | CZ10 | rWtd | 1.11 | 1.46 | -0.02
SDGCFLSFmNewCZ14 | CFL | SDG | SFm | New | CZ14 | rWtd | 1.02 | 1.17 | -0.0244
SDGCFLSFmNewCZ15 | CFL | SDG | SFm | New | CZ15 | rWtd | 1.12 | 1.31 | -0.0134
SDGCFLMFmExCZ06 | CFL | SDG | MFm | Ex | CZ06 | rWtd | 1.01 | 1.19 | -0.0156
SDGCFLMFmExCZ07 | CFL | SDG | MFm | Ex | CZ07 | rWtd | 1.02 | 1.12 | -0.0111
SDGCFLMFmExCZ08 | CFL | SDG | MFm | Ex | CZ08 | rWtd | 1.09 | 1.36 | -0.0125
SDGCFLMFmExCZ10 | CFL | SDG | MFm | Ex | CZ10 | rWtd | 1.07 | 1.42 | -0.015
SDGCFLMFmExCZ14 | CFL | SDG | MFm | Ex | CZ14 | rWtd | 1.13 | 1.43 | -0.0174
SDGCFLMFmExCZ15 | CFL | SDG | MFm | Ex | CZ15 | rWtd | 1.22 | 1.45 | -0.00831
SDGCFLMFmNewCZ06 | CFL | SDG | MFm | New | CZ06 | rWtd | 1.07 | 1.08 | -0.0118
SDGCFLMFmNewCZ07 | CFL | SDG | MFm | New | CZ07 | rWtd | 1.11 | 1.25 | -0.00361
SDGCFLMFmNewCZ08 | CFL | SDG | MFm | New | CZ08 | rWtd | 1.14 | 1.4 | -0.00881
SDGCFLMFmNewCZ10 | CFL | SDG | MFm | New | CZ10 | rWtd | 1.03 | 1.15 | -0.00961
SDGCFLMFmNewCZ14 | CFL | SDG | MFm | New | CZ14 | rWtd | 1.1 | 1.32 | -0.014
SDGCFLMFmNewCZ15 | CFL | SDG | MFm | New | CZ15 | rWtd | 1.15 | 1.3 | -0.0043
PGECFLDMOExCZ01 | CFL | PGE | DMO | Ex | CZ01 | rWtd | 0.96 | 1.04 | -0.0243
PGECFLDMOExCZ02 | CFL | PGE | DMO | Ex | CZ02 | rWtd | 1.08 | 1.46 | -0.022
PGECFLDMOExCZ03 | CFL | PGE | DMO | Ex | CZ03 | rWtd | 1.01 | 1 | -0.0226
PGECFLDMOExCZ04 | CFL | PGE | DMO | Ex | CZ04 | rWtd | 1.11 | 1.49 | -0.0179
PGECFLDMOExCZ05 | CFL | PGE | DMO | Ex | CZ05 | rWtd | 0.96 | 1.04 | -0.0246
PGECFLDMOExCZ11 | CFL | PGE | DMO | Ex | CZ11 | rWtd | 1.18 | 1.7 | -0.0195
PGECFLDMOExCZ12 | CFL | PGE | DMO | Ex | CZ12 | rWtd | 1.15 | 1.74 | -0.0205
PGECFLDMOExCZ13 | CFL | PGE | DMO | Ex | CZ13 | rWtd | 1.18 | 1.74 | -0.019
PGECFLDMOExCZ16 | CFL | PGE | DMO | Ex | CZ16 | rWtd | 1.03 | 1.35 | -0.0243
PGECFLDMONewCZ01 | CFL | PGE | DMO | New | CZ01 | rWtd | 0.98 | 1.04 | -0.0242
PGECFLDMONewCZ02 | CFL | PGE | DMO | New | CZ02 | rWtd | 1.09 | 1.96 | -0.0242
PGECFLDMONewCZ03 | CFL | PGE | DMO | New | CZ03 | rWtd | 0.96 | 1.02 | -0.0235
PGECFLDMONewCZ04 | CFL | PGE | DMO | New | CZ04 | rWtd | 1.07 | 1.3 | -0.018
PGECFLDMONewCZ05 | CFL | PGE | DMO | New | CZ05 | rWtd | 0.95 | 1 | -0.0246
PGECFLDMONewCZ11 | CFL | PGE | DMO | New | CZ11 | rWtd | 1.14 | 1.44 | -0.019
PGECFLDMONewCZ12 | CFL | PGE | DMO | New | CZ12 | rWtd | 1.11 | 1.46 | -0.0201
PGECFLDMONewCZ13 | CFL | PGE | DMO | New | CZ13 | rWtd | 0.96 | 1.01 | -0.0203
PGECFLDMONewCZ16 | CFL | PGE | DMO | New | CZ16 | rWtd | 1.02 | 1.28 | -0.0217
SCECFLDMOExCZ05 | CFL | SCE | DMO | Ex | CZ05 | rWtd | 1.01 | 1.37 | -0.0246
SCECFLDMOExCZ06 | CFL | SCE | DMO | Ex | CZ06 | rWtd | 1.03 | 1.17 | -0.0162
SCECFLDMOExCZ08 | CFL | SCE | DMO | Ex | CZ08 | rWtd | 1.17 | 1.56 | -0.0157
SCECFLDMOExCZ09 | CFL | SCE | DMO | Ex | CZ09 | rWtd | 1.18 | 1.63 | -0.0165
SCECFLDMOExCZ10 | CFL | SCE | DMO | Ex | CZ10 | rWtd | 1.19 | 1.75 | -0.0178
SCECFLDMOExCZ13 | CFL | SCE | DMO | Ex | CZ13 | rWtd | 1.2 | 1.8 | -0.019
SCECFLDMOExCZ14 | CFL | SCE | DMO | Ex | CZ14 | rWtd | 1.24 | 1.76 | -0.0182
SCECFLDMOExCZ15 | CFL | SCE | DMO | Ex | CZ15 | rWtd | 1.36 | 1.74 | -0.0116
SCECFLDMOExCZ16 | CFL | SCE | DMO | Ex | CZ16 | rWtd | 1.08 | 1.6 | -0.0242
SCECFLDMONewCZ05 | CFL | SCE | DMO | New | CZ05 | rWtd | 0.99 | 1.03 | -0.0246
SCECFLDMONewCZ06 | CFL | SCE | DMO | New | CZ06 | rWtd | 0.98 | 1.03 | -0.0153
SCECFLDMONewCZ08 | CFL | SCE | DMO | New | CZ08 | rWtd | 1.15 | 1.36 | -0.0133
SCECFLDMONewCZ09 | CFL | SCE | DMO | New | CZ09 | rWtd | 1.17 | 1.48 | -0.0155
SCECFLDMONewCZ10 | CFL | SCE | DMO | New | CZ10 | rWtd | 1.16 | 1.51 | -0.0177
SCECFLDMONewCZ13 | CFL | SCE | DMO | New | CZ13 | rWtd | 1.07 | 1.28 | -0.0201
SCECFLDMONewCZ14 | CFL | SCE | DMO | New | CZ14 | rWtd | 1.09 | 1.31 | -0.0197
SCECFLDMONewCZ15 | CFL | SCE | DMO | New | CZ15 | rWtd | 1.25 | 1.5 | -0.0126
SCECFLDMONewCZ16 | CFL | SCE | DMO | New | CZ16 | rWtd | 1.04 | 1.39 | -0.0216
SDGCFLDMOExCZ06 | CFL | SDG | DMO | Ex | CZ06 | rWtd | 0.28 | 0.35 | -0.00369
SDGCFLDMOExCZ07 | CFL | SDG | DMO | Ex | CZ07 | rWtd | 1.03 | 1.15 | -0.0148
SDGCFLDMOExCZ08 | CFL | SDG | DMO | Ex | CZ08 | rWtd | 1.12 | 1.43 | -0.0149
SDGCFLDMOExCZ10 | CFL | SDG | DMO | Ex | CZ10 | rWtd | 1.17 | 1.64 | -0.0173
SDGCFLDMOExCZ14 | CFL | SDG | DMO | Ex | CZ14 | rWtd | 1.02 | 1.14 | -0.018
SDGCFLDMOExCZ15 | CFL | SDG | DMO | Ex | CZ15 | rWtd | 1.18 | 1.39 | -0.0121
SDGCFLDMONewCZ06 | CFL | SDG | DMO | New | CZ06 | rWtd | 1.11 | 1.39 | -0.0148
SDGCFLDMONewCZ07 | CFL | SDG | DMO | New | CZ07 | rWtd | 1.09 | 1.2 | -0.0126
SDGCFLDMONewCZ08 | CFL | SDG | DMO | New | CZ08 | rWtd | 1.15 | 1.36 | -0.0133
SDGCFLDMONewCZ10 | CFL | SDG | DMO | New | CZ10 | rWtd | 1.16 | 1.51 | -0.0177
SDGCFLDMONewCZ14 | CFL | SDG | DMO | New | CZ14 | rWtd | 1.15 | 1.45 | -0.0196
SDGCFLDMONewCZ15 | CFL | SDG | DMO | New | CZ15 | rWtd | 1.21 | 1.43 | -0.0126
PGECFLDMoExIOU | CFL | PGE | DMo | Ex | IOU | cWtd | 1.12 | 1.55 | -0.0206
PGECFLMFmExIOU | CFL | PGE | MFm | Ex | IOU | cWtd | 0.99 | 1.18 | -0.0212
PGECFLSFmExIOU | CFL | PGE | SFm | Ex | IOU | cWtd | 1.03 | 1.38 | -0.0255
SCECFLDMoExIOU | CFL | SCE | DMo | Ex | IOU | cWtd | 1.16 | 1.6 | -0.0175
SCECFLMFmExIOU | CFL | SCE | MFm | Ex | IOU | cWtd | 1.06 | 1.29 | -0.0148
SCECFLSFmExIOU | CFL | SCE | SFm | Ex | IOU | cWtd | 1.07 | 1.46 | -0.021
SDGCFLDMoExIOU | CFL | SDG | DMo | Ex | IOU | cWtd | 1.09 | 1.38 | -0.016
SDGCFLMFmExIOU | CFL | SDG | MFm | Ex | IOU | cWtd | 1.03 | 1.19 | -0.0122
SDGCFLSFmExIOU | CFL | SDG | SFm | Ex | IOU | cWtd | 1.03 | 1.29 | -0.0204
PGECFLDMoNewIOU | CFL | PGE | DMo | New | IOU | cWtd | 1.07 | 1.38 | -0.0199
PGECFLMFmNewIOU | CFL | PGE | MFm | New | IOU | cWtd | 1.03 | 1.18 | -0.0158
PGECFLSFmNewIOU | CFL | PGE | SFm | New | IOU | cWtd | 1.06 | 1.42 | -0.0225
SCECFLDMoNewIOU | CFL | SCE | DMo | New | IOU | cWtd | 1.09 | 1.27 | -0.0152
SCECFLMFmNewIOU | CFL | SCE | MFm | New | IOU | cWtd | 1.11 | 1.31 | -0.0101
SCECFLSFmNewIOU | CFL | SCE | SFm | New | IOU | cWtd | 1.09 | 1.41 | -0.0195
SDGCFLDMoNewIOU | CFL | SDG | DMo | New | IOU | cWtd | 1.14 | 1.42 | -0.0162
SDGCFLMFmNewIOU | CFL | SDG | MFm | New | IOU | cWtd | 1.1 | 1.25 | -0.00612
SDGCFLSFmNewIOU | CFL | SDG | SFm | New | IOU | cWtd | 1.05 | 1.27 | -0.0184
PGECFLResExIOU | CFL | PGE | Res | Ex | IOU | cWtd | 1.02 | 1.32 | -0.024
PGECFLResNewIOU | CFL | PGE | Res | New | IOU | cWtd | 1.05 | 1.37 | -0.0209
SCECFLResExIOU | CFL | SCE | Res | Ex | IOU | cWtd | 1.07 | 1.42 | -0.0191
SCECFLResNewIOU | CFL | SCE | Res | New | IOU | cWtd | 1.09 | 1.39 | -0.0177
SDGCFLResExIOU | CFL | SDG | Res | Ex | IOU | cWtd | 1.03 | 1.27 | -0.0176
SDGCFLResNewIOU | CFL | SDG | Res | New | IOU | cWtd | 1.06 | 1.27 | -0.0159
PGECFLResExCZ01 | CFL | PGE | Res | Ex | CZ01 | rWtd | 0.96 | 1 | -0.0276
PGECFLResExCZ02 | CFL | PGE | Res | Ex | CZ02 | rWtd | 0.99 | 1.06 | -0.0256
PGECFLResExCZ03 | CFL | PGE | Res | Ex | CZ03 | rWtd | 0.96 | 1.01 | -0.0272
PGECFLResExCZ04 | CFL | PGE | Res | Ex | CZ04 | rWtd | 1.01 | 1.34 | -0.0207
PGECFLResExCZ05 | CFL | PGE | Res | Ex | CZ05 | rWtd | 0.96 | 1.01 | -0.0284
PGECFLResExCZ11 | CFL | PGE | Res | Ex | CZ11 | rWtd | 1.11 | 1.62 | -0.0213
PGECFLResExCZ12 | CFL | PGE | Res | Ex | CZ12 | rWtd | 1.06 | 1.6 | -0.0227
PGECFLResExCZ13 | CFL | PGE | Res | Ex | CZ13 | rWtd | 1.11 | 1.64 | -0.0214
PGECFLResExCZ16 | CFL | PGE | Res | Ex | CZ16 | rWtd | 1.01 | 1.3 | -0.0275
PGECFLResNewCZ01 | CFL | PGE | Res | New | CZ01 | rWtd | 0.96 | 1 | -0.0238
PGECFLResNewCZ02 | CFL | PGE | Res | New | CZ02 | rWtd | 1.01 | 1.15 | -0.0238
PGECFLResNewCZ03 | CFL | PGE | Res | New | CZ03 | rWtd | 0.98 | 1.01 | -0.0197
PGECFLResNewCZ04 | CFL | PGE | Res | New | CZ04 | rWtd | 1.06 | 1.4 | -0.0187
PGECFLResNewCZ05 | CFL | PGE | Res | New | CZ05 | rWtd | 0.98 | 1.05 | -0.0244
PGECFLResNewCZ11 | CFL | PGE | Res | New | CZ11 | rWtd | 1.11 | 1.55 | -0.0211
PGECFLResNewCZ12 | CFL | PGE | Res | New | CZ12 | rWtd | 1.07 | 1.51 | -0.0207
PGECFLResNewCZ13 | CFL | PGE | Res | New | CZ13 | rWtd | 1.11 | 1.51 | -0.0222
PGECFLResNewCZ16 | CFL | PGE | Res | New | CZ16 | rWtd | 0.99 | 1.26 | -0.0246
SCECFLResExCZ05 | CFL | SCE | Res | Ex | CZ05 | rWtd | 0.98 | 1.01 | -0.0298
SCECFLResExCZ06 | CFL | SCE | Res | Ex | CZ06 | rWtd | 1.01 | 1.23 | -0.0178
SCECFLResExCZ08 | CFL | SCE | Res | Ex | CZ08 | rWtd | 1.05 | 1.32 | -0.0174
SCECFLResExCZ09 | CFL | SCE | Res | Ex | CZ09 | rWtd | 1.09 | 1.47 | -0.0188
SCECFLResExCZ10 | CFL | SCE | Res | Ex | CZ10 | rWtd | 1.1 | 1.63 | -0.0203
SCECFLResExCZ13 | CFL | SCE | Res | Ex | CZ13 | rWtd | 1.12 | 1.67 | -0.0223
SCECFLResExCZ14 | CFL | SCE | Res | Ex | CZ14 | rWtd | 1.14 | 1.54 | -0.0235
SCECFLResExCZ15 | CFL | SCE | Res | Ex | CZ15 | rWtd | 1.22 | 1.54 | -0.0119
SCECFLResExCZ16 | CFL | SCE | Res | Ex | CZ16 | rWtd | 1.02 | 1.35 | -0.0271
SCECFLResNewCZ05 | CFL | SCE | Res | New | CZ05 | rWtd | 1.02 | 1.31 | -0.0237
SCECFLResNewCZ06 | CFL | SCE | Res | New | CZ06 | rWtd | 1.02 | 1.18 | -0.0166
SCECFLResNewCZ08 | CFL | SCE | Res | New | CZ08 | rWtd | 1.11 | 1.33 | -0.0132
SCECFLResNewCZ09 | CFL | SCE | Res | New | CZ09 | rWtd | 1.12 | 1.48 | -0.0149
SCECFLResNewCZ10 | CFL | SCE | Res | New | CZ10 | rWtd | 1.11 | 1.47 | -0.0199
SCECFLResNewCZ13 | CFL | SCE | Res | New | CZ13 | rWtd | 1.11 | 1.53 | -0.0225
SCECFLResNewCZ14 | CFL | SCE | Res | New | CZ14 | rWtd | 1.13 | 1.49 | -0.0241
SCECFLResNewCZ15 | CFL | SCE | Res | New | CZ15 | rWtd | 1.21 | 1.5 | -0.0131
SCECFLResNewCZ16 | CFL | SCE | Res | New | CZ16 | rWtd | 0.98 | 1.1 | -0.0245
SDGCFLResExCZ06 | CFL | SDG | Res | Ex | CZ06 | rWtd | 1.01 | 1.16 | -0.0195
SDGCFLResExCZ07 | CFL | SDG | Res | Ex | CZ07 | rWtd | 1.01 | 1.18 | -0.0167
SDGCFLResExCZ08 | CFL | SDG | Res | Ex | CZ08 | rWtd | 1.09 | 1.43 | -0.0149
SDGCFLResExCZ10 | CFL | SDG | Res | Ex | CZ10 | rWtd | 1.07 | 1.49 | -0.0195
SDGCFLResExCZ14 | CFL | SDG | Res | Ex | CZ14 | rWtd | 1.08 | 1.36 | -0.0221
SDGCFLResExCZ15 | CFL | SDG | Res | Ex | CZ15 | rWtd | 1.22 | 1.61 | -0.0135
SDGCFLResNewCZ06 | CFL | SDG | Res | New | CZ06 | rWtd | 1.01 | 1.19 | -0.0186
SDGCFLResNewCZ07 | CFL | SDG | Res | New | CZ07 | rWtd | 1.05 | 1.19 | -0.0139
SDGCFLResNewCZ08 | CFL | SDG | Res | New | CZ08 | rWtd | 1.14 | 1.41 | -0.0102
SDGCFLResNewCZ10 | CFL | SDG | Res | New | CZ10 | rWtd | 1.1 | 1.43 | -0.0185
SDGCFLResNewCZ14 | CFL | SDG | Res | New | CZ14 | rWtd | 1.02 | 1.17 | -0.0244
SDGCFLResNewCZ15 | CFL | SDG | Res | New | CZ15 | rWtd | 1.13 | 1.31 | -0.0116

## key
HVAC | DEER Code | VintCode | Vintage | Bldg | Code |  | Vint | Code | wt Vint | CZ | Code | HVAC | Code | Elec Ht | Min kWh |  | Demand Filter
NSYS | cWtd | 03 | 2003 | Residential - Single Family | SFm | Single-family | Before 1978 | 1975 | Ex | Arcata Area (CZ01) | CZ01 | RER | rNCEH | TRUE | 0.25 |  | Bldg | CZ01 | CZ02 | CZ03 | CZ04 | CZ05 | CZ06 | CZ07 | CZ08 | CZ09 | CZ10 | CZ11 | CZ12 | CZ13 | CZ14 | CZ15 | CZ16 | Tech | Code | IOU | CZ01 | CZ02 | CZ03 | CZ04 | CZ05 | CZ06 | CZ07 | CZ08 | CZ09 | CZ10 | CZ11 | CZ12 | CZ13 | CZ14 | CZ15 | CZ16
DXGF | cDXGF | 07 | 2007 | Residential - Multifamily | MFm | Multi-family | 1978 - 1992 | 1985 | Ex | Santa Rosa Area (CZ02) | CZ02 | RGF | rNCGF | FALSE | 0.9 |  | Asm | 0 | 0 | 0 | 0 | 0 | 0 | 0 | 0 | 0 | 0 | 0 | 0 | 0 | 0 | 0 | 0 | FL; (1) 48in; T12 lamp; W/fixt=100 (reference) | LF | PGE | 1 | 1 | 1 | 1 | 1 | 0 | 0 | 0 | 0 | 0 | 1 | 1 | 1 | 0 | 0 | 1
EHNC | cNCEH | 11 | 2011 | Residential - Double-Wide Mobile | DMo | Mobile home | 1993 - 2001 | 1996 | Ex | Oakland Area (CZ03) | CZ03 | RAC | rDXGF | FALSE | 1 |  | ECC | 0 | 0 | 0 | 0 | 0 | 0 | 0 | 0 | 0 | 0 | 0 | 0 | 0 | 0 | 0 | 0 | Incand.; (1) 100W lamp; W/fixt=100 (reference) | CFL | SCE | 0 | 0 | 0 | 0 | 1 | 1 | 0 | 1 | 1 | 1 | 0 | 0 | 1 | 1 | 1 | 1
GFNC | cNCGF | 75 | 1975 |  |  |  | 2002 - 2005 | 2003 | Ex | Sunnyvale Area (CZ04) | CZ04 | RHP | rDXHP | TRUE | 0.5 |  | EPr | 0 | 1 | 1 | 0 | 0 | 0 | 0 | 0 | 0 | 0 | 1 | 1 | 1 | 0 | 0 | 1 | Customer-average lighting levels based on building type and vintage | Exit | SDG | 0 | 0 | 0 | 0 | 0 | 1 | 1 | 1 | 0 | 1 | 0 | 0 | 0 | 1 | 1 | 0
PKHP | cDXHP | 85 | 1985 |  |  |  | 2006 - 2009 | 2007 | New | Santa Maria Area (CZ05) | CZ05 |  | rDXOH |  |  |  | ERC | 0 | 1 | 1 | 0 | 0 | 0 | 0 | 0 | 0 | 0 | 1 | 1 | 1 | 0 | 0 | 1 |  |  | SCG | 0 | 0 | 0 | 0 | 1 | 1 | 0 | 1 | 1 | 1 | 0 | 0 | 1 | 1 | 1 | 1
PSZE | cDXEH | 96 | 1996 |  |  |  | 2010 - 2013 | 2011 | New | Los Angeles Area (CZ06) | CZ06 |  | rNCOH |  |  |  | Ese | 0 | 1 | 1 | 0 | 0 | 0 | 0 | 0 | 0 | 0 | 1 | 1 | 1 | 0 | 0 | 1
n/a | cWtd | Ex | Ex |  |  |  | 2014 - 2016 | 2015 | New | San Diego Area (CZ07) | CZ07 | [5 empty] | Eun | 0 | 0 | 0 | 0 | 0 | 0 | 0 | 0 | 0 | 0 | 0 | 0 | 0 | 0 | 0 | 0
SVAV | cSVVG | N8 | New |  |  |  | 2017 | 2017 | New | El Toro Area (CZ08) | CZ08 | [5 empty] | Gro | 0 | 0 | 0 | 0 | 0 | 0 | 0 | 0 | 0 | 0 | 0 | 0 | 0 | 0 | 0 | 0
[7 empty] | MH Before 1976 | MH72 | Ex | Pasadena Area (CZ09) | CZ09 | [5 empty] | Hsp | 0 | 0 | 0 | 0 | 0 | 0 | 0 | 0 | 0 | 0 | 0 | 0 | 0 | 0 | 0 | 0
[7 empty] | MH 1976 - 1994 | MH85 | Ex | San Bernardino Area (CZ10) | CZ10 | [5 empty] | Nrs | 0 | 0 | 0 | 0 | 0 | 0 | 0 | 0 | 0 | 0 | 0 | 0 | 0 | 0 | 0 | 0
[7 empty] | MH 1995 - 2005 | MH00 | Ex | Red Bluff Area (CZ11) | CZ11 | [5 empty] | Htl | 0 | 0 | 0 | 0 | 0 | 0 | 0 | 0 | 0 | 0 | 0 | 0 | 0 | 0 | 0 | 0
[7 empty] | MH After 2005 | MH06 | New | Sacramento Area (CZ12) | CZ12 | [5 empty] | Mtl | 0 | 0 | 0 | 0 | 0 | 0 | 0 | 0 | 0 | 0 | 0 | 0 | 0 | 0 | 0 | 0
[8 empty] | MH15 | New | Fresno Area (CZ13) | CZ13 | [5 empty] | MBT | 0 | 0 | 0 | 0 | 0 | 0 | 0 | 0 | 0 | 0 | 0 | 0 | 0 | 0 | 0 | 0
[8 empty] | Ex |  | China Lake Area (CZ14) | CZ14 | [5 empty] | MLI | 0 | 0 | 0 | 0 | 0 | 0 | 0 | 0 | 0 | 0 | 0 | 0 | 0 | 0 | 0 | 0
[8 empty] | New |  | Blythe Area (CZ15) | CZ15 | [5 empty] | OfL | 0 | 0 | 0 | 0 | 0 | 0 | 0 | 0 | 0 | 0 | 0 | 0 | 0 | 0 | 0 | 0
[10 empty] | Mount Shasta Area (CZ16) | CZ16 | [5 empty] | OfS | 0 | 0 | 0 | 0 | 0 | 0 | 0 | 0 | 0 | 0 | 0 | 0 | 0 | 0 | 0 | 0
[17 empty] | RSD | 0 | 0 | 0 | 0 | 0 | 0 | 0 | 0 | 0 | 0 | 0 | 0 | 0 | 0 | 0 | 0
[17 empty] | RFF | 0 | 0 | 0 | 0 | 0 | 0 | 0 | 0 | 0 | 0 | 0 | 0 | 0 | 0 | 0 | 0
[17 empty] | Rt3 | 0 | 0 | 0 | 0 | 0 | 0 | 0 | 0 | 0 | 0 | 0 | 0 | 0 | 0 | 0 | 0
[17 empty] | RtL | 0 | 0 | 0 | 0 | 0 | 0 | 0 | 0 | 0 | 0 | 0 | 0 | 0 | 0 | 0 | 0
[17 empty] | RtS | 0 | 0 | 0 | 0 | 0 | 0 | 0 | 0 | 0 | 0 | 0 | 0 | 0 | 0 | 0 | 0
[17 empty] | SCn | 0 | 0 | 0 | 0 | 0 | 0 | 0 | 0 | 0 | 0 | 0 | 0 | 0 | 0 | 0 | 0
[17 empty] | SUn | 0 | 0 | 0 | 0 | 0 | 0 | 0 | 0 | 0 | 0 | 0 | 0 | 0 | 0 | 0 | 0
[17 empty] | WRf | 0 | 0 | 0 | 0 | 0 | 0 | 0 | 0 | 0 | 0 | 0 | 0 | 0 | 0 | 0 | 0
if false, then demand values are not altered
if true, then whole building demand is set to be the same as end-use demand (HVAC interaction = 1.0)
true if the building is "on break" (i.e. closed) during the demand period for that climate zone
[16 empty] | 2013-08-19 | ECC
[17 empty] | EPr | CZ02: CZ02; CZ03: CZ03; CZ11: CZ11; CZ12: CZ12; CZ13: CZ13; CZ16: CZ16
[17 empty] | ERC | CZ02: CZ02; CZ03: CZ03; CZ11: CZ11; CZ12: CZ12; CZ13: CZ13; CZ16: CZ16
[16 empty] | 2013-08-19 | Ese | CZ02: CZ02; CZ03: CZ03; CZ11: CZ11; CZ12: CZ12; CZ13: CZ13; CZ16: CZ16
[16 empty] | 2013-08-19 | Eun

## HVAC wts
HVAC Weights by IOU, CZ, Vintage and Building Type
| formatted for upload to DEER inter-measure weights table | [16 empty] | 2304
Index | IOU | Bldg | Vint | CZ | HVAC | applic | lookup | WtGroup | WtSet | Fld Code | IOU in | IOU out | Bldg Type | Vint | Loc | HVAC | Weight
1 | 1 | 1 | 1 | 1 | 1 | 1 | HV_PGESFmExCZ01rDXGF | ResHVAC | HV_PGESFmExCZ01 | rWtd | All | PGE | SFm | Ex | CZ01 | rDXGF | 345.7206 | HV_PGESFmExCZ01 | rDXGF | 345.7206
2 | 1 | 1 | 1 | 1 | 2 | 1 | HV_PGESFmExCZ01rNCGF | ResHVAC | HV_PGESFmExCZ01 | rWtd | All | PGE | SFm | Ex | CZ01 | rNCGF | 27192.981 | HV_PGESFmExCZ01 | rNCGF | 27192.981
3 | 1 | 1 | 1 | 1 | 3 | 1 | HV_PGESFmExCZ01rDXHP | ResHVAC | HV_PGESFmExCZ01 | rWtd | All | PGE | SFm | Ex | CZ01 | rDXHP | 19.869 | HV_PGESFmExCZ01 | rDXHP | 19.869
4 | 1 | 1 | 1 | 1 | 4 | 1 | HV_PGESFmExCZ01rNCEH | ResHVAC | HV_PGESFmExCZ01 | rWtd | All | PGE | SFm | Ex | CZ01 | rNCEH | 1562.815 | HV_PGESFmExCZ01 | rNCEH | 1562.815
5 | 1 | 1 | 1 | 1 | 5 | 1 | HV_PGESFmExCZ01rDXOH | ResHVAC | HV_PGESFmExCZ01 | rWtd | All | PGE | SFm | Ex | CZ01 | rDXOH | 27.8166 | HV_PGESFmExCZ01 | rDXOH | 27.8166
6 | 1 | 1 | 1 | 1 | 6 | 1 | HV_PGESFmExCZ01rNCOH | ResHVAC | HV_PGESFmExCZ01 | rWtd | All | PGE | SFm | Ex | CZ01 | rNCOH | 2187.941 | HV_PGESFmExCZ01 | rNCOH | 2187.941
7 | 1 | 1 | 1 | 2 | 1 | 1 | HV_PGESFmExCZ02rDXGF | ResHVAC | HV_PGESFmExCZ02 | rWtd | All | PGE | SFm | Ex | CZ02 | rDXGF | 58933.5129 | HV_PGESFmExCZ02 | rDXGF | 58933.5129
8 | 1 | 1 | 1 | 2 | 2 | 1 | HV_PGESFmExCZ02rNCGF | ResHVAC | HV_PGESFmExCZ02 | rWtd | All | PGE | SFm | Ex | CZ02 | rNCGF | 95620.2993 | HV_PGESFmExCZ02 | rNCGF | 95620.2993
9 | 1 | 1 | 1 | 2 | 3 | 1 | HV_PGESFmExCZ02rDXHP | ResHVAC | HV_PGESFmExCZ02 | rWtd | All | PGE | SFm | Ex | CZ02 | rDXHP | 3386.9835 | HV_PGESFmExCZ02 | rDXHP | 3386.9835
10 | 1 | 1 | 1 | 2 | 4 | 1 | HV_PGESFmExCZ02rNCEH | ResHVAC | HV_PGESFmExCZ02 | rWtd | All | PGE | SFm | Ex | CZ02 | rNCEH | 5495.4195 | HV_PGESFmExCZ02 | rNCEH | 5495.4195
11 | 1 | 1 | 1 | 2 | 5 | 1 | HV_PGESFmExCZ02rDXOH | ResHVAC | HV_PGESFmExCZ02 | rWtd | All | PGE | SFm | Ex | CZ02 | rDXOH | 4741.7769 | HV_PGESFmExCZ02 | rDXOH | 4741.7769
12 | 1 | 1 | 1 | 2 | 6 | 1 | HV_PGESFmExCZ02rNCOH | ResHVAC | HV_PGESFmExCZ02 | rWtd | All | PGE | SFm | Ex | CZ02 | rNCOH | 7693.5873 | HV_PGESFmExCZ02 | rNCOH | 7693.5873
13 | 1 | 1 | 1 | 3 | 1 | 1 | HV_PGESFmExCZ03rDXGF | ResHVAC | HV_PGESFmExCZ03 | rWtd | All | PGE | SFm | Ex | CZ03 | rDXGF | 65011.2546 | HV_PGESFmExCZ03 | rDXGF | 65011.2546
14 | 1 | 1 | 1 | 3 | 2 | 1 | HV_PGESFmExCZ03rNCGF | ResHVAC | HV_PGESFmExCZ03 | rWtd | All | PGE | SFm | Ex | CZ03 | rNCGF | 457847.418 | HV_PGESFmExCZ03 | rNCGF | 457847.418
15 | 1 | 1 | 1 | 3 | 3 | 1 | HV_PGESFmExCZ03rDXHP | ResHVAC | HV_PGESFmExCZ03 | rWtd | All | PGE | SFm | Ex | CZ03 | rDXHP | 3736.279 | HV_PGESFmExCZ03 | rDXHP | 3736.279
16 | 1 | 1 | 1 | 3 | 4 | 1 | HV_PGESFmExCZ03rNCEH | ResHVAC | HV_PGESFmExCZ03 | rWtd | All | PGE | SFm | Ex | CZ03 | rNCEH | 26313.07 | HV_PGESFmExCZ03 | rNCEH | 26313.07
17 | 1 | 1 | 1 | 3 | 5 | 1 | HV_PGESFmExCZ03rDXOH | ResHVAC | HV_PGESFmExCZ03 | rWtd | All | PGE | SFm | Ex | CZ03 | rDXOH | 5230.7906 | HV_PGESFmExCZ03 | rDXOH | 5230.7906
18 | 1 | 1 | 1 | 3 | 6 | 1 | HV_PGESFmExCZ03rNCOH | ResHVAC | HV_PGESFmExCZ03 | rWtd | All | PGE | SFm | Ex | CZ03 | rNCOH | 36838.298 | HV_PGESFmExCZ03 | rNCOH | 36838.298
19 | 1 | 1 | 1 | 4 | 1 | 1 | HV_PGESFmExCZ04rDXGF | ResHVAC | HV_PGESFmExCZ04 | rWtd | All | PGE | SFm | Ex | CZ04 | rDXGF | 145209.1509 | HV_PGESFmExCZ04 | rDXGF | 145209.1509
20 | 1 | 1 | 1 | 4 | 2 | 1 | HV_PGESFmExCZ04rNCGF | ResHVAC | HV_PGESFmExCZ04 | rWtd | All | PGE | SFm | Ex | CZ04 | rNCGF | 146170.9968 | HV_PGESFmExCZ04 | rNCGF | 146170.9968
21 | 1 | 1 | 1 | 4 | 3 | 1 | HV_PGESFmExCZ04rDXHP | ResHVAC | HV_PGESFmExCZ04 | rWtd | All | PGE | SFm | Ex | CZ04 | rDXHP | 8345.3535 | HV_PGESFmExCZ04 | rDXHP | 8345.3535
22 | 1 | 1 | 1 | 4 | 4 | 1 | HV_PGESFmExCZ04rNCEH | ResHVAC | HV_PGESFmExCZ04 | rWtd | All | PGE | SFm | Ex | CZ04 | rNCEH | 8400.632 | HV_PGESFmExCZ04 | rNCEH | 8400.632
23 | 1 | 1 | 1 | 4 | 5 | 1 | HV_PGESFmExCZ04rDXOH | ResHVAC | HV_PGESFmExCZ04 | rWtd | All | PGE | SFm | Ex | CZ04 | rDXOH | 11683.4949 | HV_PGESFmExCZ04 | rDXOH | 11683.4949
24 | 1 | 1 | 1 | 4 | 6 | 1 | HV_PGESFmExCZ04rNCOH | ResHVAC | HV_PGESFmExCZ04 | rWtd | All | PGE | SFm | Ex | CZ04 | rNCOH | 11760.8848 | HV_PGESFmExCZ04 | rNCOH | 11760.8848
25 | 1 | 1 | 1 | 5 | 1 | 1 | HV_PGESFmExCZ05rDXGF | ResHVAC | HV_PGESFmExCZ05 | rWtd | All | PGE | SFm | Ex | CZ05 | rDXGF | 12319.4697 | HV_PGESFmExCZ05 | rDXGF | 12319.4697
26 | 1 | 1 | 1 | 5 | 2 | 1 | HV_PGESFmExCZ05rNCGF | ResHVAC | HV_PGESFmExCZ05 | rWtd | All | PGE | SFm | Ex | CZ05 | rNCGF | 49737.0039 | HV_PGESFmExCZ05 | rNCGF | 49737.0039
27 | 1 | 1 | 1 | 5 | 3 | 1 | HV_PGESFmExCZ05rDXHP | ResHVAC | HV_PGESFmExCZ05 | rWtd | All | PGE | SFm | Ex | CZ05 | rDXHP | 708.0155 | HV_PGESFmExCZ05 | rDXHP | 708.0155
28 | 1 | 1 | 1 | 5 | 4 | 1 | HV_PGESFmExCZ05rNCEH | ResHVAC | HV_PGESFmExCZ05 | rWtd | All | PGE | SFm | Ex | CZ05 | rNCEH | 2858.4485 | HV_PGESFmExCZ05 | rNCEH | 2858.4485
29 | 1 | 1 | 1 | 5 | 5 | 1 | HV_PGESFmExCZ05rDXOH | ResHVAC | HV_PGESFmExCZ05 | rWtd | All | PGE | SFm | Ex | CZ05 | rDXOH | 991.2217 | HV_PGESFmExCZ05 | rDXOH | 991.2217
30 | 1 | 1 | 1 | 5 | 6 | 1 | HV_PGESFmExCZ05rNCOH | ResHVAC | HV_PGESFmExCZ05 | rWtd | All | PGE | SFm | Ex | CZ05 | rNCOH | 4001.8279 | HV_PGESFmExCZ05 | rNCOH | 4001.8279
31 | 1 | 1 | 1 | 6 | 1 | 0 | HV_PGESFmExCZ06rDXGF | ResHVAC | HV_PGESFmExCZ06 | rWtd | All | PGE | SFm | Ex | CZ06 | rDXGF | 0 | HV_PGESFmExCZ06 | rDXGF | 0
32 | 1 | 1 | 1 | 6 | 2 | 0 | HV_PGESFmExCZ06rNCGF | ResHVAC | HV_PGESFmExCZ06 | rWtd | All | PGE | SFm | Ex | CZ06 | rNCGF | 0 | HV_PGESFmExCZ06 | rNCGF | 0
33 | 1 | 1 | 1 | 6 | 3 | 0 | HV_PGESFmExCZ06rDXHP | ResHVAC | HV_PGESFmExCZ06 | rWtd | All | PGE | SFm | Ex | CZ06 | rDXHP | 0 | HV_PGESFmExCZ06 | rDXHP | 0
34 | 1 | 1 | 1 | 6 | 4 | 0 | HV_PGESFmExCZ06rNCEH | ResHVAC | HV_PGESFmExCZ06 | rWtd | All | PGE | SFm | Ex | CZ06 | rNCEH | 0 | HV_PGESFmExCZ06 | rNCEH | 0
35 | 1 | 1 | 1 | 6 | 5 | 0 | HV_PGESFmExCZ06rDXOH | ResHVAC | HV_PGESFmExCZ06 | rWtd | All | PGE | SFm | Ex | CZ06 | rDXOH | 0 | HV_PGESFmExCZ06 | rDXOH | 0
36 | 1 | 1 | 1 | 6 | 6 | 0 | HV_PGESFmExCZ06rNCOH | ResHVAC | HV_PGESFmExCZ06 | rWtd | All | PGE | SFm | Ex | CZ06 | rNCOH | 0 | HV_PGESFmExCZ06 | rNCOH | 0
37 | 1 | 1 | 1 | 7 | 1 | 0 | HV_PGESFmExCZ07rDXGF | ResHVAC | HV_PGESFmExCZ07 | rWtd | All | PGE | SFm | Ex | CZ07 | rDXGF | 0 | HV_PGESFmExCZ07 | rDXGF | 0
38 | 1 | 1 | 1 | 7 | 2 | 0 | HV_PGESFmExCZ07rNCGF | ResHVAC | HV_PGESFmExCZ07 | rWtd | All | PGE | SFm | Ex | CZ07 | rNCGF | 0 | HV_PGESFmExCZ07 | rNCGF | 0
39 | 1 | 1 | 1 | 7 | 3 | 0 | HV_PGESFmExCZ07rDXHP | ResHVAC | HV_PGESFmExCZ07 | rWtd | All | PGE | SFm | Ex | CZ07 | rDXHP | 0 | HV_PGESFmExCZ07 | rDXHP | 0
40 | 1 | 1 | 1 | 7 | 4 | 0 | HV_PGESFmExCZ07rNCEH | ResHVAC | HV_PGESFmExCZ07 | rWtd | All | PGE | SFm | Ex | CZ07 | rNCEH | 0 | HV_PGESFmExCZ07 | rNCEH | 0
41 | 1 | 1 | 1 | 7 | 5 | 0 | HV_PGESFmExCZ07rDXOH | ResHVAC | HV_PGESFmExCZ07 | rWtd | All | PGE | SFm | Ex | CZ07 | rDXOH | 0 | HV_PGESFmExCZ07 | rDXOH | 0
42 | 1 | 1 | 1 | 7 | 6 | 0 | HV_PGESFmExCZ07rNCOH | ResHVAC | HV_PGESFmExCZ07 | rWtd | All | PGE | SFm | Ex | CZ07 | rNCOH | 0 | HV_PGESFmExCZ07 | rNCOH | 0
43 | 1 | 1 | 1 | 8 | 1 | 0 | HV_PGESFmExCZ08rDXGF | ResHVAC | HV_PGESFmExCZ08 | rWtd | All | PGE | SFm | Ex | CZ08 | rDXGF | 0 | HV_PGESFmExCZ08 | rDXGF | 0
44 | 1 | 1 | 1 | 8 | 2 | 0 | HV_PGESFmExCZ08rNCGF | ResHVAC | HV_PGESFmExCZ08 | rWtd | All | PGE | SFm | Ex | CZ08 | rNCGF | 0 | HV_PGESFmExCZ08 | rNCGF | 0
45 | 1 | 1 | 1 | 8 | 3 | 0 | HV_PGESFmExCZ08rDXHP | ResHVAC | HV_PGESFmExCZ08 | rWtd | All | PGE | SFm | Ex | CZ08 | rDXHP | 0 | HV_PGESFmExCZ08 | rDXHP | 0
46 | 1 | 1 | 1 | 8 | 4 | 0 | HV_PGESFmExCZ08rNCEH | ResHVAC | HV_PGESFmExCZ08 | rWtd | All | PGE | SFm | Ex | CZ08 | rNCEH | 0 | HV_PGESFmExCZ08 | rNCEH | 0
47 | 1 | 1 | 1 | 8 | 5 | 0 | HV_PGESFmExCZ08rDXOH | ResHVAC | HV_PGESFmExCZ08 | rWtd | All | PGE | SFm | Ex | CZ08 | rDXOH | 0 | HV_PGESFmExCZ08 | rDXOH | 0
48 | 1 | 1 | 1 | 8 | 6 | 0 | HV_PGESFmExCZ08rNCOH | ResHVAC | HV_PGESFmExCZ08 | rWtd | All | PGE | SFm | Ex | CZ08 | rNCOH | 0 | HV_PGESFmExCZ08 | rNCOH | 0
49 | 1 | 1 | 1 | 9 | 1 | 0 | HV_PGESFmExCZ09rDXGF | ResHVAC | HV_PGESFmExCZ09 | rWtd | All | PGE | SFm | Ex | CZ09 | rDXGF | 0 | HV_PGESFmExCZ09 | rDXGF | 0
50 | 1 | 1 | 1 | 9 | 2 | 0 | HV_PGESFmExCZ09rNCGF | ResHVAC | HV_PGESFmExCZ09 | rWtd | All | PGE | SFm | Ex | CZ09 | rNCGF | 0 | HV_PGESFmExCZ09 | rNCGF | 0
51 | 1 | 1 | 1 | 9 | 3 | 0 | HV_PGESFmExCZ09rDXHP | ResHVAC | HV_PGESFmExCZ09 | rWtd | All | PGE | SFm | Ex | CZ09 | rDXHP | 0 | HV_PGESFmExCZ09 | rDXHP | 0
52 | 1 | 1 | 1 | 9 | 4 | 0 | HV_PGESFmExCZ09rNCEH | ResHVAC | HV_PGESFmExCZ09 | rWtd | All | PGE | SFm | Ex | CZ09 | rNCEH | 0 | HV_PGESFmExCZ09 | rNCEH | 0
53 | 1 | 1 | 1 | 9 | 5 | 0 | HV_PGESFmExCZ09rDXOH | ResHVAC | HV_PGESFmExCZ09 | rWtd | All | PGE | SFm | Ex | CZ09 | rDXOH | 0 | HV_PGESFmExCZ09 | rDXOH | 0
54 | 1 | 1 | 1 | 9 | 6 | 0 | HV_PGESFmExCZ09rNCOH | ResHVAC | HV_PGESFmExCZ09 | rWtd | All | PGE | SFm | Ex | CZ09 | rNCOH | 0 | HV_PGESFmExCZ09 | rNCOH | 0
55 | 1 | 1 | 1 | 10 | 1 | 0 | HV_PGESFmExCZ10rDXGF | ResHVAC | HV_PGESFmExCZ10 | rWtd | All | PGE | SFm | Ex | CZ10 | rDXGF | 0 | HV_PGESFmExCZ10 | rDXGF | 0
56 | 1 | 1 | 1 | 10 | 2 | 0 | HV_PGESFmExCZ10rNCGF | ResHVAC | HV_PGESFmExCZ10 | rWtd | All | PGE | SFm | Ex | CZ10 | rNCGF | 0 | HV_PGESFmExCZ10 | rNCGF | 0
57 | 1 | 1 | 1 | 10 | 3 | 0 | HV_PGESFmExCZ10rDXHP | ResHVAC | HV_PGESFmExCZ10 | rWtd | All | PGE | SFm | Ex | CZ10 | rDXHP | 0 | HV_PGESFmExCZ10 | rDXHP | 0
58 | 1 | 1 | 1 | 10 | 4 | 0 | HV_PGESFmExCZ10rNCEH | ResHVAC | HV_PGESFmExCZ10 | rWtd | All | PGE | SFm | Ex | CZ10 | rNCEH | 0 | HV_PGESFmExCZ10 | rNCEH | 0
59 | 1 | 1 | 1 | 10 | 5 | 0 | HV_PGESFmExCZ10rDXOH | ResHVAC | HV_PGESFmExCZ10 | rWtd | All | PGE | SFm | Ex | CZ10 | rDXOH | 0 | HV_PGESFmExCZ10 | rDXOH | 0
60 | 1 | 1 | 1 | 10 | 6 | 0 | HV_PGESFmExCZ10rNCOH | ResHVAC | HV_PGESFmExCZ10 | rWtd | All | PGE | SFm | Ex | CZ10 | rNCOH | 0 | HV_PGESFmExCZ10 | rNCOH | 0
61 | 1 | 1 | 1 | 11 | 1 | 1 | HV_PGESFmExCZ11rDXGF | ResHVAC | HV_PGESFmExCZ11 | rWtd | All | PGE | SFm | Ex | CZ11 | rDXGF | 166500.3303 | HV_PGESFmExCZ11 | rDXGF | 166500.3303
62 | 1 | 1 | 1 | 11 | 2 | 1 | HV_PGESFmExCZ11rNCGF | ResHVAC | HV_PGESFmExCZ11 | rWtd | All | PGE | SFm | Ex | CZ11 | rNCGF | 12859.6962 | HV_PGESFmExCZ11 | rNCGF | 12859.6962
63 | 1 | 1 | 1 | 11 | 3 | 1 | HV_PGESFmExCZ11rDXHP | ResHVAC | HV_PGESFmExCZ11 | rWtd | All | PGE | SFm | Ex | CZ11 | rDXHP | 9568.9845 | HV_PGESFmExCZ11 | rDXHP | 9568.9845
64 | 1 | 1 | 1 | 11 | 4 | 1 | HV_PGESFmExCZ11rNCEH | ResHVAC | HV_PGESFmExCZ11 | rWtd | All | PGE | SFm | Ex | CZ11 | rNCEH | 739.063 | HV_PGESFmExCZ11 | rNCEH | 739.063
65 | 1 | 1 | 1 | 11 | 5 | 1 | HV_PGESFmExCZ11rDXOH | ResHVAC | HV_PGESFmExCZ11 | rWtd | All | PGE | SFm | Ex | CZ11 | rDXOH | 13396.5783 | HV_PGESFmExCZ11 | rDXOH | 13396.5783
66 | 1 | 1 | 1 | 11 | 6 | 1 | HV_PGESFmExCZ11rNCOH | ResHVAC | HV_PGESFmExCZ11 | rWtd | All | PGE | SFm | Ex | CZ11 | rNCOH | 1034.6882 | HV_PGESFmExCZ11 | rNCOH | 1034.6882
67 | 1 | 1 | 1 | 12 | 1 | 1 | HV_PGESFmExCZ12rDXGF | ResHVAC | HV_PGESFmExCZ12 | rWtd | All | PGE | SFm | Ex | CZ12 | rDXGF | 479843.7411 | HV_PGESFmExCZ12 | rDXGF | 479843.7411
68 | 1 | 1 | 1 | 12 | 2 | 1 | HV_PGESFmExCZ12rNCGF | ResHVAC | HV_PGESFmExCZ12 | rWtd | All | PGE | SFm | Ex | CZ12 | rNCGF | 70831.2327 | HV_PGESFmExCZ12 | rNCGF | 70831.2327
69 | 1 | 1 | 1 | 12 | 3 | 1 | HV_PGESFmExCZ12rDXHP | ResHVAC | HV_PGESFmExCZ12 | rWtd | All | PGE | SFm | Ex | CZ12 | rDXHP | 27577.2265 | HV_PGESFmExCZ12 | rDXHP | 27577.2265
70 | 1 | 1 | 1 | 12 | 4 | 1 | HV_PGESFmExCZ12rNCEH | ResHVAC | HV_PGESFmExCZ12 | rWtd | All | PGE | SFm | Ex | CZ12 | rNCEH | 4070.7605 | HV_PGESFmExCZ12 | rNCEH | 4070.7605
71 | 1 | 1 | 1 | 12 | 5 | 1 | HV_PGESFmExCZ12rDXOH | ResHVAC | HV_PGESFmExCZ12 | rWtd | All | PGE | SFm | Ex | CZ12 | rDXOH | 38608.1171 | HV_PGESFmExCZ12 | rDXOH | 38608.1171
72 | 1 | 1 | 1 | 12 | 6 | 1 | HV_PGESFmExCZ12rNCOH | ResHVAC | HV_PGESFmExCZ12 | rWtd | All | PGE | SFm | Ex | CZ12 | rNCOH | 5699.0647 | HV_PGESFmExCZ12 | rNCOH | 5699.0647
73 | 1 | 1 | 1 | 13 | 1 | 1 | HV_PGESFmExCZ13rDXGF | ResHVAC | HV_PGESFmExCZ13 | rWtd | All | PGE | SFm | Ex | CZ13 | rDXGF | 235327.17 | HV_PGESFmExCZ13 | rDXGF | 235327.17
74 | 1 | 1 | 1 | 13 | 2 | 1 | HV_PGESFmExCZ13rNCGF | ResHVAC | HV_PGESFmExCZ13 | rWtd | All | PGE | SFm | Ex | CZ13 | rNCGF | 10153.6482 | HV_PGESFmExCZ13 | rNCGF | 10153.6482
75 | 1 | 1 | 1 | 13 | 3 | 1 | HV_PGESFmExCZ13rDXHP | ResHVAC | HV_PGESFmExCZ13 | rWtd | All | PGE | SFm | Ex | CZ13 | rDXHP | 13524.55 | HV_PGESFmExCZ13 | rDXHP | 13524.55
76 | 1 | 1 | 1 | 13 | 4 | 1 | HV_PGESFmExCZ13rNCEH | ResHVAC | HV_PGESFmExCZ13 | rWtd | All | PGE | SFm | Ex | CZ13 | rNCEH | 583.543 | HV_PGESFmExCZ13 | rNCEH | 583.543
77 | 1 | 1 | 1 | 13 | 5 | 1 | HV_PGESFmExCZ13rDXOH | ResHVAC | HV_PGESFmExCZ13 | rWtd | All | PGE | SFm | Ex | CZ13 | rDXOH | 18934.37 | HV_PGESFmExCZ13 | rDXOH | 18934.37
78 | 1 | 1 | 1 | 13 | 6 | 1 | HV_PGESFmExCZ13rNCOH | ResHVAC | HV_PGESFmExCZ13 | rWtd | All | PGE | SFm | Ex | CZ13 | rNCOH | 816.9602 | HV_PGESFmExCZ13 | rNCOH | 816.9602
79 | 1 | 1 | 1 | 14 | 1 | 0 | HV_PGESFmExCZ14rDXGF | ResHVAC | HV_PGESFmExCZ14 | rWtd | All | PGE | SFm | Ex | CZ14 | rDXGF | 0 | HV_PGESFmExCZ14 | rDXGF | 0
80 | 1 | 1 | 1 | 14 | 2 | 0 | HV_PGESFmExCZ14rNCGF | ResHVAC | HV_PGESFmExCZ14 | rWtd | All | PGE | SFm | Ex | CZ14 | rNCGF | 0 | HV_PGESFmExCZ14 | rNCGF | 0
81 | 1 | 1 | 1 | 14 | 3 | 0 | HV_PGESFmExCZ14rDXHP | ResHVAC | HV_PGESFmExCZ14 | rWtd | All | PGE | SFm | Ex | CZ14 | rDXHP | 0 | HV_PGESFmExCZ14 | rDXHP | 0
82 | 1 | 1 | 1 | 14 | 4 | 0 | HV_PGESFmExCZ14rNCEH | ResHVAC | HV_PGESFmExCZ14 | rWtd | All | PGE | SFm | Ex | CZ14 | rNCEH | 0 | HV_PGESFmExCZ14 | rNCEH | 0
83 | 1 | 1 | 1 | 14 | 5 | 0 | HV_PGESFmExCZ14rDXOH | ResHVAC | HV_PGESFmExCZ14 | rWtd | All | PGE | SFm | Ex | CZ14 | rDXOH | 0 | HV_PGESFmExCZ14 | rDXOH | 0
84 | 1 | 1 | 1 | 14 | 6 | 0 | HV_PGESFmExCZ14rNCOH | ResHVAC | HV_PGESFmExCZ14 | rWtd | All | PGE | SFm | Ex | CZ14 | rNCOH | 0 | HV_PGESFmExCZ14 | rNCOH | 0
85 | 1 | 1 | 1 | 15 | 1 | 0 | HV_PGESFmExCZ15rDXGF | ResHVAC | HV_PGESFmExCZ15 | rWtd | All | PGE | SFm | Ex | CZ15 | rDXGF | 0 | HV_PGESFmExCZ15 | rDXGF | 0
86 | 1 | 1 | 1 | 15 | 2 | 0 | HV_PGESFmExCZ15rNCGF | ResHVAC | HV_PGESFmExCZ15 | rWtd | All | PGE | SFm | Ex | CZ15 | rNCGF | 0 | HV_PGESFmExCZ15 | rNCGF | 0
87 | 1 | 1 | 1 | 15 | 3 | 0 | HV_PGESFmExCZ15rDXHP | ResHVAC | HV_PGESFmExCZ15 | rWtd | All | PGE | SFm | Ex | CZ15 | rDXHP | 0 | HV_PGESFmExCZ15 | rDXHP | 0
88 | 1 | 1 | 1 | 15 | 4 | 0 | HV_PGESFmExCZ15rNCEH | ResHVAC | HV_PGESFmExCZ15 | rWtd | All | PGE | SFm | Ex | CZ15 | rNCEH | 0 | HV_PGESFmExCZ15 | rNCEH | 0
89 | 1 | 1 | 1 | 15 | 5 | 0 | HV_PGESFmExCZ15rDXOH | ResHVAC | HV_PGESFmExCZ15 | rWtd | All | PGE | SFm | Ex | CZ15 | rDXOH | 0 | HV_PGESFmExCZ15 | rDXOH | 0
90 | 1 | 1 | 1 | 15 | 6 | 0 | HV_PGESFmExCZ15rNCOH | ResHVAC | HV_PGESFmExCZ15 | rWtd | All | PGE | SFm | Ex | CZ15 | rNCOH | 0 | HV_PGESFmExCZ15 | rNCOH | 0
91 | 1 | 1 | 1 | 16 | 1 | 1 | HV_PGESFmExCZ16rDXGF | ResHVAC | HV_PGESFmExCZ16 | rWtd | All | PGE | SFm | Ex | CZ16 | rDXGF | 25441.7667 | HV_PGESFmExCZ16 | rDXGF | 25441.7667
92 | 1 | 1 | 1 | 16 | 2 | 1 | HV_PGESFmExCZ16rNCGF | ResHVAC | HV_PGESFmExCZ16 | rWtd | All | PGE | SFm | Ex | CZ16 | rNCGF | 21408.9513 | HV_PGESFmExCZ16 | rNCGF | 21408.9513
93 | 1 | 1 | 1 | 16 | 3 | 1 | HV_PGESFmExCZ16rDXHP | ResHVAC | HV_PGESFmExCZ16 | rWtd | All | PGE | SFm | Ex | CZ16 | rDXHP | 1462.1705 | HV_PGESFmExCZ16 | rDXHP | 1462.1705
94 | 1 | 1 | 1 | 16 | 4 | 1 | HV_PGESFmExCZ16rNCEH | ResHVAC | HV_PGESFmExCZ16 | rWtd | All | PGE | SFm | Ex | CZ16 | rNCEH | 1230.3995 | HV_PGESFmExCZ16 | rNCEH | 1230.3995
95 | 1 | 1 | 1 | 16 | 5 | 1 | HV_PGESFmExCZ16rDXOH | ResHVAC | HV_PGESFmExCZ16 | rWtd | All | PGE | SFm | Ex | CZ16 | rDXOH | 2047.0387 | HV_PGESFmExCZ16 | rDXOH | 2047.0387
96 | 1 | 1 | 1 | 16 | 6 | 1 | HV_PGESFmExCZ16rNCOH | ResHVAC | HV_PGESFmExCZ16 | rWtd | All | PGE | SFm | Ex | CZ16 | rNCOH | 1722.5593 | HV_PGESFmExCZ16 | rNCOH | 1722.5593
97 | 1 | 1 | 2 | 1 | 1 | 1 | HV_PGESFmNewCZ01rDXGF | ResHVAC | HV_PGESFmNewCZ01 | rWtd | All | PGE | SFm | New | CZ01 | rDXGF | 0 | HV_PGESFmNewCZ01 | rDXGF | 0
98 | 1 | 1 | 2 | 1 | 2 | 1 | HV_PGESFmNewCZ01rNCGF | ResHVAC | HV_PGESFmNewCZ01 | rWtd | All | PGE | SFm | New | CZ01 | rNCGF | 1946.7468 | HV_PGESFmNewCZ01 | rNCGF | 1946.7468
99 | 1 | 1 | 2 | 1 | 3 | 1 | HV_PGESFmNewCZ01rDXHP | ResHVAC | HV_PGESFmNewCZ01 | rWtd | All | PGE | SFm | New | CZ01 | rDXHP | 0 | HV_PGESFmNewCZ01 | rDXHP | 0
100 | 1 | 1 | 2 | 1 | 4 | 1 | HV_PGESFmNewCZ01rNCEH | ResHVAC | HV_PGESFmNewCZ01 | rWtd | All | PGE | SFm | New | CZ01 | rNCEH | 111.882 | HV_PGESFmNewCZ01 | rNCEH | 111.882
101 | 1 | 1 | 2 | 1 | 5 | 1 | HV_PGESFmNewCZ01rDXOH | ResHVAC | HV_PGESFmNewCZ01 | rWtd | All | PGE | SFm | New | CZ01 | rDXOH | 0 | HV_PGESFmNewCZ01 | rDXOH | 0
102 | 1 | 1 | 2 | 1 | 6 | 1 | HV_PGESFmNewCZ01rNCOH | ResHVAC | HV_PGESFmNewCZ01 | rWtd | All | PGE | SFm | New | CZ01 | rNCOH | 156.6348 | HV_PGESFmNewCZ01 | rNCOH | 156.6348
103 | 1 | 1 | 2 | 2 | 1 | 1 | HV_PGESFmNewCZ02rDXGF | ResHVAC | HV_PGESFmNewCZ02 | rWtd | All | PGE | SFm | New | CZ02 | rDXGF | 1756.1472 | HV_PGESFmNewCZ02 | rDXGF | 1756.1472
104 | 1 | 1 | 2 | 2 | 2 | 1 | HV_PGESFmNewCZ02rNCGF | ResHVAC | HV_PGESFmNewCZ02 | rWtd | All | PGE | SFm | New | CZ02 | rNCGF | 164.0646 | HV_PGESFmNewCZ02 | rNCGF | 164.0646
105 | 1 | 1 | 2 | 2 | 3 | 1 | HV_PGESFmNewCZ02rDXHP | ResHVAC | HV_PGESFmNewCZ02 | rWtd | All | PGE | SFm | New | CZ02 | rDXHP | 100.928 | HV_PGESFmNewCZ02 | rDXHP | 100.928
106 | 1 | 1 | 2 | 2 | 4 | 1 | HV_PGESFmNewCZ02rNCEH | ResHVAC | HV_PGESFmNewCZ02 | rWtd | All | PGE | SFm | New | CZ02 | rNCEH | 9.429 | HV_PGESFmNewCZ02 | rNCEH | 9.429
107 | 1 | 1 | 2 | 2 | 5 | 1 | HV_PGESFmNewCZ02rDXOH | ResHVAC | HV_PGESFmNewCZ02 | rWtd | All | PGE | SFm | New | CZ02 | rDXOH | 141.2992 | HV_PGESFmNewCZ02 | rDXOH | 141.2992
108 | 1 | 1 | 2 | 2 | 6 | 1 | HV_PGESFmNewCZ02rNCOH | ResHVAC | HV_PGESFmNewCZ02 | rWtd | All | PGE | SFm | New | CZ02 | rNCOH | 13.2006 | HV_PGESFmNewCZ02 | rNCOH | 13.2006
109 | 1 | 1 | 2 | 3 | 1 | 1 | HV_PGESFmNewCZ03rDXGF | ResHVAC | HV_PGESFmNewCZ03 | rWtd | All | PGE | SFm | New | CZ03 | rDXGF | 1346.6382 | HV_PGESFmNewCZ03 | rDXGF | 1346.6382
110 | 1 | 1 | 2 | 3 | 2 | 1 | HV_PGESFmNewCZ03rNCGF | ResHVAC | HV_PGESFmNewCZ03 | rWtd | All | PGE | SFm | New | CZ03 | rNCGF | 4471.9392 | HV_PGESFmNewCZ03 | rNCGF | 4471.9392
111 | 1 | 1 | 2 | 3 | 3 | 1 | HV_PGESFmNewCZ03rDXHP | ResHVAC | HV_PGESFmNewCZ03 | rWtd | All | PGE | SFm | New | CZ03 | rDXHP | 77.393 | HV_PGESFmNewCZ03 | rDXHP | 77.393
112 | 1 | 1 | 2 | 3 | 4 | 1 | HV_PGESFmNewCZ03rNCEH | ResHVAC | HV_PGESFmNewCZ03 | rWtd | All | PGE | SFm | New | CZ03 | rNCEH | 257.008 | HV_PGESFmNewCZ03 | rNCEH | 257.008
113 | 1 | 1 | 2 | 3 | 5 | 1 | HV_PGESFmNewCZ03rDXOH | ResHVAC | HV_PGESFmNewCZ03 | rWtd | All | PGE | SFm | New | CZ03 | rDXOH | 108.3502 | HV_PGESFmNewCZ03 | rDXOH | 108.3502
114 | 1 | 1 | 2 | 3 | 6 | 1 | HV_PGESFmNewCZ03rNCOH | ResHVAC | HV_PGESFmNewCZ03 | rWtd | All | PGE | SFm | New | CZ03 | rNCOH | 359.8112 | HV_PGESFmNewCZ03 | rNCOH | 359.8112
115 | 1 | 1 | 2 | 4 | 1 | 1 | HV_PGESFmNewCZ04rDXGF | ResHVAC | HV_PGESFmNewCZ04 | rWtd | All | PGE | SFm | New | CZ04 | rDXGF | 5143.3704 | HV_PGESFmNewCZ04 | rDXGF | 5143.3704
116 | 1 | 1 | 2 | 4 | 2 | 1 | HV_PGESFmNewCZ04rNCGF | ResHVAC | HV_PGESFmNewCZ04 | rWtd | All | PGE | SFm | New | CZ04 | rNCGF | 166.5702 | HV_PGESFmNewCZ04 | rNCGF | 166.5702
117 | 1 | 1 | 2 | 4 | 3 | 1 | HV_PGESFmNewCZ04rDXHP | ResHVAC | HV_PGESFmNewCZ04 | rWtd | All | PGE | SFm | New | CZ04 | rDXHP | 295.596 | HV_PGESFmNewCZ04 | rDXHP | 295.596
118 | 1 | 1 | 2 | 4 | 4 | 1 | HV_PGESFmNewCZ04rNCEH | ResHVAC | HV_PGESFmNewCZ04 | rWtd | All | PGE | SFm | New | CZ04 | rNCEH | 9.573 | HV_PGESFmNewCZ04 | rNCEH | 9.573
119 | 1 | 1 | 2 | 4 | 5 | 1 | HV_PGESFmNewCZ04rDXOH | ResHVAC | HV_PGESFmNewCZ04 | rWtd | All | PGE | SFm | New | CZ04 | rDXOH | 413.8344 | HV_PGESFmNewCZ04 | rDXOH | 413.8344
120 | 1 | 1 | 2 | 4 | 6 | 1 | HV_PGESFmNewCZ04rNCOH | ResHVAC | HV_PGESFmNewCZ04 | rWtd | All | PGE | SFm | New | CZ04 | rNCOH | 13.4022 | HV_PGESFmNewCZ04 | rNCOH | 13.4022
121 | 1 | 1 | 2 | 5 | 1 | 1 | HV_PGESFmNewCZ05rDXGF | ResHVAC | HV_PGESFmNewCZ05 | rWtd | All | PGE | SFm | New | CZ05 | rDXGF | 126.5502 | HV_PGESFmNewCZ05 | rDXGF | 126.5502
122 | 1 | 1 | 2 | 5 | 2 | 1 | HV_PGESFmNewCZ05rNCGF | ResHVAC | HV_PGESFmNewCZ05 | rWtd | All | PGE | SFm | New | CZ05 | rNCGF | 792.4482 | HV_PGESFmNewCZ05 | rNCGF | 792.4482
123 | 1 | 1 | 2 | 5 | 3 | 1 | HV_PGESFmNewCZ05rDXHP | ResHVAC | HV_PGESFmNewCZ05 | rWtd | All | PGE | SFm | New | CZ05 | rDXHP | 7.273 | HV_PGESFmNewCZ05 | rDXHP | 7.273
124 | 1 | 1 | 2 | 5 | 4 | 1 | HV_PGESFmNewCZ05rNCEH | ResHVAC | HV_PGESFmNewCZ05 | rWtd | All | PGE | SFm | New | CZ05 | rNCEH | 45.543 | HV_PGESFmNewCZ05 | rNCEH | 45.543
125 | 1 | 1 | 2 | 5 | 5 | 1 | HV_PGESFmNewCZ05rDXOH | ResHVAC | HV_PGESFmNewCZ05 | rWtd | All | PGE | SFm | New | CZ05 | rDXOH | 10.1822 | HV_PGESFmNewCZ05 | rDXOH | 10.1822
126 | 1 | 1 | 2 | 5 | 6 | 1 | HV_PGESFmNewCZ05rNCOH | ResHVAC | HV_PGESFmNewCZ05 | rWtd | All | PGE | SFm | New | CZ05 | rNCOH | 63.7602 | HV_PGESFmNewCZ05 | rNCOH | 63.7602
127 | 1 | 1 | 2 | 6 | 1 | 0 | HV_PGESFmNewCZ06rDXGF | ResHVAC | HV_PGESFmNewCZ06 | rWtd | All | PGE | SFm | New | CZ06 | rDXGF | 0 | HV_PGESFmNewCZ06 | rDXGF | 0
128 | 1 | 1 | 2 | 6 | 2 | 0 | HV_PGESFmNewCZ06rNCGF | ResHVAC | HV_PGESFmNewCZ06 | rWtd | All | PGE | SFm | New | CZ06 | rNCGF | 0 | HV_PGESFmNewCZ06 | rNCGF | 0
129 | 1 | 1 | 2 | 6 | 3 | 0 | HV_PGESFmNewCZ06rDXHP | ResHVAC | HV_PGESFmNewCZ06 | rWtd | All | PGE | SFm | New | CZ06 | rDXHP | 0 | HV_PGESFmNewCZ06 | rDXHP | 0
130 | 1 | 1 | 2 | 6 | 4 | 0 | HV_PGESFmNewCZ06rNCEH | ResHVAC | HV_PGESFmNewCZ06 | rWtd | All | PGE | SFm | New | CZ06 | rNCEH | 0 | HV_PGESFmNewCZ06 | rNCEH | 0
131 | 1 | 1 | 2 | 6 | 5 | 0 | HV_PGESFmNewCZ06rDXOH | ResHVAC | HV_PGESFmNewCZ06 | rWtd | All | PGE | SFm | New | CZ06 | rDXOH | 0 | HV_PGESFmNewCZ06 | rDXOH | 0
132 | 1 | 1 | 2 | 6 | 6 | 0 | HV_PGESFmNewCZ06rNCOH | ResHVAC | HV_PGESFmNewCZ06 | rWtd | All | PGE | SFm | New | CZ06 | rNCOH | 0 | HV_PGESFmNewCZ06 | rNCOH | 0
133 | 1 | 1 | 2 | 7 | 1 | 0 | HV_PGESFmNewCZ07rDXGF | ResHVAC | HV_PGESFmNewCZ07 | rWtd | All | PGE | SFm | New | CZ07 | rDXGF | 0 | HV_PGESFmNewCZ07 | rDXGF | 0
134 | 1 | 1 | 2 | 7 | 2 | 0 | HV_PGESFmNewCZ07rNCGF | ResHVAC | HV_PGESFmNewCZ07 | rWtd | All | PGE | SFm | New | CZ07 | rNCGF | 0 | HV_PGESFmNewCZ07 | rNCGF | 0
135 | 1 | 1 | 2 | 7 | 3 | 0 | HV_PGESFmNewCZ07rDXHP | ResHVAC | HV_PGESFmNewCZ07 | rWtd | All | PGE | SFm | New | CZ07 | rDXHP | 0 | HV_PGESFmNewCZ07 | rDXHP | 0
136 | 1 | 1 | 2 | 7 | 4 | 0 | HV_PGESFmNewCZ07rNCEH | ResHVAC | HV_PGESFmNewCZ07 | rWtd | All | PGE | SFm | New | CZ07 | rNCEH | 0 | HV_PGESFmNewCZ07 | rNCEH | 0
137 | 1 | 1 | 2 | 7 | 5 | 0 | HV_PGESFmNewCZ07rDXOH | ResHVAC | HV_PGESFmNewCZ07 | rWtd | All | PGE | SFm | New | CZ07 | rDXOH | 0 | HV_PGESFmNewCZ07 | rDXOH | 0
138 | 1 | 1 | 2 | 7 | 6 | 0 | HV_PGESFmNewCZ07rNCOH | ResHVAC | HV_PGESFmNewCZ07 | rWtd | All | PGE | SFm | New | CZ07 | rNCOH | 0 | HV_PGESFmNewCZ07 | rNCOH | 0
139 | 1 | 1 | 2 | 8 | 1 | 0 | HV_PGESFmNewCZ08rDXGF | ResHVAC | HV_PGESFmNewCZ08 | rWtd | All | PGE | SFm | New | CZ08 | rDXGF | 0 | HV_PGESFmNewCZ08 | rDXGF | 0
140 | 1 | 1 | 2 | 8 | 2 | 0 | HV_PGESFmNewCZ08rNCGF | ResHVAC | HV_PGESFmNewCZ08 | rWtd | All | PGE | SFm | New | CZ08 | rNCGF | 0 | HV_PGESFmNewCZ08 | rNCGF | 0
141 | 1 | 1 | 2 | 8 | 3 | 0 | HV_PGESFmNewCZ08rDXHP | ResHVAC | HV_PGESFmNewCZ08 | rWtd | All | PGE | SFm | New | CZ08 | rDXHP | 0 | HV_PGESFmNewCZ08 | rDXHP | 0
142 | 1 | 1 | 2 | 8 | 4 | 0 | HV_PGESFmNewCZ08rNCEH | ResHVAC | HV_PGESFmNewCZ08 | rWtd | All | PGE | SFm | New | CZ08 | rNCEH | 0 | HV_PGESFmNewCZ08 | rNCEH | 0
143 | 1 | 1 | 2 | 8 | 5 | 0 | HV_PGESFmNewCZ08rDXOH | ResHVAC | HV_PGESFmNewCZ08 | rWtd | All | PGE | SFm | New | CZ08 | rDXOH | 0 | HV_PGESFmNewCZ08 | rDXOH | 0
144 | 1 | 1 | 2 | 8 | 6 | 0 | HV_PGESFmNewCZ08rNCOH | ResHVAC | HV_PGESFmNewCZ08 | rWtd | All | PGE | SFm | New | CZ08 | rNCOH | 0 | HV_PGESFmNewCZ08 | rNCOH | 0
145 | 1 | 1 | 2 | 9 | 1 | 0 | HV_PGESFmNewCZ09rDXGF | ResHVAC | HV_PGESFmNewCZ09 | rWtd | All | PGE | SFm | New | CZ09 | rDXGF | 0 | HV_PGESFmNewCZ09 | rDXGF | 0
146 | 1 | 1 | 2 | 9 | 2 | 0 | HV_PGESFmNewCZ09rNCGF | ResHVAC | HV_PGESFmNewCZ09 | rWtd | All | PGE | SFm | New | CZ09 | rNCGF | 0 | HV_PGESFmNewCZ09 | rNCGF | 0
147 | 1 | 1 | 2 | 9 | 3 | 0 | HV_PGESFmNewCZ09rDXHP | ResHVAC | HV_PGESFmNewCZ09 | rWtd | All | PGE | SFm | New | CZ09 | rDXHP | 0 | HV_PGESFmNewCZ09 | rDXHP | 0
148 | 1 | 1 | 2 | 9 | 4 | 0 | HV_PGESFmNewCZ09rNCEH | ResHVAC | HV_PGESFmNewCZ09 | rWtd | All | PGE | SFm | New | CZ09 | rNCEH | 0 | HV_PGESFmNewCZ09 | rNCEH | 0
149 | 1 | 1 | 2 | 9 | 5 | 0 | HV_PGESFmNewCZ09rDXOH | ResHVAC | HV_PGESFmNewCZ09 | rWtd | All | PGE | SFm | New | CZ09 | rDXOH | 0 | HV_PGESFmNewCZ09 | rDXOH | 0
150 | 1 | 1 | 2 | 9 | 6 | 0 | HV_PGESFmNewCZ09rNCOH | ResHVAC | HV_PGESFmNewCZ09 | rWtd | All | PGE | SFm | New | CZ09 | rNCOH | 0 | HV_PGESFmNewCZ09 | rNCOH | 0
151 | 1 | 1 | 2 | 10 | 1 | 0 | HV_PGESFmNewCZ10rDXGF | ResHVAC | HV_PGESFmNewCZ10 | rWtd | All | PGE | SFm | New | CZ10 | rDXGF | 0 | HV_PGESFmNewCZ10 | rDXGF | 0
152 | 1 | 1 | 2 | 10 | 2 | 0 | HV_PGESFmNewCZ10rNCGF | ResHVAC | HV_PGESFmNewCZ10 | rWtd | All | PGE | SFm | New | CZ10 | rNCGF | 0 | HV_PGESFmNewCZ10 | rNCGF | 0
153 | 1 | 1 | 2 | 10 | 3 | 0 | HV_PGESFmNewCZ10rDXHP | ResHVAC | HV_PGESFmNewCZ10 | rWtd | All | PGE | SFm | New | CZ10 | rDXHP | 0 | HV_PGESFmNewCZ10 | rDXHP | 0
154 | 1 | 1 | 2 | 10 | 4 | 0 | HV_PGESFmNewCZ10rNCEH | ResHVAC | HV_PGESFmNewCZ10 | rWtd | All | PGE | SFm | New | CZ10 | rNCEH | 0 | HV_PGESFmNewCZ10 | rNCEH | 0
155 | 1 | 1 | 2 | 10 | 5 | 0 | HV_PGESFmNewCZ10rDXOH | ResHVAC | HV_PGESFmNewCZ10 | rWtd | All | PGE | SFm | New | CZ10 | rDXOH | 0 | HV_PGESFmNewCZ10 | rDXOH | 0
156 | 1 | 1 | 2 | 10 | 6 | 0 | HV_PGESFmNewCZ10rNCOH | ResHVAC | HV_PGESFmNewCZ10 | rWtd | All | PGE | SFm | New | CZ10 | rNCOH | 0 | HV_PGESFmNewCZ10 | rNCOH | 0
157 | 1 | 1 | 2 | 11 | 1 | 1 | HV_PGESFmNewCZ11rDXGF | ResHVAC | HV_PGESFmNewCZ11 | rWtd | All | PGE | SFm | New | CZ11 | rDXGF | 7711.6278 | HV_PGESFmNewCZ11 | rDXGF | 7711.6278
158 | 1 | 1 | 2 | 11 | 2 | 1 | HV_PGESFmNewCZ11rNCGF | ResHVAC | HV_PGESFmNewCZ11 | rWtd | All | PGE | SFm | New | CZ11 | rNCGF | 0 | HV_PGESFmNewCZ11 | rNCGF | 0
159 | 1 | 1 | 2 | 11 | 3 | 1 | HV_PGESFmNewCZ11rDXHP | ResHVAC | HV_PGESFmNewCZ11 | rWtd | All | PGE | SFm | New | CZ11 | rDXHP | 443.197 | HV_PGESFmNewCZ11 | rDXHP | 443.197
160 | 1 | 1 | 2 | 11 | 4 | 1 | HV_PGESFmNewCZ11rNCEH | ResHVAC | HV_PGESFmNewCZ11 | rWtd | All | PGE | SFm | New | CZ11 | rNCEH | 0 | HV_PGESFmNewCZ11 | rNCEH | 0
161 | 1 | 1 | 2 | 11 | 5 | 1 | HV_PGESFmNewCZ11rDXOH | ResHVAC | HV_PGESFmNewCZ11 | rWtd | All | PGE | SFm | New | CZ11 | rDXOH | 620.4758 | HV_PGESFmNewCZ11 | rDXOH | 620.4758
162 | 1 | 1 | 2 | 11 | 6 | 1 | HV_PGESFmNewCZ11rNCOH | ResHVAC | HV_PGESFmNewCZ11 | rWtd | All | PGE | SFm | New | CZ11 | rNCOH | 0 | HV_PGESFmNewCZ11 | rNCOH | 0
163 | 1 | 1 | 2 | 12 | 1 | 1 | HV_PGESFmNewCZ12rDXGF | ResHVAC | HV_PGESFmNewCZ12 | rWtd | All | PGE | SFm | New | CZ12 | rDXGF | 17318.7942 | HV_PGESFmNewCZ12 | rDXGF | 17318.7942
164 | 1 | 1 | 2 | 12 | 2 | 1 | HV_PGESFmNewCZ12rNCGF | ResHVAC | HV_PGESFmNewCZ12 | rWtd | All | PGE | SFm | New | CZ12 | rNCGF | 236.3268 | HV_PGESFmNewCZ12 | rNCGF | 236.3268
165 | 1 | 1 | 2 | 12 | 3 | 1 | HV_PGESFmNewCZ12rDXHP | ResHVAC | HV_PGESFmNewCZ12 | rWtd | All | PGE | SFm | New | CZ12 | rDXHP | 995.333 | HV_PGESFmNewCZ12 | rDXHP | 995.333
166 | 1 | 1 | 2 | 12 | 4 | 1 | HV_PGESFmNewCZ12rNCEH | ResHVAC | HV_PGESFmNewCZ12 | rWtd | All | PGE | SFm | New | CZ12 | rNCEH | 13.582 | HV_PGESFmNewCZ12 | rNCEH | 13.582
167 | 1 | 1 | 2 | 12 | 5 | 1 | HV_PGESFmNewCZ12rDXOH | ResHVAC | HV_PGESFmNewCZ12 | rWtd | All | PGE | SFm | New | CZ12 | rDXOH | 1393.4662 | HV_PGESFmNewCZ12 | rDXOH | 1393.4662
168 | 1 | 1 | 2 | 12 | 6 | 1 | HV_PGESFmNewCZ12rNCOH | ResHVAC | HV_PGESFmNewCZ12 | rWtd | All | PGE | SFm | New | CZ12 | rNCOH | 19.0148 | HV_PGESFmNewCZ12 | rNCOH | 19.0148
169 | 1 | 1 | 2 | 13 | 1 | 1 | HV_PGESFmNewCZ13rDXGF | ResHVAC | HV_PGESFmNewCZ13 | rWtd | All | PGE | SFm | New | CZ13 | rDXGF | 7356.5808 | HV_PGESFmNewCZ13 | rDXGF | 7356.5808
170 | 1 | 1 | 2 | 13 | 2 | 1 | HV_PGESFmNewCZ13rNCGF | ResHVAC | HV_PGESFmNewCZ13 | rWtd | All | PGE | SFm | New | CZ13 | rNCGF | 0 | HV_PGESFmNewCZ13 | rNCGF | 0
171 | 1 | 1 | 2 | 13 | 3 | 1 | HV_PGESFmNewCZ13rDXHP | ResHVAC | HV_PGESFmNewCZ13 | rWtd | All | PGE | SFm | New | CZ13 | rDXHP | 422.792 | HV_PGESFmNewCZ13 | rDXHP | 422.792
172 | 1 | 1 | 2 | 13 | 4 | 1 | HV_PGESFmNewCZ13rNCEH | ResHVAC | HV_PGESFmNewCZ13 | rWtd | All | PGE | SFm | New | CZ13 | rNCEH | 0 | HV_PGESFmNewCZ13 | rNCEH | 0
173 | 1 | 1 | 2 | 13 | 5 | 1 | HV_PGESFmNewCZ13rDXOH | ResHVAC | HV_PGESFmNewCZ13 | rWtd | All | PGE | SFm | New | CZ13 | rDXOH | 591.9088 | HV_PGESFmNewCZ13 | rDXOH | 591.9088
174 | 1 | 1 | 2 | 13 | 6 | 1 | HV_PGESFmNewCZ13rNCOH | ResHVAC | HV_PGESFmNewCZ13 | rWtd | All | PGE | SFm | New | CZ13 | rNCOH | 0 | HV_PGESFmNewCZ13 | rNCOH | 0
175 | 1 | 1 | 2 | 14 | 1 | 0 | HV_PGESFmNewCZ14rDXGF | ResHVAC | HV_PGESFmNewCZ14 | rWtd | All | PGE | SFm | New | CZ14 | rDXGF | 0 | HV_PGESFmNewCZ14 | rDXGF | 0
176 | 1 | 1 | 2 | 14 | 2 | 0 | HV_PGESFmNewCZ14rNCGF | ResHVAC | HV_PGESFmNewCZ14 | rWtd | All | PGE | SFm | New | CZ14 | rNCGF | 0 | HV_PGESFmNewCZ14 | rNCGF | 0
177 | 1 | 1 | 2 | 14 | 3 | 0 | HV_PGESFmNewCZ14rDXHP | ResHVAC | HV_PGESFmNewCZ14 | rWtd | All | PGE | SFm | New | CZ14 | rDXHP | 0 | HV_PGESFmNewCZ14 | rDXHP | 0
178 | 1 | 1 | 2 | 14 | 4 | 0 | HV_PGESFmNewCZ14rNCEH | ResHVAC | HV_PGESFmNewCZ14 | rWtd | All | PGE | SFm | New | CZ14 | rNCEH | 0 | HV_PGESFmNewCZ14 | rNCEH | 0
179 | 1 | 1 | 2 | 14 | 5 | 0 | HV_PGESFmNewCZ14rDXOH | ResHVAC | HV_PGESFmNewCZ14 | rWtd | All | PGE | SFm | New | CZ14 | rDXOH | 0 | HV_PGESFmNewCZ14 | rDXOH | 0
180 | 1 | 1 | 2 | 14 | 6 | 0 | HV_PGESFmNewCZ14rNCOH | ResHVAC | HV_PGESFmNewCZ14 | rWtd | All | PGE | SFm | New | CZ14 | rNCOH | 0 | HV_PGESFmNewCZ14 | rNCOH | 0
181 | 1 | 1 | 2 | 15 | 1 | 0 | HV_PGESFmNewCZ15rDXGF | ResHVAC | HV_PGESFmNewCZ15 | rWtd | All | PGE | SFm | New | CZ15 | rDXGF | 0 | HV_PGESFmNewCZ15 | rDXGF | 0
182 | 1 | 1 | 2 | 15 | 2 | 0 | HV_PGESFmNewCZ15rNCGF | ResHVAC | HV_PGESFmNewCZ15 | rWtd | All | PGE | SFm | New | CZ15 | rNCGF | 0 | HV_PGESFmNewCZ15 | rNCGF | 0
183 | 1 | 1 | 2 | 15 | 3 | 0 | HV_PGESFmNewCZ15rDXHP | ResHVAC | HV_PGESFmNewCZ15 | rWtd | All | PGE | SFm | New | CZ15 | rDXHP | 0 | HV_PGESFmNewCZ15 | rDXHP | 0
184 | 1 | 1 | 2 | 15 | 4 | 0 | HV_PGESFmNewCZ15rNCEH | ResHVAC | HV_PGESFmNewCZ15 | rWtd | All | PGE | SFm | New | CZ15 | rNCEH | 0 | HV_PGESFmNewCZ15 | rNCEH | 0
185 | 1 | 1 | 2 | 15 | 5 | 0 | HV_PGESFmNewCZ15rDXOH | ResHVAC | HV_PGESFmNewCZ15 | rWtd | All | PGE | SFm | New | CZ15 | rDXOH | 0 | HV_PGESFmNewCZ15 | rDXOH | 0
186 | 1 | 1 | 2 | 15 | 6 | 0 | HV_PGESFmNewCZ15rNCOH | ResHVAC | HV_PGESFmNewCZ15 | rWtd | All | PGE | SFm | New | CZ15 | rNCOH | 0 | HV_PGESFmNewCZ15 | rNCOH | 0
187 | 1 | 1 | 2 | 16 | 1 | 1 | HV_PGESFmNewCZ16rDXGF | ResHVAC | HV_PGESFmNewCZ16 | rWtd | All | PGE | SFm | New | CZ16 | rDXGF | 108.3498 | HV_PGESFmNewCZ16 | rDXGF | 108.3498
188 | 1 | 1 | 2 | 16 | 2 | 1 | HV_PGESFmNewCZ16rNCGF | ResHVAC | HV_PGESFmNewCZ16 | rWtd | All | PGE | SFm | New | CZ16 | rNCGF | 108.3498 | HV_PGESFmNewCZ16 | rNCGF | 108.3498
189 | 1 | 1 | 2 | 16 | 3 | 1 | HV_PGESFmNewCZ16rDXHP | ResHVAC | HV_PGESFmNewCZ16 | rWtd | All | PGE | SFm | New | CZ16 | rDXHP | 6.227 | HV_PGESFmNewCZ16 | rDXHP | 6.227
190 | 1 | 1 | 2 | 16 | 4 | 1 | HV_PGESFmNewCZ16rNCEH | ResHVAC | HV_PGESFmNewCZ16 | rWtd | All | PGE | SFm | New | CZ16 | rNCEH | 6.227 | HV_PGESFmNewCZ16 | rNCEH | 6.227
191 | 1 | 1 | 2 | 16 | 5 | 1 | HV_PGESFmNewCZ16rDXOH | ResHVAC | HV_PGESFmNewCZ16 | rWtd | All | PGE | SFm | New | CZ16 | rDXOH | 8.7178 | HV_PGESFmNewCZ16 | rDXOH | 8.7178
192 | 1 | 1 | 2 | 16 | 6 | 1 | HV_PGESFmNewCZ16rNCOH | ResHVAC | HV_PGESFmNewCZ16 | rWtd | All | PGE | SFm | New | CZ16 | rNCOH | 8.7178 | HV_PGESFmNewCZ16 | rNCOH | 8.7178
193 | 1 | 2 | 1 | 1 | 1 | 1 | HV_PGEMFmExCZ01rDXGF | ResHVAC | HV_PGEMFmExCZ01 | rWtd | All | PGE | MFm | Ex | CZ01 | rDXGF | 240.6908 | HV_PGEMFmExCZ01 | rDXGF | 240.6908
194 | 1 | 2 | 1 | 1 | 2 | 1 | HV_PGEMFmExCZ01rNCGF | ResHVAC | HV_PGEMFmExCZ01 | rWtd | All | PGE | MFm | Ex | CZ01 | rNCGF | 7734.7784 | HV_PGEMFmExCZ01 | rNCGF | 7734.7784
195 | 1 | 2 | 1 | 1 | 3 | 1 | HV_PGEMFmExCZ01rDXHP | ResHVAC | HV_PGEMFmExCZ01 | rWtd | All | PGE | MFm | Ex | CZ01 | rDXHP | 34.61 | HV_PGEMFmExCZ01 | rDXHP | 34.61
196 | 1 | 2 | 1 | 1 | 4 | 1 | HV_PGEMFmExCZ01rNCEH | ResHVAC | HV_PGEMFmExCZ01 | rWtd | All | PGE | MFm | Ex | CZ01 | rNCEH | 1112.2197 | HV_PGEMFmExCZ01 | rNCEH | 1112.2197
197 | 1 | 2 | 1 | 1 | 5 | 1 | HV_PGEMFmExCZ01rDXOH | ResHVAC | HV_PGEMFmExCZ01 | rWtd | All | PGE | MFm | Ex | CZ01 | rDXOH | 30.0153 | HV_PGEMFmExCZ01 | rDXOH | 30.0153
198 | 1 | 2 | 1 | 1 | 6 | 1 | HV_PGEMFmExCZ01rNCOH | ResHVAC | HV_PGEMFmExCZ01 | rWtd | All | PGE | MFm | Ex | CZ01 | rNCOH | 964.5636 | HV_PGEMFmExCZ01 | rNCOH | 964.5636
199 | 1 | 2 | 1 | 2 | 1 | 1 | HV_PGEMFmExCZ02rDXGF | ResHVAC | HV_PGEMFmExCZ02 | rWtd | All | PGE | MFm | Ex | CZ02 | rDXGF | 15232.8827 | HV_PGEMFmExCZ02 | rDXGF | 15232.8827
200 | 1 | 2 | 1 | 2 | 2 | 1 | HV_PGEMFmExCZ02rNCGF | ResHVAC | HV_PGEMFmExCZ02 | rWtd | All | PGE | MFm | Ex | CZ02 | rNCGF | 24643.6198 | HV_PGEMFmExCZ02 | rNCGF | 24643.6198
201 | 1 | 2 | 1 | 2 | 3 | 1 | HV_PGEMFmExCZ02rDXHP | ResHVAC | HV_PGEMFmExCZ02 | rWtd | All | PGE | MFm | Ex | CZ02 | rDXHP | 2190.4068 | HV_PGEMFmExCZ02 | rDXHP | 2190.4068
202 | 1 | 2 | 1 | 2 | 4 | 1 | HV_PGEMFmExCZ02rNCEH | ResHVAC | HV_PGEMFmExCZ02 | rWtd | All | PGE | MFm | Ex | CZ02 | rNCEH | 3543.6204 | HV_PGEMFmExCZ02 | rNCEH | 3543.6204
203 | 1 | 2 | 1 | 2 | 5 | 1 | HV_PGEMFmExCZ02rDXOH | ResHVAC | HV_PGEMFmExCZ02 | rWtd | All | PGE | MFm | Ex | CZ02 | rDXOH | 1899.6128 | HV_PGEMFmExCZ02 | rDXOH | 1899.6128
204 | 1 | 2 | 1 | 2 | 6 | 1 | HV_PGEMFmExCZ02rNCOH | ResHVAC | HV_PGEMFmExCZ02 | rWtd | All | PGE | MFm | Ex | CZ02 | rNCOH | 3073.1764 | HV_PGEMFmExCZ02 | rNCOH | 3073.1764
205 | 1 | 2 | 1 | 3 | 1 | 1 | HV_PGEMFmExCZ03rDXGF | ResHVAC | HV_PGEMFmExCZ03 | rWtd | All | PGE | MFm | Ex | CZ03 | rDXGF | 28336.749 | HV_PGEMFmExCZ03 | rDXGF | 28336.749
206 | 1 | 2 | 1 | 3 | 2 | 1 | HV_PGEMFmExCZ03rNCGF | ResHVAC | HV_PGEMFmExCZ03 | rWtd | All | PGE | MFm | Ex | CZ03 | rNCGF | 334557.9159 | HV_PGEMFmExCZ03 | rNCGF | 334557.9159
207 | 1 | 2 | 1 | 3 | 3 | 1 | HV_PGEMFmExCZ03rDXHP | ResHVAC | HV_PGEMFmExCZ03 | rWtd | All | PGE | MFm | Ex | CZ03 | rDXHP | 4074.6725 | HV_PGEMFmExCZ03 | rDXHP | 4074.6725
208 | 1 | 2 | 1 | 3 | 4 | 1 | HV_PGEMFmExCZ03rNCEH | ResHVAC | HV_PGEMFmExCZ03 | rWtd | All | PGE | MFm | Ex | CZ03 | rNCEH | 48107.6342 | HV_PGEMFmExCZ03 | rNCEH | 48107.6342
209 | 1 | 2 | 1 | 3 | 5 | 1 | HV_PGEMFmExCZ03rDXOH | ResHVAC | HV_PGEMFmExCZ03 | rWtd | All | PGE | MFm | Ex | CZ03 | rDXOH | 3533.7272 | HV_PGEMFmExCZ03 | rDXOH | 3533.7272
210 | 1 | 2 | 1 | 3 | 6 | 1 | HV_PGEMFmExCZ03rNCOH | ResHVAC | HV_PGEMFmExCZ03 | rWtd | All | PGE | MFm | Ex | CZ03 | rNCOH | 41720.961 | HV_PGEMFmExCZ03 | rNCOH | 41720.961
211 | 1 | 2 | 1 | 4 | 1 | 1 | HV_PGEMFmExCZ04rDXGF | ResHVAC | HV_PGEMFmExCZ04 | rWtd | All | PGE | MFm | Ex | CZ04 | rDXGF | 59312.9004 | HV_PGEMFmExCZ04 | rDXGF | 59312.9004
212 | 1 | 2 | 1 | 4 | 2 | 1 | HV_PGEMFmExCZ04rNCGF | ResHVAC | HV_PGEMFmExCZ04 | rWtd | All | PGE | MFm | Ex | CZ04 | rNCGF | 85907.7665 | HV_PGEMFmExCZ04 | rNCGF | 85907.7665
213 | 1 | 2 | 1 | 4 | 3 | 1 | HV_PGEMFmExCZ04rDXHP | ResHVAC | HV_PGEMFmExCZ04 | rWtd | All | PGE | MFm | Ex | CZ04 | rDXHP | 8528.877 | HV_PGEMFmExCZ04 | rDXHP | 8528.877
214 | 1 | 2 | 1 | 4 | 4 | 1 | HV_PGEMFmExCZ04rNCEH | ResHVAC | HV_PGEMFmExCZ04 | rWtd | All | PGE | MFm | Ex | CZ04 | rNCEH | 12353.0761 | HV_PGEMFmExCZ04 | rNCEH | 12353.0761
215 | 1 | 2 | 1 | 4 | 5 | 1 | HV_PGEMFmExCZ04rDXOH | ResHVAC | HV_PGEMFmExCZ04 | rWtd | All | PGE | MFm | Ex | CZ04 | rDXOH | 7396.6004 | HV_PGEMFmExCZ04 | rDXOH | 7396.6004
216 | 1 | 2 | 1 | 4 | 6 | 1 | HV_PGEMFmExCZ04rNCOH | ResHVAC | HV_PGEMFmExCZ04 | rWtd | All | PGE | MFm | Ex | CZ04 | rNCOH | 10713.1065 | HV_PGEMFmExCZ04 | rNCOH | 10713.1065
217 | 1 | 2 | 1 | 5 | 1 | 1 | HV_PGEMFmExCZ05rDXGF | ResHVAC | HV_PGEMFmExCZ05 | rWtd | All | PGE | MFm | Ex | CZ05 | rDXGF | 4230.5077 | HV_PGEMFmExCZ05 | rDXGF | 4230.5077
218 | 1 | 2 | 1 | 5 | 2 | 1 | HV_PGEMFmExCZ05rNCGF | ResHVAC | HV_PGEMFmExCZ05 | rWtd | All | PGE | MFm | Ex | CZ05 | rNCGF | 10978.6373 | HV_PGEMFmExCZ05 | rNCGF | 10978.6373
219 | 1 | 2 | 1 | 5 | 3 | 1 | HV_PGEMFmExCZ05rDXHP | ResHVAC | HV_PGEMFmExCZ05 | rWtd | All | PGE | MFm | Ex | CZ05 | rDXHP | 608.3243 | HV_PGEMFmExCZ05 | rDXHP | 608.3243
220 | 1 | 2 | 1 | 5 | 4 | 1 | HV_PGEMFmExCZ05rNCEH | ResHVAC | HV_PGEMFmExCZ05 | rWtd | All | PGE | MFm | Ex | CZ05 | rNCEH | 1578.6692 | HV_PGEMFmExCZ05 | rNCEH | 1578.6692
221 | 1 | 2 | 1 | 5 | 5 | 1 | HV_PGEMFmExCZ05rDXOH | ResHVAC | HV_PGEMFmExCZ05 | rWtd | All | PGE | MFm | Ex | CZ05 | rDXOH | 527.5644 | HV_PGEMFmExCZ05 | rDXOH | 527.5644
222 | 1 | 2 | 1 | 5 | 6 | 1 | HV_PGEMFmExCZ05rNCOH | ResHVAC | HV_PGEMFmExCZ05 | rWtd | All | PGE | MFm | Ex | CZ05 | rNCOH | 1369.0882 | HV_PGEMFmExCZ05 | rNCOH | 1369.0882
223 | 1 | 2 | 1 | 6 | 1 | 0 | HV_PGEMFmExCZ06rDXGF | ResHVAC | HV_PGEMFmExCZ06 | rWtd | All | PGE | MFm | Ex | CZ06 | rDXGF | 0 | HV_PGEMFmExCZ06 | rDXGF | 0
224 | 1 | 2 | 1 | 6 | 2 | 0 | HV_PGEMFmExCZ06rNCGF | ResHVAC | HV_PGEMFmExCZ06 | rWtd | All | PGE | MFm | Ex | CZ06 | rNCGF | 0 | HV_PGEMFmExCZ06 | rNCGF | 0
225 | 1 | 2 | 1 | 6 | 3 | 0 | HV_PGEMFmExCZ06rDXHP | ResHVAC | HV_PGEMFmExCZ06 | rWtd | All | PGE | MFm | Ex | CZ06 | rDXHP | 0 | HV_PGEMFmExCZ06 | rDXHP | 0
226 | 1 | 2 | 1 | 6 | 4 | 0 | HV_PGEMFmExCZ06rNCEH | ResHVAC | HV_PGEMFmExCZ06 | rWtd | All | PGE | MFm | Ex | CZ06 | rNCEH | 0 | HV_PGEMFmExCZ06 | rNCEH | 0
227 | 1 | 2 | 1 | 6 | 5 | 0 | HV_PGEMFmExCZ06rDXOH | ResHVAC | HV_PGEMFmExCZ06 | rWtd | All | PGE | MFm | Ex | CZ06 | rDXOH | 0 | HV_PGEMFmExCZ06 | rDXOH | 0
228 | 1 | 2 | 1 | 6 | 6 | 0 | HV_PGEMFmExCZ06rNCOH | ResHVAC | HV_PGEMFmExCZ06 | rWtd | All | PGE | MFm | Ex | CZ06 | rNCOH | 0 | HV_PGEMFmExCZ06 | rNCOH | 0
229 | 1 | 2 | 1 | 7 | 1 | 0 | HV_PGEMFmExCZ07rDXGF | ResHVAC | HV_PGEMFmExCZ07 | rWtd | All | PGE | MFm | Ex | CZ07 | rDXGF | 0 | HV_PGEMFmExCZ07 | rDXGF | 0
230 | 1 | 2 | 1 | 7 | 2 | 0 | HV_PGEMFmExCZ07rNCGF | ResHVAC | HV_PGEMFmExCZ07 | rWtd | All | PGE | MFm | Ex | CZ07 | rNCGF | 0 | HV_PGEMFmExCZ07 | rNCGF | 0
231 | 1 | 2 | 1 | 7 | 3 | 0 | HV_PGEMFmExCZ07rDXHP | ResHVAC | HV_PGEMFmExCZ07 | rWtd | All | PGE | MFm | Ex | CZ07 | rDXHP | 0 | HV_PGEMFmExCZ07 | rDXHP | 0
232 | 1 | 2 | 1 | 7 | 4 | 0 | HV_PGEMFmExCZ07rNCEH | ResHVAC | HV_PGEMFmExCZ07 | rWtd | All | PGE | MFm | Ex | CZ07 | rNCEH | 0 | HV_PGEMFmExCZ07 | rNCEH | 0
233 | 1 | 2 | 1 | 7 | 5 | 0 | HV_PGEMFmExCZ07rDXOH | ResHVAC | HV_PGEMFmExCZ07 | rWtd | All | PGE | MFm | Ex | CZ07 | rDXOH | 0 | HV_PGEMFmExCZ07 | rDXOH | 0
234 | 1 | 2 | 1 | 7 | 6 | 0 | HV_PGEMFmExCZ07rNCOH | ResHVAC | HV_PGEMFmExCZ07 | rWtd | All | PGE | MFm | Ex | CZ07 | rNCOH | 0 | HV_PGEMFmExCZ07 | rNCOH | 0
235 | 1 | 2 | 1 | 8 | 1 | 0 | HV_PGEMFmExCZ08rDXGF | ResHVAC | HV_PGEMFmExCZ08 | rWtd | All | PGE | MFm | Ex | CZ08 | rDXGF | 0 | HV_PGEMFmExCZ08 | rDXGF | 0
236 | 1 | 2 | 1 | 8 | 2 | 0 | HV_PGEMFmExCZ08rNCGF | ResHVAC | HV_PGEMFmExCZ08 | rWtd | All | PGE | MFm | Ex | CZ08 | rNCGF | 0 | HV_PGEMFmExCZ08 | rNCGF | 0
237 | 1 | 2 | 1 | 8 | 3 | 0 | HV_PGEMFmExCZ08rDXHP | ResHVAC | HV_PGEMFmExCZ08 | rWtd | All | PGE | MFm | Ex | CZ08 | rDXHP | 0 | HV_PGEMFmExCZ08 | rDXHP | 0
238 | 1 | 2 | 1 | 8 | 4 | 0 | HV_PGEMFmExCZ08rNCEH | ResHVAC | HV_PGEMFmExCZ08 | rWtd | All | PGE | MFm | Ex | CZ08 | rNCEH | 0 | HV_PGEMFmExCZ08 | rNCEH | 0
239 | 1 | 2 | 1 | 8 | 5 | 0 | HV_PGEMFmExCZ08rDXOH | ResHVAC | HV_PGEMFmExCZ08 | rWtd | All | PGE | MFm | Ex | CZ08 | rDXOH | 0 | HV_PGEMFmExCZ08 | rDXOH | 0
240 | 1 | 2 | 1 | 8 | 6 | 0 | HV_PGEMFmExCZ08rNCOH | ResHVAC | HV_PGEMFmExCZ08 | rWtd | All | PGE | MFm | Ex | CZ08 | rNCOH | 0 | HV_PGEMFmExCZ08 | rNCOH | 0
241 | 1 | 2 | 1 | 9 | 1 | 0 | HV_PGEMFmExCZ09rDXGF | ResHVAC | HV_PGEMFmExCZ09 | rWtd | All | PGE | MFm | Ex | CZ09 | rDXGF | 0 | HV_PGEMFmExCZ09 | rDXGF | 0
242 | 1 | 2 | 1 | 9 | 2 | 0 | HV_PGEMFmExCZ09rNCGF | ResHVAC | HV_PGEMFmExCZ09 | rWtd | All | PGE | MFm | Ex | CZ09 | rNCGF | 0 | HV_PGEMFmExCZ09 | rNCGF | 0
243 | 1 | 2 | 1 | 9 | 3 | 0 | HV_PGEMFmExCZ09rDXHP | ResHVAC | HV_PGEMFmExCZ09 | rWtd | All | PGE | MFm | Ex | CZ09 | rDXHP | 0 | HV_PGEMFmExCZ09 | rDXHP | 0
244 | 1 | 2 | 1 | 9 | 4 | 0 | HV_PGEMFmExCZ09rNCEH | ResHVAC | HV_PGEMFmExCZ09 | rWtd | All | PGE | MFm | Ex | CZ09 | rNCEH | 0 | HV_PGEMFmExCZ09 | rNCEH | 0
245 | 1 | 2 | 1 | 9 | 5 | 0 | HV_PGEMFmExCZ09rDXOH | ResHVAC | HV_PGEMFmExCZ09 | rWtd | All | PGE | MFm | Ex | CZ09 | rDXOH | 0 | HV_PGEMFmExCZ09 | rDXOH | 0
246 | 1 | 2 | 1 | 9 | 6 | 0 | HV_PGEMFmExCZ09rNCOH | ResHVAC | HV_PGEMFmExCZ09 | rWtd | All | PGE | MFm | Ex | CZ09 | rNCOH | 0 | HV_PGEMFmExCZ09 | rNCOH | 0
247 | 1 | 2 | 1 | 10 | 1 | 0 | HV_PGEMFmExCZ10rDXGF | ResHVAC | HV_PGEMFmExCZ10 | rWtd | All | PGE | MFm | Ex | CZ10 | rDXGF | 0 | HV_PGEMFmExCZ10 | rDXGF | 0
248 | 1 | 2 | 1 | 10 | 2 | 0 | HV_PGEMFmExCZ10rNCGF | ResHVAC | HV_PGEMFmExCZ10 | rWtd | All | PGE | MFm | Ex | CZ10 | rNCGF | 0 | HV_PGEMFmExCZ10 | rNCGF | 0
249 | 1 | 2 | 1 | 10 | 3 | 0 | HV_PGEMFmExCZ10rDXHP | ResHVAC | HV_PGEMFmExCZ10 | rWtd | All | PGE | MFm | Ex | CZ10 | rDXHP | 0 | HV_PGEMFmExCZ10 | rDXHP | 0
250 | 1 | 2 | 1 | 10 | 4 | 0 | HV_PGEMFmExCZ10rNCEH | ResHVAC | HV_PGEMFmExCZ10 | rWtd | All | PGE | MFm | Ex | CZ10 | rNCEH | 0 | HV_PGEMFmExCZ10 | rNCEH | 0
251 | 1 | 2 | 1 | 10 | 5 | 0 | HV_PGEMFmExCZ10rDXOH | ResHVAC | HV_PGEMFmExCZ10 | rWtd | All | PGE | MFm | Ex | CZ10 | rDXOH | 0 | HV_PGEMFmExCZ10 | rDXOH | 0
252 | 1 | 2 | 1 | 10 | 6 | 0 | HV_PGEMFmExCZ10rNCOH | ResHVAC | HV_PGEMFmExCZ10 | rWtd | All | PGE | MFm | Ex | CZ10 | rNCOH | 0 | HV_PGEMFmExCZ10 | rNCOH | 0
253 | 1 | 2 | 1 | 11 | 1 | 1 | HV_PGEMFmExCZ11rDXGF | ResHVAC | HV_PGEMFmExCZ11 | rWtd | All | PGE | MFm | Ex | CZ11 | rDXGF | 29584.5566 | HV_PGEMFmExCZ11 | rDXGF | 29584.5566
254 | 1 | 2 | 1 | 11 | 2 | 1 | HV_PGEMFmExCZ11rNCGF | ResHVAC | HV_PGEMFmExCZ11 | rWtd | All | PGE | MFm | Ex | CZ11 | rNCGF | 868.7296 | HV_PGEMFmExCZ11 | rNCGF | 868.7296
255 | 1 | 2 | 1 | 11 | 3 | 1 | HV_PGEMFmExCZ11rDXHP | ResHVAC | HV_PGEMFmExCZ11 | rWtd | All | PGE | MFm | Ex | CZ11 | rDXHP | 4254.1006 | HV_PGEMFmExCZ11 | rDXHP | 4254.1006
256 | 1 | 2 | 1 | 11 | 4 | 1 | HV_PGEMFmExCZ11rNCEH | ResHVAC | HV_PGEMFmExCZ11 | rWtd | All | PGE | MFm | Ex | CZ11 | rNCEH | 124.9187 | HV_PGEMFmExCZ11 | rNCEH | 124.9187
257 | 1 | 2 | 1 | 11 | 5 | 1 | HV_PGEMFmExCZ11rDXOH | ResHVAC | HV_PGEMFmExCZ11 | rWtd | All | PGE | MFm | Ex | CZ11 | rDXOH | 3689.3347 | HV_PGEMFmExCZ11 | rDXOH | 3689.3347
258 | 1 | 2 | 1 | 11 | 6 | 1 | HV_PGEMFmExCZ11rNCOH | ResHVAC | HV_PGEMFmExCZ11 | rWtd | All | PGE | MFm | Ex | CZ11 | rNCOH | 108.3347 | HV_PGEMFmExCZ11 | rNCOH | 108.3347
259 | 1 | 2 | 1 | 12 | 1 | 1 | HV_PGEMFmExCZ12rDXGF | ResHVAC | HV_PGEMFmExCZ12 | rWtd | All | PGE | MFm | Ex | CZ12 | rDXGF | 137090.0484 | HV_PGEMFmExCZ12 | rDXGF | 137090.0484
260 | 1 | 2 | 1 | 12 | 2 | 1 | HV_PGEMFmExCZ12rNCGF | ResHVAC | HV_PGEMFmExCZ12 | rWtd | All | PGE | MFm | Ex | CZ12 | rNCGF | 20822.822 | HV_PGEMFmExCZ12 | rNCGF | 20822.822
261 | 1 | 2 | 1 | 12 | 3 | 1 | HV_PGEMFmExCZ12rDXHP | ResHVAC | HV_PGEMFmExCZ12 | rWtd | All | PGE | MFm | Ex | CZ12 | rDXHP | 19712.8138 | HV_PGEMFmExCZ12 | rDXHP | 19712.8138
262 | 1 | 2 | 1 | 12 | 4 | 1 | HV_PGEMFmExCZ12rNCEH | ResHVAC | HV_PGEMFmExCZ12 | rWtd | All | PGE | MFm | Ex | CZ12 | rNCEH | 2994.2101 | HV_PGEMFmExCZ12 | rNCEH | 2994.2101
263 | 1 | 2 | 1 | 12 | 5 | 1 | HV_PGEMFmExCZ12rDXOH | ResHVAC | HV_PGEMFmExCZ12 | rWtd | All | PGE | MFm | Ex | CZ12 | rDXOH | 17095.7801 | HV_PGEMFmExCZ12 | rDXOH | 17095.7801
264 | 1 | 2 | 1 | 12 | 6 | 1 | HV_PGEMFmExCZ12rNCOH | ResHVAC | HV_PGEMFmExCZ12 | rWtd | All | PGE | MFm | Ex | CZ12 | rNCOH | 2596.7048 | HV_PGEMFmExCZ12 | rNCOH | 2596.7048
265 | 1 | 2 | 1 | 13 | 1 | 1 | HV_PGEMFmExCZ13rDXGF | ResHVAC | HV_PGEMFmExCZ13 | rWtd | All | PGE | MFm | Ex | CZ13 | rDXGF | 64682.8907 | HV_PGEMFmExCZ13 | rDXGF | 64682.8907
266 | 1 | 2 | 1 | 13 | 2 | 1 | HV_PGEMFmExCZ13rNCGF | ResHVAC | HV_PGEMFmExCZ13 | rWtd | All | PGE | MFm | Ex | CZ13 | rNCGF | 2224.7808 | HV_PGEMFmExCZ13 | rNCGF | 2224.7808
267 | 1 | 2 | 1 | 13 | 3 | 1 | HV_PGEMFmExCZ13rDXHP | ResHVAC | HV_PGEMFmExCZ13 | rWtd | All | PGE | MFm | Ex | CZ13 | rDXHP | 9301.0528 | HV_PGEMFmExCZ13 | rDXHP | 9301.0528
268 | 1 | 2 | 1 | 13 | 4 | 1 | HV_PGEMFmExCZ13rNCEH | ResHVAC | HV_PGEMFmExCZ13 | rWtd | All | PGE | MFm | Ex | CZ13 | rNCEH | 319.9115 | HV_PGEMFmExCZ13 | rNCEH | 319.9115
269 | 1 | 2 | 1 | 13 | 5 | 1 | HV_PGEMFmExCZ13rDXOH | ResHVAC | HV_PGEMFmExCZ13 | rWtd | All | PGE | MFm | Ex | CZ13 | rDXOH | 8066.2637 | HV_PGEMFmExCZ13 | rDXOH | 8066.2637
270 | 1 | 2 | 1 | 13 | 6 | 1 | HV_PGEMFmExCZ13rNCOH | ResHVAC | HV_PGEMFmExCZ13 | rWtd | All | PGE | MFm | Ex | CZ13 | rNCOH | 277.4407 | HV_PGEMFmExCZ13 | rNCOH | 277.4407
271 | 1 | 2 | 1 | 14 | 1 | 0 | HV_PGEMFmExCZ14rDXGF | ResHVAC | HV_PGEMFmExCZ14 | rWtd | All | PGE | MFm | Ex | CZ14 | rDXGF | 0 | HV_PGEMFmExCZ14 | rDXGF | 0
272 | 1 | 2 | 1 | 14 | 2 | 0 | HV_PGEMFmExCZ14rNCGF | ResHVAC | HV_PGEMFmExCZ14 | rWtd | All | PGE | MFm | Ex | CZ14 | rNCGF | 0 | HV_PGEMFmExCZ14 | rNCGF | 0
273 | 1 | 2 | 1 | 14 | 3 | 0 | HV_PGEMFmExCZ14rDXHP | ResHVAC | HV_PGEMFmExCZ14 | rWtd | All | PGE | MFm | Ex | CZ14 | rDXHP | 0 | HV_PGEMFmExCZ14 | rDXHP | 0
274 | 1 | 2 | 1 | 14 | 4 | 0 | HV_PGEMFmExCZ14rNCEH | ResHVAC | HV_PGEMFmExCZ14 | rWtd | All | PGE | MFm | Ex | CZ14 | rNCEH | 0 | HV_PGEMFmExCZ14 | rNCEH | 0
275 | 1 | 2 | 1 | 14 | 5 | 0 | HV_PGEMFmExCZ14rDXOH | ResHVAC | HV_PGEMFmExCZ14 | rWtd | All | PGE | MFm | Ex | CZ14 | rDXOH | 0 | HV_PGEMFmExCZ14 | rDXOH | 0
276 | 1 | 2 | 1 | 14 | 6 | 0 | HV_PGEMFmExCZ14rNCOH | ResHVAC | HV_PGEMFmExCZ14 | rWtd | All | PGE | MFm | Ex | CZ14 | rNCOH | 0 | HV_PGEMFmExCZ14 | rNCOH | 0
277 | 1 | 2 | 1 | 15 | 1 | 0 | HV_PGEMFmExCZ15rDXGF | ResHVAC | HV_PGEMFmExCZ15 | rWtd | All | PGE | MFm | Ex | CZ15 | rDXGF | 0 | HV_PGEMFmExCZ15 | rDXGF | 0
278 | 1 | 2 | 1 | 15 | 2 | 0 | HV_PGEMFmExCZ15rNCGF | ResHVAC | HV_PGEMFmExCZ15 | rWtd | All | PGE | MFm | Ex | CZ15 | rNCGF | 0 | HV_PGEMFmExCZ15 | rNCGF | 0
279 | 1 | 2 | 1 | 15 | 3 | 0 | HV_PGEMFmExCZ15rDXHP | ResHVAC | HV_PGEMFmExCZ15 | rWtd | All | PGE | MFm | Ex | CZ15 | rDXHP | 0 | HV_PGEMFmExCZ15 | rDXHP | 0
280 | 1 | 2 | 1 | 15 | 4 | 0 | HV_PGEMFmExCZ15rNCEH | ResHVAC | HV_PGEMFmExCZ15 | rWtd | All | PGE | MFm | Ex | CZ15 | rNCEH | 0 | HV_PGEMFmExCZ15 | rNCEH | 0
281 | 1 | 2 | 1 | 15 | 5 | 0 | HV_PGEMFmExCZ15rDXOH | ResHVAC | HV_PGEMFmExCZ15 | rWtd | All | PGE | MFm | Ex | CZ15 | rDXOH | 0 | HV_PGEMFmExCZ15 | rDXOH | 0
282 | 1 | 2 | 1 | 15 | 6 | 0 | HV_PGEMFmExCZ15rNCOH | ResHVAC | HV_PGEMFmExCZ15 | rWtd | All | PGE | MFm | Ex | CZ15 | rNCOH | 0 | HV_PGEMFmExCZ15 | rNCOH | 0
283 | 1 | 2 | 1 | 16 | 1 | 1 | HV_PGEMFmExCZ16rDXGF | ResHVAC | HV_PGEMFmExCZ16 | rWtd | All | PGE | MFm | Ex | CZ16 | rDXGF | 216.2652 | HV_PGEMFmExCZ16 | rDXGF | 216.2652
284 | 1 | 2 | 1 | 16 | 2 | 1 | HV_PGEMFmExCZ16rNCGF | ResHVAC | HV_PGEMFmExCZ16 | rWtd | All | PGE | MFm | Ex | CZ16 | rNCGF | 88.271 | HV_PGEMFmExCZ16 | rNCGF | 88.271
285 | 1 | 2 | 1 | 16 | 3 | 1 | HV_PGEMFmExCZ16rDXHP | ResHVAC | HV_PGEMFmExCZ16 | rWtd | All | PGE | MFm | Ex | CZ16 | rDXHP | 31.0978 | HV_PGEMFmExCZ16 | rDXHP | 31.0978
286 | 1 | 2 | 1 | 16 | 4 | 1 | HV_PGEMFmExCZ16rNCEH | ResHVAC | HV_PGEMFmExCZ16 | rWtd | All | PGE | MFm | Ex | CZ16 | rNCEH | 12.6929 | HV_PGEMFmExCZ16 | rNCEH | 12.6929
287 | 1 | 2 | 1 | 16 | 5 | 1 | HV_PGEMFmExCZ16rDXOH | ResHVAC | HV_PGEMFmExCZ16 | rWtd | All | PGE | MFm | Ex | CZ16 | rDXOH | 26.9693 | HV_PGEMFmExCZ16 | rDXOH | 26.9693
288 | 1 | 2 | 1 | 16 | 6 | 1 | HV_PGEMFmExCZ16rNCOH | ResHVAC | HV_PGEMFmExCZ16 | rWtd | All | PGE | MFm | Ex | CZ16 | rNCOH | 11.0078 | HV_PGEMFmExCZ16 | rNCOH | 11.0078
289 | 1 | 2 | 2 | 1 | 1 | 1 | HV_PGEMFmNewCZ01rDXGF | ResHVAC | HV_PGEMFmNewCZ01 | rWtd | All | PGE | MFm | New | CZ01 | rDXGF | 0 | HV_PGEMFmNewCZ01 | rDXGF | 0
290 | 1 | 2 | 2 | 1 | 2 | 1 | HV_PGEMFmNewCZ01rNCGF | ResHVAC | HV_PGEMFmNewCZ01 | rWtd | All | PGE | MFm | New | CZ01 | rNCGF | 721.9984 | HV_PGEMFmNewCZ01 | rNCGF | 721.9984
291 | 1 | 2 | 2 | 1 | 3 | 1 | HV_PGEMFmNewCZ01rDXHP | ResHVAC | HV_PGEMFmNewCZ01 | rWtd | All | PGE | MFm | New | CZ01 | rDXHP | 0 | HV_PGEMFmNewCZ01 | rDXHP | 0
292 | 1 | 2 | 2 | 1 | 4 | 1 | HV_PGEMFmNewCZ01rNCEH | ResHVAC | HV_PGEMFmNewCZ01 | rWtd | All | PGE | MFm | New | CZ01 | rNCEH | 103.8195 | HV_PGEMFmNewCZ01 | rNCEH | 103.8195
293 | 1 | 2 | 2 | 1 | 5 | 1 | HV_PGEMFmNewCZ01rDXOH | ResHVAC | HV_PGEMFmNewCZ01 | rWtd | All | PGE | MFm | New | CZ01 | rDXOH | 0 | HV_PGEMFmNewCZ01 | rDXOH | 0
294 | 1 | 2 | 2 | 1 | 6 | 1 | HV_PGEMFmNewCZ01rNCOH | ResHVAC | HV_PGEMFmNewCZ01 | rWtd | All | PGE | MFm | New | CZ01 | rNCOH | 90.0366 | HV_PGEMFmNewCZ01 | rNCOH | 90.0366
295 | 1 | 2 | 2 | 2 | 1 | 1 | HV_PGEMFmNewCZ02rDXGF | ResHVAC | HV_PGEMFmNewCZ02 | rWtd | All | PGE | MFm | New | CZ02 | rDXGF | 351.6491 | HV_PGEMFmNewCZ02 | rDXGF | 351.6491
296 | 1 | 2 | 2 | 2 | 2 | 1 | HV_PGEMFmNewCZ02rNCGF | ResHVAC | HV_PGEMFmNewCZ02 | rWtd | All | PGE | MFm | New | CZ02 | rNCGF | 1113.1634 | HV_PGEMFmNewCZ02 | rNCGF | 1113.1634
297 | 1 | 2 | 2 | 2 | 3 | 1 | HV_PGEMFmNewCZ02rDXHP | ResHVAC | HV_PGEMFmNewCZ02 | rWtd | All | PGE | MFm | New | CZ02 | rDXHP | 50.5653 | HV_PGEMFmNewCZ02 | rDXHP | 50.5653
298 | 1 | 2 | 2 | 2 | 4 | 1 | HV_PGEMFmNewCZ02rNCEH | ResHVAC | HV_PGEMFmNewCZ02 | rWtd | All | PGE | MFm | New | CZ02 | rNCEH | 160.0669 | HV_PGEMFmNewCZ02 | rNCEH | 160.0669
299 | 1 | 2 | 2 | 2 | 5 | 1 | HV_PGEMFmNewCZ02rDXOH | ResHVAC | HV_PGEMFmNewCZ02 | rWtd | All | PGE | MFm | New | CZ02 | rDXOH | 43.8523 | HV_PGEMFmNewCZ02 | rDXOH | 43.8523
300 | 1 | 2 | 2 | 2 | 6 | 1 | HV_PGEMFmNewCZ02rNCOH | ResHVAC | HV_PGEMFmNewCZ02 | rWtd | All | PGE | MFm | New | CZ02 | rNCOH | 138.8168 | HV_PGEMFmNewCZ02 | rNCOH | 138.8168
301 | 1 | 2 | 2 | 3 | 1 | 1 | HV_PGEMFmNewCZ03rDXGF | ResHVAC | HV_PGEMFmNewCZ03 | rWtd | All | PGE | MFm | New | CZ03 | rDXGF | 905.3607 | HV_PGEMFmNewCZ03 | rDXGF | 905.3607
302 | 1 | 2 | 2 | 3 | 2 | 1 | HV_PGEMFmNewCZ03rNCGF | ResHVAC | HV_PGEMFmNewCZ03 | rWtd | All | PGE | MFm | New | CZ03 | rNCGF | 3698.862 | HV_PGEMFmNewCZ03 | rNCGF | 3698.862
303 | 1 | 2 | 2 | 3 | 3 | 1 | HV_PGEMFmNewCZ03rDXHP | ResHVAC | HV_PGEMFmNewCZ03 | rWtd | All | PGE | MFm | New | CZ03 | rDXHP | 130.186 | HV_PGEMFmNewCZ03 | rDXHP | 130.186
304 | 1 | 2 | 2 | 3 | 4 | 1 | HV_PGEMFmNewCZ03rNCEH | ResHVAC | HV_PGEMFmNewCZ03 | rWtd | All | PGE | MFm | New | CZ03 | rNCEH | 531.8765 | HV_PGEMFmNewCZ03 | rNCEH | 531.8765
305 | 1 | 2 | 2 | 3 | 5 | 1 | HV_PGEMFmNewCZ03rDXOH | ResHVAC | HV_PGEMFmNewCZ03 | rWtd | All | PGE | MFm | New | CZ03 | rDXOH | 112.9028 | HV_PGEMFmNewCZ03 | rDXOH | 112.9028
306 | 1 | 2 | 2 | 3 | 6 | 1 | HV_PGEMFmNewCZ03rNCOH | ResHVAC | HV_PGEMFmNewCZ03 | rWtd | All | PGE | MFm | New | CZ03 | rNCOH | 461.2657 | HV_PGEMFmNewCZ03 | rNCOH | 461.2657
307 | 1 | 2 | 2 | 4 | 1 | 1 | HV_PGEMFmNewCZ04rDXGF | ResHVAC | HV_PGEMFmNewCZ04 | rWtd | All | PGE | MFm | New | CZ04 | rDXGF | 2209.4463 | HV_PGEMFmNewCZ04 | rDXGF | 2209.4463
308 | 1 | 2 | 2 | 4 | 2 | 1 | HV_PGEMFmNewCZ04rNCGF | ResHVAC | HV_PGEMFmNewCZ04 | rWtd | All | PGE | MFm | New | CZ04 | rNCGF | 258.8731 | HV_PGEMFmNewCZ04 | rNCGF | 258.8731
309 | 1 | 2 | 2 | 4 | 3 | 1 | HV_PGEMFmNewCZ04rDXHP | ResHVAC | HV_PGEMFmNewCZ04 | rWtd | All | PGE | MFm | New | CZ04 | rDXHP | 317.7065 | HV_PGEMFmNewCZ04 | rDXHP | 317.7065
310 | 1 | 2 | 2 | 4 | 4 | 1 | HV_PGEMFmNewCZ04rNCEH | ResHVAC | HV_PGEMFmNewCZ04 | rWtd | All | PGE | MFm | New | CZ04 | rNCEH | 37.2246 | HV_PGEMFmNewCZ04 | rNCEH | 37.2246
311 | 1 | 2 | 2 | 4 | 5 | 1 | HV_PGEMFmNewCZ04rDXOH | ResHVAC | HV_PGEMFmNewCZ04 | rWtd | All | PGE | MFm | New | CZ04 | rDXOH | 275.5285 | HV_PGEMFmNewCZ04 | rDXOH | 275.5285
312 | 1 | 2 | 2 | 4 | 6 | 1 | HV_PGEMFmNewCZ04rNCOH | ResHVAC | HV_PGEMFmNewCZ04 | rWtd | All | PGE | MFm | New | CZ04 | rNCOH | 32.2827 | HV_PGEMFmNewCZ04 | rNCOH | 32.2827
313 | 1 | 2 | 2 | 5 | 1 | 1 | HV_PGEMFmNewCZ05rDXGF | ResHVAC | HV_PGEMFmNewCZ05 | rWtd | All | PGE | MFm | New | CZ05 | rDXGF | 0.42433 | HV_PGEMFmNewCZ05 | rDXGF | 0.42433
314 | 1 | 2 | 2 | 5 | 2 | 1 | HV_PGEMFmNewCZ05rNCGF | ResHVAC | HV_PGEMFmNewCZ05 | rWtd | All | PGE | MFm | New | CZ05 | rNCGF | 0.364 | HV_PGEMFmNewCZ05 | rNCGF | 0.364
315 | 1 | 2 | 2 | 5 | 3 | 1 | HV_PGEMFmNewCZ05rDXHP | ResHVAC | HV_PGEMFmNewCZ05 | rWtd | All | PGE | MFm | New | CZ05 | rDXHP | 0.061017 | HV_PGEMFmNewCZ05 | rDXHP | 0.061017
316 | 1 | 2 | 2 | 5 | 4 | 1 | HV_PGEMFmNewCZ05rNCEH | ResHVAC | HV_PGEMFmNewCZ05 | rWtd | All | PGE | MFm | New | CZ05 | rNCEH | 0.052342 | HV_PGEMFmNewCZ05 | rNCEH | 0.052342
317 | 1 | 2 | 2 | 5 | 5 | 1 | HV_PGEMFmNewCZ05rDXOH | ResHVAC | HV_PGEMFmNewCZ05 | rWtd | All | PGE | MFm | New | CZ05 | rDXOH | 0.052916 | HV_PGEMFmNewCZ05 | rDXOH | 0.052916
318 | 1 | 2 | 2 | 5 | 6 | 1 | HV_PGEMFmNewCZ05rNCOH | ResHVAC | HV_PGEMFmNewCZ05 | rWtd | All | PGE | MFm | New | CZ05 | rNCOH | 0.045393 | HV_PGEMFmNewCZ05 | rNCOH | 0.045393
319 | 1 | 2 | 2 | 6 | 1 | 0 | HV_PGEMFmNewCZ06rDXGF | ResHVAC | HV_PGEMFmNewCZ06 | rWtd | All | PGE | MFm | New | CZ06 | rDXGF | 0 | HV_PGEMFmNewCZ06 | rDXGF | 0
320 | 1 | 2 | 2 | 6 | 2 | 0 | HV_PGEMFmNewCZ06rNCGF | ResHVAC | HV_PGEMFmNewCZ06 | rWtd | All | PGE | MFm | New | CZ06 | rNCGF | 0 | HV_PGEMFmNewCZ06 | rNCGF | 0
321 | 1 | 2 | 2 | 6 | 3 | 0 | HV_PGEMFmNewCZ06rDXHP | ResHVAC | HV_PGEMFmNewCZ06 | rWtd | All | PGE | MFm | New | CZ06 | rDXHP | 0 | HV_PGEMFmNewCZ06 | rDXHP | 0
322 | 1 | 2 | 2 | 6 | 4 | 0 | HV_PGEMFmNewCZ06rNCEH | ResHVAC | HV_PGEMFmNewCZ06 | rWtd | All | PGE | MFm | New | CZ06 | rNCEH | 0 | HV_PGEMFmNewCZ06 | rNCEH | 0
323 | 1 | 2 | 2 | 6 | 5 | 0 | HV_PGEMFmNewCZ06rDXOH | ResHVAC | HV_PGEMFmNewCZ06 | rWtd | All | PGE | MFm | New | CZ06 | rDXOH | 0 | HV_PGEMFmNewCZ06 | rDXOH | 0
324 | 1 | 2 | 2 | 6 | 6 | 0 | HV_PGEMFmNewCZ06rNCOH | ResHVAC | HV_PGEMFmNewCZ06 | rWtd | All | PGE | MFm | New | CZ06 | rNCOH | 0 | HV_PGEMFmNewCZ06 | rNCOH | 0
325 | 1 | 2 | 2 | 7 | 1 | 0 | HV_PGEMFmNewCZ07rDXGF | ResHVAC | HV_PGEMFmNewCZ07 | rWtd | All | PGE | MFm | New | CZ07 | rDXGF | 0 | HV_PGEMFmNewCZ07 | rDXGF | 0
326 | 1 | 2 | 2 | 7 | 2 | 0 | HV_PGEMFmNewCZ07rNCGF | ResHVAC | HV_PGEMFmNewCZ07 | rWtd | All | PGE | MFm | New | CZ07 | rNCGF | 0 | HV_PGEMFmNewCZ07 | rNCGF | 0
327 | 1 | 2 | 2 | 7 | 3 | 0 | HV_PGEMFmNewCZ07rDXHP | ResHVAC | HV_PGEMFmNewCZ07 | rWtd | All | PGE | MFm | New | CZ07 | rDXHP | 0 | HV_PGEMFmNewCZ07 | rDXHP | 0
328 | 1 | 2 | 2 | 7 | 4 | 0 | HV_PGEMFmNewCZ07rNCEH | ResHVAC | HV_PGEMFmNewCZ07 | rWtd | All | PGE | MFm | New | CZ07 | rNCEH | 0 | HV_PGEMFmNewCZ07 | rNCEH | 0
329 | 1 | 2 | 2 | 7 | 5 | 0 | HV_PGEMFmNewCZ07rDXOH | ResHVAC | HV_PGEMFmNewCZ07 | rWtd | All | PGE | MFm | New | CZ07 | rDXOH | 0 | HV_PGEMFmNewCZ07 | rDXOH | 0
330 | 1 | 2 | 2 | 7 | 6 | 0 | HV_PGEMFmNewCZ07rNCOH | ResHVAC | HV_PGEMFmNewCZ07 | rWtd | All | PGE | MFm | New | CZ07 | rNCOH | 0 | HV_PGEMFmNewCZ07 | rNCOH | 0
331 | 1 | 2 | 2 | 8 | 1 | 0 | HV_PGEMFmNewCZ08rDXGF | ResHVAC | HV_PGEMFmNewCZ08 | rWtd | All | PGE | MFm | New | CZ08 | rDXGF | 0 | HV_PGEMFmNewCZ08 | rDXGF | 0
332 | 1 | 2 | 2 | 8 | 2 | 0 | HV_PGEMFmNewCZ08rNCGF | ResHVAC | HV_PGEMFmNewCZ08 | rWtd | All | PGE | MFm | New | CZ08 | rNCGF | 0 | HV_PGEMFmNewCZ08 | rNCGF | 0
333 | 1 | 2 | 2 | 8 | 3 | 0 | HV_PGEMFmNewCZ08rDXHP | ResHVAC | HV_PGEMFmNewCZ08 | rWtd | All | PGE | MFm | New | CZ08 | rDXHP | 0 | HV_PGEMFmNewCZ08 | rDXHP | 0
334 | 1 | 2 | 2 | 8 | 4 | 0 | HV_PGEMFmNewCZ08rNCEH | ResHVAC | HV_PGEMFmNewCZ08 | rWtd | All | PGE | MFm | New | CZ08 | rNCEH | 0 | HV_PGEMFmNewCZ08 | rNCEH | 0
335 | 1 | 2 | 2 | 8 | 5 | 0 | HV_PGEMFmNewCZ08rDXOH | ResHVAC | HV_PGEMFmNewCZ08 | rWtd | All | PGE | MFm | New | CZ08 | rDXOH | 0 | HV_PGEMFmNewCZ08 | rDXOH | 0
336 | 1 | 2 | 2 | 8 | 6 | 0 | HV_PGEMFmNewCZ08rNCOH | ResHVAC | HV_PGEMFmNewCZ08 | rWtd | All | PGE | MFm | New | CZ08 | rNCOH | 0 | HV_PGEMFmNewCZ08 | rNCOH | 0
337 | 1 | 2 | 2 | 9 | 1 | 0 | HV_PGEMFmNewCZ09rDXGF | ResHVAC | HV_PGEMFmNewCZ09 | rWtd | All | PGE | MFm | New | CZ09 | rDXGF | 0 | HV_PGEMFmNewCZ09 | rDXGF | 0
338 | 1 | 2 | 2 | 9 | 2 | 0 | HV_PGEMFmNewCZ09rNCGF | ResHVAC | HV_PGEMFmNewCZ09 | rWtd | All | PGE | MFm | New | CZ09 | rNCGF | 0 | HV_PGEMFmNewCZ09 | rNCGF | 0
339 | 1 | 2 | 2 | 9 | 3 | 0 | HV_PGEMFmNewCZ09rDXHP | ResHVAC | HV_PGEMFmNewCZ09 | rWtd | All | PGE | MFm | New | CZ09 | rDXHP | 0 | HV_PGEMFmNewCZ09 | rDXHP | 0
340 | 1 | 2 | 2 | 9 | 4 | 0 | HV_PGEMFmNewCZ09rNCEH | ResHVAC | HV_PGEMFmNewCZ09 | rWtd | All | PGE | MFm | New | CZ09 | rNCEH | 0 | HV_PGEMFmNewCZ09 | rNCEH | 0
341 | 1 | 2 | 2 | 9 | 5 | 0 | HV_PGEMFmNewCZ09rDXOH | ResHVAC | HV_PGEMFmNewCZ09 | rWtd | All | PGE | MFm | New | CZ09 | rDXOH | 0 | HV_PGEMFmNewCZ09 | rDXOH | 0
342 | 1 | 2 | 2 | 9 | 6 | 0 | HV_PGEMFmNewCZ09rNCOH | ResHVAC | HV_PGEMFmNewCZ09 | rWtd | All | PGE | MFm | New | CZ09 | rNCOH | 0 | HV_PGEMFmNewCZ09 | rNCOH | 0
343 | 1 | 2 | 2 | 10 | 1 | 0 | HV_PGEMFmNewCZ10rDXGF | ResHVAC | HV_PGEMFmNewCZ10 | rWtd | All | PGE | MFm | New | CZ10 | rDXGF | 0 | HV_PGEMFmNewCZ10 | rDXGF | 0
344 | 1 | 2 | 2 | 10 | 2 | 0 | HV_PGEMFmNewCZ10rNCGF | ResHVAC | HV_PGEMFmNewCZ10 | rWtd | All | PGE | MFm | New | CZ10 | rNCGF | 0 | HV_PGEMFmNewCZ10 | rNCGF | 0
345 | 1 | 2 | 2 | 10 | 3 | 0 | HV_PGEMFmNewCZ10rDXHP | ResHVAC | HV_PGEMFmNewCZ10 | rWtd | All | PGE | MFm | New | CZ10 | rDXHP | 0 | HV_PGEMFmNewCZ10 | rDXHP | 0
346 | 1 | 2 | 2 | 10 | 4 | 0 | HV_PGEMFmNewCZ10rNCEH | ResHVAC | HV_PGEMFmNewCZ10 | rWtd | All | PGE | MFm | New | CZ10 | rNCEH | 0 | HV_PGEMFmNewCZ10 | rNCEH | 0
347 | 1 | 2 | 2 | 10 | 5 | 0 | HV_PGEMFmNewCZ10rDXOH | ResHVAC | HV_PGEMFmNewCZ10 | rWtd | All | PGE | MFm | New | CZ10 | rDXOH | 0 | HV_PGEMFmNewCZ10 | rDXOH | 0
348 | 1 | 2 | 2 | 10 | 6 | 0 | HV_PGEMFmNewCZ10rNCOH | ResHVAC | HV_PGEMFmNewCZ10 | rWtd | All | PGE | MFm | New | CZ10 | rNCOH | 0 | HV_PGEMFmNewCZ10 | rNCOH | 0
349 | 1 | 2 | 2 | 11 | 1 | 1 | HV_PGEMFmNewCZ11rDXGF | ResHVAC | HV_PGEMFmNewCZ11 | rWtd | All | PGE | MFm | New | CZ11 | rDXGF | 128.3714 | HV_PGEMFmNewCZ11 | rDXGF | 128.3714
350 | 1 | 2 | 2 | 11 | 2 | 1 | HV_PGEMFmNewCZ11rNCGF | ResHVAC | HV_PGEMFmNewCZ11 | rWtd | All | PGE | MFm | New | CZ11 | rNCGF | 0 | HV_PGEMFmNewCZ11 | rNCGF | 0
351 | 1 | 2 | 2 | 11 | 3 | 1 | HV_PGEMFmNewCZ11rDXHP | ResHVAC | HV_PGEMFmNewCZ11 | rWtd | All | PGE | MFm | New | CZ11 | rDXHP | 18.4591 | HV_PGEMFmNewCZ11 | rDXHP | 18.4591
352 | 1 | 2 | 2 | 11 | 4 | 1 | HV_PGEMFmNewCZ11rNCEH | ResHVAC | HV_PGEMFmNewCZ11 | rWtd | All | PGE | MFm | New | CZ11 | rNCEH | 0 | HV_PGEMFmNewCZ11 | rNCEH | 0
353 | 1 | 2 | 2 | 11 | 5 | 1 | HV_PGEMFmNewCZ11rDXOH | ResHVAC | HV_PGEMFmNewCZ11 | rWtd | All | PGE | MFm | New | CZ11 | rDXOH | 16.0085 | HV_PGEMFmNewCZ11 | rDXOH | 16.0085
354 | 1 | 2 | 2 | 11 | 6 | 1 | HV_PGEMFmNewCZ11rNCOH | ResHVAC | HV_PGEMFmNewCZ11 | rWtd | All | PGE | MFm | New | CZ11 | rNCOH | 0 | HV_PGEMFmNewCZ11 | rNCOH | 0
355 | 1 | 2 | 2 | 12 | 1 | 1 | HV_PGEMFmNewCZ12rDXGF | ResHVAC | HV_PGEMFmNewCZ12 | rWtd | All | PGE | MFm | New | CZ12 | rDXGF | 2876.5425 | HV_PGEMFmNewCZ12 | rDXGF | 2876.5425
356 | 1 | 2 | 2 | 12 | 2 | 1 | HV_PGEMFmNewCZ12rNCGF | ResHVAC | HV_PGEMFmNewCZ12 | rWtd | All | PGE | MFm | New | CZ12 | rNCGF | 82.6565 | HV_PGEMFmNewCZ12 | rNCGF | 82.6565
357 | 1 | 2 | 2 | 12 | 3 | 1 | HV_PGEMFmNewCZ12rDXHP | ResHVAC | HV_PGEMFmNewCZ12 | rWtd | All | PGE | MFm | New | CZ12 | rDXHP | 413.6314 | HV_PGEMFmNewCZ12 | rDXHP | 413.6314
358 | 1 | 2 | 2 | 12 | 4 | 1 | HV_PGEMFmNewCZ12rNCEH | ResHVAC | HV_PGEMFmNewCZ12 | rWtd | All | PGE | MFm | New | CZ12 | rNCEH | 11.8856 | HV_PGEMFmNewCZ12 | rNCEH | 11.8856
359 | 1 | 2 | 2 | 12 | 5 | 1 | HV_PGEMFmNewCZ12rDXOH | ResHVAC | HV_PGEMFmNewCZ12 | rWtd | All | PGE | MFm | New | CZ12 | rDXOH | 358.7185 | HV_PGEMFmNewCZ12 | rDXOH | 358.7185
360 | 1 | 2 | 2 | 12 | 6 | 1 | HV_PGEMFmNewCZ12rNCOH | ResHVAC | HV_PGEMFmNewCZ12 | rWtd | All | PGE | MFm | New | CZ12 | rNCOH | 10.3077 | HV_PGEMFmNewCZ12 | rNCOH | 10.3077
361 | 1 | 2 | 2 | 13 | 1 | 1 | HV_PGEMFmNewCZ13rDXGF | ResHVAC | HV_PGEMFmNewCZ13 | rWtd | All | PGE | MFm | New | CZ13 | rDXGF | 377.9832 | HV_PGEMFmNewCZ13 | rDXGF | 377.9832
362 | 1 | 2 | 2 | 13 | 2 | 1 | HV_PGEMFmNewCZ13rNCGF | ResHVAC | HV_PGEMFmNewCZ13 | rWtd | All | PGE | MFm | New | CZ13 | rNCGF | 0 | HV_PGEMFmNewCZ13 | rNCGF | 0
363 | 1 | 2 | 2 | 13 | 3 | 1 | HV_PGEMFmNewCZ13rDXHP | ResHVAC | HV_PGEMFmNewCZ13 | rWtd | All | PGE | MFm | New | CZ13 | rDXHP | 54.352 | HV_PGEMFmNewCZ13 | rDXHP | 54.352
364 | 1 | 2 | 2 | 13 | 4 | 1 | HV_PGEMFmNewCZ13rNCEH | ResHVAC | HV_PGEMFmNewCZ13 | rWtd | All | PGE | MFm | New | CZ13 | rNCEH | 0 | HV_PGEMFmNewCZ13 | rNCEH | 0
365 | 1 | 2 | 2 | 13 | 5 | 1 | HV_PGEMFmNewCZ13rDXOH | ResHVAC | HV_PGEMFmNewCZ13 | rWtd | All | PGE | MFm | New | CZ13 | rDXOH | 47.1363 | HV_PGEMFmNewCZ13 | rDXOH | 47.1363
366 | 1 | 2 | 2 | 13 | 6 | 1 | HV_PGEMFmNewCZ13rNCOH | ResHVAC | HV_PGEMFmNewCZ13 | rWtd | All | PGE | MFm | New | CZ13 | rNCOH | 0 | HV_PGEMFmNewCZ13 | rNCOH | 0
367 | 1 | 2 | 2 | 14 | 1 | 0 | HV_PGEMFmNewCZ14rDXGF | ResHVAC | HV_PGEMFmNewCZ14 | rWtd | All | PGE | MFm | New | CZ14 | rDXGF | 0 | HV_PGEMFmNewCZ14 | rDXGF | 0
368 | 1 | 2 | 2 | 14 | 2 | 0 | HV_PGEMFmNewCZ14rNCGF | ResHVAC | HV_PGEMFmNewCZ14 | rWtd | All | PGE | MFm | New | CZ14 | rNCGF | 0 | HV_PGEMFmNewCZ14 | rNCGF | 0
369 | 1 | 2 | 2 | 14 | 3 | 0 | HV_PGEMFmNewCZ14rDXHP | ResHVAC | HV_PGEMFmNewCZ14 | rWtd | All | PGE | MFm | New | CZ14 | rDXHP | 0 | HV_PGEMFmNewCZ14 | rDXHP | 0
370 | 1 | 2 | 2 | 14 | 4 | 0 | HV_PGEMFmNewCZ14rNCEH | ResHVAC | HV_PGEMFmNewCZ14 | rWtd | All | PGE | MFm | New | CZ14 | rNCEH | 0 | HV_PGEMFmNewCZ14 | rNCEH | 0
371 | 1 | 2 | 2 | 14 | 5 | 0 | HV_PGEMFmNewCZ14rDXOH | ResHVAC | HV_PGEMFmNewCZ14 | rWtd | All | PGE | MFm | New | CZ14 | rDXOH | 0 | HV_PGEMFmNewCZ14 | rDXOH | 0
372 | 1 | 2 | 2 | 14 | 6 | 0 | HV_PGEMFmNewCZ14rNCOH | ResHVAC | HV_PGEMFmNewCZ14 | rWtd | All | PGE | MFm | New | CZ14 | rNCOH | 0 | HV_PGEMFmNewCZ14 | rNCOH | 0
373 | 1 | 2 | 2 | 15 | 1 | 0 | HV_PGEMFmNewCZ15rDXGF | ResHVAC | HV_PGEMFmNewCZ15 | rWtd | All | PGE | MFm | New | CZ15 | rDXGF | 0 | HV_PGEMFmNewCZ15 | rDXGF | 0
374 | 1 | 2 | 2 | 15 | 2 | 0 | HV_PGEMFmNewCZ15rNCGF | ResHVAC | HV_PGEMFmNewCZ15 | rWtd | All | PGE | MFm | New | CZ15 | rNCGF | 0 | HV_PGEMFmNewCZ15 | rNCGF | 0
375 | 1 | 2 | 2 | 15 | 3 | 0 | HV_PGEMFmNewCZ15rDXHP | ResHVAC | HV_PGEMFmNewCZ15 | rWtd | All | PGE | MFm | New | CZ15 | rDXHP | 0 | HV_PGEMFmNewCZ15 | rDXHP | 0
376 | 1 | 2 | 2 | 15 | 4 | 0 | HV_PGEMFmNewCZ15rNCEH | ResHVAC | HV_PGEMFmNewCZ15 | rWtd | All | PGE | MFm | New | CZ15 | rNCEH | 0 | HV_PGEMFmNewCZ15 | rNCEH | 0
377 | 1 | 2 | 2 | 15 | 5 | 0 | HV_PGEMFmNewCZ15rDXOH | ResHVAC | HV_PGEMFmNewCZ15 | rWtd | All | PGE | MFm | New | CZ15 | rDXOH | 0 | HV_PGEMFmNewCZ15 | rDXOH | 0
378 | 1 | 2 | 2 | 15 | 6 | 0 | HV_PGEMFmNewCZ15rNCOH | ResHVAC | HV_PGEMFmNewCZ15 | rWtd | All | PGE | MFm | New | CZ15 | rNCOH | 0 | HV_PGEMFmNewCZ15 | rNCOH | 0
379 | 1 | 2 | 2 | 16 | 1 | 1 | HV_PGEMFmNewCZ16rDXGF | ResHVAC | HV_PGEMFmNewCZ16 | rWtd | All | PGE | MFm | New | CZ16 | rDXGF | 0.42433 | HV_PGEMFmNewCZ16 | rDXGF | 0.42433
380 | 1 | 2 | 2 | 16 | 2 | 1 | HV_PGEMFmNewCZ16rNCGF | ResHVAC | HV_PGEMFmNewCZ16 | rWtd | All | PGE | MFm | New | CZ16 | rNCGF | 0.364 | HV_PGEMFmNewCZ16 | rNCGF | 0.364
381 | 1 | 2 | 2 | 16 | 3 | 1 | HV_PGEMFmNewCZ16rDXHP | ResHVAC | HV_PGEMFmNewCZ16 | rWtd | All | PGE | MFm | New | CZ16 | rDXHP | 0.061017 | HV_PGEMFmNewCZ16 | rDXHP | 0.061017
382 | 1 | 2 | 2 | 16 | 4 | 1 | HV_PGEMFmNewCZ16rNCEH | ResHVAC | HV_PGEMFmNewCZ16 | rWtd | All | PGE | MFm | New | CZ16 | rNCEH | 0.052342 | HV_PGEMFmNewCZ16 | rNCEH | 0.052342
383 | 1 | 2 | 2 | 16 | 5 | 1 | HV_PGEMFmNewCZ16rDXOH | ResHVAC | HV_PGEMFmNewCZ16 | rWtd | All | PGE | MFm | New | CZ16 | rDXOH | 0.052916 | HV_PGEMFmNewCZ16 | rDXOH | 0.052916
384 | 1 | 2 | 2 | 16 | 6 | 1 | HV_PGEMFmNewCZ16rNCOH | ResHVAC | HV_PGEMFmNewCZ16 | rWtd | All | PGE | MFm | New | CZ16 | rNCOH | 0.045393 | HV_PGEMFmNewCZ16 | rNCOH | 0.045393
385 | 1 | 3 | 1 | 1 | 1 | 1 | HV_PGEDMoExCZ01rDXGF | ResHVAC | HV_PGEDMoExCZ01 | rWtd | All | PGE | DMo | Ex | CZ01 | rDXGF | 115.458 | HV_PGEDMoExCZ01 | rDXGF | 115.458
386 | 1 | 3 | 1 | 1 | 2 | 1 | HV_PGEDMoExCZ01rNCGF | ResHVAC | HV_PGEDMoExCZ01 | rWtd | All | PGE | DMo | Ex | CZ01 | rNCGF | 825.573 | HV_PGEDMoExCZ01 | rNCGF | 825.573
387 | 1 | 3 | 1 | 1 | 3 | 1 | HV_PGEDMoExCZ01rDXHP | ResHVAC | HV_PGEDMoExCZ01 | rWtd | All | PGE | DMo | Ex | CZ01 | rDXHP | 16.494 | HV_PGEDMoExCZ01 | rDXHP | 16.494
388 | 1 | 3 | 1 | 1 | 4 | 1 | HV_PGEDMoExCZ01rNCEH | ResHVAC | HV_PGEDMoExCZ01 | rWtd | All | PGE | DMo | Ex | CZ01 | rNCEH | 117.939 | HV_PGEDMoExCZ01 | rNCEH | 117.939
389 | 1 | 3 | 1 | 1 | 5 | 1 | HV_PGEDMoExCZ01rDXOH | ResHVAC | HV_PGEDMoExCZ01 | rWtd | All | PGE | DMo | Ex | CZ01 | rDXOH | 28.0398 | HV_PGEDMoExCZ01 | rDXOH | 28.0398
390 | 1 | 3 | 1 | 1 | 6 | 1 | HV_PGEDMoExCZ01rNCOH | ResHVAC | HV_PGEDMoExCZ01 | rWtd | All | PGE | DMo | Ex | CZ01 | rNCOH | 200.4963 | HV_PGEDMoExCZ01 | rNCOH | 200.4963
391 | 1 | 3 | 1 | 2 | 1 | 1 | HV_PGEDMoExCZ02rDXGF | ResHVAC | HV_PGEDMoExCZ02 | rWtd | All | PGE | DMo | Ex | CZ02 | rDXGF | 10589.6546 | HV_PGEDMoExCZ02 | rDXGF | 10589.6546
392 | 1 | 3 | 1 | 2 | 2 | 1 | HV_PGEDMoExCZ02rNCGF | ResHVAC | HV_PGEDMoExCZ02 | rWtd | All | PGE | DMo | Ex | CZ02 | rNCGF | 1012.046 | HV_PGEDMoExCZ02 | rNCGF | 1012.046
393 | 1 | 3 | 1 | 2 | 3 | 1 | HV_PGEDMoExCZ02rDXHP | ResHVAC | HV_PGEDMoExCZ02 | rWtd | All | PGE | DMo | Ex | CZ02 | rDXHP | 1512.8078 | HV_PGEDMoExCZ02 | rDXHP | 1512.8078
394 | 1 | 3 | 1 | 2 | 4 | 1 | HV_PGEDMoExCZ02rNCEH | ResHVAC | HV_PGEDMoExCZ02 | rWtd | All | PGE | DMo | Ex | CZ02 | rNCEH | 144.578 | HV_PGEDMoExCZ02 | rNCEH | 144.578
395 | 1 | 3 | 1 | 2 | 5 | 1 | HV_PGEDMoExCZ02rDXOH | ResHVAC | HV_PGEDMoExCZ02 | rWtd | All | PGE | DMo | Ex | CZ02 | rDXOH | 2571.7733 | HV_PGEDMoExCZ02 | rDXOH | 2571.7733
396 | 1 | 3 | 1 | 2 | 6 | 1 | HV_PGEDMoExCZ02rNCOH | ResHVAC | HV_PGEDMoExCZ02 | rWtd | All | PGE | DMo | Ex | CZ02 | rNCOH | 245.7826 | HV_PGEDMoExCZ02 | rNCOH | 245.7826
397 | 1 | 3 | 1 | 3 | 1 | 1 | HV_PGEDMoExCZ03rDXGF | ResHVAC | HV_PGEDMoExCZ03 | rWtd | All | PGE | DMo | Ex | CZ03 | rDXGF | 5427.856 | HV_PGEDMoExCZ03 | rDXGF | 5427.856
398 | 1 | 3 | 1 | 3 | 2 | 1 | HV_PGEDMoExCZ03rNCGF | ResHVAC | HV_PGEDMoExCZ03 | rWtd | All | PGE | DMo | Ex | CZ03 | rNCGF | 4295.5122 | HV_PGEDMoExCZ03 | rNCGF | 4295.5122
399 | 1 | 3 | 1 | 3 | 3 | 1 | HV_PGEDMoExCZ03rDXHP | ResHVAC | HV_PGEDMoExCZ03 | rWtd | All | PGE | DMo | Ex | CZ03 | rDXHP | 775.408 | HV_PGEDMoExCZ03 | rDXHP | 775.408
400 | 1 | 3 | 1 | 3 | 4 | 1 | HV_PGEDMoExCZ03rNCEH | ResHVAC | HV_PGEDMoExCZ03 | rWtd | All | PGE | DMo | Ex | CZ03 | rNCEH | 613.6446 | HV_PGEDMoExCZ03 | rNCEH | 613.6446
401 | 1 | 3 | 1 | 3 | 5 | 1 | HV_PGEDMoExCZ03rDXOH | ResHVAC | HV_PGEDMoExCZ03 | rWtd | All | PGE | DMo | Ex | CZ03 | rDXOH | 1318.1936 | HV_PGEDMoExCZ03 | rDXOH | 1318.1936
402 | 1 | 3 | 1 | 3 | 6 | 1 | HV_PGEDMoExCZ03rNCOH | ResHVAC | HV_PGEDMoExCZ03 | rWtd | All | PGE | DMo | Ex | CZ03 | rNCOH | 1043.1958 | HV_PGEDMoExCZ03 | rNCOH | 1043.1958
403 | 1 | 3 | 1 | 4 | 1 | 1 | HV_PGEDMoExCZ04rDXGF | ResHVAC | HV_PGEDMoExCZ04 | rWtd | All | PGE | DMo | Ex | CZ04 | rDXGF | 5920.5622 | HV_PGEDMoExCZ04 | rDXGF | 5920.5622
404 | 1 | 3 | 1 | 4 | 2 | 1 | HV_PGEDMoExCZ04rNCGF | ResHVAC | HV_PGEDMoExCZ04 | rWtd | All | PGE | DMo | Ex | CZ04 | rNCGF | 2059.1816 | HV_PGEDMoExCZ04 | rNCGF | 2059.1816
405 | 1 | 3 | 1 | 4 | 3 | 1 | HV_PGEDMoExCZ04rDXHP | ResHVAC | HV_PGEDMoExCZ04 | rWtd | All | PGE | DMo | Ex | CZ04 | rDXHP | 845.7946 | HV_PGEDMoExCZ04 | rDXHP | 845.7946
406 | 1 | 3 | 1 | 4 | 4 | 1 | HV_PGEDMoExCZ04rNCEH | ResHVAC | HV_PGEDMoExCZ04 | rWtd | All | PGE | DMo | Ex | CZ04 | rNCEH | 294.1688 | HV_PGEDMoExCZ04 | rNCEH | 294.1688
407 | 1 | 3 | 1 | 4 | 5 | 1 | HV_PGEDMoExCZ04rDXOH | ResHVAC | HV_PGEDMoExCZ04 | rWtd | All | PGE | DMo | Ex | CZ04 | rDXOH | 1437.8508 | HV_PGEDMoExCZ04 | rDXOH | 1437.8508
408 | 1 | 3 | 1 | 4 | 6 | 1 | HV_PGEDMoExCZ04rNCOH | ResHVAC | HV_PGEDMoExCZ04 | rWtd | All | PGE | DMo | Ex | CZ04 | rNCOH | 500.087 | HV_PGEDMoExCZ04 | rNCOH | 500.087
409 | 1 | 3 | 1 | 5 | 1 | 1 | HV_PGEDMoExCZ05rDXGF | ResHVAC | HV_PGEDMoExCZ05 | rWtd | All | PGE | DMo | Ex | CZ05 | rDXGF | 1005.823 | HV_PGEDMoExCZ05 | rDXGF | 1005.823
410 | 1 | 3 | 1 | 5 | 2 | 1 | HV_PGEDMoExCZ05rNCGF | ResHVAC | HV_PGEDMoExCZ05 | rWtd | All | PGE | DMo | Ex | CZ05 | rNCGF | 6544.6752 | HV_PGEDMoExCZ05 | rNCGF | 6544.6752
411 | 1 | 3 | 1 | 5 | 3 | 1 | HV_PGEDMoExCZ05rDXHP | ResHVAC | HV_PGEDMoExCZ05 | rWtd | All | PGE | DMo | Ex | CZ05 | rDXHP | 143.689 | HV_PGEDMoExCZ05 | rDXHP | 143.689
412 | 1 | 3 | 1 | 5 | 4 | 1 | HV_PGEDMoExCZ05rNCEH | ResHVAC | HV_PGEDMoExCZ05 | rWtd | All | PGE | DMo | Ex | CZ05 | rNCEH | 934.9536 | HV_PGEDMoExCZ05 | rNCEH | 934.9536
413 | 1 | 3 | 1 | 5 | 5 | 1 | HV_PGEDMoExCZ05rDXOH | ResHVAC | HV_PGEDMoExCZ05 | rWtd | All | PGE | DMo | Ex | CZ05 | rDXOH | 244.2713 | HV_PGEDMoExCZ05 | rDXOH | 244.2713
414 | 1 | 3 | 1 | 5 | 6 | 1 | HV_PGEDMoExCZ05rNCOH | ResHVAC | HV_PGEDMoExCZ05 | rWtd | All | PGE | DMo | Ex | CZ05 | rNCOH | 1589.4211 | HV_PGEDMoExCZ05 | rNCOH | 1589.4211
415 | 1 | 3 | 1 | 6 | 1 | 0 | HV_PGEDMoExCZ06rDXGF | ResHVAC | HV_PGEDMoExCZ06 | rWtd | All | PGE | DMo | Ex | CZ06 | rDXGF | 0 | HV_PGEDMoExCZ06 | rDXGF | 0
416 | 1 | 3 | 1 | 6 | 2 | 0 | HV_PGEDMoExCZ06rNCGF | ResHVAC | HV_PGEDMoExCZ06 | rWtd | All | PGE | DMo | Ex | CZ06 | rNCGF | 0 | HV_PGEDMoExCZ06 | rNCGF | 0
417 | 1 | 3 | 1 | 6 | 3 | 0 | HV_PGEDMoExCZ06rDXHP | ResHVAC | HV_PGEDMoExCZ06 | rWtd | All | PGE | DMo | Ex | CZ06 | rDXHP | 0 | HV_PGEDMoExCZ06 | rDXHP | 0
418 | 1 | 3 | 1 | 6 | 4 | 0 | HV_PGEDMoExCZ06rNCEH | ResHVAC | HV_PGEDMoExCZ06 | rWtd | All | PGE | DMo | Ex | CZ06 | rNCEH | 0 | HV_PGEDMoExCZ06 | rNCEH | 0
419 | 1 | 3 | 1 | 6 | 5 | 0 | HV_PGEDMoExCZ06rDXOH | ResHVAC | HV_PGEDMoExCZ06 | rWtd | All | PGE | DMo | Ex | CZ06 | rDXOH | 0 | HV_PGEDMoExCZ06 | rDXOH | 0
420 | 1 | 3 | 1 | 6 | 6 | 0 | HV_PGEDMoExCZ06rNCOH | ResHVAC | HV_PGEDMoExCZ06 | rWtd | All | PGE | DMo | Ex | CZ06 | rNCOH | 0 | HV_PGEDMoExCZ06 | rNCOH | 0
421 | 1 | 3 | 1 | 7 | 1 | 0 | HV_PGEDMoExCZ07rDXGF | ResHVAC | HV_PGEDMoExCZ07 | rWtd | All | PGE | DMo | Ex | CZ07 | rDXGF | 0 | HV_PGEDMoExCZ07 | rDXGF | 0
422 | 1 | 3 | 1 | 7 | 2 | 0 | HV_PGEDMoExCZ07rNCGF | ResHVAC | HV_PGEDMoExCZ07 | rWtd | All | PGE | DMo | Ex | CZ07 | rNCGF | 0 | HV_PGEDMoExCZ07 | rNCGF | 0
423 | 1 | 3 | 1 | 7 | 3 | 0 | HV_PGEDMoExCZ07rDXHP | ResHVAC | HV_PGEDMoExCZ07 | rWtd | All | PGE | DMo | Ex | CZ07 | rDXHP | 0 | HV_PGEDMoExCZ07 | rDXHP | 0
424 | 1 | 3 | 1 | 7 | 4 | 0 | HV_PGEDMoExCZ07rNCEH | ResHVAC | HV_PGEDMoExCZ07 | rWtd | All | PGE | DMo | Ex | CZ07 | rNCEH | 0 | HV_PGEDMoExCZ07 | rNCEH | 0
425 | 1 | 3 | 1 | 7 | 5 | 0 | HV_PGEDMoExCZ07rDXOH | ResHVAC | HV_PGEDMoExCZ07 | rWtd | All | PGE | DMo | Ex | CZ07 | rDXOH | 0 | HV_PGEDMoExCZ07 | rDXOH | 0
426 | 1 | 3 | 1 | 7 | 6 | 0 | HV_PGEDMoExCZ07rNCOH | ResHVAC | HV_PGEDMoExCZ07 | rWtd | All | PGE | DMo | Ex | CZ07 | rNCOH | 0 | HV_PGEDMoExCZ07 | rNCOH | 0
427 | 1 | 3 | 1 | 8 | 1 | 0 | HV_PGEDMoExCZ08rDXGF | ResHVAC | HV_PGEDMoExCZ08 | rWtd | All | PGE | DMo | Ex | CZ08 | rDXGF | 0 | HV_PGEDMoExCZ08 | rDXGF | 0
428 | 1 | 3 | 1 | 8 | 2 | 0 | HV_PGEDMoExCZ08rNCGF | ResHVAC | HV_PGEDMoExCZ08 | rWtd | All | PGE | DMo | Ex | CZ08 | rNCGF | 0 | HV_PGEDMoExCZ08 | rNCGF | 0
429 | 1 | 3 | 1 | 8 | 3 | 0 | HV_PGEDMoExCZ08rDXHP | ResHVAC | HV_PGEDMoExCZ08 | rWtd | All | PGE | DMo | Ex | CZ08 | rDXHP | 0 | HV_PGEDMoExCZ08 | rDXHP | 0
430 | 1 | 3 | 1 | 8 | 4 | 0 | HV_PGEDMoExCZ08rNCEH | ResHVAC | HV_PGEDMoExCZ08 | rWtd | All | PGE | DMo | Ex | CZ08 | rNCEH | 0 | HV_PGEDMoExCZ08 | rNCEH | 0
431 | 1 | 3 | 1 | 8 | 5 | 0 | HV_PGEDMoExCZ08rDXOH | ResHVAC | HV_PGEDMoExCZ08 | rWtd | All | PGE | DMo | Ex | CZ08 | rDXOH | 0 | HV_PGEDMoExCZ08 | rDXOH | 0
432 | 1 | 3 | 1 | 8 | 6 | 0 | HV_PGEDMoExCZ08rNCOH | ResHVAC | HV_PGEDMoExCZ08 | rWtd | All | PGE | DMo | Ex | CZ08 | rNCOH | 0 | HV_PGEDMoExCZ08 | rNCOH | 0
433 | 1 | 3 | 1 | 9 | 1 | 0 | HV_PGEDMoExCZ09rDXGF | ResHVAC | HV_PGEDMoExCZ09 | rWtd | All | PGE | DMo | Ex | CZ09 | rDXGF | 0 | HV_PGEDMoExCZ09 | rDXGF | 0
434 | 1 | 3 | 1 | 9 | 2 | 0 | HV_PGEDMoExCZ09rNCGF | ResHVAC | HV_PGEDMoExCZ09 | rWtd | All | PGE | DMo | Ex | CZ09 | rNCGF | 0 | HV_PGEDMoExCZ09 | rNCGF | 0
435 | 1 | 3 | 1 | 9 | 3 | 0 | HV_PGEDMoExCZ09rDXHP | ResHVAC | HV_PGEDMoExCZ09 | rWtd | All | PGE | DMo | Ex | CZ09 | rDXHP | 0 | HV_PGEDMoExCZ09 | rDXHP | 0
436 | 1 | 3 | 1 | 9 | 4 | 0 | HV_PGEDMoExCZ09rNCEH | ResHVAC | HV_PGEDMoExCZ09 | rWtd | All | PGE | DMo | Ex | CZ09 | rNCEH | 0 | HV_PGEDMoExCZ09 | rNCEH | 0
437 | 1 | 3 | 1 | 9 | 5 | 0 | HV_PGEDMoExCZ09rDXOH | ResHVAC | HV_PGEDMoExCZ09 | rWtd | All | PGE | DMo | Ex | CZ09 | rDXOH | 0 | HV_PGEDMoExCZ09 | rDXOH | 0
438 | 1 | 3 | 1 | 9 | 6 | 0 | HV_PGEDMoExCZ09rNCOH | ResHVAC | HV_PGEDMoExCZ09 | rWtd | All | PGE | DMo | Ex | CZ09 | rNCOH | 0 | HV_PGEDMoExCZ09 | rNCOH | 0
439 | 1 | 3 | 1 | 10 | 1 | 0 | HV_PGEDMoExCZ10rDXGF | ResHVAC | HV_PGEDMoExCZ10 | rWtd | All | PGE | DMo | Ex | CZ10 | rDXGF | 0 | HV_PGEDMoExCZ10 | rDXGF | 0
440 | 1 | 3 | 1 | 10 | 2 | 0 | HV_PGEDMoExCZ10rNCGF | ResHVAC | HV_PGEDMoExCZ10 | rWtd | All | PGE | DMo | Ex | CZ10 | rNCGF | 0 | HV_PGEDMoExCZ10 | rNCGF | 0
441 | 1 | 3 | 1 | 10 | 3 | 0 | HV_PGEDMoExCZ10rDXHP | ResHVAC | HV_PGEDMoExCZ10 | rWtd | All | PGE | DMo | Ex | CZ10 | rDXHP | 0 | HV_PGEDMoExCZ10 | rDXHP | 0
442 | 1 | 3 | 1 | 10 | 4 | 0 | HV_PGEDMoExCZ10rNCEH | ResHVAC | HV_PGEDMoExCZ10 | rWtd | All | PGE | DMo | Ex | CZ10 | rNCEH | 0 | HV_PGEDMoExCZ10 | rNCEH | 0
443 | 1 | 3 | 1 | 10 | 5 | 0 | HV_PGEDMoExCZ10rDXOH | ResHVAC | HV_PGEDMoExCZ10 | rWtd | All | PGE | DMo | Ex | CZ10 | rDXOH | 0 | HV_PGEDMoExCZ10 | rDXOH | 0
444 | 1 | 3 | 1 | 10 | 6 | 0 | HV_PGEDMoExCZ10rNCOH | ResHVAC | HV_PGEDMoExCZ10 | rWtd | All | PGE | DMo | Ex | CZ10 | rNCOH | 0 | HV_PGEDMoExCZ10 | rNCOH | 0
445 | 1 | 3 | 1 | 11 | 1 | 1 | HV_PGEDMoExCZ11rDXGF | ResHVAC | HV_PGEDMoExCZ11 | rWtd | All | PGE | DMo | Ex | CZ11 | rDXGF | 31856.86 | HV_PGEDMoExCZ11 | rDXGF | 31856.86
446 | 1 | 3 | 1 | 11 | 2 | 1 | HV_PGEDMoExCZ11rNCGF | ResHVAC | HV_PGEDMoExCZ11 | rWtd | All | PGE | DMo | Ex | CZ11 | rNCGF | 2501.415 | HV_PGEDMoExCZ11 | rNCGF | 2501.415
447 | 1 | 3 | 1 | 11 | 3 | 1 | HV_PGEDMoExCZ11rDXHP | ResHVAC | HV_PGEDMoExCZ11 | rWtd | All | PGE | DMo | Ex | CZ11 | rDXHP | 4550.98 | HV_PGEDMoExCZ11 | rDXHP | 4550.98
448 | 1 | 3 | 1 | 11 | 4 | 1 | HV_PGEDMoExCZ11rNCEH | ResHVAC | HV_PGEDMoExCZ11 | rWtd | All | PGE | DMo | Ex | CZ11 | rNCEH | 357.345 | HV_PGEDMoExCZ11 | rNCEH | 357.345
449 | 1 | 3 | 1 | 11 | 5 | 1 | HV_PGEDMoExCZ11rDXOH | ResHVAC | HV_PGEDMoExCZ11 | rWtd | All | PGE | DMo | Ex | CZ11 | rDXOH | 7736.666 | HV_PGEDMoExCZ11 | rDXOH | 7736.666
450 | 1 | 3 | 1 | 11 | 6 | 1 | HV_PGEDMoExCZ11rNCOH | ResHVAC | HV_PGEDMoExCZ11 | rWtd | All | PGE | DMo | Ex | CZ11 | rNCOH | 607.4865 | HV_PGEDMoExCZ11 | rNCOH | 607.4865
451 | 1 | 3 | 1 | 12 | 1 | 1 | HV_PGEDMoExCZ12rDXGF | ResHVAC | HV_PGEDMoExCZ12 | rWtd | All | PGE | DMo | Ex | CZ12 | rDXGF | 20357.7584 | HV_PGEDMoExCZ12 | rDXGF | 20357.7584
452 | 1 | 3 | 1 | 12 | 2 | 1 | HV_PGEDMoExCZ12rNCGF | ResHVAC | HV_PGEDMoExCZ12 | rWtd | All | PGE | DMo | Ex | CZ12 | rNCGF | 677.593 | HV_PGEDMoExCZ12 | rNCGF | 677.593
453 | 1 | 3 | 1 | 12 | 3 | 1 | HV_PGEDMoExCZ12rDXHP | ResHVAC | HV_PGEDMoExCZ12 | rWtd | All | PGE | DMo | Ex | CZ12 | rDXHP | 2908.2512 | HV_PGEDMoExCZ12 | rDXHP | 2908.2512
454 | 1 | 3 | 1 | 12 | 4 | 1 | HV_PGEDMoExCZ12rNCEH | ResHVAC | HV_PGEDMoExCZ12 | rWtd | All | PGE | DMo | Ex | CZ12 | rNCEH | 96.799 | HV_PGEDMoExCZ12 | rNCEH | 96.799
455 | 1 | 3 | 1 | 12 | 5 | 1 | HV_PGEDMoExCZ12rDXOH | ResHVAC | HV_PGEDMoExCZ12 | rWtd | All | PGE | DMo | Ex | CZ12 | rDXOH | 4944.027 | HV_PGEDMoExCZ12 | rDXOH | 4944.027
456 | 1 | 3 | 1 | 12 | 6 | 1 | HV_PGEDMoExCZ12rNCOH | ResHVAC | HV_PGEDMoExCZ12 | rWtd | All | PGE | DMo | Ex | CZ12 | rNCOH | 164.5583 | HV_PGEDMoExCZ12 | rNCOH | 164.5583
457 | 1 | 3 | 1 | 13 | 1 | 1 | HV_PGEDMoExCZ13rDXGF | ResHVAC | HV_PGEDMoExCZ13 | rWtd | All | PGE | DMo | Ex | CZ13 | rDXGF | 18592.84 | HV_PGEDMoExCZ13 | rDXGF | 18592.84
458 | 1 | 3 | 1 | 13 | 2 | 1 | HV_PGEDMoExCZ13rNCGF | ResHVAC | HV_PGEDMoExCZ13 | rWtd | All | PGE | DMo | Ex | CZ13 | rNCGF | 1293.3326 | HV_PGEDMoExCZ13 | rNCGF | 1293.3326
459 | 1 | 3 | 1 | 13 | 3 | 1 | HV_PGEDMoExCZ13rDXHP | ResHVAC | HV_PGEDMoExCZ13 | rWtd | All | PGE | DMo | Ex | CZ13 | rDXHP | 2656.12 | HV_PGEDMoExCZ13 | rDXHP | 2656.12
460 | 1 | 3 | 1 | 13 | 4 | 1 | HV_PGEDMoExCZ13rNCEH | ResHVAC | HV_PGEDMoExCZ13 | rWtd | All | PGE | DMo | Ex | CZ13 | rNCEH | 184.7618 | HV_PGEDMoExCZ13 | rNCEH | 184.7618
461 | 1 | 3 | 1 | 13 | 5 | 1 | HV_PGEDMoExCZ13rDXOH | ResHVAC | HV_PGEDMoExCZ13 | rWtd | All | PGE | DMo | Ex | CZ13 | rDXOH | 4515.404 | HV_PGEDMoExCZ13 | rDXOH | 4515.404
462 | 1 | 3 | 1 | 13 | 6 | 1 | HV_PGEDMoExCZ13rNCOH | ResHVAC | HV_PGEDMoExCZ13 | rWtd | All | PGE | DMo | Ex | CZ13 | rNCOH | 314.0951 | HV_PGEDMoExCZ13 | rNCOH | 314.0951
463 | 1 | 3 | 1 | 14 | 1 | 0 | HV_PGEDMoExCZ14rDXGF | ResHVAC | HV_PGEDMoExCZ14 | rWtd | All | PGE | DMo | Ex | CZ14 | rDXGF | 0 | HV_PGEDMoExCZ14 | rDXGF | 0
464 | 1 | 3 | 1 | 14 | 2 | 0 | HV_PGEDMoExCZ14rNCGF | ResHVAC | HV_PGEDMoExCZ14 | rWtd | All | PGE | DMo | Ex | CZ14 | rNCGF | 0 | HV_PGEDMoExCZ14 | rNCGF | 0
465 | 1 | 3 | 1 | 14 | 3 | 0 | HV_PGEDMoExCZ14rDXHP | ResHVAC | HV_PGEDMoExCZ14 | rWtd | All | PGE | DMo | Ex | CZ14 | rDXHP | 0 | HV_PGEDMoExCZ14 | rDXHP | 0
466 | 1 | 3 | 1 | 14 | 4 | 0 | HV_PGEDMoExCZ14rNCEH | ResHVAC | HV_PGEDMoExCZ14 | rWtd | All | PGE | DMo | Ex | CZ14 | rNCEH | 0 | HV_PGEDMoExCZ14 | rNCEH | 0
467 | 1 | 3 | 1 | 14 | 5 | 0 | HV_PGEDMoExCZ14rDXOH | ResHVAC | HV_PGEDMoExCZ14 | rWtd | All | PGE | DMo | Ex | CZ14 | rDXOH | 0 | HV_PGEDMoExCZ14 | rDXOH | 0
468 | 1 | 3 | 1 | 14 | 6 | 0 | HV_PGEDMoExCZ14rNCOH | ResHVAC | HV_PGEDMoExCZ14 | rWtd | All | PGE | DMo | Ex | CZ14 | rNCOH | 0 | HV_PGEDMoExCZ14 | rNCOH | 0
469 | 1 | 3 | 1 | 15 | 1 | 0 | HV_PGEDMoExCZ15rDXGF | ResHVAC | HV_PGEDMoExCZ15 | rWtd | All | PGE | DMo | Ex | CZ15 | rDXGF | 0 | HV_PGEDMoExCZ15 | rDXGF | 0
470 | 1 | 3 | 1 | 15 | 2 | 0 | HV_PGEDMoExCZ15rNCGF | ResHVAC | HV_PGEDMoExCZ15 | rWtd | All | PGE | DMo | Ex | CZ15 | rNCGF | 0 | HV_PGEDMoExCZ15 | rNCGF | 0
471 | 1 | 3 | 1 | 15 | 3 | 0 | HV_PGEDMoExCZ15rDXHP | ResHVAC | HV_PGEDMoExCZ15 | rWtd | All | PGE | DMo | Ex | CZ15 | rDXHP | 0 | HV_PGEDMoExCZ15 | rDXHP | 0
472 | 1 | 3 | 1 | 15 | 4 | 0 | HV_PGEDMoExCZ15rNCEH | ResHVAC | HV_PGEDMoExCZ15 | rWtd | All | PGE | DMo | Ex | CZ15 | rNCEH | 0 | HV_PGEDMoExCZ15 | rNCEH | 0
473 | 1 | 3 | 1 | 15 | 5 | 0 | HV_PGEDMoExCZ15rDXOH | ResHVAC | HV_PGEDMoExCZ15 | rWtd | All | PGE | DMo | Ex | CZ15 | rDXOH | 0 | HV_PGEDMoExCZ15 | rDXOH | 0
474 | 1 | 3 | 1 | 15 | 6 | 0 | HV_PGEDMoExCZ15rNCOH | ResHVAC | HV_PGEDMoExCZ15 | rWtd | All | PGE | DMo | Ex | CZ15 | rNCOH | 0 | HV_PGEDMoExCZ15 | rNCOH | 0
475 | 1 | 3 | 1 | 16 | 1 | 1 | HV_PGEDMoExCZ16rDXGF | ResHVAC | HV_PGEDMoExCZ16 | rWtd | All | PGE | DMo | Ex | CZ16 | rDXGF | 4508.742 | HV_PGEDMoExCZ16 | rDXGF | 4508.742
476 | 1 | 3 | 1 | 16 | 2 | 1 | HV_PGEDMoExCZ16rNCGF | ResHVAC | HV_PGEDMoExCZ16 | rWtd | All | PGE | DMo | Ex | CZ16 | rNCGF | 3189.711 | HV_PGEDMoExCZ16 | rNCGF | 3189.711
477 | 1 | 3 | 1 | 16 | 3 | 1 | HV_PGEDMoExCZ16rDXHP | ResHVAC | HV_PGEDMoExCZ16 | rWtd | All | PGE | DMo | Ex | CZ16 | rDXHP | 644.106 | HV_PGEDMoExCZ16 | rDXHP | 644.106
478 | 1 | 3 | 1 | 16 | 4 | 1 | HV_PGEDMoExCZ16rNCEH | ResHVAC | HV_PGEDMoExCZ16 | rWtd | All | PGE | DMo | Ex | CZ16 | rNCEH | 455.673 | HV_PGEDMoExCZ16 | rNCEH | 455.673
479 | 1 | 3 | 1 | 16 | 5 | 1 | HV_PGEDMoExCZ16rDXOH | ResHVAC | HV_PGEDMoExCZ16 | rWtd | All | PGE | DMo | Ex | CZ16 | rDXOH | 1094.9802 | HV_PGEDMoExCZ16 | rDXOH | 1094.9802
480 | 1 | 3 | 1 | 16 | 6 | 1 | HV_PGEDMoExCZ16rNCOH | ResHVAC | HV_PGEDMoExCZ16 | rWtd | All | PGE | DMo | Ex | CZ16 | rNCOH | 774.6441 | HV_PGEDMoExCZ16 | rNCOH | 774.6441
481 | 1 | 3 | 2 | 1 | 1 | 1 | HV_PGEDMoNewCZ01rDXGF | ResHVAC | HV_PGEDMoNewCZ01 | rWtd | All | PGE | DMo | New | CZ01 | rDXGF | 0.51457 | HV_PGEDMoNewCZ01 | rDXGF | 0.51457
482 | 1 | 3 | 2 | 1 | 2 | 1 | HV_PGEDMoNewCZ01rNCGF | ResHVAC | HV_PGEDMoNewCZ01 | rWtd | All | PGE | DMo | New | CZ01 | rNCGF | 0.20567 | HV_PGEDMoNewCZ01 | rNCGF | 0.20567
483 | 1 | 3 | 2 | 1 | 3 | 1 | HV_PGEDMoNewCZ01rDXHP | ResHVAC | HV_PGEDMoNewCZ01 | rWtd | All | PGE | DMo | New | CZ01 | rDXHP | 0.074028 | HV_PGEDMoNewCZ01 | rDXHP | 0.074028
484 | 1 | 3 | 2 | 1 | 4 | 1 | HV_PGEDMoNewCZ01rNCEH | ResHVAC | HV_PGEDMoNewCZ01 | rWtd | All | PGE | DMo | New | CZ01 | rNCEH | 0.029899 | HV_PGEDMoNewCZ01 | rNCEH | 0.029899
485 | 1 | 3 | 2 | 1 | 5 | 1 | HV_PGEDMoNewCZ01rDXOH | ResHVAC | HV_PGEDMoNewCZ01 | rWtd | All | PGE | DMo | New | CZ01 | rDXOH | 0.12542 | HV_PGEDMoNewCZ01 | rDXOH | 0.12542
486 | 1 | 3 | 2 | 1 | 6 | 1 | HV_PGEDMoNewCZ01rNCOH | ResHVAC | HV_PGEDMoNewCZ01 | rWtd | All | PGE | DMo | New | CZ01 | rNCOH | 0.050406 | HV_PGEDMoNewCZ01 | rNCOH | 0.050406
487 | 1 | 3 | 2 | 2 | 1 | 1 | HV_PGEDMoNewCZ02rDXGF | ResHVAC | HV_PGEDMoNewCZ02 | rWtd | All | PGE | DMo | New | CZ02 | rDXGF | 130.7152 | HV_PGEDMoNewCZ02 | rDXGF | 130.7152
488 | 1 | 3 | 2 | 2 | 2 | 1 | HV_PGEDMoNewCZ02rNCGF | ResHVAC | HV_PGEDMoNewCZ02 | rWtd | All | PGE | DMo | New | CZ02 | rNCGF | 0 | HV_PGEDMoNewCZ02 | rNCGF | 0
489 | 1 | 3 | 2 | 2 | 3 | 1 | HV_PGEDMoNewCZ02rDXHP | ResHVAC | HV_PGEDMoNewCZ02 | rWtd | All | PGE | DMo | New | CZ02 | rDXHP | 18.6736 | HV_PGEDMoNewCZ02 | rDXHP | 18.6736
490 | 1 | 3 | 2 | 2 | 4 | 1 | HV_PGEDMoNewCZ02rNCEH | ResHVAC | HV_PGEDMoNewCZ02 | rWtd | All | PGE | DMo | New | CZ02 | rNCEH | 0 | HV_PGEDMoNewCZ02 | rNCEH | 0
491 | 1 | 3 | 2 | 2 | 5 | 1 | HV_PGEDMoNewCZ02rDXOH | ResHVAC | HV_PGEDMoNewCZ02 | rWtd | All | PGE | DMo | New | CZ02 | rDXOH | 31.7451 | HV_PGEDMoNewCZ02 | rDXOH | 31.7451
492 | 1 | 3 | 2 | 2 | 6 | 1 | HV_PGEDMoNewCZ02rNCOH | ResHVAC | HV_PGEDMoNewCZ02 | rWtd | All | PGE | DMo | New | CZ02 | rNCOH | 0 | HV_PGEDMoNewCZ02 | rNCOH | 0
493 | 1 | 3 | 2 | 3 | 1 | 1 | HV_PGEDMoNewCZ03rDXGF | ResHVAC | HV_PGEDMoNewCZ03 | rWtd | All | PGE | DMo | New | CZ03 | rDXGF | 0 | HV_PGEDMoNewCZ03 | rDXGF | 0
494 | 1 | 3 | 2 | 3 | 2 | 1 | HV_PGEDMoNewCZ03rNCGF | ResHVAC | HV_PGEDMoNewCZ03 | rWtd | All | PGE | DMo | New | CZ03 | rNCGF | 44.1924 | HV_PGEDMoNewCZ03 | rNCGF | 44.1924
495 | 1 | 3 | 2 | 3 | 3 | 1 | HV_PGEDMoNewCZ03rDXHP | ResHVAC | HV_PGEDMoNewCZ03 | rWtd | All | PGE | DMo | New | CZ03 | rDXHP | 0 | HV_PGEDMoNewCZ03 | rDXHP | 0
496 | 1 | 3 | 2 | 3 | 4 | 1 | HV_PGEDMoNewCZ03rNCEH | ResHVAC | HV_PGEDMoNewCZ03 | rWtd | All | PGE | DMo | New | CZ03 | rNCEH | 6.3132 | HV_PGEDMoNewCZ03 | rNCEH | 6.3132
497 | 1 | 3 | 2 | 3 | 5 | 1 | HV_PGEDMoNewCZ03rDXOH | ResHVAC | HV_PGEDMoNewCZ03 | rWtd | All | PGE | DMo | New | CZ03 | rDXOH | 0 | HV_PGEDMoNewCZ03 | rDXOH | 0
498 | 1 | 3 | 2 | 3 | 6 | 1 | HV_PGEDMoNewCZ03rNCOH | ResHVAC | HV_PGEDMoNewCZ03 | rWtd | All | PGE | DMo | New | CZ03 | rNCOH | 10.7324 | HV_PGEDMoNewCZ03 | rNCOH | 10.7324
499 | 1 | 3 | 2 | 4 | 1 | 1 | HV_PGEDMoNewCZ04rDXGF | ResHVAC | HV_PGEDMoNewCZ04 | rWtd | All | PGE | DMo | New | CZ04 | rDXGF | 261.4304 | HV_PGEDMoNewCZ04 | rDXGF | 261.4304
500 | 1 | 3 | 2 | 4 | 2 | 1 | HV_PGEDMoNewCZ04rNCGF | ResHVAC | HV_PGEDMoNewCZ04 | rWtd | All | PGE | DMo | New | CZ04 | rNCGF | 130.7152 | HV_PGEDMoNewCZ04 | rNCGF | 130.7152
501 | 1 | 3 | 2 | 4 | 3 | 1 | HV_PGEDMoNewCZ04rDXHP | ResHVAC | HV_PGEDMoNewCZ04 | rWtd | All | PGE | DMo | New | CZ04 | rDXHP | 37.3472 | HV_PGEDMoNewCZ04 | rDXHP | 37.3472
502 | 1 | 3 | 2 | 4 | 4 | 1 | HV_PGEDMoNewCZ04rNCEH | ResHVAC | HV_PGEDMoNewCZ04 | rWtd | All | PGE | DMo | New | CZ04 | rNCEH | 18.6736 | HV_PGEDMoNewCZ04 | rNCEH | 18.6736
503 | 1 | 3 | 2 | 4 | 5 | 1 | HV_PGEDMoNewCZ04rDXOH | ResHVAC | HV_PGEDMoNewCZ04 | rWtd | All | PGE | DMo | New | CZ04 | rDXOH | 63.4902 | HV_PGEDMoNewCZ04 | rDXOH | 63.4902
504 | 1 | 3 | 2 | 4 | 6 | 1 | HV_PGEDMoNewCZ04rNCOH | ResHVAC | HV_PGEDMoNewCZ04 | rWtd | All | PGE | DMo | New | CZ04 | rNCOH | 31.7451 | HV_PGEDMoNewCZ04 | rNCOH | 31.7451
505 | 1 | 3 | 2 | 5 | 1 | 1 | HV_PGEDMoNewCZ05rDXGF | ResHVAC | HV_PGEDMoNewCZ05 | rWtd | All | PGE | DMo | New | CZ05 | rDXGF | 0 | HV_PGEDMoNewCZ05 | rDXGF | 0
506 | 1 | 3 | 2 | 5 | 2 | 1 | HV_PGEDMoNewCZ05rNCGF | ResHVAC | HV_PGEDMoNewCZ05 | rWtd | All | PGE | DMo | New | CZ05 | rNCGF | 34.0144 | HV_PGEDMoNewCZ05 | rNCGF | 34.0144
507 | 1 | 3 | 2 | 5 | 3 | 1 | HV_PGEDMoNewCZ05rDXHP | ResHVAC | HV_PGEDMoNewCZ05 | rWtd | All | PGE | DMo | New | CZ05 | rDXHP | 0 | HV_PGEDMoNewCZ05 | rDXHP | 0
508 | 1 | 3 | 2 | 5 | 4 | 1 | HV_PGEDMoNewCZ05rNCEH | ResHVAC | HV_PGEDMoNewCZ05 | rWtd | All | PGE | DMo | New | CZ05 | rNCEH | 4.8592 | HV_PGEDMoNewCZ05 | rNCEH | 4.8592
509 | 1 | 3 | 2 | 5 | 5 | 1 | HV_PGEDMoNewCZ05rDXOH | ResHVAC | HV_PGEDMoNewCZ05 | rWtd | All | PGE | DMo | New | CZ05 | rDXOH | 0 | HV_PGEDMoNewCZ05 | rDXOH | 0
510 | 1 | 3 | 2 | 5 | 6 | 1 | HV_PGEDMoNewCZ05rNCOH | ResHVAC | HV_PGEDMoNewCZ05 | rWtd | All | PGE | DMo | New | CZ05 | rNCOH | 8.2606 | HV_PGEDMoNewCZ05 | rNCOH | 8.2606
511 | 1 | 3 | 2 | 6 | 1 | 0 | HV_PGEDMoNewCZ06rDXGF | ResHVAC | HV_PGEDMoNewCZ06 | rWtd | All | PGE | DMo | New | CZ06 | rDXGF | 0 | HV_PGEDMoNewCZ06 | rDXGF | 0
512 | 1 | 3 | 2 | 6 | 2 | 0 | HV_PGEDMoNewCZ06rNCGF | ResHVAC | HV_PGEDMoNewCZ06 | rWtd | All | PGE | DMo | New | CZ06 | rNCGF | 0 | HV_PGEDMoNewCZ06 | rNCGF | 0
513 | 1 | 3 | 2 | 6 | 3 | 0 | HV_PGEDMoNewCZ06rDXHP | ResHVAC | HV_PGEDMoNewCZ06 | rWtd | All | PGE | DMo | New | CZ06 | rDXHP | 0 | HV_PGEDMoNewCZ06 | rDXHP | 0
514 | 1 | 3 | 2 | 6 | 4 | 0 | HV_PGEDMoNewCZ06rNCEH | ResHVAC | HV_PGEDMoNewCZ06 | rWtd | All | PGE | DMo | New | CZ06 | rNCEH | 0 | HV_PGEDMoNewCZ06 | rNCEH | 0
515 | 1 | 3 | 2 | 6 | 5 | 0 | HV_PGEDMoNewCZ06rDXOH | ResHVAC | HV_PGEDMoNewCZ06 | rWtd | All | PGE | DMo | New | CZ06 | rDXOH | 0 | HV_PGEDMoNewCZ06 | rDXOH | 0
516 | 1 | 3 | 2 | 6 | 6 | 0 | HV_PGEDMoNewCZ06rNCOH | ResHVAC | HV_PGEDMoNewCZ06 | rWtd | All | PGE | DMo | New | CZ06 | rNCOH | 0 | HV_PGEDMoNewCZ06 | rNCOH | 0
517 | 1 | 3 | 2 | 7 | 1 | 0 | HV_PGEDMoNewCZ07rDXGF | ResHVAC | HV_PGEDMoNewCZ07 | rWtd | All | PGE | DMo | New | CZ07 | rDXGF | 0 | HV_PGEDMoNewCZ07 | rDXGF | 0
518 | 1 | 3 | 2 | 7 | 2 | 0 | HV_PGEDMoNewCZ07rNCGF | ResHVAC | HV_PGEDMoNewCZ07 | rWtd | All | PGE | DMo | New | CZ07 | rNCGF | 0 | HV_PGEDMoNewCZ07 | rNCGF | 0
519 | 1 | 3 | 2 | 7 | 3 | 0 | HV_PGEDMoNewCZ07rDXHP | ResHVAC | HV_PGEDMoNewCZ07 | rWtd | All | PGE | DMo | New | CZ07 | rDXHP | 0 | HV_PGEDMoNewCZ07 | rDXHP | 0
520 | 1 | 3 | 2 | 7 | 4 | 0 | HV_PGEDMoNewCZ07rNCEH | ResHVAC | HV_PGEDMoNewCZ07 | rWtd | All | PGE | DMo | New | CZ07 | rNCEH | 0 | HV_PGEDMoNewCZ07 | rNCEH | 0
521 | 1 | 3 | 2 | 7 | 5 | 0 | HV_PGEDMoNewCZ07rDXOH | ResHVAC | HV_PGEDMoNewCZ07 | rWtd | All | PGE | DMo | New | CZ07 | rDXOH | 0 | HV_PGEDMoNewCZ07 | rDXOH | 0
522 | 1 | 3 | 2 | 7 | 6 | 0 | HV_PGEDMoNewCZ07rNCOH | ResHVAC | HV_PGEDMoNewCZ07 | rWtd | All | PGE | DMo | New | CZ07 | rNCOH | 0 | HV_PGEDMoNewCZ07 | rNCOH | 0
523 | 1 | 3 | 2 | 8 | 1 | 0 | HV_PGEDMoNewCZ08rDXGF | ResHVAC | HV_PGEDMoNewCZ08 | rWtd | All | PGE | DMo | New | CZ08 | rDXGF | 0 | HV_PGEDMoNewCZ08 | rDXGF | 0
524 | 1 | 3 | 2 | 8 | 2 | 0 | HV_PGEDMoNewCZ08rNCGF | ResHVAC | HV_PGEDMoNewCZ08 | rWtd | All | PGE | DMo | New | CZ08 | rNCGF | 0 | HV_PGEDMoNewCZ08 | rNCGF | 0
525 | 1 | 3 | 2 | 8 | 3 | 0 | HV_PGEDMoNewCZ08rDXHP | ResHVAC | HV_PGEDMoNewCZ08 | rWtd | All | PGE | DMo | New | CZ08 | rDXHP | 0 | HV_PGEDMoNewCZ08 | rDXHP | 0
526 | 1 | 3 | 2 | 8 | 4 | 0 | HV_PGEDMoNewCZ08rNCEH | ResHVAC | HV_PGEDMoNewCZ08 | rWtd | All | PGE | DMo | New | CZ08 | rNCEH | 0 | HV_PGEDMoNewCZ08 | rNCEH | 0
527 | 1 | 3 | 2 | 8 | 5 | 0 | HV_PGEDMoNewCZ08rDXOH | ResHVAC | HV_PGEDMoNewCZ08 | rWtd | All | PGE | DMo | New | CZ08 | rDXOH | 0 | HV_PGEDMoNewCZ08 | rDXOH | 0
528 | 1 | 3 | 2 | 8 | 6 | 0 | HV_PGEDMoNewCZ08rNCOH | ResHVAC | HV_PGEDMoNewCZ08 | rWtd | All | PGE | DMo | New | CZ08 | rNCOH | 0 | HV_PGEDMoNewCZ08 | rNCOH | 0
529 | 1 | 3 | 2 | 9 | 1 | 0 | HV_PGEDMoNewCZ09rDXGF | ResHVAC | HV_PGEDMoNewCZ09 | rWtd | All | PGE | DMo | New | CZ09 | rDXGF | 0 | HV_PGEDMoNewCZ09 | rDXGF | 0
530 | 1 | 3 | 2 | 9 | 2 | 0 | HV_PGEDMoNewCZ09rNCGF | ResHVAC | HV_PGEDMoNewCZ09 | rWtd | All | PGE | DMo | New | CZ09 | rNCGF | 0 | HV_PGEDMoNewCZ09 | rNCGF | 0
531 | 1 | 3 | 2 | 9 | 3 | 0 | HV_PGEDMoNewCZ09rDXHP | ResHVAC | HV_PGEDMoNewCZ09 | rWtd | All | PGE | DMo | New | CZ09 | rDXHP | 0 | HV_PGEDMoNewCZ09 | rDXHP | 0
532 | 1 | 3 | 2 | 9 | 4 | 0 | HV_PGEDMoNewCZ09rNCEH | ResHVAC | HV_PGEDMoNewCZ09 | rWtd | All | PGE | DMo | New | CZ09 | rNCEH | 0 | HV_PGEDMoNewCZ09 | rNCEH | 0
533 | 1 | 3 | 2 | 9 | 5 | 0 | HV_PGEDMoNewCZ09rDXOH | ResHVAC | HV_PGEDMoNewCZ09 | rWtd | All | PGE | DMo | New | CZ09 | rDXOH | 0 | HV_PGEDMoNewCZ09 | rDXOH | 0
534 | 1 | 3 | 2 | 9 | 6 | 0 | HV_PGEDMoNewCZ09rNCOH | ResHVAC | HV_PGEDMoNewCZ09 | rWtd | All | PGE | DMo | New | CZ09 | rNCOH | 0 | HV_PGEDMoNewCZ09 | rNCOH | 0
535 | 1 | 3 | 2 | 10 | 1 | 0 | HV_PGEDMoNewCZ10rDXGF | ResHVAC | HV_PGEDMoNewCZ10 | rWtd | All | PGE | DMo | New | CZ10 | rDXGF | 0 | HV_PGEDMoNewCZ10 | rDXGF | 0
536 | 1 | 3 | 2 | 10 | 2 | 0 | HV_PGEDMoNewCZ10rNCGF | ResHVAC | HV_PGEDMoNewCZ10 | rWtd | All | PGE | DMo | New | CZ10 | rNCGF | 0 | HV_PGEDMoNewCZ10 | rNCGF | 0
537 | 1 | 3 | 2 | 10 | 3 | 0 | HV_PGEDMoNewCZ10rDXHP | ResHVAC | HV_PGEDMoNewCZ10 | rWtd | All | PGE | DMo | New | CZ10 | rDXHP | 0 | HV_PGEDMoNewCZ10 | rDXHP | 0
538 | 1 | 3 | 2 | 10 | 4 | 0 | HV_PGEDMoNewCZ10rNCEH | ResHVAC | HV_PGEDMoNewCZ10 | rWtd | All | PGE | DMo | New | CZ10 | rNCEH | 0 | HV_PGEDMoNewCZ10 | rNCEH | 0
539 | 1 | 3 | 2 | 10 | 5 | 0 | HV_PGEDMoNewCZ10rDXOH | ResHVAC | HV_PGEDMoNewCZ10 | rWtd | All | PGE | DMo | New | CZ10 | rDXOH | 0 | HV_PGEDMoNewCZ10 | rDXOH | 0
540 | 1 | 3 | 2 | 10 | 6 | 0 | HV_PGEDMoNewCZ10rNCOH | ResHVAC | HV_PGEDMoNewCZ10 | rWtd | All | PGE | DMo | New | CZ10 | rNCOH | 0 | HV_PGEDMoNewCZ10 | rNCOH | 0
541 | 1 | 3 | 2 | 11 | 1 | 1 | HV_PGEDMoNewCZ11rDXGF | ResHVAC | HV_PGEDMoNewCZ11 | rWtd | All | PGE | DMo | New | CZ11 | rDXGF | 230.496 | HV_PGEDMoNewCZ11 | rDXGF | 230.496
542 | 1 | 3 | 2 | 11 | 2 | 1 | HV_PGEDMoNewCZ11rNCGF | ResHVAC | HV_PGEDMoNewCZ11 | rWtd | All | PGE | DMo | New | CZ11 | rNCGF | 0 | HV_PGEDMoNewCZ11 | rNCGF | 0
543 | 1 | 3 | 2 | 11 | 3 | 1 | HV_PGEDMoNewCZ11rDXHP | ResHVAC | HV_PGEDMoNewCZ11 | rWtd | All | PGE | DMo | New | CZ11 | rDXHP | 32.928 | HV_PGEDMoNewCZ11 | rDXHP | 32.928
544 | 1 | 3 | 2 | 11 | 4 | 1 | HV_PGEDMoNewCZ11rNCEH | ResHVAC | HV_PGEDMoNewCZ11 | rWtd | All | PGE | DMo | New | CZ11 | rNCEH | 0 | HV_PGEDMoNewCZ11 | rNCEH | 0
545 | 1 | 3 | 2 | 11 | 5 | 1 | HV_PGEDMoNewCZ11rDXOH | ResHVAC | HV_PGEDMoNewCZ11 | rWtd | All | PGE | DMo | New | CZ11 | rDXOH | 55.9776 | HV_PGEDMoNewCZ11 | rDXOH | 55.9776
546 | 1 | 3 | 2 | 11 | 6 | 1 | HV_PGEDMoNewCZ11rNCOH | ResHVAC | HV_PGEDMoNewCZ11 | rWtd | All | PGE | DMo | New | CZ11 | rNCOH | 0 | HV_PGEDMoNewCZ11 | rNCOH | 0
547 | 1 | 3 | 2 | 12 | 1 | 1 | HV_PGEDMoNewCZ12rDXGF | ResHVAC | HV_PGEDMoNewCZ12 | rWtd | All | PGE | DMo | New | CZ12 | rDXGF | 228.6088 | HV_PGEDMoNewCZ12 | rDXGF | 228.6088
548 | 1 | 3 | 2 | 12 | 2 | 1 | HV_PGEDMoNewCZ12rNCGF | ResHVAC | HV_PGEDMoNewCZ12 | rWtd | All | PGE | DMo | New | CZ12 | rNCGF | 0 | HV_PGEDMoNewCZ12 | rNCGF | 0
549 | 1 | 3 | 2 | 12 | 3 | 1 | HV_PGEDMoNewCZ12rDXHP | ResHVAC | HV_PGEDMoNewCZ12 | rWtd | All | PGE | DMo | New | CZ12 | rDXHP | 32.6584 | HV_PGEDMoNewCZ12 | rDXHP | 32.6584
550 | 1 | 3 | 2 | 12 | 4 | 1 | HV_PGEDMoNewCZ12rNCEH | ResHVAC | HV_PGEDMoNewCZ12 | rWtd | All | PGE | DMo | New | CZ12 | rNCEH | 0 | HV_PGEDMoNewCZ12 | rNCEH | 0
551 | 1 | 3 | 2 | 12 | 5 | 1 | HV_PGEDMoNewCZ12rDXOH | ResHVAC | HV_PGEDMoNewCZ12 | rWtd | All | PGE | DMo | New | CZ12 | rDXOH | 55.5193 | HV_PGEDMoNewCZ12 | rDXOH | 55.5193
552 | 1 | 3 | 2 | 12 | 6 | 1 | HV_PGEDMoNewCZ12rNCOH | ResHVAC | HV_PGEDMoNewCZ12 | rWtd | All | PGE | DMo | New | CZ12 | rNCOH | 0 | HV_PGEDMoNewCZ12 | rNCOH | 0
553 | 1 | 3 | 2 | 13 | 1 | 1 | HV_PGEDMoNewCZ13rDXGF | ResHVAC | HV_PGEDMoNewCZ13 | rWtd | All | PGE | DMo | New | CZ13 | rDXGF | 0 | HV_PGEDMoNewCZ13 | rDXGF | 0
554 | 1 | 3 | 2 | 13 | 2 | 1 | HV_PGEDMoNewCZ13rNCGF | ResHVAC | HV_PGEDMoNewCZ13 | rWtd | All | PGE | DMo | New | CZ13 | rNCGF | 130.7152 | HV_PGEDMoNewCZ13 | rNCGF | 130.7152
555 | 1 | 3 | 2 | 13 | 3 | 1 | HV_PGEDMoNewCZ13rDXHP | ResHVAC | HV_PGEDMoNewCZ13 | rWtd | All | PGE | DMo | New | CZ13 | rDXHP | 0 | HV_PGEDMoNewCZ13 | rDXHP | 0
556 | 1 | 3 | 2 | 13 | 4 | 1 | HV_PGEDMoNewCZ13rNCEH | ResHVAC | HV_PGEDMoNewCZ13 | rWtd | All | PGE | DMo | New | CZ13 | rNCEH | 18.6736 | HV_PGEDMoNewCZ13 | rNCEH | 18.6736
557 | 1 | 3 | 2 | 13 | 5 | 1 | HV_PGEDMoNewCZ13rDXOH | ResHVAC | HV_PGEDMoNewCZ13 | rWtd | All | PGE | DMo | New | CZ13 | rDXOH | 0 | HV_PGEDMoNewCZ13 | rDXOH | 0
558 | 1 | 3 | 2 | 13 | 6 | 1 | HV_PGEDMoNewCZ13rNCOH | ResHVAC | HV_PGEDMoNewCZ13 | rWtd | All | PGE | DMo | New | CZ13 | rNCOH | 31.7451 | HV_PGEDMoNewCZ13 | rNCOH | 31.7451
559 | 1 | 3 | 2 | 14 | 1 | 0 | HV_PGEDMoNewCZ14rDXGF | ResHVAC | HV_PGEDMoNewCZ14 | rWtd | All | PGE | DMo | New | CZ14 | rDXGF | 0 | HV_PGEDMoNewCZ14 | rDXGF | 0
560 | 1 | 3 | 2 | 14 | 2 | 0 | HV_PGEDMoNewCZ14rNCGF | ResHVAC | HV_PGEDMoNewCZ14 | rWtd | All | PGE | DMo | New | CZ14 | rNCGF | 0 | HV_PGEDMoNewCZ14 | rNCGF | 0
561 | 1 | 3 | 2 | 14 | 3 | 0 | HV_PGEDMoNewCZ14rDXHP | ResHVAC | HV_PGEDMoNewCZ14 | rWtd | All | PGE | DMo | New | CZ14 | rDXHP | 0 | HV_PGEDMoNewCZ14 | rDXHP | 0
562 | 1 | 3 | 2 | 14 | 4 | 0 | HV_PGEDMoNewCZ14rNCEH | ResHVAC | HV_PGEDMoNewCZ14 | rWtd | All | PGE | DMo | New | CZ14 | rNCEH | 0 | HV_PGEDMoNewCZ14 | rNCEH | 0
563 | 1 | 3 | 2 | 14 | 5 | 0 | HV_PGEDMoNewCZ14rDXOH | ResHVAC | HV_PGEDMoNewCZ14 | rWtd | All | PGE | DMo | New | CZ14 | rDXOH | 0 | HV_PGEDMoNewCZ14 | rDXOH | 0
564 | 1 | 3 | 2 | 14 | 6 | 0 | HV_PGEDMoNewCZ14rNCOH | ResHVAC | HV_PGEDMoNewCZ14 | rWtd | All | PGE | DMo | New | CZ14 | rNCOH | 0 | HV_PGEDMoNewCZ14 | rNCOH | 0
565 | 1 | 3 | 2 | 15 | 1 | 0 | HV_PGEDMoNewCZ15rDXGF | ResHVAC | HV_PGEDMoNewCZ15 | rWtd | All | PGE | DMo | New | CZ15 | rDXGF | 0 | HV_PGEDMoNewCZ15 | rDXGF | 0
566 | 1 | 3 | 2 | 15 | 2 | 0 | HV_PGEDMoNewCZ15rNCGF | ResHVAC | HV_PGEDMoNewCZ15 | rWtd | All | PGE | DMo | New | CZ15 | rNCGF | 0 | HV_PGEDMoNewCZ15 | rNCGF | 0
567 | 1 | 3 | 2 | 15 | 3 | 0 | HV_PGEDMoNewCZ15rDXHP | ResHVAC | HV_PGEDMoNewCZ15 | rWtd | All | PGE | DMo | New | CZ15 | rDXHP | 0 | HV_PGEDMoNewCZ15 | rDXHP | 0
568 | 1 | 3 | 2 | 15 | 4 | 0 | HV_PGEDMoNewCZ15rNCEH | ResHVAC | HV_PGEDMoNewCZ15 | rWtd | All | PGE | DMo | New | CZ15 | rNCEH | 0 | HV_PGEDMoNewCZ15 | rNCEH | 0
569 | 1 | 3 | 2 | 15 | 5 | 0 | HV_PGEDMoNewCZ15rDXOH | ResHVAC | HV_PGEDMoNewCZ15 | rWtd | All | PGE | DMo | New | CZ15 | rDXOH | 0 | HV_PGEDMoNewCZ15 | rDXOH | 0
570 | 1 | 3 | 2 | 15 | 6 | 0 | HV_PGEDMoNewCZ15rNCOH | ResHVAC | HV_PGEDMoNewCZ15 | rWtd | All | PGE | DMo | New | CZ15 | rNCOH | 0 | HV_PGEDMoNewCZ15 | rNCOH | 0
571 | 1 | 3 | 2 | 16 | 1 | 1 | HV_PGEDMoNewCZ16rDXGF | ResHVAC | HV_PGEDMoNewCZ16 | rWtd | All | PGE | DMo | New | CZ16 | rDXGF | 0.51584 | HV_PGEDMoNewCZ16 | rDXGF | 0.51584
572 | 1 | 3 | 2 | 16 | 2 | 1 | HV_PGEDMoNewCZ16rNCGF | ResHVAC | HV_PGEDMoNewCZ16 | rWtd | All | PGE | DMo | New | CZ16 | rNCGF | 0.20581 | HV_PGEDMoNewCZ16 | rNCGF | 0.20581
573 | 1 | 3 | 2 | 16 | 3 | 1 | HV_PGEDMoNewCZ16rDXHP | ResHVAC | HV_PGEDMoNewCZ16 | rWtd | All | PGE | DMo | New | CZ16 | rDXHP | 0.073691 | HV_PGEDMoNewCZ16 | rDXHP | 0.073691
574 | 1 | 3 | 2 | 16 | 4 | 1 | HV_PGEDMoNewCZ16rNCEH | ResHVAC | HV_PGEDMoNewCZ16 | rWtd | All | PGE | DMo | New | CZ16 | rNCEH | 0.029402 | HV_PGEDMoNewCZ16 | rNCEH | 0.029402
575 | 1 | 3 | 2 | 16 | 5 | 1 | HV_PGEDMoNewCZ16rDXOH | ResHVAC | HV_PGEDMoNewCZ16 | rWtd | All | PGE | DMo | New | CZ16 | rDXOH | 0.12527 | HV_PGEDMoNewCZ16 | rDXOH | 0.12527
576 | 1 | 3 | 2 | 16 | 6 | 1 | HV_PGEDMoNewCZ16rNCOH | ResHVAC | HV_PGEDMoNewCZ16 | rWtd | All | PGE | DMo | New | CZ16 | rNCOH | 0.049983 | HV_PGEDMoNewCZ16 | rNCOH | 0.049983
577 | 2 | 1 | 1 | 1 | 1 | 0 | HV_SCESFmExCZ01rDXGF | ResHVAC | HV_SCESFmExCZ01 | rWtd | All | SCE | SFm | Ex | CZ01 | rDXGF | 0 | HV_SCESFmExCZ01 | rDXGF | 0
578 | 2 | 1 | 1 | 1 | 2 | 0 | HV_SCESFmExCZ01rNCGF | ResHVAC | HV_SCESFmExCZ01 | rWtd | All | SCE | SFm | Ex | CZ01 | rNCGF | 0 | HV_SCESFmExCZ01 | rNCGF | 0
579 | 2 | 1 | 1 | 1 | 3 | 0 | HV_SCESFmExCZ01rDXHP | ResHVAC | HV_SCESFmExCZ01 | rWtd | All | SCE | SFm | Ex | CZ01 | rDXHP | 0 | HV_SCESFmExCZ01 | rDXHP | 0
580 | 2 | 1 | 1 | 1 | 4 | 0 | HV_SCESFmExCZ01rNCEH | ResHVAC | HV_SCESFmExCZ01 | rWtd | All | SCE | SFm | Ex | CZ01 | rNCEH | 0 | HV_SCESFmExCZ01 | rNCEH | 0
581 | 2 | 1 | 1 | 1 | 5 | 0 | HV_SCESFmExCZ01rDXOH | ResHVAC | HV_SCESFmExCZ01 | rWtd | All | SCE | SFm | Ex | CZ01 | rDXOH | 0 | HV_SCESFmExCZ01 | rDXOH | 0
582 | 2 | 1 | 1 | 1 | 6 | 0 | HV_SCESFmExCZ01rNCOH | ResHVAC | HV_SCESFmExCZ01 | rWtd | All | SCE | SFm | Ex | CZ01 | rNCOH | 0 | HV_SCESFmExCZ01 | rNCOH | 0
583 | 2 | 1 | 1 | 2 | 1 | 0 | HV_SCESFmExCZ02rDXGF | ResHVAC | HV_SCESFmExCZ02 | rWtd | All | SCE | SFm | Ex | CZ02 | rDXGF | 0 | HV_SCESFmExCZ02 | rDXGF | 0
584 | 2 | 1 | 1 | 2 | 2 | 0 | HV_SCESFmExCZ02rNCGF | ResHVAC | HV_SCESFmExCZ02 | rWtd | All | SCE | SFm | Ex | CZ02 | rNCGF | 0 | HV_SCESFmExCZ02 | rNCGF | 0
585 | 2 | 1 | 1 | 2 | 3 | 0 | HV_SCESFmExCZ02rDXHP | ResHVAC | HV_SCESFmExCZ02 | rWtd | All | SCE | SFm | Ex | CZ02 | rDXHP | 0 | HV_SCESFmExCZ02 | rDXHP | 0
586 | 2 | 1 | 1 | 2 | 4 | 0 | HV_SCESFmExCZ02rNCEH | ResHVAC | HV_SCESFmExCZ02 | rWtd | All | SCE | SFm | Ex | CZ02 | rNCEH | 0 | HV_SCESFmExCZ02 | rNCEH | 0
587 | 2 | 1 | 1 | 2 | 5 | 0 | HV_SCESFmExCZ02rDXOH | ResHVAC | HV_SCESFmExCZ02 | rWtd | All | SCE | SFm | Ex | CZ02 | rDXOH | 0 | HV_SCESFmExCZ02 | rDXOH | 0
588 | 2 | 1 | 1 | 2 | 6 | 0 | HV_SCESFmExCZ02rNCOH | ResHVAC | HV_SCESFmExCZ02 | rWtd | All | SCE | SFm | Ex | CZ02 | rNCOH | 0 | HV_SCESFmExCZ02 | rNCOH | 0
589 | 2 | 1 | 1 | 3 | 1 | 0 | HV_SCESFmExCZ03rDXGF | ResHVAC | HV_SCESFmExCZ03 | rWtd | All | SCE | SFm | Ex | CZ03 | rDXGF | 0 | HV_SCESFmExCZ03 | rDXGF | 0
590 | 2 | 1 | 1 | 3 | 2 | 0 | HV_SCESFmExCZ03rNCGF | ResHVAC | HV_SCESFmExCZ03 | rWtd | All | SCE | SFm | Ex | CZ03 | rNCGF | 0 | HV_SCESFmExCZ03 | rNCGF | 0
591 | 2 | 1 | 1 | 3 | 3 | 0 | HV_SCESFmExCZ03rDXHP | ResHVAC | HV_SCESFmExCZ03 | rWtd | All | SCE | SFm | Ex | CZ03 | rDXHP | 0 | HV_SCESFmExCZ03 | rDXHP | 0
592 | 2 | 1 | 1 | 3 | 4 | 0 | HV_SCESFmExCZ03rNCEH | ResHVAC | HV_SCESFmExCZ03 | rWtd | All | SCE | SFm | Ex | CZ03 | rNCEH | 0 | HV_SCESFmExCZ03 | rNCEH | 0
593 | 2 | 1 | 1 | 3 | 5 | 0 | HV_SCESFmExCZ03rDXOH | ResHVAC | HV_SCESFmExCZ03 | rWtd | All | SCE | SFm | Ex | CZ03 | rDXOH | 0 | HV_SCESFmExCZ03 | rDXOH | 0
594 | 2 | 1 | 1 | 3 | 6 | 0 | HV_SCESFmExCZ03rNCOH | ResHVAC | HV_SCESFmExCZ03 | rWtd | All | SCE | SFm | Ex | CZ03 | rNCOH | 0 | HV_SCESFmExCZ03 | rNCOH | 0
595 | 2 | 1 | 1 | 4 | 1 | 0 | HV_SCESFmExCZ04rDXGF | ResHVAC | HV_SCESFmExCZ04 | rWtd | All | SCE | SFm | Ex | CZ04 | rDXGF | 0 | HV_SCESFmExCZ04 | rDXGF | 0
596 | 2 | 1 | 1 | 4 | 2 | 0 | HV_SCESFmExCZ04rNCGF | ResHVAC | HV_SCESFmExCZ04 | rWtd | All | SCE | SFm | Ex | CZ04 | rNCGF | 0 | HV_SCESFmExCZ04 | rNCGF | 0
597 | 2 | 1 | 1 | 4 | 3 | 0 | HV_SCESFmExCZ04rDXHP | ResHVAC | HV_SCESFmExCZ04 | rWtd | All | SCE | SFm | Ex | CZ04 | rDXHP | 0 | HV_SCESFmExCZ04 | rDXHP | 0
598 | 2 | 1 | 1 | 4 | 4 | 0 | HV_SCESFmExCZ04rNCEH | ResHVAC | HV_SCESFmExCZ04 | rWtd | All | SCE | SFm | Ex | CZ04 | rNCEH | 0 | HV_SCESFmExCZ04 | rNCEH | 0
599 | 2 | 1 | 1 | 4 | 5 | 0 | HV_SCESFmExCZ04rDXOH | ResHVAC | HV_SCESFmExCZ04 | rWtd | All | SCE | SFm | Ex | CZ04 | rDXOH | 0 | HV_SCESFmExCZ04 | rDXOH | 0
600 | 2 | 1 | 1 | 4 | 6 | 0 | HV_SCESFmExCZ04rNCOH | ResHVAC | HV_SCESFmExCZ04 | rWtd | All | SCE | SFm | Ex | CZ04 | rNCOH | 0 | HV_SCESFmExCZ04 | rNCOH | 0
601 | 2 | 1 | 1 | 5 | 1 | 1 | HV_SCESFmExCZ05rDXGF | ResHVAC | HV_SCESFmExCZ05 | rWtd | All | SCE | SFm | Ex | CZ05 | rDXGF | 1011.1604 | HV_SCESFmExCZ05 | rDXGF | 1011.1604
602 | 2 | 1 | 1 | 5 | 2 | 1 | HV_SCESFmExCZ05rNCGF | ResHVAC | HV_SCESFmExCZ05 | rWtd | All | SCE | SFm | Ex | CZ05 | rNCGF | 1572.177 | HV_SCESFmExCZ05 | rNCGF | 1572.177
603 | 2 | 1 | 1 | 5 | 3 | 1 | HV_SCESFmExCZ05rDXHP | ResHVAC | HV_SCESFmExCZ05 | rWtd | All | SCE | SFm | Ex | CZ05 | rDXHP | 58.1127 | HV_SCESFmExCZ05 | rDXHP | 58.1127
604 | 2 | 1 | 1 | 5 | 4 | 1 | HV_SCESFmExCZ05rNCEH | ResHVAC | HV_SCESFmExCZ05 | rWtd | All | SCE | SFm | Ex | CZ05 | rNCEH | 90.355 | HV_SCESFmExCZ05 | rNCEH | 90.355
605 | 2 | 1 | 1 | 5 | 5 | 1 | HV_SCESFmExCZ05rDXOH | ResHVAC | HV_SCESFmExCZ05 | rWtd | All | SCE | SFm | Ex | CZ05 | rDXOH | 81.3577 | HV_SCESFmExCZ05 | rDXOH | 81.3577
606 | 2 | 1 | 1 | 5 | 6 | 1 | HV_SCESFmExCZ05rNCOH | ResHVAC | HV_SCESFmExCZ05 | rWtd | All | SCE | SFm | Ex | CZ05 | rNCOH | 126.497 | HV_SCESFmExCZ05 | rNCOH | 126.497
607 | 2 | 1 | 1 | 6 | 1 | 1 | HV_SCESFmExCZ06rDXGF | ResHVAC | HV_SCESFmExCZ06 | rWtd | All | SCE | SFm | Ex | CZ06 | rDXGF | 116282.9037 | HV_SCESFmExCZ06 | rDXGF | 116282.9037
608 | 2 | 1 | 1 | 6 | 2 | 1 | HV_SCESFmExCZ06rNCGF | ResHVAC | HV_SCESFmExCZ06 | rWtd | All | SCE | SFm | Ex | CZ06 | rNCGF | 196028.2434 | HV_SCESFmExCZ06 | rNCGF | 196028.2434
609 | 2 | 1 | 1 | 6 | 3 | 1 | HV_SCESFmExCZ06rDXHP | ResHVAC | HV_SCESFmExCZ06 | rWtd | All | SCE | SFm | Ex | CZ06 | rDXHP | 6682.9255 | HV_SCESFmExCZ06 | rDXHP | 6682.9255
610 | 2 | 1 | 1 | 6 | 4 | 1 | HV_SCESFmExCZ06rNCEH | ResHVAC | HV_SCESFmExCZ06 | rWtd | All | SCE | SFm | Ex | CZ06 | rNCEH | 11265.991 | HV_SCESFmExCZ06 | rNCEH | 11265.991
611 | 2 | 1 | 1 | 6 | 5 | 1 | HV_SCESFmExCZ06rDXOH | ResHVAC | HV_SCESFmExCZ06 | rWtd | All | SCE | SFm | Ex | CZ06 | rDXOH | 9356.0957 | HV_SCESFmExCZ06 | rDXOH | 9356.0957
612 | 2 | 1 | 1 | 6 | 6 | 1 | HV_SCESFmExCZ06rNCOH | ResHVAC | HV_SCESFmExCZ06 | rWtd | All | SCE | SFm | Ex | CZ06 | rNCOH | 15772.3874 | HV_SCESFmExCZ06 | rNCOH | 15772.3874
613 | 2 | 1 | 1 | 7 | 1 | 0 | HV_SCESFmExCZ07rDXGF | ResHVAC | HV_SCESFmExCZ07 | rWtd | All | SCE | SFm | Ex | CZ07 | rDXGF | 0 | HV_SCESFmExCZ07 | rDXGF | 0
614 | 2 | 1 | 1 | 7 | 2 | 0 | HV_SCESFmExCZ07rNCGF | ResHVAC | HV_SCESFmExCZ07 | rWtd | All | SCE | SFm | Ex | CZ07 | rNCGF | 0 | HV_SCESFmExCZ07 | rNCGF | 0
615 | 2 | 1 | 1 | 7 | 3 | 0 | HV_SCESFmExCZ07rDXHP | ResHVAC | HV_SCESFmExCZ07 | rWtd | All | SCE | SFm | Ex | CZ07 | rDXHP | 0 | HV_SCESFmExCZ07 | rDXHP | 0
616 | 2 | 1 | 1 | 7 | 4 | 0 | HV_SCESFmExCZ07rNCEH | ResHVAC | HV_SCESFmExCZ07 | rWtd | All | SCE | SFm | Ex | CZ07 | rNCEH | 0 | HV_SCESFmExCZ07 | rNCEH | 0
617 | 2 | 1 | 1 | 7 | 5 | 0 | HV_SCESFmExCZ07rDXOH | ResHVAC | HV_SCESFmExCZ07 | rWtd | All | SCE | SFm | Ex | CZ07 | rDXOH | 0 | HV_SCESFmExCZ07 | rDXOH | 0
618 | 2 | 1 | 1 | 7 | 6 | 0 | HV_SCESFmExCZ07rNCOH | ResHVAC | HV_SCESFmExCZ07 | rWtd | All | SCE | SFm | Ex | CZ07 | rNCOH | 0 | HV_SCESFmExCZ07 | rNCOH | 0
619 | 2 | 1 | 1 | 8 | 1 | 1 | HV_SCESFmExCZ08rDXGF | ResHVAC | HV_SCESFmExCZ08 | rWtd | All | SCE | SFm | Ex | CZ08 | rDXGF | 210262.5135 | HV_SCESFmExCZ08 | rDXGF | 210262.5135
620 | 2 | 1 | 1 | 8 | 2 | 1 | HV_SCESFmExCZ08rNCGF | ResHVAC | HV_SCESFmExCZ08 | rWtd | All | SCE | SFm | Ex | CZ08 | rNCGF | 187474.7862 | HV_SCESFmExCZ08 | rNCGF | 187474.7862
621 | 2 | 1 | 1 | 8 | 3 | 1 | HV_SCESFmExCZ08rDXHP | ResHVAC | HV_SCESFmExCZ08 | rWtd | All | SCE | SFm | Ex | CZ08 | rDXHP | 12084.0525 | HV_SCESFmExCZ08 | rDXHP | 12084.0525
622 | 2 | 1 | 1 | 8 | 4 | 1 | HV_SCESFmExCZ08rNCEH | ResHVAC | HV_SCESFmExCZ08 | rWtd | All | SCE | SFm | Ex | CZ08 | rNCEH | 10774.413 | HV_SCESFmExCZ08 | rNCEH | 10774.413
623 | 2 | 1 | 1 | 8 | 5 | 1 | HV_SCESFmExCZ08rDXOH | ResHVAC | HV_SCESFmExCZ08 | rWtd | All | SCE | SFm | Ex | CZ08 | rDXOH | 16917.6735 | HV_SCESFmExCZ08 | rDXOH | 16917.6735
624 | 2 | 1 | 1 | 8 | 6 | 1 | HV_SCESFmExCZ08rNCOH | ResHVAC | HV_SCESFmExCZ08 | rWtd | All | SCE | SFm | Ex | CZ08 | rNCOH | 15084.1782 | HV_SCESFmExCZ08 | rNCOH | 15084.1782
625 | 2 | 1 | 1 | 9 | 1 | 1 | HV_SCESFmExCZ09rDXGF | ResHVAC | HV_SCESFmExCZ09 | rWtd | All | SCE | SFm | Ex | CZ09 | rDXGF | 363336.6732 | HV_SCESFmExCZ09 | rDXGF | 363336.6732
626 | 2 | 1 | 1 | 9 | 2 | 1 | HV_SCESFmExCZ09rNCGF | ResHVAC | HV_SCESFmExCZ09 | rWtd | All | SCE | SFm | Ex | CZ09 | rNCGF | 86864.7411 | HV_SCESFmExCZ09 | rNCGF | 86864.7411
627 | 2 | 1 | 1 | 9 | 3 | 1 | HV_SCESFmExCZ09rDXHP | ResHVAC | HV_SCESFmExCZ09 | rWtd | All | SCE | SFm | Ex | CZ09 | rDXHP | 20881.418 | HV_SCESFmExCZ09 | rDXHP | 20881.418
628 | 2 | 1 | 1 | 9 | 4 | 1 | HV_SCESFmExCZ09rNCEH | ResHVAC | HV_SCESFmExCZ09 | rWtd | All | SCE | SFm | Ex | CZ09 | rNCEH | 4992.2265 | HV_SCESFmExCZ09 | rNCEH | 4992.2265
629 | 2 | 1 | 1 | 9 | 5 | 1 | HV_SCESFmExCZ09rDXOH | ResHVAC | HV_SCESFmExCZ09 | rWtd | All | SCE | SFm | Ex | CZ09 | rDXOH | 29233.9852 | HV_SCESFmExCZ09 | rDXOH | 29233.9852
630 | 2 | 1 | 1 | 9 | 6 | 1 | HV_SCESFmExCZ09rNCOH | ResHVAC | HV_SCESFmExCZ09 | rWtd | All | SCE | SFm | Ex | CZ09 | rNCOH | 6989.1171 | HV_SCESFmExCZ09 | rNCOH | 6989.1171
631 | 2 | 1 | 1 | 10 | 1 | 1 | HV_SCESFmExCZ10rDXGF | ResHVAC | HV_SCESFmExCZ10 | rWtd | All | SCE | SFm | Ex | CZ10 | rDXGF | 411862.5675 | HV_SCESFmExCZ10 | rDXGF | 411862.5675
632 | 2 | 1 | 1 | 10 | 2 | 1 | HV_SCESFmExCZ10rNCGF | ResHVAC | HV_SCESFmExCZ10 | rWtd | All | SCE | SFm | Ex | CZ10 | rNCGF | 22704.5292 | HV_SCESFmExCZ10 | rNCGF | 22704.5292
633 | 2 | 1 | 1 | 10 | 3 | 1 | HV_SCESFmExCZ10rDXHP | ResHVAC | HV_SCESFmExCZ10 | rWtd | All | SCE | SFm | Ex | CZ10 | rDXHP | 23670.2625 | HV_SCESFmExCZ10 | rDXHP | 23670.2625
634 | 2 | 1 | 1 | 10 | 4 | 1 | HV_SCESFmExCZ10rNCEH | ResHVAC | HV_SCESFmExCZ10 | rWtd | All | SCE | SFm | Ex | CZ10 | rNCEH | 1304.858 | HV_SCESFmExCZ10 | rNCEH | 1304.858
635 | 2 | 1 | 1 | 10 | 5 | 1 | HV_SCESFmExCZ10rDXOH | ResHVAC | HV_SCESFmExCZ10 | rWtd | All | SCE | SFm | Ex | CZ10 | rDXOH | 33138.3675 | HV_SCESFmExCZ10 | rDXOH | 33138.3675
636 | 2 | 1 | 1 | 10 | 6 | 1 | HV_SCESFmExCZ10rNCOH | ResHVAC | HV_SCESFmExCZ10 | rWtd | All | SCE | SFm | Ex | CZ10 | rNCOH | 1826.8012 | HV_SCESFmExCZ10 | rNCOH | 1826.8012
637 | 2 | 1 | 1 | 11 | 1 | 0 | HV_SCESFmExCZ11rDXGF | ResHVAC | HV_SCESFmExCZ11 | rWtd | All | SCE | SFm | Ex | CZ11 | rDXGF | 0 | HV_SCESFmExCZ11 | rDXGF | 0
638 | 2 | 1 | 1 | 11 | 2 | 0 | HV_SCESFmExCZ11rNCGF | ResHVAC | HV_SCESFmExCZ11 | rWtd | All | SCE | SFm | Ex | CZ11 | rNCGF | 0 | HV_SCESFmExCZ11 | rNCGF | 0
639 | 2 | 1 | 1 | 11 | 3 | 0 | HV_SCESFmExCZ11rDXHP | ResHVAC | HV_SCESFmExCZ11 | rWtd | All | SCE | SFm | Ex | CZ11 | rDXHP | 0 | HV_SCESFmExCZ11 | rDXHP | 0
640 | 2 | 1 | 1 | 11 | 4 | 0 | HV_SCESFmExCZ11rNCEH | ResHVAC | HV_SCESFmExCZ11 | rWtd | All | SCE | SFm | Ex | CZ11 | rNCEH | 0 | HV_SCESFmExCZ11 | rNCEH | 0
641 | 2 | 1 | 1 | 11 | 5 | 0 | HV_SCESFmExCZ11rDXOH | ResHVAC | HV_SCESFmExCZ11 | rWtd | All | SCE | SFm | Ex | CZ11 | rDXOH | 0 | HV_SCESFmExCZ11 | rDXOH | 0
642 | 2 | 1 | 1 | 11 | 6 | 0 | HV_SCESFmExCZ11rNCOH | ResHVAC | HV_SCESFmExCZ11 | rWtd | All | SCE | SFm | Ex | CZ11 | rNCOH | 0 | HV_SCESFmExCZ11 | rNCOH | 0
643 | 2 | 1 | 1 | 12 | 1 | 0 | HV_SCESFmExCZ12rDXGF | ResHVAC | HV_SCESFmExCZ12 | rWtd | All | SCE | SFm | Ex | CZ12 | rDXGF | 0 | HV_SCESFmExCZ12 | rDXGF | 0
644 | 2 | 1 | 1 | 12 | 2 | 0 | HV_SCESFmExCZ12rNCGF | ResHVAC | HV_SCESFmExCZ12 | rWtd | All | SCE | SFm | Ex | CZ12 | rNCGF | 0 | HV_SCESFmExCZ12 | rNCGF | 0
645 | 2 | 1 | 1 | 12 | 3 | 0 | HV_SCESFmExCZ12rDXHP | ResHVAC | HV_SCESFmExCZ12 | rWtd | All | SCE | SFm | Ex | CZ12 | rDXHP | 0 | HV_SCESFmExCZ12 | rDXHP | 0
646 | 2 | 1 | 1 | 12 | 4 | 0 | HV_SCESFmExCZ12rNCEH | ResHVAC | HV_SCESFmExCZ12 | rWtd | All | SCE | SFm | Ex | CZ12 | rNCEH | 0 | HV_SCESFmExCZ12 | rNCEH | 0
647 | 2 | 1 | 1 | 12 | 5 | 0 | HV_SCESFmExCZ12rDXOH | ResHVAC | HV_SCESFmExCZ12 | rWtd | All | SCE | SFm | Ex | CZ12 | rDXOH | 0 | HV_SCESFmExCZ12 | rDXOH | 0
648 | 2 | 1 | 1 | 12 | 6 | 0 | HV_SCESFmExCZ12rNCOH | ResHVAC | HV_SCESFmExCZ12 | rWtd | All | SCE | SFm | Ex | CZ12 | rNCOH | 0 | HV_SCESFmExCZ12 | rNCOH | 0
649 | 2 | 1 | 1 | 13 | 1 | 1 | HV_SCESFmExCZ13rDXGF | ResHVAC | HV_SCESFmExCZ13 | rWtd | All | SCE | SFm | Ex | CZ13 | rDXGF | 62398.0356 | HV_SCESFmExCZ13 | rDXGF | 62398.0356
650 | 2 | 1 | 1 | 13 | 2 | 1 | HV_SCESFmExCZ13rNCGF | ResHVAC | HV_SCESFmExCZ13 | rWtd | All | SCE | SFm | Ex | CZ13 | rNCGF | 1217.9826 | HV_SCESFmExCZ13 | rNCGF | 1217.9826
651 | 2 | 1 | 1 | 13 | 3 | 1 | HV_SCESFmExCZ13rDXHP | ResHVAC | HV_SCESFmExCZ13 | rWtd | All | SCE | SFm | Ex | CZ13 | rDXHP | 3586.094 | HV_SCESFmExCZ13 | rDXHP | 3586.094
652 | 2 | 1 | 1 | 13 | 4 | 1 | HV_SCESFmExCZ13rNCEH | ResHVAC | HV_SCESFmExCZ13 | rWtd | All | SCE | SFm | Ex | CZ13 | rNCEH | 69.999 | HV_SCESFmExCZ13 | rNCEH | 69.999
653 | 2 | 1 | 1 | 13 | 5 | 1 | HV_SCESFmExCZ13rDXOH | ResHVAC | HV_SCESFmExCZ13 | rWtd | All | SCE | SFm | Ex | CZ13 | rDXOH | 5020.5316 | HV_SCESFmExCZ13 | rDXOH | 5020.5316
654 | 2 | 1 | 1 | 13 | 6 | 1 | HV_SCESFmExCZ13rNCOH | ResHVAC | HV_SCESFmExCZ13 | rWtd | All | SCE | SFm | Ex | CZ13 | rNCOH | 97.9986 | HV_SCESFmExCZ13 | rNCOH | 97.9986
655 | 2 | 1 | 1 | 14 | 1 | 1 | HV_SCESFmExCZ14rDXGF | ResHVAC | HV_SCESFmExCZ14 | rWtd | All | SCE | SFm | Ex | CZ14 | rDXGF | 162114.7212 | HV_SCESFmExCZ14 | rDXGF | 162114.7212
656 | 2 | 1 | 1 | 14 | 2 | 1 | HV_SCESFmExCZ14rNCGF | ResHVAC | HV_SCESFmExCZ14 | rWtd | All | SCE | SFm | Ex | CZ14 | rNCGF | 7000.6029 | HV_SCESFmExCZ14 | rNCGF | 7000.6029
657 | 2 | 1 | 1 | 14 | 3 | 1 | HV_SCESFmExCZ14rDXHP | ResHVAC | HV_SCESFmExCZ14 | rWtd | All | SCE | SFm | Ex | CZ14 | rDXHP | 9316.938 | HV_SCESFmExCZ14 | rDXHP | 9316.938
658 | 2 | 1 | 1 | 14 | 4 | 1 | HV_SCESFmExCZ14rNCEH | ResHVAC | HV_SCESFmExCZ14 | rWtd | All | SCE | SFm | Ex | CZ14 | rNCEH | 402.3335 | HV_SCESFmExCZ14 | rNCEH | 402.3335
659 | 2 | 1 | 1 | 14 | 5 | 1 | HV_SCESFmExCZ14rDXOH | ResHVAC | HV_SCESFmExCZ14 | rWtd | All | SCE | SFm | Ex | CZ14 | rDXOH | 13043.7132 | HV_SCESFmExCZ14 | rDXOH | 13043.7132
660 | 2 | 1 | 1 | 14 | 6 | 1 | HV_SCESFmExCZ14rNCOH | ResHVAC | HV_SCESFmExCZ14 | rWtd | All | SCE | SFm | Ex | CZ14 | rNCOH | 563.2669 | HV_SCESFmExCZ14 | rNCOH | 563.2669
661 | 2 | 1 | 1 | 15 | 1 | 1 | HV_SCESFmExCZ15rDXGF | ResHVAC | HV_SCESFmExCZ15 | rWtd | All | SCE | SFm | Ex | CZ15 | rDXGF | 42333.5301 | HV_SCESFmExCZ15 | rDXGF | 42333.5301
662 | 2 | 1 | 1 | 15 | 2 | 1 | HV_SCESFmExCZ15rNCGF | ResHVAC | HV_SCESFmExCZ15 | rWtd | All | SCE | SFm | Ex | CZ15 | rNCGF | 282.576 | HV_SCESFmExCZ15 | rNCGF | 282.576
663 | 2 | 1 | 1 | 15 | 3 | 1 | HV_SCESFmExCZ15rDXHP | ResHVAC | HV_SCESFmExCZ15 | rWtd | All | SCE | SFm | Ex | CZ15 | rDXHP | 2432.9615 | HV_SCESFmExCZ15 | rDXHP | 2432.9615
664 | 2 | 1 | 1 | 15 | 4 | 1 | HV_SCESFmExCZ15rNCEH | ResHVAC | HV_SCESFmExCZ15 | rWtd | All | SCE | SFm | Ex | CZ15 | rNCEH | 16.24 | HV_SCESFmExCZ15 | rNCEH | 16.24
665 | 2 | 1 | 1 | 15 | 5 | 1 | HV_SCESFmExCZ15rDXOH | ResHVAC | HV_SCESFmExCZ15 | rWtd | All | SCE | SFm | Ex | CZ15 | rDXOH | 3406.1461 | HV_SCESFmExCZ15 | rDXOH | 3406.1461
666 | 2 | 1 | 1 | 15 | 6 | 1 | HV_SCESFmExCZ15rNCOH | ResHVAC | HV_SCESFmExCZ15 | rWtd | All | SCE | SFm | Ex | CZ15 | rNCOH | 22.736 | HV_SCESFmExCZ15 | rNCOH | 22.736
667 | 2 | 1 | 1 | 16 | 1 | 1 | HV_SCESFmExCZ16rDXGF | ResHVAC | HV_SCESFmExCZ16 | rWtd | All | SCE | SFm | Ex | CZ16 | rDXGF | 58942.5696 | HV_SCESFmExCZ16 | rDXGF | 58942.5696
668 | 2 | 1 | 1 | 16 | 2 | 1 | HV_SCESFmExCZ16rNCGF | ResHVAC | HV_SCESFmExCZ16 | rWtd | All | SCE | SFm | Ex | CZ16 | rNCGF | 30044.9976 | HV_SCESFmExCZ16 | rNCGF | 30044.9976
669 | 2 | 1 | 1 | 16 | 3 | 1 | HV_SCESFmExCZ16rDXHP | ResHVAC | HV_SCESFmExCZ16 | rWtd | All | SCE | SFm | Ex | CZ16 | rDXHP | 3387.504 | HV_SCESFmExCZ16 | rDXHP | 3387.504
670 | 2 | 1 | 1 | 16 | 4 | 1 | HV_SCESFmExCZ16rNCEH | ResHVAC | HV_SCESFmExCZ16 | rWtd | All | SCE | SFm | Ex | CZ16 | rNCEH | 1726.724 | HV_SCESFmExCZ16 | rNCEH | 1726.724
671 | 2 | 1 | 1 | 16 | 5 | 1 | HV_SCESFmExCZ16rDXOH | ResHVAC | HV_SCESFmExCZ16 | rWtd | All | SCE | SFm | Ex | CZ16 | rDXOH | 4742.5056 | HV_SCESFmExCZ16 | rDXOH | 4742.5056
672 | 2 | 1 | 1 | 16 | 6 | 1 | HV_SCESFmExCZ16rNCOH | ResHVAC | HV_SCESFmExCZ16 | rWtd | All | SCE | SFm | Ex | CZ16 | rNCOH | 2417.4136 | HV_SCESFmExCZ16 | rNCOH | 2417.4136
673 | 2 | 1 | 2 | 1 | 1 | 0 | HV_SCESFmNewCZ01rDXGF | ResHVAC | HV_SCESFmNewCZ01 | rWtd | All | SCE | SFm | New | CZ01 | rDXGF | 0 | HV_SCESFmNewCZ01 | rDXGF | 0
674 | 2 | 1 | 2 | 1 | 2 | 0 | HV_SCESFmNewCZ01rNCGF | ResHVAC | HV_SCESFmNewCZ01 | rWtd | All | SCE | SFm | New | CZ01 | rNCGF | 0 | HV_SCESFmNewCZ01 | rNCGF | 0
675 | 2 | 1 | 2 | 1 | 3 | 0 | HV_SCESFmNewCZ01rDXHP | ResHVAC | HV_SCESFmNewCZ01 | rWtd | All | SCE | SFm | New | CZ01 | rDXHP | 0 | HV_SCESFmNewCZ01 | rDXHP | 0
676 | 2 | 1 | 2 | 1 | 4 | 0 | HV_SCESFmNewCZ01rNCEH | ResHVAC | HV_SCESFmNewCZ01 | rWtd | All | SCE | SFm | New | CZ01 | rNCEH | 0 | HV_SCESFmNewCZ01 | rNCEH | 0
677 | 2 | 1 | 2 | 1 | 5 | 0 | HV_SCESFmNewCZ01rDXOH | ResHVAC | HV_SCESFmNewCZ01 | rWtd | All | SCE | SFm | New | CZ01 | rDXOH | 0 | HV_SCESFmNewCZ01 | rDXOH | 0
678 | 2 | 1 | 2 | 1 | 6 | 0 | HV_SCESFmNewCZ01rNCOH | ResHVAC | HV_SCESFmNewCZ01 | rWtd | All | SCE | SFm | New | CZ01 | rNCOH | 0 | HV_SCESFmNewCZ01 | rNCOH | 0
679 | 2 | 1 | 2 | 2 | 1 | 0 | HV_SCESFmNewCZ02rDXGF | ResHVAC | HV_SCESFmNewCZ02 | rWtd | All | SCE | SFm | New | CZ02 | rDXGF | 0 | HV_SCESFmNewCZ02 | rDXGF | 0
680 | 2 | 1 | 2 | 2 | 2 | 0 | HV_SCESFmNewCZ02rNCGF | ResHVAC | HV_SCESFmNewCZ02 | rWtd | All | SCE | SFm | New | CZ02 | rNCGF | 0 | HV_SCESFmNewCZ02 | rNCGF | 0
681 | 2 | 1 | 2 | 2 | 3 | 0 | HV_SCESFmNewCZ02rDXHP | ResHVAC | HV_SCESFmNewCZ02 | rWtd | All | SCE | SFm | New | CZ02 | rDXHP | 0 | HV_SCESFmNewCZ02 | rDXHP | 0
682 | 2 | 1 | 2 | 2 | 4 | 0 | HV_SCESFmNewCZ02rNCEH | ResHVAC | HV_SCESFmNewCZ02 | rWtd | All | SCE | SFm | New | CZ02 | rNCEH | 0 | HV_SCESFmNewCZ02 | rNCEH | 0
683 | 2 | 1 | 2 | 2 | 5 | 0 | HV_SCESFmNewCZ02rDXOH | ResHVAC | HV_SCESFmNewCZ02 | rWtd | All | SCE | SFm | New | CZ02 | rDXOH | 0 | HV_SCESFmNewCZ02 | rDXOH | 0
684 | 2 | 1 | 2 | 2 | 6 | 0 | HV_SCESFmNewCZ02rNCOH | ResHVAC | HV_SCESFmNewCZ02 | rWtd | All | SCE | SFm | New | CZ02 | rNCOH | 0 | HV_SCESFmNewCZ02 | rNCOH | 0
685 | 2 | 1 | 2 | 3 | 1 | 0 | HV_SCESFmNewCZ03rDXGF | ResHVAC | HV_SCESFmNewCZ03 | rWtd | All | SCE | SFm | New | CZ03 | rDXGF | 0 | HV_SCESFmNewCZ03 | rDXGF | 0
686 | 2 | 1 | 2 | 3 | 2 | 0 | HV_SCESFmNewCZ03rNCGF | ResHVAC | HV_SCESFmNewCZ03 | rWtd | All | SCE | SFm | New | CZ03 | rNCGF | 0 | HV_SCESFmNewCZ03 | rNCGF | 0
687 | 2 | 1 | 2 | 3 | 3 | 0 | HV_SCESFmNewCZ03rDXHP | ResHVAC | HV_SCESFmNewCZ03 | rWtd | All | SCE | SFm | New | CZ03 | rDXHP | 0 | HV_SCESFmNewCZ03 | rDXHP | 0
688 | 2 | 1 | 2 | 3 | 4 | 0 | HV_SCESFmNewCZ03rNCEH | ResHVAC | HV_SCESFmNewCZ03 | rWtd | All | SCE | SFm | New | CZ03 | rNCEH | 0 | HV_SCESFmNewCZ03 | rNCEH | 0
689 | 2 | 1 | 2 | 3 | 5 | 0 | HV_SCESFmNewCZ03rDXOH | ResHVAC | HV_SCESFmNewCZ03 | rWtd | All | SCE | SFm | New | CZ03 | rDXOH | 0 | HV_SCESFmNewCZ03 | rDXOH | 0
690 | 2 | 1 | 2 | 3 | 6 | 0 | HV_SCESFmNewCZ03rNCOH | ResHVAC | HV_SCESFmNewCZ03 | rWtd | All | SCE | SFm | New | CZ03 | rNCOH | 0 | HV_SCESFmNewCZ03 | rNCOH | 0
691 | 2 | 1 | 2 | 4 | 1 | 0 | HV_SCESFmNewCZ04rDXGF | ResHVAC | HV_SCESFmNewCZ04 | rWtd | All | SCE | SFm | New | CZ04 | rDXGF | 0 | HV_SCESFmNewCZ04 | rDXGF | 0
692 | 2 | 1 | 2 | 4 | 2 | 0 | HV_SCESFmNewCZ04rNCGF | ResHVAC | HV_SCESFmNewCZ04 | rWtd | All | SCE | SFm | New | CZ04 | rNCGF | 0 | HV_SCESFmNewCZ04 | rNCGF | 0
693 | 2 | 1 | 2 | 4 | 3 | 0 | HV_SCESFmNewCZ04rDXHP | ResHVAC | HV_SCESFmNewCZ04 | rWtd | All | SCE | SFm | New | CZ04 | rDXHP | 0 | HV_SCESFmNewCZ04 | rDXHP | 0
694 | 2 | 1 | 2 | 4 | 4 | 0 | HV_SCESFmNewCZ04rNCEH | ResHVAC | HV_SCESFmNewCZ04 | rWtd | All | SCE | SFm | New | CZ04 | rNCEH | 0 | HV_SCESFmNewCZ04 | rNCEH | 0
695 | 2 | 1 | 2 | 4 | 5 | 0 | HV_SCESFmNewCZ04rDXOH | ResHVAC | HV_SCESFmNewCZ04 | rWtd | All | SCE | SFm | New | CZ04 | rDXOH | 0 | HV_SCESFmNewCZ04 | rDXOH | 0
696 | 2 | 1 | 2 | 4 | 6 | 0 | HV_SCESFmNewCZ04rNCOH | ResHVAC | HV_SCESFmNewCZ04 | rWtd | All | SCE | SFm | New | CZ04 | rNCOH | 0 | HV_SCESFmNewCZ04 | rNCOH | 0
697 | 2 | 1 | 2 | 5 | 1 | 1 | HV_SCESFmNewCZ05rDXGF | ResHVAC | HV_SCESFmNewCZ05 | rWtd | All | SCE | SFm | New | CZ05 | rDXGF | 42.456 | HV_SCESFmNewCZ05 | rDXGF | 42.456
698 | 2 | 1 | 2 | 5 | 2 | 1 | HV_SCESFmNewCZ05rNCGF | ResHVAC | HV_SCESFmNewCZ05 | rWtd | All | SCE | SFm | New | CZ05 | rNCGF | 0 | HV_SCESFmNewCZ05 | rNCGF | 0
699 | 2 | 1 | 2 | 5 | 3 | 1 | HV_SCESFmNewCZ05rDXHP | ResHVAC | HV_SCESFmNewCZ05 | rWtd | All | SCE | SFm | New | CZ05 | rDXHP | 2.44 | HV_SCESFmNewCZ05 | rDXHP | 2.44
700 | 2 | 1 | 2 | 5 | 4 | 1 | HV_SCESFmNewCZ05rNCEH | ResHVAC | HV_SCESFmNewCZ05 | rWtd | All | SCE | SFm | New | CZ05 | rNCEH | 0 | HV_SCESFmNewCZ05 | rNCEH | 0
701 | 2 | 1 | 2 | 5 | 5 | 1 | HV_SCESFmNewCZ05rDXOH | ResHVAC | HV_SCESFmNewCZ05 | rWtd | All | SCE | SFm | New | CZ05 | rDXOH | 3.416 | HV_SCESFmNewCZ05 | rDXOH | 3.416
702 | 2 | 1 | 2 | 5 | 6 | 1 | HV_SCESFmNewCZ05rNCOH | ResHVAC | HV_SCESFmNewCZ05 | rWtd | All | SCE | SFm | New | CZ05 | rNCOH | 0 | HV_SCESFmNewCZ05 | rNCOH | 0
703 | 2 | 1 | 2 | 6 | 1 | 1 | HV_SCESFmNewCZ06rDXGF | ResHVAC | HV_SCESFmNewCZ06 | rWtd | All | SCE | SFm | New | CZ06 | rDXGF | 5705.5818 | HV_SCESFmNewCZ06 | rDXGF | 5705.5818
704 | 2 | 1 | 2 | 6 | 2 | 1 | HV_SCESFmNewCZ06rNCGF | ResHVAC | HV_SCESFmNewCZ06 | rWtd | All | SCE | SFm | New | CZ06 | rNCGF | 1813.7934 | HV_SCESFmNewCZ06 | rNCGF | 1813.7934
705 | 2 | 1 | 2 | 6 | 3 | 1 | HV_SCESFmNewCZ06rDXHP | ResHVAC | HV_SCESFmNewCZ06 | rWtd | All | SCE | SFm | New | CZ06 | rDXHP | 327.907 | HV_SCESFmNewCZ06 | rDXHP | 327.907
706 | 2 | 1 | 2 | 6 | 4 | 1 | HV_SCESFmNewCZ06rNCEH | ResHVAC | HV_SCESFmNewCZ06 | rWtd | All | SCE | SFm | New | CZ06 | rNCEH | 104.241 | HV_SCESFmNewCZ06 | rNCEH | 104.241
707 | 2 | 1 | 2 | 6 | 5 | 1 | HV_SCESFmNewCZ06rDXOH | ResHVAC | HV_SCESFmNewCZ06 | rWtd | All | SCE | SFm | New | CZ06 | rDXOH | 459.0698 | HV_SCESFmNewCZ06 | rDXOH | 459.0698
708 | 2 | 1 | 2 | 6 | 6 | 1 | HV_SCESFmNewCZ06rNCOH | ResHVAC | HV_SCESFmNewCZ06 | rWtd | All | SCE | SFm | New | CZ06 | rNCOH | 145.9374 | HV_SCESFmNewCZ06 | rNCOH | 145.9374
709 | 2 | 1 | 2 | 7 | 1 | 0 | HV_SCESFmNewCZ07rDXGF | ResHVAC | HV_SCESFmNewCZ07 | rWtd | All | SCE | SFm | New | CZ07 | rDXGF | 0 | HV_SCESFmNewCZ07 | rDXGF | 0
710 | 2 | 1 | 2 | 7 | 2 | 0 | HV_SCESFmNewCZ07rNCGF | ResHVAC | HV_SCESFmNewCZ07 | rWtd | All | SCE | SFm | New | CZ07 | rNCGF | 0 | HV_SCESFmNewCZ07 | rNCGF | 0
711 | 2 | 1 | 2 | 7 | 3 | 0 | HV_SCESFmNewCZ07rDXHP | ResHVAC | HV_SCESFmNewCZ07 | rWtd | All | SCE | SFm | New | CZ07 | rDXHP | 0 | HV_SCESFmNewCZ07 | rDXHP | 0
712 | 2 | 1 | 2 | 7 | 4 | 0 | HV_SCESFmNewCZ07rNCEH | ResHVAC | HV_SCESFmNewCZ07 | rWtd | All | SCE | SFm | New | CZ07 | rNCEH | 0 | HV_SCESFmNewCZ07 | rNCEH | 0
713 | 2 | 1 | 2 | 7 | 5 | 0 | HV_SCESFmNewCZ07rDXOH | ResHVAC | HV_SCESFmNewCZ07 | rWtd | All | SCE | SFm | New | CZ07 | rDXOH | 0 | HV_SCESFmNewCZ07 | rDXOH | 0
714 | 2 | 1 | 2 | 7 | 6 | 0 | HV_SCESFmNewCZ07rNCOH | ResHVAC | HV_SCESFmNewCZ07 | rWtd | All | SCE | SFm | New | CZ07 | rNCOH | 0 | HV_SCESFmNewCZ07 | rNCOH | 0
715 | 2 | 1 | 2 | 8 | 1 | 1 | HV_SCESFmNewCZ08rDXGF | ResHVAC | HV_SCESFmNewCZ08 | rWtd | All | SCE | SFm | New | CZ08 | rDXGF | 3808.7208 | HV_SCESFmNewCZ08 | rDXGF | 3808.7208
716 | 2 | 1 | 2 | 8 | 2 | 1 | HV_SCESFmNewCZ08rNCGF | ResHVAC | HV_SCESFmNewCZ08 | rWtd | All | SCE | SFm | New | CZ08 | rNCGF | 1655.5404 | HV_SCESFmNewCZ08 | rNCGF | 1655.5404
717 | 2 | 1 | 2 | 8 | 3 | 1 | HV_SCESFmNewCZ08rDXHP | ResHVAC | HV_SCESFmNewCZ08 | rWtd | All | SCE | SFm | New | CZ08 | rDXHP | 218.892 | HV_SCESFmNewCZ08 | rDXHP | 218.892
718 | 2 | 1 | 2 | 8 | 4 | 1 | HV_SCESFmNewCZ08rNCEH | ResHVAC | HV_SCESFmNewCZ08 | rWtd | All | SCE | SFm | New | CZ08 | rNCEH | 95.146 | HV_SCESFmNewCZ08 | rNCEH | 95.146
719 | 2 | 1 | 2 | 8 | 5 | 1 | HV_SCESFmNewCZ08rDXOH | ResHVAC | HV_SCESFmNewCZ08 | rWtd | All | SCE | SFm | New | CZ08 | rDXOH | 306.4488 | HV_SCESFmNewCZ08 | rDXOH | 306.4488
720 | 2 | 1 | 2 | 8 | 6 | 1 | HV_SCESFmNewCZ08rNCOH | ResHVAC | HV_SCESFmNewCZ08 | rWtd | All | SCE | SFm | New | CZ08 | rNCOH | 133.2044 | HV_SCESFmNewCZ08 | rNCOH | 133.2044
721 | 2 | 1 | 2 | 9 | 1 | 1 | HV_SCESFmNewCZ09rDXGF | ResHVAC | HV_SCESFmNewCZ09 | rWtd | All | SCE | SFm | New | CZ09 | rDXGF | 5905.0032 | HV_SCESFmNewCZ09 | rDXGF | 5905.0032
722 | 2 | 1 | 2 | 9 | 2 | 1 | HV_SCESFmNewCZ09rNCGF | ResHVAC | HV_SCESFmNewCZ09 | rWtd | All | SCE | SFm | New | CZ09 | rNCGF | 0 | HV_SCESFmNewCZ09 | rNCGF | 0
723 | 2 | 1 | 2 | 9 | 3 | 1 | HV_SCESFmNewCZ09rDXHP | ResHVAC | HV_SCESFmNewCZ09 | rWtd | All | SCE | SFm | New | CZ09 | rDXHP | 339.368 | HV_SCESFmNewCZ09 | rDXHP | 339.368
724 | 2 | 1 | 2 | 9 | 4 | 1 | HV_SCESFmNewCZ09rNCEH | ResHVAC | HV_SCESFmNewCZ09 | rWtd | All | SCE | SFm | New | CZ09 | rNCEH | 0 | HV_SCESFmNewCZ09 | rNCEH | 0
725 | 2 | 1 | 2 | 9 | 5 | 1 | HV_SCESFmNewCZ09rDXOH | ResHVAC | HV_SCESFmNewCZ09 | rWtd | All | SCE | SFm | New | CZ09 | rDXOH | 475.1152 | HV_SCESFmNewCZ09 | rDXOH | 475.1152
726 | 2 | 1 | 2 | 9 | 6 | 1 | HV_SCESFmNewCZ09rNCOH | ResHVAC | HV_SCESFmNewCZ09 | rWtd | All | SCE | SFm | New | CZ09 | rNCOH | 0 | HV_SCESFmNewCZ09 | rNCOH | 0
727 | 2 | 1 | 2 | 10 | 1 | 1 | HV_SCESFmNewCZ10rDXGF | ResHVAC | HV_SCESFmNewCZ10 | rWtd | All | SCE | SFm | New | CZ10 | rDXGF | 20431.8282 | HV_SCESFmNewCZ10 | rDXGF | 20431.8282
728 | 2 | 1 | 2 | 10 | 2 | 1 | HV_SCESFmNewCZ10rNCGF | ResHVAC | HV_SCESFmNewCZ10 | rWtd | All | SCE | SFm | New | CZ10 | rNCGF | 49.8858 | HV_SCESFmNewCZ10 | rNCGF | 49.8858
729 | 2 | 1 | 2 | 10 | 3 | 1 | HV_SCESFmNewCZ10rDXHP | ResHVAC | HV_SCESFmNewCZ10 | rWtd | All | SCE | SFm | New | CZ10 | rDXHP | 1174.243 | HV_SCESFmNewCZ10 | rDXHP | 1174.243
730 | 2 | 1 | 2 | 10 | 4 | 1 | HV_SCESFmNewCZ10rNCEH | ResHVAC | HV_SCESFmNewCZ10 | rWtd | All | SCE | SFm | New | CZ10 | rNCEH | 2.867 | HV_SCESFmNewCZ10 | rNCEH | 2.867
731 | 2 | 1 | 2 | 10 | 5 | 1 | HV_SCESFmNewCZ10rDXOH | ResHVAC | HV_SCESFmNewCZ10 | rWtd | All | SCE | SFm | New | CZ10 | rDXOH | 1643.9402 | HV_SCESFmNewCZ10 | rDXOH | 1643.9402
732 | 2 | 1 | 2 | 10 | 6 | 1 | HV_SCESFmNewCZ10rNCOH | ResHVAC | HV_SCESFmNewCZ10 | rWtd | All | SCE | SFm | New | CZ10 | rNCOH | 4.0138 | HV_SCESFmNewCZ10 | rNCOH | 4.0138
733 | 2 | 1 | 2 | 11 | 1 | 0 | HV_SCESFmNewCZ11rDXGF | ResHVAC | HV_SCESFmNewCZ11 | rWtd | All | SCE | SFm | New | CZ11 | rDXGF | 0 | HV_SCESFmNewCZ11 | rDXGF | 0
734 | 2 | 1 | 2 | 11 | 2 | 0 | HV_SCESFmNewCZ11rNCGF | ResHVAC | HV_SCESFmNewCZ11 | rWtd | All | SCE | SFm | New | CZ11 | rNCGF | 0 | HV_SCESFmNewCZ11 | rNCGF | 0
735 | 2 | 1 | 2 | 11 | 3 | 0 | HV_SCESFmNewCZ11rDXHP | ResHVAC | HV_SCESFmNewCZ11 | rWtd | All | SCE | SFm | New | CZ11 | rDXHP | 0 | HV_SCESFmNewCZ11 | rDXHP | 0
736 | 2 | 1 | 2 | 11 | 4 | 0 | HV_SCESFmNewCZ11rNCEH | ResHVAC | HV_SCESFmNewCZ11 | rWtd | All | SCE | SFm | New | CZ11 | rNCEH | 0 | HV_SCESFmNewCZ11 | rNCEH | 0
737 | 2 | 1 | 2 | 11 | 5 | 0 | HV_SCESFmNewCZ11rDXOH | ResHVAC | HV_SCESFmNewCZ11 | rWtd | All | SCE | SFm | New | CZ11 | rDXOH | 0 | HV_SCESFmNewCZ11 | rDXOH | 0
738 | 2 | 1 | 2 | 11 | 6 | 0 | HV_SCESFmNewCZ11rNCOH | ResHVAC | HV_SCESFmNewCZ11 | rWtd | All | SCE | SFm | New | CZ11 | rNCOH | 0 | HV_SCESFmNewCZ11 | rNCOH | 0
739 | 2 | 1 | 2 | 12 | 1 | 0 | HV_SCESFmNewCZ12rDXGF | ResHVAC | HV_SCESFmNewCZ12 | rWtd | All | SCE | SFm | New | CZ12 | rDXGF | 0 | HV_SCESFmNewCZ12 | rDXGF | 0
740 | 2 | 1 | 2 | 12 | 2 | 0 | HV_SCESFmNewCZ12rNCGF | ResHVAC | HV_SCESFmNewCZ12 | rWtd | All | SCE | SFm | New | CZ12 | rNCGF | 0 | HV_SCESFmNewCZ12 | rNCGF | 0
741 | 2 | 1 | 2 | 12 | 3 | 0 | HV_SCESFmNewCZ12rDXHP | ResHVAC | HV_SCESFmNewCZ12 | rWtd | All | SCE | SFm | New | CZ12 | rDXHP | 0 | HV_SCESFmNewCZ12 | rDXHP | 0
742 | 2 | 1 | 2 | 12 | 4 | 0 | HV_SCESFmNewCZ12rNCEH | ResHVAC | HV_SCESFmNewCZ12 | rWtd | All | SCE | SFm | New | CZ12 | rNCEH | 0 | HV_SCESFmNewCZ12 | rNCEH | 0
743 | 2 | 1 | 2 | 12 | 5 | 0 | HV_SCESFmNewCZ12rDXOH | ResHVAC | HV_SCESFmNewCZ12 | rWtd | All | SCE | SFm | New | CZ12 | rDXOH | 0 | HV_SCESFmNewCZ12 | rDXOH | 0
744 | 2 | 1 | 2 | 12 | 6 | 0 | HV_SCESFmNewCZ12rNCOH | ResHVAC | HV_SCESFmNewCZ12 | rWtd | All | SCE | SFm | New | CZ12 | rNCOH | 0 | HV_SCESFmNewCZ12 | rNCOH | 0
745 | 2 | 1 | 2 | 13 | 1 | 1 | HV_SCESFmNewCZ13rDXGF | ResHVAC | HV_SCESFmNewCZ13 | rWtd | All | SCE | SFm | New | CZ13 | rDXGF | 2374.3866 | HV_SCESFmNewCZ13 | rDXGF | 2374.3866
746 | 2 | 1 | 2 | 13 | 2 | 1 | HV_SCESFmNewCZ13rNCGF | ResHVAC | HV_SCESFmNewCZ13 | rWtd | All | SCE | SFm | New | CZ13 | rNCGF | 0 | HV_SCESFmNewCZ13 | rNCGF | 0
747 | 2 | 1 | 2 | 13 | 3 | 1 | HV_SCESFmNewCZ13rDXHP | ResHVAC | HV_SCESFmNewCZ13 | rWtd | All | SCE | SFm | New | CZ13 | rDXHP | 136.459 | HV_SCESFmNewCZ13 | rDXHP | 136.459
748 | 2 | 1 | 2 | 13 | 4 | 1 | HV_SCESFmNewCZ13rNCEH | ResHVAC | HV_SCESFmNewCZ13 | rWtd | All | SCE | SFm | New | CZ13 | rNCEH | 0 | HV_SCESFmNewCZ13 | rNCEH | 0
749 | 2 | 1 | 2 | 13 | 5 | 1 | HV_SCESFmNewCZ13rDXOH | ResHVAC | HV_SCESFmNewCZ13 | rWtd | All | SCE | SFm | New | CZ13 | rDXOH | 191.0426 | HV_SCESFmNewCZ13 | rDXOH | 191.0426
750 | 2 | 1 | 2 | 13 | 6 | 1 | HV_SCESFmNewCZ13rNCOH | ResHVAC | HV_SCESFmNewCZ13 | rWtd | All | SCE | SFm | New | CZ13 | rNCOH | 0 | HV_SCESFmNewCZ13 | rNCOH | 0
751 | 2 | 1 | 2 | 14 | 1 | 1 | HV_SCESFmNewCZ14rDXGF | ResHVAC | HV_SCESFmNewCZ14 | rWtd | All | SCE | SFm | New | CZ14 | rDXGF | 3163.494 | HV_SCESFmNewCZ14 | rDXGF | 3163.494
752 | 2 | 1 | 2 | 14 | 2 | 1 | HV_SCESFmNewCZ14rNCGF | ResHVAC | HV_SCESFmNewCZ14 | rWtd | All | SCE | SFm | New | CZ14 | rNCGF | 0 | HV_SCESFmNewCZ14 | rNCGF | 0
753 | 2 | 1 | 2 | 14 | 3 | 1 | HV_SCESFmNewCZ14rDXHP | ResHVAC | HV_SCESFmNewCZ14 | rWtd | All | SCE | SFm | New | CZ14 | rDXHP | 181.81 | HV_SCESFmNewCZ14 | rDXHP | 181.81
754 | 2 | 1 | 2 | 14 | 4 | 1 | HV_SCESFmNewCZ14rNCEH | ResHVAC | HV_SCESFmNewCZ14 | rWtd | All | SCE | SFm | New | CZ14 | rNCEH | 0 | HV_SCESFmNewCZ14 | rNCEH | 0
755 | 2 | 1 | 2 | 14 | 5 | 1 | HV_SCESFmNewCZ14rDXOH | ResHVAC | HV_SCESFmNewCZ14 | rWtd | All | SCE | SFm | New | CZ14 | rDXOH | 254.534 | HV_SCESFmNewCZ14 | rDXOH | 254.534
756 | 2 | 1 | 2 | 14 | 6 | 1 | HV_SCESFmNewCZ14rNCOH | ResHVAC | HV_SCESFmNewCZ14 | rWtd | All | SCE | SFm | New | CZ14 | rNCOH | 0 | HV_SCESFmNewCZ14 | rNCOH | 0
757 | 2 | 1 | 2 | 15 | 1 | 1 | HV_SCESFmNewCZ15rDXGF | ResHVAC | HV_SCESFmNewCZ15 | rWtd | All | SCE | SFm | New | CZ15 | rDXGF | 619.5966 | HV_SCESFmNewCZ15 | rDXGF | 619.5966
758 | 2 | 1 | 2 | 15 | 2 | 1 | HV_SCESFmNewCZ15rNCGF | ResHVAC | HV_SCESFmNewCZ15 | rWtd | All | SCE | SFm | New | CZ15 | rNCGF | 0 | HV_SCESFmNewCZ15 | rNCGF | 0
759 | 2 | 1 | 2 | 15 | 3 | 1 | HV_SCESFmNewCZ15rDXHP | ResHVAC | HV_SCESFmNewCZ15 | rWtd | All | SCE | SFm | New | CZ15 | rDXHP | 35.609 | HV_SCESFmNewCZ15 | rDXHP | 35.609
760 | 2 | 1 | 2 | 15 | 4 | 1 | HV_SCESFmNewCZ15rNCEH | ResHVAC | HV_SCESFmNewCZ15 | rWtd | All | SCE | SFm | New | CZ15 | rNCEH | 0 | HV_SCESFmNewCZ15 | rNCEH | 0
761 | 2 | 1 | 2 | 15 | 5 | 1 | HV_SCESFmNewCZ15rDXOH | ResHVAC | HV_SCESFmNewCZ15 | rWtd | All | SCE | SFm | New | CZ15 | rDXOH | 49.8526 | HV_SCESFmNewCZ15 | rDXOH | 49.8526
762 | 2 | 1 | 2 | 15 | 6 | 1 | HV_SCESFmNewCZ15rNCOH | ResHVAC | HV_SCESFmNewCZ15 | rWtd | All | SCE | SFm | New | CZ15 | rNCOH | 0 | HV_SCESFmNewCZ15 | rNCOH | 0
763 | 2 | 1 | 2 | 16 | 1 | 1 | HV_SCESFmNewCZ16rDXGF | ResHVAC | HV_SCESFmNewCZ16 | rWtd | All | SCE | SFm | New | CZ16 | rDXGF | 159.9756 | HV_SCESFmNewCZ16 | rDXGF | 159.9756
764 | 2 | 1 | 2 | 16 | 2 | 1 | HV_SCESFmNewCZ16rNCGF | ResHVAC | HV_SCESFmNewCZ16 | rWtd | All | SCE | SFm | New | CZ16 | rNCGF | 948.3522 | HV_SCESFmNewCZ16 | rNCGF | 948.3522
765 | 2 | 1 | 2 | 16 | 3 | 1 | HV_SCESFmNewCZ16rDXHP | ResHVAC | HV_SCESFmNewCZ16 | rWtd | All | SCE | SFm | New | CZ16 | rDXHP | 9.194 | HV_SCESFmNewCZ16 | rDXHP | 9.194
766 | 2 | 1 | 2 | 16 | 4 | 1 | HV_SCESFmNewCZ16rNCEH | ResHVAC | HV_SCESFmNewCZ16 | rWtd | All | SCE | SFm | New | CZ16 | rNCEH | 54.503 | HV_SCESFmNewCZ16 | rNCEH | 54.503
767 | 2 | 1 | 2 | 16 | 5 | 1 | HV_SCESFmNewCZ16rDXOH | ResHVAC | HV_SCESFmNewCZ16 | rWtd | All | SCE | SFm | New | CZ16 | rDXOH | 12.8716 | HV_SCESFmNewCZ16 | rDXOH | 12.8716
768 | 2 | 1 | 2 | 16 | 6 | 1 | HV_SCESFmNewCZ16rNCOH | ResHVAC | HV_SCESFmNewCZ16 | rWtd | All | SCE | SFm | New | CZ16 | rNCOH | 76.3042 | HV_SCESFmNewCZ16 | rNCOH | 76.3042
769 | 2 | 2 | 1 | 1 | 1 | 0 | HV_SCEMFmExCZ01rDXGF | ResHVAC | HV_SCEMFmExCZ01 | rWtd | All | SCE | MFm | Ex | CZ01 | rDXGF | 0 | HV_SCEMFmExCZ01 | rDXGF | 0
770 | 2 | 2 | 1 | 1 | 2 | 0 | HV_SCEMFmExCZ01rNCGF | ResHVAC | HV_SCEMFmExCZ01 | rWtd | All | SCE | MFm | Ex | CZ01 | rNCGF | 0 | HV_SCEMFmExCZ01 | rNCGF | 0
771 | 2 | 2 | 1 | 1 | 3 | 0 | HV_SCEMFmExCZ01rDXHP | ResHVAC | HV_SCEMFmExCZ01 | rWtd | All | SCE | MFm | Ex | CZ01 | rDXHP | 0 | HV_SCEMFmExCZ01 | rDXHP | 0
772 | 2 | 2 | 1 | 1 | 4 | 0 | HV_SCEMFmExCZ01rNCEH | ResHVAC | HV_SCEMFmExCZ01 | rWtd | All | SCE | MFm | Ex | CZ01 | rNCEH | 0 | HV_SCEMFmExCZ01 | rNCEH | 0
773 | 2 | 2 | 1 | 1 | 5 | 0 | HV_SCEMFmExCZ01rDXOH | ResHVAC | HV_SCEMFmExCZ01 | rWtd | All | SCE | MFm | Ex | CZ01 | rDXOH | 0 | HV_SCEMFmExCZ01 | rDXOH | 0
774 | 2 | 2 | 1 | 1 | 6 | 0 | HV_SCEMFmExCZ01rNCOH | ResHVAC | HV_SCEMFmExCZ01 | rWtd | All | SCE | MFm | Ex | CZ01 | rNCOH | 0 | HV_SCEMFmExCZ01 | rNCOH | 0
775 | 2 | 2 | 1 | 2 | 1 | 0 | HV_SCEMFmExCZ02rDXGF | ResHVAC | HV_SCEMFmExCZ02 | rWtd | All | SCE | MFm | Ex | CZ02 | rDXGF | 0 | HV_SCEMFmExCZ02 | rDXGF | 0
776 | 2 | 2 | 1 | 2 | 2 | 0 | HV_SCEMFmExCZ02rNCGF | ResHVAC | HV_SCEMFmExCZ02 | rWtd | All | SCE | MFm | Ex | CZ02 | rNCGF | 0 | HV_SCEMFmExCZ02 | rNCGF | 0
777 | 2 | 2 | 1 | 2 | 3 | 0 | HV_SCEMFmExCZ02rDXHP | ResHVAC | HV_SCEMFmExCZ02 | rWtd | All | SCE | MFm | Ex | CZ02 | rDXHP | 0 | HV_SCEMFmExCZ02 | rDXHP | 0
778 | 2 | 2 | 1 | 2 | 4 | 0 | HV_SCEMFmExCZ02rNCEH | ResHVAC | HV_SCEMFmExCZ02 | rWtd | All | SCE | MFm | Ex | CZ02 | rNCEH | 0 | HV_SCEMFmExCZ02 | rNCEH | 0
779 | 2 | 2 | 1 | 2 | 5 | 0 | HV_SCEMFmExCZ02rDXOH | ResHVAC | HV_SCEMFmExCZ02 | rWtd | All | SCE | MFm | Ex | CZ02 | rDXOH | 0 | HV_SCEMFmExCZ02 | rDXOH | 0
780 | 2 | 2 | 1 | 2 | 6 | 0 | HV_SCEMFmExCZ02rNCOH | ResHVAC | HV_SCEMFmExCZ02 | rWtd | All | SCE | MFm | Ex | CZ02 | rNCOH | 0 | HV_SCEMFmExCZ02 | rNCOH | 0
781 | 2 | 2 | 1 | 3 | 1 | 0 | HV_SCEMFmExCZ03rDXGF | ResHVAC | HV_SCEMFmExCZ03 | rWtd | All | SCE | MFm | Ex | CZ03 | rDXGF | 0 | HV_SCEMFmExCZ03 | rDXGF | 0
782 | 2 | 2 | 1 | 3 | 2 | 0 | HV_SCEMFmExCZ03rNCGF | ResHVAC | HV_SCEMFmExCZ03 | rWtd | All | SCE | MFm | Ex | CZ03 | rNCGF | 0 | HV_SCEMFmExCZ03 | rNCGF | 0
783 | 2 | 2 | 1 | 3 | 3 | 0 | HV_SCEMFmExCZ03rDXHP | ResHVAC | HV_SCEMFmExCZ03 | rWtd | All | SCE | MFm | Ex | CZ03 | rDXHP | 0 | HV_SCEMFmExCZ03 | rDXHP | 0
784 | 2 | 2 | 1 | 3 | 4 | 0 | HV_SCEMFmExCZ03rNCEH | ResHVAC | HV_SCEMFmExCZ03 | rWtd | All | SCE | MFm | Ex | CZ03 | rNCEH | 0 | HV_SCEMFmExCZ03 | rNCEH | 0
785 | 2 | 2 | 1 | 3 | 5 | 0 | HV_SCEMFmExCZ03rDXOH | ResHVAC | HV_SCEMFmExCZ03 | rWtd | All | SCE | MFm | Ex | CZ03 | rDXOH | 0 | HV_SCEMFmExCZ03 | rDXOH | 0
786 | 2 | 2 | 1 | 3 | 6 | 0 | HV_SCEMFmExCZ03rNCOH | ResHVAC | HV_SCEMFmExCZ03 | rWtd | All | SCE | MFm | Ex | CZ03 | rNCOH | 0 | HV_SCEMFmExCZ03 | rNCOH | 0
787 | 2 | 2 | 1 | 4 | 1 | 0 | HV_SCEMFmExCZ04rDXGF | ResHVAC | HV_SCEMFmExCZ04 | rWtd | All | SCE | MFm | Ex | CZ04 | rDXGF | 0 | HV_SCEMFmExCZ04 | rDXGF | 0
788 | 2 | 2 | 1 | 4 | 2 | 0 | HV_SCEMFmExCZ04rNCGF | ResHVAC | HV_SCEMFmExCZ04 | rWtd | All | SCE | MFm | Ex | CZ04 | rNCGF | 0 | HV_SCEMFmExCZ04 | rNCGF | 0
789 | 2 | 2 | 1 | 4 | 3 | 0 | HV_SCEMFmExCZ04rDXHP | ResHVAC | HV_SCEMFmExCZ04 | rWtd | All | SCE | MFm | Ex | CZ04 | rDXHP | 0 | HV_SCEMFmExCZ04 | rDXHP | 0
790 | 2 | 2 | 1 | 4 | 4 | 0 | HV_SCEMFmExCZ04rNCEH | ResHVAC | HV_SCEMFmExCZ04 | rWtd | All | SCE | MFm | Ex | CZ04 | rNCEH | 0 | HV_SCEMFmExCZ04 | rNCEH | 0
791 | 2 | 2 | 1 | 4 | 5 | 0 | HV_SCEMFmExCZ04rDXOH | ResHVAC | HV_SCEMFmExCZ04 | rWtd | All | SCE | MFm | Ex | CZ04 | rDXOH | 0 | HV_SCEMFmExCZ04 | rDXOH | 0
792 | 2 | 2 | 1 | 4 | 6 | 0 | HV_SCEMFmExCZ04rNCOH | ResHVAC | HV_SCEMFmExCZ04 | rWtd | All | SCE | MFm | Ex | CZ04 | rNCOH | 0 | HV_SCEMFmExCZ04 | rNCOH | 0
793 | 2 | 2 | 1 | 5 | 1 | 1 | HV_SCEMFmExCZ05rDXGF | ResHVAC | HV_SCEMFmExCZ05 | rWtd | All | SCE | MFm | Ex | CZ05 | rDXGF | 0 | HV_SCEMFmExCZ05 | rDXGF | 0
794 | 2 | 2 | 1 | 5 | 2 | 1 | HV_SCEMFmExCZ05rNCGF | ResHVAC | HV_SCEMFmExCZ05 | rWtd | All | SCE | MFm | Ex | CZ05 | rNCGF | 760.1384 | HV_SCEMFmExCZ05 | rNCGF | 760.1384
795 | 2 | 2 | 1 | 5 | 3 | 1 | HV_SCEMFmExCZ05rDXHP | ResHVAC | HV_SCEMFmExCZ05 | rWtd | All | SCE | MFm | Ex | CZ05 | rDXHP | 0 | HV_SCEMFmExCZ05 | rDXHP | 0
796 | 2 | 2 | 1 | 5 | 4 | 1 | HV_SCEMFmExCZ05rNCEH | ResHVAC | HV_SCEMFmExCZ05 | rWtd | All | SCE | MFm | Ex | CZ05 | rNCEH | 0 | HV_SCEMFmExCZ05 | rNCEH | 0
797 | 2 | 2 | 1 | 5 | 5 | 1 | HV_SCEMFmExCZ05rDXOH | ResHVAC | HV_SCEMFmExCZ05 | rWtd | All | SCE | MFm | Ex | CZ05 | rDXOH | 0 | HV_SCEMFmExCZ05 | rDXOH | 0
798 | 2 | 2 | 1 | 5 | 6 | 1 | HV_SCEMFmExCZ05rNCOH | ResHVAC | HV_SCEMFmExCZ05 | rWtd | All | SCE | MFm | Ex | CZ05 | rNCOH | 94.7929 | HV_SCEMFmExCZ05 | rNCOH | 94.7929
799 | 2 | 2 | 1 | 6 | 1 | 1 | HV_SCEMFmExCZ06rDXGF | ResHVAC | HV_SCEMFmExCZ06 | rWtd | All | SCE | MFm | Ex | CZ06 | rDXGF | 81276.8917 | HV_SCEMFmExCZ06 | rDXGF | 81276.8917
800 | 2 | 2 | 1 | 6 | 2 | 1 | HV_SCEMFmExCZ06rNCGF | ResHVAC | HV_SCEMFmExCZ06 | rWtd | All | SCE | MFm | Ex | CZ06 | rNCGF | 157329.3407 | HV_SCEMFmExCZ06 | rNCGF | 157329.3407
801 | 2 | 2 | 1 | 6 | 3 | 1 | HV_SCEMFmExCZ06rDXHP | ResHVAC | HV_SCEMFmExCZ06 | rWtd | All | SCE | MFm | Ex | CZ06 | rDXHP | 11687.1812 | HV_SCEMFmExCZ06 | rDXHP | 11687.1812
802 | 2 | 2 | 1 | 6 | 4 | 1 | HV_SCEMFmExCZ06rNCEH | ResHVAC | HV_SCEMFmExCZ06 | rWtd | All | SCE | MFm | Ex | CZ06 | rNCEH | 22623.1155 | HV_SCEMFmExCZ06 | rNCEH | 22623.1155
803 | 2 | 2 | 1 | 6 | 5 | 1 | HV_SCEMFmExCZ06rDXOH | ResHVAC | HV_SCEMFmExCZ06 | rWtd | All | SCE | MFm | Ex | CZ06 | rDXOH | 10135.6144 | HV_SCEMFmExCZ06 | rDXOH | 10135.6144
804 | 2 | 2 | 1 | 6 | 6 | 1 | HV_SCEMFmExCZ06rNCOH | ResHVAC | HV_SCEMFmExCZ06 | rWtd | All | SCE | MFm | Ex | CZ06 | rNCOH | 19619.716 | HV_SCEMFmExCZ06 | rNCOH | 19619.716
805 | 2 | 2 | 1 | 7 | 1 | 0 | HV_SCEMFmExCZ07rDXGF | ResHVAC | HV_SCEMFmExCZ07 | rWtd | All | SCE | MFm | Ex | CZ07 | rDXGF | 0 | HV_SCEMFmExCZ07 | rDXGF | 0
806 | 2 | 2 | 1 | 7 | 2 | 0 | HV_SCEMFmExCZ07rNCGF | ResHVAC | HV_SCEMFmExCZ07 | rWtd | All | SCE | MFm | Ex | CZ07 | rNCGF | 0 | HV_SCEMFmExCZ07 | rNCGF | 0
807 | 2 | 2 | 1 | 7 | 3 | 0 | HV_SCEMFmExCZ07rDXHP | ResHVAC | HV_SCEMFmExCZ07 | rWtd | All | SCE | MFm | Ex | CZ07 | rDXHP | 0 | HV_SCEMFmExCZ07 | rDXHP | 0
808 | 2 | 2 | 1 | 7 | 4 | 0 | HV_SCEMFmExCZ07rNCEH | ResHVAC | HV_SCEMFmExCZ07 | rWtd | All | SCE | MFm | Ex | CZ07 | rNCEH | 0 | HV_SCEMFmExCZ07 | rNCEH | 0
809 | 2 | 2 | 1 | 7 | 5 | 0 | HV_SCEMFmExCZ07rDXOH | ResHVAC | HV_SCEMFmExCZ07 | rWtd | All | SCE | MFm | Ex | CZ07 | rDXOH | 0 | HV_SCEMFmExCZ07 | rDXOH | 0
810 | 2 | 2 | 1 | 7 | 6 | 0 | HV_SCEMFmExCZ07rNCOH | ResHVAC | HV_SCEMFmExCZ07 | rWtd | All | SCE | MFm | Ex | CZ07 | rNCOH | 0 | HV_SCEMFmExCZ07 | rNCOH | 0
811 | 2 | 2 | 1 | 8 | 1 | 1 | HV_SCEMFmExCZ08rDXGF | ResHVAC | HV_SCEMFmExCZ08 | rWtd | All | SCE | MFm | Ex | CZ08 | rDXGF | 86904.0612 | HV_SCEMFmExCZ08 | rDXGF | 86904.0612
812 | 2 | 2 | 1 | 8 | 2 | 1 | HV_SCEMFmExCZ08rNCGF | ResHVAC | HV_SCEMFmExCZ08 | rWtd | All | SCE | MFm | Ex | CZ08 | rNCGF | 80763.3618 | HV_SCEMFmExCZ08 | rNCGF | 80763.3618
813 | 2 | 2 | 1 | 8 | 3 | 1 | HV_SCEMFmExCZ08rDXHP | ResHVAC | HV_SCEMFmExCZ08 | rWtd | All | SCE | MFm | Ex | CZ08 | rDXHP | 12496.338 | HV_SCEMFmExCZ08 | rDXHP | 12496.338
814 | 2 | 2 | 1 | 8 | 4 | 1 | HV_SCEMFmExCZ08rNCEH | ResHVAC | HV_SCEMFmExCZ08 | rWtd | All | SCE | MFm | Ex | CZ08 | rNCEH | 11613.3383 | HV_SCEMFmExCZ08 | rNCEH | 11613.3383
815 | 2 | 2 | 1 | 8 | 5 | 1 | HV_SCEMFmExCZ08rDXOH | ResHVAC | HV_SCEMFmExCZ08 | rWtd | All | SCE | MFm | Ex | CZ08 | rDXOH | 10837.3492 | HV_SCEMFmExCZ08 | rDXOH | 10837.3492
816 | 2 | 2 | 1 | 8 | 6 | 1 | HV_SCEMFmExCZ08rNCOH | ResHVAC | HV_SCEMFmExCZ08 | rWtd | All | SCE | MFm | Ex | CZ08 | rNCOH | 10071.5748 | HV_SCEMFmExCZ08 | rNCOH | 10071.5748
817 | 2 | 2 | 1 | 9 | 1 | 1 | HV_SCEMFmExCZ09rDXGF | ResHVAC | HV_SCEMFmExCZ09 | rWtd | All | SCE | MFm | Ex | CZ09 | rDXGF | 121876.4725 | HV_SCEMFmExCZ09 | rDXGF | 121876.4725
818 | 2 | 2 | 1 | 9 | 2 | 1 | HV_SCEMFmExCZ09rNCGF | ResHVAC | HV_SCEMFmExCZ09 | rWtd | All | SCE | MFm | Ex | CZ09 | rNCGF | 35059.2398 | HV_SCEMFmExCZ09 | rNCGF | 35059.2398
819 | 2 | 2 | 1 | 9 | 3 | 1 | HV_SCEMFmExCZ09rDXHP | ResHVAC | HV_SCEMFmExCZ09 | rWtd | All | SCE | MFm | Ex | CZ09 | rDXHP | 17525.1832 | HV_SCEMFmExCZ09 | rDXHP | 17525.1832
820 | 2 | 2 | 1 | 9 | 4 | 1 | HV_SCEMFmExCZ09rNCEH | ResHVAC | HV_SCEMFmExCZ09 | rWtd | All | SCE | MFm | Ex | CZ09 | rNCEH | 5041.3307 | HV_SCEMFmExCZ09 | rNCEH | 5041.3307
821 | 2 | 2 | 1 | 9 | 5 | 1 | HV_SCEMFmExCZ09rDXOH | ResHVAC | HV_SCEMFmExCZ09 | rWtd | All | SCE | MFm | Ex | CZ09 | rDXOH | 15198.5749 | HV_SCEMFmExCZ09 | rDXOH | 15198.5749
822 | 2 | 2 | 1 | 9 | 6 | 1 | HV_SCEMFmExCZ09rNCOH | ResHVAC | HV_SCEMFmExCZ09 | rWtd | All | SCE | MFm | Ex | CZ09 | rNCOH | 4372.0537 | HV_SCEMFmExCZ09 | rNCOH | 4372.0537
823 | 2 | 2 | 1 | 10 | 1 | 1 | HV_SCEMFmExCZ10rDXGF | ResHVAC | HV_SCEMFmExCZ10 | rWtd | All | SCE | MFm | Ex | CZ10 | rDXGF | 43636.0143 | HV_SCEMFmExCZ10 | rDXGF | 43636.0143
824 | 2 | 2 | 1 | 10 | 2 | 1 | HV_SCEMFmExCZ10rNCGF | ResHVAC | HV_SCEMFmExCZ10 | rWtd | All | SCE | MFm | Ex | CZ10 | rNCGF | 4763.6106 | HV_SCEMFmExCZ10 | rNCGF | 4763.6106
825 | 2 | 2 | 1 | 10 | 3 | 1 | HV_SCEMFmExCZ10rDXHP | ResHVAC | HV_SCEMFmExCZ10 | rWtd | All | SCE | MFm | Ex | CZ10 | rDXHP | 6274.6248 | HV_SCEMFmExCZ10 | rDXHP | 6274.6248
826 | 2 | 2 | 1 | 10 | 4 | 1 | HV_SCEMFmExCZ10rNCEH | ResHVAC | HV_SCEMFmExCZ10 | rWtd | All | SCE | MFm | Ex | CZ10 | rNCEH | 684.9817 | HV_SCEMFmExCZ10 | rNCEH | 684.9817
827 | 2 | 2 | 1 | 10 | 5 | 1 | HV_SCEMFmExCZ10rDXOH | ResHVAC | HV_SCEMFmExCZ10 | rWtd | All | SCE | MFm | Ex | CZ10 | rDXOH | 5441.6182 | HV_SCEMFmExCZ10 | rDXOH | 5441.6182
828 | 2 | 2 | 1 | 10 | 6 | 1 | HV_SCEMFmExCZ10rNCOH | ResHVAC | HV_SCEMFmExCZ10 | rWtd | All | SCE | MFm | Ex | CZ10 | rNCOH | 594.0449 | HV_SCEMFmExCZ10 | rNCOH | 594.0449
829 | 2 | 2 | 1 | 11 | 1 | 0 | HV_SCEMFmExCZ11rDXGF | ResHVAC | HV_SCEMFmExCZ11 | rWtd | All | SCE | MFm | Ex | CZ11 | rDXGF | 0 | HV_SCEMFmExCZ11 | rDXGF | 0
830 | 2 | 2 | 1 | 11 | 2 | 0 | HV_SCEMFmExCZ11rNCGF | ResHVAC | HV_SCEMFmExCZ11 | rWtd | All | SCE | MFm | Ex | CZ11 | rNCGF | 0 | HV_SCEMFmExCZ11 | rNCGF | 0
831 | 2 | 2 | 1 | 11 | 3 | 0 | HV_SCEMFmExCZ11rDXHP | ResHVAC | HV_SCEMFmExCZ11 | rWtd | All | SCE | MFm | Ex | CZ11 | rDXHP | 0 | HV_SCEMFmExCZ11 | rDXHP | 0
832 | 2 | 2 | 1 | 11 | 4 | 0 | HV_SCEMFmExCZ11rNCEH | ResHVAC | HV_SCEMFmExCZ11 | rWtd | All | SCE | MFm | Ex | CZ11 | rNCEH | 0 | HV_SCEMFmExCZ11 | rNCEH | 0
833 | 2 | 2 | 1 | 11 | 5 | 0 | HV_SCEMFmExCZ11rDXOH | ResHVAC | HV_SCEMFmExCZ11 | rWtd | All | SCE | MFm | Ex | CZ11 | rDXOH | 0 | HV_SCEMFmExCZ11 | rDXOH | 0
834 | 2 | 2 | 1 | 11 | 6 | 0 | HV_SCEMFmExCZ11rNCOH | ResHVAC | HV_SCEMFmExCZ11 | rWtd | All | SCE | MFm | Ex | CZ11 | rNCOH | 0 | HV_SCEMFmExCZ11 | rNCOH | 0
835 | 2 | 2 | 1 | 12 | 1 | 0 | HV_SCEMFmExCZ12rDXGF | ResHVAC | HV_SCEMFmExCZ12 | rWtd | All | SCE | MFm | Ex | CZ12 | rDXGF | 0 | HV_SCEMFmExCZ12 | rDXGF | 0
836 | 2 | 2 | 1 | 12 | 2 | 0 | HV_SCEMFmExCZ12rNCGF | ResHVAC | HV_SCEMFmExCZ12 | rWtd | All | SCE | MFm | Ex | CZ12 | rNCGF | 0 | HV_SCEMFmExCZ12 | rNCGF | 0
837 | 2 | 2 | 1 | 12 | 3 | 0 | HV_SCEMFmExCZ12rDXHP | ResHVAC | HV_SCEMFmExCZ12 | rWtd | All | SCE | MFm | Ex | CZ12 | rDXHP | 0 | HV_SCEMFmExCZ12 | rDXHP | 0
838 | 2 | 2 | 1 | 12 | 4 | 0 | HV_SCEMFmExCZ12rNCEH | ResHVAC | HV_SCEMFmExCZ12 | rWtd | All | SCE | MFm | Ex | CZ12 | rNCEH | 0 | HV_SCEMFmExCZ12 | rNCEH | 0
839 | 2 | 2 | 1 | 12 | 5 | 0 | HV_SCEMFmExCZ12rDXOH | ResHVAC | HV_SCEMFmExCZ12 | rWtd | All | SCE | MFm | Ex | CZ12 | rDXOH | 0 | HV_SCEMFmExCZ12 | rDXOH | 0
840 | 2 | 2 | 1 | 12 | 6 | 0 | HV_SCEMFmExCZ12rNCOH | ResHVAC | HV_SCEMFmExCZ12 | rWtd | All | SCE | MFm | Ex | CZ12 | rNCOH | 0 | HV_SCEMFmExCZ12 | rNCOH | 0
841 | 2 | 2 | 1 | 13 | 1 | 1 | HV_SCEMFmExCZ13rDXGF | ResHVAC | HV_SCEMFmExCZ13 | rWtd | All | SCE | MFm | Ex | CZ13 | rDXGF | 3444.6343 | HV_SCEMFmExCZ13 | rDXGF | 3444.6343
842 | 2 | 2 | 1 | 13 | 2 | 1 | HV_SCEMFmExCZ13rNCGF | ResHVAC | HV_SCEMFmExCZ13 | rWtd | All | SCE | MFm | Ex | CZ13 | rNCGF | 364.1134 | HV_SCEMFmExCZ13 | rNCGF | 364.1134
843 | 2 | 2 | 1 | 13 | 3 | 1 | HV_SCEMFmExCZ13rDXHP | ResHVAC | HV_SCEMFmExCZ13 | rWtd | All | SCE | MFm | Ex | CZ13 | rDXHP | 495.3199 | HV_SCEMFmExCZ13 | rDXHP | 495.3199
844 | 2 | 2 | 1 | 13 | 4 | 1 | HV_SCEMFmExCZ13rNCEH | ResHVAC | HV_SCEMFmExCZ13 | rWtd | All | SCE | MFm | Ex | CZ13 | rNCEH | 52.3576 | HV_SCEMFmExCZ13 | rNCEH | 52.3576
845 | 2 | 2 | 1 | 13 | 5 | 1 | HV_SCEMFmExCZ13rDXOH | ResHVAC | HV_SCEMFmExCZ13 | rWtd | All | SCE | MFm | Ex | CZ13 | rDXOH | 429.5623 | HV_SCEMFmExCZ13 | rDXOH | 429.5623
846 | 2 | 2 | 1 | 13 | 6 | 1 | HV_SCEMFmExCZ13rNCOH | ResHVAC | HV_SCEMFmExCZ13 | rWtd | All | SCE | MFm | Ex | CZ13 | rNCOH | 45.4067 | HV_SCEMFmExCZ13 | rNCOH | 45.4067
847 | 2 | 2 | 1 | 14 | 1 | 1 | HV_SCEMFmExCZ14rDXGF | ResHVAC | HV_SCEMFmExCZ14 | rWtd | All | SCE | MFm | Ex | CZ14 | rDXGF | 14423.1829 | HV_SCEMFmExCZ14 | rDXGF | 14423.1829
848 | 2 | 2 | 1 | 14 | 2 | 1 | HV_SCEMFmExCZ14rNCGF | ResHVAC | HV_SCEMFmExCZ14 | rWtd | All | SCE | MFm | Ex | CZ14 | rNCGF | 0 | HV_SCEMFmExCZ14 | rNCGF | 0
849 | 2 | 2 | 1 | 14 | 3 | 1 | HV_SCEMFmExCZ14rDXHP | ResHVAC | HV_SCEMFmExCZ14 | rWtd | All | SCE | MFm | Ex | CZ14 | rDXHP | 2073.9763 | HV_SCEMFmExCZ14 | rDXHP | 2073.9763
850 | 2 | 2 | 1 | 14 | 4 | 1 | HV_SCEMFmExCZ14rNCEH | ResHVAC | HV_SCEMFmExCZ14 | rWtd | All | SCE | MFm | Ex | CZ14 | rNCEH | 0 | HV_SCEMFmExCZ14 | rNCEH | 0
851 | 2 | 2 | 1 | 14 | 5 | 1 | HV_SCEMFmExCZ14rDXOH | ResHVAC | HV_SCEMFmExCZ14 | rWtd | All | SCE | MFm | Ex | CZ14 | rDXOH | 1798.6394 | HV_SCEMFmExCZ14 | rDXOH | 1798.6394
852 | 2 | 2 | 1 | 14 | 6 | 1 | HV_SCEMFmExCZ14rNCOH | ResHVAC | HV_SCEMFmExCZ14 | rWtd | All | SCE | MFm | Ex | CZ14 | rNCOH | 0 | HV_SCEMFmExCZ14 | rNCOH | 0
853 | 2 | 2 | 1 | 15 | 1 | 1 | HV_SCEMFmExCZ15rDXGF | ResHVAC | HV_SCEMFmExCZ15 | rWtd | All | SCE | MFm | Ex | CZ15 | rDXGF | 33148.619 | HV_SCEMFmExCZ15 | rDXGF | 33148.619
854 | 2 | 2 | 1 | 15 | 2 | 1 | HV_SCEMFmExCZ15rNCGF | ResHVAC | HV_SCEMFmExCZ15 | rWtd | All | SCE | MFm | Ex | CZ15 | rNCGF | 383.9675 | HV_SCEMFmExCZ15 | rNCGF | 383.9675
855 | 2 | 2 | 1 | 15 | 3 | 1 | HV_SCEMFmExCZ15rDXHP | ResHVAC | HV_SCEMFmExCZ15 | rWtd | All | SCE | MFm | Ex | CZ15 | rDXHP | 4766.5937 | HV_SCEMFmExCZ15 | rDXHP | 4766.5937
856 | 2 | 2 | 1 | 15 | 4 | 1 | HV_SCEMFmExCZ15rNCEH | ResHVAC | HV_SCEMFmExCZ15 | rWtd | All | SCE | MFm | Ex | CZ15 | rNCEH | 55.2125 | HV_SCEMFmExCZ15 | rNCEH | 55.2125
857 | 2 | 2 | 1 | 15 | 5 | 1 | HV_SCEMFmExCZ15rDXOH | ResHVAC | HV_SCEMFmExCZ15 | rWtd | All | SCE | MFm | Ex | CZ15 | rDXOH | 4133.7902 | HV_SCEMFmExCZ15 | rDXOH | 4133.7902
858 | 2 | 2 | 1 | 15 | 6 | 1 | HV_SCEMFmExCZ15rNCOH | ResHVAC | HV_SCEMFmExCZ15 | rWtd | All | SCE | MFm | Ex | CZ15 | rNCOH | 47.8826 | HV_SCEMFmExCZ15 | rNCOH | 47.8826
859 | 2 | 2 | 1 | 16 | 1 | 1 | HV_SCEMFmExCZ16rDXGF | ResHVAC | HV_SCEMFmExCZ16 | rWtd | All | SCE | MFm | Ex | CZ16 | rDXGF | 8030.5267 | HV_SCEMFmExCZ16 | rDXGF | 8030.5267
860 | 2 | 2 | 1 | 16 | 2 | 1 | HV_SCEMFmExCZ16rNCGF | ResHVAC | HV_SCEMFmExCZ16 | rWtd | All | SCE | MFm | Ex | CZ16 | rNCGF | 2684.3627 | HV_SCEMFmExCZ16 | rNCGF | 2684.3627
861 | 2 | 2 | 1 | 16 | 3 | 1 | HV_SCEMFmExCZ16rDXHP | ResHVAC | HV_SCEMFmExCZ16 | rWtd | All | SCE | MFm | Ex | CZ16 | rDXHP | 1154.7467 | HV_SCEMFmExCZ16 | rDXHP | 1154.7467
862 | 2 | 2 | 1 | 16 | 4 | 1 | HV_SCEMFmExCZ16rNCEH | ResHVAC | HV_SCEMFmExCZ16 | rWtd | All | SCE | MFm | Ex | CZ16 | rNCEH | 385.997 | HV_SCEMFmExCZ16 | rNCEH | 385.997
863 | 2 | 2 | 1 | 16 | 5 | 1 | HV_SCEMFmExCZ16rDXOH | ResHVAC | HV_SCEMFmExCZ16 | rWtd | All | SCE | MFm | Ex | CZ16 | rDXOH | 1001.4448 | HV_SCEMFmExCZ16 | rDXOH | 1001.4448
864 | 2 | 2 | 1 | 16 | 6 | 1 | HV_SCEMFmExCZ16rNCOH | ResHVAC | HV_SCEMFmExCZ16 | rWtd | All | SCE | MFm | Ex | CZ16 | rNCOH | 334.7528 | HV_SCEMFmExCZ16 | rNCOH | 334.7528
865 | 2 | 2 | 2 | 1 | 1 | 0 | HV_SCEMFmNewCZ01rDXGF | ResHVAC | HV_SCEMFmNewCZ01 | rWtd | All | SCE | MFm | New | CZ01 | rDXGF | 0 | HV_SCEMFmNewCZ01 | rDXGF | 0
866 | 2 | 2 | 2 | 1 | 2 | 0 | HV_SCEMFmNewCZ01rNCGF | ResHVAC | HV_SCEMFmNewCZ01 | rWtd | All | SCE | MFm | New | CZ01 | rNCGF | 0 | HV_SCEMFmNewCZ01 | rNCGF | 0
867 | 2 | 2 | 2 | 1 | 3 | 0 | HV_SCEMFmNewCZ01rDXHP | ResHVAC | HV_SCEMFmNewCZ01 | rWtd | All | SCE | MFm | New | CZ01 | rDXHP | 0 | HV_SCEMFmNewCZ01 | rDXHP | 0
868 | 2 | 2 | 2 | 1 | 4 | 0 | HV_SCEMFmNewCZ01rNCEH | ResHVAC | HV_SCEMFmNewCZ01 | rWtd | All | SCE | MFm | New | CZ01 | rNCEH | 0 | HV_SCEMFmNewCZ01 | rNCEH | 0
869 | 2 | 2 | 2 | 1 | 5 | 0 | HV_SCEMFmNewCZ01rDXOH | ResHVAC | HV_SCEMFmNewCZ01 | rWtd | All | SCE | MFm | New | CZ01 | rDXOH | 0 | HV_SCEMFmNewCZ01 | rDXOH | 0
870 | 2 | 2 | 2 | 1 | 6 | 0 | HV_SCEMFmNewCZ01rNCOH | ResHVAC | HV_SCEMFmNewCZ01 | rWtd | All | SCE | MFm | New | CZ01 | rNCOH | 0 | HV_SCEMFmNewCZ01 | rNCOH | 0
871 | 2 | 2 | 2 | 2 | 1 | 0 | HV_SCEMFmNewCZ02rDXGF | ResHVAC | HV_SCEMFmNewCZ02 | rWtd | All | SCE | MFm | New | CZ02 | rDXGF | 0 | HV_SCEMFmNewCZ02 | rDXGF | 0
872 | 2 | 2 | 2 | 2 | 2 | 0 | HV_SCEMFmNewCZ02rNCGF | ResHVAC | HV_SCEMFmNewCZ02 | rWtd | All | SCE | MFm | New | CZ02 | rNCGF | 0 | HV_SCEMFmNewCZ02 | rNCGF | 0
873 | 2 | 2 | 2 | 2 | 3 | 0 | HV_SCEMFmNewCZ02rDXHP | ResHVAC | HV_SCEMFmNewCZ02 | rWtd | All | SCE | MFm | New | CZ02 | rDXHP | 0 | HV_SCEMFmNewCZ02 | rDXHP | 0
874 | 2 | 2 | 2 | 2 | 4 | 0 | HV_SCEMFmNewCZ02rNCEH | ResHVAC | HV_SCEMFmNewCZ02 | rWtd | All | SCE | MFm | New | CZ02 | rNCEH | 0 | HV_SCEMFmNewCZ02 | rNCEH | 0
875 | 2 | 2 | 2 | 2 | 5 | 0 | HV_SCEMFmNewCZ02rDXOH | ResHVAC | HV_SCEMFmNewCZ02 | rWtd | All | SCE | MFm | New | CZ02 | rDXOH | 0 | HV_SCEMFmNewCZ02 | rDXOH | 0
876 | 2 | 2 | 2 | 2 | 6 | 0 | HV_SCEMFmNewCZ02rNCOH | ResHVAC | HV_SCEMFmNewCZ02 | rWtd | All | SCE | MFm | New | CZ02 | rNCOH | 0 | HV_SCEMFmNewCZ02 | rNCOH | 0
877 | 2 | 2 | 2 | 3 | 1 | 0 | HV_SCEMFmNewCZ03rDXGF | ResHVAC | HV_SCEMFmNewCZ03 | rWtd | All | SCE | MFm | New | CZ03 | rDXGF | 0 | HV_SCEMFmNewCZ03 | rDXGF | 0
878 | 2 | 2 | 2 | 3 | 2 | 0 | HV_SCEMFmNewCZ03rNCGF | ResHVAC | HV_SCEMFmNewCZ03 | rWtd | All | SCE | MFm | New | CZ03 | rNCGF | 0 | HV_SCEMFmNewCZ03 | rNCGF | 0
879 | 2 | 2 | 2 | 3 | 3 | 0 | HV_SCEMFmNewCZ03rDXHP | ResHVAC | HV_SCEMFmNewCZ03 | rWtd | All | SCE | MFm | New | CZ03 | rDXHP | 0 | HV_SCEMFmNewCZ03 | rDXHP | 0
880 | 2 | 2 | 2 | 3 | 4 | 0 | HV_SCEMFmNewCZ03rNCEH | ResHVAC | HV_SCEMFmNewCZ03 | rWtd | All | SCE | MFm | New | CZ03 | rNCEH | 0 | HV_SCEMFmNewCZ03 | rNCEH | 0
881 | 2 | 2 | 2 | 3 | 5 | 0 | HV_SCEMFmNewCZ03rDXOH | ResHVAC | HV_SCEMFmNewCZ03 | rWtd | All | SCE | MFm | New | CZ03 | rDXOH | 0 | HV_SCEMFmNewCZ03 | rDXOH | 0
882 | 2 | 2 | 2 | 3 | 6 | 0 | HV_SCEMFmNewCZ03rNCOH | ResHVAC | HV_SCEMFmNewCZ03 | rWtd | All | SCE | MFm | New | CZ03 | rNCOH | 0 | HV_SCEMFmNewCZ03 | rNCOH | 0
883 | 2 | 2 | 2 | 4 | 1 | 0 | HV_SCEMFmNewCZ04rDXGF | ResHVAC | HV_SCEMFmNewCZ04 | rWtd | All | SCE | MFm | New | CZ04 | rDXGF | 0 | HV_SCEMFmNewCZ04 | rDXGF | 0
884 | 2 | 2 | 2 | 4 | 2 | 0 | HV_SCEMFmNewCZ04rNCGF | ResHVAC | HV_SCEMFmNewCZ04 | rWtd | All | SCE | MFm | New | CZ04 | rNCGF | 0 | HV_SCEMFmNewCZ04 | rNCGF | 0
885 | 2 | 2 | 2 | 4 | 3 | 0 | HV_SCEMFmNewCZ04rDXHP | ResHVAC | HV_SCEMFmNewCZ04 | rWtd | All | SCE | MFm | New | CZ04 | rDXHP | 0 | HV_SCEMFmNewCZ04 | rDXHP | 0
886 | 2 | 2 | 2 | 4 | 4 | 0 | HV_SCEMFmNewCZ04rNCEH | ResHVAC | HV_SCEMFmNewCZ04 | rWtd | All | SCE | MFm | New | CZ04 | rNCEH | 0 | HV_SCEMFmNewCZ04 | rNCEH | 0
887 | 2 | 2 | 2 | 4 | 5 | 0 | HV_SCEMFmNewCZ04rDXOH | ResHVAC | HV_SCEMFmNewCZ04 | rWtd | All | SCE | MFm | New | CZ04 | rDXOH | 0 | HV_SCEMFmNewCZ04 | rDXOH | 0
888 | 2 | 2 | 2 | 4 | 6 | 0 | HV_SCEMFmNewCZ04rNCOH | ResHVAC | HV_SCEMFmNewCZ04 | rWtd | All | SCE | MFm | New | CZ04 | rNCOH | 0 | HV_SCEMFmNewCZ04 | rNCOH | 0
889 | 2 | 2 | 2 | 5 | 1 | 1 | HV_SCEMFmNewCZ05rDXGF | ResHVAC | HV_SCEMFmNewCZ05 | rWtd | All | SCE | MFm | New | CZ05 | rDXGF | 0.73809 | HV_SCEMFmNewCZ05 | rDXGF | 0.73809
890 | 2 | 2 | 2 | 5 | 2 | 1 | HV_SCEMFmNewCZ05rNCGF | ResHVAC | HV_SCEMFmNewCZ05 | rWtd | All | SCE | MFm | New | CZ05 | rNCGF | 0.050239 | HV_SCEMFmNewCZ05 | rNCGF | 0.050239
891 | 2 | 2 | 2 | 5 | 3 | 1 | HV_SCEMFmNewCZ05rDXHP | ResHVAC | HV_SCEMFmNewCZ05 | rWtd | All | SCE | MFm | New | CZ05 | rDXHP | 0.10613 | HV_SCEMFmNewCZ05 | rDXHP | 0.10613
892 | 2 | 2 | 2 | 5 | 4 | 1 | HV_SCEMFmNewCZ05rNCEH | ResHVAC | HV_SCEMFmNewCZ05 | rWtd | All | SCE | MFm | New | CZ05 | rNCEH | 0.0072241 | HV_SCEMFmNewCZ05 | rNCEH | 0.0072241
893 | 2 | 2 | 2 | 5 | 5 | 1 | HV_SCEMFmNewCZ05rDXOH | ResHVAC | HV_SCEMFmNewCZ05 | rWtd | All | SCE | MFm | New | CZ05 | rDXOH | 0.092044 | HV_SCEMFmNewCZ05 | rDXOH | 0.092044
894 | 2 | 2 | 2 | 5 | 6 | 1 | HV_SCEMFmNewCZ05rNCOH | ResHVAC | HV_SCEMFmNewCZ05 | rWtd | All | SCE | MFm | New | CZ05 | rNCOH | 0.006265 | HV_SCEMFmNewCZ05 | rNCOH | 0.006265
895 | 2 | 2 | 2 | 6 | 1 | 1 | HV_SCEMFmNewCZ06rDXGF | ResHVAC | HV_SCEMFmNewCZ06 | rWtd | All | SCE | MFm | New | CZ06 | rDXGF | 2446.838 | HV_SCEMFmNewCZ06 | rDXGF | 2446.838
896 | 2 | 2 | 2 | 6 | 2 | 1 | HV_SCEMFmNewCZ06rNCGF | ResHVAC | HV_SCEMFmNewCZ06 | rWtd | All | SCE | MFm | New | CZ06 | rNCGF | 292.1902 | HV_SCEMFmNewCZ06 | rNCGF | 292.1902
897 | 2 | 2 | 2 | 6 | 3 | 1 | HV_SCEMFmNewCZ06rDXHP | ResHVAC | HV_SCEMFmNewCZ06 | rWtd | All | SCE | MFm | New | CZ06 | rDXHP | 351.8422 | HV_SCEMFmNewCZ06 | rDXHP | 351.8422
898 | 2 | 2 | 2 | 6 | 4 | 1 | HV_SCEMFmNewCZ06rNCEH | ResHVAC | HV_SCEMFmNewCZ06 | rWtd | All | SCE | MFm | New | CZ06 | rNCEH | 42.0154 | HV_SCEMFmNewCZ06 | rNCEH | 42.0154
899 | 2 | 2 | 2 | 6 | 5 | 1 | HV_SCEMFmNewCZ06rDXOH | ResHVAC | HV_SCEMFmNewCZ06 | rWtd | All | SCE | MFm | New | CZ06 | rDXOH | 305.1323 | HV_SCEMFmNewCZ06 | rDXOH | 305.1323
900 | 2 | 2 | 2 | 6 | 6 | 1 | HV_SCEMFmNewCZ06rNCOH | ResHVAC | HV_SCEMFmNewCZ06 | rWtd | All | SCE | MFm | New | CZ06 | rNCOH | 36.4375 | HV_SCEMFmNewCZ06 | rNCOH | 36.4375
901 | 2 | 2 | 2 | 7 | 1 | 0 | HV_SCEMFmNewCZ07rDXGF | ResHVAC | HV_SCEMFmNewCZ07 | rWtd | All | SCE | MFm | New | CZ07 | rDXGF | 0 | HV_SCEMFmNewCZ07 | rDXGF | 0
902 | 2 | 2 | 2 | 7 | 2 | 0 | HV_SCEMFmNewCZ07rNCGF | ResHVAC | HV_SCEMFmNewCZ07 | rWtd | All | SCE | MFm | New | CZ07 | rNCGF | 0 | HV_SCEMFmNewCZ07 | rNCGF | 0
903 | 2 | 2 | 2 | 7 | 3 | 0 | HV_SCEMFmNewCZ07rDXHP | ResHVAC | HV_SCEMFmNewCZ07 | rWtd | All | SCE | MFm | New | CZ07 | rDXHP | 0 | HV_SCEMFmNewCZ07 | rDXHP | 0
904 | 2 | 2 | 2 | 7 | 4 | 0 | HV_SCEMFmNewCZ07rNCEH | ResHVAC | HV_SCEMFmNewCZ07 | rWtd | All | SCE | MFm | New | CZ07 | rNCEH | 0 | HV_SCEMFmNewCZ07 | rNCEH | 0
905 | 2 | 2 | 2 | 7 | 5 | 0 | HV_SCEMFmNewCZ07rDXOH | ResHVAC | HV_SCEMFmNewCZ07 | rWtd | All | SCE | MFm | New | CZ07 | rDXOH | 0 | HV_SCEMFmNewCZ07 | rDXOH | 0
906 | 2 | 2 | 2 | 7 | 6 | 0 | HV_SCEMFmNewCZ07rNCOH | ResHVAC | HV_SCEMFmNewCZ07 | rWtd | All | SCE | MFm | New | CZ07 | rNCOH | 0 | HV_SCEMFmNewCZ07 | rNCOH | 0
907 | 2 | 2 | 2 | 8 | 1 | 1 | HV_SCEMFmNewCZ08rDXGF | ResHVAC | HV_SCEMFmNewCZ08 | rWtd | All | SCE | MFm | New | CZ08 | rDXGF | 2915.1856 | HV_SCEMFmNewCZ08 | rDXGF | 2915.1856
908 | 2 | 2 | 2 | 8 | 2 | 1 | HV_SCEMFmNewCZ08rNCGF | ResHVAC | HV_SCEMFmNewCZ08 | rWtd | All | SCE | MFm | New | CZ08 | rNCGF | 272.4692 | HV_SCEMFmNewCZ08 | rNCGF | 272.4692
909 | 2 | 2 | 2 | 8 | 3 | 1 | HV_SCEMFmNewCZ08rDXHP | ResHVAC | HV_SCEMFmNewCZ08 | rWtd | All | SCE | MFm | New | CZ08 | rDXHP | 419.1881 | HV_SCEMFmNewCZ08 | rDXHP | 419.1881
910 | 2 | 2 | 2 | 8 | 4 | 1 | HV_SCEMFmNewCZ08rNCEH | ResHVAC | HV_SCEMFmNewCZ08 | rWtd | All | SCE | MFm | New | CZ08 | rNCEH | 39.1796 | HV_SCEMFmNewCZ08 | rNCEH | 39.1796
911 | 2 | 2 | 2 | 8 | 5 | 1 | HV_SCEMFmNewCZ08rDXOH | ResHVAC | HV_SCEMFmNewCZ08 | rWtd | All | SCE | MFm | New | CZ08 | rDXOH | 363.5375 | HV_SCEMFmNewCZ08 | rDXOH | 363.5375
912 | 2 | 2 | 2 | 8 | 6 | 1 | HV_SCEMFmNewCZ08rNCOH | ResHVAC | HV_SCEMFmNewCZ08 | rWtd | All | SCE | MFm | New | CZ08 | rNCOH | 33.9782 | HV_SCEMFmNewCZ08 | rNCOH | 33.9782
913 | 2 | 2 | 2 | 9 | 1 | 1 | HV_SCEMFmNewCZ09rDXGF | ResHVAC | HV_SCEMFmNewCZ09 | rWtd | All | SCE | MFm | New | CZ09 | rDXGF | 2791.3118 | HV_SCEMFmNewCZ09 | rDXGF | 2791.3118
914 | 2 | 2 | 2 | 9 | 2 | 1 | HV_SCEMFmNewCZ09rNCGF | ResHVAC | HV_SCEMFmNewCZ09 | rWtd | All | SCE | MFm | New | CZ09 | rNCGF | 0 | HV_SCEMFmNewCZ09 | rNCGF | 0
915 | 2 | 2 | 2 | 9 | 3 | 1 | HV_SCEMFmNewCZ09rDXHP | ResHVAC | HV_SCEMFmNewCZ09 | rWtd | All | SCE | MFm | New | CZ09 | rDXHP | 401.3757 | HV_SCEMFmNewCZ09 | rDXHP | 401.3757
916 | 2 | 2 | 2 | 9 | 4 | 1 | HV_SCEMFmNewCZ09rNCEH | ResHVAC | HV_SCEMFmNewCZ09 | rWtd | All | SCE | MFm | New | CZ09 | rNCEH | 0 | HV_SCEMFmNewCZ09 | rNCEH | 0
917 | 2 | 2 | 2 | 9 | 5 | 1 | HV_SCEMFmNewCZ09rDXOH | ResHVAC | HV_SCEMFmNewCZ09 | rWtd | All | SCE | MFm | New | CZ09 | rDXOH | 348.0898 | HV_SCEMFmNewCZ09 | rDXOH | 348.0898
918 | 2 | 2 | 2 | 9 | 6 | 1 | HV_SCEMFmNewCZ09rNCOH | ResHVAC | HV_SCEMFmNewCZ09 | rWtd | All | SCE | MFm | New | CZ09 | rNCOH | 0 | HV_SCEMFmNewCZ09 | rNCOH | 0
919 | 2 | 2 | 2 | 10 | 1 | 1 | HV_SCEMFmNewCZ10rDXGF | ResHVAC | HV_SCEMFmNewCZ10 | rWtd | All | SCE | MFm | New | CZ10 | rDXGF | 94.9803 | HV_SCEMFmNewCZ10 | rDXGF | 94.9803
920 | 2 | 2 | 2 | 10 | 2 | 1 | HV_SCEMFmNewCZ10rNCGF | ResHVAC | HV_SCEMFmNewCZ10 | rWtd | All | SCE | MFm | New | CZ10 | rNCGF | 0 | HV_SCEMFmNewCZ10 | rNCGF | 0
921 | 2 | 2 | 2 | 10 | 3 | 1 | HV_SCEMFmNewCZ10rDXHP | ResHVAC | HV_SCEMFmNewCZ10 | rWtd | All | SCE | MFm | New | CZ10 | rDXHP | 13.6577 | HV_SCEMFmNewCZ10 | rDXHP | 13.6577
922 | 2 | 2 | 2 | 10 | 4 | 1 | HV_SCEMFmNewCZ10rNCEH | ResHVAC | HV_SCEMFmNewCZ10 | rWtd | All | SCE | MFm | New | CZ10 | rNCEH | 0 | HV_SCEMFmNewCZ10 | rNCEH | 0
923 | 2 | 2 | 2 | 10 | 5 | 1 | HV_SCEMFmNewCZ10rDXOH | ResHVAC | HV_SCEMFmNewCZ10 | rWtd | All | SCE | MFm | New | CZ10 | rDXOH | 11.8445 | HV_SCEMFmNewCZ10 | rDXOH | 11.8445
924 | 2 | 2 | 2 | 10 | 6 | 1 | HV_SCEMFmNewCZ10rNCOH | ResHVAC | HV_SCEMFmNewCZ10 | rWtd | All | SCE | MFm | New | CZ10 | rNCOH | 0 | HV_SCEMFmNewCZ10 | rNCOH | 0
925 | 2 | 2 | 2 | 11 | 1 | 0 | HV_SCEMFmNewCZ11rDXGF | ResHVAC | HV_SCEMFmNewCZ11 | rWtd | All | SCE | MFm | New | CZ11 | rDXGF | 0 | HV_SCEMFmNewCZ11 | rDXGF | 0
926 | 2 | 2 | 2 | 11 | 2 | 0 | HV_SCEMFmNewCZ11rNCGF | ResHVAC | HV_SCEMFmNewCZ11 | rWtd | All | SCE | MFm | New | CZ11 | rNCGF | 0 | HV_SCEMFmNewCZ11 | rNCGF | 0
927 | 2 | 2 | 2 | 11 | 3 | 0 | HV_SCEMFmNewCZ11rDXHP | ResHVAC | HV_SCEMFmNewCZ11 | rWtd | All | SCE | MFm | New | CZ11 | rDXHP | 0 | HV_SCEMFmNewCZ11 | rDXHP | 0
928 | 2 | 2 | 2 | 11 | 4 | 0 | HV_SCEMFmNewCZ11rNCEH | ResHVAC | HV_SCEMFmNewCZ11 | rWtd | All | SCE | MFm | New | CZ11 | rNCEH | 0 | HV_SCEMFmNewCZ11 | rNCEH | 0
929 | 2 | 2 | 2 | 11 | 5 | 0 | HV_SCEMFmNewCZ11rDXOH | ResHVAC | HV_SCEMFmNewCZ11 | rWtd | All | SCE | MFm | New | CZ11 | rDXOH | 0 | HV_SCEMFmNewCZ11 | rDXOH | 0
930 | 2 | 2 | 2 | 11 | 6 | 0 | HV_SCEMFmNewCZ11rNCOH | ResHVAC | HV_SCEMFmNewCZ11 | rWtd | All | SCE | MFm | New | CZ11 | rNCOH | 0 | HV_SCEMFmNewCZ11 | rNCOH | 0
931 | 2 | 2 | 2 | 12 | 1 | 0 | HV_SCEMFmNewCZ12rDXGF | ResHVAC | HV_SCEMFmNewCZ12 | rWtd | All | SCE | MFm | New | CZ12 | rDXGF | 0 | HV_SCEMFmNewCZ12 | rDXGF | 0
932 | 2 | 2 | 2 | 12 | 2 | 0 | HV_SCEMFmNewCZ12rNCGF | ResHVAC | HV_SCEMFmNewCZ12 | rWtd | All | SCE | MFm | New | CZ12 | rNCGF | 0 | HV_SCEMFmNewCZ12 | rNCGF | 0
933 | 2 | 2 | 2 | 12 | 3 | 0 | HV_SCEMFmNewCZ12rDXHP | ResHVAC | HV_SCEMFmNewCZ12 | rWtd | All | SCE | MFm | New | CZ12 | rDXHP | 0 | HV_SCEMFmNewCZ12 | rDXHP | 0
934 | 2 | 2 | 2 | 12 | 4 | 0 | HV_SCEMFmNewCZ12rNCEH | ResHVAC | HV_SCEMFmNewCZ12 | rWtd | All | SCE | MFm | New | CZ12 | rNCEH | 0 | HV_SCEMFmNewCZ12 | rNCEH | 0
935 | 2 | 2 | 2 | 12 | 5 | 0 | HV_SCEMFmNewCZ12rDXOH | ResHVAC | HV_SCEMFmNewCZ12 | rWtd | All | SCE | MFm | New | CZ12 | rDXOH | 0 | HV_SCEMFmNewCZ12 | rDXOH | 0
936 | 2 | 2 | 2 | 12 | 6 | 0 | HV_SCEMFmNewCZ12rNCOH | ResHVAC | HV_SCEMFmNewCZ12 | rWtd | All | SCE | MFm | New | CZ12 | rNCOH | 0 | HV_SCEMFmNewCZ12 | rNCOH | 0
937 | 2 | 2 | 2 | 13 | 1 | 1 | HV_SCEMFmNewCZ13rDXGF | ResHVAC | HV_SCEMFmNewCZ13 | rWtd | All | SCE | MFm | New | CZ13 | rDXGF | 47.4902 | HV_SCEMFmNewCZ13 | rDXGF | 47.4902
938 | 2 | 2 | 2 | 13 | 2 | 1 | HV_SCEMFmNewCZ13rNCGF | ResHVAC | HV_SCEMFmNewCZ13 | rWtd | All | SCE | MFm | New | CZ13 | rNCGF | 0 | HV_SCEMFmNewCZ13 | rNCGF | 0
939 | 2 | 2 | 2 | 13 | 3 | 1 | HV_SCEMFmNewCZ13rDXHP | ResHVAC | HV_SCEMFmNewCZ13 | rWtd | All | SCE | MFm | New | CZ13 | rDXHP | 6.8288 | HV_SCEMFmNewCZ13 | rDXHP | 6.8288
940 | 2 | 2 | 2 | 13 | 4 | 1 | HV_SCEMFmNewCZ13rNCEH | ResHVAC | HV_SCEMFmNewCZ13 | rWtd | All | SCE | MFm | New | CZ13 | rNCEH | 0 | HV_SCEMFmNewCZ13 | rNCEH | 0
941 | 2 | 2 | 2 | 13 | 5 | 1 | HV_SCEMFmNewCZ13rDXOH | ResHVAC | HV_SCEMFmNewCZ13 | rWtd | All | SCE | MFm | New | CZ13 | rDXOH | 5.9222 | HV_SCEMFmNewCZ13 | rDXOH | 5.9222
942 | 2 | 2 | 2 | 13 | 6 | 1 | HV_SCEMFmNewCZ13rNCOH | ResHVAC | HV_SCEMFmNewCZ13 | rWtd | All | SCE | MFm | New | CZ13 | rNCOH | 0 | HV_SCEMFmNewCZ13 | rNCOH | 0
943 | 2 | 2 | 2 | 14 | 1 | 1 | HV_SCEMFmNewCZ14rDXGF | ResHVAC | HV_SCEMFmNewCZ14 | rWtd | All | SCE | MFm | New | CZ14 | rDXGF | 0.73809 | HV_SCEMFmNewCZ14 | rDXGF | 0.73809
944 | 2 | 2 | 2 | 14 | 2 | 1 | HV_SCEMFmNewCZ14rNCGF | ResHVAC | HV_SCEMFmNewCZ14 | rWtd | All | SCE | MFm | New | CZ14 | rNCGF | 0.050239 | HV_SCEMFmNewCZ14 | rNCGF | 0.050239
945 | 2 | 2 | 2 | 14 | 3 | 1 | HV_SCEMFmNewCZ14rDXHP | ResHVAC | HV_SCEMFmNewCZ14 | rWtd | All | SCE | MFm | New | CZ14 | rDXHP | 0.10613 | HV_SCEMFmNewCZ14 | rDXHP | 0.10613
946 | 2 | 2 | 2 | 14 | 4 | 1 | HV_SCEMFmNewCZ14rNCEH | ResHVAC | HV_SCEMFmNewCZ14 | rWtd | All | SCE | MFm | New | CZ14 | rNCEH | 0.0072241 | HV_SCEMFmNewCZ14 | rNCEH | 0.0072241
947 | 2 | 2 | 2 | 14 | 5 | 1 | HV_SCEMFmNewCZ14rDXOH | ResHVAC | HV_SCEMFmNewCZ14 | rWtd | All | SCE | MFm | New | CZ14 | rDXOH | 0.092044 | HV_SCEMFmNewCZ14 | rDXOH | 0.092044
948 | 2 | 2 | 2 | 14 | 6 | 1 | HV_SCEMFmNewCZ14rNCOH | ResHVAC | HV_SCEMFmNewCZ14 | rWtd | All | SCE | MFm | New | CZ14 | rNCOH | 0.006265 | HV_SCEMFmNewCZ14 | rNCOH | 0.006265
949 | 2 | 2 | 2 | 15 | 1 | 1 | HV_SCEMFmNewCZ15rDXGF | ResHVAC | HV_SCEMFmNewCZ15 | rWtd | All | SCE | MFm | New | CZ15 | rDXGF | 0.73809 | HV_SCEMFmNewCZ15 | rDXGF | 0.73809
950 | 2 | 2 | 2 | 15 | 2 | 1 | HV_SCEMFmNewCZ15rNCGF | ResHVAC | HV_SCEMFmNewCZ15 | rWtd | All | SCE | MFm | New | CZ15 | rNCGF | 0.050239 | HV_SCEMFmNewCZ15 | rNCGF | 0.050239
951 | 2 | 2 | 2 | 15 | 3 | 1 | HV_SCEMFmNewCZ15rDXHP | ResHVAC | HV_SCEMFmNewCZ15 | rWtd | All | SCE | MFm | New | CZ15 | rDXHP | 0.10613 | HV_SCEMFmNewCZ15 | rDXHP | 0.10613
952 | 2 | 2 | 2 | 15 | 4 | 1 | HV_SCEMFmNewCZ15rNCEH | ResHVAC | HV_SCEMFmNewCZ15 | rWtd | All | SCE | MFm | New | CZ15 | rNCEH | 0.0072241 | HV_SCEMFmNewCZ15 | rNCEH | 0.0072241
953 | 2 | 2 | 2 | 15 | 5 | 1 | HV_SCEMFmNewCZ15rDXOH | ResHVAC | HV_SCEMFmNewCZ15 | rWtd | All | SCE | MFm | New | CZ15 | rDXOH | 0.092044 | HV_SCEMFmNewCZ15 | rDXOH | 0.092044
954 | 2 | 2 | 2 | 15 | 6 | 1 | HV_SCEMFmNewCZ15rNCOH | ResHVAC | HV_SCEMFmNewCZ15 | rWtd | All | SCE | MFm | New | CZ15 | rNCOH | 0.006265 | HV_SCEMFmNewCZ15 | rNCOH | 0.006265
955 | 2 | 2 | 2 | 16 | 1 | 1 | HV_SCEMFmNewCZ16rDXGF | ResHVAC | HV_SCEMFmNewCZ16 | rWtd | All | SCE | MFm | New | CZ16 | rDXGF | 0.73809 | HV_SCEMFmNewCZ16 | rDXGF | 0.73809
956 | 2 | 2 | 2 | 16 | 2 | 1 | HV_SCEMFmNewCZ16rNCGF | ResHVAC | HV_SCEMFmNewCZ16 | rWtd | All | SCE | MFm | New | CZ16 | rNCGF | 0.050239 | HV_SCEMFmNewCZ16 | rNCGF | 0.050239
957 | 2 | 2 | 2 | 16 | 3 | 1 | HV_SCEMFmNewCZ16rDXHP | ResHVAC | HV_SCEMFmNewCZ16 | rWtd | All | SCE | MFm | New | CZ16 | rDXHP | 0.10613 | HV_SCEMFmNewCZ16 | rDXHP | 0.10613
958 | 2 | 2 | 2 | 16 | 4 | 1 | HV_SCEMFmNewCZ16rNCEH | ResHVAC | HV_SCEMFmNewCZ16 | rWtd | All | SCE | MFm | New | CZ16 | rNCEH | 0.0072241 | HV_SCEMFmNewCZ16 | rNCEH | 0.0072241
959 | 2 | 2 | 2 | 16 | 5 | 1 | HV_SCEMFmNewCZ16rDXOH | ResHVAC | HV_SCEMFmNewCZ16 | rWtd | All | SCE | MFm | New | CZ16 | rDXOH | 0.092044 | HV_SCEMFmNewCZ16 | rDXOH | 0.092044
960 | 2 | 2 | 2 | 16 | 6 | 1 | HV_SCEMFmNewCZ16rNCOH | ResHVAC | HV_SCEMFmNewCZ16 | rWtd | All | SCE | MFm | New | CZ16 | rNCOH | 0.006265 | HV_SCEMFmNewCZ16 | rNCOH | 0.006265
961 | 2 | 3 | 1 | 1 | 1 | 0 | HV_SCEDMoExCZ01rDXGF | ResHVAC | HV_SCEDMoExCZ01 | rWtd | All | SCE | DMo | Ex | CZ01 | rDXGF | 0 | HV_SCEDMoExCZ01 | rDXGF | 0
962 | 2 | 3 | 1 | 1 | 2 | 0 | HV_SCEDMoExCZ01rNCGF | ResHVAC | HV_SCEDMoExCZ01 | rWtd | All | SCE | DMo | Ex | CZ01 | rNCGF | 0 | HV_SCEDMoExCZ01 | rNCGF | 0
963 | 2 | 3 | 1 | 1 | 3 | 0 | HV_SCEDMoExCZ01rDXHP | ResHVAC | HV_SCEDMoExCZ01 | rWtd | All | SCE | DMo | Ex | CZ01 | rDXHP | 0 | HV_SCEDMoExCZ01 | rDXHP | 0
964 | 2 | 3 | 1 | 1 | 4 | 0 | HV_SCEDMoExCZ01rNCEH | ResHVAC | HV_SCEDMoExCZ01 | rWtd | All | SCE | DMo | Ex | CZ01 | rNCEH | 0 | HV_SCEDMoExCZ01 | rNCEH | 0
965 | 2 | 3 | 1 | 1 | 5 | 0 | HV_SCEDMoExCZ01rDXOH | ResHVAC | HV_SCEDMoExCZ01 | rWtd | All | SCE | DMo | Ex | CZ01 | rDXOH | 0 | HV_SCEDMoExCZ01 | rDXOH | 0
966 | 2 | 3 | 1 | 1 | 6 | 0 | HV_SCEDMoExCZ01rNCOH | ResHVAC | HV_SCEDMoExCZ01 | rWtd | All | SCE | DMo | Ex | CZ01 | rNCOH | 0 | HV_SCEDMoExCZ01 | rNCOH | 0
967 | 2 | 3 | 1 | 2 | 1 | 0 | HV_SCEDMoExCZ02rDXGF | ResHVAC | HV_SCEDMoExCZ02 | rWtd | All | SCE | DMo | Ex | CZ02 | rDXGF | 0 | HV_SCEDMoExCZ02 | rDXGF | 0
968 | 2 | 3 | 1 | 2 | 2 | 0 | HV_SCEDMoExCZ02rNCGF | ResHVAC | HV_SCEDMoExCZ02 | rWtd | All | SCE | DMo | Ex | CZ02 | rNCGF | 0 | HV_SCEDMoExCZ02 | rNCGF | 0
969 | 2 | 3 | 1 | 2 | 3 | 0 | HV_SCEDMoExCZ02rDXHP | ResHVAC | HV_SCEDMoExCZ02 | rWtd | All | SCE | DMo | Ex | CZ02 | rDXHP | 0 | HV_SCEDMoExCZ02 | rDXHP | 0
970 | 2 | 3 | 1 | 2 | 4 | 0 | HV_SCEDMoExCZ02rNCEH | ResHVAC | HV_SCEDMoExCZ02 | rWtd | All | SCE | DMo | Ex | CZ02 | rNCEH | 0 | HV_SCEDMoExCZ02 | rNCEH | 0
971 | 2 | 3 | 1 | 2 | 5 | 0 | HV_SCEDMoExCZ02rDXOH | ResHVAC | HV_SCEDMoExCZ02 | rWtd | All | SCE | DMo | Ex | CZ02 | rDXOH | 0 | HV_SCEDMoExCZ02 | rDXOH | 0
972 | 2 | 3 | 1 | 2 | 6 | 0 | HV_SCEDMoExCZ02rNCOH | ResHVAC | HV_SCEDMoExCZ02 | rWtd | All | SCE | DMo | Ex | CZ02 | rNCOH | 0 | HV_SCEDMoExCZ02 | rNCOH | 0
973 | 2 | 3 | 1 | 3 | 1 | 0 | HV_SCEDMoExCZ03rDXGF | ResHVAC | HV_SCEDMoExCZ03 | rWtd | All | SCE | DMo | Ex | CZ03 | rDXGF | 0 | HV_SCEDMoExCZ03 | rDXGF | 0
974 | 2 | 3 | 1 | 3 | 2 | 0 | HV_SCEDMoExCZ03rNCGF | ResHVAC | HV_SCEDMoExCZ03 | rWtd | All | SCE | DMo | Ex | CZ03 | rNCGF | 0 | HV_SCEDMoExCZ03 | rNCGF | 0
975 | 2 | 3 | 1 | 3 | 3 | 0 | HV_SCEDMoExCZ03rDXHP | ResHVAC | HV_SCEDMoExCZ03 | rWtd | All | SCE | DMo | Ex | CZ03 | rDXHP | 0 | HV_SCEDMoExCZ03 | rDXHP | 0
976 | 2 | 3 | 1 | 3 | 4 | 0 | HV_SCEDMoExCZ03rNCEH | ResHVAC | HV_SCEDMoExCZ03 | rWtd | All | SCE | DMo | Ex | CZ03 | rNCEH | 0 | HV_SCEDMoExCZ03 | rNCEH | 0
977 | 2 | 3 | 1 | 3 | 5 | 0 | HV_SCEDMoExCZ03rDXOH | ResHVAC | HV_SCEDMoExCZ03 | rWtd | All | SCE | DMo | Ex | CZ03 | rDXOH | 0 | HV_SCEDMoExCZ03 | rDXOH | 0
978 | 2 | 3 | 1 | 3 | 6 | 0 | HV_SCEDMoExCZ03rNCOH | ResHVAC | HV_SCEDMoExCZ03 | rWtd | All | SCE | DMo | Ex | CZ03 | rNCOH | 0 | HV_SCEDMoExCZ03 | rNCOH | 0
979 | 2 | 3 | 1 | 4 | 1 | 0 | HV_SCEDMoExCZ04rDXGF | ResHVAC | HV_SCEDMoExCZ04 | rWtd | All | SCE | DMo | Ex | CZ04 | rDXGF | 0 | HV_SCEDMoExCZ04 | rDXGF | 0
980 | 2 | 3 | 1 | 4 | 2 | 0 | HV_SCEDMoExCZ04rNCGF | ResHVAC | HV_SCEDMoExCZ04 | rWtd | All | SCE | DMo | Ex | CZ04 | rNCGF | 0 | HV_SCEDMoExCZ04 | rNCGF | 0
981 | 2 | 3 | 1 | 4 | 3 | 0 | HV_SCEDMoExCZ04rDXHP | ResHVAC | HV_SCEDMoExCZ04 | rWtd | All | SCE | DMo | Ex | CZ04 | rDXHP | 0 | HV_SCEDMoExCZ04 | rDXHP | 0
982 | 2 | 3 | 1 | 4 | 4 | 0 | HV_SCEDMoExCZ04rNCEH | ResHVAC | HV_SCEDMoExCZ04 | rWtd | All | SCE | DMo | Ex | CZ04 | rNCEH | 0 | HV_SCEDMoExCZ04 | rNCEH | 0
983 | 2 | 3 | 1 | 4 | 5 | 0 | HV_SCEDMoExCZ04rDXOH | ResHVAC | HV_SCEDMoExCZ04 | rWtd | All | SCE | DMo | Ex | CZ04 | rDXOH | 0 | HV_SCEDMoExCZ04 | rDXOH | 0
984 | 2 | 3 | 1 | 4 | 6 | 0 | HV_SCEDMoExCZ04rNCOH | ResHVAC | HV_SCEDMoExCZ04 | rWtd | All | SCE | DMo | Ex | CZ04 | rNCOH | 0 | HV_SCEDMoExCZ04 | rNCOH | 0
985 | 2 | 3 | 1 | 5 | 1 | 1 | HV_SCEDMoExCZ05rDXGF | ResHVAC | HV_SCEDMoExCZ05 | rWtd | All | SCE | DMo | Ex | CZ05 | rDXGF | 0.58316 | HV_SCEDMoExCZ05 | rDXGF | 0.58316
986 | 2 | 3 | 1 | 5 | 2 | 1 | HV_SCEDMoExCZ05rNCGF | ResHVAC | HV_SCEDMoExCZ05 | rWtd | All | SCE | DMo | Ex | CZ05 | rNCGF | 0.13849 | HV_SCEDMoExCZ05 | rNCGF | 0.13849
987 | 2 | 3 | 1 | 5 | 3 | 1 | HV_SCEDMoExCZ05rDXHP | ResHVAC | HV_SCEDMoExCZ05 | rWtd | All | SCE | DMo | Ex | CZ05 | rDXHP | 0.083308 | HV_SCEDMoExCZ05 | rDXHP | 0.083308
988 | 2 | 3 | 1 | 5 | 4 | 1 | HV_SCEDMoExCZ05rNCEH | ResHVAC | HV_SCEDMoExCZ05 | rWtd | All | SCE | DMo | Ex | CZ05 | rNCEH | 0.019784 | HV_SCEDMoExCZ05 | rNCEH | 0.019784
989 | 2 | 3 | 1 | 5 | 5 | 1 | HV_SCEDMoExCZ05rDXOH | ResHVAC | HV_SCEDMoExCZ05 | rWtd | All | SCE | DMo | Ex | CZ05 | rDXOH | 0.14162 | HV_SCEDMoExCZ05 | rDXOH | 0.14162
990 | 2 | 3 | 1 | 5 | 6 | 1 | HV_SCEDMoExCZ05rNCOH | ResHVAC | HV_SCEDMoExCZ05 | rWtd | All | SCE | DMo | Ex | CZ05 | rNCOH | 0.033633 | HV_SCEDMoExCZ05 | rNCOH | 0.033633
991 | 2 | 3 | 1 | 6 | 1 | 1 | HV_SCEDMoExCZ06rDXGF | ResHVAC | HV_SCEDMoExCZ06 | rWtd | All | SCE | DMo | Ex | CZ06 | rDXGF | 4674.852 | HV_SCEDMoExCZ06 | rDXGF | 4674.852
992 | 2 | 3 | 1 | 6 | 2 | 1 | HV_SCEDMoExCZ06rNCGF | ResHVAC | HV_SCEDMoExCZ06 | rWtd | All | SCE | DMo | Ex | CZ06 | rNCGF | 13779.143 | HV_SCEDMoExCZ06 | rNCGF | 13779.143
993 | 2 | 3 | 1 | 6 | 3 | 1 | HV_SCEDMoExCZ06rDXHP | ResHVAC | HV_SCEDMoExCZ06 | rWtd | All | SCE | DMo | Ex | CZ06 | rDXHP | 667.836 | HV_SCEDMoExCZ06 | rDXHP | 667.836
994 | 2 | 3 | 1 | 6 | 4 | 1 | HV_SCEDMoExCZ06rNCEH | ResHVAC | HV_SCEDMoExCZ06 | rWtd | All | SCE | DMo | Ex | CZ06 | rNCEH | 1968.449 | HV_SCEDMoExCZ06 | rNCEH | 1968.449
995 | 2 | 3 | 1 | 6 | 5 | 1 | HV_SCEDMoExCZ06rDXOH | ResHVAC | HV_SCEDMoExCZ06 | rWtd | All | SCE | DMo | Ex | CZ06 | rDXOH | 1135.3212 | HV_SCEDMoExCZ06 | rDXOH | 1135.3212
996 | 2 | 3 | 1 | 6 | 6 | 1 | HV_SCEDMoExCZ06rNCOH | ResHVAC | HV_SCEDMoExCZ06 | rWtd | All | SCE | DMo | Ex | CZ06 | rNCOH | 3346.3633 | HV_SCEDMoExCZ06 | rNCOH | 3346.3633
997 | 2 | 3 | 1 | 7 | 1 | 0 | HV_SCEDMoExCZ07rDXGF | ResHVAC | HV_SCEDMoExCZ07 | rWtd | All | SCE | DMo | Ex | CZ07 | rDXGF | 0 | HV_SCEDMoExCZ07 | rDXGF | 0
998 | 2 | 3 | 1 | 7 | 2 | 0 | HV_SCEDMoExCZ07rNCGF | ResHVAC | HV_SCEDMoExCZ07 | rWtd | All | SCE | DMo | Ex | CZ07 | rNCGF | 0 | HV_SCEDMoExCZ07 | rNCGF | 0
999 | 2 | 3 | 1 | 7 | 3 | 0 | HV_SCEDMoExCZ07rDXHP | ResHVAC | HV_SCEDMoExCZ07 | rWtd | All | SCE | DMo | Ex | CZ07 | rDXHP | 0 | HV_SCEDMoExCZ07 | rDXHP | 0
1000 | 2 | 3 | 1 | 7 | 4 | 0 | HV_SCEDMoExCZ07rNCEH | ResHVAC | HV_SCEDMoExCZ07 | rWtd | All | SCE | DMo | Ex | CZ07 | rNCEH | 0 | HV_SCEDMoExCZ07 | rNCEH | 0
1001 | 2 | 3 | 1 | 7 | 5 | 0 | HV_SCEDMoExCZ07rDXOH | ResHVAC | HV_SCEDMoExCZ07 | rWtd | All | SCE | DMo | Ex | CZ07 | rDXOH | 0 | HV_SCEDMoExCZ07 | rDXOH | 0
1002 | 2 | 3 | 1 | 7 | 6 | 0 | HV_SCEDMoExCZ07rNCOH | ResHVAC | HV_SCEDMoExCZ07 | rWtd | All | SCE | DMo | Ex | CZ07 | rNCOH | 0 | HV_SCEDMoExCZ07 | rNCOH | 0
1003 | 2 | 3 | 1 | 8 | 1 | 1 | HV_SCEDMoExCZ08rDXGF | ResHVAC | HV_SCEDMoExCZ08 | rWtd | All | SCE | DMo | Ex | CZ08 | rDXGF | 13719.0452 | HV_SCEDMoExCZ08 | rDXGF | 13719.0452
1004 | 2 | 3 | 1 | 8 | 2 | 1 | HV_SCEDMoExCZ08rNCGF | ResHVAC | HV_SCEDMoExCZ08 | rWtd | All | SCE | DMo | Ex | CZ08 | rNCGF | 3573.003 | HV_SCEDMoExCZ08 | rNCGF | 3573.003
1005 | 2 | 3 | 1 | 8 | 3 | 1 | HV_SCEDMoExCZ08rDXHP | ResHVAC | HV_SCEDMoExCZ08 | rWtd | All | SCE | DMo | Ex | CZ08 | rDXHP | 1959.8636 | HV_SCEDMoExCZ08 | rDXHP | 1959.8636
1006 | 2 | 3 | 1 | 8 | 4 | 1 | HV_SCEDMoExCZ08rNCEH | ResHVAC | HV_SCEDMoExCZ08 | rWtd | All | SCE | DMo | Ex | CZ08 | rNCEH | 510.429 | HV_SCEDMoExCZ08 | rNCEH | 510.429
1007 | 2 | 3 | 1 | 8 | 5 | 1 | HV_SCEDMoExCZ08rDXOH | ResHVAC | HV_SCEDMoExCZ08 | rWtd | All | SCE | DMo | Ex | CZ08 | rDXOH | 3331.7681 | HV_SCEDMoExCZ08 | rDXOH | 3331.7681
1008 | 2 | 3 | 1 | 8 | 6 | 1 | HV_SCEDMoExCZ08rNCOH | ResHVAC | HV_SCEDMoExCZ08 | rWtd | All | SCE | DMo | Ex | CZ08 | rNCOH | 867.7293 | HV_SCEDMoExCZ08 | rNCOH | 867.7293
1009 | 2 | 3 | 1 | 9 | 1 | 1 | HV_SCEDMoExCZ09rDXGF | ResHVAC | HV_SCEDMoExCZ09 | rWtd | All | SCE | DMo | Ex | CZ09 | rDXGF | 17609.949 | HV_SCEDMoExCZ09 | rDXGF | 17609.949
1010 | 2 | 3 | 1 | 9 | 2 | 1 | HV_SCEDMoExCZ09rNCGF | ResHVAC | HV_SCEDMoExCZ09 | rWtd | All | SCE | DMo | Ex | CZ09 | rNCGF | 3873.926 | HV_SCEDMoExCZ09 | rNCGF | 3873.926
1011 | 2 | 3 | 1 | 9 | 3 | 1 | HV_SCEDMoExCZ09rDXHP | ResHVAC | HV_SCEDMoExCZ09 | rWtd | All | SCE | DMo | Ex | CZ09 | rDXHP | 2515.707 | HV_SCEDMoExCZ09 | rDXHP | 2515.707
1012 | 2 | 3 | 1 | 9 | 4 | 1 | HV_SCEDMoExCZ09rNCEH | ResHVAC | HV_SCEDMoExCZ09 | rWtd | All | SCE | DMo | Ex | CZ09 | rNCEH | 553.418 | HV_SCEDMoExCZ09 | rNCEH | 553.418
1013 | 2 | 3 | 1 | 9 | 5 | 1 | HV_SCEDMoExCZ09rDXOH | ResHVAC | HV_SCEDMoExCZ09 | rWtd | All | SCE | DMo | Ex | CZ09 | rDXOH | 4276.7019 | HV_SCEDMoExCZ09 | rDXOH | 4276.7019
1014 | 2 | 3 | 1 | 9 | 6 | 1 | HV_SCEDMoExCZ09rNCOH | ResHVAC | HV_SCEDMoExCZ09 | rWtd | All | SCE | DMo | Ex | CZ09 | rNCOH | 940.8106 | HV_SCEDMoExCZ09 | rNCOH | 940.8106
1015 | 2 | 3 | 1 | 10 | 1 | 1 | HV_SCEDMoExCZ10rDXGF | ResHVAC | HV_SCEDMoExCZ10 | rWtd | All | SCE | DMo | Ex | CZ10 | rDXGF | 33518.8112 | HV_SCEDMoExCZ10 | rDXGF | 33518.8112
1016 | 2 | 3 | 1 | 10 | 2 | 1 | HV_SCEDMoExCZ10rNCGF | ResHVAC | HV_SCEDMoExCZ10 | rWtd | All | SCE | DMo | Ex | CZ10 | rNCGF | 1474.914 | HV_SCEDMoExCZ10 | rNCGF | 1474.914
1017 | 2 | 3 | 1 | 10 | 3 | 1 | HV_SCEDMoExCZ10rDXHP | ResHVAC | HV_SCEDMoExCZ10 | rWtd | All | SCE | DMo | Ex | CZ10 | rDXHP | 4788.4016 | HV_SCEDMoExCZ10 | rDXHP | 4788.4016
1018 | 2 | 3 | 1 | 10 | 4 | 1 | HV_SCEDMoExCZ10rNCEH | ResHVAC | HV_SCEDMoExCZ10 | rWtd | All | SCE | DMo | Ex | CZ10 | rNCEH | 210.702 | HV_SCEDMoExCZ10 | rNCEH | 210.702
1019 | 2 | 3 | 1 | 10 | 5 | 1 | HV_SCEDMoExCZ10rDXOH | ResHVAC | HV_SCEDMoExCZ10 | rWtd | All | SCE | DMo | Ex | CZ10 | rDXOH | 8140.2827 | HV_SCEDMoExCZ10 | rDXOH | 8140.2827
1020 | 2 | 3 | 1 | 10 | 6 | 1 | HV_SCEDMoExCZ10rNCOH | ResHVAC | HV_SCEDMoExCZ10 | rWtd | All | SCE | DMo | Ex | CZ10 | rNCOH | 358.1934 | HV_SCEDMoExCZ10 | rNCOH | 358.1934
1021 | 2 | 3 | 1 | 11 | 1 | 0 | HV_SCEDMoExCZ11rDXGF | ResHVAC | HV_SCEDMoExCZ11 | rWtd | All | SCE | DMo | Ex | CZ11 | rDXGF | 0 | HV_SCEDMoExCZ11 | rDXGF | 0
1022 | 2 | 3 | 1 | 11 | 2 | 0 | HV_SCEDMoExCZ11rNCGF | ResHVAC | HV_SCEDMoExCZ11 | rWtd | All | SCE | DMo | Ex | CZ11 | rNCGF | 0 | HV_SCEDMoExCZ11 | rNCGF | 0
1023 | 2 | 3 | 1 | 11 | 3 | 0 | HV_SCEDMoExCZ11rDXHP | ResHVAC | HV_SCEDMoExCZ11 | rWtd | All | SCE | DMo | Ex | CZ11 | rDXHP | 0 | HV_SCEDMoExCZ11 | rDXHP | 0
1024 | 2 | 3 | 1 | 11 | 4 | 0 | HV_SCEDMoExCZ11rNCEH | ResHVAC | HV_SCEDMoExCZ11 | rWtd | All | SCE | DMo | Ex | CZ11 | rNCEH | 0 | HV_SCEDMoExCZ11 | rNCEH | 0
1025 | 2 | 3 | 1 | 11 | 5 | 0 | HV_SCEDMoExCZ11rDXOH | ResHVAC | HV_SCEDMoExCZ11 | rWtd | All | SCE | DMo | Ex | CZ11 | rDXOH | 0 | HV_SCEDMoExCZ11 | rDXOH | 0
1026 | 2 | 3 | 1 | 11 | 6 | 0 | HV_SCEDMoExCZ11rNCOH | ResHVAC | HV_SCEDMoExCZ11 | rWtd | All | SCE | DMo | Ex | CZ11 | rNCOH | 0 | HV_SCEDMoExCZ11 | rNCOH | 0
1027 | 2 | 3 | 1 | 12 | 1 | 0 | HV_SCEDMoExCZ12rDXGF | ResHVAC | HV_SCEDMoExCZ12 | rWtd | All | SCE | DMo | Ex | CZ12 | rDXGF | 0 | HV_SCEDMoExCZ12 | rDXGF | 0
1028 | 2 | 3 | 1 | 12 | 2 | 0 | HV_SCEDMoExCZ12rNCGF | ResHVAC | HV_SCEDMoExCZ12 | rWtd | All | SCE | DMo | Ex | CZ12 | rNCGF | 0 | HV_SCEDMoExCZ12 | rNCGF | 0
1029 | 2 | 3 | 1 | 12 | 3 | 0 | HV_SCEDMoExCZ12rDXHP | ResHVAC | HV_SCEDMoExCZ12 | rWtd | All | SCE | DMo | Ex | CZ12 | rDXHP | 0 | HV_SCEDMoExCZ12 | rDXHP | 0
1030 | 2 | 3 | 1 | 12 | 4 | 0 | HV_SCEDMoExCZ12rNCEH | ResHVAC | HV_SCEDMoExCZ12 | rWtd | All | SCE | DMo | Ex | CZ12 | rNCEH | 0 | HV_SCEDMoExCZ12 | rNCEH | 0
1031 | 2 | 3 | 1 | 12 | 5 | 0 | HV_SCEDMoExCZ12rDXOH | ResHVAC | HV_SCEDMoExCZ12 | rWtd | All | SCE | DMo | Ex | CZ12 | rDXOH | 0 | HV_SCEDMoExCZ12 | rDXOH | 0
1032 | 2 | 3 | 1 | 12 | 6 | 0 | HV_SCEDMoExCZ12rNCOH | ResHVAC | HV_SCEDMoExCZ12 | rWtd | All | SCE | DMo | Ex | CZ12 | rNCOH | 0 | HV_SCEDMoExCZ12 | rNCOH | 0
1033 | 2 | 3 | 1 | 13 | 1 | 1 | HV_SCEDMoExCZ13rDXGF | ResHVAC | HV_SCEDMoExCZ13 | rWtd | All | SCE | DMo | Ex | CZ13 | rDXGF | 4228.525 | HV_SCEDMoExCZ13 | rDXGF | 4228.525
1034 | 2 | 3 | 1 | 13 | 2 | 1 | HV_SCEDMoExCZ13rNCGF | ResHVAC | HV_SCEDMoExCZ13 | rWtd | All | SCE | DMo | Ex | CZ13 | rNCGF | 0 | HV_SCEDMoExCZ13 | rNCGF | 0
1035 | 2 | 3 | 1 | 13 | 3 | 1 | HV_SCEDMoExCZ13rDXHP | ResHVAC | HV_SCEDMoExCZ13 | rWtd | All | SCE | DMo | Ex | CZ13 | rDXHP | 604.075 | HV_SCEDMoExCZ13 | rDXHP | 604.075
1036 | 2 | 3 | 1 | 13 | 4 | 1 | HV_SCEDMoExCZ13rNCEH | ResHVAC | HV_SCEDMoExCZ13 | rWtd | All | SCE | DMo | Ex | CZ13 | rNCEH | 0 | HV_SCEDMoExCZ13 | rNCEH | 0
1037 | 2 | 3 | 1 | 13 | 5 | 1 | HV_SCEDMoExCZ13rDXOH | ResHVAC | HV_SCEDMoExCZ13 | rWtd | All | SCE | DMo | Ex | CZ13 | rDXOH | 1026.9275 | HV_SCEDMoExCZ13 | rDXOH | 1026.9275
1038 | 2 | 3 | 1 | 13 | 6 | 1 | HV_SCEDMoExCZ13rNCOH | ResHVAC | HV_SCEDMoExCZ13 | rWtd | All | SCE | DMo | Ex | CZ13 | rNCOH | 0 | HV_SCEDMoExCZ13 | rNCOH | 0
1039 | 2 | 3 | 1 | 14 | 1 | 1 | HV_SCEDMoExCZ14rDXGF | ResHVAC | HV_SCEDMoExCZ14 | rWtd | All | SCE | DMo | Ex | CZ14 | rDXGF | 10005.093 | HV_SCEDMoExCZ14 | rDXGF | 10005.093
1040 | 2 | 3 | 1 | 14 | 2 | 1 | HV_SCEDMoExCZ14rNCGF | ResHVAC | HV_SCEDMoExCZ14 | rWtd | All | SCE | DMo | Ex | CZ14 | rNCGF | 672.868 | HV_SCEDMoExCZ14 | rNCGF | 672.868
1041 | 2 | 3 | 1 | 14 | 3 | 1 | HV_SCEDMoExCZ14rDXHP | ResHVAC | HV_SCEDMoExCZ14 | rWtd | All | SCE | DMo | Ex | CZ14 | rDXHP | 1429.299 | HV_SCEDMoExCZ14 | rDXHP | 1429.299
1042 | 2 | 3 | 1 | 14 | 4 | 1 | HV_SCEDMoExCZ14rNCEH | ResHVAC | HV_SCEDMoExCZ14 | rWtd | All | SCE | DMo | Ex | CZ14 | rNCEH | 96.124 | HV_SCEDMoExCZ14 | rNCEH | 96.124
1043 | 2 | 3 | 1 | 14 | 5 | 1 | HV_SCEDMoExCZ14rDXOH | ResHVAC | HV_SCEDMoExCZ14 | rWtd | All | SCE | DMo | Ex | CZ14 | rDXOH | 2429.8083 | HV_SCEDMoExCZ14 | rDXOH | 2429.8083
1044 | 2 | 3 | 1 | 14 | 6 | 1 | HV_SCEDMoExCZ14rNCOH | ResHVAC | HV_SCEDMoExCZ14 | rWtd | All | SCE | DMo | Ex | CZ14 | rNCOH | 163.4108 | HV_SCEDMoExCZ14 | rNCOH | 163.4108
1045 | 2 | 3 | 1 | 15 | 1 | 1 | HV_SCEDMoExCZ15rDXGF | ResHVAC | HV_SCEDMoExCZ15 | rWtd | All | SCE | DMo | Ex | CZ15 | rDXGF | 3817.4178 | HV_SCEDMoExCZ15 | rDXGF | 3817.4178
1046 | 2 | 3 | 1 | 15 | 2 | 1 | HV_SCEDMoExCZ15rNCGF | ResHVAC | HV_SCEDMoExCZ15 | rWtd | All | SCE | DMo | Ex | CZ15 | rNCGF | 0 | HV_SCEDMoExCZ15 | rNCGF | 0
1047 | 2 | 3 | 1 | 15 | 3 | 1 | HV_SCEDMoExCZ15rDXHP | ResHVAC | HV_SCEDMoExCZ15 | rWtd | All | SCE | DMo | Ex | CZ15 | rDXHP | 545.3454 | HV_SCEDMoExCZ15 | rDXHP | 545.3454
1048 | 2 | 3 | 1 | 15 | 4 | 1 | HV_SCEDMoExCZ15rNCEH | ResHVAC | HV_SCEDMoExCZ15 | rWtd | All | SCE | DMo | Ex | CZ15 | rNCEH | 0 | HV_SCEDMoExCZ15 | rNCEH | 0
1049 | 2 | 3 | 1 | 15 | 5 | 1 | HV_SCEDMoExCZ15rDXOH | ResHVAC | HV_SCEDMoExCZ15 | rWtd | All | SCE | DMo | Ex | CZ15 | rDXOH | 927.0872 | HV_SCEDMoExCZ15 | rDXOH | 927.0872
1050 | 2 | 3 | 1 | 15 | 6 | 1 | HV_SCEDMoExCZ15rNCOH | ResHVAC | HV_SCEDMoExCZ15 | rWtd | All | SCE | DMo | Ex | CZ15 | rNCOH | 0 | HV_SCEDMoExCZ15 | rNCOH | 0
1051 | 2 | 3 | 1 | 16 | 1 | 1 | HV_SCEDMoExCZ16rDXGF | ResHVAC | HV_SCEDMoExCZ16 | rWtd | All | SCE | DMo | Ex | CZ16 | rDXGF | 10849.531 | HV_SCEDMoExCZ16 | rDXGF | 10849.531
1052 | 2 | 3 | 1 | 16 | 2 | 1 | HV_SCEDMoExCZ16rNCGF | ResHVAC | HV_SCEDMoExCZ16 | rWtd | All | SCE | DMo | Ex | CZ16 | rNCGF | 0 | HV_SCEDMoExCZ16 | rNCGF | 0
1053 | 2 | 3 | 1 | 16 | 3 | 1 | HV_SCEDMoExCZ16rDXHP | ResHVAC | HV_SCEDMoExCZ16 | rWtd | All | SCE | DMo | Ex | CZ16 | rDXHP | 1549.933 | HV_SCEDMoExCZ16 | rDXHP | 1549.933
1054 | 2 | 3 | 1 | 16 | 4 | 1 | HV_SCEDMoExCZ16rNCEH | ResHVAC | HV_SCEDMoExCZ16 | rWtd | All | SCE | DMo | Ex | CZ16 | rNCEH | 0 | HV_SCEDMoExCZ16 | rNCEH | 0
1055 | 2 | 3 | 1 | 16 | 5 | 1 | HV_SCEDMoExCZ16rDXOH | ResHVAC | HV_SCEDMoExCZ16 | rWtd | All | SCE | DMo | Ex | CZ16 | rDXOH | 2634.8861 | HV_SCEDMoExCZ16 | rDXOH | 2634.8861
1056 | 2 | 3 | 1 | 16 | 6 | 1 | HV_SCEDMoExCZ16rNCOH | ResHVAC | HV_SCEDMoExCZ16 | rWtd | All | SCE | DMo | Ex | CZ16 | rNCOH | 0 | HV_SCEDMoExCZ16 | rNCOH | 0
1057 | 2 | 3 | 2 | 1 | 1 | 0 | HV_SCEDMoNewCZ01rDXGF | ResHVAC | HV_SCEDMoNewCZ01 | rWtd | All | SCE | DMo | New | CZ01 | rDXGF | 0 | HV_SCEDMoNewCZ01 | rDXGF | 0
1058 | 2 | 3 | 2 | 1 | 2 | 0 | HV_SCEDMoNewCZ01rNCGF | ResHVAC | HV_SCEDMoNewCZ01 | rWtd | All | SCE | DMo | New | CZ01 | rNCGF | 0 | HV_SCEDMoNewCZ01 | rNCGF | 0
1059 | 2 | 3 | 2 | 1 | 3 | 0 | HV_SCEDMoNewCZ01rDXHP | ResHVAC | HV_SCEDMoNewCZ01 | rWtd | All | SCE | DMo | New | CZ01 | rDXHP | 0 | HV_SCEDMoNewCZ01 | rDXHP | 0
1060 | 2 | 3 | 2 | 1 | 4 | 0 | HV_SCEDMoNewCZ01rNCEH | ResHVAC | HV_SCEDMoNewCZ01 | rWtd | All | SCE | DMo | New | CZ01 | rNCEH | 0 | HV_SCEDMoNewCZ01 | rNCEH | 0
1061 | 2 | 3 | 2 | 1 | 5 | 0 | HV_SCEDMoNewCZ01rDXOH | ResHVAC | HV_SCEDMoNewCZ01 | rWtd | All | SCE | DMo | New | CZ01 | rDXOH | 0 | HV_SCEDMoNewCZ01 | rDXOH | 0
1062 | 2 | 3 | 2 | 1 | 6 | 0 | HV_SCEDMoNewCZ01rNCOH | ResHVAC | HV_SCEDMoNewCZ01 | rWtd | All | SCE | DMo | New | CZ01 | rNCOH | 0 | HV_SCEDMoNewCZ01 | rNCOH | 0
1063 | 2 | 3 | 2 | 2 | 1 | 0 | HV_SCEDMoNewCZ02rDXGF | ResHVAC | HV_SCEDMoNewCZ02 | rWtd | All | SCE | DMo | New | CZ02 | rDXGF | 0 | HV_SCEDMoNewCZ02 | rDXGF | 0
1064 | 2 | 3 | 2 | 2 | 2 | 0 | HV_SCEDMoNewCZ02rNCGF | ResHVAC | HV_SCEDMoNewCZ02 | rWtd | All | SCE | DMo | New | CZ02 | rNCGF | 0 | HV_SCEDMoNewCZ02 | rNCGF | 0
1065 | 2 | 3 | 2 | 2 | 3 | 0 | HV_SCEDMoNewCZ02rDXHP | ResHVAC | HV_SCEDMoNewCZ02 | rWtd | All | SCE | DMo | New | CZ02 | rDXHP | 0 | HV_SCEDMoNewCZ02 | rDXHP | 0
1066 | 2 | 3 | 2 | 2 | 4 | 0 | HV_SCEDMoNewCZ02rNCEH | ResHVAC | HV_SCEDMoNewCZ02 | rWtd | All | SCE | DMo | New | CZ02 | rNCEH | 0 | HV_SCEDMoNewCZ02 | rNCEH | 0
1067 | 2 | 3 | 2 | 2 | 5 | 0 | HV_SCEDMoNewCZ02rDXOH | ResHVAC | HV_SCEDMoNewCZ02 | rWtd | All | SCE | DMo | New | CZ02 | rDXOH | 0 | HV_SCEDMoNewCZ02 | rDXOH | 0
1068 | 2 | 3 | 2 | 2 | 6 | 0 | HV_SCEDMoNewCZ02rNCOH | ResHVAC | HV_SCEDMoNewCZ02 | rWtd | All | SCE | DMo | New | CZ02 | rNCOH | 0 | HV_SCEDMoNewCZ02 | rNCOH | 0
1069 | 2 | 3 | 2 | 3 | 1 | 0 | HV_SCEDMoNewCZ03rDXGF | ResHVAC | HV_SCEDMoNewCZ03 | rWtd | All | SCE | DMo | New | CZ03 | rDXGF | 0 | HV_SCEDMoNewCZ03 | rDXGF | 0
1070 | 2 | 3 | 2 | 3 | 2 | 0 | HV_SCEDMoNewCZ03rNCGF | ResHVAC | HV_SCEDMoNewCZ03 | rWtd | All | SCE | DMo | New | CZ03 | rNCGF | 0 | HV_SCEDMoNewCZ03 | rNCGF | 0
1071 | 2 | 3 | 2 | 3 | 3 | 0 | HV_SCEDMoNewCZ03rDXHP | ResHVAC | HV_SCEDMoNewCZ03 | rWtd | All | SCE | DMo | New | CZ03 | rDXHP | 0 | HV_SCEDMoNewCZ03 | rDXHP | 0
1072 | 2 | 3 | 2 | 3 | 4 | 0 | HV_SCEDMoNewCZ03rNCEH | ResHVAC | HV_SCEDMoNewCZ03 | rWtd | All | SCE | DMo | New | CZ03 | rNCEH | 0 | HV_SCEDMoNewCZ03 | rNCEH | 0
1073 | 2 | 3 | 2 | 3 | 5 | 0 | HV_SCEDMoNewCZ03rDXOH | ResHVAC | HV_SCEDMoNewCZ03 | rWtd | All | SCE | DMo | New | CZ03 | rDXOH | 0 | HV_SCEDMoNewCZ03 | rDXOH | 0
1074 | 2 | 3 | 2 | 3 | 6 | 0 | HV_SCEDMoNewCZ03rNCOH | ResHVAC | HV_SCEDMoNewCZ03 | rWtd | All | SCE | DMo | New | CZ03 | rNCOH | 0 | HV_SCEDMoNewCZ03 | rNCOH | 0
1075 | 2 | 3 | 2 | 4 | 1 | 0 | HV_SCEDMoNewCZ04rDXGF | ResHVAC | HV_SCEDMoNewCZ04 | rWtd | All | SCE | DMo | New | CZ04 | rDXGF | 0 | HV_SCEDMoNewCZ04 | rDXGF | 0
1076 | 2 | 3 | 2 | 4 | 2 | 0 | HV_SCEDMoNewCZ04rNCGF | ResHVAC | HV_SCEDMoNewCZ04 | rWtd | All | SCE | DMo | New | CZ04 | rNCGF | 0 | HV_SCEDMoNewCZ04 | rNCGF | 0
1077 | 2 | 3 | 2 | 4 | 3 | 0 | HV_SCEDMoNewCZ04rDXHP | ResHVAC | HV_SCEDMoNewCZ04 | rWtd | All | SCE | DMo | New | CZ04 | rDXHP | 0 | HV_SCEDMoNewCZ04 | rDXHP | 0
1078 | 2 | 3 | 2 | 4 | 4 | 0 | HV_SCEDMoNewCZ04rNCEH | ResHVAC | HV_SCEDMoNewCZ04 | rWtd | All | SCE | DMo | New | CZ04 | rNCEH | 0 | HV_SCEDMoNewCZ04 | rNCEH | 0
1079 | 2 | 3 | 2 | 4 | 5 | 0 | HV_SCEDMoNewCZ04rDXOH | ResHVAC | HV_SCEDMoNewCZ04 | rWtd | All | SCE | DMo | New | CZ04 | rDXOH | 0 | HV_SCEDMoNewCZ04 | rDXOH | 0
1080 | 2 | 3 | 2 | 4 | 6 | 0 | HV_SCEDMoNewCZ04rNCOH | ResHVAC | HV_SCEDMoNewCZ04 | rWtd | All | SCE | DMo | New | CZ04 | rNCOH | 0 | HV_SCEDMoNewCZ04 | rNCOH | 0
1081 | 2 | 3 | 2 | 5 | 1 | 1 | HV_SCEDMoNewCZ05rDXGF | ResHVAC | HV_SCEDMoNewCZ05 | rWtd | All | SCE | DMo | New | CZ05 | rDXGF | 0.41404 | HV_SCEDMoNewCZ05 | rDXGF | 0.41404
1082 | 2 | 3 | 2 | 5 | 2 | 1 | HV_SCEDMoNewCZ05rNCGF | ResHVAC | HV_SCEDMoNewCZ05 | rWtd | All | SCE | DMo | New | CZ05 | rNCGF | 0.30761 | HV_SCEDMoNewCZ05 | rNCGF | 0.30761
1083 | 2 | 3 | 2 | 5 | 3 | 1 | HV_SCEDMoNewCZ05rDXHP | ResHVAC | HV_SCEDMoNewCZ05 | rWtd | All | SCE | DMo | New | CZ05 | rDXHP | 0.059149 | HV_SCEDMoNewCZ05 | rDXHP | 0.059149
1084 | 2 | 3 | 2 | 5 | 4 | 1 | HV_SCEDMoNewCZ05rNCEH | ResHVAC | HV_SCEDMoNewCZ05 | rWtd | All | SCE | DMo | New | CZ05 | rNCEH | 0.043944 | HV_SCEDMoNewCZ05 | rNCEH | 0.043944
1085 | 2 | 3 | 2 | 5 | 5 | 1 | HV_SCEDMoNewCZ05rDXOH | ResHVAC | HV_SCEDMoNewCZ05 | rWtd | All | SCE | DMo | New | CZ05 | rDXOH | 0.10055 | HV_SCEDMoNewCZ05 | rDXOH | 0.10055
1086 | 2 | 3 | 2 | 5 | 6 | 1 | HV_SCEDMoNewCZ05rNCOH | ResHVAC | HV_SCEDMoNewCZ05 | rWtd | All | SCE | DMo | New | CZ05 | rNCOH | 0.074705 | HV_SCEDMoNewCZ05 | rNCOH | 0.074705
1087 | 2 | 3 | 2 | 6 | 1 | 1 | HV_SCEDMoNewCZ06rDXGF | ResHVAC | HV_SCEDMoNewCZ06 | rWtd | All | SCE | DMo | New | CZ06 | rDXGF | 49.784 | HV_SCEDMoNewCZ06 | rDXGF | 49.784
1088 | 2 | 3 | 2 | 6 | 2 | 1 | HV_SCEDMoNewCZ06rNCGF | ResHVAC | HV_SCEDMoNewCZ06 | rWtd | All | SCE | DMo | New | CZ06 | rNCGF | 1064.168 | HV_SCEDMoNewCZ06 | rNCGF | 1064.168
1089 | 2 | 3 | 2 | 6 | 3 | 1 | HV_SCEDMoNewCZ06rDXHP | ResHVAC | HV_SCEDMoNewCZ06 | rWtd | All | SCE | DMo | New | CZ06 | rDXHP | 7.112 | HV_SCEDMoNewCZ06 | rDXHP | 7.112
1090 | 2 | 3 | 2 | 6 | 4 | 1 | HV_SCEDMoNewCZ06rNCEH | ResHVAC | HV_SCEDMoNewCZ06 | rWtd | All | SCE | DMo | New | CZ06 | rNCEH | 152.024 | HV_SCEDMoNewCZ06 | rNCEH | 152.024
1091 | 2 | 3 | 2 | 6 | 5 | 1 | HV_SCEDMoNewCZ06rDXOH | ResHVAC | HV_SCEDMoNewCZ06 | rWtd | All | SCE | DMo | New | CZ06 | rDXOH | 12.0904 | HV_SCEDMoNewCZ06 | rDXOH | 12.0904
1092 | 2 | 3 | 2 | 6 | 6 | 1 | HV_SCEDMoNewCZ06rNCOH | ResHVAC | HV_SCEDMoNewCZ06 | rWtd | All | SCE | DMo | New | CZ06 | rNCOH | 258.4408 | HV_SCEDMoNewCZ06 | rNCOH | 258.4408
1093 | 2 | 3 | 2 | 7 | 1 | 0 | HV_SCEDMoNewCZ07rDXGF | ResHVAC | HV_SCEDMoNewCZ07 | rWtd | All | SCE | DMo | New | CZ07 | rDXGF | 0 | HV_SCEDMoNewCZ07 | rDXGF | 0
1094 | 2 | 3 | 2 | 7 | 2 | 0 | HV_SCEDMoNewCZ07rNCGF | ResHVAC | HV_SCEDMoNewCZ07 | rWtd | All | SCE | DMo | New | CZ07 | rNCGF | 0 | HV_SCEDMoNewCZ07 | rNCGF | 0
1095 | 2 | 3 | 2 | 7 | 3 | 0 | HV_SCEDMoNewCZ07rDXHP | ResHVAC | HV_SCEDMoNewCZ07 | rWtd | All | SCE | DMo | New | CZ07 | rDXHP | 0 | HV_SCEDMoNewCZ07 | rDXHP | 0
1096 | 2 | 3 | 2 | 7 | 4 | 0 | HV_SCEDMoNewCZ07rNCEH | ResHVAC | HV_SCEDMoNewCZ07 | rWtd | All | SCE | DMo | New | CZ07 | rNCEH | 0 | HV_SCEDMoNewCZ07 | rNCEH | 0
1097 | 2 | 3 | 2 | 7 | 5 | 0 | HV_SCEDMoNewCZ07rDXOH | ResHVAC | HV_SCEDMoNewCZ07 | rWtd | All | SCE | DMo | New | CZ07 | rDXOH | 0 | HV_SCEDMoNewCZ07 | rDXOH | 0
1098 | 2 | 3 | 2 | 7 | 6 | 0 | HV_SCEDMoNewCZ07rNCOH | ResHVAC | HV_SCEDMoNewCZ07 | rWtd | All | SCE | DMo | New | CZ07 | rNCOH | 0 | HV_SCEDMoNewCZ07 | rNCOH | 0
1099 | 2 | 3 | 2 | 8 | 1 | 1 | HV_SCEDMoNewCZ08rDXGF | ResHVAC | HV_SCEDMoNewCZ08 | rWtd | All | SCE | DMo | New | CZ08 | rDXGF | 293.8264 | HV_SCEDMoNewCZ08 | rDXGF | 293.8264
1100 | 2 | 3 | 2 | 8 | 2 | 1 | HV_SCEDMoNewCZ08rNCGF | ResHVAC | HV_SCEDMoNewCZ08 | rWtd | All | SCE | DMo | New | CZ08 | rNCGF | 49.784 | HV_SCEDMoNewCZ08 | rNCGF | 49.784
1101 | 2 | 3 | 2 | 8 | 3 | 1 | HV_SCEDMoNewCZ08rDXHP | ResHVAC | HV_SCEDMoNewCZ08 | rWtd | All | SCE | DMo | New | CZ08 | rDXHP | 41.9752 | HV_SCEDMoNewCZ08 | rDXHP | 41.9752
1102 | 2 | 3 | 2 | 8 | 4 | 1 | HV_SCEDMoNewCZ08rNCEH | ResHVAC | HV_SCEDMoNewCZ08 | rWtd | All | SCE | DMo | New | CZ08 | rNCEH | 7.112 | HV_SCEDMoNewCZ08 | rNCEH | 7.112
1103 | 2 | 3 | 2 | 8 | 5 | 1 | HV_SCEDMoNewCZ08rDXOH | ResHVAC | HV_SCEDMoNewCZ08 | rWtd | All | SCE | DMo | New | CZ08 | rDXOH | 71.3578 | HV_SCEDMoNewCZ08 | rDXOH | 71.3578
1104 | 2 | 3 | 2 | 8 | 6 | 1 | HV_SCEDMoNewCZ08rNCOH | ResHVAC | HV_SCEDMoNewCZ08 | rWtd | All | SCE | DMo | New | CZ08 | rNCOH | 12.0904 | HV_SCEDMoNewCZ08 | rNCOH | 12.0904
1105 | 2 | 3 | 2 | 9 | 1 | 1 | HV_SCEDMoNewCZ09rDXGF | ResHVAC | HV_SCEDMoNewCZ09 | rWtd | All | SCE | DMo | New | CZ09 | rDXGF | 741.454 | HV_SCEDMoNewCZ09 | rDXGF | 741.454
1106 | 2 | 3 | 2 | 9 | 2 | 1 | HV_SCEDMoNewCZ09rNCGF | ResHVAC | HV_SCEDMoNewCZ09 | rWtd | All | SCE | DMo | New | CZ09 | rNCGF | 0 | HV_SCEDMoNewCZ09 | rNCGF | 0
1107 | 2 | 3 | 2 | 9 | 3 | 1 | HV_SCEDMoNewCZ09rDXHP | ResHVAC | HV_SCEDMoNewCZ09 | rWtd | All | SCE | DMo | New | CZ09 | rDXHP | 105.922 | HV_SCEDMoNewCZ09 | rDXHP | 105.922
1108 | 2 | 3 | 2 | 9 | 4 | 1 | HV_SCEDMoNewCZ09rNCEH | ResHVAC | HV_SCEDMoNewCZ09 | rWtd | All | SCE | DMo | New | CZ09 | rNCEH | 0 | HV_SCEDMoNewCZ09 | rNCEH | 0
1109 | 2 | 3 | 2 | 9 | 5 | 1 | HV_SCEDMoNewCZ09rDXOH | ResHVAC | HV_SCEDMoNewCZ09 | rWtd | All | SCE | DMo | New | CZ09 | rDXOH | 180.0674 | HV_SCEDMoNewCZ09 | rDXOH | 180.0674
1110 | 2 | 3 | 2 | 9 | 6 | 1 | HV_SCEDMoNewCZ09rNCOH | ResHVAC | HV_SCEDMoNewCZ09 | rWtd | All | SCE | DMo | New | CZ09 | rNCOH | 0 | HV_SCEDMoNewCZ09 | rNCOH | 0
1111 | 2 | 3 | 2 | 10 | 1 | 1 | HV_SCEDMoNewCZ10rDXGF | ResHVAC | HV_SCEDMoNewCZ10 | rWtd | All | SCE | DMo | New | CZ10 | rDXGF | 191.8504 | HV_SCEDMoNewCZ10 | rDXGF | 191.8504
1112 | 2 | 3 | 2 | 10 | 2 | 1 | HV_SCEDMoNewCZ10rNCGF | ResHVAC | HV_SCEDMoNewCZ10 | rWtd | All | SCE | DMo | New | CZ10 | rNCGF | 0 | HV_SCEDMoNewCZ10 | rNCGF | 0
1113 | 2 | 3 | 2 | 10 | 3 | 1 | HV_SCEDMoNewCZ10rDXHP | ResHVAC | HV_SCEDMoNewCZ10 | rWtd | All | SCE | DMo | New | CZ10 | rDXHP | 27.4072 | HV_SCEDMoNewCZ10 | rDXHP | 27.4072
1114 | 2 | 3 | 2 | 10 | 4 | 1 | HV_SCEDMoNewCZ10rNCEH | ResHVAC | HV_SCEDMoNewCZ10 | rWtd | All | SCE | DMo | New | CZ10 | rNCEH | 0 | HV_SCEDMoNewCZ10 | rNCEH | 0
1115 | 2 | 3 | 2 | 10 | 5 | 1 | HV_SCEDMoNewCZ10rDXOH | ResHVAC | HV_SCEDMoNewCZ10 | rWtd | All | SCE | DMo | New | CZ10 | rDXOH | 46.5922 | HV_SCEDMoNewCZ10 | rDXOH | 46.5922
1116 | 2 | 3 | 2 | 10 | 6 | 1 | HV_SCEDMoNewCZ10rNCOH | ResHVAC | HV_SCEDMoNewCZ10 | rWtd | All | SCE | DMo | New | CZ10 | rNCOH | 0 | HV_SCEDMoNewCZ10 | rNCOH | 0
1117 | 2 | 3 | 2 | 11 | 1 | 0 | HV_SCEDMoNewCZ11rDXGF | ResHVAC | HV_SCEDMoNewCZ11 | rWtd | All | SCE | DMo | New | CZ11 | rDXGF | 0 | HV_SCEDMoNewCZ11 | rDXGF | 0
1118 | 2 | 3 | 2 | 11 | 2 | 0 | HV_SCEDMoNewCZ11rNCGF | ResHVAC | HV_SCEDMoNewCZ11 | rWtd | All | SCE | DMo | New | CZ11 | rNCGF | 0 | HV_SCEDMoNewCZ11 | rNCGF | 0
1119 | 2 | 3 | 2 | 11 | 3 | 0 | HV_SCEDMoNewCZ11rDXHP | ResHVAC | HV_SCEDMoNewCZ11 | rWtd | All | SCE | DMo | New | CZ11 | rDXHP | 0 | HV_SCEDMoNewCZ11 | rDXHP | 0
1120 | 2 | 3 | 2 | 11 | 4 | 0 | HV_SCEDMoNewCZ11rNCEH | ResHVAC | HV_SCEDMoNewCZ11 | rWtd | All | SCE | DMo | New | CZ11 | rNCEH | 0 | HV_SCEDMoNewCZ11 | rNCEH | 0
1121 | 2 | 3 | 2 | 11 | 5 | 0 | HV_SCEDMoNewCZ11rDXOH | ResHVAC | HV_SCEDMoNewCZ11 | rWtd | All | SCE | DMo | New | CZ11 | rDXOH | 0 | HV_SCEDMoNewCZ11 | rDXOH | 0
1122 | 2 | 3 | 2 | 11 | 6 | 0 | HV_SCEDMoNewCZ11rNCOH | ResHVAC | HV_SCEDMoNewCZ11 | rWtd | All | SCE | DMo | New | CZ11 | rNCOH | 0 | HV_SCEDMoNewCZ11 | rNCOH | 0
1123 | 2 | 3 | 2 | 12 | 1 | 0 | HV_SCEDMoNewCZ12rDXGF | ResHVAC | HV_SCEDMoNewCZ12 | rWtd | All | SCE | DMo | New | CZ12 | rDXGF | 0 | HV_SCEDMoNewCZ12 | rDXGF | 0
1124 | 2 | 3 | 2 | 12 | 2 | 0 | HV_SCEDMoNewCZ12rNCGF | ResHVAC | HV_SCEDMoNewCZ12 | rWtd | All | SCE | DMo | New | CZ12 | rNCGF | 0 | HV_SCEDMoNewCZ12 | rNCGF | 0
1125 | 2 | 3 | 2 | 12 | 3 | 0 | HV_SCEDMoNewCZ12rDXHP | ResHVAC | HV_SCEDMoNewCZ12 | rWtd | All | SCE | DMo | New | CZ12 | rDXHP | 0 | HV_SCEDMoNewCZ12 | rDXHP | 0
1126 | 2 | 3 | 2 | 12 | 4 | 0 | HV_SCEDMoNewCZ12rNCEH | ResHVAC | HV_SCEDMoNewCZ12 | rWtd | All | SCE | DMo | New | CZ12 | rNCEH | 0 | HV_SCEDMoNewCZ12 | rNCEH | 0
1127 | 2 | 3 | 2 | 12 | 5 | 0 | HV_SCEDMoNewCZ12rDXOH | ResHVAC | HV_SCEDMoNewCZ12 | rWtd | All | SCE | DMo | New | CZ12 | rDXOH | 0 | HV_SCEDMoNewCZ12 | rDXOH | 0
1128 | 2 | 3 | 2 | 12 | 6 | 0 | HV_SCEDMoNewCZ12rNCOH | ResHVAC | HV_SCEDMoNewCZ12 | rWtd | All | SCE | DMo | New | CZ12 | rNCOH | 0 | HV_SCEDMoNewCZ12 | rNCOH | 0
1129 | 2 | 3 | 2 | 13 | 1 | 1 | HV_SCEDMoNewCZ13rDXGF | ResHVAC | HV_SCEDMoNewCZ13 | rWtd | All | SCE | DMo | New | CZ13 | rDXGF | 0.41404 | HV_SCEDMoNewCZ13 | rDXGF | 0.41404
1130 | 2 | 3 | 2 | 13 | 2 | 1 | HV_SCEDMoNewCZ13rNCGF | ResHVAC | HV_SCEDMoNewCZ13 | rWtd | All | SCE | DMo | New | CZ13 | rNCGF | 0.30761 | HV_SCEDMoNewCZ13 | rNCGF | 0.30761
1131 | 2 | 3 | 2 | 13 | 3 | 1 | HV_SCEDMoNewCZ13rDXHP | ResHVAC | HV_SCEDMoNewCZ13 | rWtd | All | SCE | DMo | New | CZ13 | rDXHP | 0.059149 | HV_SCEDMoNewCZ13 | rDXHP | 0.059149
1132 | 2 | 3 | 2 | 13 | 4 | 1 | HV_SCEDMoNewCZ13rNCEH | ResHVAC | HV_SCEDMoNewCZ13 | rWtd | All | SCE | DMo | New | CZ13 | rNCEH | 0.043944 | HV_SCEDMoNewCZ13 | rNCEH | 0.043944
1133 | 2 | 3 | 2 | 13 | 5 | 1 | HV_SCEDMoNewCZ13rDXOH | ResHVAC | HV_SCEDMoNewCZ13 | rWtd | All | SCE | DMo | New | CZ13 | rDXOH | 0.10055 | HV_SCEDMoNewCZ13 | rDXOH | 0.10055
1134 | 2 | 3 | 2 | 13 | 6 | 1 | HV_SCEDMoNewCZ13rNCOH | ResHVAC | HV_SCEDMoNewCZ13 | rWtd | All | SCE | DMo | New | CZ13 | rNCOH | 0.074705 | HV_SCEDMoNewCZ13 | rNCOH | 0.074705
1135 | 2 | 3 | 2 | 14 | 1 | 1 | HV_SCEDMoNewCZ14rDXGF | ResHVAC | HV_SCEDMoNewCZ14 | rWtd | All | SCE | DMo | New | CZ14 | rDXGF | 0.41404 | HV_SCEDMoNewCZ14 | rDXGF | 0.41404
1136 | 2 | 3 | 2 | 14 | 2 | 1 | HV_SCEDMoNewCZ14rNCGF | ResHVAC | HV_SCEDMoNewCZ14 | rWtd | All | SCE | DMo | New | CZ14 | rNCGF | 0.30761 | HV_SCEDMoNewCZ14 | rNCGF | 0.30761
1137 | 2 | 3 | 2 | 14 | 3 | 1 | HV_SCEDMoNewCZ14rDXHP | ResHVAC | HV_SCEDMoNewCZ14 | rWtd | All | SCE | DMo | New | CZ14 | rDXHP | 0.059149 | HV_SCEDMoNewCZ14 | rDXHP | 0.059149
1138 | 2 | 3 | 2 | 14 | 4 | 1 | HV_SCEDMoNewCZ14rNCEH | ResHVAC | HV_SCEDMoNewCZ14 | rWtd | All | SCE | DMo | New | CZ14 | rNCEH | 0.043944 | HV_SCEDMoNewCZ14 | rNCEH | 0.043944
1139 | 2 | 3 | 2 | 14 | 5 | 1 | HV_SCEDMoNewCZ14rDXOH | ResHVAC | HV_SCEDMoNewCZ14 | rWtd | All | SCE | DMo | New | CZ14 | rDXOH | 0.10055 | HV_SCEDMoNewCZ14 | rDXOH | 0.10055
1140 | 2 | 3 | 2 | 14 | 6 | 1 | HV_SCEDMoNewCZ14rNCOH | ResHVAC | HV_SCEDMoNewCZ14 | rWtd | All | SCE | DMo | New | CZ14 | rNCOH | 0.074705 | HV_SCEDMoNewCZ14 | rNCOH | 0.074705
1141 | 2 | 3 | 2 | 15 | 1 | 1 | HV_SCEDMoNewCZ15rDXGF | ResHVAC | HV_SCEDMoNewCZ15 | rWtd | All | SCE | DMo | New | CZ15 | rDXGF | 172.7236 | HV_SCEDMoNewCZ15 | rDXGF | 172.7236
1142 | 2 | 3 | 2 | 15 | 2 | 1 | HV_SCEDMoNewCZ15rNCGF | ResHVAC | HV_SCEDMoNewCZ15 | rWtd | All | SCE | DMo | New | CZ15 | rNCGF | 0 | HV_SCEDMoNewCZ15 | rNCGF | 0
1143 | 2 | 3 | 2 | 15 | 3 | 1 | HV_SCEDMoNewCZ15rDXHP | ResHVAC | HV_SCEDMoNewCZ15 | rWtd | All | SCE | DMo | New | CZ15 | rDXHP | 24.6748 | HV_SCEDMoNewCZ15 | rDXHP | 24.6748
1144 | 2 | 3 | 2 | 15 | 4 | 1 | HV_SCEDMoNewCZ15rNCEH | ResHVAC | HV_SCEDMoNewCZ15 | rWtd | All | SCE | DMo | New | CZ15 | rNCEH | 0 | HV_SCEDMoNewCZ15 | rNCEH | 0
1145 | 2 | 3 | 2 | 15 | 5 | 1 | HV_SCEDMoNewCZ15rDXOH | ResHVAC | HV_SCEDMoNewCZ15 | rWtd | All | SCE | DMo | New | CZ15 | rDXOH | 41.9472 | HV_SCEDMoNewCZ15 | rDXOH | 41.9472
1146 | 2 | 3 | 2 | 15 | 6 | 1 | HV_SCEDMoNewCZ15rNCOH | ResHVAC | HV_SCEDMoNewCZ15 | rWtd | All | SCE | DMo | New | CZ15 | rNCOH | 0 | HV_SCEDMoNewCZ15 | rNCOH | 0
1147 | 2 | 3 | 2 | 16 | 1 | 1 | HV_SCEDMoNewCZ16rDXGF | ResHVAC | HV_SCEDMoNewCZ16 | rWtd | All | SCE | DMo | New | CZ16 | rDXGF | 49.742 | HV_SCEDMoNewCZ16 | rDXGF | 49.742
1148 | 2 | 3 | 2 | 16 | 2 | 1 | HV_SCEDMoNewCZ16rNCGF | ResHVAC | HV_SCEDMoNewCZ16 | rWtd | All | SCE | DMo | New | CZ16 | rNCGF | 0 | HV_SCEDMoNewCZ16 | rNCGF | 0
1149 | 2 | 3 | 2 | 16 | 3 | 1 | HV_SCEDMoNewCZ16rDXHP | ResHVAC | HV_SCEDMoNewCZ16 | rWtd | All | SCE | DMo | New | CZ16 | rDXHP | 7.106 | HV_SCEDMoNewCZ16 | rDXHP | 7.106
1150 | 2 | 3 | 2 | 16 | 4 | 1 | HV_SCEDMoNewCZ16rNCEH | ResHVAC | HV_SCEDMoNewCZ16 | rWtd | All | SCE | DMo | New | CZ16 | rNCEH | 0 | HV_SCEDMoNewCZ16 | rNCEH | 0
1151 | 2 | 3 | 2 | 16 | 5 | 1 | HV_SCEDMoNewCZ16rDXOH | ResHVAC | HV_SCEDMoNewCZ16 | rWtd | All | SCE | DMo | New | CZ16 | rDXOH | 12.0802 | HV_SCEDMoNewCZ16 | rDXOH | 12.0802
1152 | 2 | 3 | 2 | 16 | 6 | 1 | HV_SCEDMoNewCZ16rNCOH | ResHVAC | HV_SCEDMoNewCZ16 | rWtd | All | SCE | DMo | New | CZ16 | rNCOH | 0 | HV_SCEDMoNewCZ16 | rNCOH | 0
1153 | 3 | 1 | 1 | 1 | 1 | 0 | HV_SDGSFmExCZ01rDXGF | ResHVAC | HV_SDGSFmExCZ01 | rWtd | All | SDG | SFm | Ex | CZ01 | rDXGF | 0 | HV_SDGSFmExCZ01 | rDXGF | 0
1154 | 3 | 1 | 1 | 1 | 2 | 0 | HV_SDGSFmExCZ01rNCGF | ResHVAC | HV_SDGSFmExCZ01 | rWtd | All | SDG | SFm | Ex | CZ01 | rNCGF | 0 | HV_SDGSFmExCZ01 | rNCGF | 0
1155 | 3 | 1 | 1 | 1 | 3 | 0 | HV_SDGSFmExCZ01rDXHP | ResHVAC | HV_SDGSFmExCZ01 | rWtd | All | SDG | SFm | Ex | CZ01 | rDXHP | 0 | HV_SDGSFmExCZ01 | rDXHP | 0
1156 | 3 | 1 | 1 | 1 | 4 | 0 | HV_SDGSFmExCZ01rNCEH | ResHVAC | HV_SDGSFmExCZ01 | rWtd | All | SDG | SFm | Ex | CZ01 | rNCEH | 0 | HV_SDGSFmExCZ01 | rNCEH | 0
1157 | 3 | 1 | 1 | 1 | 5 | 0 | HV_SDGSFmExCZ01rDXOH | ResHVAC | HV_SDGSFmExCZ01 | rWtd | All | SDG | SFm | Ex | CZ01 | rDXOH | 0 | HV_SDGSFmExCZ01 | rDXOH | 0
1158 | 3 | 1 | 1 | 1 | 6 | 0 | HV_SDGSFmExCZ01rNCOH | ResHVAC | HV_SDGSFmExCZ01 | rWtd | All | SDG | SFm | Ex | CZ01 | rNCOH | 0 | HV_SDGSFmExCZ01 | rNCOH | 0
1159 | 3 | 1 | 1 | 2 | 1 | 0 | HV_SDGSFmExCZ02rDXGF | ResHVAC | HV_SDGSFmExCZ02 | rWtd | All | SDG | SFm | Ex | CZ02 | rDXGF | 0 | HV_SDGSFmExCZ02 | rDXGF | 0
1160 | 3 | 1 | 1 | 2 | 2 | 0 | HV_SDGSFmExCZ02rNCGF | ResHVAC | HV_SDGSFmExCZ02 | rWtd | All | SDG | SFm | Ex | CZ02 | rNCGF | 0 | HV_SDGSFmExCZ02 | rNCGF | 0
1161 | 3 | 1 | 1 | 2 | 3 | 0 | HV_SDGSFmExCZ02rDXHP | ResHVAC | HV_SDGSFmExCZ02 | rWtd | All | SDG | SFm | Ex | CZ02 | rDXHP | 0 | HV_SDGSFmExCZ02 | rDXHP | 0
1162 | 3 | 1 | 1 | 2 | 4 | 0 | HV_SDGSFmExCZ02rNCEH | ResHVAC | HV_SDGSFmExCZ02 | rWtd | All | SDG | SFm | Ex | CZ02 | rNCEH | 0 | HV_SDGSFmExCZ02 | rNCEH | 0
1163 | 3 | 1 | 1 | 2 | 5 | 0 | HV_SDGSFmExCZ02rDXOH | ResHVAC | HV_SDGSFmExCZ02 | rWtd | All | SDG | SFm | Ex | CZ02 | rDXOH | 0 | HV_SDGSFmExCZ02 | rDXOH | 0
1164 | 3 | 1 | 1 | 2 | 6 | 0 | HV_SDGSFmExCZ02rNCOH | ResHVAC | HV_SDGSFmExCZ02 | rWtd | All | SDG | SFm | Ex | CZ02 | rNCOH | 0 | HV_SDGSFmExCZ02 | rNCOH | 0
1165 | 3 | 1 | 1 | 3 | 1 | 0 | HV_SDGSFmExCZ03rDXGF | ResHVAC | HV_SDGSFmExCZ03 | rWtd | All | SDG | SFm | Ex | CZ03 | rDXGF | 0 | HV_SDGSFmExCZ03 | rDXGF | 0
1166 | 3 | 1 | 1 | 3 | 2 | 0 | HV_SDGSFmExCZ03rNCGF | ResHVAC | HV_SDGSFmExCZ03 | rWtd | All | SDG | SFm | Ex | CZ03 | rNCGF | 0 | HV_SDGSFmExCZ03 | rNCGF | 0
1167 | 3 | 1 | 1 | 3 | 3 | 0 | HV_SDGSFmExCZ03rDXHP | ResHVAC | HV_SDGSFmExCZ03 | rWtd | All | SDG | SFm | Ex | CZ03 | rDXHP | 0 | HV_SDGSFmExCZ03 | rDXHP | 0
1168 | 3 | 1 | 1 | 3 | 4 | 0 | HV_SDGSFmExCZ03rNCEH | ResHVAC | HV_SDGSFmExCZ03 | rWtd | All | SDG | SFm | Ex | CZ03 | rNCEH | 0 | HV_SDGSFmExCZ03 | rNCEH | 0
1169 | 3 | 1 | 1 | 3 | 5 | 0 | HV_SDGSFmExCZ03rDXOH | ResHVAC | HV_SDGSFmExCZ03 | rWtd | All | SDG | SFm | Ex | CZ03 | rDXOH | 0 | HV_SDGSFmExCZ03 | rDXOH | 0
1170 | 3 | 1 | 1 | 3 | 6 | 0 | HV_SDGSFmExCZ03rNCOH | ResHVAC | HV_SDGSFmExCZ03 | rWtd | All | SDG | SFm | Ex | CZ03 | rNCOH | 0 | HV_SDGSFmExCZ03 | rNCOH | 0
1171 | 3 | 1 | 1 | 4 | 1 | 0 | HV_SDGSFmExCZ04rDXGF | ResHVAC | HV_SDGSFmExCZ04 | rWtd | All | SDG | SFm | Ex | CZ04 | rDXGF | 0 | HV_SDGSFmExCZ04 | rDXGF | 0
1172 | 3 | 1 | 1 | 4 | 2 | 0 | HV_SDGSFmExCZ04rNCGF | ResHVAC | HV_SDGSFmExCZ04 | rWtd | All | SDG | SFm | Ex | CZ04 | rNCGF | 0 | HV_SDGSFmExCZ04 | rNCGF | 0
1173 | 3 | 1 | 1 | 4 | 3 | 0 | HV_SDGSFmExCZ04rDXHP | ResHVAC | HV_SDGSFmExCZ04 | rWtd | All | SDG | SFm | Ex | CZ04 | rDXHP | 0 | HV_SDGSFmExCZ04 | rDXHP | 0
1174 | 3 | 1 | 1 | 4 | 4 | 0 | HV_SDGSFmExCZ04rNCEH | ResHVAC | HV_SDGSFmExCZ04 | rWtd | All | SDG | SFm | Ex | CZ04 | rNCEH | 0 | HV_SDGSFmExCZ04 | rNCEH | 0
1175 | 3 | 1 | 1 | 4 | 5 | 0 | HV_SDGSFmExCZ04rDXOH | ResHVAC | HV_SDGSFmExCZ04 | rWtd | All | SDG | SFm | Ex | CZ04 | rDXOH | 0 | HV_SDGSFmExCZ04 | rDXOH | 0
1176 | 3 | 1 | 1 | 4 | 6 | 0 | HV_SDGSFmExCZ04rNCOH | ResHVAC | HV_SDGSFmExCZ04 | rWtd | All | SDG | SFm | Ex | CZ04 | rNCOH | 0 | HV_SDGSFmExCZ04 | rNCOH | 0
1177 | 3 | 1 | 1 | 5 | 1 | 0 | HV_SDGSFmExCZ05rDXGF | ResHVAC | HV_SDGSFmExCZ05 | rWtd | All | SDG | SFm | Ex | CZ05 | rDXGF | 0 | HV_SDGSFmExCZ05 | rDXGF | 0
1178 | 3 | 1 | 1 | 5 | 2 | 0 | HV_SDGSFmExCZ05rNCGF | ResHVAC | HV_SDGSFmExCZ05 | rWtd | All | SDG | SFm | Ex | CZ05 | rNCGF | 0 | HV_SDGSFmExCZ05 | rNCGF | 0
1179 | 3 | 1 | 1 | 5 | 3 | 0 | HV_SDGSFmExCZ05rDXHP | ResHVAC | HV_SDGSFmExCZ05 | rWtd | All | SDG | SFm | Ex | CZ05 | rDXHP | 0 | HV_SDGSFmExCZ05 | rDXHP | 0
1180 | 3 | 1 | 1 | 5 | 4 | 0 | HV_SDGSFmExCZ05rNCEH | ResHVAC | HV_SDGSFmExCZ05 | rWtd | All | SDG | SFm | Ex | CZ05 | rNCEH | 0 | HV_SDGSFmExCZ05 | rNCEH | 0
1181 | 3 | 1 | 1 | 5 | 5 | 0 | HV_SDGSFmExCZ05rDXOH | ResHVAC | HV_SDGSFmExCZ05 | rWtd | All | SDG | SFm | Ex | CZ05 | rDXOH | 0 | HV_SDGSFmExCZ05 | rDXOH | 0
1182 | 3 | 1 | 1 | 5 | 6 | 0 | HV_SDGSFmExCZ05rNCOH | ResHVAC | HV_SDGSFmExCZ05 | rWtd | All | SDG | SFm | Ex | CZ05 | rNCOH | 0 | HV_SDGSFmExCZ05 | rNCOH | 0
1183 | 3 | 1 | 1 | 6 | 1 | 1 | HV_SDGSFmExCZ06rDXGF | ResHVAC | HV_SDGSFmExCZ06 | rWtd | All | SDG | SFm | Ex | CZ06 | rDXGF | 28753.7088 | HV_SDGSFmExCZ06 | rDXGF | 28753.7088
1184 | 3 | 1 | 1 | 6 | 2 | 1 | HV_SDGSFmExCZ06rNCGF | ResHVAC | HV_SDGSFmExCZ06 | rWtd | All | SDG | SFm | Ex | CZ06 | rNCGF | 28213.2213 | HV_SDGSFmExCZ06 | rNCGF | 28213.2213
1185 | 3 | 1 | 1 | 6 | 3 | 1 | HV_SDGSFmExCZ06rDXHP | ResHVAC | HV_SDGSFmExCZ06 | rWtd | All | SDG | SFm | Ex | CZ06 | rDXHP | 1652.512 | HV_SDGSFmExCZ06 | rDXHP | 1652.512
1186 | 3 | 1 | 1 | 6 | 4 | 1 | HV_SDGSFmExCZ06rNCEH | ResHVAC | HV_SDGSFmExCZ06 | rWtd | All | SDG | SFm | Ex | CZ06 | rNCEH | 1621.4495 | HV_SDGSFmExCZ06 | rNCEH | 1621.4495
1187 | 3 | 1 | 1 | 6 | 5 | 1 | HV_SDGSFmExCZ06rDXOH | ResHVAC | HV_SDGSFmExCZ06 | rWtd | All | SDG | SFm | Ex | CZ06 | rDXOH | 2313.5168 | HV_SDGSFmExCZ06 | rDXOH | 2313.5168
1188 | 3 | 1 | 1 | 6 | 6 | 1 | HV_SDGSFmExCZ06rNCOH | ResHVAC | HV_SDGSFmExCZ06 | rWtd | All | SDG | SFm | Ex | CZ06 | rNCOH | 2270.0293 | HV_SDGSFmExCZ06 | rNCOH | 2270.0293
1189 | 3 | 1 | 1 | 7 | 1 | 1 | HV_SDGSFmExCZ07rDXGF | ResHVAC | HV_SDGSFmExCZ07 | rWtd | All | SDG | SFm | Ex | CZ07 | rDXGF | 111659.8803 | HV_SDGSFmExCZ07 | rDXGF | 111659.8803
1190 | 3 | 1 | 1 | 7 | 2 | 1 | HV_SDGSFmExCZ07rNCGF | ResHVAC | HV_SDGSFmExCZ07 | rWtd | All | SDG | SFm | Ex | CZ07 | rNCGF | 240240.06 | HV_SDGSFmExCZ07 | rNCGF | 240240.06
1191 | 3 | 1 | 1 | 7 | 3 | 1 | HV_SDGSFmExCZ07rDXHP | ResHVAC | HV_SDGSFmExCZ07 | rWtd | All | SDG | SFm | Ex | CZ07 | rDXHP | 6417.2345 | HV_SDGSFmExCZ07 | rDXHP | 6417.2345
1192 | 3 | 1 | 1 | 7 | 4 | 1 | HV_SDGSFmExCZ07rNCEH | ResHVAC | HV_SDGSFmExCZ07 | rWtd | All | SDG | SFm | Ex | CZ07 | rNCEH | 13806.9 | HV_SDGSFmExCZ07 | rNCEH | 13806.9
1193 | 3 | 1 | 1 | 7 | 5 | 1 | HV_SDGSFmExCZ07rDXOH | ResHVAC | HV_SDGSFmExCZ07 | rWtd | All | SDG | SFm | Ex | CZ07 | rDXOH | 8984.1283 | HV_SDGSFmExCZ07 | rDXOH | 8984.1283
1194 | 3 | 1 | 1 | 7 | 6 | 1 | HV_SDGSFmExCZ07rNCOH | ResHVAC | HV_SDGSFmExCZ07 | rWtd | All | SDG | SFm | Ex | CZ07 | rNCOH | 19329.66 | HV_SDGSFmExCZ07 | rNCOH | 19329.66
1195 | 3 | 1 | 1 | 8 | 1 | 1 | HV_SDGSFmExCZ08rDXGF | ResHVAC | HV_SDGSFmExCZ08 | rWtd | All | SDG | SFm | Ex | CZ08 | rDXGF | 6395.7963 | HV_SDGSFmExCZ08 | rDXGF | 6395.7963
1196 | 3 | 1 | 1 | 8 | 2 | 1 | HV_SDGSFmExCZ08rNCGF | ResHVAC | HV_SDGSFmExCZ08 | rWtd | All | SDG | SFm | Ex | CZ08 | rNCGF | 1017.9087 | HV_SDGSFmExCZ08 | rNCGF | 1017.9087
1197 | 3 | 1 | 1 | 8 | 3 | 1 | HV_SDGSFmExCZ08rDXHP | ResHVAC | HV_SDGSFmExCZ08 | rWtd | All | SDG | SFm | Ex | CZ08 | rDXHP | 367.5745 | HV_SDGSFmExCZ08 | rDXHP | 367.5745
1198 | 3 | 1 | 1 | 8 | 4 | 1 | HV_SDGSFmExCZ08rNCEH | ResHVAC | HV_SDGSFmExCZ08 | rWtd | All | SDG | SFm | Ex | CZ08 | rNCEH | 58.5005 | HV_SDGSFmExCZ08 | rNCEH | 58.5005
1199 | 3 | 1 | 1 | 8 | 5 | 1 | HV_SDGSFmExCZ08rDXOH | ResHVAC | HV_SDGSFmExCZ08 | rWtd | All | SDG | SFm | Ex | CZ08 | rDXOH | 514.6043 | HV_SDGSFmExCZ08 | rDXOH | 514.6043
1200 | 3 | 1 | 1 | 8 | 6 | 1 | HV_SDGSFmExCZ08rNCOH | ResHVAC | HV_SDGSFmExCZ08 | rWtd | All | SDG | SFm | Ex | CZ08 | rNCOH | 81.9007 | HV_SDGSFmExCZ08 | rNCOH | 81.9007
1201 | 3 | 1 | 1 | 9 | 1 | 0 | HV_SDGSFmExCZ09rDXGF | ResHVAC | HV_SDGSFmExCZ09 | rWtd | All | SDG | SFm | Ex | CZ09 | rDXGF | 0 | HV_SDGSFmExCZ09 | rDXGF | 0
1202 | 3 | 1 | 1 | 9 | 2 | 0 | HV_SDGSFmExCZ09rNCGF | ResHVAC | HV_SDGSFmExCZ09 | rWtd | All | SDG | SFm | Ex | CZ09 | rNCGF | 0 | HV_SDGSFmExCZ09 | rNCGF | 0
1203 | 3 | 1 | 1 | 9 | 3 | 0 | HV_SDGSFmExCZ09rDXHP | ResHVAC | HV_SDGSFmExCZ09 | rWtd | All | SDG | SFm | Ex | CZ09 | rDXHP | 0 | HV_SDGSFmExCZ09 | rDXHP | 0
1204 | 3 | 1 | 1 | 9 | 4 | 0 | HV_SDGSFmExCZ09rNCEH | ResHVAC | HV_SDGSFmExCZ09 | rWtd | All | SDG | SFm | Ex | CZ09 | rNCEH | 0 | HV_SDGSFmExCZ09 | rNCEH | 0
1205 | 3 | 1 | 1 | 9 | 5 | 0 | HV_SDGSFmExCZ09rDXOH | ResHVAC | HV_SDGSFmExCZ09 | rWtd | All | SDG | SFm | Ex | CZ09 | rDXOH | 0 | HV_SDGSFmExCZ09 | rDXOH | 0
1206 | 3 | 1 | 1 | 9 | 6 | 0 | HV_SDGSFmExCZ09rNCOH | ResHVAC | HV_SDGSFmExCZ09 | rWtd | All | SDG | SFm | Ex | CZ09 | rNCOH | 0 | HV_SDGSFmExCZ09 | rNCOH | 0
1207 | 3 | 1 | 1 | 10 | 1 | 1 | HV_SDGSFmExCZ10rDXGF | ResHVAC | HV_SDGSFmExCZ10 | rWtd | All | SDG | SFm | Ex | CZ10 | rDXGF | 119059.0563 | HV_SDGSFmExCZ10 | rDXGF | 119059.0563
1208 | 3 | 1 | 1 | 10 | 2 | 1 | HV_SDGSFmExCZ10rNCGF | ResHVAC | HV_SDGSFmExCZ10 | rWtd | All | SDG | SFm | Ex | CZ10 | rNCGF | 44165.4543 | HV_SDGSFmExCZ10 | rNCGF | 44165.4543
1209 | 3 | 1 | 1 | 10 | 3 | 1 | HV_SDGSFmExCZ10rDXHP | ResHVAC | HV_SDGSFmExCZ10 | rWtd | All | SDG | SFm | Ex | CZ10 | rDXHP | 6842.4745 | HV_SDGSFmExCZ10 | rDXHP | 6842.4745
1210 | 3 | 1 | 1 | 10 | 4 | 1 | HV_SDGSFmExCZ10rNCEH | ResHVAC | HV_SDGSFmExCZ10 | rWtd | All | SDG | SFm | Ex | CZ10 | rNCEH | 2538.2445 | HV_SDGSFmExCZ10 | rNCEH | 2538.2445
1211 | 3 | 1 | 1 | 10 | 5 | 1 | HV_SDGSFmExCZ10rDXOH | ResHVAC | HV_SDGSFmExCZ10 | rWtd | All | SDG | SFm | Ex | CZ10 | rDXOH | 9579.4643 | HV_SDGSFmExCZ10 | rDXOH | 9579.4643
1212 | 3 | 1 | 1 | 10 | 6 | 1 | HV_SDGSFmExCZ10rNCOH | ResHVAC | HV_SDGSFmExCZ10 | rWtd | All | SDG | SFm | Ex | CZ10 | rNCOH | 3553.5423 | HV_SDGSFmExCZ10 | rNCOH | 3553.5423
1213 | 3 | 1 | 1 | 11 | 1 | 0 | HV_SDGSFmExCZ11rDXGF | ResHVAC | HV_SDGSFmExCZ11 | rWtd | All | SDG | SFm | Ex | CZ11 | rDXGF | 0 | HV_SDGSFmExCZ11 | rDXGF | 0
1214 | 3 | 1 | 1 | 11 | 2 | 0 | HV_SDGSFmExCZ11rNCGF | ResHVAC | HV_SDGSFmExCZ11 | rWtd | All | SDG | SFm | Ex | CZ11 | rNCGF | 0 | HV_SDGSFmExCZ11 | rNCGF | 0
1215 | 3 | 1 | 1 | 11 | 3 | 0 | HV_SDGSFmExCZ11rDXHP | ResHVAC | HV_SDGSFmExCZ11 | rWtd | All | SDG | SFm | Ex | CZ11 | rDXHP | 0 | HV_SDGSFmExCZ11 | rDXHP | 0
1216 | 3 | 1 | 1 | 11 | 4 | 0 | HV_SDGSFmExCZ11rNCEH | ResHVAC | HV_SDGSFmExCZ11 | rWtd | All | SDG | SFm | Ex | CZ11 | rNCEH | 0 | HV_SDGSFmExCZ11 | rNCEH | 0
1217 | 3 | 1 | 1 | 11 | 5 | 0 | HV_SDGSFmExCZ11rDXOH | ResHVAC | HV_SDGSFmExCZ11 | rWtd | All | SDG | SFm | Ex | CZ11 | rDXOH | 0 | HV_SDGSFmExCZ11 | rDXOH | 0
1218 | 3 | 1 | 1 | 11 | 6 | 0 | HV_SDGSFmExCZ11rNCOH | ResHVAC | HV_SDGSFmExCZ11 | rWtd | All | SDG | SFm | Ex | CZ11 | rNCOH | 0 | HV_SDGSFmExCZ11 | rNCOH | 0
1219 | 3 | 1 | 1 | 12 | 1 | 0 | HV_SDGSFmExCZ12rDXGF | ResHVAC | HV_SDGSFmExCZ12 | rWtd | All | SDG | SFm | Ex | CZ12 | rDXGF | 0 | HV_SDGSFmExCZ12 | rDXGF | 0
1220 | 3 | 1 | 1 | 12 | 2 | 0 | HV_SDGSFmExCZ12rNCGF | ResHVAC | HV_SDGSFmExCZ12 | rWtd | All | SDG | SFm | Ex | CZ12 | rNCGF | 0 | HV_SDGSFmExCZ12 | rNCGF | 0
1221 | 3 | 1 | 1 | 12 | 3 | 0 | HV_SDGSFmExCZ12rDXHP | ResHVAC | HV_SDGSFmExCZ12 | rWtd | All | SDG | SFm | Ex | CZ12 | rDXHP | 0 | HV_SDGSFmExCZ12 | rDXHP | 0
1222 | 3 | 1 | 1 | 12 | 4 | 0 | HV_SDGSFmExCZ12rNCEH | ResHVAC | HV_SDGSFmExCZ12 | rWtd | All | SDG | SFm | Ex | CZ12 | rNCEH | 0 | HV_SDGSFmExCZ12 | rNCEH | 0
1223 | 3 | 1 | 1 | 12 | 5 | 0 | HV_SDGSFmExCZ12rDXOH | ResHVAC | HV_SDGSFmExCZ12 | rWtd | All | SDG | SFm | Ex | CZ12 | rDXOH | 0 | HV_SDGSFmExCZ12 | rDXOH | 0
1224 | 3 | 1 | 1 | 12 | 6 | 0 | HV_SDGSFmExCZ12rNCOH | ResHVAC | HV_SDGSFmExCZ12 | rWtd | All | SDG | SFm | Ex | CZ12 | rNCOH | 0 | HV_SDGSFmExCZ12 | rNCOH | 0
1225 | 3 | 1 | 1 | 13 | 1 | 0 | HV_SDGSFmExCZ13rDXGF | ResHVAC | HV_SDGSFmExCZ13 | rWtd | All | SDG | SFm | Ex | CZ13 | rDXGF | 0 | HV_SDGSFmExCZ13 | rDXGF | 0
1226 | 3 | 1 | 1 | 13 | 2 | 0 | HV_SDGSFmExCZ13rNCGF | ResHVAC | HV_SDGSFmExCZ13 | rWtd | All | SDG | SFm | Ex | CZ13 | rNCGF | 0 | HV_SDGSFmExCZ13 | rNCGF | 0
1227 | 3 | 1 | 1 | 13 | 3 | 0 | HV_SDGSFmExCZ13rDXHP | ResHVAC | HV_SDGSFmExCZ13 | rWtd | All | SDG | SFm | Ex | CZ13 | rDXHP | 0 | HV_SDGSFmExCZ13 | rDXHP | 0
1228 | 3 | 1 | 1 | 13 | 4 | 0 | HV_SDGSFmExCZ13rNCEH | ResHVAC | HV_SDGSFmExCZ13 | rWtd | All | SDG | SFm | Ex | CZ13 | rNCEH | 0 | HV_SDGSFmExCZ13 | rNCEH | 0
1229 | 3 | 1 | 1 | 13 | 5 | 0 | HV_SDGSFmExCZ13rDXOH | ResHVAC | HV_SDGSFmExCZ13 | rWtd | All | SDG | SFm | Ex | CZ13 | rDXOH | 0 | HV_SDGSFmExCZ13 | rDXOH | 0
1230 | 3 | 1 | 1 | 13 | 6 | 0 | HV_SDGSFmExCZ13rNCOH | ResHVAC | HV_SDGSFmExCZ13 | rWtd | All | SDG | SFm | Ex | CZ13 | rNCOH | 0 | HV_SDGSFmExCZ13 | rNCOH | 0
1231 | 3 | 1 | 1 | 14 | 1 | 1 | HV_SDGSFmExCZ14rDXGF | ResHVAC | HV_SDGSFmExCZ14 | rWtd | All | SDG | SFm | Ex | CZ14 | rDXGF | 4297.9566 | HV_SDGSFmExCZ14 | rDXGF | 4297.9566
1232 | 3 | 1 | 1 | 14 | 2 | 1 | HV_SDGSFmExCZ14rNCGF | ResHVAC | HV_SDGSFmExCZ14 | rWtd | All | SDG | SFm | Ex | CZ14 | rNCGF | 1849.4808 | HV_SDGSFmExCZ14 | rNCGF | 1849.4808
1233 | 3 | 1 | 1 | 14 | 3 | 1 | HV_SDGSFmExCZ14rDXHP | ResHVAC | HV_SDGSFmExCZ14 | rWtd | All | SDG | SFm | Ex | CZ14 | rDXHP | 247.009 | HV_SDGSFmExCZ14 | rDXHP | 247.009
1234 | 3 | 1 | 1 | 14 | 4 | 1 | HV_SDGSFmExCZ14rNCEH | ResHVAC | HV_SDGSFmExCZ14 | rWtd | All | SDG | SFm | Ex | CZ14 | rNCEH | 106.292 | HV_SDGSFmExCZ14 | rNCEH | 106.292
1235 | 3 | 1 | 1 | 14 | 5 | 1 | HV_SDGSFmExCZ14rDXOH | ResHVAC | HV_SDGSFmExCZ14 | rWtd | All | SDG | SFm | Ex | CZ14 | rDXOH | 345.8126 | HV_SDGSFmExCZ14 | rDXOH | 345.8126
1236 | 3 | 1 | 1 | 14 | 6 | 1 | HV_SDGSFmExCZ14rNCOH | ResHVAC | HV_SDGSFmExCZ14 | rWtd | All | SDG | SFm | Ex | CZ14 | rNCOH | 148.8088 | HV_SDGSFmExCZ14 | rNCOH | 148.8088
1237 | 3 | 1 | 1 | 15 | 1 | 1 | HV_SDGSFmExCZ15rDXGF | ResHVAC | HV_SDGSFmExCZ15 | rWtd | All | SDG | SFm | Ex | CZ15 | rDXGF | 2230.2189 | HV_SDGSFmExCZ15 | rDXGF | 2230.2189
1238 | 3 | 1 | 1 | 15 | 2 | 1 | HV_SDGSFmExCZ15rNCGF | ResHVAC | HV_SDGSFmExCZ15 | rWtd | All | SDG | SFm | Ex | CZ15 | rNCGF | 0 | HV_SDGSFmExCZ15 | rNCGF | 0
1239 | 3 | 1 | 1 | 15 | 3 | 1 | HV_SDGSFmExCZ15rDXHP | ResHVAC | HV_SDGSFmExCZ15 | rWtd | All | SDG | SFm | Ex | CZ15 | rDXHP | 128.1735 | HV_SDGSFmExCZ15 | rDXHP | 128.1735
1240 | 3 | 1 | 1 | 15 | 4 | 1 | HV_SDGSFmExCZ15rNCEH | ResHVAC | HV_SDGSFmExCZ15 | rWtd | All | SDG | SFm | Ex | CZ15 | rNCEH | 0 | HV_SDGSFmExCZ15 | rNCEH | 0
1241 | 3 | 1 | 1 | 15 | 5 | 1 | HV_SDGSFmExCZ15rDXOH | ResHVAC | HV_SDGSFmExCZ15 | rWtd | All | SDG | SFm | Ex | CZ15 | rDXOH | 179.4429 | HV_SDGSFmExCZ15 | rDXOH | 179.4429
1242 | 3 | 1 | 1 | 15 | 6 | 1 | HV_SDGSFmExCZ15rNCOH | ResHVAC | HV_SDGSFmExCZ15 | rWtd | All | SDG | SFm | Ex | CZ15 | rNCOH | 0 | HV_SDGSFmExCZ15 | rNCOH | 0
1243 | 3 | 1 | 1 | 16 | 1 | 0 | HV_SDGSFmExCZ16rDXGF | ResHVAC | HV_SDGSFmExCZ16 | rWtd | All | SDG | SFm | Ex | CZ16 | rDXGF | 0 | HV_SDGSFmExCZ16 | rDXGF | 0
1244 | 3 | 1 | 1 | 16 | 2 | 0 | HV_SDGSFmExCZ16rNCGF | ResHVAC | HV_SDGSFmExCZ16 | rWtd | All | SDG | SFm | Ex | CZ16 | rNCGF | 0 | HV_SDGSFmExCZ16 | rNCGF | 0
1245 | 3 | 1 | 1 | 16 | 3 | 0 | HV_SDGSFmExCZ16rDXHP | ResHVAC | HV_SDGSFmExCZ16 | rWtd | All | SDG | SFm | Ex | CZ16 | rDXHP | 0 | HV_SDGSFmExCZ16 | rDXHP | 0
1246 | 3 | 1 | 1 | 16 | 4 | 0 | HV_SDGSFmExCZ16rNCEH | ResHVAC | HV_SDGSFmExCZ16 | rWtd | All | SDG | SFm | Ex | CZ16 | rNCEH | 0 | HV_SDGSFmExCZ16 | rNCEH | 0
1247 | 3 | 1 | 1 | 16 | 5 | 0 | HV_SDGSFmExCZ16rDXOH | ResHVAC | HV_SDGSFmExCZ16 | rWtd | All | SDG | SFm | Ex | CZ16 | rDXOH | 0 | HV_SDGSFmExCZ16 | rDXOH | 0
1248 | 3 | 1 | 1 | 16 | 6 | 0 | HV_SDGSFmExCZ16rNCOH | ResHVAC | HV_SDGSFmExCZ16 | rWtd | All | SDG | SFm | Ex | CZ16 | rNCOH | 0 | HV_SDGSFmExCZ16 | rNCOH | 0
1249 | 3 | 1 | 2 | 1 | 1 | 0 | HV_SDGSFmNewCZ01rDXGF | ResHVAC | HV_SDGSFmNewCZ01 | rWtd | All | SDG | SFm | New | CZ01 | rDXGF | 0 | HV_SDGSFmNewCZ01 | rDXGF | 0
1250 | 3 | 1 | 2 | 1 | 2 | 0 | HV_SDGSFmNewCZ01rNCGF | ResHVAC | HV_SDGSFmNewCZ01 | rWtd | All | SDG | SFm | New | CZ01 | rNCGF | 0 | HV_SDGSFmNewCZ01 | rNCGF | 0
1251 | 3 | 1 | 2 | 1 | 3 | 0 | HV_SDGSFmNewCZ01rDXHP | ResHVAC | HV_SDGSFmNewCZ01 | rWtd | All | SDG | SFm | New | CZ01 | rDXHP | 0 | HV_SDGSFmNewCZ01 | rDXHP | 0
1252 | 3 | 1 | 2 | 1 | 4 | 0 | HV_SDGSFmNewCZ01rNCEH | ResHVAC | HV_SDGSFmNewCZ01 | rWtd | All | SDG | SFm | New | CZ01 | rNCEH | 0 | HV_SDGSFmNewCZ01 | rNCEH | 0
1253 | 3 | 1 | 2 | 1 | 5 | 0 | HV_SDGSFmNewCZ01rDXOH | ResHVAC | HV_SDGSFmNewCZ01 | rWtd | All | SDG | SFm | New | CZ01 | rDXOH | 0 | HV_SDGSFmNewCZ01 | rDXOH | 0
1254 | 3 | 1 | 2 | 1 | 6 | 0 | HV_SDGSFmNewCZ01rNCOH | ResHVAC | HV_SDGSFmNewCZ01 | rWtd | All | SDG | SFm | New | CZ01 | rNCOH | 0 | HV_SDGSFmNewCZ01 | rNCOH | 0
1255 | 3 | 1 | 2 | 2 | 1 | 0 | HV_SDGSFmNewCZ02rDXGF | ResHVAC | HV_SDGSFmNewCZ02 | rWtd | All | SDG | SFm | New | CZ02 | rDXGF | 0 | HV_SDGSFmNewCZ02 | rDXGF | 0
1256 | 3 | 1 | 2 | 2 | 2 | 0 | HV_SDGSFmNewCZ02rNCGF | ResHVAC | HV_SDGSFmNewCZ02 | rWtd | All | SDG | SFm | New | CZ02 | rNCGF | 0 | HV_SDGSFmNewCZ02 | rNCGF | 0
1257 | 3 | 1 | 2 | 2 | 3 | 0 | HV_SDGSFmNewCZ02rDXHP | ResHVAC | HV_SDGSFmNewCZ02 | rWtd | All | SDG | SFm | New | CZ02 | rDXHP | 0 | HV_SDGSFmNewCZ02 | rDXHP | 0
1258 | 3 | 1 | 2 | 2 | 4 | 0 | HV_SDGSFmNewCZ02rNCEH | ResHVAC | HV_SDGSFmNewCZ02 | rWtd | All | SDG | SFm | New | CZ02 | rNCEH | 0 | HV_SDGSFmNewCZ02 | rNCEH | 0
1259 | 3 | 1 | 2 | 2 | 5 | 0 | HV_SDGSFmNewCZ02rDXOH | ResHVAC | HV_SDGSFmNewCZ02 | rWtd | All | SDG | SFm | New | CZ02 | rDXOH | 0 | HV_SDGSFmNewCZ02 | rDXOH | 0
1260 | 3 | 1 | 2 | 2 | 6 | 0 | HV_SDGSFmNewCZ02rNCOH | ResHVAC | HV_SDGSFmNewCZ02 | rWtd | All | SDG | SFm | New | CZ02 | rNCOH | 0 | HV_SDGSFmNewCZ02 | rNCOH | 0
1261 | 3 | 1 | 2 | 3 | 1 | 0 | HV_SDGSFmNewCZ03rDXGF | ResHVAC | HV_SDGSFmNewCZ03 | rWtd | All | SDG | SFm | New | CZ03 | rDXGF | 0 | HV_SDGSFmNewCZ03 | rDXGF | 0
1262 | 3 | 1 | 2 | 3 | 2 | 0 | HV_SDGSFmNewCZ03rNCGF | ResHVAC | HV_SDGSFmNewCZ03 | rWtd | All | SDG | SFm | New | CZ03 | rNCGF | 0 | HV_SDGSFmNewCZ03 | rNCGF | 0
1263 | 3 | 1 | 2 | 3 | 3 | 0 | HV_SDGSFmNewCZ03rDXHP | ResHVAC | HV_SDGSFmNewCZ03 | rWtd | All | SDG | SFm | New | CZ03 | rDXHP | 0 | HV_SDGSFmNewCZ03 | rDXHP | 0
1264 | 3 | 1 | 2 | 3 | 4 | 0 | HV_SDGSFmNewCZ03rNCEH | ResHVAC | HV_SDGSFmNewCZ03 | rWtd | All | SDG | SFm | New | CZ03 | rNCEH | 0 | HV_SDGSFmNewCZ03 | rNCEH | 0
1265 | 3 | 1 | 2 | 3 | 5 | 0 | HV_SDGSFmNewCZ03rDXOH | ResHVAC | HV_SDGSFmNewCZ03 | rWtd | All | SDG | SFm | New | CZ03 | rDXOH | 0 | HV_SDGSFmNewCZ03 | rDXOH | 0
1266 | 3 | 1 | 2 | 3 | 6 | 0 | HV_SDGSFmNewCZ03rNCOH | ResHVAC | HV_SDGSFmNewCZ03 | rWtd | All | SDG | SFm | New | CZ03 | rNCOH | 0 | HV_SDGSFmNewCZ03 | rNCOH | 0
1267 | 3 | 1 | 2 | 4 | 1 | 0 | HV_SDGSFmNewCZ04rDXGF | ResHVAC | HV_SDGSFmNewCZ04 | rWtd | All | SDG | SFm | New | CZ04 | rDXGF | 0 | HV_SDGSFmNewCZ04 | rDXGF | 0
1268 | 3 | 1 | 2 | 4 | 2 | 0 | HV_SDGSFmNewCZ04rNCGF | ResHVAC | HV_SDGSFmNewCZ04 | rWtd | All | SDG | SFm | New | CZ04 | rNCGF | 0 | HV_SDGSFmNewCZ04 | rNCGF | 0
1269 | 3 | 1 | 2 | 4 | 3 | 0 | HV_SDGSFmNewCZ04rDXHP | ResHVAC | HV_SDGSFmNewCZ04 | rWtd | All | SDG | SFm | New | CZ04 | rDXHP | 0 | HV_SDGSFmNewCZ04 | rDXHP | 0
1270 | 3 | 1 | 2 | 4 | 4 | 0 | HV_SDGSFmNewCZ04rNCEH | ResHVAC | HV_SDGSFmNewCZ04 | rWtd | All | SDG | SFm | New | CZ04 | rNCEH | 0 | HV_SDGSFmNewCZ04 | rNCEH | 0
1271 | 3 | 1 | 2 | 4 | 5 | 0 | HV_SDGSFmNewCZ04rDXOH | ResHVAC | HV_SDGSFmNewCZ04 | rWtd | All | SDG | SFm | New | CZ04 | rDXOH | 0 | HV_SDGSFmNewCZ04 | rDXOH | 0
1272 | 3 | 1 | 2 | 4 | 6 | 0 | HV_SDGSFmNewCZ04rNCOH | ResHVAC | HV_SDGSFmNewCZ04 | rWtd | All | SDG | SFm | New | CZ04 | rNCOH | 0 | HV_SDGSFmNewCZ04 | rNCOH | 0
1273 | 3 | 1 | 2 | 5 | 1 | 0 | HV_SDGSFmNewCZ05rDXGF | ResHVAC | HV_SDGSFmNewCZ05 | rWtd | All | SDG | SFm | New | CZ05 | rDXGF | 0 | HV_SDGSFmNewCZ05 | rDXGF | 0
1274 | 3 | 1 | 2 | 5 | 2 | 0 | HV_SDGSFmNewCZ05rNCGF | ResHVAC | HV_SDGSFmNewCZ05 | rWtd | All | SDG | SFm | New | CZ05 | rNCGF | 0 | HV_SDGSFmNewCZ05 | rNCGF | 0
1275 | 3 | 1 | 2 | 5 | 3 | 0 | HV_SDGSFmNewCZ05rDXHP | ResHVAC | HV_SDGSFmNewCZ05 | rWtd | All | SDG | SFm | New | CZ05 | rDXHP | 0 | HV_SDGSFmNewCZ05 | rDXHP | 0
1276 | 3 | 1 | 2 | 5 | 4 | 0 | HV_SDGSFmNewCZ05rNCEH | ResHVAC | HV_SDGSFmNewCZ05 | rWtd | All | SDG | SFm | New | CZ05 | rNCEH | 0 | HV_SDGSFmNewCZ05 | rNCEH | 0
1277 | 3 | 1 | 2 | 5 | 5 | 0 | HV_SDGSFmNewCZ05rDXOH | ResHVAC | HV_SDGSFmNewCZ05 | rWtd | All | SDG | SFm | New | CZ05 | rDXOH | 0 | HV_SDGSFmNewCZ05 | rDXOH | 0
1278 | 3 | 1 | 2 | 5 | 6 | 0 | HV_SDGSFmNewCZ05rNCOH | ResHVAC | HV_SDGSFmNewCZ05 | rWtd | All | SDG | SFm | New | CZ05 | rNCOH | 0 | HV_SDGSFmNewCZ05 | rNCOH | 0
1279 | 3 | 1 | 2 | 6 | 1 | 1 | HV_SDGSFmNewCZ06rDXGF | ResHVAC | HV_SDGSFmNewCZ06 | rWtd | All | SDG | SFm | New | CZ06 | rDXGF | 2681.8968 | HV_SDGSFmNewCZ06 | rDXGF | 2681.8968
1280 | 3 | 1 | 2 | 6 | 2 | 1 | HV_SDGSFmNewCZ06rNCGF | ResHVAC | HV_SDGSFmNewCZ06 | rWtd | All | SDG | SFm | New | CZ06 | rNCGF | 1993.4658 | HV_SDGSFmNewCZ06 | rNCGF | 1993.4658
1281 | 3 | 1 | 2 | 6 | 3 | 1 | HV_SDGSFmNewCZ06rDXHP | ResHVAC | HV_SDGSFmNewCZ06 | rWtd | All | SDG | SFm | New | CZ06 | rDXHP | 154.132 | HV_SDGSFmNewCZ06 | rDXHP | 154.132
1282 | 3 | 1 | 2 | 6 | 4 | 1 | HV_SDGSFmNewCZ06rNCEH | ResHVAC | HV_SDGSFmNewCZ06 | rWtd | All | SDG | SFm | New | CZ06 | rNCEH | 114.567 | HV_SDGSFmNewCZ06 | rNCEH | 114.567
1283 | 3 | 1 | 2 | 6 | 5 | 1 | HV_SDGSFmNewCZ06rDXOH | ResHVAC | HV_SDGSFmNewCZ06 | rWtd | All | SDG | SFm | New | CZ06 | rDXOH | 215.7848 | HV_SDGSFmNewCZ06 | rDXOH | 215.7848
1284 | 3 | 1 | 2 | 6 | 6 | 1 | HV_SDGSFmNewCZ06rNCOH | ResHVAC | HV_SDGSFmNewCZ06 | rWtd | All | SDG | SFm | New | CZ06 | rNCOH | 160.3938 | HV_SDGSFmNewCZ06 | rNCOH | 160.3938
1285 | 3 | 1 | 2 | 7 | 1 | 1 | HV_SDGSFmNewCZ07rDXGF | ResHVAC | HV_SDGSFmNewCZ07 | rWtd | All | SDG | SFm | New | CZ07 | rDXGF | 4352.958 | HV_SDGSFmNewCZ07 | rDXGF | 4352.958
1286 | 3 | 1 | 2 | 7 | 2 | 1 | HV_SDGSFmNewCZ07rNCGF | ResHVAC | HV_SDGSFmNewCZ07 | rWtd | All | SDG | SFm | New | CZ07 | rNCGF | 6531.6816 | HV_SDGSFmNewCZ07 | rNCGF | 6531.6816
1287 | 3 | 1 | 2 | 7 | 3 | 1 | HV_SDGSFmNewCZ07rDXHP | ResHVAC | HV_SDGSFmNewCZ07 | rWtd | All | SDG | SFm | New | CZ07 | rDXHP | 250.17 | HV_SDGSFmNewCZ07 | rDXHP | 250.17
1288 | 3 | 1 | 2 | 7 | 4 | 1 | HV_SDGSFmNewCZ07rNCEH | ResHVAC | HV_SDGSFmNewCZ07 | rWtd | All | SDG | SFm | New | CZ07 | rNCEH | 375.384 | HV_SDGSFmNewCZ07 | rNCEH | 375.384
1289 | 3 | 1 | 2 | 7 | 5 | 1 | HV_SDGSFmNewCZ07rDXOH | ResHVAC | HV_SDGSFmNewCZ07 | rWtd | All | SDG | SFm | New | CZ07 | rDXOH | 350.238 | HV_SDGSFmNewCZ07 | rDXOH | 350.238
1290 | 3 | 1 | 2 | 7 | 6 | 1 | HV_SDGSFmNewCZ07rNCOH | ResHVAC | HV_SDGSFmNewCZ07 | rWtd | All | SDG | SFm | New | CZ07 | rNCOH | 525.5376 | HV_SDGSFmNewCZ07 | rNCOH | 525.5376
1291 | 3 | 1 | 2 | 8 | 1 | 1 | HV_SDGSFmNewCZ08rDXGF | ResHVAC | HV_SDGSFmNewCZ08 | rWtd | All | SDG | SFm | New | CZ08 | rDXGF | 277.1646 | HV_SDGSFmNewCZ08 | rDXGF | 277.1646
1292 | 3 | 1 | 2 | 8 | 2 | 1 | HV_SDGSFmNewCZ08rNCGF | ResHVAC | HV_SDGSFmNewCZ08 | rWtd | All | SDG | SFm | New | CZ08 | rNCGF | 0 | HV_SDGSFmNewCZ08 | rNCGF | 0
1293 | 3 | 1 | 2 | 8 | 3 | 1 | HV_SDGSFmNewCZ08rDXHP | ResHVAC | HV_SDGSFmNewCZ08 | rWtd | All | SDG | SFm | New | CZ08 | rDXHP | 15.929 | HV_SDGSFmNewCZ08 | rDXHP | 15.929
1294 | 3 | 1 | 2 | 8 | 4 | 1 | HV_SDGSFmNewCZ08rNCEH | ResHVAC | HV_SDGSFmNewCZ08 | rWtd | All | SDG | SFm | New | CZ08 | rNCEH | 0 | HV_SDGSFmNewCZ08 | rNCEH | 0
1295 | 3 | 1 | 2 | 8 | 5 | 1 | HV_SDGSFmNewCZ08rDXOH | ResHVAC | HV_SDGSFmNewCZ08 | rWtd | All | SDG | SFm | New | CZ08 | rDXOH | 22.3006 | HV_SDGSFmNewCZ08 | rDXOH | 22.3006
1296 | 3 | 1 | 2 | 8 | 6 | 1 | HV_SDGSFmNewCZ08rNCOH | ResHVAC | HV_SDGSFmNewCZ08 | rWtd | All | SDG | SFm | New | CZ08 | rNCOH | 0 | HV_SDGSFmNewCZ08 | rNCOH | 0
1297 | 3 | 1 | 2 | 9 | 1 | 0 | HV_SDGSFmNewCZ09rDXGF | ResHVAC | HV_SDGSFmNewCZ09 | rWtd | All | SDG | SFm | New | CZ09 | rDXGF | 0 | HV_SDGSFmNewCZ09 | rDXGF | 0
1298 | 3 | 1 | 2 | 9 | 2 | 0 | HV_SDGSFmNewCZ09rNCGF | ResHVAC | HV_SDGSFmNewCZ09 | rWtd | All | SDG | SFm | New | CZ09 | rNCGF | 0 | HV_SDGSFmNewCZ09 | rNCGF | 0
1299 | 3 | 1 | 2 | 9 | 3 | 0 | HV_SDGSFmNewCZ09rDXHP | ResHVAC | HV_SDGSFmNewCZ09 | rWtd | All | SDG | SFm | New | CZ09 | rDXHP | 0 | HV_SDGSFmNewCZ09 | rDXHP | 0
1300 | 3 | 1 | 2 | 9 | 4 | 0 | HV_SDGSFmNewCZ09rNCEH | ResHVAC | HV_SDGSFmNewCZ09 | rWtd | All | SDG | SFm | New | CZ09 | rNCEH | 0 | HV_SDGSFmNewCZ09 | rNCEH | 0
1301 | 3 | 1 | 2 | 9 | 5 | 0 | HV_SDGSFmNewCZ09rDXOH | ResHVAC | HV_SDGSFmNewCZ09 | rWtd | All | SDG | SFm | New | CZ09 | rDXOH | 0 | HV_SDGSFmNewCZ09 | rDXOH | 0
1302 | 3 | 1 | 2 | 9 | 6 | 0 | HV_SDGSFmNewCZ09rNCOH | ResHVAC | HV_SDGSFmNewCZ09 | rWtd | All | SDG | SFm | New | CZ09 | rNCOH | 0 | HV_SDGSFmNewCZ09 | rNCOH | 0
1303 | 3 | 1 | 2 | 10 | 1 | 1 | HV_SDGSFmNewCZ10rDXGF | ResHVAC | HV_SDGSFmNewCZ10 | rWtd | All | SDG | SFm | New | CZ10 | rDXGF | 6871.3644 | HV_SDGSFmNewCZ10 | rDXGF | 6871.3644
1304 | 3 | 1 | 2 | 10 | 2 | 1 | HV_SDGSFmNewCZ10rNCGF | ResHVAC | HV_SDGSFmNewCZ10 | rWtd | All | SDG | SFm | New | CZ10 | rNCGF | 117.2934 | HV_SDGSFmNewCZ10 | rNCGF | 117.2934
1305 | 3 | 1 | 2 | 10 | 3 | 1 | HV_SDGSFmNewCZ10rDXHP | ResHVAC | HV_SDGSFmNewCZ10 | rWtd | All | SDG | SFm | New | CZ10 | rDXHP | 394.906 | HV_SDGSFmNewCZ10 | rDXHP | 394.906
1306 | 3 | 1 | 2 | 10 | 4 | 1 | HV_SDGSFmNewCZ10rNCEH | ResHVAC | HV_SDGSFmNewCZ10 | rWtd | All | SDG | SFm | New | CZ10 | rNCEH | 6.741 | HV_SDGSFmNewCZ10 | rNCEH | 6.741
1307 | 3 | 1 | 2 | 10 | 5 | 1 | HV_SDGSFmNewCZ10rDXOH | ResHVAC | HV_SDGSFmNewCZ10 | rWtd | All | SDG | SFm | New | CZ10 | rDXOH | 552.8684 | HV_SDGSFmNewCZ10 | rDXOH | 552.8684
1308 | 3 | 1 | 2 | 10 | 6 | 1 | HV_SDGSFmNewCZ10rNCOH | ResHVAC | HV_SDGSFmNewCZ10 | rWtd | All | SDG | SFm | New | CZ10 | rNCOH | 9.4374 | HV_SDGSFmNewCZ10 | rNCOH | 9.4374
1309 | 3 | 1 | 2 | 11 | 1 | 0 | HV_SDGSFmNewCZ11rDXGF | ResHVAC | HV_SDGSFmNewCZ11 | rWtd | All | SDG | SFm | New | CZ11 | rDXGF | 0 | HV_SDGSFmNewCZ11 | rDXGF | 0
1310 | 3 | 1 | 2 | 11 | 2 | 0 | HV_SDGSFmNewCZ11rNCGF | ResHVAC | HV_SDGSFmNewCZ11 | rWtd | All | SDG | SFm | New | CZ11 | rNCGF | 0 | HV_SDGSFmNewCZ11 | rNCGF | 0
1311 | 3 | 1 | 2 | 11 | 3 | 0 | HV_SDGSFmNewCZ11rDXHP | ResHVAC | HV_SDGSFmNewCZ11 | rWtd | All | SDG | SFm | New | CZ11 | rDXHP | 0 | HV_SDGSFmNewCZ11 | rDXHP | 0
1312 | 3 | 1 | 2 | 11 | 4 | 0 | HV_SDGSFmNewCZ11rNCEH | ResHVAC | HV_SDGSFmNewCZ11 | rWtd | All | SDG | SFm | New | CZ11 | rNCEH | 0 | HV_SDGSFmNewCZ11 | rNCEH | 0
1313 | 3 | 1 | 2 | 11 | 5 | 0 | HV_SDGSFmNewCZ11rDXOH | ResHVAC | HV_SDGSFmNewCZ11 | rWtd | All | SDG | SFm | New | CZ11 | rDXOH | 0 | HV_SDGSFmNewCZ11 | rDXOH | 0
1314 | 3 | 1 | 2 | 11 | 6 | 0 | HV_SDGSFmNewCZ11rNCOH | ResHVAC | HV_SDGSFmNewCZ11 | rWtd | All | SDG | SFm | New | CZ11 | rNCOH | 0 | HV_SDGSFmNewCZ11 | rNCOH | 0
1315 | 3 | 1 | 2 | 12 | 1 | 0 | HV_SDGSFmNewCZ12rDXGF | ResHVAC | HV_SDGSFmNewCZ12 | rWtd | All | SDG | SFm | New | CZ12 | rDXGF | 0 | HV_SDGSFmNewCZ12 | rDXGF | 0
1316 | 3 | 1 | 2 | 12 | 2 | 0 | HV_SDGSFmNewCZ12rNCGF | ResHVAC | HV_SDGSFmNewCZ12 | rWtd | All | SDG | SFm | New | CZ12 | rNCGF | 0 | HV_SDGSFmNewCZ12 | rNCGF | 0
1317 | 3 | 1 | 2 | 12 | 3 | 0 | HV_SDGSFmNewCZ12rDXHP | ResHVAC | HV_SDGSFmNewCZ12 | rWtd | All | SDG | SFm | New | CZ12 | rDXHP | 0 | HV_SDGSFmNewCZ12 | rDXHP | 0
1318 | 3 | 1 | 2 | 12 | 4 | 0 | HV_SDGSFmNewCZ12rNCEH | ResHVAC | HV_SDGSFmNewCZ12 | rWtd | All | SDG | SFm | New | CZ12 | rNCEH | 0 | HV_SDGSFmNewCZ12 | rNCEH | 0
1319 | 3 | 1 | 2 | 12 | 5 | 0 | HV_SDGSFmNewCZ12rDXOH | ResHVAC | HV_SDGSFmNewCZ12 | rWtd | All | SDG | SFm | New | CZ12 | rDXOH | 0 | HV_SDGSFmNewCZ12 | rDXOH | 0
1320 | 3 | 1 | 2 | 12 | 6 | 0 | HV_SDGSFmNewCZ12rNCOH | ResHVAC | HV_SDGSFmNewCZ12 | rWtd | All | SDG | SFm | New | CZ12 | rNCOH | 0 | HV_SDGSFmNewCZ12 | rNCOH | 0
1321 | 3 | 1 | 2 | 13 | 1 | 0 | HV_SDGSFmNewCZ13rDXGF | ResHVAC | HV_SDGSFmNewCZ13 | rWtd | All | SDG | SFm | New | CZ13 | rDXGF | 0 | HV_SDGSFmNewCZ13 | rDXGF | 0
1322 | 3 | 1 | 2 | 13 | 2 | 0 | HV_SDGSFmNewCZ13rNCGF | ResHVAC | HV_SDGSFmNewCZ13 | rWtd | All | SDG | SFm | New | CZ13 | rNCGF | 0 | HV_SDGSFmNewCZ13 | rNCGF | 0
1323 | 3 | 1 | 2 | 13 | 3 | 0 | HV_SDGSFmNewCZ13rDXHP | ResHVAC | HV_SDGSFmNewCZ13 | rWtd | All | SDG | SFm | New | CZ13 | rDXHP | 0 | HV_SDGSFmNewCZ13 | rDXHP | 0
1324 | 3 | 1 | 2 | 13 | 4 | 0 | HV_SDGSFmNewCZ13rNCEH | ResHVAC | HV_SDGSFmNewCZ13 | rWtd | All | SDG | SFm | New | CZ13 | rNCEH | 0 | HV_SDGSFmNewCZ13 | rNCEH | 0
1325 | 3 | 1 | 2 | 13 | 5 | 0 | HV_SDGSFmNewCZ13rDXOH | ResHVAC | HV_SDGSFmNewCZ13 | rWtd | All | SDG | SFm | New | CZ13 | rDXOH | 0 | HV_SDGSFmNewCZ13 | rDXOH | 0
1326 | 3 | 1 | 2 | 13 | 6 | 0 | HV_SDGSFmNewCZ13rNCOH | ResHVAC | HV_SDGSFmNewCZ13 | rWtd | All | SDG | SFm | New | CZ13 | rNCOH | 0 | HV_SDGSFmNewCZ13 | rNCOH | 0
1327 | 3 | 1 | 2 | 14 | 1 | 1 | HV_SDGSFmNewCZ14rDXGF | ResHVAC | HV_SDGSFmNewCZ14 | rWtd | All | SDG | SFm | New | CZ14 | rDXGF | 48.6156 | HV_SDGSFmNewCZ14 | rDXGF | 48.6156
1328 | 3 | 1 | 2 | 14 | 2 | 1 | HV_SDGSFmNewCZ14rNCGF | ResHVAC | HV_SDGSFmNewCZ14 | rWtd | All | SDG | SFm | New | CZ14 | rNCGF | 100.2414 | HV_SDGSFmNewCZ14 | rNCGF | 100.2414
1329 | 3 | 1 | 2 | 14 | 3 | 1 | HV_SDGSFmNewCZ14rDXHP | ResHVAC | HV_SDGSFmNewCZ14 | rWtd | All | SDG | SFm | New | CZ14 | rDXHP | 2.794 | HV_SDGSFmNewCZ14 | rDXHP | 2.794
1330 | 3 | 1 | 2 | 14 | 4 | 1 | HV_SDGSFmNewCZ14rNCEH | ResHVAC | HV_SDGSFmNewCZ14 | rWtd | All | SDG | SFm | New | CZ14 | rNCEH | 5.761 | HV_SDGSFmNewCZ14 | rNCEH | 5.761
1331 | 3 | 1 | 2 | 14 | 5 | 1 | HV_SDGSFmNewCZ14rDXOH | ResHVAC | HV_SDGSFmNewCZ14 | rWtd | All | SDG | SFm | New | CZ14 | rDXOH | 3.9116 | HV_SDGSFmNewCZ14 | rDXOH | 3.9116
1332 | 3 | 1 | 2 | 14 | 6 | 1 | HV_SDGSFmNewCZ14rNCOH | ResHVAC | HV_SDGSFmNewCZ14 | rWtd | All | SDG | SFm | New | CZ14 | rNCOH | 8.0654 | HV_SDGSFmNewCZ14 | rNCOH | 8.0654
1333 | 3 | 1 | 2 | 15 | 1 | 1 | HV_SDGSFmNewCZ15rDXGF | ResHVAC | HV_SDGSFmNewCZ15 | rWtd | All | SDG | SFm | New | CZ15 | rDXGF | 0.54438 | HV_SDGSFmNewCZ15 | rDXGF | 0.54438
1334 | 3 | 1 | 2 | 15 | 2 | 1 | HV_SDGSFmNewCZ15rNCGF | ResHVAC | HV_SDGSFmNewCZ15 | rWtd | All | SDG | SFm | New | CZ15 | rNCGF | 0.33441 | HV_SDGSFmNewCZ15 | rNCGF | 0.33441
1335 | 3 | 1 | 2 | 15 | 3 | 1 | HV_SDGSFmNewCZ15rDXHP | ResHVAC | HV_SDGSFmNewCZ15 | rWtd | All | SDG | SFm | New | CZ15 | rDXHP | 0.031286 | HV_SDGSFmNewCZ15 | rDXHP | 0.031286
1336 | 3 | 1 | 2 | 15 | 4 | 1 | HV_SDGSFmNewCZ15rNCEH | ResHVAC | HV_SDGSFmNewCZ15 | rWtd | All | SDG | SFm | New | CZ15 | rNCEH | 0.019219 | HV_SDGSFmNewCZ15 | rNCEH | 0.019219
1337 | 3 | 1 | 2 | 15 | 5 | 1 | HV_SDGSFmNewCZ15rDXOH | ResHVAC | HV_SDGSFmNewCZ15 | rWtd | All | SDG | SFm | New | CZ15 | rDXOH | 0.043801 | HV_SDGSFmNewCZ15 | rDXOH | 0.043801
1338 | 3 | 1 | 2 | 15 | 6 | 1 | HV_SDGSFmNewCZ15rNCOH | ResHVAC | HV_SDGSFmNewCZ15 | rWtd | All | SDG | SFm | New | CZ15 | rNCOH | 0.026907 | HV_SDGSFmNewCZ15 | rNCOH | 0.026907
1339 | 3 | 1 | 2 | 16 | 1 | 0 | HV_SDGSFmNewCZ16rDXGF | ResHVAC | HV_SDGSFmNewCZ16 | rWtd | All | SDG | SFm | New | CZ16 | rDXGF | 0 | HV_SDGSFmNewCZ16 | rDXGF | 0
1340 | 3 | 1 | 2 | 16 | 2 | 0 | HV_SDGSFmNewCZ16rNCGF | ResHVAC | HV_SDGSFmNewCZ16 | rWtd | All | SDG | SFm | New | CZ16 | rNCGF | 0 | HV_SDGSFmNewCZ16 | rNCGF | 0
1341 | 3 | 1 | 2 | 16 | 3 | 0 | HV_SDGSFmNewCZ16rDXHP | ResHVAC | HV_SDGSFmNewCZ16 | rWtd | All | SDG | SFm | New | CZ16 | rDXHP | 0 | HV_SDGSFmNewCZ16 | rDXHP | 0
1342 | 3 | 1 | 2 | 16 | 4 | 0 | HV_SDGSFmNewCZ16rNCEH | ResHVAC | HV_SDGSFmNewCZ16 | rWtd | All | SDG | SFm | New | CZ16 | rNCEH | 0 | HV_SDGSFmNewCZ16 | rNCEH | 0
1343 | 3 | 1 | 2 | 16 | 5 | 0 | HV_SDGSFmNewCZ16rDXOH | ResHVAC | HV_SDGSFmNewCZ16 | rWtd | All | SDG | SFm | New | CZ16 | rDXOH | 0 | HV_SDGSFmNewCZ16 | rDXOH | 0
1344 | 3 | 1 | 2 | 16 | 6 | 0 | HV_SDGSFmNewCZ16rNCOH | ResHVAC | HV_SDGSFmNewCZ16 | rWtd | All | SDG | SFm | New | CZ16 | rNCOH | 0 | HV_SDGSFmNewCZ16 | rNCOH | 0
1345 | 3 | 2 | 1 | 1 | 1 | 0 | HV_SDGMFmExCZ01rDXGF | ResHVAC | HV_SDGMFmExCZ01 | rWtd | All | SDG | MFm | Ex | CZ01 | rDXGF | 0 | HV_SDGMFmExCZ01 | rDXGF | 0
1346 | 3 | 2 | 1 | 1 | 2 | 0 | HV_SDGMFmExCZ01rNCGF | ResHVAC | HV_SDGMFmExCZ01 | rWtd | All | SDG | MFm | Ex | CZ01 | rNCGF | 0 | HV_SDGMFmExCZ01 | rNCGF | 0
1347 | 3 | 2 | 1 | 1 | 3 | 0 | HV_SDGMFmExCZ01rDXHP | ResHVAC | HV_SDGMFmExCZ01 | rWtd | All | SDG | MFm | Ex | CZ01 | rDXHP | 0 | HV_SDGMFmExCZ01 | rDXHP | 0
1348 | 3 | 2 | 1 | 1 | 4 | 0 | HV_SDGMFmExCZ01rNCEH | ResHVAC | HV_SDGMFmExCZ01 | rWtd | All | SDG | MFm | Ex | CZ01 | rNCEH | 0 | HV_SDGMFmExCZ01 | rNCEH | 0
1349 | 3 | 2 | 1 | 1 | 5 | 0 | HV_SDGMFmExCZ01rDXOH | ResHVAC | HV_SDGMFmExCZ01 | rWtd | All | SDG | MFm | Ex | CZ01 | rDXOH | 0 | HV_SDGMFmExCZ01 | rDXOH | 0
1350 | 3 | 2 | 1 | 1 | 6 | 0 | HV_SDGMFmExCZ01rNCOH | ResHVAC | HV_SDGMFmExCZ01 | rWtd | All | SDG | MFm | Ex | CZ01 | rNCOH | 0 | HV_SDGMFmExCZ01 | rNCOH | 0
1351 | 3 | 2 | 1 | 2 | 1 | 0 | HV_SDGMFmExCZ02rDXGF | ResHVAC | HV_SDGMFmExCZ02 | rWtd | All | SDG | MFm | Ex | CZ02 | rDXGF | 0 | HV_SDGMFmExCZ02 | rDXGF | 0
1352 | 3 | 2 | 1 | 2 | 2 | 0 | HV_SDGMFmExCZ02rNCGF | ResHVAC | HV_SDGMFmExCZ02 | rWtd | All | SDG | MFm | Ex | CZ02 | rNCGF | 0 | HV_SDGMFmExCZ02 | rNCGF | 0
1353 | 3 | 2 | 1 | 2 | 3 | 0 | HV_SDGMFmExCZ02rDXHP | ResHVAC | HV_SDGMFmExCZ02 | rWtd | All | SDG | MFm | Ex | CZ02 | rDXHP | 0 | HV_SDGMFmExCZ02 | rDXHP | 0
1354 | 3 | 2 | 1 | 2 | 4 | 0 | HV_SDGMFmExCZ02rNCEH | ResHVAC | HV_SDGMFmExCZ02 | rWtd | All | SDG | MFm | Ex | CZ02 | rNCEH | 0 | HV_SDGMFmExCZ02 | rNCEH | 0
1355 | 3 | 2 | 1 | 2 | 5 | 0 | HV_SDGMFmExCZ02rDXOH | ResHVAC | HV_SDGMFmExCZ02 | rWtd | All | SDG | MFm | Ex | CZ02 | rDXOH | 0 | HV_SDGMFmExCZ02 | rDXOH | 0
1356 | 3 | 2 | 1 | 2 | 6 | 0 | HV_SDGMFmExCZ02rNCOH | ResHVAC | HV_SDGMFmExCZ02 | rWtd | All | SDG | MFm | Ex | CZ02 | rNCOH | 0 | HV_SDGMFmExCZ02 | rNCOH | 0
1357 | 3 | 2 | 1 | 3 | 1 | 0 | HV_SDGMFmExCZ03rDXGF | ResHVAC | HV_SDGMFmExCZ03 | rWtd | All | SDG | MFm | Ex | CZ03 | rDXGF | 0 | HV_SDGMFmExCZ03 | rDXGF | 0
1358 | 3 | 2 | 1 | 3 | 2 | 0 | HV_SDGMFmExCZ03rNCGF | ResHVAC | HV_SDGMFmExCZ03 | rWtd | All | SDG | MFm | Ex | CZ03 | rNCGF | 0 | HV_SDGMFmExCZ03 | rNCGF | 0
1359 | 3 | 2 | 1 | 3 | 3 | 0 | HV_SDGMFmExCZ03rDXHP | ResHVAC | HV_SDGMFmExCZ03 | rWtd | All | SDG | MFm | Ex | CZ03 | rDXHP | 0 | HV_SDGMFmExCZ03 | rDXHP | 0
1360 | 3 | 2 | 1 | 3 | 4 | 0 | HV_SDGMFmExCZ03rNCEH | ResHVAC | HV_SDGMFmExCZ03 | rWtd | All | SDG | MFm | Ex | CZ03 | rNCEH | 0 | HV_SDGMFmExCZ03 | rNCEH | 0
1361 | 3 | 2 | 1 | 3 | 5 | 0 | HV_SDGMFmExCZ03rDXOH | ResHVAC | HV_SDGMFmExCZ03 | rWtd | All | SDG | MFm | Ex | CZ03 | rDXOH | 0 | HV_SDGMFmExCZ03 | rDXOH | 0
1362 | 3 | 2 | 1 | 3 | 6 | 0 | HV_SDGMFmExCZ03rNCOH | ResHVAC | HV_SDGMFmExCZ03 | rWtd | All | SDG | MFm | Ex | CZ03 | rNCOH | 0 | HV_SDGMFmExCZ03 | rNCOH | 0
1363 | 3 | 2 | 1 | 4 | 1 | 0 | HV_SDGMFmExCZ04rDXGF | ResHVAC | HV_SDGMFmExCZ04 | rWtd | All | SDG | MFm | Ex | CZ04 | rDXGF | 0 | HV_SDGMFmExCZ04 | rDXGF | 0
1364 | 3 | 2 | 1 | 4 | 2 | 0 | HV_SDGMFmExCZ04rNCGF | ResHVAC | HV_SDGMFmExCZ04 | rWtd | All | SDG | MFm | Ex | CZ04 | rNCGF | 0 | HV_SDGMFmExCZ04 | rNCGF | 0
1365 | 3 | 2 | 1 | 4 | 3 | 0 | HV_SDGMFmExCZ04rDXHP | ResHVAC | HV_SDGMFmExCZ04 | rWtd | All | SDG | MFm | Ex | CZ04 | rDXHP | 0 | HV_SDGMFmExCZ04 | rDXHP | 0
1366 | 3 | 2 | 1 | 4 | 4 | 0 | HV_SDGMFmExCZ04rNCEH | ResHVAC | HV_SDGMFmExCZ04 | rWtd | All | SDG | MFm | Ex | CZ04 | rNCEH | 0 | HV_SDGMFmExCZ04 | rNCEH | 0
1367 | 3 | 2 | 1 | 4 | 5 | 0 | HV_SDGMFmExCZ04rDXOH | ResHVAC | HV_SDGMFmExCZ04 | rWtd | All | SDG | MFm | Ex | CZ04 | rDXOH | 0 | HV_SDGMFmExCZ04 | rDXOH | 0
1368 | 3 | 2 | 1 | 4 | 6 | 0 | HV_SDGMFmExCZ04rNCOH | ResHVAC | HV_SDGMFmExCZ04 | rWtd | All | SDG | MFm | Ex | CZ04 | rNCOH | 0 | HV_SDGMFmExCZ04 | rNCOH | 0
1369 | 3 | 2 | 1 | 5 | 1 | 0 | HV_SDGMFmExCZ05rDXGF | ResHVAC | HV_SDGMFmExCZ05 | rWtd | All | SDG | MFm | Ex | CZ05 | rDXGF | 0 | HV_SDGMFmExCZ05 | rDXGF | 0
1370 | 3 | 2 | 1 | 5 | 2 | 0 | HV_SDGMFmExCZ05rNCGF | ResHVAC | HV_SDGMFmExCZ05 | rWtd | All | SDG | MFm | Ex | CZ05 | rNCGF | 0 | HV_SDGMFmExCZ05 | rNCGF | 0
1371 | 3 | 2 | 1 | 5 | 3 | 0 | HV_SDGMFmExCZ05rDXHP | ResHVAC | HV_SDGMFmExCZ05 | rWtd | All | SDG | MFm | Ex | CZ05 | rDXHP | 0 | HV_SDGMFmExCZ05 | rDXHP | 0
1372 | 3 | 2 | 1 | 5 | 4 | 0 | HV_SDGMFmExCZ05rNCEH | ResHVAC | HV_SDGMFmExCZ05 | rWtd | All | SDG | MFm | Ex | CZ05 | rNCEH | 0 | HV_SDGMFmExCZ05 | rNCEH | 0
1373 | 3 | 2 | 1 | 5 | 5 | 0 | HV_SDGMFmExCZ05rDXOH | ResHVAC | HV_SDGMFmExCZ05 | rWtd | All | SDG | MFm | Ex | CZ05 | rDXOH | 0 | HV_SDGMFmExCZ05 | rDXOH | 0
1374 | 3 | 2 | 1 | 5 | 6 | 0 | HV_SDGMFmExCZ05rNCOH | ResHVAC | HV_SDGMFmExCZ05 | rWtd | All | SDG | MFm | Ex | CZ05 | rNCOH | 0 | HV_SDGMFmExCZ05 | rNCOH | 0
1375 | 3 | 2 | 1 | 6 | 1 | 1 | HV_SDGMFmExCZ06rDXGF | ResHVAC | HV_SDGMFmExCZ06 | rWtd | All | SDG | MFm | Ex | CZ06 | rDXGF | 4967.1007 | HV_SDGMFmExCZ06 | rDXGF | 4967.1007
1376 | 3 | 2 | 1 | 6 | 2 | 1 | HV_SDGMFmExCZ06rNCGF | ResHVAC | HV_SDGMFmExCZ06 | rWtd | All | SDG | MFm | Ex | CZ06 | rNCGF | 7534.4172 | HV_SDGMFmExCZ06 | rNCGF | 7534.4172
1377 | 3 | 2 | 1 | 6 | 3 | 1 | HV_SDGMFmExCZ06rDXHP | ResHVAC | HV_SDGMFmExCZ06 | rWtd | All | SDG | MFm | Ex | CZ06 | rDXHP | 714.2425 | HV_SDGMFmExCZ06 | rDXHP | 714.2425
1378 | 3 | 2 | 1 | 6 | 4 | 1 | HV_SDGMFmExCZ06rNCEH | ResHVAC | HV_SDGMFmExCZ06 | rWtd | All | SDG | MFm | Ex | CZ06 | rNCEH | 1083.4088 | HV_SDGMFmExCZ06 | rNCEH | 1083.4088
1379 | 3 | 2 | 1 | 6 | 5 | 1 | HV_SDGMFmExCZ06rDXOH | ResHVAC | HV_SDGMFmExCZ06 | rWtd | All | SDG | MFm | Ex | CZ06 | rDXOH | 619.4211 | HV_SDGMFmExCZ06 | rDXOH | 619.4211
1380 | 3 | 2 | 1 | 6 | 6 | 1 | HV_SDGMFmExCZ06rNCOH | ResHVAC | HV_SDGMFmExCZ06 | rWtd | All | SDG | MFm | Ex | CZ06 | rNCOH | 939.5776 | HV_SDGMFmExCZ06 | rNCOH | 939.5776
1381 | 3 | 2 | 1 | 7 | 1 | 1 | HV_SDGMFmExCZ07rDXGF | ResHVAC | HV_SDGMFmExCZ07 | rWtd | All | SDG | MFm | Ex | CZ07 | rDXGF | 49272.1641 | HV_SDGMFmExCZ07 | rDXGF | 49272.1641
1382 | 3 | 2 | 1 | 7 | 2 | 1 | HV_SDGMFmExCZ07rNCGF | ResHVAC | HV_SDGMFmExCZ07 | rWtd | All | SDG | MFm | Ex | CZ07 | rNCGF | 118412.5462 | HV_SDGMFmExCZ07 | rNCGF | 118412.5462
1383 | 3 | 2 | 1 | 7 | 3 | 1 | HV_SDGMFmExCZ07rDXHP | ResHVAC | HV_SDGMFmExCZ07 | rWtd | All | SDG | MFm | Ex | CZ07 | rDXHP | 7085.073 | HV_SDGMFmExCZ07 | rDXHP | 7085.073
1384 | 3 | 2 | 1 | 7 | 4 | 1 | HV_SDGMFmExCZ07rNCEH | ResHVAC | HV_SDGMFmExCZ07 | rWtd | All | SDG | MFm | Ex | CZ07 | rNCEH | 17027.0891 | HV_SDGMFmExCZ07 | rNCEH | 17027.0891
1385 | 3 | 2 | 1 | 7 | 5 | 1 | HV_SDGMFmExCZ07rDXOH | ResHVAC | HV_SDGMFmExCZ07 | rWtd | All | SDG | MFm | Ex | CZ07 | rDXOH | 6144.4729 | HV_SDGMFmExCZ07 | rDXOH | 6144.4729
1386 | 3 | 2 | 1 | 7 | 6 | 1 | HV_SDGMFmExCZ07rNCOH | ResHVAC | HV_SDGMFmExCZ07 | rWtd | All | SDG | MFm | Ex | CZ07 | rNCOH | 14766.6069 | HV_SDGMFmExCZ07 | rNCOH | 14766.6069
1387 | 3 | 2 | 1 | 8 | 1 | 1 | HV_SDGMFmExCZ08rDXGF | ResHVAC | HV_SDGMFmExCZ08 | rWtd | All | SDG | MFm | Ex | CZ08 | rDXGF | 7561.75 | HV_SDGMFmExCZ08 | rDXGF | 7561.75
1388 | 3 | 2 | 1 | 8 | 2 | 1 | HV_SDGMFmExCZ08rNCGF | ResHVAC | HV_SDGMFmExCZ08 | rWtd | All | SDG | MFm | Ex | CZ08 | rNCGF | 3363.6347 | HV_SDGMFmExCZ08 | rNCGF | 3363.6347
1389 | 3 | 2 | 1 | 8 | 3 | 1 | HV_SDGMFmExCZ08rDXHP | ResHVAC | HV_SDGMFmExCZ08 | rWtd | All | SDG | MFm | Ex | CZ08 | rDXHP | 1087.3391 | HV_SDGMFmExCZ08 | rDXHP | 1087.3391
1390 | 3 | 2 | 1 | 8 | 4 | 1 | HV_SDGMFmExCZ08rNCEH | ResHVAC | HV_SDGMFmExCZ08 | rWtd | All | SDG | MFm | Ex | CZ08 | rNCEH | 483.6726 | HV_SDGMFmExCZ08 | rNCEH | 483.6726
1391 | 3 | 2 | 1 | 8 | 5 | 1 | HV_SDGMFmExCZ08rDXOH | ResHVAC | HV_SDGMFmExCZ08 | rWtd | All | SDG | MFm | Ex | CZ08 | rDXOH | 942.9861 | HV_SDGMFmExCZ08 | rDXOH | 942.9861
1392 | 3 | 2 | 1 | 8 | 6 | 1 | HV_SDGMFmExCZ08rNCOH | ResHVAC | HV_SDGMFmExCZ08 | rWtd | All | SDG | MFm | Ex | CZ08 | rNCOH | 419.4612 | HV_SDGMFmExCZ08 | rNCOH | 419.4612
1393 | 3 | 2 | 1 | 9 | 1 | 0 | HV_SDGMFmExCZ09rDXGF | ResHVAC | HV_SDGMFmExCZ09 | rWtd | All | SDG | MFm | Ex | CZ09 | rDXGF | 0 | HV_SDGMFmExCZ09 | rDXGF | 0
1394 | 3 | 2 | 1 | 9 | 2 | 0 | HV_SDGMFmExCZ09rNCGF | ResHVAC | HV_SDGMFmExCZ09 | rWtd | All | SDG | MFm | Ex | CZ09 | rNCGF | 0 | HV_SDGMFmExCZ09 | rNCGF | 0
1395 | 3 | 2 | 1 | 9 | 3 | 0 | HV_SDGMFmExCZ09rDXHP | ResHVAC | HV_SDGMFmExCZ09 | rWtd | All | SDG | MFm | Ex | CZ09 | rDXHP | 0 | HV_SDGMFmExCZ09 | rDXHP | 0
1396 | 3 | 2 | 1 | 9 | 4 | 0 | HV_SDGMFmExCZ09rNCEH | ResHVAC | HV_SDGMFmExCZ09 | rWtd | All | SDG | MFm | Ex | CZ09 | rNCEH | 0 | HV_SDGMFmExCZ09 | rNCEH | 0
1397 | 3 | 2 | 1 | 9 | 5 | 0 | HV_SDGMFmExCZ09rDXOH | ResHVAC | HV_SDGMFmExCZ09 | rWtd | All | SDG | MFm | Ex | CZ09 | rDXOH | 0 | HV_SDGMFmExCZ09 | rDXOH | 0
1398 | 3 | 2 | 1 | 9 | 6 | 0 | HV_SDGMFmExCZ09rNCOH | ResHVAC | HV_SDGMFmExCZ09 | rWtd | All | SDG | MFm | Ex | CZ09 | rNCOH | 0 | HV_SDGMFmExCZ09 | rNCOH | 0
1399 | 3 | 2 | 1 | 10 | 1 | 1 | HV_SDGMFmExCZ10rDXGF | ResHVAC | HV_SDGMFmExCZ10 | rWtd | All | SDG | MFm | Ex | CZ10 | rDXGF | 39344.3686 | HV_SDGMFmExCZ10 | rDXGF | 39344.3686
1400 | 3 | 2 | 1 | 10 | 2 | 1 | HV_SDGMFmExCZ10rNCGF | ResHVAC | HV_SDGMFmExCZ10 | rWtd | All | SDG | MFm | Ex | CZ10 | rNCGF | 10007.0567 | HV_SDGMFmExCZ10 | rNCGF | 10007.0567
1401 | 3 | 2 | 1 | 10 | 3 | 1 | HV_SDGMFmExCZ10rDXHP | ResHVAC | HV_SDGMFmExCZ10 | rWtd | All | SDG | MFm | Ex | CZ10 | rDXHP | 5657.5092 | HV_SDGMFmExCZ10 | rDXHP | 5657.5092
1402 | 3 | 2 | 1 | 10 | 4 | 1 | HV_SDGMFmExCZ10rNCEH | ResHVAC | HV_SDGMFmExCZ10 | rWtd | All | SDG | MFm | Ex | CZ10 | rNCEH | 1438.9611 | HV_SDGMFmExCZ10 | rNCEH | 1438.9611
1403 | 3 | 2 | 1 | 10 | 5 | 1 | HV_SDGMFmExCZ10rDXOH | ResHVAC | HV_SDGMFmExCZ10 | rWtd | All | SDG | MFm | Ex | CZ10 | rDXOH | 4906.4296 | HV_SDGMFmExCZ10 | rDXOH | 4906.4296
1404 | 3 | 2 | 1 | 10 | 6 | 1 | HV_SDGMFmExCZ10rNCOH | ResHVAC | HV_SDGMFmExCZ10 | rWtd | All | SDG | MFm | Ex | CZ10 | rNCOH | 1247.9275 | HV_SDGMFmExCZ10 | rNCOH | 1247.9275
1405 | 3 | 2 | 1 | 11 | 1 | 0 | HV_SDGMFmExCZ11rDXGF | ResHVAC | HV_SDGMFmExCZ11 | rWtd | All | SDG | MFm | Ex | CZ11 | rDXGF | 0 | HV_SDGMFmExCZ11 | rDXGF | 0
1406 | 3 | 2 | 1 | 11 | 2 | 0 | HV_SDGMFmExCZ11rNCGF | ResHVAC | HV_SDGMFmExCZ11 | rWtd | All | SDG | MFm | Ex | CZ11 | rNCGF | 0 | HV_SDGMFmExCZ11 | rNCGF | 0
1407 | 3 | 2 | 1 | 11 | 3 | 0 | HV_SDGMFmExCZ11rDXHP | ResHVAC | HV_SDGMFmExCZ11 | rWtd | All | SDG | MFm | Ex | CZ11 | rDXHP | 0 | HV_SDGMFmExCZ11 | rDXHP | 0
1408 | 3 | 2 | 1 | 11 | 4 | 0 | HV_SDGMFmExCZ11rNCEH | ResHVAC | HV_SDGMFmExCZ11 | rWtd | All | SDG | MFm | Ex | CZ11 | rNCEH | 0 | HV_SDGMFmExCZ11 | rNCEH | 0
1409 | 3 | 2 | 1 | 11 | 5 | 0 | HV_SDGMFmExCZ11rDXOH | ResHVAC | HV_SDGMFmExCZ11 | rWtd | All | SDG | MFm | Ex | CZ11 | rDXOH | 0 | HV_SDGMFmExCZ11 | rDXOH | 0
1410 | 3 | 2 | 1 | 11 | 6 | 0 | HV_SDGMFmExCZ11rNCOH | ResHVAC | HV_SDGMFmExCZ11 | rWtd | All | SDG | MFm | Ex | CZ11 | rNCOH | 0 | HV_SDGMFmExCZ11 | rNCOH | 0
1411 | 3 | 2 | 1 | 12 | 1 | 0 | HV_SDGMFmExCZ12rDXGF | ResHVAC | HV_SDGMFmExCZ12 | rWtd | All | SDG | MFm | Ex | CZ12 | rDXGF | 0 | HV_SDGMFmExCZ12 | rDXGF | 0
1412 | 3 | 2 | 1 | 12 | 2 | 0 | HV_SDGMFmExCZ12rNCGF | ResHVAC | HV_SDGMFmExCZ12 | rWtd | All | SDG | MFm | Ex | CZ12 | rNCGF | 0 | HV_SDGMFmExCZ12 | rNCGF | 0
1413 | 3 | 2 | 1 | 12 | 3 | 0 | HV_SDGMFmExCZ12rDXHP | ResHVAC | HV_SDGMFmExCZ12 | rWtd | All | SDG | MFm | Ex | CZ12 | rDXHP | 0 | HV_SDGMFmExCZ12 | rDXHP | 0
1414 | 3 | 2 | 1 | 12 | 4 | 0 | HV_SDGMFmExCZ12rNCEH | ResHVAC | HV_SDGMFmExCZ12 | rWtd | All | SDG | MFm | Ex | CZ12 | rNCEH | 0 | HV_SDGMFmExCZ12 | rNCEH | 0
1415 | 3 | 2 | 1 | 12 | 5 | 0 | HV_SDGMFmExCZ12rDXOH | ResHVAC | HV_SDGMFmExCZ12 | rWtd | All | SDG | MFm | Ex | CZ12 | rDXOH | 0 | HV_SDGMFmExCZ12 | rDXOH | 0
1416 | 3 | 2 | 1 | 12 | 6 | 0 | HV_SDGMFmExCZ12rNCOH | ResHVAC | HV_SDGMFmExCZ12 | rWtd | All | SDG | MFm | Ex | CZ12 | rNCOH | 0 | HV_SDGMFmExCZ12 | rNCOH | 0
1417 | 3 | 2 | 1 | 13 | 1 | 0 | HV_SDGMFmExCZ13rDXGF | ResHVAC | HV_SDGMFmExCZ13 | rWtd | All | SDG | MFm | Ex | CZ13 | rDXGF | 0 | HV_SDGMFmExCZ13 | rDXGF | 0
1418 | 3 | 2 | 1 | 13 | 2 | 0 | HV_SDGMFmExCZ13rNCGF | ResHVAC | HV_SDGMFmExCZ13 | rWtd | All | SDG | MFm | Ex | CZ13 | rNCGF | 0 | HV_SDGMFmExCZ13 | rNCGF | 0
1419 | 3 | 2 | 1 | 13 | 3 | 0 | HV_SDGMFmExCZ13rDXHP | ResHVAC | HV_SDGMFmExCZ13 | rWtd | All | SDG | MFm | Ex | CZ13 | rDXHP | 0 | HV_SDGMFmExCZ13 | rDXHP | 0
1420 | 3 | 2 | 1 | 13 | 4 | 0 | HV_SDGMFmExCZ13rNCEH | ResHVAC | HV_SDGMFmExCZ13 | rWtd | All | SDG | MFm | Ex | CZ13 | rNCEH | 0 | HV_SDGMFmExCZ13 | rNCEH | 0
1421 | 3 | 2 | 1 | 13 | 5 | 0 | HV_SDGMFmExCZ13rDXOH | ResHVAC | HV_SDGMFmExCZ13 | rWtd | All | SDG | MFm | Ex | CZ13 | rDXOH | 0 | HV_SDGMFmExCZ13 | rDXOH | 0
1422 | 3 | 2 | 1 | 13 | 6 | 0 | HV_SDGMFmExCZ13rNCOH | ResHVAC | HV_SDGMFmExCZ13 | rWtd | All | SDG | MFm | Ex | CZ13 | rNCOH | 0 | HV_SDGMFmExCZ13 | rNCOH | 0
1423 | 3 | 2 | 1 | 14 | 1 | 1 | HV_SDGMFmExCZ14rDXGF | ResHVAC | HV_SDGMFmExCZ14 | rWtd | All | SDG | MFm | Ex | CZ14 | rDXGF | 192.3056 | HV_SDGMFmExCZ14 | rDXGF | 192.3056
1424 | 3 | 2 | 1 | 14 | 2 | 1 | HV_SDGMFmExCZ14rNCGF | ResHVAC | HV_SDGMFmExCZ14 | rWtd | All | SDG | MFm | Ex | CZ14 | rNCGF | 0 | HV_SDGMFmExCZ14 | rNCGF | 0
1425 | 3 | 2 | 1 | 14 | 3 | 1 | HV_SDGMFmExCZ14rDXHP | ResHVAC | HV_SDGMFmExCZ14 | rWtd | All | SDG | MFm | Ex | CZ14 | rDXHP | 27.6525 | HV_SDGMFmExCZ14 | rDXHP | 27.6525
1426 | 3 | 2 | 1 | 14 | 4 | 1 | HV_SDGMFmExCZ14rNCEH | ResHVAC | HV_SDGMFmExCZ14 | rWtd | All | SDG | MFm | Ex | CZ14 | rNCEH | 0 | HV_SDGMFmExCZ14 | rNCEH | 0
1427 | 3 | 2 | 1 | 14 | 5 | 1 | HV_SDGMFmExCZ14rDXOH | ResHVAC | HV_SDGMFmExCZ14 | rWtd | All | SDG | MFm | Ex | CZ14 | rDXOH | 23.9814 | HV_SDGMFmExCZ14 | rDXOH | 23.9814
1428 | 3 | 2 | 1 | 14 | 6 | 1 | HV_SDGMFmExCZ14rNCOH | ResHVAC | HV_SDGMFmExCZ14 | rWtd | All | SDG | MFm | Ex | CZ14 | rNCOH | 0 | HV_SDGMFmExCZ14 | rNCOH | 0
1429 | 3 | 2 | 1 | 15 | 1 | 1 | HV_SDGMFmExCZ15rDXGF | ResHVAC | HV_SDGMFmExCZ15 | rWtd | All | SDG | MFm | Ex | CZ15 | rDXGF | 132.499 | HV_SDGMFmExCZ15 | rDXGF | 132.499
1430 | 3 | 2 | 1 | 15 | 2 | 1 | HV_SDGMFmExCZ15rNCGF | ResHVAC | HV_SDGMFmExCZ15 | rWtd | All | SDG | MFm | Ex | CZ15 | rNCGF | 0 | HV_SDGMFmExCZ15 | rNCGF | 0
1431 | 3 | 2 | 1 | 15 | 3 | 1 | HV_SDGMFmExCZ15rDXHP | ResHVAC | HV_SDGMFmExCZ15 | rWtd | All | SDG | MFm | Ex | CZ15 | rDXHP | 19.0526 | HV_SDGMFmExCZ15 | rDXHP | 19.0526
1432 | 3 | 2 | 1 | 15 | 4 | 1 | HV_SDGMFmExCZ15rNCEH | ResHVAC | HV_SDGMFmExCZ15 | rWtd | All | SDG | MFm | Ex | CZ15 | rNCEH | 0 | HV_SDGMFmExCZ15 | rNCEH | 0
1433 | 3 | 2 | 1 | 15 | 5 | 1 | HV_SDGMFmExCZ15rDXOH | ResHVAC | HV_SDGMFmExCZ15 | rWtd | All | SDG | MFm | Ex | CZ15 | rDXOH | 16.5233 | HV_SDGMFmExCZ15 | rDXOH | 16.5233
1434 | 3 | 2 | 1 | 15 | 6 | 1 | HV_SDGMFmExCZ15rNCOH | ResHVAC | HV_SDGMFmExCZ15 | rWtd | All | SDG | MFm | Ex | CZ15 | rNCOH | 0 | HV_SDGMFmExCZ15 | rNCOH | 0
1435 | 3 | 2 | 1 | 16 | 1 | 0 | HV_SDGMFmExCZ16rDXGF | ResHVAC | HV_SDGMFmExCZ16 | rWtd | All | SDG | MFm | Ex | CZ16 | rDXGF | 0 | HV_SDGMFmExCZ16 | rDXGF | 0
1436 | 3 | 2 | 1 | 16 | 2 | 0 | HV_SDGMFmExCZ16rNCGF | ResHVAC | HV_SDGMFmExCZ16 | rWtd | All | SDG | MFm | Ex | CZ16 | rNCGF | 0 | HV_SDGMFmExCZ16 | rNCGF | 0
1437 | 3 | 2 | 1 | 16 | 3 | 0 | HV_SDGMFmExCZ16rDXHP | ResHVAC | HV_SDGMFmExCZ16 | rWtd | All | SDG | MFm | Ex | CZ16 | rDXHP | 0 | HV_SDGMFmExCZ16 | rDXHP | 0
1438 | 3 | 2 | 1 | 16 | 4 | 0 | HV_SDGMFmExCZ16rNCEH | ResHVAC | HV_SDGMFmExCZ16 | rWtd | All | SDG | MFm | Ex | CZ16 | rNCEH | 0 | HV_SDGMFmExCZ16 | rNCEH | 0
1439 | 3 | 2 | 1 | 16 | 5 | 0 | HV_SDGMFmExCZ16rDXOH | ResHVAC | HV_SDGMFmExCZ16 | rWtd | All | SDG | MFm | Ex | CZ16 | rDXOH | 0 | HV_SDGMFmExCZ16 | rDXOH | 0
1440 | 3 | 2 | 1 | 16 | 6 | 0 | HV_SDGMFmExCZ16rNCOH | ResHVAC | HV_SDGMFmExCZ16 | rWtd | All | SDG | MFm | Ex | CZ16 | rNCOH | 0 | HV_SDGMFmExCZ16 | rNCOH | 0
1441 | 3 | 2 | 2 | 1 | 1 | 0 | HV_SDGMFmNewCZ01rDXGF | ResHVAC | HV_SDGMFmNewCZ01 | rWtd | All | SDG | MFm | New | CZ01 | rDXGF | 0 | HV_SDGMFmNewCZ01 | rDXGF | 0
1442 | 3 | 2 | 2 | 1 | 2 | 0 | HV_SDGMFmNewCZ01rNCGF | ResHVAC | HV_SDGMFmNewCZ01 | rWtd | All | SDG | MFm | New | CZ01 | rNCGF | 0 | HV_SDGMFmNewCZ01 | rNCGF | 0
1443 | 3 | 2 | 2 | 1 | 3 | 0 | HV_SDGMFmNewCZ01rDXHP | ResHVAC | HV_SDGMFmNewCZ01 | rWtd | All | SDG | MFm | New | CZ01 | rDXHP | 0 | HV_SDGMFmNewCZ01 | rDXHP | 0
1444 | 3 | 2 | 2 | 1 | 4 | 0 | HV_SDGMFmNewCZ01rNCEH | ResHVAC | HV_SDGMFmNewCZ01 | rWtd | All | SDG | MFm | New | CZ01 | rNCEH | 0 | HV_SDGMFmNewCZ01 | rNCEH | 0
1445 | 3 | 2 | 2 | 1 | 5 | 0 | HV_SDGMFmNewCZ01rDXOH | ResHVAC | HV_SDGMFmNewCZ01 | rWtd | All | SDG | MFm | New | CZ01 | rDXOH | 0 | HV_SDGMFmNewCZ01 | rDXOH | 0
1446 | 3 | 2 | 2 | 1 | 6 | 0 | HV_SDGMFmNewCZ01rNCOH | ResHVAC | HV_SDGMFmNewCZ01 | rWtd | All | SDG | MFm | New | CZ01 | rNCOH | 0 | HV_SDGMFmNewCZ01 | rNCOH | 0
1447 | 3 | 2 | 2 | 2 | 1 | 0 | HV_SDGMFmNewCZ02rDXGF | ResHVAC | HV_SDGMFmNewCZ02 | rWtd | All | SDG | MFm | New | CZ02 | rDXGF | 0 | HV_SDGMFmNewCZ02 | rDXGF | 0
1448 | 3 | 2 | 2 | 2 | 2 | 0 | HV_SDGMFmNewCZ02rNCGF | ResHVAC | HV_SDGMFmNewCZ02 | rWtd | All | SDG | MFm | New | CZ02 | rNCGF | 0 | HV_SDGMFmNewCZ02 | rNCGF | 0
1449 | 3 | 2 | 2 | 2 | 3 | 0 | HV_SDGMFmNewCZ02rDXHP | ResHVAC | HV_SDGMFmNewCZ02 | rWtd | All | SDG | MFm | New | CZ02 | rDXHP | 0 | HV_SDGMFmNewCZ02 | rDXHP | 0
1450 | 3 | 2 | 2 | 2 | 4 | 0 | HV_SDGMFmNewCZ02rNCEH | ResHVAC | HV_SDGMFmNewCZ02 | rWtd | All | SDG | MFm | New | CZ02 | rNCEH | 0 | HV_SDGMFmNewCZ02 | rNCEH | 0
1451 | 3 | 2 | 2 | 2 | 5 | 0 | HV_SDGMFmNewCZ02rDXOH | ResHVAC | HV_SDGMFmNewCZ02 | rWtd | All | SDG | MFm | New | CZ02 | rDXOH | 0 | HV_SDGMFmNewCZ02 | rDXOH | 0
1452 | 3 | 2 | 2 | 2 | 6 | 0 | HV_SDGMFmNewCZ02rNCOH | ResHVAC | HV_SDGMFmNewCZ02 | rWtd | All | SDG | MFm | New | CZ02 | rNCOH | 0 | HV_SDGMFmNewCZ02 | rNCOH | 0
1453 | 3 | 2 | 2 | 3 | 1 | 0 | HV_SDGMFmNewCZ03rDXGF | ResHVAC | HV_SDGMFmNewCZ03 | rWtd | All | SDG | MFm | New | CZ03 | rDXGF | 0 | HV_SDGMFmNewCZ03 | rDXGF | 0
1454 | 3 | 2 | 2 | 3 | 2 | 0 | HV_SDGMFmNewCZ03rNCGF | ResHVAC | HV_SDGMFmNewCZ03 | rWtd | All | SDG | MFm | New | CZ03 | rNCGF | 0 | HV_SDGMFmNewCZ03 | rNCGF | 0
1455 | 3 | 2 | 2 | 3 | 3 | 0 | HV_SDGMFmNewCZ03rDXHP | ResHVAC | HV_SDGMFmNewCZ03 | rWtd | All | SDG | MFm | New | CZ03 | rDXHP | 0 | HV_SDGMFmNewCZ03 | rDXHP | 0
1456 | 3 | 2 | 2 | 3 | 4 | 0 | HV_SDGMFmNewCZ03rNCEH | ResHVAC | HV_SDGMFmNewCZ03 | rWtd | All | SDG | MFm | New | CZ03 | rNCEH | 0 | HV_SDGMFmNewCZ03 | rNCEH | 0
1457 | 3 | 2 | 2 | 3 | 5 | 0 | HV_SDGMFmNewCZ03rDXOH | ResHVAC | HV_SDGMFmNewCZ03 | rWtd | All | SDG | MFm | New | CZ03 | rDXOH | 0 | HV_SDGMFmNewCZ03 | rDXOH | 0
1458 | 3 | 2 | 2 | 3 | 6 | 0 | HV_SDGMFmNewCZ03rNCOH | ResHVAC | HV_SDGMFmNewCZ03 | rWtd | All | SDG | MFm | New | CZ03 | rNCOH | 0 | HV_SDGMFmNewCZ03 | rNCOH | 0
1459 | 3 | 2 | 2 | 4 | 1 | 0 | HV_SDGMFmNewCZ04rDXGF | ResHVAC | HV_SDGMFmNewCZ04 | rWtd | All | SDG | MFm | New | CZ04 | rDXGF | 0 | HV_SDGMFmNewCZ04 | rDXGF | 0
1460 | 3 | 2 | 2 | 4 | 2 | 0 | HV_SDGMFmNewCZ04rNCGF | ResHVAC | HV_SDGMFmNewCZ04 | rWtd | All | SDG | MFm | New | CZ04 | rNCGF | 0 | HV_SDGMFmNewCZ04 | rNCGF | 0
1461 | 3 | 2 | 2 | 4 | 3 | 0 | HV_SDGMFmNewCZ04rDXHP | ResHVAC | HV_SDGMFmNewCZ04 | rWtd | All | SDG | MFm | New | CZ04 | rDXHP | 0 | HV_SDGMFmNewCZ04 | rDXHP | 0
1462 | 3 | 2 | 2 | 4 | 4 | 0 | HV_SDGMFmNewCZ04rNCEH | ResHVAC | HV_SDGMFmNewCZ04 | rWtd | All | SDG | MFm | New | CZ04 | rNCEH | 0 | HV_SDGMFmNewCZ04 | rNCEH | 0
1463 | 3 | 2 | 2 | 4 | 5 | 0 | HV_SDGMFmNewCZ04rDXOH | ResHVAC | HV_SDGMFmNewCZ04 | rWtd | All | SDG | MFm | New | CZ04 | rDXOH | 0 | HV_SDGMFmNewCZ04 | rDXOH | 0
1464 | 3 | 2 | 2 | 4 | 6 | 0 | HV_SDGMFmNewCZ04rNCOH | ResHVAC | HV_SDGMFmNewCZ04 | rWtd | All | SDG | MFm | New | CZ04 | rNCOH | 0 | HV_SDGMFmNewCZ04 | rNCOH | 0
1465 | 3 | 2 | 2 | 5 | 1 | 0 | HV_SDGMFmNewCZ05rDXGF | ResHVAC | HV_SDGMFmNewCZ05 | rWtd | All | SDG | MFm | New | CZ05 | rDXGF | 0 | HV_SDGMFmNewCZ05 | rDXGF | 0
1466 | 3 | 2 | 2 | 5 | 2 | 0 | HV_SDGMFmNewCZ05rNCGF | ResHVAC | HV_SDGMFmNewCZ05 | rWtd | All | SDG | MFm | New | CZ05 | rNCGF | 0 | HV_SDGMFmNewCZ05 | rNCGF | 0
1467 | 3 | 2 | 2 | 5 | 3 | 0 | HV_SDGMFmNewCZ05rDXHP | ResHVAC | HV_SDGMFmNewCZ05 | rWtd | All | SDG | MFm | New | CZ05 | rDXHP | 0 | HV_SDGMFmNewCZ05 | rDXHP | 0
1468 | 3 | 2 | 2 | 5 | 4 | 0 | HV_SDGMFmNewCZ05rNCEH | ResHVAC | HV_SDGMFmNewCZ05 | rWtd | All | SDG | MFm | New | CZ05 | rNCEH | 0 | HV_SDGMFmNewCZ05 | rNCEH | 0
1469 | 3 | 2 | 2 | 5 | 5 | 0 | HV_SDGMFmNewCZ05rDXOH | ResHVAC | HV_SDGMFmNewCZ05 | rWtd | All | SDG | MFm | New | CZ05 | rDXOH | 0 | HV_SDGMFmNewCZ05 | rDXOH | 0
1470 | 3 | 2 | 2 | 5 | 6 | 0 | HV_SDGMFmNewCZ05rNCOH | ResHVAC | HV_SDGMFmNewCZ05 | rWtd | All | SDG | MFm | New | CZ05 | rNCOH | 0 | HV_SDGMFmNewCZ05 | rNCOH | 0
1471 | 3 | 2 | 2 | 6 | 1 | 1 | HV_SDGMFmNewCZ06rDXGF | ResHVAC | HV_SDGMFmNewCZ06 | rWtd | All | SDG | MFm | New | CZ06 | rDXGF | 191.8247 | HV_SDGMFmNewCZ06 | rDXGF | 191.8247
1472 | 3 | 2 | 2 | 6 | 2 | 1 | HV_SDGMFmNewCZ06rNCGF | ResHVAC | HV_SDGMFmNewCZ06 | rWtd | All | SDG | MFm | New | CZ06 | rNCGF | 0 | HV_SDGMFmNewCZ06 | rNCGF | 0
1473 | 3 | 2 | 2 | 6 | 3 | 1 | HV_SDGMFmNewCZ06rDXHP | ResHVAC | HV_SDGMFmNewCZ06 | rWtd | All | SDG | MFm | New | CZ06 | rDXHP | 27.5834 | HV_SDGMFmNewCZ06 | rDXHP | 27.5834
1474 | 3 | 2 | 2 | 6 | 4 | 1 | HV_SDGMFmNewCZ06rNCEH | ResHVAC | HV_SDGMFmNewCZ06 | rWtd | All | SDG | MFm | New | CZ06 | rNCEH | 0 | HV_SDGMFmNewCZ06 | rNCEH | 0
1475 | 3 | 2 | 2 | 6 | 5 | 1 | HV_SDGMFmNewCZ06rDXOH | ResHVAC | HV_SDGMFmNewCZ06 | rWtd | All | SDG | MFm | New | CZ06 | rDXOH | 23.9215 | HV_SDGMFmNewCZ06 | rDXOH | 23.9215
1476 | 3 | 2 | 2 | 6 | 6 | 1 | HV_SDGMFmNewCZ06rNCOH | ResHVAC | HV_SDGMFmNewCZ06 | rWtd | All | SDG | MFm | New | CZ06 | rNCOH | 0 | HV_SDGMFmNewCZ06 | rNCOH | 0
1477 | 3 | 2 | 2 | 7 | 1 | 1 | HV_SDGMFmNewCZ07rDXGF | ResHVAC | HV_SDGMFmNewCZ07 | rWtd | All | SDG | MFm | New | CZ07 | rDXGF | 2497.5237 | HV_SDGMFmNewCZ07 | rDXGF | 2497.5237
1478 | 3 | 2 | 2 | 7 | 2 | 1 | HV_SDGMFmNewCZ07rNCGF | ResHVAC | HV_SDGMFmNewCZ07 | rWtd | All | SDG | MFm | New | CZ07 | rNCGF | 284.3936 | HV_SDGMFmNewCZ07 | rNCGF | 284.3936
1479 | 3 | 2 | 2 | 7 | 3 | 1 | HV_SDGMFmNewCZ07rDXHP | ResHVAC | HV_SDGMFmNewCZ07 | rWtd | All | SDG | MFm | New | CZ07 | rDXHP | 359.1305 | HV_SDGMFmNewCZ07 | rDXHP | 359.1305
1480 | 3 | 2 | 2 | 7 | 4 | 1 | HV_SDGMFmNewCZ07rNCEH | ResHVAC | HV_SDGMFmNewCZ07 | rWtd | All | SDG | MFm | New | CZ07 | rNCEH | 40.8943 | HV_SDGMFmNewCZ07 | rNCEH | 40.8943
1481 | 3 | 2 | 2 | 7 | 5 | 1 | HV_SDGMFmNewCZ07rDXOH | ResHVAC | HV_SDGMFmNewCZ07 | rWtd | All | SDG | MFm | New | CZ07 | rDXOH | 311.4531 | HV_SDGMFmNewCZ07 | rDXOH | 311.4531
1482 | 3 | 2 | 2 | 7 | 6 | 1 | HV_SDGMFmNewCZ07rNCOH | ResHVAC | HV_SDGMFmNewCZ07 | rWtd | All | SDG | MFm | New | CZ07 | rNCOH | 35.4652 | HV_SDGMFmNewCZ07 | rNCOH | 35.4652
1483 | 3 | 2 | 2 | 8 | 1 | 1 | HV_SDGMFmNewCZ08rDXGF | ResHVAC | HV_SDGMFmNewCZ08 | rWtd | All | SDG | MFm | New | CZ08 | rDXGF | 954.8333 | HV_SDGMFmNewCZ08 | rDXGF | 954.8333
1484 | 3 | 2 | 2 | 8 | 2 | 1 | HV_SDGMFmNewCZ08rNCGF | ResHVAC | HV_SDGMFmNewCZ08 | rWtd | All | SDG | MFm | New | CZ08 | rNCGF | 0 | HV_SDGMFmNewCZ08 | rNCGF | 0
1485 | 3 | 2 | 2 | 8 | 3 | 1 | HV_SDGMFmNewCZ08rDXHP | ResHVAC | HV_SDGMFmNewCZ08 | rWtd | All | SDG | MFm | New | CZ08 | rDXHP | 137.2999 | HV_SDGMFmNewCZ08 | rDXHP | 137.2999
1486 | 3 | 2 | 2 | 8 | 4 | 1 | HV_SDGMFmNewCZ08rNCEH | ResHVAC | HV_SDGMFmNewCZ08 | rWtd | All | SDG | MFm | New | CZ08 | rNCEH | 0 | HV_SDGMFmNewCZ08 | rNCEH | 0
1487 | 3 | 2 | 2 | 8 | 5 | 1 | HV_SDGMFmNewCZ08rDXOH | ResHVAC | HV_SDGMFmNewCZ08 | rWtd | All | SDG | MFm | New | CZ08 | rDXOH | 119.0722 | HV_SDGMFmNewCZ08 | rDXOH | 119.0722
1488 | 3 | 2 | 2 | 8 | 6 | 1 | HV_SDGMFmNewCZ08rNCOH | ResHVAC | HV_SDGMFmNewCZ08 | rWtd | All | SDG | MFm | New | CZ08 | rNCOH | 0 | HV_SDGMFmNewCZ08 | rNCOH | 0
1489 | 3 | 2 | 2 | 9 | 1 | 0 | HV_SDGMFmNewCZ09rDXGF | ResHVAC | HV_SDGMFmNewCZ09 | rWtd | All | SDG | MFm | New | CZ09 | rDXGF | 0 | HV_SDGMFmNewCZ09 | rDXGF | 0
1490 | 3 | 2 | 2 | 9 | 2 | 0 | HV_SDGMFmNewCZ09rNCGF | ResHVAC | HV_SDGMFmNewCZ09 | rWtd | All | SDG | MFm | New | CZ09 | rNCGF | 0 | HV_SDGMFmNewCZ09 | rNCGF | 0
1491 | 3 | 2 | 2 | 9 | 3 | 0 | HV_SDGMFmNewCZ09rDXHP | ResHVAC | HV_SDGMFmNewCZ09 | rWtd | All | SDG | MFm | New | CZ09 | rDXHP | 0 | HV_SDGMFmNewCZ09 | rDXHP | 0
1492 | 3 | 2 | 2 | 9 | 4 | 0 | HV_SDGMFmNewCZ09rNCEH | ResHVAC | HV_SDGMFmNewCZ09 | rWtd | All | SDG | MFm | New | CZ09 | rNCEH | 0 | HV_SDGMFmNewCZ09 | rNCEH | 0
1493 | 3 | 2 | 2 | 9 | 5 | 0 | HV_SDGMFmNewCZ09rDXOH | ResHVAC | HV_SDGMFmNewCZ09 | rWtd | All | SDG | MFm | New | CZ09 | rDXOH | 0 | HV_SDGMFmNewCZ09 | rDXOH | 0
1494 | 3 | 2 | 2 | 9 | 6 | 0 | HV_SDGMFmNewCZ09rNCOH | ResHVAC | HV_SDGMFmNewCZ09 | rWtd | All | SDG | MFm | New | CZ09 | rNCOH | 0 | HV_SDGMFmNewCZ09 | rNCOH | 0
1495 | 3 | 2 | 2 | 10 | 1 | 1 | HV_SDGMFmNewCZ10rDXGF | ResHVAC | HV_SDGMFmNewCZ10 | rWtd | All | SDG | MFm | New | CZ10 | rDXGF | 252.5855 | HV_SDGMFmNewCZ10 | rDXGF | 252.5855
1496 | 3 | 2 | 2 | 10 | 2 | 1 | HV_SDGMFmNewCZ10rNCGF | ResHVAC | HV_SDGMFmNewCZ10 | rWtd | All | SDG | MFm | New | CZ10 | rNCGF | 691.8029 | HV_SDGMFmNewCZ10 | rNCGF | 691.8029
1497 | 3 | 2 | 2 | 10 | 3 | 1 | HV_SDGMFmNewCZ10rDXHP | ResHVAC | HV_SDGMFmNewCZ10 | rWtd | All | SDG | MFm | New | CZ10 | rDXHP | 36.3204 | HV_SDGMFmNewCZ10 | rDXHP | 36.3204
1498 | 3 | 2 | 2 | 10 | 4 | 1 | HV_SDGMFmNewCZ10rNCEH | ResHVAC | HV_SDGMFmNewCZ10 | rWtd | All | SDG | MFm | New | CZ10 | rNCEH | 99.4775 | HV_SDGMFmNewCZ10 | rNCEH | 99.4775
1499 | 3 | 2 | 2 | 10 | 5 | 1 | HV_SDGMFmNewCZ10rDXOH | ResHVAC | HV_SDGMFmNewCZ10 | rWtd | All | SDG | MFm | New | CZ10 | rDXOH | 31.4986 | HV_SDGMFmNewCZ10 | rDXOH | 31.4986
1500 | 3 | 2 | 2 | 10 | 6 | 1 | HV_SDGMFmNewCZ10rNCOH | ResHVAC | HV_SDGMFmNewCZ10 | rWtd | All | SDG | MFm | New | CZ10 | rNCOH | 86.2711 | HV_SDGMFmNewCZ10 | rNCOH | 86.2711
1501 | 3 | 2 | 2 | 11 | 1 | 0 | HV_SDGMFmNewCZ11rDXGF | ResHVAC | HV_SDGMFmNewCZ11 | rWtd | All | SDG | MFm | New | CZ11 | rDXGF | 0 | HV_SDGMFmNewCZ11 | rDXGF | 0
1502 | 3 | 2 | 2 | 11 | 2 | 0 | HV_SDGMFmNewCZ11rNCGF | ResHVAC | HV_SDGMFmNewCZ11 | rWtd | All | SDG | MFm | New | CZ11 | rNCGF | 0 | HV_SDGMFmNewCZ11 | rNCGF | 0
1503 | 3 | 2 | 2 | 11 | 3 | 0 | HV_SDGMFmNewCZ11rDXHP | ResHVAC | HV_SDGMFmNewCZ11 | rWtd | All | SDG | MFm | New | CZ11 | rDXHP | 0 | HV_SDGMFmNewCZ11 | rDXHP | 0
1504 | 3 | 2 | 2 | 11 | 4 | 0 | HV_SDGMFmNewCZ11rNCEH | ResHVAC | HV_SDGMFmNewCZ11 | rWtd | All | SDG | MFm | New | CZ11 | rNCEH | 0 | HV_SDGMFmNewCZ11 | rNCEH | 0
1505 | 3 | 2 | 2 | 11 | 5 | 0 | HV_SDGMFmNewCZ11rDXOH | ResHVAC | HV_SDGMFmNewCZ11 | rWtd | All | SDG | MFm | New | CZ11 | rDXOH | 0 | HV_SDGMFmNewCZ11 | rDXOH | 0
1506 | 3 | 2 | 2 | 11 | 6 | 0 | HV_SDGMFmNewCZ11rNCOH | ResHVAC | HV_SDGMFmNewCZ11 | rWtd | All | SDG | MFm | New | CZ11 | rNCOH | 0 | HV_SDGMFmNewCZ11 | rNCOH | 0
1507 | 3 | 2 | 2 | 12 | 1 | 0 | HV_SDGMFmNewCZ12rDXGF | ResHVAC | HV_SDGMFmNewCZ12 | rWtd | All | SDG | MFm | New | CZ12 | rDXGF | 0 | HV_SDGMFmNewCZ12 | rDXGF | 0
1508 | 3 | 2 | 2 | 12 | 2 | 0 | HV_SDGMFmNewCZ12rNCGF | ResHVAC | HV_SDGMFmNewCZ12 | rWtd | All | SDG | MFm | New | CZ12 | rNCGF | 0 | HV_SDGMFmNewCZ12 | rNCGF | 0
1509 | 3 | 2 | 2 | 12 | 3 | 0 | HV_SDGMFmNewCZ12rDXHP | ResHVAC | HV_SDGMFmNewCZ12 | rWtd | All | SDG | MFm | New | CZ12 | rDXHP | 0 | HV_SDGMFmNewCZ12 | rDXHP | 0
1510 | 3 | 2 | 2 | 12 | 4 | 0 | HV_SDGMFmNewCZ12rNCEH | ResHVAC | HV_SDGMFmNewCZ12 | rWtd | All | SDG | MFm | New | CZ12 | rNCEH | 0 | HV_SDGMFmNewCZ12 | rNCEH | 0
1511 | 3 | 2 | 2 | 12 | 5 | 0 | HV_SDGMFmNewCZ12rDXOH | ResHVAC | HV_SDGMFmNewCZ12 | rWtd | All | SDG | MFm | New | CZ12 | rDXOH | 0 | HV_SDGMFmNewCZ12 | rDXOH | 0
1512 | 3 | 2 | 2 | 12 | 6 | 0 | HV_SDGMFmNewCZ12rNCOH | ResHVAC | HV_SDGMFmNewCZ12 | rWtd | All | SDG | MFm | New | CZ12 | rNCOH | 0 | HV_SDGMFmNewCZ12 | rNCOH | 0
1513 | 3 | 2 | 2 | 13 | 1 | 0 | HV_SDGMFmNewCZ13rDXGF | ResHVAC | HV_SDGMFmNewCZ13 | rWtd | All | SDG | MFm | New | CZ13 | rDXGF | 0 | HV_SDGMFmNewCZ13 | rDXGF | 0
1514 | 3 | 2 | 2 | 13 | 2 | 0 | HV_SDGMFmNewCZ13rNCGF | ResHVAC | HV_SDGMFmNewCZ13 | rWtd | All | SDG | MFm | New | CZ13 | rNCGF | 0 | HV_SDGMFmNewCZ13 | rNCGF | 0
1515 | 3 | 2 | 2 | 13 | 3 | 0 | HV_SDGMFmNewCZ13rDXHP | ResHVAC | HV_SDGMFmNewCZ13 | rWtd | All | SDG | MFm | New | CZ13 | rDXHP | 0 | HV_SDGMFmNewCZ13 | rDXHP | 0
1516 | 3 | 2 | 2 | 13 | 4 | 0 | HV_SDGMFmNewCZ13rNCEH | ResHVAC | HV_SDGMFmNewCZ13 | rWtd | All | SDG | MFm | New | CZ13 | rNCEH | 0 | HV_SDGMFmNewCZ13 | rNCEH | 0
1517 | 3 | 2 | 2 | 13 | 5 | 0 | HV_SDGMFmNewCZ13rDXOH | ResHVAC | HV_SDGMFmNewCZ13 | rWtd | All | SDG | MFm | New | CZ13 | rDXOH | 0 | HV_SDGMFmNewCZ13 | rDXOH | 0
1518 | 3 | 2 | 2 | 13 | 6 | 0 | HV_SDGMFmNewCZ13rNCOH | ResHVAC | HV_SDGMFmNewCZ13 | rWtd | All | SDG | MFm | New | CZ13 | rNCOH | 0 | HV_SDGMFmNewCZ13 | rNCOH | 0
1519 | 3 | 2 | 2 | 14 | 1 | 1 | HV_SDGMFmNewCZ14rDXGF | ResHVAC | HV_SDGMFmNewCZ14 | rWtd | All | SDG | MFm | New | CZ14 | rDXGF | 0.63041 | HV_SDGMFmNewCZ14 | rDXGF | 0.63041
1520 | 3 | 2 | 2 | 14 | 2 | 1 | HV_SDGMFmNewCZ14rNCGF | ResHVAC | HV_SDGMFmNewCZ14 | rWtd | All | SDG | MFm | New | CZ14 | rNCGF | 0.15793 | HV_SDGMFmNewCZ14 | rNCGF | 0.15793
1521 | 3 | 2 | 2 | 14 | 3 | 1 | HV_SDGMFmNewCZ14rDXHP | ResHVAC | HV_SDGMFmNewCZ14 | rWtd | All | SDG | MFm | New | CZ14 | rDXHP | 0.090649 | HV_SDGMFmNewCZ14 | rDXHP | 0.090649
1522 | 3 | 2 | 2 | 14 | 4 | 1 | HV_SDGMFmNewCZ14rNCEH | ResHVAC | HV_SDGMFmNewCZ14 | rWtd | All | SDG | MFm | New | CZ14 | rNCEH | 0.022709 | HV_SDGMFmNewCZ14 | rNCEH | 0.022709
1523 | 3 | 2 | 2 | 14 | 5 | 1 | HV_SDGMFmNewCZ14rDXOH | ResHVAC | HV_SDGMFmNewCZ14 | rWtd | All | SDG | MFm | New | CZ14 | rDXOH | 0.078615 | HV_SDGMFmNewCZ14 | rDXOH | 0.078615
1524 | 3 | 2 | 2 | 14 | 6 | 1 | HV_SDGMFmNewCZ14rNCOH | ResHVAC | HV_SDGMFmNewCZ14 | rWtd | All | SDG | MFm | New | CZ14 | rNCOH | 0.019694 | HV_SDGMFmNewCZ14 | rNCOH | 0.019694
1525 | 3 | 2 | 2 | 15 | 1 | 1 | HV_SDGMFmNewCZ15rDXGF | ResHVAC | HV_SDGMFmNewCZ15 | rWtd | All | SDG | MFm | New | CZ15 | rDXGF | 0.63041 | HV_SDGMFmNewCZ15 | rDXGF | 0.63041
1526 | 3 | 2 | 2 | 15 | 2 | 1 | HV_SDGMFmNewCZ15rNCGF | ResHVAC | HV_SDGMFmNewCZ15 | rWtd | All | SDG | MFm | New | CZ15 | rNCGF | 0.15793 | HV_SDGMFmNewCZ15 | rNCGF | 0.15793
1527 | 3 | 2 | 2 | 15 | 3 | 1 | HV_SDGMFmNewCZ15rDXHP | ResHVAC | HV_SDGMFmNewCZ15 | rWtd | All | SDG | MFm | New | CZ15 | rDXHP | 0.090649 | HV_SDGMFmNewCZ15 | rDXHP | 0.090649
1528 | 3 | 2 | 2 | 15 | 4 | 1 | HV_SDGMFmNewCZ15rNCEH | ResHVAC | HV_SDGMFmNewCZ15 | rWtd | All | SDG | MFm | New | CZ15 | rNCEH | 0.022709 | HV_SDGMFmNewCZ15 | rNCEH | 0.022709
1529 | 3 | 2 | 2 | 15 | 5 | 1 | HV_SDGMFmNewCZ15rDXOH | ResHVAC | HV_SDGMFmNewCZ15 | rWtd | All | SDG | MFm | New | CZ15 | rDXOH | 0.078615 | HV_SDGMFmNewCZ15 | rDXOH | 0.078615
1530 | 3 | 2 | 2 | 15 | 6 | 1 | HV_SDGMFmNewCZ15rNCOH | ResHVAC | HV_SDGMFmNewCZ15 | rWtd | All | SDG | MFm | New | CZ15 | rNCOH | 0.019694 | HV_SDGMFmNewCZ15 | rNCOH | 0.019694
1531 | 3 | 2 | 2 | 16 | 1 | 0 | HV_SDGMFmNewCZ16rDXGF | ResHVAC | HV_SDGMFmNewCZ16 | rWtd | All | SDG | MFm | New | CZ16 | rDXGF | 0 | HV_SDGMFmNewCZ16 | rDXGF | 0
1532 | 3 | 2 | 2 | 16 | 2 | 0 | HV_SDGMFmNewCZ16rNCGF | ResHVAC | HV_SDGMFmNewCZ16 | rWtd | All | SDG | MFm | New | CZ16 | rNCGF | 0 | HV_SDGMFmNewCZ16 | rNCGF | 0
1533 | 3 | 2 | 2 | 16 | 3 | 0 | HV_SDGMFmNewCZ16rDXHP | ResHVAC | HV_SDGMFmNewCZ16 | rWtd | All | SDG | MFm | New | CZ16 | rDXHP | 0 | HV_SDGMFmNewCZ16 | rDXHP | 0
1534 | 3 | 2 | 2 | 16 | 4 | 0 | HV_SDGMFmNewCZ16rNCEH | ResHVAC | HV_SDGMFmNewCZ16 | rWtd | All | SDG | MFm | New | CZ16 | rNCEH | 0 | HV_SDGMFmNewCZ16 | rNCEH | 0
1535 | 3 | 2 | 2 | 16 | 5 | 0 | HV_SDGMFmNewCZ16rDXOH | ResHVAC | HV_SDGMFmNewCZ16 | rWtd | All | SDG | MFm | New | CZ16 | rDXOH | 0 | HV_SDGMFmNewCZ16 | rDXOH | 0
1536 | 3 | 2 | 2 | 16 | 6 | 0 | HV_SDGMFmNewCZ16rNCOH | ResHVAC | HV_SDGMFmNewCZ16 | rWtd | All | SDG | MFm | New | CZ16 | rNCOH | 0 | HV_SDGMFmNewCZ16 | rNCOH | 0
1537 | 3 | 3 | 1 | 1 | 1 | 0 | HV_SDGDMoExCZ01rDXGF | ResHVAC | HV_SDGDMoExCZ01 | rWtd | All | SDG | DMo | Ex | CZ01 | rDXGF | 0 | HV_SDGDMoExCZ01 | rDXGF | 0
1538 | 3 | 3 | 1 | 1 | 2 | 0 | HV_SDGDMoExCZ01rNCGF | ResHVAC | HV_SDGDMoExCZ01 | rWtd | All | SDG | DMo | Ex | CZ01 | rNCGF | 0 | HV_SDGDMoExCZ01 | rNCGF | 0
1539 | 3 | 3 | 1 | 1 | 3 | 0 | HV_SDGDMoExCZ01rDXHP | ResHVAC | HV_SDGDMoExCZ01 | rWtd | All | SDG | DMo | Ex | CZ01 | rDXHP | 0 | HV_SDGDMoExCZ01 | rDXHP | 0
1540 | 3 | 3 | 1 | 1 | 4 | 0 | HV_SDGDMoExCZ01rNCEH | ResHVAC | HV_SDGDMoExCZ01 | rWtd | All | SDG | DMo | Ex | CZ01 | rNCEH | 0 | HV_SDGDMoExCZ01 | rNCEH | 0
1541 | 3 | 3 | 1 | 1 | 5 | 0 | HV_SDGDMoExCZ01rDXOH | ResHVAC | HV_SDGDMoExCZ01 | rWtd | All | SDG | DMo | Ex | CZ01 | rDXOH | 0 | HV_SDGDMoExCZ01 | rDXOH | 0
1542 | 3 | 3 | 1 | 1 | 6 | 0 | HV_SDGDMoExCZ01rNCOH | ResHVAC | HV_SDGDMoExCZ01 | rWtd | All | SDG | DMo | Ex | CZ01 | rNCOH | 0 | HV_SDGDMoExCZ01 | rNCOH | 0
1543 | 3 | 3 | 1 | 2 | 1 | 0 | HV_SDGDMoExCZ02rDXGF | ResHVAC | HV_SDGDMoExCZ02 | rWtd | All | SDG | DMo | Ex | CZ02 | rDXGF | 0 | HV_SDGDMoExCZ02 | rDXGF | 0
1544 | 3 | 3 | 1 | 2 | 2 | 0 | HV_SDGDMoExCZ02rNCGF | ResHVAC | HV_SDGDMoExCZ02 | rWtd | All | SDG | DMo | Ex | CZ02 | rNCGF | 0 | HV_SDGDMoExCZ02 | rNCGF | 0
1545 | 3 | 3 | 1 | 2 | 3 | 0 | HV_SDGDMoExCZ02rDXHP | ResHVAC | HV_SDGDMoExCZ02 | rWtd | All | SDG | DMo | Ex | CZ02 | rDXHP | 0 | HV_SDGDMoExCZ02 | rDXHP | 0
1546 | 3 | 3 | 1 | 2 | 4 | 0 | HV_SDGDMoExCZ02rNCEH | ResHVAC | HV_SDGDMoExCZ02 | rWtd | All | SDG | DMo | Ex | CZ02 | rNCEH | 0 | HV_SDGDMoExCZ02 | rNCEH | 0
1547 | 3 | 3 | 1 | 2 | 5 | 0 | HV_SDGDMoExCZ02rDXOH | ResHVAC | HV_SDGDMoExCZ02 | rWtd | All | SDG | DMo | Ex | CZ02 | rDXOH | 0 | HV_SDGDMoExCZ02 | rDXOH | 0
1548 | 3 | 3 | 1 | 2 | 6 | 0 | HV_SDGDMoExCZ02rNCOH | ResHVAC | HV_SDGDMoExCZ02 | rWtd | All | SDG | DMo | Ex | CZ02 | rNCOH | 0 | HV_SDGDMoExCZ02 | rNCOH | 0
1549 | 3 | 3 | 1 | 3 | 1 | 0 | HV_SDGDMoExCZ03rDXGF | ResHVAC | HV_SDGDMoExCZ03 | rWtd | All | SDG | DMo | Ex | CZ03 | rDXGF | 0 | HV_SDGDMoExCZ03 | rDXGF | 0
1550 | 3 | 3 | 1 | 3 | 2 | 0 | HV_SDGDMoExCZ03rNCGF | ResHVAC | HV_SDGDMoExCZ03 | rWtd | All | SDG | DMo | Ex | CZ03 | rNCGF | 0 | HV_SDGDMoExCZ03 | rNCGF | 0
1551 | 3 | 3 | 1 | 3 | 3 | 0 | HV_SDGDMoExCZ03rDXHP | ResHVAC | HV_SDGDMoExCZ03 | rWtd | All | SDG | DMo | Ex | CZ03 | rDXHP | 0 | HV_SDGDMoExCZ03 | rDXHP | 0
1552 | 3 | 3 | 1 | 3 | 4 | 0 | HV_SDGDMoExCZ03rNCEH | ResHVAC | HV_SDGDMoExCZ03 | rWtd | All | SDG | DMo | Ex | CZ03 | rNCEH | 0 | HV_SDGDMoExCZ03 | rNCEH | 0
1553 | 3 | 3 | 1 | 3 | 5 | 0 | HV_SDGDMoExCZ03rDXOH | ResHVAC | HV_SDGDMoExCZ03 | rWtd | All | SDG | DMo | Ex | CZ03 | rDXOH | 0 | HV_SDGDMoExCZ03 | rDXOH | 0
1554 | 3 | 3 | 1 | 3 | 6 | 0 | HV_SDGDMoExCZ03rNCOH | ResHVAC | HV_SDGDMoExCZ03 | rWtd | All | SDG | DMo | Ex | CZ03 | rNCOH | 0 | HV_SDGDMoExCZ03 | rNCOH | 0
1555 | 3 | 3 | 1 | 4 | 1 | 0 | HV_SDGDMoExCZ04rDXGF | ResHVAC | HV_SDGDMoExCZ04 | rWtd | All | SDG | DMo | Ex | CZ04 | rDXGF | 0 | HV_SDGDMoExCZ04 | rDXGF | 0
1556 | 3 | 3 | 1 | 4 | 2 | 0 | HV_SDGDMoExCZ04rNCGF | ResHVAC | HV_SDGDMoExCZ04 | rWtd | All | SDG | DMo | Ex | CZ04 | rNCGF | 0 | HV_SDGDMoExCZ04 | rNCGF | 0
1557 | 3 | 3 | 1 | 4 | 3 | 0 | HV_SDGDMoExCZ04rDXHP | ResHVAC | HV_SDGDMoExCZ04 | rWtd | All | SDG | DMo | Ex | CZ04 | rDXHP | 0 | HV_SDGDMoExCZ04 | rDXHP | 0
1558 | 3 | 3 | 1 | 4 | 4 | 0 | HV_SDGDMoExCZ04rNCEH | ResHVAC | HV_SDGDMoExCZ04 | rWtd | All | SDG | DMo | Ex | CZ04 | rNCEH | 0 | HV_SDGDMoExCZ04 | rNCEH | 0
1559 | 3 | 3 | 1 | 4 | 5 | 0 | HV_SDGDMoExCZ04rDXOH | ResHVAC | HV_SDGDMoExCZ04 | rWtd | All | SDG | DMo | Ex | CZ04 | rDXOH | 0 | HV_SDGDMoExCZ04 | rDXOH | 0
1560 | 3 | 3 | 1 | 4 | 6 | 0 | HV_SDGDMoExCZ04rNCOH | ResHVAC | HV_SDGDMoExCZ04 | rWtd | All | SDG | DMo | Ex | CZ04 | rNCOH | 0 | HV_SDGDMoExCZ04 | rNCOH | 0
1561 | 3 | 3 | 1 | 5 | 1 | 0 | HV_SDGDMoExCZ05rDXGF | ResHVAC | HV_SDGDMoExCZ05 | rWtd | All | SDG | DMo | Ex | CZ05 | rDXGF | 0 | HV_SDGDMoExCZ05 | rDXGF | 0
1562 | 3 | 3 | 1 | 5 | 2 | 0 | HV_SDGDMoExCZ05rNCGF | ResHVAC | HV_SDGDMoExCZ05 | rWtd | All | SDG | DMo | Ex | CZ05 | rNCGF | 0 | HV_SDGDMoExCZ05 | rNCGF | 0
1563 | 3 | 3 | 1 | 5 | 3 | 0 | HV_SDGDMoExCZ05rDXHP | ResHVAC | HV_SDGDMoExCZ05 | rWtd | All | SDG | DMo | Ex | CZ05 | rDXHP | 0 | HV_SDGDMoExCZ05 | rDXHP | 0
1564 | 3 | 3 | 1 | 5 | 4 | 0 | HV_SDGDMoExCZ05rNCEH | ResHVAC | HV_SDGDMoExCZ05 | rWtd | All | SDG | DMo | Ex | CZ05 | rNCEH | 0 | HV_SDGDMoExCZ05 | rNCEH | 0
1565 | 3 | 3 | 1 | 5 | 5 | 0 | HV_SDGDMoExCZ05rDXOH | ResHVAC | HV_SDGDMoExCZ05 | rWtd | All | SDG | DMo | Ex | CZ05 | rDXOH | 0 | HV_SDGDMoExCZ05 | rDXOH | 0
1566 | 3 | 3 | 1 | 5 | 6 | 0 | HV_SDGDMoExCZ05rNCOH | ResHVAC | HV_SDGDMoExCZ05 | rWtd | All | SDG | DMo | Ex | CZ05 | rNCOH | 0 | HV_SDGDMoExCZ05 | rNCOH | 0
1567 | 3 | 3 | 1 | 6 | 1 | 1 | HV_SDGDMoExCZ06rDXGF | ResHVAC | HV_SDGDMoExCZ06 | rWtd | All | SDG | DMo | Ex | CZ06 | rDXGF | 0 | HV_SDGDMoExCZ06 | rDXGF | 0
1568 | 3 | 3 | 1 | 6 | 2 | 1 | HV_SDGDMoExCZ06rNCGF | ResHVAC | HV_SDGDMoExCZ06 | rWtd | All | SDG | DMo | Ex | CZ06 | rNCGF | 0 | HV_SDGDMoExCZ06 | rNCGF | 0
1569 | 3 | 3 | 1 | 6 | 3 | 1 | HV_SDGDMoExCZ06rDXHP | ResHVAC | HV_SDGDMoExCZ06 | rWtd | All | SDG | DMo | Ex | CZ06 | rDXHP | 0 | HV_SDGDMoExCZ06 | rDXHP | 0
1570 | 3 | 3 | 1 | 6 | 4 | 1 | HV_SDGDMoExCZ06rNCEH | ResHVAC | HV_SDGDMoExCZ06 | rWtd | All | SDG | DMo | Ex | CZ06 | rNCEH | 0 | HV_SDGDMoExCZ06 | rNCEH | 0
1571 | 3 | 3 | 1 | 6 | 5 | 1 | HV_SDGDMoExCZ06rDXOH | ResHVAC | HV_SDGDMoExCZ06 | rWtd | All | SDG | DMo | Ex | CZ06 | rDXOH | 0 | HV_SDGDMoExCZ06 | rDXOH | 0
1572 | 3 | 3 | 1 | 6 | 6 | 1 | HV_SDGDMoExCZ06rNCOH | ResHVAC | HV_SDGDMoExCZ06 | rWtd | All | SDG | DMo | Ex | CZ06 | rNCOH | 0 | HV_SDGDMoExCZ06 | rNCOH | 0
1573 | 3 | 3 | 1 | 7 | 1 | 1 | HV_SDGDMoExCZ07rDXGF | ResHVAC | HV_SDGDMoExCZ07 | rWtd | All | SDG | DMo | Ex | CZ07 | rDXGF | 3813.8576 | HV_SDGDMoExCZ07 | rDXGF | 3813.8576
1574 | 3 | 3 | 1 | 7 | 2 | 1 | HV_SDGDMoExCZ07rNCGF | ResHVAC | HV_SDGDMoExCZ07 | rWtd | All | SDG | DMo | Ex | CZ07 | rNCGF | 13606.0736 | HV_SDGDMoExCZ07 | rNCGF | 13606.0736
1575 | 3 | 3 | 1 | 7 | 3 | 1 | HV_SDGDMoExCZ07rDXHP | ResHVAC | HV_SDGDMoExCZ07 | rWtd | All | SDG | DMo | Ex | CZ07 | rDXHP | 544.8368 | HV_SDGDMoExCZ07 | rDXHP | 544.8368
1576 | 3 | 3 | 1 | 7 | 4 | 1 | HV_SDGDMoExCZ07rNCEH | ResHVAC | HV_SDGDMoExCZ07 | rWtd | All | SDG | DMo | Ex | CZ07 | rNCEH | 1943.7248 | HV_SDGDMoExCZ07 | rNCEH | 1943.7248
1577 | 3 | 3 | 1 | 7 | 5 | 1 | HV_SDGDMoExCZ07rDXOH | ResHVAC | HV_SDGDMoExCZ07 | rWtd | All | SDG | DMo | Ex | CZ07 | rDXOH | 926.2226 | HV_SDGDMoExCZ07 | rDXOH | 926.2226
1578 | 3 | 3 | 1 | 7 | 6 | 1 | HV_SDGDMoExCZ07rNCOH | ResHVAC | HV_SDGDMoExCZ07 | rWtd | All | SDG | DMo | Ex | CZ07 | rNCOH | 3304.3322 | HV_SDGDMoExCZ07 | rNCOH | 3304.3322
1579 | 3 | 3 | 1 | 8 | 1 | 1 | HV_SDGDMoExCZ08rDXGF | ResHVAC | HV_SDGDMoExCZ08 | rWtd | All | SDG | DMo | Ex | CZ08 | rDXGF | 937.104 | HV_SDGDMoExCZ08 | rDXGF | 937.104
1580 | 3 | 3 | 1 | 8 | 2 | 1 | HV_SDGDMoExCZ08rNCGF | ResHVAC | HV_SDGDMoExCZ08 | rWtd | All | SDG | DMo | Ex | CZ08 | rNCGF | 624.736 | HV_SDGDMoExCZ08 | rNCGF | 624.736
1581 | 3 | 3 | 1 | 8 | 3 | 1 | HV_SDGDMoExCZ08rDXHP | ResHVAC | HV_SDGDMoExCZ08 | rWtd | All | SDG | DMo | Ex | CZ08 | rDXHP | 133.872 | HV_SDGDMoExCZ08 | rDXHP | 133.872
1582 | 3 | 3 | 1 | 8 | 4 | 1 | HV_SDGDMoExCZ08rNCEH | ResHVAC | HV_SDGDMoExCZ08 | rWtd | All | SDG | DMo | Ex | CZ08 | rNCEH | 89.248 | HV_SDGDMoExCZ08 | rNCEH | 89.248
1583 | 3 | 3 | 1 | 8 | 5 | 1 | HV_SDGDMoExCZ08rDXOH | ResHVAC | HV_SDGDMoExCZ08 | rWtd | All | SDG | DMo | Ex | CZ08 | rDXOH | 227.5824 | HV_SDGDMoExCZ08 | rDXOH | 227.5824
1584 | 3 | 3 | 1 | 8 | 6 | 1 | HV_SDGDMoExCZ08rNCOH | ResHVAC | HV_SDGDMoExCZ08 | rWtd | All | SDG | DMo | Ex | CZ08 | rNCOH | 151.7216 | HV_SDGDMoExCZ08 | rNCOH | 151.7216
1585 | 3 | 3 | 1 | 9 | 1 | 0 | HV_SDGDMoExCZ09rDXGF | ResHVAC | HV_SDGDMoExCZ09 | rWtd | All | SDG | DMo | Ex | CZ09 | rDXGF | 0 | HV_SDGDMoExCZ09 | rDXGF | 0
1586 | 3 | 3 | 1 | 9 | 2 | 0 | HV_SDGDMoExCZ09rNCGF | ResHVAC | HV_SDGDMoExCZ09 | rWtd | All | SDG | DMo | Ex | CZ09 | rNCGF | 0 | HV_SDGDMoExCZ09 | rNCGF | 0
1587 | 3 | 3 | 1 | 9 | 3 | 0 | HV_SDGDMoExCZ09rDXHP | ResHVAC | HV_SDGDMoExCZ09 | rWtd | All | SDG | DMo | Ex | CZ09 | rDXHP | 0 | HV_SDGDMoExCZ09 | rDXHP | 0
1588 | 3 | 3 | 1 | 9 | 4 | 0 | HV_SDGDMoExCZ09rNCEH | ResHVAC | HV_SDGDMoExCZ09 | rWtd | All | SDG | DMo | Ex | CZ09 | rNCEH | 0 | HV_SDGDMoExCZ09 | rNCEH | 0
1589 | 3 | 3 | 1 | 9 | 5 | 0 | HV_SDGDMoExCZ09rDXOH | ResHVAC | HV_SDGDMoExCZ09 | rWtd | All | SDG | DMo | Ex | CZ09 | rDXOH | 0 | HV_SDGDMoExCZ09 | rDXOH | 0
1590 | 3 | 3 | 1 | 9 | 6 | 0 | HV_SDGDMoExCZ09rNCOH | ResHVAC | HV_SDGDMoExCZ09 | rWtd | All | SDG | DMo | Ex | CZ09 | rNCOH | 0 | HV_SDGDMoExCZ09 | rNCOH | 0
1591 | 3 | 3 | 1 | 10 | 1 | 1 | HV_SDGDMoExCZ10rDXGF | ResHVAC | HV_SDGDMoExCZ10 | rWtd | All | SDG | DMo | Ex | CZ10 | rDXGF | 13923.287 | HV_SDGDMoExCZ10 | rDXGF | 13923.287
1592 | 3 | 3 | 1 | 10 | 2 | 1 | HV_SDGDMoExCZ10rNCGF | ResHVAC | HV_SDGDMoExCZ10 | rWtd | All | SDG | DMo | Ex | CZ10 | rNCGF | 2338.539 | HV_SDGDMoExCZ10 | rNCGF | 2338.539
1593 | 3 | 3 | 1 | 10 | 3 | 1 | HV_SDGDMoExCZ10rDXHP | ResHVAC | HV_SDGDMoExCZ10 | rWtd | All | SDG | DMo | Ex | CZ10 | rDXHP | 1989.041 | HV_SDGDMoExCZ10 | rDXHP | 1989.041
1594 | 3 | 3 | 1 | 10 | 4 | 1 | HV_SDGDMoExCZ10rNCEH | ResHVAC | HV_SDGDMoExCZ10 | rWtd | All | SDG | DMo | Ex | CZ10 | rNCEH | 334.077 | HV_SDGDMoExCZ10 | rNCEH | 334.077
1595 | 3 | 3 | 1 | 10 | 5 | 1 | HV_SDGDMoExCZ10rDXOH | ResHVAC | HV_SDGDMoExCZ10 | rWtd | All | SDG | DMo | Ex | CZ10 | rDXOH | 3381.3697 | HV_SDGDMoExCZ10 | rDXOH | 3381.3697
1596 | 3 | 3 | 1 | 10 | 6 | 1 | HV_SDGDMoExCZ10rNCOH | ResHVAC | HV_SDGDMoExCZ10 | rWtd | All | SDG | DMo | Ex | CZ10 | rNCOH | 567.9309 | HV_SDGDMoExCZ10 | rNCOH | 567.9309
1597 | 3 | 3 | 1 | 11 | 1 | 0 | HV_SDGDMoExCZ11rDXGF | ResHVAC | HV_SDGDMoExCZ11 | rWtd | All | SDG | DMo | Ex | CZ11 | rDXGF | 0 | HV_SDGDMoExCZ11 | rDXGF | 0
1598 | 3 | 3 | 1 | 11 | 2 | 0 | HV_SDGDMoExCZ11rNCGF | ResHVAC | HV_SDGDMoExCZ11 | rWtd | All | SDG | DMo | Ex | CZ11 | rNCGF | 0 | HV_SDGDMoExCZ11 | rNCGF | 0
1599 | 3 | 3 | 1 | 11 | 3 | 0 | HV_SDGDMoExCZ11rDXHP | ResHVAC | HV_SDGDMoExCZ11 | rWtd | All | SDG | DMo | Ex | CZ11 | rDXHP | 0 | HV_SDGDMoExCZ11 | rDXHP | 0
1600 | 3 | 3 | 1 | 11 | 4 | 0 | HV_SDGDMoExCZ11rNCEH | ResHVAC | HV_SDGDMoExCZ11 | rWtd | All | SDG | DMo | Ex | CZ11 | rNCEH | 0 | HV_SDGDMoExCZ11 | rNCEH | 0
1601 | 3 | 3 | 1 | 11 | 5 | 0 | HV_SDGDMoExCZ11rDXOH | ResHVAC | HV_SDGDMoExCZ11 | rWtd | All | SDG | DMo | Ex | CZ11 | rDXOH | 0 | HV_SDGDMoExCZ11 | rDXOH | 0
1602 | 3 | 3 | 1 | 11 | 6 | 0 | HV_SDGDMoExCZ11rNCOH | ResHVAC | HV_SDGDMoExCZ11 | rWtd | All | SDG | DMo | Ex | CZ11 | rNCOH | 0 | HV_SDGDMoExCZ11 | rNCOH | 0
1603 | 3 | 3 | 1 | 12 | 1 | 0 | HV_SDGDMoExCZ12rDXGF | ResHVAC | HV_SDGDMoExCZ12 | rWtd | All | SDG | DMo | Ex | CZ12 | rDXGF | 0 | HV_SDGDMoExCZ12 | rDXGF | 0
1604 | 3 | 3 | 1 | 12 | 2 | 0 | HV_SDGDMoExCZ12rNCGF | ResHVAC | HV_SDGDMoExCZ12 | rWtd | All | SDG | DMo | Ex | CZ12 | rNCGF | 0 | HV_SDGDMoExCZ12 | rNCGF | 0
1605 | 3 | 3 | 1 | 12 | 3 | 0 | HV_SDGDMoExCZ12rDXHP | ResHVAC | HV_SDGDMoExCZ12 | rWtd | All | SDG | DMo | Ex | CZ12 | rDXHP | 0 | HV_SDGDMoExCZ12 | rDXHP | 0
1606 | 3 | 3 | 1 | 12 | 4 | 0 | HV_SDGDMoExCZ12rNCEH | ResHVAC | HV_SDGDMoExCZ12 | rWtd | All | SDG | DMo | Ex | CZ12 | rNCEH | 0 | HV_SDGDMoExCZ12 | rNCEH | 0
1607 | 3 | 3 | 1 | 12 | 5 | 0 | HV_SDGDMoExCZ12rDXOH | ResHVAC | HV_SDGDMoExCZ12 | rWtd | All | SDG | DMo | Ex | CZ12 | rDXOH | 0 | HV_SDGDMoExCZ12 | rDXOH | 0
1608 | 3 | 3 | 1 | 12 | 6 | 0 | HV_SDGDMoExCZ12rNCOH | ResHVAC | HV_SDGDMoExCZ12 | rWtd | All | SDG | DMo | Ex | CZ12 | rNCOH | 0 | HV_SDGDMoExCZ12 | rNCOH | 0
1609 | 3 | 3 | 1 | 13 | 1 | 0 | HV_SDGDMoExCZ13rDXGF | ResHVAC | HV_SDGDMoExCZ13 | rWtd | All | SDG | DMo | Ex | CZ13 | rDXGF | 0 | HV_SDGDMoExCZ13 | rDXGF | 0
1610 | 3 | 3 | 1 | 13 | 2 | 0 | HV_SDGDMoExCZ13rNCGF | ResHVAC | HV_SDGDMoExCZ13 | rWtd | All | SDG | DMo | Ex | CZ13 | rNCGF | 0 | HV_SDGDMoExCZ13 | rNCGF | 0
1611 | 3 | 3 | 1 | 13 | 3 | 0 | HV_SDGDMoExCZ13rDXHP | ResHVAC | HV_SDGDMoExCZ13 | rWtd | All | SDG | DMo | Ex | CZ13 | rDXHP | 0 | HV_SDGDMoExCZ13 | rDXHP | 0
1612 | 3 | 3 | 1 | 13 | 4 | 0 | HV_SDGDMoExCZ13rNCEH | ResHVAC | HV_SDGDMoExCZ13 | rWtd | All | SDG | DMo | Ex | CZ13 | rNCEH | 0 | HV_SDGDMoExCZ13 | rNCEH | 0
1613 | 3 | 3 | 1 | 13 | 5 | 0 | HV_SDGDMoExCZ13rDXOH | ResHVAC | HV_SDGDMoExCZ13 | rWtd | All | SDG | DMo | Ex | CZ13 | rDXOH | 0 | HV_SDGDMoExCZ13 | rDXOH | 0
1614 | 3 | 3 | 1 | 13 | 6 | 0 | HV_SDGDMoExCZ13rNCOH | ResHVAC | HV_SDGDMoExCZ13 | rWtd | All | SDG | DMo | Ex | CZ13 | rNCOH | 0 | HV_SDGDMoExCZ13 | rNCOH | 0
1615 | 3 | 3 | 1 | 14 | 1 | 1 | HV_SDGDMoExCZ14rDXGF | ResHVAC | HV_SDGDMoExCZ14 | rWtd | All | SDG | DMo | Ex | CZ14 | rDXGF | 113.169 | HV_SDGDMoExCZ14 | rDXGF | 113.169
1616 | 3 | 3 | 1 | 14 | 2 | 1 | HV_SDGDMoExCZ14rNCGF | ResHVAC | HV_SDGDMoExCZ14 | rWtd | All | SDG | DMo | Ex | CZ14 | rNCGF | 533.862 | HV_SDGDMoExCZ14 | rNCGF | 533.862
1617 | 3 | 3 | 1 | 14 | 3 | 1 | HV_SDGDMoExCZ14rDXHP | ResHVAC | HV_SDGDMoExCZ14 | rWtd | All | SDG | DMo | Ex | CZ14 | rDXHP | 16.167 | HV_SDGDMoExCZ14 | rDXHP | 16.167
1618 | 3 | 3 | 1 | 14 | 4 | 1 | HV_SDGDMoExCZ14rNCEH | ResHVAC | HV_SDGDMoExCZ14 | rWtd | All | SDG | DMo | Ex | CZ14 | rNCEH | 76.266 | HV_SDGDMoExCZ14 | rNCEH | 76.266
1619 | 3 | 3 | 1 | 14 | 5 | 1 | HV_SDGDMoExCZ14rDXOH | ResHVAC | HV_SDGDMoExCZ14 | rWtd | All | SDG | DMo | Ex | CZ14 | rDXOH | 27.4839 | HV_SDGDMoExCZ14 | rDXOH | 27.4839
1620 | 3 | 3 | 1 | 14 | 6 | 1 | HV_SDGDMoExCZ14rNCOH | ResHVAC | HV_SDGDMoExCZ14 | rWtd | All | SDG | DMo | Ex | CZ14 | rNCOH | 129.6522 | HV_SDGDMoExCZ14 | rNCOH | 129.6522
1621 | 3 | 3 | 1 | 15 | 1 | 1 | HV_SDGDMoExCZ15rDXGF | ResHVAC | HV_SDGDMoExCZ15 | rWtd | All | SDG | DMo | Ex | CZ15 | rDXGF | 0.37776 | HV_SDGDMoExCZ15 | rDXGF | 0.37776
1622 | 3 | 3 | 1 | 15 | 2 | 1 | HV_SDGDMoExCZ15rNCGF | ResHVAC | HV_SDGDMoExCZ15 | rWtd | All | SDG | DMo | Ex | CZ15 | rNCGF | 0.34389 | HV_SDGDMoExCZ15 | rNCGF | 0.34389
1623 | 3 | 3 | 1 | 15 | 3 | 1 | HV_SDGDMoExCZ15rDXHP | ResHVAC | HV_SDGDMoExCZ15 | rWtd | All | SDG | DMo | Ex | CZ15 | rDXHP | 0.053965 | HV_SDGDMoExCZ15 | rDXHP | 0.053965
1624 | 3 | 3 | 1 | 15 | 4 | 1 | HV_SDGDMoExCZ15rNCEH | ResHVAC | HV_SDGDMoExCZ15 | rWtd | All | SDG | DMo | Ex | CZ15 | rNCEH | 0.049128 | HV_SDGDMoExCZ15 | rNCEH | 0.049128
1625 | 3 | 3 | 1 | 15 | 5 | 1 | HV_SDGDMoExCZ15rDXOH | ResHVAC | HV_SDGDMoExCZ15 | rWtd | All | SDG | DMo | Ex | CZ15 | rDXOH | 0.091741 | HV_SDGDMoExCZ15 | rDXOH | 0.091741
1626 | 3 | 3 | 1 | 15 | 6 | 1 | HV_SDGDMoExCZ15rNCOH | ResHVAC | HV_SDGDMoExCZ15 | rWtd | All | SDG | DMo | Ex | CZ15 | rNCOH | 0.083517 | HV_SDGDMoExCZ15 | rNCOH | 0.083517
1627 | 3 | 3 | 1 | 16 | 1 | 0 | HV_SDGDMoExCZ16rDXGF | ResHVAC | HV_SDGDMoExCZ16 | rWtd | All | SDG | DMo | Ex | CZ16 | rDXGF | 0 | HV_SDGDMoExCZ16 | rDXGF | 0
1628 | 3 | 3 | 1 | 16 | 2 | 0 | HV_SDGDMoExCZ16rNCGF | ResHVAC | HV_SDGDMoExCZ16 | rWtd | All | SDG | DMo | Ex | CZ16 | rNCGF | 0 | HV_SDGDMoExCZ16 | rNCGF | 0
1629 | 3 | 3 | 1 | 16 | 3 | 0 | HV_SDGDMoExCZ16rDXHP | ResHVAC | HV_SDGDMoExCZ16 | rWtd | All | SDG | DMo | Ex | CZ16 | rDXHP | 0 | HV_SDGDMoExCZ16 | rDXHP | 0
1630 | 3 | 3 | 1 | 16 | 4 | 0 | HV_SDGDMoExCZ16rNCEH | ResHVAC | HV_SDGDMoExCZ16 | rWtd | All | SDG | DMo | Ex | CZ16 | rNCEH | 0 | HV_SDGDMoExCZ16 | rNCEH | 0
1631 | 3 | 3 | 1 | 16 | 5 | 0 | HV_SDGDMoExCZ16rDXOH | ResHVAC | HV_SDGDMoExCZ16 | rWtd | All | SDG | DMo | Ex | CZ16 | rDXOH | 0 | HV_SDGDMoExCZ16 | rDXOH | 0
1632 | 3 | 3 | 1 | 16 | 6 | 0 | HV_SDGDMoExCZ16rNCOH | ResHVAC | HV_SDGDMoExCZ16 | rWtd | All | SDG | DMo | Ex | CZ16 | rNCOH | 0 | HV_SDGDMoExCZ16 | rNCOH | 0
1633 | 3 | 3 | 2 | 1 | 1 | 0 | HV_SDGDMoNewCZ01rDXGF | ResHVAC | HV_SDGDMoNewCZ01 | rWtd | All | SDG | DMo | New | CZ01 | rDXGF | 0 | HV_SDGDMoNewCZ01 | rDXGF | 0
1634 | 3 | 3 | 2 | 1 | 2 | 0 | HV_SDGDMoNewCZ01rNCGF | ResHVAC | HV_SDGDMoNewCZ01 | rWtd | All | SDG | DMo | New | CZ01 | rNCGF | 0 | HV_SDGDMoNewCZ01 | rNCGF | 0
1635 | 3 | 3 | 2 | 1 | 3 | 0 | HV_SDGDMoNewCZ01rDXHP | ResHVAC | HV_SDGDMoNewCZ01 | rWtd | All | SDG | DMo | New | CZ01 | rDXHP | 0 | HV_SDGDMoNewCZ01 | rDXHP | 0
1636 | 3 | 3 | 2 | 1 | 4 | 0 | HV_SDGDMoNewCZ01rNCEH | ResHVAC | HV_SDGDMoNewCZ01 | rWtd | All | SDG | DMo | New | CZ01 | rNCEH | 0 | HV_SDGDMoNewCZ01 | rNCEH | 0
1637 | 3 | 3 | 2 | 1 | 5 | 0 | HV_SDGDMoNewCZ01rDXOH | ResHVAC | HV_SDGDMoNewCZ01 | rWtd | All | SDG | DMo | New | CZ01 | rDXOH | 0 | HV_SDGDMoNewCZ01 | rDXOH | 0
1638 | 3 | 3 | 2 | 1 | 6 | 0 | HV_SDGDMoNewCZ01rNCOH | ResHVAC | HV_SDGDMoNewCZ01 | rWtd | All | SDG | DMo | New | CZ01 | rNCOH | 0 | HV_SDGDMoNewCZ01 | rNCOH | 0
1639 | 3 | 3 | 2 | 2 | 1 | 0 | HV_SDGDMoNewCZ02rDXGF | ResHVAC | HV_SDGDMoNewCZ02 | rWtd | All | SDG | DMo | New | CZ02 | rDXGF | 0 | HV_SDGDMoNewCZ02 | rDXGF | 0
1640 | 3 | 3 | 2 | 2 | 2 | 0 | HV_SDGDMoNewCZ02rNCGF | ResHVAC | HV_SDGDMoNewCZ02 | rWtd | All | SDG | DMo | New | CZ02 | rNCGF | 0 | HV_SDGDMoNewCZ02 | rNCGF | 0
1641 | 3 | 3 | 2 | 2 | 3 | 0 | HV_SDGDMoNewCZ02rDXHP | ResHVAC | HV_SDGDMoNewCZ02 | rWtd | All | SDG | DMo | New | CZ02 | rDXHP | 0 | HV_SDGDMoNewCZ02 | rDXHP | 0
1642 | 3 | 3 | 2 | 2 | 4 | 0 | HV_SDGDMoNewCZ02rNCEH | ResHVAC | HV_SDGDMoNewCZ02 | rWtd | All | SDG | DMo | New | CZ02 | rNCEH | 0 | HV_SDGDMoNewCZ02 | rNCEH | 0
1643 | 3 | 3 | 2 | 2 | 5 | 0 | HV_SDGDMoNewCZ02rDXOH | ResHVAC | HV_SDGDMoNewCZ02 | rWtd | All | SDG | DMo | New | CZ02 | rDXOH | 0 | HV_SDGDMoNewCZ02 | rDXOH | 0
1644 | 3 | 3 | 2 | 2 | 6 | 0 | HV_SDGDMoNewCZ02rNCOH | ResHVAC | HV_SDGDMoNewCZ02 | rWtd | All | SDG | DMo | New | CZ02 | rNCOH | 0 | HV_SDGDMoNewCZ02 | rNCOH | 0
1645 | 3 | 3 | 2 | 3 | 1 | 0 | HV_SDGDMoNewCZ03rDXGF | ResHVAC | HV_SDGDMoNewCZ03 | rWtd | All | SDG | DMo | New | CZ03 | rDXGF | 0 | HV_SDGDMoNewCZ03 | rDXGF | 0
1646 | 3 | 3 | 2 | 3 | 2 | 0 | HV_SDGDMoNewCZ03rNCGF | ResHVAC | HV_SDGDMoNewCZ03 | rWtd | All | SDG | DMo | New | CZ03 | rNCGF | 0 | HV_SDGDMoNewCZ03 | rNCGF | 0
1647 | 3 | 3 | 2 | 3 | 3 | 0 | HV_SDGDMoNewCZ03rDXHP | ResHVAC | HV_SDGDMoNewCZ03 | rWtd | All | SDG | DMo | New | CZ03 | rDXHP | 0 | HV_SDGDMoNewCZ03 | rDXHP | 0
1648 | 3 | 3 | 2 | 3 | 4 | 0 | HV_SDGDMoNewCZ03rNCEH | ResHVAC | HV_SDGDMoNewCZ03 | rWtd | All | SDG | DMo | New | CZ03 | rNCEH | 0 | HV_SDGDMoNewCZ03 | rNCEH | 0
1649 | 3 | 3 | 2 | 3 | 5 | 0 | HV_SDGDMoNewCZ03rDXOH | ResHVAC | HV_SDGDMoNewCZ03 | rWtd | All | SDG | DMo | New | CZ03 | rDXOH | 0 | HV_SDGDMoNewCZ03 | rDXOH | 0
1650 | 3 | 3 | 2 | 3 | 6 | 0 | HV_SDGDMoNewCZ03rNCOH | ResHVAC | HV_SDGDMoNewCZ03 | rWtd | All | SDG | DMo | New | CZ03 | rNCOH | 0 | HV_SDGDMoNewCZ03 | rNCOH | 0
1651 | 3 | 3 | 2 | 4 | 1 | 0 | HV_SDGDMoNewCZ04rDXGF | ResHVAC | HV_SDGDMoNewCZ04 | rWtd | All | SDG | DMo | New | CZ04 | rDXGF | 0 | HV_SDGDMoNewCZ04 | rDXGF | 0
1652 | 3 | 3 | 2 | 4 | 2 | 0 | HV_SDGDMoNewCZ04rNCGF | ResHVAC | HV_SDGDMoNewCZ04 | rWtd | All | SDG | DMo | New | CZ04 | rNCGF | 0 | HV_SDGDMoNewCZ04 | rNCGF | 0
1653 | 3 | 3 | 2 | 4 | 3 | 0 | HV_SDGDMoNewCZ04rDXHP | ResHVAC | HV_SDGDMoNewCZ04 | rWtd | All | SDG | DMo | New | CZ04 | rDXHP | 0 | HV_SDGDMoNewCZ04 | rDXHP | 0
1654 | 3 | 3 | 2 | 4 | 4 | 0 | HV_SDGDMoNewCZ04rNCEH | ResHVAC | HV_SDGDMoNewCZ04 | rWtd | All | SDG | DMo | New | CZ04 | rNCEH | 0 | HV_SDGDMoNewCZ04 | rNCEH | 0
1655 | 3 | 3 | 2 | 4 | 5 | 0 | HV_SDGDMoNewCZ04rDXOH | ResHVAC | HV_SDGDMoNewCZ04 | rWtd | All | SDG | DMo | New | CZ04 | rDXOH | 0 | HV_SDGDMoNewCZ04 | rDXOH | 0
1656 | 3 | 3 | 2 | 4 | 6 | 0 | HV_SDGDMoNewCZ04rNCOH | ResHVAC | HV_SDGDMoNewCZ04 | rWtd | All | SDG | DMo | New | CZ04 | rNCOH | 0 | HV_SDGDMoNewCZ04 | rNCOH | 0
1657 | 3 | 3 | 2 | 5 | 1 | 0 | HV_SDGDMoNewCZ05rDXGF | ResHVAC | HV_SDGDMoNewCZ05 | rWtd | All | SDG | DMo | New | CZ05 | rDXGF | 0 | HV_SDGDMoNewCZ05 | rDXGF | 0
1658 | 3 | 3 | 2 | 5 | 2 | 0 | HV_SDGDMoNewCZ05rNCGF | ResHVAC | HV_SDGDMoNewCZ05 | rWtd | All | SDG | DMo | New | CZ05 | rNCGF | 0 | HV_SDGDMoNewCZ05 | rNCGF | 0
1659 | 3 | 3 | 2 | 5 | 3 | 0 | HV_SDGDMoNewCZ05rDXHP | ResHVAC | HV_SDGDMoNewCZ05 | rWtd | All | SDG | DMo | New | CZ05 | rDXHP | 0 | HV_SDGDMoNewCZ05 | rDXHP | 0
1660 | 3 | 3 | 2 | 5 | 4 | 0 | HV_SDGDMoNewCZ05rNCEH | ResHVAC | HV_SDGDMoNewCZ05 | rWtd | All | SDG | DMo | New | CZ05 | rNCEH | 0 | HV_SDGDMoNewCZ05 | rNCEH | 0
1661 | 3 | 3 | 2 | 5 | 5 | 0 | HV_SDGDMoNewCZ05rDXOH | ResHVAC | HV_SDGDMoNewCZ05 | rWtd | All | SDG | DMo | New | CZ05 | rDXOH | 0 | HV_SDGDMoNewCZ05 | rDXOH | 0
1662 | 3 | 3 | 2 | 5 | 6 | 0 | HV_SDGDMoNewCZ05rNCOH | ResHVAC | HV_SDGDMoNewCZ05 | rWtd | All | SDG | DMo | New | CZ05 | rNCOH | 0 | HV_SDGDMoNewCZ05 | rNCOH | 0
1663 | 3 | 3 | 2 | 6 | 1 | 1 | HV_SDGDMoNewCZ06rDXGF | ResHVAC | HV_SDGDMoNewCZ06 | rWtd | All | SDG | DMo | New | CZ06 | rDXGF | 0.61856 | HV_SDGDMoNewCZ06 | rDXGF | 0.61856
1664 | 3 | 3 | 2 | 6 | 2 | 1 | HV_SDGDMoNewCZ06rNCGF | ResHVAC | HV_SDGDMoNewCZ06 | rWtd | All | SDG | DMo | New | CZ06 | rNCGF | 0.10309 | HV_SDGDMoNewCZ06 | rNCGF | 0.10309
1665 | 3 | 3 | 2 | 6 | 3 | 1 | HV_SDGDMoNewCZ06rDXHP | ResHVAC | HV_SDGDMoNewCZ06 | rWtd | All | SDG | DMo | New | CZ06 | rDXHP | 0.088365 | HV_SDGDMoNewCZ06 | rDXHP | 0.088365
1666 | 3 | 3 | 2 | 6 | 4 | 1 | HV_SDGDMoNewCZ06rNCEH | ResHVAC | HV_SDGDMoNewCZ06 | rWtd | All | SDG | DMo | New | CZ06 | rNCEH | 0.014728 | HV_SDGDMoNewCZ06 | rNCEH | 0.014728
1667 | 3 | 3 | 2 | 6 | 5 | 1 | HV_SDGDMoNewCZ06rDXOH | ResHVAC | HV_SDGDMoNewCZ06 | rWtd | All | SDG | DMo | New | CZ06 | rDXOH | 0.15022 | HV_SDGDMoNewCZ06 | rDXOH | 0.15022
1668 | 3 | 3 | 2 | 6 | 6 | 1 | HV_SDGDMoNewCZ06rNCOH | ResHVAC | HV_SDGDMoNewCZ06 | rWtd | All | SDG | DMo | New | CZ06 | rNCOH | 0.025037 | HV_SDGDMoNewCZ06 | rNCOH | 0.025037
1669 | 3 | 3 | 2 | 7 | 1 | 1 | HV_SDGDMoNewCZ07rDXGF | ResHVAC | HV_SDGDMoNewCZ07 | rWtd | All | SDG | DMo | New | CZ07 | rDXGF | 124.9472 | HV_SDGDMoNewCZ07 | rDXGF | 124.9472
1670 | 3 | 3 | 2 | 7 | 2 | 1 | HV_SDGDMoNewCZ07rNCGF | ResHVAC | HV_SDGDMoNewCZ07 | rWtd | All | SDG | DMo | New | CZ07 | rNCGF | 124.9472 | HV_SDGDMoNewCZ07 | rNCGF | 124.9472
1671 | 3 | 3 | 2 | 7 | 3 | 1 | HV_SDGDMoNewCZ07rDXHP | ResHVAC | HV_SDGDMoNewCZ07 | rWtd | All | SDG | DMo | New | CZ07 | rDXHP | 17.8496 | HV_SDGDMoNewCZ07 | rDXHP | 17.8496
1672 | 3 | 3 | 2 | 7 | 4 | 1 | HV_SDGDMoNewCZ07rNCEH | ResHVAC | HV_SDGDMoNewCZ07 | rWtd | All | SDG | DMo | New | CZ07 | rNCEH | 17.8496 | HV_SDGDMoNewCZ07 | rNCEH | 17.8496
1673 | 3 | 3 | 2 | 7 | 5 | 1 | HV_SDGDMoNewCZ07rDXOH | ResHVAC | HV_SDGDMoNewCZ07 | rWtd | All | SDG | DMo | New | CZ07 | rDXOH | 30.3443 | HV_SDGDMoNewCZ07 | rDXOH | 30.3443
1674 | 3 | 3 | 2 | 7 | 6 | 1 | HV_SDGDMoNewCZ07rNCOH | ResHVAC | HV_SDGDMoNewCZ07 | rWtd | All | SDG | DMo | New | CZ07 | rNCOH | 30.3443 | HV_SDGDMoNewCZ07 | rNCOH | 30.3443
1675 | 3 | 3 | 2 | 8 | 1 | 1 | HV_SDGDMoNewCZ08rDXGF | ResHVAC | HV_SDGDMoNewCZ08 | rWtd | All | SDG | DMo | New | CZ08 | rDXGF | 0.61856 | HV_SDGDMoNewCZ08 | rDXGF | 0.61856
1676 | 3 | 3 | 2 | 8 | 2 | 1 | HV_SDGDMoNewCZ08rNCGF | ResHVAC | HV_SDGDMoNewCZ08 | rWtd | All | SDG | DMo | New | CZ08 | rNCGF | 0.10309 | HV_SDGDMoNewCZ08 | rNCGF | 0.10309
1677 | 3 | 3 | 2 | 8 | 3 | 1 | HV_SDGDMoNewCZ08rDXHP | ResHVAC | HV_SDGDMoNewCZ08 | rWtd | All | SDG | DMo | New | CZ08 | rDXHP | 0.088365 | HV_SDGDMoNewCZ08 | rDXHP | 0.088365
1678 | 3 | 3 | 2 | 8 | 4 | 1 | HV_SDGDMoNewCZ08rNCEH | ResHVAC | HV_SDGDMoNewCZ08 | rWtd | All | SDG | DMo | New | CZ08 | rNCEH | 0.014728 | HV_SDGDMoNewCZ08 | rNCEH | 0.014728
1679 | 3 | 3 | 2 | 8 | 5 | 1 | HV_SDGDMoNewCZ08rDXOH | ResHVAC | HV_SDGDMoNewCZ08 | rWtd | All | SDG | DMo | New | CZ08 | rDXOH | 0.15022 | HV_SDGDMoNewCZ08 | rDXOH | 0.15022
1680 | 3 | 3 | 2 | 8 | 6 | 1 | HV_SDGDMoNewCZ08rNCOH | ResHVAC | HV_SDGDMoNewCZ08 | rWtd | All | SDG | DMo | New | CZ08 | rNCOH | 0.025037 | HV_SDGDMoNewCZ08 | rNCOH | 0.025037
1681 | 3 | 3 | 2 | 9 | 1 | 0 | HV_SDGDMoNewCZ09rDXGF | ResHVAC | HV_SDGDMoNewCZ09 | rWtd | All | SDG | DMo | New | CZ09 | rDXGF | 0 | HV_SDGDMoNewCZ09 | rDXGF | 0
1682 | 3 | 3 | 2 | 9 | 2 | 0 | HV_SDGDMoNewCZ09rNCGF | ResHVAC | HV_SDGDMoNewCZ09 | rWtd | All | SDG | DMo | New | CZ09 | rNCGF | 0 | HV_SDGDMoNewCZ09 | rNCGF | 0
1683 | 3 | 3 | 2 | 9 | 3 | 0 | HV_SDGDMoNewCZ09rDXHP | ResHVAC | HV_SDGDMoNewCZ09 | rWtd | All | SDG | DMo | New | CZ09 | rDXHP | 0 | HV_SDGDMoNewCZ09 | rDXHP | 0
1684 | 3 | 3 | 2 | 9 | 4 | 0 | HV_SDGDMoNewCZ09rNCEH | ResHVAC | HV_SDGDMoNewCZ09 | rWtd | All | SDG | DMo | New | CZ09 | rNCEH | 0 | HV_SDGDMoNewCZ09 | rNCEH | 0
1685 | 3 | 3 | 2 | 9 | 5 | 0 | HV_SDGDMoNewCZ09rDXOH | ResHVAC | HV_SDGDMoNewCZ09 | rWtd | All | SDG | DMo | New | CZ09 | rDXOH | 0 | HV_SDGDMoNewCZ09 | rDXOH | 0
1686 | 3 | 3 | 2 | 9 | 6 | 0 | HV_SDGDMoNewCZ09rNCOH | ResHVAC | HV_SDGDMoNewCZ09 | rWtd | All | SDG | DMo | New | CZ09 | rNCOH | 0 | HV_SDGDMoNewCZ09 | rNCOH | 0
1687 | 3 | 3 | 2 | 10 | 1 | 1 | HV_SDGDMoNewCZ10rDXGF | ResHVAC | HV_SDGDMoNewCZ10 | rWtd | All | SDG | DMo | New | CZ10 | rDXGF | 624.736 | HV_SDGDMoNewCZ10 | rDXGF | 624.736
1688 | 3 | 3 | 2 | 10 | 2 | 1 | HV_SDGDMoNewCZ10rNCGF | ResHVAC | HV_SDGDMoNewCZ10 | rWtd | All | SDG | DMo | New | CZ10 | rNCGF | 0 | HV_SDGDMoNewCZ10 | rNCGF | 0
1689 | 3 | 3 | 2 | 10 | 3 | 1 | HV_SDGDMoNewCZ10rDXHP | ResHVAC | HV_SDGDMoNewCZ10 | rWtd | All | SDG | DMo | New | CZ10 | rDXHP | 89.248 | HV_SDGDMoNewCZ10 | rDXHP | 89.248
1690 | 3 | 3 | 2 | 10 | 4 | 1 | HV_SDGDMoNewCZ10rNCEH | ResHVAC | HV_SDGDMoNewCZ10 | rWtd | All | SDG | DMo | New | CZ10 | rNCEH | 0 | HV_SDGDMoNewCZ10 | rNCEH | 0
1691 | 3 | 3 | 2 | 10 | 5 | 1 | HV_SDGDMoNewCZ10rDXOH | ResHVAC | HV_SDGDMoNewCZ10 | rWtd | All | SDG | DMo | New | CZ10 | rDXOH | 151.7216 | HV_SDGDMoNewCZ10 | rDXOH | 151.7216
1692 | 3 | 3 | 2 | 10 | 6 | 1 | HV_SDGDMoNewCZ10rNCOH | ResHVAC | HV_SDGDMoNewCZ10 | rWtd | All | SDG | DMo | New | CZ10 | rNCOH | 0 | HV_SDGDMoNewCZ10 | rNCOH | 0
1693 | 3 | 3 | 2 | 11 | 1 | 0 | HV_SDGDMoNewCZ11rDXGF | ResHVAC | HV_SDGDMoNewCZ11 | rWtd | All | SDG | DMo | New | CZ11 | rDXGF | 0 | HV_SDGDMoNewCZ11 | rDXGF | 0
1694 | 3 | 3 | 2 | 11 | 2 | 0 | HV_SDGDMoNewCZ11rNCGF | ResHVAC | HV_SDGDMoNewCZ11 | rWtd | All | SDG | DMo | New | CZ11 | rNCGF | 0 | HV_SDGDMoNewCZ11 | rNCGF | 0
1695 | 3 | 3 | 2 | 11 | 3 | 0 | HV_SDGDMoNewCZ11rDXHP | ResHVAC | HV_SDGDMoNewCZ11 | rWtd | All | SDG | DMo | New | CZ11 | rDXHP | 0 | HV_SDGDMoNewCZ11 | rDXHP | 0
1696 | 3 | 3 | 2 | 11 | 4 | 0 | HV_SDGDMoNewCZ11rNCEH | ResHVAC | HV_SDGDMoNewCZ11 | rWtd | All | SDG | DMo | New | CZ11 | rNCEH | 0 | HV_SDGDMoNewCZ11 | rNCEH | 0
1697 | 3 | 3 | 2 | 11 | 5 | 0 | HV_SDGDMoNewCZ11rDXOH | ResHVAC | HV_SDGDMoNewCZ11 | rWtd | All | SDG | DMo | New | CZ11 | rDXOH | 0 | HV_SDGDMoNewCZ11 | rDXOH | 0
1698 | 3 | 3 | 2 | 11 | 6 | 0 | HV_SDGDMoNewCZ11rNCOH | ResHVAC | HV_SDGDMoNewCZ11 | rWtd | All | SDG | DMo | New | CZ11 | rNCOH | 0 | HV_SDGDMoNewCZ11 | rNCOH | 0
1699 | 3 | 3 | 2 | 12 | 1 | 0 | HV_SDGDMoNewCZ12rDXGF | ResHVAC | HV_SDGDMoNewCZ12 | rWtd | All | SDG | DMo | New | CZ12 | rDXGF | 0 | HV_SDGDMoNewCZ12 | rDXGF | 0
1700 | 3 | 3 | 2 | 12 | 2 | 0 | HV_SDGDMoNewCZ12rNCGF | ResHVAC | HV_SDGDMoNewCZ12 | rWtd | All | SDG | DMo | New | CZ12 | rNCGF | 0 | HV_SDGDMoNewCZ12 | rNCGF | 0
1701 | 3 | 3 | 2 | 12 | 3 | 0 | HV_SDGDMoNewCZ12rDXHP | ResHVAC | HV_SDGDMoNewCZ12 | rWtd | All | SDG | DMo | New | CZ12 | rDXHP | 0 | HV_SDGDMoNewCZ12 | rDXHP | 0
1702 | 3 | 3 | 2 | 12 | 4 | 0 | HV_SDGDMoNewCZ12rNCEH | ResHVAC | HV_SDGDMoNewCZ12 | rWtd | All | SDG | DMo | New | CZ12 | rNCEH | 0 | HV_SDGDMoNewCZ12 | rNCEH | 0
1703 | 3 | 3 | 2 | 12 | 5 | 0 | HV_SDGDMoNewCZ12rDXOH | ResHVAC | HV_SDGDMoNewCZ12 | rWtd | All | SDG | DMo | New | CZ12 | rDXOH | 0 | HV_SDGDMoNewCZ12 | rDXOH | 0
1704 | 3 | 3 | 2 | 12 | 6 | 0 | HV_SDGDMoNewCZ12rNCOH | ResHVAC | HV_SDGDMoNewCZ12 | rWtd | All | SDG | DMo | New | CZ12 | rNCOH | 0 | HV_SDGDMoNewCZ12 | rNCOH | 0
1705 | 3 | 3 | 2 | 13 | 1 | 0 | HV_SDGDMoNewCZ13rDXGF | ResHVAC | HV_SDGDMoNewCZ13 | rWtd | All | SDG | DMo | New | CZ13 | rDXGF | 0 | HV_SDGDMoNewCZ13 | rDXGF | 0
1706 | 3 | 3 | 2 | 13 | 2 | 0 | HV_SDGDMoNewCZ13rNCGF | ResHVAC | HV_SDGDMoNewCZ13 | rWtd | All | SDG | DMo | New | CZ13 | rNCGF | 0 | HV_SDGDMoNewCZ13 | rNCGF | 0
1707 | 3 | 3 | 2 | 13 | 3 | 0 | HV_SDGDMoNewCZ13rDXHP | ResHVAC | HV_SDGDMoNewCZ13 | rWtd | All | SDG | DMo | New | CZ13 | rDXHP | 0 | HV_SDGDMoNewCZ13 | rDXHP | 0
1708 | 3 | 3 | 2 | 13 | 4 | 0 | HV_SDGDMoNewCZ13rNCEH | ResHVAC | HV_SDGDMoNewCZ13 | rWtd | All | SDG | DMo | New | CZ13 | rNCEH | 0 | HV_SDGDMoNewCZ13 | rNCEH | 0
1709 | 3 | 3 | 2 | 13 | 5 | 0 | HV_SDGDMoNewCZ13rDXOH | ResHVAC | HV_SDGDMoNewCZ13 | rWtd | All | SDG | DMo | New | CZ13 | rDXOH | 0 | HV_SDGDMoNewCZ13 | rDXOH | 0
1710 | 3 | 3 | 2 | 13 | 6 | 0 | HV_SDGDMoNewCZ13rNCOH | ResHVAC | HV_SDGDMoNewCZ13 | rWtd | All | SDG | DMo | New | CZ13 | rNCOH | 0 | HV_SDGDMoNewCZ13 | rNCOH | 0
1711 | 3 | 3 | 2 | 14 | 1 | 1 | HV_SDGDMoNewCZ14rDXGF | ResHVAC | HV_SDGDMoNewCZ14 | rWtd | All | SDG | DMo | New | CZ14 | rDXGF | 0.61856 | HV_SDGDMoNewCZ14 | rDXGF | 0.61856
1712 | 3 | 3 | 2 | 14 | 2 | 1 | HV_SDGDMoNewCZ14rNCGF | ResHVAC | HV_SDGDMoNewCZ14 | rWtd | All | SDG | DMo | New | CZ14 | rNCGF | 0.10309 | HV_SDGDMoNewCZ14 | rNCGF | 0.10309
1713 | 3 | 3 | 2 | 14 | 3 | 1 | HV_SDGDMoNewCZ14rDXHP | ResHVAC | HV_SDGDMoNewCZ14 | rWtd | All | SDG | DMo | New | CZ14 | rDXHP | 0.088365 | HV_SDGDMoNewCZ14 | rDXHP | 0.088365
1714 | 3 | 3 | 2 | 14 | 4 | 1 | HV_SDGDMoNewCZ14rNCEH | ResHVAC | HV_SDGDMoNewCZ14 | rWtd | All | SDG | DMo | New | CZ14 | rNCEH | 0.014728 | HV_SDGDMoNewCZ14 | rNCEH | 0.014728
1715 | 3 | 3 | 2 | 14 | 5 | 1 | HV_SDGDMoNewCZ14rDXOH | ResHVAC | HV_SDGDMoNewCZ14 | rWtd | All | SDG | DMo | New | CZ14 | rDXOH | 0.15022 | HV_SDGDMoNewCZ14 | rDXOH | 0.15022
1716 | 3 | 3 | 2 | 14 | 6 | 1 | HV_SDGDMoNewCZ14rNCOH | ResHVAC | HV_SDGDMoNewCZ14 | rWtd | All | SDG | DMo | New | CZ14 | rNCOH | 0.025037 | HV_SDGDMoNewCZ14 | rNCOH | 0.025037
1717 | 3 | 3 | 2 | 15 | 1 | 1 | HV_SDGDMoNewCZ15rDXGF | ResHVAC | HV_SDGDMoNewCZ15 | rWtd | All | SDG | DMo | New | CZ15 | rDXGF | 0.61856 | HV_SDGDMoNewCZ15 | rDXGF | 0.61856
1718 | 3 | 3 | 2 | 15 | 2 | 1 | HV_SDGDMoNewCZ15rNCGF | ResHVAC | HV_SDGDMoNewCZ15 | rWtd | All | SDG | DMo | New | CZ15 | rNCGF | 0.10309 | HV_SDGDMoNewCZ15 | rNCGF | 0.10309
1719 | 3 | 3 | 2 | 15 | 3 | 1 | HV_SDGDMoNewCZ15rDXHP | ResHVAC | HV_SDGDMoNewCZ15 | rWtd | All | SDG | DMo | New | CZ15 | rDXHP | 0.088365 | HV_SDGDMoNewCZ15 | rDXHP | 0.088365
1720 | 3 | 3 | 2 | 15 | 4 | 1 | HV_SDGDMoNewCZ15rNCEH | ResHVAC | HV_SDGDMoNewCZ15 | rWtd | All | SDG | DMo | New | CZ15 | rNCEH | 0.014728 | HV_SDGDMoNewCZ15 | rNCEH | 0.014728
1721 | 3 | 3 | 2 | 15 | 5 | 1 | HV_SDGDMoNewCZ15rDXOH | ResHVAC | HV_SDGDMoNewCZ15 | rWtd | All | SDG | DMo | New | CZ15 | rDXOH | 0.15022 | HV_SDGDMoNewCZ15 | rDXOH | 0.15022
1722 | 3 | 3 | 2 | 15 | 6 | 1 | HV_SDGDMoNewCZ15rNCOH | ResHVAC | HV_SDGDMoNewCZ15 | rWtd | All | SDG | DMo | New | CZ15 | rNCOH | 0.025037 | HV_SDGDMoNewCZ15 | rNCOH | 0.025037
1723 | 3 | 3 | 2 | 16 | 1 | 0 | HV_SDGDMoNewCZ16rDXGF | ResHVAC | HV_SDGDMoNewCZ16 | rWtd | All | SDG | DMo | New | CZ16 | rDXGF | 0 | HV_SDGDMoNewCZ16 | rDXGF | 0
1724 | 3 | 3 | 2 | 16 | 2 | 0 | HV_SDGDMoNewCZ16rNCGF | ResHVAC | HV_SDGDMoNewCZ16 | rWtd | All | SDG | DMo | New | CZ16 | rNCGF | 0 | HV_SDGDMoNewCZ16 | rNCGF | 0
1725 | 3 | 3 | 2 | 16 | 3 | 0 | HV_SDGDMoNewCZ16rDXHP | ResHVAC | HV_SDGDMoNewCZ16 | rWtd | All | SDG | DMo | New | CZ16 | rDXHP | 0 | HV_SDGDMoNewCZ16 | rDXHP | 0
1726 | 3 | 3 | 2 | 16 | 4 | 0 | HV_SDGDMoNewCZ16rNCEH | ResHVAC | HV_SDGDMoNewCZ16 | rWtd | All | SDG | DMo | New | CZ16 | rNCEH | 0 | HV_SDGDMoNewCZ16 | rNCEH | 0
1727 | 3 | 3 | 2 | 16 | 5 | 0 | HV_SDGDMoNewCZ16rDXOH | ResHVAC | HV_SDGDMoNewCZ16 | rWtd | All | SDG | DMo | New | CZ16 | rDXOH | 0 | HV_SDGDMoNewCZ16 | rDXOH | 0
1728 | 3 | 3 | 2 | 16 | 6 | 0 | HV_SDGDMoNewCZ16rNCOH | ResHVAC | HV_SDGDMoNewCZ16 | rWtd | All | SDG | DMo | New | CZ16 | rNCOH | 0 | HV_SDGDMoNewCZ16 | rNCOH | 0
1729 | 4 | 1 | 1 | 1 | 1 | 0 | HV_SCGSFmExCZ01rDXGF | ResHVAC | HV_SCGSFmExCZ01 | rWtd | All | SCG | SFm | Ex | CZ01 | rDXGF | 0 | HV_SCGSFmExCZ01 | rDXGF | 0
1730 | 4 | 1 | 1 | 1 | 2 | 0 | HV_SCGSFmExCZ01rNCGF | ResHVAC | HV_SCGSFmExCZ01 | rWtd | All | SCG | SFm | Ex | CZ01 | rNCGF | 0 | HV_SCGSFmExCZ01 | rNCGF | 0
1731 | 4 | 1 | 1 | 1 | 3 | 0 | HV_SCGSFmExCZ01rDXHP | ResHVAC | HV_SCGSFmExCZ01 | rWtd | All | SCG | SFm | Ex | CZ01 | rDXHP | 0 | HV_SCGSFmExCZ01 | rDXHP | 0
1732 | 4 | 1 | 1 | 1 | 4 | 0 | HV_SCGSFmExCZ01rNCEH | ResHVAC | HV_SCGSFmExCZ01 | rWtd | All | SCG | SFm | Ex | CZ01 | rNCEH | 0 | HV_SCGSFmExCZ01 | rNCEH | 0
1733 | 4 | 1 | 1 | 1 | 5 | 0 | HV_SCGSFmExCZ01rDXOH | ResHVAC | HV_SCGSFmExCZ01 | rWtd | All | SCG | SFm | Ex | CZ01 | rDXOH | 0 | HV_SCGSFmExCZ01 | rDXOH | 0
1734 | 4 | 1 | 1 | 1 | 6 | 0 | HV_SCGSFmExCZ01rNCOH | ResHVAC | HV_SCGSFmExCZ01 | rWtd | All | SCG | SFm | Ex | CZ01 | rNCOH | 0 | HV_SCGSFmExCZ01 | rNCOH | 0
1735 | 4 | 1 | 1 | 2 | 1 | 0 | HV_SCGSFmExCZ02rDXGF | ResHVAC | HV_SCGSFmExCZ02 | rWtd | All | SCG | SFm | Ex | CZ02 | rDXGF | 0 | HV_SCGSFmExCZ02 | rDXGF | 0
1736 | 4 | 1 | 1 | 2 | 2 | 0 | HV_SCGSFmExCZ02rNCGF | ResHVAC | HV_SCGSFmExCZ02 | rWtd | All | SCG | SFm | Ex | CZ02 | rNCGF | 0 | HV_SCGSFmExCZ02 | rNCGF | 0
1737 | 4 | 1 | 1 | 2 | 3 | 0 | HV_SCGSFmExCZ02rDXHP | ResHVAC | HV_SCGSFmExCZ02 | rWtd | All | SCG | SFm | Ex | CZ02 | rDXHP | 0 | HV_SCGSFmExCZ02 | rDXHP | 0
1738 | 4 | 1 | 1 | 2 | 4 | 0 | HV_SCGSFmExCZ02rNCEH | ResHVAC | HV_SCGSFmExCZ02 | rWtd | All | SCG | SFm | Ex | CZ02 | rNCEH | 0 | HV_SCGSFmExCZ02 | rNCEH | 0
1739 | 4 | 1 | 1 | 2 | 5 | 0 | HV_SCGSFmExCZ02rDXOH | ResHVAC | HV_SCGSFmExCZ02 | rWtd | All | SCG | SFm | Ex | CZ02 | rDXOH | 0 | HV_SCGSFmExCZ02 | rDXOH | 0
1740 | 4 | 1 | 1 | 2 | 6 | 0 | HV_SCGSFmExCZ02rNCOH | ResHVAC | HV_SCGSFmExCZ02 | rWtd | All | SCG | SFm | Ex | CZ02 | rNCOH | 0 | HV_SCGSFmExCZ02 | rNCOH | 0
1741 | 4 | 1 | 1 | 3 | 1 | 0 | HV_SCGSFmExCZ03rDXGF | ResHVAC | HV_SCGSFmExCZ03 | rWtd | All | SCG | SFm | Ex | CZ03 | rDXGF | 0 | HV_SCGSFmExCZ03 | rDXGF | 0
1742 | 4 | 1 | 1 | 3 | 2 | 0 | HV_SCGSFmExCZ03rNCGF | ResHVAC | HV_SCGSFmExCZ03 | rWtd | All | SCG | SFm | Ex | CZ03 | rNCGF | 0 | HV_SCGSFmExCZ03 | rNCGF | 0
1743 | 4 | 1 | 1 | 3 | 3 | 0 | HV_SCGSFmExCZ03rDXHP | ResHVAC | HV_SCGSFmExCZ03 | rWtd | All | SCG | SFm | Ex | CZ03 | rDXHP | 0 | HV_SCGSFmExCZ03 | rDXHP | 0
1744 | 4 | 1 | 1 | 3 | 4 | 0 | HV_SCGSFmExCZ03rNCEH | ResHVAC | HV_SCGSFmExCZ03 | rWtd | All | SCG | SFm | Ex | CZ03 | rNCEH | 0 | HV_SCGSFmExCZ03 | rNCEH | 0
1745 | 4 | 1 | 1 | 3 | 5 | 0 | HV_SCGSFmExCZ03rDXOH | ResHVAC | HV_SCGSFmExCZ03 | rWtd | All | SCG | SFm | Ex | CZ03 | rDXOH | 0 | HV_SCGSFmExCZ03 | rDXOH | 0
1746 | 4 | 1 | 1 | 3 | 6 | 0 | HV_SCGSFmExCZ03rNCOH | ResHVAC | HV_SCGSFmExCZ03 | rWtd | All | SCG | SFm | Ex | CZ03 | rNCOH | 0 | HV_SCGSFmExCZ03 | rNCOH | 0
1747 | 4 | 1 | 1 | 4 | 1 | 0 | HV_SCGSFmExCZ04rDXGF | ResHVAC | HV_SCGSFmExCZ04 | rWtd | All | SCG | SFm | Ex | CZ04 | rDXGF | 0 | HV_SCGSFmExCZ04 | rDXGF | 0
1748 | 4 | 1 | 1 | 4 | 2 | 0 | HV_SCGSFmExCZ04rNCGF | ResHVAC | HV_SCGSFmExCZ04 | rWtd | All | SCG | SFm | Ex | CZ04 | rNCGF | 0 | HV_SCGSFmExCZ04 | rNCGF | 0
1749 | 4 | 1 | 1 | 4 | 3 | 0 | HV_SCGSFmExCZ04rDXHP | ResHVAC | HV_SCGSFmExCZ04 | rWtd | All | SCG | SFm | Ex | CZ04 | rDXHP | 0 | HV_SCGSFmExCZ04 | rDXHP | 0
1750 | 4 | 1 | 1 | 4 | 4 | 0 | HV_SCGSFmExCZ04rNCEH | ResHVAC | HV_SCGSFmExCZ04 | rWtd | All | SCG | SFm | Ex | CZ04 | rNCEH | 0 | HV_SCGSFmExCZ04 | rNCEH | 0
1751 | 4 | 1 | 1 | 4 | 5 | 0 | HV_SCGSFmExCZ04rDXOH | ResHVAC | HV_SCGSFmExCZ04 | rWtd | All | SCG | SFm | Ex | CZ04 | rDXOH | 0 | HV_SCGSFmExCZ04 | rDXOH | 0
1752 | 4 | 1 | 1 | 4 | 6 | 0 | HV_SCGSFmExCZ04rNCOH | ResHVAC | HV_SCGSFmExCZ04 | rWtd | All | SCG | SFm | Ex | CZ04 | rNCOH | 0 | HV_SCGSFmExCZ04 | rNCOH | 0
1753 | 4 | 1 | 1 | 5 | 1 | 1 | HV_SCGSFmExCZ05rDXGF | ResHVAC | HV_SCGSFmExCZ05 | rWtd | All | SCG | SFm | Ex | CZ05 | rDXGF | 6073.9137 | HV_SCGSFmExCZ05 | rDXGF | 6073.9137
1754 | 4 | 1 | 1 | 5 | 2 | 1 | HV_SCGSFmExCZ05rNCGF | ResHVAC | HV_SCGSFmExCZ05 | rWtd | All | SCG | SFm | Ex | CZ05 | rNCGF | 41212.1175 | HV_SCGSFmExCZ05 | rNCGF | 41212.1175
1755 | 4 | 1 | 1 | 5 | 3 | 1 | HV_SCGSFmExCZ05rDXHP | ResHVAC | HV_SCGSFmExCZ05 | rWtd | All | SCG | SFm | Ex | CZ05 | rDXHP | 349.0755 | HV_SCGSFmExCZ05 | rDXHP | 349.0755
1756 | 4 | 1 | 1 | 5 | 4 | 1 | HV_SCGSFmExCZ05rNCEH | ResHVAC | HV_SCGSFmExCZ05 | rWtd | All | SCG | SFm | Ex | CZ05 | rNCEH | 2368.5125 | HV_SCGSFmExCZ05 | rNCEH | 2368.5125
1757 | 4 | 1 | 1 | 5 | 5 | 1 | HV_SCGSFmExCZ05rDXOH | ResHVAC | HV_SCGSFmExCZ05 | rWtd | All | SCG | SFm | Ex | CZ05 | rDXOH | 488.7057 | HV_SCGSFmExCZ05 | rDXOH | 488.7057
1758 | 4 | 1 | 1 | 5 | 6 | 1 | HV_SCGSFmExCZ05rNCOH | ResHVAC | HV_SCGSFmExCZ05 | rWtd | All | SCG | SFm | Ex | CZ05 | rNCOH | 3315.9175 | HV_SCGSFmExCZ05 | rNCOH | 3315.9175
1759 | 4 | 1 | 1 | 6 | 1 | 1 | HV_SCGSFmExCZ06rDXGF | ResHVAC | HV_SCGSFmExCZ06 | rWtd | All | SCG | SFm | Ex | CZ06 | rDXGF | 137045.6103 | HV_SCGSFmExCZ06 | rDXGF | 137045.6103
1760 | 4 | 1 | 1 | 6 | 2 | 1 | HV_SCGSFmExCZ06rNCGF | ResHVAC | HV_SCGSFmExCZ06 | rWtd | All | SCG | SFm | Ex | CZ06 | rNCGF | 204693.3999 | HV_SCGSFmExCZ06 | rNCGF | 204693.3999
1761 | 4 | 1 | 1 | 6 | 3 | 1 | HV_SCGSFmExCZ06rDXHP | ResHVAC | HV_SCGSFmExCZ06 | rWtd | All | SCG | SFm | Ex | CZ06 | rDXHP | 7876.1845 | HV_SCGSFmExCZ06 | rDXHP | 7876.1845
1762 | 4 | 1 | 1 | 6 | 4 | 1 | HV_SCGSFmExCZ06rNCEH | ResHVAC | HV_SCGSFmExCZ06 | rWtd | All | SCG | SFm | Ex | CZ06 | rNCEH | 11763.9885 | HV_SCGSFmExCZ06 | rNCEH | 11763.9885
1763 | 4 | 1 | 1 | 6 | 5 | 1 | HV_SCGSFmExCZ06rDXOH | ResHVAC | HV_SCGSFmExCZ06 | rWtd | All | SCG | SFm | Ex | CZ06 | rDXOH | 11026.6583 | HV_SCGSFmExCZ06 | rDXOH | 11026.6583
1764 | 4 | 1 | 1 | 6 | 6 | 1 | HV_SCGSFmExCZ06rNCOH | ResHVAC | HV_SCGSFmExCZ06 | rWtd | All | SCG | SFm | Ex | CZ06 | rNCOH | 16469.5839 | HV_SCGSFmExCZ06 | rNCOH | 16469.5839
1765 | 4 | 1 | 1 | 7 | 1 | 0 | HV_SCGSFmExCZ07rDXGF | ResHVAC | HV_SCGSFmExCZ07 | rWtd | All | SCG | SFm | Ex | CZ07 | rDXGF | 0 | HV_SCGSFmExCZ07 | rDXGF | 0
1766 | 4 | 1 | 1 | 7 | 2 | 0 | HV_SCGSFmExCZ07rNCGF | ResHVAC | HV_SCGSFmExCZ07 | rWtd | All | SCG | SFm | Ex | CZ07 | rNCGF | 0 | HV_SCGSFmExCZ07 | rNCGF | 0
1767 | 4 | 1 | 1 | 7 | 3 | 0 | HV_SCGSFmExCZ07rDXHP | ResHVAC | HV_SCGSFmExCZ07 | rWtd | All | SCG | SFm | Ex | CZ07 | rDXHP | 0 | HV_SCGSFmExCZ07 | rDXHP | 0
1768 | 4 | 1 | 1 | 7 | 4 | 0 | HV_SCGSFmExCZ07rNCEH | ResHVAC | HV_SCGSFmExCZ07 | rWtd | All | SCG | SFm | Ex | CZ07 | rNCEH | 0 | HV_SCGSFmExCZ07 | rNCEH | 0
1769 | 4 | 1 | 1 | 7 | 5 | 0 | HV_SCGSFmExCZ07rDXOH | ResHVAC | HV_SCGSFmExCZ07 | rWtd | All | SCG | SFm | Ex | CZ07 | rDXOH | 0 | HV_SCGSFmExCZ07 | rDXOH | 0
1770 | 4 | 1 | 1 | 7 | 6 | 0 | HV_SCGSFmExCZ07rNCOH | ResHVAC | HV_SCGSFmExCZ07 | rWtd | All | SCG | SFm | Ex | CZ07 | rNCOH | 0 | HV_SCGSFmExCZ07 | rNCOH | 0
1771 | 4 | 1 | 1 | 8 | 1 | 1 | HV_SCGSFmExCZ08rDXGF | ResHVAC | HV_SCGSFmExCZ08 | rWtd | All | SCG | SFm | Ex | CZ08 | rDXGF | 202825.7883 | HV_SCGSFmExCZ08 | rDXGF | 202825.7883
1772 | 4 | 1 | 1 | 8 | 2 | 1 | HV_SCGSFmExCZ08rNCGF | ResHVAC | HV_SCGSFmExCZ08 | rWtd | All | SCG | SFm | Ex | CZ08 | rNCGF | 215951.6001 | HV_SCGSFmExCZ08 | rNCGF | 215951.6001
1773 | 4 | 1 | 1 | 8 | 3 | 1 | HV_SCGSFmExCZ08rDXHP | ResHVAC | HV_SCGSFmExCZ08 | rWtd | All | SCG | SFm | Ex | CZ08 | rDXHP | 11656.6545 | HV_SCGSFmExCZ08 | rDXHP | 11656.6545
1774 | 4 | 1 | 1 | 8 | 4 | 1 | HV_SCGSFmExCZ08rNCEH | ResHVAC | HV_SCGSFmExCZ08 | rWtd | All | SCG | SFm | Ex | CZ08 | rNCEH | 12411.0115 | HV_SCGSFmExCZ08 | rNCEH | 12411.0115
1775 | 4 | 1 | 1 | 8 | 5 | 1 | HV_SCGSFmExCZ08rDXOH | ResHVAC | HV_SCGSFmExCZ08 | rWtd | All | SCG | SFm | Ex | CZ08 | rDXOH | 16319.3163 | HV_SCGSFmExCZ08 | rDXOH | 16319.3163
1776 | 4 | 1 | 1 | 8 | 6 | 1 | HV_SCGSFmExCZ08rNCOH | ResHVAC | HV_SCGSFmExCZ08 | rWtd | All | SCG | SFm | Ex | CZ08 | rNCOH | 17375.4161 | HV_SCGSFmExCZ08 | rNCOH | 17375.4161
1777 | 4 | 1 | 1 | 9 | 1 | 1 | HV_SCGSFmExCZ09rDXGF | ResHVAC | HV_SCGSFmExCZ09 | rWtd | All | SCG | SFm | Ex | CZ09 | rDXGF | 415159.0323 | HV_SCGSFmExCZ09 | rDXGF | 415159.0323
1778 | 4 | 1 | 1 | 9 | 2 | 1 | HV_SCGSFmExCZ09rNCGF | ResHVAC | HV_SCGSFmExCZ09 | rWtd | All | SCG | SFm | Ex | CZ09 | rNCGF | 120931.479 | HV_SCGSFmExCZ09 | rNCGF | 120931.479
1779 | 4 | 1 | 1 | 9 | 3 | 1 | HV_SCGSFmExCZ09rDXHP | ResHVAC | HV_SCGSFmExCZ09 | rWtd | All | SCG | SFm | Ex | CZ09 | rDXHP | 23859.7145 | HV_SCGSFmExCZ09 | rDXHP | 23859.7145
1780 | 4 | 1 | 1 | 9 | 4 | 1 | HV_SCGSFmExCZ09rNCEH | ResHVAC | HV_SCGSFmExCZ09 | rWtd | All | SCG | SFm | Ex | CZ09 | rNCEH | 6950.085 | HV_SCGSFmExCZ09 | rNCEH | 6950.085
1781 | 4 | 1 | 1 | 9 | 5 | 1 | HV_SCGSFmExCZ09rDXOH | ResHVAC | HV_SCGSFmExCZ09 | rWtd | All | SCG | SFm | Ex | CZ09 | rDXOH | 33403.6003 | HV_SCGSFmExCZ09 | rDXOH | 33403.6003
1782 | 4 | 1 | 1 | 9 | 6 | 1 | HV_SCGSFmExCZ09rNCOH | ResHVAC | HV_SCGSFmExCZ09 | rWtd | All | SCG | SFm | Ex | CZ09 | rNCOH | 9730.119 | HV_SCGSFmExCZ09 | rNCOH | 9730.119
1783 | 4 | 1 | 1 | 10 | 1 | 1 | HV_SCGSFmExCZ10rDXGF | ResHVAC | HV_SCGSFmExCZ10 | rWtd | All | SCG | SFm | Ex | CZ10 | rDXGF | 358943.7561 | HV_SCGSFmExCZ10 | rDXGF | 358943.7561
1784 | 4 | 1 | 1 | 10 | 2 | 1 | HV_SCGSFmExCZ10rNCGF | ResHVAC | HV_SCGSFmExCZ10 | rWtd | All | SCG | SFm | Ex | CZ10 | rNCGF | 21564.8031 | HV_SCGSFmExCZ10 | rNCGF | 21564.8031
1785 | 4 | 1 | 1 | 10 | 3 | 1 | HV_SCGSFmExCZ10rDXHP | ResHVAC | HV_SCGSFmExCZ10 | rWtd | All | SCG | SFm | Ex | CZ10 | rDXHP | 20628.9515 | HV_SCGSFmExCZ10 | rDXHP | 20628.9515
1786 | 4 | 1 | 1 | 10 | 4 | 1 | HV_SCGSFmExCZ10rNCEH | ResHVAC | HV_SCGSFmExCZ10 | rWtd | All | SCG | SFm | Ex | CZ10 | rNCEH | 1239.3565 | HV_SCGSFmExCZ10 | rNCEH | 1239.3565
1787 | 4 | 1 | 1 | 10 | 5 | 1 | HV_SCGSFmExCZ10rDXOH | ResHVAC | HV_SCGSFmExCZ10 | rWtd | All | SCG | SFm | Ex | CZ10 | rDXOH | 28880.5321 | HV_SCGSFmExCZ10 | rDXOH | 28880.5321
1788 | 4 | 1 | 1 | 10 | 6 | 1 | HV_SCGSFmExCZ10rNCOH | ResHVAC | HV_SCGSFmExCZ10 | rWtd | All | SCG | SFm | Ex | CZ10 | rNCOH | 1735.0991 | HV_SCGSFmExCZ10 | rNCOH | 1735.0991
1789 | 4 | 1 | 1 | 11 | 1 | 0 | HV_SCGSFmExCZ11rDXGF | ResHVAC | HV_SCGSFmExCZ11 | rWtd | All | SCG | SFm | Ex | CZ11 | rDXGF | 0 | HV_SCGSFmExCZ11 | rDXGF | 0
1790 | 4 | 1 | 1 | 11 | 2 | 0 | HV_SCGSFmExCZ11rNCGF | ResHVAC | HV_SCGSFmExCZ11 | rWtd | All | SCG | SFm | Ex | CZ11 | rNCGF | 0 | HV_SCGSFmExCZ11 | rNCGF | 0
1791 | 4 | 1 | 1 | 11 | 3 | 0 | HV_SCGSFmExCZ11rDXHP | ResHVAC | HV_SCGSFmExCZ11 | rWtd | All | SCG | SFm | Ex | CZ11 | rDXHP | 0 | HV_SCGSFmExCZ11 | rDXHP | 0
1792 | 4 | 1 | 1 | 11 | 4 | 0 | HV_SCGSFmExCZ11rNCEH | ResHVAC | HV_SCGSFmExCZ11 | rWtd | All | SCG | SFm | Ex | CZ11 | rNCEH | 0 | HV_SCGSFmExCZ11 | rNCEH | 0
1793 | 4 | 1 | 1 | 11 | 5 | 0 | HV_SCGSFmExCZ11rDXOH | ResHVAC | HV_SCGSFmExCZ11 | rWtd | All | SCG | SFm | Ex | CZ11 | rDXOH | 0 | HV_SCGSFmExCZ11 | rDXOH | 0
1794 | 4 | 1 | 1 | 11 | 6 | 0 | HV_SCGSFmExCZ11rNCOH | ResHVAC | HV_SCGSFmExCZ11 | rWtd | All | SCG | SFm | Ex | CZ11 | rNCOH | 0 | HV_SCGSFmExCZ11 | rNCOH | 0
1795 | 4 | 1 | 1 | 12 | 1 | 0 | HV_SCGSFmExCZ12rDXGF | ResHVAC | HV_SCGSFmExCZ12 | rWtd | All | SCG | SFm | Ex | CZ12 | rDXGF | 0 | HV_SCGSFmExCZ12 | rDXGF | 0
1796 | 4 | 1 | 1 | 12 | 2 | 0 | HV_SCGSFmExCZ12rNCGF | ResHVAC | HV_SCGSFmExCZ12 | rWtd | All | SCG | SFm | Ex | CZ12 | rNCGF | 0 | HV_SCGSFmExCZ12 | rNCGF | 0
1797 | 4 | 1 | 1 | 12 | 3 | 0 | HV_SCGSFmExCZ12rDXHP | ResHVAC | HV_SCGSFmExCZ12 | rWtd | All | SCG | SFm | Ex | CZ12 | rDXHP | 0 | HV_SCGSFmExCZ12 | rDXHP | 0
1798 | 4 | 1 | 1 | 12 | 4 | 0 | HV_SCGSFmExCZ12rNCEH | ResHVAC | HV_SCGSFmExCZ12 | rWtd | All | SCG | SFm | Ex | CZ12 | rNCEH | 0 | HV_SCGSFmExCZ12 | rNCEH | 0
1799 | 4 | 1 | 1 | 12 | 5 | 0 | HV_SCGSFmExCZ12rDXOH | ResHVAC | HV_SCGSFmExCZ12 | rWtd | All | SCG | SFm | Ex | CZ12 | rDXOH | 0 | HV_SCGSFmExCZ12 | rDXOH | 0
1800 | 4 | 1 | 1 | 12 | 6 | 0 | HV_SCGSFmExCZ12rNCOH | ResHVAC | HV_SCGSFmExCZ12 | rWtd | All | SCG | SFm | Ex | CZ12 | rNCOH | 0 | HV_SCGSFmExCZ12 | rNCOH | 0
1801 | 4 | 1 | 1 | 13 | 1 | 1 | HV_SCGSFmExCZ13rDXGF | ResHVAC | HV_SCGSFmExCZ13 | rWtd | All | SCG | SFm | Ex | CZ13 | rDXGF | 52937.6643 | HV_SCGSFmExCZ13 | rDXGF | 52937.6643
1802 | 4 | 1 | 1 | 13 | 2 | 1 | HV_SCGSFmExCZ13rNCGF | ResHVAC | HV_SCGSFmExCZ13 | rWtd | All | SCG | SFm | Ex | CZ13 | rNCGF | 1356.5823 | HV_SCGSFmExCZ13 | rNCGF | 1356.5823
1803 | 4 | 1 | 1 | 13 | 3 | 1 | HV_SCGSFmExCZ13rDXHP | ResHVAC | HV_SCGSFmExCZ13 | rWtd | All | SCG | SFm | Ex | CZ13 | rDXHP | 3042.3945 | HV_SCGSFmExCZ13 | rDXHP | 3042.3945
1804 | 4 | 1 | 1 | 13 | 4 | 1 | HV_SCGSFmExCZ13rNCEH | ResHVAC | HV_SCGSFmExCZ13 | rWtd | All | SCG | SFm | Ex | CZ13 | rNCEH | 77.9645 | HV_SCGSFmExCZ13 | rNCEH | 77.9645
1805 | 4 | 1 | 1 | 13 | 5 | 1 | HV_SCGSFmExCZ13rDXOH | ResHVAC | HV_SCGSFmExCZ13 | rWtd | All | SCG | SFm | Ex | CZ13 | rDXOH | 4259.3523 | HV_SCGSFmExCZ13 | rDXOH | 4259.3523
1806 | 4 | 1 | 1 | 13 | 6 | 1 | HV_SCGSFmExCZ13rNCOH | ResHVAC | HV_SCGSFmExCZ13 | rWtd | All | SCG | SFm | Ex | CZ13 | rNCOH | 109.1503 | HV_SCGSFmExCZ13 | rNCOH | 109.1503
1807 | 4 | 1 | 1 | 14 | 1 | 1 | HV_SCGSFmExCZ14rDXGF | ResHVAC | HV_SCGSFmExCZ14 | rWtd | All | SCG | SFm | Ex | CZ14 | rDXGF | 78281.1645 | HV_SCGSFmExCZ14 | rDXGF | 78281.1645
1808 | 4 | 1 | 1 | 14 | 2 | 1 | HV_SCGSFmExCZ14rNCGF | ResHVAC | HV_SCGSFmExCZ14 | rWtd | All | SCG | SFm | Ex | CZ14 | rNCGF | 577.0014 | HV_SCGSFmExCZ14 | rNCGF | 577.0014
1809 | 4 | 1 | 1 | 14 | 3 | 1 | HV_SCGSFmExCZ14rDXHP | ResHVAC | HV_SCGSFmExCZ14 | rWtd | All | SCG | SFm | Ex | CZ14 | rDXHP | 4498.9175 | HV_SCGSFmExCZ14 | rDXHP | 4498.9175
1810 | 4 | 1 | 1 | 14 | 4 | 1 | HV_SCGSFmExCZ14rNCEH | ResHVAC | HV_SCGSFmExCZ14 | rWtd | All | SCG | SFm | Ex | CZ14 | rNCEH | 33.161 | HV_SCGSFmExCZ14 | rNCEH | 33.161
1811 | 4 | 1 | 1 | 14 | 5 | 1 | HV_SCGSFmExCZ14rDXOH | ResHVAC | HV_SCGSFmExCZ14 | rWtd | All | SCG | SFm | Ex | CZ14 | rDXOH | 6298.4845 | HV_SCGSFmExCZ14 | rDXOH | 6298.4845
1812 | 4 | 1 | 1 | 14 | 6 | 1 | HV_SCGSFmExCZ14rNCOH | ResHVAC | HV_SCGSFmExCZ14 | rWtd | All | SCG | SFm | Ex | CZ14 | rNCOH | 46.4254 | HV_SCGSFmExCZ14 | rNCOH | 46.4254
1813 | 4 | 1 | 1 | 15 | 1 | 1 | HV_SCGSFmExCZ15rDXGF | ResHVAC | HV_SCGSFmExCZ15 | rWtd | All | SCG | SFm | Ex | CZ15 | rDXGF | 18619.2528 | HV_SCGSFmExCZ15 | rDXGF | 18619.2528
1814 | 4 | 1 | 1 | 15 | 2 | 1 | HV_SCGSFmExCZ15rNCGF | ResHVAC | HV_SCGSFmExCZ15 | rWtd | All | SCG | SFm | Ex | CZ15 | rNCGF | 282.576 | HV_SCGSFmExCZ15 | rNCGF | 282.576
1815 | 4 | 1 | 1 | 15 | 3 | 1 | HV_SCGSFmExCZ15rDXHP | ResHVAC | HV_SCGSFmExCZ15 | rWtd | All | SCG | SFm | Ex | CZ15 | rDXHP | 1070.072 | HV_SCGSFmExCZ15 | rDXHP | 1070.072
1816 | 4 | 1 | 1 | 15 | 4 | 1 | HV_SCGSFmExCZ15rNCEH | ResHVAC | HV_SCGSFmExCZ15 | rWtd | All | SCG | SFm | Ex | CZ15 | rNCEH | 16.24 | HV_SCGSFmExCZ15 | rNCEH | 16.24
1817 | 4 | 1 | 1 | 15 | 5 | 1 | HV_SCGSFmExCZ15rDXOH | ResHVAC | HV_SCGSFmExCZ15 | rWtd | All | SCG | SFm | Ex | CZ15 | rDXOH | 1498.1008 | HV_SCGSFmExCZ15 | rDXOH | 1498.1008
1818 | 4 | 1 | 1 | 15 | 6 | 1 | HV_SCGSFmExCZ15rNCOH | ResHVAC | HV_SCGSFmExCZ15 | rWtd | All | SCG | SFm | Ex | CZ15 | rNCOH | 22.736 | HV_SCGSFmExCZ15 | rNCOH | 22.736
1819 | 4 | 1 | 1 | 16 | 1 | 1 | HV_SCGSFmExCZ16rDXGF | ResHVAC | HV_SCGSFmExCZ16 | rWtd | All | SCG | SFm | Ex | CZ16 | rDXGF | 13446.8679 | HV_SCGSFmExCZ16 | rDXGF | 13446.8679
1820 | 4 | 1 | 1 | 16 | 2 | 1 | HV_SCGSFmExCZ16rNCGF | ResHVAC | HV_SCGSFmExCZ16 | rWtd | All | SCG | SFm | Ex | CZ16 | rNCGF | 7119.9495 | HV_SCGSFmExCZ16 | rNCGF | 7119.9495
1821 | 4 | 1 | 1 | 16 | 3 | 1 | HV_SCGSFmExCZ16rDXHP | ResHVAC | HV_SCGSFmExCZ16 | rWtd | All | SCG | SFm | Ex | CZ16 | rDXHP | 772.8085 | HV_SCGSFmExCZ16 | rDXHP | 772.8085
1822 | 4 | 1 | 1 | 16 | 4 | 1 | HV_SCGSFmExCZ16rNCEH | ResHVAC | HV_SCGSFmExCZ16 | rWtd | All | SCG | SFm | Ex | CZ16 | rNCEH | 409.1925 | HV_SCGSFmExCZ16 | rNCEH | 409.1925
1823 | 4 | 1 | 1 | 16 | 5 | 1 | HV_SCGSFmExCZ16rDXOH | ResHVAC | HV_SCGSFmExCZ16 | rWtd | All | SCG | SFm | Ex | CZ16 | rDXOH | 1081.9319 | HV_SCGSFmExCZ16 | rDXOH | 1081.9319
1824 | 4 | 1 | 1 | 16 | 6 | 1 | HV_SCGSFmExCZ16rNCOH | ResHVAC | HV_SCGSFmExCZ16 | rWtd | All | SCG | SFm | Ex | CZ16 | rNCOH | 572.8695 | HV_SCGSFmExCZ16 | rNCOH | 572.8695
1825 | 4 | 1 | 2 | 1 | 1 | 0 | HV_SCGSFmNewCZ01rDXGF | ResHVAC | HV_SCGSFmNewCZ01 | rWtd | All | SCG | SFm | New | CZ01 | rDXGF | 0 | HV_SCGSFmNewCZ01 | rDXGF | 0
1826 | 4 | 1 | 2 | 1 | 2 | 0 | HV_SCGSFmNewCZ01rNCGF | ResHVAC | HV_SCGSFmNewCZ01 | rWtd | All | SCG | SFm | New | CZ01 | rNCGF | 0 | HV_SCGSFmNewCZ01 | rNCGF | 0
1827 | 4 | 1 | 2 | 1 | 3 | 0 | HV_SCGSFmNewCZ01rDXHP | ResHVAC | HV_SCGSFmNewCZ01 | rWtd | All | SCG | SFm | New | CZ01 | rDXHP | 0 | HV_SCGSFmNewCZ01 | rDXHP | 0
1828 | 4 | 1 | 2 | 1 | 4 | 0 | HV_SCGSFmNewCZ01rNCEH | ResHVAC | HV_SCGSFmNewCZ01 | rWtd | All | SCG | SFm | New | CZ01 | rNCEH | 0 | HV_SCGSFmNewCZ01 | rNCEH | 0
1829 | 4 | 1 | 2 | 1 | 5 | 0 | HV_SCGSFmNewCZ01rDXOH | ResHVAC | HV_SCGSFmNewCZ01 | rWtd | All | SCG | SFm | New | CZ01 | rDXOH | 0 | HV_SCGSFmNewCZ01 | rDXOH | 0
1830 | 4 | 1 | 2 | 1 | 6 | 0 | HV_SCGSFmNewCZ01rNCOH | ResHVAC | HV_SCGSFmNewCZ01 | rWtd | All | SCG | SFm | New | CZ01 | rNCOH | 0 | HV_SCGSFmNewCZ01 | rNCOH | 0
1831 | 4 | 1 | 2 | 2 | 1 | 0 | HV_SCGSFmNewCZ02rDXGF | ResHVAC | HV_SCGSFmNewCZ02 | rWtd | All | SCG | SFm | New | CZ02 | rDXGF | 0 | HV_SCGSFmNewCZ02 | rDXGF | 0
1832 | 4 | 1 | 2 | 2 | 2 | 0 | HV_SCGSFmNewCZ02rNCGF | ResHVAC | HV_SCGSFmNewCZ02 | rWtd | All | SCG | SFm | New | CZ02 | rNCGF | 0 | HV_SCGSFmNewCZ02 | rNCGF | 0
1833 | 4 | 1 | 2 | 2 | 3 | 0 | HV_SCGSFmNewCZ02rDXHP | ResHVAC | HV_SCGSFmNewCZ02 | rWtd | All | SCG | SFm | New | CZ02 | rDXHP | 0 | HV_SCGSFmNewCZ02 | rDXHP | 0
1834 | 4 | 1 | 2 | 2 | 4 | 0 | HV_SCGSFmNewCZ02rNCEH | ResHVAC | HV_SCGSFmNewCZ02 | rWtd | All | SCG | SFm | New | CZ02 | rNCEH | 0 | HV_SCGSFmNewCZ02 | rNCEH | 0
1835 | 4 | 1 | 2 | 2 | 5 | 0 | HV_SCGSFmNewCZ02rDXOH | ResHVAC | HV_SCGSFmNewCZ02 | rWtd | All | SCG | SFm | New | CZ02 | rDXOH | 0 | HV_SCGSFmNewCZ02 | rDXOH | 0
1836 | 4 | 1 | 2 | 2 | 6 | 0 | HV_SCGSFmNewCZ02rNCOH | ResHVAC | HV_SCGSFmNewCZ02 | rWtd | All | SCG | SFm | New | CZ02 | rNCOH | 0 | HV_SCGSFmNewCZ02 | rNCOH | 0
1837 | 4 | 1 | 2 | 3 | 1 | 0 | HV_SCGSFmNewCZ03rDXGF | ResHVAC | HV_SCGSFmNewCZ03 | rWtd | All | SCG | SFm | New | CZ03 | rDXGF | 0 | HV_SCGSFmNewCZ03 | rDXGF | 0
1838 | 4 | 1 | 2 | 3 | 2 | 0 | HV_SCGSFmNewCZ03rNCGF | ResHVAC | HV_SCGSFmNewCZ03 | rWtd | All | SCG | SFm | New | CZ03 | rNCGF | 0 | HV_SCGSFmNewCZ03 | rNCGF | 0
1839 | 4 | 1 | 2 | 3 | 3 | 0 | HV_SCGSFmNewCZ03rDXHP | ResHVAC | HV_SCGSFmNewCZ03 | rWtd | All | SCG | SFm | New | CZ03 | rDXHP | 0 | HV_SCGSFmNewCZ03 | rDXHP | 0
1840 | 4 | 1 | 2 | 3 | 4 | 0 | HV_SCGSFmNewCZ03rNCEH | ResHVAC | HV_SCGSFmNewCZ03 | rWtd | All | SCG | SFm | New | CZ03 | rNCEH | 0 | HV_SCGSFmNewCZ03 | rNCEH | 0
1841 | 4 | 1 | 2 | 3 | 5 | 0 | HV_SCGSFmNewCZ03rDXOH | ResHVAC | HV_SCGSFmNewCZ03 | rWtd | All | SCG | SFm | New | CZ03 | rDXOH | 0 | HV_SCGSFmNewCZ03 | rDXOH | 0
1842 | 4 | 1 | 2 | 3 | 6 | 0 | HV_SCGSFmNewCZ03rNCOH | ResHVAC | HV_SCGSFmNewCZ03 | rWtd | All | SCG | SFm | New | CZ03 | rNCOH | 0 | HV_SCGSFmNewCZ03 | rNCOH | 0
1843 | 4 | 1 | 2 | 4 | 1 | 0 | HV_SCGSFmNewCZ04rDXGF | ResHVAC | HV_SCGSFmNewCZ04 | rWtd | All | SCG | SFm | New | CZ04 | rDXGF | 0 | HV_SCGSFmNewCZ04 | rDXGF | 0
1844 | 4 | 1 | 2 | 4 | 2 | 0 | HV_SCGSFmNewCZ04rNCGF | ResHVAC | HV_SCGSFmNewCZ04 | rWtd | All | SCG | SFm | New | CZ04 | rNCGF | 0 | HV_SCGSFmNewCZ04 | rNCGF | 0
1845 | 4 | 1 | 2 | 4 | 3 | 0 | HV_SCGSFmNewCZ04rDXHP | ResHVAC | HV_SCGSFmNewCZ04 | rWtd | All | SCG | SFm | New | CZ04 | rDXHP | 0 | HV_SCGSFmNewCZ04 | rDXHP | 0
1846 | 4 | 1 | 2 | 4 | 4 | 0 | HV_SCGSFmNewCZ04rNCEH | ResHVAC | HV_SCGSFmNewCZ04 | rWtd | All | SCG | SFm | New | CZ04 | rNCEH | 0 | HV_SCGSFmNewCZ04 | rNCEH | 0
1847 | 4 | 1 | 2 | 4 | 5 | 0 | HV_SCGSFmNewCZ04rDXOH | ResHVAC | HV_SCGSFmNewCZ04 | rWtd | All | SCG | SFm | New | CZ04 | rDXOH | 0 | HV_SCGSFmNewCZ04 | rDXOH | 0
1848 | 4 | 1 | 2 | 4 | 6 | 0 | HV_SCGSFmNewCZ04rNCOH | ResHVAC | HV_SCGSFmNewCZ04 | rWtd | All | SCG | SFm | New | CZ04 | rNCOH | 0 | HV_SCGSFmNewCZ04 | rNCOH | 0
1849 | 4 | 1 | 2 | 5 | 1 | 1 | HV_SCGSFmNewCZ05rDXGF | ResHVAC | HV_SCGSFmNewCZ05 | rWtd | All | SCG | SFm | New | CZ05 | rDXGF | 105.7398 | HV_SCGSFmNewCZ05 | rDXGF | 105.7398
1850 | 4 | 1 | 2 | 5 | 2 | 1 | HV_SCGSFmNewCZ05rNCGF | ResHVAC | HV_SCGSFmNewCZ05 | rWtd | All | SCG | SFm | New | CZ05 | rNCGF | 674.424 | HV_SCGSFmNewCZ05 | rNCGF | 674.424
1851 | 4 | 1 | 2 | 5 | 3 | 1 | HV_SCGSFmNewCZ05rDXHP | ResHVAC | HV_SCGSFmNewCZ05 | rWtd | All | SCG | SFm | New | CZ05 | rDXHP | 6.077 | HV_SCGSFmNewCZ05 | rDXHP | 6.077
1852 | 4 | 1 | 2 | 5 | 4 | 1 | HV_SCGSFmNewCZ05rNCEH | ResHVAC | HV_SCGSFmNewCZ05 | rWtd | All | SCG | SFm | New | CZ05 | rNCEH | 38.76 | HV_SCGSFmNewCZ05 | rNCEH | 38.76
1853 | 4 | 1 | 2 | 5 | 5 | 1 | HV_SCGSFmNewCZ05rDXOH | ResHVAC | HV_SCGSFmNewCZ05 | rWtd | All | SCG | SFm | New | CZ05 | rDXOH | 8.5078 | HV_SCGSFmNewCZ05 | rDXOH | 8.5078
1854 | 4 | 1 | 2 | 5 | 6 | 1 | HV_SCGSFmNewCZ05rNCOH | ResHVAC | HV_SCGSFmNewCZ05 | rWtd | All | SCG | SFm | New | CZ05 | rNCOH | 54.264 | HV_SCGSFmNewCZ05 | rNCOH | 54.264
1855 | 4 | 1 | 2 | 6 | 1 | 1 | HV_SCGSFmNewCZ06rDXGF | ResHVAC | HV_SCGSFmNewCZ06 | rWtd | All | SCG | SFm | New | CZ06 | rDXGF | 8429.5692 | HV_SCGSFmNewCZ06 | rDXGF | 8429.5692
1856 | 4 | 1 | 2 | 6 | 2 | 1 | HV_SCGSFmNewCZ06rNCGF | ResHVAC | HV_SCGSFmNewCZ06 | rWtd | All | SCG | SFm | New | CZ06 | rNCGF | 3807.2766 | HV_SCGSFmNewCZ06 | rNCGF | 3807.2766
1857 | 4 | 1 | 2 | 6 | 3 | 1 | HV_SCGSFmNewCZ06rDXHP | ResHVAC | HV_SCGSFmNewCZ06 | rWtd | All | SCG | SFm | New | CZ06 | rDXHP | 484.458 | HV_SCGSFmNewCZ06 | rDXHP | 484.458
1858 | 4 | 1 | 2 | 6 | 4 | 1 | HV_SCGSFmNewCZ06rNCEH | ResHVAC | HV_SCGSFmNewCZ06 | rWtd | All | SCG | SFm | New | CZ06 | rNCEH | 218.809 | HV_SCGSFmNewCZ06 | rNCEH | 218.809
1859 | 4 | 1 | 2 | 6 | 5 | 1 | HV_SCGSFmNewCZ06rDXOH | ResHVAC | HV_SCGSFmNewCZ06 | rWtd | All | SCG | SFm | New | CZ06 | rDXOH | 678.2412 | HV_SCGSFmNewCZ06 | rDXOH | 678.2412
1860 | 4 | 1 | 2 | 6 | 6 | 1 | HV_SCGSFmNewCZ06rNCOH | ResHVAC | HV_SCGSFmNewCZ06 | rWtd | All | SCG | SFm | New | CZ06 | rNCOH | 306.3326 | HV_SCGSFmNewCZ06 | rNCOH | 306.3326
1861 | 4 | 1 | 2 | 7 | 1 | 0 | HV_SCGSFmNewCZ07rDXGF | ResHVAC | HV_SCGSFmNewCZ07 | rWtd | All | SCG | SFm | New | CZ07 | rDXGF | 0 | HV_SCGSFmNewCZ07 | rDXGF | 0
1862 | 4 | 1 | 2 | 7 | 2 | 0 | HV_SCGSFmNewCZ07rNCGF | ResHVAC | HV_SCGSFmNewCZ07 | rWtd | All | SCG | SFm | New | CZ07 | rNCGF | 0 | HV_SCGSFmNewCZ07 | rNCGF | 0
1863 | 4 | 1 | 2 | 7 | 3 | 0 | HV_SCGSFmNewCZ07rDXHP | ResHVAC | HV_SCGSFmNewCZ07 | rWtd | All | SCG | SFm | New | CZ07 | rDXHP | 0 | HV_SCGSFmNewCZ07 | rDXHP | 0
1864 | 4 | 1 | 2 | 7 | 4 | 0 | HV_SCGSFmNewCZ07rNCEH | ResHVAC | HV_SCGSFmNewCZ07 | rWtd | All | SCG | SFm | New | CZ07 | rNCEH | 0 | HV_SCGSFmNewCZ07 | rNCEH | 0
1865 | 4 | 1 | 2 | 7 | 5 | 0 | HV_SCGSFmNewCZ07rDXOH | ResHVAC | HV_SCGSFmNewCZ07 | rWtd | All | SCG | SFm | New | CZ07 | rDXOH | 0 | HV_SCGSFmNewCZ07 | rDXOH | 0
1866 | 4 | 1 | 2 | 7 | 6 | 0 | HV_SCGSFmNewCZ07rNCOH | ResHVAC | HV_SCGSFmNewCZ07 | rWtd | All | SCG | SFm | New | CZ07 | rNCOH | 0 | HV_SCGSFmNewCZ07 | rNCOH | 0
1867 | 4 | 1 | 2 | 8 | 1 | 1 | HV_SCGSFmNewCZ08rDXGF | ResHVAC | HV_SCGSFmNewCZ08 | rWtd | All | SCG | SFm | New | CZ08 | rDXGF | 4085.9028 | HV_SCGSFmNewCZ08 | rDXGF | 4085.9028
1868 | 4 | 1 | 2 | 8 | 2 | 1 | HV_SCGSFmNewCZ08rNCGF | ResHVAC | HV_SCGSFmNewCZ08 | rWtd | All | SCG | SFm | New | CZ08 | rNCGF | 1646.8578 | HV_SCGSFmNewCZ08 | rNCGF | 1646.8578
1869 | 4 | 1 | 2 | 8 | 3 | 1 | HV_SCGSFmNewCZ08rDXHP | ResHVAC | HV_SCGSFmNewCZ08 | rWtd | All | SCG | SFm | New | CZ08 | rDXHP | 234.822 | HV_SCGSFmNewCZ08 | rDXHP | 234.822
1870 | 4 | 1 | 2 | 8 | 4 | 1 | HV_SCGSFmNewCZ08rNCEH | ResHVAC | HV_SCGSFmNewCZ08 | rWtd | All | SCG | SFm | New | CZ08 | rNCEH | 94.647 | HV_SCGSFmNewCZ08 | rNCEH | 94.647
1871 | 4 | 1 | 2 | 8 | 5 | 1 | HV_SCGSFmNewCZ08rDXOH | ResHVAC | HV_SCGSFmNewCZ08 | rWtd | All | SCG | SFm | New | CZ08 | rDXOH | 328.7508 | HV_SCGSFmNewCZ08 | rDXOH | 328.7508
1872 | 4 | 1 | 2 | 8 | 6 | 1 | HV_SCGSFmNewCZ08rNCOH | ResHVAC | HV_SCGSFmNewCZ08 | rWtd | All | SCG | SFm | New | CZ08 | rNCOH | 132.5058 | HV_SCGSFmNewCZ08 | rNCOH | 132.5058
1873 | 4 | 1 | 2 | 9 | 1 | 1 | HV_SCGSFmNewCZ09rDXGF | ResHVAC | HV_SCGSFmNewCZ09 | rWtd | All | SCG | SFm | New | CZ09 | rDXGF | 5724.426 | HV_SCGSFmNewCZ09 | rDXGF | 5724.426
1874 | 4 | 1 | 2 | 9 | 2 | 1 | HV_SCGSFmNewCZ09rNCGF | ResHVAC | HV_SCGSFmNewCZ09 | rWtd | All | SCG | SFm | New | CZ09 | rNCGF | 0 | HV_SCGSFmNewCZ09 | rNCGF | 0
1875 | 4 | 1 | 2 | 9 | 3 | 1 | HV_SCGSFmNewCZ09rDXHP | ResHVAC | HV_SCGSFmNewCZ09 | rWtd | All | SCG | SFm | New | CZ09 | rDXHP | 328.99 | HV_SCGSFmNewCZ09 | rDXHP | 328.99
1876 | 4 | 1 | 2 | 9 | 4 | 1 | HV_SCGSFmNewCZ09rNCEH | ResHVAC | HV_SCGSFmNewCZ09 | rWtd | All | SCG | SFm | New | CZ09 | rNCEH | 0 | HV_SCGSFmNewCZ09 | rNCEH | 0
1877 | 4 | 1 | 2 | 9 | 5 | 1 | HV_SCGSFmNewCZ09rDXOH | ResHVAC | HV_SCGSFmNewCZ09 | rWtd | All | SCG | SFm | New | CZ09 | rDXOH | 460.586 | HV_SCGSFmNewCZ09 | rDXOH | 460.586
1878 | 4 | 1 | 2 | 9 | 6 | 1 | HV_SCGSFmNewCZ09rNCOH | ResHVAC | HV_SCGSFmNewCZ09 | rWtd | All | SCG | SFm | New | CZ09 | rNCOH | 0 | HV_SCGSFmNewCZ09 | rNCOH | 0
1879 | 4 | 1 | 2 | 10 | 1 | 1 | HV_SCGSFmNewCZ10rDXGF | ResHVAC | HV_SCGSFmNewCZ10 | rWtd | All | SCG | SFm | New | CZ10 | rDXGF | 18650.8164 | HV_SCGSFmNewCZ10 | rDXGF | 18650.8164
1880 | 4 | 1 | 2 | 10 | 2 | 1 | HV_SCGSFmNewCZ10rNCGF | ResHVAC | HV_SCGSFmNewCZ10 | rWtd | All | SCG | SFm | New | CZ10 | rNCGF | 0 | HV_SCGSFmNewCZ10 | rNCGF | 0
1881 | 4 | 1 | 2 | 10 | 3 | 1 | HV_SCGSFmNewCZ10rDXHP | ResHVAC | HV_SCGSFmNewCZ10 | rWtd | All | SCG | SFm | New | CZ10 | rDXHP | 1071.886 | HV_SCGSFmNewCZ10 | rDXHP | 1071.886
1882 | 4 | 1 | 2 | 10 | 4 | 1 | HV_SCGSFmNewCZ10rNCEH | ResHVAC | HV_SCGSFmNewCZ10 | rWtd | All | SCG | SFm | New | CZ10 | rNCEH | 0 | HV_SCGSFmNewCZ10 | rNCEH | 0
1883 | 4 | 1 | 2 | 10 | 5 | 1 | HV_SCGSFmNewCZ10rDXOH | ResHVAC | HV_SCGSFmNewCZ10 | rWtd | All | SCG | SFm | New | CZ10 | rDXOH | 1500.6404 | HV_SCGSFmNewCZ10 | rDXOH | 1500.6404
1884 | 4 | 1 | 2 | 10 | 6 | 1 | HV_SCGSFmNewCZ10rNCOH | ResHVAC | HV_SCGSFmNewCZ10 | rWtd | All | SCG | SFm | New | CZ10 | rNCOH | 0 | HV_SCGSFmNewCZ10 | rNCOH | 0
1885 | 4 | 1 | 2 | 11 | 1 | 0 | HV_SCGSFmNewCZ11rDXGF | ResHVAC | HV_SCGSFmNewCZ11 | rWtd | All | SCG | SFm | New | CZ11 | rDXGF | 0 | HV_SCGSFmNewCZ11 | rDXGF | 0
1886 | 4 | 1 | 2 | 11 | 2 | 0 | HV_SCGSFmNewCZ11rNCGF | ResHVAC | HV_SCGSFmNewCZ11 | rWtd | All | SCG | SFm | New | CZ11 | rNCGF | 0 | HV_SCGSFmNewCZ11 | rNCGF | 0
1887 | 4 | 1 | 2 | 11 | 3 | 0 | HV_SCGSFmNewCZ11rDXHP | ResHVAC | HV_SCGSFmNewCZ11 | rWtd | All | SCG | SFm | New | CZ11 | rDXHP | 0 | HV_SCGSFmNewCZ11 | rDXHP | 0
1888 | 4 | 1 | 2 | 11 | 4 | 0 | HV_SCGSFmNewCZ11rNCEH | ResHVAC | HV_SCGSFmNewCZ11 | rWtd | All | SCG | SFm | New | CZ11 | rNCEH | 0 | HV_SCGSFmNewCZ11 | rNCEH | 0
1889 | 4 | 1 | 2 | 11 | 5 | 0 | HV_SCGSFmNewCZ11rDXOH | ResHVAC | HV_SCGSFmNewCZ11 | rWtd | All | SCG | SFm | New | CZ11 | rDXOH | 0 | HV_SCGSFmNewCZ11 | rDXOH | 0
1890 | 4 | 1 | 2 | 11 | 6 | 0 | HV_SCGSFmNewCZ11rNCOH | ResHVAC | HV_SCGSFmNewCZ11 | rWtd | All | SCG | SFm | New | CZ11 | rNCOH | 0 | HV_SCGSFmNewCZ11 | rNCOH | 0
1891 | 4 | 1 | 2 | 12 | 1 | 0 | HV_SCGSFmNewCZ12rDXGF | ResHVAC | HV_SCGSFmNewCZ12 | rWtd | All | SCG | SFm | New | CZ12 | rDXGF | 0 | HV_SCGSFmNewCZ12 | rDXGF | 0
1892 | 4 | 1 | 2 | 12 | 2 | 0 | HV_SCGSFmNewCZ12rNCGF | ResHVAC | HV_SCGSFmNewCZ12 | rWtd | All | SCG | SFm | New | CZ12 | rNCGF | 0 | HV_SCGSFmNewCZ12 | rNCGF | 0
1893 | 4 | 1 | 2 | 12 | 3 | 0 | HV_SCGSFmNewCZ12rDXHP | ResHVAC | HV_SCGSFmNewCZ12 | rWtd | All | SCG | SFm | New | CZ12 | rDXHP | 0 | HV_SCGSFmNewCZ12 | rDXHP | 0
1894 | 4 | 1 | 2 | 12 | 4 | 0 | HV_SCGSFmNewCZ12rNCEH | ResHVAC | HV_SCGSFmNewCZ12 | rWtd | All | SCG | SFm | New | CZ12 | rNCEH | 0 | HV_SCGSFmNewCZ12 | rNCEH | 0
1895 | 4 | 1 | 2 | 12 | 5 | 0 | HV_SCGSFmNewCZ12rDXOH | ResHVAC | HV_SCGSFmNewCZ12 | rWtd | All | SCG | SFm | New | CZ12 | rDXOH | 0 | HV_SCGSFmNewCZ12 | rDXOH | 0
1896 | 4 | 1 | 2 | 12 | 6 | 0 | HV_SCGSFmNewCZ12rNCOH | ResHVAC | HV_SCGSFmNewCZ12 | rWtd | All | SCG | SFm | New | CZ12 | rNCOH | 0 | HV_SCGSFmNewCZ12 | rNCOH | 0
1897 | 4 | 1 | 2 | 13 | 1 | 1 | HV_SCGSFmNewCZ13rDXGF | ResHVAC | HV_SCGSFmNewCZ13 | rWtd | All | SCG | SFm | New | CZ13 | rDXGF | 2599.7688 | HV_SCGSFmNewCZ13 | rDXGF | 2599.7688
1898 | 4 | 1 | 2 | 13 | 2 | 1 | HV_SCGSFmNewCZ13rNCGF | ResHVAC | HV_SCGSFmNewCZ13 | rWtd | All | SCG | SFm | New | CZ13 | rNCGF | 0 | HV_SCGSFmNewCZ13 | rNCGF | 0
1899 | 4 | 1 | 2 | 13 | 3 | 1 | HV_SCGSFmNewCZ13rDXHP | ResHVAC | HV_SCGSFmNewCZ13 | rWtd | All | SCG | SFm | New | CZ13 | rDXHP | 149.412 | HV_SCGSFmNewCZ13 | rDXHP | 149.412
1900 | 4 | 1 | 2 | 13 | 4 | 1 | HV_SCGSFmNewCZ13rNCEH | ResHVAC | HV_SCGSFmNewCZ13 | rWtd | All | SCG | SFm | New | CZ13 | rNCEH | 0 | HV_SCGSFmNewCZ13 | rNCEH | 0
1901 | 4 | 1 | 2 | 13 | 5 | 1 | HV_SCGSFmNewCZ13rDXOH | ResHVAC | HV_SCGSFmNewCZ13 | rWtd | All | SCG | SFm | New | CZ13 | rDXOH | 209.1768 | HV_SCGSFmNewCZ13 | rDXOH | 209.1768
1902 | 4 | 1 | 2 | 13 | 6 | 1 | HV_SCGSFmNewCZ13rNCOH | ResHVAC | HV_SCGSFmNewCZ13 | rWtd | All | SCG | SFm | New | CZ13 | rNCOH | 0 | HV_SCGSFmNewCZ13 | rNCOH | 0
1903 | 4 | 1 | 2 | 14 | 1 | 1 | HV_SCGSFmNewCZ14rDXGF | ResHVAC | HV_SCGSFmNewCZ14 | rWtd | All | SCG | SFm | New | CZ14 | rDXGF | 1465.7064 | HV_SCGSFmNewCZ14 | rDXGF | 1465.7064
1904 | 4 | 1 | 2 | 14 | 2 | 1 | HV_SCGSFmNewCZ14rNCGF | ResHVAC | HV_SCGSFmNewCZ14 | rWtd | All | SCG | SFm | New | CZ14 | rNCGF | 0 | HV_SCGSFmNewCZ14 | rNCGF | 0
1905 | 4 | 1 | 2 | 14 | 3 | 1 | HV_SCGSFmNewCZ14rDXHP | ResHVAC | HV_SCGSFmNewCZ14 | rWtd | All | SCG | SFm | New | CZ14 | rDXHP | 84.236 | HV_SCGSFmNewCZ14 | rDXHP | 84.236
1906 | 4 | 1 | 2 | 14 | 4 | 1 | HV_SCGSFmNewCZ14rNCEH | ResHVAC | HV_SCGSFmNewCZ14 | rWtd | All | SCG | SFm | New | CZ14 | rNCEH | 0 | HV_SCGSFmNewCZ14 | rNCEH | 0
1907 | 4 | 1 | 2 | 14 | 5 | 1 | HV_SCGSFmNewCZ14rDXOH | ResHVAC | HV_SCGSFmNewCZ14 | rWtd | All | SCG | SFm | New | CZ14 | rDXOH | 117.9304 | HV_SCGSFmNewCZ14 | rDXOH | 117.9304
1908 | 4 | 1 | 2 | 14 | 6 | 1 | HV_SCGSFmNewCZ14rNCOH | ResHVAC | HV_SCGSFmNewCZ14 | rWtd | All | SCG | SFm | New | CZ14 | rNCOH | 0 | HV_SCGSFmNewCZ14 | rNCOH | 0
1909 | 4 | 1 | 2 | 15 | 1 | 1 | HV_SCGSFmNewCZ15rDXGF | ResHVAC | HV_SCGSFmNewCZ15 | rWtd | All | SCG | SFm | New | CZ15 | rDXGF | 469.5042 | HV_SCGSFmNewCZ15 | rDXGF | 469.5042
1910 | 4 | 1 | 2 | 15 | 2 | 1 | HV_SCGSFmNewCZ15rNCGF | ResHVAC | HV_SCGSFmNewCZ15 | rWtd | All | SCG | SFm | New | CZ15 | rNCGF | 0 | HV_SCGSFmNewCZ15 | rNCGF | 0
1911 | 4 | 1 | 2 | 15 | 3 | 1 | HV_SCGSFmNewCZ15rDXHP | ResHVAC | HV_SCGSFmNewCZ15 | rWtd | All | SCG | SFm | New | CZ15 | rDXHP | 26.983 | HV_SCGSFmNewCZ15 | rDXHP | 26.983
1912 | 4 | 1 | 2 | 15 | 4 | 1 | HV_SCGSFmNewCZ15rNCEH | ResHVAC | HV_SCGSFmNewCZ15 | rWtd | All | SCG | SFm | New | CZ15 | rNCEH | 0 | HV_SCGSFmNewCZ15 | rNCEH | 0
1913 | 4 | 1 | 2 | 15 | 5 | 1 | HV_SCGSFmNewCZ15rDXOH | ResHVAC | HV_SCGSFmNewCZ15 | rWtd | All | SCG | SFm | New | CZ15 | rDXOH | 37.7762 | HV_SCGSFmNewCZ15 | rDXOH | 37.7762
1914 | 4 | 1 | 2 | 15 | 6 | 1 | HV_SCGSFmNewCZ15rNCOH | ResHVAC | HV_SCGSFmNewCZ15 | rWtd | All | SCG | SFm | New | CZ15 | rNCOH | 0 | HV_SCGSFmNewCZ15 | rNCOH | 0
1915 | 4 | 1 | 2 | 16 | 1 | 1 | HV_SCGSFmNewCZ16rDXGF | ResHVAC | HV_SCGSFmNewCZ16 | rWtd | All | SCG | SFm | New | CZ16 | rDXGF | 65.1978 | HV_SCGSFmNewCZ16 | rDXGF | 65.1978
1916 | 4 | 1 | 2 | 16 | 2 | 1 | HV_SCGSFmNewCZ16rNCGF | ResHVAC | HV_SCGSFmNewCZ16 | rWtd | All | SCG | SFm | New | CZ16 | rNCGF | 65.1978 | HV_SCGSFmNewCZ16 | rNCGF | 65.1978
1917 | 4 | 1 | 2 | 16 | 3 | 1 | HV_SCGSFmNewCZ16rDXHP | ResHVAC | HV_SCGSFmNewCZ16 | rWtd | All | SCG | SFm | New | CZ16 | rDXHP | 3.747 | HV_SCGSFmNewCZ16 | rDXHP | 3.747
1918 | 4 | 1 | 2 | 16 | 4 | 1 | HV_SCGSFmNewCZ16rNCEH | ResHVAC | HV_SCGSFmNewCZ16 | rWtd | All | SCG | SFm | New | CZ16 | rNCEH | 3.747 | HV_SCGSFmNewCZ16 | rNCEH | 3.747
1919 | 4 | 1 | 2 | 16 | 5 | 1 | HV_SCGSFmNewCZ16rDXOH | ResHVAC | HV_SCGSFmNewCZ16 | rWtd | All | SCG | SFm | New | CZ16 | rDXOH | 5.2458 | HV_SCGSFmNewCZ16 | rDXOH | 5.2458
1920 | 4 | 1 | 2 | 16 | 6 | 1 | HV_SCGSFmNewCZ16rNCOH | ResHVAC | HV_SCGSFmNewCZ16 | rWtd | All | SCG | SFm | New | CZ16 | rNCOH | 5.2458 | HV_SCGSFmNewCZ16 | rNCOH | 5.2458
1921 | 4 | 2 | 1 | 1 | 1 | 0 | HV_SCGMFmExCZ01rDXGF | ResHVAC | HV_SCGMFmExCZ01 | rWtd | All | SCG | MFm | Ex | CZ01 | rDXGF | 0 | HV_SCGMFmExCZ01 | rDXGF | 0
1922 | 4 | 2 | 1 | 1 | 2 | 0 | HV_SCGMFmExCZ01rNCGF | ResHVAC | HV_SCGMFmExCZ01 | rWtd | All | SCG | MFm | Ex | CZ01 | rNCGF | 0 | HV_SCGMFmExCZ01 | rNCGF | 0
1923 | 4 | 2 | 1 | 1 | 3 | 0 | HV_SCGMFmExCZ01rDXHP | ResHVAC | HV_SCGMFmExCZ01 | rWtd | All | SCG | MFm | Ex | CZ01 | rDXHP | 0 | HV_SCGMFmExCZ01 | rDXHP | 0
1924 | 4 | 2 | 1 | 1 | 4 | 0 | HV_SCGMFmExCZ01rNCEH | ResHVAC | HV_SCGMFmExCZ01 | rWtd | All | SCG | MFm | Ex | CZ01 | rNCEH | 0 | HV_SCGMFmExCZ01 | rNCEH | 0
1925 | 4 | 2 | 1 | 1 | 5 | 0 | HV_SCGMFmExCZ01rDXOH | ResHVAC | HV_SCGMFmExCZ01 | rWtd | All | SCG | MFm | Ex | CZ01 | rDXOH | 0 | HV_SCGMFmExCZ01 | rDXOH | 0
1926 | 4 | 2 | 1 | 1 | 6 | 0 | HV_SCGMFmExCZ01rNCOH | ResHVAC | HV_SCGMFmExCZ01 | rWtd | All | SCG | MFm | Ex | CZ01 | rNCOH | 0 | HV_SCGMFmExCZ01 | rNCOH | 0
1927 | 4 | 2 | 1 | 2 | 1 | 0 | HV_SCGMFmExCZ02rDXGF | ResHVAC | HV_SCGMFmExCZ02 | rWtd | All | SCG | MFm | Ex | CZ02 | rDXGF | 0 | HV_SCGMFmExCZ02 | rDXGF | 0
1928 | 4 | 2 | 1 | 2 | 2 | 0 | HV_SCGMFmExCZ02rNCGF | ResHVAC | HV_SCGMFmExCZ02 | rWtd | All | SCG | MFm | Ex | CZ02 | rNCGF | 0 | HV_SCGMFmExCZ02 | rNCGF | 0
1929 | 4 | 2 | 1 | 2 | 3 | 0 | HV_SCGMFmExCZ02rDXHP | ResHVAC | HV_SCGMFmExCZ02 | rWtd | All | SCG | MFm | Ex | CZ02 | rDXHP | 0 | HV_SCGMFmExCZ02 | rDXHP | 0
1930 | 4 | 2 | 1 | 2 | 4 | 0 | HV_SCGMFmExCZ02rNCEH | ResHVAC | HV_SCGMFmExCZ02 | rWtd | All | SCG | MFm | Ex | CZ02 | rNCEH | 0 | HV_SCGMFmExCZ02 | rNCEH | 0
1931 | 4 | 2 | 1 | 2 | 5 | 0 | HV_SCGMFmExCZ02rDXOH | ResHVAC | HV_SCGMFmExCZ02 | rWtd | All | SCG | MFm | Ex | CZ02 | rDXOH | 0 | HV_SCGMFmExCZ02 | rDXOH | 0
1932 | 4 | 2 | 1 | 2 | 6 | 0 | HV_SCGMFmExCZ02rNCOH | ResHVAC | HV_SCGMFmExCZ02 | rWtd | All | SCG | MFm | Ex | CZ02 | rNCOH | 0 | HV_SCGMFmExCZ02 | rNCOH | 0
1933 | 4 | 2 | 1 | 3 | 1 | 0 | HV_SCGMFmExCZ03rDXGF | ResHVAC | HV_SCGMFmExCZ03 | rWtd | All | SCG | MFm | Ex | CZ03 | rDXGF | 0 | HV_SCGMFmExCZ03 | rDXGF | 0
1934 | 4 | 2 | 1 | 3 | 2 | 0 | HV_SCGMFmExCZ03rNCGF | ResHVAC | HV_SCGMFmExCZ03 | rWtd | All | SCG | MFm | Ex | CZ03 | rNCGF | 0 | HV_SCGMFmExCZ03 | rNCGF | 0
1935 | 4 | 2 | 1 | 3 | 3 | 0 | HV_SCGMFmExCZ03rDXHP | ResHVAC | HV_SCGMFmExCZ03 | rWtd | All | SCG | MFm | Ex | CZ03 | rDXHP | 0 | HV_SCGMFmExCZ03 | rDXHP | 0
1936 | 4 | 2 | 1 | 3 | 4 | 0 | HV_SCGMFmExCZ03rNCEH | ResHVAC | HV_SCGMFmExCZ03 | rWtd | All | SCG | MFm | Ex | CZ03 | rNCEH | 0 | HV_SCGMFmExCZ03 | rNCEH | 0
1937 | 4 | 2 | 1 | 3 | 5 | 0 | HV_SCGMFmExCZ03rDXOH | ResHVAC | HV_SCGMFmExCZ03 | rWtd | All | SCG | MFm | Ex | CZ03 | rDXOH | 0 | HV_SCGMFmExCZ03 | rDXOH | 0
1938 | 4 | 2 | 1 | 3 | 6 | 0 | HV_SCGMFmExCZ03rNCOH | ResHVAC | HV_SCGMFmExCZ03 | rWtd | All | SCG | MFm | Ex | CZ03 | rNCOH | 0 | HV_SCGMFmExCZ03 | rNCOH | 0
1939 | 4 | 2 | 1 | 4 | 1 | 0 | HV_SCGMFmExCZ04rDXGF | ResHVAC | HV_SCGMFmExCZ04 | rWtd | All | SCG | MFm | Ex | CZ04 | rDXGF | 0 | HV_SCGMFmExCZ04 | rDXGF | 0
1940 | 4 | 2 | 1 | 4 | 2 | 0 | HV_SCGMFmExCZ04rNCGF | ResHVAC | HV_SCGMFmExCZ04 | rWtd | All | SCG | MFm | Ex | CZ04 | rNCGF | 0 | HV_SCGMFmExCZ04 | rNCGF | 0
1941 | 4 | 2 | 1 | 4 | 3 | 0 | HV_SCGMFmExCZ04rDXHP | ResHVAC | HV_SCGMFmExCZ04 | rWtd | All | SCG | MFm | Ex | CZ04 | rDXHP | 0 | HV_SCGMFmExCZ04 | rDXHP | 0
1942 | 4 | 2 | 1 | 4 | 4 | 0 | HV_SCGMFmExCZ04rNCEH | ResHVAC | HV_SCGMFmExCZ04 | rWtd | All | SCG | MFm | Ex | CZ04 | rNCEH | 0 | HV_SCGMFmExCZ04 | rNCEH | 0
1943 | 4 | 2 | 1 | 4 | 5 | 0 | HV_SCGMFmExCZ04rDXOH | ResHVAC | HV_SCGMFmExCZ04 | rWtd | All | SCG | MFm | Ex | CZ04 | rDXOH | 0 | HV_SCGMFmExCZ04 | rDXOH | 0
1944 | 4 | 2 | 1 | 4 | 6 | 0 | HV_SCGMFmExCZ04rNCOH | ResHVAC | HV_SCGMFmExCZ04 | rWtd | All | SCG | MFm | Ex | CZ04 | rNCOH | 0 | HV_SCGMFmExCZ04 | rNCOH | 0
1945 | 4 | 2 | 1 | 5 | 1 | 1 | HV_SCGMFmExCZ05rDXGF | ResHVAC | HV_SCGMFmExCZ05 | rWtd | All | SCG | MFm | Ex | CZ05 | rDXGF | 245.4842 | HV_SCGMFmExCZ05 | rDXGF | 245.4842
1946 | 4 | 2 | 1 | 5 | 2 | 1 | HV_SCGMFmExCZ05rNCGF | ResHVAC | HV_SCGMFmExCZ05 | rWtd | All | SCG | MFm | Ex | CZ05 | rNCGF | 10455.6316 | HV_SCGMFmExCZ05 | rNCGF | 10455.6316
1947 | 4 | 2 | 1 | 5 | 3 | 1 | HV_SCGMFmExCZ05rDXHP | ResHVAC | HV_SCGMFmExCZ05 | rWtd | All | SCG | MFm | Ex | CZ05 | rDXHP | 35.2993 | HV_SCGMFmExCZ05 | rDXHP | 35.2993
1948 | 4 | 2 | 1 | 5 | 4 | 1 | HV_SCGMFmExCZ05rNCEH | ResHVAC | HV_SCGMFmExCZ05 | rWtd | All | SCG | MFm | Ex | CZ05 | rNCEH | 1503.4638 | HV_SCGMFmExCZ05 | rNCEH | 1503.4638
1949 | 4 | 2 | 1 | 5 | 5 | 1 | HV_SCGMFmExCZ05rDXOH | ResHVAC | HV_SCGMFmExCZ05 | rWtd | All | SCG | MFm | Ex | CZ05 | rDXOH | 30.613 | HV_SCGMFmExCZ05 | rDXOH | 30.613
1950 | 4 | 2 | 1 | 5 | 6 | 1 | HV_SCGMFmExCZ05rNCOH | ResHVAC | HV_SCGMFmExCZ05 | rWtd | All | SCG | MFm | Ex | CZ05 | rNCOH | 1303.8669 | HV_SCGMFmExCZ05 | rNCOH | 1303.8669
1951 | 4 | 2 | 1 | 6 | 1 | 1 | HV_SCGMFmExCZ06rDXGF | ResHVAC | HV_SCGMFmExCZ06 | rWtd | All | SCG | MFm | Ex | CZ06 | rDXGF | 77593.0016 | HV_SCGMFmExCZ06 | rDXGF | 77593.0016
1952 | 4 | 2 | 1 | 6 | 2 | 1 | HV_SCGMFmExCZ06rNCGF | ResHVAC | HV_SCGMFmExCZ06 | rWtd | All | SCG | MFm | Ex | CZ06 | rNCGF | 98864.2136 | HV_SCGMFmExCZ06 | rNCGF | 98864.2136
1953 | 4 | 2 | 1 | 6 | 3 | 1 | HV_SCGMFmExCZ06rDXHP | ResHVAC | HV_SCGMFmExCZ06 | rWtd | All | SCG | MFm | Ex | CZ06 | rDXHP | 11157.4575 | HV_SCGMFmExCZ06 | rDXHP | 11157.4575
1954 | 4 | 2 | 1 | 6 | 4 | 1 | HV_SCGMFmExCZ06rNCEH | ResHVAC | HV_SCGMFmExCZ06 | rWtd | All | SCG | MFm | Ex | CZ06 | rNCEH | 14216.1437 | HV_SCGMFmExCZ06 | rNCEH | 14216.1437
1955 | 4 | 2 | 1 | 6 | 5 | 1 | HV_SCGMFmExCZ06rDXOH | ResHVAC | HV_SCGMFmExCZ06 | rWtd | All | SCG | MFm | Ex | CZ06 | rDXOH | 9676.2158 | HV_SCGMFmExCZ06 | rDXOH | 9676.2158
1956 | 4 | 2 | 1 | 6 | 6 | 1 | HV_SCGMFmExCZ06rNCOH | ResHVAC | HV_SCGMFmExCZ06 | rWtd | All | SCG | MFm | Ex | CZ06 | rNCOH | 12328.837 | HV_SCGMFmExCZ06 | rNCOH | 12328.837
1957 | 4 | 2 | 1 | 7 | 1 | 0 | HV_SCGMFmExCZ07rDXGF | ResHVAC | HV_SCGMFmExCZ07 | rWtd | All | SCG | MFm | Ex | CZ07 | rDXGF | 0 | HV_SCGMFmExCZ07 | rDXGF | 0
1958 | 4 | 2 | 1 | 7 | 2 | 0 | HV_SCGMFmExCZ07rNCGF | ResHVAC | HV_SCGMFmExCZ07 | rWtd | All | SCG | MFm | Ex | CZ07 | rNCGF | 0 | HV_SCGMFmExCZ07 | rNCGF | 0
1959 | 4 | 2 | 1 | 7 | 3 | 0 | HV_SCGMFmExCZ07rDXHP | ResHVAC | HV_SCGMFmExCZ07 | rWtd | All | SCG | MFm | Ex | CZ07 | rDXHP | 0 | HV_SCGMFmExCZ07 | rDXHP | 0
1960 | 4 | 2 | 1 | 7 | 4 | 0 | HV_SCGMFmExCZ07rNCEH | ResHVAC | HV_SCGMFmExCZ07 | rWtd | All | SCG | MFm | Ex | CZ07 | rNCEH | 0 | HV_SCGMFmExCZ07 | rNCEH | 0
1961 | 4 | 2 | 1 | 7 | 5 | 0 | HV_SCGMFmExCZ07rDXOH | ResHVAC | HV_SCGMFmExCZ07 | rWtd | All | SCG | MFm | Ex | CZ07 | rDXOH | 0 | HV_SCGMFmExCZ07 | rDXOH | 0
1962 | 4 | 2 | 1 | 7 | 6 | 0 | HV_SCGMFmExCZ07rNCOH | ResHVAC | HV_SCGMFmExCZ07 | rWtd | All | SCG | MFm | Ex | CZ07 | rNCOH | 0 | HV_SCGMFmExCZ07 | rNCOH | 0
1963 | 4 | 2 | 1 | 8 | 1 | 1 | HV_SCGMFmExCZ08rDXGF | ResHVAC | HV_SCGMFmExCZ08 | rWtd | All | SCG | MFm | Ex | CZ08 | rDXGF | 83876.8003 | HV_SCGMFmExCZ08 | rDXGF | 83876.8003
1964 | 4 | 2 | 1 | 8 | 2 | 1 | HV_SCGMFmExCZ08rNCGF | ResHVAC | HV_SCGMFmExCZ08 | rWtd | All | SCG | MFm | Ex | CZ08 | rNCGF | 106479.9781 | HV_SCGMFmExCZ08 | rNCGF | 106479.9781
1965 | 4 | 2 | 1 | 8 | 3 | 1 | HV_SCGMFmExCZ08rDXHP | ResHVAC | HV_SCGMFmExCZ08 | rWtd | All | SCG | MFm | Ex | CZ08 | rDXHP | 12061.0341 | HV_SCGMFmExCZ08 | rDXHP | 12061.0341
1966 | 4 | 2 | 1 | 8 | 4 | 1 | HV_SCGMFmExCZ08rNCEH | ResHVAC | HV_SCGMFmExCZ08 | rWtd | All | SCG | MFm | Ex | CZ08 | rNCEH | 15311.2498 | HV_SCGMFmExCZ08 | rNCEH | 15311.2498
1967 | 4 | 2 | 1 | 8 | 5 | 1 | HV_SCGMFmExCZ08rDXOH | ResHVAC | HV_SCGMFmExCZ08 | rWtd | All | SCG | MFm | Ex | CZ08 | rDXOH | 10459.8353 | HV_SCGMFmExCZ08 | rDXOH | 10459.8353
1968 | 4 | 2 | 1 | 8 | 6 | 1 | HV_SCGMFmExCZ08rNCOH | ResHVAC | HV_SCGMFmExCZ08 | rWtd | All | SCG | MFm | Ex | CZ08 | rNCOH | 13278.559 | HV_SCGMFmExCZ08 | rNCOH | 13278.559
1969 | 4 | 2 | 1 | 9 | 1 | 1 | HV_SCGMFmExCZ09rDXGF | ResHVAC | HV_SCGMFmExCZ09 | rWtd | All | SCG | MFm | Ex | CZ09 | rDXGF | 271272.0717 | HV_SCGMFmExCZ09 | rDXGF | 271272.0717
1970 | 4 | 2 | 1 | 9 | 2 | 1 | HV_SCGMFmExCZ09rNCGF | ResHVAC | HV_SCGMFmExCZ09 | rWtd | All | SCG | MFm | Ex | CZ09 | rNCGF | 135383.5465 | HV_SCGMFmExCZ09 | rNCGF | 135383.5465
1971 | 4 | 2 | 1 | 9 | 3 | 1 | HV_SCGMFmExCZ09rDXHP | ResHVAC | HV_SCGMFmExCZ09 | rWtd | All | SCG | MFm | Ex | CZ09 | rDXHP | 39007.4692 | HV_SCGMFmExCZ09 | rDXHP | 39007.4692
1972 | 4 | 2 | 1 | 9 | 4 | 1 | HV_SCGMFmExCZ09rNCEH | ResHVAC | HV_SCGMFmExCZ09 | rWtd | All | SCG | MFm | Ex | CZ09 | rNCEH | 19467.428 | HV_SCGMFmExCZ09 | rNCEH | 19467.428
1973 | 4 | 2 | 1 | 9 | 5 | 1 | HV_SCGMFmExCZ09rDXOH | ResHVAC | HV_SCGMFmExCZ09 | rWtd | All | SCG | MFm | Ex | CZ09 | rDXOH | 33828.9157 | HV_SCGMFmExCZ09 | rDXOH | 33828.9157
1974 | 4 | 2 | 1 | 9 | 6 | 1 | HV_SCGMFmExCZ09rNCOH | ResHVAC | HV_SCGMFmExCZ09 | rWtd | All | SCG | MFm | Ex | CZ09 | rNCOH | 16882.9712 | HV_SCGMFmExCZ09 | rNCOH | 16882.9712
1975 | 4 | 2 | 1 | 10 | 1 | 1 | HV_SCGMFmExCZ10rDXGF | ResHVAC | HV_SCGMFmExCZ10 | rWtd | All | SCG | MFm | Ex | CZ10 | rDXGF | 29755.0034 | HV_SCGMFmExCZ10 | rDXGF | 29755.0034
1976 | 4 | 2 | 1 | 10 | 2 | 1 | HV_SCGMFmExCZ10rNCGF | ResHVAC | HV_SCGMFmExCZ10 | rWtd | All | SCG | MFm | Ex | CZ10 | rNCGF | 2844.7789 | HV_SCGMFmExCZ10 | rNCGF | 2844.7789
1977 | 4 | 2 | 1 | 10 | 3 | 1 | HV_SCGMFmExCZ10rDXHP | ResHVAC | HV_SCGMFmExCZ10 | rWtd | All | SCG | MFm | Ex | CZ10 | rDXHP | 4278.6099 | HV_SCGMFmExCZ10 | rDXHP | 4278.6099
1978 | 4 | 2 | 1 | 10 | 4 | 1 | HV_SCGMFmExCZ10rNCEH | ResHVAC | HV_SCGMFmExCZ10 | rWtd | All | SCG | MFm | Ex | CZ10 | rNCEH | 409.0639 | HV_SCGMFmExCZ10 | rNCEH | 409.0639
1979 | 4 | 2 | 1 | 10 | 5 | 1 | HV_SCGMFmExCZ10rDXOH | ResHVAC | HV_SCGMFmExCZ10 | rWtd | All | SCG | MFm | Ex | CZ10 | rDXOH | 3710.5902 | HV_SCGMFmExCZ10 | rDXOH | 3710.5902
1980 | 4 | 2 | 1 | 10 | 6 | 1 | HV_SCGMFmExCZ10rNCOH | ResHVAC | HV_SCGMFmExCZ10 | rWtd | All | SCG | MFm | Ex | CZ10 | rNCOH | 354.7574 | HV_SCGMFmExCZ10 | rNCOH | 354.7574
1981 | 4 | 2 | 1 | 11 | 1 | 0 | HV_SCGMFmExCZ11rDXGF | ResHVAC | HV_SCGMFmExCZ11 | rWtd | All | SCG | MFm | Ex | CZ11 | rDXGF | 0 | HV_SCGMFmExCZ11 | rDXGF | 0
1982 | 4 | 2 | 1 | 11 | 2 | 0 | HV_SCGMFmExCZ11rNCGF | ResHVAC | HV_SCGMFmExCZ11 | rWtd | All | SCG | MFm | Ex | CZ11 | rNCGF | 0 | HV_SCGMFmExCZ11 | rNCGF | 0
1983 | 4 | 2 | 1 | 11 | 3 | 0 | HV_SCGMFmExCZ11rDXHP | ResHVAC | HV_SCGMFmExCZ11 | rWtd | All | SCG | MFm | Ex | CZ11 | rDXHP | 0 | HV_SCGMFmExCZ11 | rDXHP | 0
1984 | 4 | 2 | 1 | 11 | 4 | 0 | HV_SCGMFmExCZ11rNCEH | ResHVAC | HV_SCGMFmExCZ11 | rWtd | All | SCG | MFm | Ex | CZ11 | rNCEH | 0 | HV_SCGMFmExCZ11 | rNCEH | 0
1985 | 4 | 2 | 1 | 11 | 5 | 0 | HV_SCGMFmExCZ11rDXOH | ResHVAC | HV_SCGMFmExCZ11 | rWtd | All | SCG | MFm | Ex | CZ11 | rDXOH | 0 | HV_SCGMFmExCZ11 | rDXOH | 0
1986 | 4 | 2 | 1 | 11 | 6 | 0 | HV_SCGMFmExCZ11rNCOH | ResHVAC | HV_SCGMFmExCZ11 | rWtd | All | SCG | MFm | Ex | CZ11 | rNCOH | 0 | HV_SCGMFmExCZ11 | rNCOH | 0
1987 | 4 | 2 | 1 | 12 | 1 | 0 | HV_SCGMFmExCZ12rDXGF | ResHVAC | HV_SCGMFmExCZ12 | rWtd | All | SCG | MFm | Ex | CZ12 | rDXGF | 0 | HV_SCGMFmExCZ12 | rDXGF | 0
1988 | 4 | 2 | 1 | 12 | 2 | 0 | HV_SCGMFmExCZ12rNCGF | ResHVAC | HV_SCGMFmExCZ12 | rWtd | All | SCG | MFm | Ex | CZ12 | rNCGF | 0 | HV_SCGMFmExCZ12 | rNCGF | 0
1989 | 4 | 2 | 1 | 12 | 3 | 0 | HV_SCGMFmExCZ12rDXHP | ResHVAC | HV_SCGMFmExCZ12 | rWtd | All | SCG | MFm | Ex | CZ12 | rDXHP | 0 | HV_SCGMFmExCZ12 | rDXHP | 0
1990 | 4 | 2 | 1 | 12 | 4 | 0 | HV_SCGMFmExCZ12rNCEH | ResHVAC | HV_SCGMFmExCZ12 | rWtd | All | SCG | MFm | Ex | CZ12 | rNCEH | 0 | HV_SCGMFmExCZ12 | rNCEH | 0
1991 | 4 | 2 | 1 | 12 | 5 | 0 | HV_SCGMFmExCZ12rDXOH | ResHVAC | HV_SCGMFmExCZ12 | rWtd | All | SCG | MFm | Ex | CZ12 | rDXOH | 0 | HV_SCGMFmExCZ12 | rDXOH | 0
1992 | 4 | 2 | 1 | 12 | 6 | 0 | HV_SCGMFmExCZ12rNCOH | ResHVAC | HV_SCGMFmExCZ12 | rWtd | All | SCG | MFm | Ex | CZ12 | rNCOH | 0 | HV_SCGMFmExCZ12 | rNCOH | 0
1993 | 4 | 2 | 1 | 13 | 1 | 1 | HV_SCGMFmExCZ13rDXGF | ResHVAC | HV_SCGMFmExCZ13 | rWtd | All | SCG | MFm | Ex | CZ13 | rDXGF | 7655.2804 | HV_SCGMFmExCZ13 | rDXGF | 7655.2804
1994 | 4 | 2 | 1 | 13 | 2 | 1 | HV_SCGMFmExCZ13rNCGF | ResHVAC | HV_SCGMFmExCZ13 | rWtd | All | SCG | MFm | Ex | CZ13 | rNCGF | 648.4996 | HV_SCGMFmExCZ13 | rNCGF | 648.4996
1995 | 4 | 2 | 1 | 13 | 3 | 1 | HV_SCGMFmExCZ13rDXHP | ResHVAC | HV_SCGMFmExCZ13 | rWtd | All | SCG | MFm | Ex | CZ13 | rDXHP | 1100.7883 | HV_SCGMFmExCZ13 | rDXHP | 1100.7883
1996 | 4 | 2 | 1 | 13 | 4 | 1 | HV_SCGMFmExCZ13rNCEH | ResHVAC | HV_SCGMFmExCZ13 | rWtd | All | SCG | MFm | Ex | CZ13 | rNCEH | 93.2508 | HV_SCGMFmExCZ13 | rNCEH | 93.2508
1997 | 4 | 2 | 1 | 13 | 5 | 1 | HV_SCGMFmExCZ13rDXOH | ResHVAC | HV_SCGMFmExCZ13 | rWtd | All | SCG | MFm | Ex | CZ13 | rDXOH | 954.6498 | HV_SCGMFmExCZ13 | rDXOH | 954.6498
1998 | 4 | 2 | 1 | 13 | 6 | 1 | HV_SCGMFmExCZ13rNCOH | ResHVAC | HV_SCGMFmExCZ13 | rWtd | All | SCG | MFm | Ex | CZ13 | rNCOH | 80.871 | HV_SCGMFmExCZ13 | rNCOH | 80.871
1999 | 4 | 2 | 1 | 14 | 1 | 1 | HV_SCGMFmExCZ14rDXGF | ResHVAC | HV_SCGMFmExCZ14 | rWtd | All | SCG | MFm | Ex | CZ14 | rDXGF | 10731.7033 | HV_SCGMFmExCZ14 | rDXGF | 10731.7033
2000 | 4 | 2 | 1 | 14 | 2 | 1 | HV_SCGMFmExCZ14rNCGF | ResHVAC | HV_SCGMFmExCZ14 | rWtd | All | SCG | MFm | Ex | CZ14 | rNCGF | 0 | HV_SCGMFmExCZ14 | rNCGF | 0
2001 | 4 | 2 | 1 | 14 | 3 | 1 | HV_SCGMFmExCZ14rDXHP | ResHVAC | HV_SCGMFmExCZ14 | rWtd | All | SCG | MFm | Ex | CZ14 | rDXHP | 1543.1614 | HV_SCGMFmExCZ14 | rDXHP | 1543.1614
2002 | 4 | 2 | 1 | 14 | 4 | 1 | HV_SCGMFmExCZ14rNCEH | ResHVAC | HV_SCGMFmExCZ14 | rWtd | All | SCG | MFm | Ex | CZ14 | rNCEH | 0 | HV_SCGMFmExCZ14 | rNCEH | 0
2003 | 4 | 2 | 1 | 14 | 5 | 1 | HV_SCGMFmExCZ14rDXOH | ResHVAC | HV_SCGMFmExCZ14 | rWtd | All | SCG | MFm | Ex | CZ14 | rDXOH | 1338.2944 | HV_SCGMFmExCZ14 | rDXOH | 1338.2944
2004 | 4 | 2 | 1 | 14 | 6 | 1 | HV_SCGMFmExCZ14rNCOH | ResHVAC | HV_SCGMFmExCZ14 | rWtd | All | SCG | MFm | Ex | CZ14 | rNCOH | 0 | HV_SCGMFmExCZ14 | rNCOH | 0
2005 | 4 | 2 | 1 | 15 | 1 | 1 | HV_SCGMFmExCZ15rDXGF | ResHVAC | HV_SCGMFmExCZ15 | rWtd | All | SCG | MFm | Ex | CZ15 | rDXGF | 24063.5445 | HV_SCGMFmExCZ15 | rDXGF | 24063.5445
2006 | 4 | 2 | 1 | 15 | 2 | 1 | HV_SCGMFmExCZ15rNCGF | ResHVAC | HV_SCGMFmExCZ15 | rWtd | All | SCG | MFm | Ex | CZ15 | rNCGF | 245.3732 | HV_SCGMFmExCZ15 | rNCGF | 245.3732
2007 | 4 | 2 | 1 | 15 | 3 | 1 | HV_SCGMFmExCZ15rDXHP | ResHVAC | HV_SCGMFmExCZ15 | rWtd | All | SCG | MFm | Ex | CZ15 | rDXHP | 3460.2087 | HV_SCGMFmExCZ15 | rDXHP | 3460.2087
2008 | 4 | 2 | 1 | 15 | 4 | 1 | HV_SCGMFmExCZ15rNCEH | ResHVAC | HV_SCGMFmExCZ15 | rWtd | All | SCG | MFm | Ex | CZ15 | rNCEH | 35.2834 | HV_SCGMFmExCZ15 | rNCEH | 35.2834
2009 | 4 | 2 | 1 | 15 | 5 | 1 | HV_SCGMFmExCZ15rDXOH | ResHVAC | HV_SCGMFmExCZ15 | rWtd | All | SCG | MFm | Ex | CZ15 | rDXOH | 3000.8383 | HV_SCGMFmExCZ15 | rDXOH | 3000.8383
2010 | 4 | 2 | 1 | 15 | 6 | 1 | HV_SCGMFmExCZ15rNCOH | ResHVAC | HV_SCGMFmExCZ15 | rWtd | All | SCG | MFm | Ex | CZ15 | rNCOH | 30.5992 | HV_SCGMFmExCZ15 | rNCOH | 30.5992
2011 | 4 | 2 | 1 | 16 | 1 | 1 | HV_SCGMFmExCZ16rDXGF | ResHVAC | HV_SCGMFmExCZ16 | rWtd | All | SCG | MFm | Ex | CZ16 | rDXGF | 4756.6794 | HV_SCGMFmExCZ16 | rDXGF | 4756.6794
2012 | 4 | 2 | 1 | 16 | 2 | 1 | HV_SCGMFmExCZ16rNCGF | ResHVAC | HV_SCGMFmExCZ16 | rWtd | All | SCG | MFm | Ex | CZ16 | rNCGF | 0 | HV_SCGMFmExCZ16 | rNCGF | 0
2013 | 4 | 2 | 1 | 16 | 3 | 1 | HV_SCGMFmExCZ16rDXHP | ResHVAC | HV_SCGMFmExCZ16 | rWtd | All | SCG | MFm | Ex | CZ16 | rDXHP | 683.985 | HV_SCGMFmExCZ16 | rDXHP | 683.985
2014 | 4 | 2 | 1 | 16 | 4 | 1 | HV_SCGMFmExCZ16rNCEH | ResHVAC | HV_SCGMFmExCZ16 | rWtd | All | SCG | MFm | Ex | CZ16 | rNCEH | 0 | HV_SCGMFmExCZ16 | rNCEH | 0
2015 | 4 | 2 | 1 | 16 | 5 | 1 | HV_SCGMFmExCZ16rDXOH | ResHVAC | HV_SCGMFmExCZ16 | rWtd | All | SCG | MFm | Ex | CZ16 | rDXOH | 593.1805 | HV_SCGMFmExCZ16 | rDXOH | 593.1805
2016 | 4 | 2 | 1 | 16 | 6 | 1 | HV_SCGMFmExCZ16rNCOH | ResHVAC | HV_SCGMFmExCZ16 | rWtd | All | SCG | MFm | Ex | CZ16 | rNCOH | 0 | HV_SCGMFmExCZ16 | rNCOH | 0
2017 | 4 | 2 | 2 | 1 | 1 | 0 | HV_SCGMFmNewCZ01rDXGF | ResHVAC | HV_SCGMFmNewCZ01 | rWtd | All | SCG | MFm | New | CZ01 | rDXGF | 0 | HV_SCGMFmNewCZ01 | rDXGF | 0
2018 | 4 | 2 | 2 | 1 | 2 | 0 | HV_SCGMFmNewCZ01rNCGF | ResHVAC | HV_SCGMFmNewCZ01 | rWtd | All | SCG | MFm | New | CZ01 | rNCGF | 0 | HV_SCGMFmNewCZ01 | rNCGF | 0
2019 | 4 | 2 | 2 | 1 | 3 | 0 | HV_SCGMFmNewCZ01rDXHP | ResHVAC | HV_SCGMFmNewCZ01 | rWtd | All | SCG | MFm | New | CZ01 | rDXHP | 0 | HV_SCGMFmNewCZ01 | rDXHP | 0
2020 | 4 | 2 | 2 | 1 | 4 | 0 | HV_SCGMFmNewCZ01rNCEH | ResHVAC | HV_SCGMFmNewCZ01 | rWtd | All | SCG | MFm | New | CZ01 | rNCEH | 0 | HV_SCGMFmNewCZ01 | rNCEH | 0
2021 | 4 | 2 | 2 | 1 | 5 | 0 | HV_SCGMFmNewCZ01rDXOH | ResHVAC | HV_SCGMFmNewCZ01 | rWtd | All | SCG | MFm | New | CZ01 | rDXOH | 0 | HV_SCGMFmNewCZ01 | rDXOH | 0
2022 | 4 | 2 | 2 | 1 | 6 | 0 | HV_SCGMFmNewCZ01rNCOH | ResHVAC | HV_SCGMFmNewCZ01 | rWtd | All | SCG | MFm | New | CZ01 | rNCOH | 0 | HV_SCGMFmNewCZ01 | rNCOH | 0
2023 | 4 | 2 | 2 | 2 | 1 | 0 | HV_SCGMFmNewCZ02rDXGF | ResHVAC | HV_SCGMFmNewCZ02 | rWtd | All | SCG | MFm | New | CZ02 | rDXGF | 0 | HV_SCGMFmNewCZ02 | rDXGF | 0
2024 | 4 | 2 | 2 | 2 | 2 | 0 | HV_SCGMFmNewCZ02rNCGF | ResHVAC | HV_SCGMFmNewCZ02 | rWtd | All | SCG | MFm | New | CZ02 | rNCGF | 0 | HV_SCGMFmNewCZ02 | rNCGF | 0
2025 | 4 | 2 | 2 | 2 | 3 | 0 | HV_SCGMFmNewCZ02rDXHP | ResHVAC | HV_SCGMFmNewCZ02 | rWtd | All | SCG | MFm | New | CZ02 | rDXHP | 0 | HV_SCGMFmNewCZ02 | rDXHP | 0
2026 | 4 | 2 | 2 | 2 | 4 | 0 | HV_SCGMFmNewCZ02rNCEH | ResHVAC | HV_SCGMFmNewCZ02 | rWtd | All | SCG | MFm | New | CZ02 | rNCEH | 0 | HV_SCGMFmNewCZ02 | rNCEH | 0
2027 | 4 | 2 | 2 | 2 | 5 | 0 | HV_SCGMFmNewCZ02rDXOH | ResHVAC | HV_SCGMFmNewCZ02 | rWtd | All | SCG | MFm | New | CZ02 | rDXOH | 0 | HV_SCGMFmNewCZ02 | rDXOH | 0
2028 | 4 | 2 | 2 | 2 | 6 | 0 | HV_SCGMFmNewCZ02rNCOH | ResHVAC | HV_SCGMFmNewCZ02 | rWtd | All | SCG | MFm | New | CZ02 | rNCOH | 0 | HV_SCGMFmNewCZ02 | rNCOH | 0
2029 | 4 | 2 | 2 | 3 | 1 | 0 | HV_SCGMFmNewCZ03rDXGF | ResHVAC | HV_SCGMFmNewCZ03 | rWtd | All | SCG | MFm | New | CZ03 | rDXGF | 0 | HV_SCGMFmNewCZ03 | rDXGF | 0
2030 | 4 | 2 | 2 | 3 | 2 | 0 | HV_SCGMFmNewCZ03rNCGF | ResHVAC | HV_SCGMFmNewCZ03 | rWtd | All | SCG | MFm | New | CZ03 | rNCGF | 0 | HV_SCGMFmNewCZ03 | rNCGF | 0
2031 | 4 | 2 | 2 | 3 | 3 | 0 | HV_SCGMFmNewCZ03rDXHP | ResHVAC | HV_SCGMFmNewCZ03 | rWtd | All | SCG | MFm | New | CZ03 | rDXHP | 0 | HV_SCGMFmNewCZ03 | rDXHP | 0
2032 | 4 | 2 | 2 | 3 | 4 | 0 | HV_SCGMFmNewCZ03rNCEH | ResHVAC | HV_SCGMFmNewCZ03 | rWtd | All | SCG | MFm | New | CZ03 | rNCEH | 0 | HV_SCGMFmNewCZ03 | rNCEH | 0
2033 | 4 | 2 | 2 | 3 | 5 | 0 | HV_SCGMFmNewCZ03rDXOH | ResHVAC | HV_SCGMFmNewCZ03 | rWtd | All | SCG | MFm | New | CZ03 | rDXOH | 0 | HV_SCGMFmNewCZ03 | rDXOH | 0
2034 | 4 | 2 | 2 | 3 | 6 | 0 | HV_SCGMFmNewCZ03rNCOH | ResHVAC | HV_SCGMFmNewCZ03 | rWtd | All | SCG | MFm | New | CZ03 | rNCOH | 0 | HV_SCGMFmNewCZ03 | rNCOH | 0
2035 | 4 | 2 | 2 | 4 | 1 | 0 | HV_SCGMFmNewCZ04rDXGF | ResHVAC | HV_SCGMFmNewCZ04 | rWtd | All | SCG | MFm | New | CZ04 | rDXGF | 0 | HV_SCGMFmNewCZ04 | rDXGF | 0
2036 | 4 | 2 | 2 | 4 | 2 | 0 | HV_SCGMFmNewCZ04rNCGF | ResHVAC | HV_SCGMFmNewCZ04 | rWtd | All | SCG | MFm | New | CZ04 | rNCGF | 0 | HV_SCGMFmNewCZ04 | rNCGF | 0
2037 | 4 | 2 | 2 | 4 | 3 | 0 | HV_SCGMFmNewCZ04rDXHP | ResHVAC | HV_SCGMFmNewCZ04 | rWtd | All | SCG | MFm | New | CZ04 | rDXHP | 0 | HV_SCGMFmNewCZ04 | rDXHP | 0
2038 | 4 | 2 | 2 | 4 | 4 | 0 | HV_SCGMFmNewCZ04rNCEH | ResHVAC | HV_SCGMFmNewCZ04 | rWtd | All | SCG | MFm | New | CZ04 | rNCEH | 0 | HV_SCGMFmNewCZ04 | rNCEH | 0
2039 | 4 | 2 | 2 | 4 | 5 | 0 | HV_SCGMFmNewCZ04rDXOH | ResHVAC | HV_SCGMFmNewCZ04 | rWtd | All | SCG | MFm | New | CZ04 | rDXOH | 0 | HV_SCGMFmNewCZ04 | rDXOH | 0
2040 | 4 | 2 | 2 | 4 | 6 | 0 | HV_SCGMFmNewCZ04rNCOH | ResHVAC | HV_SCGMFmNewCZ04 | rWtd | All | SCG | MFm | New | CZ04 | rNCOH | 0 | HV_SCGMFmNewCZ04 | rNCOH | 0
2041 | 4 | 2 | 2 | 5 | 1 | 1 | HV_SCGMFmNewCZ05rDXGF | ResHVAC | HV_SCGMFmNewCZ05 | rWtd | All | SCG | MFm | New | CZ05 | rDXGF | 0.63041 | HV_SCGMFmNewCZ05 | rDXGF | 0.63041
2042 | 4 | 2 | 2 | 5 | 2 | 1 | HV_SCGMFmNewCZ05rNCGF | ResHVAC | HV_SCGMFmNewCZ05 | rWtd | All | SCG | MFm | New | CZ05 | rNCGF | 0.15793 | HV_SCGMFmNewCZ05 | rNCGF | 0.15793
2043 | 4 | 2 | 2 | 5 | 3 | 1 | HV_SCGMFmNewCZ05rDXHP | ResHVAC | HV_SCGMFmNewCZ05 | rWtd | All | SCG | MFm | New | CZ05 | rDXHP | 0.090649 | HV_SCGMFmNewCZ05 | rDXHP | 0.090649
2044 | 4 | 2 | 2 | 5 | 4 | 1 | HV_SCGMFmNewCZ05rNCEH | ResHVAC | HV_SCGMFmNewCZ05 | rWtd | All | SCG | MFm | New | CZ05 | rNCEH | 0.022709 | HV_SCGMFmNewCZ05 | rNCEH | 0.022709
2045 | 4 | 2 | 2 | 5 | 5 | 1 | HV_SCGMFmNewCZ05rDXOH | ResHVAC | HV_SCGMFmNewCZ05 | rWtd | All | SCG | MFm | New | CZ05 | rDXOH | 0.078615 | HV_SCGMFmNewCZ05 | rDXOH | 0.078615
2046 | 4 | 2 | 2 | 5 | 6 | 1 | HV_SCGMFmNewCZ05rNCOH | ResHVAC | HV_SCGMFmNewCZ05 | rWtd | All | SCG | MFm | New | CZ05 | rNCOH | 0.019694 | HV_SCGMFmNewCZ05 | rNCOH | 0.019694
2047 | 4 | 2 | 2 | 6 | 1 | 1 | HV_SCGMFmNewCZ06rDXGF | ResHVAC | HV_SCGMFmNewCZ06 | rWtd | All | SCG | MFm | New | CZ06 | rDXGF | 2665.3371 | HV_SCGMFmNewCZ06 | rDXGF | 2665.3371
2048 | 4 | 2 | 2 | 6 | 2 | 1 | HV_SCGMFmNewCZ06rNCGF | ResHVAC | HV_SCGMFmNewCZ06 | rWtd | All | SCG | MFm | New | CZ06 | rNCGF | 880.0918 | HV_SCGMFmNewCZ06 | rNCGF | 880.0918
2049 | 4 | 2 | 2 | 6 | 3 | 1 | HV_SCGMFmNewCZ06rDXHP | ResHVAC | HV_SCGMFmNewCZ06 | rWtd | All | SCG | MFm | New | CZ06 | rDXHP | 383.2612 | HV_SCGMFmNewCZ06 | rDXHP | 383.2612
2050 | 4 | 2 | 2 | 6 | 4 | 1 | HV_SCGMFmNewCZ06rNCEH | ResHVAC | HV_SCGMFmNewCZ06 | rWtd | All | SCG | MFm | New | CZ06 | rNCEH | 126.5525 | HV_SCGMFmNewCZ06 | rNCEH | 126.5525
2051 | 4 | 2 | 2 | 6 | 5 | 1 | HV_SCGMFmNewCZ06rDXOH | ResHVAC | HV_SCGMFmNewCZ06 | rWtd | All | SCG | MFm | New | CZ06 | rDXOH | 332.3802 | HV_SCGMFmNewCZ06 | rDXOH | 332.3802
2052 | 4 | 2 | 2 | 6 | 6 | 1 | HV_SCGMFmNewCZ06rNCOH | ResHVAC | HV_SCGMFmNewCZ06 | rWtd | All | SCG | MFm | New | CZ06 | rNCOH | 109.7516 | HV_SCGMFmNewCZ06 | rNCOH | 109.7516
2053 | 4 | 2 | 2 | 7 | 1 | 0 | HV_SCGMFmNewCZ07rDXGF | ResHVAC | HV_SCGMFmNewCZ07 | rWtd | All | SCG | MFm | New | CZ07 | rDXGF | 0 | HV_SCGMFmNewCZ07 | rDXGF | 0
2054 | 4 | 2 | 2 | 7 | 2 | 0 | HV_SCGMFmNewCZ07rNCGF | ResHVAC | HV_SCGMFmNewCZ07 | rWtd | All | SCG | MFm | New | CZ07 | rNCGF | 0 | HV_SCGMFmNewCZ07 | rNCGF | 0
2055 | 4 | 2 | 2 | 7 | 3 | 0 | HV_SCGMFmNewCZ07rDXHP | ResHVAC | HV_SCGMFmNewCZ07 | rWtd | All | SCG | MFm | New | CZ07 | rDXHP | 0 | HV_SCGMFmNewCZ07 | rDXHP | 0
2056 | 4 | 2 | 2 | 7 | 4 | 0 | HV_SCGMFmNewCZ07rNCEH | ResHVAC | HV_SCGMFmNewCZ07 | rWtd | All | SCG | MFm | New | CZ07 | rNCEH | 0 | HV_SCGMFmNewCZ07 | rNCEH | 0
2057 | 4 | 2 | 2 | 7 | 5 | 0 | HV_SCGMFmNewCZ07rDXOH | ResHVAC | HV_SCGMFmNewCZ07 | rWtd | All | SCG | MFm | New | CZ07 | rDXOH | 0 | HV_SCGMFmNewCZ07 | rDXOH | 0
2058 | 4 | 2 | 2 | 7 | 6 | 0 | HV_SCGMFmNewCZ07rNCOH | ResHVAC | HV_SCGMFmNewCZ07 | rWtd | All | SCG | MFm | New | CZ07 | rNCOH | 0 | HV_SCGMFmNewCZ07 | rNCOH | 0
2059 | 4 | 2 | 2 | 8 | 1 | 1 | HV_SCGMFmNewCZ08rDXGF | ResHVAC | HV_SCGMFmNewCZ08 | rWtd | All | SCG | MFm | New | CZ08 | rDXGF | 3131.3028 | HV_SCGMFmNewCZ08 | rDXGF | 3131.3028
2060 | 4 | 2 | 2 | 8 | 2 | 1 | HV_SCGMFmNewCZ08rNCGF | ResHVAC | HV_SCGMFmNewCZ08 | rWtd | All | SCG | MFm | New | CZ08 | rNCGF | 150.3115 | HV_SCGMFmNewCZ08 | rNCGF | 150.3115
2061 | 4 | 2 | 2 | 8 | 3 | 1 | HV_SCGMFmNewCZ08rDXHP | ResHVAC | HV_SCGMFmNewCZ08 | rWtd | All | SCG | MFm | New | CZ08 | rDXHP | 450.2646 | HV_SCGMFmNewCZ08 | rDXHP | 450.2646
2062 | 4 | 2 | 2 | 8 | 4 | 1 | HV_SCGMFmNewCZ08rNCEH | ResHVAC | HV_SCGMFmNewCZ08 | rWtd | All | SCG | MFm | New | CZ08 | rNCEH | 21.614 | HV_SCGMFmNewCZ08 | rNCEH | 21.614
2063 | 4 | 2 | 2 | 8 | 5 | 1 | HV_SCGMFmNewCZ08rDXOH | ResHVAC | HV_SCGMFmNewCZ08 | rWtd | All | SCG | MFm | New | CZ08 | rDXOH | 390.4883 | HV_SCGMFmNewCZ08 | rDXOH | 390.4883
2064 | 4 | 2 | 2 | 8 | 6 | 1 | HV_SCGMFmNewCZ08rNCOH | ResHVAC | HV_SCGMFmNewCZ08 | rWtd | All | SCG | MFm | New | CZ08 | rNCOH | 18.7446 | HV_SCGMFmNewCZ08 | rNCOH | 18.7446
2065 | 4 | 2 | 2 | 9 | 1 | 1 | HV_SCGMFmNewCZ09rDXGF | ResHVAC | HV_SCGMFmNewCZ09 | rWtd | All | SCG | MFm | New | CZ09 | rDXGF | 3057.9964 | HV_SCGMFmNewCZ09 | rDXGF | 3057.9964
2066 | 4 | 2 | 2 | 9 | 2 | 1 | HV_SCGMFmNewCZ09rNCGF | ResHVAC | HV_SCGMFmNewCZ09 | rWtd | All | SCG | MFm | New | CZ09 | rNCGF | 148.1811 | HV_SCGMFmNewCZ09 | rNCGF | 148.1811
2067 | 4 | 2 | 2 | 9 | 3 | 1 | HV_SCGMFmNewCZ09rDXHP | ResHVAC | HV_SCGMFmNewCZ09 | rWtd | All | SCG | MFm | New | CZ09 | rDXHP | 439.7235 | HV_SCGMFmNewCZ09 | rDXHP | 439.7235
2068 | 4 | 2 | 2 | 9 | 4 | 1 | HV_SCGMFmNewCZ09rNCEH | ResHVAC | HV_SCGMFmNewCZ09 | rWtd | All | SCG | MFm | New | CZ09 | rNCEH | 21.3077 | HV_SCGMFmNewCZ09 | rNCEH | 21.3077
2069 | 4 | 2 | 2 | 9 | 5 | 1 | HV_SCGMFmNewCZ09rDXOH | ResHVAC | HV_SCGMFmNewCZ09 | rWtd | All | SCG | MFm | New | CZ09 | rDXOH | 381.3467 | HV_SCGMFmNewCZ09 | rDXOH | 381.3467
2070 | 4 | 2 | 2 | 9 | 6 | 1 | HV_SCGMFmNewCZ09rNCOH | ResHVAC | HV_SCGMFmNewCZ09 | rWtd | All | SCG | MFm | New | CZ09 | rNCOH | 18.4789 | HV_SCGMFmNewCZ09 | rNCOH | 18.4789
2071 | 4 | 2 | 2 | 10 | 1 | 1 | HV_SCGMFmNewCZ10rDXGF | ResHVAC | HV_SCGMFmNewCZ10 | rWtd | All | SCG | MFm | New | CZ10 | rDXGF | 94.9803 | HV_SCGMFmNewCZ10 | rDXGF | 94.9803
2072 | 4 | 2 | 2 | 10 | 2 | 1 | HV_SCGMFmNewCZ10rNCGF | ResHVAC | HV_SCGMFmNewCZ10 | rWtd | All | SCG | MFm | New | CZ10 | rNCGF | 0 | HV_SCGMFmNewCZ10 | rNCGF | 0
2073 | 4 | 2 | 2 | 10 | 3 | 1 | HV_SCGMFmNewCZ10rDXHP | ResHVAC | HV_SCGMFmNewCZ10 | rWtd | All | SCG | MFm | New | CZ10 | rDXHP | 13.6577 | HV_SCGMFmNewCZ10 | rDXHP | 13.6577
2074 | 4 | 2 | 2 | 10 | 4 | 1 | HV_SCGMFmNewCZ10rNCEH | ResHVAC | HV_SCGMFmNewCZ10 | rWtd | All | SCG | MFm | New | CZ10 | rNCEH | 0 | HV_SCGMFmNewCZ10 | rNCEH | 0
2075 | 4 | 2 | 2 | 10 | 5 | 1 | HV_SCGMFmNewCZ10rDXOH | ResHVAC | HV_SCGMFmNewCZ10 | rWtd | All | SCG | MFm | New | CZ10 | rDXOH | 11.8445 | HV_SCGMFmNewCZ10 | rDXOH | 11.8445
2076 | 4 | 2 | 2 | 10 | 6 | 1 | HV_SCGMFmNewCZ10rNCOH | ResHVAC | HV_SCGMFmNewCZ10 | rWtd | All | SCG | MFm | New | CZ10 | rNCOH | 0 | HV_SCGMFmNewCZ10 | rNCOH | 0
2077 | 4 | 2 | 2 | 11 | 1 | 0 | HV_SCGMFmNewCZ11rDXGF | ResHVAC | HV_SCGMFmNewCZ11 | rWtd | All | SCG | MFm | New | CZ11 | rDXGF | 0 | HV_SCGMFmNewCZ11 | rDXGF | 0
2078 | 4 | 2 | 2 | 11 | 2 | 0 | HV_SCGMFmNewCZ11rNCGF | ResHVAC | HV_SCGMFmNewCZ11 | rWtd | All | SCG | MFm | New | CZ11 | rNCGF | 0 | HV_SCGMFmNewCZ11 | rNCGF | 0
2079 | 4 | 2 | 2 | 11 | 3 | 0 | HV_SCGMFmNewCZ11rDXHP | ResHVAC | HV_SCGMFmNewCZ11 | rWtd | All | SCG | MFm | New | CZ11 | rDXHP | 0 | HV_SCGMFmNewCZ11 | rDXHP | 0
2080 | 4 | 2 | 2 | 11 | 4 | 0 | HV_SCGMFmNewCZ11rNCEH | ResHVAC | HV_SCGMFmNewCZ11 | rWtd | All | SCG | MFm | New | CZ11 | rNCEH | 0 | HV_SCGMFmNewCZ11 | rNCEH | 0
2081 | 4 | 2 | 2 | 11 | 5 | 0 | HV_SCGMFmNewCZ11rDXOH | ResHVAC | HV_SCGMFmNewCZ11 | rWtd | All | SCG | MFm | New | CZ11 | rDXOH | 0 | HV_SCGMFmNewCZ11 | rDXOH | 0
2082 | 4 | 2 | 2 | 11 | 6 | 0 | HV_SCGMFmNewCZ11rNCOH | ResHVAC | HV_SCGMFmNewCZ11 | rWtd | All | SCG | MFm | New | CZ11 | rNCOH | 0 | HV_SCGMFmNewCZ11 | rNCOH | 0
2083 | 4 | 2 | 2 | 12 | 1 | 0 | HV_SCGMFmNewCZ12rDXGF | ResHVAC | HV_SCGMFmNewCZ12 | rWtd | All | SCG | MFm | New | CZ12 | rDXGF | 0 | HV_SCGMFmNewCZ12 | rDXGF | 0
2084 | 4 | 2 | 2 | 12 | 2 | 0 | HV_SCGMFmNewCZ12rNCGF | ResHVAC | HV_SCGMFmNewCZ12 | rWtd | All | SCG | MFm | New | CZ12 | rNCGF | 0 | HV_SCGMFmNewCZ12 | rNCGF | 0
2085 | 4 | 2 | 2 | 12 | 3 | 0 | HV_SCGMFmNewCZ12rDXHP | ResHVAC | HV_SCGMFmNewCZ12 | rWtd | All | SCG | MFm | New | CZ12 | rDXHP | 0 | HV_SCGMFmNewCZ12 | rDXHP | 0
2086 | 4 | 2 | 2 | 12 | 4 | 0 | HV_SCGMFmNewCZ12rNCEH | ResHVAC | HV_SCGMFmNewCZ12 | rWtd | All | SCG | MFm | New | CZ12 | rNCEH | 0 | HV_SCGMFmNewCZ12 | rNCEH | 0
2087 | 4 | 2 | 2 | 12 | 5 | 0 | HV_SCGMFmNewCZ12rDXOH | ResHVAC | HV_SCGMFmNewCZ12 | rWtd | All | SCG | MFm | New | CZ12 | rDXOH | 0 | HV_SCGMFmNewCZ12 | rDXOH | 0
2088 | 4 | 2 | 2 | 12 | 6 | 0 | HV_SCGMFmNewCZ12rNCOH | ResHVAC | HV_SCGMFmNewCZ12 | rWtd | All | SCG | MFm | New | CZ12 | rNCOH | 0 | HV_SCGMFmNewCZ12 | rNCOH | 0
2089 | 4 | 2 | 2 | 13 | 1 | 1 | HV_SCGMFmNewCZ13rDXGF | ResHVAC | HV_SCGMFmNewCZ13 | rWtd | All | SCG | MFm | New | CZ13 | rDXGF | 71.0577 | HV_SCGMFmNewCZ13 | rDXGF | 71.0577
2090 | 4 | 2 | 2 | 13 | 2 | 1 | HV_SCGMFmNewCZ13rNCGF | ResHVAC | HV_SCGMFmNewCZ13 | rWtd | All | SCG | MFm | New | CZ13 | rNCGF | 0 | HV_SCGMFmNewCZ13 | rNCGF | 0
2091 | 4 | 2 | 2 | 13 | 3 | 1 | HV_SCGMFmNewCZ13rDXHP | ResHVAC | HV_SCGMFmNewCZ13 | rWtd | All | SCG | MFm | New | CZ13 | rDXHP | 10.2177 | HV_SCGMFmNewCZ13 | rDXHP | 10.2177
2092 | 4 | 2 | 2 | 13 | 4 | 1 | HV_SCGMFmNewCZ13rNCEH | ResHVAC | HV_SCGMFmNewCZ13 | rWtd | All | SCG | MFm | New | CZ13 | rNCEH | 0 | HV_SCGMFmNewCZ13 | rNCEH | 0
2093 | 4 | 2 | 2 | 13 | 5 | 1 | HV_SCGMFmNewCZ13rDXOH | ResHVAC | HV_SCGMFmNewCZ13 | rWtd | All | SCG | MFm | New | CZ13 | rDXOH | 8.8612 | HV_SCGMFmNewCZ13 | rDXOH | 8.8612
2094 | 4 | 2 | 2 | 13 | 6 | 1 | HV_SCGMFmNewCZ13rNCOH | ResHVAC | HV_SCGMFmNewCZ13 | rWtd | All | SCG | MFm | New | CZ13 | rNCOH | 0 | HV_SCGMFmNewCZ13 | rNCOH | 0
2095 | 4 | 2 | 2 | 14 | 1 | 1 | HV_SCGMFmNewCZ14rDXGF | ResHVAC | HV_SCGMFmNewCZ14 | rWtd | All | SCG | MFm | New | CZ14 | rDXGF | 0.63041 | HV_SCGMFmNewCZ14 | rDXGF | 0.63041
2096 | 4 | 2 | 2 | 14 | 2 | 1 | HV_SCGMFmNewCZ14rNCGF | ResHVAC | HV_SCGMFmNewCZ14 | rWtd | All | SCG | MFm | New | CZ14 | rNCGF | 0.15793 | HV_SCGMFmNewCZ14 | rNCGF | 0.15793
2097 | 4 | 2 | 2 | 14 | 3 | 1 | HV_SCGMFmNewCZ14rDXHP | ResHVAC | HV_SCGMFmNewCZ14 | rWtd | All | SCG | MFm | New | CZ14 | rDXHP | 0.090649 | HV_SCGMFmNewCZ14 | rDXHP | 0.090649
2098 | 4 | 2 | 2 | 14 | 4 | 1 | HV_SCGMFmNewCZ14rNCEH | ResHVAC | HV_SCGMFmNewCZ14 | rWtd | All | SCG | MFm | New | CZ14 | rNCEH | 0.022709 | HV_SCGMFmNewCZ14 | rNCEH | 0.022709
2099 | 4 | 2 | 2 | 14 | 5 | 1 | HV_SCGMFmNewCZ14rDXOH | ResHVAC | HV_SCGMFmNewCZ14 | rWtd | All | SCG | MFm | New | CZ14 | rDXOH | 0.078615 | HV_SCGMFmNewCZ14 | rDXOH | 0.078615
2100 | 4 | 2 | 2 | 14 | 6 | 1 | HV_SCGMFmNewCZ14rNCOH | ResHVAC | HV_SCGMFmNewCZ14 | rWtd | All | SCG | MFm | New | CZ14 | rNCOH | 0.019694 | HV_SCGMFmNewCZ14 | rNCOH | 0.019694
2101 | 4 | 2 | 2 | 15 | 1 | 1 | HV_SCGMFmNewCZ15rDXGF | ResHVAC | HV_SCGMFmNewCZ15 | rWtd | All | SCG | MFm | New | CZ15 | rDXGF | 0.63041 | HV_SCGMFmNewCZ15 | rDXGF | 0.63041
2102 | 4 | 2 | 2 | 15 | 2 | 1 | HV_SCGMFmNewCZ15rNCGF | ResHVAC | HV_SCGMFmNewCZ15 | rWtd | All | SCG | MFm | New | CZ15 | rNCGF | 0.15793 | HV_SCGMFmNewCZ15 | rNCGF | 0.15793
2103 | 4 | 2 | 2 | 15 | 3 | 1 | HV_SCGMFmNewCZ15rDXHP | ResHVAC | HV_SCGMFmNewCZ15 | rWtd | All | SCG | MFm | New | CZ15 | rDXHP | 0.090649 | HV_SCGMFmNewCZ15 | rDXHP | 0.090649
2104 | 4 | 2 | 2 | 15 | 4 | 1 | HV_SCGMFmNewCZ15rNCEH | ResHVAC | HV_SCGMFmNewCZ15 | rWtd | All | SCG | MFm | New | CZ15 | rNCEH | 0.022709 | HV_SCGMFmNewCZ15 | rNCEH | 0.022709
2105 | 4 | 2 | 2 | 15 | 5 | 1 | HV_SCGMFmNewCZ15rDXOH | ResHVAC | HV_SCGMFmNewCZ15 | rWtd | All | SCG | MFm | New | CZ15 | rDXOH | 0.078615 | HV_SCGMFmNewCZ15 | rDXOH | 0.078615
2106 | 4 | 2 | 2 | 15 | 6 | 1 | HV_SCGMFmNewCZ15rNCOH | ResHVAC | HV_SCGMFmNewCZ15 | rWtd | All | SCG | MFm | New | CZ15 | rNCOH | 0.019694 | HV_SCGMFmNewCZ15 | rNCOH | 0.019694
2107 | 4 | 2 | 2 | 16 | 1 | 1 | HV_SCGMFmNewCZ16rDXGF | ResHVAC | HV_SCGMFmNewCZ16 | rWtd | All | SCG | MFm | New | CZ16 | rDXGF | 0 | HV_SCGMFmNewCZ16 | rDXGF | 0
2108 | 4 | 2 | 2 | 16 | 2 | 1 | HV_SCGMFmNewCZ16rNCGF | ResHVAC | HV_SCGMFmNewCZ16 | rWtd | All | SCG | MFm | New | CZ16 | rNCGF | 0 | HV_SCGMFmNewCZ16 | rNCGF | 0
2109 | 4 | 2 | 2 | 16 | 3 | 1 | HV_SCGMFmNewCZ16rDXHP | ResHVAC | HV_SCGMFmNewCZ16 | rWtd | All | SCG | MFm | New | CZ16 | rDXHP | 0 | HV_SCGMFmNewCZ16 | rDXHP | 0
2110 | 4 | 2 | 2 | 16 | 4 | 1 | HV_SCGMFmNewCZ16rNCEH | ResHVAC | HV_SCGMFmNewCZ16 | rWtd | All | SCG | MFm | New | CZ16 | rNCEH | 0 | HV_SCGMFmNewCZ16 | rNCEH | 0
2111 | 4 | 2 | 2 | 16 | 5 | 1 | HV_SCGMFmNewCZ16rDXOH | ResHVAC | HV_SCGMFmNewCZ16 | rWtd | All | SCG | MFm | New | CZ16 | rDXOH | 0 | HV_SCGMFmNewCZ16 | rDXOH | 0
2112 | 4 | 2 | 2 | 16 | 6 | 1 | HV_SCGMFmNewCZ16rNCOH | ResHVAC | HV_SCGMFmNewCZ16 | rWtd | All | SCG | MFm | New | CZ16 | rNCOH | 0 | HV_SCGMFmNewCZ16 | rNCOH | 0
2113 | 4 | 3 | 1 | 1 | 1 | 0 | HV_SCGDMoExCZ01rDXGF | ResHVAC | HV_SCGDMoExCZ01 | rWtd | All | SCG | DMo | Ex | CZ01 | rDXGF | 0 | HV_SCGDMoExCZ01 | rDXGF | 0
2114 | 4 | 3 | 1 | 1 | 2 | 0 | HV_SCGDMoExCZ01rNCGF | ResHVAC | HV_SCGDMoExCZ01 | rWtd | All | SCG | DMo | Ex | CZ01 | rNCGF | 0 | HV_SCGDMoExCZ01 | rNCGF | 0
2115 | 4 | 3 | 1 | 1 | 3 | 0 | HV_SCGDMoExCZ01rDXHP | ResHVAC | HV_SCGDMoExCZ01 | rWtd | All | SCG | DMo | Ex | CZ01 | rDXHP | 0 | HV_SCGDMoExCZ01 | rDXHP | 0
2116 | 4 | 3 | 1 | 1 | 4 | 0 | HV_SCGDMoExCZ01rNCEH | ResHVAC | HV_SCGDMoExCZ01 | rWtd | All | SCG | DMo | Ex | CZ01 | rNCEH | 0 | HV_SCGDMoExCZ01 | rNCEH | 0
2117 | 4 | 3 | 1 | 1 | 5 | 0 | HV_SCGDMoExCZ01rDXOH | ResHVAC | HV_SCGDMoExCZ01 | rWtd | All | SCG | DMo | Ex | CZ01 | rDXOH | 0 | HV_SCGDMoExCZ01 | rDXOH | 0
2118 | 4 | 3 | 1 | 1 | 6 | 0 | HV_SCGDMoExCZ01rNCOH | ResHVAC | HV_SCGDMoExCZ01 | rWtd | All | SCG | DMo | Ex | CZ01 | rNCOH | 0 | HV_SCGDMoExCZ01 | rNCOH | 0
2119 | 4 | 3 | 1 | 2 | 1 | 0 | HV_SCGDMoExCZ02rDXGF | ResHVAC | HV_SCGDMoExCZ02 | rWtd | All | SCG | DMo | Ex | CZ02 | rDXGF | 0 | HV_SCGDMoExCZ02 | rDXGF | 0
2120 | 4 | 3 | 1 | 2 | 2 | 0 | HV_SCGDMoExCZ02rNCGF | ResHVAC | HV_SCGDMoExCZ02 | rWtd | All | SCG | DMo | Ex | CZ02 | rNCGF | 0 | HV_SCGDMoExCZ02 | rNCGF | 0
2121 | 4 | 3 | 1 | 2 | 3 | 0 | HV_SCGDMoExCZ02rDXHP | ResHVAC | HV_SCGDMoExCZ02 | rWtd | All | SCG | DMo | Ex | CZ02 | rDXHP | 0 | HV_SCGDMoExCZ02 | rDXHP | 0
2122 | 4 | 3 | 1 | 2 | 4 | 0 | HV_SCGDMoExCZ02rNCEH | ResHVAC | HV_SCGDMoExCZ02 | rWtd | All | SCG | DMo | Ex | CZ02 | rNCEH | 0 | HV_SCGDMoExCZ02 | rNCEH | 0
2123 | 4 | 3 | 1 | 2 | 5 | 0 | HV_SCGDMoExCZ02rDXOH | ResHVAC | HV_SCGDMoExCZ02 | rWtd | All | SCG | DMo | Ex | CZ02 | rDXOH | 0 | HV_SCGDMoExCZ02 | rDXOH | 0
2124 | 4 | 3 | 1 | 2 | 6 | 0 | HV_SCGDMoExCZ02rNCOH | ResHVAC | HV_SCGDMoExCZ02 | rWtd | All | SCG | DMo | Ex | CZ02 | rNCOH | 0 | HV_SCGDMoExCZ02 | rNCOH | 0
2125 | 4 | 3 | 1 | 3 | 1 | 0 | HV_SCGDMoExCZ03rDXGF | ResHVAC | HV_SCGDMoExCZ03 | rWtd | All | SCG | DMo | Ex | CZ03 | rDXGF | 0 | HV_SCGDMoExCZ03 | rDXGF | 0
2126 | 4 | 3 | 1 | 3 | 2 | 0 | HV_SCGDMoExCZ03rNCGF | ResHVAC | HV_SCGDMoExCZ03 | rWtd | All | SCG | DMo | Ex | CZ03 | rNCGF | 0 | HV_SCGDMoExCZ03 | rNCGF | 0
2127 | 4 | 3 | 1 | 3 | 3 | 0 | HV_SCGDMoExCZ03rDXHP | ResHVAC | HV_SCGDMoExCZ03 | rWtd | All | SCG | DMo | Ex | CZ03 | rDXHP | 0 | HV_SCGDMoExCZ03 | rDXHP | 0
2128 | 4 | 3 | 1 | 3 | 4 | 0 | HV_SCGDMoExCZ03rNCEH | ResHVAC | HV_SCGDMoExCZ03 | rWtd | All | SCG | DMo | Ex | CZ03 | rNCEH | 0 | HV_SCGDMoExCZ03 | rNCEH | 0
2129 | 4 | 3 | 1 | 3 | 5 | 0 | HV_SCGDMoExCZ03rDXOH | ResHVAC | HV_SCGDMoExCZ03 | rWtd | All | SCG | DMo | Ex | CZ03 | rDXOH | 0 | HV_SCGDMoExCZ03 | rDXOH | 0
2130 | 4 | 3 | 1 | 3 | 6 | 0 | HV_SCGDMoExCZ03rNCOH | ResHVAC | HV_SCGDMoExCZ03 | rWtd | All | SCG | DMo | Ex | CZ03 | rNCOH | 0 | HV_SCGDMoExCZ03 | rNCOH | 0
2131 | 4 | 3 | 1 | 4 | 1 | 0 | HV_SCGDMoExCZ04rDXGF | ResHVAC | HV_SCGDMoExCZ04 | rWtd | All | SCG | DMo | Ex | CZ04 | rDXGF | 0 | HV_SCGDMoExCZ04 | rDXGF | 0
2132 | 4 | 3 | 1 | 4 | 2 | 0 | HV_SCGDMoExCZ04rNCGF | ResHVAC | HV_SCGDMoExCZ04 | rWtd | All | SCG | DMo | Ex | CZ04 | rNCGF | 0 | HV_SCGDMoExCZ04 | rNCGF | 0
2133 | 4 | 3 | 1 | 4 | 3 | 0 | HV_SCGDMoExCZ04rDXHP | ResHVAC | HV_SCGDMoExCZ04 | rWtd | All | SCG | DMo | Ex | CZ04 | rDXHP | 0 | HV_SCGDMoExCZ04 | rDXHP | 0
2134 | 4 | 3 | 1 | 4 | 4 | 0 | HV_SCGDMoExCZ04rNCEH | ResHVAC | HV_SCGDMoExCZ04 | rWtd | All | SCG | DMo | Ex | CZ04 | rNCEH | 0 | HV_SCGDMoExCZ04 | rNCEH | 0
2135 | 4 | 3 | 1 | 4 | 5 | 0 | HV_SCGDMoExCZ04rDXOH | ResHVAC | HV_SCGDMoExCZ04 | rWtd | All | SCG | DMo | Ex | CZ04 | rDXOH | 0 | HV_SCGDMoExCZ04 | rDXOH | 0
2136 | 4 | 3 | 1 | 4 | 6 | 0 | HV_SCGDMoExCZ04rNCOH | ResHVAC | HV_SCGDMoExCZ04 | rWtd | All | SCG | DMo | Ex | CZ04 | rNCOH | 0 | HV_SCGDMoExCZ04 | rNCOH | 0
2137 | 4 | 3 | 1 | 5 | 1 | 1 | HV_SCGDMoExCZ05rDXGF | ResHVAC | HV_SCGDMoExCZ05 | rWtd | All | SCG | DMo | Ex | CZ05 | rDXGF | 352.247 | HV_SCGDMoExCZ05 | rDXGF | 352.247
2138 | 4 | 3 | 1 | 5 | 2 | 1 | HV_SCGDMoExCZ05rNCGF | ResHVAC | HV_SCGDMoExCZ05 | rWtd | All | SCG | DMo | Ex | CZ05 | rNCGF | 874.4092 | HV_SCGDMoExCZ05 | rNCGF | 874.4092
2139 | 4 | 3 | 1 | 5 | 3 | 1 | HV_SCGDMoExCZ05rDXHP | ResHVAC | HV_SCGDMoExCZ05 | rWtd | All | SCG | DMo | Ex | CZ05 | rDXHP | 50.321 | HV_SCGDMoExCZ05 | rDXHP | 50.321
2140 | 4 | 3 | 1 | 5 | 4 | 1 | HV_SCGDMoExCZ05rNCEH | ResHVAC | HV_SCGDMoExCZ05 | rWtd | All | SCG | DMo | Ex | CZ05 | rNCEH | 124.9156 | HV_SCGDMoExCZ05 | rNCEH | 124.9156
2141 | 4 | 3 | 1 | 5 | 5 | 1 | HV_SCGDMoExCZ05rDXOH | ResHVAC | HV_SCGDMoExCZ05 | rWtd | All | SCG | DMo | Ex | CZ05 | rDXOH | 85.5457 | HV_SCGDMoExCZ05 | rDXOH | 85.5457
2142 | 4 | 3 | 1 | 5 | 6 | 1 | HV_SCGDMoExCZ05rNCOH | ResHVAC | HV_SCGDMoExCZ05 | rWtd | All | SCG | DMo | Ex | CZ05 | rNCOH | 212.3565 | HV_SCGDMoExCZ05 | rNCOH | 212.3565
2143 | 4 | 3 | 1 | 6 | 1 | 1 | HV_SCGDMoExCZ06rDXGF | ResHVAC | HV_SCGDMoExCZ06 | rWtd | All | SCG | DMo | Ex | CZ06 | rDXGF | 678.461 | HV_SCGDMoExCZ06 | rDXGF | 678.461
2144 | 4 | 3 | 1 | 6 | 2 | 1 | HV_SCGDMoExCZ06rNCGF | ResHVAC | HV_SCGDMoExCZ06 | rWtd | All | SCG | DMo | Ex | CZ06 | rNCGF | 4529.4634 | HV_SCGDMoExCZ06 | rNCGF | 4529.4634
2145 | 4 | 3 | 1 | 6 | 3 | 1 | HV_SCGDMoExCZ06rDXHP | ResHVAC | HV_SCGDMoExCZ06 | rWtd | All | SCG | DMo | Ex | CZ06 | rDXHP | 96.923 | HV_SCGDMoExCZ06 | rDXHP | 96.923
2146 | 4 | 3 | 1 | 6 | 4 | 1 | HV_SCGDMoExCZ06rNCEH | ResHVAC | HV_SCGDMoExCZ06 | rWtd | All | SCG | DMo | Ex | CZ06 | rNCEH | 647.0662 | HV_SCGDMoExCZ06 | rNCEH | 647.0662
2147 | 4 | 3 | 1 | 6 | 5 | 1 | HV_SCGDMoExCZ06rDXOH | ResHVAC | HV_SCGDMoExCZ06 | rWtd | All | SCG | DMo | Ex | CZ06 | rDXOH | 164.7691 | HV_SCGDMoExCZ06 | rDXOH | 164.7691
2148 | 4 | 3 | 1 | 6 | 6 | 1 | HV_SCGDMoExCZ06rNCOH | ResHVAC | HV_SCGDMoExCZ06 | rWtd | All | SCG | DMo | Ex | CZ06 | rNCOH | 1100.0125 | HV_SCGDMoExCZ06 | rNCOH | 1100.0125
2149 | 4 | 3 | 1 | 7 | 1 | 0 | HV_SCGDMoExCZ07rDXGF | ResHVAC | HV_SCGDMoExCZ07 | rWtd | All | SCG | DMo | Ex | CZ07 | rDXGF | 0 | HV_SCGDMoExCZ07 | rDXGF | 0
2150 | 4 | 3 | 1 | 7 | 2 | 0 | HV_SCGDMoExCZ07rNCGF | ResHVAC | HV_SCGDMoExCZ07 | rWtd | All | SCG | DMo | Ex | CZ07 | rNCGF | 0 | HV_SCGDMoExCZ07 | rNCGF | 0
2151 | 4 | 3 | 1 | 7 | 3 | 0 | HV_SCGDMoExCZ07rDXHP | ResHVAC | HV_SCGDMoExCZ07 | rWtd | All | SCG | DMo | Ex | CZ07 | rDXHP | 0 | HV_SCGDMoExCZ07 | rDXHP | 0
2152 | 4 | 3 | 1 | 7 | 4 | 0 | HV_SCGDMoExCZ07rNCEH | ResHVAC | HV_SCGDMoExCZ07 | rWtd | All | SCG | DMo | Ex | CZ07 | rNCEH | 0 | HV_SCGDMoExCZ07 | rNCEH | 0
2153 | 4 | 3 | 1 | 7 | 5 | 0 | HV_SCGDMoExCZ07rDXOH | ResHVAC | HV_SCGDMoExCZ07 | rWtd | All | SCG | DMo | Ex | CZ07 | rDXOH | 0 | HV_SCGDMoExCZ07 | rDXOH | 0
2154 | 4 | 3 | 1 | 7 | 6 | 0 | HV_SCGDMoExCZ07rNCOH | ResHVAC | HV_SCGDMoExCZ07 | rWtd | All | SCG | DMo | Ex | CZ07 | rNCOH | 0 | HV_SCGDMoExCZ07 | rNCOH | 0
2155 | 4 | 3 | 1 | 8 | 1 | 1 | HV_SCGDMoExCZ08rDXGF | ResHVAC | HV_SCGDMoExCZ08 | rWtd | All | SCG | DMo | Ex | CZ08 | rDXGF | 1209.229 | HV_SCGDMoExCZ08 | rDXGF | 1209.229
2156 | 4 | 3 | 1 | 8 | 2 | 1 | HV_SCGDMoExCZ08rNCGF | ResHVAC | HV_SCGDMoExCZ08 | rWtd | All | SCG | DMo | Ex | CZ08 | rNCGF | 634.739 | HV_SCGDMoExCZ08 | rNCGF | 634.739
2157 | 4 | 3 | 1 | 8 | 3 | 1 | HV_SCGDMoExCZ08rDXHP | ResHVAC | HV_SCGDMoExCZ08 | rWtd | All | SCG | DMo | Ex | CZ08 | rDXHP | 172.747 | HV_SCGDMoExCZ08 | rDXHP | 172.747
2158 | 4 | 3 | 1 | 8 | 4 | 1 | HV_SCGDMoExCZ08rNCEH | ResHVAC | HV_SCGDMoExCZ08 | rWtd | All | SCG | DMo | Ex | CZ08 | rNCEH | 90.677 | HV_SCGDMoExCZ08 | rNCEH | 90.677
2159 | 4 | 3 | 1 | 8 | 5 | 1 | HV_SCGDMoExCZ08rDXOH | ResHVAC | HV_SCGDMoExCZ08 | rWtd | All | SCG | DMo | Ex | CZ08 | rDXOH | 293.6699 | HV_SCGDMoExCZ08 | rDXOH | 293.6699
2160 | 4 | 3 | 1 | 8 | 6 | 1 | HV_SCGDMoExCZ08rNCOH | ResHVAC | HV_SCGDMoExCZ08 | rWtd | All | SCG | DMo | Ex | CZ08 | rNCOH | 154.1509 | HV_SCGDMoExCZ08 | rNCOH | 154.1509
2161 | 4 | 3 | 1 | 9 | 1 | 1 | HV_SCGDMoExCZ09rDXGF | ResHVAC | HV_SCGDMoExCZ09 | rWtd | All | SCG | DMo | Ex | CZ09 | rDXGF | 5767.3336 | HV_SCGDMoExCZ09 | rDXGF | 5767.3336
2162 | 4 | 3 | 1 | 9 | 2 | 1 | HV_SCGDMoExCZ09rNCGF | ResHVAC | HV_SCGDMoExCZ09 | rWtd | All | SCG | DMo | Ex | CZ09 | rNCGF | 2280.334 | HV_SCGDMoExCZ09 | rNCGF | 2280.334
2163 | 4 | 3 | 1 | 9 | 3 | 1 | HV_SCGDMoExCZ09rDXHP | ResHVAC | HV_SCGDMoExCZ09 | rWtd | All | SCG | DMo | Ex | CZ09 | rDXHP | 823.9048 | HV_SCGDMoExCZ09 | rDXHP | 823.9048
2164 | 4 | 3 | 1 | 9 | 4 | 1 | HV_SCGDMoExCZ09rNCEH | ResHVAC | HV_SCGDMoExCZ09 | rWtd | All | SCG | DMo | Ex | CZ09 | rNCEH | 325.762 | HV_SCGDMoExCZ09 | rNCEH | 325.762
2165 | 4 | 3 | 1 | 9 | 5 | 1 | HV_SCGDMoExCZ09rDXOH | ResHVAC | HV_SCGDMoExCZ09 | rWtd | All | SCG | DMo | Ex | CZ09 | rDXOH | 1400.6382 | HV_SCGDMoExCZ09 | rDXOH | 1400.6382
2166 | 4 | 3 | 1 | 9 | 6 | 1 | HV_SCGDMoExCZ09rNCOH | ResHVAC | HV_SCGDMoExCZ09 | rWtd | All | SCG | DMo | Ex | CZ09 | rNCOH | 553.7954 | HV_SCGDMoExCZ09 | rNCOH | 553.7954
2167 | 4 | 3 | 1 | 10 | 1 | 1 | HV_SCGDMoExCZ10rDXGF | ResHVAC | HV_SCGDMoExCZ10 | rWtd | All | SCG | DMo | Ex | CZ10 | rDXGF | 13981.0426 | HV_SCGDMoExCZ10 | rDXGF | 13981.0426
2168 | 4 | 3 | 1 | 10 | 2 | 1 | HV_SCGDMoExCZ10rNCGF | ResHVAC | HV_SCGDMoExCZ10 | rWtd | All | SCG | DMo | Ex | CZ10 | rNCGF | 373.065 | HV_SCGDMoExCZ10 | rNCGF | 373.065
2169 | 4 | 3 | 1 | 10 | 3 | 1 | HV_SCGDMoExCZ10rDXHP | ResHVAC | HV_SCGDMoExCZ10 | rWtd | All | SCG | DMo | Ex | CZ10 | rDXHP | 1997.2918 | HV_SCGDMoExCZ10 | rDXHP | 1997.2918
2170 | 4 | 3 | 1 | 10 | 4 | 1 | HV_SCGDMoExCZ10rNCEH | ResHVAC | HV_SCGDMoExCZ10 | rWtd | All | SCG | DMo | Ex | CZ10 | rNCEH | 53.295 | HV_SCGDMoExCZ10 | rNCEH | 53.295
2171 | 4 | 3 | 1 | 10 | 5 | 1 | HV_SCGDMoExCZ10rDXOH | ResHVAC | HV_SCGDMoExCZ10 | rWtd | All | SCG | DMo | Ex | CZ10 | rDXOH | 3395.3961 | HV_SCGDMoExCZ10 | rDXOH | 3395.3961
2172 | 4 | 3 | 1 | 10 | 6 | 1 | HV_SCGDMoExCZ10rNCOH | ResHVAC | HV_SCGDMoExCZ10 | rWtd | All | SCG | DMo | Ex | CZ10 | rNCOH | 90.6015 | HV_SCGDMoExCZ10 | rNCOH | 90.6015
2173 | 4 | 3 | 1 | 11 | 1 | 0 | HV_SCGDMoExCZ11rDXGF | ResHVAC | HV_SCGDMoExCZ11 | rWtd | All | SCG | DMo | Ex | CZ11 | rDXGF | 0 | HV_SCGDMoExCZ11 | rDXGF | 0
2174 | 4 | 3 | 1 | 11 | 2 | 0 | HV_SCGDMoExCZ11rNCGF | ResHVAC | HV_SCGDMoExCZ11 | rWtd | All | SCG | DMo | Ex | CZ11 | rNCGF | 0 | HV_SCGDMoExCZ11 | rNCGF | 0
2175 | 4 | 3 | 1 | 11 | 3 | 0 | HV_SCGDMoExCZ11rDXHP | ResHVAC | HV_SCGDMoExCZ11 | rWtd | All | SCG | DMo | Ex | CZ11 | rDXHP | 0 | HV_SCGDMoExCZ11 | rDXHP | 0
2176 | 4 | 3 | 1 | 11 | 4 | 0 | HV_SCGDMoExCZ11rNCEH | ResHVAC | HV_SCGDMoExCZ11 | rWtd | All | SCG | DMo | Ex | CZ11 | rNCEH | 0 | HV_SCGDMoExCZ11 | rNCEH | 0
2177 | 4 | 3 | 1 | 11 | 5 | 0 | HV_SCGDMoExCZ11rDXOH | ResHVAC | HV_SCGDMoExCZ11 | rWtd | All | SCG | DMo | Ex | CZ11 | rDXOH | 0 | HV_SCGDMoExCZ11 | rDXOH | 0
2178 | 4 | 3 | 1 | 11 | 6 | 0 | HV_SCGDMoExCZ11rNCOH | ResHVAC | HV_SCGDMoExCZ11 | rWtd | All | SCG | DMo | Ex | CZ11 | rNCOH | 0 | HV_SCGDMoExCZ11 | rNCOH | 0
2179 | 4 | 3 | 1 | 12 | 1 | 0 | HV_SCGDMoExCZ12rDXGF | ResHVAC | HV_SCGDMoExCZ12 | rWtd | All | SCG | DMo | Ex | CZ12 | rDXGF | 0 | HV_SCGDMoExCZ12 | rDXGF | 0
2180 | 4 | 3 | 1 | 12 | 2 | 0 | HV_SCGDMoExCZ12rNCGF | ResHVAC | HV_SCGDMoExCZ12 | rWtd | All | SCG | DMo | Ex | CZ12 | rNCGF | 0 | HV_SCGDMoExCZ12 | rNCGF | 0
2181 | 4 | 3 | 1 | 12 | 3 | 0 | HV_SCGDMoExCZ12rDXHP | ResHVAC | HV_SCGDMoExCZ12 | rWtd | All | SCG | DMo | Ex | CZ12 | rDXHP | 0 | HV_SCGDMoExCZ12 | rDXHP | 0
2182 | 4 | 3 | 1 | 12 | 4 | 0 | HV_SCGDMoExCZ12rNCEH | ResHVAC | HV_SCGDMoExCZ12 | rWtd | All | SCG | DMo | Ex | CZ12 | rNCEH | 0 | HV_SCGDMoExCZ12 | rNCEH | 0
2183 | 4 | 3 | 1 | 12 | 5 | 0 | HV_SCGDMoExCZ12rDXOH | ResHVAC | HV_SCGDMoExCZ12 | rWtd | All | SCG | DMo | Ex | CZ12 | rDXOH | 0 | HV_SCGDMoExCZ12 | rDXOH | 0
2184 | 4 | 3 | 1 | 12 | 6 | 0 | HV_SCGDMoExCZ12rNCOH | ResHVAC | HV_SCGDMoExCZ12 | rWtd | All | SCG | DMo | Ex | CZ12 | rNCOH | 0 | HV_SCGDMoExCZ12 | rNCOH | 0
2185 | 4 | 3 | 1 | 13 | 1 | 1 | HV_SCGDMoExCZ13rDXGF | ResHVAC | HV_SCGDMoExCZ13 | rWtd | All | SCG | DMo | Ex | CZ13 | rDXGF | 2516.913 | HV_SCGDMoExCZ13 | rDXGF | 2516.913
2186 | 4 | 3 | 1 | 13 | 2 | 1 | HV_SCGDMoExCZ13rNCGF | ResHVAC | HV_SCGDMoExCZ13 | rWtd | All | SCG | DMo | Ex | CZ13 | rNCGF | 0 | HV_SCGDMoExCZ13 | rNCGF | 0
2187 | 4 | 3 | 1 | 13 | 3 | 1 | HV_SCGDMoExCZ13rDXHP | ResHVAC | HV_SCGDMoExCZ13 | rWtd | All | SCG | DMo | Ex | CZ13 | rDXHP | 359.559 | HV_SCGDMoExCZ13 | rDXHP | 359.559
2188 | 4 | 3 | 1 | 13 | 4 | 1 | HV_SCGDMoExCZ13rNCEH | ResHVAC | HV_SCGDMoExCZ13 | rWtd | All | SCG | DMo | Ex | CZ13 | rNCEH | 0 | HV_SCGDMoExCZ13 | rNCEH | 0
2189 | 4 | 3 | 1 | 13 | 5 | 1 | HV_SCGDMoExCZ13rDXOH | ResHVAC | HV_SCGDMoExCZ13 | rWtd | All | SCG | DMo | Ex | CZ13 | rDXOH | 611.2503 | HV_SCGDMoExCZ13 | rDXOH | 611.2503
2190 | 4 | 3 | 1 | 13 | 6 | 1 | HV_SCGDMoExCZ13rNCOH | ResHVAC | HV_SCGDMoExCZ13 | rWtd | All | SCG | DMo | Ex | CZ13 | rNCOH | 0 | HV_SCGDMoExCZ13 | rNCOH | 0
2191 | 4 | 3 | 1 | 14 | 1 | 1 | HV_SCGDMoExCZ14rDXGF | ResHVAC | HV_SCGDMoExCZ14 | rWtd | All | SCG | DMo | Ex | CZ14 | rDXGF | 460.376 | HV_SCGDMoExCZ14 | rDXGF | 460.376
2192 | 4 | 3 | 1 | 14 | 2 | 1 | HV_SCGDMoExCZ14rNCGF | ResHVAC | HV_SCGDMoExCZ14 | rWtd | All | SCG | DMo | Ex | CZ14 | rNCGF | 181.23 | HV_SCGDMoExCZ14 | rNCGF | 181.23
2193 | 4 | 3 | 1 | 14 | 3 | 1 | HV_SCGDMoExCZ14rDXHP | ResHVAC | HV_SCGDMoExCZ14 | rWtd | All | SCG | DMo | Ex | CZ14 | rDXHP | 65.768 | HV_SCGDMoExCZ14 | rDXHP | 65.768
2194 | 4 | 3 | 1 | 14 | 4 | 1 | HV_SCGDMoExCZ14rNCEH | ResHVAC | HV_SCGDMoExCZ14 | rWtd | All | SCG | DMo | Ex | CZ14 | rNCEH | 25.89 | HV_SCGDMoExCZ14 | rNCEH | 25.89
2195 | 4 | 3 | 1 | 14 | 5 | 1 | HV_SCGDMoExCZ14rDXOH | ResHVAC | HV_SCGDMoExCZ14 | rWtd | All | SCG | DMo | Ex | CZ14 | rDXOH | 111.8056 | HV_SCGDMoExCZ14 | rDXOH | 111.8056
2196 | 4 | 3 | 1 | 14 | 6 | 1 | HV_SCGDMoExCZ14rNCOH | ResHVAC | HV_SCGDMoExCZ14 | rWtd | All | SCG | DMo | Ex | CZ14 | rNCOH | 44.013 | HV_SCGDMoExCZ14 | rNCOH | 44.013
2197 | 4 | 3 | 1 | 15 | 1 | 1 | HV_SCGDMoExCZ15rDXGF | ResHVAC | HV_SCGDMoExCZ15 | rWtd | All | SCG | DMo | Ex | CZ15 | rDXGF | 1901.9042 | HV_SCGDMoExCZ15 | rDXGF | 1901.9042
2198 | 4 | 3 | 1 | 15 | 2 | 1 | HV_SCGDMoExCZ15rNCGF | ResHVAC | HV_SCGDMoExCZ15 | rWtd | All | SCG | DMo | Ex | CZ15 | rNCGF | 0 | HV_SCGDMoExCZ15 | rNCGF | 0
2199 | 4 | 3 | 1 | 15 | 3 | 1 | HV_SCGDMoExCZ15rDXHP | ResHVAC | HV_SCGDMoExCZ15 | rWtd | All | SCG | DMo | Ex | CZ15 | rDXHP | 271.7006 | HV_SCGDMoExCZ15 | rDXHP | 271.7006
2200 | 4 | 3 | 1 | 15 | 4 | 1 | HV_SCGDMoExCZ15rNCEH | ResHVAC | HV_SCGDMoExCZ15 | rWtd | All | SCG | DMo | Ex | CZ15 | rNCEH | 0 | HV_SCGDMoExCZ15 | rNCEH | 0
2201 | 4 | 3 | 1 | 15 | 5 | 1 | HV_SCGDMoExCZ15rDXOH | ResHVAC | HV_SCGDMoExCZ15 | rWtd | All | SCG | DMo | Ex | CZ15 | rDXOH | 461.891 | HV_SCGDMoExCZ15 | rDXOH | 461.891
2202 | 4 | 3 | 1 | 15 | 6 | 1 | HV_SCGDMoExCZ15rNCOH | ResHVAC | HV_SCGDMoExCZ15 | rWtd | All | SCG | DMo | Ex | CZ15 | rNCOH | 0 | HV_SCGDMoExCZ15 | rNCOH | 0
2203 | 4 | 3 | 1 | 16 | 1 | 1 | HV_SCGDMoExCZ16rDXGF | ResHVAC | HV_SCGDMoExCZ16 | rWtd | All | SCG | DMo | Ex | CZ16 | rDXGF | 273.581 | HV_SCGDMoExCZ16 | rDXGF | 273.581
2204 | 4 | 3 | 1 | 16 | 2 | 1 | HV_SCGDMoExCZ16rNCGF | ResHVAC | HV_SCGDMoExCZ16 | rWtd | All | SCG | DMo | Ex | CZ16 | rNCGF | 0 | HV_SCGDMoExCZ16 | rNCGF | 0
2205 | 4 | 3 | 1 | 16 | 3 | 1 | HV_SCGDMoExCZ16rDXHP | ResHVAC | HV_SCGDMoExCZ16 | rWtd | All | SCG | DMo | Ex | CZ16 | rDXHP | 39.083 | HV_SCGDMoExCZ16 | rDXHP | 39.083
2206 | 4 | 3 | 1 | 16 | 4 | 1 | HV_SCGDMoExCZ16rNCEH | ResHVAC | HV_SCGDMoExCZ16 | rWtd | All | SCG | DMo | Ex | CZ16 | rNCEH | 0 | HV_SCGDMoExCZ16 | rNCEH | 0
2207 | 4 | 3 | 1 | 16 | 5 | 1 | HV_SCGDMoExCZ16rDXOH | ResHVAC | HV_SCGDMoExCZ16 | rWtd | All | SCG | DMo | Ex | CZ16 | rDXOH | 66.4411 | HV_SCGDMoExCZ16 | rDXOH | 66.4411
2208 | 4 | 3 | 1 | 16 | 6 | 1 | HV_SCGDMoExCZ16rNCOH | ResHVAC | HV_SCGDMoExCZ16 | rWtd | All | SCG | DMo | Ex | CZ16 | rNCOH | 0 | HV_SCGDMoExCZ16 | rNCOH | 0
2209 | 4 | 3 | 2 | 1 | 1 | 0 | HV_SCGDMoNewCZ01rDXGF | ResHVAC | HV_SCGDMoNewCZ01 | rWtd | All | SCG | DMo | New | CZ01 | rDXGF | 0 | HV_SCGDMoNewCZ01 | rDXGF | 0
2210 | 4 | 3 | 2 | 1 | 2 | 0 | HV_SCGDMoNewCZ01rNCGF | ResHVAC | HV_SCGDMoNewCZ01 | rWtd | All | SCG | DMo | New | CZ01 | rNCGF | 0 | HV_SCGDMoNewCZ01 | rNCGF | 0
2211 | 4 | 3 | 2 | 1 | 3 | 0 | HV_SCGDMoNewCZ01rDXHP | ResHVAC | HV_SCGDMoNewCZ01 | rWtd | All | SCG | DMo | New | CZ01 | rDXHP | 0 | HV_SCGDMoNewCZ01 | rDXHP | 0
2212 | 4 | 3 | 2 | 1 | 4 | 0 | HV_SCGDMoNewCZ01rNCEH | ResHVAC | HV_SCGDMoNewCZ01 | rWtd | All | SCG | DMo | New | CZ01 | rNCEH | 0 | HV_SCGDMoNewCZ01 | rNCEH | 0
2213 | 4 | 3 | 2 | 1 | 5 | 0 | HV_SCGDMoNewCZ01rDXOH | ResHVAC | HV_SCGDMoNewCZ01 | rWtd | All | SCG | DMo | New | CZ01 | rDXOH | 0 | HV_SCGDMoNewCZ01 | rDXOH | 0
2214 | 4 | 3 | 2 | 1 | 6 | 0 | HV_SCGDMoNewCZ01rNCOH | ResHVAC | HV_SCGDMoNewCZ01 | rWtd | All | SCG | DMo | New | CZ01 | rNCOH | 0 | HV_SCGDMoNewCZ01 | rNCOH | 0
2215 | 4 | 3 | 2 | 2 | 1 | 0 | HV_SCGDMoNewCZ02rDXGF | ResHVAC | HV_SCGDMoNewCZ02 | rWtd | All | SCG | DMo | New | CZ02 | rDXGF | 0 | HV_SCGDMoNewCZ02 | rDXGF | 0
2216 | 4 | 3 | 2 | 2 | 2 | 0 | HV_SCGDMoNewCZ02rNCGF | ResHVAC | HV_SCGDMoNewCZ02 | rWtd | All | SCG | DMo | New | CZ02 | rNCGF | 0 | HV_SCGDMoNewCZ02 | rNCGF | 0
2217 | 4 | 3 | 2 | 2 | 3 | 0 | HV_SCGDMoNewCZ02rDXHP | ResHVAC | HV_SCGDMoNewCZ02 | rWtd | All | SCG | DMo | New | CZ02 | rDXHP | 0 | HV_SCGDMoNewCZ02 | rDXHP | 0
2218 | 4 | 3 | 2 | 2 | 4 | 0 | HV_SCGDMoNewCZ02rNCEH | ResHVAC | HV_SCGDMoNewCZ02 | rWtd | All | SCG | DMo | New | CZ02 | rNCEH | 0 | HV_SCGDMoNewCZ02 | rNCEH | 0
2219 | 4 | 3 | 2 | 2 | 5 | 0 | HV_SCGDMoNewCZ02rDXOH | ResHVAC | HV_SCGDMoNewCZ02 | rWtd | All | SCG | DMo | New | CZ02 | rDXOH | 0 | HV_SCGDMoNewCZ02 | rDXOH | 0
2220 | 4 | 3 | 2 | 2 | 6 | 0 | HV_SCGDMoNewCZ02rNCOH | ResHVAC | HV_SCGDMoNewCZ02 | rWtd | All | SCG | DMo | New | CZ02 | rNCOH | 0 | HV_SCGDMoNewCZ02 | rNCOH | 0
2221 | 4 | 3 | 2 | 3 | 1 | 0 | HV_SCGDMoNewCZ03rDXGF | ResHVAC | HV_SCGDMoNewCZ03 | rWtd | All | SCG | DMo | New | CZ03 | rDXGF | 0 | HV_SCGDMoNewCZ03 | rDXGF | 0
2222 | 4 | 3 | 2 | 3 | 2 | 0 | HV_SCGDMoNewCZ03rNCGF | ResHVAC | HV_SCGDMoNewCZ03 | rWtd | All | SCG | DMo | New | CZ03 | rNCGF | 0 | HV_SCGDMoNewCZ03 | rNCGF | 0
2223 | 4 | 3 | 2 | 3 | 3 | 0 | HV_SCGDMoNewCZ03rDXHP | ResHVAC | HV_SCGDMoNewCZ03 | rWtd | All | SCG | DMo | New | CZ03 | rDXHP | 0 | HV_SCGDMoNewCZ03 | rDXHP | 0
2224 | 4 | 3 | 2 | 3 | 4 | 0 | HV_SCGDMoNewCZ03rNCEH | ResHVAC | HV_SCGDMoNewCZ03 | rWtd | All | SCG | DMo | New | CZ03 | rNCEH | 0 | HV_SCGDMoNewCZ03 | rNCEH | 0
2225 | 4 | 3 | 2 | 3 | 5 | 0 | HV_SCGDMoNewCZ03rDXOH | ResHVAC | HV_SCGDMoNewCZ03 | rWtd | All | SCG | DMo | New | CZ03 | rDXOH | 0 | HV_SCGDMoNewCZ03 | rDXOH | 0
2226 | 4 | 3 | 2 | 3 | 6 | 0 | HV_SCGDMoNewCZ03rNCOH | ResHVAC | HV_SCGDMoNewCZ03 | rWtd | All | SCG | DMo | New | CZ03 | rNCOH | 0 | HV_SCGDMoNewCZ03 | rNCOH | 0
2227 | 4 | 3 | 2 | 4 | 1 | 0 | HV_SCGDMoNewCZ04rDXGF | ResHVAC | HV_SCGDMoNewCZ04 | rWtd | All | SCG | DMo | New | CZ04 | rDXGF | 0 | HV_SCGDMoNewCZ04 | rDXGF | 0
2228 | 4 | 3 | 2 | 4 | 2 | 0 | HV_SCGDMoNewCZ04rNCGF | ResHVAC | HV_SCGDMoNewCZ04 | rWtd | All | SCG | DMo | New | CZ04 | rNCGF | 0 | HV_SCGDMoNewCZ04 | rNCGF | 0
2229 | 4 | 3 | 2 | 4 | 3 | 0 | HV_SCGDMoNewCZ04rDXHP | ResHVAC | HV_SCGDMoNewCZ04 | rWtd | All | SCG | DMo | New | CZ04 | rDXHP | 0 | HV_SCGDMoNewCZ04 | rDXHP | 0
2230 | 4 | 3 | 2 | 4 | 4 | 0 | HV_SCGDMoNewCZ04rNCEH | ResHVAC | HV_SCGDMoNewCZ04 | rWtd | All | SCG | DMo | New | CZ04 | rNCEH | 0 | HV_SCGDMoNewCZ04 | rNCEH | 0
2231 | 4 | 3 | 2 | 4 | 5 | 0 | HV_SCGDMoNewCZ04rDXOH | ResHVAC | HV_SCGDMoNewCZ04 | rWtd | All | SCG | DMo | New | CZ04 | rDXOH | 0 | HV_SCGDMoNewCZ04 | rDXOH | 0
2232 | 4 | 3 | 2 | 4 | 6 | 0 | HV_SCGDMoNewCZ04rNCOH | ResHVAC | HV_SCGDMoNewCZ04 | rWtd | All | SCG | DMo | New | CZ04 | rNCOH | 0 | HV_SCGDMoNewCZ04 | rNCOH | 0
2233 | 4 | 3 | 2 | 5 | 1 | 1 | HV_SCGDMoNewCZ05rDXGF | ResHVAC | HV_SCGDMoNewCZ05 | rWtd | All | SCG | DMo | New | CZ05 | rDXGF | 0 | HV_SCGDMoNewCZ05 | rDXGF | 0
2234 | 4 | 3 | 2 | 5 | 2 | 1 | HV_SCGDMoNewCZ05rNCGF | ResHVAC | HV_SCGDMoNewCZ05 | rWtd | All | SCG | DMo | New | CZ05 | rNCGF | 34.0144 | HV_SCGDMoNewCZ05 | rNCGF | 34.0144
2235 | 4 | 3 | 2 | 5 | 3 | 1 | HV_SCGDMoNewCZ05rDXHP | ResHVAC | HV_SCGDMoNewCZ05 | rWtd | All | SCG | DMo | New | CZ05 | rDXHP | 0 | HV_SCGDMoNewCZ05 | rDXHP | 0
2236 | 4 | 3 | 2 | 5 | 4 | 1 | HV_SCGDMoNewCZ05rNCEH | ResHVAC | HV_SCGDMoNewCZ05 | rWtd | All | SCG | DMo | New | CZ05 | rNCEH | 4.8592 | HV_SCGDMoNewCZ05 | rNCEH | 4.8592
2237 | 4 | 3 | 2 | 5 | 5 | 1 | HV_SCGDMoNewCZ05rDXOH | ResHVAC | HV_SCGDMoNewCZ05 | rWtd | All | SCG | DMo | New | CZ05 | rDXOH | 0 | HV_SCGDMoNewCZ05 | rDXOH | 0
2238 | 4 | 3 | 2 | 5 | 6 | 1 | HV_SCGDMoNewCZ05rNCOH | ResHVAC | HV_SCGDMoNewCZ05 | rWtd | All | SCG | DMo | New | CZ05 | rNCOH | 8.2606 | HV_SCGDMoNewCZ05 | rNCOH | 8.2606
2239 | 4 | 3 | 2 | 6 | 1 | 1 | HV_SCGDMoNewCZ06rDXGF | ResHVAC | HV_SCGDMoNewCZ06 | rWtd | All | SCG | DMo | New | CZ06 | rDXGF | 49.784 | HV_SCGDMoNewCZ06 | rDXGF | 49.784
2240 | 4 | 3 | 2 | 6 | 2 | 1 | HV_SCGDMoNewCZ06rNCGF | ResHVAC | HV_SCGDMoNewCZ06 | rWtd | All | SCG | DMo | New | CZ06 | rNCGF | 538.8068 | HV_SCGDMoNewCZ06 | rNCGF | 538.8068
2241 | 4 | 3 | 2 | 6 | 3 | 1 | HV_SCGDMoNewCZ06rDXHP | ResHVAC | HV_SCGDMoNewCZ06 | rWtd | All | SCG | DMo | New | CZ06 | rDXHP | 7.112 | HV_SCGDMoNewCZ06 | rDXHP | 7.112
2242 | 4 | 3 | 2 | 6 | 4 | 1 | HV_SCGDMoNewCZ06rNCEH | ResHVAC | HV_SCGDMoNewCZ06 | rWtd | All | SCG | DMo | New | CZ06 | rNCEH | 76.9724 | HV_SCGDMoNewCZ06 | rNCEH | 76.9724
2243 | 4 | 3 | 2 | 6 | 5 | 1 | HV_SCGDMoNewCZ06rDXOH | ResHVAC | HV_SCGDMoNewCZ06 | rWtd | All | SCG | DMo | New | CZ06 | rDXOH | 12.0904 | HV_SCGDMoNewCZ06 | rDXOH | 12.0904
2244 | 4 | 3 | 2 | 6 | 6 | 1 | HV_SCGDMoNewCZ06rNCOH | ResHVAC | HV_SCGDMoNewCZ06 | rWtd | All | SCG | DMo | New | CZ06 | rNCOH | 130.8531 | HV_SCGDMoNewCZ06 | rNCOH | 130.8531
2245 | 4 | 3 | 2 | 7 | 1 | 0 | HV_SCGDMoNewCZ07rDXGF | ResHVAC | HV_SCGDMoNewCZ07 | rWtd | All | SCG | DMo | New | CZ07 | rDXGF | 0 | HV_SCGDMoNewCZ07 | rDXGF | 0
2246 | 4 | 3 | 2 | 7 | 2 | 0 | HV_SCGDMoNewCZ07rNCGF | ResHVAC | HV_SCGDMoNewCZ07 | rWtd | All | SCG | DMo | New | CZ07 | rNCGF | 0 | HV_SCGDMoNewCZ07 | rNCGF | 0
2247 | 4 | 3 | 2 | 7 | 3 | 0 | HV_SCGDMoNewCZ07rDXHP | ResHVAC | HV_SCGDMoNewCZ07 | rWtd | All | SCG | DMo | New | CZ07 | rDXHP | 0 | HV_SCGDMoNewCZ07 | rDXHP | 0
2248 | 4 | 3 | 2 | 7 | 4 | 0 | HV_SCGDMoNewCZ07rNCEH | ResHVAC | HV_SCGDMoNewCZ07 | rWtd | All | SCG | DMo | New | CZ07 | rNCEH | 0 | HV_SCGDMoNewCZ07 | rNCEH | 0
2249 | 4 | 3 | 2 | 7 | 5 | 0 | HV_SCGDMoNewCZ07rDXOH | ResHVAC | HV_SCGDMoNewCZ07 | rWtd | All | SCG | DMo | New | CZ07 | rDXOH | 0 | HV_SCGDMoNewCZ07 | rDXOH | 0
2250 | 4 | 3 | 2 | 7 | 6 | 0 | HV_SCGDMoNewCZ07rNCOH | ResHVAC | HV_SCGDMoNewCZ07 | rWtd | All | SCG | DMo | New | CZ07 | rNCOH | 0 | HV_SCGDMoNewCZ07 | rNCOH | 0
2251 | 4 | 3 | 2 | 8 | 1 | 1 | HV_SCGDMoNewCZ08rDXGF | ResHVAC | HV_SCGDMoNewCZ08 | rWtd | All | SCG | DMo | New | CZ08 | rDXGF | 0 | HV_SCGDMoNewCZ08 | rDXGF | 0
2252 | 4 | 3 | 2 | 8 | 2 | 1 | HV_SCGDMoNewCZ08rNCGF | ResHVAC | HV_SCGDMoNewCZ08 | rWtd | All | SCG | DMo | New | CZ08 | rNCGF | 49.784 | HV_SCGDMoNewCZ08 | rNCGF | 49.784
2253 | 4 | 3 | 2 | 8 | 3 | 1 | HV_SCGDMoNewCZ08rDXHP | ResHVAC | HV_SCGDMoNewCZ08 | rWtd | All | SCG | DMo | New | CZ08 | rDXHP | 0 | HV_SCGDMoNewCZ08 | rDXHP | 0
2254 | 4 | 3 | 2 | 8 | 4 | 1 | HV_SCGDMoNewCZ08rNCEH | ResHVAC | HV_SCGDMoNewCZ08 | rWtd | All | SCG | DMo | New | CZ08 | rNCEH | 7.112 | HV_SCGDMoNewCZ08 | rNCEH | 7.112
2255 | 4 | 3 | 2 | 8 | 5 | 1 | HV_SCGDMoNewCZ08rDXOH | ResHVAC | HV_SCGDMoNewCZ08 | rWtd | All | SCG | DMo | New | CZ08 | rDXOH | 0 | HV_SCGDMoNewCZ08 | rDXOH | 0
2256 | 4 | 3 | 2 | 8 | 6 | 1 | HV_SCGDMoNewCZ08rNCOH | ResHVAC | HV_SCGDMoNewCZ08 | rWtd | All | SCG | DMo | New | CZ08 | rNCOH | 12.0904 | HV_SCGDMoNewCZ08 | rNCOH | 12.0904
2257 | 4 | 3 | 2 | 9 | 1 | 1 | HV_SCGDMoNewCZ09rDXGF | ResHVAC | HV_SCGDMoNewCZ09 | rWtd | All | SCG | DMo | New | CZ09 | rDXGF | 153.8012 | HV_SCGDMoNewCZ09 | rDXGF | 153.8012
2258 | 4 | 3 | 2 | 9 | 2 | 1 | HV_SCGDMoNewCZ09rNCGF | ResHVAC | HV_SCGDMoNewCZ09 | rWtd | All | SCG | DMo | New | CZ09 | rNCGF | 0 | HV_SCGDMoNewCZ09 | rNCGF | 0
2259 | 4 | 3 | 2 | 9 | 3 | 1 | HV_SCGDMoNewCZ09rDXHP | ResHVAC | HV_SCGDMoNewCZ09 | rWtd | All | SCG | DMo | New | CZ09 | rDXHP | 21.9716 | HV_SCGDMoNewCZ09 | rDXHP | 21.9716
2260 | 4 | 3 | 2 | 9 | 4 | 1 | HV_SCGDMoNewCZ09rNCEH | ResHVAC | HV_SCGDMoNewCZ09 | rWtd | All | SCG | DMo | New | CZ09 | rNCEH | 0 | HV_SCGDMoNewCZ09 | rNCEH | 0
2261 | 4 | 3 | 2 | 9 | 5 | 1 | HV_SCGDMoNewCZ09rDXOH | ResHVAC | HV_SCGDMoNewCZ09 | rWtd | All | SCG | DMo | New | CZ09 | rDXOH | 37.3517 | HV_SCGDMoNewCZ09 | rDXOH | 37.3517
2262 | 4 | 3 | 2 | 9 | 6 | 1 | HV_SCGDMoNewCZ09rNCOH | ResHVAC | HV_SCGDMoNewCZ09 | rWtd | All | SCG | DMo | New | CZ09 | rNCOH | 0 | HV_SCGDMoNewCZ09 | rNCOH | 0
2263 | 4 | 3 | 2 | 10 | 1 | 1 | HV_SCGDMoNewCZ10rDXGF | ResHVAC | HV_SCGDMoNewCZ10 | rWtd | All | SCG | DMo | New | CZ10 | rDXGF | 44.9372 | HV_SCGDMoNewCZ10 | rDXGF | 44.9372
2264 | 4 | 3 | 2 | 10 | 2 | 1 | HV_SCGDMoNewCZ10rNCGF | ResHVAC | HV_SCGDMoNewCZ10 | rWtd | All | SCG | DMo | New | CZ10 | rNCGF | 0 | HV_SCGDMoNewCZ10 | rNCGF | 0
2265 | 4 | 3 | 2 | 10 | 3 | 1 | HV_SCGDMoNewCZ10rDXHP | ResHVAC | HV_SCGDMoNewCZ10 | rWtd | All | SCG | DMo | New | CZ10 | rDXHP | 6.4196 | HV_SCGDMoNewCZ10 | rDXHP | 6.4196
2266 | 4 | 3 | 2 | 10 | 4 | 1 | HV_SCGDMoNewCZ10rNCEH | ResHVAC | HV_SCGDMoNewCZ10 | rWtd | All | SCG | DMo | New | CZ10 | rNCEH | 0 | HV_SCGDMoNewCZ10 | rNCEH | 0
2267 | 4 | 3 | 2 | 10 | 5 | 1 | HV_SCGDMoNewCZ10rDXOH | ResHVAC | HV_SCGDMoNewCZ10 | rWtd | All | SCG | DMo | New | CZ10 | rDXOH | 10.9133 | HV_SCGDMoNewCZ10 | rDXOH | 10.9133
2268 | 4 | 3 | 2 | 10 | 6 | 1 | HV_SCGDMoNewCZ10rNCOH | ResHVAC | HV_SCGDMoNewCZ10 | rWtd | All | SCG | DMo | New | CZ10 | rNCOH | 0 | HV_SCGDMoNewCZ10 | rNCOH | 0
2269 | 4 | 3 | 2 | 11 | 1 | 0 | HV_SCGDMoNewCZ11rDXGF | ResHVAC | HV_SCGDMoNewCZ11 | rWtd | All | SCG | DMo | New | CZ11 | rDXGF | 0 | HV_SCGDMoNewCZ11 | rDXGF | 0
2270 | 4 | 3 | 2 | 11 | 2 | 0 | HV_SCGDMoNewCZ11rNCGF | ResHVAC | HV_SCGDMoNewCZ11 | rWtd | All | SCG | DMo | New | CZ11 | rNCGF | 0 | HV_SCGDMoNewCZ11 | rNCGF | 0
2271 | 4 | 3 | 2 | 11 | 3 | 0 | HV_SCGDMoNewCZ11rDXHP | ResHVAC | HV_SCGDMoNewCZ11 | rWtd | All | SCG | DMo | New | CZ11 | rDXHP | 0 | HV_SCGDMoNewCZ11 | rDXHP | 0
2272 | 4 | 3 | 2 | 11 | 4 | 0 | HV_SCGDMoNewCZ11rNCEH | ResHVAC | HV_SCGDMoNewCZ11 | rWtd | All | SCG | DMo | New | CZ11 | rNCEH | 0 | HV_SCGDMoNewCZ11 | rNCEH | 0
2273 | 4 | 3 | 2 | 11 | 5 | 0 | HV_SCGDMoNewCZ11rDXOH | ResHVAC | HV_SCGDMoNewCZ11 | rWtd | All | SCG | DMo | New | CZ11 | rDXOH | 0 | HV_SCGDMoNewCZ11 | rDXOH | 0
2274 | 4 | 3 | 2 | 11 | 6 | 0 | HV_SCGDMoNewCZ11rNCOH | ResHVAC | HV_SCGDMoNewCZ11 | rWtd | All | SCG | DMo | New | CZ11 | rNCOH | 0 | HV_SCGDMoNewCZ11 | rNCOH | 0
2275 | 4 | 3 | 2 | 12 | 1 | 0 | HV_SCGDMoNewCZ12rDXGF | ResHVAC | HV_SCGDMoNewCZ12 | rWtd | All | SCG | DMo | New | CZ12 | rDXGF | 0 | HV_SCGDMoNewCZ12 | rDXGF | 0
2276 | 4 | 3 | 2 | 12 | 2 | 0 | HV_SCGDMoNewCZ12rNCGF | ResHVAC | HV_SCGDMoNewCZ12 | rWtd | All | SCG | DMo | New | CZ12 | rNCGF | 0 | HV_SCGDMoNewCZ12 | rNCGF | 0
2277 | 4 | 3 | 2 | 12 | 3 | 0 | HV_SCGDMoNewCZ12rDXHP | ResHVAC | HV_SCGDMoNewCZ12 | rWtd | All | SCG | DMo | New | CZ12 | rDXHP | 0 | HV_SCGDMoNewCZ12 | rDXHP | 0
2278 | 4 | 3 | 2 | 12 | 4 | 0 | HV_SCGDMoNewCZ12rNCEH | ResHVAC | HV_SCGDMoNewCZ12 | rWtd | All | SCG | DMo | New | CZ12 | rNCEH | 0 | HV_SCGDMoNewCZ12 | rNCEH | 0
2279 | 4 | 3 | 2 | 12 | 5 | 0 | HV_SCGDMoNewCZ12rDXOH | ResHVAC | HV_SCGDMoNewCZ12 | rWtd | All | SCG | DMo | New | CZ12 | rDXOH | 0 | HV_SCGDMoNewCZ12 | rDXOH | 0
2280 | 4 | 3 | 2 | 12 | 6 | 0 | HV_SCGDMoNewCZ12rNCOH | ResHVAC | HV_SCGDMoNewCZ12 | rWtd | All | SCG | DMo | New | CZ12 | rNCOH | 0 | HV_SCGDMoNewCZ12 | rNCOH | 0
2281 | 4 | 3 | 2 | 13 | 1 | 1 | HV_SCGDMoNewCZ13rDXGF | ResHVAC | HV_SCGDMoNewCZ13 | rWtd | All | SCG | DMo | New | CZ13 | rDXGF | 0 | HV_SCGDMoNewCZ13 | rDXGF | 0
2282 | 4 | 3 | 2 | 13 | 2 | 1 | HV_SCGDMoNewCZ13rNCGF | ResHVAC | HV_SCGDMoNewCZ13 | rWtd | All | SCG | DMo | New | CZ13 | rNCGF | 0 | HV_SCGDMoNewCZ13 | rNCGF | 0
2283 | 4 | 3 | 2 | 13 | 3 | 1 | HV_SCGDMoNewCZ13rDXHP | ResHVAC | HV_SCGDMoNewCZ13 | rWtd | All | SCG | DMo | New | CZ13 | rDXHP | 0 | HV_SCGDMoNewCZ13 | rDXHP | 0
2284 | 4 | 3 | 2 | 13 | 4 | 1 | HV_SCGDMoNewCZ13rNCEH | ResHVAC | HV_SCGDMoNewCZ13 | rWtd | All | SCG | DMo | New | CZ13 | rNCEH | 0 | HV_SCGDMoNewCZ13 | rNCEH | 0
2285 | 4 | 3 | 2 | 13 | 5 | 1 | HV_SCGDMoNewCZ13rDXOH | ResHVAC | HV_SCGDMoNewCZ13 | rWtd | All | SCG | DMo | New | CZ13 | rDXOH | 0 | HV_SCGDMoNewCZ13 | rDXOH | 0
2286 | 4 | 3 | 2 | 13 | 6 | 1 | HV_SCGDMoNewCZ13rNCOH | ResHVAC | HV_SCGDMoNewCZ13 | rWtd | All | SCG | DMo | New | CZ13 | rNCOH | 0 | HV_SCGDMoNewCZ13 | rNCOH | 0
2287 | 4 | 3 | 2 | 14 | 1 | 1 | HV_SCGDMoNewCZ14rDXGF | ResHVAC | HV_SCGDMoNewCZ14 | rWtd | All | SCG | DMo | New | CZ14 | rDXGF | 0.61856 | HV_SCGDMoNewCZ14 | rDXGF | 0.61856
2288 | 4 | 3 | 2 | 14 | 2 | 1 | HV_SCGDMoNewCZ14rNCGF | ResHVAC | HV_SCGDMoNewCZ14 | rWtd | All | SCG | DMo | New | CZ14 | rNCGF | 0.10309 | HV_SCGDMoNewCZ14 | rNCGF | 0.10309
2289 | 4 | 3 | 2 | 14 | 3 | 1 | HV_SCGDMoNewCZ14rDXHP | ResHVAC | HV_SCGDMoNewCZ14 | rWtd | All | SCG | DMo | New | CZ14 | rDXHP | 0.088365 | HV_SCGDMoNewCZ14 | rDXHP | 0.088365
2290 | 4 | 3 | 2 | 14 | 4 | 1 | HV_SCGDMoNewCZ14rNCEH | ResHVAC | HV_SCGDMoNewCZ14 | rWtd | All | SCG | DMo | New | CZ14 | rNCEH | 0.014728 | HV_SCGDMoNewCZ14 | rNCEH | 0.014728
2291 | 4 | 3 | 2 | 14 | 5 | 1 | HV_SCGDMoNewCZ14rDXOH | ResHVAC | HV_SCGDMoNewCZ14 | rWtd | All | SCG | DMo | New | CZ14 | rDXOH | 0.15022 | HV_SCGDMoNewCZ14 | rDXOH | 0.15022
2292 | 4 | 3 | 2 | 14 | 6 | 1 | HV_SCGDMoNewCZ14rNCOH | ResHVAC | HV_SCGDMoNewCZ14 | rWtd | All | SCG | DMo | New | CZ14 | rNCOH | 0.025037 | HV_SCGDMoNewCZ14 | rNCOH | 0.025037
2293 | 4 | 3 | 2 | 15 | 1 | 1 | HV_SCGDMoNewCZ15rDXGF | ResHVAC | HV_SCGDMoNewCZ15 | rWtd | All | SCG | DMo | New | CZ15 | rDXGF | 25.8104 | HV_SCGDMoNewCZ15 | rDXGF | 25.8104
2294 | 4 | 3 | 2 | 15 | 2 | 1 | HV_SCGDMoNewCZ15rNCGF | ResHVAC | HV_SCGDMoNewCZ15 | rWtd | All | SCG | DMo | New | CZ15 | rNCGF | 0 | HV_SCGDMoNewCZ15 | rNCGF | 0
2295 | 4 | 3 | 2 | 15 | 3 | 1 | HV_SCGDMoNewCZ15rDXHP | ResHVAC | HV_SCGDMoNewCZ15 | rWtd | All | SCG | DMo | New | CZ15 | rDXHP | 3.6872 | HV_SCGDMoNewCZ15 | rDXHP | 3.6872
2296 | 4 | 3 | 2 | 15 | 4 | 1 | HV_SCGDMoNewCZ15rNCEH | ResHVAC | HV_SCGDMoNewCZ15 | rWtd | All | SCG | DMo | New | CZ15 | rNCEH | 0 | HV_SCGDMoNewCZ15 | rNCEH | 0
2297 | 4 | 3 | 2 | 15 | 5 | 1 | HV_SCGDMoNewCZ15rDXOH | ResHVAC | HV_SCGDMoNewCZ15 | rWtd | All | SCG | DMo | New | CZ15 | rDXOH | 6.2682 | HV_SCGDMoNewCZ15 | rDXOH | 6.2682
2298 | 4 | 3 | 2 | 15 | 6 | 1 | HV_SCGDMoNewCZ15rNCOH | ResHVAC | HV_SCGDMoNewCZ15 | rWtd | All | SCG | DMo | New | CZ15 | rNCOH | 0 | HV_SCGDMoNewCZ15 | rNCOH | 0
2299 | 4 | 3 | 2 | 16 | 1 | 1 | HV_SCGDMoNewCZ16rDXGF | ResHVAC | HV_SCGDMoNewCZ16 | rWtd | All | SCG | DMo | New | CZ16 | rDXGF | 49.742 | HV_SCGDMoNewCZ16 | rDXGF | 49.742
2300 | 4 | 3 | 2 | 16 | 2 | 1 | HV_SCGDMoNewCZ16rNCGF | ResHVAC | HV_SCGDMoNewCZ16 | rWtd | All | SCG | DMo | New | CZ16 | rNCGF | 0 | HV_SCGDMoNewCZ16 | rNCGF | 0
2301 | 4 | 3 | 2 | 16 | 3 | 1 | HV_SCGDMoNewCZ16rDXHP | ResHVAC | HV_SCGDMoNewCZ16 | rWtd | All | SCG | DMo | New | CZ16 | rDXHP | 7.106 | HV_SCGDMoNewCZ16 | rDXHP | 7.106
2302 | 4 | 3 | 2 | 16 | 4 | 1 | HV_SCGDMoNewCZ16rNCEH | ResHVAC | HV_SCGDMoNewCZ16 | rWtd | All | SCG | DMo | New | CZ16 | rNCEH | 0 | HV_SCGDMoNewCZ16 | rNCEH | 0
2303 | 4 | 3 | 2 | 16 | 5 | 1 | HV_SCGDMoNewCZ16rDXOH | ResHVAC | HV_SCGDMoNewCZ16 | rWtd | All | SCG | DMo | New | CZ16 | rDXOH | 12.0802 | HV_SCGDMoNewCZ16 | rDXOH | 12.0802
2304 | 4 | 3 | 2 | 16 | 6 | 1 | HV_SCGDMoNewCZ16rNCOH | ResHVAC | HV_SCGDMoNewCZ16 | rWtd | All | SCG | DMo | New | CZ16 | rNCOH | 0 | HV_SCGDMoNewCZ16 | rNCOH | 0

## HVACwts Src
HVAC Weights by IOU, Vintage and Building Type
From "DEER2010-2012ResidentialImpacts v1_5.xls"
|  | rDXGF | rNCGF | rDXHP | rNCEH | rDXOH | rNCOH | rDXGF | rNCGF | rDXHP | rNCEH | rDXOH | rNCOH | rDXGF | rNCGF | rDXHP | rNCEH | rDXOH | rNCOH
|  | Single Family | Single Family | Single Family | Single Family | Single Family | Single Family | Multi-Family | Multi-Family | Multi-Family | Multi-Family | Multi-Family | Multi-Family | Mobile Home | Mobile Home | Mobile Home | Mobile Home | Mobile Home | Mobile Home
| Vintage | DX Clg/ Gas Heat | Gas Heat | Heat Pump | Elec Heat | DX Clg/ Other Heat | Other Heat | DX Clg/ Gas Heat | Gas Heat | Heat Pump | Elec Heat | DX Clg/ Other Heat | Other Heat | DX Clg/ Gas Heat | Gas Heat | Heat Pump | Elec Heat | DX Clg/ Other Heat | Other Heat
NH_PGExWts |  | 2 | 3 | 4 | 5 | 6 | 7 | 8 | 9 | 10 | 11 | 12 | 13 | 14 | 15 | 16 | 17 | 18 | 19
1 | Existing | 345.7206 | 27192.981 | 19.869 | 1562.815 | 27.8166 | 2187.941 | 240.6908 | 7734.7784 | 34.61 | 1112.2197 | 30.0153 | 964.5636 | 115.458 | 825.573 | 16.494 | 117.939 | 28.0398 | 200.4963
2 | Existing | 58933.5129 | 95620.2993 | 3386.9835 | 5495.4195 | 4741.7769 | 7693.5873 | 15232.8827 | 24643.6198 | 2190.4068 | 3543.6204 | 1899.6128 | 3073.1764 | 10589.6546 | 1012.046 | 1512.8078 | 144.578 | 2571.7733 | 245.7826
3 | Existing | 65011.2546 | 457847.418 | 3736.279 | 26313.07 | 5230.7906 | 36838.298 | 28336.749 | 334557.9159 | 4074.6725 | 48107.6342 | 3533.7272 | 41720.961 | 5427.856 | 4295.5122 | 775.408 | 613.6446 | 1318.1936 | 1043.1958
4 | Existing | 145209.1509 | 146170.9968 | 8345.3535 | 8400.632 | 11683.4949 | 11760.8848 | 59312.9004 | 85907.7665 | 8528.877 | 12353.0761 | 7396.6004 | 10713.1065 | 5920.5622 | 2059.1816 | 845.7946 | 294.1688 | 1437.8508 | 500.087
5 | Existing | 12319.4697 | 49737.0039 | 708.0155 | 2858.4485 | 991.2217 | 4001.8279 | 4230.5077 | 10978.6373 | 608.3243 | 1578.6692 | 527.5644 | 1369.0882 | 1005.823 | 6544.6752 | 143.689 | 934.9536 | 244.2713 | 1589.4211
6 | Existing | 0 | 0 | 0 | 0 | 0 | 0 | 0 | 0 | 0 | 0 | 0 | 0 | 0 | 0 | 0 | 0 | 0 | 0
7 | Existing | 0 | 0 | 0 | 0 | 0 | 0 | 0 | 0 | 0 | 0 | 0 | 0 | 0 | 0 | 0 | 0 | 0 | 0
8 | Existing | 0 | 0 | 0 | 0 | 0 | 0 | 0 | 0 | 0 | 0 | 0 | 0 | 0 | 0 | 0 | 0 | 0 | 0
9 | Existing | 0 | 0 | 0 | 0 | 0 | 0 | 0 | 0 | 0 | 0 | 0 | 0 | 0 | 0 | 0 | 0 | 0 | 0
10 | Existing | 0 | 0 | 0 | 0 | 0 | 0 | 0 | 0 | 0 | 0 | 0 | 0 | 0 | 0 | 0 | 0 | 0 | 0
11 | Existing | 166500.3303 | 12859.6962 | 9568.9845 | 739.063 | 13396.5783 | 1034.6882 | 29584.5566 | 868.7296 | 4254.1006 | 124.9187 | 3689.3347 | 108.3347 | 31856.86 | 2501.415 | 4550.98 | 357.345 | 7736.666 | 607.4865
12 | Existing | 479843.7411 | 70831.2327 | 27577.2265 | 4070.7605 | 38608.1171 | 5699.0647 | 137090.0484 | 20822.822 | 19712.8138 | 2994.2101 | 17095.7801 | 2596.7048 | 20357.7584 | 677.593 | 2908.2512 | 96.799 | 4944.027 | 164.5583
13 | Existing | 235327.17 | 10153.6482 | 13524.55 | 583.543 | 18934.37 | 816.9602 | 64682.8907 | 2224.7808 | 9301.0528 | 319.9115 | 8066.2637 | 277.4407 | 18592.84 | 1293.3326 | 2656.12 | 184.7618 | 4515.404 | 314.0951
14 | Existing | 0 | 0 | 0 | 0 | 0 | 0 | 0 | 0 | 0 | 0 | 0 | 0 | 0 | 0 | 0 | 0 | 0 | 0
15 | Existing | 0 | 0 | 0 | 0 | 0 | 0 | 0 | 0 | 0 | 0 | 0 | 0 | 0 | 0 | 0 | 0 | 0 | 0
16 | Existing | 25441.7667 | 21408.9513 | 1462.1705 | 1230.3995 | 2047.0387 | 1722.5593 | 216.2652 | 88.271 | 31.0978 | 12.6929 | 26.9693 | 11.0078 | 4508.742 | 3189.711 | 644.106 | 455.673 | 1094.9802 | 774.6441
PGE | Existing | 1188932.1168 | 891822.2274 | 68329.432 | 51254.151 | 95661.2048 | 71755.8114 | 338927.4913 | 487827.3214 | 48735.9557 | 70146.9528 | 42265.8678 | 60834.3838 | 98375.5542 | 22399.0396 | 14053.6506 | 3199.8628 | 23891.206 | 5439.7668
NH_PGExHVACWts |  | 0.50213 | 0.37665 | 0.028858 | 0.021647 | 0.040402 | 0.030305 | 0.32318 | 0.46516 | 0.046471 | 0.066887 | 0.040302 | 0.058007 | 0.58781 | 0.13384 | 0.083973 | 0.01912 | 0.14275 | 0.032504
NH_PGNewWts |  | 8: 1.1041; 9: 1.001; 10: 0.88028; 11: 0.61735; 12: 1.1041; 13: 1.001
1 | New | 0 | 1946.7468 | 0 | 111.882 | 0 | 156.6348 | 0 | 721.9984 | 0 | 103.8195 | 0 | 90.0366 | 0.51457 | 0.20567 | 0.074028 | 0.029899 | 0.12542 | 0.050406
2 | New | 1756.1472 | 164.0646 | 100.928 | 9.429 | 141.2992 | 13.2006 | 351.6491 | 1113.1634 | 50.5653 | 160.0669 | 43.8523 | 138.8168 | 130.7152 | 0 | 18.6736 | 0 | 31.7451 | 0
3 | New | 1346.6382 | 4471.9392 | 77.393 | 257.008 | 108.3502 | 359.8112 | 905.3607 | 3698.862 | 130.186 | 531.8765 | 112.9028 | 461.2657 | 0 | 44.1924 | 0 | 6.3132 | 0 | 10.7324
4 | New | 5143.3704 | 166.5702 | 295.596 | 9.573 | 413.8344 | 13.4022 | 2209.4463 | 258.8731 | 317.7065 | 37.2246 | 275.5285 | 32.2827 | 261.4304 | 130.7152 | 37.3472 | 18.6736 | 63.4902 | 31.7451
5 | New | 126.5502 | 792.4482 | 7.273 | 45.543 | 10.1822 | 63.7602 | 0.42433 | 0.364 | 0.061017 | 0.052342 | 0.052916 | 0.045393 | 0 | 34.0144 | 0 | 4.8592 | 0 | 8.2606
6 | New | 0 | 0 | 0 | 0 | 0 | 0 | 0 | 0 | 0 | 0 | 0 | 0 | 0 | 0 | 0 | 0 | 0 | 0
7 | New | 0 | 0 | 0 | 0 | 0 | 0 | 0 | 0 | 0 | 0 | 0 | 0 | 0 | 0 | 0 | 0 | 0 | 0
8 | New | 0 | 0 | 0 | 0 | 0 | 0 | 0 | 0 | 0 | 0 | 0 | 0 | 0 | 0 | 0 | 0 | 0 | 0
9 | New | 0 | 0 | 0 | 0 | 0 | 0 | 0 | 0 | 0 | 0 | 0 | 0 | 0 | 0 | 0 | 0 | 0 | 0
10 | New | 0 | 0 | 0 | 0 | 0 | 0 | 0 | 0 | 0 | 0 | 0 | 0 | 0 | 0 | 0 | 0 | 0 | 0
11 | New | 7711.6278 | 0 | 443.197 | 0 | 620.4758 | 0 | 128.3714 | 0 | 18.4591 | 0 | 16.0085 | 0 | 230.496 | 0 | 32.928 | 0 | 55.9776 | 0
12 | New | 17318.7942 | 236.3268 | 995.333 | 13.582 | 1393.4662 | 19.0148 | 2876.5425 | 82.6565 | 413.6314 | 11.8856 | 358.7185 | 10.3077 | 228.6088 | 0 | 32.6584 | 0 | 55.5193 | 0
13 | New | 7356.5808 | 0 | 422.792 | 0 | 591.9088 | 0 | 377.9832 | 0 | 54.352 | 0 | 47.1363 | 0 | 0 | 130.7152 | 0 | 18.6736 | 0 | 31.7451
14 | New | 0 | 0 | 0 | 0 | 0 | 0 | 0 | 0 | 0 | 0 | 0 | 0 | 0 | 0 | 0 | 0 | 0 | 0
15 | New | 0 | 0 | 0 | 0 | 0 | 0 | 0 | 0 | 0 | 0 | 0 | 0 | 0 | 0 | 0 | 0 | 0 | 0
16 | New | 108.3498 | 108.3498 | 6.227 | 6.227 | 8.7178 | 8.7178 | 0.42433 | 0.364 | 0.061017 | 0.052342 | 0.052916 | 0.045393 | 0.51584 | 0.20581 | 0.073691 | 0.029402 | 0.12527 | 0.049983
PGE | New | 40868.0586 | 7886.4456 | 2348.739 | 453.244 | 3288.2346 | 634.5416 | 6850.2019 | 5876.2815 | 985.0223 | 844.9778 | 854.2527 | 732.8002 | 852.2808 | 340.0487 | 121.7549 | 48.5789 | 206.9829 | 82.5837
NH_PGNewHVACWts |  | 0.73664 | 0.14215 | 0.042335 | 0.0081696 | 0.05927 | 0.011437 | 0.42433 | 0.364 | 0.061017 | 0.052342 | 0.052916 | 0.045393 | 0.51584 | 0.20581 | 0.073691 | 0.029402 | 0.12527 | 0.049983
NH_SCExWts |  | 2 | 3 | 4 | 5 | 6 | 7 | 8 | 9 | 10 | 11 | 12 | 13 | 14 | 15 | 16 | 17 | 18 | 19
1 | Existing | 0 | 0 | 0 | 0 | 0 | 0 | 0 | 0 | 0 | 0 | 0 | 0 | 0 | 0 | 0 | 0 | 0 | 0
2 | Existing | 0 | 0 | 0 | 0 | 0 | 0 | 0 | 0 | 0 | 0 | 0 | 0 | 0 | 0 | 0 | 0 | 0 | 0
3 | Existing | 0 | 0 | 0 | 0 | 0 | 0 | 0 | 0 | 0 | 0 | 0 | 0 | 0 | 0 | 0 | 0 | 0 | 0
4 | Existing | 0 | 0 | 0 | 0 | 0 | 0 | 0 | 0 | 0 | 0 | 0 | 0 | 0 | 0 | 0 | 0 | 0 | 0
5 | Existing | 1011.1604 | 1572.177 | 58.1127 | 90.355 | 81.3577 | 126.497 | 0 | 760.1384 | 0 | 0 | 0 | 94.7929 | 0.58316 | 0.13849 | 0.083308 | 0.019784 | 0.14162 | 0.033633
6 | Existing | 116282.9037 | 196028.2434 | 6682.9255 | 11265.991 | 9356.0957 | 15772.3874 | 81276.8917 | 157329.3407 | 11687.1812 | 22623.1155 | 10135.6144 | 19619.716 | 4674.852 | 13779.143 | 667.836 | 1968.449 | 1135.3212 | 3346.3633
7 | Existing | 0 | 0 | 0 | 0 | 0 | 0 | 0 | 0 | 0 | 0 | 0 | 0 | 0 | 0 | 0 | 0 | 0 | 0
8 | Existing | 210262.5135 | 187474.7862 | 12084.0525 | 10774.413 | 16917.6735 | 15084.1782 | 86904.0612 | 80763.3618 | 12496.338 | 11613.3383 | 10837.3492 | 10071.5748 | 13719.0452 | 3573.003 | 1959.8636 | 510.429 | 3331.7681 | 867.7293
9 | Existing | 363336.6732 | 86864.7411 | 20881.418 | 4992.2265 | 29233.9852 | 6989.1171 | 121876.4725 | 35059.2398 | 17525.1832 | 5041.3307 | 15198.5749 | 4372.0537 | 17609.949 | 3873.926 | 2515.707 | 553.418 | 4276.7019 | 940.8106
10 | Existing | 411862.5675 | 22704.5292 | 23670.2625 | 1304.858 | 33138.3675 | 1826.8012 | 43636.0143 | 4763.6106 | 6274.6248 | 684.9817 | 5441.6182 | 594.0449 | 33518.8112 | 1474.914 | 4788.4016 | 210.702 | 8140.2827 | 358.1934
11 | Existing | 0 | 0 | 0 | 0 | 0 | 0 | 0 | 0 | 0 | 0 | 0 | 0 | 0 | 0 | 0 | 0 | 0 | 0
12 | Existing | 0 | 0 | 0 | 0 | 0 | 0 | 0 | 0 | 0 | 0 | 0 | 0 | 0 | 0 | 0 | 0 | 0 | 0
13 | Existing | 62398.0356 | 1217.9826 | 3586.094 | 69.999 | 5020.5316 | 97.9986 | 3444.6343 | 364.1134 | 495.3199 | 52.3576 | 429.5623 | 45.4067 | 4228.525 | 0 | 604.075 | 0 | 1026.9275 | 0
14 | Existing | 162114.7212 | 7000.6029 | 9316.938 | 402.3335 | 13043.7132 | 563.2669 | 14423.1829 | 0 | 2073.9763 | 0 | 1798.6394 | 0 | 10005.093 | 672.868 | 1429.299 | 96.124 | 2429.8083 | 163.4108
15 | Existing | 42333.5301 | 282.576 | 2432.9615 | 16.24 | 3406.1461 | 22.736 | 33148.619 | 383.9675 | 4766.5937 | 55.2125 | 4133.7902 | 47.8826 | 3817.4178 | 0 | 545.3454 | 0 | 927.0872 | 0
16 | Existing | 58942.5696 | 30044.9976 | 3387.504 | 1726.724 | 4742.5056 | 2417.4136 | 8030.5267 | 2684.3627 | 1154.7467 | 385.997 | 1001.4448 | 334.7528 | 10849.531 | 0 | 1549.933 | 0 | 2634.8861 | 0
SCE | Existing | 1428544.6748 | 533190.636 | 82100.2687 | 30643.14 | 114940.3761 | 42900.396 | 392740.4025 | 282108.135 | 56473.9637 | 40456.3331 | 48976.5934 | 35180.2242 | 98423.2242 | 23373.854 | 14060.4606 | 3339.122 | 23902.783 | 5676.5074
NH_SCExHVACWts |  | 0.63994 | 0.23885 | 0.036778 | 0.013727 | 0.051489 | 0.019218 | 0.45884 | 0.32959 | 0.065979 | 0.047266 | 0.05722 | 0.041101 | 0.58316 | 0.13849 | 0.083308 | 0.019784 | 0.14162 | 0.033633
NH_SCNewWts
1 | New | 0 | 0 | 0 | 0 | 0 | 0 | 0 | 0 | 0 | 0 | 0 | 0 | 0 | 0 | 0 | 0 | 0 | 0
2 | New | 0 | 0 | 0 | 0 | 0 | 0 | 0 | 0 | 0 | 0 | 0 | 0 | 0 | 0 | 0 | 0 | 0 | 0
3 | New | 0 | 0 | 0 | 0 | 0 | 0 | 0 | 0 | 0 | 0 | 0 | 0 | 0 | 0 | 0 | 0 | 0 | 0
4 | New | 0 | 0 | 0 | 0 | 0 | 0 | 0 | 0 | 0 | 0 | 0 | 0 | 0 | 0 | 0 | 0 | 0 | 0
5 | New | 42.456 | 0 | 2.44 | 0 | 3.416 | 0 | 0.73809 | 0.050239 | 0.10613 | 0.0072241 | 0.092044 | 0.006265 | 0.41404 | 0.30761 | 0.059149 | 0.043944 | 0.10055 | 0.074705
6 | New | 5705.5818 | 1813.7934 | 327.907 | 104.241 | 459.0698 | 145.9374 | 2446.838 | 292.1902 | 351.8422 | 42.0154 | 305.1323 | 36.4375 | 49.784 | 1064.168 | 7.112 | 152.024 | 12.0904 | 258.4408
7 | New | 0 | 0 | 0 | 0 | 0 | 0 | 0 | 0 | 0 | 0 | 0 | 0 | 0 | 0 | 0 | 0 | 0 | 0
8 | New | 3808.7208 | 1655.5404 | 218.892 | 95.146 | 306.4488 | 133.2044 | 2915.1856 | 272.4692 | 419.1881 | 39.1796 | 363.5375 | 33.9782 | 293.8264 | 49.784 | 41.9752 | 7.112 | 71.3578 | 12.0904
9 | New | 5905.0032 | 0 | 339.368 | 0 | 475.1152 | 0 | 2791.3118 | 0 | 401.3757 | 0 | 348.0898 | 0 | 741.454 | 0 | 105.922 | 0 | 180.0674 | 0
10 | New | 20431.8282 | 49.8858 | 1174.243 | 2.867 | 1643.9402 | 4.0138 | 94.9803 | 0 | 13.6577 | 0 | 11.8445 | 0 | 191.8504 | 0 | 27.4072 | 0 | 46.5922 | 0
11 | New | 0 | 0 | 0 | 0 | 0 | 0 | 0 | 0 | 0 | 0 | 0 | 0 | 0 | 0 | 0 | 0 | 0 | 0
12 | New | 0 | 0 | 0 | 0 | 0 | 0 | 0 | 0 | 0 | 0 | 0 | 0 | 0 | 0 | 0 | 0 | 0 | 0
13 | New | 2374.3866 | 0 | 136.459 | 0 | 191.0426 | 0 | 47.4902 | 0 | 6.8288 | 0 | 5.9222 | 0 | 0.41404 | 0.30761 | 0.059149 | 0.043944 | 0.10055 | 0.074705
14 | New | 3163.494 | 0 | 181.81 | 0 | 254.534 | 0 | 0.73809 | 0.050239 | 0.10613 | 0.0072241 | 0.092044 | 0.006265 | 0.41404 | 0.30761 | 0.059149 | 0.043944 | 0.10055 | 0.074705
15 | New | 619.5966 | 0 | 35.609 | 0 | 49.8526 | 0 | 0.73809 | 0.050239 | 0.10613 | 0.0072241 | 0.092044 | 0.006265 | 172.7236 | 0 | 24.6748 | 0 | 41.9472 | 0
16 | New | 159.9756 | 948.3522 | 9.194 | 54.503 | 12.8716 | 76.3042 | 0.73809 | 0.050239 | 0.10613 | 0.0072241 | 0.092044 | 0.006265 | 49.742 | 0 | 7.106 | 0 | 12.0802 | 0
SCE | New | 42211.0428 | 4467.5718 | 2425.922 | 256.757 | 3396.2908 | 359.4598 | 8298.7582 | 564.8604 | 1193.3169 | 81.2239 | 1034.8946 | 70.4408 | 1500.6225 | 1114.8748 | 214.3746 | 159.2678 | 364.4369 | 270.7553
NH_SCNewHVACWts |  | 0.79468 | 0.084108 | 0.045671 | 0.0048338 | 0.06394 | 0.0067673 | 0.73809 | 0.050239 | 0.10613 | 0.0072241 | 0.092044 | 0.006265 | 0.41404 | 0.30761 | 0.059149 | 0.043944 | 0.10055 | 0.074705
NH_SDExWts |  | 2 | 3 | 4 | 5 | 6 | 7 | 8 | 9 | 10 | 11 | 12 | 13 | 14 | 15 | 16 | 17 | 18 | 19
1 | Existing | 0 | 0 | 0 | 0 | 0 | 0 | 0 | 0 | 0 | 0 | 0 | 0 | 0 | 0 | 0 | 0 | 0 | 0
2 | Existing | 0 | 0 | 0 | 0 | 0 | 0 | 0 | 0 | 0 | 0 | 0 | 0 | 0 | 0 | 0 | 0 | 0 | 0
3 | Existing | 0 | 0 | 0 | 0 | 0 | 0 | 0 | 0 | 0 | 0 | 0 | 0 | 0 | 0 | 0 | 0 | 0 | 0
4 | Existing | 0 | 0 | 0 | 0 | 0 | 0 | 0 | 0 | 0 | 0 | 0 | 0 | 0 | 0 | 0 | 0 | 0 | 0
5 | Existing | 0 | 0 | 0 | 0 | 0 | 0 | 0 | 0 | 0 | 0 | 0 | 0 | 0 | 0 | 0 | 0 | 0 | 0
6 | Existing | 28753.7088 | 28213.2213 | 1652.512 | 1621.4495 | 2313.5168 | 2270.0293 | 4967.1007 | 7534.4172 | 714.2425 | 1083.4088 | 619.4211 | 939.5776 | 0 | 0 | 0 | 0 | 0 | 0
7 | Existing | 111659.8803 | 240240.06 | 6417.2345 | 13806.9 | 8984.1283 | 19329.66 | 49272.1641 | 118412.5462 | 7085.073 | 17027.0891 | 6144.4729 | 14766.6069 | 3813.8576 | 13606.0736 | 544.8368 | 1943.7248 | 926.2226 | 3304.3322
8 | Existing | 6395.7963 | 1017.9087 | 367.5745 | 58.5005 | 514.6043 | 81.9007 | 7561.75 | 3363.6347 | 1087.3391 | 483.6726 | 942.9861 | 419.4612 | 937.104 | 624.736 | 133.872 | 89.248 | 227.5824 | 151.7216
9 | Existing | 0 | 0 | 0 | 0 | 0 | 0 | 0 | 0 | 0 | 0 | 0 | 0 | 0 | 0 | 0 | 0 | 0 | 0
10 | Existing | 119059.0563 | 44165.4543 | 6842.4745 | 2538.2445 | 9579.4643 | 3553.5423 | 39344.3686 | 10007.0567 | 5657.5092 | 1438.9611 | 4906.4296 | 1247.9275 | 13923.287 | 2338.539 | 1989.041 | 334.077 | 3381.3697 | 567.9309
11 | Existing | 0 | 0 | 0 | 0 | 0 | 0 | 0 | 0 | 0 | 0 | 0 | 0 | 0 | 0 | 0 | 0 | 0 | 0
12 | Existing | 0 | 0 | 0 | 0 | 0 | 0 | 0 | 0 | 0 | 0 | 0 | 0 | 0 | 0 | 0 | 0 | 0 | 0
13 | Existing | 0 | 0 | 0 | 0 | 0 | 0 | 0 | 0 | 0 | 0 | 0 | 0 | 0 | 0 | 0 | 0 | 0 | 0
14 | Existing | 4297.9566 | 1849.4808 | 247.009 | 106.292 | 345.8126 | 148.8088 | 192.3056 | 0 | 27.6525 | 0 | 23.9814 | 0 | 113.169 | 533.862 | 16.167 | 76.266 | 27.4839 | 129.6522
15 | Existing | 2230.2189 | 0 | 128.1735 | 0 | 179.4429 | 0 | 132.499 | 0 | 19.0526 | 0 | 16.5233 | 0 | 0.37776 | 0.34389 | 0.053965 | 0.049128 | 0.091741 | 0.083517
16 | Existing | 0 | 0 | 0 | 0 | 0 | 0 | 0 | 0 | 0 | 0 | 0 | 0 | 0 | 0 | 0 | 0 | 0 | 0
SDGE | Existing | 272396.6172 | 315486.1251 | 15654.978 | 18131.3865 | 21916.9692 | 25383.9411 | 101470.188 | 139317.6549 | 14590.8689 | 20033.1317 | 12653.8143 | 17373.5732 | 18787.4176 | 17103.2106 | 2683.9168 | 2443.3158 | 4562.6586 | 4153.6369
NH_SDExHVACWts |  | 0.40719 | 0.4716 | 0.023402 | 0.027103 | 0.032762 | 0.037945 | 0.33221 | 0.45612 | 0.04777 | 0.065588 | 0.041428 | 0.056881 | 0.37776 | 0.34389 | 0.053965 | 0.049128 | 0.091741 | 0.083517
NH_SDNewWts
1 | New | 0 | 0 | 0 | 0 | 0 | 0 | 0 | 0 | 0 | 0 | 0 | 0 | 0 | 0 | 0 | 0 | 0 | 0
2 | New | 0 | 0 | 0 | 0 | 0 | 0 | 0 | 0 | 0 | 0 | 0 | 0 | 0 | 0 | 0 | 0 | 0 | 0
3 | New | 0 | 0 | 0 | 0 | 0 | 0 | 0 | 0 | 0 | 0 | 0 | 0 | 0 | 0 | 0 | 0 | 0 | 0
4 | New | 0 | 0 | 0 | 0 | 0 | 0 | 0 | 0 | 0 | 0 | 0 | 0 | 0 | 0 | 0 | 0 | 0 | 0
5 | New | 0 | 0 | 0 | 0 | 0 | 0 | 0 | 0 | 0 | 0 | 0 | 0 | 0 | 0 | 0 | 0 | 0 | 0
6 | New | 2681.8968 | 1993.4658 | 154.132 | 114.567 | 215.7848 | 160.3938 | 191.8247 | 0 | 27.5834 | 0 | 23.9215 | 0 | 0.61856 | 0.10309 | 0.088365 | 0.014728 | 0.15022 | 0.025037
7 | New | 4352.958 | 6531.6816 | 250.17 | 375.384 | 350.238 | 525.5376 | 2497.5237 | 284.3936 | 359.1305 | 40.8943 | 311.4531 | 35.4652 | 124.9472 | 124.9472 | 17.8496 | 17.8496 | 30.3443 | 30.3443
8 | New | 277.1646 | 0 | 15.929 | 0 | 22.3006 | 0 | 954.8333 | 0 | 137.2999 | 0 | 119.0722 | 0 | 0.61856 | 0.10309 | 0.088365 | 0.014728 | 0.15022 | 0.025037
9 | New | 0 | 0 | 0 | 0 | 0 | 0 | 0 | 0 | 0 | 0 | 0 | 0 | 0 | 0 | 0 | 0 | 0 | 0
10 | New | 6871.3644 | 117.2934 | 394.906 | 6.741 | 552.8684 | 9.4374 | 252.5855 | 691.8029 | 36.3204 | 99.4775 | 31.4986 | 86.2711 | 624.736 | 0 | 89.248 | 0 | 151.7216 | 0
11 | New | 0 | 0 | 0 | 0 | 0 | 0 | 0 | 0 | 0 | 0 | 0 | 0 | 0 | 0 | 0 | 0 | 0 | 0
12 | New | 0 | 0 | 0 | 0 | 0 | 0 | 0 | 0 | 0 | 0 | 0 | 0 | 0 | 0 | 0 | 0 | 0 | 0
13 | New | 0 | 0 | 0 | 0 | 0 | 0 | 0 | 0 | 0 | 0 | 0 | 0 | 0 | 0 | 0 | 0 | 0 | 0
14 | New | 48.6156 | 100.2414 | 2.794 | 5.761 | 3.9116 | 8.0654 | 0.63041 | 0.15793 | 0.090649 | 0.022709 | 0.078615 | 0.019694 | 0.61856 | 0.10309 | 0.088365 | 0.014728 | 0.15022 | 0.025037
15 | New | 0.54438 | 0.33441 | 0.031286 | 0.019219 | 0.043801 | 0.026907 | 0.63041 | 0.15793 | 0.090649 | 0.022709 | 0.078615 | 0.019694 | 0.61856 | 0.10309 | 0.088365 | 0.014728 | 0.15022 | 0.025037
16 | New | 0 | 0 | 0 | 0 | 0 | 0 | 0 | 0 | 0 | 0 | 0 | 0 | 0 | 0 | 0 | 0 | 0 | 0
SDGE | New | 14232.5438 | 8743.0166 | 817.9623 | 502.4722 | 1145.1472 | 703.4611 | 3898.0281 | 976.5123 | 560.5155 | 140.4172 | 486.1026 | 121.7757 | 752.1574 | 125.3596 | 107.4511 | 17.9085 | 182.6668 | 30.4445
NH_SDNewHVACWts |  | 0.54438 | 0.33441 | 0.031286 | 0.019219 | 0.043801 | 0.026907 | 0.63041 | 0.15793 | 0.090649 | 0.022709 | 0.078615 | 0.019694 | 0.61856 | 0.10309 | 0.088365 | 0.014728 | 0.15022 | 0.025037
NH_SGExWts |  | 2 | 3 | 4 | 5 | 6 | 7 | 8 | 9 | 10 | 11 | 12 | 13 | 14 | 15 | 16 | 17 | 18 | 19
1 | Existing | 0 | 0 | 0 | 0 | 0 | 0 | 0 | 0 | 0 | 0 | 0 | 0 | 0 | 0 | 0 | 0 | 0 | 0
2 | Existing | 0 | 0 | 0 | 0 | 0 | 0 | 0 | 0 | 0 | 0 | 0 | 0 | 0 | 0 | 0 | 0 | 0 | 0
3 | Existing | 0 | 0 | 0 | 0 | 0 | 0 | 0 | 0 | 0 | 0 | 0 | 0 | 0 | 0 | 0 | 0 | 0 | 0
4 | Existing | 14782.0134 | 4279.0428 | 849.541 | 245.922 | 1189.3574 | 344.2908 | 245.4842 | 2270.7693 | 35.2993 | 326.5244 | 30.613 | 283.1757 | 114.87 | 0 | 16.41 | 0 | 27.897 | 0
5 | Existing | 6073.9137 | 41212.1175 | 349.0755 | 2368.5125 | 488.7057 | 3315.9175 | 245.4842 | 10455.6316 | 35.2993 | 1503.4638 | 30.613 | 1303.8669 | 352.247 | 874.4092 | 50.321 | 124.9156 | 85.5457 | 212.3565
6 | Existing | 137045.6103 | 204693.3999 | 7876.1845 | 11763.9885 | 11026.6583 | 16469.5839 | 77593.0016 | 98864.2136 | 11157.4575 | 14216.1437 | 9676.2158 | 12328.837 | 678.461 | 4529.4634 | 96.923 | 647.0662 | 164.7691 | 1100.0125
7 | Existing | 584.4225 | 2406.4548 | 33.5875 | 138.302 | 47.0225 | 193.6228 | 1115.1976 | 1507.6128 | 160.3594 | 216.7866 | 139.0704 | 188.0065 | 0 | 0 | 0 | 0 | 0 | 0
8 | Existing | 202825.7883 | 215951.6001 | 11656.6545 | 12411.0115 | 16319.3163 | 17375.4161 | 83876.8003 | 106479.9781 | 12061.0341 | 15311.2498 | 10459.8353 | 13278.559 | 1209.229 | 634.739 | 172.747 | 90.677 | 293.6699 | 154.1509
9 | Existing | 415159.0323 | 120931.479 | 23859.7145 | 6950.085 | 33403.6003 | 9730.119 | 271272.0717 | 135383.5465 | 39007.4692 | 19467.428 | 33828.9157 | 16882.9712 | 5767.3336 | 2280.334 | 823.9048 | 325.762 | 1400.6382 | 553.7954
10 | Existing | 358943.7561 | 21564.8031 | 20628.9515 | 1239.3565 | 28880.5321 | 1735.0991 | 29755.0034 | 2844.7789 | 4278.6099 | 409.0639 | 3710.5902 | 354.7574 | 13981.0426 | 373.065 | 1997.2918 | 53.295 | 3395.3961 | 90.6015
11 | Existing | 0 | 0 | 0 | 0 | 0 | 0 | 0 | 0 | 0 | 0 | 0 | 0 | 0 | 0 | 0 | 0 | 0 | 0
12 | Existing | 0 | 0 | 0 | 0 | 0 | 0 | 0 | 0 | 0 | 0 | 0 | 0 | 0 | 0 | 0 | 0 | 0 | 0
13 | Existing | 52937.6643 | 1356.5823 | 3042.3945 | 77.9645 | 4259.3523 | 109.1503 | 7655.2804 | 648.4996 | 1100.7883 | 93.2508 | 954.6498 | 80.871 | 2516.913 | 0 | 359.559 | 0 | 611.2503 | 0
14 | Existing | 78281.1645 | 577.0014 | 4498.9175 | 33.161 | 6298.4845 | 46.4254 | 10731.7033 | 0 | 1543.1614 | 0 | 1338.2944 | 0 | 460.376 | 181.23 | 65.768 | 25.89 | 111.8056 | 44.013
15 | Existing | 18619.2528 | 282.576 | 1070.072 | 16.24 | 1498.1008 | 22.736 | 24063.5445 | 245.3732 | 3460.2087 | 35.2834 | 3000.8383 | 30.5992 | 1901.9042 | 0 | 271.7006 | 0 | 461.891 | 0
16 | Existing | 13446.8679 | 7119.9495 | 772.8085 | 409.1925 | 1081.9319 | 572.8695 | 4756.6794 | 0 | 683.985 | 0 | 593.1805 | 0 | 273.581 | 0 | 39.083 | 0 | 66.4411 | 0
SCG | Existing | 1298699.4861 | 620375.0064 | 74637.9015 | 35653.736 | 104493.0621 | 49915.2304 | 511310.2507 | 358700.4036 | 73523.6721 | 51579.1944 | 63762.8166 | 44731.6439 | 27255.9574 | 8873.2406 | 3893.7082 | 1267.6058 | 6619.3039 | 2154.9299
NH_SGExHVACWts |  | 0.5947 | 0.28408 | 0.034178 | 0.016327 | 0.04785 | 0.022857 | 0.46331 | 0.32503 | 0.066621 | 0.046737 | 0.057777 | 0.040532 | 0.54441 | 0.17724 | 0.077773 | 0.025319 | 0.13221 | 0.043043
NH_SGNewWts
1 | New | 0 | 0 | 0 | 0 | 0 | 0 | 0 | 0 | 0 | 0 | 0 | 0 | 0 | 0 | 0 | 0 | 0 | 0
2 | New | 0 | 0 | 0 | 0 | 0 | 0 | 0 | 0 | 0 | 0 | 0 | 0 | 0 | 0 | 0 | 0 | 0 | 0
3 | New | 0 | 0 | 0 | 0 | 0 | 0 | 0 | 0 | 0 | 0 | 0 | 0 | 0 | 0 | 0 | 0 | 0 | 0
4 | New | 2053.9134 | 0 | 118.041 | 0 | 165.2574 | 0 | 0.63041 | 0.15793 | 0.090649 | 0.022709 | 0.078615 | 0.019694 | 0.61856 | 0.10309 | 0.088365 | 0.014728 | 0.15022 | 0.025037
5 | New | 105.7398 | 674.424 | 6.077 | 38.76 | 8.5078 | 54.264 | 0.63041 | 0.15793 | 0.090649 | 0.022709 | 0.078615 | 0.019694 | 0 | 34.0144 | 0 | 4.8592 | 0 | 8.2606
6 | New | 8429.5692 | 3807.2766 | 484.458 | 218.809 | 678.2412 | 306.3326 | 2665.3371 | 880.0918 | 383.2612 | 126.5525 | 332.3802 | 109.7516 | 49.784 | 538.8068 | 7.112 | 76.9724 | 12.0904 | 130.8531
7 | New | 0 | 0 | 0 | 0 | 0 | 0 | 0 | 0 | 0 | 0 | 0 | 0 | 0 | 0 | 0 | 0 | 0 | 0
8 | New | 4085.9028 | 1646.8578 | 234.822 | 94.647 | 328.7508 | 132.5058 | 3131.3028 | 150.3115 | 450.2646 | 21.614 | 390.4883 | 18.7446 | 0 | 49.784 | 0 | 7.112 | 0 | 12.0904
9 | New | 5724.426 | 0 | 328.99 | 0 | 460.586 | 0 | 3057.9964 | 148.1811 | 439.7235 | 21.3077 | 381.3467 | 18.4789 | 153.8012 | 0 | 21.9716 | 0 | 37.3517 | 0
10 | New | 18650.8164 | 0 | 1071.886 | 0 | 1500.6404 | 0 | 94.9803 | 0 | 13.6577 | 0 | 11.8445 | 0 | 44.9372 | 0 | 6.4196 | 0 | 10.9133 | 0
11 | New | 0 | 0 | 0 | 0 | 0 | 0 | 0 | 0 | 0 | 0 | 0 | 0 | 0 | 0 | 0 | 0 | 0 | 0
12 | New | 0 | 0 | 0 | 0 | 0 | 0 | 0 | 0 | 0 | 0 | 0 | 0 | 0 | 0 | 0 | 0 | 0 | 0
13 | New | 2599.7688 | 0 | 149.412 | 0 | 209.1768 | 0 | 71.0577 | 0 | 10.2177 | 0 | 8.8612 | 0 | 0 | 0 | 0 | 0 | 0 | 0
14 | New | 1465.7064 | 0 | 84.236 | 0 | 117.9304 | 0 | 0.63041 | 0.15793 | 0.090649 | 0.022709 | 0.078615 | 0.019694 | 0.61856 | 0.10309 | 0.088365 | 0.014728 | 0.15022 | 0.025037
15 | New | 469.5042 | 0 | 26.983 | 0 | 37.7762 | 0 | 0.63041 | 0.15793 | 0.090649 | 0.022709 | 0.078615 | 0.019694 | 25.8104 | 0 | 3.6872 | 0 | 6.2682 | 0
16 | New | 65.1978 | 65.1978 | 3.747 | 3.747 | 5.2458 | 5.2458 | 0 | 0 | 0 | 0 | 0 | 0 | 49.742 | 0 | 7.106 | 0 | 12.0802 | 0
SCG | New | 14232.5438 | 8743.0166 | 817.9623 | 502.4722 | 1145.1472 | 703.4611 | 3898.0281 | 976.5123 | 560.5155 | 140.4172 | 486.1026 | 121.7757 | 752.1574 | 125.3596 | 107.4511 | 17.9085 | 182.6668 | 30.4445
NH_SGNewHVACWts |  | 0.54438 | 0.33441 | 0.031286 | 0.019219 | 0.043801 | 0.026907 | 0.63041 | 0.15793 | 0.090649 | 0.022709 | 0.078615 | 0.019694 | 0.61856 | 0.10309 | 0.088365 | 0.014728 | 0.15022 | 0.025037
HV_SDGDMoExCZ15rDXGF

## Vint Wts
[17 empty] | Use | Apply Recent
Vintage Weights by IOU, Climate Zone and Building Type (DEER2014) | [5 empty] | Updated Vintage Weights for DEER2017/18 | [10 empty] | DEER2014 | Trend Data
| Index |  | Vint | Weight | applicable? | Index | PA | Bldg | CZ | Vint | applicable | Use Prev Wts | Weight |  |  |  | Weights | to 2003 weight
| PGESFmCZ011975 | PGESFmCZ01 | 1975 | 11919 | 1 | PGESFmCZ011975 | PGE | SFm | CZ01 | 1975 | 1 | 1 | 11919 | SFm1975 | SFm | 1975 | TRUE |  |  | 2002 - 2005 |  |  | 2006-2009 |  |  | 2010-2013 |  |  | 2014-2016 |  |  | 2017
| PGESFmCZ011985 | PGESFmCZ01 | 1985 | 6580 | 1 | PGESFmCZ021975 | PGE | SFm | CZ02 | 1975 | 1 | 1 | 108498 | SFm1985 | SFm | 1985 | TRUE |  |  | Total | MFm | SFm | Total | MFm | SFm | Total | MFm | SFm | Total | MFm | SFm | Total | MFm | SFm
| PGESFmCZ011996 | PGESFmCZ01 | 1996 | 6443 | 1 | PGESFmCZ031975 | PGE | SFm | CZ03 | 1975 | 1 | 1 | 446810 | SFm1996 | SFm | 1996 | TRUE |  | HUD | 763931 | 194777 | 569154 | 368325 | 134388 | 233937 | 228478 | 116310 | 112168 | 280021 | 149513 | 130508 | 98188 | 52544 | 45644
| PGESFmCZ012003 | PGESFmCZ01 | 2003 | 4475 | 1 | PGESFmCZ041975 | PGE | SFm | CZ04 | 1975 | 1 | 1 | 251319 | SFm2003 | SFm | 2003 | TRUE |  | DEER | 364977.6 | 78298.08 | 273133.4 | 175971.8803 | 54022.407 | 112264.8847
| PGESFmCZ012007 | PGESFmCZ01 | 2007 | 2238 | 1 | PGESFmCZ051975 | PGE | SFm | CZ05 | 1975 | 1 | 1 | 46576 | SFm2007 | SFm | 2007 | FALSE | 41.1% |  | 47.78% | 40.2% | 47.99% | 48.21% | 69% | 41.1% | 29.91% | 59.71% | 19.71% | 36.66% | 76.76% | 22.93% | 12.85% | 26.98% | 8.02%
| PGESFmCZ012011 | PGESFmCZ01 | 2011 | 2238 | 1 | PGESFmCZ061975 | PGE | SFm | CZ06 | 1975 | 0 | 1 | 0 | SFm2011 | SFm | 2011 | FALSE | 19.71%
| PGESFmCZ021975 | PGESFmCZ02 | 1975 | 108498 | 1 | PGESFmCZ071975 | PGE | SFm | CZ07 | 1975 | 0 | 1 | 0 | SFm2015 | SFm | 2015 | FALSE | 22.93%
| PGESFmCZ021985 | PGESFmCZ02 | 1985 | 52765 | 1 | PGESFmCZ081975 | PGE | SFm | CZ08 | 1975 | 0 | 1 | 0 | SFm2017 | SFm | 2017 | FALSE | 8.02%
| PGESFmCZ021996 | PGESFmCZ02 | 1996 | 9763 | 1 | PGESFmCZ091975 | PGE | SFm | CZ09 | 1975 | 0 | 1 | 0 | MFm1975 | MFm | 1975 | TRUE
| PGESFmCZ022003 | PGESFmCZ02 | 2003 | 4414 | 1 | PGESFmCZ101975 | PGE | SFm | CZ10 | 1975 | 0 | 1 | 0 | MFm1985 | MFm | 1985 | TRUE
| PGESFmCZ022007 | PGESFmCZ02 | 2007 | 2207 | 1 | PGESFmCZ111975 | PGE | SFm | CZ11 | 1975 | 1 | 1 | 91972 | MFm1996 | MFm | 1996 | TRUE
| PGESFmCZ022011 | PGESFmCZ02 | 2011 | 2207 | 1 | PGESFmCZ121975 | PGE | SFm | CZ12 | 1975 | 1 | 1 | 324299 | MFm2003 | MFm | 2003 | TRUE
| PGESFmCZ031975 | PGESFmCZ03 | 1975 | 446810 | 1 | PGESFmCZ131975 | PGE | SFm | CZ13 | 1975 | 1 | 1 | 137126 | MFm2007 | MFm | 2007 | FALSE | 69%
| PGESFmCZ031985 | PGESFmCZ03 | 1985 | 85958 | 1 | PGESFmCZ141975 | PGE | SFm | CZ14 | 1975 | 0 | 1 | 0 | MFm2011 | MFm | 2011 | FALSE | 59.71%
| PGESFmCZ031996 | PGESFmCZ03 | 1996 | 48155 | 1 | PGESFmCZ151975 | PGE | SFm | CZ15 | 1975 | 0 | 1 | 0 | MFm2015 | MFm | 2015 | FALSE | 76.76%
| PGESFmCZ032003 | PGESFmCZ03 | 2003 | 13376 | 1 | PGESFmCZ161975 | PGE | SFm | CZ16 | 1975 | 1 | 1 | 26412 | MFm2017 | MFm | 2017 | FALSE | 26.98%
| PGESFmCZ032007 | PGESFmCZ03 | 2007 | 6688 | 1 | PGESFmCZ011985 | PGE | SFm | CZ01 | 1985 | 1 | 1 | 6580 | DMoMH72 | DMo | MH72 | TRUE
| PGESFmCZ032011 | PGESFmCZ03 | 2011 | 6688 | 1 | PGESFmCZ021985 | PGE | SFm | CZ02 | 1985 | 1 | 1 | 52765 | DMoMH85 | DMo | MH85 | TRUE
| PGESFmCZ041975 | PGESFmCZ04 | 1975 | 251319 | 1 | PGESFmCZ031985 | PGE | SFm | CZ03 | 1985 | 1 | 1 | 85958 | DMoMH00 | DMo | MH00 | TRUE
| PGESFmCZ041985 | PGESFmCZ04 | 1985 | 44850 | 1 | PGESFmCZ041985 | PGE | SFm | CZ04 | 1985 | 1 | 1 | 44850 | DMoMH06 | DMo | MH06 | FALSE | 42.2%
| PGESFmCZ041996 | PGESFmCZ04 | 1996 | 20441 | 1 | PGESFmCZ051985 | PGE | SFm | CZ05 | 1985 | 1 | 1 | 11907 | DMoMH15 | DMo | MH15 | FALSE | 12.85%
| PGESFmCZ042003 | PGESFmCZ04 | 2003 | 12207 | 1 | PGESFmCZ061985 | PGE | SFm | CZ06 | 1985 | 0 | 1 | 0
| PGESFmCZ042007 | PGESFmCZ04 | 2007 | 6103 | 1 | PGESFmCZ071985 | PGE | SFm | CZ07 | 1985 | 0 | 1 | 0
| PGESFmCZ042011 | PGESFmCZ04 | 2011 | 6103 | 1 | PGESFmCZ081985 | PGE | SFm | CZ08 | 1985 | 0 | 1 | 0
| PGESFmCZ051975 | PGESFmCZ05 | 1975 | 46576 | 1 | PGESFmCZ091985 | PGE | SFm | CZ09 | 1985 | 0 | 1 | 0
| PGESFmCZ051985 | PGESFmCZ05 | 1985 | 11907 | 1 | PGESFmCZ101985 | PGE | SFm | CZ10 | 1985 | 0 | 1 | 0
| PGESFmCZ051996 | PGESFmCZ05 | 1996 | 9677 | 1 | PGESFmCZ111985 | PGE | SFm | CZ11 | 1985 | 1 | 1 | 56795
| PGESFmCZ052003 | PGESFmCZ05 | 2003 | 2113 | 1 | PGESFmCZ121985 | PGE | SFm | CZ12 | 1985 | 1 | 1 | 163372
| PGESFmCZ052007 | PGESFmCZ05 | 2007 | 1056 | 1 | PGESFmCZ131985 | PGE | SFm | CZ13 | 1985 | 1 | 1 | 74574
| PGESFmCZ052011 | PGESFmCZ05 | 2011 | 1056 | 1 | PGESFmCZ141985 | PGE | SFm | CZ14 | 1985 | 0 | 1 | 0
| PGESFmCZ111975 | PGESFmCZ11 | 1975 | 91972 | 1 | PGESFmCZ151985 | PGE | SFm | CZ15 | 1985 | 0 | 1 | 0
| PGESFmCZ111985 | PGESFmCZ11 | 1985 | 56795 | 1 | PGESFmCZ161985 | PGE | SFm | CZ16 | 1985 | 1 | 1 | 19869
| PGESFmCZ111996 | PGESFmCZ11 | 1996 | 30803 | 1 | PGESFmCZ011996 | PGE | SFm | CZ01 | 1996 | 1 | 1 | 6443
| PGESFmCZ112003 | PGESFmCZ11 | 2003 | 17728 | 1 | PGESFmCZ021996 | PGE | SFm | CZ02 | 1996 | 1 | 1 | 9763
| PGESFmCZ112007 | PGESFmCZ11 | 2007 | 8864 | 1 | PGESFmCZ031996 | PGE | SFm | CZ03 | 1996 | 1 | 1 | 48155
| PGESFmCZ112011 | PGESFmCZ11 | 2011 | 8864 | 1 | PGESFmCZ041996 | PGE | SFm | CZ04 | 1996 | 1 | 1 | 20441
| PGESFmCZ121975 | PGESFmCZ12 | 1975 | 324299 | 1 | PGESFmCZ051996 | PGE | SFm | CZ05 | 1996 | 1 | 1 | 9677
| PGESFmCZ121985 | PGESFmCZ12 | 1985 | 163372 | 1 | PGESFmCZ061996 | PGE | SFm | CZ06 | 1996 | 0 | 1 | 0
| PGESFmCZ121996 | PGESFmCZ12 | 1996 | 84754 | 1 | PGESFmCZ071996 | PGE | SFm | CZ07 | 1996 | 0 | 1 | 0
| PGESFmCZ122003 | PGESFmCZ12 | 2003 | 40357 | 1 | PGESFmCZ081996 | PGE | SFm | CZ08 | 1996 | 0 | 1 | 0
| PGESFmCZ122007 | PGESFmCZ12 | 2007 | 20178 | 1 | PGESFmCZ091996 | PGE | SFm | CZ09 | 1996 | 0 | 1 | 0
| PGESFmCZ122011 | PGESFmCZ12 | 2011 | 20178 | 1 | PGESFmCZ101996 | PGE | SFm | CZ10 | 1996 | 0 | 1 | 0
| PGESFmCZ131975 | PGESFmCZ13 | 1975 | 137126 | 1 | PGESFmCZ111996 | PGE | SFm | CZ11 | 1996 | 1 | 1 | 30803
| PGESFmCZ131985 | PGESFmCZ13 | 1985 | 74574 | 1 | PGESFmCZ121996 | PGE | SFm | CZ12 | 1996 | 1 | 1 | 84754
| PGESFmCZ131996 | PGESFmCZ13 | 1996 | 45095 | 1 | PGESFmCZ131996 | PGE | SFm | CZ13 | 1996 | 1 | 1 | 45095
| PGESFmCZ132003 | PGESFmCZ13 | 2003 | 16912 | 1 | PGESFmCZ141996 | PGE | SFm | CZ14 | 1996 | 0 | 1 | 0
| PGESFmCZ132007 | PGESFmCZ13 | 2007 | 8456 | 1 | PGESFmCZ151996 | PGE | SFm | CZ15 | 1996 | 0 | 1 | 0
| PGESFmCZ132011 | PGESFmCZ13 | 2011 | 8456 | 1 | PGESFmCZ161996 | PGE | SFm | CZ16 | 1996 | 1 | 1 | 6824
| PGESFmCZ161975 | PGESFmCZ16 | 1975 | 26412 | 1 | PGESFmCZ012003 | PGE | SFm | CZ01 | 2003 | 1 | 1 | 4475
| PGESFmCZ161985 | PGESFmCZ16 | 1985 | 19869 | 1 | PGESFmCZ022003 | PGE | SFm | CZ02 | 2003 | 1 | 1 | 4414
| PGESFmCZ161996 | PGESFmCZ16 | 1996 | 6824 | 1 | PGESFmCZ032003 | PGE | SFm | CZ03 | 2003 | 1 | 1 | 13376
| PGESFmCZ162003 | PGESFmCZ16 | 2003 | 498 | 1 | PGESFmCZ042003 | PGE | SFm | CZ04 | 2003 | 1 | 1 | 12207
| PGESFmCZ162007 | PGESFmCZ16 | 2007 | 249 | 1 | PGESFmCZ052003 | PGE | SFm | CZ05 | 2003 | 1 | 1 | 2113
| PGESFmCZ162011 | PGESFmCZ16 | 2011 | 249 | 1 | PGESFmCZ062003 | PGE | SFm | CZ06 | 2003 | 0 | 1 | 0
| PGEMFmCZ011975 | PGEMFmCZ01 | 1975 | 4652 | 1 | PGESFmCZ072003 | PGE | SFm | CZ07 | 2003 | 0 | 1 | 0
| PGEMFmCZ011985 | PGEMFmCZ01 | 1985 | 638 | 1 | PGESFmCZ082003 | PGE | SFm | CZ08 | 2003 | 0 | 1 | 0
| PGEMFmCZ011996 | PGEMFmCZ01 | 1996 | 2564 | 1 | PGESFmCZ092003 | PGE | SFm | CZ09 | 2003 | 0 | 1 | 0
| PGEMFmCZ012003 | PGEMFmCZ01 | 2003 | 1952 | 1 | PGESFmCZ102003 | PGE | SFm | CZ10 | 2003 | 0 | 1 | 0
| PGEMFmCZ012007 | PGEMFmCZ01 | 2007 | 976 | 1 | PGESFmCZ112003 | PGE | SFm | CZ11 | 2003 | 1 | 1 | 17728
| PGEMFmCZ012011 | PGEMFmCZ01 | 2011 | 976 | 1 | PGESFmCZ122003 | PGE | SFm | CZ12 | 2003 | 1 | 1 | 40357
| PGEMFmCZ021975 | PGEMFmCZ02 | 1975 | 22574 | 1 | PGESFmCZ132003 | PGE | SFm | CZ13 | 2003 | 1 | 1 | 16912
| PGEMFmCZ021985 | PGEMFmCZ02 | 1985 | 16076 | 1 | PGESFmCZ142003 | PGE | SFm | CZ14 | 2003 | 0 | 1 | 0
| PGEMFmCZ021996 | PGEMFmCZ02 | 1996 | 9317 | 1 | PGESFmCZ152003 | PGE | SFm | CZ15 | 2003 | 0 | 1 | 0
| PGEMFmCZ022003 | PGEMFmCZ02 | 2003 | 3960 | 1 | PGESFmCZ162003 | PGE | SFm | CZ16 | 2003 | 1 | 1 | 498
| PGEMFmCZ022007 | PGEMFmCZ02 | 2007 | 1980 | 1 | PGESFmCZ012007 | PGE | SFm | CZ01 | 2007 | 1 | 0 | 1839.3406
| PGEMFmCZ022011 | PGEMFmCZ02 | 2011 | 1980 | 1 | PGESFmCZ022007 | PGE | SFm | CZ02 | 2007 | 1 | 0 | 1814.2681
| PGEMFmCZ031975 | PGEMFmCZ03 | 1975 | 358181 | 1 | PGESFmCZ032007 | PGE | SFm | CZ03 | 2007 | 1 | 0 | 5497.8816
| PGEMFmCZ031985 | PGEMFmCZ03 | 1985 | 86900 | 1 | PGESFmCZ042007 | PGE | SFm | CZ04 | 2007 | 1 | 0 | 5017.3924
| PGEMFmCZ031996 | PGEMFmCZ03 | 1996 | 26830 | 1 | PGESFmCZ052007 | PGE | SFm | CZ05 | 2007 | 1 | 0 | 868.4976
| PGEMFmCZ032003 | PGEMFmCZ03 | 2003 | 12449 | 1 | PGESFmCZ062007 | PGE | SFm | CZ06 | 2007 | 0 | 0 | 0
| PGEMFmCZ032007 | PGEMFmCZ03 | 2007 | 6224 | 1 | PGESFmCZ072007 | PGE | SFm | CZ07 | 2007 | 0 | 0 | 0
| PGEMFmCZ032011 | PGEMFmCZ03 | 2011 | 6224 | 1 | PGESFmCZ082007 | PGE | SFm | CZ08 | 2007 | 0 | 0 | 0
| PGEMFmCZ041975 | PGEMFmCZ04 | 1975 | 101243 | 1 | PGESFmCZ092007 | PGE | SFm | CZ09 | 2007 | 0 | 0 | 0
| PGEMFmCZ041985 | PGEMFmCZ04 | 1985 | 64812 | 1 | PGESFmCZ102007 | PGE | SFm | CZ10 | 2007 | 0 | 0 | 0
| PGEMFmCZ041996 | PGEMFmCZ04 | 1996 | 20252 | 1 | PGESFmCZ112007 | PGE | SFm | CZ11 | 2007 | 1 | 0 | 7286.6661
| PGEMFmCZ042003 | PGEMFmCZ04 | 2003 | 6674 | 1 | PGESFmCZ122007 | PGE | SFm | CZ12 | 2007 | 1 | 0 | 16587.7698
| PGEMFmCZ042007 | PGEMFmCZ04 | 2007 | 3337 | 1 | PGESFmCZ132007 | PGE | SFm | CZ13 | 2007 | 1 | 0 | 6951.269
| PGEMFmCZ042011 | PGEMFmCZ04 | 2011 | 3337 | 1 | PGESFmCZ142007 | PGE | SFm | CZ14 | 2007 | 0 | 0 | 0
| PGEMFmCZ051975 | PGEMFmCZ05 | 1975 | 12748 | 1 | PGESFmCZ152007 | PGE | SFm | CZ15 | 2007 | 0 | 0 | 0
| PGEMFmCZ051985 | PGEMFmCZ05 | 1985 | 2426 | 1 | PGESFmCZ162007 | PGE | SFm | CZ16 | 2007 | 1 | 0 | 204.6909
| PGEMFmCZ051996 | PGEMFmCZ05 | 1996 | 5387 | 1 | PGESFmCZ012011 | PGE | SFm | CZ01 | 2011 | 1 | 0 | 881.9262
| PGEMFmCZ052003 | PGEMFmCZ05 | 2003 | 1 | 1 | PGESFmCZ022011 | PGE | SFm | CZ02 | 2011 | 1 | 0 | 869.9044
| PGEMFmCZ052007 | PGEMFmCZ05 | 2007 | 1 | 1 | PGESFmCZ032011 | PGE | SFm | CZ03 | 2011 | 1 | 0 | 2636.1216
| PGEMFmCZ052011 | PGEMFmCZ05 | 2011 | 1 | 1 | PGESFmCZ042011 | PGE | SFm | CZ04 | 2011 | 1 | 0 | 2405.7369
| PGEMFmCZ111975 | PGEMFmCZ11 | 1975 | 18703 | 1 | PGESFmCZ052011 | PGE | SFm | CZ05 | 2011 | 1 | 0 | 416.4268
| PGEMFmCZ111985 | PGEMFmCZ11 | 1985 | 21129 | 1 | PGESFmCZ062011 | PGE | SFm | CZ06 | 2011 | 0 | 0 | 0
| PGEMFmCZ111996 | PGEMFmCZ11 | 1996 | 816 | 1 | PGESFmCZ072011 | PGE | SFm | CZ07 | 2011 | 0 | 0 | 0
| PGEMFmCZ112003 | PGEMFmCZ11 | 2003 | 347 | 1 | PGESFmCZ082011 | PGE | SFm | CZ08 | 2011 | 0 | 0 | 0
| PGEMFmCZ112007 | PGEMFmCZ11 | 2007 | 174 | 1 | PGESFmCZ092011 | PGE | SFm | CZ09 | 2011 | 0 | 0 | 0
| PGEMFmCZ112011 | PGEMFmCZ11 | 2011 | 174 | 1 | PGESFmCZ102011 | PGE | SFm | CZ10 | 2011 | 0 | 0 | 0
| PGEMFmCZ121975 | PGEMFmCZ12 | 1975 | 82889 | 1 | PGESFmCZ112011 | PGE | SFm | CZ11 | 2011 | 1 | 0 | 3493.8071
| PGEMFmCZ121985 | PGEMFmCZ12 | 1985 | 102342 | 1 | PGESFmCZ122011 | PGE | SFm | CZ12 | 2011 | 1 | 0 | 7953.4958
| PGEMFmCZ121996 | PGEMFmCZ12 | 1996 | 16244 | 1 | PGESFmCZ132011 | PGE | SFm | CZ13 | 2011 | 1 | 0 | 3332.9911
| PGEMFmCZ122003 | PGEMFmCZ12 | 2003 | 8001 | 1 | PGESFmCZ142011 | PGE | SFm | CZ14 | 2011 | 0 | 0 | 0
| PGEMFmCZ122007 | PGEMFmCZ12 | 2007 | 4000 | 1 | PGESFmCZ152011 | PGE | SFm | CZ15 | 2011 | 0 | 0 | 0
| PGEMFmCZ122011 | PGEMFmCZ12 | 2011 | 4000 | 1 | PGESFmCZ162011 | PGE | SFm | CZ16 | 2011 | 1 | 0 | 98.1451
| PGEMFmCZ131975 | PGEMFmCZ13 | 1975 | 53194 | 1 | PGESFmCZ012015 | PGE | SFm | CZ01 | 2015 | 1 | 0 | 1026.1253
| PGEMFmCZ131985 | PGEMFmCZ13 | 1985 | 30319 | 1 | PGESFmCZ022015 | PGE | SFm | CZ02 | 2015 | 1 | 0 | 1012.1379
| PGEMFmCZ131996 | PGEMFmCZ13 | 1996 | 5404 | 1 | PGESFmCZ032015 | PGE | SFm | CZ03 | 2015 | 1 | 0 | 3067.14
| PGEMFmCZ132003 | PGEMFmCZ13 | 2003 | 1022 | 1 | PGESFmCZ042015 | PGE | SFm | CZ04 | 2015 | 1 | 0 | 2799.0863
| PGEMFmCZ132007 | PGEMFmCZ13 | 2007 | 511 | 1 | PGESFmCZ052015 | PGE | SFm | CZ05 | 2015 | 1 | 0 | 484.5146
| PGEMFmCZ132011 | PGEMFmCZ13 | 2011 | 511 | 1 | PGESFmCZ062015 | PGE | SFm | CZ06 | 2015 | 0 | 0 | 0
| PGEMFmCZ161975 | PGEMFmCZ16 | 1975 | 119 | 1 | PGESFmCZ072015 | PGE | SFm | CZ07 | 2015 | 0 | 0 | 0
| PGEMFmCZ161985 | PGEMFmCZ16 | 1985 | 292 | 1 | PGESFmCZ082015 | PGE | SFm | CZ08 | 2015 | 0 | 0 | 0
| PGEMFmCZ161996 | PGEMFmCZ16 | 1996 | 1 | 1 | PGESFmCZ092015 | PGE | SFm | CZ09 | 2015 | 0 | 0 | 0
| PGEMFmCZ162003 | PGEMFmCZ16 | 2003 | 1 | 1 | PGESFmCZ102015 | PGE | SFm | CZ10 | 2015 | 0 | 0 | 0
| PGEMFmCZ162007 | PGEMFmCZ16 | 2007 | 1 | 1 | PGESFmCZ112015 | PGE | SFm | CZ11 | 2015 | 1 | 0 | 4065.0612
| PGEMFmCZ162011 | PGEMFmCZ16 | 2011 | 1 | 1 | PGESFmCZ122015 | PGE | SFm | CZ12 | 2015 | 1 | 0 | 9253.9301
| PGEDMoCZ01MH72 | PGEDMoCZ01 | MH72 | 887 | 1 | PGESFmCZ132015 | PGE | SFm | CZ13 | 2015 | 1 | 0 | 3877.951
| PGEDMoCZ01MH85 | PGEDMoCZ01 | MH85 | 457 | 1 | PGESFmCZ142015 | PGE | SFm | CZ14 | 2015 | 0 | 0 | 0
| PGEDMoCZ01MH00 | PGEDMoCZ01 | MH00 | 1 | 1 | PGESFmCZ152015 | PGE | SFm | CZ15 | 2015 | 0 | 0 | 0
| PGEDMoCZ01MH06 | PGEDMoCZ01 | MH06 | 1 | 1 | PGESFmCZ162015 | PGE | SFm | CZ16 | 2015 | 1 | 0 | 114.1923
| PGEDMoCZ02MH72 | PGEDMoCZ02 | MH72 | 10933 | 1 | PGESFmCZ012017 | PGE | SFm | CZ01 | 2017 | 1 | 0 | 358.8781
| PGEDMoCZ02MH85 | PGEDMoCZ02 | MH85 | 4221 | 1 | PGESFmCZ022017 | PGE | SFm | CZ02 | 2017 | 1 | 0 | 353.9861
| PGEDMoCZ02MH00 | PGEDMoCZ02 | MH00 | 1233 | 1 | PGESFmCZ032017 | PGE | SFm | CZ03 | 2017 | 1 | 0 | 1072.7047
| PGEDMoCZ02MH06 | PGEDMoCZ02 | MH06 | 187 | 1 | PGESFmCZ042017 | PGE | SFm | CZ04 | 2017 | 1 | 0 | 978.9553
| PGEDMoCZ03MH72 | PGEDMoCZ03 | MH72 | 9176 | 1 | PGESFmCZ052017 | PGE | SFm | CZ05 | 2017 | 1 | 0 | 169.4546
| PGEDMoCZ03MH85 | PGEDMoCZ03 | MH85 | 4284 | 1 | PGESFmCZ062017 | PGE | SFm | CZ06 | 2017 | 0 | 0 | 0
| PGEDMoCZ03MH00 | PGEDMoCZ03 | MH00 | 367 | 1 | PGESFmCZ072017 | PGE | SFm | CZ07 | 2017 | 0 | 0 | 0
| PGEDMoCZ03MH06 | PGEDMoCZ03 | MH06 | 63 | 1 | PGESFmCZ082017 | PGE | SFm | CZ08 | 2017 | 0 | 0 | 0
| PGEDMoCZ04MH72 | PGEDMoCZ04 | MH72 | 6455 | 1 | PGESFmCZ092017 | PGE | SFm | CZ09 | 2017 | 0 | 0 | 0
| PGEDMoCZ04MH85 | PGEDMoCZ04 | MH85 | 2213 | 1 | PGESFmCZ102017 | PGE | SFm | CZ10 | 2017 | 0 | 0 | 0
| PGEDMoCZ04MH00 | PGEDMoCZ04 | MH00 | 2171 | 1 | PGESFmCZ112017 | PGE | SFm | CZ11 | 2017 | 1 | 0 | 1421.7186
| PGEDMoCZ04MH06 | PGEDMoCZ04 | MH06 | 560 | 1 | PGESFmCZ122017 | PGE | SFm | CZ12 | 2017 | 1 | 0 | 3236.4789
| PGEDMoCZ05MH72 | PGEDMoCZ05 | MH72 | 6736 | 1 | PGESFmCZ132017 | PGE | SFm | CZ13 | 2017 | 1 | 0 | 1356.2785
| PGEDMoCZ05MH85 | PGEDMoCZ05 | MH85 | 3463 | 1 | PGESFmCZ142017 | PGE | SFm | CZ14 | 2017 | 0 | 0 | 0
| PGEDMoCZ05MH00 | PGEDMoCZ05 | MH00 | 538 | 1 | PGESFmCZ152017 | PGE | SFm | CZ15 | 2017 | 0 | 0 | 0
| PGEDMoCZ05MH06 | PGEDMoCZ05 | MH06 | 49 | 1 | PGESFmCZ162017 | PGE | SFm | CZ16 | 2017 | 1 | 0 | 39.9377
| PGEDMoCZ11MH72 | PGEDMoCZ11 | MH72 | 23372 | 1 | SCESFmCZ011975 | SCE | SFm | CZ01 | 1975 | 0 | 1 | 0
| PGEDMoCZ11MH85 | PGEDMoCZ11 | MH85 | 23091 | 1 | SCESFmCZ021975 | SCE | SFm | CZ02 | 1975 | 0 | 1 | 0
| PGEDMoCZ11MH00 | PGEDMoCZ11 | MH00 | 2290 | 1 | SCESFmCZ031975 | SCE | SFm | CZ03 | 1975 | 0 | 1 | 0
| PGEDMoCZ11MH06 | PGEDMoCZ11 | MH06 | 329 | 1 | SCESFmCZ041975 | SCE | SFm | CZ04 | 1975 | 0 | 1 | 0
| PGEDMoCZ12MH72 | PGEDMoCZ12 | MH72 | 18964 | 1 | SCESFmCZ051975 | SCE | SFm | CZ05 | 1975 | 1 | 1 | 2498
| PGEDMoCZ12MH85 | PGEDMoCZ12 | MH85 | 9022 | 1 | SCESFmCZ061975 | SCE | SFm | CZ06 | 1975 | 1 | 1 | 268167
| PGEDMoCZ12MH00 | PGEDMoCZ12 | MH00 | 1738 | 1 | SCESFmCZ071975 | SCE | SFm | CZ07 | 1975 | 0 | 1 | 0
| PGEDMoCZ12MH06 | PGEDMoCZ12 | MH06 | 327 | 1 | SCESFmCZ081975 | SCE | SFm | CZ08 | 1975 | 1 | 1 | 372820
| PGEDMoCZ13MH72 | PGEDMoCZ13 | MH72 | 20832 | 1 | SCESFmCZ091975 | SCE | SFm | CZ09 | 1975 | 1 | 1 | 392782
| PGEDMoCZ13MH85 | PGEDMoCZ13 | MH85 | 6489 | 1 | SCESFmCZ101975 | SCE | SFm | CZ10 | 1975 | 1 | 1 | 160776
| PGEDMoCZ13MH00 | PGEDMoCZ13 | MH00 | 901 | 1 | SCESFmCZ111975 | SCE | SFm | CZ11 | 1975 | 0 | 1 | 0
| PGEDMoCZ13MH06 | PGEDMoCZ13 | MH06 | 187 | 1 | SCESFmCZ121975 | SCE | SFm | CZ12 | 1975 | 0 | 1 | 0
| PGEDMoCZ16MH72 | PGEDMoCZ16 | MH72 | 3398 | 1 | SCESFmCZ131975 | SCE | SFm | CZ13 | 1975 | 1 | 1 | 32952
| PGEDMoCZ16MH85 | PGEDMoCZ16 | MH85 | 7250 | 1 | SCESFmCZ141975 | SCE | SFm | CZ14 | 1975 | 1 | 1 | 52777
| PGEDMoCZ16MH00 | PGEDMoCZ16 | MH00 | 350 | 1 | SCESFmCZ151975 | SCE | SFm | CZ15 | 1975 | 1 | 1 | 15659
| PGEDMoCZ16MH06 | PGEDMoCZ16 | MH06 | 1 | 1 | SCESFmCZ161975 | SCE | SFm | CZ16 | 1975 | 1 | 1 | 69573
| SCESFmCZ051975 | SCESFmCZ05 | 1975 | 2498 | 1 | SCESFmCZ011985 | SCE | SFm | CZ01 | 1985 | 0 | 1 | 0
| SCESFmCZ051985 | SCESFmCZ05 | 1985 | 203 | 1 | SCESFmCZ021985 | SCE | SFm | CZ02 | 1985 | 0 | 1 | 0
| SCESFmCZ051996 | SCESFmCZ05 | 1996 | 122 | 1 | SCESFmCZ031985 | SCE | SFm | CZ03 | 1985 | 0 | 1 | 0
| SCESFmCZ052003 | SCESFmCZ05 | 2003 | 98 | 1 | SCESFmCZ041985 | SCE | SFm | CZ04 | 1985 | 0 | 1 | 0
| SCESFmCZ052007 | SCESFmCZ05 | 2007 | 49 | 1 | SCESFmCZ051985 | SCE | SFm | CZ05 | 1985 | 1 | 1 | 203
| SCESFmCZ052011 | SCESFmCZ05 | 2011 | 49 | 1 | SCESFmCZ061985 | SCE | SFm | CZ06 | 1985 | 1 | 1 | 34575
| SCESFmCZ061975 | SCESFmCZ06 | 1975 | 268167 | 1 | SCESFmCZ071985 | SCE | SFm | CZ07 | 1985 | 0 | 1 | 0
| SCESFmCZ061985 | SCESFmCZ06 | 1985 | 34575 | 1 | SCESFmCZ081985 | SCE | SFm | CZ08 | 1985 | 1 | 1 | 38996
| SCESFmCZ061996 | SCESFmCZ06 | 1996 | 30307 | 1 | SCESFmCZ091985 | SCE | SFm | CZ09 | 1985 | 1 | 1 | 75584
| SCESFmCZ062003 | SCESFmCZ06 | 2003 | 17286 | 1 | SCESFmCZ101985 | SCE | SFm | CZ10 | 1985 | 1 | 1 | 177527
| SCESFmCZ062007 | SCESFmCZ06 | 2007 | 8643 | 1 | SCESFmCZ111985 | SCE | SFm | CZ11 | 1985 | 0 | 1 | 0
| SCESFmCZ062011 | SCESFmCZ06 | 2011 | 8643 | 1 | SCESFmCZ121985 | SCE | SFm | CZ12 | 1985 | 0 | 1 | 0
| SCESFmCZ081975 | SCESFmCZ08 | 1975 | 372820 | 1 | SCESFmCZ131985 | SCE | SFm | CZ13 | 1985 | 1 | 1 | 16088
| SCESFmCZ081985 | SCESFmCZ08 | 1985 | 38996 | 1 | SCESFmCZ141985 | SCE | SFm | CZ14 | 1985 | 1 | 1 | 109423
| SCESFmCZ081996 | SCESFmCZ08 | 1996 | 26511 | 1 | SCESFmCZ151985 | SCE | SFm | CZ15 | 1985 | 1 | 1 | 21160
| SCESFmCZ082003 | SCESFmCZ08 | 2003 | 12562 | 1 | SCESFmCZ161985 | SCE | SFm | CZ16 | 1985 | 1 | 1 | 24071
| SCESFmCZ082007 | SCESFmCZ08 | 2007 | 6281 | 1 | SCESFmCZ011996 | SCE | SFm | CZ01 | 1996 | 0 | 1 | 0
| SCESFmCZ082011 | SCESFmCZ08 | 2011 | 6281 | 1 | SCESFmCZ021996 | SCE | SFm | CZ02 | 1996 | 0 | 1 | 0
| SCESFmCZ091975 | SCESFmCZ09 | 1975 | 392782 | 1 | SCESFmCZ031996 | SCE | SFm | CZ03 | 1996 | 0 | 1 | 0
| SCESFmCZ091985 | SCESFmCZ09 | 1985 | 75584 | 1 | SCESFmCZ041996 | SCE | SFm | CZ04 | 1996 | 0 | 1 | 0
| SCESFmCZ091996 | SCESFmCZ09 | 1996 | 28745 | 1 | SCESFmCZ051996 | SCE | SFm | CZ05 | 1996 | 1 | 1 | 122
| SCESFmCZ092003 | SCESFmCZ09 | 2003 | 13575 | 1 | SCESFmCZ061996 | SCE | SFm | CZ06 | 1996 | 1 | 1 | 30307
| SCESFmCZ092007 | SCESFmCZ09 | 2007 | 6787 | 1 | SCESFmCZ071996 | SCE | SFm | CZ07 | 1996 | 0 | 1 | 0
| SCESFmCZ092011 | SCESFmCZ09 | 2011 | 6787 | 1 | SCESFmCZ081996 | SCE | SFm | CZ08 | 1996 | 1 | 1 | 26511
| SCESFmCZ101975 | SCESFmCZ10 | 1975 | 160776 | 1 | SCESFmCZ091996 | SCE | SFm | CZ09 | 1996 | 1 | 1 | 28745
| SCESFmCZ101985 | SCESFmCZ10 | 1985 | 177527 | 1 | SCESFmCZ101996 | SCE | SFm | CZ10 | 1996 | 1 | 1 | 90573
| SCESFmCZ101996 | SCESFmCZ10 | 1996 | 90573 | 1 | SCESFmCZ111996 | SCE | SFm | CZ11 | 1996 | 0 | 1 | 0
| SCESFmCZ102003 | SCESFmCZ10 | 2003 | 47084 | 1 | SCESFmCZ121996 | SCE | SFm | CZ12 | 1996 | 0 | 1 | 0
| SCESFmCZ102007 | SCESFmCZ10 | 2007 | 23542 | 1 | SCESFmCZ131996 | SCE | SFm | CZ13 | 1996 | 1 | 1 | 15894
| SCESFmCZ102011 | SCESFmCZ10 | 2011 | 23542 | 1 | SCESFmCZ141996 | SCE | SFm | CZ14 | 1996 | 1 | 1 | 21277
| SCESFmCZ131975 | SCESFmCZ13 | 1975 | 32952 | 1 | SCESFmCZ151996 | SCE | SFm | CZ15 | 1996 | 1 | 1 | 10029
| SCESFmCZ131985 | SCESFmCZ13 | 1985 | 16088 | 1 | SCESFmCZ161996 | SCE | SFm | CZ16 | 1996 | 1 | 1 | 4820
| SCESFmCZ131996 | SCESFmCZ13 | 1996 | 15894 | 1 | SCESFmCZ012003 | SCE | SFm | CZ01 | 2003 | 0 | 1 | 0
| SCESFmCZ132003 | SCESFmCZ13 | 2003 | 5458 | 1 | SCESFmCZ022003 | SCE | SFm | CZ02 | 2003 | 0 | 1 | 0
| SCESFmCZ132007 | SCESFmCZ13 | 2007 | 2729 | 1 | SCESFmCZ032003 | SCE | SFm | CZ03 | 2003 | 0 | 1 | 0
| SCESFmCZ132011 | SCESFmCZ13 | 2011 | 2729 | 1 | SCESFmCZ042003 | SCE | SFm | CZ04 | 2003 | 0 | 1 | 0
| SCESFmCZ141975 | SCESFmCZ14 | 1975 | 52777 | 1 | SCESFmCZ052003 | SCE | SFm | CZ05 | 2003 | 1 | 1 | 98
| SCESFmCZ141985 | SCESFmCZ14 | 1985 | 109423 | 1 | SCESFmCZ062003 | SCE | SFm | CZ06 | 2003 | 1 | 1 | 17286
| SCESFmCZ141996 | SCESFmCZ14 | 1996 | 21277 | 1 | SCESFmCZ072003 | SCE | SFm | CZ07 | 2003 | 0 | 1 | 0
| SCESFmCZ142003 | SCESFmCZ14 | 2003 | 7272 | 1 | SCESFmCZ082003 | SCE | SFm | CZ08 | 2003 | 1 | 1 | 12562
| SCESFmCZ142007 | SCESFmCZ14 | 2007 | 3636 | 1 | SCESFmCZ092003 | SCE | SFm | CZ09 | 2003 | 1 | 1 | 13575
| SCESFmCZ142011 | SCESFmCZ14 | 2011 | 3636 | 1 | SCESFmCZ102003 | SCE | SFm | CZ10 | 2003 | 1 | 1 | 47084
| SCESFmCZ151975 | SCESFmCZ15 | 1975 | 15659 | 1 | SCESFmCZ112003 | SCE | SFm | CZ11 | 2003 | 0 | 1 | 0
| SCESFmCZ151985 | SCESFmCZ15 | 1985 | 21160 | 1 | SCESFmCZ122003 | SCE | SFm | CZ12 | 2003 | 0 | 1 | 0
| SCESFmCZ151996 | SCESFmCZ15 | 1996 | 10029 | 1 | SCESFmCZ132003 | SCE | SFm | CZ13 | 2003 | 1 | 1 | 5458
| SCESFmCZ152003 | SCESFmCZ15 | 2003 | 1424 | 1 | SCESFmCZ142003 | SCE | SFm | CZ14 | 2003 | 1 | 1 | 7272
| SCESFmCZ152007 | SCESFmCZ15 | 2007 | 712 | 1 | SCESFmCZ152003 | SCE | SFm | CZ15 | 2003 | 1 | 1 | 1424
| SCESFmCZ152011 | SCESFmCZ15 | 2011 | 712 | 1 | SCESFmCZ162003 | SCE | SFm | CZ16 | 2003 | 1 | 1 | 2548
| SCESFmCZ161975 | SCESFmCZ16 | 1975 | 69573 | 1 | SCESFmCZ012007 | SCE | SFm | CZ01 | 2007 | 0 | 0 | 0
| SCESFmCZ161985 | SCESFmCZ16 | 1985 | 24071 | 1 | SCESFmCZ022007 | SCE | SFm | CZ02 | 2007 | 0 | 0 | 0
| SCESFmCZ161996 | SCESFmCZ16 | 1996 | 4820 | 1 | SCESFmCZ032007 | SCE | SFm | CZ03 | 2007 | 0 | 0 | 0
| SCESFmCZ162003 | SCESFmCZ16 | 2003 | 2548 | 1 | SCESFmCZ042007 | SCE | SFm | CZ04 | 2007 | 0 | 0 | 0
| SCESFmCZ162007 | SCESFmCZ16 | 2007 | 1274 | 1 | SCESFmCZ052007 | SCE | SFm | CZ05 | 2007 | 1 | 0 | 40.2805
| SCESFmCZ162011 | SCESFmCZ16 | 2011 | 1274 | 1 | SCESFmCZ062007 | SCE | SFm | CZ06 | 2007 | 1 | 0 | 7104.9926
| SCEMFmCZ051975 | SCEMFmCZ05 | 1975 | 1028 | 1 | SCESFmCZ072007 | SCE | SFm | CZ07 | 2007 | 0 | 0 | 0
| SCEMFmCZ051985 | SCEMFmCZ05 | 1985 | 1 | 1 | SCESFmCZ082007 | SCE | SFm | CZ08 | 2007 | 1 | 0 | 5163.3066
| SCEMFmCZ051996 | SCEMFmCZ05 | 1996 | 1 | 1 | SCESFmCZ092007 | SCE | SFm | CZ09 | 2007 | 1 | 0 | 5579.6758
| SCEMFmCZ052003 | SCEMFmCZ05 | 2003 | 1 | 1 | SCESFmCZ102007 | SCE | SFm | CZ10 | 2007 | 1 | 0 | 19352.7406
| SCEMFmCZ052007 | SCEMFmCZ05 | 2007 | 1 | 1 | SCESFmCZ112007 | SCE | SFm | CZ11 | 2007 | 0 | 0 | 0
| SCEMFmCZ052011 | SCEMFmCZ05 | 2011 | 1 | 1 | SCESFmCZ122007 | SCE | SFm | CZ12 | 2007 | 0 | 0 | 0
| SCEMFmCZ061975 | SCEMFmCZ06 | 1975 | 201834 | 1 | SCESFmCZ132007 | SCE | SFm | CZ13 | 2007 | 1 | 0 | 2243.379
| SCEMFmCZ061985 | SCEMFmCZ06 | 1985 | 86262 | 1 | SCESFmCZ142007 | SCE | SFm | CZ14 | 2007 | 1 | 0 | 2988.9799
| SCEMFmCZ061996 | SCEMFmCZ06 | 1996 | 23358 | 1 | SCESFmCZ152007 | SCE | SFm | CZ15 | 2007 | 1 | 0 | 585.3008
| SCEMFmCZ062003 | SCEMFmCZ06 | 2003 | 7406 | 1 | SCESFmCZ162007 | SCE | SFm | CZ16 | 2007 | 1 | 0 | 1047.2938
| SCEMFmCZ062007 | SCEMFmCZ06 | 2007 | 3703 | 1 | SCESFmCZ012011 | SCE | SFm | CZ01 | 2011 | 0 | 0 | 0
| SCEMFmCZ062011 | SCEMFmCZ06 | 2011 | 3703 | 1 | SCESFmCZ022011 | SCE | SFm | CZ02 | 2011 | 0 | 0 | 0
| SCEMFmCZ081975 | SCEMFmCZ08 | 1975 | 121849 | 1 | SCESFmCZ032011 | SCE | SFm | CZ03 | 2011 | 0 | 0 | 0
| SCEMFmCZ081985 | SCEMFmCZ08 | 1985 | 74618 | 1 | SCESFmCZ042011 | SCE | SFm | CZ04 | 2011 | 0 | 0 | 0
| SCEMFmCZ081996 | SCEMFmCZ08 | 1996 | 17267 | 1 | SCESFmCZ052011 | SCE | SFm | CZ05 | 2011 | 1 | 0 | 19.3137
| SCEMFmCZ082003 | SCEMFmCZ08 | 2003 | 8619 | 1 | SCESFmCZ062011 | SCE | SFm | CZ06 | 2011 | 1 | 0 | 3406.6984
| SCEMFmCZ082007 | SCEMFmCZ08 | 2007 | 4309 | 1 | SCESFmCZ072011 | SCE | SFm | CZ07 | 2011 | 0 | 0 | 0
| SCEMFmCZ082011 | SCEMFmCZ08 | 2011 | 4309 | 1 | SCESFmCZ082011 | SCE | SFm | CZ08 | 2011 | 1 | 0 | 2475.6998
| SCEMFmCZ091975 | SCEMFmCZ09 | 1975 | 118683 | 1 | SCESFmCZ092011 | SCE | SFm | CZ09 | 2011 | 1 | 0 | 2675.3402
| SCEMFmCZ091985 | SCEMFmCZ09 | 1985 | 70191 | 1 | SCESFmCZ102011 | SCE | SFm | CZ10 | 2011 | 1 | 0 | 9279.2427
| SCEMFmCZ091996 | SCEMFmCZ09 | 1996 | 11960 | 1 | SCESFmCZ112011 | SCE | SFm | CZ11 | 2011 | 0 | 0 | 0
| SCEMFmCZ092003 | SCEMFmCZ09 | 2003 | 7547 | 1 | SCESFmCZ122011 | SCE | SFm | CZ12 | 2011 | 0 | 0 | 0
| SCEMFmCZ092007 | SCEMFmCZ09 | 2007 | 3773 | 1 | SCESFmCZ132011 | SCE | SFm | CZ13 | 2011 | 1 | 0 | 1075.6543
| SCEMFmCZ092011 | SCEMFmCZ09 | 2011 | 3773 | 1 | SCESFmCZ142011 | SCE | SFm | CZ14 | 2011 | 1 | 0 | 1433.1546
| SCEMFmCZ101975 | SCEMFmCZ10 | 1975 | 36465 | 1 | SCESFmCZ152011 | SCE | SFm | CZ15 | 2011 | 1 | 0 | 280.6397
| SCEMFmCZ101985 | SCEMFmCZ10 | 1985 | 27183 | 1 | SCESFmCZ162011 | SCE | SFm | CZ16 | 2011 | 1 | 0 | 502.1559
| SCEMFmCZ101996 | SCEMFmCZ10 | 1996 | 1397 | 1 | SCESFmCZ012015 | SCE | SFm | CZ01 | 2015 | 0 | 0 | 0
| SCEMFmCZ102003 | SCEMFmCZ10 | 2003 | 257 | 1 | SCESFmCZ022015 | SCE | SFm | CZ02 | 2015 | 0 | 0 | 0
| SCEMFmCZ102007 | SCEMFmCZ10 | 2007 | 128 | 1 | SCESFmCZ032015 | SCE | SFm | CZ03 | 2015 | 0 | 0 | 0
| SCEMFmCZ102011 | SCEMFmCZ10 | 2011 | 128 | 1 | SCESFmCZ042015 | SCE | SFm | CZ04 | 2015 | 0 | 0 | 0
| SCEMFmCZ131975 | SCEMFmCZ13 | 1975 | 2932 | 1 | SCESFmCZ052015 | SCE | SFm | CZ05 | 2015 | 1 | 0 | 22.4716
| SCEMFmCZ131985 | SCEMFmCZ13 | 1985 | 1470 | 1 | SCESFmCZ062015 | SCE | SFm | CZ06 | 2015 | 1 | 0 | 3963.7098
| SCEMFmCZ131996 | SCEMFmCZ13 | 1996 | 554 | 1 | SCESFmCZ072015 | SCE | SFm | CZ07 | 2015 | 0 | 0 | 0
| SCEMFmCZ132003 | SCEMFmCZ13 | 2003 | 128 | 1 | SCESFmCZ082015 | SCE | SFm | CZ08 | 2015 | 1 | 0 | 2880.4884
| SCEMFmCZ132007 | SCEMFmCZ13 | 2007 | 64 | 1 | SCESFmCZ092015 | SCE | SFm | CZ09 | 2015 | 1 | 0 | 3112.7711
| SCEMFmCZ132011 | SCEMFmCZ13 | 2011 | 64 | 1 | SCESFmCZ102015 | SCE | SFm | CZ10 | 2015 | 1 | 0 | 10796.4429
| SCEMFmCZ141975 | SCEMFmCZ14 | 1975 | 7855 | 1 | SCESFmCZ112015 | SCE | SFm | CZ11 | 2015 | 0 | 0 | 0
| SCEMFmCZ141985 | SCEMFmCZ14 | 1985 | 10645 | 1 | SCESFmCZ122015 | SCE | SFm | CZ12 | 2015 | 0 | 0 | 0
| SCEMFmCZ141996 | SCEMFmCZ14 | 1996 | 998 | 1 | SCESFmCZ132015 | SCE | SFm | CZ13 | 2015 | 1 | 0 | 1251.5289
| SCEMFmCZ142003 | SCEMFmCZ14 | 2003 | 1 | 1 | SCESFmCZ142015 | SCE | SFm | CZ14 | 2015 | 1 | 0 | 1667.4822
| SCEMFmCZ142007 | SCEMFmCZ14 | 2007 | 1 | 1 | SCESFmCZ152015 | SCE | SFm | CZ15 | 2015 | 1 | 0 | 326.5257
| SCEMFmCZ142011 | SCEMFmCZ14 | 2011 | 1 | 1 | SCESFmCZ162015 | SCE | SFm | CZ16 | 2015 | 1 | 0 | 584.2608
| SCEMFmCZ151975 | SCEMFmCZ15 | 1975 | 22114 | 1 | SCESFmCZ012017 | SCE | SFm | CZ01 | 2017 | 0 | 0 | 0
| SCEMFmCZ151985 | SCEMFmCZ15 | 1985 | 19815 | 1 | SCESFmCZ022017 | SCE | SFm | CZ02 | 2017 | 0 | 0 | 0
| SCEMFmCZ151996 | SCEMFmCZ15 | 1996 | 3402 | 1 | SCESFmCZ032017 | SCE | SFm | CZ03 | 2017 | 0 | 0 | 0
| SCEMFmCZ152003 | SCEMFmCZ15 | 2003 | 1 | 1 | SCESFmCZ042017 | SCE | SFm | CZ04 | 2017 | 0 | 0 | 0
| SCEMFmCZ152007 | SCEMFmCZ15 | 2007 | 1 | 1 | SCESFmCZ052017 | SCE | SFm | CZ05 | 2017 | 1 | 0 | 7.8592
| SCEMFmCZ152011 | SCEMFmCZ15 | 2011 | 1 | 1 | SCESFmCZ062017 | SCE | SFm | CZ06 | 2017 | 1 | 0 | 1386.2719
| SCEMFmCZ161975 | SCEMFmCZ16 | 1975 | 6728 | 1 | SCESFmCZ072017 | SCE | SFm | CZ07 | 2017 | 0 | 0 | 0
| SCEMFmCZ161985 | SCEMFmCZ16 | 1985 | 7133 | 1 | SCESFmCZ082017 | SCE | SFm | CZ08 | 2017 | 1 | 0 | 1007.4249
| SCEMFmCZ161996 | SCEMFmCZ16 | 1996 | 624 | 1 | SCESFmCZ092017 | SCE | SFm | CZ09 | 2017 | 1 | 0 | 1088.6637
| SCEMFmCZ162003 | SCEMFmCZ16 | 2003 | 1 | 1 | SCESFmCZ102017 | SCE | SFm | CZ10 | 2017 | 1 | 0 | 3775.9589
| SCEMFmCZ162007 | SCEMFmCZ16 | 2007 | 1 | 1 | SCESFmCZ112017 | SCE | SFm | CZ11 | 2017 | 0 | 0 | 0
| SCEMFmCZ162011 | SCEMFmCZ16 | 2011 | 1 | 1 | SCESFmCZ122017 | SCE | SFm | CZ12 | 2017 | 0 | 0 | 0
| SCEDMoCZ05MH72 | SCEDMoCZ05 | MH72 | 1 | 1 | SCESFmCZ132017 | SCE | SFm | CZ13 | 2017 | 1 | 0 | 437.711
| SCEDMoCZ05MH85 | SCEDMoCZ05 | MH85 | 1 | 1 | SCESFmCZ142017 | SCE | SFm | CZ14 | 2017 | 1 | 0 | 583.1869
| SCEDMoCZ05MH00 | SCEDMoCZ05 | MH00 | 1 | 1 | SCESFmCZ152017 | SCE | SFm | CZ15 | 2017 | 1 | 0 | 114.1994
| SCEDMoCZ05MH06 | SCEDMoCZ05 | MH06 | 1 | 1 | SCESFmCZ162017 | SCE | SFm | CZ16 | 2017 | 1 | 0 | 204.34
| SCEDMoCZ06MH72 | SCEDMoCZ06 | MH72 | 12775 | 1 | SDGSFmCZ011975 | SDG | SFm | CZ01 | 1975 | 0 | 1 | 0
| SCEDMoCZ06MH85 | SCEDMoCZ06 | MH85 | 5043 | 1 | SDGSFmCZ021975 | SDG | SFm | CZ02 | 1975 | 0 | 1 | 0
| SCEDMoCZ06MH00 | SCEDMoCZ06 | MH00 | 6954 | 1 | SDGSFmCZ031975 | SDG | SFm | CZ03 | 1975 | 0 | 1 | 0
| SCEDMoCZ06MH06 | SCEDMoCZ06 | MH06 | 1591 | 1 | SDGSFmCZ041975 | SDG | SFm | CZ04 | 1975 | 0 | 1 | 0
| SCEDMoCZ08MH72 | SCEDMoCZ08 | MH72 | 15405 | 1 | SDGSFmCZ051975 | SDG | SFm | CZ05 | 1975 | 0 | 1 | 0
| SCEDMoCZ08MH85 | SCEDMoCZ08 | MH85 | 6905 | 1 | SDGSFmCZ061975 | SDG | SFm | CZ06 | 1975 | 1 | 1 | 7440
| SCEDMoCZ08MH00 | SCEDMoCZ08 | MH00 | 1902 | 1 | SDGSFmCZ071975 | SDG | SFm | CZ07 | 1975 | 1 | 1 | 213903
| SCEDMoCZ08MH06 | SCEDMoCZ08 | MH06 | 491 | 1 | SDGSFmCZ081975 | SDG | SFm | CZ08 | 1975 | 1 | 1 | 2356
| SCEDMoCZ09MH72 | SCEDMoCZ09 | MH72 | 17806 | 1 | SDGSFmCZ091975 | SDG | SFm | CZ09 | 1975 | 0 | 1 | 0
| SCEDMoCZ09MH85 | SCEDMoCZ09 | MH85 | 7784 | 1 | SDGSFmCZ101975 | SDG | SFm | CZ10 | 1975 | 1 | 1 | 85422
| SCEDMoCZ09MH00 | SCEDMoCZ09 | MH00 | 4042 | 1 | SDGSFmCZ111975 | SDG | SFm | CZ11 | 1975 | 0 | 1 | 0
| SCEDMoCZ09MH06 | SCEDMoCZ09 | MH06 | 1059 | 1 | SDGSFmCZ121975 | SDG | SFm | CZ12 | 1975 | 0 | 1 | 0
| SCEDMoCZ10MH72 | SCEDMoCZ10 | MH72 | 23819 | 1 | SDGSFmCZ131975 | SDG | SFm | CZ13 | 1975 | 0 | 1 | 0
| SCEDMoCZ10MH85 | SCEDMoCZ10 | MH85 | 24836 | 1 | SDGSFmCZ141975 | SDG | SFm | CZ14 | 1975 | 1 | 1 | 4114
| SCEDMoCZ10MH00 | SCEDMoCZ10 | MH00 | 1062 | 1 | SDGSFmCZ151975 | SDG | SFm | CZ15 | 1975 | 1 | 1 | 2000
| SCEDMoCZ10MH06 | SCEDMoCZ10 | MH06 | 274 | 1 | SDGSFmCZ161975 | SDG | SFm | CZ16 | 1975 | 0 | 1 | 0
| SCEDMoCZ13MH72 | SCEDMoCZ13 | MH72 | 4396 | 1 | SDGSFmCZ011985 | SDG | SFm | CZ01 | 1985 | 0 | 1 | 0
| SCEDMoCZ13MH85 | SCEDMoCZ13 | MH85 | 1644 | 1 | SDGSFmCZ021985 | SDG | SFm | CZ02 | 1985 | 0 | 1 | 0
| SCEDMoCZ13MH00 | SCEDMoCZ13 | MH00 | 1 | 1 | SDGSFmCZ031985 | SDG | SFm | CZ03 | 1985 | 0 | 1 | 0
| SCEDMoCZ13MH06 | SCEDMoCZ13 | MH06 | 1 | 1 | SDGSFmCZ041985 | SDG | SFm | CZ04 | 1985 | 0 | 1 | 0
| SCEDMoCZ14MH72 | SCEDMoCZ14 | MH72 | 8527 | 1 | SDGSFmCZ051985 | SDG | SFm | CZ05 | 1985 | 0 | 1 | 0
| SCEDMoCZ14MH85 | SCEDMoCZ14 | MH85 | 6224 | 1 | SDGSFmCZ061985 | SDG | SFm | CZ06 | 1985 | 1 | 1 | 23426
| SCEDMoCZ14MH00 | SCEDMoCZ14 | MH00 | 504 | 1 | SDGSFmCZ071985 | SDG | SFm | CZ07 | 1985 | 1 | 1 | 103726
| SCEDMoCZ14MH06 | SCEDMoCZ14 | MH06 | 1 | 1 | SDGSFmCZ081985 | SDG | SFm | CZ08 | 1985 | 1 | 1 | 1660
| SCEDMoCZ15MH72 | SCEDMoCZ15 | MH72 | 2115 | 1 | SDGSFmCZ091985 | SDG | SFm | CZ09 | 1985 | 0 | 1 | 0
| SCEDMoCZ15MH85 | SCEDMoCZ15 | MH85 | 2002 | 1 | SDGSFmCZ101985 | SDG | SFm | CZ10 | 1985 | 1 | 1 | 54661
| SCEDMoCZ15MH00 | SCEDMoCZ15 | MH00 | 1089 | 1 | SDGSFmCZ111985 | SDG | SFm | CZ11 | 1985 | 0 | 1 | 0
| SCEDMoCZ15MH06 | SCEDMoCZ15 | MH06 | 247 | 1 | SDGSFmCZ121985 | SDG | SFm | CZ12 | 1985 | 0 | 1 | 0
| SCEDMoCZ16MH72 | SCEDMoCZ16 | MH72 | 5157 | 1 | SDGSFmCZ131985 | SDG | SFm | CZ13 | 1985 | 0 | 1 | 0
| SCEDMoCZ16MH85 | SCEDMoCZ16 | MH85 | 9996 | 1 | SDGSFmCZ141985 | SDG | SFm | CZ14 | 1985 | 1 | 1 | 2011
| SCEDMoCZ16MH00 | SCEDMoCZ16 | MH00 | 275 | 1 | SDGSFmCZ151985 | SDG | SFm | CZ15 | 1985 | 1 | 1 | 564
| SCEDMoCZ16MH06 | SCEDMoCZ16 | MH06 | 71 | 1 | SDGSFmCZ161985 | SDG | SFm | CZ16 | 1985 | 0 | 1 | 0
| SDGSFmCZ061975 | SDGSFmCZ06 | 1975 | 7440 | 1 | SDGSFmCZ011996 | SDG | SFm | CZ01 | 1996 | 0 | 1 | 0
| SDGSFmCZ061985 | SDGSFmCZ06 | 1985 | 23426 | 1 | SDGSFmCZ021996 | SDG | SFm | CZ02 | 1996 | 0 | 1 | 0
| SDGSFmCZ061996 | SDGSFmCZ06 | 1996 | 18492 | 1 | SDGSFmCZ031996 | SDG | SFm | CZ03 | 1996 | 0 | 1 | 0
| SDGSFmCZ062003 | SDGSFmCZ06 | 2003 | 10748 | 1 | SDGSFmCZ041996 | SDG | SFm | CZ04 | 1996 | 0 | 1 | 0
| SDGSFmCZ062007 | SDGSFmCZ06 | 2007 | 5374 | 1 | SDGSFmCZ051996 | SDG | SFm | CZ05 | 1996 | 0 | 1 | 0
| SDGSFmCZ062011 | SDGSFmCZ06 | 2011 | 5374 | 1 | SDGSFmCZ061996 | SDG | SFm | CZ06 | 1996 | 1 | 1 | 18492
| SDGSFmCZ071975 | SDGSFmCZ07 | 1975 | 213903 | 1 | SDGSFmCZ071996 | SDG | SFm | CZ07 | 1996 | 1 | 1 | 49320
| SDGSFmCZ071985 | SDGSFmCZ07 | 1985 | 103726 | 1 | SDGSFmCZ081996 | SDG | SFm | CZ08 | 1996 | 1 | 1 | 3550
| SDGSFmCZ071996 | SDGSFmCZ07 | 1996 | 49320 | 1 | SDGSFmCZ091996 | SDG | SFm | CZ09 | 1996 | 0 | 1 | 0
| SDGSFmCZ072003 | SDGSFmCZ07 | 2003 | 25022 | 1 | SDGSFmCZ101996 | SDG | SFm | CZ10 | 1996 | 1 | 1 | 23433
| SDGSFmCZ072007 | SDGSFmCZ07 | 2007 | 12511 | 1 | SDGSFmCZ111996 | SDG | SFm | CZ11 | 1996 | 0 | 1 | 0
| SDGSFmCZ072011 | SDGSFmCZ07 | 2011 | 12511 | 1 | SDGSFmCZ121996 | SDG | SFm | CZ12 | 1996 | 0 | 1 | 0
| SDGSFmCZ081975 | SDGSFmCZ08 | 1975 | 2356 | 1 | SDGSFmCZ131996 | SDG | SFm | CZ13 | 1996 | 0 | 1 | 0
| SDGSFmCZ081985 | SDGSFmCZ08 | 1985 | 1660 | 1 | SDGSFmCZ141996 | SDG | SFm | CZ14 | 1996 | 1 | 1 | 428
| SDGSFmCZ081996 | SDGSFmCZ08 | 1996 | 3550 | 1 | SDGSFmCZ151996 | SDG | SFm | CZ15 | 1996 | 1 | 1 | 1
| SDGSFmCZ082003 | SDGSFmCZ08 | 2003 | 637 | 1 | SDGSFmCZ161996 | SDG | SFm | CZ16 | 1996 | 0 | 1 | 0
| SDGSFmCZ082007 | SDGSFmCZ08 | 2007 | 319 | 1 | SDGSFmCZ012003 | SDG | SFm | CZ01 | 2003 | 0 | 1 | 0
| SDGSFmCZ082011 | SDGSFmCZ08 | 2011 | 319 | 1 | SDGSFmCZ022003 | SDG | SFm | CZ02 | 2003 | 0 | 1 | 0
| SDGSFmCZ101975 | SDGSFmCZ10 | 1975 | 85422 | 1 | SDGSFmCZ032003 | SDG | SFm | CZ03 | 2003 | 0 | 1 | 0
| SDGSFmCZ101985 | SDGSFmCZ10 | 1985 | 54661 | 1 | SDGSFmCZ042003 | SDG | SFm | CZ04 | 2003 | 0 | 1 | 0
| SDGSFmCZ101996 | SDGSFmCZ10 | 1996 | 23433 | 1 | SDGSFmCZ052003 | SDG | SFm | CZ05 | 2003 | 0 | 1 | 0
| SDGSFmCZ102003 | SDGSFmCZ10 | 2003 | 16066 | 1 | SDGSFmCZ062003 | SDG | SFm | CZ06 | 2003 | 1 | 1 | 10748
| SDGSFmCZ102007 | SDGSFmCZ10 | 2007 | 8033 | 1 | SDGSFmCZ072003 | SDG | SFm | CZ07 | 2003 | 1 | 1 | 25022
| SDGSFmCZ102011 | SDGSFmCZ10 | 2011 | 8033 | 1 | SDGSFmCZ082003 | SDG | SFm | CZ08 | 2003 | 1 | 1 | 637
| SDGSFmCZ141975 | SDGSFmCZ14 | 1975 | 4114 | 1 | SDGSFmCZ092003 | SDG | SFm | CZ09 | 2003 | 0 | 1 | 0
| SDGSFmCZ141985 | SDGSFmCZ14 | 1985 | 2011 | 1 | SDGSFmCZ102003 | SDG | SFm | CZ10 | 2003 | 1 | 1 | 16066
| SDGSFmCZ141996 | SDGSFmCZ14 | 1996 | 428 | 1 | SDGSFmCZ112003 | SDG | SFm | CZ11 | 2003 | 0 | 1 | 0
| SDGSFmCZ142003 | SDGSFmCZ14 | 2003 | 342 | 1 | SDGSFmCZ122003 | SDG | SFm | CZ12 | 2003 | 0 | 1 | 0
| SDGSFmCZ142007 | SDGSFmCZ14 | 2007 | 171 | 1 | SDGSFmCZ132003 | SDG | SFm | CZ13 | 2003 | 0 | 1 | 0
| SDGSFmCZ142011 | SDGSFmCZ14 | 2011 | 171 | 1 | SDGSFmCZ142003 | SDG | SFm | CZ14 | 2003 | 1 | 1 | 342
| SDGSFmCZ151975 | SDGSFmCZ15 | 1975 | 2000 | 1 | SDGSFmCZ152003 | SDG | SFm | CZ15 | 2003 | 1 | 1 | 1
| SDGSFmCZ151985 | SDGSFmCZ15 | 1985 | 564 | 1 | SDGSFmCZ162003 | SDG | SFm | CZ16 | 2003 | 0 | 1 | 0
| SDGSFmCZ151996 | SDGSFmCZ15 | 1996 | 1 | 1 | SDGSFmCZ012007 | SDG | SFm | CZ01 | 2007 | 0 | 0 | 0
| SDGSFmCZ152003 | SDGSFmCZ15 | 2003 | 1 | 1 | SDGSFmCZ022007 | SDG | SFm | CZ02 | 2007 | 0 | 0 | 0
| SDGSFmCZ152007 | SDGSFmCZ15 | 2007 | 1 | 1 | SDGSFmCZ032007 | SDG | SFm | CZ03 | 2007 | 0 | 0 | 0
| SDGSFmCZ152011 | SDGSFmCZ15 | 2011 | 1 | 1 | SDGSFmCZ042007 | SDG | SFm | CZ04 | 2007 | 0 | 0 | 0
| SDGMFmCZ061975 | SDGMFmCZ06 | 1975 | 6832 | 1 | SDGSFmCZ052007 | SDG | SFm | CZ05 | 2007 | 0 | 0 | 0
| SDGMFmCZ061985 | SDGMFmCZ06 | 1985 | 8111 | 1 | SDGSFmCZ062007 | SDG | SFm | CZ06 | 2007 | 1 | 0 | 4417.7057
| SDGMFmCZ061996 | SDGMFmCZ06 | 1996 | 1179 | 1 | SDGSFmCZ072007 | SDG | SFm | CZ07 | 2007 | 1 | 0 | 10284.6885
| SDGMFmCZ062003 | SDGMFmCZ06 | 2003 | 519 | 1 | SDGSFmCZ082007 | SDG | SFm | CZ08 | 2007 | 1 | 0 | 261.8235
| SDGMFmCZ062007 | SDGMFmCZ06 | 2007 | 259 | 1 | SDGSFmCZ092007 | SDG | SFm | CZ09 | 2007 | 0 | 0 | 0
| SDGMFmCZ062011 | SDGMFmCZ06 | 2011 | 259 | 1 | SDGSFmCZ102007 | SDG | SFm | CZ10 | 2007 | 1 | 0 | 6603.5411
| SDGMFmCZ071975 | SDGMFmCZ07 | 1975 | 116552 | 1 | SDGSFmCZ112007 | SDG | SFm | CZ11 | 2007 | 0 | 0 | 0
| SDGMFmCZ071985 | SDGMFmCZ07 | 1985 | 87344 | 1 | SDGSFmCZ122007 | SDG | SFm | CZ12 | 2007 | 0 | 0 | 0
| SDGMFmCZ071996 | SDGMFmCZ07 | 1996 | 11508 | 1 | SDGSFmCZ132007 | SDG | SFm | CZ13 | 2007 | 0 | 0 | 0
| SDGMFmCZ072003 | SDGMFmCZ07 | 2003 | 7522 | 1 | SDGSFmCZ142007 | SDG | SFm | CZ14 | 2007 | 1 | 0 | 140.5708
| SDGMFmCZ072007 | SDGMFmCZ07 | 2007 | 3761 | 1 | SDGSFmCZ152007 | SDG | SFm | CZ15 | 2007 | 1 | 0 | 1
| SDGMFmCZ072011 | SDGMFmCZ07 | 2011 | 3761 | 1 | SDGSFmCZ162007 | SDG | SFm | CZ16 | 2007 | 0 | 0 | 0
| SDGMFmCZ081975 | SDGMFmCZ08 | 1975 | 769 | 1 | SDGSFmCZ012011 | SDG | SFm | CZ01 | 2011 | 0 | 0 | 0
| SDGMFmCZ081985 | SDGMFmCZ08 | 1985 | 4563 | 1 | SDGSFmCZ022011 | SDG | SFm | CZ02 | 2011 | 0 | 0 | 0
| SDGMFmCZ081996 | SDGMFmCZ08 | 1996 | 5565 | 1 | SDGSFmCZ032011 | SDG | SFm | CZ03 | 2011 | 0 | 0 | 0
| SDGMFmCZ082003 | SDGMFmCZ08 | 2003 | 2582 | 1 | SDGSFmCZ042011 | SDG | SFm | CZ04 | 2011 | 0 | 0 | 0
| SDGMFmCZ082007 | SDGMFmCZ08 | 2007 | 1291 | 1 | SDGSFmCZ052011 | SDG | SFm | CZ05 | 2011 | 0 | 0 | 0
| SDGMFmCZ082011 | SDGMFmCZ08 | 2011 | 1291 | 1 | SDGSFmCZ062011 | SDG | SFm | CZ06 | 2011 | 1 | 0 | 2118.1994
| SDGMFmCZ101975 | SDGMFmCZ10 | 1975 | 29332 | 1 | SDGSFmCZ072011 | SDG | SFm | CZ07 | 2011 | 1 | 0 | 4931.2975
| SDGMFmCZ101985 | SDGMFmCZ10 | 1985 | 29446 | 1 | SDGSFmCZ082011 | SDG | SFm | CZ08 | 2011 | 1 | 0 | 125.539
| SDGMFmCZ101996 | SDGMFmCZ10 | 1996 | 4108 | 1 | SDGSFmCZ092011 | SDG | SFm | CZ09 | 2011 | 0 | 0 | 0
| SDGMFmCZ102003 | SDGMFmCZ10 | 2003 | 2553 | 1 | SDGSFmCZ102011 | SDG | SFm | CZ10 | 2011 | 1 | 0 | 3166.2627
| SDGMFmCZ102007 | SDGMFmCZ10 | 2007 | 1277 | 1 | SDGSFmCZ112011 | SDG | SFm | CZ11 | 2011 | 0 | 0 | 0
| SDGMFmCZ102011 | SDGMFmCZ10 | 2011 | 1277 | 1 | SDGSFmCZ122011 | SDG | SFm | CZ12 | 2011 | 0 | 0 | 0
| SDGMFmCZ141975 | SDGMFmCZ14 | 1975 | 260 | 1 | SDGSFmCZ132011 | SDG | SFm | CZ13 | 2011 | 0 | 0 | 0
| SDGMFmCZ141985 | SDGMFmCZ14 | 1985 | 1 | 1 | SDGSFmCZ142011 | SDG | SFm | CZ14 | 2011 | 1 | 0 | 67.4008
| SDGMFmCZ141996 | SDGMFmCZ14 | 1996 | 1 | 1 | SDGSFmCZ152011 | SDG | SFm | CZ15 | 2011 | 1 | 0 | 1
| SDGMFmCZ142003 | SDGMFmCZ14 | 2003 | 1 | 1 | SDGSFmCZ162011 | SDG | SFm | CZ16 | 2011 | 0 | 0 | 0
| SDGMFmCZ142007 | SDGMFmCZ14 | 2007 | 1 | 1 | SDGSFmCZ012015 | SDG | SFm | CZ01 | 2015 | 0 | 0 | 0
| SDGMFmCZ142011 | SDGMFmCZ14 | 2011 | 1 | 1 | SDGSFmCZ022015 | SDG | SFm | CZ02 | 2015 | 0 | 0 | 0
| SDGMFmCZ151975 | SDGMFmCZ15 | 1975 | 179 | 1 | SDGSFmCZ032015 | SDG | SFm | CZ03 | 2015 | 0 | 0 | 0
| SDGMFmCZ151985 | SDGMFmCZ15 | 1985 | 1 | 1 | SDGSFmCZ042015 | SDG | SFm | CZ04 | 2015 | 0 | 0 | 0
| SDGMFmCZ151996 | SDGMFmCZ15 | 1996 | 1 | 1 | SDGSFmCZ052015 | SDG | SFm | CZ05 | 2015 | 0 | 0 | 0
| SDGMFmCZ152003 | SDGMFmCZ15 | 2003 | 1 | 1 | SDGSFmCZ062015 | SDG | SFm | CZ06 | 2015 | 1 | 0 | 2464.5351
| SDGMFmCZ152007 | SDGMFmCZ15 | 2007 | 1 | 1 | SDGSFmCZ072015 | SDG | SFm | CZ07 | 2015 | 1 | 0 | 5737.588
| SDGMFmCZ152011 | SDGMFmCZ15 | 2011 | 1 | 1 | SDGSFmCZ082015 | SDG | SFm | CZ08 | 2015 | 1 | 0 | 146.0652
| SDGDMoCZ06MH72 | SDGDMoCZ06 | MH72 | 1 | 1 | SDGSFmCZ092015 | SDG | SFm | CZ09 | 2015 | 0 | 0 | 0
| SDGDMoCZ06MH85 | SDGDMoCZ06 | MH85 | 1 | 1 | SDGSFmCZ102015 | SDG | SFm | CZ10 | 2015 | 1 | 0 | 3683.9617
| SDGDMoCZ06MH00 | SDGDMoCZ06 | MH00 | 1 | 1 | SDGSFmCZ112015 | SDG | SFm | CZ11 | 2015 | 0 | 0 | 0
| SDGDMoCZ06MH06 | SDGDMoCZ06 | MH06 | 1 | 1 | SDGSFmCZ122015 | SDG | SFm | CZ12 | 2015 | 0 | 0 | 0
| SDGDMoCZ07MH72 | SDGDMoCZ07 | MH72 | 16837 | 1 | SDGSFmCZ132015 | SDG | SFm | CZ13 | 2015 | 0 | 0 | 0
| SDGDMoCZ07MH85 | SDGDMoCZ07 | MH85 | 5974 | 1 | SDGSFmCZ142015 | SDG | SFm | CZ14 | 2015 | 1 | 0 | 78.4212
| SDGDMoCZ07MH00 | SDGDMoCZ07 | MH00 | 1718 | 1 | SDGSFmCZ152015 | SDG | SFm | CZ15 | 2015 | 1 | 0 | 1
| SDGDMoCZ07MH06 | SDGDMoCZ07 | MH06 | 357 | 1 | SDGSFmCZ162015 | SDG | SFm | CZ16 | 2015 | 0 | 0 | 0
| SDGDMoCZ08MH72 | SDGDMoCZ08 | MH72 | 2231 | 1 | SDGSFmCZ012017 | SDG | SFm | CZ01 | 2017 | 0 | 0 | 0
| SDGDMoCZ08MH85 | SDGDMoCZ08 | MH85 | 1 | 1 | SDGSFmCZ022017 | SDG | SFm | CZ02 | 2017 | 0 | 0 | 0
| SDGDMoCZ08MH00 | SDGDMoCZ08 | MH00 | 1 | 1 | SDGSFmCZ032017 | SDG | SFm | CZ03 | 2017 | 0 | 0 | 0
| SDGDMoCZ08MH06 | SDGDMoCZ08 | MH06 | 1 | 1 | SDGSFmCZ042017 | SDG | SFm | CZ04 | 2017 | 0 | 0 | 0
| SDGDMoCZ10MH72 | SDGDMoCZ10 | MH72 | 12279 | 1 | SDGSFmCZ052017 | SDG | SFm | CZ05 | 2017 | 0 | 0 | 0
| SDGDMoCZ10MH85 | SDGDMoCZ10 | MH85 | 6936 | 1 | SDGSFmCZ062017 | SDG | SFm | CZ06 | 2017 | 1 | 0 | 861.949
| SDGDMoCZ10MH00 | SDGDMoCZ10 | MH00 | 3124 | 1 | SDGSFmCZ072017 | SDG | SFm | CZ07 | 2017 | 1 | 0 | 2006.6698
| SDGDMoCZ10MH06 | SDGDMoCZ10 | MH06 | 892 | 1 | SDGSFmCZ082017 | SDG | SFm | CZ08 | 2017 | 1 | 0 | 51.085
| SDGDMoCZ14MH72 | SDGDMoCZ14 | MH72 | 636 | 1 | SDGSFmCZ092017 | SDG | SFm | CZ09 | 2017 | 0 | 0 | 0
| SDGDMoCZ14MH85 | SDGDMoCZ14 | MH85 | 288 | 1 | SDGSFmCZ102017 | SDG | SFm | CZ10 | 2017 | 1 | 0 | 1288.4325
| SDGDMoCZ14MH00 | SDGDMoCZ14 | MH00 | 1 | 1 | SDGSFmCZ112017 | SDG | SFm | CZ11 | 2017 | 0 | 0 | 0
| SDGDMoCZ14MH06 | SDGDMoCZ14 | MH06 | 1 | 1 | SDGSFmCZ122017 | SDG | SFm | CZ12 | 2017 | 0 | 0 | 0
| SDGDMoCZ15MH72 | SDGDMoCZ15 | MH72 | 1 | 1 | SDGSFmCZ132017 | SDG | SFm | CZ13 | 2017 | 0 | 0 | 0
| SDGDMoCZ15MH85 | SDGDMoCZ15 | MH85 | 1 | 1 | SDGSFmCZ142017 | SDG | SFm | CZ14 | 2017 | 1 | 0 | 27.4271
| SDGDMoCZ15MH00 | SDGDMoCZ15 | MH00 | 1 | 1 | SDGSFmCZ152017 | SDG | SFm | CZ15 | 2017 | 1 | 0 | 1
| SDGDMoCZ15MH06 | SDGDMoCZ15 | MH06 | 1 | 1 | SDGSFmCZ162017 | SDG | SFm | CZ16 | 2017 | 0 | 0 | 0
[6 empty] | PGEMFmCZ011975 | PGE | MFm | CZ01 | 1975 | 1 | 1 | 4652
[6 empty] | PGEMFmCZ021975 | PGE | MFm | CZ02 | 1975 | 1 | 1 | 22574
[6 empty] | PGEMFmCZ031975 | PGE | MFm | CZ03 | 1975 | 1 | 1 | 358181
[6 empty] | PGEMFmCZ041975 | PGE | MFm | CZ04 | 1975 | 1 | 1 | 101243
[6 empty] | PGEMFmCZ051975 | PGE | MFm | CZ05 | 1975 | 1 | 1 | 12748
[6 empty] | PGEMFmCZ061975 | PGE | MFm | CZ06 | 1975 | 0 | 1 | 0
[6 empty] | PGEMFmCZ071975 | PGE | MFm | CZ07 | 1975 | 0 | 1 | 0
[6 empty] | PGEMFmCZ081975 | PGE | MFm | CZ08 | 1975 | 0 | 1 | 0
[6 empty] | PGEMFmCZ091975 | PGE | MFm | CZ09 | 1975 | 0 | 1 | 0
[6 empty] | PGEMFmCZ101975 | PGE | MFm | CZ10 | 1975 | 0 | 1 | 0
[6 empty] | PGEMFmCZ111975 | PGE | MFm | CZ11 | 1975 | 1 | 1 | 18703
[6 empty] | PGEMFmCZ121975 | PGE | MFm | CZ12 | 1975 | 1 | 1 | 82889
[6 empty] | PGEMFmCZ131975 | PGE | MFm | CZ13 | 1975 | 1 | 1 | 53194
[6 empty] | PGEMFmCZ141975 | PGE | MFm | CZ14 | 1975 | 0 | 1 | 0
[6 empty] | PGEMFmCZ151975 | PGE | MFm | CZ15 | 1975 | 0 | 1 | 0
[6 empty] | PGEMFmCZ161975 | PGE | MFm | CZ16 | 1975 | 1 | 1 | 119
[6 empty] | PGEMFmCZ011985 | PGE | MFm | CZ01 | 1985 | 1 | 1 | 638
[6 empty] | PGEMFmCZ021985 | PGE | MFm | CZ02 | 1985 | 1 | 1 | 16076
[6 empty] | PGEMFmCZ031985 | PGE | MFm | CZ03 | 1985 | 1 | 1 | 86900
[6 empty] | PGEMFmCZ041985 | PGE | MFm | CZ04 | 1985 | 1 | 1 | 64812
[6 empty] | PGEMFmCZ051985 | PGE | MFm | CZ05 | 1985 | 1 | 1 | 2426
[6 empty] | PGEMFmCZ061985 | PGE | MFm | CZ06 | 1985 | 0 | 1 | 0
[6 empty] | PGEMFmCZ071985 | PGE | MFm | CZ07 | 1985 | 0 | 1 | 0
[6 empty] | PGEMFmCZ081985 | PGE | MFm | CZ08 | 1985 | 0 | 1 | 0
[6 empty] | PGEMFmCZ091985 | PGE | MFm | CZ09 | 1985 | 0 | 1 | 0
[6 empty] | PGEMFmCZ101985 | PGE | MFm | CZ10 | 1985 | 0 | 1 | 0
[6 empty] | PGEMFmCZ111985 | PGE | MFm | CZ11 | 1985 | 1 | 1 | 21129
[6 empty] | PGEMFmCZ121985 | PGE | MFm | CZ12 | 1985 | 1 | 1 | 102342
[6 empty] | PGEMFmCZ131985 | PGE | MFm | CZ13 | 1985 | 1 | 1 | 30319
[6 empty] | PGEMFmCZ141985 | PGE | MFm | CZ14 | 1985 | 0 | 1 | 0
[6 empty] | PGEMFmCZ151985 | PGE | MFm | CZ15 | 1985 | 0 | 1 | 0
[6 empty] | PGEMFmCZ161985 | PGE | MFm | CZ16 | 1985 | 1 | 1 | 292
[6 empty] | PGEMFmCZ011996 | PGE | MFm | CZ01 | 1996 | 1 | 1 | 2564
[6 empty] | PGEMFmCZ021996 | PGE | MFm | CZ02 | 1996 | 1 | 1 | 9317
[6 empty] | PGEMFmCZ031996 | PGE | MFm | CZ03 | 1996 | 1 | 1 | 26830
[6 empty] | PGEMFmCZ041996 | PGE | MFm | CZ04 | 1996 | 1 | 1 | 20252
[6 empty] | PGEMFmCZ051996 | PGE | MFm | CZ05 | 1996 | 1 | 1 | 5387
[6 empty] | PGEMFmCZ061996 | PGE | MFm | CZ06 | 1996 | 0 | 1 | 0
[6 empty] | PGEMFmCZ071996 | PGE | MFm | CZ07 | 1996 | 0 | 1 | 0
[6 empty] | PGEMFmCZ081996 | PGE | MFm | CZ08 | 1996 | 0 | 1 | 0
[6 empty] | PGEMFmCZ091996 | PGE | MFm | CZ09 | 1996 | 0 | 1 | 0
[6 empty] | PGEMFmCZ101996 | PGE | MFm | CZ10 | 1996 | 0 | 1 | 0
[6 empty] | PGEMFmCZ111996 | PGE | MFm | CZ11 | 1996 | 1 | 1 | 816
[6 empty] | PGEMFmCZ121996 | PGE | MFm | CZ12 | 1996 | 1 | 1 | 16244
[6 empty] | PGEMFmCZ131996 | PGE | MFm | CZ13 | 1996 | 1 | 1 | 5404
[6 empty] | PGEMFmCZ141996 | PGE | MFm | CZ14 | 1996 | 0 | 1 | 0
[6 empty] | PGEMFmCZ151996 | PGE | MFm | CZ15 | 1996 | 0 | 1 | 0
[6 empty] | PGEMFmCZ161996 | PGE | MFm | CZ16 | 1996 | 1 | 1 | 1
[6 empty] | PGEMFmCZ012003 | PGE | MFm | CZ01 | 2003 | 1 | 1 | 1952
[6 empty] | PGEMFmCZ022003 | PGE | MFm | CZ02 | 2003 | 1 | 1 | 3960
[6 empty] | PGEMFmCZ032003 | PGE | MFm | CZ03 | 2003 | 1 | 1 | 12449
[6 empty] | PGEMFmCZ042003 | PGE | MFm | CZ04 | 2003 | 1 | 1 | 6674
[6 empty] | PGEMFmCZ052003 | PGE | MFm | CZ05 | 2003 | 1 | 1 | 1
[6 empty] | PGEMFmCZ062003 | PGE | MFm | CZ06 | 2003 | 0 | 1 | 0
[6 empty] | PGEMFmCZ072003 | PGE | MFm | CZ07 | 2003 | 0 | 1 | 0
[6 empty] | PGEMFmCZ082003 | PGE | MFm | CZ08 | 2003 | 0 | 1 | 0
[6 empty] | PGEMFmCZ092003 | PGE | MFm | CZ09 | 2003 | 0 | 1 | 0
[6 empty] | PGEMFmCZ102003 | PGE | MFm | CZ10 | 2003 | 0 | 1 | 0
[6 empty] | PGEMFmCZ112003 | PGE | MFm | CZ11 | 2003 | 1 | 1 | 347
[6 empty] | PGEMFmCZ122003 | PGE | MFm | CZ12 | 2003 | 1 | 1 | 8001
[6 empty] | PGEMFmCZ132003 | PGE | MFm | CZ13 | 2003 | 1 | 1 | 1022
[6 empty] | PGEMFmCZ142003 | PGE | MFm | CZ14 | 2003 | 0 | 1 | 0
[6 empty] | PGEMFmCZ152003 | PGE | MFm | CZ15 | 2003 | 0 | 1 | 0
[6 empty] | PGEMFmCZ162003 | PGE | MFm | CZ16 | 2003 | 1 | 1 | 1
[6 empty] | PGEMFmCZ012007 | PGE | MFm | CZ01 | 2007 | 1 | 0 | 1346.7985
[6 empty] | PGEMFmCZ022007 | PGE | MFm | CZ02 | 2007 | 1 | 0 | 2732.2347
[6 empty] | PGEMFmCZ032007 | PGE | MFm | CZ03 | 2007 | 1 | 0 | 8589.2904
[6 empty] | PGEMFmCZ042007 | PGE | MFm | CZ04 | 2007 | 1 | 0 | 4604.7814
[6 empty] | PGEMFmCZ052007 | PGE | MFm | CZ05 | 2007 | 1 | 0 | 1
[6 empty] | PGEMFmCZ062007 | PGE | MFm | CZ06 | 2007 | 0 | 0 | 0
[6 empty] | PGEMFmCZ072007 | PGE | MFm | CZ07 | 2007 | 0 | 0 | 0
[6 empty] | PGEMFmCZ082007 | PGE | MFm | CZ08 | 2007 | 0 | 0 | 0
[6 empty] | PGEMFmCZ092007 | PGE | MFm | CZ09 | 2007 | 0 | 0 | 0
[6 empty] | PGEMFmCZ102007 | PGE | MFm | CZ10 | 2007 | 0 | 0 | 0
[6 empty] | PGEMFmCZ112007 | PGE | MFm | CZ11 | 2007 | 1 | 0 | 239.4155
[6 empty] | PGEMFmCZ122007 | PGE | MFm | CZ12 | 2007 | 1 | 0 | 5520.356
[6 empty] | PGEMFmCZ132007 | PGE | MFm | CZ13 | 2007 | 1 | 0 | 705.1373
[6 empty] | PGEMFmCZ142007 | PGE | MFm | CZ14 | 2007 | 0 | 0 | 0
[6 empty] | PGEMFmCZ152007 | PGE | MFm | CZ15 | 2007 | 0 | 0 | 0
[6 empty] | PGEMFmCZ162007 | PGE | MFm | CZ16 | 2007 | 1 | 0 | 1
[6 empty] | PGEMFmCZ012011 | PGE | MFm | CZ01 | 2011 | 1 | 0 | 1165.6259
[6 empty] | PGEMFmCZ022011 | PGE | MFm | CZ02 | 2011 | 1 | 0 | 2364.6919
[6 empty] | PGEMFmCZ032011 | PGE | MFm | CZ03 | 2011 | 1 | 0 | 7433.851
[6 empty] | PGEMFmCZ042011 | PGE | MFm | CZ04 | 2011 | 1 | 0 | 3985.3419
[6 empty] | PGEMFmCZ052011 | PGE | MFm | CZ05 | 2011 | 1 | 0 | 1
[6 empty] | PGEMFmCZ062011 | PGE | MFm | CZ06 | 2011 | 0 | 0 | 0
[6 empty] | PGEMFmCZ072011 | PGE | MFm | CZ07 | 2011 | 0 | 0 | 0
[6 empty] | PGEMFmCZ082011 | PGE | MFm | CZ08 | 2011 | 0 | 0 | 0
[6 empty] | PGEMFmCZ092011 | PGE | MFm | CZ09 | 2011 | 0 | 0 | 0
[6 empty] | PGEMFmCZ102011 | PGE | MFm | CZ10 | 2011 | 0 | 0 | 0
[6 empty] | PGEMFmCZ112011 | PGE | MFm | CZ11 | 2011 | 1 | 0 | 207.2091
[6 empty] | PGEMFmCZ122011 | PGE | MFm | CZ12 | 2011 | 1 | 0 | 4777.7526
[6 empty] | PGEMFmCZ132011 | PGE | MFm | CZ13 | 2011 | 1 | 0 | 610.2816
[6 empty] | PGEMFmCZ142011 | PGE | MFm | CZ14 | 2011 | 0 | 0 | 0
[6 empty] | PGEMFmCZ152011 | PGE | MFm | CZ15 | 2011 | 0 | 0 | 0
[6 empty] | PGEMFmCZ162011 | PGE | MFm | CZ16 | 2011 | 1 | 0 | 1
[6 empty] | PGEMFmCZ012015 | PGE | MFm | CZ01 | 2015 | 1 | 0 | 1498.377
[6 empty] | PGEMFmCZ022015 | PGE | MFm | CZ02 | 2015 | 1 | 0 | 3039.7402
[6 empty] | PGEMFmCZ032015 | PGE | MFm | CZ03 | 2015 | 1 | 0 | 9555.9914
[6 empty] | PGEMFmCZ042015 | PGE | MFm | CZ04 | 2015 | 1 | 0 | 5123.0369
[6 empty] | PGEMFmCZ052015 | PGE | MFm | CZ05 | 2015 | 1 | 0 | 1
[6 empty] | PGEMFmCZ062015 | PGE | MFm | CZ06 | 2015 | 0 | 0 | 0
[6 empty] | PGEMFmCZ072015 | PGE | MFm | CZ07 | 2015 | 0 | 0 | 0
[6 empty] | PGEMFmCZ082015 | PGE | MFm | CZ08 | 2015 | 0 | 0 | 0
[6 empty] | PGEMFmCZ092015 | PGE | MFm | CZ09 | 2015 | 0 | 0 | 0
[6 empty] | PGEMFmCZ102015 | PGE | MFm | CZ10 | 2015 | 0 | 0 | 0
[6 empty] | PGEMFmCZ112015 | PGE | MFm | CZ11 | 2015 | 1 | 0 | 266.3611
[6 empty] | PGEMFmCZ122015 | PGE | MFm | CZ12 | 2015 | 1 | 0 | 6141.6569
[6 empty] | PGEMFmCZ132015 | PGE | MFm | CZ13 | 2015 | 1 | 0 | 784.4986
[6 empty] | PGEMFmCZ142015 | PGE | MFm | CZ14 | 2015 | 0 | 0 | 0
[6 empty] | PGEMFmCZ152015 | PGE | MFm | CZ15 | 2015 | 0 | 0 | 0
[6 empty] | PGEMFmCZ162015 | PGE | MFm | CZ16 | 2015 | 1 | 0 | 1
[6 empty] | PGEMFmCZ012017 | PGE | MFm | CZ01 | 2017 | 1 | 0 | 526.5811
[6 empty] | PGEMFmCZ022017 | PGE | MFm | CZ02 | 2017 | 1 | 0 | 1068.269
[6 empty] | PGEMFmCZ032017 | PGE | MFm | CZ03 | 2017 | 1 | 0 | 3358.3034
[6 empty] | PGEMFmCZ042017 | PGE | MFm | CZ04 | 2017 | 1 | 0 | 1800.411
[6 empty] | PGEMFmCZ052017 | PGE | MFm | CZ05 | 2017 | 1 | 0 | 1
[6 empty] | PGEMFmCZ062017 | PGE | MFm | CZ06 | 2017 | 0 | 0 | 0
[6 empty] | PGEMFmCZ072017 | PGE | MFm | CZ07 | 2017 | 0 | 0 | 0
[6 empty] | PGEMFmCZ082017 | PGE | MFm | CZ08 | 2017 | 0 | 0 | 0
[6 empty] | PGEMFmCZ092017 | PGE | MFm | CZ09 | 2017 | 0 | 0 | 0
[6 empty] | PGEMFmCZ102017 | PGE | MFm | CZ10 | 2017 | 0 | 0 | 0
[6 empty] | PGEMFmCZ112017 | PGE | MFm | CZ11 | 2017 | 1 | 0 | 93.6084
[6 empty] | PGEMFmCZ122017 | PGE | MFm | CZ12 | 2017 | 1 | 0 | 2158.3891
[6 empty] | PGEMFmCZ132017 | PGE | MFm | CZ13 | 2017 | 1 | 0 | 275.6997
[6 empty] | PGEMFmCZ142017 | PGE | MFm | CZ14 | 2017 | 0 | 0 | 0
[6 empty] | PGEMFmCZ152017 | PGE | MFm | CZ15 | 2017 | 0 | 0 | 0
[6 empty] | PGEMFmCZ162017 | PGE | MFm | CZ16 | 2017 | 1 | 0 | 1
[6 empty] | SCEMFmCZ011975 | SCE | MFm | CZ01 | 1975 | 0 | 1 | 0
[6 empty] | SCEMFmCZ021975 | SCE | MFm | CZ02 | 1975 | 0 | 1 | 0
[6 empty] | SCEMFmCZ031975 | SCE | MFm | CZ03 | 1975 | 0 | 1 | 0
[6 empty] | SCEMFmCZ041975 | SCE | MFm | CZ04 | 1975 | 0 | 1 | 0
[6 empty] | SCEMFmCZ051975 | SCE | MFm | CZ05 | 1975 | 1 | 1 | 1028
[6 empty] | SCEMFmCZ061975 | SCE | MFm | CZ06 | 1975 | 1 | 1 | 201834
[6 empty] | SCEMFmCZ071975 | SCE | MFm | CZ07 | 1975 | 0 | 1 | 0
[6 empty] | SCEMFmCZ081975 | SCE | MFm | CZ08 | 1975 | 1 | 1 | 121849
[6 empty] | SCEMFmCZ091975 | SCE | MFm | CZ09 | 1975 | 1 | 1 | 118683
[6 empty] | SCEMFmCZ101975 | SCE | MFm | CZ10 | 1975 | 1 | 1 | 36465
[6 empty] | SCEMFmCZ111975 | SCE | MFm | CZ11 | 1975 | 0 | 1 | 0
[6 empty] | SCEMFmCZ121975 | SCE | MFm | CZ12 | 1975 | 0 | 1 | 0
[6 empty] | SCEMFmCZ131975 | SCE | MFm | CZ13 | 1975 | 1 | 1 | 2932
[6 empty] | SCEMFmCZ141975 | SCE | MFm | CZ14 | 1975 | 1 | 1 | 7855
[6 empty] | SCEMFmCZ151975 | SCE | MFm | CZ15 | 1975 | 1 | 1 | 22114
[6 empty] | SCEMFmCZ161975 | SCE | MFm | CZ16 | 1975 | 1 | 1 | 6728
[6 empty] | SCEMFmCZ011985 | SCE | MFm | CZ01 | 1985 | 0 | 1 | 0
[6 empty] | SCEMFmCZ021985 | SCE | MFm | CZ02 | 1985 | 0 | 1 | 0
[6 empty] | SCEMFmCZ031985 | SCE | MFm | CZ03 | 1985 | 0 | 1 | 0
[6 empty] | SCEMFmCZ041985 | SCE | MFm | CZ04 | 1985 | 0 | 1 | 0
[6 empty] | SCEMFmCZ051985 | SCE | MFm | CZ05 | 1985 | 1 | 1 | 1
[6 empty] | SCEMFmCZ061985 | SCE | MFm | CZ06 | 1985 | 1 | 1 | 86262
[6 empty] | SCEMFmCZ071985 | SCE | MFm | CZ07 | 1985 | 0 | 1 | 0
[6 empty] | SCEMFmCZ081985 | SCE | MFm | CZ08 | 1985 | 1 | 1 | 74618
[6 empty] | SCEMFmCZ091985 | SCE | MFm | CZ09 | 1985 | 1 | 1 | 70191
[6 empty] | SCEMFmCZ101985 | SCE | MFm | CZ10 | 1985 | 1 | 1 | 27183
[6 empty] | SCEMFmCZ111985 | SCE | MFm | CZ11 | 1985 | 0 | 1 | 0
[6 empty] | SCEMFmCZ121985 | SCE | MFm | CZ12 | 1985 | 0 | 1 | 0
[6 empty] | SCEMFmCZ131985 | SCE | MFm | CZ13 | 1985 | 1 | 1 | 1470
[6 empty] | SCEMFmCZ141985 | SCE | MFm | CZ14 | 1985 | 1 | 1 | 10645
[6 empty] | SCEMFmCZ151985 | SCE | MFm | CZ15 | 1985 | 1 | 1 | 19815
[6 empty] | SCEMFmCZ161985 | SCE | MFm | CZ16 | 1985 | 1 | 1 | 7133
[6 empty] | SCEMFmCZ011996 | SCE | MFm | CZ01 | 1996 | 0 | 1 | 0
[6 empty] | SCEMFmCZ021996 | SCE | MFm | CZ02 | 1996 | 0 | 1 | 0
[6 empty] | SCEMFmCZ031996 | SCE | MFm | CZ03 | 1996 | 0 | 1 | 0
[6 empty] | SCEMFmCZ041996 | SCE | MFm | CZ04 | 1996 | 0 | 1 | 0
[6 empty] | SCEMFmCZ051996 | SCE | MFm | CZ05 | 1996 | 1 | 1 | 1
[6 empty] | SCEMFmCZ061996 | SCE | MFm | CZ06 | 1996 | 1 | 1 | 23358
[6 empty] | SCEMFmCZ071996 | SCE | MFm | CZ07 | 1996 | 0 | 1 | 0
[6 empty] | SCEMFmCZ081996 | SCE | MFm | CZ08 | 1996 | 1 | 1 | 17267
[6 empty] | SCEMFmCZ091996 | SCE | MFm | CZ09 | 1996 | 1 | 1 | 11960
[6 empty] | SCEMFmCZ101996 | SCE | MFm | CZ10 | 1996 | 1 | 1 | 1397
[6 empty] | SCEMFmCZ111996 | SCE | MFm | CZ11 | 1996 | 0 | 1 | 0
[6 empty] | SCEMFmCZ121996 | SCE | MFm | CZ12 | 1996 | 0 | 1 | 0
[6 empty] | SCEMFmCZ131996 | SCE | MFm | CZ13 | 1996 | 1 | 1 | 554
[6 empty] | SCEMFmCZ141996 | SCE | MFm | CZ14 | 1996 | 1 | 1 | 998
[6 empty] | SCEMFmCZ151996 | SCE | MFm | CZ15 | 1996 | 1 | 1 | 3402
[6 empty] | SCEMFmCZ161996 | SCE | MFm | CZ16 | 1996 | 1 | 1 | 624
[6 empty] | SCEMFmCZ012003 | SCE | MFm | CZ01 | 2003 | 0 | 1 | 0
[6 empty] | SCEMFmCZ022003 | SCE | MFm | CZ02 | 2003 | 0 | 1 | 0
[6 empty] | SCEMFmCZ032003 | SCE | MFm | CZ03 | 2003 | 0 | 1 | 0
[6 empty] | SCEMFmCZ042003 | SCE | MFm | CZ04 | 2003 | 0 | 1 | 0
[6 empty] | SCEMFmCZ052003 | SCE | MFm | CZ05 | 2003 | 1 | 1 | 1
[6 empty] | SCEMFmCZ062003 | SCE | MFm | CZ06 | 2003 | 1 | 1 | 7406
[6 empty] | SCEMFmCZ072003 | SCE | MFm | CZ07 | 2003 | 0 | 1 | 0
[6 empty] | SCEMFmCZ082003 | SCE | MFm | CZ08 | 2003 | 1 | 1 | 8619
[6 empty] | SCEMFmCZ092003 | SCE | MFm | CZ09 | 2003 | 1 | 1 | 7547
[6 empty] | SCEMFmCZ102003 | SCE | MFm | CZ10 | 2003 | 1 | 1 | 257
[6 empty] | SCEMFmCZ112003 | SCE | MFm | CZ11 | 2003 | 0 | 1 | 0
[6 empty] | SCEMFmCZ122003 | SCE | MFm | CZ12 | 2003 | 0 | 1 | 0
[6 empty] | SCEMFmCZ132003 | SCE | MFm | CZ13 | 2003 | 1 | 1 | 128
[6 empty] | SCEMFmCZ142003 | SCE | MFm | CZ14 | 2003 | 1 | 1 | 1
[6 empty] | SCEMFmCZ152003 | SCE | MFm | CZ15 | 2003 | 1 | 1 | 1
[6 empty] | SCEMFmCZ162003 | SCE | MFm | CZ16 | 2003 | 1 | 1 | 1
[6 empty] | SCEMFmCZ012007 | SCE | MFm | CZ01 | 2007 | 0 | 0 | 0
[6 empty] | SCEMFmCZ022007 | SCE | MFm | CZ02 | 2007 | 0 | 0 | 0
[6 empty] | SCEMFmCZ032007 | SCE | MFm | CZ03 | 2007 | 0 | 0 | 0
[6 empty] | SCEMFmCZ042007 | SCE | MFm | CZ04 | 2007 | 0 | 0 | 0
[6 empty] | SCEMFmCZ052007 | SCE | MFm | CZ05 | 2007 | 1 | 0 | 1
[6 empty] | SCEMFmCZ062007 | SCE | MFm | CZ06 | 2007 | 1 | 0 | 5109.8309
[6 empty] | SCEMFmCZ072007 | SCE | MFm | CZ07 | 2007 | 0 | 0 | 0
[6 empty] | SCEMFmCZ082007 | SCE | MFm | CZ08 | 2007 | 1 | 0 | 5946.7502
[6 empty] | SCEMFmCZ092007 | SCE | MFm | CZ09 | 2007 | 1 | 0 | 5207.115
[6 empty] | SCEMFmCZ102007 | SCE | MFm | CZ10 | 2007 | 1 | 0 | 177.3193
[6 empty] | SCEMFmCZ112007 | SCE | MFm | CZ11 | 2007 | 0 | 0 | 0
[6 empty] | SCEMFmCZ122007 | SCE | MFm | CZ12 | 2007 | 0 | 0 | 0
[6 empty] | SCEMFmCZ132007 | SCE | MFm | CZ13 | 2007 | 1 | 0 | 88.3147
[6 empty] | SCEMFmCZ142007 | SCE | MFm | CZ14 | 2007 | 1 | 0 | 1
[6 empty] | SCEMFmCZ152007 | SCE | MFm | CZ15 | 2007 | 1 | 0 | 1
[6 empty] | SCEMFmCZ162007 | SCE | MFm | CZ16 | 2007 | 1 | 0 | 1
[6 empty] | SCEMFmCZ012011 | SCE | MFm | CZ01 | 2011 | 0 | 0 | 0
[6 empty] | SCEMFmCZ022011 | SCE | MFm | CZ02 | 2011 | 0 | 0 | 0
[6 empty] | SCEMFmCZ032011 | SCE | MFm | CZ03 | 2011 | 0 | 0 | 0
[6 empty] | SCEMFmCZ042011 | SCE | MFm | CZ04 | 2011 | 0 | 0 | 0
[6 empty] | SCEMFmCZ052011 | SCE | MFm | CZ05 | 2011 | 1 | 0 | 1
[6 empty] | SCEMFmCZ062011 | SCE | MFm | CZ06 | 2011 | 1 | 0 | 4422.4516
[6 empty] | SCEMFmCZ072011 | SCE | MFm | CZ07 | 2011 | 0 | 0 | 0
[6 empty] | SCEMFmCZ082011 | SCE | MFm | CZ08 | 2011 | 1 | 0 | 5146.7878
[6 empty] | SCEMFmCZ092011 | SCE | MFm | CZ09 | 2011 | 1 | 0 | 4506.649
[6 empty] | SCEMFmCZ102011 | SCE | MFm | CZ10 | 2011 | 1 | 0 | 153.4661
[6 empty] | SCEMFmCZ112011 | SCE | MFm | CZ11 | 2011 | 0 | 0 | 0
[6 empty] | SCEMFmCZ122011 | SCE | MFm | CZ12 | 2011 | 0 | 0 | 0
[6 empty] | SCEMFmCZ132011 | SCE | MFm | CZ13 | 2011 | 1 | 0 | 76.4345
[6 empty] | SCEMFmCZ142011 | SCE | MFm | CZ14 | 2011 | 1 | 0 | 1
[6 empty] | SCEMFmCZ152011 | SCE | MFm | CZ15 | 2011 | 1 | 0 | 1
[6 empty] | SCEMFmCZ162011 | SCE | MFm | CZ16 | 2011 | 1 | 0 | 1
[6 empty] | SCEMFmCZ012015 | SCE | MFm | CZ01 | 2015 | 0 | 0 | 0
[6 empty] | SCEMFmCZ022015 | SCE | MFm | CZ02 | 2015 | 0 | 0 | 0
[6 empty] | SCEMFmCZ032015 | SCE | MFm | CZ03 | 2015 | 0 | 0 | 0
[6 empty] | SCEMFmCZ042015 | SCE | MFm | CZ04 | 2015 | 0 | 0 | 0
[6 empty] | SCEMFmCZ052015 | SCE | MFm | CZ05 | 2015 | 1 | 0 | 1
[6 empty] | SCEMFmCZ062015 | SCE | MFm | CZ06 | 2015 | 1 | 0 | 5684.9283
[6 empty] | SCEMFmCZ072015 | SCE | MFm | CZ07 | 2015 | 0 | 0 | 0
[6 empty] | SCEMFmCZ082015 | SCE | MFm | CZ08 | 2015 | 1 | 0 | 6616.0406
[6 empty] | SCEMFmCZ092015 | SCE | MFm | CZ09 | 2015 | 1 | 0 | 5793.1615
[6 empty] | SCEMFmCZ102015 | SCE | MFm | CZ10 | 2015 | 1 | 0 | 197.2761
[6 empty] | SCEMFmCZ112015 | SCE | MFm | CZ11 | 2015 | 0 | 0 | 0
[6 empty] | SCEMFmCZ122015 | SCE | MFm | CZ12 | 2015 | 0 | 0 | 0
[6 empty] | SCEMFmCZ132015 | SCE | MFm | CZ13 | 2015 | 1 | 0 | 98.2542
[6 empty] | SCEMFmCZ142015 | SCE | MFm | CZ14 | 2015 | 1 | 0 | 1
[6 empty] | SCEMFmCZ152015 | SCE | MFm | CZ15 | 2015 | 1 | 0 | 1
[6 empty] | SCEMFmCZ162015 | SCE | MFm | CZ16 | 2015 | 1 | 0 | 1
[6 empty] | SCEMFmCZ012017 | SCE | MFm | CZ01 | 2017 | 0 | 0 | 0
[6 empty] | SCEMFmCZ022017 | SCE | MFm | CZ02 | 2017 | 0 | 0 | 0
[6 empty] | SCEMFmCZ032017 | SCE | MFm | CZ03 | 2017 | 0 | 0 | 0
[6 empty] | SCEMFmCZ042017 | SCE | MFm | CZ04 | 2017 | 0 | 0 | 0
[6 empty] | SCEMFmCZ052017 | SCE | MFm | CZ05 | 2017 | 1 | 0 | 1
[6 empty] | SCEMFmCZ062017 | SCE | MFm | CZ06 | 2017 | 1 | 0 | 1997.8789
[6 empty] | SCEMFmCZ072017 | SCE | MFm | CZ07 | 2017 | 0 | 0 | 0
[6 empty] | SCEMFmCZ082017 | SCE | MFm | CZ08 | 2017 | 1 | 0 | 2325.1038
[6 empty] | SCEMFmCZ092017 | SCE | MFm | CZ09 | 2017 | 1 | 0 | 2035.9158
[6 empty] | SCEMFmCZ102017 | SCE | MFm | CZ10 | 2017 | 1 | 0 | 69.3296
[6 empty] | SCEMFmCZ112017 | SCE | MFm | CZ11 | 2017 | 0 | 0 | 0
[6 empty] | SCEMFmCZ122017 | SCE | MFm | CZ12 | 2017 | 0 | 0 | 0
[6 empty] | SCEMFmCZ132017 | SCE | MFm | CZ13 | 2017 | 1 | 0 | 34.5299
[6 empty] | SCEMFmCZ142017 | SCE | MFm | CZ14 | 2017 | 1 | 0 | 1
[6 empty] | SCEMFmCZ152017 | SCE | MFm | CZ15 | 2017 | 1 | 0 | 1
[6 empty] | SCEMFmCZ162017 | SCE | MFm | CZ16 | 2017 | 1 | 0 | 1
[6 empty] | SDGMFmCZ011975 | SDG | MFm | CZ01 | 1975 | 0 | 1 | 0
[6 empty] | SDGMFmCZ021975 | SDG | MFm | CZ02 | 1975 | 0 | 1 | 0
[6 empty] | SDGMFmCZ031975 | SDG | MFm | CZ03 | 1975 | 0 | 1 | 0
[6 empty] | SDGMFmCZ041975 | SDG | MFm | CZ04 | 1975 | 0 | 1 | 0
[6 empty] | SDGMFmCZ051975 | SDG | MFm | CZ05 | 1975 | 0 | 1 | 0
[6 empty] | SDGMFmCZ061975 | SDG | MFm | CZ06 | 1975 | 1 | 1 | 6832
[6 empty] | SDGMFmCZ071975 | SDG | MFm | CZ07 | 1975 | 1 | 1 | 116552
[6 empty] | SDGMFmCZ081975 | SDG | MFm | CZ08 | 1975 | 1 | 1 | 769
[6 empty] | SDGMFmCZ091975 | SDG | MFm | CZ09 | 1975 | 0 | 1 | 0
[6 empty] | SDGMFmCZ101975 | SDG | MFm | CZ10 | 1975 | 1 | 1 | 29332
[6 empty] | SDGMFmCZ111975 | SDG | MFm | CZ11 | 1975 | 0 | 1 | 0
[6 empty] | SDGMFmCZ121975 | SDG | MFm | CZ12 | 1975 | 0 | 1 | 0
[6 empty] | SDGMFmCZ131975 | SDG | MFm | CZ13 | 1975 | 0 | 1 | 0
[6 empty] | SDGMFmCZ141975 | SDG | MFm | CZ14 | 1975 | 1 | 1 | 260
[6 empty] | SDGMFmCZ151975 | SDG | MFm | CZ15 | 1975 | 1 | 1 | 179
[6 empty] | SDGMFmCZ161975 | SDG | MFm | CZ16 | 1975 | 0 | 1 | 0
[6 empty] | SDGMFmCZ011985 | SDG | MFm | CZ01 | 1985 | 0 | 1 | 0
[6 empty] | SDGMFmCZ021985 | SDG | MFm | CZ02 | 1985 | 0 | 1 | 0
[6 empty] | SDGMFmCZ031985 | SDG | MFm | CZ03 | 1985 | 0 | 1 | 0
[6 empty] | SDGMFmCZ041985 | SDG | MFm | CZ04 | 1985 | 0 | 1 | 0
[6 empty] | SDGMFmCZ051985 | SDG | MFm | CZ05 | 1985 | 0 | 1 | 0
[6 empty] | SDGMFmCZ061985 | SDG | MFm | CZ06 | 1985 | 1 | 1 | 8111
[6 empty] | SDGMFmCZ071985 | SDG | MFm | CZ07 | 1985 | 1 | 1 | 87344
[6 empty] | SDGMFmCZ081985 | SDG | MFm | CZ08 | 1985 | 1 | 1 | 4563
[6 empty] | SDGMFmCZ091985 | SDG | MFm | CZ09 | 1985 | 0 | 1 | 0
[6 empty] | SDGMFmCZ101985 | SDG | MFm | CZ10 | 1985 | 1 | 1 | 29446
[6 empty] | SDGMFmCZ111985 | SDG | MFm | CZ11 | 1985 | 0 | 1 | 0
[6 empty] | SDGMFmCZ121985 | SDG | MFm | CZ12 | 1985 | 0 | 1 | 0
[6 empty] | SDGMFmCZ131985 | SDG | MFm | CZ13 | 1985 | 0 | 1 | 0
[6 empty] | SDGMFmCZ141985 | SDG | MFm | CZ14 | 1985 | 1 | 1 | 1
[6 empty] | SDGMFmCZ151985 | SDG | MFm | CZ15 | 1985 | 1 | 1 | 1
[6 empty] | SDGMFmCZ161985 | SDG | MFm | CZ16 | 1985 | 0 | 1 | 0
[6 empty] | SDGMFmCZ011996 | SDG | MFm | CZ01 | 1996 | 0 | 1 | 0
[6 empty] | SDGMFmCZ021996 | SDG | MFm | CZ02 | 1996 | 0 | 1 | 0
[6 empty] | SDGMFmCZ031996 | SDG | MFm | CZ03 | 1996 | 0 | 1 | 0
[6 empty] | SDGMFmCZ041996 | SDG | MFm | CZ04 | 1996 | 0 | 1 | 0
[6 empty] | SDGMFmCZ051996 | SDG | MFm | CZ05 | 1996 | 0 | 1 | 0
[6 empty] | SDGMFmCZ061996 | SDG | MFm | CZ06 | 1996 | 1 | 1 | 1179
[6 empty] | SDGMFmCZ071996 | SDG | MFm | CZ07 | 1996 | 1 | 1 | 11508
[6 empty] | SDGMFmCZ081996 | SDG | MFm | CZ08 | 1996 | 1 | 1 | 5565
[6 empty] | SDGMFmCZ091996 | SDG | MFm | CZ09 | 1996 | 0 | 1 | 0
[6 empty] | SDGMFmCZ101996 | SDG | MFm | CZ10 | 1996 | 1 | 1 | 4108
[6 empty] | SDGMFmCZ111996 | SDG | MFm | CZ11 | 1996 | 0 | 1 | 0
[6 empty] | SDGMFmCZ121996 | SDG | MFm | CZ12 | 1996 | 0 | 1 | 0
[6 empty] | SDGMFmCZ131996 | SDG | MFm | CZ13 | 1996 | 0 | 1 | 0
[6 empty] | SDGMFmCZ141996 | SDG | MFm | CZ14 | 1996 | 1 | 1 | 1
[6 empty] | SDGMFmCZ151996 | SDG | MFm | CZ15 | 1996 | 1 | 1 | 1
[6 empty] | SDGMFmCZ161996 | SDG | MFm | CZ16 | 1996 | 0 | 1 | 0
[6 empty] | SDGMFmCZ012003 | SDG | MFm | CZ01 | 2003 | 0 | 1 | 0
[6 empty] | SDGMFmCZ022003 | SDG | MFm | CZ02 | 2003 | 0 | 1 | 0
[6 empty] | SDGMFmCZ032003 | SDG | MFm | CZ03 | 2003 | 0 | 1 | 0
[6 empty] | SDGMFmCZ042003 | SDG | MFm | CZ04 | 2003 | 0 | 1 | 0
[6 empty] | SDGMFmCZ052003 | SDG | MFm | CZ05 | 2003 | 0 | 1 | 0
[6 empty] | SDGMFmCZ062003 | SDG | MFm | CZ06 | 2003 | 1 | 1 | 519
[6 empty] | SDGMFmCZ072003 | SDG | MFm | CZ07 | 2003 | 1 | 1 | 7522
[6 empty] | SDGMFmCZ082003 | SDG | MFm | CZ08 | 2003 | 1 | 1 | 2582
[6 empty] | SDGMFmCZ092003 | SDG | MFm | CZ09 | 2003 | 0 | 1 | 0
[6 empty] | SDGMFmCZ102003 | SDG | MFm | CZ10 | 2003 | 1 | 1 | 2553
[6 empty] | SDGMFmCZ112003 | SDG | MFm | CZ11 | 2003 | 0 | 1 | 0
[6 empty] | SDGMFmCZ122003 | SDG | MFm | CZ12 | 2003 | 0 | 1 | 0
[6 empty] | SDGMFmCZ132003 | SDG | MFm | CZ13 | 2003 | 0 | 1 | 0
[6 empty] | SDGMFmCZ142003 | SDG | MFm | CZ14 | 2003 | 1 | 1 | 1
[6 empty] | SDGMFmCZ152003 | SDG | MFm | CZ15 | 2003 | 1 | 1 | 1
[6 empty] | SDGMFmCZ162003 | SDG | MFm | CZ16 | 2003 | 0 | 1 | 0
[6 empty] | SDGMFmCZ012007 | SDG | MFm | CZ01 | 2007 | 0 | 0 | 0
[6 empty] | SDGMFmCZ022007 | SDG | MFm | CZ02 | 2007 | 0 | 0 | 0
[6 empty] | SDGMFmCZ032007 | SDG | MFm | CZ03 | 2007 | 0 | 0 | 0
[6 empty] | SDGMFmCZ042007 | SDG | MFm | CZ04 | 2007 | 0 | 0 | 0
[6 empty] | SDGMFmCZ052007 | SDG | MFm | CZ05 | 2007 | 0 | 0 | 0
[6 empty] | SDGMFmCZ062007 | SDG | MFm | CZ06 | 2007 | 1 | 0 | 358.0883
[6 empty] | SDGMFmCZ072007 | SDG | MFm | CZ07 | 2007 | 1 | 0 | 5189.866
[6 empty] | SDGMFmCZ082007 | SDG | MFm | CZ08 | 2007 | 1 | 0 | 1781.4722
[6 empty] | SDGMFmCZ092007 | SDG | MFm | CZ09 | 2007 | 0 | 0 | 0
[6 empty] | SDGMFmCZ102007 | SDG | MFm | CZ10 | 2007 | 1 | 0 | 1761.4634
[6 empty] | SDGMFmCZ112007 | SDG | MFm | CZ11 | 2007 | 0 | 0 | 0
[6 empty] | SDGMFmCZ122007 | SDG | MFm | CZ12 | 2007 | 0 | 0 | 0
[6 empty] | SDGMFmCZ132007 | SDG | MFm | CZ13 | 2007 | 0 | 0 | 0
[6 empty] | SDGMFmCZ142007 | SDG | MFm | CZ14 | 2007 | 1 | 0 | 1
[6 empty] | SDGMFmCZ152007 | SDG | MFm | CZ15 | 2007 | 1 | 0 | 1
[6 empty] | SDGMFmCZ162007 | SDG | MFm | CZ16 | 2007 | 0 | 0 | 0
[6 empty] | SDGMFmCZ012011 | SDG | MFm | CZ01 | 2011 | 0 | 0 | 0
[6 empty] | SDGMFmCZ022011 | SDG | MFm | CZ02 | 2011 | 0 | 0 | 0
[6 empty] | SDGMFmCZ032011 | SDG | MFm | CZ03 | 2011 | 0 | 0 | 0
[6 empty] | SDGMFmCZ042011 | SDG | MFm | CZ04 | 2011 | 0 | 0 | 0
[6 empty] | SDGMFmCZ052011 | SDG | MFm | CZ05 | 2011 | 0 | 0 | 0
[6 empty] | SDGMFmCZ062011 | SDG | MFm | CZ06 | 2011 | 1 | 0 | 309.918
[6 empty] | SDGMFmCZ072011 | SDG | MFm | CZ07 | 2011 | 1 | 0 | 4491.7204
[6 empty] | SDGMFmCZ082011 | SDG | MFm | CZ08 | 2011 | 1 | 0 | 1541.8269
[6 empty] | SDGMFmCZ092011 | SDG | MFm | CZ09 | 2011 | 0 | 0 | 0
[6 empty] | SDGMFmCZ102011 | SDG | MFm | CZ10 | 2011 | 1 | 0 | 1524.5097
[6 empty] | SDGMFmCZ112011 | SDG | MFm | CZ11 | 2011 | 0 | 0 | 0
[6 empty] | SDGMFmCZ122011 | SDG | MFm | CZ12 | 2011 | 0 | 0 | 0
[6 empty] | SDGMFmCZ132011 | SDG | MFm | CZ13 | 2011 | 0 | 0 | 0
[6 empty] | SDGMFmCZ142011 | SDG | MFm | CZ14 | 2011 | 1 | 0 | 1
[6 empty] | SDGMFmCZ152011 | SDG | MFm | CZ15 | 2011 | 1 | 0 | 1
[6 empty] | SDGMFmCZ162011 | SDG | MFm | CZ16 | 2011 | 0 | 0 | 0
[6 empty] | SDGMFmCZ012015 | SDG | MFm | CZ01 | 2015 | 0 | 0 | 0
[6 empty] | SDGMFmCZ022015 | SDG | MFm | CZ02 | 2015 | 0 | 0 | 0
[6 empty] | SDGMFmCZ032015 | SDG | MFm | CZ03 | 2015 | 0 | 0 | 0
[6 empty] | SDGMFmCZ042015 | SDG | MFm | CZ04 | 2015 | 0 | 0 | 0
[6 empty] | SDGMFmCZ052015 | SDG | MFm | CZ05 | 2015 | 0 | 0 | 0
[6 empty] | SDGMFmCZ062015 | SDG | MFm | CZ06 | 2015 | 1 | 0 | 398.3902
[6 empty] | SDGMFmCZ072015 | SDG | MFm | CZ07 | 2015 | 1 | 0 | 5773.9712
[6 empty] | SDGMFmCZ082015 | SDG | MFm | CZ08 | 2015 | 1 | 0 | 1981.972
[6 empty] | SDGMFmCZ092015 | SDG | MFm | CZ09 | 2015 | 0 | 0 | 0
[6 empty] | SDGMFmCZ102015 | SDG | MFm | CZ10 | 2015 | 1 | 0 | 1959.7113
[6 empty] | SDGMFmCZ112015 | SDG | MFm | CZ11 | 2015 | 0 | 0 | 0
[6 empty] | SDGMFmCZ122015 | SDG | MFm | CZ12 | 2015 | 0 | 0 | 0
[6 empty] | SDGMFmCZ132015 | SDG | MFm | CZ13 | 2015 | 0 | 0 | 0
[6 empty] | SDGMFmCZ142015 | SDG | MFm | CZ14 | 2015 | 1 | 0 | 1
[6 empty] | SDGMFmCZ152015 | SDG | MFm | CZ15 | 2015 | 1 | 0 | 1
[6 empty] | SDGMFmCZ162015 | SDG | MFm | CZ16 | 2015 | 0 | 0 | 0
[6 empty] | SDGMFmCZ012017 | SDG | MFm | CZ01 | 2017 | 0 | 0 | 0
[6 empty] | SDGMFmCZ022017 | SDG | MFm | CZ02 | 2017 | 0 | 0 | 0
[6 empty] | SDGMFmCZ032017 | SDG | MFm | CZ03 | 2017 | 0 | 0 | 0
[6 empty] | SDGMFmCZ042017 | SDG | MFm | CZ04 | 2017 | 0 | 0 | 0
[6 empty] | SDGMFmCZ052017 | SDG | MFm | CZ05 | 2017 | 0 | 0 | 0
[6 empty] | SDGMFmCZ062017 | SDG | MFm | CZ06 | 2017 | 1 | 0 | 140.008
[6 empty] | SDGMFmCZ072017 | SDG | MFm | CZ07 | 2017 | 1 | 0 | 2029.1717
[6 empty] | SDGMFmCZ082017 | SDG | MFm | CZ08 | 2017 | 1 | 0 | 696.533
[6 empty] | SDGMFmCZ092017 | SDG | MFm | CZ09 | 2017 | 0 | 0 | 0
[6 empty] | SDGMFmCZ102017 | SDG | MFm | CZ10 | 2017 | 1 | 0 | 688.7098
[6 empty] | SDGMFmCZ112017 | SDG | MFm | CZ11 | 2017 | 0 | 0 | 0
[6 empty] | SDGMFmCZ122017 | SDG | MFm | CZ12 | 2017 | 0 | 0 | 0
[6 empty] | SDGMFmCZ132017 | SDG | MFm | CZ13 | 2017 | 0 | 0 | 0
[6 empty] | SDGMFmCZ142017 | SDG | MFm | CZ14 | 2017 | 1 | 0 | 1
[6 empty] | SDGMFmCZ152017 | SDG | MFm | CZ15 | 2017 | 1 | 0 | 1
[6 empty] | SDGMFmCZ162017 | SDG | MFm | CZ16 | 2017 | 0 | 0 | 0
[6 empty] | PGEDMoCZ01MH72 | PGE | DMo | CZ01 | MH72 | 1 | 1 | 887
[6 empty] | PGEDMoCZ02MH72 | PGE | DMo | CZ02 | MH72 | 1 | 1 | 10933
[6 empty] | PGEDMoCZ03MH72 | PGE | DMo | CZ03 | MH72 | 1 | 1 | 9176
[6 empty] | PGEDMoCZ04MH72 | PGE | DMo | CZ04 | MH72 | 1 | 1 | 6455
[6 empty] | PGEDMoCZ05MH72 | PGE | DMo | CZ05 | MH72 | 1 | 1 | 6736
[6 empty] | PGEDMoCZ06MH72 | PGE | DMo | CZ06 | MH72 | 0 | 1 | 0
[6 empty] | PGEDMoCZ07MH72 | PGE | DMo | CZ07 | MH72 | 0 | 1 | 0
[6 empty] | PGEDMoCZ08MH72 | PGE | DMo | CZ08 | MH72 | 0 | 1 | 0
[6 empty] | PGEDMoCZ09MH72 | PGE | DMo | CZ09 | MH72 | 0 | 1 | 0
[6 empty] | PGEDMoCZ10MH72 | PGE | DMo | CZ10 | MH72 | 0 | 1 | 0
[6 empty] | PGEDMoCZ11MH72 | PGE | DMo | CZ11 | MH72 | 1 | 1 | 23372
[6 empty] | PGEDMoCZ12MH72 | PGE | DMo | CZ12 | MH72 | 1 | 1 | 18964
[6 empty] | PGEDMoCZ13MH72 | PGE | DMo | CZ13 | MH72 | 1 | 1 | 20832
[6 empty] | PGEDMoCZ14MH72 | PGE | DMo | CZ14 | MH72 | 0 | 1 | 0
[6 empty] | PGEDMoCZ15MH72 | PGE | DMo | CZ15 | MH72 | 0 | 1 | 0
[6 empty] | PGEDMoCZ16MH72 | PGE | DMo | CZ16 | MH72 | 1 | 1 | 3398
[6 empty] | PGEDMoCZ01MH85 | PGE | DMo | CZ01 | MH85 | 1 | 1 | 457
[6 empty] | PGEDMoCZ02MH85 | PGE | DMo | CZ02 | MH85 | 1 | 1 | 4221
[6 empty] | PGEDMoCZ03MH85 | PGE | DMo | CZ03 | MH85 | 1 | 1 | 4284
[6 empty] | PGEDMoCZ04MH85 | PGE | DMo | CZ04 | MH85 | 1 | 1 | 2213
[6 empty] | PGEDMoCZ05MH85 | PGE | DMo | CZ05 | MH85 | 1 | 1 | 3463
[6 empty] | PGEDMoCZ06MH85 | PGE | DMo | CZ06 | MH85 | 0 | 1 | 0
[6 empty] | PGEDMoCZ07MH85 | PGE | DMo | CZ07 | MH85 | 0 | 1 | 0
[6 empty] | PGEDMoCZ08MH85 | PGE | DMo | CZ08 | MH85 | 0 | 1 | 0
[6 empty] | PGEDMoCZ09MH85 | PGE | DMo | CZ09 | MH85 | 0 | 1 | 0
[6 empty] | PGEDMoCZ10MH85 | PGE | DMo | CZ10 | MH85 | 0 | 1 | 0
[6 empty] | PGEDMoCZ11MH85 | PGE | DMo | CZ11 | MH85 | 1 | 1 | 23091
[6 empty] | PGEDMoCZ12MH85 | PGE | DMo | CZ12 | MH85 | 1 | 1 | 9022
[6 empty] | PGEDMoCZ13MH85 | PGE | DMo | CZ13 | MH85 | 1 | 1 | 6489
[6 empty] | PGEDMoCZ14MH85 | PGE | DMo | CZ14 | MH85 | 0 | 1 | 0
[6 empty] | PGEDMoCZ15MH85 | PGE | DMo | CZ15 | MH85 | 0 | 1 | 0
[6 empty] | PGEDMoCZ16MH85 | PGE | DMo | CZ16 | MH85 | 1 | 1 | 7250
[6 empty] | PGEDMoCZ01MH00 | PGE | DMo | CZ01 | MH00 | 1 | 1 | 1
[6 empty] | PGEDMoCZ02MH00 | PGE | DMo | CZ02 | MH00 | 1 | 1 | 1233
[6 empty] | PGEDMoCZ03MH00 | PGE | DMo | CZ03 | MH00 | 1 | 1 | 367
[6 empty] | PGEDMoCZ04MH00 | PGE | DMo | CZ04 | MH00 | 1 | 1 | 2171
[6 empty] | PGEDMoCZ05MH00 | PGE | DMo | CZ05 | MH00 | 1 | 1 | 538
[6 empty] | PGEDMoCZ06MH00 | PGE | DMo | CZ06 | MH00 | 0 | 1 | 0
[6 empty] | PGEDMoCZ07MH00 | PGE | DMo | CZ07 | MH00 | 0 | 1 | 0
[6 empty] | PGEDMoCZ08MH00 | PGE | DMo | CZ08 | MH00 | 0 | 1 | 0
[6 empty] | PGEDMoCZ09MH00 | PGE | DMo | CZ09 | MH00 | 0 | 1 | 0
[6 empty] | PGEDMoCZ10MH00 | PGE | DMo | CZ10 | MH00 | 0 | 1 | 0
[6 empty] | PGEDMoCZ11MH00 | PGE | DMo | CZ11 | MH00 | 1 | 1 | 2290
[6 empty] | PGEDMoCZ12MH00 | PGE | DMo | CZ12 | MH00 | 1 | 1 | 1738
[6 empty] | PGEDMoCZ13MH00 | PGE | DMo | CZ13 | MH00 | 1 | 1 | 901
[6 empty] | PGEDMoCZ14MH00 | PGE | DMo | CZ14 | MH00 | 0 | 1 | 0
[6 empty] | PGEDMoCZ15MH00 | PGE | DMo | CZ15 | MH00 | 0 | 1 | 0
[6 empty] | PGEDMoCZ16MH00 | PGE | DMo | CZ16 | MH00 | 1 | 1 | 350
[6 empty] | PGEDMoCZ01MH06 | PGE | DMo | CZ01 | MH06 | 1 | 0 | 1
[6 empty] | PGEDMoCZ02MH06 | PGE | DMo | CZ02 | MH06 | 1 | 0 | 520.326
[6 empty] | PGEDMoCZ03MH06 | PGE | DMo | CZ03 | MH06 | 1 | 0 | 154.874
[6 empty] | PGEDMoCZ04MH06 | PGE | DMo | CZ04 | MH06 | 1 | 0 | 916.162
[6 empty] | PGEDMoCZ05MH06 | PGE | DMo | CZ05 | MH06 | 1 | 0 | 227.036
[6 empty] | PGEDMoCZ06MH06 | PGE | DMo | CZ06 | MH06 | 0 | 0 | 0
[6 empty] | PGEDMoCZ07MH06 | PGE | DMo | CZ07 | MH06 | 0 | 0 | 0
[6 empty] | PGEDMoCZ08MH06 | PGE | DMo | CZ08 | MH06 | 0 | 0 | 0
[6 empty] | PGEDMoCZ09MH06 | PGE | DMo | CZ09 | MH06 | 0 | 0 | 0
[6 empty] | PGEDMoCZ10MH06 | PGE | DMo | CZ10 | MH06 | 0 | 0 | 0
[6 empty] | PGEDMoCZ11MH06 | PGE | DMo | CZ11 | MH06 | 1 | 0 | 966.38
[6 empty] | PGEDMoCZ12MH06 | PGE | DMo | CZ12 | MH06 | 1 | 0 | 733.436
[6 empty] | PGEDMoCZ13MH06 | PGE | DMo | CZ13 | MH06 | 1 | 0 | 380.222
[6 empty] | PGEDMoCZ14MH06 | PGE | DMo | CZ14 | MH06 | 0 | 0 | 0
[6 empty] | PGEDMoCZ15MH06 | PGE | DMo | CZ15 | MH06 | 0 | 0 | 0
[6 empty] | PGEDMoCZ16MH06 | PGE | DMo | CZ16 | MH06 | 1 | 0 | 147.7
[6 empty] | PGEDMoCZ01MH15 | PGE | DMo | CZ01 | MH15 | 1 | 0 | 1
[6 empty] | PGEDMoCZ02MH15 | PGE | DMo | CZ02 | MH15 | 1 | 0 | 158.4774
[6 empty] | PGEDMoCZ03MH15 | PGE | DMo | CZ03 | MH15 | 1 | 0 | 47.1705
[6 empty] | PGEDMoCZ04MH15 | PGE | DMo | CZ04 | MH15 | 1 | 0 | 279.0385
[6 empty] | PGEDMoCZ05MH15 | PGE | DMo | CZ05 | MH15 | 1 | 0 | 69.1491
[6 empty] | PGEDMoCZ06MH15 | PGE | DMo | CZ06 | MH15 | 0 | 0 | 0
[6 empty] | PGEDMoCZ07MH15 | PGE | DMo | CZ07 | MH15 | 0 | 0 | 0
[6 empty] | PGEDMoCZ08MH15 | PGE | DMo | CZ08 | MH15 | 0 | 0 | 0
[6 empty] | PGEDMoCZ09MH15 | PGE | DMo | CZ09 | MH15 | 0 | 0 | 0
[6 empty] | PGEDMoCZ10MH15 | PGE | DMo | CZ10 | MH15 | 0 | 0 | 0
[6 empty] | PGEDMoCZ11MH15 | PGE | DMo | CZ11 | MH15 | 1 | 0 | 294.3335
[6 empty] | PGEDMoCZ12MH15 | PGE | DMo | CZ12 | MH15 | 1 | 0 | 223.385
[6 empty] | PGEDMoCZ13MH15 | PGE | DMo | CZ13 | MH15 | 1 | 0 | 115.8055
[6 empty] | PGEDMoCZ14MH15 | PGE | DMo | CZ14 | MH15 | 0 | 0 | 0
[6 empty] | PGEDMoCZ15MH15 | PGE | DMo | CZ15 | MH15 | 0 | 0 | 0
[6 empty] | PGEDMoCZ16MH15 | PGE | DMo | CZ16 | MH15 | 1 | 0 | 44.9855
[6 empty] | SCEDMoCZ01MH72 | SCE | DMo | CZ01 | MH72 | 0 | 1 | 0
[6 empty] | SCEDMoCZ02MH72 | SCE | DMo | CZ02 | MH72 | 0 | 1 | 0
[6 empty] | SCEDMoCZ03MH72 | SCE | DMo | CZ03 | MH72 | 0 | 1 | 0
[6 empty] | SCEDMoCZ04MH72 | SCE | DMo | CZ04 | MH72 | 0 | 1 | 0
[6 empty] | SCEDMoCZ05MH72 | SCE | DMo | CZ05 | MH72 | 1 | 1 | 1
[6 empty] | SCEDMoCZ06MH72 | SCE | DMo | CZ06 | MH72 | 1 | 1 | 12775
[6 empty] | SCEDMoCZ07MH72 | SCE | DMo | CZ07 | MH72 | 0 | 1 | 0
[6 empty] | SCEDMoCZ08MH72 | SCE | DMo | CZ08 | MH72 | 1 | 1 | 15405
[6 empty] | SCEDMoCZ09MH72 | SCE | DMo | CZ09 | MH72 | 1 | 1 | 17806
[6 empty] | SCEDMoCZ10MH72 | SCE | DMo | CZ10 | MH72 | 1 | 1 | 23819
[6 empty] | SCEDMoCZ11MH72 | SCE | DMo | CZ11 | MH72 | 0 | 1 | 0
[6 empty] | SCEDMoCZ12MH72 | SCE | DMo | CZ12 | MH72 | 0 | 1 | 0
[6 empty] | SCEDMoCZ13MH72 | SCE | DMo | CZ13 | MH72 | 1 | 1 | 4396
[6 empty] | SCEDMoCZ14MH72 | SCE | DMo | CZ14 | MH72 | 1 | 1 | 8527
[6 empty] | SCEDMoCZ15MH72 | SCE | DMo | CZ15 | MH72 | 1 | 1 | 2115
[6 empty] | SCEDMoCZ16MH72 | SCE | DMo | CZ16 | MH72 | 1 | 1 | 5157
[6 empty] | SCEDMoCZ01MH85 | SCE | DMo | CZ01 | MH85 | 0 | 1 | 0
[6 empty] | SCEDMoCZ02MH85 | SCE | DMo | CZ02 | MH85 | 0 | 1 | 0
[6 empty] | SCEDMoCZ03MH85 | SCE | DMo | CZ03 | MH85 | 0 | 1 | 0
[6 empty] | SCEDMoCZ04MH85 | SCE | DMo | CZ04 | MH85 | 0 | 1 | 0
[6 empty] | SCEDMoCZ05MH85 | SCE | DMo | CZ05 | MH85 | 1 | 1 | 1
[6 empty] | SCEDMoCZ06MH85 | SCE | DMo | CZ06 | MH85 | 1 | 1 | 5043
[6 empty] | SCEDMoCZ07MH85 | SCE | DMo | CZ07 | MH85 | 0 | 1 | 0
[6 empty] | SCEDMoCZ08MH85 | SCE | DMo | CZ08 | MH85 | 1 | 1 | 6905
[6 empty] | SCEDMoCZ09MH85 | SCE | DMo | CZ09 | MH85 | 1 | 1 | 7784
[6 empty] | SCEDMoCZ10MH85 | SCE | DMo | CZ10 | MH85 | 1 | 1 | 24836
[6 empty] | SCEDMoCZ11MH85 | SCE | DMo | CZ11 | MH85 | 0 | 1 | 0
[6 empty] | SCEDMoCZ12MH85 | SCE | DMo | CZ12 | MH85 | 0 | 1 | 0
[6 empty] | SCEDMoCZ13MH85 | SCE | DMo | CZ13 | MH85 | 1 | 1 | 1644
[6 empty] | SCEDMoCZ14MH85 | SCE | DMo | CZ14 | MH85 | 1 | 1 | 6224
[6 empty] | SCEDMoCZ15MH85 | SCE | DMo | CZ15 | MH85 | 1 | 1 | 2002
[6 empty] | SCEDMoCZ16MH85 | SCE | DMo | CZ16 | MH85 | 1 | 1 | 9996
[6 empty] | SCEDMoCZ01MH00 | SCE | DMo | CZ01 | MH00 | 0 | 1 | 0
[6 empty] | SCEDMoCZ02MH00 | SCE | DMo | CZ02 | MH00 | 0 | 1 | 0
[6 empty] | SCEDMoCZ03MH00 | SCE | DMo | CZ03 | MH00 | 0 | 1 | 0
[6 empty] | SCEDMoCZ04MH00 | SCE | DMo | CZ04 | MH00 | 0 | 1 | 0
[6 empty] | SCEDMoCZ05MH00 | SCE | DMo | CZ05 | MH00 | 1 | 1 | 1
[6 empty] | SCEDMoCZ06MH00 | SCE | DMo | CZ06 | MH00 | 1 | 1 | 6954
[6 empty] | SCEDMoCZ07MH00 | SCE | DMo | CZ07 | MH00 | 0 | 1 | 0
[6 empty] | SCEDMoCZ08MH00 | SCE | DMo | CZ08 | MH00 | 1 | 1 | 1902
[6 empty] | SCEDMoCZ09MH00 | SCE | DMo | CZ09 | MH00 | 1 | 1 | 4042
[6 empty] | SCEDMoCZ10MH00 | SCE | DMo | CZ10 | MH00 | 1 | 1 | 1062
[6 empty] | SCEDMoCZ11MH00 | SCE | DMo | CZ11 | MH00 | 0 | 1 | 0
[6 empty] | SCEDMoCZ12MH00 | SCE | DMo | CZ12 | MH00 | 0 | 1 | 0
[6 empty] | SCEDMoCZ13MH00 | SCE | DMo | CZ13 | MH00 | 1 | 1 | 1
[6 empty] | SCEDMoCZ14MH00 | SCE | DMo | CZ14 | MH00 | 1 | 1 | 504
[6 empty] | SCEDMoCZ15MH00 | SCE | DMo | CZ15 | MH00 | 1 | 1 | 1089
[6 empty] | SCEDMoCZ16MH00 | SCE | DMo | CZ16 | MH00 | 1 | 1 | 275
[6 empty] | SCEDMoCZ01MH06 | SCE | DMo | CZ01 | MH06 | 0 | 0 | 0
[6 empty] | SCEDMoCZ02MH06 | SCE | DMo | CZ02 | MH06 | 0 | 0 | 0
[6 empty] | SCEDMoCZ03MH06 | SCE | DMo | CZ03 | MH06 | 0 | 0 | 0
[6 empty] | SCEDMoCZ04MH06 | SCE | DMo | CZ04 | MH06 | 0 | 0 | 0
[6 empty] | SCEDMoCZ05MH06 | SCE | DMo | CZ05 | MH06 | 1 | 0 | 1
[6 empty] | SCEDMoCZ06MH06 | SCE | DMo | CZ06 | MH06 | 1 | 0 | 2934.588
[6 empty] | SCEDMoCZ07MH06 | SCE | DMo | CZ07 | MH06 | 0 | 0 | 0
[6 empty] | SCEDMoCZ08MH06 | SCE | DMo | CZ08 | MH06 | 1 | 0 | 802.644
[6 empty] | SCEDMoCZ09MH06 | SCE | DMo | CZ09 | MH06 | 1 | 0 | 1705.724
[6 empty] | SCEDMoCZ10MH06 | SCE | DMo | CZ10 | MH06 | 1 | 0 | 448.164
[6 empty] | SCEDMoCZ11MH06 | SCE | DMo | CZ11 | MH06 | 0 | 0 | 0
[6 empty] | SCEDMoCZ12MH06 | SCE | DMo | CZ12 | MH06 | 0 | 0 | 0
[6 empty] | SCEDMoCZ13MH06 | SCE | DMo | CZ13 | MH06 | 1 | 0 | 1
[6 empty] | SCEDMoCZ14MH06 | SCE | DMo | CZ14 | MH06 | 1 | 0 | 212.688
[6 empty] | SCEDMoCZ15MH06 | SCE | DMo | CZ15 | MH06 | 1 | 0 | 459.558
[6 empty] | SCEDMoCZ16MH06 | SCE | DMo | CZ16 | MH06 | 1 | 0 | 116.05
[6 empty] | SCEDMoCZ01MH15 | SCE | DMo | CZ01 | MH15 | 0 | 0 | 0
[6 empty] | SCEDMoCZ02MH15 | SCE | DMo | CZ02 | MH15 | 0 | 0 | 0
[6 empty] | SCEDMoCZ03MH15 | SCE | DMo | CZ03 | MH15 | 0 | 0 | 0
[6 empty] | SCEDMoCZ04MH15 | SCE | DMo | CZ04 | MH15 | 0 | 0 | 0
[6 empty] | SCEDMoCZ05MH15 | SCE | DMo | CZ05 | MH15 | 1 | 0 | 1
[6 empty] | SCEDMoCZ06MH15 | SCE | DMo | CZ06 | MH15 | 1 | 0 | 893.7972
[6 empty] | SCEDMoCZ07MH15 | SCE | DMo | CZ07 | MH15 | 0 | 0 | 0
[6 empty] | SCEDMoCZ08MH15 | SCE | DMo | CZ08 | MH15 | 1 | 0 | 244.4639
[6 empty] | SCEDMoCZ09MH15 | SCE | DMo | CZ09 | MH15 | 1 | 0 | 519.518
[6 empty] | SCEDMoCZ10MH15 | SCE | DMo | CZ10 | MH15 | 1 | 0 | 136.4988
[6 empty] | SCEDMoCZ11MH15 | SCE | DMo | CZ11 | MH15 | 0 | 0 | 0
[6 empty] | SCEDMoCZ12MH15 | SCE | DMo | CZ12 | MH15 | 0 | 0 | 0
[6 empty] | SCEDMoCZ13MH15 | SCE | DMo | CZ13 | MH15 | 1 | 0 | 1
[6 empty] | SCEDMoCZ14MH15 | SCE | DMo | CZ14 | MH15 | 1 | 0 | 64.7791
[6 empty] | SCEDMoCZ15MH15 | SCE | DMo | CZ15 | MH15 | 1 | 0 | 139.9691
[6 empty] | SCEDMoCZ16MH15 | SCE | DMo | CZ16 | MH15 | 1 | 0 | 35.3457
[6 empty] | SDGDMoCZ01MH72 | SDG | DMo | CZ01 | MH72 | 0 | 1 | 0
[6 empty] | SDGDMoCZ02MH72 | SDG | DMo | CZ02 | MH72 | 0 | 1 | 0
[6 empty] | SDGDMoCZ03MH72 | SDG | DMo | CZ03 | MH72 | 0 | 1 | 0
[6 empty] | SDGDMoCZ04MH72 | SDG | DMo | CZ04 | MH72 | 0 | 1 | 0
[6 empty] | SDGDMoCZ05MH72 | SDG | DMo | CZ05 | MH72 | 0 | 1 | 0
[6 empty] | SDGDMoCZ06MH72 | SDG | DMo | CZ06 | MH72 | 1 | 1 | 1
[6 empty] | SDGDMoCZ07MH72 | SDG | DMo | CZ07 | MH72 | 1 | 1 | 16837
[6 empty] | SDGDMoCZ08MH72 | SDG | DMo | CZ08 | MH72 | 1 | 1 | 2231
[6 empty] | SDGDMoCZ09MH72 | SDG | DMo | CZ09 | MH72 | 0 | 1 | 0
[6 empty] | SDGDMoCZ10MH72 | SDG | DMo | CZ10 | MH72 | 1 | 1 | 12279
[6 empty] | SDGDMoCZ11MH72 | SDG | DMo | CZ11 | MH72 | 0 | 1 | 0
[6 empty] | SDGDMoCZ12MH72 | SDG | DMo | CZ12 | MH72 | 0 | 1 | 0
[6 empty] | SDGDMoCZ13MH72 | SDG | DMo | CZ13 | MH72 | 0 | 1 | 0
[6 empty] | SDGDMoCZ14MH72 | SDG | DMo | CZ14 | MH72 | 1 | 1 | 636
[6 empty] | SDGDMoCZ15MH72 | SDG | DMo | CZ15 | MH72 | 1 | 1 | 1
[6 empty] | SDGDMoCZ16MH72 | SDG | DMo | CZ16 | MH72 | 0 | 1 | 0
[6 empty] | SDGDMoCZ01MH85 | SDG | DMo | CZ01 | MH85 | 0 | 1 | 0
[6 empty] | SDGDMoCZ02MH85 | SDG | DMo | CZ02 | MH85 | 0 | 1 | 0
[6 empty] | SDGDMoCZ03MH85 | SDG | DMo | CZ03 | MH85 | 0 | 1 | 0
[6 empty] | SDGDMoCZ04MH85 | SDG | DMo | CZ04 | MH85 | 0 | 1 | 0
[6 empty] | SDGDMoCZ05MH85 | SDG | DMo | CZ05 | MH85 | 0 | 1 | 0
[6 empty] | SDGDMoCZ06MH85 | SDG | DMo | CZ06 | MH85 | 1 | 1 | 1
[6 empty] | SDGDMoCZ07MH85 | SDG | DMo | CZ07 | MH85 | 1 | 1 | 5974
[6 empty] | SDGDMoCZ08MH85 | SDG | DMo | CZ08 | MH85 | 1 | 1 | 1
[6 empty] | SDGDMoCZ09MH85 | SDG | DMo | CZ09 | MH85 | 0 | 1 | 0
[6 empty] | SDGDMoCZ10MH85 | SDG | DMo | CZ10 | MH85 | 1 | 1 | 6936
[6 empty] | SDGDMoCZ11MH85 | SDG | DMo | CZ11 | MH85 | 0 | 1 | 0
[6 empty] | SDGDMoCZ12MH85 | SDG | DMo | CZ12 | MH85 | 0 | 1 | 0
[6 empty] | SDGDMoCZ13MH85 | SDG | DMo | CZ13 | MH85 | 0 | 1 | 0
[6 empty] | SDGDMoCZ14MH85 | SDG | DMo | CZ14 | MH85 | 1 | 1 | 288
[6 empty] | SDGDMoCZ15MH85 | SDG | DMo | CZ15 | MH85 | 1 | 1 | 1
[6 empty] | SDGDMoCZ16MH85 | SDG | DMo | CZ16 | MH85 | 0 | 1 | 0
[6 empty] | SDGDMoCZ01MH00 | SDG | DMo | CZ01 | MH00 | 0 | 1 | 0
[6 empty] | SDGDMoCZ02MH00 | SDG | DMo | CZ02 | MH00 | 0 | 1 | 0
[6 empty] | SDGDMoCZ03MH00 | SDG | DMo | CZ03 | MH00 | 0 | 1 | 0
[6 empty] | SDGDMoCZ04MH00 | SDG | DMo | CZ04 | MH00 | 0 | 1 | 0
[6 empty] | SDGDMoCZ05MH00 | SDG | DMo | CZ05 | MH00 | 0 | 1 | 0
[6 empty] | SDGDMoCZ06MH00 | SDG | DMo | CZ06 | MH00 | 1 | 1 | 1
[6 empty] | SDGDMoCZ07MH00 | SDG | DMo | CZ07 | MH00 | 1 | 1 | 1718
[6 empty] | SDGDMoCZ08MH00 | SDG | DMo | CZ08 | MH00 | 1 | 1 | 1
[6 empty] | SDGDMoCZ09MH00 | SDG | DMo | CZ09 | MH00 | 0 | 1 | 0
[6 empty] | SDGDMoCZ10MH00 | SDG | DMo | CZ10 | MH00 | 1 | 1 | 3124
[6 empty] | SDGDMoCZ11MH00 | SDG | DMo | CZ11 | MH00 | 0 | 1 | 0
[6 empty] | SDGDMoCZ12MH00 | SDG | DMo | CZ12 | MH00 | 0 | 1 | 0
[6 empty] | SDGDMoCZ13MH00 | SDG | DMo | CZ13 | MH00 | 0 | 1 | 0
[6 empty] | SDGDMoCZ14MH00 | SDG | DMo | CZ14 | MH00 | 1 | 1 | 1
[6 empty] | SDGDMoCZ15MH00 | SDG | DMo | CZ15 | MH00 | 1 | 1 | 1
[6 empty] | SDGDMoCZ16MH00 | SDG | DMo | CZ16 | MH00 | 0 | 1 | 0
[6 empty] | SDGDMoCZ01MH06 | SDG | DMo | CZ01 | MH06 | 0 | 0 | 0
[6 empty] | SDGDMoCZ02MH06 | SDG | DMo | CZ02 | MH06 | 0 | 0 | 0
[6 empty] | SDGDMoCZ03MH06 | SDG | DMo | CZ03 | MH06 | 0 | 0 | 0
[6 empty] | SDGDMoCZ04MH06 | SDG | DMo | CZ04 | MH06 | 0 | 0 | 0
[6 empty] | SDGDMoCZ05MH06 | SDG | DMo | CZ05 | MH06 | 0 | 0 | 0
[6 empty] | SDGDMoCZ06MH06 | SDG | DMo | CZ06 | MH06 | 1 | 0 | 1
[6 empty] | SDGDMoCZ07MH06 | SDG | DMo | CZ07 | MH06 | 1 | 0 | 724.996
[6 empty] | SDGDMoCZ08MH06 | SDG | DMo | CZ08 | MH06 | 1 | 0 | 1
[6 empty] | SDGDMoCZ09MH06 | SDG | DMo | CZ09 | MH06 | 0 | 0 | 0
[6 empty] | SDGDMoCZ10MH06 | SDG | DMo | CZ10 | MH06 | 1 | 0 | 1318.328
[6 empty] | SDGDMoCZ11MH06 | SDG | DMo | CZ11 | MH06 | 0 | 0 | 0
[6 empty] | SDGDMoCZ12MH06 | SDG | DMo | CZ12 | MH06 | 0 | 0 | 0
[6 empty] | SDGDMoCZ13MH06 | SDG | DMo | CZ13 | MH06 | 0 | 0 | 0
[6 empty] | SDGDMoCZ14MH06 | SDG | DMo | CZ14 | MH06 | 1 | 0 | 1
[6 empty] | SDGDMoCZ15MH06 | SDG | DMo | CZ15 | MH06 | 1 | 0 | 1
[6 empty] | SDGDMoCZ16MH06 | SDG | DMo | CZ16 | MH06 | 0 | 0 | 0
[6 empty] | SDGDMoCZ01MH15 | SDG | DMo | CZ01 | MH15 | 0 | 0 | 0
[6 empty] | SDGDMoCZ02MH15 | SDG | DMo | CZ02 | MH15 | 0 | 0 | 0
[6 empty] | SDGDMoCZ03MH15 | SDG | DMo | CZ03 | MH15 | 0 | 0 | 0
[6 empty] | SDGDMoCZ04MH15 | SDG | DMo | CZ04 | MH15 | 0 | 0 | 0
[6 empty] | SDGDMoCZ05MH15 | SDG | DMo | CZ05 | MH15 | 0 | 0 | 0
[6 empty] | SDGDMoCZ06MH15 | SDG | DMo | CZ06 | MH15 | 1 | 0 | 1
[6 empty] | SDGDMoCZ07MH15 | SDG | DMo | CZ07 | MH15 | 1 | 0 | 220.8144
[6 empty] | SDGDMoCZ08MH15 | SDG | DMo | CZ08 | MH15 | 1 | 0 | 1
[6 empty] | SDGDMoCZ09MH15 | SDG | DMo | CZ09 | MH15 | 0 | 0 | 0
[6 empty] | SDGDMoCZ10MH15 | SDG | DMo | CZ10 | MH15 | 1 | 0 | 401.5275
[6 empty] | SDGDMoCZ11MH15 | SDG | DMo | CZ11 | MH15 | 0 | 0 | 0
[6 empty] | SDGDMoCZ12MH15 | SDG | DMo | CZ12 | MH15 | 0 | 0 | 0
[6 empty] | SDGDMoCZ13MH15 | SDG | DMo | CZ13 | MH15 | 0 | 0 | 0
[6 empty] | SDGDMoCZ14MH15 | SDG | DMo | CZ14 | MH15 | 1 | 0 | 1
[6 empty] | SDGDMoCZ15MH15 | SDG | DMo | CZ15 | MH15 | 1 | 0 | 1
[6 empty] | SDGDMoCZ16MH15 | SDG | DMo | CZ16 | MH15 | 0 | 0 | 0
| PGEAsmCZ012014 | PGEAsmCZ01 | 2014 | #N/A
| PGEAsmCZ022014 | PGEAsmCZ02 | 2014 | #N/A
| PGEAsmCZ032014 | PGEAsmCZ03 | 2014 | #N/A
| PGEAsmCZ042014 | PGEAsmCZ04 | 2014 | #N/A
| PGEAsmCZ052014 | PGEAsmCZ05 | 2014 | #N/A
| PGEAsmCZ062014 | PGEAsmCZ06 | 2014 | #N/A
| PGEAsmCZ072014 | PGEAsmCZ07 | 2014 | #N/A
| PGEAsmCZ082014 | PGEAsmCZ08 | 2014 | #N/A
| PGEAsmCZ092014 | PGEAsmCZ09 | 2014 | #N/A
| PGEAsmCZ102014 | PGEAsmCZ10 | 2014 | #N/A
| PGEAsmCZ112014 | PGEAsmCZ11 | 2014 | #N/A
| PGEAsmCZ122014 | PGEAsmCZ12 | 2014 | #N/A
| PGEAsmCZ132014 | PGEAsmCZ13 | 2014 | #N/A
| PGEAsmCZ142014 | PGEAsmCZ14 | 2014 | #N/A
| PGEAsmCZ152014 | PGEAsmCZ15 | 2014 | #N/A
| PGEAsmCZ162014 | PGEAsmCZ16 | 2014 | #N/A
| PGEEPrCZ012014 | PGEEPrCZ01 | 2014 | #N/A
| PGEEPrCZ022014 | PGEEPrCZ02 | 2014 | #N/A
| PGEEPrCZ032014 | PGEEPrCZ03 | 2014 | #N/A
| PGEEPrCZ042014 | PGEEPrCZ04 | 2014 | #N/A
| PGEEPrCZ052014 | PGEEPrCZ05 | 2014 | #N/A
| PGEEPrCZ062014 | PGEEPrCZ06 | 2014 | #N/A
| PGEEPrCZ072014 | PGEEPrCZ07 | 2014 | #N/A
| PGEEPrCZ082014 | PGEEPrCZ08 | 2014 | #N/A
| PGEEPrCZ092014 | PGEEPrCZ09 | 2014 | #N/A
| PGEEPrCZ102014 | PGEEPrCZ10 | 2014 | #N/A
| PGEEPrCZ112014 | PGEEPrCZ11 | 2014 | #N/A
| PGEEPrCZ122014 | PGEEPrCZ12 | 2014 | #N/A
| PGEEPrCZ132014 | PGEEPrCZ13 | 2014 | #N/A
| PGEEPrCZ142014 | PGEEPrCZ14 | 2014 | #N/A
| PGEEPrCZ152014 | PGEEPrCZ15 | 2014 | #N/A
| PGEEPrCZ162014 | PGEEPrCZ16 | 2014 | #N/A
| PGEESeCZ012014 | PGEESeCZ01 | 2014 | #N/A
| PGEESeCZ022014 | PGEESeCZ02 | 2014 | #N/A
| PGEESeCZ032014 | PGEESeCZ03 | 2014 | #N/A
| PGEESeCZ042014 | PGEESeCZ04 | 2014 | #N/A
| PGEESeCZ052014 | PGEESeCZ05 | 2014 | #N/A
| PGEESeCZ062014 | PGEESeCZ06 | 2014 | #N/A
| PGEESeCZ072014 | PGEESeCZ07 | 2014 | #N/A
| PGEESeCZ082014 | PGEESeCZ08 | 2014 | #N/A
| PGEESeCZ092014 | PGEESeCZ09 | 2014 | #N/A
| PGEESeCZ102014 | PGEESeCZ10 | 2014 | #N/A
| PGEESeCZ112014 | PGEESeCZ11 | 2014 | #N/A
| PGEESeCZ122014 | PGEESeCZ12 | 2014 | #N/A
| PGEESeCZ132014 | PGEESeCZ13 | 2014 | #N/A
| PGEESeCZ142014 | PGEESeCZ14 | 2014 | #N/A
| PGEESeCZ152014 | PGEESeCZ15 | 2014 | #N/A
| PGEESeCZ162014 | PGEESeCZ16 | 2014 | #N/A
| PGEECCCZ012014 | PGEECCCZ01 | 2014 | #N/A
| PGEECCCZ022014 | PGEECCCZ02 | 2014 | #N/A
| PGEECCCZ032014 | PGEECCCZ03 | 2014 | #N/A
| PGEECCCZ042014 | PGEECCCZ04 | 2014 | #N/A
| PGEECCCZ052014 | PGEECCCZ05 | 2014 | #N/A
| PGEECCCZ062014 | PGEECCCZ06 | 2014 | #N/A
| PGEECCCZ072014 | PGEECCCZ07 | 2014 | #N/A
| PGEECCCZ082014 | PGEECCCZ08 | 2014 | #N/A
| PGEECCCZ092014 | PGEECCCZ09 | 2014 | #N/A
| PGEECCCZ102014 | PGEECCCZ10 | 2014 | #N/A
| PGEECCCZ112014 | PGEECCCZ11 | 2014 | #N/A
| PGEECCCZ122014 | PGEECCCZ12 | 2014 | #N/A
| PGEECCCZ132014 | PGEECCCZ13 | 2014 | #N/A
| PGEECCCZ142014 | PGEECCCZ14 | 2014 | #N/A
| PGEECCCZ152014 | PGEECCCZ15 | 2014 | #N/A
| PGEECCCZ162014 | PGEECCCZ16 | 2014 | #N/A
| PGEEUnCZ012014 | PGEEUnCZ01 | 2014 | #N/A
| PGEEUnCZ022014 | PGEEUnCZ02 | 2014 | #N/A
| PGEEUnCZ032014 | PGEEUnCZ03 | 2014 | #N/A
| PGEEUnCZ042014 | PGEEUnCZ04 | 2014 | #N/A
| PGEEUnCZ052014 | PGEEUnCZ05 | 2014 | #N/A
| PGEEUnCZ062014 | PGEEUnCZ06 | 2014 | #N/A
| PGEEUnCZ072014 | PGEEUnCZ07 | 2014 | #N/A
| PGEEUnCZ082014 | PGEEUnCZ08 | 2014 | #N/A
| PGEEUnCZ092014 | PGEEUnCZ09 | 2014 | #N/A
| PGEEUnCZ102014 | PGEEUnCZ10 | 2014 | #N/A
| PGEEUnCZ112014 | PGEEUnCZ11 | 2014 | #N/A
| PGEEUnCZ122014 | PGEEUnCZ12 | 2014 | #N/A
| PGEEUnCZ132014 | PGEEUnCZ13 | 2014 | #N/A
| PGEEUnCZ142014 | PGEEUnCZ14 | 2014 | #N/A
| PGEEUnCZ152014 | PGEEUnCZ15 | 2014 | #N/A
| PGEEUnCZ162014 | PGEEUnCZ16 | 2014 | #N/A
| PGEERCCZ012014 | PGEERCCZ01 | 2014 | #N/A
| PGEERCCZ022014 | PGEERCCZ02 | 2014 | #N/A
| PGEERCCZ032014 | PGEERCCZ03 | 2014 | #N/A
| PGEERCCZ042014 | PGEERCCZ04 | 2014 | #N/A
| PGEERCCZ052014 | PGEERCCZ05 | 2014 | #N/A
| PGEERCCZ062014 | PGEERCCZ06 | 2014 | #N/A
| PGEERCCZ072014 | PGEERCCZ07 | 2014 | #N/A
| PGEERCCZ082014 | PGEERCCZ08 | 2014 | #N/A
| PGEERCCZ092014 | PGEERCCZ09 | 2014 | #N/A
| PGEERCCZ102014 | PGEERCCZ10 | 2014 | #N/A
| PGEERCCZ112014 | PGEERCCZ11 | 2014 | #N/A
| PGEERCCZ122014 | PGEERCCZ12 | 2014 | #N/A
| PGEERCCZ132014 | PGEERCCZ13 | 2014 | #N/A
| PGEERCCZ142014 | PGEERCCZ14 | 2014 | #N/A
| PGEERCCZ152014 | PGEERCCZ15 | 2014 | #N/A
| PGEERCCZ162014 | PGEERCCZ16 | 2014 | #N/A
| PGEGroCZ012014 | PGEGroCZ01 | 2014 | #N/A
| PGEGroCZ022014 | PGEGroCZ02 | 2014 | #N/A
| PGEGroCZ032014 | PGEGroCZ03 | 2014 | #N/A
| PGEGroCZ042014 | PGEGroCZ04 | 2014 | #N/A
| PGEGroCZ052014 | PGEGroCZ05 | 2014 | #N/A
| PGEGroCZ062014 | PGEGroCZ06 | 2014 | #N/A
| PGEGroCZ072014 | PGEGroCZ07 | 2014 | #N/A
| PGEGroCZ082014 | PGEGroCZ08 | 2014 | #N/A
| PGEGroCZ092014 | PGEGroCZ09 | 2014 | #N/A
| PGEGroCZ102014 | PGEGroCZ10 | 2014 | #N/A
| PGEGroCZ112014 | PGEGroCZ11 | 2014 | #N/A
| PGEGroCZ122014 | PGEGroCZ12 | 2014 | #N/A
| PGEGroCZ132014 | PGEGroCZ13 | 2014 | #N/A
| PGEGroCZ142014 | PGEGroCZ14 | 2014 | #N/A
| PGEGroCZ152014 | PGEGroCZ15 | 2014 | #N/A
| PGEGroCZ162014 | PGEGroCZ16 | 2014 | #N/A
| PGEHspCZ012014 | PGEHspCZ01 | 2014 | #N/A
| PGEHspCZ022014 | PGEHspCZ02 | 2014 | #N/A
| PGEHspCZ032014 | PGEHspCZ03 | 2014 | #N/A
| PGEHspCZ042014 | PGEHspCZ04 | 2014 | #N/A
| PGEHspCZ052014 | PGEHspCZ05 | 2014 | #N/A
| PGEHspCZ062014 | PGEHspCZ06 | 2014 | #N/A
| PGEHspCZ072014 | PGEHspCZ07 | 2014 | #N/A
| PGEHspCZ082014 | PGEHspCZ08 | 2014 | #N/A
| PGEHspCZ092014 | PGEHspCZ09 | 2014 | #N/A
| PGEHspCZ102014 | PGEHspCZ10 | 2014 | #N/A
| PGEHspCZ112014 | PGEHspCZ11 | 2014 | #N/A
| PGEHspCZ122014 | PGEHspCZ12 | 2014 | #N/A
| PGEHspCZ132014 | PGEHspCZ13 | 2014 | #N/A
| PGEHspCZ142014 | PGEHspCZ14 | 2014 | #N/A
| PGEHspCZ152014 | PGEHspCZ15 | 2014 | #N/A
| PGEHspCZ162014 | PGEHspCZ16 | 2014 | #N/A
| PGENrsCZ012014 | PGENrsCZ01 | 2014 | #N/A
| PGENrsCZ022014 | PGENrsCZ02 | 2014 | #N/A
| PGENrsCZ032014 | PGENrsCZ03 | 2014 | #N/A
| PGENrsCZ042014 | PGENrsCZ04 | 2014 | #N/A
| PGENrsCZ052014 | PGENrsCZ05 | 2014 | #N/A
| PGENrsCZ062014 | PGENrsCZ06 | 2014 | #N/A
| PGENrsCZ072014 | PGENrsCZ07 | 2014 | #N/A
| PGENrsCZ082014 | PGENrsCZ08 | 2014 | #N/A
| PGENrsCZ092014 | PGENrsCZ09 | 2014 | #N/A
| PGENrsCZ102014 | PGENrsCZ10 | 2014 | #N/A
| PGENrsCZ112014 | PGENrsCZ11 | 2014 | #N/A
| PGENrsCZ122014 | PGENrsCZ12 | 2014 | #N/A
| PGENrsCZ132014 | PGENrsCZ13 | 2014 | #N/A
| PGENrsCZ142014 | PGENrsCZ14 | 2014 | #N/A
| PGENrsCZ152014 | PGENrsCZ15 | 2014 | #N/A
| PGENrsCZ162014 | PGENrsCZ16 | 2014 | #N/A
| PGEHtlCZ012014 | PGEHtlCZ01 | 2014 | #N/A
| PGEHtlCZ022014 | PGEHtlCZ02 | 2014 | #N/A
| PGEHtlCZ032014 | PGEHtlCZ03 | 2014 | #N/A
| PGEHtlCZ042014 | PGEHtlCZ04 | 2014 | #N/A
| PGEHtlCZ052014 | PGEHtlCZ05 | 2014 | #N/A
| PGEHtlCZ062014 | PGEHtlCZ06 | 2014 | #N/A
| PGEHtlCZ072014 | PGEHtlCZ07 | 2014 | #N/A
| PGEHtlCZ082014 | PGEHtlCZ08 | 2014 | #N/A
| PGEHtlCZ092014 | PGEHtlCZ09 | 2014 | #N/A
| PGEHtlCZ102014 | PGEHtlCZ10 | 2014 | #N/A
| PGEHtlCZ112014 | PGEHtlCZ11 | 2014 | #N/A
| PGEHtlCZ122014 | PGEHtlCZ12 | 2014 | #N/A
| PGEHtlCZ132014 | PGEHtlCZ13 | 2014 | #N/A
| PGEHtlCZ142014 | PGEHtlCZ14 | 2014 | #N/A
| PGEHtlCZ152014 | PGEHtlCZ15 | 2014 | #N/A
| PGEHtlCZ162014 | PGEHtlCZ16 | 2014 | #N/A
| PGEMtlCZ012014 | PGEMtlCZ01 | 2014 | #N/A
| PGEMtlCZ022014 | PGEMtlCZ02 | 2014 | #N/A
| PGEMtlCZ032014 | PGEMtlCZ03 | 2014 | #N/A
| PGEMtlCZ042014 | PGEMtlCZ04 | 2014 | #N/A
| PGEMtlCZ052014 | PGEMtlCZ05 | 2014 | #N/A
| PGEMtlCZ062014 | PGEMtlCZ06 | 2014 | #N/A
| PGEMtlCZ072014 | PGEMtlCZ07 | 2014 | #N/A
| PGEMtlCZ082014 | PGEMtlCZ08 | 2014 | #N/A
| PGEMtlCZ092014 | PGEMtlCZ09 | 2014 | #N/A
| PGEMtlCZ102014 | PGEMtlCZ10 | 2014 | #N/A
| PGEMtlCZ112014 | PGEMtlCZ11 | 2014 | #N/A
| PGEMtlCZ122014 | PGEMtlCZ12 | 2014 | #N/A
| PGEMtlCZ132014 | PGEMtlCZ13 | 2014 | #N/A
| PGEMtlCZ142014 | PGEMtlCZ14 | 2014 | #N/A
| PGEMtlCZ152014 | PGEMtlCZ15 | 2014 | #N/A
| PGEMtlCZ162014 | PGEMtlCZ16 | 2014 | #N/A
| PGEMBTCZ012014 | PGEMBTCZ01 | 2014 | #N/A
| PGEMBTCZ022014 | PGEMBTCZ02 | 2014 | #N/A
| PGEMBTCZ032014 | PGEMBTCZ03 | 2014 | #N/A
| PGEMBTCZ042014 | PGEMBTCZ04 | 2014 | #N/A
| PGEMBTCZ052014 | PGEMBTCZ05 | 2014 | #N/A
| PGEMBTCZ062014 | PGEMBTCZ06 | 2014 | #N/A
| PGEMBTCZ072014 | PGEMBTCZ07 | 2014 | #N/A
| PGEMBTCZ082014 | PGEMBTCZ08 | 2014 | #N/A
| PGEMBTCZ092014 | PGEMBTCZ09 | 2014 | #N/A
| PGEMBTCZ102014 | PGEMBTCZ10 | 2014 | #N/A
| PGEMBTCZ112014 | PGEMBTCZ11 | 2014 | #N/A
| PGEMBTCZ122014 | PGEMBTCZ12 | 2014 | #N/A
| PGEMBTCZ132014 | PGEMBTCZ13 | 2014 | #N/A
| PGEMBTCZ142014 | PGEMBTCZ14 | 2014 | #N/A
| PGEMBTCZ152014 | PGEMBTCZ15 | 2014 | #N/A
| PGEMBTCZ162014 | PGEMBTCZ16 | 2014 | #N/A
| PGEMLICZ012014 | PGEMLICZ01 | 2014 | #N/A
| PGEMLICZ022014 | PGEMLICZ02 | 2014 | #N/A
| PGEMLICZ032014 | PGEMLICZ03 | 2014 | #N/A
| PGEMLICZ042014 | PGEMLICZ04 | 2014 | #N/A
| PGEMLICZ052014 | PGEMLICZ05 | 2014 | #N/A
| PGEMLICZ062014 | PGEMLICZ06 | 2014 | #N/A
| PGEMLICZ072014 | PGEMLICZ07 | 2014 | #N/A
| PGEMLICZ082014 | PGEMLICZ08 | 2014 | #N/A
| PGEMLICZ092014 | PGEMLICZ09 | 2014 | #N/A
| PGEMLICZ102014 | PGEMLICZ10 | 2014 | #N/A
| PGEMLICZ112014 | PGEMLICZ11 | 2014 | #N/A
| PGEMLICZ122014 | PGEMLICZ12 | 2014 | #N/A
| PGEMLICZ132014 | PGEMLICZ13 | 2014 | #N/A
| PGEMLICZ142014 | PGEMLICZ14 | 2014 | #N/A
| PGEMLICZ152014 | PGEMLICZ15 | 2014 | #N/A
| PGEMLICZ162014 | PGEMLICZ16 | 2014 | #N/A
| PGEOfLCZ012014 | PGEOfLCZ01 | 2014 | #N/A
| PGEOfLCZ022014 | PGEOfLCZ02 | 2014 | #N/A
| PGEOfLCZ032014 | PGEOfLCZ03 | 2014 | #N/A
| PGEOfLCZ042014 | PGEOfLCZ04 | 2014 | #N/A
| PGEOfLCZ052014 | PGEOfLCZ05 | 2014 | #N/A
| PGEOfLCZ062014 | PGEOfLCZ06 | 2014 | #N/A
| PGEOfLCZ072014 | PGEOfLCZ07 | 2014 | #N/A
| PGEOfLCZ082014 | PGEOfLCZ08 | 2014 | #N/A
| PGEOfLCZ092014 | PGEOfLCZ09 | 2014 | #N/A
| PGEOfLCZ102014 | PGEOfLCZ10 | 2014 | #N/A
| PGEOfLCZ112014 | PGEOfLCZ11 | 2014 | #N/A
| PGEOfLCZ122014 | PGEOfLCZ12 | 2014 | #N/A
| PGEOfLCZ132014 | PGEOfLCZ13 | 2014 | #N/A
| PGEOfLCZ142014 | PGEOfLCZ14 | 2014 | #N/A
| PGEOfLCZ152014 | PGEOfLCZ15 | 2014 | #N/A
| PGEOfLCZ162014 | PGEOfLCZ16 | 2014 | #N/A
| PGEOfSCZ012014 | PGEOfSCZ01 | 2014 | #N/A
| PGEOfSCZ022014 | PGEOfSCZ02 | 2014 | #N/A
| PGEOfSCZ032014 | PGEOfSCZ03 | 2014 | #N/A
| PGEOfSCZ042014 | PGEOfSCZ04 | 2014 | #N/A
| PGEOfSCZ052014 | PGEOfSCZ05 | 2014 | #N/A
| PGEOfSCZ062014 | PGEOfSCZ06 | 2014 | #N/A
| PGEOfSCZ072014 | PGEOfSCZ07 | 2014 | #N/A
| PGEOfSCZ082014 | PGEOfSCZ08 | 2014 | #N/A
| PGEOfSCZ092014 | PGEOfSCZ09 | 2014 | #N/A
| PGEOfSCZ102014 | PGEOfSCZ10 | 2014 | #N/A
| PGEOfSCZ112014 | PGEOfSCZ11 | 2014 | #N/A
| PGEOfSCZ122014 | PGEOfSCZ12 | 2014 | #N/A
| PGEOfSCZ132014 | PGEOfSCZ13 | 2014 | #N/A
| PGEOfSCZ142014 | PGEOfSCZ14 | 2014 | #N/A
| PGEOfSCZ152014 | PGEOfSCZ15 | 2014 | #N/A
| PGEOfSCZ162014 | PGEOfSCZ16 | 2014 | #N/A
| PGERSDCZ012014 | PGERSDCZ01 | 2014 | #N/A
| PGERSDCZ022014 | PGERSDCZ02 | 2014 | #N/A
| PGERSDCZ032014 | PGERSDCZ03 | 2014 | #N/A
| PGERSDCZ042014 | PGERSDCZ04 | 2014 | #N/A
| PGERSDCZ052014 | PGERSDCZ05 | 2014 | #N/A
| PGERSDCZ062014 | PGERSDCZ06 | 2014 | #N/A
| PGERSDCZ072014 | PGERSDCZ07 | 2014 | #N/A
| PGERSDCZ082014 | PGERSDCZ08 | 2014 | #N/A
| PGERSDCZ092014 | PGERSDCZ09 | 2014 | #N/A
| PGERSDCZ102014 | PGERSDCZ10 | 2014 | #N/A
| PGERSDCZ112014 | PGERSDCZ11 | 2014 | #N/A
| PGERSDCZ122014 | PGERSDCZ12 | 2014 | #N/A
| PGERSDCZ132014 | PGERSDCZ13 | 2014 | #N/A
| PGERSDCZ142014 | PGERSDCZ14 | 2014 | #N/A
| PGERSDCZ152014 | PGERSDCZ15 | 2014 | #N/A
| PGERSDCZ162014 | PGERSDCZ16 | 2014 | #N/A
| PGERFFCZ012014 | PGERFFCZ01 | 2014 | #N/A
| PGERFFCZ022014 | PGERFFCZ02 | 2014 | #N/A
| PGERFFCZ032014 | PGERFFCZ03 | 2014 | #N/A
| PGERFFCZ042014 | PGERFFCZ04 | 2014 | #N/A
| PGERFFCZ052014 | PGERFFCZ05 | 2014 | #N/A
| PGERFFCZ062014 | PGERFFCZ06 | 2014 | #N/A
| PGERFFCZ072014 | PGERFFCZ07 | 2014 | #N/A
| PGERFFCZ082014 | PGERFFCZ08 | 2014 | #N/A
| PGERFFCZ092014 | PGERFFCZ09 | 2014 | #N/A
| PGERFFCZ102014 | PGERFFCZ10 | 2014 | #N/A
| PGERFFCZ112014 | PGERFFCZ11 | 2014 | #N/A
| PGERFFCZ122014 | PGERFFCZ12 | 2014 | #N/A
| PGERFFCZ132014 | PGERFFCZ13 | 2014 | #N/A
| PGERFFCZ142014 | PGERFFCZ14 | 2014 | #N/A
| PGERFFCZ152014 | PGERFFCZ15 | 2014 | #N/A
| PGERFFCZ162014 | PGERFFCZ16 | 2014 | #N/A
| PGERt3CZ012014 | PGERt3CZ01 | 2014 | #N/A
| PGERt3CZ022014 | PGERt3CZ02 | 2014 | #N/A
| PGERt3CZ032014 | PGERt3CZ03 | 2014 | #N/A
| PGERt3CZ042014 | PGERt3CZ04 | 2014 | #N/A
| PGERt3CZ052014 | PGERt3CZ05 | 2014 | #N/A
| PGERt3CZ062014 | PGERt3CZ06 | 2014 | #N/A
| PGERt3CZ072014 | PGERt3CZ07 | 2014 | #N/A
| PGERt3CZ082014 | PGERt3CZ08 | 2014 | #N/A
| PGERt3CZ092014 | PGERt3CZ09 | 2014 | #N/A
| PGERt3CZ102014 | PGERt3CZ10 | 2014 | #N/A
| PGERt3CZ112014 | PGERt3CZ11 | 2014 | #N/A
| PGERt3CZ122014 | PGERt3CZ12 | 2014 | #N/A
| PGERt3CZ132014 | PGERt3CZ13 | 2014 | #N/A
| PGERt3CZ142014 | PGERt3CZ14 | 2014 | #N/A
| PGERt3CZ152014 | PGERt3CZ15 | 2014 | #N/A
| PGERt3CZ162014 | PGERt3CZ16 | 2014 | #N/A
| PGERtLCZ012014 | PGERtLCZ01 | 2014 | #N/A
| PGERtLCZ022014 | PGERtLCZ02 | 2014 | #N/A
| PGERtLCZ032014 | PGERtLCZ03 | 2014 | #N/A
| PGERtLCZ042014 | PGERtLCZ04 | 2014 | #N/A
| PGERtLCZ052014 | PGERtLCZ05 | 2014 | #N/A
| PGERtLCZ062014 | PGERtLCZ06 | 2014 | #N/A
| PGERtLCZ072014 | PGERtLCZ07 | 2014 | #N/A
| PGERtLCZ082014 | PGERtLCZ08 | 2014 | #N/A
| PGERtLCZ092014 | PGERtLCZ09 | 2014 | #N/A
| PGERtLCZ102014 | PGERtLCZ10 | 2014 | #N/A
| PGERtLCZ112014 | PGERtLCZ11 | 2014 | #N/A
| PGERtLCZ122014 | PGERtLCZ12 | 2014 | #N/A
| PGERtLCZ132014 | PGERtLCZ13 | 2014 | #N/A
| PGERtLCZ142014 | PGERtLCZ14 | 2014 | #N/A
| PGERtLCZ152014 | PGERtLCZ15 | 2014 | #N/A
| PGERtLCZ162014 | PGERtLCZ16 | 2014 | #N/A
| PGERtSCZ012014 | PGERtSCZ01 | 2014 | #N/A
| PGERtSCZ022014 | PGERtSCZ02 | 2014 | #N/A
| PGERtSCZ032014 | PGERtSCZ03 | 2014 | #N/A
| PGERtSCZ042014 | PGERtSCZ04 | 2014 | #N/A
| PGERtSCZ052014 | PGERtSCZ05 | 2014 | #N/A
| PGERtSCZ062014 | PGERtSCZ06 | 2014 | #N/A
| PGERtSCZ072014 | PGERtSCZ07 | 2014 | #N/A
| PGERtSCZ082014 | PGERtSCZ08 | 2014 | #N/A
| PGERtSCZ092014 | PGERtSCZ09 | 2014 | #N/A
| PGERtSCZ102014 | PGERtSCZ10 | 2014 | #N/A
| PGERtSCZ112014 | PGERtSCZ11 | 2014 | #N/A
| PGERtSCZ122014 | PGERtSCZ12 | 2014 | #N/A
| PGERtSCZ132014 | PGERtSCZ13 | 2014 | #N/A
| PGERtSCZ142014 | PGERtSCZ14 | 2014 | #N/A
| PGERtSCZ152014 | PGERtSCZ15 | 2014 | #N/A
| PGERtSCZ162014 | PGERtSCZ16 | 2014 | #N/A
| PGESCnCZ012014 | PGESCnCZ01 | 2014 | #N/A
| PGESCnCZ022014 | PGESCnCZ02 | 2014 | #N/A
| PGESCnCZ032014 | PGESCnCZ03 | 2014 | #N/A
| PGESCnCZ042014 | PGESCnCZ04 | 2014 | #N/A
| PGESCnCZ052014 | PGESCnCZ05 | 2014 | #N/A
| PGESCnCZ062014 | PGESCnCZ06 | 2014 | #N/A
| PGESCnCZ072014 | PGESCnCZ07 | 2014 | #N/A
| PGESCnCZ082014 | PGESCnCZ08 | 2014 | #N/A
| PGESCnCZ092014 | PGESCnCZ09 | 2014 | #N/A
| PGESCnCZ102014 | PGESCnCZ10 | 2014 | #N/A
| PGESCnCZ112014 | PGESCnCZ11 | 2014 | #N/A
| PGESCnCZ122014 | PGESCnCZ12 | 2014 | #N/A
| PGESCnCZ132014 | PGESCnCZ13 | 2014 | #N/A
| PGESCnCZ142014 | PGESCnCZ14 | 2014 | #N/A
| PGESCnCZ152014 | PGESCnCZ15 | 2014 | #N/A
| PGESCnCZ162014 | PGESCnCZ16 | 2014 | #N/A
| PGESUnCZ012014 | PGESUnCZ01 | 2014 | #N/A
| PGESUnCZ022014 | PGESUnCZ02 | 2014 | #N/A
| PGESUnCZ032014 | PGESUnCZ03 | 2014 | #N/A
| PGESUnCZ042014 | PGESUnCZ04 | 2014 | #N/A
| PGESUnCZ052014 | PGESUnCZ05 | 2014 | #N/A
| PGESUnCZ062014 | PGESUnCZ06 | 2014 | #N/A
| PGESUnCZ072014 | PGESUnCZ07 | 2014 | #N/A
| PGESUnCZ082014 | PGESUnCZ08 | 2014 | #N/A
| PGESUnCZ092014 | PGESUnCZ09 | 2014 | #N/A
| PGESUnCZ102014 | PGESUnCZ10 | 2014 | #N/A
| PGESUnCZ112014 | PGESUnCZ11 | 2014 | #N/A
| PGESUnCZ122014 | PGESUnCZ12 | 2014 | #N/A
| PGESUnCZ132014 | PGESUnCZ13 | 2014 | #N/A
| PGESUnCZ142014 | PGESUnCZ14 | 2014 | #N/A
| PGESUnCZ152014 | PGESUnCZ15 | 2014 | #N/A
| PGESUnCZ162014 | PGESUnCZ16 | 2014 | #N/A
| PGEWRfCZ012014 | PGEWRfCZ01 | 2014 | #N/A
| PGEWRfCZ022014 | PGEWRfCZ02 | 2014 | #N/A
| PGEWRfCZ032014 | PGEWRfCZ03 | 2014 | #N/A
| PGEWRfCZ042014 | PGEWRfCZ04 | 2014 | #N/A
| PGEWRfCZ052014 | PGEWRfCZ05 | 2014 | #N/A
| PGEWRfCZ062014 | PGEWRfCZ06 | 2014 | #N/A
| PGEWRfCZ072014 | PGEWRfCZ07 | 2014 | #N/A
| PGEWRfCZ082014 | PGEWRfCZ08 | 2014 | #N/A
| PGEWRfCZ092014 | PGEWRfCZ09 | 2014 | #N/A
| PGEWRfCZ102014 | PGEWRfCZ10 | 2014 | #N/A
| PGEWRfCZ112014 | PGEWRfCZ11 | 2014 | #N/A
| PGEWRfCZ122014 | PGEWRfCZ12 | 2014 | #N/A
| PGEWRfCZ132014 | PGEWRfCZ13 | 2014 | #N/A
| PGEWRfCZ142014 | PGEWRfCZ14 | 2014 | #N/A
| PGEWRfCZ152014 | PGEWRfCZ15 | 2014 | #N/A
| PGEWRfCZ162014 | PGEWRfCZ16 | 2014 | #N/A
| SCEAsmCZ012014 | SCEAsmCZ01 | 2014 | #N/A
| SCEAsmCZ022014 | SCEAsmCZ02 | 2014 | #N/A
| SCEAsmCZ032014 | SCEAsmCZ03 | 2014 | #N/A
| SCEAsmCZ042014 | SCEAsmCZ04 | 2014 | #N/A
| SCEAsmCZ052014 | SCEAsmCZ05 | 2014 | #N/A
| SCEAsmCZ062014 | SCEAsmCZ06 | 2014 | #N/A
| SCEAsmCZ072014 | SCEAsmCZ07 | 2014 | #N/A
| SCEAsmCZ082014 | SCEAsmCZ08 | 2014 | #N/A
| SCEAsmCZ092014 | SCEAsmCZ09 | 2014 | #N/A
| SCEAsmCZ102014 | SCEAsmCZ10 | 2014 | #N/A
| SCEAsmCZ112014 | SCEAsmCZ11 | 2014 | #N/A
| SCEAsmCZ122014 | SCEAsmCZ12 | 2014 | #N/A
| SCEAsmCZ132014 | SCEAsmCZ13 | 2014 | #N/A
| SCEAsmCZ142014 | SCEAsmCZ14 | 2014 | #N/A
| SCEAsmCZ152014 | SCEAsmCZ15 | 2014 | #N/A
| SCEAsmCZ162014 | SCEAsmCZ16 | 2014 | #N/A
| SCEEPrCZ012014 | SCEEPrCZ01 | 2014 | #N/A
| SCEEPrCZ022014 | SCEEPrCZ02 | 2014 | #N/A
| SCEEPrCZ032014 | SCEEPrCZ03 | 2014 | #N/A
| SCEEPrCZ042014 | SCEEPrCZ04 | 2014 | #N/A
| SCEEPrCZ052014 | SCEEPrCZ05 | 2014 | #N/A
| SCEEPrCZ062014 | SCEEPrCZ06 | 2014 | #N/A
| SCEEPrCZ072014 | SCEEPrCZ07 | 2014 | #N/A
| SCEEPrCZ082014 | SCEEPrCZ08 | 2014 | #N/A
| SCEEPrCZ092014 | SCEEPrCZ09 | 2014 | #N/A
| SCEEPrCZ102014 | SCEEPrCZ10 | 2014 | #N/A
| SCEEPrCZ112014 | SCEEPrCZ11 | 2014 | #N/A
| SCEEPrCZ122014 | SCEEPrCZ12 | 2014 | #N/A
| SCEEPrCZ132014 | SCEEPrCZ13 | 2014 | #N/A
| SCEEPrCZ142014 | SCEEPrCZ14 | 2014 | #N/A
| SCEEPrCZ152014 | SCEEPrCZ15 | 2014 | #N/A
| SCEEPrCZ162014 | SCEEPrCZ16 | 2014 | #N/A
| SCEESeCZ012014 | SCEESeCZ01 | 2014 | #N/A
| SCEESeCZ022014 | SCEESeCZ02 | 2014 | #N/A
| SCEESeCZ032014 | SCEESeCZ03 | 2014 | #N/A
| SCEESeCZ042014 | SCEESeCZ04 | 2014 | #N/A
| SCEESeCZ052014 | SCEESeCZ05 | 2014 | #N/A
| SCEESeCZ062014 | SCEESeCZ06 | 2014 | #N/A
| SCEESeCZ072014 | SCEESeCZ07 | 2014 | #N/A
| SCEESeCZ082014 | SCEESeCZ08 | 2014 | #N/A
| SCEESeCZ092014 | SCEESeCZ09 | 2014 | #N/A
| SCEESeCZ102014 | SCEESeCZ10 | 2014 | #N/A
| SCEESeCZ112014 | SCEESeCZ11 | 2014 | #N/A
| SCEESeCZ122014 | SCEESeCZ12 | 2014 | #N/A
| SCEESeCZ132014 | SCEESeCZ13 | 2014 | #N/A
| SCEESeCZ142014 | SCEESeCZ14 | 2014 | #N/A
| SCEESeCZ152014 | SCEESeCZ15 | 2014 | #N/A
| SCEESeCZ162014 | SCEESeCZ16 | 2014 | #N/A
| SCEECCCZ012014 | SCEECCCZ01 | 2014 | #N/A
| SCEECCCZ022014 | SCEECCCZ02 | 2014 | #N/A
| SCEECCCZ032014 | SCEECCCZ03 | 2014 | #N/A
| SCEECCCZ042014 | SCEECCCZ04 | 2014 | #N/A
| SCEECCCZ052014 | SCEECCCZ05 | 2014 | #N/A
| SCEECCCZ062014 | SCEECCCZ06 | 2014 | #N/A
| SCEECCCZ072014 | SCEECCCZ07 | 2014 | #N/A
| SCEECCCZ082014 | SCEECCCZ08 | 2014 | #N/A
| SCEECCCZ092014 | SCEECCCZ09 | 2014 | #N/A
| SCEECCCZ102014 | SCEECCCZ10 | 2014 | #N/A
| SCEECCCZ112014 | SCEECCCZ11 | 2014 | #N/A
| SCEECCCZ122014 | SCEECCCZ12 | 2014 | #N/A
| SCEECCCZ132014 | SCEECCCZ13 | 2014 | #N/A
| SCEECCCZ142014 | SCEECCCZ14 | 2014 | #N/A
| SCEECCCZ152014 | SCEECCCZ15 | 2014 | #N/A
| SCEECCCZ162014 | SCEECCCZ16 | 2014 | #N/A
| SCEEUnCZ012014 | SCEEUnCZ01 | 2014 | #N/A
| SCEEUnCZ022014 | SCEEUnCZ02 | 2014 | #N/A
| SCEEUnCZ032014 | SCEEUnCZ03 | 2014 | #N/A
| SCEEUnCZ042014 | SCEEUnCZ04 | 2014 | #N/A
| SCEEUnCZ052014 | SCEEUnCZ05 | 2014 | #N/A
| SCEEUnCZ062014 | SCEEUnCZ06 | 2014 | #N/A
| SCEEUnCZ072014 | SCEEUnCZ07 | 2014 | #N/A
| SCEEUnCZ082014 | SCEEUnCZ08 | 2014 | #N/A
| SCEEUnCZ092014 | SCEEUnCZ09 | 2014 | #N/A
| SCEEUnCZ102014 | SCEEUnCZ10 | 2014 | #N/A
| SCEEUnCZ112014 | SCEEUnCZ11 | 2014 | #N/A
| SCEEUnCZ122014 | SCEEUnCZ12 | 2014 | #N/A
| SCEEUnCZ132014 | SCEEUnCZ13 | 2014 | #N/A
| SCEEUnCZ142014 | SCEEUnCZ14 | 2014 | #N/A
| SCEEUnCZ152014 | SCEEUnCZ15 | 2014 | #N/A
| SCEEUnCZ162014 | SCEEUnCZ16 | 2014 | #N/A
| SCEERCCZ012014 | SCEERCCZ01 | 2014 | #N/A
| SCEERCCZ022014 | SCEERCCZ02 | 2014 | #N/A
| SCEERCCZ032014 | SCEERCCZ03 | 2014 | #N/A
| SCEERCCZ042014 | SCEERCCZ04 | 2014 | #N/A
| SCEERCCZ052014 | SCEERCCZ05 | 2014 | #N/A
| SCEERCCZ062014 | SCEERCCZ06 | 2014 | #N/A
| SCEERCCZ072014 | SCEERCCZ07 | 2014 | #N/A
| SCEERCCZ082014 | SCEERCCZ08 | 2014 | #N/A
| SCEERCCZ092014 | SCEERCCZ09 | 2014 | #N/A
| SCEERCCZ102014 | SCEERCCZ10 | 2014 | #N/A
| SCEERCCZ112014 | SCEERCCZ11 | 2014 | #N/A
| SCEERCCZ122014 | SCEERCCZ12 | 2014 | #N/A
| SCEERCCZ132014 | SCEERCCZ13 | 2014 | #N/A
| SCEERCCZ142014 | SCEERCCZ14 | 2014 | #N/A
| SCEERCCZ152014 | SCEERCCZ15 | 2014 | #N/A
| SCEERCCZ162014 | SCEERCCZ16 | 2014 | #N/A
| SCEGroCZ012014 | SCEGroCZ01 | 2014 | #N/A
| SCEGroCZ022014 | SCEGroCZ02 | 2014 | #N/A
| SCEGroCZ032014 | SCEGroCZ03 | 2014 | #N/A
| SCEGroCZ042014 | SCEGroCZ04 | 2014 | #N/A
| SCEGroCZ052014 | SCEGroCZ05 | 2014 | #N/A
| SCEGroCZ062014 | SCEGroCZ06 | 2014 | #N/A
| SCEGroCZ072014 | SCEGroCZ07 | 2014 | #N/A
| SCEGroCZ082014 | SCEGroCZ08 | 2014 | #N/A
| SCEGroCZ092014 | SCEGroCZ09 | 2014 | #N/A
| SCEGroCZ102014 | SCEGroCZ10 | 2014 | #N/A
| SCEGroCZ112014 | SCEGroCZ11 | 2014 | #N/A
| SCEGroCZ122014 | SCEGroCZ12 | 2014 | #N/A
| SCEGroCZ132014 | SCEGroCZ13 | 2014 | #N/A
| SCEGroCZ142014 | SCEGroCZ14 | 2014 | #N/A
| SCEGroCZ152014 | SCEGroCZ15 | 2014 | #N/A
| SCEGroCZ162014 | SCEGroCZ16 | 2014 | #N/A
| SCEHspCZ012014 | SCEHspCZ01 | 2014 | #N/A
| SCEHspCZ022014 | SCEHspCZ02 | 2014 | #N/A
| SCEHspCZ032014 | SCEHspCZ03 | 2014 | #N/A
| SCEHspCZ042014 | SCEHspCZ04 | 2014 | #N/A
| SCEHspCZ052014 | SCEHspCZ05 | 2014 | #N/A
| SCEHspCZ062014 | SCEHspCZ06 | 2014 | #N/A
| SCEHspCZ072014 | SCEHspCZ07 | 2014 | #N/A
| SCEHspCZ082014 | SCEHspCZ08 | 2014 | #N/A
| SCEHspCZ092014 | SCEHspCZ09 | 2014 | #N/A
| SCEHspCZ102014 | SCEHspCZ10 | 2014 | #N/A
| SCEHspCZ112014 | SCEHspCZ11 | 2014 | #N/A
| SCEHspCZ122014 | SCEHspCZ12 | 2014 | #N/A
| SCEHspCZ132014 | SCEHspCZ13 | 2014 | #N/A
| SCEHspCZ142014 | SCEHspCZ14 | 2014 | #N/A
| SCEHspCZ152014 | SCEHspCZ15 | 2014 | #N/A
| SCEHspCZ162014 | SCEHspCZ16 | 2014 | #N/A
| SCENrsCZ012014 | SCENrsCZ01 | 2014 | #N/A
| SCENrsCZ022014 | SCENrsCZ02 | 2014 | #N/A
| SCENrsCZ032014 | SCENrsCZ03 | 2014 | #N/A
| SCENrsCZ042014 | SCENrsCZ04 | 2014 | #N/A
| SCENrsCZ052014 | SCENrsCZ05 | 2014 | #N/A
| SCENrsCZ062014 | SCENrsCZ06 | 2014 | #N/A
| SCENrsCZ072014 | SCENrsCZ07 | 2014 | #N/A
| SCENrsCZ082014 | SCENrsCZ08 | 2014 | #N/A
| SCENrsCZ092014 | SCENrsCZ09 | 2014 | #N/A
| SCENrsCZ102014 | SCENrsCZ10 | 2014 | #N/A
| SCENrsCZ112014 | SCENrsCZ11 | 2014 | #N/A
| SCENrsCZ122014 | SCENrsCZ12 | 2014 | #N/A
| SCENrsCZ132014 | SCENrsCZ13 | 2014 | #N/A
| SCENrsCZ142014 | SCENrsCZ14 | 2014 | #N/A
| SCENrsCZ152014 | SCENrsCZ15 | 2014 | #N/A
| SCENrsCZ162014 | SCENrsCZ16 | 2014 | #N/A
| SCEHtlCZ012014 | SCEHtlCZ01 | 2014 | #N/A
| SCEHtlCZ022014 | SCEHtlCZ02 | 2014 | #N/A
| SCEHtlCZ032014 | SCEHtlCZ03 | 2014 | #N/A
| SCEHtlCZ042014 | SCEHtlCZ04 | 2014 | #N/A
| SCEHtlCZ052014 | SCEHtlCZ05 | 2014 | #N/A
| SCEHtlCZ062014 | SCEHtlCZ06 | 2014 | #N/A
| SCEHtlCZ072014 | SCEHtlCZ07 | 2014 | #N/A
| SCEHtlCZ082014 | SCEHtlCZ08 | 2014 | #N/A
| SCEHtlCZ092014 | SCEHtlCZ09 | 2014 | #N/A
| SCEHtlCZ102014 | SCEHtlCZ10 | 2014 | #N/A
| SCEHtlCZ112014 | SCEHtlCZ11 | 2014 | #N/A
| SCEHtlCZ122014 | SCEHtlCZ12 | 2014 | #N/A
| SCEHtlCZ132014 | SCEHtlCZ13 | 2014 | #N/A
| SCEHtlCZ142014 | SCEHtlCZ14 | 2014 | #N/A
| SCEHtlCZ152014 | SCEHtlCZ15 | 2014 | #N/A
| SCEHtlCZ162014 | SCEHtlCZ16 | 2014 | #N/A
| SCEMtlCZ012014 | SCEMtlCZ01 | 2014 | #N/A
| SCEMtlCZ022014 | SCEMtlCZ02 | 2014 | #N/A
| SCEMtlCZ032014 | SCEMtlCZ03 | 2014 | #N/A
| SCEMtlCZ042014 | SCEMtlCZ04 | 2014 | #N/A
| SCEMtlCZ052014 | SCEMtlCZ05 | 2014 | #N/A
| SCEMtlCZ062014 | SCEMtlCZ06 | 2014 | #N/A
| SCEMtlCZ072014 | SCEMtlCZ07 | 2014 | #N/A
| SCEMtlCZ082014 | SCEMtlCZ08 | 2014 | #N/A
| SCEMtlCZ092014 | SCEMtlCZ09 | 2014 | #N/A
| SCEMtlCZ102014 | SCEMtlCZ10 | 2014 | #N/A
| SCEMtlCZ112014 | SCEMtlCZ11 | 2014 | #N/A
| SCEMtlCZ122014 | SCEMtlCZ12 | 2014 | #N/A
| SCEMtlCZ132014 | SCEMtlCZ13 | 2014 | #N/A
| SCEMtlCZ142014 | SCEMtlCZ14 | 2014 | #N/A
| SCEMtlCZ152014 | SCEMtlCZ15 | 2014 | #N/A
| SCEMtlCZ162014 | SCEMtlCZ16 | 2014 | #N/A
| SCEMBTCZ012014 | SCEMBTCZ01 | 2014 | #N/A
| SCEMBTCZ022014 | SCEMBTCZ02 | 2014 | #N/A
| SCEMBTCZ032014 | SCEMBTCZ03 | 2014 | #N/A
| SCEMBTCZ042014 | SCEMBTCZ04 | 2014 | #N/A
| SCEMBTCZ052014 | SCEMBTCZ05 | 2014 | #N/A
| SCEMBTCZ062014 | SCEMBTCZ06 | 2014 | #N/A
| SCEMBTCZ072014 | SCEMBTCZ07 | 2014 | #N/A
| SCEMBTCZ082014 | SCEMBTCZ08 | 2014 | #N/A
| SCEMBTCZ092014 | SCEMBTCZ09 | 2014 | #N/A
| SCEMBTCZ102014 | SCEMBTCZ10 | 2014 | #N/A
| SCEMBTCZ112014 | SCEMBTCZ11 | 2014 | #N/A
| SCEMBTCZ122014 | SCEMBTCZ12 | 2014 | #N/A
| SCEMBTCZ132014 | SCEMBTCZ13 | 2014 | #N/A
| SCEMBTCZ142014 | SCEMBTCZ14 | 2014 | #N/A
| SCEMBTCZ152014 | SCEMBTCZ15 | 2014 | #N/A
| SCEMBTCZ162014 | SCEMBTCZ16 | 2014 | #N/A
| SCEMLICZ012014 | SCEMLICZ01 | 2014 | #N/A
| SCEMLICZ022014 | SCEMLICZ02 | 2014 | #N/A
| SCEMLICZ032014 | SCEMLICZ03 | 2014 | #N/A
| SCEMLICZ042014 | SCEMLICZ04 | 2014 | #N/A
| SCEMLICZ052014 | SCEMLICZ05 | 2014 | #N/A
| SCEMLICZ062014 | SCEMLICZ06 | 2014 | #N/A
| SCEMLICZ072014 | SCEMLICZ07 | 2014 | #N/A
| SCEMLICZ082014 | SCEMLICZ08 | 2014 | #N/A
| SCEMLICZ092014 | SCEMLICZ09 | 2014 | #N/A
| SCEMLICZ102014 | SCEMLICZ10 | 2014 | #N/A
| SCEMLICZ112014 | SCEMLICZ11 | 2014 | #N/A
| SCEMLICZ122014 | SCEMLICZ12 | 2014 | #N/A
| SCEMLICZ132014 | SCEMLICZ13 | 2014 | #N/A
| SCEMLICZ142014 | SCEMLICZ14 | 2014 | #N/A
| SCEMLICZ152014 | SCEMLICZ15 | 2014 | #N/A
| SCEMLICZ162014 | SCEMLICZ16 | 2014 | #N/A
| SCEOfLCZ012014 | SCEOfLCZ01 | 2014 | #N/A
| SCEOfLCZ022014 | SCEOfLCZ02 | 2014 | #N/A
| SCEOfLCZ032014 | SCEOfLCZ03 | 2014 | #N/A
| SCEOfLCZ042014 | SCEOfLCZ04 | 2014 | #N/A
| SCEOfLCZ052014 | SCEOfLCZ05 | 2014 | #N/A
| SCEOfLCZ062014 | SCEOfLCZ06 | 2014 | #N/A
| SCEOfLCZ072014 | SCEOfLCZ07 | 2014 | #N/A
| SCEOfLCZ082014 | SCEOfLCZ08 | 2014 | #N/A
| SCEOfLCZ092014 | SCEOfLCZ09 | 2014 | #N/A
| SCEOfLCZ102014 | SCEOfLCZ10 | 2014 | #N/A
| SCEOfLCZ112014 | SCEOfLCZ11 | 2014 | #N/A
| SCEOfLCZ122014 | SCEOfLCZ12 | 2014 | #N/A
| SCEOfLCZ132014 | SCEOfLCZ13 | 2014 | #N/A
| SCEOfLCZ142014 | SCEOfLCZ14 | 2014 | #N/A
| SCEOfLCZ152014 | SCEOfLCZ15 | 2014 | #N/A
| SCEOfLCZ162014 | SCEOfLCZ16 | 2014 | #N/A
| SCEOfSCZ012014 | SCEOfSCZ01 | 2014 | #N/A
| SCEOfSCZ022014 | SCEOfSCZ02 | 2014 | #N/A
| SCEOfSCZ032014 | SCEOfSCZ03 | 2014 | #N/A
| SCEOfSCZ042014 | SCEOfSCZ04 | 2014 | #N/A
| SCEOfSCZ052014 | SCEOfSCZ05 | 2014 | #N/A
| SCEOfSCZ062014 | SCEOfSCZ06 | 2014 | #N/A
| SCEOfSCZ072014 | SCEOfSCZ07 | 2014 | #N/A
| SCEOfSCZ082014 | SCEOfSCZ08 | 2014 | #N/A
| SCEOfSCZ092014 | SCEOfSCZ09 | 2014 | #N/A
| SCEOfSCZ102014 | SCEOfSCZ10 | 2014 | #N/A
| SCEOfSCZ112014 | SCEOfSCZ11 | 2014 | #N/A
| SCEOfSCZ122014 | SCEOfSCZ12 | 2014 | #N/A
| SCEOfSCZ132014 | SCEOfSCZ13 | 2014 | #N/A
| SCEOfSCZ142014 | SCEOfSCZ14 | 2014 | #N/A
| SCEOfSCZ152014 | SCEOfSCZ15 | 2014 | #N/A
| SCEOfSCZ162014 | SCEOfSCZ16 | 2014 | #N/A
| SCERSDCZ012014 | SCERSDCZ01 | 2014 | #N/A
| SCERSDCZ022014 | SCERSDCZ02 | 2014 | #N/A
| SCERSDCZ032014 | SCERSDCZ03 | 2014 | #N/A
| SCERSDCZ042014 | SCERSDCZ04 | 2014 | #N/A
| SCERSDCZ052014 | SCERSDCZ05 | 2014 | #N/A
| SCERSDCZ062014 | SCERSDCZ06 | 2014 | #N/A
| SCERSDCZ072014 | SCERSDCZ07 | 2014 | #N/A
| SCERSDCZ082014 | SCERSDCZ08 | 2014 | #N/A
| SCERSDCZ092014 | SCERSDCZ09 | 2014 | #N/A
| SCERSDCZ102014 | SCERSDCZ10 | 2014 | #N/A
| SCERSDCZ112014 | SCERSDCZ11 | 2014 | #N/A
| SCERSDCZ122014 | SCERSDCZ12 | 2014 | #N/A
| SCERSDCZ132014 | SCERSDCZ13 | 2014 | #N/A
| SCERSDCZ142014 | SCERSDCZ14 | 2014 | #N/A
| SCERSDCZ152014 | SCERSDCZ15 | 2014 | #N/A
| SCERSDCZ162014 | SCERSDCZ16 | 2014 | #N/A
| SCERFFCZ012014 | SCERFFCZ01 | 2014 | #N/A
| SCERFFCZ022014 | SCERFFCZ02 | 2014 | #N/A
| SCERFFCZ032014 | SCERFFCZ03 | 2014 | #N/A
| SCERFFCZ042014 | SCERFFCZ04 | 2014 | #N/A
| SCERFFCZ052014 | SCERFFCZ05 | 2014 | #N/A
| SCERFFCZ062014 | SCERFFCZ06 | 2014 | #N/A
| SCERFFCZ072014 | SCERFFCZ07 | 2014 | #N/A
| SCERFFCZ082014 | SCERFFCZ08 | 2014 | #N/A
| SCERFFCZ092014 | SCERFFCZ09 | 2014 | #N/A
| SCERFFCZ102014 | SCERFFCZ10 | 2014 | #N/A
| SCERFFCZ112014 | SCERFFCZ11 | 2014 | #N/A
| SCERFFCZ122014 | SCERFFCZ12 | 2014 | #N/A
| SCERFFCZ132014 | SCERFFCZ13 | 2014 | #N/A
| SCERFFCZ142014 | SCERFFCZ14 | 2014 | #N/A
| SCERFFCZ152014 | SCERFFCZ15 | 2014 | #N/A
| SCERFFCZ162014 | SCERFFCZ16 | 2014 | #N/A
| SCERt3CZ012014 | SCERt3CZ01 | 2014 | #N/A
| SCERt3CZ022014 | SCERt3CZ02 | 2014 | #N/A
| SCERt3CZ032014 | SCERt3CZ03 | 2014 | #N/A
| SCERt3CZ042014 | SCERt3CZ04 | 2014 | #N/A
| SCERt3CZ052014 | SCERt3CZ05 | 2014 | #N/A
| SCERt3CZ062014 | SCERt3CZ06 | 2014 | #N/A
| SCERt3CZ072014 | SCERt3CZ07 | 2014 | #N/A
| SCERt3CZ082014 | SCERt3CZ08 | 2014 | #N/A
| SCERt3CZ092014 | SCERt3CZ09 | 2014 | #N/A
| SCERt3CZ102014 | SCERt3CZ10 | 2014 | #N/A
| SCERt3CZ112014 | SCERt3CZ11 | 2014 | #N/A
| SCERt3CZ122014 | SCERt3CZ12 | 2014 | #N/A
| SCERt3CZ132014 | SCERt3CZ13 | 2014 | #N/A
| SCERt3CZ142014 | SCERt3CZ14 | 2014 | #N/A
| SCERt3CZ152014 | SCERt3CZ15 | 2014 | #N/A
| SCERt3CZ162014 | SCERt3CZ16 | 2014 | #N/A
| SCERtLCZ012014 | SCERtLCZ01 | 2014 | #N/A
| SCERtLCZ022014 | SCERtLCZ02 | 2014 | #N/A
| SCERtLCZ032014 | SCERtLCZ03 | 2014 | #N/A
| SCERtLCZ042014 | SCERtLCZ04 | 2014 | #N/A
| SCERtLCZ052014 | SCERtLCZ05 | 2014 | #N/A
| SCERtLCZ062014 | SCERtLCZ06 | 2014 | #N/A
| SCERtLCZ072014 | SCERtLCZ07 | 2014 | #N/A
| SCERtLCZ082014 | SCERtLCZ08 | 2014 | #N/A
| SCERtLCZ092014 | SCERtLCZ09 | 2014 | #N/A
| SCERtLCZ102014 | SCERtLCZ10 | 2014 | #N/A
| SCERtLCZ112014 | SCERtLCZ11 | 2014 | #N/A
| SCERtLCZ122014 | SCERtLCZ12 | 2014 | #N/A
| SCERtLCZ132014 | SCERtLCZ13 | 2014 | #N/A
| SCERtLCZ142014 | SCERtLCZ14 | 2014 | #N/A
| SCERtLCZ152014 | SCERtLCZ15 | 2014 | #N/A
| SCERtLCZ162014 | SCERtLCZ16 | 2014 | #N/A
| SCERtSCZ012014 | SCERtSCZ01 | 2014 | #N/A
| SCERtSCZ022014 | SCERtSCZ02 | 2014 | #N/A
| SCERtSCZ032014 | SCERtSCZ03 | 2014 | #N/A
| SCERtSCZ042014 | SCERtSCZ04 | 2014 | #N/A
| SCERtSCZ052014 | SCERtSCZ05 | 2014 | #N/A
| SCERtSCZ062014 | SCERtSCZ06 | 2014 | #N/A
| SCERtSCZ072014 | SCERtSCZ07 | 2014 | #N/A
| SCERtSCZ082014 | SCERtSCZ08 | 2014 | #N/A
| SCERtSCZ092014 | SCERtSCZ09 | 2014 | #N/A
| SCERtSCZ102014 | SCERtSCZ10 | 2014 | #N/A
| SCERtSCZ112014 | SCERtSCZ11 | 2014 | #N/A
| SCERtSCZ122014 | SCERtSCZ12 | 2014 | #N/A
| SCERtSCZ132014 | SCERtSCZ13 | 2014 | #N/A
| SCERtSCZ142014 | SCERtSCZ14 | 2014 | #N/A
| SCERtSCZ152014 | SCERtSCZ15 | 2014 | #N/A
| SCERtSCZ162014 | SCERtSCZ16 | 2014 | #N/A
| SCESCnCZ012014 | SCESCnCZ01 | 2014 | #N/A
| SCESCnCZ022014 | SCESCnCZ02 | 2014 | #N/A
| SCESCnCZ032014 | SCESCnCZ03 | 2014 | #N/A
| SCESCnCZ042014 | SCESCnCZ04 | 2014 | #N/A
| SCESCnCZ052014 | SCESCnCZ05 | 2014 | #N/A
| SCESCnCZ062014 | SCESCnCZ06 | 2014 | #N/A
| SCESCnCZ072014 | SCESCnCZ07 | 2014 | #N/A
| SCESCnCZ082014 | SCESCnCZ08 | 2014 | #N/A
| SCESCnCZ092014 | SCESCnCZ09 | 2014 | #N/A
| SCESCnCZ102014 | SCESCnCZ10 | 2014 | #N/A
| SCESCnCZ112014 | SCESCnCZ11 | 2014 | #N/A
| SCESCnCZ122014 | SCESCnCZ12 | 2014 | #N/A
| SCESCnCZ132014 | SCESCnCZ13 | 2014 | #N/A
| SCESCnCZ142014 | SCESCnCZ14 | 2014 | #N/A
| SCESCnCZ152014 | SCESCnCZ15 | 2014 | #N/A
| SCESCnCZ162014 | SCESCnCZ16 | 2014 | #N/A
| SCESUnCZ012014 | SCESUnCZ01 | 2014 | #N/A
| SCESUnCZ022014 | SCESUnCZ02 | 2014 | #N/A
| SCESUnCZ032014 | SCESUnCZ03 | 2014 | #N/A
| SCESUnCZ042014 | SCESUnCZ04 | 2014 | #N/A
| SCESUnCZ052014 | SCESUnCZ05 | 2014 | #N/A
| SCESUnCZ062014 | SCESUnCZ06 | 2014 | #N/A
| SCESUnCZ072014 | SCESUnCZ07 | 2014 | #N/A
| SCESUnCZ082014 | SCESUnCZ08 | 2014 | #N/A
| SCESUnCZ092014 | SCESUnCZ09 | 2014 | #N/A
| SCESUnCZ102014 | SCESUnCZ10 | 2014 | #N/A
| SCESUnCZ112014 | SCESUnCZ11 | 2014 | #N/A
| SCESUnCZ122014 | SCESUnCZ12 | 2014 | #N/A
| SCESUnCZ132014 | SCESUnCZ13 | 2014 | #N/A
| SCESUnCZ142014 | SCESUnCZ14 | 2014 | #N/A
| SCESUnCZ152014 | SCESUnCZ15 | 2014 | #N/A
| SCESUnCZ162014 | SCESUnCZ16 | 2014 | #N/A
| SCEWRfCZ012014 | SCEWRfCZ01 | 2014 | #N/A
| SCEWRfCZ022014 | SCEWRfCZ02 | 2014 | #N/A
| SCEWRfCZ032014 | SCEWRfCZ03 | 2014 | #N/A
| SCEWRfCZ042014 | SCEWRfCZ04 | 2014 | #N/A
| SCEWRfCZ052014 | SCEWRfCZ05 | 2014 | #N/A
| SCEWRfCZ062014 | SCEWRfCZ06 | 2014 | #N/A
| SCEWRfCZ072014 | SCEWRfCZ07 | 2014 | #N/A
| SCEWRfCZ082014 | SCEWRfCZ08 | 2014 | #N/A
| SCEWRfCZ092014 | SCEWRfCZ09 | 2014 | #N/A
| SCEWRfCZ102014 | SCEWRfCZ10 | 2014 | #N/A
| SCEWRfCZ112014 | SCEWRfCZ11 | 2014 | #N/A
| SCEWRfCZ122014 | SCEWRfCZ12 | 2014 | #N/A
| SCEWRfCZ132014 | SCEWRfCZ13 | 2014 | #N/A
| SCEWRfCZ142014 | SCEWRfCZ14 | 2014 | #N/A
| SCEWRfCZ152014 | SCEWRfCZ15 | 2014 | #N/A
| SCEWRfCZ162014 | SCEWRfCZ16 | 2014 | #N/A
| SDGAsmCZ012014 | SDGAsmCZ01 | 2014 | #N/A
| SDGAsmCZ022014 | SDGAsmCZ02 | 2014 | #N/A
| SDGAsmCZ032014 | SDGAsmCZ03 | 2014 | #N/A
| SDGAsmCZ042014 | SDGAsmCZ04 | 2014 | #N/A
| SDGAsmCZ052014 | SDGAsmCZ05 | 2014 | #N/A
| SDGAsmCZ062014 | SDGAsmCZ06 | 2014 | #N/A
| SDGAsmCZ072014 | SDGAsmCZ07 | 2014 | #N/A
| SDGAsmCZ082014 | SDGAsmCZ08 | 2014 | #N/A
| SDGAsmCZ092014 | SDGAsmCZ09 | 2014 | #N/A
| SDGAsmCZ102014 | SDGAsmCZ10 | 2014 | #N/A
| SDGAsmCZ112014 | SDGAsmCZ11 | 2014 | #N/A
| SDGAsmCZ122014 | SDGAsmCZ12 | 2014 | #N/A
| SDGAsmCZ132014 | SDGAsmCZ13 | 2014 | #N/A
| SDGAsmCZ142014 | SDGAsmCZ14 | 2014 | #N/A
| SDGAsmCZ152014 | SDGAsmCZ15 | 2014 | #N/A
| SDGAsmCZ162014 | SDGAsmCZ16 | 2014 | #N/A
| SDGEPrCZ012014 | SDGEPrCZ01 | 2014 | #N/A
| SDGEPrCZ022014 | SDGEPrCZ02 | 2014 | #N/A
| SDGEPrCZ032014 | SDGEPrCZ03 | 2014 | #N/A
| SDGEPrCZ042014 | SDGEPrCZ04 | 2014 | #N/A
| SDGEPrCZ052014 | SDGEPrCZ05 | 2014 | #N/A
| SDGEPrCZ062014 | SDGEPrCZ06 | 2014 | #N/A
| SDGEPrCZ072014 | SDGEPrCZ07 | 2014 | #N/A
| SDGEPrCZ082014 | SDGEPrCZ08 | 2014 | #N/A
| SDGEPrCZ092014 | SDGEPrCZ09 | 2014 | #N/A
| SDGEPrCZ102014 | SDGEPrCZ10 | 2014 | #N/A
| SDGEPrCZ112014 | SDGEPrCZ11 | 2014 | #N/A
| SDGEPrCZ122014 | SDGEPrCZ12 | 2014 | #N/A
| SDGEPrCZ132014 | SDGEPrCZ13 | 2014 | #N/A
| SDGEPrCZ142014 | SDGEPrCZ14 | 2014 | #N/A
| SDGEPrCZ152014 | SDGEPrCZ15 | 2014 | #N/A
| SDGEPrCZ162014 | SDGEPrCZ16 | 2014 | #N/A
| SDGESeCZ012014 | SDGESeCZ01 | 2014 | #N/A
| SDGESeCZ022014 | SDGESeCZ02 | 2014 | #N/A
| SDGESeCZ032014 | SDGESeCZ03 | 2014 | #N/A
| SDGESeCZ042014 | SDGESeCZ04 | 2014 | #N/A
| SDGESeCZ052014 | SDGESeCZ05 | 2014 | #N/A
| SDGESeCZ062014 | SDGESeCZ06 | 2014 | #N/A
| SDGESeCZ072014 | SDGESeCZ07 | 2014 | #N/A
| SDGESeCZ082014 | SDGESeCZ08 | 2014 | #N/A
| SDGESeCZ092014 | SDGESeCZ09 | 2014 | #N/A
| SDGESeCZ102014 | SDGESeCZ10 | 2014 | #N/A
| SDGESeCZ112014 | SDGESeCZ11 | 2014 | #N/A
| SDGESeCZ122014 | SDGESeCZ12 | 2014 | #N/A
| SDGESeCZ132014 | SDGESeCZ13 | 2014 | #N/A
| SDGESeCZ142014 | SDGESeCZ14 | 2014 | #N/A
| SDGESeCZ152014 | SDGESeCZ15 | 2014 | #N/A
| SDGESeCZ162014 | SDGESeCZ16 | 2014 | #N/A
| SDGECCCZ012014 | SDGECCCZ01 | 2014 | #N/A
| SDGECCCZ022014 | SDGECCCZ02 | 2014 | #N/A
| SDGECCCZ032014 | SDGECCCZ03 | 2014 | #N/A
| SDGECCCZ042014 | SDGECCCZ04 | 2014 | #N/A
| SDGECCCZ052014 | SDGECCCZ05 | 2014 | #N/A
| SDGECCCZ062014 | SDGECCCZ06 | 2014 | #N/A
| SDGECCCZ072014 | SDGECCCZ07 | 2014 | #N/A
| SDGECCCZ082014 | SDGECCCZ08 | 2014 | #N/A
| SDGECCCZ092014 | SDGECCCZ09 | 2014 | #N/A
| SDGECCCZ102014 | SDGECCCZ10 | 2014 | #N/A
| SDGECCCZ112014 | SDGECCCZ11 | 2014 | #N/A
| SDGECCCZ122014 | SDGECCCZ12 | 2014 | #N/A
| SDGECCCZ132014 | SDGECCCZ13 | 2014 | #N/A
| SDGECCCZ142014 | SDGECCCZ14 | 2014 | #N/A
| SDGECCCZ152014 | SDGECCCZ15 | 2014 | #N/A
| SDGECCCZ162014 | SDGECCCZ16 | 2014 | #N/A
| SDGEUnCZ012014 | SDGEUnCZ01 | 2014 | #N/A
| SDGEUnCZ022014 | SDGEUnCZ02 | 2014 | #N/A
| SDGEUnCZ032014 | SDGEUnCZ03 | 2014 | #N/A
| SDGEUnCZ042014 | SDGEUnCZ04 | 2014 | #N/A
| SDGEUnCZ052014 | SDGEUnCZ05 | 2014 | #N/A
| SDGEUnCZ062014 | SDGEUnCZ06 | 2014 | #N/A
| SDGEUnCZ072014 | SDGEUnCZ07 | 2014 | #N/A
| SDGEUnCZ082014 | SDGEUnCZ08 | 2014 | #N/A
| SDGEUnCZ092014 | SDGEUnCZ09 | 2014 | #N/A
| SDGEUnCZ102014 | SDGEUnCZ10 | 2014 | #N/A
| SDGEUnCZ112014 | SDGEUnCZ11 | 2014 | #N/A
| SDGEUnCZ122014 | SDGEUnCZ12 | 2014 | #N/A
| SDGEUnCZ132014 | SDGEUnCZ13 | 2014 | #N/A
| SDGEUnCZ142014 | SDGEUnCZ14 | 2014 | #N/A
| SDGEUnCZ152014 | SDGEUnCZ15 | 2014 | #N/A
| SDGEUnCZ162014 | SDGEUnCZ16 | 2014 | #N/A
| SDGERCCZ012014 | SDGERCCZ01 | 2014 | #N/A
| SDGERCCZ022014 | SDGERCCZ02 | 2014 | #N/A
| SDGERCCZ032014 | SDGERCCZ03 | 2014 | #N/A
| SDGERCCZ042014 | SDGERCCZ04 | 2014 | #N/A
| SDGERCCZ052014 | SDGERCCZ05 | 2014 | #N/A
| SDGERCCZ062014 | SDGERCCZ06 | 2014 | #N/A
| SDGERCCZ072014 | SDGERCCZ07 | 2014 | #N/A
| SDGERCCZ082014 | SDGERCCZ08 | 2014 | #N/A
| SDGERCCZ092014 | SDGERCCZ09 | 2014 | #N/A
| SDGERCCZ102014 | SDGERCCZ10 | 2014 | #N/A
| SDGERCCZ112014 | SDGERCCZ11 | 2014 | #N/A
| SDGERCCZ122014 | SDGERCCZ12 | 2014 | #N/A
| SDGERCCZ132014 | SDGERCCZ13 | 2014 | #N/A
| SDGERCCZ142014 | SDGERCCZ14 | 2014 | #N/A
| SDGERCCZ152014 | SDGERCCZ15 | 2014 | #N/A
| SDGERCCZ162014 | SDGERCCZ16 | 2014 | #N/A
| SDGGroCZ012014 | SDGGroCZ01 | 2014 | #N/A
| SDGGroCZ022014 | SDGGroCZ02 | 2014 | #N/A
| SDGGroCZ032014 | SDGGroCZ03 | 2014 | #N/A
| SDGGroCZ042014 | SDGGroCZ04 | 2014 | #N/A
| SDGGroCZ052014 | SDGGroCZ05 | 2014 | #N/A
| SDGGroCZ062014 | SDGGroCZ06 | 2014 | #N/A
| SDGGroCZ072014 | SDGGroCZ07 | 2014 | #N/A
| SDGGroCZ082014 | SDGGroCZ08 | 2014 | #N/A
| SDGGroCZ092014 | SDGGroCZ09 | 2014 | #N/A
| SDGGroCZ102014 | SDGGroCZ10 | 2014 | #N/A
| SDGGroCZ112014 | SDGGroCZ11 | 2014 | #N/A
| SDGGroCZ122014 | SDGGroCZ12 | 2014 | #N/A
| SDGGroCZ132014 | SDGGroCZ13 | 2014 | #N/A
| SDGGroCZ142014 | SDGGroCZ14 | 2014 | #N/A
| SDGGroCZ152014 | SDGGroCZ15 | 2014 | #N/A
| SDGGroCZ162014 | SDGGroCZ16 | 2014 | #N/A
| SDGHspCZ012014 | SDGHspCZ01 | 2014 | #N/A
| SDGHspCZ022014 | SDGHspCZ02 | 2014 | #N/A
| SDGHspCZ032014 | SDGHspCZ03 | 2014 | #N/A
| SDGHspCZ042014 | SDGHspCZ04 | 2014 | #N/A
| SDGHspCZ052014 | SDGHspCZ05 | 2014 | #N/A
| SDGHspCZ062014 | SDGHspCZ06 | 2014 | #N/A
| SDGHspCZ072014 | SDGHspCZ07 | 2014 | #N/A
| SDGHspCZ082014 | SDGHspCZ08 | 2014 | #N/A
| SDGHspCZ092014 | SDGHspCZ09 | 2014 | #N/A
| SDGHspCZ102014 | SDGHspCZ10 | 2014 | #N/A
| SDGHspCZ112014 | SDGHspCZ11 | 2014 | #N/A
| SDGHspCZ122014 | SDGHspCZ12 | 2014 | #N/A
| SDGHspCZ132014 | SDGHspCZ13 | 2014 | #N/A
| SDGHspCZ142014 | SDGHspCZ14 | 2014 | #N/A
| SDGHspCZ152014 | SDGHspCZ15 | 2014 | #N/A
| SDGHspCZ162014 | SDGHspCZ16 | 2014 | #N/A
| SDGNrsCZ012014 | SDGNrsCZ01 | 2014 | #N/A
| SDGNrsCZ022014 | SDGNrsCZ02 | 2014 | #N/A
| SDGNrsCZ032014 | SDGNrsCZ03 | 2014 | #N/A
| SDGNrsCZ042014 | SDGNrsCZ04 | 2014 | #N/A
| SDGNrsCZ052014 | SDGNrsCZ05 | 2014 | #N/A
| SDGNrsCZ062014 | SDGNrsCZ06 | 2014 | #N/A
| SDGNrsCZ072014 | SDGNrsCZ07 | 2014 | #N/A
| SDGNrsCZ082014 | SDGNrsCZ08 | 2014 | #N/A
| SDGNrsCZ092014 | SDGNrsCZ09 | 2014 | #N/A
| SDGNrsCZ102014 | SDGNrsCZ10 | 2014 | #N/A
| SDGNrsCZ112014 | SDGNrsCZ11 | 2014 | #N/A
| SDGNrsCZ122014 | SDGNrsCZ12 | 2014 | #N/A
| SDGNrsCZ132014 | SDGNrsCZ13 | 2014 | #N/A
| SDGNrsCZ142014 | SDGNrsCZ14 | 2014 | #N/A
| SDGNrsCZ152014 | SDGNrsCZ15 | 2014 | #N/A
| SDGNrsCZ162014 | SDGNrsCZ16 | 2014 | #N/A
| SDGHtlCZ012014 | SDGHtlCZ01 | 2014 | #N/A
| SDGHtlCZ022014 | SDGHtlCZ02 | 2014 | #N/A
| SDGHtlCZ032014 | SDGHtlCZ03 | 2014 | #N/A
| SDGHtlCZ042014 | SDGHtlCZ04 | 2014 | #N/A
| SDGHtlCZ052014 | SDGHtlCZ05 | 2014 | #N/A
| SDGHtlCZ062014 | SDGHtlCZ06 | 2014 | #N/A
| SDGHtlCZ072014 | SDGHtlCZ07 | 2014 | #N/A
| SDGHtlCZ082014 | SDGHtlCZ08 | 2014 | #N/A
| SDGHtlCZ092014 | SDGHtlCZ09 | 2014 | #N/A
| SDGHtlCZ102014 | SDGHtlCZ10 | 2014 | #N/A
| SDGHtlCZ112014 | SDGHtlCZ11 | 2014 | #N/A
| SDGHtlCZ122014 | SDGHtlCZ12 | 2014 | #N/A
| SDGHtlCZ132014 | SDGHtlCZ13 | 2014 | #N/A
| SDGHtlCZ142014 | SDGHtlCZ14 | 2014 | #N/A
| SDGHtlCZ152014 | SDGHtlCZ15 | 2014 | #N/A
| SDGHtlCZ162014 | SDGHtlCZ16 | 2014 | #N/A
| SDGMtlCZ012014 | SDGMtlCZ01 | 2014 | #N/A
| SDGMtlCZ022014 | SDGMtlCZ02 | 2014 | #N/A
| SDGMtlCZ032014 | SDGMtlCZ03 | 2014 | #N/A
| SDGMtlCZ042014 | SDGMtlCZ04 | 2014 | #N/A
| SDGMtlCZ052014 | SDGMtlCZ05 | 2014 | #N/A
| SDGMtlCZ062014 | SDGMtlCZ06 | 2014 | #N/A
| SDGMtlCZ072014 | SDGMtlCZ07 | 2014 | #N/A
| SDGMtlCZ082014 | SDGMtlCZ08 | 2014 | #N/A
| SDGMtlCZ092014 | SDGMtlCZ09 | 2014 | #N/A
| SDGMtlCZ102014 | SDGMtlCZ10 | 2014 | #N/A
| SDGMtlCZ112014 | SDGMtlCZ11 | 2014 | #N/A
| SDGMtlCZ122014 | SDGMtlCZ12 | 2014 | #N/A
| SDGMtlCZ132014 | SDGMtlCZ13 | 2014 | #N/A
| SDGMtlCZ142014 | SDGMtlCZ14 | 2014 | #N/A
| SDGMtlCZ152014 | SDGMtlCZ15 | 2014 | #N/A
| SDGMtlCZ162014 | SDGMtlCZ16 | 2014 | #N/A
| SDGMBTCZ012014 | SDGMBTCZ01 | 2014 | #N/A
| SDGMBTCZ022014 | SDGMBTCZ02 | 2014 | #N/A
| SDGMBTCZ032014 | SDGMBTCZ03 | 2014 | #N/A
| SDGMBTCZ042014 | SDGMBTCZ04 | 2014 | #N/A
| SDGMBTCZ052014 | SDGMBTCZ05 | 2014 | #N/A
| SDGMBTCZ062014 | SDGMBTCZ06 | 2014 | #N/A
| SDGMBTCZ072014 | SDGMBTCZ07 | 2014 | #N/A
| SDGMBTCZ082014 | SDGMBTCZ08 | 2014 | #N/A
| SDGMBTCZ092014 | SDGMBTCZ09 | 2014 | #N/A
| SDGMBTCZ102014 | SDGMBTCZ10 | 2014 | #N/A
| SDGMBTCZ112014 | SDGMBTCZ11 | 2014 | #N/A
| SDGMBTCZ122014 | SDGMBTCZ12 | 2014 | #N/A
| SDGMBTCZ132014 | SDGMBTCZ13 | 2014 | #N/A
| SDGMBTCZ142014 | SDGMBTCZ14 | 2014 | #N/A
| SDGMBTCZ152014 | SDGMBTCZ15 | 2014 | #N/A
| SDGMBTCZ162014 | SDGMBTCZ16 | 2014 | #N/A
| SDGMLICZ012014 | SDGMLICZ01 | 2014 | #N/A
| SDGMLICZ022014 | SDGMLICZ02 | 2014 | #N/A
| SDGMLICZ032014 | SDGMLICZ03 | 2014 | #N/A
| SDGMLICZ042014 | SDGMLICZ04 | 2014 | #N/A
| SDGMLICZ052014 | SDGMLICZ05 | 2014 | #N/A
| SDGMLICZ062014 | SDGMLICZ06 | 2014 | #N/A
| SDGMLICZ072014 | SDGMLICZ07 | 2014 | #N/A
| SDGMLICZ082014 | SDGMLICZ08 | 2014 | #N/A
| SDGMLICZ092014 | SDGMLICZ09 | 2014 | #N/A
| SDGMLICZ102014 | SDGMLICZ10 | 2014 | #N/A
| SDGMLICZ112014 | SDGMLICZ11 | 2014 | #N/A
| SDGMLICZ122014 | SDGMLICZ12 | 2014 | #N/A
| SDGMLICZ132014 | SDGMLICZ13 | 2014 | #N/A
| SDGMLICZ142014 | SDGMLICZ14 | 2014 | #N/A
| SDGMLICZ152014 | SDGMLICZ15 | 2014 | #N/A
| SDGMLICZ162014 | SDGMLICZ16 | 2014 | #N/A
| SDGOfLCZ012014 | SDGOfLCZ01 | 2014 | #N/A
| SDGOfLCZ022014 | SDGOfLCZ02 | 2014 | #N/A
| SDGOfLCZ032014 | SDGOfLCZ03 | 2014 | #N/A
| SDGOfLCZ042014 | SDGOfLCZ04 | 2014 | #N/A
| SDGOfLCZ052014 | SDGOfLCZ05 | 2014 | #N/A
| SDGOfLCZ062014 | SDGOfLCZ06 | 2014 | #N/A
| SDGOfLCZ072014 | SDGOfLCZ07 | 2014 | #N/A
| SDGOfLCZ082014 | SDGOfLCZ08 | 2014 | #N/A
| SDGOfLCZ092014 | SDGOfLCZ09 | 2014 | #N/A
| SDGOfLCZ102014 | SDGOfLCZ10 | 2014 | #N/A
| SDGOfLCZ112014 | SDGOfLCZ11 | 2014 | #N/A
| SDGOfLCZ122014 | SDGOfLCZ12 | 2014 | #N/A
| SDGOfLCZ132014 | SDGOfLCZ13 | 2014 | #N/A
| SDGOfLCZ142014 | SDGOfLCZ14 | 2014 | #N/A
| SDGOfLCZ152014 | SDGOfLCZ15 | 2014 | #N/A
| SDGOfLCZ162014 | SDGOfLCZ16 | 2014 | #N/A
| SDGOfSCZ012014 | SDGOfSCZ01 | 2014 | #N/A
| SDGOfSCZ022014 | SDGOfSCZ02 | 2014 | #N/A
| SDGOfSCZ032014 | SDGOfSCZ03 | 2014 | #N/A
| SDGOfSCZ042014 | SDGOfSCZ04 | 2014 | #N/A
| SDGOfSCZ052014 | SDGOfSCZ05 | 2014 | #N/A
| SDGOfSCZ062014 | SDGOfSCZ06 | 2014 | #N/A
| SDGOfSCZ072014 | SDGOfSCZ07 | 2014 | #N/A
| SDGOfSCZ082014 | SDGOfSCZ08 | 2014 | #N/A
| SDGOfSCZ092014 | SDGOfSCZ09 | 2014 | #N/A
| SDGOfSCZ102014 | SDGOfSCZ10 | 2014 | #N/A
| SDGOfSCZ112014 | SDGOfSCZ11 | 2014 | #N/A
| SDGOfSCZ122014 | SDGOfSCZ12 | 2014 | #N/A
| SDGOfSCZ132014 | SDGOfSCZ13 | 2014 | #N/A
| SDGOfSCZ142014 | SDGOfSCZ14 | 2014 | #N/A
| SDGOfSCZ152014 | SDGOfSCZ15 | 2014 | #N/A
| SDGOfSCZ162014 | SDGOfSCZ16 | 2014 | #N/A
| SDGRSDCZ012014 | SDGRSDCZ01 | 2014 | #N/A
| SDGRSDCZ022014 | SDGRSDCZ02 | 2014 | #N/A
| SDGRSDCZ032014 | SDGRSDCZ03 | 2014 | #N/A
| SDGRSDCZ042014 | SDGRSDCZ04 | 2014 | #N/A
| SDGRSDCZ052014 | SDGRSDCZ05 | 2014 | #N/A
| SDGRSDCZ062014 | SDGRSDCZ06 | 2014 | #N/A
| SDGRSDCZ072014 | SDGRSDCZ07 | 2014 | #N/A
| SDGRSDCZ082014 | SDGRSDCZ08 | 2014 | #N/A
| SDGRSDCZ092014 | SDGRSDCZ09 | 2014 | #N/A
| SDGRSDCZ102014 | SDGRSDCZ10 | 2014 | #N/A
| SDGRSDCZ112014 | SDGRSDCZ11 | 2014 | #N/A
| SDGRSDCZ122014 | SDGRSDCZ12 | 2014 | #N/A
| SDGRSDCZ132014 | SDGRSDCZ13 | 2014 | #N/A
| SDGRSDCZ142014 | SDGRSDCZ14 | 2014 | #N/A
| SDGRSDCZ152014 | SDGRSDCZ15 | 2014 | #N/A
| SDGRSDCZ162014 | SDGRSDCZ16 | 2014 | #N/A
| SDGRFFCZ012014 | SDGRFFCZ01 | 2014 | #N/A
| SDGRFFCZ022014 | SDGRFFCZ02 | 2014 | #N/A
| SDGRFFCZ032014 | SDGRFFCZ03 | 2014 | #N/A
| SDGRFFCZ042014 | SDGRFFCZ04 | 2014 | #N/A
| SDGRFFCZ052014 | SDGRFFCZ05 | 2014 | #N/A
| SDGRFFCZ062014 | SDGRFFCZ06 | 2014 | #N/A
| SDGRFFCZ072014 | SDGRFFCZ07 | 2014 | #N/A
| SDGRFFCZ082014 | SDGRFFCZ08 | 2014 | #N/A
| SDGRFFCZ092014 | SDGRFFCZ09 | 2014 | #N/A
| SDGRFFCZ102014 | SDGRFFCZ10 | 2014 | #N/A
| SDGRFFCZ112014 | SDGRFFCZ11 | 2014 | #N/A
| SDGRFFCZ122014 | SDGRFFCZ12 | 2014 | #N/A
| SDGRFFCZ132014 | SDGRFFCZ13 | 2014 | #N/A
| SDGRFFCZ142014 | SDGRFFCZ14 | 2014 | #N/A
| SDGRFFCZ152014 | SDGRFFCZ15 | 2014 | #N/A
| SDGRFFCZ162014 | SDGRFFCZ16 | 2014 | #N/A
| SDGRt3CZ012014 | SDGRt3CZ01 | 2014 | #N/A
| SDGRt3CZ022014 | SDGRt3CZ02 | 2014 | #N/A
| SDGRt3CZ032014 | SDGRt3CZ03 | 2014 | #N/A
| SDGRt3CZ042014 | SDGRt3CZ04 | 2014 | #N/A
| SDGRt3CZ052014 | SDGRt3CZ05 | 2014 | #N/A
| SDGRt3CZ062014 | SDGRt3CZ06 | 2014 | #N/A
| SDGRt3CZ072014 | SDGRt3CZ07 | 2014 | #N/A
| SDGRt3CZ082014 | SDGRt3CZ08 | 2014 | #N/A
| SDGRt3CZ092014 | SDGRt3CZ09 | 2014 | #N/A
| SDGRt3CZ102014 | SDGRt3CZ10 | 2014 | #N/A
| SDGRt3CZ112014 | SDGRt3CZ11 | 2014 | #N/A
| SDGRt3CZ122014 | SDGRt3CZ12 | 2014 | #N/A
| SDGRt3CZ132014 | SDGRt3CZ13 | 2014 | #N/A
| SDGRt3CZ142014 | SDGRt3CZ14 | 2014 | #N/A
| SDGRt3CZ152014 | SDGRt3CZ15 | 2014 | #N/A
| SDGRt3CZ162014 | SDGRt3CZ16 | 2014 | #N/A
| SDGRtLCZ012014 | SDGRtLCZ01 | 2014 | #N/A
| SDGRtLCZ022014 | SDGRtLCZ02 | 2014 | #N/A
| SDGRtLCZ032014 | SDGRtLCZ03 | 2014 | #N/A
| SDGRtLCZ042014 | SDGRtLCZ04 | 2014 | #N/A
| SDGRtLCZ052014 | SDGRtLCZ05 | 2014 | #N/A
| SDGRtLCZ062014 | SDGRtLCZ06 | 2014 | #N/A
| SDGRtLCZ072014 | SDGRtLCZ07 | 2014 | #N/A
| SDGRtLCZ082014 | SDGRtLCZ08 | 2014 | #N/A
| SDGRtLCZ092014 | SDGRtLCZ09 | 2014 | #N/A
| SDGRtLCZ102014 | SDGRtLCZ10 | 2014 | #N/A
| SDGRtLCZ112014 | SDGRtLCZ11 | 2014 | #N/A
| SDGRtLCZ122014 | SDGRtLCZ12 | 2014 | #N/A
| SDGRtLCZ132014 | SDGRtLCZ13 | 2014 | #N/A
| SDGRtLCZ142014 | SDGRtLCZ14 | 2014 | #N/A
| SDGRtLCZ152014 | SDGRtLCZ15 | 2014 | #N/A
| SDGRtLCZ162014 | SDGRtLCZ16 | 2014 | #N/A
| SDGRtSCZ012014 | SDGRtSCZ01 | 2014 | #N/A
| SDGRtSCZ022014 | SDGRtSCZ02 | 2014 | #N/A
| SDGRtSCZ032014 | SDGRtSCZ03 | 2014 | #N/A
| SDGRtSCZ042014 | SDGRtSCZ04 | 2014 | #N/A
| SDGRtSCZ052014 | SDGRtSCZ05 | 2014 | #N/A
| SDGRtSCZ062014 | SDGRtSCZ06 | 2014 | #N/A
| SDGRtSCZ072014 | SDGRtSCZ07 | 2014 | #N/A
| SDGRtSCZ082014 | SDGRtSCZ08 | 2014 | #N/A
| SDGRtSCZ092014 | SDGRtSCZ09 | 2014 | #N/A
| SDGRtSCZ102014 | SDGRtSCZ10 | 2014 | #N/A
| SDGRtSCZ112014 | SDGRtSCZ11 | 2014 | #N/A
| SDGRtSCZ122014 | SDGRtSCZ12 | 2014 | #N/A
| SDGRtSCZ132014 | SDGRtSCZ13 | 2014 | #N/A
| SDGRtSCZ142014 | SDGRtSCZ14 | 2014 | #N/A
| SDGRtSCZ152014 | SDGRtSCZ15 | 2014 | #N/A
| SDGRtSCZ162014 | SDGRtSCZ16 | 2014 | #N/A
| SDGSCnCZ012014 | SDGSCnCZ01 | 2014 | #N/A
| SDGSCnCZ022014 | SDGSCnCZ02 | 2014 | #N/A
| SDGSCnCZ032014 | SDGSCnCZ03 | 2014 | #N/A
| SDGSCnCZ042014 | SDGSCnCZ04 | 2014 | #N/A
| SDGSCnCZ052014 | SDGSCnCZ05 | 2014 | #N/A
| SDGSCnCZ062014 | SDGSCnCZ06 | 2014 | #N/A
| SDGSCnCZ072014 | SDGSCnCZ07 | 2014 | #N/A
| SDGSCnCZ082014 | SDGSCnCZ08 | 2014 | #N/A
| SDGSCnCZ092014 | SDGSCnCZ09 | 2014 | #N/A
| SDGSCnCZ102014 | SDGSCnCZ10 | 2014 | #N/A
| SDGSCnCZ112014 | SDGSCnCZ11 | 2014 | #N/A
| SDGSCnCZ122014 | SDGSCnCZ12 | 2014 | #N/A
| SDGSCnCZ132014 | SDGSCnCZ13 | 2014 | #N/A
| SDGSCnCZ142014 | SDGSCnCZ14 | 2014 | #N/A
| SDGSCnCZ152014 | SDGSCnCZ15 | 2014 | #N/A
| SDGSCnCZ162014 | SDGSCnCZ16 | 2014 | #N/A
| SDGSUnCZ012014 | SDGSUnCZ01 | 2014 | #N/A
| SDGSUnCZ022014 | SDGSUnCZ02 | 2014 | #N/A
| SDGSUnCZ032014 | SDGSUnCZ03 | 2014 | #N/A
| SDGSUnCZ042014 | SDGSUnCZ04 | 2014 | #N/A
| SDGSUnCZ052014 | SDGSUnCZ05 | 2014 | #N/A
| SDGSUnCZ062014 | SDGSUnCZ06 | 2014 | #N/A
| SDGSUnCZ072014 | SDGSUnCZ07 | 2014 | #N/A
| SDGSUnCZ082014 | SDGSUnCZ08 | 2014 | #N/A
| SDGSUnCZ092014 | SDGSUnCZ09 | 2014 | #N/A
| SDGSUnCZ102014 | SDGSUnCZ10 | 2014 | #N/A
| SDGSUnCZ112014 | SDGSUnCZ11 | 2014 | #N/A
| SDGSUnCZ122014 | SDGSUnCZ12 | 2014 | #N/A
| SDGSUnCZ132014 | SDGSUnCZ13 | 2014 | #N/A
| SDGSUnCZ142014 | SDGSUnCZ14 | 2014 | #N/A
| SDGSUnCZ152014 | SDGSUnCZ15 | 2014 | #N/A
| SDGSUnCZ162014 | SDGSUnCZ16 | 2014 | #N/A
| SDGWRfCZ012014 | SDGWRfCZ01 | 2014 | #N/A
| SDGWRfCZ022014 | SDGWRfCZ02 | 2014 | #N/A
| SDGWRfCZ032014 | SDGWRfCZ03 | 2014 | #N/A
| SDGWRfCZ042014 | SDGWRfCZ04 | 2014 | #N/A
| SDGWRfCZ052014 | SDGWRfCZ05 | 2014 | #N/A
| SDGWRfCZ062014 | SDGWRfCZ06 | 2014 | #N/A
| SDGWRfCZ072014 | SDGWRfCZ07 | 2014 | #N/A
| SDGWRfCZ082014 | SDGWRfCZ08 | 2014 | #N/A
| SDGWRfCZ092014 | SDGWRfCZ09 | 2014 | #N/A
| SDGWRfCZ102014 | SDGWRfCZ10 | 2014 | #N/A
| SDGWRfCZ112014 | SDGWRfCZ11 | 2014 | #N/A
| SDGWRfCZ122014 | SDGWRfCZ12 | 2014 | #N/A
| SDGWRfCZ132014 | SDGWRfCZ13 | 2014 | #N/A
| SDGWRfCZ142014 | SDGWRfCZ14 | 2014 | #N/A
| SDGWRfCZ152014 | SDGWRfCZ15 | 2014 | #N/A
| SDGWRfCZ162014 | SDGWRfCZ16 | 2014 | #N/A
| SCGAsmCZ012014 | SCGAsmCZ01 | 2014 | #N/A
| SCGAsmCZ022014 | SCGAsmCZ02 | 2014 | #N/A
| SCGAsmCZ032014 | SCGAsmCZ03 | 2014 | #N/A
| SCGAsmCZ042014 | SCGAsmCZ04 | 2014 | #N/A
| SCGAsmCZ052014 | SCGAsmCZ05 | 2014 | #N/A
| SCGAsmCZ062014 | SCGAsmCZ06 | 2014 | #N/A
| SCGAsmCZ072014 | SCGAsmCZ07 | 2014 | #N/A
| SCGAsmCZ082014 | SCGAsmCZ08 | 2014 | #N/A
| SCGAsmCZ092014 | SCGAsmCZ09 | 2014 | #N/A
| SCGAsmCZ102014 | SCGAsmCZ10 | 2014 | #N/A
| SCGAsmCZ112014 | SCGAsmCZ11 | 2014 | #N/A
| SCGAsmCZ122014 | SCGAsmCZ12 | 2014 | #N/A
| SCGAsmCZ132014 | SCGAsmCZ13 | 2014 | #N/A
| SCGAsmCZ142014 | SCGAsmCZ14 | 2014 | #N/A
| SCGAsmCZ152014 | SCGAsmCZ15 | 2014 | #N/A
| SCGAsmCZ162014 | SCGAsmCZ16 | 2014 | #N/A
| SCGEPrCZ012014 | SCGEPrCZ01 | 2014 | #N/A
| SCGEPrCZ022014 | SCGEPrCZ02 | 2014 | #N/A
| SCGEPrCZ032014 | SCGEPrCZ03 | 2014 | #N/A
| SCGEPrCZ042014 | SCGEPrCZ04 | 2014 | #N/A
| SCGEPrCZ052014 | SCGEPrCZ05 | 2014 | #N/A
| SCGEPrCZ062014 | SCGEPrCZ06 | 2014 | #N/A
| SCGEPrCZ072014 | SCGEPrCZ07 | 2014 | #N/A
| SCGEPrCZ082014 | SCGEPrCZ08 | 2014 | #N/A
| SCGEPrCZ092014 | SCGEPrCZ09 | 2014 | #N/A
| SCGEPrCZ102014 | SCGEPrCZ10 | 2014 | #N/A
| SCGEPrCZ112014 | SCGEPrCZ11 | 2014 | #N/A
| SCGEPrCZ122014 | SCGEPrCZ12 | 2014 | #N/A
| SCGEPrCZ132014 | SCGEPrCZ13 | 2014 | #N/A
| SCGEPrCZ142014 | SCGEPrCZ14 | 2014 | #N/A
| SCGEPrCZ152014 | SCGEPrCZ15 | 2014 | #N/A
| SCGEPrCZ162014 | SCGEPrCZ16 | 2014 | #N/A
| SCGESeCZ012014 | SCGESeCZ01 | 2014 | #N/A
| SCGESeCZ022014 | SCGESeCZ02 | 2014 | #N/A
| SCGESeCZ032014 | SCGESeCZ03 | 2014 | #N/A
| SCGESeCZ042014 | SCGESeCZ04 | 2014 | #N/A
| SCGESeCZ052014 | SCGESeCZ05 | 2014 | #N/A
| SCGESeCZ062014 | SCGESeCZ06 | 2014 | #N/A
| SCGESeCZ072014 | SCGESeCZ07 | 2014 | #N/A
| SCGESeCZ082014 | SCGESeCZ08 | 2014 | #N/A
| SCGESeCZ092014 | SCGESeCZ09 | 2014 | #N/A
| SCGESeCZ102014 | SCGESeCZ10 | 2014 | #N/A
| SCGESeCZ112014 | SCGESeCZ11 | 2014 | #N/A
| SCGESeCZ122014 | SCGESeCZ12 | 2014 | #N/A
| SCGESeCZ132014 | SCGESeCZ13 | 2014 | #N/A
| SCGESeCZ142014 | SCGESeCZ14 | 2014 | #N/A
| SCGESeCZ152014 | SCGESeCZ15 | 2014 | #N/A
| SCGESeCZ162014 | SCGESeCZ16 | 2014 | #N/A
| SCGECCCZ012014 | SCGECCCZ01 | 2014 | #N/A
| SCGECCCZ022014 | SCGECCCZ02 | 2014 | #N/A
| SCGECCCZ032014 | SCGECCCZ03 | 2014 | #N/A
| SCGECCCZ042014 | SCGECCCZ04 | 2014 | #N/A
| SCGECCCZ052014 | SCGECCCZ05 | 2014 | #N/A
| SCGECCCZ062014 | SCGECCCZ06 | 2014 | #N/A
| SCGECCCZ072014 | SCGECCCZ07 | 2014 | #N/A
| SCGECCCZ082014 | SCGECCCZ08 | 2014 | #N/A
| SCGECCCZ092014 | SCGECCCZ09 | 2014 | #N/A
| SCGECCCZ102014 | SCGECCCZ10 | 2014 | #N/A
| SCGECCCZ112014 | SCGECCCZ11 | 2014 | #N/A
| SCGECCCZ122014 | SCGECCCZ12 | 2014 | #N/A
| SCGECCCZ132014 | SCGECCCZ13 | 2014 | #N/A
| SCGECCCZ142014 | SCGECCCZ14 | 2014 | #N/A
| SCGECCCZ152014 | SCGECCCZ15 | 2014 | #N/A
| SCGECCCZ162014 | SCGECCCZ16 | 2014 | #N/A
| SCGEUnCZ012014 | SCGEUnCZ01 | 2014 | #N/A
| SCGEUnCZ022014 | SCGEUnCZ02 | 2014 | #N/A
| SCGEUnCZ032014 | SCGEUnCZ03 | 2014 | #N/A
| SCGEUnCZ042014 | SCGEUnCZ04 | 2014 | #N/A
| SCGEUnCZ052014 | SCGEUnCZ05 | 2014 | #N/A
| SCGEUnCZ062014 | SCGEUnCZ06 | 2014 | #N/A
| SCGEUnCZ072014 | SCGEUnCZ07 | 2014 | #N/A
| SCGEUnCZ082014 | SCGEUnCZ08 | 2014 | #N/A
| SCGEUnCZ092014 | SCGEUnCZ09 | 2014 | #N/A
| SCGEUnCZ102014 | SCGEUnCZ10 | 2014 | #N/A
| SCGEUnCZ112014 | SCGEUnCZ11 | 2014 | #N/A
| SCGEUnCZ122014 | SCGEUnCZ12 | 2014 | #N/A
| SCGEUnCZ132014 | SCGEUnCZ13 | 2014 | #N/A
| SCGEUnCZ142014 | SCGEUnCZ14 | 2014 | #N/A
| SCGEUnCZ152014 | SCGEUnCZ15 | 2014 | #N/A
| SCGEUnCZ162014 | SCGEUnCZ16 | 2014 | #N/A
| SCGERCCZ012014 | SCGERCCZ01 | 2014 | #N/A
| SCGERCCZ022014 | SCGERCCZ02 | 2014 | #N/A
| SCGERCCZ032014 | SCGERCCZ03 | 2014 | #N/A
| SCGERCCZ042014 | SCGERCCZ04 | 2014 | #N/A
| SCGERCCZ052014 | SCGERCCZ05 | 2014 | #N/A
| SCGERCCZ062014 | SCGERCCZ06 | 2014 | #N/A
| SCGERCCZ072014 | SCGERCCZ07 | 2014 | #N/A
| SCGERCCZ082014 | SCGERCCZ08 | 2014 | #N/A
| SCGERCCZ092014 | SCGERCCZ09 | 2014 | #N/A
| SCGERCCZ102014 | SCGERCCZ10 | 2014 | #N/A
| SCGERCCZ112014 | SCGERCCZ11 | 2014 | #N/A
| SCGERCCZ122014 | SCGERCCZ12 | 2014 | #N/A
| SCGERCCZ132014 | SCGERCCZ13 | 2014 | #N/A
| SCGERCCZ142014 | SCGERCCZ14 | 2014 | #N/A
| SCGERCCZ152014 | SCGERCCZ15 | 2014 | #N/A
| SCGERCCZ162014 | SCGERCCZ16 | 2014 | #N/A
| SCGGroCZ012014 | SCGGroCZ01 | 2014 | #N/A
| SCGGroCZ022014 | SCGGroCZ02 | 2014 | #N/A
| SCGGroCZ032014 | SCGGroCZ03 | 2014 | #N/A
| SCGGroCZ042014 | SCGGroCZ04 | 2014 | #N/A
| SCGGroCZ052014 | SCGGroCZ05 | 2014 | #N/A
| SCGGroCZ062014 | SCGGroCZ06 | 2014 | #N/A
| SCGGroCZ072014 | SCGGroCZ07 | 2014 | #N/A
| SCGGroCZ082014 | SCGGroCZ08 | 2014 | #N/A
| SCGGroCZ092014 | SCGGroCZ09 | 2014 | #N/A
| SCGGroCZ102014 | SCGGroCZ10 | 2014 | #N/A
| SCGGroCZ112014 | SCGGroCZ11 | 2014 | #N/A
| SCGGroCZ122014 | SCGGroCZ12 | 2014 | #N/A
| SCGGroCZ132014 | SCGGroCZ13 | 2014 | #N/A
| SCGGroCZ142014 | SCGGroCZ14 | 2014 | #N/A
| SCGGroCZ152014 | SCGGroCZ15 | 2014 | #N/A
| SCGGroCZ162014 | SCGGroCZ16 | 2014 | #N/A
| SCGHspCZ012014 | SCGHspCZ01 | 2014 | #N/A
| SCGHspCZ022014 | SCGHspCZ02 | 2014 | #N/A
| SCGHspCZ032014 | SCGHspCZ03 | 2014 | #N/A
| SCGHspCZ042014 | SCGHspCZ04 | 2014 | #N/A
| SCGHspCZ052014 | SCGHspCZ05 | 2014 | #N/A
| SCGHspCZ062014 | SCGHspCZ06 | 2014 | #N/A
| SCGHspCZ072014 | SCGHspCZ07 | 2014 | #N/A
| SCGHspCZ082014 | SCGHspCZ08 | 2014 | #N/A
| SCGHspCZ092014 | SCGHspCZ09 | 2014 | #N/A
| SCGHspCZ102014 | SCGHspCZ10 | 2014 | #N/A
| SCGHspCZ112014 | SCGHspCZ11 | 2014 | #N/A
| SCGHspCZ122014 | SCGHspCZ12 | 2014 | #N/A
| SCGHspCZ132014 | SCGHspCZ13 | 2014 | #N/A
| SCGHspCZ142014 | SCGHspCZ14 | 2014 | #N/A
| SCGHspCZ152014 | SCGHspCZ15 | 2014 | #N/A
| SCGHspCZ162014 | SCGHspCZ16 | 2014 | #N/A
| SCGNrsCZ012014 | SCGNrsCZ01 | 2014 | #N/A
| SCGNrsCZ022014 | SCGNrsCZ02 | 2014 | #N/A
| SCGNrsCZ032014 | SCGNrsCZ03 | 2014 | #N/A
| SCGNrsCZ042014 | SCGNrsCZ04 | 2014 | #N/A
| SCGNrsCZ052014 | SCGNrsCZ05 | 2014 | #N/A
| SCGNrsCZ062014 | SCGNrsCZ06 | 2014 | #N/A
| SCGNrsCZ072014 | SCGNrsCZ07 | 2014 | #N/A
| SCGNrsCZ082014 | SCGNrsCZ08 | 2014 | #N/A
| SCGNrsCZ092014 | SCGNrsCZ09 | 2014 | #N/A
| SCGNrsCZ102014 | SCGNrsCZ10 | 2014 | #N/A
| SCGNrsCZ112014 | SCGNrsCZ11 | 2014 | #N/A
| SCGNrsCZ122014 | SCGNrsCZ12 | 2014 | #N/A
| SCGNrsCZ132014 | SCGNrsCZ13 | 2014 | #N/A
| SCGNrsCZ142014 | SCGNrsCZ14 | 2014 | #N/A
| SCGNrsCZ152014 | SCGNrsCZ15 | 2014 | #N/A
| SCGNrsCZ162014 | SCGNrsCZ16 | 2014 | #N/A
| SCGHtlCZ012014 | SCGHtlCZ01 | 2014 | #N/A
| SCGHtlCZ022014 | SCGHtlCZ02 | 2014 | #N/A
| SCGHtlCZ032014 | SCGHtlCZ03 | 2014 | #N/A
| SCGHtlCZ042014 | SCGHtlCZ04 | 2014 | #N/A
| SCGHtlCZ052014 | SCGHtlCZ05 | 2014 | #N/A
| SCGHtlCZ062014 | SCGHtlCZ06 | 2014 | #N/A
| SCGHtlCZ072014 | SCGHtlCZ07 | 2014 | #N/A
| SCGHtlCZ082014 | SCGHtlCZ08 | 2014 | #N/A
| SCGHtlCZ092014 | SCGHtlCZ09 | 2014 | #N/A
| SCGHtlCZ102014 | SCGHtlCZ10 | 2014 | #N/A
| SCGHtlCZ112014 | SCGHtlCZ11 | 2014 | #N/A
| SCGHtlCZ122014 | SCGHtlCZ12 | 2014 | #N/A
| SCGHtlCZ132014 | SCGHtlCZ13 | 2014 | #N/A
| SCGHtlCZ142014 | SCGHtlCZ14 | 2014 | #N/A
| SCGHtlCZ152014 | SCGHtlCZ15 | 2014 | #N/A
| SCGHtlCZ162014 | SCGHtlCZ16 | 2014 | #N/A
| SCGMtlCZ012014 | SCGMtlCZ01 | 2014 | #N/A
| SCGMtlCZ022014 | SCGMtlCZ02 | 2014 | #N/A
| SCGMtlCZ032014 | SCGMtlCZ03 | 2014 | #N/A
| SCGMtlCZ042014 | SCGMtlCZ04 | 2014 | #N/A
| SCGMtlCZ052014 | SCGMtlCZ05 | 2014 | #N/A
| SCGMtlCZ062014 | SCGMtlCZ06 | 2014 | #N/A
| SCGMtlCZ072014 | SCGMtlCZ07 | 2014 | #N/A
| SCGMtlCZ082014 | SCGMtlCZ08 | 2014 | #N/A
| SCGMtlCZ092014 | SCGMtlCZ09 | 2014 | #N/A
| SCGMtlCZ102014 | SCGMtlCZ10 | 2014 | #N/A
| SCGMtlCZ112014 | SCGMtlCZ11 | 2014 | #N/A
| SCGMtlCZ122014 | SCGMtlCZ12 | 2014 | #N/A
| SCGMtlCZ132014 | SCGMtlCZ13 | 2014 | #N/A
| SCGMtlCZ142014 | SCGMtlCZ14 | 2014 | #N/A
| SCGMtlCZ152014 | SCGMtlCZ15 | 2014 | #N/A
| SCGMtlCZ162014 | SCGMtlCZ16 | 2014 | #N/A
| SCGMBTCZ012014 | SCGMBTCZ01 | 2014 | #N/A
| SCGMBTCZ022014 | SCGMBTCZ02 | 2014 | #N/A
| SCGMBTCZ032014 | SCGMBTCZ03 | 2014 | #N/A
| SCGMBTCZ042014 | SCGMBTCZ04 | 2014 | #N/A
| SCGMBTCZ052014 | SCGMBTCZ05 | 2014 | #N/A
| SCGMBTCZ062014 | SCGMBTCZ06 | 2014 | #N/A
| SCGMBTCZ072014 | SCGMBTCZ07 | 2014 | #N/A
| SCGMBTCZ082014 | SCGMBTCZ08 | 2014 | #N/A
| SCGMBTCZ092014 | SCGMBTCZ09 | 2014 | #N/A
| SCGMBTCZ102014 | SCGMBTCZ10 | 2014 | #N/A
| SCGMBTCZ112014 | SCGMBTCZ11 | 2014 | #N/A
| SCGMBTCZ122014 | SCGMBTCZ12 | 2014 | #N/A
| SCGMBTCZ132014 | SCGMBTCZ13 | 2014 | #N/A
| SCGMBTCZ142014 | SCGMBTCZ14 | 2014 | #N/A
| SCGMBTCZ152014 | SCGMBTCZ15 | 2014 | #N/A
| SCGMBTCZ162014 | SCGMBTCZ16 | 2014 | #N/A
| SCGMLICZ012014 | SCGMLICZ01 | 2014 | #N/A
| SCGMLICZ022014 | SCGMLICZ02 | 2014 | #N/A
| SCGMLICZ032014 | SCGMLICZ03 | 2014 | #N/A
| SCGMLICZ042014 | SCGMLICZ04 | 2014 | #N/A
| SCGMLICZ052014 | SCGMLICZ05 | 2014 | #N/A
| SCGMLICZ062014 | SCGMLICZ06 | 2014 | #N/A
| SCGMLICZ072014 | SCGMLICZ07 | 2014 | #N/A
| SCGMLICZ082014 | SCGMLICZ08 | 2014 | #N/A
| SCGMLICZ092014 | SCGMLICZ09 | 2014 | #N/A
| SCGMLICZ102014 | SCGMLICZ10 | 2014 | #N/A
| SCGMLICZ112014 | SCGMLICZ11 | 2014 | #N/A
| SCGMLICZ122014 | SCGMLICZ12 | 2014 | #N/A
| SCGMLICZ132014 | SCGMLICZ13 | 2014 | #N/A
| SCGMLICZ142014 | SCGMLICZ14 | 2014 | #N/A
| SCGMLICZ152014 | SCGMLICZ15 | 2014 | #N/A
| SCGMLICZ162014 | SCGMLICZ16 | 2014 | #N/A
| SCGOfLCZ012014 | SCGOfLCZ01 | 2014 | #N/A
| SCGOfLCZ022014 | SCGOfLCZ02 | 2014 | #N/A
| SCGOfLCZ032014 | SCGOfLCZ03 | 2014 | #N/A
| SCGOfLCZ042014 | SCGOfLCZ04 | 2014 | #N/A
| SCGOfLCZ052014 | SCGOfLCZ05 | 2014 | #N/A
| SCGOfLCZ062014 | SCGOfLCZ06 | 2014 | #N/A
| SCGOfLCZ072014 | SCGOfLCZ07 | 2014 | #N/A
| SCGOfLCZ082014 | SCGOfLCZ08 | 2014 | #N/A
| SCGOfLCZ092014 | SCGOfLCZ09 | 2014 | #N/A
| SCGOfLCZ102014 | SCGOfLCZ10 | 2014 | #N/A
| SCGOfLCZ112014 | SCGOfLCZ11 | 2014 | #N/A
| SCGOfLCZ122014 | SCGOfLCZ12 | 2014 | #N/A
| SCGOfLCZ132014 | SCGOfLCZ13 | 2014 | #N/A
| SCGOfLCZ142014 | SCGOfLCZ14 | 2014 | #N/A
| SCGOfLCZ152014 | SCGOfLCZ15 | 2014 | #N/A
| SCGOfLCZ162014 | SCGOfLCZ16 | 2014 | #N/A
| SCGOfSCZ012014 | SCGOfSCZ01 | 2014 | #N/A
| SCGOfSCZ022014 | SCGOfSCZ02 | 2014 | #N/A
| SCGOfSCZ032014 | SCGOfSCZ03 | 2014 | #N/A
| SCGOfSCZ042014 | SCGOfSCZ04 | 2014 | #N/A
| SCGOfSCZ052014 | SCGOfSCZ05 | 2014 | #N/A
| SCGOfSCZ062014 | SCGOfSCZ06 | 2014 | #N/A
| SCGOfSCZ072014 | SCGOfSCZ07 | 2014 | #N/A
| SCGOfSCZ082014 | SCGOfSCZ08 | 2014 | #N/A
| SCGOfSCZ092014 | SCGOfSCZ09 | 2014 | #N/A
| SCGOfSCZ102014 | SCGOfSCZ10 | 2014 | #N/A
| SCGOfSCZ112014 | SCGOfSCZ11 | 2014 | #N/A
| SCGOfSCZ122014 | SCGOfSCZ12 | 2014 | #N/A
| SCGOfSCZ132014 | SCGOfSCZ13 | 2014 | #N/A
| SCGOfSCZ142014 | SCGOfSCZ14 | 2014 | #N/A
| SCGOfSCZ152014 | SCGOfSCZ15 | 2014 | #N/A
| SCGOfSCZ162014 | SCGOfSCZ16 | 2014 | #N/A
| SCGRSDCZ012014 | SCGRSDCZ01 | 2014 | #N/A
| SCGRSDCZ022014 | SCGRSDCZ02 | 2014 | #N/A
| SCGRSDCZ032014 | SCGRSDCZ03 | 2014 | #N/A
| SCGRSDCZ042014 | SCGRSDCZ04 | 2014 | #N/A
| SCGRSDCZ052014 | SCGRSDCZ05 | 2014 | #N/A
| SCGRSDCZ062014 | SCGRSDCZ06 | 2014 | #N/A
| SCGRSDCZ072014 | SCGRSDCZ07 | 2014 | #N/A
| SCGRSDCZ082014 | SCGRSDCZ08 | 2014 | #N/A
| SCGRSDCZ092014 | SCGRSDCZ09 | 2014 | #N/A
| SCGRSDCZ102014 | SCGRSDCZ10 | 2014 | #N/A
| SCGRSDCZ112014 | SCGRSDCZ11 | 2014 | #N/A
| SCGRSDCZ122014 | SCGRSDCZ12 | 2014 | #N/A
| SCGRSDCZ132014 | SCGRSDCZ13 | 2014 | #N/A
| SCGRSDCZ142014 | SCGRSDCZ14 | 2014 | #N/A
| SCGRSDCZ152014 | SCGRSDCZ15 | 2014 | #N/A
| SCGRSDCZ162014 | SCGRSDCZ16 | 2014 | #N/A
| SCGRFFCZ012014 | SCGRFFCZ01 | 2014 | #N/A
| SCGRFFCZ022014 | SCGRFFCZ02 | 2014 | #N/A
| SCGRFFCZ032014 | SCGRFFCZ03 | 2014 | #N/A
| SCGRFFCZ042014 | SCGRFFCZ04 | 2014 | #N/A
| SCGRFFCZ052014 | SCGRFFCZ05 | 2014 | #N/A
| SCGRFFCZ062014 | SCGRFFCZ06 | 2014 | #N/A
| SCGRFFCZ072014 | SCGRFFCZ07 | 2014 | #N/A
| SCGRFFCZ082014 | SCGRFFCZ08 | 2014 | #N/A
| SCGRFFCZ092014 | SCGRFFCZ09 | 2014 | #N/A
| SCGRFFCZ102014 | SCGRFFCZ10 | 2014 | #N/A
| SCGRFFCZ112014 | SCGRFFCZ11 | 2014 | #N/A
| SCGRFFCZ122014 | SCGRFFCZ12 | 2014 | #N/A
| SCGRFFCZ132014 | SCGRFFCZ13 | 2014 | #N/A
| SCGRFFCZ142014 | SCGRFFCZ14 | 2014 | #N/A
| SCGRFFCZ152014 | SCGRFFCZ15 | 2014 | #N/A
| SCGRFFCZ162014 | SCGRFFCZ16 | 2014 | #N/A
| SCGRt3CZ012014 | SCGRt3CZ01 | 2014 | #N/A
| SCGRt3CZ022014 | SCGRt3CZ02 | 2014 | #N/A
| SCGRt3CZ032014 | SCGRt3CZ03 | 2014 | #N/A
| SCGRt3CZ042014 | SCGRt3CZ04 | 2014 | #N/A
| SCGRt3CZ052014 | SCGRt3CZ05 | 2014 | #N/A
| SCGRt3CZ062014 | SCGRt3CZ06 | 2014 | #N/A
| SCGRt3CZ072014 | SCGRt3CZ07 | 2014 | #N/A
| SCGRt3CZ082014 | SCGRt3CZ08 | 2014 | #N/A
| SCGRt3CZ092014 | SCGRt3CZ09 | 2014 | #N/A
| SCGRt3CZ102014 | SCGRt3CZ10 | 2014 | #N/A
| SCGRt3CZ112014 | SCGRt3CZ11 | 2014 | #N/A
| SCGRt3CZ122014 | SCGRt3CZ12 | 2014 | #N/A
| SCGRt3CZ132014 | SCGRt3CZ13 | 2014 | #N/A
| SCGRt3CZ142014 | SCGRt3CZ14 | 2014 | #N/A
| SCGRt3CZ152014 | SCGRt3CZ15 | 2014 | #N/A
| SCGRt3CZ162014 | SCGRt3CZ16 | 2014 | #N/A
| SCGRtLCZ012014 | SCGRtLCZ01 | 2014 | #N/A
| SCGRtLCZ022014 | SCGRtLCZ02 | 2014 | #N/A
| SCGRtLCZ032014 | SCGRtLCZ03 | 2014 | #N/A
| SCGRtLCZ042014 | SCGRtLCZ04 | 2014 | #N/A
| SCGRtLCZ052014 | SCGRtLCZ05 | 2014 | #N/A
| SCGRtLCZ062014 | SCGRtLCZ06 | 2014 | #N/A
| SCGRtLCZ072014 | SCGRtLCZ07 | 2014 | #N/A
| SCGRtLCZ082014 | SCGRtLCZ08 | 2014 | #N/A
| SCGRtLCZ092014 | SCGRtLCZ09 | 2014 | #N/A
| SCGRtLCZ102014 | SCGRtLCZ10 | 2014 | #N/A
| SCGRtLCZ112014 | SCGRtLCZ11 | 2014 | #N/A
| SCGRtLCZ122014 | SCGRtLCZ12 | 2014 | #N/A
| SCGRtLCZ132014 | SCGRtLCZ13 | 2014 | #N/A
| SCGRtLCZ142014 | SCGRtLCZ14 | 2014 | #N/A
| SCGRtLCZ152014 | SCGRtLCZ15 | 2014 | #N/A
| SCGRtLCZ162014 | SCGRtLCZ16 | 2014 | #N/A
| SCGRtSCZ012014 | SCGRtSCZ01 | 2014 | #N/A
| SCGRtSCZ022014 | SCGRtSCZ02 | 2014 | #N/A
| SCGRtSCZ032014 | SCGRtSCZ03 | 2014 | #N/A
| SCGRtSCZ042014 | SCGRtSCZ04 | 2014 | #N/A
| SCGRtSCZ052014 | SCGRtSCZ05 | 2014 | #N/A
| SCGRtSCZ062014 | SCGRtSCZ06 | 2014 | #N/A
| SCGRtSCZ072014 | SCGRtSCZ07 | 2014 | #N/A
| SCGRtSCZ082014 | SCGRtSCZ08 | 2014 | #N/A
| SCGRtSCZ092014 | SCGRtSCZ09 | 2014 | #N/A
| SCGRtSCZ102014 | SCGRtSCZ10 | 2014 | #N/A
| SCGRtSCZ112014 | SCGRtSCZ11 | 2014 | #N/A
| SCGRtSCZ122014 | SCGRtSCZ12 | 2014 | #N/A
| SCGRtSCZ132014 | SCGRtSCZ13 | 2014 | #N/A
| SCGRtSCZ142014 | SCGRtSCZ14 | 2014 | #N/A
| SCGRtSCZ152014 | SCGRtSCZ15 | 2014 | #N/A
| SCGRtSCZ162014 | SCGRtSCZ16 | 2014 | #N/A
| SCGSCnCZ012014 | SCGSCnCZ01 | 2014 | #N/A
| SCGSCnCZ022014 | SCGSCnCZ02 | 2014 | #N/A
| SCGSCnCZ032014 | SCGSCnCZ03 | 2014 | #N/A
| SCGSCnCZ042014 | SCGSCnCZ04 | 2014 | #N/A
| SCGSCnCZ052014 | SCGSCnCZ05 | 2014 | #N/A
| SCGSCnCZ062014 | SCGSCnCZ06 | 2014 | #N/A
| SCGSCnCZ072014 | SCGSCnCZ07 | 2014 | #N/A
| SCGSCnCZ082014 | SCGSCnCZ08 | 2014 | #N/A
| SCGSCnCZ092014 | SCGSCnCZ09 | 2014 | #N/A
| SCGSCnCZ102014 | SCGSCnCZ10 | 2014 | #N/A
| SCGSCnCZ112014 | SCGSCnCZ11 | 2014 | #N/A
| SCGSCnCZ122014 | SCGSCnCZ12 | 2014 | #N/A
| SCGSCnCZ132014 | SCGSCnCZ13 | 2014 | #N/A
| SCGSCnCZ142014 | SCGSCnCZ14 | 2014 | #N/A
| SCGSCnCZ152014 | SCGSCnCZ15 | 2014 | #N/A
| SCGSCnCZ162014 | SCGSCnCZ16 | 2014 | #N/A
| SCGSUnCZ012014 | SCGSUnCZ01 | 2014 | #N/A
| SCGSUnCZ022014 | SCGSUnCZ02 | 2014 | #N/A
| SCGSUnCZ032014 | SCGSUnCZ03 | 2014 | #N/A
| SCGSUnCZ042014 | SCGSUnCZ04 | 2014 | #N/A
| SCGSUnCZ052014 | SCGSUnCZ05 | 2014 | #N/A
| SCGSUnCZ062014 | SCGSUnCZ06 | 2014 | #N/A
| SCGSUnCZ072014 | SCGSUnCZ07 | 2014 | #N/A
| SCGSUnCZ082014 | SCGSUnCZ08 | 2014 | #N/A
| SCGSUnCZ092014 | SCGSUnCZ09 | 2014 | #N/A
| SCGSUnCZ102014 | SCGSUnCZ10 | 2014 | #N/A
| SCGSUnCZ112014 | SCGSUnCZ11 | 2014 | #N/A
| SCGSUnCZ122014 | SCGSUnCZ12 | 2014 | #N/A
| SCGSUnCZ132014 | SCGSUnCZ13 | 2014 | #N/A
| SCGSUnCZ142014 | SCGSUnCZ14 | 2014 | #N/A
| SCGSUnCZ152014 | SCGSUnCZ15 | 2014 | #N/A
| SCGSUnCZ162014 | SCGSUnCZ16 | 2014 | #N/A
| SCGWRfCZ012014 | SCGWRfCZ01 | 2014 | #N/A
| SCGWRfCZ022014 | SCGWRfCZ02 | 2014 | #N/A
| SCGWRfCZ032014 | SCGWRfCZ03 | 2014 | #N/A
| SCGWRfCZ042014 | SCGWRfCZ04 | 2014 | #N/A
| SCGWRfCZ052014 | SCGWRfCZ05 | 2014 | #N/A
| SCGWRfCZ062014 | SCGWRfCZ06 | 2014 | #N/A
| SCGWRfCZ072014 | SCGWRfCZ07 | 2014 | #N/A
| SCGWRfCZ082014 | SCGWRfCZ08 | 2014 | #N/A
| SCGWRfCZ092014 | SCGWRfCZ09 | 2014 | #N/A
| SCGWRfCZ102014 | SCGWRfCZ10 | 2014 | #N/A
| SCGWRfCZ112014 | SCGWRfCZ11 | 2014 | #N/A
| SCGWRfCZ122014 | SCGWRfCZ12 | 2014 | #N/A
| SCGWRfCZ132014 | SCGWRfCZ13 | 2014 | #N/A
| SCGWRfCZ142014 | SCGWRfCZ14 | 2014 | #N/A
| SCGWRfCZ152014 | SCGWRfCZ15 | 2014 | #N/A
| SCGWRfCZ162014 | SCGWRfCZ16 | 2014 | #N/A
Note on F3: PRC: if applicable, but there is no associated weight, use "1"

## CZ wts
Climate Zone Weights by IOU, Vintage and Building Type
WtID | IOU | Vint | Bldg | CZ | Weight | applicable |  | READI value | Filled |  | From READI:
PGEExSFmCZ01 | PGE | Ex | SFm | CZ01 | 31653.68 | 1 | 1 | 31653.68 | 31653.68 | SFmExPGECZ01 | SFmExPGE | CZ01 | 31653.68
PGEExSFmCZ02 | PGE | Ex | SFm | CZ02 | 177648.06 | 1 | 2 | 177648.06 | 177648.06 | SFmExPGECZ02 | SFmExPGE | CZ02 | 177648.06
PGEExSFmCZ03 | PGE | Ex | SFm | CZ03 | 600986.98 | 1 | 3 | 600986.98 | 600986.98 | SFmExPGECZ03 | SFmExPGE | CZ03 | 600986.98
PGEExSFmCZ04 | PGE | Ex | SFm | CZ04 | 334919.71 | 1 | 4 | 334919.71 | 334919.71 | SFmExPGECZ04 | SFmExPGE | CZ04 | 334919.71
PGEExSFmCZ05 | PGE | Ex | SFm | CZ05 | 71329.28 | 1 | 5 | 71329.28 | 71329.28 | SFmExPGECZ05 | SFmExPGE | CZ05 | 71329.28
PGEExSFmCZ06 | PGE | Ex | SFm | CZ06 | 0 | 0 | 6 | #N/A | #N/A | SFmExPGECZ11 | SFmExPGE | CZ11 | 206160.95
PGEExSFmCZ07 | PGE | Ex | SFm | CZ07 | 0 | 0 | 7 | #N/A | #N/A | SFmExPGECZ12 | SFmExPGE | CZ12 | 632959.74
PGEExSFmCZ08 | PGE | Ex | SFm | CZ08 | 0 | 0 | 8 | #N/A | #N/A | SFmExPGECZ13 | SFmExPGE | CZ13 | 282161.86
PGEExSFmCZ09 | PGE | Ex | SFm | CZ09 | 0 | 0 | 9 | #N/A | #N/A | SFmExPGECZ16 | SFmExPGE | CZ16 | 53851.4
PGEExSFmCZ10 | PGE | Ex | SFm | CZ10 | 0 | 0 | 10 | #N/A | #N/A | MFmExPGECZ01 | MFmExPGE | CZ01 | 10781.71
PGEExSFmCZ11 | PGE | Ex | SFm | CZ11 | 206160.95 | 1 | 11 | 206160.95 | 206160.95 | MFmExPGECZ02 | MFmExPGE | CZ02 | 53907.41
PGEExSFmCZ12 | PGE | Ex | SFm | CZ12 | 632959.74 | 1 | 12 | 632959.74 | 632959.74 | MFmExPGECZ03 | MFmExPGE | CZ03 | 490582.43
PGEExSFmCZ13 | PGE | Ex | SFm | CZ13 | 282161.86 | 1 | 13 | 282161.86 | 282161.86 | MFmExPGECZ04 | MFmExPGE | CZ04 | 196317.87
PGEExSFmCZ14 | PGE | Ex | SFm | CZ14 | 0 | 0 | 14 | #N/A | #N/A | MFmExPGECZ05 | MFmExPGE | CZ05 | 20560.62
PGEExSFmCZ15 | PGE | Ex | SFm | CZ15 | 0 | 0 | 15 | #N/A | #N/A | MFmExPGECZ11 | MFmExPGE | CZ11 | 41168.55
PGEExSFmCZ16 | PGE | Ex | SFm | CZ16 | 53851.4 | 1 | 16 | 53851.4 | 53851.4 | MFmExPGECZ12 | MFmExPGE | CZ12 | 213475.94
PGEExMFmCZ01 | PGE | Ex | MFm | CZ01 | 10781.71 | 1 | 1 | 10781.71 | 10781.71 | MFmExPGECZ13 | MFmExPGE | CZ13 | 90449.74
PGEExMFmCZ02 | PGE | Ex | MFm | CZ02 | 53907.41 | 1 | 2 | 53907.41 | 53907.41 | MFmExPGECZ16 | MFmExPGE | CZ16 | 411.69
PGEExMFmCZ03 | PGE | Ex | MFm | CZ03 | 490582.43 | 1 | 3 | 490582.43 | 490582.43 | DMoExPGECZ01 | DMoExPGE | CZ01 | 1344.33
PGEExMFmCZ04 | PGE | Ex | MFm | CZ04 | 196317.87 | 1 | 4 | 196317.87 | 196317.87 | DMoExPGECZ02 | DMoExPGE | CZ02 | 16573.858
PGEExMFmCZ05 | PGE | Ex | MFm | CZ05 | 20560.62 | 1 | 5 | 20560.62 | 20560.62 | DMoExPGECZ03 | DMoExPGE | CZ03 | 13890.526
PGEExMFmCZ06 | PGE | Ex | MFm | CZ06 | 0 | 0 | 6 | #N/A | #N/A | DMoExPGECZ04 | DMoExPGE | CZ04 | 11399.634
PGEExMFmCZ07 | PGE | Ex | MFm | CZ07 | 0 | 0 | 7 | #N/A | #N/A | DMoExPGECZ05 | DMoExPGE | CZ05 | 10786.426
PGEExMFmCZ08 | PGE | Ex | MFm | CZ08 | 0 | 0 | 8 | #N/A | #N/A | DMoExPGECZ11 | DMoExPGE | CZ11 | 49083.25
PGEExMFmCZ09 | PGE | Ex | MFm | CZ09 | 0 | 0 | 9 | #N/A | #N/A | DMoExPGECZ12 | DMoExPGE | CZ12 | 30050.502
PGEExMFmCZ10 | PGE | Ex | MFm | CZ10 | 0 | 0 | 10 | #N/A | #N/A | DMoExPGECZ13 | DMoExPGE | CZ13 | 28408.818
PGEExMFmCZ11 | PGE | Ex | MFm | CZ11 | 41168.55 | 1 | 11 | 41168.55 | 41168.55 | DMoExPGECZ16 | DMoExPGE | CZ16 | 10997.79
PGEExMFmCZ12 | PGE | Ex | MFm | CZ12 | 213475.94 | 1 | 12 | 213475.94 | 213475.94 | SFmNewPGECZ01 | SFmNewPGE | CZ01 | 2237.64
PGEExMFmCZ13 | PGE | Ex | MFm | CZ13 | 90449.74 | 1 | 13 | 90449.74 | 90449.74 | SFmNewPGECZ02 | SFmNewPGE | CZ02 | 2207.14
PGEExMFmCZ14 | PGE | Ex | MFm | CZ14 | 0 | 0 | 14 | #N/A | #N/A | SFmNewPGECZ03 | SFmNewPGE | CZ03 | 6688.02
PGEExMFmCZ15 | PGE | Ex | MFm | CZ15 | 0 | 0 | 15 | #N/A | #N/A | SFmNewPGECZ04 | SFmNewPGE | CZ04 | 6103.38
PGEExMFmCZ16 | PGE | Ex | MFm | CZ16 | 411.69 | 1 | 16 | 411.69 | 411.69 | SFmNewPGECZ05 | SFmNewPGE | CZ05 | 1056.32
PGEExDMoCZ01 | PGE | Ex | DMo | CZ01 | 1344.33 | 1 | 1 | 1344.33 | 1344.33 | SFmNewPGECZ11 | SFmNewPGE | CZ11 | 8863.94
PGEExDMoCZ02 | PGE | Ex | DMo | CZ02 | 16573.858 | 1 | 2 | 16573.858 | 16573.858 | SFmNewPGECZ12 | SFmNewPGE | CZ12 | 20178.3
PGEExDMoCZ03 | PGE | Ex | DMo | CZ03 | 13890.526 | 1 | 3 | 13890.526 | 13890.526 | SFmNewPGECZ13 | SFmNewPGE | CZ13 | 8455.84
PGEExDMoCZ04 | PGE | Ex | DMo | CZ04 | 11399.634 | 1 | 4 | 11399.634 | 11399.634 | SFmNewPGECZ16 | SFmNewPGE | CZ16 | 249.08
PGEExDMoCZ05 | PGE | Ex | DMo | CZ05 | 10786.426 | 1 | 5 | 10786.426 | 10786.426 | MFmNewPGECZ01 | MFmNewPGE | CZ01 | 976.04
PGEExDMoCZ06 | PGE | Ex | DMo | CZ06 | 0 | 0 | 6 | #N/A | #N/A | MFmNewPGECZ02 | MFmNewPGE | CZ02 | 1980.22
PGEExDMoCZ07 | PGE | Ex | DMo | CZ07 | 0 | 0 | 7 | #N/A | #N/A | MFmNewPGECZ03 | MFmNewPGE | CZ03 | 6224.26
PGEExDMoCZ08 | PGE | Ex | DMo | CZ08 | 0 | 0 | 8 | #N/A | #N/A | MFmNewPGECZ04 | MFmNewPGE | CZ04 | 3336.82
PGEExDMoCZ09 | PGE | Ex | DMo | CZ09 | 0 | 0 | 9 | #N/A | #N/A | MFmNewPGECZ11 | MFmNewPGE | CZ11 | 173.54
PGEExDMoCZ10 | PGE | Ex | DMo | CZ10 | 0 | 0 | 10 | #N/A | #N/A | MFmNewPGECZ12 | MFmNewPGE | CZ12 | 4000.42
PGEExDMoCZ11 | PGE | Ex | DMo | CZ11 | 49083.25 | 1 | 11 | 49083.25 | 49083.25 | MFmNewPGECZ13 | MFmNewPGE | CZ13 | 510.98
PGEExDMoCZ12 | PGE | Ex | DMo | CZ12 | 30050.502 | 1 | 12 | 30050.502 | 30050.502 | DMoNewPGECZ02 | DMoNewPGE | CZ02 | 186.736
PGEExDMoCZ13 | PGE | Ex | DMo | CZ13 | 28408.818 | 1 | 13 | 28408.818 | 28408.818 | DMoNewPGECZ03 | DMoNewPGE | CZ03 | 63.132
PGEExDMoCZ14 | PGE | Ex | DMo | CZ14 | 0 | 0 | 14 | #N/A | #N/A | DMoNewPGECZ04 | DMoNewPGE | CZ04 | 560.208
PGEExDMoCZ15 | PGE | Ex | DMo | CZ15 | 0 | 0 | 15 | #N/A | #N/A | DMoNewPGECZ05 | DMoNewPGE | CZ05 | 48.592
PGEExDMoCZ16 | PGE | Ex | DMo | CZ16 | 10997.79 | 1 | 16 | 10997.79 | 10997.79 | DMoNewPGECZ11 | DMoNewPGE | CZ11 | 329.28
PGENewSFmCZ01 | PGE | New | SFm | CZ01 | 2237.64 | 1 | 1 | 2237.64 | 2237.64 | DMoNewPGECZ12 | DMoNewPGE | CZ12 | 326.584
PGENewSFmCZ02 | PGE | New | SFm | CZ02 | 2207.14 | 1 | 2 | 2207.14 | 2207.14 | DMoNewPGECZ13 | DMoNewPGE | CZ13 | 186.736
PGENewSFmCZ03 | PGE | New | SFm | CZ03 | 6688.02 | 1 | 3 | 6688.02 | 6688.02 | SFmExSCECZ05 | SFmExSCE | CZ05 | 2969.3533
PGENewSFmCZ04 | PGE | New | SFm | CZ04 | 6103.38 | 1 | 4 | 6103.38 | 6103.38 | SFmExSCECZ06 | SFmExSCE | CZ06 | 358978.33
PGENewSFmCZ05 | PGE | New | SFm | CZ05 | 1056.32 | 1 | 5 | 1056.32 | 1056.32 | SFmExSCECZ08 | SFmExSCE | CZ08 | 457169.31
PGENewSFmCZ06 | PGE | New | SFm | CZ06 | 0 | 0 | 6 | #N/A | #N/A | SFmExSCECZ09 | SFmExSCE | CZ09 | 517472.89
PGENewSFmCZ07 | PGE | New | SFm | CZ07 | 0 | 0 | 7 | #N/A | #N/A | SFmExSCECZ10 | SFmExSCE | CZ10 | 499502.41
PGENewSFmCZ08 | PGE | New | SFm | CZ08 | 0 | 0 | 8 | #N/A | #N/A | SFmExSCECZ13 | SFmExSCE | CZ13 | 73121.86
PGENewSFmCZ09 | PGE | New | SFm | CZ09 | 0 | 0 | 9 | #N/A | #N/A | SFmExSCECZ14 | SFmExSCE | CZ14 | 194385.43
PGENewSFmCZ10 | PGE | New | SFm | CZ10 | 0 | 0 | 10 | #N/A | #N/A | SFmExSCECZ15 | SFmExSCE | CZ15 | 48984.03
PGENewSFmCZ11 | PGE | New | SFm | CZ11 | 8863.94 | 1 | 11 | 8863.94 | 8863.94 | SFmExSCECZ16 | SFmExSCE | CZ16 | 102284.56
PGENewSFmCZ12 | PGE | New | SFm | CZ12 | 20178.3 | 1 | 12 | 20178.3 | 20178.3 | MFmExSCECZ05 | MFmExSCE | CZ05 | 1027.6
PGENewSFmCZ13 | PGE | New | SFm | CZ13 | 8455.84 | 1 | 13 | 8455.84 | 8455.84 | MFmExSCECZ06 | MFmExSCE | CZ06 | 322561.99
PGENewSFmCZ14 | PGE | New | SFm | CZ14 | 0 | 0 | 14 | #N/A | #N/A | MFmExSCECZ08 | MFmExSCE | CZ08 | 226662.72
PGENewSFmCZ15 | PGE | New | SFm | CZ15 | 0 | 0 | 15 | #N/A | #N/A | MFmExSCECZ09 | MFmExSCE | CZ09 | 212154.96
PGENewSFmCZ16 | PGE | New | SFm | CZ16 | 249.08 | 1 | 16 | 249.08 | 249.08 | MFmExSCECZ10 | MFmExSCE | CZ10 | 65429.47
PGENewMFmCZ01 | PGE | New | MFm | CZ01 | 976.04 | 1 | 1 | 976.04 | 976.04 | MFmExSCECZ13 | MFmExSCE | CZ13 | 5148.89
PGENewMFmCZ02 | PGE | New | MFm | CZ02 | 1980.22 | 1 | 2 | 1980.22 | 1980.22 | MFmExSCECZ14 | MFmExSCE | CZ14 | 19498.11
PGENewMFmCZ03 | PGE | New | MFm | CZ03 | 6224.26 | 1 | 3 | 6224.26 | 6224.26 | MFmExSCECZ15 | MFmExSCE | CZ15 | 45331.33
PGENewMFmCZ04 | PGE | New | MFm | CZ04 | 3336.82 | 1 | 4 | 3336.82 | 3336.82 | MFmExSCECZ16 | MFmExSCE | CZ16 | 14485.02
PGENewMFmCZ05 | PGE | New | MFm | CZ05 | 1 | 1 | 5 | #N/A | 1 | DMoExSCECZ06 | DMoExSCE | CZ06 | 26362.85
PGENewMFmCZ06 | PGE | New | MFm | CZ06 | 0 | 0 | 6 | #N/A | #N/A | DMoExSCECZ08 | DMoExSCE | CZ08 | 24702.926
PGENewMFmCZ07 | PGE | New | MFm | CZ07 | 0 | 0 | 7 | #N/A | #N/A | DMoExSCECZ09 | DMoExSCE | CZ09 | 30691.25
PGENewMFmCZ08 | PGE | New | MFm | CZ08 | 0 | 0 | 8 | #N/A | #N/A | DMoExSCECZ10 | DMoExSCE | CZ10 | 49991.036
PGENewMFmCZ09 | PGE | New | MFm | CZ09 | 0 | 0 | 9 | #N/A | #N/A | DMoExSCECZ13 | DMoExSCE | CZ13 | 6040.75
PGENewMFmCZ10 | PGE | New | MFm | CZ10 | 0 | 0 | 10 | #N/A | #N/A | DMoExSCECZ14 | DMoExSCE | CZ14 | 15254.23
PGENewMFmCZ11 | PGE | New | MFm | CZ11 | 173.54 | 1 | 11 | 173.54 | 173.54 | DMoExSCECZ15 | DMoExSCE | CZ15 | 5453.454
PGENewMFmCZ12 | PGE | New | MFm | CZ12 | 4000.42 | 1 | 12 | 4000.42 | 4000.42 | DMoExSCECZ16 | DMoExSCE | CZ16 | 15499.33
PGENewMFmCZ13 | PGE | New | MFm | CZ13 | 510.98 | 1 | 13 | 510.98 | 510.98 | SFmNewSCECZ05 | SFmNewSCE | CZ05 | 48.8
PGENewMFmCZ14 | PGE | New | MFm | CZ14 | 0 | 0 | 14 | #N/A | #N/A | SFmNewSCECZ06 | SFmNewSCE | CZ06 | 8642.96
PGENewMFmCZ15 | PGE | New | MFm | CZ15 | 0 | 0 | 15 | #N/A | #N/A | SFmNewSCECZ08 | SFmNewSCE | CZ08 | 6280.76
PGENewMFmCZ16 | PGE | New | MFm | CZ16 | 1 | 1 | 16 | #N/A | 1 | SFmNewSCECZ09 | SFmNewSCE | CZ09 | 6787.36
PGENewDMoCZ01 | PGE | New | DMo | CZ01 | 1 | 1 | 1 | #N/A | 1 | SFmNewSCECZ10 | SFmNewSCE | CZ10 | 23542.2
PGENewDMoCZ02 | PGE | New | DMo | CZ02 | 186.736 | 1 | 2 | 186.736 | 186.736 | SFmNewSCECZ13 | SFmNewSCE | CZ13 | 2729.18
PGENewDMoCZ03 | PGE | New | DMo | CZ03 | 63.132 | 1 | 3 | 63.132 | 63.132 | SFmNewSCECZ14 | SFmNewSCE | CZ14 | 3636.2
PGENewDMoCZ04 | PGE | New | DMo | CZ04 | 560.208 | 1 | 4 | 560.208 | 560.208 | SFmNewSCECZ15 | SFmNewSCE | CZ15 | 712.18
PGENewDMoCZ05 | PGE | New | DMo | CZ05 | 48.592 | 1 | 5 | 48.592 | 48.592 | SFmNewSCECZ16 | SFmNewSCE | CZ16 | 1273.94
PGENewDMoCZ06 | PGE | New | DMo | CZ06 | 0 | 0 | 6 | #N/A | #N/A | MFmNewSCECZ06 | MFmNewSCE | CZ06 | 3702.78
PGENewDMoCZ07 | PGE | New | DMo | CZ07 | 0 | 0 | 7 | #N/A | #N/A | MFmNewSCECZ08 | MFmNewSCE | CZ08 | 4309.26
PGENewDMoCZ08 | PGE | New | DMo | CZ08 | 0 | 0 | 8 | #N/A | #N/A | MFmNewSCECZ09 | MFmNewSCE | CZ09 | 3773.46
PGENewDMoCZ09 | PGE | New | DMo | CZ09 | 0 | 0 | 9 | #N/A | #N/A | MFmNewSCECZ10 | MFmNewSCE | CZ10 | 128.4
PGENewDMoCZ10 | PGE | New | DMo | CZ10 | 0 | 0 | 10 | #N/A | #N/A | MFmNewSCECZ13 | MFmNewSCE | CZ13 | 64.2
PGENewDMoCZ11 | PGE | New | DMo | CZ11 | 329.28 | 1 | 11 | 329.28 | 329.28 | DMoNewSCECZ06 | DMoNewSCE | CZ06 | 1591.36
PGENewDMoCZ12 | PGE | New | DMo | CZ12 | 326.584 | 1 | 12 | 326.584 | 326.584 | DMoNewSCECZ08 | DMoNewSCE | CZ08 | 490.872
PGENewDMoCZ13 | PGE | New | DMo | CZ13 | 186.736 | 1 | 13 | 186.736 | 186.736 | DMoNewSCECZ09 | DMoNewSCE | CZ09 | 1059.22
PGENewDMoCZ14 | PGE | New | DMo | CZ14 | 0 | 0 | 14 | #N/A | #N/A | DMoNewSCECZ10 | DMoNewSCE | CZ10 | 274.072
PGENewDMoCZ15 | PGE | New | DMo | CZ15 | 0 | 0 | 15 | #N/A | #N/A | DMoNewSCECZ15 | DMoNewSCE | CZ15 | 246.748
PGENewDMoCZ16 | PGE | New | DMo | CZ16 | 1 | 1 | 16 | #N/A | 1 | DMoNewSCECZ16 | DMoNewSCE | CZ16 | 71.06
SCEExSFmCZ01 | SCE | Ex | SFm | CZ01 | 0 | 0 | 1 | #N/A | #N/A | SFmExSDGCZ06 | SFmExSDG | CZ06 | 65479.23
SCEExSFmCZ02 | SCE | Ex | SFm | CZ02 | 0 | 0 | 2 | #N/A | #N/A | SFmExSDGCZ07 | SFmExSDG | CZ07 | 404482.69
SCEExSFmCZ03 | SCE | Ex | SFm | CZ03 | 0 | 0 | 3 | #N/A | #N/A | SFmExSDGCZ08 | SFmExSDG | CZ08 | 8521.5
SCEExSFmCZ04 | SCE | Ex | SFm | CZ04 | 0 | 0 | 4 | #N/A | #N/A | SFmExSDGCZ10 | SFmExSDG | CZ10 | 187614.38
SCEExSFmCZ05 | SCE | Ex | SFm | CZ05 | 2969.3533 | 1 | 5 | 2969.3533 | 2969.3533 | SFmExSDGCZ14 | SFmExSDG | CZ14 | 7066.02
SCEExSFmCZ06 | SCE | Ex | SFm | CZ06 | 358978.33 | 1 | 6 | 358978.33 | 358978.33 | SFmExSDGCZ15 | SFmExSDG | CZ15 | 2563.47
SCEExSFmCZ07 | SCE | Ex | SFm | CZ07 | 0 | 0 | 7 | #N/A | #N/A | MFmExSDGCZ06 | MFmExSDG | CZ06 | 16900.29
SCEExSFmCZ08 | SCE | Ex | SFm | CZ08 | 457169.31 | 1 | 8 | 457169.31 | 457169.31 | MFmExSDGCZ07 | MFmExSDG | CZ07 | 226686.09
SCEExSFmCZ09 | SCE | Ex | SFm | CZ09 | 517472.89 | 1 | 9 | 517472.89 | 517472.89 | MFmExSDGCZ08 | MFmExSDG | CZ08 | 14769.58
SCEExSFmCZ10 | SCE | Ex | SFm | CZ10 | 499502.41 | 1 | 10 | 499502.41 | 499502.41 | MFmExSDGCZ10 | MFmExSDG | CZ10 | 66716.17
SCEExSFmCZ11 | SCE | Ex | SFm | CZ11 | 0 | 0 | 11 | #N/A | #N/A | MFmExSDGCZ14 | MFmExSDG | CZ14 | 259.97
SCEExSFmCZ12 | SCE | Ex | SFm | CZ12 | 0 | 0 | 12 | #N/A | #N/A | MFmExSDGCZ15 | MFmExSDG | CZ15 | 179.12
SCEExSFmCZ13 | SCE | Ex | SFm | CZ13 | 73121.86 | 1 | 13 | 73121.86 | 73121.86 | DMoExSDGCZ07 | DMoExSDG | CZ07 | 24885.616
SCEExSFmCZ14 | SCE | Ex | SFm | CZ14 | 194385.43 | 1 | 14 | 194385.43 | 194385.43 | DMoExSDGCZ08 | DMoExSDG | CZ08 | 2231.2
SCEExSFmCZ15 | SCE | Ex | SFm | CZ15 | 48984.03 | 1 | 15 | 48984.03 | 48984.03 | DMoExSDGCZ10 | DMoExSDG | CZ10 | 23231.18
SCEExSFmCZ16 | SCE | Ex | SFm | CZ16 | 102284.56 | 1 | 16 | 102284.56 | 102284.56 | DMoExSDGCZ14 | DMoExSDG | CZ14 | 924.33
SCEExMFmCZ01 | SCE | Ex | MFm | CZ01 | 0 | 0 | 1 | #N/A | #N/A | SFmNewSDGCZ06 | SFmNewSDG | CZ06 | 5373.98
SCEExMFmCZ02 | SCE | Ex | MFm | CZ02 | 0 | 0 | 2 | #N/A | #N/A | SFmNewSDGCZ07 | SFmNewSDG | CZ07 | 12511.08
SCEExMFmCZ03 | SCE | Ex | MFm | CZ03 | 0 | 0 | 3 | #N/A | #N/A | SFmNewSDGCZ08 | SFmNewSDG | CZ08 | 318.58
SCEExMFmCZ04 | SCE | Ex | MFm | CZ04 | 0 | 0 | 4 | #N/A | #N/A | SFmNewSDGCZ10 | SFmNewSDG | CZ10 | 8032.94
SCEExMFmCZ05 | SCE | Ex | MFm | CZ05 | 1027.6 | 1 | 5 | 1027.6 | 1027.6 | SFmNewSDGCZ14 | SFmNewSDG | CZ14 | 171.1
SCEExMFmCZ06 | SCE | Ex | MFm | CZ06 | 322561.99 | 1 | 6 | 322561.99 | 322561.99 | MFmNewSDGCZ06 | MFmNewSDG | CZ06 | 259.32
SCEExMFmCZ07 | SCE | Ex | MFm | CZ07 | 0 | 0 | 7 | #N/A | #N/A | MFmNewSDGCZ07 | MFmNewSDG | CZ07 | 3760.76
SCEExMFmCZ08 | SCE | Ex | MFm | CZ08 | 226662.72 | 1 | 8 | 226662.72 | 226662.72 | MFmNewSDGCZ08 | MFmNewSDG | CZ08 | 1290.8
SCEExMFmCZ09 | SCE | Ex | MFm | CZ09 | 212154.96 | 1 | 9 | 212154.96 | 212154.96 | MFmNewSDGCZ10 | MFmNewSDG | CZ10 | 1276.68
SCEExMFmCZ10 | SCE | Ex | MFm | CZ10 | 65429.47 | 1 | 10 | 65429.47 | 65429.47 | DMoNewSDGCZ07 | DMoNewSDG | CZ07 | 356.992
SCEExMFmCZ11 | SCE | Ex | MFm | CZ11 | 0 | 0 | 11 | #N/A | #N/A | DMoNewSDGCZ10 | DMoNewSDG | CZ10 | 892.48
SCEExMFmCZ12 | SCE | Ex | MFm | CZ12 | 0 | 0 | 12 | #N/A | #N/A
SCEExMFmCZ13 | SCE | Ex | MFm | CZ13 | 5148.89 | 1 | 13 | 5148.89 | 5148.89
SCEExMFmCZ14 | SCE | Ex | MFm | CZ14 | 19498.11 | 1 | 14 | 19498.11 | 19498.11
SCEExMFmCZ15 | SCE | Ex | MFm | CZ15 | 45331.33 | 1 | 15 | 45331.33 | 45331.33
SCEExMFmCZ16 | SCE | Ex | MFm | CZ16 | 14485.02 | 1 | 16 | 14485.02 | 14485.02
SCEExDMoCZ01 | SCE | Ex | DMo | CZ01 | 0 | 0 | 1 | #N/A | #N/A
SCEExDMoCZ02 | SCE | Ex | DMo | CZ02 | 0 | 0 | 2 | #N/A | #N/A
SCEExDMoCZ03 | SCE | Ex | DMo | CZ03 | 0 | 0 | 3 | #N/A | #N/A
SCEExDMoCZ04 | SCE | Ex | DMo | CZ04 | 0 | 0 | 4 | #N/A | #N/A
SCEExDMoCZ05 | SCE | Ex | DMo | CZ05 | 1 | 1 | 5 | #N/A | 1
SCEExDMoCZ06 | SCE | Ex | DMo | CZ06 | 26362.85 | 1 | 6 | 26362.85 | 26362.85
SCEExDMoCZ07 | SCE | Ex | DMo | CZ07 | 0 | 0 | 7 | #N/A | #N/A
SCEExDMoCZ08 | SCE | Ex | DMo | CZ08 | 24702.926 | 1 | 8 | 24702.926 | 24702.926
SCEExDMoCZ09 | SCE | Ex | DMo | CZ09 | 30691.25 | 1 | 9 | 30691.25 | 30691.25
SCEExDMoCZ10 | SCE | Ex | DMo | CZ10 | 49991.036 | 1 | 10 | 49991.036 | 49991.036
SCEExDMoCZ11 | SCE | Ex | DMo | CZ11 | 0 | 0 | 11 | #N/A | #N/A
SCEExDMoCZ12 | SCE | Ex | DMo | CZ12 | 0 | 0 | 12 | #N/A | #N/A
SCEExDMoCZ13 | SCE | Ex | DMo | CZ13 | 6040.75 | 1 | 13 | 6040.75 | 6040.75
SCEExDMoCZ14 | SCE | Ex | DMo | CZ14 | 15254.23 | 1 | 14 | 15254.23 | 15254.23
SCEExDMoCZ15 | SCE | Ex | DMo | CZ15 | 5453.454 | 1 | 15 | 5453.454 | 5453.454
SCEExDMoCZ16 | SCE | Ex | DMo | CZ16 | 15499.33 | 1 | 16 | 15499.33 | 15499.33
SCENewSFmCZ01 | SCE | New | SFm | CZ01 | 0 | 0 | 1 | #N/A | #N/A
SCENewSFmCZ02 | SCE | New | SFm | CZ02 | 0 | 0 | 2 | #N/A | #N/A
SCENewSFmCZ03 | SCE | New | SFm | CZ03 | 0 | 0 | 3 | #N/A | #N/A
SCENewSFmCZ04 | SCE | New | SFm | CZ04 | 0 | 0 | 4 | #N/A | #N/A
SCENewSFmCZ05 | SCE | New | SFm | CZ05 | 48.8 | 1 | 5 | 48.8 | 48.8
SCENewSFmCZ06 | SCE | New | SFm | CZ06 | 8642.96 | 1 | 6 | 8642.96 | 8642.96
SCENewSFmCZ07 | SCE | New | SFm | CZ07 | 0 | 0 | 7 | #N/A | #N/A
SCENewSFmCZ08 | SCE | New | SFm | CZ08 | 6280.76 | 1 | 8 | 6280.76 | 6280.76
SCENewSFmCZ09 | SCE | New | SFm | CZ09 | 6787.36 | 1 | 9 | 6787.36 | 6787.36
SCENewSFmCZ10 | SCE | New | SFm | CZ10 | 23542.2 | 1 | 10 | 23542.2 | 23542.2
SCENewSFmCZ11 | SCE | New | SFm | CZ11 | 0 | 0 | 11 | #N/A | #N/A
SCENewSFmCZ12 | SCE | New | SFm | CZ12 | 0 | 0 | 12 | #N/A | #N/A
SCENewSFmCZ13 | SCE | New | SFm | CZ13 | 2729.18 | 1 | 13 | 2729.18 | 2729.18
SCENewSFmCZ14 | SCE | New | SFm | CZ14 | 3636.2 | 1 | 14 | 3636.2 | 3636.2
SCENewSFmCZ15 | SCE | New | SFm | CZ15 | 712.18 | 1 | 15 | 712.18 | 712.18
SCENewSFmCZ16 | SCE | New | SFm | CZ16 | 1273.94 | 1 | 16 | 1273.94 | 1273.94
SCENewMFmCZ01 | SCE | New | MFm | CZ01 | 0 | 0 | 1 | #N/A | #N/A
SCENewMFmCZ02 | SCE | New | MFm | CZ02 | 0 | 0 | 2 | #N/A | #N/A
SCENewMFmCZ03 | SCE | New | MFm | CZ03 | 0 | 0 | 3 | #N/A | #N/A
SCENewMFmCZ04 | SCE | New | MFm | CZ04 | 0 | 0 | 4 | #N/A | #N/A
SCENewMFmCZ05 | SCE | New | MFm | CZ05 | 1 | 1 | 5 | #N/A | 1
SCENewMFmCZ06 | SCE | New | MFm | CZ06 | 3702.78 | 1 | 6 | 3702.78 | 3702.78
SCENewMFmCZ07 | SCE | New | MFm | CZ07 | 0 | 0 | 7 | #N/A | #N/A
SCENewMFmCZ08 | SCE | New | MFm | CZ08 | 4309.26 | 1 | 8 | 4309.26 | 4309.26
SCENewMFmCZ09 | SCE | New | MFm | CZ09 | 3773.46 | 1 | 9 | 3773.46 | 3773.46
SCENewMFmCZ10 | SCE | New | MFm | CZ10 | 128.4 | 1 | 10 | 128.4 | 128.4
SCENewMFmCZ11 | SCE | New | MFm | CZ11 | 0 | 0 | 11 | #N/A | #N/A
SCENewMFmCZ12 | SCE | New | MFm | CZ12 | 0 | 0 | 12 | #N/A | #N/A
SCENewMFmCZ13 | SCE | New | MFm | CZ13 | 64.2 | 1 | 13 | 64.2 | 64.2
SCENewMFmCZ14 | SCE | New | MFm | CZ14 | 1 | 1 | 14 | #N/A | 1
SCENewMFmCZ15 | SCE | New | MFm | CZ15 | 1 | 1 | 15 | #N/A | 1
SCENewMFmCZ16 | SCE | New | MFm | CZ16 | 1 | 1 | 16 | #N/A | 1
SCENewDMoCZ01 | SCE | New | DMo | CZ01 | 0 | 0 | 1 | #N/A | #N/A
SCENewDMoCZ02 | SCE | New | DMo | CZ02 | 0 | 0 | 2 | #N/A | #N/A
SCENewDMoCZ03 | SCE | New | DMo | CZ03 | 0 | 0 | 3 | #N/A | #N/A
SCENewDMoCZ04 | SCE | New | DMo | CZ04 | 0 | 0 | 4 | #N/A | #N/A
SCENewDMoCZ05 | SCE | New | DMo | CZ05 | 1 | 1 | 5 | #N/A | 1
SCENewDMoCZ06 | SCE | New | DMo | CZ06 | 1591.36 | 1 | 6 | 1591.36 | 1591.36
SCENewDMoCZ07 | SCE | New | DMo | CZ07 | 0 | 0 | 7 | #N/A | #N/A
SCENewDMoCZ08 | SCE | New | DMo | CZ08 | 490.872 | 1 | 8 | 490.872 | 490.872
SCENewDMoCZ09 | SCE | New | DMo | CZ09 | 1059.22 | 1 | 9 | 1059.22 | 1059.22
SCENewDMoCZ10 | SCE | New | DMo | CZ10 | 274.072 | 1 | 10 | 274.072 | 274.072
SCENewDMoCZ11 | SCE | New | DMo | CZ11 | 0 | 0 | 11 | #N/A | #N/A
SCENewDMoCZ12 | SCE | New | DMo | CZ12 | 0 | 0 | 12 | #N/A | #N/A
SCENewDMoCZ13 | SCE | New | DMo | CZ13 | 1 | 1 | 13 | #N/A | 1
SCENewDMoCZ14 | SCE | New | DMo | CZ14 | 1 | 1 | 14 | #N/A | 1
SCENewDMoCZ15 | SCE | New | DMo | CZ15 | 246.748 | 1 | 15 | 246.748 | 246.748
SCENewDMoCZ16 | SCE | New | DMo | CZ16 | 71.06 | 1 | 16 | 71.06 | 71.06
SDGExSFmCZ01 | SDG | Ex | SFm | CZ01 | 0 | 0 | 1 | #N/A | #N/A
SDGExSFmCZ02 | SDG | Ex | SFm | CZ02 | 0 | 0 | 2 | #N/A | #N/A
SDGExSFmCZ03 | SDG | Ex | SFm | CZ03 | 0 | 0 | 3 | #N/A | #N/A
SDGExSFmCZ04 | SDG | Ex | SFm | CZ04 | 0 | 0 | 4 | #N/A | #N/A
SDGExSFmCZ05 | SDG | Ex | SFm | CZ05 | 0 | 0 | 5 | #N/A | #N/A
SDGExSFmCZ06 | SDG | Ex | SFm | CZ06 | 65479.23 | 1 | 6 | 65479.23 | 65479.23
SDGExSFmCZ07 | SDG | Ex | SFm | CZ07 | 404482.69 | 1 | 7 | 404482.69 | 404482.69
SDGExSFmCZ08 | SDG | Ex | SFm | CZ08 | 8521.5 | 1 | 8 | 8521.5 | 8521.5
SDGExSFmCZ09 | SDG | Ex | SFm | CZ09 | 0 | 0 | 9 | #N/A | #N/A
SDGExSFmCZ10 | SDG | Ex | SFm | CZ10 | 187614.38 | 1 | 10 | 187614.38 | 187614.38
SDGExSFmCZ11 | SDG | Ex | SFm | CZ11 | 0 | 0 | 11 | #N/A | #N/A
SDGExSFmCZ12 | SDG | Ex | SFm | CZ12 | 0 | 0 | 12 | #N/A | #N/A
SDGExSFmCZ13 | SDG | Ex | SFm | CZ13 | 0 | 0 | 13 | #N/A | #N/A
SDGExSFmCZ14 | SDG | Ex | SFm | CZ14 | 7066.02 | 1 | 14 | 7066.02 | 7066.02
SDGExSFmCZ15 | SDG | Ex | SFm | CZ15 | 2563.47 | 1 | 15 | 2563.47 | 2563.47
SDGExSFmCZ16 | SDG | Ex | SFm | CZ16 | 0 | 0 | 16 | #N/A | #N/A
SDGExMFmCZ01 | SDG | Ex | MFm | CZ01 | 0 | 0 | 1 | #N/A | #N/A
SDGExMFmCZ02 | SDG | Ex | MFm | CZ02 | 0 | 0 | 2 | #N/A | #N/A
SDGExMFmCZ03 | SDG | Ex | MFm | CZ03 | 0 | 0 | 3 | #N/A | #N/A
SDGExMFmCZ04 | SDG | Ex | MFm | CZ04 | 0 | 0 | 4 | #N/A | #N/A
SDGExMFmCZ05 | SDG | Ex | MFm | CZ05 | 0 | 0 | 5 | #N/A | #N/A
SDGExMFmCZ06 | SDG | Ex | MFm | CZ06 | 16900.29 | 1 | 6 | 16900.29 | 16900.29
SDGExMFmCZ07 | SDG | Ex | MFm | CZ07 | 226686.09 | 1 | 7 | 226686.09 | 226686.09
SDGExMFmCZ08 | SDG | Ex | MFm | CZ08 | 14769.58 | 1 | 8 | 14769.58 | 14769.58
SDGExMFmCZ09 | SDG | Ex | MFm | CZ09 | 0 | 0 | 9 | #N/A | #N/A
SDGExMFmCZ10 | SDG | Ex | MFm | CZ10 | 66716.17 | 1 | 10 | 66716.17 | 66716.17
SDGExMFmCZ11 | SDG | Ex | MFm | CZ11 | 0 | 0 | 11 | #N/A | #N/A
SDGExMFmCZ12 | SDG | Ex | MFm | CZ12 | 0 | 0 | 12 | #N/A | #N/A
SDGExMFmCZ13 | SDG | Ex | MFm | CZ13 | 0 | 0 | 13 | #N/A | #N/A
SDGExMFmCZ14 | SDG | Ex | MFm | CZ14 | 259.97 | 1 | 14 | 259.97 | 259.97
SDGExMFmCZ15 | SDG | Ex | MFm | CZ15 | 179.12 | 1 | 15 | 179.12 | 179.12
SDGExMFmCZ16 | SDG | Ex | MFm | CZ16 | 0 | 0 | 16 | #N/A | #N/A
SDGExDMoCZ01 | SDG | Ex | DMo | CZ01 | 0 | 0 | 1 | #N/A | #N/A
SDGExDMoCZ02 | SDG | Ex | DMo | CZ02 | 0 | 0 | 2 | #N/A | #N/A
SDGExDMoCZ03 | SDG | Ex | DMo | CZ03 | 0 | 0 | 3 | #N/A | #N/A
SDGExDMoCZ04 | SDG | Ex | DMo | CZ04 | 0 | 0 | 4 | #N/A | #N/A
SDGExDMoCZ05 | SDG | Ex | DMo | CZ05 | 0 | 0 | 5 | #N/A | #N/A
SDGExDMoCZ06 | SDG | Ex | DMo | CZ06 | 1 | 1 | 6 | #N/A | 1
SDGExDMoCZ07 | SDG | Ex | DMo | CZ07 | 24885.616 | 1 | 7 | 24885.616 | 24885.616
SDGExDMoCZ08 | SDG | Ex | DMo | CZ08 | 2231.2 | 1 | 8 | 2231.2 | 2231.2
SDGExDMoCZ09 | SDG | Ex | DMo | CZ09 | 0 | 0 | 9 | #N/A | #N/A
SDGExDMoCZ10 | SDG | Ex | DMo | CZ10 | 23231.18 | 1 | 10 | 23231.18 | 23231.18
SDGExDMoCZ11 | SDG | Ex | DMo | CZ11 | 0 | 0 | 11 | #N/A | #N/A
SDGExDMoCZ12 | SDG | Ex | DMo | CZ12 | 0 | 0 | 12 | #N/A | #N/A
SDGExDMoCZ13 | SDG | Ex | DMo | CZ13 | 0 | 0 | 13 | #N/A | #N/A
SDGExDMoCZ14 | SDG | Ex | DMo | CZ14 | 924.33 | 1 | 14 | 924.33 | 924.33
SDGExDMoCZ15 | SDG | Ex | DMo | CZ15 | 1 | 1 | 15 | #N/A | 1
SDGExDMoCZ16 | SDG | Ex | DMo | CZ16 | 0 | 0 | 16 | #N/A | #N/A
SDGNewSFmCZ01 | SDG | New | SFm | CZ01 | 0 | 0 | 1 | #N/A | #N/A
SDGNewSFmCZ02 | SDG | New | SFm | CZ02 | 0 | 0 | 2 | #N/A | #N/A
SDGNewSFmCZ03 | SDG | New | SFm | CZ03 | 0 | 0 | 3 | #N/A | #N/A
SDGNewSFmCZ04 | SDG | New | SFm | CZ04 | 0 | 0 | 4 | #N/A | #N/A
SDGNewSFmCZ05 | SDG | New | SFm | CZ05 | 0 | 0 | 5 | #N/A | #N/A
SDGNewSFmCZ06 | SDG | New | SFm | CZ06 | 5373.98 | 1 | 6 | 5373.98 | 5373.98
SDGNewSFmCZ07 | SDG | New | SFm | CZ07 | 12511.08 | 1 | 7 | 12511.08 | 12511.08
SDGNewSFmCZ08 | SDG | New | SFm | CZ08 | 318.58 | 1 | 8 | 318.58 | 318.58
SDGNewSFmCZ09 | SDG | New | SFm | CZ09 | 0 | 0 | 9 | #N/A | #N/A
SDGNewSFmCZ10 | SDG | New | SFm | CZ10 | 8032.94 | 1 | 10 | 8032.94 | 8032.94
SDGNewSFmCZ11 | SDG | New | SFm | CZ11 | 0 | 0 | 11 | #N/A | #N/A
SDGNewSFmCZ12 | SDG | New | SFm | CZ12 | 0 | 0 | 12 | #N/A | #N/A
SDGNewSFmCZ13 | SDG | New | SFm | CZ13 | 0 | 0 | 13 | #N/A | #N/A
SDGNewSFmCZ14 | SDG | New | SFm | CZ14 | 171.1 | 1 | 14 | 171.1 | 171.1
SDGNewSFmCZ15 | SDG | New | SFm | CZ15 | 1 | 1 | 15 | #N/A | 1
SDGNewSFmCZ16 | SDG | New | SFm | CZ16 | 0 | 0 | 16 | #N/A | #N/A
SDGNewMFmCZ01 | SDG | New | MFm | CZ01 | 0 | 0 | 1 | #N/A | #N/A
SDGNewMFmCZ02 | SDG | New | MFm | CZ02 | 0 | 0 | 2 | #N/A | #N/A
SDGNewMFmCZ03 | SDG | New | MFm | CZ03 | 0 | 0 | 3 | #N/A | #N/A
SDGNewMFmCZ04 | SDG | New | MFm | CZ04 | 0 | 0 | 4 | #N/A | #N/A
SDGNewMFmCZ05 | SDG | New | MFm | CZ05 | 0 | 0 | 5 | #N/A | #N/A
SDGNewMFmCZ06 | SDG | New | MFm | CZ06 | 259.32 | 1 | 6 | 259.32 | 259.32
SDGNewMFmCZ07 | SDG | New | MFm | CZ07 | 3760.76 | 1 | 7 | 3760.76 | 3760.76
SDGNewMFmCZ08 | SDG | New | MFm | CZ08 | 1290.8 | 1 | 8 | 1290.8 | 1290.8
SDGNewMFmCZ09 | SDG | New | MFm | CZ09 | 0 | 0 | 9 | #N/A | #N/A
SDGNewMFmCZ10 | SDG | New | MFm | CZ10 | 1276.68 | 1 | 10 | 1276.68 | 1276.68
SDGNewMFmCZ11 | SDG | New | MFm | CZ11 | 0 | 0 | 11 | #N/A | #N/A
SDGNewMFmCZ12 | SDG | New | MFm | CZ12 | 0 | 0 | 12 | #N/A | #N/A
SDGNewMFmCZ13 | SDG | New | MFm | CZ13 | 0 | 0 | 13 | #N/A | #N/A
SDGNewMFmCZ14 | SDG | New | MFm | CZ14 | 1 | 1 | 14 | #N/A | 1
SDGNewMFmCZ15 | SDG | New | MFm | CZ15 | 1 | 1 | 15 | #N/A | 1
SDGNewMFmCZ16 | SDG | New | MFm | CZ16 | 0 | 0 | 16 | #N/A | #N/A
SDGNewDMoCZ01 | SDG | New | DMo | CZ01 | 0 | 0 | 1 | #N/A | #N/A
SDGNewDMoCZ02 | SDG | New | DMo | CZ02 | 0 | 0 | 2 | #N/A | #N/A
SDGNewDMoCZ03 | SDG | New | DMo | CZ03 | 0 | 0 | 3 | #N/A | #N/A
SDGNewDMoCZ04 | SDG | New | DMo | CZ04 | 0 | 0 | 4 | #N/A | #N/A
SDGNewDMoCZ05 | SDG | New | DMo | CZ05 | 0 | 0 | 5 | #N/A | #N/A
SDGNewDMoCZ06 | SDG | New | DMo | CZ06 | 1 | 1 | 6 | #N/A | 1
SDGNewDMoCZ07 | SDG | New | DMo | CZ07 | 356.992 | 1 | 7 | 356.992 | 356.992
SDGNewDMoCZ08 | SDG | New | DMo | CZ08 | 1 | 1 | 8 | #N/A | 1
SDGNewDMoCZ09 | SDG | New | DMo | CZ09 | 0 | 0 | 9 | #N/A | #N/A
SDGNewDMoCZ10 | SDG | New | DMo | CZ10 | 892.48 | 1 | 10 | 892.48 | 892.48
SDGNewDMoCZ11 | SDG | New | DMo | CZ11 | 0 | 0 | 11 | #N/A | #N/A
SDGNewDMoCZ12 | SDG | New | DMo | CZ12 | 0 | 0 | 12 | #N/A | #N/A
SDGNewDMoCZ13 | SDG | New | DMo | CZ13 | 0 | 0 | 13 | #N/A | #N/A
SDGNewDMoCZ14 | SDG | New | DMo | CZ14 | 1 | 1 | 14 | #N/A | 1
SDGNewDMoCZ15 | SDG | New | DMo | CZ15 | 1 | 1 | 15 | #N/A | 1
SDGNewDMoCZ16 | SDG | New | DMo | CZ16 | 0 | 0 | 16 | #N/A | #N/A
Note on L4: PRC: fill in a "1" when a row is applicable but has no weight, this allows for the determination of IE for all applicable rows

## Bldg wts
Building Weights by IOU and Vintage
Index | IOU | Bldg | Vint | Loc | Wt |  | From READI:
PGESFmExIOU | PGE | SFm | Ex | IOU | 2391671.66 |  | ResExPGE | SFm | 2391.6717
PGEMFmExIOU | PGE | MFm | Ex | IOU | 1117655.96 |  | ResExPGE | MFm | 1117.656
PGEDMoExIOU | PGE | DMo | Ex | IOU | 172535.134 |  | ResExPGE | DMo | 172.5351
PGESFmNewIOU | PGE | SFm | New | IOU | 56039.66 |  | ResNewPGE | SFm | 56.0397
PGEMFmNewIOU | PGE | MFm | New | IOU | 17202.28 |  | ResNewPGE | MFm | 17.2023
PGEDMoNewIOU | PGE | DMo | New | IOU | 1701.268 |  | ResNewPGE | DMo | 1.7013
SCESFmExIOU | SCE | SFm | Ex | IOU | 2254868.1733 |  | ResExSCE | SFm | 2254.8682
SCEMFmExIOU | SCE | MFm | Ex | IOU | 912300.09 |  | ResExSCE | MFm | 912.3001
SCEDMoExIOU | SCE | DMo | Ex | IOU | 173995.826 |  | ResExSCE | DMo | 173.9958
SCESFmNewIOU | SCE | SFm | New | IOU | 53653.58 |  | ResNewSCE | SFm | 53.6536
SCEMFmNewIOU | SCE | MFm | New | IOU | 11978.1 |  | ResNewSCE | MFm | 11.9781
SCEDMoNewIOU | SCE | DMo | New | IOU | 3733.332 |  | ResNewSCE | DMo | 3.7333
SDGSFmExIOU | SDG | SFm | Ex | IOU | 675727.29 |  | ResExSDG | SFm | 675.7273
SDGMFmExIOU | SDG | MFm | Ex | IOU | 325511.22 |  | ResExSDG | MFm | 325.5112
SDGDMoExIOU | SDG | DMo | Ex | IOU | 51272.326 |  | ResExSDG | DMo | 51.2723
SDGSFmNewIOU | SDG | SFm | New | IOU | 26408.4511 | 26407.68 | ResNewSDG | SFm | 26.4077
SDGMFmNewIOU | SDG | MFm | New | IOU | 6587.7524 | 6587.56 | ResNewSDG | MFm | 6.5876
SDGDMoNewIOU | SDG | DMo | New | IOU | 1249.5085 | 1249.472 | ResNewSDG | DMo | 1.2495
PGESFmExCZ01 | PGE | SFm | Ex | CZ01 | 31653.68 |  | SFmExPGE | CZ01 | 31653.68
PGESFmExCZ02 | PGE | SFm | Ex | CZ02 | 177648.06 |  | SFmExPGE | CZ02 | 177648.06
PGESFmExCZ03 | PGE | SFm | Ex | CZ03 | 600986.98 |  | SFmExPGE | CZ03 | 600986.98
PGESFmExCZ04 | PGE | SFm | Ex | CZ04 | 334919.71 |  | SFmExPGE | CZ04 | 334919.71
PGESFmExCZ05 | PGE | SFm | Ex | CZ05 | 71329.28 |  | SFmExPGE | CZ05 | 71329.28
PGESFmExCZ11 | PGE | SFm | Ex | CZ11 | 206160.95 |  | SFmExPGE | CZ11 | 206160.95
PGESFmExCZ12 | PGE | SFm | Ex | CZ12 | 632959.74 |  | SFmExPGE | CZ12 | 632959.74
PGESFmExCZ13 | PGE | SFm | Ex | CZ13 | 282161.86 |  | SFmExPGE | CZ13 | 282161.86
PGESFmExCZ16 | PGE | SFm | Ex | CZ16 | 53851.4 |  | SFmExPGE | CZ16 | 53851.4
PGEMFmExCZ01 | PGE | MFm | Ex | CZ01 | 10781.71 |  | MFmExPGE | CZ01 | 10781.71
PGEMFmExCZ02 | PGE | MFm | Ex | CZ02 | 53907.41 |  | MFmExPGE | CZ02 | 53907.41
PGEMFmExCZ03 | PGE | MFm | Ex | CZ03 | 490582.43 |  | MFmExPGE | CZ03 | 490582.43
PGEMFmExCZ04 | PGE | MFm | Ex | CZ04 | 196317.87 |  | MFmExPGE | CZ04 | 196317.87
PGEMFmExCZ05 | PGE | MFm | Ex | CZ05 | 20560.62 |  | MFmExPGE | CZ05 | 20560.62
PGEMFmExCZ11 | PGE | MFm | Ex | CZ11 | 41168.55 |  | MFmExPGE | CZ11 | 41168.55
PGEMFmExCZ12 | PGE | MFm | Ex | CZ12 | 213475.94 |  | MFmExPGE | CZ12 | 213475.94
PGEMFmExCZ13 | PGE | MFm | Ex | CZ13 | 90449.74 |  | MFmExPGE | CZ13 | 90449.74
PGEMFmExCZ16 | PGE | MFm | Ex | CZ16 | 411.69 |  | MFmExPGE | CZ16 | 411.69
PGEDMoExCZ01 | PGE | DMo | Ex | CZ01 | 1344.33 |  | DMoExPGE | CZ01 | 1344.33
PGEDMoExCZ02 | PGE | DMo | Ex | CZ02 | 16573.858 |  | DMoExPGE | CZ02 | 16573.858
PGEDMoExCZ03 | PGE | DMo | Ex | CZ03 | 13890.526 |  | DMoExPGE | CZ03 | 13890.526
PGEDMoExCZ04 | PGE | DMo | Ex | CZ04 | 11399.634 |  | DMoExPGE | CZ04 | 11399.634
PGEDMoExCZ05 | PGE | DMo | Ex | CZ05 | 10786.426 |  | DMoExPGE | CZ05 | 10786.426
PGEDMoExCZ11 | PGE | DMo | Ex | CZ11 | 49083.25 |  | DMoExPGE | CZ11 | 49083.25
PGEDMoExCZ12 | PGE | DMo | Ex | CZ12 | 30050.502 |  | DMoExPGE | CZ12 | 30050.502
PGEDMoExCZ13 | PGE | DMo | Ex | CZ13 | 28408.818 |  | DMoExPGE | CZ13 | 28408.818
PGEDMoExCZ16 | PGE | DMo | Ex | CZ16 | 10997.79 |  | DMoExPGE | CZ16 | 10997.79
PGESFmNewCZ01 | PGE | SFm | New | CZ01 | 2237.64 |  | SFmNewPGE | CZ01 | 2237.64
PGESFmNewCZ02 | PGE | SFm | New | CZ02 | 2207.14 |  | SFmNewPGE | CZ02 | 2207.14
PGESFmNewCZ03 | PGE | SFm | New | CZ03 | 6688.02 |  | SFmNewPGE | CZ03 | 6688.02
PGESFmNewCZ04 | PGE | SFm | New | CZ04 | 6103.38 |  | SFmNewPGE | CZ04 | 6103.38
PGESFmNewCZ05 | PGE | SFm | New | CZ05 | 1056.32 |  | SFmNewPGE | CZ05 | 1056.32
PGESFmNewCZ11 | PGE | SFm | New | CZ11 | 8863.94 |  | SFmNewPGE | CZ11 | 8863.94
PGESFmNewCZ12 | PGE | SFm | New | CZ12 | 20178.3 |  | SFmNewPGE | CZ12 | 20178.3
PGESFmNewCZ13 | PGE | SFm | New | CZ13 | 8455.84 |  | SFmNewPGE | CZ13 | 8455.84
PGESFmNewCZ16 | PGE | SFm | New | CZ16 | 249.08 |  | SFmNewPGE | CZ16 | 249.08
PGEMFmNewCZ01 | PGE | MFm | New | CZ01 | 976.04 |  | MFmNewPGE | CZ01 | 976.04
PGEMFmNewCZ02 | PGE | MFm | New | CZ02 | 1980.22 |  | MFmNewPGE | CZ02 | 1980.22
PGEMFmNewCZ03 | PGE | MFm | New | CZ03 | 6224.26 |  | MFmNewPGE | CZ03 | 6224.26
PGEMFmNewCZ04 | PGE | MFm | New | CZ04 | 3336.82 |  | MFmNewPGE | CZ04 | 3336.82
PGEMFmNewCZ05 | PGE | MFm | New | CZ05 | 0
PGEMFmNewCZ11 | PGE | MFm | New | CZ11 | 173.54 |  | MFmNewPGE | CZ11 | 173.54
PGEMFmNewCZ12 | PGE | MFm | New | CZ12 | 4000.42 |  | MFmNewPGE | CZ12 | 4000.42
PGEMFmNewCZ13 | PGE | MFm | New | CZ13 | 510.98 |  | MFmNewPGE | CZ13 | 510.98
PGEMFmNewCZ16 | PGE | MFm | New | CZ16 | 0
PGEDMoNewCZ01 | PGE | DMo | New | CZ01 | 0
PGEDMoNewCZ02 | PGE | DMo | New | CZ02 | 186.736 |  | DMoNewPGE | CZ02 | 186.736
PGEDMoNewCZ03 | PGE | DMo | New | CZ03 | 63.132 |  | DMoNewPGE | CZ03 | 63.132
PGEDMoNewCZ04 | PGE | DMo | New | CZ04 | 560.208 |  | DMoNewPGE | CZ04 | 560.208
PGEDMoNewCZ05 | PGE | DMo | New | CZ05 | 48.592 |  | DMoNewPGE | CZ05 | 48.592
PGEDMoNewCZ11 | PGE | DMo | New | CZ11 | 329.28 |  | DMoNewPGE | CZ11 | 329.28
PGEDMoNewCZ12 | PGE | DMo | New | CZ12 | 326.584 |  | DMoNewPGE | CZ12 | 326.584
PGEDMoNewCZ13 | PGE | DMo | New | CZ13 | 186.736 |  | DMoNewPGE | CZ13 | 186.736
PGEDMoNewCZ16 | PGE | DMo | New | CZ16 | 0
SCESFmExCZ05 | SCE | SFm | Ex | CZ05 | 2969.3533 |  | SFmExSCE | CZ05 | 2969.3533
SCESFmExCZ06 | SCE | SFm | Ex | CZ06 | 358978.33 |  | SFmExSCE | CZ06 | 358978.33
SCESFmExCZ08 | SCE | SFm | Ex | CZ08 | 457169.31 |  | SFmExSCE | CZ08 | 457169.31
SCESFmExCZ09 | SCE | SFm | Ex | CZ09 | 517472.89 |  | SFmExSCE | CZ09 | 517472.89
SCESFmExCZ10 | SCE | SFm | Ex | CZ10 | 499502.41 |  | SFmExSCE | CZ10 | 499502.41
SCESFmExCZ13 | SCE | SFm | Ex | CZ13 | 73121.86 |  | SFmExSCE | CZ13 | 73121.86
SCESFmExCZ14 | SCE | SFm | Ex | CZ14 | 194385.43 |  | SFmExSCE | CZ14 | 194385.43
SCESFmExCZ15 | SCE | SFm | Ex | CZ15 | 48984.03 |  | SFmExSCE | CZ15 | 48984.03
SCESFmExCZ16 | SCE | SFm | Ex | CZ16 | 102284.56 |  | SFmExSCE | CZ16 | 102284.56
SCEMFmExCZ05 | SCE | MFm | Ex | CZ05 | 1027.6 |  | MFmExSCE | CZ05 | 1027.6
SCEMFmExCZ06 | SCE | MFm | Ex | CZ06 | 322561.99 |  | MFmExSCE | CZ06 | 322561.99
SCEMFmExCZ08 | SCE | MFm | Ex | CZ08 | 226662.72 |  | MFmExSCE | CZ08 | 226662.72
SCEMFmExCZ09 | SCE | MFm | Ex | CZ09 | 212154.96 |  | MFmExSCE | CZ09 | 212154.96
SCEMFmExCZ10 | SCE | MFm | Ex | CZ10 | 65429.47 |  | MFmExSCE | CZ10 | 65429.47
SCEMFmExCZ13 | SCE | MFm | Ex | CZ13 | 5148.89 |  | MFmExSCE | CZ13 | 5148.89
SCEMFmExCZ14 | SCE | MFm | Ex | CZ14 | 19498.11 |  | MFmExSCE | CZ14 | 19498.11
SCEMFmExCZ15 | SCE | MFm | Ex | CZ15 | 45331.33 |  | MFmExSCE | CZ15 | 45331.33
SCEMFmExCZ16 | SCE | MFm | Ex | CZ16 | 14485.02 |  | MFmExSCE | CZ16 | 14485.02
SCEDMoExCZ05 | SCE | DMo | Ex | CZ05 | 0
SCEDMoExCZ06 | SCE | DMo | Ex | CZ06 | 26362.85 |  | DMoExSCE | CZ06 | 26362.85
SCEDMoExCZ08 | SCE | DMo | Ex | CZ08 | 24702.926 |  | DMoExSCE | CZ08 | 24702.926
SCEDMoExCZ09 | SCE | DMo | Ex | CZ09 | 30691.25 |  | DMoExSCE | CZ09 | 30691.25
SCEDMoExCZ10 | SCE | DMo | Ex | CZ10 | 49991.036 |  | DMoExSCE | CZ10 | 49991.036
SCEDMoExCZ13 | SCE | DMo | Ex | CZ13 | 6040.75 |  | DMoExSCE | CZ13 | 6040.75
SCEDMoExCZ14 | SCE | DMo | Ex | CZ14 | 15254.23 |  | DMoExSCE | CZ14 | 15254.23
SCEDMoExCZ15 | SCE | DMo | Ex | CZ15 | 5453.454 |  | DMoExSCE | CZ15 | 5453.454
SCEDMoExCZ16 | SCE | DMo | Ex | CZ16 | 15499.33 |  | DMoExSCE | CZ16 | 15499.33
SCESFmNewCZ05 | SCE | SFm | New | CZ05 | 48.8 |  | SFmNewSCE | CZ05 | 48.8
SCESFmNewCZ06 | SCE | SFm | New | CZ06 | 8642.96 |  | SFmNewSCE | CZ06 | 8642.96
SCESFmNewCZ08 | SCE | SFm | New | CZ08 | 6280.76 |  | SFmNewSCE | CZ08 | 6280.76
SCESFmNewCZ09 | SCE | SFm | New | CZ09 | 6787.36 |  | SFmNewSCE | CZ09 | 6787.36
SCESFmNewCZ10 | SCE | SFm | New | CZ10 | 23542.2 |  | SFmNewSCE | CZ10 | 23542.2
SCESFmNewCZ13 | SCE | SFm | New | CZ13 | 2729.18 |  | SFmNewSCE | CZ13 | 2729.18
SCESFmNewCZ14 | SCE | SFm | New | CZ14 | 3636.2 |  | SFmNewSCE | CZ14 | 3636.2
SCESFmNewCZ15 | SCE | SFm | New | CZ15 | 712.18 |  | SFmNewSCE | CZ15 | 712.18
SCESFmNewCZ16 | SCE | SFm | New | CZ16 | 1273.94 |  | SFmNewSCE | CZ16 | 1273.94
SCEMFmNewCZ05 | SCE | MFm | New | CZ05 | 0
SCEMFmNewCZ06 | SCE | MFm | New | CZ06 | 3702.78 |  | MFmNewSCE | CZ06 | 3702.78
SCEMFmNewCZ08 | SCE | MFm | New | CZ08 | 4309.26 |  | MFmNewSCE | CZ08 | 4309.26
SCEMFmNewCZ09 | SCE | MFm | New | CZ09 | 3773.46 |  | MFmNewSCE | CZ09 | 3773.46
SCEMFmNewCZ10 | SCE | MFm | New | CZ10 | 128.4 |  | MFmNewSCE | CZ10 | 128.4
SCEMFmNewCZ13 | SCE | MFm | New | CZ13 | 64.2 |  | MFmNewSCE | CZ13 | 64.2
SCEMFmNewCZ14 | SCE | MFm | New | CZ14 | 0
SCEMFmNewCZ15 | SCE | MFm | New | CZ15 | 0
SCEMFmNewCZ16 | SCE | MFm | New | CZ16 | 0
SCEDMoNewCZ05 | SCE | DMo | New | CZ05 | 0
SCEDMoNewCZ06 | SCE | DMo | New | CZ06 | 1591.36 |  | DMoNewSCE | CZ06 | 1591.36
SCEDMoNewCZ08 | SCE | DMo | New | CZ08 | 490.872 |  | DMoNewSCE | CZ08 | 490.872
SCEDMoNewCZ09 | SCE | DMo | New | CZ09 | 1059.22 |  | DMoNewSCE | CZ09 | 1059.22
SCEDMoNewCZ10 | SCE | DMo | New | CZ10 | 274.072 |  | DMoNewSCE | CZ10 | 274.072
SCEDMoNewCZ13 | SCE | DMo | New | CZ13 | 0
SCEDMoNewCZ14 | SCE | DMo | New | CZ14 | 0
SCEDMoNewCZ15 | SCE | DMo | New | CZ15 | 246.748 |  | DMoNewSCE | CZ15 | 246.748
SCEDMoNewCZ16 | SCE | DMo | New | CZ16 | 71.06 |  | DMoNewSCE | CZ16 | 71.06
SDGSFmExCZ06 | SDG | SFm | Ex | CZ06 | 65479.23 |  | SFmExSDG | CZ06 | 65479.23
SDGSFmExCZ07 | SDG | SFm | Ex | CZ07 | 404482.69 |  | SFmExSDG | CZ07 | 404482.69
SDGSFmExCZ08 | SDG | SFm | Ex | CZ08 | 8521.5 |  | SFmExSDG | CZ08 | 8521.5
SDGSFmExCZ10 | SDG | SFm | Ex | CZ10 | 187614.38 |  | SFmExSDG | CZ10 | 187614.38
SDGSFmExCZ14 | SDG | SFm | Ex | CZ14 | 7066.02 |  | SFmExSDG | CZ14 | 7066.02
SDGSFmExCZ15 | SDG | SFm | Ex | CZ15 | 2563.47 |  | SFmExSDG | CZ15 | 2563.47
SDGMFmExCZ06 | SDG | MFm | Ex | CZ06 | 16900.29 |  | MFmExSDG | CZ06 | 16900.29
SDGMFmExCZ07 | SDG | MFm | Ex | CZ07 | 226686.09 |  | MFmExSDG | CZ07 | 226686.09
SDGMFmExCZ08 | SDG | MFm | Ex | CZ08 | 14769.58 |  | MFmExSDG | CZ08 | 14769.58
SDGMFmExCZ10 | SDG | MFm | Ex | CZ10 | 66716.17 |  | MFmExSDG | CZ10 | 66716.17
SDGMFmExCZ14 | SDG | MFm | Ex | CZ14 | 259.97 |  | MFmExSDG | CZ14 | 259.97
SDGMFmExCZ15 | SDG | MFm | Ex | CZ15 | 179.12 |  | MFmExSDG | CZ15 | 179.12
SDGDMoExCZ06 | SDG | DMo | Ex | CZ06 | 0
SDGDMoExCZ07 | SDG | DMo | Ex | CZ07 | 24885.616 |  | DMoExSDG | CZ07 | 24885.616
SDGDMoExCZ08 | SDG | DMo | Ex | CZ08 | 2231.2 |  | DMoExSDG | CZ08 | 2231.2
SDGDMoExCZ10 | SDG | DMo | Ex | CZ10 | 23231.18 |  | DMoExSDG | CZ10 | 23231.18
SDGDMoExCZ14 | SDG | DMo | Ex | CZ14 | 924.33 |  | DMoExSDG | CZ14 | 924.33
SDGDMoExCZ15 | SDG | DMo | Ex | CZ15 | 0
SDGSFmNewCZ06 | SDG | SFm | New | CZ06 | 5373.98 |  | SFmNewSDG | CZ06 | 5373.98
SDGSFmNewCZ07 | SDG | SFm | New | CZ07 | 12511.08 |  | SFmNewSDG | CZ07 | 12511.08
SDGSFmNewCZ08 | SDG | SFm | New | CZ08 | 318.58 |  | SFmNewSDG | CZ08 | 318.58
SDGSFmNewCZ10 | SDG | SFm | New | CZ10 | 8032.94 |  | SFmNewSDG | CZ10 | 8032.94
SDGSFmNewCZ14 | SDG | SFm | New | CZ14 | 171.1 |  | SFmNewSDG | CZ14 | 171.1
SDGSFmNewCZ15 | SDG | SFm | New | CZ15 | 0.77115
SDGMFmNewCZ06 | SDG | MFm | New | CZ06 | 259.32 |  | MFmNewSDG | CZ06 | 259.32
SDGMFmNewCZ07 | SDG | MFm | New | CZ07 | 3760.76 |  | MFmNewSDG | CZ07 | 3760.76
SDGMFmNewCZ08 | SDG | MFm | New | CZ08 | 1290.8 |  | MFmNewSDG | CZ08 | 1290.8
SDGMFmNewCZ10 | SDG | MFm | New | CZ10 | 1276.68 |  | MFmNewSDG | CZ10 | 1276.68
SDGMFmNewCZ14 | SDG | MFm | New | CZ14 | 0
SDGMFmNewCZ15 | SDG | MFm | New | CZ15 | 0.19237
SDGDMoNewCZ06 | SDG | DMo | New | CZ06 | 0
SDGDMoNewCZ07 | SDG | DMo | New | CZ07 | 356.992 |  | DMoNewSDG | CZ07 | 356.992
SDGDMoNewCZ08 | SDG | DMo | New | CZ08 | 0
SDGDMoNewCZ10 | SDG | DMo | New | CZ10 | 892.48 |  | DMoNewSDG | CZ10 | 892.48
SDGDMoNewCZ14 | SDG | DMo | New | CZ14 | 0
SDGDMoNewCZ15 | SDG | DMo | New | CZ15 | 0.036487
SCGSFmExCZ04 | SCG | SFm | Ex | CZ04 | 21909.26 |  | SFmExSCG | CZ04 | 21909.26
SCGSFmExCZ05 | SCG | SFm | Ex | CZ05 | 54351.76 |  | SFmExSCG | CZ05 | 54351.76
SCGSFmExCZ06 | SCG | SFm | Ex | CZ06 | 392803.46 |  | SFmExSCG | CZ06 | 392803.46
SCGSFmExCZ07 | SCG | SFm | Ex | CZ07 | 3437.79 |  | SFmExSCG | CZ07 | 3437.79
SCGSFmExCZ08 | SCG | SFm | Ex | CZ08 | 481353.32 |  | SFmExSCG | CZ08 | 481353.32
SCGSFmExCZ09 | SCG | SFm | Ex | CZ09 | 616195.99 |  | SFmExSCG | CZ09 | 616195.99
SCGSFmExCZ10 | SCG | SFm | Ex | CZ10 | 437366.16 |  | SFmExSCG | CZ10 | 437366.16
SCGSFmExCZ13 | SCG | SFm | Ex | CZ13 | 62407.18 |  | SFmExSCG | CZ13 | 62407.18
SCGSFmExCZ14 | SCG | SFm | Ex | CZ14 | 90641.57 |  | SFmExSCG | CZ14 | 90641.57
SCGSFmExCZ15 | SCG | SFm | Ex | CZ15 | 21726.24 |  | SFmExSCG | CZ15 | 21726.24
SCGSFmExCZ16 | SCG | SFm | Ex | CZ16 | 23640.02 |  | SFmExSCG | CZ16 | 23640.02
SCGMFmExCZ04 | SCG | MFm | Ex | CZ04 | 3401.62 |  | MFmExSCG | CZ04 | 3401.62
SCGMFmExCZ05 | SCG | MFm | Ex | CZ05 | 14466.4 |  | MFmExSCG | CZ05 | 14466.4
SCGMFmExCZ06 | SCG | MFm | Ex | CZ06 | 238545.28 |  | MFmExSCG | CZ06 | 238545.28
SCGMFmExCZ07 | SCG | MFm | Ex | CZ07 | 3545.67 |  | MFmExSCG | CZ07 | 3545.67
SCGMFmExCZ08 | SCG | MFm | Ex | CZ08 | 257335.53 |  | MFmExSCG | CZ08 | 257335.53
SCGMFmExCZ09 | SCG | MFm | Ex | CZ09 | 549741.07 |  | MFmExSCG | CZ09 | 549741.07
SCGMFmExCZ10 | SCG | MFm | Ex | CZ10 | 44070.31 |  | MFmExSCG | CZ10 | 44070.31
SCGMFmExCZ13 | SCG | MFm | Ex | CZ13 | 11225.54 |  | MFmExSCG | CZ13 | 11225.54
SCGMFmExCZ14 | SCG | MFm | Ex | CZ14 | 14507.75 |  | MFmExSCG | CZ14 | 14507.75
SCGMFmExCZ15 | SCG | MFm | Ex | CZ15 | 32862.23 |  | MFmExSCG | CZ15 | 32862.23
SCGMFmExCZ16 | SCG | MFm | Ex | CZ16 | 6430.36 |  | MFmExSCG | CZ16 | 6430.36
SCGDMoExCZ04 | SCG | DMo | Ex | CZ04 | 164.1 |  | DMoExSCG | CZ04 | 164.1
SCGDMoExCZ05 | SCG | DMo | Ex | CZ05 | 1752.366 |  | DMoExSCG | CZ05 | 1752.366
SCGDMoExCZ06 | SCG | DMo | Ex | CZ06 | 7439.892 |  | DMoExSCG | CZ06 | 7439.892
SCGDMoExCZ08 | SCG | DMo | Ex | CZ08 | 2634.24 |  | DMoExSCG | CZ08 | 2634.24
SCGDMoExCZ09 | SCG | DMo | Ex | CZ09 | 11496.668 |  | DMoExSCG | CZ09 | 11496.668
SCGDMoExCZ10 | SCG | DMo | Ex | CZ10 | 20505.868 |  | DMoExSCG | CZ10 | 20505.868
SCGDMoExCZ13 | SCG | DMo | Ex | CZ13 | 3595.59 |  | DMoExSCG | CZ13 | 3595.59
SCGDMoExCZ14 | SCG | DMo | Ex | CZ14 | 916.58 |  | DMoExSCG | CZ14 | 916.58
SCGDMoExCZ15 | SCG | DMo | Ex | CZ15 | 2717.006 |  | DMoExSCG | CZ15 | 2717.006
SCGDMoExCZ16 | SCG | DMo | Ex | CZ16 | 390.83 |  | DMoExSCG | CZ16 | 390.83
SCGSFmNewCZ04 | SCG | SFm | New | CZ04 | 2360.82 |  | SFmNewSCG | CZ04 | 2360.82
SCGSFmNewCZ05 | SCG | SFm | New | CZ05 | 896.74 |  | SFmNewSCG | CZ05 | 896.74
SCGSFmNewCZ06 | SCG | SFm | New | CZ06 | 14065.34 |  | SFmNewSCG | CZ06 | 14065.34
SCGSFmNewCZ08 | SCG | SFm | New | CZ08 | 6589.38 |  | SFmNewSCG | CZ08 | 6589.38
SCGSFmNewCZ09 | SCG | SFm | New | CZ09 | 6579.8 |  | SFmNewSCG | CZ09 | 6579.8
SCGSFmNewCZ10 | SCG | SFm | New | CZ10 | 21437.72 |  | SFmNewSCG | CZ10 | 21437.72
SCGSFmNewCZ13 | SCG | SFm | New | CZ13 | 2988.24 |  | SFmNewSCG | CZ13 | 2988.24
SCGSFmNewCZ14 | SCG | SFm | New | CZ14 | 1684.72 |  | SFmNewSCG | CZ14 | 1684.72
SCGSFmNewCZ15 | SCG | SFm | New | CZ15 | 539.66 |  | SFmNewSCG | CZ15 | 539.66
SCGSFmNewCZ16 | SCG | SFm | New | CZ16 | 149.88 |  | SFmNewSCG | CZ16 | 149.88
SCGMFmNewCZ06 | SCG | MFm | New | CZ06 | 4792.92 |  | MFmNewSCG | CZ06 | 4792.92
SCGMFmNewCZ08 | SCG | MFm | New | CZ08 | 4436.28 |  | MFmNewSCG | CZ08 | 4436.28
SCGMFmNewCZ09 | SCG | MFm | New | CZ09 | 4334.3 |  | MFmNewSCG | CZ09 | 4334.3
SCGMFmNewCZ10 | SCG | MFm | New | CZ10 | 128.4 |  | MFmNewSCG | CZ10 | 128.4
SCGMFmNewCZ13 | SCG | MFm | New | CZ13 | 96.06 |  | MFmNewSCG | CZ13 | 96.06
SCGDMoNewCZ05 | SCG | DMo | New | CZ05 | 48.592 |  | DMoNewSCG | CZ05 | 48.592
SCGDMoNewCZ06 | SCG | DMo | New | CZ06 | 840.844 |  | DMoNewSCG | CZ06 | 840.844
SCGDMoNewCZ08 | SCG | DMo | New | CZ08 | 71.12 |  | DMoNewSCG | CZ08 | 71.12
SCGDMoNewCZ09 | SCG | DMo | New | CZ09 | 219.716 |  | DMoNewSCG | CZ09 | 219.716
SCGDMoNewCZ10 | SCG | DMo | New | CZ10 | 64.196 |  | DMoNewSCG | CZ10 | 64.196
SCGDMoNewCZ15 | SCG | DMo | New | CZ15 | 36.872 |  | DMoNewSCG | CZ15 | 36.872
SCGDMoNewCZ16 | SCG | DMo | New | CZ16 | 71.06 |  | DMoNewSCG | CZ16 | 71.06
Note on G154: PRC: since there are no values for CZ15 for New, SDG, use weighted values that sum to 1
Note on H19: PRC: copied as values, referenced below (prevents circular calc)