## CFLint_lamp (hidden)
[154 empty] | TO READI | TO READI | TO READI | TO READI | TO READI | TO READI
| start: | 10067 | Incomplete |  |  |  |  | Lighting Technology Definition Table
| end: | 10349 | 7 |  |  |  |  | Lighting - Lamps: Integral CFL (screw-in)
[11 empty] | first row in ParamLists: | 40 | #N/A | #N/A | #N/A | 73 | #N/A | #N/A | #N/A | #N/A | 270 | #N/A | #N/A | 267 | 189 | #N/A | 260 |  | 274
|  |  |  | 3 | 5 | 2 | 4 |  |  |  |  | 14 | 15 | 16 | 17 | 18 | 19 | 20 | 21 | 22 | 23 | 24 | 25 | 26 | 27 | 28 | 29 | 30 | 31
| subrow | Tech ID | Type ID | GroupCode | TypeCode | Technology Group | Technology Type |  |  |  | Parameter Definition | parameter 1 | parameter 2 | parameter 3 | parameter 4 | parameter 5 | parameter 6 | parameter 7 | parameter 8 | parameter 9 | parameter 10 | parameter 11 | parameter 12 | parameter 13 | parameter 14 | parameter 15 | parameter 16 | parameter 17 | parameter 18 | [124 empty] | per unit | per unit | per unit | per unit | per fixture | per hour
[11 empty] | Param Code: | CFL_Lamp_Shape | Lamp_Diameter_Any | CRI | Lamp_Life | Dimming | Lamp_Watts | LampLumensInitial_OP | LampLumensMean_OP | Legacy_TechID | Scale_Basis_Type | Scale_Basis_Value | ExteriorRated | Case_Applicability | Lamp_Base | Lamp_3way | CFL_Lamp_Type | EUL_ID | Tech_Status | [124 empty] | Material_Cost (single pack) | Material_Cost 2+ pack) | Material_Cost 3+ pack) | Material_Cost 4+ pack) | Labor_Hours | Labor_Rate
| 3 |  |  | Tech Index ==> | 1002 | [5 empty] | Parameter Description: | CFL lamp shape | Lamp diameter in 1/8 inch, or "Any" | Color Rendering Index | Average rated life | Type of dimming capabilities | Nominal Watts per lamp | Initial Lumens, per lamp | Mean Lumens, per lamp | TechID from previous DEER version | Scale Basis Type | Scale Basis Value | Lamp or Fixture is rated to be installed outside | Case Applicability | The shape of the lamp base | screw-in lamp can be switched to 3 light levels | Type of cfl lamp | This is a cross reference to the EUL table | Status of technology definition
| 4 |  |  |  | 2 | [5 empty] | Units: | 0 | 0 | 0 | hours | 0 | Watts | 0 | 0 | 0 | 0 | 0 | 0 | 0 | 0 | 0 | 0 | 0 | 0
| 5 | [9 empty] | Param Required: | TRUE | TRUE | FALSE | FALSE | TRUE | TRUE | FALSE | FALSE | FALSE | FALSE | FALSE | FALSE | FALSE | TRUE | FALSE | FALSE | FALSE | TRUE
| 6 | [9 empty] | Param Value Type: | List | IntAny | Integer | Integer | List | Float | Integer | Integer | Text | Text | Float | Boolean | Text | List | Boolean | List | Text | List
| 7 | [9 empty] | Min Value: | 0 | 1 | 1 | 100 | 0 | 0.05 | 1 | 1 | 0 | 0 | 0 | 0 | 0 | 0 | 0 | 0 | 0 | 0
| 8 | [9 empty] | Max Value: | 0 | 500 | 100 | 100000 | 0 | 5000 | 500000 | 500000 | 0 | 0 | 100000 | 0 | 0 | 0 | 0 | 0 | 0 | 0
| 9 | [9 empty] | Param List Name: | CFL Lamp Shape | 0 | 0 | 0 | Dimming | 0 | 0 | 0 | 0 | ScaleBasis | 0 | 0 | CaseApplic | LampBase | 0 | CFL Lamp Type | 0 | TechStatus
| 10 | [9 empty] | Used in Rule: | #N/A | #N/A | 0 | 0 | 0 | 0 | 0 | 0 | 0 | #N/A | #N/A | 0 | #N/A | 0 | 0 | #N/A | #N/A | #N/A
Needs diamter?
| 0 | [9 empty] | List value 1: | 14: A; 18: 3way; 23: CyclesPerYr; 26: CodeStd; 27: Any; 29: CC; 31: Complete | [81 empty] | A | A | A-lamp | NO
| 1 | [9 empty] | List value 2: | 14: Any; 18: Cont; 23: RatedkWh; 26: Measure; 27: E26; 31: Incomplete | [81 empty] | Any |  | Any Non-reflector | NO
| 2 | [9 empty] | List value 3: | 14: BD; 18: ContOff; 23: Watts; 26: PreExist; 27: G4; 31: Deleted | [81 empty] | BD | BD | BD shape | NO
| 3 | [9 empty] | List value 4: | 14: Biax; 18: None; 23: WattsRatio; 27: G5.3; 31: Review | [81 empty] | Biax | Biax | Biax | NO
| 4 | [9 empty] | List value 5: | 14: Candle; 18: NoSpec; 28: Refl | [81 empty] | Candle | Candle | Candelabra | NO
| 5 | [9 empty] | List value 6: | 14: Cap; 18: Step | [81 empty] | Cap | Cap | Cap | NO
| 6 | [9 empty] | List value 7: | 14: Circ; 18: StepOff | [81 empty] | Circ | Circ | Circular Tube | YES
| 7 | [9 empty] | List value 8: | 14: DD; 18: Yes | [81 empty] | DD | DD | DD shape | NO
| 8 | [9 empty] | List value 9: | 14: Decorative | [81 empty] | Decorative | Dec | Decorative | NO
| 9 | [9 empty] | List value 10: | 14: Glb | [81 empty] | Glb | Glb | Globe | NO
| 10 | [9 empty] | List value 11: | [99 empty] | MR | MR | MR | YES | bar: 14
| 11 | [9 empty] | List value 12: | 14: NonReflector | [81 empty] | NonReflector |  | Non-Reflector | NO
| 12 | [9 empty] | List value 13: | 14: PAR | [81 empty] | PAR | PAR | PAR | YES
| 13 | [9 empty] | List value 14: | 14: Quad | [81 empty] | Quad | Quad | Quad tube | NO
| 14 | [9 empty] | List value 15: | 14: Reflector | [81 empty] | Reflector | Refl | Reflector | NO
| 15 | [9 empty] | List value 16: | 14: RefR | [81 empty] | RefR | RefR | Reflector-R | NO
| 16 | [9 empty] | List value 17: | [99 empty] | T | T | T- | YES | bar: 14
| 17 | [9 empty] | List value 18: | [99 empty] | LT | LT | LT- | YES | bar: 14
| 18 | [9 empty] | List value 19: | 14: Trpl | [81 empty] | Trpl | Trpl | Triple tube | NO
index |  | Tech ID | Type ID | GroupCode | TypeCode | Technology Group | Technology Type | Technology ID | Source | Class Code | Description | CFL_Lamp_Shape | Lamp_Diameter_Any | CRI | Lamp_Life | Dimming | Lamp_Watts | LampLumensInitial_OP | LampLumensMean_OP | Legacy_TechID | Scale_Basis_Type | Scale_Basis_Value | ExteriorRated | Case_Applicability | Lamp_Base | Lamp_3way | CFL_Lamp_Type | EUL_ID | Tech_Status | Complete | Used | List Check | [13 empty] | 0 | Value Check | [13 empty] | 0 | Boolean Check | [13 empty] | 0 | Required Check | [13 empty] | 0 | Failed any Check | [13 empty] | January 2014 New Tech ID | Shape Vlookup |  | Check for Duplicate Entries |  | CFL_Lamp_Shape | Lamp Shape | Lamp_Base | Dim or 3way | CFL_Lamp_Type | ExteriorRated | Watts | CFL_Lamp_Shape | Lamp_Diameter_Any | Lamp shape and size | Lamp_Base | Dimming | Lamp_3way | CFL_Lamp_Type | LampLumensInitial_OP | ExteriorRated | Lamp_Watts | Lamp_Diameter_Any | CFL_Lamp_Shape | Lamp_Base | Dimming | Lamp_3way | CFL_Lamp_Type | ExteriorRated | CFL_Lamp_Shape | Lamp_Diameter_Any | CRI | Lamp_Life | Dimming | Lamp_Watts | LampLumensInitial_OP | LampLumensMean_OP | Legacy_TechID | Scale_Basis_Type | Scale_Basis_Value | ExteriorRated | Case_Applicability | Lamp_Base | Lamp_3way | CFL_Lamp_Type | EUL_ID | NOTES
1 | 0 | 10067 | 1002 | Ltg_Lamp | CFLint_lamp | Lighting - Lamps | Integral CFL (screw-in) | CFLscw(3w) | DEER2011 |  | CFL Lamp: Non-Reflector, 3 Watts | NonReflector | Any | 82 | 6000 | None | 3 |  |  | CFL-Scw-Com-NRef-3W | Watts | 3 |  |  | Any |  |  |  | Complete | TRUE | TRUE | 0 | 0 | 0 | 0 | 0 | 0 | 0 | 0 | 0 | 0 | 0 | 0 | 0 | 0 |  | 0 | 0 | 0 | 0 | 0 | 0 | 0 | 0 | 0 | 0 | 0 | 0 | 0 | 0 |  | 0 | 0 | 0 | 0 | 0 | 0 | 0 | 0 | 0 | 0 | 0 | 0 | 0 | 0 |  | 0 | 0 | 0 | 0 | 0 | 0 | 0 | 0 | 0 | 0 | 0 | 0 | 0 | 0 |  | FALSE | FALSE | FALSE | FALSE | FALSE | FALSE | FALSE | FALSE | FALSE | FALSE | FALSE | FALSE | FALSE | FALSE | CFLscw(3w) | A | A | 1 | [7 empty] | (3w) | Non-Reflector |  | Non-Reflector | [6 empty] | , 3 Watts | [24 empty] | assumed twister | A | #REF! | #REF! | #REF! | #REF! | 0.07963 | 72.2604
2 | 0 | 10068 | 1002 | Ltg_Lamp | CFLint_lamp | Lighting - Lamps | Integral CFL (screw-in) | CFLscw(4w) | DEER2011 |  | CFL Lamp: Non-Reflector, 4 Watts | NonReflector | Any | 82 | 6000 | None | 4 |  |  | CFL-Scw-Com-NRef-4W | Watts | 4 |  |  | Any |  |  |  | Complete | TRUE | TRUE | 0 | 0 | 0 | 0 | 0 | 0 | 0 | 0 | 0 | 0 | 0 | 0 | 0 | 0 |  | 0 | 0 | 0 | 0 | 0 | 0 | 0 | 0 | 0 | 0 | 0 | 0 | 0 | 0 |  | 0 | 0 | 0 | 0 | 0 | 0 | 0 | 0 | 0 | 0 | 0 | 0 | 0 | 0 |  | 0 | 0 | 0 | 0 | 0 | 0 | 0 | 0 | 0 | 0 | 0 | 0 | 0 | 0 |  | FALSE | FALSE | FALSE | FALSE | FALSE | FALSE | FALSE | FALSE | FALSE | FALSE | FALSE | FALSE | FALSE | FALSE | CFLscw(4w) | Any |  | 2 | 1 | [6 empty] | (4w) | Non-Reflector |  | Non-Reflector | [6 empty] | , 4 Watts | [24 empty] | assumed twister | A | #REF! | #REF! | #REF! | #REF! | 0.07963 | 72.2604
3 | 0 | 10069 | 1002 | Ltg_Lamp | CFLint_lamp | Lighting - Lamps | Integral CFL (screw-in) | CFLscw(5w) | DEER2011 |  | CFL Lamp: Non-Reflector, 5 Watts | NonReflector | Any | 82 | 6000 | None | 5 |  |  | CFL-Scw-Com-NRef-5W | Watts | 5 |  |  | Any |  |  |  | Complete | TRUE | TRUE | 0 | 0 | 0 | 0 | 0 | 0 | 0 | 0 | 0 | 0 | 0 | 0 | 0 | 0 |  | 0 | 0 | 0 | 0 | 0 | 0 | 0 | 0 | 0 | 0 | 0 | 0 | 0 | 0 |  | 0 | 0 | 0 | 0 | 0 | 0 | 0 | 0 | 0 | 0 | 0 | 0 | 0 | 0 |  | 0 | 0 | 0 | 0 | 0 | 0 | 0 | 0 | 0 | 0 | 0 | 0 | 0 | 0 |  | FALSE | FALSE | FALSE | FALSE | FALSE | FALSE | FALSE | FALSE | FALSE | FALSE | FALSE | FALSE | FALSE | FALSE | CFLscw(5w) | BD | BD | 3 | 1 | [6 empty] | (5w) | Non-Reflector |  | Non-Reflector | [6 empty] | , 5 Watts | [24 empty] | assumed twister | A | #REF! | #REF! | #REF! | #REF! | 0.07963 | 72.2604
4 | 0 | 10070 | 1002 | Ltg_Lamp | CFLint_lamp | Lighting - Lamps | Integral CFL (screw-in) | CFLscw(6w) | DEER2011 |  | CFL Lamp: Non-Reflector, 6 Watts | NonReflector | Any | 82 | 6000 | None | 6 |  |  | CFL-Scw-Com-NRef-6W | Watts | 6 |  |  | Any |  |  |  | Complete | TRUE | TRUE | 0 | 0 | 0 | 0 | 0 | 0 | 0 | 0 | 0 | 0 | 0 | 0 | 0 | 0 |  | 0 | 0 | 0 | 0 | 0 | 0 | 0 | 0 | 0 | 0 | 0 | 0 | 0 | 0 |  | 0 | 0 | 0 | 0 | 0 | 0 | 0 | 0 | 0 | 0 | 0 | 0 | 0 | 0 |  | 0 | 0 | 0 | 0 | 0 | 0 | 0 | 0 | 0 | 0 | 0 | 0 | 0 | 0 |  | FALSE | FALSE | FALSE | FALSE | FALSE | FALSE | FALSE | FALSE | FALSE | FALSE | FALSE | FALSE | FALSE | FALSE | CFLscw(6w) | Biax | Biax | 4 | 1 | [6 empty] | (6w) | Non-Reflector |  | Non-Reflector | [6 empty] | , 6 Watts | [24 empty] | assumed twister | A | #REF! | #REF! | #REF! | #REF! | 0.07963 | 72.2604
5 | 0 | 10071 | 1002 | Ltg_Lamp | CFLint_lamp | Lighting - Lamps | Integral CFL (screw-in) | CFLscw(7w) | DEER2011 |  | CFL Lamp: Non-Reflector, 296 initial lumens, 7 Watts | NonReflector | Any | 82 | 6000 | None | 7 | 296 | 370 | CFL-Scw-Com-NRef-7W | Watts | 7 |  |  | Any |  |  |  | Complete | TRUE | TRUE | 0 | 0 | 0 | 0 | 0 | 0 | 0 | 0 | 0 | 0 | 0 | 0 | 0 | 0 |  | 0 | 0 | 0 | 0 | 0 | 0 | 0 | 0 | 0 | 0 | 0 | 0 | 0 | 0 |  | 0 | 0 | 0 | 0 | 0 | 0 | 0 | 0 | 0 | 0 | 0 | 0 | 0 | 0 |  | 0 | 0 | 0 | 0 | 0 | 0 | 0 | 0 | 0 | 0 | 0 | 0 | 0 | 0 |  | FALSE | FALSE | FALSE | FALSE | FALSE | FALSE | FALSE | FALSE | FALSE | FALSE | FALSE | FALSE | FALSE | FALSE | CFLscw(7w) | Candle | Candle | 5 | 1 | [6 empty] | (7w) | Non-Reflector |  | Non-Reflector |  |  |  |  | , 296 initial lumens |  | , 7 Watts | [24 empty] | assumed twister | A | #REF! | #REF! | #REF! | #REF! | 0.07963 | 72.2604
6 | 0 | 10072 | 1002 | Ltg_Lamp | CFLint_lamp | Lighting - Lamps | Integral CFL (screw-in) | CFLscw(8w) | DEER2011 |  | CFL Lamp: Non-Reflector, 320 initial lumens, 8 Watts | NonReflector | Any | 82 | 6000 | None | 8 | 320 | 400 | CFL-Scw-Com-NRef-8W | Watts | 8 |  |  | Any |  |  |  | Complete | TRUE | TRUE | 0 | 0 | 0 | 0 | 0 | 0 | 0 | 0 | 0 | 0 | 0 | 0 | 0 | 0 |  | 0 | 0 | 0 | 0 | 0 | 0 | 0 | 0 | 0 | 0 | 0 | 0 | 0 | 0 |  | 0 | 0 | 0 | 0 | 0 | 0 | 0 | 0 | 0 | 0 | 0 | 0 | 0 | 0 |  | 0 | 0 | 0 | 0 | 0 | 0 | 0 | 0 | 0 | 0 | 0 | 0 | 0 | 0 |  | FALSE | FALSE | FALSE | FALSE | FALSE | FALSE | FALSE | FALSE | FALSE | FALSE | FALSE | FALSE | FALSE | FALSE | CFLscw(8w) | Cap | Cap | 6 | 1 | [6 empty] | (8w) | Non-Reflector |  | Non-Reflector |  |  |  |  | , 320 initial lumens |  | , 8 Watts | [24 empty] | assumed twister | A | #REF! | #REF! | #REF! | #REF! | 0.07963 | 72.2604
7 | 0 | 10073 | 1002 | Ltg_Lamp | CFLint_lamp | Lighting - Lamps | Integral CFL (screw-in) | CFLscw(9w) | DEER2011 |  | CFL Lamp: Non-Reflector, 344 initial lumens, 9 Watts | NonReflector | Any | 82 | 6000 | None | 9 | 344 | 430 | CFL-Scw-Com-NRef-9W | Watts | 9 |  |  | Any |  |  |  | Complete | TRUE | TRUE | 0 | 0 | 0 | 0 | 0 | 0 | 0 | 0 | 0 | 0 | 0 | 0 | 0 | 0 |  | 0 | 0 | 0 | 0 | 0 | 0 | 0 | 0 | 0 | 0 | 0 | 0 | 0 | 0 |  | 0 | 0 | 0 | 0 | 0 | 0 | 0 | 0 | 0 | 0 | 0 | 0 | 0 | 0 |  | 0 | 0 | 0 | 0 | 0 | 0 | 0 | 0 | 0 | 0 | 0 | 0 | 0 | 0 |  | FALSE | FALSE | FALSE | FALSE | FALSE | FALSE | FALSE | FALSE | FALSE | FALSE | FALSE | FALSE | FALSE | FALSE | CFLscw(9w) | Circ | Circ | 7 | 1 | [6 empty] | (9w) | Non-Reflector |  | Non-Reflector |  |  |  |  | , 344 initial lumens |  | , 9 Watts | [24 empty] | assumed twister | A | #REF! | #REF! | #REF! | #REF! | 0.07963 | 72.2604
8 | 0 | 10074 | 1002 | Ltg_Lamp | CFLint_lamp | Lighting - Lamps | Integral CFL (screw-in) | CFLscw(10w) | DEER2011 |  | CFL Lamp: Non-Reflector, 382 initial lumens, 10 Watts | NonReflector | Any | 82 | 6000 | None | 10 | 382 | 478 | CFL-Scw-Com-NRef-10W | Watts | 10 |  |  | Any |  |  |  | Complete | TRUE | TRUE | 0 | 0 | 0 | 0 | 0 | 0 | 0 | 0 | 0 | 0 | 0 | 0 | 0 | 0 |  | 0 | 0 | 0 | 0 | 0 | 0 | 0 | 0 | 0 | 0 | 0 | 0 | 0 | 0 |  | 0 | 0 | 0 | 0 | 0 | 0 | 0 | 0 | 0 | 0 | 0 | 0 | 0 | 0 |  | 0 | 0 | 0 | 0 | 0 | 0 | 0 | 0 | 0 | 0 | 0 | 0 | 0 | 0 |  | FALSE | FALSE | FALSE | FALSE | FALSE | FALSE | FALSE | FALSE | FALSE | FALSE | FALSE | FALSE | FALSE | FALSE | CFLscw(10w) | DD | DD | 8 | 1 | [6 empty] | (10w) | Non-Reflector |  | Non-Reflector |  |  |  |  | , 382 initial lumens |  | , 10 Watts | [24 empty] | assumed twister | A | #REF! | #REF! | #REF! | #REF! | 0.07963 | 72.2604
9 | 0 | 10075 | 1002 | Ltg_Lamp | CFLint_lamp | Lighting - Lamps | Integral CFL (screw-in) | CFLscw(11w) | DEER2011 |  | CFL Lamp: Non-Reflector, 420 initial lumens, 11 Watts | NonReflector | Any | 82 | 6000 | None | 11 | 420 | 525 | CFL-Scw-Com-NRef-11W | Watts | 11 |  |  | Any |  |  |  | Complete | TRUE | TRUE | 0 | 0 | 0 | 0 | 0 | 0 | 0 | 0 | 0 | 0 | 0 | 0 | 0 | 0 |  | 0 | 0 | 0 | 0 | 0 | 0 | 0 | 0 | 0 | 0 | 0 | 0 | 0 | 0 |  | 0 | 0 | 0 | 0 | 0 | 0 | 0 | 0 | 0 | 0 | 0 | 0 | 0 | 0 |  | 0 | 0 | 0 | 0 | 0 | 0 | 0 | 0 | 0 | 0 | 0 | 0 | 0 | 0 |  | FALSE | FALSE | FALSE | FALSE | FALSE | FALSE | FALSE | FALSE | FALSE | FALSE | FALSE | FALSE | FALSE | FALSE | CFLscw(11w) | Decorative | Dec | 9 | 1 | [6 empty] | (11w) | Non-Reflector |  | Non-Reflector |  |  |  |  | , 420 initial lumens |  | , 11 Watts | [24 empty] | assumed twister | A | #REF! | #REF! | #REF! | #REF! | 0.07963 | 72.2604
10 | 0 | 10076 | 1002 | Ltg_Lamp | CFLint_lamp | Lighting - Lamps | Integral CFL (screw-in) | CFLscw(12w) | DEER2011 |  | CFL Lamp: Non-Reflector, 540 initial lumens, 12 Watts | NonReflector | Any | 82 | 6000 | None | 12 | 540 | 675 | CFL-Scw-Com-NRef-12W | Watts | 12 |  |  | Any |  |  |  | Complete | TRUE | TRUE | 0 | 0 | 0 | 0 | 0 | 0 | 0 | 0 | 0 | 0 | 0 | 0 | 0 | 0 |  | 0 | 0 | 0 | 0 | 0 | 0 | 0 | 0 | 0 | 0 | 0 | 0 | 0 | 0 |  | 0 | 0 | 0 | 0 | 0 | 0 | 0 | 0 | 0 | 0 | 0 | 0 | 0 | 0 |  | 0 | 0 | 0 | 0 | 0 | 0 | 0 | 0 | 0 | 0 | 0 | 0 | 0 | 0 |  | FALSE | FALSE | FALSE | FALSE | FALSE | FALSE | FALSE | FALSE | FALSE | FALSE | FALSE | FALSE | FALSE | FALSE | CFLscw(12w) | Glb | Glb | 10 | 1 | [6 empty] | (12w) | Non-Reflector |  | Non-Reflector |  |  |  |  | , 540 initial lumens |  | , 12 Watts | [24 empty] | assumed twister | A | #REF! | #REF! | #REF! | #REF! | 0.07963 | 72.2604
11 | 0 | 10077 | 1002 | Ltg_Lamp | CFLint_lamp | Lighting - Lamps | Integral CFL (screw-in) | CFLscw(13w) | DEER2011 |  | CFL Lamp: Non-Reflector, 660 initial lumens, 13 Watts | NonReflector | Any | 82 | 6000 | None | 13 | 660 | 825 | CFL-Scw-Com-NRef-13W | Watts | 13 |  |  | Any |  |  |  | Complete | TRUE | TRUE | 0 | 0 | 0 | 0 | 0 | 0 | 0 | 0 | 0 | 0 | 0 | 0 | 0 | 0 |  | 0 | 0 | 0 | 0 | 0 | 0 | 0 | 0 | 0 | 0 | 0 | 0 | 0 | 0 |  | 0 | 0 | 0 | 0 | 0 | 0 | 0 | 0 | 0 | 0 | 0 | 0 | 0 | 0 |  | 0 | 0 | 0 | 0 | 0 | 0 | 0 | 0 | 0 | 0 | 0 | 0 | 0 | 0 |  | FALSE | FALSE | FALSE | FALSE | FALSE | FALSE | FALSE | FALSE | FALSE | FALSE | FALSE | FALSE | FALSE | FALSE | CFLscw(13w) | MR | MR | 11 | 1 | [6 empty] | (13w) | Non-Reflector |  | Non-Reflector |  |  |  |  | , 660 initial lumens |  | , 13 Watts | [24 empty] | assumed twister | A | #REF! | #REF! | #REF! | #REF! | 0.07963 | 72.2604
12 | 0 | 10078 | 1002 | Ltg_Lamp | CFLint_lamp | Lighting - Lamps | Integral CFL (screw-in) | CFLscw(14w) | DEER2011 |  | CFL Lamp: Non-Reflector, 713 initial lumens, 14 Watts | NonReflector | Any | 82 | 6000 | None | 14 | 713 | 890 | CFL-Scw-Com-NRef-14W | Watts | 14 |  |  | Any |  |  |  | Complete | TRUE | TRUE | 0 | 0 | 0 | 0 | 0 | 0 | 0 | 0 | 0 | 0 | 0 | 0 | 0 | 0 |  | 0 | 0 | 0 | 0 | 0 | 0 | 0 | 0 | 0 | 0 | 0 | 0 | 0 | 0 |  | 0 | 0 | 0 | 0 | 0 | 0 | 0 | 0 | 0 | 0 | 0 | 0 | 0 | 0 |  | 0 | 0 | 0 | 0 | 0 | 0 | 0 | 0 | 0 | 0 | 0 | 0 | 0 | 0 |  | FALSE | FALSE | FALSE | FALSE | FALSE | FALSE | FALSE | FALSE | FALSE | FALSE | FALSE | FALSE | FALSE | FALSE | CFLscw(14w) | NonReflector |  | 12 | 1 | [6 empty] | (14w) | Non-Reflector |  | Non-Reflector |  |  |  |  | , 713 initial lumens |  | , 14 Watts | [24 empty] | assumed twister | A | #REF! | #REF! | #REF! | #REF! | 0.07963 | 72.2604
13 | 0 | 10079 | 1002 | Ltg_Lamp | CFLint_lamp | Lighting - Lamps | Integral CFL (screw-in) | CFLscw(15w) | DEER2011 |  | CFL Lamp: Non-Reflector, 765 initial lumens, 15 Watts | NonReflector | Any | 82 | 6000 | None | 15 | 765 | 955 | CFL-Scw-Com-NRef-15W | Watts | 15 |  |  | Any |  |  |  | Complete | TRUE | TRUE | 0 | 0 | 0 | 0 | 0 | 0 | 0 | 0 | 0 | 0 | 0 | 0 | 0 | 0 |  | 0 | 0 | 0 | 0 | 0 | 0 | 0 | 0 | 0 | 0 | 0 | 0 | 0 | 0 |  | 0 | 0 | 0 | 0 | 0 | 0 | 0 | 0 | 0 | 0 | 0 | 0 | 0 | 0 |  | 0 | 0 | 0 | 0 | 0 | 0 | 0 | 0 | 0 | 0 | 0 | 0 | 0 | 0 |  | FALSE | FALSE | FALSE | FALSE | FALSE | FALSE | FALSE | FALSE | FALSE | FALSE | FALSE | FALSE | FALSE | FALSE | CFLscw(15w) | PAR | PAR | 13 | 1 | [6 empty] | (15w) | Non-Reflector |  | Non-Reflector |  |  |  |  | , 765 initial lumens |  | , 15 Watts | [24 empty] | assumed twister | A | #REF! | #REF! | #REF! | #REF! | 0.07963 | 72.2604
14 | 0 | 10080 | 1002 | Ltg_Lamp | CFLint_lamp | Lighting - Lamps | Integral CFL (screw-in) | CFLscw(16w) | DEER2011 |  | CFL Lamp: Non-Reflector, 810 initial lumens, 16 Watts | NonReflector | Any | 82 | 6000 | None | 16 | 810 | 1015 | CFL-Scw-Com-NRef-16W | Watts | 16 |  |  | Any |  |  |  | Complete | TRUE | TRUE | 0 | 0 | 0 | 0 | 0 | 0 | 0 | 0 | 0 | 0 | 0 | 0 | 0 | 0 |  | 0 | 0 | 0 | 0 | 0 | 0 | 0 | 0 | 0 | 0 | 0 | 0 | 0 | 0 |  | 0 | 0 | 0 | 0 | 0 | 0 | 0 | 0 | 0 | 0 | 0 | 0 | 0 | 0 |  | 0 | 0 | 0 | 0 | 0 | 0 | 0 | 0 | 0 | 0 | 0 | 0 | 0 | 0 |  | FALSE | FALSE | FALSE | FALSE | FALSE | FALSE | FALSE | FALSE | FALSE | FALSE | FALSE | FALSE | FALSE | FALSE | CFLscw(16w) | Quad | Quad | 14 | 1 | [6 empty] | (16w) | Non-Reflector |  | Non-Reflector |  |  |  |  | , 810 initial lumens |  | , 16 Watts | [24 empty] | assumed twister | A | #REF! | #REF! | #REF! | #REF! | 0.07963 | 72.2604
15 | 0 | 10081 | 1002 | Ltg_Lamp | CFLint_lamp | Lighting - Lamps | Integral CFL (screw-in) | CFLscw(17w) | DEER2011 |  | CFL Lamp: Non-Reflector, 845 initial lumens, 17 Watts | NonReflector | Any | 82 | 6000 | None | 17 | 845 | 1055 | CFL-Scw-Com-NRef-17W | Watts | 17 |  |  | Any |  |  |  | Complete | TRUE | TRUE | 0 | 0 | 0 | 0 | 0 | 0 | 0 | 0 | 0 | 0 | 0 | 0 | 0 | 0 |  | 0 | 0 | 0 | 0 | 0 | 0 | 0 | 0 | 0 | 0 | 0 | 0 | 0 | 0 |  | 0 | 0 | 0 | 0 | 0 | 0 | 0 | 0 | 0 | 0 | 0 | 0 | 0 | 0 |  | 0 | 0 | 0 | 0 | 0 | 0 | 0 | 0 | 0 | 0 | 0 | 0 | 0 | 0 |  | FALSE | FALSE | FALSE | FALSE | FALSE | FALSE | FALSE | FALSE | FALSE | FALSE | FALSE | FALSE | FALSE | FALSE | CFLscw(17w) | Reflector | Refl | 15 | 1 | [6 empty] | (17w) | Non-Reflector |  | Non-Reflector |  |  |  |  | , 845 initial lumens |  | , 17 Watts | [24 empty] | assumed twister | A | #REF! | #REF! | #REF! | #REF! | 0.07963 | 72.2604
16 | 0 | 10082 | 1002 | Ltg_Lamp | CFLint_lamp | Lighting - Lamps | Integral CFL (screw-in) | CFLscw(18w) | DEER2011 |  | CFL Lamp: Non-Reflector, 885 initial lumens, 18 Watts | NonReflector | Any | 82 | 6000 | None | 18 | 885 | 1105 | CFL-Scw-Com-NRef-18W | Watts | 18 |  |  | Any |  |  |  | Complete | TRUE | TRUE | 0 | 0 | 0 | 0 | 0 | 0 | 0 | 0 | 0 | 0 | 0 | 0 | 0 | 0 |  | 0 | 0 | 0 | 0 | 0 | 0 | 0 | 0 | 0 | 0 | 0 | 0 | 0 | 0 |  | 0 | 0 | 0 | 0 | 0 | 0 | 0 | 0 | 0 | 0 | 0 | 0 | 0 | 0 |  | 0 | 0 | 0 | 0 | 0 | 0 | 0 | 0 | 0 | 0 | 0 | 0 | 0 | 0 |  | FALSE | FALSE | FALSE | FALSE | FALSE | FALSE | FALSE | FALSE | FALSE | FALSE | FALSE | FALSE | FALSE | FALSE | CFLscw(18w) | RefR | RefR | 16 | 1 | [6 empty] | (18w) | Non-Reflector |  | Non-Reflector |  |  |  |  | , 885 initial lumens |  | , 18 Watts | [24 empty] | assumed twister | A | #REF! | #REF! | #REF! | #REF! | 0.07963 | 72.2604
17 | 0 | 10083 | 1002 | Ltg_Lamp | CFLint_lamp | Lighting - Lamps | Integral CFL (screw-in) | CFLscw(19w) | DEER2011 |  | CFL Lamp: Non-Reflector, 925 initial lumens, 19 Watts | NonReflector | Any | 82 | 6000 | None | 19 | 925 | 1155 | CFL-Scw-Com-NRef-19W | Watts | 19 |  |  | Any |  |  |  | Complete | TRUE | TRUE | 0 | 0 | 0 | 0 | 0 | 0 | 0 | 0 | 0 | 0 | 0 | 0 | 0 | 0 |  | 0 | 0 | 0 | 0 | 0 | 0 | 0 | 0 | 0 | 0 | 0 | 0 | 0 | 0 |  | 0 | 0 | 0 | 0 | 0 | 0 | 0 | 0 | 0 | 0 | 0 | 0 | 0 | 0 |  | 0 | 0 | 0 | 0 | 0 | 0 | 0 | 0 | 0 | 0 | 0 | 0 | 0 | 0 |  | FALSE | FALSE | FALSE | FALSE | FALSE | FALSE | FALSE | FALSE | FALSE | FALSE | FALSE | FALSE | FALSE | FALSE | CFLscw(19w) | T | T | 17 | 1 | [6 empty] | (19w) | Non-Reflector |  | Non-Reflector |  |  |  |  | , 925 initial lumens |  | , 19 Watts | [24 empty] | assumed twister | A | #REF! | #REF! | #REF! | #REF! | 0.07963 | 72.2604
18 | 0 | 10084 | 1002 | Ltg_Lamp | CFLint_lamp | Lighting - Lamps | Integral CFL (screw-in) | CFLscw(20w) | DEER2011 |  | CFL Lamp: Non-Reflector, 965 initial lumens, 20 Watts | NonReflector | Any | 82 | 6000 | None | 20 | 965 | 1205 | CFL-Scw-Com-NRef-20W | Watts | 20 |  |  | Any |  |  |  | Complete | TRUE | TRUE | 0 | 0 | 0 | 0 | 0 | 0 | 0 | 0 | 0 | 0 | 0 | 0 | 0 | 0 |  | 0 | 0 | 0 | 0 | 0 | 0 | 0 | 0 | 0 | 0 | 0 | 0 | 0 | 0 |  | 0 | 0 | 0 | 0 | 0 | 0 | 0 | 0 | 0 | 0 | 0 | 0 | 0 | 0 |  | 0 | 0 | 0 | 0 | 0 | 0 | 0 | 0 | 0 | 0 | 0 | 0 | 0 | 0 |  | FALSE | FALSE | FALSE | FALSE | FALSE | FALSE | FALSE | FALSE | FALSE | FALSE | FALSE | FALSE | FALSE | FALSE | CFLscw(20w) | LT | LT | 18 | 1 | [6 empty] | (20w) | Non-Reflector |  | Non-Reflector |  |  |  |  | , 965 initial lumens |  | , 20 Watts | [24 empty] | assumed twister | A | #REF! | #REF! | #REF! | #REF! | 0.07963 | 72.2604
19 | 0 | 10085 | 1002 | Ltg_Lamp | CFLint_lamp | Lighting - Lamps | Integral CFL (screw-in) | CFLscw(21w) | DEER2011 |  | CFL Lamp: Non-Reflector, 1070 initial lumens, 21 Watts | NonReflector | Any | 82 | 6000 | None | 21 | 1070 | 1337 | CFL-Scw-Com-NRef-21W | Watts | 21 |  |  | Any |  |  |  | Complete | TRUE | TRUE | 0 | 0 | 0 | 0 | 0 | 0 | 0 | 0 | 0 | 0 | 0 | 0 | 0 | 0 |  | 0 | 0 | 0 | 0 | 0 | 0 | 0 | 0 | 0 | 0 | 0 | 0 | 0 | 0 |  | 0 | 0 | 0 | 0 | 0 | 0 | 0 | 0 | 0 | 0 | 0 | 0 | 0 | 0 |  | 0 | 0 | 0 | 0 | 0 | 0 | 0 | 0 | 0 | 0 | 0 | 0 | 0 | 0 |  | FALSE | FALSE | FALSE | FALSE | FALSE | FALSE | FALSE | FALSE | FALSE | FALSE | FALSE | FALSE | FALSE | FALSE | CFLscw(21w) | Trpl | Trpl | 19 | 1 | [6 empty] | (21w) | Non-Reflector |  | Non-Reflector |  |  |  |  | , 1070 initial lumens |  | , 21 Watts | [24 empty] | assumed twister | A | #REF! | #REF! | #REF! | #REF! | 0.07963 | 72.2604
20 | 0 | 10086 | 1002 | Ltg_Lamp | CFLint_lamp | Lighting - Lamps | Integral CFL (screw-in) | CFLscw(22w) | DEER2011 |  | CFL Lamp: Non-Reflector, 1175 initial lumens, 22 Watts | NonReflector | Any | 82 | 6000 | None | 22 | 1175 | 1468 | CFL-Scw-Com-NRef-22W | Watts | 22 |  |  | Any |  |  |  | Complete | TRUE | TRUE | 0 | 0 | 0 | 0 | 0 | 0 | 0 | 0 | 0 | 0 | 0 | 0 | 0 | 0 |  | 0 | 0 | 0 | 0 | 0 | 0 | 0 | 0 | 0 | 0 | 0 | 0 | 0 | 0 |  | 0 | 0 | 0 | 0 | 0 | 0 | 0 | 0 | 0 | 0 | 0 | 0 | 0 | 0 |  | 0 | 0 | 0 | 0 | 0 | 0 | 0 | 0 | 0 | 0 | 0 | 0 | 0 | 0 |  | FALSE | FALSE | FALSE | FALSE | FALSE | FALSE | FALSE | FALSE | FALSE | FALSE | FALSE | FALSE | FALSE | FALSE | CFLscw(22w) |  |  | 20 | 1 | [6 empty] | (22w) | Non-Reflector |  | Non-Reflector |  |  |  |  | , 1175 initial lumens |  | , 22 Watts | [24 empty] | assumed twister | A | #REF! | #REF! | #REF! | #REF! | 0.07963 | 72.2604
21 | 0 | 10087 | 1002 | Ltg_Lamp | CFLint_lamp | Lighting - Lamps | Integral CFL (screw-in) | CFLscw(23w) | DEER2011 |  | CFL Lamp: Non-Reflector, 1280 initial lumens, 23 Watts | NonReflector | Any | 82 | 6000 | None | 23 | 1280 | 1600 | CFL-Scw-Com-NRef-23W | Watts | 23 |  |  | Any |  |  |  | Complete | TRUE | TRUE | 0 | 0 | 0 | 0 | 0 | 0 | 0 | 0 | 0 | 0 | 0 | 0 | 0 | 0 |  | 0 | 0 | 0 | 0 | 0 | 0 | 0 | 0 | 0 | 0 | 0 | 0 | 0 | 0 |  | 0 | 0 | 0 | 0 | 0 | 0 | 0 | 0 | 0 | 0 | 0 | 0 | 0 | 0 |  | 0 | 0 | 0 | 0 | 0 | 0 | 0 | 0 | 0 | 0 | 0 | 0 | 0 | 0 |  | FALSE | FALSE | FALSE | FALSE | FALSE | FALSE | FALSE | FALSE | FALSE | FALSE | FALSE | FALSE | FALSE | FALSE | CFLscw(23w) |  |  | 21 | 1 | [6 empty] | (23w) | Non-Reflector |  | Non-Reflector |  |  |  |  | , 1280 initial lumens |  | , 23 Watts | [24 empty] | assumed twister | A | #REF! | #REF! | #REF! | #REF! | 0.07963 | 72.2604
22 | 0 | 10088 | 1002 | Ltg_Lamp | CFLint_lamp | Lighting - Lamps | Integral CFL (screw-in) | CFLscw(24w) | DEER2011 |  | CFL Lamp: Non-Reflector, 1295 initial lumens, 24 Watts | NonReflector | Any | 82 | 6000 | None | 24 | 1295 | 1620 | CFL-Scw-Com-NRef-24W | Watts | 24 |  |  | Any |  |  |  | Complete | TRUE | TRUE | 0 | 0 | 0 | 0 | 0 | 0 | 0 | 0 | 0 | 0 | 0 | 0 | 0 | 0 |  | 0 | 0 | 0 | 0 | 0 | 0 | 0 | 0 | 0 | 0 | 0 | 0 | 0 | 0 |  | 0 | 0 | 0 | 0 | 0 | 0 | 0 | 0 | 0 | 0 | 0 | 0 | 0 | 0 |  | 0 | 0 | 0 | 0 | 0 | 0 | 0 | 0 | 0 | 0 | 0 | 0 | 0 | 0 |  | FALSE | FALSE | FALSE | FALSE | FALSE | FALSE | FALSE | FALSE | FALSE | FALSE | FALSE | FALSE | FALSE | FALSE | CFLscw(24w) |  |  | 22 | 1 | [6 empty] | (24w) | Non-Reflector |  | Non-Reflector |  |  |  |  | , 1295 initial lumens |  | , 24 Watts | [24 empty] | assumed twister | A | #REF! | #REF! | #REF! | #REF! | 0.07963 | 72.2604
23 | 0 | 10089 | 1002 | Ltg_Lamp | CFLint_lamp | Lighting - Lamps | Integral CFL (screw-in) | CFLscw(25w) | DEER2011 |  | CFL Lamp: Non-Reflector, 1310 initial lumens, 25 Watts | NonReflector | Any | 82 | 6000 | None | 25 | 1310 | 1640 | CFL-Scw-Com-NRef-25W | Watts | 25 |  |  | Any |  |  |  | Complete | TRUE | TRUE | 0 | 0 | 0 | 0 | 0 | 0 | 0 | 0 | 0 | 0 | 0 | 0 | 0 | 0 |  | 0 | 0 | 0 | 0 | 0 | 0 | 0 | 0 | 0 | 0 | 0 | 0 | 0 | 0 |  | 0 | 0 | 0 | 0 | 0 | 0 | 0 | 0 | 0 | 0 | 0 | 0 | 0 | 0 |  | 0 | 0 | 0 | 0 | 0 | 0 | 0 | 0 | 0 | 0 | 0 | 0 | 0 | 0 |  | FALSE | FALSE | FALSE | FALSE | FALSE | FALSE | FALSE | FALSE | FALSE | FALSE | FALSE | FALSE | FALSE | FALSE | CFLscw(25w) |  |  | 23 | 1 | [6 empty] | (25w) | Non-Reflector |  | Non-Reflector |  |  |  |  | , 1310 initial lumens |  | , 25 Watts | [24 empty] | assumed twister | A | #REF! | #REF! | #REF! | #REF! | 0.07963 | 72.2604
24 | 0 | 10090 | 1002 | Ltg_Lamp | CFLint_lamp | Lighting - Lamps | Integral CFL (screw-in) | CFLscw(26w) | DEER2011 |  | CFL Lamp: Non-Reflector, 1368 initial lumens, 26 Watts | NonReflector | Any | 82 | 6000 | None | 26 | 1368 | 1712 | CFL-Scw-Com-NRef-26W | Watts | 26 |  |  | Any |  |  |  | Complete | TRUE | TRUE | 0 | 0 | 0 | 0 | 0 | 0 | 0 | 0 | 0 | 0 | 0 | 0 | 0 | 0 |  | 0 | 0 | 0 | 0 | 0 | 0 | 0 | 0 | 0 | 0 | 0 | 0 | 0 | 0 |  | 0 | 0 | 0 | 0 | 0 | 0 | 0 | 0 | 0 | 0 | 0 | 0 | 0 | 0 |  | 0 | 0 | 0 | 0 | 0 | 0 | 0 | 0 | 0 | 0 | 0 | 0 | 0 | 0 |  | FALSE | FALSE | FALSE | FALSE | FALSE | FALSE | FALSE | FALSE | FALSE | FALSE | FALSE | FALSE | FALSE | FALSE | CFLscw(26w) |  |  | 24 | 1 | [6 empty] | (26w) | Non-Reflector |  | Non-Reflector |  |  |  |  | , 1368 initial lumens |  | , 26 Watts | [24 empty] | assumed twister | A | #REF! | #REF! | #REF! | #REF! | 0.07963 | 72.2604
25 | 0 | 10091 | 1002 | Ltg_Lamp | CFLint_lamp | Lighting - Lamps | Integral CFL (screw-in) | CFLscw(27w) | DEER2011 |  | CFL Lamp: Non-Reflector, 1427 initial lumens, 27 Watts | NonReflector | Any | 82 | 6000 | None | 27 | 1427 | 1783 | CFL-Scw-Com-NRef-27W | Watts | 27 |  |  | Any |  |  |  | Complete | TRUE | TRUE | 0 | 0 | 0 | 0 | 0 | 0 | 0 | 0 | 0 | 0 | 0 | 0 | 0 | 0 |  | 0 | 0 | 0 | 0 | 0 | 0 | 0 | 0 | 0 | 0 | 0 | 0 | 0 | 0 |  | 0 | 0 | 0 | 0 | 0 | 0 | 0 | 0 | 0 | 0 | 0 | 0 | 0 | 0 |  | 0 | 0 | 0 | 0 | 0 | 0 | 0 | 0 | 0 | 0 | 0 | 0 | 0 | 0 |  | FALSE | FALSE | FALSE | FALSE | FALSE | FALSE | FALSE | FALSE | FALSE | FALSE | FALSE | FALSE | FALSE | FALSE | CFLscw(27w) |  |  | 25 | 1 | [6 empty] | (27w) | Non-Reflector |  | Non-Reflector |  |  |  |  | , 1427 initial lumens |  | , 27 Watts | [24 empty] | assumed twister | A | #REF! | #REF! | #REF! | #REF! | 0.07963 | 72.2604
26 | 0 | 10092 | 1002 | Ltg_Lamp | CFLint_lamp | Lighting - Lamps | Integral CFL (screw-in) | CFLscw(28w) | DEER2011 |  | CFL Lamp: Non-Reflector, 1485 initial lumens, 28 Watts | NonReflector | Any | 82 | 6000 | None | 28 | 1485 | 1855 | CFL-Scw-Com-NRef-28W | Watts | 28 |  |  | Any |  |  |  | Complete | TRUE | TRUE | 0 | 0 | 0 | 0 | 0 | 0 | 0 | 0 | 0 | 0 | 0 | 0 | 0 | 0 |  | 0 | 0 | 0 | 0 | 0 | 0 | 0 | 0 | 0 | 0 | 0 | 0 | 0 | 0 |  | 0 | 0 | 0 | 0 | 0 | 0 | 0 | 0 | 0 | 0 | 0 | 0 | 0 | 0 |  | 0 | 0 | 0 | 0 | 0 | 0 | 0 | 0 | 0 | 0 | 0 | 0 | 0 | 0 |  | FALSE | FALSE | FALSE | FALSE | FALSE | FALSE | FALSE | FALSE | FALSE | FALSE | FALSE | FALSE | FALSE | FALSE | CFLscw(28w) |  |  | 26 | 1 | [6 empty] | (28w) | Non-Reflector |  | Non-Reflector |  |  |  |  | , 1485 initial lumens |  | , 28 Watts | [24 empty] | assumed twister | A | #REF! | #REF! | #REF! | #REF! | 0.07963 | 72.2604
27 | 0 | 10093 | 1002 | Ltg_Lamp | CFLint_lamp | Lighting - Lamps | Integral CFL (screw-in) | CFLscw(29w) | DEER2011 |  | CFL Lamp: Non-Reflector, 29 Watts | NonReflector | Any | 82 | 6000 | None | 29 |  |  | CFL-Scw-Com-NRef-29W | Watts | 29 |  |  | Any |  |  |  | Complete | TRUE | TRUE | 0 | 0 | 0 | 0 | 0 | 0 | 0 | 0 | 0 | 0 | 0 | 0 | 0 | 0 |  | 0 | 0 | 0 | 0 | 0 | 0 | 0 | 0 | 0 | 0 | 0 | 0 | 0 | 0 |  | 0 | 0 | 0 | 0 | 0 | 0 | 0 | 0 | 0 | 0 | 0 | 0 | 0 | 0 |  | 0 | 0 | 0 | 0 | 0 | 0 | 0 | 0 | 0 | 0 | 0 | 0 | 0 | 0 |  | FALSE | FALSE | FALSE | FALSE | FALSE | FALSE | FALSE | FALSE | FALSE | FALSE | FALSE | FALSE | FALSE | FALSE | CFLscw(29w) |  |  | 27 | 1 | [6 empty] | (29w) | Non-Reflector |  | Non-Reflector | [6 empty] | , 29 Watts | [24 empty] | assumed twister | A | #REF! | #REF! | #REF! | #REF! | 0.07963 | 72.2604
28 | 0 | 10094 | 1002 | Ltg_Lamp | CFLint_lamp | Lighting - Lamps | Integral CFL (screw-in) | CFLscw(30w) | DEER2011 |  | CFL Lamp: Non-Reflector, 30 Watts | NonReflector | Any | 82 | 6000 | None | 30 |  |  | CFL-Scw-Com-NRef-30W | Watts | 30 |  |  | Any |  |  |  | Complete | TRUE | TRUE | 0 | 0 | 0 | 0 | 0 | 0 | 0 | 0 | 0 | 0 | 0 | 0 | 0 | 0 |  | 0 | 0 | 0 | 0 | 0 | 0 | 0 | 0 | 0 | 0 | 0 | 0 | 0 | 0 |  | 0 | 0 | 0 | 0 | 0 | 0 | 0 | 0 | 0 | 0 | 0 | 0 | 0 | 0 |  | 0 | 0 | 0 | 0 | 0 | 0 | 0 | 0 | 0 | 0 | 0 | 0 | 0 | 0 |  | FALSE | FALSE | FALSE | FALSE | FALSE | FALSE | FALSE | FALSE | FALSE | FALSE | FALSE | FALSE | FALSE | FALSE | CFLscw(30w) |  |  | 28 | 1 | [6 empty] | (30w) | Non-Reflector |  | Non-Reflector | [6 empty] | , 30 Watts | [24 empty] | assumed twister | A | #REF! | #REF! | #REF! | #REF! | 0.07963 | 72.2604
29 | 0 | 10095 | 1002 | Ltg_Lamp | CFLint_lamp | Lighting - Lamps | Integral CFL (screw-in) | CFLscw(31w) | DEER2011 |  | CFL Lamp: Non-Reflector, 31 Watts | NonReflector | Any | 82 | 6000 | None | 31 |  |  | CFL-Scw-Com-NRef-31W | Watts | 31 |  |  | Any |  |  |  | Complete | TRUE | TRUE | 0 | 0 | 0 | 0 | 0 | 0 | 0 | 0 | 0 | 0 | 0 | 0 | 0 | 0 |  | 0 | 0 | 0 | 0 | 0 | 0 | 0 | 0 | 0 | 0 | 0 | 0 | 0 | 0 |  | 0 | 0 | 0 | 0 | 0 | 0 | 0 | 0 | 0 | 0 | 0 | 0 | 0 | 0 |  | 0 | 0 | 0 | 0 | 0 | 0 | 0 | 0 | 0 | 0 | 0 | 0 | 0 | 0 |  | FALSE | FALSE | FALSE | FALSE | FALSE | FALSE | FALSE | FALSE | FALSE | FALSE | FALSE | FALSE | FALSE | FALSE | CFLscw(31w) |  |  | 29 | 1 | [6 empty] | (31w) | Non-Reflector |  | Non-Reflector | [6 empty] | , 31 Watts | [24 empty] | assumed twister | A | #REF! | #REF! | #REF! | #REF! | 0.07963 | 72.2604
30 | 0 | 10096 | 1002 | Ltg_Lamp | CFLint_lamp | Lighting - Lamps | Integral CFL (screw-in) | CFLscw(32w) | DEER2011 |  | CFL Lamp: Non-Reflector, 32 Watts | NonReflector | Any | 82 | 6000 | None | 32 |  |  | CFL-Scw-Com-NRef-32W | Watts | 32 |  |  | Any |  |  |  | Complete | TRUE | TRUE | 0 | 0 | 0 | 0 | 0 | 0 | 0 | 0 | 0 | 0 | 0 | 0 | 0 | 0 |  | 0 | 0 | 0 | 0 | 0 | 0 | 0 | 0 | 0 | 0 | 0 | 0 | 0 | 0 |  | 0 | 0 | 0 | 0 | 0 | 0 | 0 | 0 | 0 | 0 | 0 | 0 | 0 | 0 |  | 0 | 0 | 0 | 0 | 0 | 0 | 0 | 0 | 0 | 0 | 0 | 0 | 0 | 0 |  | FALSE | FALSE | FALSE | FALSE | FALSE | FALSE | FALSE | FALSE | FALSE | FALSE | FALSE | FALSE | FALSE | FALSE | CFLscw(32w) |  |  | 30 | 1 | [6 empty] | (32w) | Non-Reflector |  | Non-Reflector | [6 empty] | , 32 Watts | [24 empty] | assumed twister | A | #REF! | #REF! | #REF! | #REF! | 0.07963 | 72.2604
31 | 0 | 10097 | 1002 | Ltg_Lamp | CFLint_lamp | Lighting - Lamps | Integral CFL (screw-in) | CFLscw(40w) | DEER2011 |  | CFL Lamp: Non-Reflector, 40 Watts | 14: NonReflector; 15: Any; 16: 82; 17: 6000; 18: None; 19: 40; 23: Watts; 24: 40; 27: Any; 31: Complete | TRUE | TRUE | 0 | 0 | 0 | 0 | 0 | 0 | 0 | 0 | 0 | 0 | 0 | 0 | 0 | 0 |  | 0 | 0 | 0 | 0 | 0 | 0 | 0 | 0 | 0 | 0 | 0 | 0 | 0 | 0 |  | 0 | 0 | 0 | 0 | 0 | 0 | 0 | 0 | 0 | 0 | 0 | 0 | 0 | 0 |  | 0 | 0 | 0 | 0 | 0 | 0 | 0 | 0 | 0 | 0 | 0 | 0 | 0 | 0 |  | FALSE | FALSE | FALSE | FALSE | FALSE | FALSE | FALSE | FALSE | FALSE | FALSE | FALSE | FALSE | FALSE | FALSE | CFLscw(40w) |  |  | 31 | 1 | [6 empty] | (40w) | Non-Reflector |  | Non-Reflector | [6 empty] | , 40 Watts | [24 empty] | assumed twister | A | #REF! | #REF! | #REF! | #REF! | 0.07963 | 72.2604
32 | 0 | 10098 | 1002 | Ltg_Lamp | CFLint_lamp | Lighting - Lamps | Integral CFL (screw-in) | CFLscw(42w) | DEER2011 |  | CFL Lamp: Non-Reflector, 42 Watts | NonReflector | Any | 82 | 6000 | None | 42 |  |  | CFL-Scw-Com-NRef-42W | Watts | 42 |  |  | Any |  |  |  | Complete | TRUE | TRUE | 0 | 0 | 0 | 0 | 0 | 0 | 0 | 0 | 0 | 0 | 0 | 0 | 0 | 0 |  | 0 | 0 | 0 | 0 | 0 | 0 | 0 | 0 | 0 | 0 | 0 | 0 | 0 | 0 |  | 0 | 0 | 0 | 0 | 0 | 0 | 0 | 0 | 0 | 0 | 0 | 0 | 0 | 0 |  | 0 | 0 | 0 | 0 | 0 | 0 | 0 | 0 | 0 | 0 | 0 | 0 | 0 | 0 |  | FALSE | FALSE | FALSE | FALSE | FALSE | FALSE | FALSE | FALSE | FALSE | FALSE | FALSE | FALSE | FALSE | FALSE | CFLscw(42w) |  |  | 32 | 1 | [6 empty] | (42w) | Non-Reflector |  | Non-Reflector | [6 empty] | , 42 Watts | [24 empty] | assumed twister | A | #REF! | #REF! | #REF! | #REF! | 0.07963 | 72.2604
33 | 0 | 10099 | 1002 | Ltg_Lamp | CFLint_lamp | Lighting - Lamps | Integral CFL (screw-in) | CFLscw(55w) | DEER2011 |  | CFL Lamp: Non-Reflector, 55 Watts | NonReflector | Any | 82 | 6000 | None | 55 |  |  | CFL-Scw-Com-NRef-55W | Watts | 55 |  |  | Any |  |  |  | Complete | TRUE | TRUE | 0 | 0 | 0 | 0 | 0 | 0 | 0 | 0 | 0 | 0 | 0 | 0 | 0 | 0 |  | 0 | 0 | 0 | 0 | 0 | 0 | 0 | 0 | 0 | 0 | 0 | 0 | 0 | 0 |  | 0 | 0 | 0 | 0 | 0 | 0 | 0 | 0 | 0 | 0 | 0 | 0 | 0 | 0 |  | 0 | 0 | 0 | 0 | 0 | 0 | 0 | 0 | 0 | 0 | 0 | 0 | 0 | 0 |  | FALSE | FALSE | FALSE | FALSE | FALSE | FALSE | FALSE | FALSE | FALSE | FALSE | FALSE | FALSE | FALSE | FALSE | CFLscw(55w) |  |  | 33 | 1 | [6 empty] | (55w) | Non-Reflector |  | Non-Reflector | [6 empty] | , 55 Watts | [24 empty] | assumed twister | A | #REF! | #REF! | #REF! | #REF! | 0.07963 | 72.2604
34 | 0 | 10100 | 1002 | Ltg_Lamp | CFLint_lamp | Lighting - Lamps | Integral CFL (screw-in) | CFLscw(60w) | DEER2011 |  | CFL Lamp: Non-Reflector, 60 Watts | NonReflector | Any | 82 | 6000 | None | 60 |  |  | CFL-Scw-Com-NRef-60W | Watts | 60 |  |  | Any |  |  |  | Complete | TRUE | TRUE | 0 | 0 | 0 | 0 | 0 | 0 | 0 | 0 | 0 | 0 | 0 | 0 | 0 | 0 |  | 0 | 0 | 0 | 0 | 0 | 0 | 0 | 0 | 0 | 0 | 0 | 0 | 0 | 0 |  | 0 | 0 | 0 | 0 | 0 | 0 | 0 | 0 | 0 | 0 | 0 | 0 | 0 | 0 |  | 0 | 0 | 0 | 0 | 0 | 0 | 0 | 0 | 0 | 0 | 0 | 0 | 0 | 0 |  | FALSE | FALSE | FALSE | FALSE | FALSE | FALSE | FALSE | FALSE | FALSE | FALSE | FALSE | FALSE | FALSE | FALSE | CFLscw(60w) |  |  | 34 | 1 | [6 empty] | (60w) | Non-Reflector |  | Non-Reflector | [6 empty] | , 60 Watts | [24 empty] | out of sample
35 | 0 | 10101 | 1002 | Ltg_Lamp | CFLint_lamp | Lighting - Lamps | Integral CFL (screw-in) | CFLscw(80w) | DEER2011 |  | CFL Lamp: Non-Reflector, 80 Watts | NonReflector | Any | 82 | 6000 | None | 80 |  |  | CFL-Scw-Com-NRef-80W | Watts | 80 |  |  | Any |  |  |  | Complete | TRUE | TRUE | 0 | 0 | 0 | 0 | 0 | 0 | 0 | 0 | 0 | 0 | 0 | 0 | 0 | 0 |  | 0 | 0 | 0 | 0 | 0 | 0 | 0 | 0 | 0 | 0 | 0 | 0 | 0 | 0 |  | 0 | 0 | 0 | 0 | 0 | 0 | 0 | 0 | 0 | 0 | 0 | 0 | 0 | 0 |  | 0 | 0 | 0 | 0 | 0 | 0 | 0 | 0 | 0 | 0 | 0 | 0 | 0 | 0 |  | FALSE | FALSE | FALSE | FALSE | FALSE | FALSE | FALSE | FALSE | FALSE | FALSE | FALSE | FALSE | FALSE | FALSE | CFLscw(80w) |  |  | 35 | 1 | [6 empty] | (80w) | Non-Reflector |  | Non-Reflector | [6 empty] | , 80 Watts | [24 empty] | out of sample
36 | 0 | 10102 | 1002 | Ltg_Lamp | CFLint_lamp | Lighting - Lamps | Integral CFL (screw-in) | CFLscw(100w) | DEER2011 |  | CFL Lamp: Non-Reflector, 100 Watts | NonReflector | Any | 82 | 6000 | None | 100 |  |  | CFL-Scw-Com-NRef-100W | Watts | 100 |  |  | Any |  |  |  | Complete | TRUE | TRUE | 0 | 0 | 0 | 0 | 0 | 0 | 0 | 0 | 0 | 0 | 0 | 0 | 0 | 0 |  | 0 | 0 | 0 | 0 | 0 | 0 | 0 | 0 | 0 | 0 | 0 | 0 | 0 | 0 |  | 0 | 0 | 0 | 0 | 0 | 0 | 0 | 0 | 0 | 0 | 0 | 0 | 0 | 0 |  | 0 | 0 | 0 | 0 | 0 | 0 | 0 | 0 | 0 | 0 | 0 | 0 | 0 | 0 |  | FALSE | FALSE | FALSE | FALSE | FALSE | FALSE | FALSE | FALSE | FALSE | FALSE | FALSE | FALSE | FALSE | FALSE | CFLscw(100w) |  |  | 36 | 1 | [6 empty] | (100w) | Non-Reflector |  | Non-Reflector | [6 empty] | , 100 Watts | [24 empty] | out of sample
37 | 0 | 10103 | 1002 | Ltg_Lamp | CFLint_lamp | Lighting - Lamps | Integral CFL (screw-in) | CFLscw(150w) | DEER2011 |  | CFL Lamp: Non-Reflector, 150 Watts | NonReflector | Any | 82 | 6000 | None | 150 |  |  | CFL-Scw-Com-NRef-150W | Watts | 150 |  |  | Any |  |  |  | Complete | TRUE | TRUE | 0 | 0 | 0 | 0 | 0 | 0 | 0 | 0 | 0 | 0 | 0 | 0 | 0 | 0 |  | 0 | 0 | 0 | 0 | 0 | 0 | 0 | 0 | 0 | 0 | 0 | 0 | 0 | 0 |  | 0 | 0 | 0 | 0 | 0 | 0 | 0 | 0 | 0 | 0 | 0 | 0 | 0 | 0 |  | 0 | 0 | 0 | 0 | 0 | 0 | 0 | 0 | 0 | 0 | 0 | 0 | 0 | 0 |  | FALSE | FALSE | FALSE | FALSE | FALSE | FALSE | FALSE | FALSE | FALSE | FALSE | FALSE | FALSE | FALSE | FALSE | CFLscw(150w) |  |  | 37 | 1 | [6 empty] | (150w) | Non-Reflector |  | Non-Reflector | [6 empty] | , 150 Watts | [24 empty] | out of sample
38 | 0 | 10104 | 1002 | Ltg_Lamp | CFLint_lamp | Lighting - Lamps | Integral CFL (screw-in) | CFLscw(200w) | DEER2011 |  | CFL Lamp: Non-Reflector, 200 Watts | NonReflector | Any | 82 | 6000 | None | 200 |  |  | CFL-Scw-Com-NRef-200W | Watts | 200 |  |  | Any |  |  |  | Complete | TRUE | TRUE | 0 | 0 | 0 | 0 | 0 | 0 | 0 | 0 | 0 | 0 | 0 | 0 | 0 | 0 |  | 0 | 0 | 0 | 0 | 0 | 0 | 0 | 0 | 0 | 0 | 0 | 0 | 0 | 0 |  | 0 | 0 | 0 | 0 | 0 | 0 | 0 | 0 | 0 | 0 | 0 | 0 | 0 | 0 |  | 0 | 0 | 0 | 0 | 0 | 0 | 0 | 0 | 0 | 0 | 0 | 0 | 0 | 0 |  | FALSE | FALSE | FALSE | FALSE | FALSE | FALSE | FALSE | FALSE | FALSE | FALSE | FALSE | FALSE | FALSE | FALSE | CFLscw(200w) |  |  | 38 | 1 | [6 empty] | (200w) | Non-Reflector |  | Non-Reflector | [6 empty] | , 200 Watts | [24 empty] | out of sample
39 | 0 | 10105 | 1002 | Ltg_Lamp | CFLint_lamp | Lighting - Lamps | Integral CFL (screw-in) | CFLscw-3way(15w) | DEER2011 |  | CFL Lamp: Non-Reflector, 3-Way, 15 Watts | NonReflector | Any | 82 | 6000 | None | 15 |  |  |  | Watts | 15 |  |  | Any | TRUE |  |  | Complete | TRUE | TRUE | 0 | 0 | 0 | 0 | 0 | 0 | 0 | 0 | 0 | 0 | 0 | 0 | 0 | 0 |  | 0 | 0 | 0 | 0 | 0 | 0 | 0 | 0 | 0 | 0 | 0 | 0 | 0 | 0 |  | 0 | 0 | 0 | 0 | 0 | 0 | 0 | 0 | 0 | 0 | 0 | 0 | 0 | 0 |  | 0 | 0 | 0 | 0 | 0 | 0 | 0 | 0 | 0 | 0 | 0 | 0 | 0 | 0 |  | FALSE | FALSE | FALSE | FALSE | FALSE | FALSE | FALSE | FALSE | FALSE | FALSE | FALSE | FALSE | FALSE | FALSE | CFLscw-3way(15w) |  |  | 39 | 1 |  |  |  | -3way |  |  | (15w) | Non-Reflector |  | Non-Reflector |  |  | , 3-Way |  |  |  | , 15 Watts | [24 empty] | assumed twister | A | #REF! | #REF! | #REF! | #REF! | 0.07963 | 72.2604
40 | 0 | 10106 | 1002 | Ltg_Lamp | CFLint_lamp | Lighting - Lamps | Integral CFL (screw-in) | CFLscw-3way(16w) | DEER2011 |  | CFL Lamp: Non-Reflector, 3-Way, 16 Watts | NonReflector | Any | 82 | 6000 | None | 16 |  |  |  | Watts | 16 |  |  | Any | TRUE |  |  | Complete | TRUE | TRUE | 0 | 0 | 0 | 0 | 0 | 0 | 0 | 0 | 0 | 0 | 0 | 0 | 0 | 0 |  | 0 | 0 | 0 | 0 | 0 | 0 | 0 | 0 | 0 | 0 | 0 | 0 | 0 | 0 |  | 0 | 0 | 0 | 0 | 0 | 0 | 0 | 0 | 0 | 0 | 0 | 0 | 0 | 0 |  | 0 | 0 | 0 | 0 | 0 | 0 | 0 | 0 | 0 | 0 | 0 | 0 | 0 | 0 |  | FALSE | FALSE | FALSE | FALSE | FALSE | FALSE | FALSE | FALSE | FALSE | FALSE | FALSE | FALSE | FALSE | FALSE | CFLscw-3way(16w) |  |  | 40 | 1 |  |  |  | -3way |  |  | (16w) | Non-Reflector |  | Non-Reflector |  |  | , 3-Way |  |  |  | , 16 Watts | [24 empty] | assumed twister | A | #REF! | #REF! | #REF! | #REF! | 0.07963 | 72.2604
41 | 0 | 10107 | 1002 | Ltg_Lamp | CFLint_lamp | Lighting - Lamps | Integral CFL (screw-in) | CFLscw-3way(17w) | DEER2011 |  | CFL Lamp: Non-Reflector, 3-Way, 17 Watts | NonReflector | Any | 82 | 6000 | None | 17 |  |  |  | Watts | 17 |  |  | Any | TRUE |  |  | Complete | TRUE | TRUE | 0 | 0 | 0 | 0 | 0 | 0 | 0 | 0 | 0 | 0 | 0 | 0 | 0 | 0 |  | 0 | 0 | 0 | 0 | 0 | 0 | 0 | 0 | 0 | 0 | 0 | 0 | 0 | 0 |  | 0 | 0 | 0 | 0 | 0 | 0 | 0 | 0 | 0 | 0 | 0 | 0 | 0 | 0 |  | 0 | 0 | 0 | 0 | 0 | 0 | 0 | 0 | 0 | 0 | 0 | 0 | 0 | 0 |  | FALSE | FALSE | FALSE | FALSE | FALSE | FALSE | FALSE | FALSE | FALSE | FALSE | FALSE | FALSE | FALSE | FALSE | CFLscw-3way(17w) |  |  | 41 | 1 |  |  |  | -3way |  |  | (17w) | Non-Reflector |  | Non-Reflector |  |  | , 3-Way |  |  |  | , 17 Watts | [24 empty] | assumed twister | A | #REF! | #REF! | #REF! | #REF! | 0.07963 | 72.2604
42 | 0 | 10108 | 1002 | Ltg_Lamp | CFLint_lamp | Lighting - Lamps | Integral CFL (screw-in) | CFLscw-3way(18w) | DEER2011 |  | CFL Lamp: Non-Reflector, 3-Way, 18 Watts | NonReflector | Any | 82 | 6000 | None | 18 |  |  |  | Watts | 18 |  |  | Any | TRUE |  |  | Complete | TRUE | TRUE | 0 | 0 | 0 | 0 | 0 | 0 | 0 | 0 | 0 | 0 | 0 | 0 | 0 | 0 |  | 0 | 0 | 0 | 0 | 0 | 0 | 0 | 0 | 0 | 0 | 0 | 0 | 0 | 0 |  | 0 | 0 | 0 | 0 | 0 | 0 | 0 | 0 | 0 | 0 | 0 | 0 | 0 | 0 |  | 0 | 0 | 0 | 0 | 0 | 0 | 0 | 0 | 0 | 0 | 0 | 0 | 0 | 0 |  | FALSE | FALSE | FALSE | FALSE | FALSE | FALSE | FALSE | FALSE | FALSE | FALSE | FALSE | FALSE | FALSE | FALSE | CFLscw-3way(18w) |  |  | 42 | 1 |  |  |  | -3way |  |  | (18w) | Non-Reflector |  | Non-Reflector |  |  | , 3-Way |  |  |  | , 18 Watts | [24 empty] | assumed twister | A | #REF! | #REF! | #REF! | #REF! | 0.07963 | 72.2604
43 | 0 | 10109 | 1002 | Ltg_Lamp | CFLint_lamp | Lighting - Lamps | Integral CFL (screw-in) | CFLscw-3way(19w) | DEER2011 |  | CFL Lamp: Non-Reflector, 3-Way, 19 Watts | NonReflector | Any | 82 | 6000 | None | 19 |  |  |  | Watts | 19 |  |  | Any | TRUE |  |  | Complete | TRUE | TRUE | 0 | 0 | 0 | 0 | 0 | 0 | 0 | 0 | 0 | 0 | 0 | 0 | 0 | 0 |  | 0 | 0 | 0 | 0 | 0 | 0 | 0 | 0 | 0 | 0 | 0 | 0 | 0 | 0 |  | 0 | 0 | 0 | 0 | 0 | 0 | 0 | 0 | 0 | 0 | 0 | 0 | 0 | 0 |  | 0 | 0 | 0 | 0 | 0 | 0 | 0 | 0 | 0 | 0 | 0 | 0 | 0 | 0 |  | FALSE | FALSE | FALSE | FALSE | FALSE | FALSE | FALSE | FALSE | FALSE | FALSE | FALSE | FALSE | FALSE | FALSE | CFLscw-3way(19w) |  |  | 43 | 1 |  |  |  | -3way |  |  | (19w) | Non-Reflector |  | Non-Reflector |  |  | , 3-Way |  |  |  | , 19 Watts | [24 empty] | assumed twister | A | #REF! | #REF! | #REF! | #REF! | 0.07963 | 72.2604
44 | 0 | 10110 | 1002 | Ltg_Lamp | CFLint_lamp | Lighting - Lamps | Integral CFL (screw-in) | CFLscw-3way(20w) | DEER2011 |  | CFL Lamp: Non-Reflector, 3-Way, 20 Watts | NonReflector | Any | 82 | 6000 | None | 20 |  |  |  | Watts | 20 |  |  | Any | TRUE |  |  | Complete | TRUE | TRUE | 0 | 0 | 0 | 0 | 0 | 0 | 0 | 0 | 0 | 0 | 0 | 0 | 0 | 0 |  | 0 | 0 | 0 | 0 | 0 | 0 | 0 | 0 | 0 | 0 | 0 | 0 | 0 | 0 |  | 0 | 0 | 0 | 0 | 0 | 0 | 0 | 0 | 0 | 0 | 0 | 0 | 0 | 0 |  | 0 | 0 | 0 | 0 | 0 | 0 | 0 | 0 | 0 | 0 | 0 | 0 | 0 | 0 |  | FALSE | FALSE | FALSE | FALSE | FALSE | FALSE | FALSE | FALSE | FALSE | FALSE | FALSE | FALSE | FALSE | FALSE | CFLscw-3way(20w) |  |  | 44 | 1 |  |  |  | -3way |  |  | (20w) | Non-Reflector |  | Non-Reflector |  |  | , 3-Way |  |  |  | , 20 Watts | [24 empty] | assumed twister | A | #REF! | #REF! | #REF! | #REF! | 0.07963 | 72.2604
45 | 0 | 10111 | 1002 | Ltg_Lamp | CFLint_lamp | Lighting - Lamps | Integral CFL (screw-in) | CFLscw-3way(21w) | DEER2011 |  | CFL Lamp: Non-Reflector, 3-Way, 21 Watts | NonReflector | Any | 82 | 6000 | None | 21 |  |  |  | Watts | 21 |  |  | Any | TRUE |  |  | Complete | TRUE | TRUE | 0 | 0 | 0 | 0 | 0 | 0 | 0 | 0 | 0 | 0 | 0 | 0 | 0 | 0 |  | 0 | 0 | 0 | 0 | 0 | 0 | 0 | 0 | 0 | 0 | 0 | 0 | 0 | 0 |  | 0 | 0 | 0 | 0 | 0 | 0 | 0 | 0 | 0 | 0 | 0 | 0 | 0 | 0 |  | 0 | 0 | 0 | 0 | 0 | 0 | 0 | 0 | 0 | 0 | 0 | 0 | 0 | 0 |  | FALSE | FALSE | FALSE | FALSE | FALSE | FALSE | FALSE | FALSE | FALSE | FALSE | FALSE | FALSE | FALSE | FALSE | CFLscw-3way(21w) |  |  | 45 | 1 |  |  |  | -3way |  |  | (21w) | Non-Reflector |  | Non-Reflector |  |  | , 3-Way |  |  |  | , 21 Watts | [24 empty] | assumed twister | A | #REF! | #REF! | #REF! | #REF! | 0.07963 | 72.2604
46 | 0 | 10112 | 1002 | Ltg_Lamp | CFLint_lamp | Lighting - Lamps | Integral CFL (screw-in) | CFLscw-3way(22w) | DEER2011 |  | CFL Lamp: Non-Reflector, 3-Way, 22 Watts | NonReflector | Any | 82 | 6000 | None | 22 |  |  |  | Watts | 22 |  |  | Any | TRUE |  |  | Complete | TRUE | TRUE | 0 | 0 | 0 | 0 | 0 | 0 | 0 | 0 | 0 | 0 | 0 | 0 | 0 | 0 |  | 0 | 0 | 0 | 0 | 0 | 0 | 0 | 0 | 0 | 0 | 0 | 0 | 0 | 0 |  | 0 | 0 | 0 | 0 | 0 | 0 | 0 | 0 | 0 | 0 | 0 | 0 | 0 | 0 |  | 0 | 0 | 0 | 0 | 0 | 0 | 0 | 0 | 0 | 0 | 0 | 0 | 0 | 0 |  | FALSE | FALSE | FALSE | FALSE | FALSE | FALSE | FALSE | FALSE | FALSE | FALSE | FALSE | FALSE | FALSE | FALSE | CFLscw-3way(22w) |  |  | 46 | 1 |  |  |  | -3way |  |  | (22w) | Non-Reflector |  | Non-Reflector |  |  | , 3-Way |  |  |  | , 22 Watts | [24 empty] | assumed twister | A | #REF! | #REF! | #REF! | #REF! | 0.07963 | 72.2604
47 | 0 | 10113 | 1002 | Ltg_Lamp | CFLint_lamp | Lighting - Lamps | Integral CFL (screw-in) | CFLscw-3way(23w) | DEER2011 |  | CFL Lamp: Non-Reflector, 3-Way, 23 Watts | NonReflector | Any | 82 | 6000 | None | 23 |  |  |  | Watts | 23 |  |  | Any | TRUE |  |  | Complete | TRUE | TRUE | 0 | 0 | 0 | 0 | 0 | 0 | 0 | 0 | 0 | 0 | 0 | 0 | 0 | 0 |  | 0 | 0 | 0 | 0 | 0 | 0 | 0 | 0 | 0 | 0 | 0 | 0 | 0 | 0 |  | 0 | 0 | 0 | 0 | 0 | 0 | 0 | 0 | 0 | 0 | 0 | 0 | 0 | 0 |  | 0 | 0 | 0 | 0 | 0 | 0 | 0 | 0 | 0 | 0 | 0 | 0 | 0 | 0 |  | FALSE | FALSE | FALSE | FALSE | FALSE | FALSE | FALSE | FALSE | FALSE | FALSE | FALSE | FALSE | FALSE | FALSE | CFLscw-3way(23w) |  |  | 47 | 1 |  |  |  | -3way |  |  | (23w) | Non-Reflector |  | Non-Reflector |  |  | , 3-Way |  |  |  | , 23 Watts | [24 empty] | assumed twister | A | #REF! | #REF! | #REF! | #REF! | 0.07963 | 72.2604
48 | 0 | 10114 | 1002 | Ltg_Lamp | CFLint_lamp | Lighting - Lamps | Integral CFL (screw-in) | CFLscw-3way(24w) | DEER2011 |  | CFL Lamp: Non-Reflector, 3-Way, 24 Watts | NonReflector | Any | 82 | 6000 | None | 24 |  |  |  | Watts | 24 |  |  | Any | TRUE |  |  | Complete | TRUE | TRUE | 0 | 0 | 0 | 0 | 0 | 0 | 0 | 0 | 0 | 0 | 0 | 0 | 0 | 0 |  | 0 | 0 | 0 | 0 | 0 | 0 | 0 | 0 | 0 | 0 | 0 | 0 | 0 | 0 |  | 0 | 0 | 0 | 0 | 0 | 0 | 0 | 0 | 0 | 0 | 0 | 0 | 0 | 0 |  | 0 | 0 | 0 | 0 | 0 | 0 | 0 | 0 | 0 | 0 | 0 | 0 | 0 | 0 |  | FALSE | FALSE | FALSE | FALSE | FALSE | FALSE | FALSE | FALSE | FALSE | FALSE | FALSE | FALSE | FALSE | FALSE | CFLscw-3way(24w) |  |  | 48 | 1 |  |  |  | -3way |  |  | (24w) | Non-Reflector |  | Non-Reflector |  |  | , 3-Way |  |  |  | , 24 Watts | [24 empty] | assumed twister | A | #REF! | #REF! | #REF! | #REF! | 0.07963 | 72.2604
49 | 0 | 10115 | 1002 | Ltg_Lamp | CFLint_lamp | Lighting - Lamps | Integral CFL (screw-in) | CFLscw-3way(25w) | DEER2011 |  | CFL Lamp: Non-Reflector, 3-Way, 25 Watts | NonReflector | Any | 82 | 6000 | None | 25 |  |  |  | Watts | 25 |  |  | Any | TRUE |  |  | Complete | TRUE | TRUE | 0 | 0 | 0 | 0 | 0 | 0 | 0 | 0 | 0 | 0 | 0 | 0 | 0 | 0 |  | 0 | 0 | 0 | 0 | 0 | 0 | 0 | 0 | 0 | 0 | 0 | 0 | 0 | 0 |  | 0 | 0 | 0 | 0 | 0 | 0 | 0 | 0 | 0 | 0 | 0 | 0 | 0 | 0 |  | 0 | 0 | 0 | 0 | 0 | 0 | 0 | 0 | 0 | 0 | 0 | 0 | 0 | 0 |  | FALSE | FALSE | FALSE | FALSE | FALSE | FALSE | FALSE | FALSE | FALSE | FALSE | FALSE | FALSE | FALSE | FALSE | CFLscw-3way(25w) |  |  | 49 | 1 |  |  |  | -3way |  |  | (25w) | Non-Reflector |  | Non-Reflector |  |  | , 3-Way |  |  |  | , 25 Watts | [24 empty] | assumed twister | A | #REF! | #REF! | #REF! | #REF! | 0.07963 | 72.2604
50 | 0 | 10116 | 1002 | Ltg_Lamp | CFLint_lamp | Lighting - Lamps | Integral CFL (screw-in) | CFLscw-3way(26w) | DEER2011 |  | CFL Lamp: Non-Reflector, 3-Way, 26 Watts | NonReflector | Any | 82 | 6000 | None | 26 |  |  |  | Watts | 26 |  |  | Any | TRUE |  |  | Complete | TRUE | TRUE | 0 | 0 | 0 | 0 | 0 | 0 | 0 | 0 | 0 | 0 | 0 | 0 | 0 | 0 |  | 0 | 0 | 0 | 0 | 0 | 0 | 0 | 0 | 0 | 0 | 0 | 0 | 0 | 0 |  | 0 | 0 | 0 | 0 | 0 | 0 | 0 | 0 | 0 | 0 | 0 | 0 | 0 | 0 |  | 0 | 0 | 0 | 0 | 0 | 0 | 0 | 0 | 0 | 0 | 0 | 0 | 0 | 0 |  | FALSE | FALSE | FALSE | FALSE | FALSE | FALSE | FALSE | FALSE | FALSE | FALSE | FALSE | FALSE | FALSE | FALSE | CFLscw-3way(26w) |  |  | 50 | 1 |  |  |  | -3way |  |  | (26w) | Non-Reflector |  | Non-Reflector |  |  | , 3-Way |  |  |  | , 26 Watts | [24 empty] | assumed twister | A | #REF! | #REF! | #REF! | #REF! | 0.07963 | 72.2604
51 | 0 | 10117 | 1002 | Ltg_Lamp | CFLint_lamp | Lighting - Lamps | Integral CFL (screw-in) | CFLscw-3way(27w) | DEER2011 |  | CFL Lamp: Non-Reflector, 3-Way, 27 Watts | NonReflector | Any | 82 | 6000 | None | 27 |  |  |  | Watts | 27 |  |  | Any | TRUE |  |  | Complete | TRUE | TRUE | 0 | 0 | 0 | 0 | 0 | 0 | 0 | 0 | 0 | 0 | 0 | 0 | 0 | 0 |  | 0 | 0 | 0 | 0 | 0 | 0 | 0 | 0 | 0 | 0 | 0 | 0 | 0 | 0 |  | 0 | 0 | 0 | 0 | 0 | 0 | 0 | 0 | 0 | 0 | 0 | 0 | 0 | 0 |  | 0 | 0 | 0 | 0 | 0 | 0 | 0 | 0 | 0 | 0 | 0 | 0 | 0 | 0 |  | FALSE | FALSE | FALSE | FALSE | FALSE | FALSE | FALSE | FALSE | FALSE | FALSE | FALSE | FALSE | FALSE | FALSE | CFLscw-3way(27w) |  |  | 51 | 1 |  |  |  | -3way |  |  | (27w) | Non-Reflector |  | Non-Reflector |  |  | , 3-Way |  |  |  | , 27 Watts | [24 empty] | assumed twister | A | #REF! | #REF! | #REF! | #REF! | 0.07963 | 72.2604
52 | 0 | 10118 | 1002 | Ltg_Lamp | CFLint_lamp | Lighting - Lamps | Integral CFL (screw-in) | CFLscw-3way(28w) | DEER2011 |  | CFL Lamp: Non-Reflector, 3-Way, 28 Watts | NonReflector | Any | 82 | 6000 | None | 28 |  |  |  | Watts | 28 |  |  | Any | TRUE |  |  | Complete | TRUE | TRUE | 0 | 0 | 0 | 0 | 0 | 0 | 0 | 0 | 0 | 0 | 0 | 0 | 0 | 0 |  | 0 | 0 | 0 | 0 | 0 | 0 | 0 | 0 | 0 | 0 | 0 | 0 | 0 | 0 |  | 0 | 0 | 0 | 0 | 0 | 0 | 0 | 0 | 0 | 0 | 0 | 0 | 0 | 0 |  | 0 | 0 | 0 | 0 | 0 | 0 | 0 | 0 | 0 | 0 | 0 | 0 | 0 | 0 |  | FALSE | FALSE | FALSE | FALSE | FALSE | FALSE | FALSE | FALSE | FALSE | FALSE | FALSE | FALSE | FALSE | FALSE | CFLscw-3way(28w) |  |  | 52 | 1 |  |  |  | -3way |  |  | (28w) | Non-Reflector |  | Non-Reflector |  |  | , 3-Way |  |  |  | , 28 Watts | [24 empty] | assumed twister | A | #REF! | #REF! | #REF! | #REF! | 0.07963 | 72.2604
53 | 0 | 10119 | 1002 | Ltg_Lamp | CFLint_lamp | Lighting - Lamps | Integral CFL (screw-in) | CFLscw-3way(29w) | DEER2011 |  | CFL Lamp: Non-Reflector, 3-Way, 29 Watts | NonReflector | Any | 82 | 6000 | None | 29 |  |  |  | Watts | 29 |  |  | Any | TRUE |  |  | Complete | TRUE | TRUE | 0 | 0 | 0 | 0 | 0 | 0 | 0 | 0 | 0 | 0 | 0 | 0 | 0 | 0 |  | 0 | 0 | 0 | 0 | 0 | 0 | 0 | 0 | 0 | 0 | 0 | 0 | 0 | 0 |  | 0 | 0 | 0 | 0 | 0 | 0 | 0 | 0 | 0 | 0 | 0 | 0 | 0 | 0 |  | 0 | 0 | 0 | 0 | 0 | 0 | 0 | 0 | 0 | 0 | 0 | 0 | 0 | 0 |  | FALSE | FALSE | FALSE | FALSE | FALSE | FALSE | FALSE | FALSE | FALSE | FALSE | FALSE | FALSE | FALSE | FALSE | CFLscw-3way(29w) |  |  | 53 | 1 |  |  |  | -3way |  |  | (29w) | Non-Reflector |  | Non-Reflector |  |  | , 3-Way |  |  |  | , 29 Watts | [24 empty] | assumed twister | A | #REF! | #REF! | #REF! | #REF! | 0.07963 | 72.2604
54 | 0 | 10120 | 1002 | Ltg_Lamp | CFLint_lamp | Lighting - Lamps | Integral CFL (screw-in) | CFLscw-3way(30w) | DEER2011 |  | CFL Lamp: Non-Reflector, 3-Way, 30 Watts | NonReflector | Any | 82 | 6000 | None | 30 |  |  |  | Watts | 30 |  |  | Any | TRUE |  |  | Complete | TRUE | TRUE | 0 | 0 | 0 | 0 | 0 | 0 | 0 | 0 | 0 | 0 | 0 | 0 | 0 | 0 |  | 0 | 0 | 0 | 0 | 0 | 0 | 0 | 0 | 0 | 0 | 0 | 0 | 0 | 0 |  | 0 | 0 | 0 | 0 | 0 | 0 | 0 | 0 | 0 | 0 | 0 | 0 | 0 | 0 |  | 0 | 0 | 0 | 0 | 0 | 0 | 0 | 0 | 0 | 0 | 0 | 0 | 0 | 0 |  | FALSE | FALSE | FALSE | FALSE | FALSE | FALSE | FALSE | FALSE | FALSE | FALSE | FALSE | FALSE | FALSE | FALSE | CFLscw-3way(30w) |  |  | 54 | 1 |  |  |  | -3way |  |  | (30w) | Non-Reflector |  | Non-Reflector |  |  | , 3-Way |  |  |  | , 30 Watts | [24 empty] | assumed twister | A | #REF! | #REF! | #REF! | #REF! | 0.07963 | 72.2604
55 | 0 | 10121 | 1002 | Ltg_Lamp | CFLint_lamp | Lighting - Lamps | Integral CFL (screw-in) | CFLscw-3way(31w) | DEER2011 |  | CFL Lamp: Non-Reflector, 3-Way, 31 Watts | NonReflector | Any | 82 | 6000 | None | 31 |  |  |  | Watts | 31 |  |  | Any | TRUE |  |  | Complete | TRUE | TRUE | 0 | 0 | 0 | 0 | 0 | 0 | 0 | 0 | 0 | 0 | 0 | 0 | 0 | 0 |  | 0 | 0 | 0 | 0 | 0 | 0 | 0 | 0 | 0 | 0 | 0 | 0 | 0 | 0 |  | 0 | 0 | 0 | 0 | 0 | 0 | 0 | 0 | 0 | 0 | 0 | 0 | 0 | 0 |  | 0 | 0 | 0 | 0 | 0 | 0 | 0 | 0 | 0 | 0 | 0 | 0 | 0 | 0 |  | FALSE | FALSE | FALSE | FALSE | FALSE | FALSE | FALSE | FALSE | FALSE | FALSE | FALSE | FALSE | FALSE | FALSE | CFLscw-3way(31w) |  |  | 55 | 1 |  |  |  | -3way |  |  | (31w) | Non-Reflector |  | Non-Reflector |  |  | , 3-Way |  |  |  | , 31 Watts | [24 empty] | assumed twister | A | #REF! | #REF! | #REF! | #REF! | 0.07963 | 72.2604
56 | 0 | 10122 | 1002 | Ltg_Lamp | CFLint_lamp | Lighting - Lamps | Integral CFL (screw-in) | CFLscw-3way(32w) | DEER2011 |  | CFL Lamp: Non-Reflector, 3-Way, 32 Watts | NonReflector | Any | 82 | 6000 | None | 32 |  |  |  | Watts | 32 |  |  | Any | TRUE |  |  | Complete | TRUE | TRUE | 0 | 0 | 0 | 0 | 0 | 0 | 0 | 0 | 0 | 0 | 0 | 0 | 0 | 0 |  | 0 | 0 | 0 | 0 | 0 | 0 | 0 | 0 | 0 | 0 | 0 | 0 | 0 | 0 |  | 0 | 0 | 0 | 0 | 0 | 0 | 0 | 0 | 0 | 0 | 0 | 0 | 0 | 0 |  | 0 | 0 | 0 | 0 | 0 | 0 | 0 | 0 | 0 | 0 | 0 | 0 | 0 | 0 |  | FALSE | FALSE | FALSE | FALSE | FALSE | FALSE | FALSE | FALSE | FALSE | FALSE | FALSE | FALSE | FALSE | FALSE | CFLscw-3way(32w) |  |  | 56 | 1 |  |  |  | -3way |  |  | (32w) | Non-Reflector |  | Non-Reflector |  |  | , 3-Way |  |  |  | , 32 Watts | [24 empty] | assumed twister | A | #REF! | #REF! | #REF! | #REF! | 0.07963 | 72.2604
57 | 0 | 10123 | 1002 | Ltg_Lamp | CFLint_lamp | Lighting - Lamps | Integral CFL (screw-in) | CFLscw-3way(33w) | DEER2011 |  | CFL Lamp: Non-Reflector, 3-Way, 33 Watts | NonReflector | Any | 82 | 6000 | None | 33 |  |  |  | Watts | 33 |  |  | Any | TRUE |  |  | Complete | TRUE | TRUE | 0 | 0 | 0 | 0 | 0 | 0 | 0 | 0 | 0 | 0 | 0 | 0 | 0 | 0 |  | 0 | 0 | 0 | 0 | 0 | 0 | 0 | 0 | 0 | 0 | 0 | 0 | 0 | 0 |  | 0 | 0 | 0 | 0 | 0 | 0 | 0 | 0 | 0 | 0 | 0 | 0 | 0 | 0 |  | 0 | 0 | 0 | 0 | 0 | 0 | 0 | 0 | 0 | 0 | 0 | 0 | 0 | 0 |  | FALSE | FALSE | FALSE | FALSE | FALSE | FALSE | FALSE | FALSE | FALSE | FALSE | FALSE | FALSE | FALSE | FALSE | CFLscw-3way(33w) |  |  | 57 | 1 |  |  |  | -3way |  |  | (33w) | Non-Reflector |  | Non-Reflector |  |  | , 3-Way |  |  |  | , 33 Watts | [24 empty] | assumed twister | A | #REF! | #REF! | #REF! | #REF! | 0.07963 | 72.2604
58 | 0 | 10124 | 1002 | Ltg_Lamp | CFLint_lamp | Lighting - Lamps | Integral CFL (screw-in) | CFLscw-3way(40w) | DEER2011 |  | CFL Lamp: Non-Reflector, 3-Way, 40 Watts | NonReflector | Any | 82 | 6000 | None | 40 |  |  |  | Watts | 40 |  |  | Any | TRUE |  |  | Complete | TRUE | TRUE | 0 | 0 | 0 | 0 | 0 | 0 | 0 | 0 | 0 | 0 | 0 | 0 | 0 | 0 |  | 0 | 0 | 0 | 0 | 0 | 0 | 0 | 0 | 0 | 0 | 0 | 0 | 0 | 0 |  | 0 | 0 | 0 | 0 | 0 | 0 | 0 | 0 | 0 | 0 | 0 | 0 | 0 | 0 |  | 0 | 0 | 0 | 0 | 0 | 0 | 0 | 0 | 0 | 0 | 0 | 0 | 0 | 0 |  | FALSE | FALSE | FALSE | FALSE | FALSE | FALSE | FALSE | FALSE | FALSE | FALSE | FALSE | FALSE | FALSE | FALSE | CFLscw-3way(40w) |  |  | 58 | 1 |  |  |  | -3way |  |  | (40w) | Non-Reflector |  | Non-Reflector |  |  | , 3-Way |  |  |  | , 40 Watts | [24 empty] | assumed twister | A | #REF! | #REF! | #REF! | #REF! | 0.07963 | 72.2604
59 | 0 | 10125 | 1002 | Ltg_Lamp | CFLint_lamp | Lighting - Lamps | Integral CFL (screw-in) | CFLscw-3way(42w) | DEER2011 |  | CFL Lamp: Non-Reflector, 3-Way, 42 Watts | NonReflector | Any | 82 | 6000 | None | 42 |  |  |  | Watts | 42 |  |  | Any | TRUE |  |  | Complete | TRUE | TRUE | 0 | 0 | 0 | 0 | 0 | 0 | 0 | 0 | 0 | 0 | 0 | 0 | 0 | 0 |  | 0 | 0 | 0 | 0 | 0 | 0 | 0 | 0 | 0 | 0 | 0 | 0 | 0 | 0 |  | 0 | 0 | 0 | 0 | 0 | 0 | 0 | 0 | 0 | 0 | 0 | 0 | 0 | 0 |  | 0 | 0 | 0 | 0 | 0 | 0 | 0 | 0 | 0 | 0 | 0 | 0 | 0 | 0 |  | FALSE | FALSE | FALSE | FALSE | FALSE | FALSE | FALSE | FALSE | FALSE | FALSE | FALSE | FALSE | FALSE | FALSE | CFLscw-3way(42w) |  |  | 59 | 1 |  |  |  | -3way |  |  | (42w) | Non-Reflector |  | Non-Reflector |  |  | , 3-Way |  |  |  | , 42 Watts | [24 empty] | assumed twister | A | #REF! | #REF! | #REF! | #REF! | 0.07963 | 72.2604
60 | 0 | 10126 | 1002 | Ltg_Lamp | CFLint_lamp | Lighting - Lamps | Integral CFL (screw-in) | CFLscw-Refl(3w) | DEER2011 |  | CFL Lamp: Reflector, 3 Watts | Reflector | Any | 82 | 6000 | None | 3 |  |  | CFL-Scw-Res-Refl-3W | Watts | 3 |  |  | Any |  |  |  | Complete | TRUE | TRUE | 0 | 0 | 0 | 0 | 0 | 0 | 0 | 0 | 0 | 0 | 0 | 0 | 0 | 0 |  | 0 | 0 | 0 | 0 | 0 | 0 | 0 | 0 | 0 | 0 | 0 | 0 | 0 | 0 |  | 0 | 0 | 0 | 0 | 0 | 0 | 0 | 0 | 0 | 0 | 0 | 0 | 0 | 0 |  | 0 | 0 | 0 | 0 | 0 | 0 | 0 | 0 | 0 | 0 | 0 | 0 | 0 | 0 |  | FALSE | FALSE | FALSE | FALSE | FALSE | FALSE | FALSE | FALSE | FALSE | FALSE | FALSE | FALSE | FALSE | FALSE | CFLscw-Refl(3w) |  |  | 60 | 1 | Refl | -Refl |  |  |  |  | (3w) | Reflector |  | Reflector | [6 empty] | , 3 Watts | [24 empty] | out of sample
61 | 0 | 10127 | 1002 | Ltg_Lamp | CFLint_lamp | Lighting - Lamps | Integral CFL (screw-in) | CFLscw-Refl(4w) | DEER2011 |  | CFL Lamp: Reflector, 4 Watts | Reflector | Any | 82 | 6000 | None | 4 |  |  | CFL-Scw-Res-Refl-4W | Watts | 4 |  |  | Any |  |  |  | Complete | TRUE | TRUE | 0 | 0 | 0 | 0 | 0 | 0 | 0 | 0 | 0 | 0 | 0 | 0 | 0 | 0 |  | 0 | 0 | 0 | 0 | 0 | 0 | 0 | 0 | 0 | 0 | 0 | 0 | 0 | 0 |  | 0 | 0 | 0 | 0 | 0 | 0 | 0 | 0 | 0 | 0 | 0 | 0 | 0 | 0 |  | 0 | 0 | 0 | 0 | 0 | 0 | 0 | 0 | 0 | 0 | 0 | 0 | 0 | 0 |  | FALSE | FALSE | FALSE | FALSE | FALSE | FALSE | FALSE | FALSE | FALSE | FALSE | FALSE | FALSE | FALSE | FALSE | CFLscw-Refl(4w) |  |  | 61 | 1 | Refl | -Refl |  |  |  |  | (4w) | Reflector |  | Reflector | [6 empty] | , 4 Watts | [24 empty] | out of sample
62 | 0 | 10128 | 1002 | Ltg_Lamp | CFLint_lamp | Lighting - Lamps | Integral CFL (screw-in) | CFLscw-Refl(5w) | DEER2011 |  | CFL Lamp: Reflector, 5 Watts | Reflector | Any | 82 | 6000 | None | 5 |  |  | CFL-Scw-Res-Refl-5W | Watts | 5 |  |  | Any |  |  |  | Complete | TRUE | TRUE | 0 | 0 | 0 | 0 | 0 | 0 | 0 | 0 | 0 | 0 | 0 | 0 | 0 | 0 |  | 0 | 0 | 0 | 0 | 0 | 0 | 0 | 0 | 0 | 0 | 0 | 0 | 0 | 0 |  | 0 | 0 | 0 | 0 | 0 | 0 | 0 | 0 | 0 | 0 | 0 | 0 | 0 | 0 |  | 0 | 0 | 0 | 0 | 0 | 0 | 0 | 0 | 0 | 0 | 0 | 0 | 0 | 0 |  | FALSE | FALSE | FALSE | FALSE | FALSE | FALSE | FALSE | FALSE | FALSE | FALSE | FALSE | FALSE | FALSE | FALSE | CFLscw-Refl(5w) |  |  | 62 | 1 | Refl | -Refl |  |  |  |  | (5w) | Reflector |  | Reflector | [6 empty] | , 5 Watts | [25 empty] | R | #REF! | #REF! | #REF! | #REF! | 0.062 | 72.2604
63 | 0 | 10129 | 1002 | Ltg_Lamp | CFLint_lamp | Lighting - Lamps | Integral CFL (screw-in) | CFLscw-Refl(6w) | DEER2011 |  | CFL Lamp: Reflector, 6 Watts | Reflector | Any | 82 | 6000 | None | 6 |  |  | CFL-Scw-Res-Refl-6W | Watts | 6 |  |  | Any |  |  |  | Complete | TRUE | TRUE | 0 | 0 | 0 | 0 | 0 | 0 | 0 | 0 | 0 | 0 | 0 | 0 | 0 | 0 |  | 0 | 0 | 0 | 0 | 0 | 0 | 0 | 0 | 0 | 0 | 0 | 0 | 0 | 0 |  | 0 | 0 | 0 | 0 | 0 | 0 | 0 | 0 | 0 | 0 | 0 | 0 | 0 | 0 |  | 0 | 0 | 0 | 0 | 0 | 0 | 0 | 0 | 0 | 0 | 0 | 0 | 0 | 0 |  | FALSE | FALSE | FALSE | FALSE | FALSE | FALSE | FALSE | FALSE | FALSE | FALSE | FALSE | FALSE | FALSE | FALSE | CFLscw-Refl(6w) |  |  | 63 | 1 | Refl | -Refl |  |  |  |  | (6w) | Reflector |  | Reflector | [6 empty] | , 6 Watts | [25 empty] | R | #REF! | #REF! | #REF! | #REF! | 0.062 | 72.2604
64 | 0 | 10130 | 1002 | Ltg_Lamp | CFLint_lamp | Lighting - Lamps | Integral CFL (screw-in) | CFLscw-Refl(7w) | DEER2011 |  | CFL Lamp: Reflector, 7 Watts | Reflector | Any | 82 | 6000 | None | 7 |  |  | CFL-Scw-Res-Refl-7W | Watts | 7 |  |  | Any |  |  |  | Complete | TRUE | TRUE | 0 | 0 | 0 | 0 | 0 | 0 | 0 | 0 | 0 | 0 | 0 | 0 | 0 | 0 |  | 0 | 0 | 0 | 0 | 0 | 0 | 0 | 0 | 0 | 0 | 0 | 0 | 0 | 0 |  | 0 | 0 | 0 | 0 | 0 | 0 | 0 | 0 | 0 | 0 | 0 | 0 | 0 | 0 |  | 0 | 0 | 0 | 0 | 0 | 0 | 0 | 0 | 0 | 0 | 0 | 0 | 0 | 0 |  | FALSE | FALSE | FALSE | FALSE | FALSE | FALSE | FALSE | FALSE | FALSE | FALSE | FALSE | FALSE | FALSE | FALSE | CFLscw-Refl(7w) |  |  | 64 | 1 | Refl | -Refl |  |  |  |  | (7w) | Reflector |  | Reflector | [6 empty] | , 7 Watts | [25 empty] | R | #REF! | #REF! | #REF! | #REF! | 0.062 | 72.2604
65 | 0 | 10131 | 1002 | Ltg_Lamp | CFLint_lamp | Lighting - Lamps | Integral CFL (screw-in) | CFLscw-Refl(8w) | DEER2011 |  | CFL Lamp: Reflector, 8 Watts | Reflector | Any | 82 | 6000 | None | 8 |  |  | CFL-Scw-Res-Refl-8W | Watts | 8 |  |  | Any |  |  |  | Complete | TRUE | TRUE | 0 | 0 | 0 | 0 | 0 | 0 | 0 | 0 | 0 | 0 | 0 | 0 | 0 | 0 |  | 0 | 0 | 0 | 0 | 0 | 0 | 0 | 0 | 0 | 0 | 0 | 0 | 0 | 0 |  | 0 | 0 | 0 | 0 | 0 | 0 | 0 | 0 | 0 | 0 | 0 | 0 | 0 | 0 |  | 0 | 0 | 0 | 0 | 0 | 0 | 0 | 0 | 0 | 0 | 0 | 0 | 0 | 0 |  | FALSE | FALSE | FALSE | FALSE | FALSE | FALSE | FALSE | FALSE | FALSE | FALSE | FALSE | FALSE | FALSE | FALSE | CFLscw-Refl(8w) |  |  | 65 | 1 | Refl | -Refl |  |  |  |  | (8w) | Reflector |  | Reflector | [6 empty] | , 8 Watts | [25 empty] | R | #REF! | #REF! | #REF! | #REF! | 0.062 | 72.2604
66 | 0 | 10132 | 1002 | Ltg_Lamp | CFLint_lamp | Lighting - Lamps | Integral CFL (screw-in) | CFLscw-Refl(9w) | DEER2011 |  | CFL Lamp: Reflector, 9 Watts | Reflector | Any | 82 | 6000 | None | 9 |  |  | CFL-Scw-Res-Refl-9W | Watts | 9 |  |  | Any |  |  |  | Complete | TRUE | TRUE | 0 | 0 | 0 | 0 | 0 | 0 | 0 | 0 | 0 | 0 | 0 | 0 | 0 | 0 |  | 0 | 0 | 0 | 0 | 0 | 0 | 0 | 0 | 0 | 0 | 0 | 0 | 0 | 0 |  | 0 | 0 | 0 | 0 | 0 | 0 | 0 | 0 | 0 | 0 | 0 | 0 | 0 | 0 |  | 0 | 0 | 0 | 0 | 0 | 0 | 0 | 0 | 0 | 0 | 0 | 0 | 0 | 0 |  | FALSE | FALSE | FALSE | FALSE | FALSE | FALSE | FALSE | FALSE | FALSE | FALSE | FALSE | FALSE | FALSE | FALSE | CFLscw-Refl(9w) |  |  | 66 | 1 | Refl | -Refl |  |  |  |  | (9w) | Reflector |  | Reflector | [6 empty] | , 9 Watts | [25 empty] | R | #REF! | #REF! | #REF! | #REF! | 0.062 | 72.2604
67 | 0 | 10133 | 1002 | Ltg_Lamp | CFLint_lamp | Lighting - Lamps | Integral CFL (screw-in) | CFLscw-Refl(10w) | DEER2011 |  | CFL Lamp: Reflector, 10 Watts | Reflector | Any | 82 | 6000 | None | 10 |  |  | CFL-Scw-Res-Refl-10W | Watts | 10 |  |  | Any |  |  |  | Complete | TRUE | TRUE | 0 | 0 | 0 | 0 | 0 | 0 | 0 | 0 | 0 | 0 | 0 | 0 | 0 | 0 |  | 0 | 0 | 0 | 0 | 0 | 0 | 0 | 0 | 0 | 0 | 0 | 0 | 0 | 0 |  | 0 | 0 | 0 | 0 | 0 | 0 | 0 | 0 | 0 | 0 | 0 | 0 | 0 | 0 |  | 0 | 0 | 0 | 0 | 0 | 0 | 0 | 0 | 0 | 0 | 0 | 0 | 0 | 0 |  | FALSE | FALSE | FALSE | FALSE | FALSE | FALSE | FALSE | FALSE | FALSE | FALSE | FALSE | FALSE | FALSE | FALSE | CFLscw-Refl(10w) |  |  | 67 | 1 | Refl | -Refl |  |  |  |  | (10w) | Reflector |  | Reflector | [6 empty] | , 10 Watts | [25 empty] | R | #REF! | #REF! | #REF! | #REF! | 0.062 | 72.2604
68 | 0 | 10134 | 1002 | Ltg_Lamp | CFLint_lamp | Lighting - Lamps | Integral CFL (screw-in) | CFLscw-Refl(11w) | DEER2011 |  | CFL Lamp: Reflector, 11 Watts | Reflector | Any | 82 | 6000 | None | 11 |  |  | CFL-Scw-Res-Refl-11W | Watts | 11 |  |  | Any |  |  |  | Complete | TRUE | TRUE | 0 | 0 | 0 | 0 | 0 | 0 | 0 | 0 | 0 | 0 | 0 | 0 | 0 | 0 |  | 0 | 0 | 0 | 0 | 0 | 0 | 0 | 0 | 0 | 0 | 0 | 0 | 0 | 0 |  | 0 | 0 | 0 | 0 | 0 | 0 | 0 | 0 | 0 | 0 | 0 | 0 | 0 | 0 |  | 0 | 0 | 0 | 0 | 0 | 0 | 0 | 0 | 0 | 0 | 0 | 0 | 0 | 0 |  | FALSE | FALSE | FALSE | FALSE | FALSE | FALSE | FALSE | FALSE | FALSE | FALSE | FALSE | FALSE | FALSE | FALSE | CFLscw-Refl(11w) |  |  | 68 | 1 | Refl | -Refl |  |  |  |  | (11w) | Reflector |  | Reflector | [6 empty] | , 11 Watts | [25 empty] | R | #REF! | #REF! | #REF! | #REF! | 0.062 | 72.2604
69 | 0 | 10135 | 1002 | Ltg_Lamp | CFLint_lamp | Lighting - Lamps | Integral CFL (screw-in) | CFLscw-Refl(12w) | DEER2011 |  | CFL Lamp: Reflector, 12 Watts | Reflector | Any | 82 | 6000 | None | 12 |  |  | CFL-Scw-Res-Refl-12W | Watts | 12 |  |  | Any |  |  |  | Complete | TRUE | TRUE | 0 | 0 | 0 | 0 | 0 | 0 | 0 | 0 | 0 | 0 | 0 | 0 | 0 | 0 |  | 0 | 0 | 0 | 0 | 0 | 0 | 0 | 0 | 0 | 0 | 0 | 0 | 0 | 0 |  | 0 | 0 | 0 | 0 | 0 | 0 | 0 | 0 | 0 | 0 | 0 | 0 | 0 | 0 |  | 0 | 0 | 0 | 0 | 0 | 0 | 0 | 0 | 0 | 0 | 0 | 0 | 0 | 0 |  | FALSE | FALSE | FALSE | FALSE | FALSE | FALSE | FALSE | FALSE | FALSE | FALSE | FALSE | FALSE | FALSE | FALSE | CFLscw-Refl(12w) |  |  | 69 | 1 | Refl | -Refl |  |  |  |  | (12w) | Reflector |  | Reflector | [6 empty] | , 12 Watts | [25 empty] | R | #REF! | #REF! | #REF! | #REF! | 0.062 | 72.2604
70 | 0 | 10136 | 1002 | Ltg_Lamp | CFLint_lamp | Lighting - Lamps | Integral CFL (screw-in) | CFLscw-Refl(13w) | DEER2011 |  | CFL Lamp: Reflector, 13 Watts | Reflector | Any | 82 | 6000 | None | 13 |  |  | CFL-Scw-Res-Refl-13W | Watts | 13 |  |  | Any |  |  |  | Complete | TRUE | TRUE | 0 | 0 | 0 | 0 | 0 | 0 | 0 | 0 | 0 | 0 | 0 | 0 | 0 | 0 |  | 0 | 0 | 0 | 0 | 0 | 0 | 0 | 0 | 0 | 0 | 0 | 0 | 0 | 0 |  | 0 | 0 | 0 | 0 | 0 | 0 | 0 | 0 | 0 | 0 | 0 | 0 | 0 | 0 |  | 0 | 0 | 0 | 0 | 0 | 0 | 0 | 0 | 0 | 0 | 0 | 0 | 0 | 0 |  | FALSE | FALSE | FALSE | FALSE | FALSE | FALSE | FALSE | FALSE | FALSE | FALSE | FALSE | FALSE | FALSE | FALSE | CFLscw-Refl(13w) |  |  | 70 | 1 | Refl | -Refl |  |  |  |  | (13w) | Reflector |  | Reflector | [6 empty] | , 13 Watts | [25 empty] | R | #REF! | #REF! | #REF! | #REF! | 0.062 | 72.2604
71 | 0 | 10137 | 1002 | Ltg_Lamp | CFLint_lamp | Lighting - Lamps | Integral CFL (screw-in) | CFLscw-Refl(14w) | DEER2011 |  | CFL Lamp: Reflector, 14 Watts | Reflector | Any | 82 | 6000 | None | 14 |  |  | CFL-Scw-Res-Refl-14W | Watts | 14 |  |  | Any |  |  |  | Complete | TRUE | TRUE | 0 | 0 | 0 | 0 | 0 | 0 | 0 | 0 | 0 | 0 | 0 | 0 | 0 | 0 |  | 0 | 0 | 0 | 0 | 0 | 0 | 0 | 0 | 0 | 0 | 0 | 0 | 0 | 0 |  | 0 | 0 | 0 | 0 | 0 | 0 | 0 | 0 | 0 | 0 | 0 | 0 | 0 | 0 |  | 0 | 0 | 0 | 0 | 0 | 0 | 0 | 0 | 0 | 0 | 0 | 0 | 0 | 0 |  | FALSE | FALSE | FALSE | FALSE | FALSE | FALSE | FALSE | FALSE | FALSE | FALSE | FALSE | FALSE | FALSE | FALSE | CFLscw-Refl(14w) |  |  | 71 | 1 | Refl | -Refl |  |  |  |  | (14w) | Reflector |  | Reflector | [6 empty] | , 14 Watts | [25 empty] | R | #REF! | #REF! | #REF! | #REF! | 0.062 | 72.2604
72 | 0 | 10138 | 1002 | Ltg_Lamp | CFLint_lamp | Lighting - Lamps | Integral CFL (screw-in) | CFLscw-Refl-1(15w) | DEER2011 |  | CFL Lamp: Reflector, 565 initial lumens, 15 Watts | Reflector | Any | 82 | 6000 | None | 15 | 565 | 705 | CFL-Scw-Res-Refl-15W | Watts | 15 |  |  | Any |  |  |  | Complete | TRUE | TRUE | 0 | 0 | 0 | 0 | 0 | 0 | 0 | 0 | 0 | 0 | 0 | 0 | 0 | 0 |  | 0 | 0 | 0 | 0 | 0 | 0 | 0 | 0 | 0 | 0 | 0 | 0 | 0 | 0 |  | 0 | 0 | 0 | 0 | 0 | 0 | 0 | 0 | 0 | 0 | 0 | 0 | 0 | 0 |  | 0 | 0 | 0 | 0 | 0 | 0 | 0 | 0 | 0 | 0 | 0 | 0 | 0 | 0 |  | FALSE | FALSE | FALSE | FALSE | FALSE | FALSE | FALSE | FALSE | FALSE | FALSE | FALSE | FALSE | FALSE | FALSE | CFLscw-Refl-1(15w) |  |  | 72 | 1 | Refl | -Refl |  |  |  |  | (15w) | Reflector |  | Reflector |  |  |  |  | , 565 initial lumens |  | , 15 Watts | [25 empty] | R | #REF! | #REF! | #REF! | #REF! | 0.062 | 72.2604
73 | 0 | 10139 | 1002 | Ltg_Lamp | CFLint_lamp | Lighting - Lamps | Integral CFL (screw-in) | CFLscw-Refl(16w) | DEER2011 |  | CFL Lamp: Reflector, 604 initial lumens, 16 Watts | Reflector | Any | 82 | 6000 | None | 16 | 604 | 755 | CFL-Scw-Res-Refl-16W | Watts | 16 |  |  | Any |  |  |  | Complete | TRUE | TRUE | 0 | 0 | 0 | 0 | 0 | 0 | 0 | 0 | 0 | 0 | 0 | 0 | 0 | 0 |  | 0 | 0 | 0 | 0 | 0 | 0 | 0 | 0 | 0 | 0 | 0 | 0 | 0 | 0 |  | 0 | 0 | 0 | 0 | 0 | 0 | 0 | 0 | 0 | 0 | 0 | 0 | 0 | 0 |  | 0 | 0 | 0 | 0 | 0 | 0 | 0 | 0 | 0 | 0 | 0 | 0 | 0 | 0 |  | FALSE | FALSE | FALSE | FALSE | FALSE | FALSE | FALSE | FALSE | FALSE | FALSE | FALSE | FALSE | FALSE | FALSE | CFLscw-Refl(16w) |  |  | 73 | 1 | Refl | -Refl |  |  |  |  | (16w) | Reflector |  | Reflector |  |  |  |  | , 604 initial lumens |  | , 16 Watts | [25 empty] | R | #REF! | #REF! | #REF! | #REF! | 0.062 | 72.2604
74 | 0 | 10140 | 1002 | Ltg_Lamp | CFLint_lamp | Lighting - Lamps | Integral CFL (screw-in) | CFLscw-Refl(17w) | DEER2011 |  | CFL Lamp: Reflector, 644 initial lumens, 17 Watts | Reflector | Any | 82 | 6000 | None | 17 | 644 | 805 | CFL-Scw-Res-Refl-17W | Watts | 17 |  |  | Any |  |  |  | Complete | TRUE | TRUE | 0 | 0 | 0 | 0 | 0 | 0 | 0 | 0 | 0 | 0 | 0 | 0 | 0 | 0 |  | 0 | 0 | 0 | 0 | 0 | 0 | 0 | 0 | 0 | 0 | 0 | 0 | 0 | 0 |  | 0 | 0 | 0 | 0 | 0 | 0 | 0 | 0 | 0 | 0 | 0 | 0 | 0 | 0 |  | 0 | 0 | 0 | 0 | 0 | 0 | 0 | 0 | 0 | 0 | 0 | 0 | 0 | 0 |  | FALSE | FALSE | FALSE | FALSE | FALSE | FALSE | FALSE | FALSE | FALSE | FALSE | FALSE | FALSE | FALSE | FALSE | CFLscw-Refl(17w) |  |  | 74 | 1 | Refl | -Refl |  |  |  |  | (17w) | Reflector |  | Reflector |  |  |  |  | , 644 initial lumens |  | , 17 Watts | [25 empty] | R | #REF! | #REF! | #REF! | #REF! | 0.062 | 72.2604
75 | 0 | 10141 | 1002 | Ltg_Lamp | CFLint_lamp | Lighting - Lamps | Integral CFL (screw-in) | CFLscw-Refl(18w) | DEER2011 |  | CFL Lamp: Reflector, 683 initial lumens, 18 Watts | Reflector | Any | 82 | 6000 | None | 18 | 683 | 855 | CFL-Scw-Res-Refl-18W | Watts | 18 |  |  | Any |  |  |  | Complete | TRUE | TRUE | 0 | 0 | 0 | 0 | 0 | 0 | 0 | 0 | 0 | 0 | 0 | 0 | 0 | 0 |  | 0 | 0 | 0 | 0 | 0 | 0 | 0 | 0 | 0 | 0 | 0 | 0 | 0 | 0 |  | 0 | 0 | 0 | 0 | 0 | 0 | 0 | 0 | 0 | 0 | 0 | 0 | 0 | 0 |  | 0 | 0 | 0 | 0 | 0 | 0 | 0 | 0 | 0 | 0 | 0 | 0 | 0 | 0 |  | FALSE | FALSE | FALSE | FALSE | FALSE | FALSE | FALSE | FALSE | FALSE | FALSE | FALSE | FALSE | FALSE | FALSE | CFLscw-Refl(18w) |  |  | 75 | 1 | Refl | -Refl |  |  |  |  | (18w) | Reflector |  | Reflector |  |  |  |  | , 683 initial lumens |  | , 18 Watts | [25 empty] | R | #REF! | #REF! | #REF! | #REF! | 0.062 | 72.2604
76 | 0 | 10142 | 1002 | Ltg_Lamp | CFLint_lamp | Lighting - Lamps | Integral CFL (screw-in) | CFLscw-Refl(19w) | DEER2011 |  | CFL Lamp: Reflector, 723 initial lumens, 19 Watts | Reflector | Any | 82 | 6000 | None | 19 | 723 | 905 | CFL-Scw-Res-Refl-19W | Watts | 19 |  |  | Any |  |  |  | Complete | TRUE | TRUE | 0 | 0 | 0 | 0 | 0 | 0 | 0 | 0 | 0 | 0 | 0 | 0 | 0 | 0 |  | 0 | 0 | 0 | 0 | 0 | 0 | 0 | 0 | 0 | 0 | 0 | 0 | 0 | 0 |  | 0 | 0 | 0 | 0 | 0 | 0 | 0 | 0 | 0 | 0 | 0 | 0 | 0 | 0 |  | 0 | 0 | 0 | 0 | 0 | 0 | 0 | 0 | 0 | 0 | 0 | 0 | 0 | 0 |  | FALSE | FALSE | FALSE | FALSE | FALSE | FALSE | FALSE | FALSE | FALSE | FALSE | FALSE | FALSE | FALSE | FALSE | CFLscw-Refl(19w) |  |  | 76 | 1 | Refl | -Refl |  |  |  |  | (19w) | Reflector |  | Reflector |  |  |  |  | , 723 initial lumens |  | , 19 Watts | [25 empty] | R | #REF! | #REF! | #REF! | #REF! | 0.062 | 72.2604
77 | 0 | 10143 | 1002 | Ltg_Lamp | CFLint_lamp | Lighting - Lamps | Integral CFL (screw-in) | CFLscw-Refl(20w) | DEER2011 |  | CFL Lamp: Reflector, 762 initial lumens, 20 Watts | Reflector | Any | 82 | 6000 | None | 20 | 762 | 955 | CFL-Scw-Res-Refl-20W | Watts | 20 |  |  | Any |  |  |  | Complete | TRUE | TRUE | 0 | 0 | 0 | 0 | 0 | 0 | 0 | 0 | 0 | 0 | 0 | 0 | 0 | 0 |  | 0 | 0 | 0 | 0 | 0 | 0 | 0 | 0 | 0 | 0 | 0 | 0 | 0 | 0 |  | 0 | 0 | 0 | 0 | 0 | 0 | 0 | 0 | 0 | 0 | 0 | 0 | 0 | 0 |  | 0 | 0 | 0 | 0 | 0 | 0 | 0 | 0 | 0 | 0 | 0 | 0 | 0 | 0 |  | FALSE | FALSE | FALSE | FALSE | FALSE | FALSE | FALSE | FALSE | FALSE | FALSE | FALSE | FALSE | FALSE | FALSE | CFLscw-Refl(20w) |  |  | 77 | 1 | Refl | -Refl |  |  |  |  | (20w) | Reflector |  | Reflector |  |  |  |  | , 762 initial lumens |  | , 20 Watts | [25 empty] | R | #REF! | #REF! | #REF! | #REF! | 0.062 | 72.2604
78 | 0 | 10144 | 1002 | Ltg_Lamp | CFLint_lamp | Lighting - Lamps | Integral CFL (screw-in) | CFLscw-Refl(21w) | DEER2011 |  | CFL Lamp: Reflector, 801 initial lumens, 21 Watts | Reflector | Any | 82 | 6000 | None | 21 | 801 | 1003 | CFL-Scw-Res-Refl-21W | Watts | 21 |  |  | Any |  |  |  | Complete | TRUE | TRUE | 0 | 0 | 0 | 0 | 0 | 0 | 0 | 0 | 0 | 0 | 0 | 0 | 0 | 0 |  | 0 | 0 | 0 | 0 | 0 | 0 | 0 | 0 | 0 | 0 | 0 | 0 | 0 | 0 |  | 0 | 0 | 0 | 0 | 0 | 0 | 0 | 0 | 0 | 0 | 0 | 0 | 0 | 0 |  | 0 | 0 | 0 | 0 | 0 | 0 | 0 | 0 | 0 | 0 | 0 | 0 | 0 | 0 |  | FALSE | FALSE | FALSE | FALSE | FALSE | FALSE | FALSE | FALSE | FALSE | FALSE | FALSE | FALSE | FALSE | FALSE | CFLscw-Refl(21w) |  |  | 78 | 1 | Refl | -Refl |  |  |  |  | (21w) | Reflector |  | Reflector |  |  |  |  | , 801 initial lumens |  | , 21 Watts | [25 empty] | R | #REF! | #REF! | #REF! | #REF! | 0.062 | 72.2604
79 | 0 | 10145 | 1002 | Ltg_Lamp | CFLint_lamp | Lighting - Lamps | Integral CFL (screw-in) | CFLscw-Refl(22w) | DEER2011 |  | CFL Lamp: Reflector, 841 initial lumens, 22 Watts | Reflector | Any | 82 | 6000 | None | 22 | 841 | 1052 | CFL-Scw-Res-Refl-22W | Watts | 22 |  |  | Any |  |  |  | Complete | TRUE | TRUE | 0 | 0 | 0 | 0 | 0 | 0 | 0 | 0 | 0 | 0 | 0 | 0 | 0 | 0 |  | 0 | 0 | 0 | 0 | 0 | 0 | 0 | 0 | 0 | 0 | 0 | 0 | 0 | 0 |  | 0 | 0 | 0 | 0 | 0 | 0 | 0 | 0 | 0 | 0 | 0 | 0 | 0 | 0 |  | 0 | 0 | 0 | 0 | 0 | 0 | 0 | 0 | 0 | 0 | 0 | 0 | 0 | 0 |  | FALSE | FALSE | FALSE | FALSE | FALSE | FALSE | FALSE | FALSE | FALSE | FALSE | FALSE | FALSE | FALSE | FALSE | CFLscw-Refl(22w) |  |  | 79 | 1 | Refl | -Refl |  |  |  |  | (22w) | Reflector |  | Reflector |  |  |  |  | , 841 initial lumens |  | , 22 Watts | [25 empty] | R | #REF! | #REF! | #REF! | #REF! | 0.062 | 72.2604
80 | 0 | 10146 | 1002 | Ltg_Lamp | CFLint_lamp | Lighting - Lamps | Integral CFL (screw-in) | CFLscw-Refl-1(23w) | DEER2011 |  | CFL Lamp: Reflector, 880 initial lumens, 23 Watts | Reflector | Any | 82 | 6000 | None | 23 | 880 | 1100 | CFL-Scw-Res-Refl-23W | Watts | 23 |  |  | Any |  |  |  | Complete | TRUE | TRUE | 0 | 0 | 0 | 0 | 0 | 0 | 0 | 0 | 0 | 0 | 0 | 0 | 0 | 0 |  | 0 | 0 | 0 | 0 | 0 | 0 | 0 | 0 | 0 | 0 | 0 | 0 | 0 | 0 |  | 0 | 0 | 0 | 0 | 0 | 0 | 0 | 0 | 0 | 0 | 0 | 0 | 0 | 0 |  | 0 | 0 | 0 | 0 | 0 | 0 | 0 | 0 | 0 | 0 | 0 | 0 | 0 | 0 |  | FALSE | FALSE | FALSE | FALSE | FALSE | FALSE | FALSE | FALSE | FALSE | FALSE | FALSE | FALSE | FALSE | FALSE | CFLscw-Refl-1(23w) |  |  | 80 | 1 | Refl | -Refl |  |  |  |  | (23w) | Reflector |  | Reflector |  |  |  |  | , 880 initial lumens |  | , 23 Watts | [25 empty] | R | #REF! | #REF! | #REF! | #REF! | 0.062 | 72.2604
81 | 0 | 10147 | 1002 | Ltg_Lamp | CFLint_lamp | Lighting - Lamps | Integral CFL (screw-in) | CFLscw-Refl(24w) | DEER2011 |  | CFL Lamp: Reflector, 925 initial lumens, 24 Watts | Reflector | Any | 82 | 6000 | None | 24 | 925 | 1158 | CFL-Scw-Res-Refl-24W | Watts | 24 |  |  | Any |  |  |  | Complete | TRUE | TRUE | 0 | 0 | 0 | 0 | 0 | 0 | 0 | 0 | 0 | 0 | 0 | 0 | 0 | 0 |  | 0 | 0 | 0 | 0 | 0 | 0 | 0 | 0 | 0 | 0 | 0 | 0 | 0 | 0 |  | 0 | 0 | 0 | 0 | 0 | 0 | 0 | 0 | 0 | 0 | 0 | 0 | 0 | 0 |  | 0 | 0 | 0 | 0 | 0 | 0 | 0 | 0 | 0 | 0 | 0 | 0 | 0 | 0 |  | FALSE | FALSE | FALSE | FALSE | FALSE | FALSE | FALSE | FALSE | FALSE | FALSE | FALSE | FALSE | FALSE | FALSE | CFLscw-Refl(24w) |  |  | 81 | 1 | Refl | -Refl |  |  |  |  | (24w) | Reflector |  | Reflector |  |  |  |  | , 925 initial lumens |  | , 24 Watts | [25 empty] | R | #REF! | #REF! | #REF! | #REF! | 0.062 | 72.2604
82 | 0 | 10148 | 1002 | Ltg_Lamp | CFLint_lamp | Lighting - Lamps | Integral CFL (screw-in) | CFLscw-Refl(25w) | DEER2011 |  | CFL Lamp: Reflector, 970 initial lumens, 25 Watts | Reflector | Any | 82 | 6000 | None | 25 | 970 | 1215 | CFL-Scw-Res-Refl-25W | Watts | 25 |  |  | Any |  |  |  | Complete | TRUE | TRUE | 0 | 0 | 0 | 0 | 0 | 0 | 0 | 0 | 0 | 0 | 0 | 0 | 0 | 0 |  | 0 | 0 | 0 | 0 | 0 | 0 | 0 | 0 | 0 | 0 | 0 | 0 | 0 | 0 |  | 0 | 0 | 0 | 0 | 0 | 0 | 0 | 0 | 0 | 0 | 0 | 0 | 0 | 0 |  | 0 | 0 | 0 | 0 | 0 | 0 | 0 | 0 | 0 | 0 | 0 | 0 | 0 | 0 |  | FALSE | FALSE | FALSE | FALSE | FALSE | FALSE | FALSE | FALSE | FALSE | FALSE | FALSE | FALSE | FALSE | FALSE | CFLscw-Refl(25w) |  |  | 82 | 1 | Refl | -Refl |  |  |  |  | (25w) | Reflector |  | Reflector |  |  |  |  | , 970 initial lumens |  | , 25 Watts | [25 empty] | R | #REF! | #REF! | #REF! | #REF! | 0.062 | 72.2604
83 | 0 | 10149 | 1002 | Ltg_Lamp | CFLint_lamp | Lighting - Lamps | Integral CFL (screw-in) | CFLscw-Refl(26w) | DEER2011 |  | CFL Lamp: Reflector, 26 Watts | Reflector | Any | 82 | 6000 | None | 26 |  |  | CFL-Scw-Res-Refl-26W | Watts | 26 |  |  | Any |  |  |  | Complete | TRUE | TRUE | 0 | 0 | 0 | 0 | 0 | 0 | 0 | 0 | 0 | 0 | 0 | 0 | 0 | 0 |  | 0 | 0 | 0 | 0 | 0 | 0 | 0 | 0 | 0 | 0 | 0 | 0 | 0 | 0 |  | 0 | 0 | 0 | 0 | 0 | 0 | 0 | 0 | 0 | 0 | 0 | 0 | 0 | 0 |  | 0 | 0 | 0 | 0 | 0 | 0 | 0 | 0 | 0 | 0 | 0 | 0 | 0 | 0 |  | FALSE | FALSE | FALSE | FALSE | FALSE | FALSE | FALSE | FALSE | FALSE | FALSE | FALSE | FALSE | FALSE | FALSE | CFLscw-Refl(26w) |  |  | 83 | 1 | Refl | -Refl |  |  |  |  | (26w) | Reflector |  | Reflector | [6 empty] | , 26 Watts | [25 empty] | R | #REF! | #REF! | #REF! | #REF! | 0.062 | 72.2604
84 | 0 | 10150 | 1002 | Ltg_Lamp | CFLint_lamp | Lighting - Lamps | Integral CFL (screw-in) | CFLscw-Refl(27w) | DEER2011 |  | CFL Lamp: Reflector, 27 Watts | Reflector | Any | 82 | 6000 | None | 27 |  |  | CFL-Scw-Res-Refl-27W | Watts | 27 |  |  | Any |  |  |  | Complete | TRUE | TRUE | 0 | 0 | 0 | 0 | 0 | 0 | 0 | 0 | 0 | 0 | 0 | 0 | 0 | 0 |  | 0 | 0 | 0 | 0 | 0 | 0 | 0 | 0 | 0 | 0 | 0 | 0 | 0 | 0 |  | 0 | 0 | 0 | 0 | 0 | 0 | 0 | 0 | 0 | 0 | 0 | 0 | 0 | 0 |  | 0 | 0 | 0 | 0 | 0 | 0 | 0 | 0 | 0 | 0 | 0 | 0 | 0 | 0 |  | FALSE | FALSE | FALSE | FALSE | FALSE | FALSE | FALSE | FALSE | FALSE | FALSE | FALSE | FALSE | FALSE | FALSE | CFLscw-Refl(27w) |  |  | 84 | 1 | Refl | -Refl |  |  |  |  | (27w) | Reflector |  | Reflector | [6 empty] | , 27 Watts | [24 empty] | out of sample
85 | 0 | 10151 | 1002 | Ltg_Lamp | CFLint_lamp | Lighting - Lamps | Integral CFL (screw-in) | CFLscw-Refl(28w) | DEER2011 |  | CFL Lamp: Reflector, 28 Watts | Reflector | Any | 82 | 6000 | None | 28 |  |  | CFL-Scw-Res-Refl-28W | Watts | 28 |  |  | Any |  |  |  | Complete | TRUE | TRUE | 0 | 0 | 0 | 0 | 0 | 0 | 0 | 0 | 0 | 0 | 0 | 0 | 0 | 0 |  | 0 | 0 | 0 | 0 | 0 | 0 | 0 | 0 | 0 | 0 | 0 | 0 | 0 | 0 |  | 0 | 0 | 0 | 0 | 0 | 0 | 0 | 0 | 0 | 0 | 0 | 0 | 0 | 0 |  | 0 | 0 | 0 | 0 | 0 | 0 | 0 | 0 | 0 | 0 | 0 | 0 | 0 | 0 |  | FALSE | FALSE | FALSE | FALSE | FALSE | FALSE | FALSE | FALSE | FALSE | FALSE | FALSE | FALSE | FALSE | FALSE | CFLscw-Refl(28w) |  |  | 85 | 1 | Refl | -Refl |  |  |  |  | (28w) | Reflector |  | Reflector | [6 empty] | , 28 Watts | [24 empty] | out of sample
86 | 0 | 10152 | 1002 | Ltg_Lamp | CFLint_lamp | Lighting - Lamps | Integral CFL (screw-in) | CFLscw-Refl(29w) | DEER2011 |  | CFL Lamp: Reflector, 29 Watts | Reflector | Any | 82 | 6000 | None | 29 |  |  | CFL-Scw-Res-Refl-29W | Watts | 29 |  |  | Any |  |  |  | Complete | TRUE | TRUE | 0 | 0 | 0 | 0 | 0 | 0 | 0 | 0 | 0 | 0 | 0 | 0 | 0 | 0 |  | 0 | 0 | 0 | 0 | 0 | 0 | 0 | 0 | 0 | 0 | 0 | 0 | 0 | 0 |  | 0 | 0 | 0 | 0 | 0 | 0 | 0 | 0 | 0 | 0 | 0 | 0 | 0 | 0 |  | 0 | 0 | 0 | 0 | 0 | 0 | 0 | 0 | 0 | 0 | 0 | 0 | 0 | 0 |  | FALSE | FALSE | FALSE | FALSE | FALSE | FALSE | FALSE | FALSE | FALSE | FALSE | FALSE | FALSE | FALSE | FALSE | CFLscw-Refl(29w) |  |  | 86 | 1 | Refl | -Refl |  |  |  |  | (29w) | Reflector |  | Reflector | [6 empty] | , 29 Watts | [24 empty] | out of sample
87 | 0 | 10153 | 1002 | Ltg_Lamp | CFLint_lamp | Lighting - Lamps | Integral CFL (screw-in) | CFLscw-Refl(30w) | DEER2011 |  | CFL Lamp: Reflector, 30 Watts | Reflector | Any | 82 | 6000 | None | 30 |  |  | CFL-Scw-Res-Refl-30W | Watts | 30 |  |  | Any |  |  |  | Complete | TRUE | TRUE | 0 | 0 | 0 | 0 | 0 | 0 | 0 | 0 | 0 | 0 | 0 | 0 | 0 | 0 |  | 0 | 0 | 0 | 0 | 0 | 0 | 0 | 0 | 0 | 0 | 0 | 0 | 0 | 0 |  | 0 | 0 | 0 | 0 | 0 | 0 | 0 | 0 | 0 | 0 | 0 | 0 | 0 | 0 |  | 0 | 0 | 0 | 0 | 0 | 0 | 0 | 0 | 0 | 0 | 0 | 0 | 0 | 0 |  | FALSE | FALSE | FALSE | FALSE | FALSE | FALSE | FALSE | FALSE | FALSE | FALSE | FALSE | FALSE | FALSE | FALSE | CFLscw-Refl(30w) |  |  | 87 | 1 | Refl | -Refl |  |  |  |  | (30w) | Reflector |  | Reflector | [6 empty] | , 30 Watts | [24 empty] | out of sample
88 | 0 | 10154 | 1002 | Ltg_Lamp | CFLint_lamp | Lighting - Lamps | Integral CFL (screw-in) | CFLscw-Refl(31w) | DEER2011 |  | CFL Lamp: Reflector, 31 Watts | Reflector | Any | 82 | 6000 | None | 31 |  |  | CFL-Scw-Res-Refl-31W | Watts | 31 |  |  | Any |  |  |  | Complete | TRUE | TRUE | 0 | 0 | 0 | 0 | 0 | 0 | 0 | 0 | 0 | 0 | 0 | 0 | 0 | 0 |  | 0 | 0 | 0 | 0 | 0 | 0 | 0 | 0 | 0 | 0 | 0 | 0 | 0 | 0 |  | 0 | 0 | 0 | 0 | 0 | 0 | 0 | 0 | 0 | 0 | 0 | 0 | 0 | 0 |  | 0 | 0 | 0 | 0 | 0 | 0 | 0 | 0 | 0 | 0 | 0 | 0 | 0 | 0 |  | FALSE | FALSE | FALSE | FALSE | FALSE | FALSE | FALSE | FALSE | FALSE | FALSE | FALSE | FALSE | FALSE | FALSE | CFLscw-Refl(31w) |  |  | 88 | 1 | Refl | -Refl |  |  |  |  | (31w) | Reflector |  | Reflector | [6 empty] | , 31 Watts | [24 empty] | out of sample
89 | 0 | 10155 | 1002 | Ltg_Lamp | CFLint_lamp | Lighting - Lamps | Integral CFL (screw-in) | CFLscw-Refl(32w) | DEER2011 |  | CFL Lamp: Reflector, 32 Watts | Reflector | Any | 82 | 6000 | None | 32 |  |  | CFL-Scw-Res-Refl-32W | Watts | 32 |  |  | Any |  |  |  | Complete | TRUE | TRUE | 0 | 0 | 0 | 0 | 0 | 0 | 0 | 0 | 0 | 0 | 0 | 0 | 0 | 0 |  | 0 | 0 | 0 | 0 | 0 | 0 | 0 | 0 | 0 | 0 | 0 | 0 | 0 | 0 |  | 0 | 0 | 0 | 0 | 0 | 0 | 0 | 0 | 0 | 0 | 0 | 0 | 0 | 0 |  | 0 | 0 | 0 | 0 | 0 | 0 | 0 | 0 | 0 | 0 | 0 | 0 | 0 | 0 |  | FALSE | FALSE | FALSE | FALSE | FALSE | FALSE | FALSE | FALSE | FALSE | FALSE | FALSE | FALSE | FALSE | FALSE | CFLscw-Refl(32w) |  |  | 89 | 1 | Refl | -Refl |  |  |  |  | (32w) | Reflector |  | Reflector | [6 empty] | , 32 Watts | [24 empty] | out of sample
90 | 0 | 10156 | 1002 | Ltg_Lamp | CFLint_lamp | Lighting - Lamps | Integral CFL (screw-in) | CFLscw-Refl(42w) | DEER2011 |  | CFL Lamp: Reflector, 42 Watts | Reflector | Any | 82 | 6000 | None | 42 |  |  | CFL-Scw-Res-Refl-42W | Watts | 42 |  |  | Any |  |  |  | Complete | TRUE | TRUE | 0 | 0 | 0 | 0 | 0 | 0 | 0 | 0 | 0 | 0 | 0 | 0 | 0 | 0 |  | 0 | 0 | 0 | 0 | 0 | 0 | 0 | 0 | 0 | 0 | 0 | 0 | 0 | 0 |  | 0 | 0 | 0 | 0 | 0 | 0 | 0 | 0 | 0 | 0 | 0 | 0 | 0 | 0 |  | 0 | 0 | 0 | 0 | 0 | 0 | 0 | 0 | 0 | 0 | 0 | 0 | 0 | 0 |  | FALSE | FALSE | FALSE | FALSE | FALSE | FALSE | FALSE | FALSE | FALSE | FALSE | FALSE | FALSE | FALSE | FALSE | CFLscw-Refl(42w) |  |  | 90 | 1 | Refl | -Refl |  |  |  |  | (42w) | Reflector |  | Reflector | [6 empty] | , 42 Watts | [24 empty] | out of sample
91 | 0 | 10157 | 1002 | Ltg_Lamp | CFLint_lamp | Lighting - Lamps | Integral CFL (screw-in) | CFLscw-Refl(55w) | DEER2011 |  | CFL Lamp: Reflector, 55 Watts | Reflector | Any | 82 | 6000 | None | 55 |  |  | CFL-Scw-Res-Refl-55W | Watts | 55 |  |  | Any |  |  |  | Complete | TRUE | TRUE | 0 | 0 | 0 | 0 | 0 | 0 | 0 | 0 | 0 | 0 | 0 | 0 | 0 | 0 |  | 0 | 0 | 0 | 0 | 0 | 0 | 0 | 0 | 0 | 0 | 0 | 0 | 0 | 0 |  | 0 | 0 | 0 | 0 | 0 | 0 | 0 | 0 | 0 | 0 | 0 | 0 | 0 | 0 |  | 0 | 0 | 0 | 0 | 0 | 0 | 0 | 0 | 0 | 0 | 0 | 0 | 0 | 0 |  | FALSE | FALSE | FALSE | FALSE | FALSE | FALSE | FALSE | FALSE | FALSE | FALSE | FALSE | FALSE | FALSE | FALSE | CFLscw-Refl(55w) |  |  | 91 | 1 | Refl | -Refl |  |  |  |  | (55w) | Reflector |  | Reflector | [6 empty] | , 55 Watts | [24 empty] | out of sample
92 | 0 | 10158 | 1002 | Ltg_Lamp | CFLint_lamp | Lighting - Lamps | Integral CFL (screw-in) | CFLscw-Refl(60w) | DEER2011 |  | CFL Lamp: Reflector, 60 Watts | Reflector | Any | 82 | 6000 | None | 60 |  |  | CFL-Scw-Res-Refl-60W | Watts | 60 |  |  | Any |  |  |  | Complete | TRUE | TRUE | 0 | 0 | 0 | 0 | 0 | 0 | 0 | 0 | 0 | 0 | 0 | 0 | 0 | 0 |  | 0 | 0 | 0 | 0 | 0 | 0 | 0 | 0 | 0 | 0 | 0 | 0 | 0 | 0 |  | 0 | 0 | 0 | 0 | 0 | 0 | 0 | 0 | 0 | 0 | 0 | 0 | 0 | 0 |  | 0 | 0 | 0 | 0 | 0 | 0 | 0 | 0 | 0 | 0 | 0 | 0 | 0 | 0 |  | FALSE | FALSE | FALSE | FALSE | FALSE | FALSE | FALSE | FALSE | FALSE | FALSE | FALSE | FALSE | FALSE | FALSE | CFLscw-Refl(60w) |  |  | 92 | 1 | Refl | -Refl |  |  |  |  | (60w) | Reflector |  | Reflector | [6 empty] | , 60 Watts | [24 empty] | out of sample
93 | 0 | 10159 | 1002 | Ltg_Lamp | CFLint_lamp | Lighting - Lamps | Integral CFL (screw-in) | CFLscw-Refl(80w) | DEER2011 |  | CFL Lamp: Reflector, 80 Watts | Reflector | Any | 82 | 6000 | None | 80 |  |  | CFL-Scw-Res-Refl-80W | Watts | 80 |  |  | Any |  |  |  | Complete | TRUE | TRUE | 0 | 0 | 0 | 0 | 0 | 0 | 0 | 0 | 0 | 0 | 0 | 0 | 0 | 0 |  | 0 | 0 | 0 | 0 | 0 | 0 | 0 | 0 | 0 | 0 | 0 | 0 | 0 | 0 |  | 0 | 0 | 0 | 0 | 0 | 0 | 0 | 0 | 0 | 0 | 0 | 0 | 0 | 0 |  | 0 | 0 | 0 | 0 | 0 | 0 | 0 | 0 | 0 | 0 | 0 | 0 | 0 | 0 |  | FALSE | FALSE | FALSE | FALSE | FALSE | FALSE | FALSE | FALSE | FALSE | FALSE | FALSE | FALSE | FALSE | FALSE | CFLscw-Refl(80w) |  |  | 93 | 1 | Refl | -Refl |  |  |  |  | (80w) | Reflector |  | Reflector | [6 empty] | , 80 Watts | [24 empty] | out of sample
94 | 0 | 10160 | 1002 | Ltg_Lamp | CFLint_lamp | Lighting - Lamps | Integral CFL (screw-in) | CFLscw-Refl(100w) | DEER2011 |  | CFL Lamp: Reflector, 100 Watts | Reflector | Any | 82 | 6000 | None | 100 |  |  | CFL-Scw-Res-Refl-100W | Watts | 100 |  |  | Any |  |  |  | Complete | TRUE | TRUE | 0 | 0 | 0 | 0 | 0 | 0 | 0 | 0 | 0 | 0 | 0 | 0 | 0 | 0 |  | 0 | 0 | 0 | 0 | 0 | 0 | 0 | 0 | 0 | 0 | 0 | 0 | 0 | 0 |  | 0 | 0 | 0 | 0 | 0 | 0 | 0 | 0 | 0 | 0 | 0 | 0 | 0 | 0 |  | 0 | 0 | 0 | 0 | 0 | 0 | 0 | 0 | 0 | 0 | 0 | 0 | 0 | 0 |  | FALSE | FALSE | FALSE | FALSE | FALSE | FALSE | FALSE | FALSE | FALSE | FALSE | FALSE | FALSE | FALSE | FALSE | CFLscw-Refl(100w) |  |  | 94 | 1 | Refl | -Refl |  |  |  |  | (100w) | Reflector |  | Reflector | [6 empty] | , 100 Watts | [24 empty] | out of sample
95 | 0 | 10161 | 1002 | Ltg_Lamp | CFLint_lamp | Lighting - Lamps | Integral CFL (screw-in) | CFLscw-Refl(150w) | DEER2011 |  | CFL Lamp: Reflector, 150 Watts | Reflector | Any | 82 | 6000 | None | 150 |  |  | CFL-Scw-Res-Refl-150W | Watts | 150 |  |  | Any |  |  |  | Complete | TRUE | TRUE | 0 | 0 | 0 | 0 | 0 | 0 | 0 | 0 | 0 | 0 | 0 | 0 | 0 | 0 |  | 0 | 0 | 0 | 0 | 0 | 0 | 0 | 0 | 0 | 0 | 0 | 0 | 0 | 0 |  | 0 | 0 | 0 | 0 | 0 | 0 | 0 | 0 | 0 | 0 | 0 | 0 | 0 | 0 |  | 0 | 0 | 0 | 0 | 0 | 0 | 0 | 0 | 0 | 0 | 0 | 0 | 0 | 0 |  | FALSE | FALSE | FALSE | FALSE | FALSE | FALSE | FALSE | FALSE | FALSE | FALSE | FALSE | FALSE | FALSE | FALSE | CFLscw-Refl(150w) |  |  | 95 | 1 | Refl | -Refl |  |  |  |  | (150w) | Reflector |  | Reflector | [6 empty] | , 150 Watts | [24 empty] | out of sample
96 | 0 | 10162 | 1002 | Ltg_Lamp | CFLint_lamp | Lighting - Lamps | Integral CFL (screw-in) | CFLscw-Refl(200w) | DEER2011 |  | CFL Lamp: Reflector, 200 Watts | Reflector | Any | 82 | 6000 | None | 200 |  |  | CFL-Scw-Res-Refl-200W | Watts | 200 |  |  | Any |  |  |  | Complete | TRUE | TRUE | 0 | 0 | 0 | 0 | 0 | 0 | 0 | 0 | 0 | 0 | 0 | 0 | 0 | 0 |  | 0 | 0 | 0 | 0 | 0 | 0 | 0 | 0 | 0 | 0 | 0 | 0 | 0 | 0 |  | 0 | 0 | 0 | 0 | 0 | 0 | 0 | 0 | 0 | 0 | 0 | 0 | 0 | 0 |  | 0 | 0 | 0 | 0 | 0 | 0 | 0 | 0 | 0 | 0 | 0 | 0 | 0 | 0 |  | FALSE | FALSE | FALSE | FALSE | FALSE | FALSE | FALSE | FALSE | FALSE | FALSE | FALSE | FALSE | FALSE | FALSE | CFLscw-Refl(200w) |  |  | 96 | 1 | Refl | -Refl |  |  |  |  | (200w) | Reflector |  | Reflector | [6 empty] | , 200 Watts | [24 empty] | out of sample
97 | 0 | 10163 | 1002 | Ltg_Lamp | CFLint_lamp | Lighting - Lamps | Integral CFL (screw-in) | CFLscw-Dim(14w) | IOU-NonDEER |  | CFL Lamp: Any Non-reflector, Dimmable, 14 Watts | 14: Any; 15: Any; 17: 6000; 18: Cont; 19: 14; 23: Watts; 24: 14; 27: Any; 31: Complete | TRUE | TRUE | 0 | 0 | 0 | 0 | 0 | 0 | 0 | 0 | 0 | 0 | 0 | 0 | 0 | 0 |  | 0 | 0 | 0 | 0 | 0 | 0 | 0 | 0 | 0 | 0 | 0 | 0 | 0 | 0 |  | 0 | 0 | 0 | 0 | 0 | 0 | 0 | 0 | 0 | 0 | 0 | 0 | 0 | 0 |  | 0 | 0 | 0 | 0 | 0 | 0 | 0 | 0 | 0 | 0 | 0 | 0 | 0 | 0 |  | FALSE | FALSE | FALSE | FALSE | FALSE | FALSE | FALSE | FALSE | FALSE | FALSE | FALSE | FALSE | FALSE | FALSE | CFLscw-Dim(14w) |  |  | 97 | 1 |  |  |  | -Dim |  |  | (14w) | Any Non-reflector |  | Any Non-reflector |  | , Dimmable |  |  |  |  | , 14 Watts | [24 empty] | assumed twister | A | #REF! | #REF! | #REF! | #REF! | 0.07963 | 72.2604
98 | 0 | 10164 | 1002 | Ltg_Lamp | CFLint_lamp | Lighting - Lamps | Integral CFL (screw-in) | CFLscw-Dim(15w) | IOU-NonDEER |  | CFL Lamp: Any Non-reflector, Dimmable, 15 Watts | 14: Any; 15: Any; 17: 6000; 18: Cont; 19: 15; 23: Watts; 24: 15; 27: Any; 31: Complete | TRUE | TRUE | 0 | 0 | 0 | 0 | 0 | 0 | 0 | 0 | 0 | 0 | 0 | 0 | 0 | 0 |  | 0 | 0 | 0 | 0 | 0 | 0 | 0 | 0 | 0 | 0 | 0 | 0 | 0 | 0 |  | 0 | 0 | 0 | 0 | 0 | 0 | 0 | 0 | 0 | 0 | 0 | 0 | 0 | 0 |  | 0 | 0 | 0 | 0 | 0 | 0 | 0 | 0 | 0 | 0 | 0 | 0 | 0 | 0 |  | FALSE | FALSE | FALSE | FALSE | FALSE | FALSE | FALSE | FALSE | FALSE | FALSE | FALSE | FALSE | FALSE | FALSE | CFLscw-Dim(15w) |  |  | 98 | 1 |  |  |  | -Dim |  |  | (15w) | Any Non-reflector |  | Any Non-reflector |  | , Dimmable |  |  |  |  | , 15 Watts | [24 empty] | assumed twister | A | #REF! | #REF! | #REF! | #REF! | 0.07963 | 72.2604
99 | 0 | 10165 | 1002 | Ltg_Lamp | CFLint_lamp | Lighting - Lamps | Integral CFL (screw-in) | CFLscw-Dim(16w) | IOU-NonDEER |  | CFL Lamp: Any Non-reflector, Dimmable, 16 Watts | 14: Any; 15: Any; 17: 6000; 18: Cont; 19: 16; 23: Watts; 24: 16; 27: Any; 31: Complete | TRUE | TRUE | 0 | 0 | 0 | 0 | 0 | 0 | 0 | 0 | 0 | 0 | 0 | 0 | 0 | 0 |  | 0 | 0 | 0 | 0 | 0 | 0 | 0 | 0 | 0 | 0 | 0 | 0 | 0 | 0 |  | 0 | 0 | 0 | 0 | 0 | 0 | 0 | 0 | 0 | 0 | 0 | 0 | 0 | 0 |  | 0 | 0 | 0 | 0 | 0 | 0 | 0 | 0 | 0 | 0 | 0 | 0 | 0 | 0 |  | FALSE | FALSE | FALSE | FALSE | FALSE | FALSE | FALSE | FALSE | FALSE | FALSE | FALSE | FALSE | FALSE | FALSE | CFLscw-Dim(16w) |  |  | 99 | 1 |  |  |  | -Dim |  |  | (16w) | Any Non-reflector |  | Any Non-reflector |  | , Dimmable |  |  |  |  | , 16 Watts | [24 empty] | assumed twister | A | #REF! | #REF! | #REF! | #REF! | 0.07963 | 72.2604
100 | 0 | 10166 | 1002 | Ltg_Lamp | CFLint_lamp | Lighting - Lamps | Integral CFL (screw-in) | CFLscw-Dim(20w) | IOU-NonDEER |  | CFL Lamp: Any Non-reflector, Dimmable, 20 Watts | 14: Any; 15: Any; 17: 6000; 18: Cont; 19: 20; 23: Watts; 24: 20; 27: Any; 31: Complete | TRUE | TRUE | 0 | 0 | 0 | 0 | 0 | 0 | 0 | 0 | 0 | 0 | 0 | 0 | 0 | 0 |  | 0 | 0 | 0 | 0 | 0 | 0 | 0 | 0 | 0 | 0 | 0 | 0 | 0 | 0 |  | 0 | 0 | 0 | 0 | 0 | 0 | 0 | 0 | 0 | 0 | 0 | 0 | 0 | 0 |  | 0 | 0 | 0 | 0 | 0 | 0 | 0 | 0 | 0 | 0 | 0 | 0 | 0 | 0 |  | FALSE | FALSE | FALSE | FALSE | FALSE | FALSE | FALSE | FALSE | FALSE | FALSE | FALSE | FALSE | FALSE | FALSE | CFLscw-Dim(20w) |  |  | 100 | 1 |  |  |  | -Dim |  |  | (20w) | Any Non-reflector |  | Any Non-reflector |  | , Dimmable |  |  |  |  | , 20 Watts | [24 empty] | assumed twister | A | #REF! | #REF! | #REF! | #REF! | 0.07963 | 72.2604
101 | 0 | 10167 | 1002 | Ltg_Lamp | CFLint_lamp | Lighting - Lamps | Integral CFL (screw-in) | CFLscw-Dim(23w) | IOU-NonDEER |  | CFL Lamp: Any Non-reflector, Dimmable, 23 Watts | 14: Any; 15: Any; 17: 6000; 18: Cont; 19: 23; 23: Watts; 24: 23; 27: Any; 31: Complete | TRUE | TRUE | 0 | 0 | 0 | 0 | 0 | 0 | 0 | 0 | 0 | 0 | 0 | 0 | 0 | 0 |  | 0 | 0 | 0 | 0 | 0 | 0 | 0 | 0 | 0 | 0 | 0 | 0 | 0 | 0 |  | 0 | 0 | 0 | 0 | 0 | 0 | 0 | 0 | 0 | 0 | 0 | 0 | 0 | 0 |  | 0 | 0 | 0 | 0 | 0 | 0 | 0 | 0 | 0 | 0 | 0 | 0 | 0 | 0 |  | FALSE | FALSE | FALSE | FALSE | FALSE | FALSE | FALSE | FALSE | FALSE | FALSE | FALSE | FALSE | FALSE | FALSE | CFLscw-Dim(23w) |  |  | 101 | 1 |  |  |  | -Dim |  |  | (23w) | Any Non-reflector |  | Any Non-reflector |  | , Dimmable |  |  |  |  | , 23 Watts | [24 empty] | assumed twister | A | #REF! | #REF! | #REF! | #REF! | 0.07963 | 72.2604
102 | 0 | 10168 | 1002 | Ltg_Lamp | CFLint_lamp | Lighting - Lamps | Integral CFL (screw-in) | CFLscw-Dim(26w) | IOU-NonDEER |  | CFL Lamp: Any Non-reflector, Dimmable, 26 Watts | 14: Any; 15: Any; 17: 6000; 18: Cont; 19: 26; 23: Watts; 24: 26; 27: Any; 31: Complete | TRUE | TRUE | 0 | 0 | 0 | 0 | 0 | 0 | 0 | 0 | 0 | 0 | 0 | 0 | 0 | 0 |  | 0 | 0 | 0 | 0 | 0 | 0 | 0 | 0 | 0 | 0 | 0 | 0 | 0 | 0 |  | 0 | 0 | 0 | 0 | 0 | 0 | 0 | 0 | 0 | 0 | 0 | 0 | 0 | 0 |  | 0 | 0 | 0 | 0 | 0 | 0 | 0 | 0 | 0 | 0 | 0 | 0 | 0 | 0 |  | FALSE | FALSE | FALSE | FALSE | FALSE | FALSE | FALSE | FALSE | FALSE | FALSE | FALSE | FALSE | FALSE | FALSE | CFLscw-Dim(26w) |  |  | 102 | 1 |  |  |  | -Dim |  |  | (26w) | Any Non-reflector |  | Any Non-reflector |  | , Dimmable |  |  |  |  | , 26 Watts | [24 empty] | assumed twister | A | #REF! | #REF! | #REF! | #REF! | 0.07963 | 72.2604
103 | 0 | 10169 | 1002 | Ltg_Lamp | CFLint_lamp | Lighting - Lamps | Integral CFL (screw-in) | CFLscw-Dim(30w) | IOU-NonDEER |  | CFL Lamp: Any Non-reflector, Dimmable, 30 Watts | 14: Any; 15: Any; 17: 6000; 18: Cont; 19: 30; 23: Watts; 24: 30; 27: Any; 31: Complete | TRUE | TRUE | 0 | 0 | 0 | 0 | 0 | 0 | 0 | 0 | 0 | 0 | 0 | 0 | 0 | 0 |  | 0 | 0 | 0 | 0 | 0 | 0 | 0 | 0 | 0 | 0 | 0 | 0 | 0 | 0 |  | 0 | 0 | 0 | 0 | 0 | 0 | 0 | 0 | 0 | 0 | 0 | 0 | 0 | 0 |  | 0 | 0 | 0 | 0 | 0 | 0 | 0 | 0 | 0 | 0 | 0 | 0 | 0 | 0 |  | FALSE | FALSE | FALSE | FALSE | FALSE | FALSE | FALSE | FALSE | FALSE | FALSE | FALSE | FALSE | FALSE | FALSE | CFLscw-Dim(30w) |  |  | 103 | 1 |  |  |  | -Dim |  |  | (30w) | Any Non-reflector |  | Any Non-reflector |  | , Dimmable |  |  |  |  | , 30 Watts | [24 empty] | assumed twister | A | #REF! | #REF! | #REF! | #REF! | 0.07963 | 72.2604
104 | 0 | 10170 | 1002 | Ltg_Lamp | CFLint_lamp | Lighting - Lamps | Integral CFL (screw-in) | CFLscw-Dim(18w) | IOU-NonDEER |  | CFL Lamp: Any Non-reflector, Dimmable, 18 Watts | 14: Any; 15: Any; 17: 6000; 18: Cont; 19: 18; 23: Watts; 24: 18; 27: Any; 31: Complete | TRUE | TRUE | 0 | 0 | 0 | 0 | 0 | 0 | 0 | 0 | 0 | 0 | 0 | 0 | 0 | 0 |  | 0 | 0 | 0 | 0 | 0 | 0 | 0 | 0 | 0 | 0 | 0 | 0 | 0 | 0 |  | 0 | 0 | 0 | 0 | 0 | 0 | 0 | 0 | 0 | 0 | 0 | 0 | 0 | 0 |  | 0 | 0 | 0 | 0 | 0 | 0 | 0 | 0 | 0 | 0 | 0 | 0 | 0 | 0 |  | FALSE | FALSE | FALSE | FALSE | FALSE | FALSE | FALSE | FALSE | FALSE | FALSE | FALSE | FALSE | FALSE | FALSE | CFLscw-Dim(18w) |  |  | 104 | 1 |  |  |  | -Dim |  |  | (18w) | Any Non-reflector |  | Any Non-reflector |  | , Dimmable |  |  |  |  | , 18 Watts | [24 empty] | assumed twister | A | #REF! | #REF! | #REF! | #REF! | 0.07963 | 72.2604
105 | 0 | 10171 | 1002 | Ltg_Lamp | CFLint_lamp | Lighting - Lamps | Integral CFL (screw-in) | CFLscw(33w) | IOU-NonDEER |  | CFL Lamp: Non-Reflector, 33 Watts | 14: NonReflector; 15: Any; 17: 6000; 18: None; 19: 33; 23: Watts; 24: 33; 27: Any; 31: Complete | TRUE | TRUE | 0 | 0 | 0 | 0 | 0 | 0 | 0 | 0 | 0 | 0 | 0 | 0 | 0 | 0 |  | 0 | 0 | 0 | 0 | 0 | 0 | 0 | 0 | 0 | 0 | 0 | 0 | 0 | 0 |  | 0 | 0 | 0 | 0 | 0 | 0 | 0 | 0 | 0 | 0 | 0 | 0 | 0 | 0 |  | 0 | 0 | 0 | 0 | 0 | 0 | 0 | 0 | 0 | 0 | 0 | 0 | 0 | 0 |  | FALSE | FALSE | FALSE | FALSE | FALSE | FALSE | FALSE | FALSE | FALSE | FALSE | FALSE | FALSE | FALSE | FALSE | CFLscw(33w) |  |  | 105 | 1 | [6 empty] | (33w) | Non-Reflector |  | Non-Reflector | [6 empty] | , 33 Watts | [24 empty] | assumed twister | A | #REF! | #REF! | #REF! | #REF! | 0.07963 | 72.2604
106 | 0 | 10172 | 1002 | Ltg_Lamp | CFLint_lamp | Lighting - Lamps | Integral CFL (screw-in) | CFLscw(68w) | IOU-NonDEER |  | CFL Lamp: Non-Reflector, 68 Watts | 14: NonReflector; 15: Any; 17: 6000; 18: None; 19: 68; 23: Watts; 24: 68; 27: Any; 31: Complete | TRUE | TRUE | 0 | 0 | 0 | 0 | 0 | 0 | 0 | 0 | 0 | 0 | 0 | 0 | 0 | 0 |  | 0 | 0 | 0 | 0 | 0 | 0 | 0 | 0 | 0 | 0 | 0 | 0 | 0 | 0 |  | 0 | 0 | 0 | 0 | 0 | 0 | 0 | 0 | 0 | 0 | 0 | 0 | 0 | 0 |  | 0 | 0 | 0 | 0 | 0 | 0 | 0 | 0 | 0 | 0 | 0 | 0 | 0 | 0 |  | FALSE | FALSE | FALSE | FALSE | FALSE | FALSE | FALSE | FALSE | FALSE | FALSE | FALSE | FALSE | FALSE | FALSE | CFLscw(68w) |  |  | 106 | 1 | [6 empty] | (68w) | Non-Reflector |  | Non-Reflector | [6 empty] | , 68 Watts | [24 empty] | assumed twister | A | #REF! | #REF! | #REF! | #REF! | 0.07963 | 72.2604
107 | 0 | 10173 | 1002 | Ltg_Lamp | CFLint_lamp | Lighting - Lamps | Integral CFL (screw-in) | CFLscw(69w) | IOU-NonDEER |  | CFL Lamp: Non-Reflector, 69 Watts | 14: NonReflector; 15: Any; 17: 6000; 18: None; 19: 69; 23: Watts; 24: 69; 27: Any; 31: Complete | TRUE | TRUE | 0 | 0 | 0 | 0 | 0 | 0 | 0 | 0 | 0 | 0 | 0 | 0 | 0 | 0 |  | 0 | 0 | 0 | 0 | 0 | 0 | 0 | 0 | 0 | 0 | 0 | 0 | 0 | 0 |  | 0 | 0 | 0 | 0 | 0 | 0 | 0 | 0 | 0 | 0 | 0 | 0 | 0 | 0 |  | 0 | 0 | 0 | 0 | 0 | 0 | 0 | 0 | 0 | 0 | 0 | 0 | 0 | 0 |  | FALSE | FALSE | FALSE | FALSE | FALSE | FALSE | FALSE | FALSE | FALSE | FALSE | FALSE | FALSE | FALSE | FALSE | CFLscw(69w) |  |  | 107 | 1 | [6 empty] | (69w) | Non-Reflector |  | Non-Reflector | [6 empty] | , 69 Watts | [24 empty] | assumed twister | A | #REF! | #REF! | #REF! | #REF! | 0.07963 | 72.2604
108 | 0 | 10174 | 1002 | Ltg_Lamp | CFLint_lamp | Lighting - Lamps | Integral CFL (screw-in) | CFLscw(84w) | IOU-NonDEER |  | CFL Lamp: Non-Reflector, 84 Watts | 14: NonReflector; 15: Any; 17: 6000; 18: None; 19: 84; 23: Watts; 24: 84; 27: Any; 31: Complete | TRUE | TRUE | 0 | 0 | 0 | 0 | 0 | 0 | 0 | 0 | 0 | 0 | 0 | 0 | 0 | 0 |  | 0 | 0 | 0 | 0 | 0 | 0 | 0 | 0 | 0 | 0 | 0 | 0 | 0 | 0 |  | 0 | 0 | 0 | 0 | 0 | 0 | 0 | 0 | 0 | 0 | 0 | 0 | 0 | 0 |  | 0 | 0 | 0 | 0 | 0 | 0 | 0 | 0 | 0 | 0 | 0 | 0 | 0 | 0 |  | FALSE | FALSE | FALSE | FALSE | FALSE | FALSE | FALSE | FALSE | FALSE | FALSE | FALSE | FALSE | FALSE | FALSE | CFLscw(84w) |  |  | 108 | 1 | [6 empty] | (84w) | Non-Reflector |  | Non-Reflector | [6 empty] | , 84 Watts | [24 empty] | assumed twister | A | #REF! | #REF! | #REF! | #REF! | 0.07963 | 72.2604
109 | 0 | 10175 | 1002 | Ltg_Lamp | CFLint_lamp | Lighting - Lamps | Integral CFL (screw-in) | CFLscw(85w) | IOU-NonDEER |  | CFL Lamp: Non-Reflector, 85 Watts | 14: NonReflector; 15: Any; 17: 6000; 18: None; 19: 85; 23: Watts; 24: 85; 27: Any; 31: Complete | TRUE | TRUE | 0 | 0 | 0 | 0 | 0 | 0 | 0 | 0 | 0 | 0 | 0 | 0 | 0 | 0 |  | 0 | 0 | 0 | 0 | 0 | 0 | 0 | 0 | 0 | 0 | 0 | 0 | 0 | 0 |  | 0 | 0 | 0 | 0 | 0 | 0 | 0 | 0 | 0 | 0 | 0 | 0 | 0 | 0 |  | 0 | 0 | 0 | 0 | 0 | 0 | 0 | 0 | 0 | 0 | 0 | 0 | 0 | 0 |  | FALSE | FALSE | FALSE | FALSE | FALSE | FALSE | FALSE | FALSE | FALSE | FALSE | FALSE | FALSE | FALSE | FALSE | CFLscw(85w) |  |  | 109 | 1 | [6 empty] | (85w) | Non-Reflector |  | Non-Reflector | [6 empty] | , 85 Watts | [24 empty] | assumed twister | A | #REF! | #REF! | #REF! | #REF! | 0.07963 | 72.2604
110 | 0 | 10176 | 1002 | Ltg_Lamp | CFLint_lamp | Lighting - Lamps | Integral CFL (screw-in) | CFLscw(120w) | IOU-NonDEER |  | CFL Lamp: Non-Reflector, 120 Watts | 14: NonReflector; 15: Any; 17: 6000; 18: None; 19: 120; 23: Watts; 24: 120; 27: Any; 31: Complete | TRUE | TRUE | 0 | 0 | 0 | 0 | 0 | 0 | 0 | 0 | 0 | 0 | 0 | 0 | 0 | 0 |  | 0 | 0 | 0 | 0 | 0 | 0 | 0 | 0 | 0 | 0 | 0 | 0 | 0 | 0 |  | 0 | 0 | 0 | 0 | 0 | 0 | 0 | 0 | 0 | 0 | 0 | 0 | 0 | 0 |  | 0 | 0 | 0 | 0 | 0 | 0 | 0 | 0 | 0 | 0 | 0 | 0 | 0 | 0 |  | FALSE | FALSE | FALSE | FALSE | FALSE | FALSE | FALSE | FALSE | FALSE | FALSE | FALSE | FALSE | FALSE | FALSE | CFLscw(120w) |  |  | 110 | 1 | [6 empty] | (120w) | Non-Reflector |  | Non-Reflector | [6 empty] | , 120 Watts | [24 empty] | assumed twister | A | #REF! | #REF! | #REF! | #REF! | 0.07963 | 72.2604
111 | 0 | 10177 | 1002 | Ltg_Lamp | CFLint_lamp | Lighting - Lamps | Integral CFL (screw-in) | CFLratio0357 | DEER2011 |  | Com indoor non-refl CFL base case, Total Watts = 3.57 x Msr Watts | 14: NonReflector; 15: Any; 17: 6000; 23: BaseRatio; 24: 3.57; 27: Any; 31: Complete | FALSE | TRUE | 0 | 0 | 0 | 0 | 1 | 0 | 0 | 0 | 0 | 0 | 0 | 0 | 0 | 0 |  | 0 | 0 | 0 | 0 | 0 | 0 | 0 | 0 | 0 | 0 | 0 | 0 | 0 | 0 |  | 0 | 0 | 0 | 0 | 0 | 0 | 0 | 0 | 0 | 0 | 0 | 0 | 0 | 0 |  | 0 | 0 | 0 | 0 | 1 | 1 | 0 | 0 | 0 | 0 | 0 | 0 | 0 | 0 |  | FALSE | FALSE | FALSE | FALSE | TRUE | TRUE | FALSE | FALSE | FALSE | FALSE | FALSE | FALSE | FALSE | FALSE | CFLratio0357 |  |  | 111 | 1 |  |  |  | -Dim |  |  | (w) | Non-Reflector |  | Non-Reflector |  | , Dimmable |  |  |  |  | , Watts
112 | 0 | 10178 | 1002 | Ltg_Lamp | CFLint_lamp | Lighting - Lamps | Integral CFL (screw-in) | CFLratio0347 | DEER2011 |  | Res indoor non-refl CFL base case, Total Watts = 3.47 x Msr Watts | 14: NonReflector; 15: Any; 17: 6000; 23: BaseRatio; 24: 3.47; 27: Any; 31: Complete | FALSE | TRUE | 0 | 0 | 0 | 0 | 1 | 0 | 0 | 0 | 0 | 0 | 0 | 0 | 0 | 0 |  | 0 | 0 | 0 | 0 | 0 | 0 | 0 | 0 | 0 | 0 | 0 | 0 | 0 | 0 |  | 0 | 0 | 0 | 0 | 0 | 0 | 0 | 0 | 0 | 0 | 0 | 0 | 0 | 0 |  | 0 | 0 | 0 | 0 | 1 | 1 | 0 | 0 | 0 | 0 | 0 | 0 | 0 | 0 |  | FALSE | FALSE | FALSE | FALSE | TRUE | TRUE | FALSE | FALSE | FALSE | FALSE | FALSE | FALSE | FALSE | FALSE | CFLratio0347 |  |  | 112 | 1 |  |  |  | -Dim |  |  | (w) | Non-Reflector |  | Non-Reflector |  | , Dimmable |  |  |  |  | , Watts
113 | 0 | 10179 | 1002 | Ltg_Lamp | CFLint_lamp | Lighting - Lamps | Integral CFL (screw-in) | CFLratio0409 | DEER2011 |  | Res indoor Reflector CFL base case, Total Watts = 4.09 x Msr Watts | 14: Reflector; 15: Any; 17: 6000; 23: BaseRatio; 24: 4.09; 27: Any; 31: Complete | FALSE | TRUE | 0 | 0 | 0 | 0 | 1 | 0 | 0 | 0 | 0 | 0 | 0 | 0 | 0 | 0 |  | 0 | 0 | 0 | 0 | 0 | 0 | 0 | 0 | 0 | 0 | 0 | 0 | 0 | 0 |  | 0 | 0 | 0 | 0 | 0 | 0 | 0 | 0 | 0 | 0 | 0 | 0 | 0 | 0 |  | 0 | 0 | 0 | 0 | 1 | 1 | 0 | 0 | 0 | 0 | 0 | 0 | 0 | 0 |  | FALSE | FALSE | FALSE | FALSE | TRUE | TRUE | FALSE | FALSE | FALSE | FALSE | FALSE | FALSE | FALSE | FALSE | CFLratio0409 |  |  | 113 | 1 | Refl | -Refl |  | -Dim |  |  | (w) | Reflector |  | Reflector |  | , Dimmable |  |  |  |  | , Watts | [26 empty] | #REF! | #REF! | #REF! | #REF! | 0.062 | 72.2604
114 | 0 | 10180 | 1002 | Ltg_Lamp | CFLint_lamp | Lighting - Lamps | Integral CFL (screw-in) | CFLratio0407 | DEER2011 |  | Res outdoor CFL base case, Total Watts = 4.07 x Msr Watts | 14: Any; 15: Any; 17: 6000; 23: BaseRatio; 24: 4.07; 27: Any; 31: Complete | FALSE | TRUE | 0 | 0 | 0 | 0 | 1 | 0 | 0 | 0 | 0 | 0 | 0 | 0 | 0 | 0 |  | 0 | 0 | 0 | 0 | 0 | 0 | 0 | 0 | 0 | 0 | 0 | 0 | 0 | 0 |  | 0 | 0 | 0 | 0 | 0 | 0 | 0 | 0 | 0 | 0 | 0 | 0 | 0 | 0 |  | 0 | 0 | 0 | 0 | 1 | 1 | 0 | 0 | 0 | 0 | 0 | 0 | 0 | 0 |  | FALSE | FALSE | FALSE | FALSE | TRUE | TRUE | FALSE | FALSE | FALSE | FALSE | FALSE | FALSE | FALSE | FALSE | CFLratio0407 |  |  | 114 | 1 |  |  |  | -Dim |  |  | (w) | Any Non-reflector |  | Any Non-reflector |  | , Dimmable |  |  |  |  | , Watts
115 | 0 | 10181 | 1002 | Ltg_Lamp | CFLint_lamp | Lighting - Lamps | Integral CFL (screw-in) | CFLscw-Refl-2(15w) | IOU-NonDEER |  | CFL Lamp: Reflector, 800 initial lumens, 15 Watts | Reflector | 30 | 82 | 6000 | None | 15 | 800 | 1030 | CFL-Scw-Res-Refl-15W | Watts | 15 |  |  | Any |  |  |  | Complete | TRUE | TRUE | 0 | 0 | 0 | 0 | 0 | 0 | 0 | 0 | 0 | 0 | 0 | 0 | 0 | 0 |  | 0 | 0 | 0 | 0 | 0 | 0 | 0 | 0 | 0 | 0 | 0 | 0 | 0 | 0 |  | 0 | 0 | 0 | 0 | 0 | 0 | 0 | 0 | 0 | 0 | 0 | 0 | 0 | 0 |  | 0 | 0 | 0 | 0 | 0 | 0 | 0 | 0 | 0 | 0 | 0 | 0 | 0 | 0 |  | FALSE | FALSE | FALSE | FALSE | FALSE | FALSE | FALSE | FALSE | FALSE | FALSE | FALSE | FALSE | FALSE | FALSE | CFLscw-Refl-2(15w) |  |  | 115 | 1 | Refl | -Refl |  |  |  |  | (15w) | Reflector |  | Reflector |  |  |  |  | , 800 initial lumens |  | , 15 Watts | [25 empty] | R | #REF! | #REF! | #REF! | #REF! | 0.062 | 72.2604
116 | 0 | 10182 | 1002 | Ltg_Lamp | CFLint_lamp | Lighting - Lamps | Integral CFL (screw-in) | CFLscw-Refl-2(23w) | IOU-NonDEER |  | CFL Lamp: Reflector, 900 initial lumens, 23 Watts | Reflector | 40 | 82 | 6000 | None | 23 | 900 | 1100 | CFL-Scw-Res-Refl-23W | Watts | 23 |  |  | Any |  |  |  | Complete | TRUE | TRUE | 0 | 0 | 0 | 0 | 0 | 0 | 0 | 0 | 0 | 0 | 0 | 0 | 0 | 0 |  | 0 | 0 | 0 | 0 | 0 | 0 | 0 | 0 | 0 | 0 | 0 | 0 | 0 | 0 |  | 0 | 0 | 0 | 0 | 0 | 0 | 0 | 0 | 0 | 0 | 0 | 0 | 0 | 0 |  | 0 | 0 | 0 | 0 | 0 | 0 | 0 | 0 | 0 | 0 | 0 | 0 | 0 | 0 |  | FALSE | FALSE | FALSE | FALSE | FALSE | FALSE | FALSE | FALSE | FALSE | FALSE | FALSE | FALSE | FALSE | FALSE | CFLscw-Refl-2(23w) |  |  | 116 | 1 | Refl | -Refl |  |  |  |  | (23w) | Reflector |  | Reflector |  |  |  |  | , 900 initial lumens |  | , 23 Watts | [25 empty] | R | #REF! | #REF! | #REF! | #REF! | 0.062 | 72.2604
117 | 0 | 10183 | 1002 | Ltg_Lamp | CFLint_lamp | Lighting - Lamps | Integral CFL (screw-in) | CFLscw-PAR38(23w) | IOU-NonDEER |  | CFL Lamp: PAR38, 900 initial lumens, 23 Watts | PAR | 38 | 82 | 6000 | None | 23 | 900 | 1300 | CFL-Scw-Res-Refl-23W | Watts | 23 |  |  | Any |  |  |  | Complete | TRUE | TRUE | 0 | 0 | 0 | 0 | 0 | 0 | 0 | 0 | 0 | 0 | 0 | 0 | 0 | 0 |  | 0 | 0 | 0 | 0 | 0 | 0 | 0 | 0 | 0 | 0 | 0 | 0 | 0 | 0 |  | 0 | 0 | 0 | 0 | 0 | 0 | 0 | 0 | 0 | 0 | 0 | 0 | 0 | 0 |  | 0 | 0 | 0 | 0 | 0 | 0 | 0 | 0 | 0 | 0 | 0 | 0 | 0 | 0 |  | FALSE | FALSE | FALSE | FALSE | FALSE | FALSE | FALSE | FALSE | FALSE | FALSE | FALSE | FALSE | FALSE | FALSE | CFLscw-PAR38(23w) |  |  | 117 | 1 | PAR | -PAR38 |  |  |  |  | (23w) | PAR | 38 | PAR38 |  |  |  |  | , 900 initial lumens |  | , 23 Watts | [25 empty] | R | #REF! | #REF! | #REF! | #REF! | 0.062 | 72.2604
118 | 0 | 10184 | 1002 | Ltg_Lamp | CFLint_lamp | Lighting - Lamps | Integral CFL (screw-in) | CFLscw(36w) | IOU-NonDEER |  | CFL Lamp: Any Non-reflector, 36 Watts | 14: Any; 15: Any; 17: 6000; 18: None; 19: 36; 23: Watts; 24: 36; 27: Any; 31: Complete | TRUE | TRUE | 0 | 0 | 0 | 0 | 0 | 0 | 0 | 0 | 0 | 0 | 0 | 0 | 0 | 0 |  | 0 | 0 | 0 | 0 | 0 | 0 | 0 | 0 | 0 | 0 | 0 | 0 | 0 | 0 |  | 0 | 0 | 0 | 0 | 0 | 0 | 0 | 0 | 0 | 0 | 0 | 0 | 0 | 0 |  | 0 | 0 | 0 | 0 | 0 | 0 | 0 | 0 | 0 | 0 | 0 | 0 | 0 | 0 |  | FALSE | FALSE | FALSE | FALSE | FALSE | FALSE | FALSE | FALSE | FALSE | FALSE | FALSE | FALSE | FALSE | FALSE | CFLscw(36w) |  |  | 118 | 1 | [6 empty] | (36w) | Any Non-reflector |  | Any Non-reflector | [6 empty] | , 36 Watts | [24 empty] | assumed twister | A | #REF! | #REF! | #REF! | #REF! | 0.07963 | 72.2604
119 | 0 | 10185 | 1002 | Ltg_Lamp | CFLint_lamp | Lighting - Lamps | Integral CFL (screw-in) | CFLscw(65w) | IOU-NonDEER |  | CFL Lamp: Any Non-reflector, 65 Watts | 14: Any; 15: Any; 17: 6000; 18: None; 19: 65; 23: Watts; 24: 65; 27: Any; 31: Complete | TRUE | TRUE | 0 | 0 | 0 | 0 | 0 | 0 | 0 | 0 | 0 | 0 | 0 | 0 | 0 | 0 |  | 0 | 0 | 0 | 0 | 0 | 0 | 0 | 0 | 0 | 0 | 0 | 0 | 0 | 0 |  | 0 | 0 | 0 | 0 | 0 | 0 | 0 | 0 | 0 | 0 | 0 | 0 | 0 | 0 |  | 0 | 0 | 0 | 0 | 0 | 0 | 0 | 0 | 0 | 0 | 0 | 0 | 0 | 0 |  | FALSE | FALSE | FALSE | FALSE | FALSE | FALSE | FALSE | FALSE | FALSE | FALSE | FALSE | FALSE | FALSE | FALSE | CFLscw(65w) |  |  | 119 | 1 | [6 empty] | (65w) | Any Non-reflector |  | Any Non-reflector | [6 empty] | , 65 Watts | [24 empty] | out of sample
120 | 0 | 10186 | 1002 | Ltg_Lamp | CFLint_lamp | Lighting - Lamps | Integral CFL (screw-in) | CFLscw(70w) | IOU-NonDEER |  | CFL Lamp: Any Non-reflector, 70 Watts | 14: Any; 15: Any; 17: 6000; 18: None; 19: 70; 23: Watts; 24: 70; 27: Any; 31: Complete | TRUE | TRUE | 0 | 0 | 0 | 0 | 0 | 0 | 0 | 0 | 0 | 0 | 0 | 0 | 0 | 0 |  | 0 | 0 | 0 | 0 | 0 | 0 | 0 | 0 | 0 | 0 | 0 | 0 | 0 | 0 |  | 0 | 0 | 0 | 0 | 0 | 0 | 0 | 0 | 0 | 0 | 0 | 0 | 0 | 0 |  | 0 | 0 | 0 | 0 | 0 | 0 | 0 | 0 | 0 | 0 | 0 | 0 | 0 | 0 |  | FALSE | FALSE | FALSE | FALSE | FALSE | FALSE | FALSE | FALSE | FALSE | FALSE | FALSE | FALSE | FALSE | FALSE | CFLscw(70w) |  |  | 120 | 1 | [6 empty] | (70w) | Any Non-reflector |  | Any Non-reflector | [6 empty] | , 70 Watts | [24 empty] | out of sample
121 | 0 | 10187 | 1002 | Ltg_Lamp | CFLint_lamp | Lighting - Lamps | Integral CFL (screw-in) | CFLscw-Refl-Ext(23w) | IOU-NonDEER |  | CFL Lamp: Reflector, Exterior Rated, 23 Watts | 14: Reflector; 15: Any; 17: 6000; 18: None; 19: 23; 23: Watts; 24: 23; 25: TRUE; 27: Any; 31: Complete | TRUE | TRUE | 0 | 0 | 0 | 0 | 0 | 0 | 0 | 0 | 0 | 0 | 0 | 0 | 0 | 0 |  | 0 | 0 | 0 | 0 | 0 | 0 | 0 | 0 | 0 | 0 | 0 | 0 | 0 | 0 |  | 0 | 0 | 0 | 0 | 0 | 0 | 0 | 0 | 0 | 0 | 0 | 0 | 0 | 0 |  | 0 | 0 | 0 | 0 | 0 | 0 | 0 | 0 | 0 | 0 | 0 | 0 | 0 | 0 |  | FALSE | FALSE | FALSE | FALSE | FALSE | FALSE | FALSE | FALSE | FALSE | FALSE | FALSE | FALSE | FALSE | FALSE | CFLscw-Refl-Ext(23w) |  |  | 121 | 1 | Refl | -Refl |  |  |  | -Ext | (23w) | Reflector |  | Reflector | [5 empty] | , Exterior Rated | , 23 Watts | [25 empty] | R | #REF! | #REF! | #REF! | #REF! | 0.062 | 72.2604
122 | 0 | 10188 | 1002 | Ltg_Lamp | CFLint_lamp | Lighting - Lamps | Integral CFL (screw-in) | CFLscw-Dim-Ext(23w) | IOU-NonDEER |  | CFL Lamp: Any Non-reflector, Dimmable, Exterior Rated, 23 Watts | 14: Any; 15: Any; 17: 6000; 18: Yes; 19: 23; 23: Watts; 24: 23; 25: TRUE; 27: Any; 31: Complete | TRUE | TRUE | 0 | 0 | 0 | 0 | 0 | 0 | 0 | 0 | 0 | 0 | 0 | 0 | 0 | 0 |  | 0 | 0 | 0 | 0 | 0 | 0 | 0 | 0 | 0 | 0 | 0 | 0 | 0 | 0 |  | 0 | 0 | 0 | 0 | 0 | 0 | 0 | 0 | 0 | 0 | 0 | 0 | 0 | 0 |  | 0 | 0 | 0 | 0 | 0 | 0 | 0 | 0 | 0 | 0 | 0 | 0 | 0 | 0 |  | FALSE | FALSE | FALSE | FALSE | FALSE | FALSE | FALSE | FALSE | FALSE | FALSE | FALSE | FALSE | FALSE | FALSE | CFLscw-Dim-Ext(23w) |  |  | 122 | 1 |  |  |  | -Dim |  | -Ext | (23w) | Any Non-reflector |  | Any Non-reflector |  | , Dimmable |  |  |  | , Exterior Rated | , 23 Watts | [24 empty] | out of sample
123 | 0 | 10189 | 1002 | Ltg_Lamp | CFLint_lamp | Lighting - Lamps | Integral CFL (screw-in) | CFLscw(38w) | IOU-NonDEER |  | CFL Lamp: Any Non-reflector, 38 Watts | 14: Any; 15: Any; 17: 6000; 18: None; 19: 38; 23: Watts; 24: 38; 27: Any; 31: Complete | TRUE | TRUE | 0 | 0 | 0 | 0 | 0 | 0 | 0 | 0 | 0 | 0 | 0 | 0 | 0 | 0 |  | 0 | 0 | 0 | 0 | 0 | 0 | 0 | 0 | 0 | 0 | 0 | 0 | 0 | 0 |  | 0 | 0 | 0 | 0 | 0 | 0 | 0 | 0 | 0 | 0 | 0 | 0 | 0 | 0 |  | 0 | 0 | 0 | 0 | 0 | 0 | 0 | 0 | 0 | 0 | 0 | 0 | 0 | 0 |  | FALSE | FALSE | FALSE | FALSE | FALSE | FALSE | FALSE | FALSE | FALSE | FALSE | FALSE | FALSE | FALSE | FALSE | CFLscw(38w) |  |  | 123 | 1 | [6 empty] | (38w) | Any Non-reflector |  | Any Non-reflector | [6 empty] | , 38 Watts | [24 empty] | assumed twister | A | #REF! | #REF! | #REF! | #REF! | 0.07963 | 72.2604
124 | 0 | 10190 | 1002 | Ltg_Lamp | CFLint_lamp | Lighting - Lamps | Integral CFL (screw-in) | CFLscw(39w) | IOU-NonDEER |  | CFL Lamp: Any Non-reflector, 39 Watts | 14: Any; 15: Any; 17: 6000; 18: None; 19: 39; 23: Watts; 24: 39; 27: Any; 31: Complete | TRUE | TRUE | 0 | 0 | 0 | 0 | 0 | 0 | 0 | 0 | 0 | 0 | 0 | 0 | 0 | 0 |  | 0 | 0 | 0 | 0 | 0 | 0 | 0 | 0 | 0 | 0 | 0 | 0 | 0 | 0 |  | 0 | 0 | 0 | 0 | 0 | 0 | 0 | 0 | 0 | 0 | 0 | 0 | 0 | 0 |  | 0 | 0 | 0 | 0 | 0 | 0 | 0 | 0 | 0 | 0 | 0 | 0 | 0 | 0 |  | FALSE | FALSE | FALSE | FALSE | FALSE | FALSE | FALSE | FALSE | FALSE | FALSE | FALSE | FALSE | FALSE | FALSE | CFLscw(39w) |  |  | 124 | 1 | [6 empty] | (39w) | Any Non-reflector |  | Any Non-reflector | [6 empty] | , 39 Watts | [24 empty] | assumed twister | A | #REF! | #REF! | #REF! | #REF! | 0.07963 | 72.2604
125 | 0 | 10191 | 1002 | Ltg_Lamp | CFLint_lamp | Lighting - Lamps | Integral CFL (screw-in) | CFLscw(44w) | IOU-NonDEER |  | CFL Lamp: Any Non-reflector, 44 Watts | 14: Any; 15: Any; 17: 6000; 18: None; 19: 44; 23: Watts; 24: 44; 27: Any; 31: Complete | TRUE | TRUE | 0 | 0 | 0 | 0 | 0 | 0 | 0 | 0 | 0 | 0 | 0 | 0 | 0 | 0 |  | 0 | 0 | 0 | 0 | 0 | 0 | 0 | 0 | 0 | 0 | 0 | 0 | 0 | 0 |  | 0 | 0 | 0 | 0 | 0 | 0 | 0 | 0 | 0 | 0 | 0 | 0 | 0 | 0 |  | 0 | 0 | 0 | 0 | 0 | 0 | 0 | 0 | 0 | 0 | 0 | 0 | 0 | 0 |  | FALSE | FALSE | FALSE | FALSE | FALSE | FALSE | FALSE | FALSE | FALSE | FALSE | FALSE | FALSE | FALSE | FALSE | CFLscw(44w) |  |  | 125 | 1 | [6 empty] | (44w) | Any Non-reflector |  | Any Non-reflector | [6 empty] | , 44 Watts | [24 empty] | assumed twister | A | #REF! | #REF! | #REF! | #REF! | 0.07963 | 72.2604
126 | 0 | 10192 | 1002 | Ltg_Lamp | CFLint_lamp | Lighting - Lamps | Integral CFL (screw-in) | CFLscw(45w) | IOU-NonDEER |  | CFL Lamp: Any Non-reflector, 45 Watts | 14: Any; 15: Any; 17: 6000; 18: None; 19: 45; 23: Watts; 24: 45; 27: Any; 31: Complete | TRUE | TRUE | 0 | 0 | 0 | 0 | 0 | 0 | 0 | 0 | 0 | 0 | 0 | 0 | 0 | 0 |  | 0 | 0 | 0 | 0 | 0 | 0 | 0 | 0 | 0 | 0 | 0 | 0 | 0 | 0 |  | 0 | 0 | 0 | 0 | 0 | 0 | 0 | 0 | 0 | 0 | 0 | 0 | 0 | 0 |  | 0 | 0 | 0 | 0 | 0 | 0 | 0 | 0 | 0 | 0 | 0 | 0 | 0 | 0 |  | FALSE | FALSE | FALSE | FALSE | FALSE | FALSE | FALSE | FALSE | FALSE | FALSE | FALSE | FALSE | FALSE | FALSE | CFLscw(45w) |  |  | 126 | 1 | [6 empty] | (45w) | Any Non-reflector |  | Any Non-reflector | [6 empty] | , 45 Watts | [24 empty] | assumed twister | A | #REF! | #REF! | #REF! | #REF! | 0.07963 | 72.2604
127 | 0 | 10193 | 1002 | Ltg_Lamp | CFLint_lamp | Lighting - Lamps | Integral CFL (screw-in) | CFLscw(48w) | IOU-NonDEER |  | CFL Lamp: Any Non-reflector, 48 Watts | 14: Any; 15: Any; 17: 6000; 18: None; 19: 48; 23: Watts; 24: 48; 27: Any; 31: Complete | TRUE | TRUE | 0 | 0 | 0 | 0 | 0 | 0 | 0 | 0 | 0 | 0 | 0 | 0 | 0 | 0 |  | 0 | 0 | 0 | 0 | 0 | 0 | 0 | 0 | 0 | 0 | 0 | 0 | 0 | 0 |  | 0 | 0 | 0 | 0 | 0 | 0 | 0 | 0 | 0 | 0 | 0 | 0 | 0 | 0 |  | 0 | 0 | 0 | 0 | 0 | 0 | 0 | 0 | 0 | 0 | 0 | 0 | 0 | 0 |  | FALSE | FALSE | FALSE | FALSE | FALSE | FALSE | FALSE | FALSE | FALSE | FALSE | FALSE | FALSE | FALSE | FALSE | CFLscw(48w) |  |  | 127 | 1 | [6 empty] | (48w) | Any Non-reflector |  | Any Non-reflector | [6 empty] | , 48 Watts | [24 empty] | assumed twister | A | #REF! | #REF! | #REF! | #REF! | 0.07963 | 72.2604
128 | 0 | 10194 | 1002 | Ltg_Lamp | CFLint_lamp | Lighting - Lamps | Integral CFL (screw-in) | CFLscw(50w) | IOU-NonDEER |  | CFL Lamp: Any Non-reflector, 50 Watts | 14: Any; 15: Any; 17: 6000; 18: None; 19: 50; 23: Watts; 24: 50; 27: Any; 31: Complete | TRUE | TRUE | 0 | 0 | 0 | 0 | 0 | 0 | 0 | 0 | 0 | 0 | 0 | 0 | 0 | 0 |  | 0 | 0 | 0 | 0 | 0 | 0 | 0 | 0 | 0 | 0 | 0 | 0 | 0 | 0 |  | 0 | 0 | 0 | 0 | 0 | 0 | 0 | 0 | 0 | 0 | 0 | 0 | 0 | 0 |  | 0 | 0 | 0 | 0 | 0 | 0 | 0 | 0 | 0 | 0 | 0 | 0 | 0 | 0 |  | FALSE | FALSE | FALSE | FALSE | FALSE | FALSE | FALSE | FALSE | FALSE | FALSE | FALSE | FALSE | FALSE | FALSE | CFLscw(50w) |  |  | 128 | 1 | [6 empty] | (50w) | Any Non-reflector |  | Any Non-reflector | [6 empty] | , 50 Watts | [24 empty] | assumed twister | A | #REF! | #REF! | #REF! | #REF! | 0.07963 | 72.2604
129 | 0 | 10195 | 1002 | Ltg_Lamp | CFLint_lamp | Lighting - Lamps | Integral CFL (screw-in) | CFLscw(52w) | IOU-NonDEER |  | CFL Lamp: Any Non-reflector, 52 Watts | 14: Any; 15: Any; 17: 6000; 18: None; 19: 52; 23: Watts; 24: 52; 27: Any; 31: Complete | TRUE | TRUE | 0 | 0 | 0 | 0 | 0 | 0 | 0 | 0 | 0 | 0 | 0 | 0 | 0 | 0 |  | 0 | 0 | 0 | 0 | 0 | 0 | 0 | 0 | 0 | 0 | 0 | 0 | 0 | 0 |  | 0 | 0 | 0 | 0 | 0 | 0 | 0 | 0 | 0 | 0 | 0 | 0 | 0 | 0 |  | 0 | 0 | 0 | 0 | 0 | 0 | 0 | 0 | 0 | 0 | 0 | 0 | 0 | 0 |  | FALSE | FALSE | FALSE | FALSE | FALSE | FALSE | FALSE | FALSE | FALSE | FALSE | FALSE | FALSE | FALSE | FALSE | CFLscw(52w) |  |  | 129 | 1 | [6 empty] | (52w) | Any Non-reflector |  | Any Non-reflector | [6 empty] | , 52 Watts | [24 empty] | assumed twister | A | #REF! | #REF! | #REF! | #REF! | 0.07963 | 72.2604
130 | 0 | 10196 | 1002 | Ltg_Lamp | CFLint_lamp | Lighting - Lamps | Integral CFL (screw-in) | CFLscw(64w) | IOU-NonDEER |  | CFL Lamp: Any Non-reflector, 64 Watts | 14: Any; 15: Any; 17: 6000; 18: None; 19: 64; 23: Watts; 24: 64; 27: Any; 31: Complete | TRUE | TRUE | 0 | 0 | 0 | 0 | 0 | 0 | 0 | 0 | 0 | 0 | 0 | 0 | 0 | 0 |  | 0 | 0 | 0 | 0 | 0 | 0 | 0 | 0 | 0 | 0 | 0 | 0 | 0 | 0 |  | 0 | 0 | 0 | 0 | 0 | 0 | 0 | 0 | 0 | 0 | 0 | 0 | 0 | 0 |  | 0 | 0 | 0 | 0 | 0 | 0 | 0 | 0 | 0 | 0 | 0 | 0 | 0 | 0 |  | FALSE | FALSE | FALSE | FALSE | FALSE | FALSE | FALSE | FALSE | FALSE | FALSE | FALSE | FALSE | FALSE | FALSE | CFLscw(64w) |  |  | 130 | 1 | [6 empty] | (64w) | Any Non-reflector |  | Any Non-reflector | [6 empty] | , 64 Watts | [24 empty] | out of sample
131 | 0 | 10197 | 1002 | Ltg_Lamp | CFLint_lamp | Lighting - Lamps | Integral CFL (screw-in) | CFLscw(72w) | IOU-NonDEER |  | CFL Lamp: Any Non-reflector, 72 Watts | 14: Any; 15: Any; 17: 6000; 18: None; 19: 72; 23: Watts; 24: 72; 27: Any; 31: Complete | TRUE | TRUE | 0 | 0 | 0 | 0 | 0 | 0 | 0 | 0 | 0 | 0 | 0 | 0 | 0 | 0 |  | 0 | 0 | 0 | 0 | 0 | 0 | 0 | 0 | 0 | 0 | 0 | 0 | 0 | 0 |  | 0 | 0 | 0 | 0 | 0 | 0 | 0 | 0 | 0 | 0 | 0 | 0 | 0 | 0 |  | 0 | 0 | 0 | 0 | 0 | 0 | 0 | 0 | 0 | 0 | 0 | 0 | 0 | 0 |  | FALSE | FALSE | FALSE | FALSE | FALSE | FALSE | FALSE | FALSE | FALSE | FALSE | FALSE | FALSE | FALSE | FALSE | CFLscw(72w) |  |  | 131 | 1 | [6 empty] | (72w) | Any Non-reflector |  | Any Non-reflector | [6 empty] | , 72 Watts | [24 empty] | out of sample
132 | 0 | 10198 | 1002 | Ltg_Lamp | CFLint_lamp | Lighting - Lamps | Integral CFL (screw-in) | CFLscw(78w) | IOU-NonDEER |  | CFL Lamp: Any Non-reflector, 78 Watts | 14: Any; 15: Any; 17: 6000; 18: None; 19: 78; 23: Watts; 24: 78; 27: Any; 31: Complete | TRUE | TRUE | 0 | 0 | 0 | 0 | 0 | 0 | 0 | 0 | 0 | 0 | 0 | 0 | 0 | 0 |  | 0 | 0 | 0 | 0 | 0 | 0 | 0 | 0 | 0 | 0 | 0 | 0 | 0 | 0 |  | 0 | 0 | 0 | 0 | 0 | 0 | 0 | 0 | 0 | 0 | 0 | 0 | 0 | 0 |  | 0 | 0 | 0 | 0 | 0 | 0 | 0 | 0 | 0 | 0 | 0 | 0 | 0 | 0 |  | FALSE | FALSE | FALSE | FALSE | FALSE | FALSE | FALSE | FALSE | FALSE | FALSE | FALSE | FALSE | FALSE | FALSE | CFLscw(78w) |  |  | 132 | 1 | [6 empty] | (78w) | Any Non-reflector |  | Any Non-reflector | [6 empty] | , 78 Watts | [24 empty] | out of sample
133 | 0 | 10199 | 1002 | Ltg_Lamp | CFLint_lamp | Lighting - Lamps | Integral CFL (screw-in) | CFLscw(92w) | IOU-NonDEER |  | CFL Lamp: Any Non-reflector, 92 Watts | 14: Any; 15: Any; 17: 6000; 18: None; 19: 92; 23: Watts; 24: 92; 27: Any; 31: Complete | TRUE | TRUE | 0 | 0 | 0 | 0 | 0 | 0 | 0 | 0 | 0 | 0 | 0 | 0 | 0 | 0 |  | 0 | 0 | 0 | 0 | 0 | 0 | 0 | 0 | 0 | 0 | 0 | 0 | 0 | 0 |  | 0 | 0 | 0 | 0 | 0 | 0 | 0 | 0 | 0 | 0 | 0 | 0 | 0 | 0 |  | 0 | 0 | 0 | 0 | 0 | 0 | 0 | 0 | 0 | 0 | 0 | 0 | 0 | 0 |  | FALSE | FALSE | FALSE | FALSE | FALSE | FALSE | FALSE | FALSE | FALSE | FALSE | FALSE | FALSE | FALSE | FALSE | CFLscw(92w) |  |  | 133 | 1 | [6 empty] | (92w) | Any Non-reflector |  | Any Non-reflector | [6 empty] | , 92 Watts | [24 empty] | out of sample
134 | 0 | 10200 | 1002 | Ltg_Lamp | CFLint_lamp | Lighting - Lamps | Integral CFL (screw-in) | CFLscw(96w) | IOU-NonDEER |  | CFL Lamp: Any Non-reflector, 96 Watts | 14: Any; 15: Any; 17: 6000; 18: None; 19: 96; 23: Watts; 24: 96; 27: Any; 31: Complete | TRUE | TRUE | 0 | 0 | 0 | 0 | 0 | 0 | 0 | 0 | 0 | 0 | 0 | 0 | 0 | 0 |  | 0 | 0 | 0 | 0 | 0 | 0 | 0 | 0 | 0 | 0 | 0 | 0 | 0 | 0 |  | 0 | 0 | 0 | 0 | 0 | 0 | 0 | 0 | 0 | 0 | 0 | 0 | 0 | 0 |  | 0 | 0 | 0 | 0 | 0 | 0 | 0 | 0 | 0 | 0 | 0 | 0 | 0 | 0 |  | FALSE | FALSE | FALSE | FALSE | FALSE | FALSE | FALSE | FALSE | FALSE | FALSE | FALSE | FALSE | FALSE | FALSE | CFLscw(96w) |  |  | 134 | 1 | [6 empty] | (96w) | Any Non-reflector |  | Any Non-reflector | [6 empty] | , 96 Watts | [24 empty] | out of sample
135 | 0 | 10201 | 1002 | Ltg_Lamp | CFLint_lamp | Lighting - Lamps | Integral CFL (screw-in) | CFLscw(117w) | IOU-NonDEER |  | CFL Lamp: Any Non-reflector, 117 Watts | 14: Any; 15: Any; 17: 6000; 18: None; 19: 117; 23: Watts; 24: 117; 27: Any; 31: Complete | TRUE | TRUE | 0 | 0 | 0 | 0 | 0 | 0 | 0 | 0 | 0 | 0 | 0 | 0 | 0 | 0 |  | 0 | 0 | 0 | 0 | 0 | 0 | 0 | 0 | 0 | 0 | 0 | 0 | 0 | 0 |  | 0 | 0 | 0 | 0 | 0 | 0 | 0 | 0 | 0 | 0 | 0 | 0 | 0 | 0 |  | 0 | 0 | 0 | 0 | 0 | 0 | 0 | 0 | 0 | 0 | 0 | 0 | 0 | 0 |  | FALSE | FALSE | FALSE | FALSE | FALSE | FALSE | FALSE | FALSE | FALSE | FALSE | FALSE | FALSE | FALSE | FALSE | CFLscw(117w) |  |  | 135 | 1 | [6 empty] | (117w) | Any Non-reflector |  | Any Non-reflector | [6 empty] | , 117 Watts | [24 empty] | out of sample
136 | 0 | 10202 | 1002 | Ltg_Lamp | CFLint_lamp | Lighting - Lamps | Integral CFL (screw-in) | CFLscw(128w) | IOU-NonDEER |  | CFL Lamp: Any Non-reflector, 128 Watts | 14: Any; 15: Any; 17: 6000; 18: None; 19: 128; 23: Watts; 24: 128; 27: Any; 31: Complete | TRUE | TRUE | 0 | 0 | 0 | 0 | 0 | 0 | 0 | 0 | 0 | 0 | 0 | 0 | 0 | 0 |  | 0 | 0 | 0 | 0 | 0 | 0 | 0 | 0 | 0 | 0 | 0 | 0 | 0 | 0 |  | 0 | 0 | 0 | 0 | 0 | 0 | 0 | 0 | 0 | 0 | 0 | 0 | 0 | 0 |  | 0 | 0 | 0 | 0 | 0 | 0 | 0 | 0 | 0 | 0 | 0 | 0 | 0 | 0 |  | FALSE | FALSE | FALSE | FALSE | FALSE | FALSE | FALSE | FALSE | FALSE | FALSE | FALSE | FALSE | FALSE | FALSE | CFLscw(128w) |  |  | 136 | 1 | [6 empty] | (128w) | Any Non-reflector |  | Any Non-reflector | [6 empty] | , 128 Watts | [24 empty] | out of sample
137 | 0 | 10203 | 1002 | Ltg_Lamp | CFLint_lamp | Lighting - Lamps | Integral CFL (screw-in) | CFLscw(195w) | IOU-NonDEER |  | CFL Lamp: Any Non-reflector, 195 Watts | 14: Any; 15: Any; 17: 6000; 18: None; 19: 195; 23: Watts; 24: 195; 27: Any; 31: Complete | TRUE | TRUE | 0 | 0 | 0 | 0 | 0 | 0 | 0 | 0 | 0 | 0 | 0 | 0 | 0 | 0 |  | 0 | 0 | 0 | 0 | 0 | 0 | 0 | 0 | 0 | 0 | 0 | 0 | 0 | 0 |  | 0 | 0 | 0 | 0 | 0 | 0 | 0 | 0 | 0 | 0 | 0 | 0 | 0 | 0 |  | 0 | 0 | 0 | 0 | 0 | 0 | 0 | 0 | 0 | 0 | 0 | 0 | 0 | 0 |  | FALSE | FALSE | FALSE | FALSE | FALSE | FALSE | FALSE | FALSE | FALSE | FALSE | FALSE | FALSE | FALSE | FALSE | CFLscw(195w) |  |  | 137 | 1 | [6 empty] | (195w) | Any Non-reflector |  | Any Non-reflector | [6 empty] | , 195 Watts | [24 empty] | out of sample
138 | 0 | 10204 | 1002 | Ltg_Lamp | CFLint_lamp | Lighting - Lamps | Integral CFL (screw-in) | CFLscw-Dim(25w) | IOU-NonDEER |  | CFL Lamp: Any Non-reflector, Dimmable, 25 Watts | 14: Any; 15: Any; 17: 6000; 18: Yes; 19: 25; 23: Watts; 24: 25; 27: Any; 31: Complete | TRUE | TRUE | 0 | 0 | 0 | 0 | 0 | 0 | 0 | 0 | 0 | 0 | 0 | 0 | 0 | 0 |  | 0 | 0 | 0 | 0 | 0 | 0 | 0 | 0 | 0 | 0 | 0 | 0 | 0 | 0 |  | 0 | 0 | 0 | 0 | 0 | 0 | 0 | 0 | 0 | 0 | 0 | 0 | 0 | 0 |  | 0 | 0 | 0 | 0 | 0 | 0 | 0 | 0 | 0 | 0 | 0 | 0 | 0 | 0 |  | FALSE | FALSE | FALSE | FALSE | FALSE | FALSE | FALSE | FALSE | FALSE | FALSE | FALSE | FALSE | FALSE | FALSE | CFLscw-Dim(25w) |  |  | 138 | 1 |  |  |  | -Dim |  |  | (25w) | Any Non-reflector |  | Any Non-reflector |  | , Dimmable |  |  |  |  | , 25 Watts | [24 empty] | assumed twister | A | #REF! | #REF! | #REF! | #REF! | 0.07963 | 72.2604
139 | 0 | 10205 | 1002 | Ltg_Lamp | CFLint_lamp | Lighting - Lamps | Integral CFL (screw-in) | CFLscw-Dim(28w) | IOU-NonDEER |  | CFL Lamp: Any Non-reflector, Dimmable, 28 Watts | 14: Any; 15: Any; 17: 6000; 18: Yes; 19: 28; 23: Watts; 24: 28; 27: Any; 31: Complete | TRUE | TRUE | 0 | 0 | 0 | 0 | 0 | 0 | 0 | 0 | 0 | 0 | 0 | 0 | 0 | 0 |  | 0 | 0 | 0 | 0 | 0 | 0 | 0 | 0 | 0 | 0 | 0 | 0 | 0 | 0 |  | 0 | 0 | 0 | 0 | 0 | 0 | 0 | 0 | 0 | 0 | 0 | 0 | 0 | 0 |  | 0 | 0 | 0 | 0 | 0 | 0 | 0 | 0 | 0 | 0 | 0 | 0 | 0 | 0 |  | FALSE | FALSE | FALSE | FALSE | FALSE | FALSE | FALSE | FALSE | FALSE | FALSE | FALSE | FALSE | FALSE | FALSE | CFLscw-Dim(28w) |  |  | 139 | 1 |  |  |  | -Dim |  |  | (28w) | Any Non-reflector |  | Any Non-reflector |  | , Dimmable |  |  |  |  | , 28 Watts | [24 empty] | assumed twister | A | #REF! | #REF! | #REF! | #REF! | 0.07963 | 72.2604
140 | 0 | 10206 | 1002 | Ltg_Lamp | CFLint_lamp | Lighting - Lamps | Integral CFL (screw-in) | CFLscw-Dim(33w) | IOU-NonDEER |  | CFL Lamp: Any Non-reflector, Dimmable, 33 Watts | 14: Any; 15: Any; 17: 6000; 18: Yes; 19: 33; 23: Watts; 24: 33; 27: Any; 31: Complete | TRUE | TRUE | 0 | 0 | 0 | 0 | 0 | 0 | 0 | 0 | 0 | 0 | 0 | 0 | 0 | 0 |  | 0 | 0 | 0 | 0 | 0 | 0 | 0 | 0 | 0 | 0 | 0 | 0 | 0 | 0 |  | 0 | 0 | 0 | 0 | 0 | 0 | 0 | 0 | 0 | 0 | 0 | 0 | 0 | 0 |  | 0 | 0 | 0 | 0 | 0 | 0 | 0 | 0 | 0 | 0 | 0 | 0 | 0 | 0 |  | FALSE | FALSE | FALSE | FALSE | FALSE | FALSE | FALSE | FALSE | FALSE | FALSE | FALSE | FALSE | FALSE | FALSE | CFLscw-Dim(33w) |  |  | 140 | 1 |  |  |  | -Dim |  |  | (33w) | Any Non-reflector |  | Any Non-reflector |  | , Dimmable |  |  |  |  | , 33 Watts | [24 empty] | assumed twister | A | #REF! | #REF! | #REF! | #REF! | 0.07963 | 72.2604
141 | 0 | 10207 | 1002 | Ltg_Lamp | CFLint_lamp | Lighting - Lamps | Integral CFL (screw-in) | CFLscw-Dim(35w) | IOU-NonDEER |  | CFL Lamp: Any Non-reflector, Dimmable, 35 Watts | 14: Any; 15: Any; 17: 6000; 18: Yes; 19: 35; 23: Watts; 24: 35; 27: Any; 31: Complete | TRUE | TRUE | 0 | 0 | 0 | 0 | 0 | 0 | 0 | 0 | 0 | 0 | 0 | 0 | 0 | 0 |  | 0 | 0 | 0 | 0 | 0 | 0 | 0 | 0 | 0 | 0 | 0 | 0 | 0 | 0 |  | 0 | 0 | 0 | 0 | 0 | 0 | 0 | 0 | 0 | 0 | 0 | 0 | 0 | 0 |  | 0 | 0 | 0 | 0 | 0 | 0 | 0 | 0 | 0 | 0 | 0 | 0 | 0 | 0 |  | FALSE | FALSE | FALSE | FALSE | FALSE | FALSE | FALSE | FALSE | FALSE | FALSE | FALSE | FALSE | FALSE | FALSE | CFLscw-Dim(35w) |  |  | 141 | 1 |  |  |  | -Dim |  |  | (35w) | Any Non-reflector |  | Any Non-reflector |  | , Dimmable |  |  |  |  | , 35 Watts | [24 empty] | assumed twister | A | #REF! | #REF! | #REF! | #REF! | 0.07963 | 72.2604
142 | 0 | 10208 | 1002 | Ltg_Lamp | CFLint_lamp | Lighting - Lamps | Integral CFL (screw-in) | CFLscw-Dim(38w) | IOU-NonDEER |  | CFL Lamp: Any Non-reflector, Dimmable, 38 Watts | 14: Any; 15: Any; 17: 6000; 18: Yes; 19: 38; 23: Watts; 24: 38; 27: Any; 31: Complete | TRUE | TRUE | 0 | 0 | 0 | 0 | 0 | 0 | 0 | 0 | 0 | 0 | 0 | 0 | 0 | 0 |  | 0 | 0 | 0 | 0 | 0 | 0 | 0 | 0 | 0 | 0 | 0 | 0 | 0 | 0 |  | 0 | 0 | 0 | 0 | 0 | 0 | 0 | 0 | 0 | 0 | 0 | 0 | 0 | 0 |  | 0 | 0 | 0 | 0 | 0 | 0 | 0 | 0 | 0 | 0 | 0 | 0 | 0 | 0 |  | FALSE | FALSE | FALSE | FALSE | FALSE | FALSE | FALSE | FALSE | FALSE | FALSE | FALSE | FALSE | FALSE | FALSE | CFLscw-Dim(38w) |  |  | 142 | 1 |  |  |  | -Dim |  |  | (38w) | Any Non-reflector |  | Any Non-reflector |  | , Dimmable |  |  |  |  | , 38 Watts | [24 empty] | assumed twister | A | #REF! | #REF! | #REF! | #REF! | 0.07963 | 72.2604
143 | 0 | 10209 | 1002 | Ltg_Lamp | CFLint_lamp | Lighting - Lamps | Integral CFL (screw-in) | CFLscw-Dim(47w) | IOU-NonDEER |  | CFL Lamp: Any Non-reflector, Dimmable, 47 Watts | 14: Any; 15: Any; 17: 6000; 18: Yes; 19: 47; 23: Watts; 24: 47; 27: Any; 31: Complete | TRUE | TRUE | 0 | 0 | 0 | 0 | 0 | 0 | 0 | 0 | 0 | 0 | 0 | 0 | 0 | 0 |  | 0 | 0 | 0 | 0 | 0 | 0 | 0 | 0 | 0 | 0 | 0 | 0 | 0 | 0 |  | 0 | 0 | 0 | 0 | 0 | 0 | 0 | 0 | 0 | 0 | 0 | 0 | 0 | 0 |  | 0 | 0 | 0 | 0 | 0 | 0 | 0 | 0 | 0 | 0 | 0 | 0 | 0 | 0 |  | FALSE | FALSE | FALSE | FALSE | FALSE | FALSE | FALSE | FALSE | FALSE | FALSE | FALSE | FALSE | FALSE | FALSE | CFLscw-Dim(47w) |  |  | 143 | 1 |  |  |  | -Dim |  |  | (47w) | Any Non-reflector |  | Any Non-reflector |  | , Dimmable |  |  |  |  | , 47 Watts | [24 empty] | assumed twister | A | #REF! | #REF! | #REF! | #REF! | 0.07963 | 72.2604
144 | 0 | 10210 | 1002 | Ltg_Lamp | CFLint_lamp | Lighting - Lamps | Integral CFL (screw-in) | CFLscw-Dim(40w) | IOU-NonDEER |  | CFL Lamp: Any Non-reflector, Dimmable, 40 Watts | 14: Any; 15: Any; 17: 6000; 18: Yes; 19: 40; 23: Watts; 24: 40; 27: Any; 31: Complete | TRUE | TRUE | 0 | 0 | 0 | 0 | 0 | 0 | 0 | 0 | 0 | 0 | 0 | 0 | 0 | 0 |  | 0 | 0 | 0 | 0 | 0 | 0 | 0 | 0 | 0 | 0 | 0 | 0 | 0 | 0 |  | 0 | 0 | 0 | 0 | 0 | 0 | 0 | 0 | 0 | 0 | 0 | 0 | 0 | 0 |  | 0 | 0 | 0 | 0 | 0 | 0 | 0 | 0 | 0 | 0 | 0 | 0 | 0 | 0 |  | FALSE | FALSE | FALSE | FALSE | FALSE | FALSE | FALSE | FALSE | FALSE | FALSE | FALSE | FALSE | FALSE | FALSE | CFLscw-Dim(40w) |  |  | 144 | 1 |  |  |  | -Dim |  |  | (40w) | Any Non-reflector |  | Any Non-reflector |  | , Dimmable |  |  |  |  | , 40 Watts | [24 empty] | assumed twister | A | #REF! | #REF! | #REF! | #REF! | 0.07963 | 72.2604
145 | 0 | 10211 | 1002 | Ltg_Lamp | CFLint_lamp | Lighting - Lamps | Integral CFL (screw-in) | CFLscw-Dim(50w) | IOU-NonDEER |  | CFL Lamp: Any Non-reflector, Dimmable, 50 Watts | 14: Any; 15: Any; 17: 6000; 18: Yes; 19: 50; 23: Watts; 24: 50; 27: Any; 31: Complete | TRUE | TRUE | 0 | 0 | 0 | 0 | 0 | 0 | 0 | 0 | 0 | 0 | 0 | 0 | 0 | 0 |  | 0 | 0 | 0 | 0 | 0 | 0 | 0 | 0 | 0 | 0 | 0 | 0 | 0 | 0 |  | 0 | 0 | 0 | 0 | 0 | 0 | 0 | 0 | 0 | 0 | 0 | 0 | 0 | 0 |  | 0 | 0 | 0 | 0 | 0 | 0 | 0 | 0 | 0 | 0 | 0 | 0 | 0 | 0 |  | FALSE | FALSE | FALSE | FALSE | FALSE | FALSE | FALSE | FALSE | FALSE | FALSE | FALSE | FALSE | FALSE | FALSE | CFLscw-Dim(50w) |  |  | 145 | 1 |  |  |  | -Dim |  |  | (50w) | Any Non-reflector |  | Any Non-reflector |  | , Dimmable |  |  |  |  | , 50 Watts | [24 empty] | assumed twister | A | #REF! | #REF! | #REF! | #REF! | 0.07963 | 72.2604
146 | 0 | 10212 | 1002 | Ltg_Lamp | CFLint_lamp | Lighting - Lamps | Integral CFL (screw-in) | CFLscw-Dim(45w) | IOU-NonDEER |  | CFL Lamp: Any Non-reflector, Dimmable, 45 Watts | 14: Any; 15: Any; 17: 6000; 18: Yes; 19: 45; 23: Watts; 24: 45; 27: Any; 31: Complete | TRUE | TRUE | 0 | 0 | 0 | 0 | 0 | 0 | 0 | 0 | 0 | 0 | 0 | 0 | 0 | 0 |  | 0 | 0 | 0 | 0 | 0 | 0 | 0 | 0 | 0 | 0 | 0 | 0 | 0 | 0 |  | 0 | 0 | 0 | 0 | 0 | 0 | 0 | 0 | 0 | 0 | 0 | 0 | 0 | 0 |  | 0 | 0 | 0 | 0 | 0 | 0 | 0 | 0 | 0 | 0 | 0 | 0 | 0 | 0 |  | FALSE | FALSE | FALSE | FALSE | FALSE | FALSE | FALSE | FALSE | FALSE | FALSE | FALSE | FALSE | FALSE | FALSE | CFLscw-Dim(45w) |  |  | 146 | 1 |  |  |  | -Dim |  |  | (45w) | Any Non-reflector |  | Any Non-reflector |  | , Dimmable |  |  |  |  | , 45 Watts | [24 empty] | assumed twister | A | #REF! | #REF! | #REF! | #REF! | 0.07963 | 72.2604
147 | 0 | 10213 | 1002 | Ltg_Lamp | CFLint_lamp | Lighting - Lamps | Integral CFL (screw-in) | CFLscw-Dim(62w) | IOU-NonDEER |  | CFL Lamp: Any Non-reflector, Dimmable, 62 Watts | 14: Any; 15: Any; 17: 6000; 18: Yes; 19: 62; 23: Watts; 24: 62; 27: Any; 31: Complete | TRUE | TRUE | 0 | 0 | 0 | 0 | 0 | 0 | 0 | 0 | 0 | 0 | 0 | 0 | 0 | 0 |  | 0 | 0 | 0 | 0 | 0 | 0 | 0 | 0 | 0 | 0 | 0 | 0 | 0 | 0 |  | 0 | 0 | 0 | 0 | 0 | 0 | 0 | 0 | 0 | 0 | 0 | 0 | 0 | 0 |  | 0 | 0 | 0 | 0 | 0 | 0 | 0 | 0 | 0 | 0 | 0 | 0 | 0 | 0 |  | FALSE | FALSE | FALSE | FALSE | FALSE | FALSE | FALSE | FALSE | FALSE | FALSE | FALSE | FALSE | FALSE | FALSE | CFLscw-Dim(62w) |  |  | 147 | 1 |  |  |  | -Dim |  |  | (62w) | Any Non-reflector |  | Any Non-reflector |  | , Dimmable |  |  |  |  | , 62 Watts | [24 empty] | out of sample
148 | 0 | 10214 | 1002 | Ltg_Lamp | CFLint_lamp | Lighting - Lamps | Integral CFL (screw-in) | CFLscw-Dim(57w) | IOU-NonDEER |  | CFL Lamp: Any Non-reflector, Dimmable, 57 Watts | 14: Any; 15: Any; 17: 6000; 18: Yes; 19: 57; 23: Watts; 24: 57; 27: Any; 31: Complete | TRUE | TRUE | 0 | 0 | 0 | 0 | 0 | 0 | 0 | 0 | 0 | 0 | 0 | 0 | 0 | 0 |  | 0 | 0 | 0 | 0 | 0 | 0 | 0 | 0 | 0 | 0 | 0 | 0 | 0 | 0 |  | 0 | 0 | 0 | 0 | 0 | 0 | 0 | 0 | 0 | 0 | 0 | 0 | 0 | 0 |  | 0 | 0 | 0 | 0 | 0 | 0 | 0 | 0 | 0 | 0 | 0 | 0 | 0 | 0 |  | FALSE | FALSE | FALSE | FALSE | FALSE | FALSE | FALSE | FALSE | FALSE | FALSE | FALSE | FALSE | FALSE | FALSE | CFLscw-Dim(57w) |  |  | 148 | 1 |  |  |  | -Dim |  |  | (57w) | Any Non-reflector |  | Any Non-reflector |  | , Dimmable |  |  |  |  | , 57 Watts | [24 empty] | out of sample
149 | 0 | 10215 | 1002 | Ltg_Lamp | CFLint_lamp | Lighting - Lamps | Integral CFL (screw-in) | CFLscw-Dim(65w) | IOU-NonDEER |  | CFL Lamp: Any Non-reflector, Dimmable, 65 Watts | 14: Any; 15: Any; 17: 6000; 18: Yes; 19: 65; 23: Watts; 24: 65; 27: Any; 31: Complete | TRUE | TRUE | 0 | 0 | 0 | 0 | 0 | 0 | 0 | 0 | 0 | 0 | 0 | 0 | 0 | 0 |  | 0 | 0 | 0 | 0 | 0 | 0 | 0 | 0 | 0 | 0 | 0 | 0 | 0 | 0 |  | 0 | 0 | 0 | 0 | 0 | 0 | 0 | 0 | 0 | 0 | 0 | 0 | 0 | 0 |  | 0 | 0 | 0 | 0 | 0 | 0 | 0 | 0 | 0 | 0 | 0 | 0 | 0 | 0 |  | FALSE | FALSE | FALSE | FALSE | FALSE | FALSE | FALSE | FALSE | FALSE | FALSE | FALSE | FALSE | FALSE | FALSE | CFLscw-Dim(65w) |  |  | 149 | 1 |  |  |  | -Dim |  |  | (65w) | Any Non-reflector |  | Any Non-reflector |  | , Dimmable |  |  |  |  | , 65 Watts | [24 empty] | out of sample
150 | 0 | 10216 | 1002 | Ltg_Lamp | CFLint_lamp | Lighting - Lamps | Integral CFL (screw-in) | CFLscw-Dim(81w) | IOU-NonDEER |  | CFL Lamp: Any Non-reflector, Dimmable, 81 Watts | 14: Any; 15: Any; 17: 6000; 18: Yes; 19: 81; 23: Watts; 24: 81; 27: Any; 31: Complete | TRUE | TRUE | 0 | 0 | 0 | 0 | 0 | 0 | 0 | 0 | 0 | 0 | 0 | 0 | 0 | 0 |  | 0 | 0 | 0 | 0 | 0 | 0 | 0 | 0 | 0 | 0 | 0 | 0 | 0 | 0 |  | 0 | 0 | 0 | 0 | 0 | 0 | 0 | 0 | 0 | 0 | 0 | 0 | 0 | 0 |  | 0 | 0 | 0 | 0 | 0 | 0 | 0 | 0 | 0 | 0 | 0 | 0 | 0 | 0 |  | FALSE | FALSE | FALSE | FALSE | FALSE | FALSE | FALSE | FALSE | FALSE | FALSE | FALSE | FALSE | FALSE | FALSE | CFLscw-Dim(81w) |  |  | 150 | 1 |  |  |  | -Dim |  |  | (81w) | Any Non-reflector |  | Any Non-reflector |  | , Dimmable |  |  |  |  | , 81 Watts | [24 empty] | out of sample
151 | 0 | 10217 | 1002 | Ltg_Lamp | CFLint_lamp | Lighting - Lamps | Integral CFL (screw-in) | CFLscw-Dim(70w) | IOU-NonDEER |  | CFL Lamp: Any Non-reflector, Dimmable, 70 Watts | 14: Any; 15: Any; 17: 6000; 18: Yes; 19: 70; 23: Watts; 24: 70; 27: Any; 31: Complete | TRUE | TRUE | 0 | 0 | 0 | 0 | 0 | 0 | 0 | 0 | 0 | 0 | 0 | 0 | 0 | 0 |  | 0 | 0 | 0 | 0 | 0 | 0 | 0 | 0 | 0 | 0 | 0 | 0 | 0 | 0 |  | 0 | 0 | 0 | 0 | 0 | 0 | 0 | 0 | 0 | 0 | 0 | 0 | 0 | 0 |  | 0 | 0 | 0 | 0 | 0 | 0 | 0 | 0 | 0 | 0 | 0 | 0 | 0 | 0 |  | FALSE | FALSE | FALSE | FALSE | FALSE | FALSE | FALSE | FALSE | FALSE | FALSE | FALSE | FALSE | FALSE | FALSE | CFLscw-Dim(70w) |  |  | 151 | 1 |  |  |  | -Dim |  |  | (70w) | Any Non-reflector |  | Any Non-reflector |  | , Dimmable |  |  |  |  | , 70 Watts | [24 empty] | out of sample
152 | 0 | 10218 | 1002 | Ltg_Lamp | CFLint_lamp | Lighting - Lamps | Integral CFL (screw-in) | CFLscw-Dim(72w) | IOU-NonDEER |  | CFL Lamp: Any Non-reflector, Dimmable, 72 Watts | 14: Any; 15: Any; 17: 6000; 18: Yes; 19: 72; 23: Watts; 24: 72; 27: Any; 31: Complete | TRUE | TRUE | 0 | 0 | 0 | 0 | 0 | 0 | 0 | 0 | 0 | 0 | 0 | 0 | 0 | 0 |  | 0 | 0 | 0 | 0 | 0 | 0 | 0 | 0 | 0 | 0 | 0 | 0 | 0 | 0 |  | 0 | 0 | 0 | 0 | 0 | 0 | 0 | 0 | 0 | 0 | 0 | 0 | 0 | 0 |  | 0 | 0 | 0 | 0 | 0 | 0 | 0 | 0 | 0 | 0 | 0 | 0 | 0 | 0 |  | FALSE | FALSE | FALSE | FALSE | FALSE | FALSE | FALSE | FALSE | FALSE | FALSE | FALSE | FALSE | FALSE | FALSE | CFLscw-Dim(72w) |  |  | 152 | 1 |  |  |  | -Dim |  |  | (72w) | Any Non-reflector |  | Any Non-reflector |  | , Dimmable |  |  |  |  | , 72 Watts | [24 empty] | out of sample
153 | 0 | 10219 | 1002 | Ltg_Lamp | CFLint_lamp | Lighting - Lamps | Integral CFL (screw-in) | CFLscw-Dim(79w) | IOU-NonDEER |  | CFL Lamp: Any Non-reflector, Dimmable, 79 Watts | 14: Any; 15: Any; 17: 6000; 18: Yes; 19: 79; 23: Watts; 24: 79; 27: Any; 31: Complete | TRUE | TRUE | 0 | 0 | 0 | 0 | 0 | 0 | 0 | 0 | 0 | 0 | 0 | 0 | 0 | 0 |  | 0 | 0 | 0 | 0 | 0 | 0 | 0 | 0 | 0 | 0 | 0 | 0 | 0 | 0 |  | 0 | 0 | 0 | 0 | 0 | 0 | 0 | 0 | 0 | 0 | 0 | 0 | 0 | 0 |  | 0 | 0 | 0 | 0 | 0 | 0 | 0 | 0 | 0 | 0 | 0 | 0 | 0 | 0 |  | FALSE | FALSE | FALSE | FALSE | FALSE | FALSE | FALSE | FALSE | FALSE | FALSE | FALSE | FALSE | FALSE | FALSE | CFLscw-Dim(79w) |  |  | 153 | 1 |  |  |  | -Dim |  |  | (79w) | Any Non-reflector |  | Any Non-reflector |  | , Dimmable |  |  |  |  | , 79 Watts | [24 empty] | out of sample
154 | 0 | 10220 | 1002 | Ltg_Lamp | CFLint_lamp | Lighting - Lamps | Integral CFL (screw-in) | CFLscw-Dim(82w) | IOU-NonDEER |  | CFL Lamp: Any Non-reflector, Dimmable, 82 Watts | 14: Any; 15: Any; 17: 6000; 18: Yes; 19: 82; 23: Watts; 24: 82; 27: Any; 31: Complete | TRUE | TRUE | 0 | 0 | 0 | 0 | 0 | 0 | 0 | 0 | 0 | 0 | 0 | 0 | 0 | 0 |  | 0 | 0 | 0 | 0 | 0 | 0 | 0 | 0 | 0 | 0 | 0 | 0 | 0 | 0 |  | 0 | 0 | 0 | 0 | 0 | 0 | 0 | 0 | 0 | 0 | 0 | 0 | 0 | 0 |  | 0 | 0 | 0 | 0 | 0 | 0 | 0 | 0 | 0 | 0 | 0 | 0 | 0 | 0 |  | FALSE | FALSE | FALSE | FALSE | FALSE | FALSE | FALSE | FALSE | FALSE | FALSE | FALSE | FALSE | FALSE | FALSE | CFLscw-Dim(82w) |  |  | 154 | 1 |  |  |  | -Dim |  |  | (82w) | Any Non-reflector |  | Any Non-reflector |  | , Dimmable |  |  |  |  | , 82 Watts | [24 empty] | out of sample
155 | 0 | 10221 | 1002 | Ltg_Lamp | CFLint_lamp | Lighting - Lamps | Integral CFL (screw-in) | CFLscw-Dim(99w) | IOU-NonDEER |  | CFL Lamp: Any Non-reflector, Dimmable, 99 Watts | 14: Any; 15: Any; 17: 6000; 18: Yes; 19: 99; 23: Watts; 24: 99; 27: Any; 31: Complete | TRUE | TRUE | 0 | 0 | 0 | 0 | 0 | 0 | 0 | 0 | 0 | 0 | 0 | 0 | 0 | 0 |  | 0 | 0 | 0 | 0 | 0 | 0 | 0 | 0 | 0 | 0 | 0 | 0 | 0 | 0 |  | 0 | 0 | 0 | 0 | 0 | 0 | 0 | 0 | 0 | 0 | 0 | 0 | 0 | 0 |  | 0 | 0 | 0 | 0 | 0 | 0 | 0 | 0 | 0 | 0 | 0 | 0 | 0 | 0 |  | FALSE | FALSE | FALSE | FALSE | FALSE | FALSE | FALSE | FALSE | FALSE | FALSE | FALSE | FALSE | FALSE | FALSE | CFLscw-Dim(99w) |  |  | 155 | 1 |  |  |  | -Dim |  |  | (99w) | Any Non-reflector |  | Any Non-reflector |  | , Dimmable |  |  |  |  | , 99 Watts | [24 empty] | out of sample
156 | 0 | 10222 | 1002 | Ltg_Lamp | CFLint_lamp | Lighting - Lamps | Integral CFL (screw-in) | CFLscw-Ext(9w) | IOU-NonDEER |  | CFL Lamp: Any Non-reflector, Exterior Rated, 9 Watts | 14: Any; 15: Any; 17: 6000; 18: None; 19: 9; 23: Watts; 24: 9; 25: TRUE; 27: Any; 31: Complete | TRUE | TRUE | 0 | 0 | 0 | 0 | 0 | 0 | 0 | 0 | 0 | 0 | 0 | 0 | 0 | 0 |  | 0 | 0 | 0 | 0 | 0 | 0 | 0 | 0 | 0 | 0 | 0 | 0 | 0 | 0 |  | 0 | 0 | 0 | 0 | 0 | 0 | 0 | 0 | 0 | 0 | 0 | 0 | 0 | 0 |  | 0 | 0 | 0 | 0 | 0 | 0 | 0 | 0 | 0 | 0 | 0 | 0 | 0 | 0 |  | FALSE | FALSE | FALSE | FALSE | FALSE | FALSE | FALSE | FALSE | FALSE | FALSE | FALSE | FALSE | FALSE | FALSE | CFLscw-Ext(9w) |  |  | 156 | 1 | [5 empty] | -Ext | (9w) | Any Non-reflector |  | Any Non-reflector | [5 empty] | , Exterior Rated | , 9 Watts | [24 empty] | out of sample
157 | 0 | 10223 | 1002 | Ltg_Lamp | CFLint_lamp | Lighting - Lamps | Integral CFL (screw-in) | CFLscw-Ext(11w) | IOU-NonDEER |  | CFL Lamp: Any Non-reflector, Exterior Rated, 11 Watts | 14: Any; 15: Any; 17: 6000; 18: None; 19: 11; 23: Watts; 24: 11; 25: TRUE; 27: Any; 31: Complete | TRUE | TRUE | 0 | 0 | 0 | 0 | 0 | 0 | 0 | 0 | 0 | 0 | 0 | 0 | 0 | 0 |  | 0 | 0 | 0 | 0 | 0 | 0 | 0 | 0 | 0 | 0 | 0 | 0 | 0 | 0 |  | 0 | 0 | 0 | 0 | 0 | 0 | 0 | 0 | 0 | 0 | 0 | 0 | 0 | 0 |  | 0 | 0 | 0 | 0 | 0 | 0 | 0 | 0 | 0 | 0 | 0 | 0 | 0 | 0 |  | FALSE | FALSE | FALSE | FALSE | FALSE | FALSE | FALSE | FALSE | FALSE | FALSE | FALSE | FALSE | FALSE | FALSE | CFLscw-Ext(11w) |  |  | 157 | 1 | [5 empty] | -Ext | (11w) | Any Non-reflector |  | Any Non-reflector | [5 empty] | , Exterior Rated | , 11 Watts | [24 empty] | out of sample
158 | 0 | 10224 | 1002 | Ltg_Lamp | CFLint_lamp | Lighting - Lamps | Integral CFL (screw-in) | CFLscw-Ext(13w) | IOU-NonDEER |  | CFL Lamp: Any Non-reflector, Exterior Rated, 13 Watts | 14: Any; 15: Any; 17: 6000; 18: None; 19: 13; 23: Watts; 24: 13; 25: TRUE; 27: Any; 31: Complete | TRUE | TRUE | 0 | 0 | 0 | 0 | 0 | 0 | 0 | 0 | 0 | 0 | 0 | 0 | 0 | 0 |  | 0 | 0 | 0 | 0 | 0 | 0 | 0 | 0 | 0 | 0 | 0 | 0 | 0 | 0 |  | 0 | 0 | 0 | 0 | 0 | 0 | 0 | 0 | 0 | 0 | 0 | 0 | 0 | 0 |  | 0 | 0 | 0 | 0 | 0 | 0 | 0 | 0 | 0 | 0 | 0 | 0 | 0 | 0 |  | FALSE | FALSE | FALSE | FALSE | FALSE | FALSE | FALSE | FALSE | FALSE | FALSE | FALSE | FALSE | FALSE | FALSE | CFLscw-Ext(13w) |  |  | 158 | 1 | [5 empty] | -Ext | (13w) | Any Non-reflector |  | Any Non-reflector | [5 empty] | , Exterior Rated | , 13 Watts | [24 empty] | out of sample
159 | 0 | 10225 | 1002 | Ltg_Lamp | CFLint_lamp | Lighting - Lamps | Integral CFL (screw-in) | CFLscw-Refl-Ext(13w) | IOU-NonDEER |  | CFL Lamp: Reflector, Exterior Rated, 13 Watts | 14: Reflector; 15: Any; 17: 6000; 18: None; 19: 13; 23: Watts; 24: 13; 25: TRUE; 27: Any; 31: Complete | TRUE | TRUE | 0 | 0 | 0 | 0 | 0 | 0 | 0 | 0 | 0 | 0 | 0 | 0 | 0 | 0 |  | 0 | 0 | 0 | 0 | 0 | 0 | 0 | 0 | 0 | 0 | 0 | 0 | 0 | 0 |  | 0 | 0 | 0 | 0 | 0 | 0 | 0 | 0 | 0 | 0 | 0 | 0 | 0 | 0 |  | 0 | 0 | 0 | 0 | 0 | 0 | 0 | 0 | 0 | 0 | 0 | 0 | 0 | 0 |  | FALSE | FALSE | FALSE | FALSE | FALSE | FALSE | FALSE | FALSE | FALSE | FALSE | FALSE | FALSE | FALSE | FALSE | CFLscw-Refl-Ext(13w) |  |  | 159 | 1 | Refl | -Refl |  |  |  | -Ext | (13w) | Reflector |  | Reflector | [5 empty] | , Exterior Rated | , 13 Watts | [25 empty] | R | #REF! | #REF! | #REF! | #REF! | 0.062 | 72.2604
160 | 0 | 10226 | 1002 | Ltg_Lamp | CFLint_lamp | Lighting - Lamps | Integral CFL (screw-in) | CFLscw-Ext(14w) | IOU-NonDEER |  | CFL Lamp: Any Non-reflector, Exterior Rated, 14 Watts | 14: Any; 15: Any; 17: 6000; 18: None; 19: 14; 23: Watts; 24: 14; 25: TRUE; 27: Any; 31: Complete | TRUE | TRUE | 0 | 0 | 0 | 0 | 0 | 0 | 0 | 0 | 0 | 0 | 0 | 0 | 0 | 0 |  | 0 | 0 | 0 | 0 | 0 | 0 | 0 | 0 | 0 | 0 | 0 | 0 | 0 | 0 |  | 0 | 0 | 0 | 0 | 0 | 0 | 0 | 0 | 0 | 0 | 0 | 0 | 0 | 0 |  | 0 | 0 | 0 | 0 | 0 | 0 | 0 | 0 | 0 | 0 | 0 | 0 | 0 | 0 |  | FALSE | FALSE | FALSE | FALSE | FALSE | FALSE | FALSE | FALSE | FALSE | FALSE | FALSE | FALSE | FALSE | FALSE | CFLscw-Ext(14w) |  |  | 160 | 1 | [5 empty] | -Ext | (14w) | Any Non-reflector |  | Any Non-reflector | [5 empty] | , Exterior Rated | , 14 Watts | [24 empty] | out of sample
161 | 0 | 10227 | 1002 | Ltg_Lamp | CFLint_lamp | Lighting - Lamps | Integral CFL (screw-in) | CFLscw-Refl-Ext(14w) | IOU-NonDEER |  | CFL Lamp: Reflector, Exterior Rated, 14 Watts | 14: Reflector; 15: Any; 17: 6000; 18: None; 19: 14; 23: Watts; 24: 14; 25: TRUE; 27: Any; 31: Complete | TRUE | TRUE | 0 | 0 | 0 | 0 | 0 | 0 | 0 | 0 | 0 | 0 | 0 | 0 | 0 | 0 |  | 0 | 0 | 0 | 0 | 0 | 0 | 0 | 0 | 0 | 0 | 0 | 0 | 0 | 0 |  | 0 | 0 | 0 | 0 | 0 | 0 | 0 | 0 | 0 | 0 | 0 | 0 | 0 | 0 |  | 0 | 0 | 0 | 0 | 0 | 0 | 0 | 0 | 0 | 0 | 0 | 0 | 0 | 0 |  | FALSE | FALSE | FALSE | FALSE | FALSE | FALSE | FALSE | FALSE | FALSE | FALSE | FALSE | FALSE | FALSE | FALSE | CFLscw-Refl-Ext(14w) |  |  | 161 | 1 | Refl | -Refl |  |  |  | -Ext | (14w) | Reflector |  | Reflector | [5 empty] | , Exterior Rated | , 14 Watts | [25 empty] | R | #REF! | #REF! | #REF! | #REF! | 0.062 | 72.2604
162 | 0 | 10228 | 1002 | Ltg_Lamp | CFLint_lamp | Lighting - Lamps | Integral CFL (screw-in) | CFLscw-Ext(15w) | IOU-NonDEER |  | CFL Lamp: Any Non-reflector, Exterior Rated, 15 Watts | 14: Any; 15: Any; 17: 6000; 18: None; 19: 15; 23: Watts; 24: 15; 25: TRUE; 27: Any; 31: Complete | TRUE | TRUE | 0 | 0 | 0 | 0 | 0 | 0 | 0 | 0 | 0 | 0 | 0 | 0 | 0 | 0 |  | 0 | 0 | 0 | 0 | 0 | 0 | 0 | 0 | 0 | 0 | 0 | 0 | 0 | 0 |  | 0 | 0 | 0 | 0 | 0 | 0 | 0 | 0 | 0 | 0 | 0 | 0 | 0 | 0 |  | 0 | 0 | 0 | 0 | 0 | 0 | 0 | 0 | 0 | 0 | 0 | 0 | 0 | 0 |  | FALSE | FALSE | FALSE | FALSE | FALSE | FALSE | FALSE | FALSE | FALSE | FALSE | FALSE | FALSE | FALSE | FALSE | CFLscw-Ext(15w) |  |  | 162 | 1 | [5 empty] | -Ext | (15w) | Any Non-reflector |  | Any Non-reflector | [5 empty] | , Exterior Rated | , 15 Watts | [24 empty] | out of sample
163 | 0 | 10229 | 1002 | Ltg_Lamp | CFLint_lamp | Lighting - Lamps | Integral CFL (screw-in) | CFLscw-Refl-Ext(15w) | IOU-NonDEER |  | CFL Lamp: Reflector, Exterior Rated, 15 Watts | 14: Reflector; 15: Any; 17: 6000; 18: None; 19: 15; 23: Watts; 24: 15; 25: TRUE; 27: Any; 31: Complete | TRUE | TRUE | 0 | 0 | 0 | 0 | 0 | 0 | 0 | 0 | 0 | 0 | 0 | 0 | 0 | 0 |  | 0 | 0 | 0 | 0 | 0 | 0 | 0 | 0 | 0 | 0 | 0 | 0 | 0 | 0 |  | 0 | 0 | 0 | 0 | 0 | 0 | 0 | 0 | 0 | 0 | 0 | 0 | 0 | 0 |  | 0 | 0 | 0 | 0 | 0 | 0 | 0 | 0 | 0 | 0 | 0 | 0 | 0 | 0 |  | FALSE | FALSE | FALSE | FALSE | FALSE | FALSE | FALSE | FALSE | FALSE | FALSE | FALSE | FALSE | FALSE | FALSE | CFLscw-Refl-Ext(15w) |  |  | 163 | 1 | Refl | -Refl |  |  |  | -Ext | (15w) | Reflector |  | Reflector | [5 empty] | , Exterior Rated | , 15 Watts | [25 empty] | R | #REF! | #REF! | #REF! | #REF! | 0.062 | 72.2604
164 | 0 | 10230 | 1002 | Ltg_Lamp | CFLint_lamp | Lighting - Lamps | Integral CFL (screw-in) | CFLscw-Ext(18w) | IOU-NonDEER |  | CFL Lamp: Any Non-reflector, Exterior Rated, 18 Watts | 14: Any; 15: Any; 17: 6000; 18: None; 19: 18; 23: Watts; 24: 18; 25: TRUE; 27: Any; 31: Complete | TRUE | TRUE | 0 | 0 | 0 | 0 | 0 | 0 | 0 | 0 | 0 | 0 | 0 | 0 | 0 | 0 |  | 0 | 0 | 0 | 0 | 0 | 0 | 0 | 0 | 0 | 0 | 0 | 0 | 0 | 0 |  | 0 | 0 | 0 | 0 | 0 | 0 | 0 | 0 | 0 | 0 | 0 | 0 | 0 | 0 |  | 0 | 0 | 0 | 0 | 0 | 0 | 0 | 0 | 0 | 0 | 0 | 0 | 0 | 0 |  | FALSE | FALSE | FALSE | FALSE | FALSE | FALSE | FALSE | FALSE | FALSE | FALSE | FALSE | FALSE | FALSE | FALSE | CFLscw-Ext(18w) |  |  | 164 | 1 | [5 empty] | -Ext | (18w) | Any Non-reflector |  | Any Non-reflector | [5 empty] | , Exterior Rated | , 18 Watts | [24 empty] | out of sample
165 | 0 | 10231 | 1002 | Ltg_Lamp | CFLint_lamp | Lighting - Lamps | Integral CFL (screw-in) | CFLscw-Refl-Ext(18w) | IOU-NonDEER |  | CFL Lamp: Reflector, Exterior Rated, 18 Watts | 14: Reflector; 15: Any; 17: 6000; 18: None; 19: 18; 23: Watts; 24: 18; 25: TRUE; 27: Any; 31: Complete | TRUE | TRUE | 0 | 0 | 0 | 0 | 0 | 0 | 0 | 0 | 0 | 0 | 0 | 0 | 0 | 0 |  | 0 | 0 | 0 | 0 | 0 | 0 | 0 | 0 | 0 | 0 | 0 | 0 | 0 | 0 |  | 0 | 0 | 0 | 0 | 0 | 0 | 0 | 0 | 0 | 0 | 0 | 0 | 0 | 0 |  | 0 | 0 | 0 | 0 | 0 | 0 | 0 | 0 | 0 | 0 | 0 | 0 | 0 | 0 |  | FALSE | FALSE | FALSE | FALSE | FALSE | FALSE | FALSE | FALSE | FALSE | FALSE | FALSE | FALSE | FALSE | FALSE | CFLscw-Refl-Ext(18w) |  |  | 165 | 1 | Refl | -Refl |  |  |  | -Ext | (18w) | Reflector |  | Reflector | [5 empty] | , Exterior Rated | , 18 Watts | [25 empty] | R | #REF! | #REF! | #REF! | #REF! | 0.062 | 72.2604
166 | 0 | 10232 | 1002 | Ltg_Lamp | CFLint_lamp | Lighting - Lamps | Integral CFL (screw-in) | CFLscw-Ext(19w) | IOU-NonDEER |  | CFL Lamp: Any Non-reflector, Exterior Rated, 19 Watts | 14: Any; 15: Any; 17: 6000; 18: None; 19: 19; 23: Watts; 24: 19; 25: TRUE; 27: Any; 31: Complete | TRUE | TRUE | 0 | 0 | 0 | 0 | 0 | 0 | 0 | 0 | 0 | 0 | 0 | 0 | 0 | 0 |  | 0 | 0 | 0 | 0 | 0 | 0 | 0 | 0 | 0 | 0 | 0 | 0 | 0 | 0 |  | 0 | 0 | 0 | 0 | 0 | 0 | 0 | 0 | 0 | 0 | 0 | 0 | 0 | 0 |  | 0 | 0 | 0 | 0 | 0 | 0 | 0 | 0 | 0 | 0 | 0 | 0 | 0 | 0 |  | FALSE | FALSE | FALSE | FALSE | FALSE | FALSE | FALSE | FALSE | FALSE | FALSE | FALSE | FALSE | FALSE | FALSE | CFLscw-Ext(19w) |  |  | 166 | 1 | [5 empty] | -Ext | (19w) | Any Non-reflector |  | Any Non-reflector | [5 empty] | , Exterior Rated | , 19 Watts | [24 empty] | out of sample
167 | 0 | 10233 | 1002 | Ltg_Lamp | CFLint_lamp | Lighting - Lamps | Integral CFL (screw-in) | CFLscw-Ext(20w) | IOU-NonDEER |  | CFL Lamp: Any Non-reflector, Exterior Rated, 20 Watts | 14: Any; 15: Any; 17: 6000; 18: None; 19: 20; 23: Watts; 24: 20; 25: TRUE; 27: Any; 31: Complete | TRUE | TRUE | 0 | 0 | 0 | 0 | 0 | 0 | 0 | 0 | 0 | 0 | 0 | 0 | 0 | 0 |  | 0 | 0 | 0 | 0 | 0 | 0 | 0 | 0 | 0 | 0 | 0 | 0 | 0 | 0 |  | 0 | 0 | 0 | 0 | 0 | 0 | 0 | 0 | 0 | 0 | 0 | 0 | 0 | 0 |  | 0 | 0 | 0 | 0 | 0 | 0 | 0 | 0 | 0 | 0 | 0 | 0 | 0 | 0 |  | FALSE | FALSE | FALSE | FALSE | FALSE | FALSE | FALSE | FALSE | FALSE | FALSE | FALSE | FALSE | FALSE | FALSE | CFLscw-Ext(20w) |  |  | 167 | 1 | [5 empty] | -Ext | (20w) | Any Non-reflector |  | Any Non-reflector | [5 empty] | , Exterior Rated | , 20 Watts | [24 empty] | out of sample
168 | 0 | 10234 | 1002 | Ltg_Lamp | CFLint_lamp | Lighting - Lamps | Integral CFL (screw-in) | CFLscw-Refl-Ext(20w) | IOU-NonDEER |  | CFL Lamp: Reflector, Exterior Rated, 20 Watts | 14: Reflector; 15: Any; 17: 6000; 18: None; 19: 20; 23: Watts; 24: 20; 25: TRUE; 27: Any; 31: Complete | TRUE | TRUE | 0 | 0 | 0 | 0 | 0 | 0 | 0 | 0 | 0 | 0 | 0 | 0 | 0 | 0 |  | 0 | 0 | 0 | 0 | 0 | 0 | 0 | 0 | 0 | 0 | 0 | 0 | 0 | 0 |  | 0 | 0 | 0 | 0 | 0 | 0 | 0 | 0 | 0 | 0 | 0 | 0 | 0 | 0 |  | 0 | 0 | 0 | 0 | 0 | 0 | 0 | 0 | 0 | 0 | 0 | 0 | 0 | 0 |  | FALSE | FALSE | FALSE | FALSE | FALSE | FALSE | FALSE | FALSE | FALSE | FALSE | FALSE | FALSE | FALSE | FALSE | CFLscw-Refl-Ext(20w) |  |  | 168 | 1 | Refl | -Refl |  |  |  | -Ext | (20w) | Reflector |  | Reflector | [5 empty] | , Exterior Rated | , 20 Watts | [25 empty] | R | #REF! | #REF! | #REF! | #REF! | 0.062 | 72.2604
169 | 0 | 10235 | 1002 | Ltg_Lamp | CFLint_lamp | Lighting - Lamps | Integral CFL (screw-in) | CFLscw-Ext(22w) | IOU-NonDEER |  | CFL Lamp: Any Non-reflector, Exterior Rated, 22 Watts | 14: Any; 15: Any; 17: 6000; 18: None; 19: 22; 23: Watts; 24: 22; 25: TRUE; 27: Any; 31: Complete | TRUE | TRUE | 0 | 0 | 0 | 0 | 0 | 0 | 0 | 0 | 0 | 0 | 0 | 0 | 0 | 0 |  | 0 | 0 | 0 | 0 | 0 | 0 | 0 | 0 | 0 | 0 | 0 | 0 | 0 | 0 |  | 0 | 0 | 0 | 0 | 0 | 0 | 0 | 0 | 0 | 0 | 0 | 0 | 0 | 0 |  | 0 | 0 | 0 | 0 | 0 | 0 | 0 | 0 | 0 | 0 | 0 | 0 | 0 | 0 |  | FALSE | FALSE | FALSE | FALSE | FALSE | FALSE | FALSE | FALSE | FALSE | FALSE | FALSE | FALSE | FALSE | FALSE | CFLscw-Ext(22w) |  |  | 169 | 1 | [5 empty] | -Ext | (22w) | Any Non-reflector |  | Any Non-reflector | [5 empty] | , Exterior Rated | , 22 Watts | [24 empty] | out of sample
170 | 0 | 10236 | 1002 | Ltg_Lamp | CFLint_lamp | Lighting - Lamps | Integral CFL (screw-in) | CFLscw-Ext(23w) | IOU-NonDEER |  | CFL Lamp: Any Non-reflector, Exterior Rated, 23 Watts | 14: Any; 15: Any; 17: 6000; 18: None; 19: 23; 23: Watts; 24: 23; 25: TRUE; 27: Any; 31: Complete | TRUE | TRUE | 0 | 0 | 0 | 0 | 0 | 0 | 0 | 0 | 0 | 0 | 0 | 0 | 0 | 0 |  | 0 | 0 | 0 | 0 | 0 | 0 | 0 | 0 | 0 | 0 | 0 | 0 | 0 | 0 |  | 0 | 0 | 0 | 0 | 0 | 0 | 0 | 0 | 0 | 0 | 0 | 0 | 0 | 0 |  | 0 | 0 | 0 | 0 | 0 | 0 | 0 | 0 | 0 | 0 | 0 | 0 | 0 | 0 |  | FALSE | FALSE | FALSE | FALSE | FALSE | FALSE | FALSE | FALSE | FALSE | FALSE | FALSE | FALSE | FALSE | FALSE | CFLscw-Ext(23w) |  |  | 170 | 1 | [5 empty] | -Ext | (23w) | Any Non-reflector |  | Any Non-reflector | [5 empty] | , Exterior Rated | , 23 Watts | [24 empty] | out of sample
171 | 0 | 10237 | 1002 | Ltg_Lamp | CFLint_lamp | Lighting - Lamps | Integral CFL (screw-in) | CFLscw-Ext(24w) | IOU-NonDEER |  | CFL Lamp: Any Non-reflector, Exterior Rated, 24 Watts | 14: Any; 15: Any; 17: 6000; 18: None; 19: 24; 23: Watts; 24: 24; 25: TRUE; 27: Any; 31: Complete | TRUE | TRUE | 0 | 0 | 0 | 0 | 0 | 0 | 0 | 0 | 0 | 0 | 0 | 0 | 0 | 0 |  | 0 | 0 | 0 | 0 | 0 | 0 | 0 | 0 | 0 | 0 | 0 | 0 | 0 | 0 |  | 0 | 0 | 0 | 0 | 0 | 0 | 0 | 0 | 0 | 0 | 0 | 0 | 0 | 0 |  | 0 | 0 | 0 | 0 | 0 | 0 | 0 | 0 | 0 | 0 | 0 | 0 | 0 | 0 |  | FALSE | FALSE | FALSE | FALSE | FALSE | FALSE | FALSE | FALSE | FALSE | FALSE | FALSE | FALSE | FALSE | FALSE | CFLscw-Ext(24w) |  |  | 171 | 1 | [5 empty] | -Ext | (24w) | Any Non-reflector |  | Any Non-reflector | [5 empty] | , Exterior Rated | , 24 Watts | [24 empty] | out of sample
172 | 0 | 10238 | 1002 | Ltg_Lamp | CFLint_lamp | Lighting - Lamps | Integral CFL (screw-in) | CFLscw-Ext(25w) | IOU-NonDEER |  | CFL Lamp: Any Non-reflector, Exterior Rated, 25 Watts | 14: Any; 15: Any; 17: 6000; 18: None; 19: 25; 23: Watts; 24: 25; 25: TRUE; 27: Any; 31: Complete | TRUE | TRUE | 0 | 0 | 0 | 0 | 0 | 0 | 0 | 0 | 0 | 0 | 0 | 0 | 0 | 0 |  | 0 | 0 | 0 | 0 | 0 | 0 | 0 | 0 | 0 | 0 | 0 | 0 | 0 | 0 |  | 0 | 0 | 0 | 0 | 0 | 0 | 0 | 0 | 0 | 0 | 0 | 0 | 0 | 0 |  | 0 | 0 | 0 | 0 | 0 | 0 | 0 | 0 | 0 | 0 | 0 | 0 | 0 | 0 |  | FALSE | FALSE | FALSE | FALSE | FALSE | FALSE | FALSE | FALSE | FALSE | FALSE | FALSE | FALSE | FALSE | FALSE | CFLscw-Ext(25w) |  |  | 172 | 1 | [5 empty] | -Ext | (25w) | Any Non-reflector |  | Any Non-reflector | [5 empty] | , Exterior Rated | , 25 Watts | [24 empty] | out of sample
173 | 0 | 10239 | 1002 | Ltg_Lamp | CFLint_lamp | Lighting - Lamps | Integral CFL (screw-in) | CFLscw-Ext(26w) | IOU-NonDEER |  | CFL Lamp: Any Non-reflector, Exterior Rated, 26 Watts | 14: Any; 15: Any; 17: 6000; 18: None; 19: 26; 23: Watts; 24: 26; 25: TRUE; 27: Any; 31: Complete | TRUE | TRUE | 0 | 0 | 0 | 0 | 0 | 0 | 0 | 0 | 0 | 0 | 0 | 0 | 0 | 0 |  | 0 | 0 | 0 | 0 | 0 | 0 | 0 | 0 | 0 | 0 | 0 | 0 | 0 | 0 |  | 0 | 0 | 0 | 0 | 0 | 0 | 0 | 0 | 0 | 0 | 0 | 0 | 0 | 0 |  | 0 | 0 | 0 | 0 | 0 | 0 | 0 | 0 | 0 | 0 | 0 | 0 | 0 | 0 |  | FALSE | FALSE | FALSE | FALSE | FALSE | FALSE | FALSE | FALSE | FALSE | FALSE | FALSE | FALSE | FALSE | FALSE | CFLscw-Ext(26w) |  |  | 173 | 1 | [5 empty] | -Ext | (26w) | Any Non-reflector |  | Any Non-reflector | [5 empty] | , Exterior Rated | , 26 Watts | [24 empty] | out of sample
174 | 0 | 10240 | 1002 | Ltg_Lamp | CFLint_lamp | Lighting - Lamps | Integral CFL (screw-in) | CFLscw-Ext(27w) | IOU-NonDEER |  | CFL Lamp: Any Non-reflector, Exterior Rated, 27 Watts | 14: Any; 15: Any; 17: 6000; 18: None; 19: 27; 23: Watts; 24: 27; 25: TRUE; 27: Any; 31: Complete | TRUE | TRUE | 0 | 0 | 0 | 0 | 0 | 0 | 0 | 0 | 0 | 0 | 0 | 0 | 0 | 0 |  | 0 | 0 | 0 | 0 | 0 | 0 | 0 | 0 | 0 | 0 | 0 | 0 | 0 | 0 |  | 0 | 0 | 0 | 0 | 0 | 0 | 0 | 0 | 0 | 0 | 0 | 0 | 0 | 0 |  | 0 | 0 | 0 | 0 | 0 | 0 | 0 | 0 | 0 | 0 | 0 | 0 | 0 | 0 |  | FALSE | FALSE | FALSE | FALSE | FALSE | FALSE | FALSE | FALSE | FALSE | FALSE | FALSE | FALSE | FALSE | FALSE | CFLscw-Ext(27w) |  |  | 174 | 1 | [5 empty] | -Ext | (27w) | Any Non-reflector |  | Any Non-reflector | [5 empty] | , Exterior Rated | , 27 Watts | [24 empty] | out of sample
175 | 0 | 10241 | 1002 | Ltg_Lamp | CFLint_lamp | Lighting - Lamps | Integral CFL (screw-in) | CFLscw-Refl(40w) | IOU-NonDEER |  | CFL Lamp: Reflector, 40 Watts | 14: Reflector; 15: Any; 17: 6000; 18: None; 19: 40; 23: Watts; 24: 40; 27: Any; 31: Complete | TRUE | TRUE | 0 | 0 | 0 | 0 | 0 | 0 | 0 | 0 | 0 | 0 | 0 | 0 | 0 | 0 |  | 0 | 0 | 0 | 0 | 0 | 0 | 0 | 0 | 0 | 0 | 0 | 0 | 0 | 0 |  | 0 | 0 | 0 | 0 | 0 | 0 | 0 | 0 | 0 | 0 | 0 | 0 | 0 | 0 |  | 0 | 0 | 0 | 0 | 0 | 0 | 0 | 0 | 0 | 0 | 0 | 0 | 0 | 0 |  | FALSE | FALSE | FALSE | FALSE | FALSE | FALSE | FALSE | FALSE | FALSE | FALSE | FALSE | FALSE | FALSE | FALSE | CFLscw-Refl(40w) |  |  | 175 | 1 | Refl | -Refl |  |  |  |  | (40w) | Reflector |  | Reflector | [6 empty] | , 40 Watts | [24 empty] | out of sample
176 | 0 | 10242 | 1002 | Ltg_Lamp | CFLint_lamp | Lighting - Lamps | Integral CFL (screw-in) | CFLscw-Refl(45w) | IOU-NonDEER |  | CFL Lamp: Reflector, 45 Watts | 14: Reflector; 15: Any; 17: 6000; 18: None; 19: 45; 23: Watts; 24: 45; 27: Any; 31: Complete | TRUE | TRUE | 0 | 0 | 0 | 0 | 0 | 0 | 0 | 0 | 0 | 0 | 0 | 0 | 0 | 0 |  | 0 | 0 | 0 | 0 | 0 | 0 | 0 | 0 | 0 | 0 | 0 | 0 | 0 | 0 |  | 0 | 0 | 0 | 0 | 0 | 0 | 0 | 0 | 0 | 0 | 0 | 0 | 0 | 0 |  | 0 | 0 | 0 | 0 | 0 | 0 | 0 | 0 | 0 | 0 | 0 | 0 | 0 | 0 |  | FALSE | FALSE | FALSE | FALSE | FALSE | FALSE | FALSE | FALSE | FALSE | FALSE | FALSE | FALSE | FALSE | FALSE | CFLscw-Refl(45w) |  |  | 176 | 1 | Refl | -Refl |  |  |  |  | (45w) | Reflector |  | Reflector | [6 empty] | , 45 Watts | [24 empty] | out of sample
177 | 0 | 10243 | 1002 | Ltg_Lamp | CFLint_lamp | Lighting - Lamps | Integral CFL (screw-in) | CFLscw-Circ9(22w) | IOU-NonDEER |  | CFL Lamp: T-9 Circular Tube, 22 Watts | 14: Circ; 15: 9; 17: 6000; 18: None; 19: 22; 23: Watts; 24: 22; 27: Any; 31: Complete | TRUE | TRUE | 0 | 0 | 0 | 0 | 0 | 0 | 0 | 0 | 0 | 0 | 0 | 0 | 0 | 0 |  | 0 | 0 | 0 | 0 | 0 | 0 | 0 | 0 | 0 | 0 | 0 | 0 | 0 | 0 |  | 0 | 0 | 0 | 0 | 0 | 0 | 0 | 0 | 0 | 0 | 0 | 0 | 0 | 0 |  | 0 | 0 | 0 | 0 | 0 | 0 | 0 | 0 | 0 | 0 | 0 | 0 | 0 | 0 |  | FALSE | FALSE | FALSE | FALSE | FALSE | FALSE | FALSE | FALSE | FALSE | FALSE | FALSE | FALSE | FALSE | FALSE | CFLscw-Circ9(22w) |  |  | 177 | 1 | Circ | -Circ9 |  |  |  |  | (22w) | Circular Tube | 9 | T-9 Circular Tube | [6 empty] | , 22 Watts
178 | 0 | 10244 | 1002 | Ltg_Lamp | CFLint_lamp | Lighting - Lamps | Integral CFL (screw-in) | CFLscw-Circ9(26w) | IOU-NonDEER |  | CFL Lamp: T-9 Circular Tube, 26 Watts | 14: Circ; 15: 9; 17: 6000; 18: None; 19: 26; 23: Watts; 24: 26; 27: Any; 31: Complete | TRUE | TRUE | 0 | 0 | 0 | 0 | 0 | 0 | 0 | 0 | 0 | 0 | 0 | 0 | 0 | 0 |  | 0 | 0 | 0 | 0 | 0 | 0 | 0 | 0 | 0 | 0 | 0 | 0 | 0 | 0 |  | 0 | 0 | 0 | 0 | 0 | 0 | 0 | 0 | 0 | 0 | 0 | 0 | 0 | 0 |  | 0 | 0 | 0 | 0 | 0 | 0 | 0 | 0 | 0 | 0 | 0 | 0 | 0 | 0 |  | FALSE | FALSE | FALSE | FALSE | FALSE | FALSE | FALSE | FALSE | FALSE | FALSE | FALSE | FALSE | FALSE | FALSE | CFLscw-Circ9(26w) |  |  | 178 | 1 | Circ | -Circ9 |  |  |  |  | (26w) | Circular Tube | 9 | T-9 Circular Tube | [6 empty] | , 26 Watts
179 | 0 | 10245 | 1002 | Ltg_Lamp | CFLint_lamp | Lighting - Lamps | Integral CFL (screw-in) | CFLscw-Circ9(32w) | IOU-NonDEER |  | CFL Lamp: T-9 Circular Tube, 32 Watts | 14: Circ; 15: 9; 17: 6000; 18: None; 19: 32; 23: Watts; 24: 32; 27: Any; 31: Complete | TRUE | TRUE | 0 | 0 | 0 | 0 | 0 | 0 | 0 | 0 | 0 | 0 | 0 | 0 | 0 | 0 |  | 0 | 0 | 0 | 0 | 0 | 0 | 0 | 0 | 0 | 0 | 0 | 0 | 0 | 0 |  | 0 | 0 | 0 | 0 | 0 | 0 | 0 | 0 | 0 | 0 | 0 | 0 | 0 | 0 |  | 0 | 0 | 0 | 0 | 0 | 0 | 0 | 0 | 0 | 0 | 0 | 0 | 0 | 0 |  | FALSE | FALSE | FALSE | FALSE | FALSE | FALSE | FALSE | FALSE | FALSE | FALSE | FALSE | FALSE | FALSE | FALSE | CFLscw-Circ9(32w) |  |  | 179 | 1 | Circ | -Circ9 |  |  |  |  | (32w) | Circular Tube | 9 | T-9 Circular Tube | [6 empty] | , 32 Watts
180 | 0 | 10246 | 1002 | Ltg_Lamp | CFLint_lamp | Lighting - Lamps | Integral CFL (screw-in) | CFLscw-Circ9(40w) | IOU-NonDEER |  | CFL Lamp: T-9 Circular Tube, 40 Watts | 14: Circ; 15: 9; 17: 6000; 18: None; 19: 40; 23: Watts; 24: 40; 27: Any; 31: Complete | TRUE | TRUE | 0 | 0 | 0 | 0 | 0 | 0 | 0 | 0 | 0 | 0 | 0 | 0 | 0 | 0 |  | 0 | 0 | 0 | 0 | 0 | 0 | 0 | 0 | 0 | 0 | 0 | 0 | 0 | 0 |  | 0 | 0 | 0 | 0 | 0 | 0 | 0 | 0 | 0 | 0 | 0 | 0 | 0 | 0 |  | 0 | 0 | 0 | 0 | 0 | 0 | 0 | 0 | 0 | 0 | 0 | 0 | 0 | 0 |  | FALSE | FALSE | FALSE | FALSE | FALSE | FALSE | FALSE | FALSE | FALSE | FALSE | FALSE | FALSE | FALSE | FALSE | CFLscw-Circ9(40w) |  |  | 180 | 1 | Circ | -Circ9 |  |  |  |  | (40w) | Circular Tube | 9 | T-9 Circular Tube | [6 empty] | , 40 Watts
181 | 0 | 10247 | 1002 | Ltg_Lamp | CFLint_lamp | Lighting - Lamps | Integral CFL (screw-in) | CFLscw-Circ9(55w) | IOU-NonDEER |  | CFL Lamp: T-9 Circular Tube, 55 Watts | 14: Circ; 15: 9; 17: 6000; 18: None; 19: 55; 23: Watts; 24: 55; 27: Any; 31: Complete | TRUE | TRUE | 0 | 0 | 0 | 0 | 0 | 0 | 0 | 0 | 0 | 0 | 0 | 0 | 0 | 0 |  | 0 | 0 | 0 | 0 | 0 | 0 | 0 | 0 | 0 | 0 | 0 | 0 | 0 | 0 |  | 0 | 0 | 0 | 0 | 0 | 0 | 0 | 0 | 0 | 0 | 0 | 0 | 0 | 0 |  | 0 | 0 | 0 | 0 | 0 | 0 | 0 | 0 | 0 | 0 | 0 | 0 | 0 | 0 |  | FALSE | FALSE | FALSE | FALSE | FALSE | FALSE | FALSE | FALSE | FALSE | FALSE | FALSE | FALSE | FALSE | FALSE | CFLscw-Circ9(55w) |  |  | 181 | 1 | Circ | -Circ9 |  |  |  |  | (55w) | Circular Tube | 9 | T-9 Circular Tube | [6 empty] | , 55 Watts
182 | 0 | 10248 | 1002 | Ltg_Lamp | CFLint_lamp | Lighting - Lamps | Integral CFL (screw-in) | CFLscw-3way(13w) | IOU-NonDEER |  | CFL Lamp: Any Non-reflector, 3-Way, 13 Watts | 14: Any; 15: Any; 17: 6000; 18: None; 19: 13; 23: Watts; 24: 13; 27: Any; 28: TRUE; 31: Complete | TRUE | TRUE | 0 | 0 | 0 | 0 | 0 | 0 | 0 | 0 | 0 | 0 | 0 | 0 | 0 | 0 |  | 0 | 0 | 0 | 0 | 0 | 0 | 0 | 0 | 0 | 0 | 0 | 0 | 0 | 0 |  | 0 | 0 | 0 | 0 | 0 | 0 | 0 | 0 | 0 | 0 | 0 | 0 | 0 | 0 |  | 0 | 0 | 0 | 0 | 0 | 0 | 0 | 0 | 0 | 0 | 0 | 0 | 0 | 0 |  | FALSE | FALSE | FALSE | FALSE | FALSE | FALSE | FALSE | FALSE | FALSE | FALSE | FALSE | FALSE | FALSE | FALSE | CFLscw-3way(13w) |  |  | 182 | 1 |  |  |  | -3way |  |  | (13w) | Any Non-reflector |  | Any Non-reflector |  |  | , 3-Way |  |  |  | , 13 Watts | [24 empty] | assumed twister | A | #REF! | #REF! | #REF! | #REF! | 0.07963 | 72.2604
183 | 0 | 10249 | 1002 | Ltg_Lamp | CFLint_lamp | Lighting - Lamps | Integral CFL (screw-in) | CFLscw-CC(3w) | IOU-NonDEER |  | CFL Lamp: Any Non-reflector, Code Cathode, 3 Watts | 14: Any; 15: Any; 17: 6000; 18: None; 19: 3; 23: Watts; 24: 3; 27: Any; 29: CC; 31: Complete | TRUE | TRUE | 0 | 0 | 0 | 0 | 0 | 0 | 0 | 0 | 0 | 0 | 0 | 0 | 0 | 0 |  | 0 | 0 | 0 | 0 | 0 | 0 | 0 | 0 | 0 | 0 | 0 | 0 | 0 | 0 |  | 0 | 0 | 0 | 0 | 0 | 0 | 0 | 0 | 0 | 0 | 0 | 0 | 0 | 0 |  | 0 | 0 | 0 | 0 | 0 | 0 | 0 | 0 | 0 | 0 | 0 | 0 | 0 | 0 |  | FALSE | FALSE | FALSE | FALSE | FALSE | FALSE | FALSE | FALSE | FALSE | FALSE | FALSE | FALSE | FALSE | FALSE | CFLscw-CC(3w) |  |  | 183 | 1 |  |  |  |  | -CC |  | (3w) | Any Non-reflector |  | Any Non-reflector |  |  |  | , Code Cathode |  |  | , 3 Watts | [24 empty] | assumed twister | A | #REF! | #REF! | #REF! | #REF! | 0.07963 | 72.2604 | PRC: these should not be included
184 | 0 | 10250 | 1002 | Ltg_Lamp | CFLint_lamp | Lighting - Lamps | Integral CFL (screw-in) | CFLscw-CC(5w) | IOU-NonDEER |  | CFL Lamp: Any Non-reflector, Code Cathode, 5 Watts | 14: Any; 15: Any; 17: 6000; 18: None; 19: 5; 23: Watts; 24: 5; 27: Any; 29: CC; 31: Complete | TRUE | TRUE | 0 | 0 | 0 | 0 | 0 | 0 | 0 | 0 | 0 | 0 | 0 | 0 | 0 | 0 |  | 0 | 0 | 0 | 0 | 0 | 0 | 0 | 0 | 0 | 0 | 0 | 0 | 0 | 0 |  | 0 | 0 | 0 | 0 | 0 | 0 | 0 | 0 | 0 | 0 | 0 | 0 | 0 | 0 |  | 0 | 0 | 0 | 0 | 0 | 0 | 0 | 0 | 0 | 0 | 0 | 0 | 0 | 0 |  | FALSE | FALSE | FALSE | FALSE | FALSE | FALSE | FALSE | FALSE | FALSE | FALSE | FALSE | FALSE | FALSE | FALSE | CFLscw-CC(5w) |  |  | 184 | 1 |  |  |  |  | -CC |  | (5w) | Any Non-reflector |  | Any Non-reflector |  |  |  | , Code Cathode |  |  | , 5 Watts | [24 empty] | assumed twister | A | #REF! | #REF! | #REF! | #REF! | 0.07963 | 72.2604
185 | 0 | 10251 | 1002 | Ltg_Lamp | CFLint_lamp | Lighting - Lamps | Integral CFL (screw-in) | CFLscw-CC(8w) | IOU-NonDEER |  | CFL Lamp: Any Non-reflector, Code Cathode, 8 Watts | 14: Any; 15: Any; 17: 6000; 18: None; 19: 8; 23: Watts; 24: 8; 27: Any; 29: CC; 31: Complete | TRUE | TRUE | 0 | 0 | 0 | 0 | 0 | 0 | 0 | 0 | 0 | 0 | 0 | 0 | 0 | 0 |  | 0 | 0 | 0 | 0 | 0 | 0 | 0 | 0 | 0 | 0 | 0 | 0 | 0 | 0 |  | 0 | 0 | 0 | 0 | 0 | 0 | 0 | 0 | 0 | 0 | 0 | 0 | 0 | 0 |  | 0 | 0 | 0 | 0 | 0 | 0 | 0 | 0 | 0 | 0 | 0 | 0 | 0 | 0 |  | FALSE | FALSE | FALSE | FALSE | FALSE | FALSE | FALSE | FALSE | FALSE | FALSE | FALSE | FALSE | FALSE | FALSE | CFLscw-CC(8w) |  |  | 185 | 1 |  |  |  |  | -CC |  | (8w) | Any Non-reflector |  | Any Non-reflector |  |  |  | , Code Cathode |  |  | , 8 Watts | [24 empty] | assumed twister | A | #REF! | #REF! | #REF! | #REF! | 0.07963 | 72.2604
186 | 0 | 10252 | 1002 | Ltg_Lamp | CFLint_lamp | Lighting - Lamps | Integral CFL (screw-in) | CFLscw-Circ9-Ext(22w) | IOU-NonDEER |  | CFL Lamp: T-9 Circular Tube, Exterior Rated, 22 Watts | 14: Circ; 15: 9; 17: 6000; 18: None; 19: 22; 23: Watts; 24: 22; 25: TRUE; 27: Any; 31: Complete | TRUE | TRUE | 0 | 0 | 0 | 0 | 0 | 0 | 0 | 0 | 0 | 0 | 0 | 0 | 0 | 0 |  | 0 | 0 | 0 | 0 | 0 | 0 | 0 | 0 | 0 | 0 | 0 | 0 | 0 | 0 |  | 0 | 0 | 0 | 0 | 0 | 0 | 0 | 0 | 0 | 0 | 0 | 0 | 0 | 0 |  | 0 | 0 | 0 | 0 | 0 | 0 | 0 | 0 | 0 | 0 | 0 | 0 | 0 | 0 |  | FALSE | FALSE | FALSE | FALSE | FALSE | FALSE | FALSE | FALSE | FALSE | FALSE | FALSE | FALSE | FALSE | FALSE | CFLscw-Circ9-Ext(22w) |  |  | 186 | 1 | Circ | -Circ9 |  |  |  | -Ext | (22w) | Circular Tube | 9 | T-9 Circular Tube | [5 empty] | , Exterior Rated | , 22 Watts
187 | 0 | 10253 | 1002 | Ltg_Lamp | CFLint_lamp | Lighting - Lamps | Integral CFL (screw-in) | CFLscw-Candle(22w) | IOU-NonDEER |  | CFL Lamp: Candelabra, 22 Watts | 14: Candle; 15: Any; 17: 6000; 18: None; 19: 22; 23: Watts; 24: 22; 27: Any; 31: Complete | TRUE | TRUE | 0 | 0 | 0 | 0 | 0 | 0 | 0 | 0 | 0 | 0 | 0 | 0 | 0 | 0 |  | 0 | 0 | 0 | 0 | 0 | 0 | 0 | 0 | 0 | 0 | 0 | 0 | 0 | 0 |  | 0 | 0 | 0 | 0 | 0 | 0 | 0 | 0 | 0 | 0 | 0 | 0 | 0 | 0 |  | 0 | 0 | 0 | 0 | 0 | 0 | 0 | 0 | 0 | 0 | 0 | 0 | 0 | 0 |  | FALSE | FALSE | FALSE | FALSE | FALSE | FALSE | FALSE | FALSE | FALSE | FALSE | FALSE | FALSE | FALSE | FALSE | CFLscw-Candle(22w) |  |  | 187 | 1 | Candle | -Candle |  |  |  |  | (22w) | Candelabra |  | Candelabra | [6 empty] | , 22 Watts | [24 empty] | out of sample
188 | 0 | 10254 | 1002 | Ltg_Lamp | CFLint_lamp | Lighting - Lamps | Integral CFL (screw-in) | CFLscw-A(22w) | IOU-NonDEER |  | CFL Lamp: A-lamp, 22 Watts | 14: A; 15: Any; 17: 6000; 18: None; 19: 22; 23: Watts; 24: 22; 27: Any; 31: Complete | TRUE | TRUE | 0 | 0 | 0 | 0 | 0 | 0 | 0 | 0 | 0 | 0 | 0 | 0 | 0 | 0 |  | 0 | 0 | 0 | 0 | 0 | 0 | 0 | 0 | 0 | 0 | 0 | 0 | 0 | 0 |  | 0 | 0 | 0 | 0 | 0 | 0 | 0 | 0 | 0 | 0 | 0 | 0 | 0 | 0 |  | 0 | 0 | 0 | 0 | 0 | 0 | 0 | 0 | 0 | 0 | 0 | 0 | 0 | 0 |  | FALSE | FALSE | FALSE | FALSE | FALSE | FALSE | FALSE | FALSE | FALSE | FALSE | FALSE | FALSE | FALSE | FALSE | CFLscw-A(22w) |  |  | 188 | 1 | A | -A |  |  |  |  | (22w) | A-lamp |  | A-lamp | [6 empty] | , 22 Watts | [25 empty] | A | #REF! | #REF! | #REF! | #REF! | 0.07963 | 72.2604
189 | 0 | 10255 | 1002 | Ltg_Lamp | CFLint_lamp | Lighting - Lamps | Integral CFL (screw-in) | CFLscw-Glb(22w) | IOU-NonDEER |  | CFL Lamp: Globe, 22 Watts | 14: Glb; 15: Any; 17: 6000; 18: None; 19: 22; 23: Watts; 24: 22; 27: Any; 31: Complete | TRUE | TRUE | 0 | 0 | 0 | 0 | 0 | 0 | 0 | 0 | 0 | 0 | 0 | 0 | 0 | 0 |  | 0 | 0 | 0 | 0 | 0 | 0 | 0 | 0 | 0 | 0 | 0 | 0 | 0 | 0 |  | 0 | 0 | 0 | 0 | 0 | 0 | 0 | 0 | 0 | 0 | 0 | 0 | 0 | 0 |  | 0 | 0 | 0 | 0 | 0 | 0 | 0 | 0 | 0 | 0 | 0 | 0 | 0 | 0 |  | FALSE | FALSE | FALSE | FALSE | FALSE | FALSE | FALSE | FALSE | FALSE | FALSE | FALSE | FALSE | FALSE | FALSE | CFLscw-Glb(22w) |  |  | 189 | 1 | Glb | -Glb |  |  |  |  | (22w) | Globe |  | Globe | [6 empty] | , 22 Watts | [25 empty] | G | #REF! | #REF! | #REF! | #REF! | 0.05 | 72.2604
190 | 0 | 10256 | 1002 | Ltg_Lamp | CFLint_lamp | Lighting - Lamps | Integral CFL (screw-in) | CFLscw-Dim(10w) | IOU-NonDEER |  | CFL Lamp: Any Non-reflector, Dimmable, 10 Watts | 14: Any; 15: Any; 17: 6000; 18: Yes; 19: 10; 23: Watts; 24: 10; 27: Any; 31: Complete | TRUE | TRUE | 0 | 0 | 0 | 0 | 0 | 0 | 0 | 0 | 0 | 0 | 0 | 0 | 0 | 0 |  | 0 | 0 | 0 | 0 | 0 | 0 | 0 | 0 | 0 | 0 | 0 | 0 | 0 | 0 |  | 0 | 0 | 0 | 0 | 0 | 0 | 0 | 0 | 0 | 0 | 0 | 0 | 0 | 0 |  | 0 | 0 | 0 | 0 | 0 | 0 | 0 | 0 | 0 | 0 | 0 | 0 | 0 | 0 |  | FALSE | FALSE | FALSE | FALSE | FALSE | FALSE | FALSE | FALSE | FALSE | FALSE | FALSE | FALSE | FALSE | FALSE | CFLscw-Dim(10w) |  |  | 190 | 1 |  |  |  | -Dim |  |  | (10w) | Any Non-reflector |  | Any Non-reflector |  | , Dimmable |  |  |  |  | , 10 Watts | [24 empty] | assumed twister | A | #REF! | #REF! | #REF! | #REF! | 0.07963 | 72.2604
191 | 0 | 10257 | 1002 | Ltg_Lamp | CFLint_lamp | Lighting - Lamps | Integral CFL (screw-in) | CFLscw-Dim(11w) | IOU-NonDEER |  | CFL Lamp: Any Non-reflector, Dimmable, 11 Watts | 14: Any; 15: Any; 17: 6000; 18: Yes; 19: 11; 23: Watts; 24: 11; 27: Any; 31: Complete | TRUE | TRUE | 0 | 0 | 0 | 0 | 0 | 0 | 0 | 0 | 0 | 0 | 0 | 0 | 0 | 0 |  | 0 | 0 | 0 | 0 | 0 | 0 | 0 | 0 | 0 | 0 | 0 | 0 | 0 | 0 |  | 0 | 0 | 0 | 0 | 0 | 0 | 0 | 0 | 0 | 0 | 0 | 0 | 0 | 0 |  | 0 | 0 | 0 | 0 | 0 | 0 | 0 | 0 | 0 | 0 | 0 | 0 | 0 | 0 |  | FALSE | FALSE | FALSE | FALSE | FALSE | FALSE | FALSE | FALSE | FALSE | FALSE | FALSE | FALSE | FALSE | FALSE | CFLscw-Dim(11w) |  |  | 191 | 1 |  |  |  | -Dim |  |  | (11w) | Any Non-reflector |  | Any Non-reflector |  | , Dimmable |  |  |  |  | , 11 Watts | [24 empty] | assumed twister | A | #REF! | #REF! | #REF! | #REF! | 0.07963 | 72.2604
192 | 0 | 10258 | 1002 | Ltg_Lamp | CFLint_lamp | Lighting - Lamps | Integral CFL (screw-in) | CFLscw-Dim(19w) | IOU-NonDEER |  | CFL Lamp: Any Non-reflector, Dimmable, 19 Watts | 14: Any; 15: Any; 17: 6000; 18: Yes; 19: 19; 23: Watts; 24: 19; 27: Any; 31: Complete | TRUE | TRUE | 0 | 0 | 0 | 0 | 0 | 0 | 0 | 0 | 0 | 0 | 0 | 0 | 0 | 0 |  | 0 | 0 | 0 | 0 | 0 | 0 | 0 | 0 | 0 | 0 | 0 | 0 | 0 | 0 |  | 0 | 0 | 0 | 0 | 0 | 0 | 0 | 0 | 0 | 0 | 0 | 0 | 0 | 0 |  | 0 | 0 | 0 | 0 | 0 | 0 | 0 | 0 | 0 | 0 | 0 | 0 | 0 | 0 |  | FALSE | FALSE | FALSE | FALSE | FALSE | FALSE | FALSE | FALSE | FALSE | FALSE | FALSE | FALSE | FALSE | FALSE | CFLscw-Dim(19w) |  |  | 192 | 1 |  |  |  | -Dim |  |  | (19w) | Any Non-reflector |  | Any Non-reflector |  | , Dimmable |  |  |  |  | , 19 Watts | [24 empty] | assumed twister | A | #REF! | #REF! | #REF! | #REF! | 0.07963 | 72.2604
193 | 0 | 10259 | 1002 | Ltg_Lamp | CFLint_lamp | Lighting - Lamps | Integral CFL (screw-in) | CFLscw-Refl-Ext(30w) | IOU-NonDEER |  | CFL Lamp: Reflector, Exterior Rated, 30 Watts | Reflector | Any | 82 | 6000 | None | 30 |  |  |  | Watts | 30 | TRUE |  | Any |  |  |  | Complete | TRUE | TRUE | 0 | 0 | 0 | 0 | 0 | 0 | 0 | 0 | 0 | 0 | 0 | 0 | 0 | 0 |  | 0 | 0 | 0 | 0 | 0 | 0 | 0 | 0 | 0 | 0 | 0 | 0 | 0 | 0 |  | 0 | 0 | 0 | 0 | 0 | 0 | 0 | 0 | 0 | 0 | 0 | 0 | 0 | 0 |  | 0 | 0 | 0 | 0 | 0 | 0 | 0 | 0 | 0 | 0 | 0 | 0 | 0 | 0 |  | FALSE | FALSE | FALSE | FALSE | FALSE | FALSE | FALSE | FALSE | FALSE | FALSE | FALSE | FALSE | FALSE | FALSE | CFLscw-Refl-Ext(30w) |  |  | 193 | 1 | Refl | -Refl |  |  |  | -Ext | (30w) | Reflector |  | Reflector | [5 empty] | , Exterior Rated | , 30 Watts | [24 empty] | out of sample
194 | 0 | 10260 | 1002 | Ltg_Lamp | CFLint_lamp | Lighting - Lamps | Integral CFL (screw-in) | CFLscw-Ext(40w) | IOU-NonDEER |  | CFL Lamp: Non-Reflector, Exterior Rated, 40 Watts | NonReflector | Any | 82 | 6000 | None | 40 |  |  |  | Watts | 40 | TRUE |  | Any |  |  |  | Complete | TRUE | TRUE | 0 | 0 | 0 | 0 | 0 | 0 | 0 | 0 | 0 | 0 | 0 | 0 | 0 | 0 |  | 0 | 0 | 0 | 0 | 0 | 0 | 0 | 0 | 0 | 0 | 0 | 0 | 0 | 0 |  | 0 | 0 | 0 | 0 | 0 | 0 | 0 | 0 | 0 | 0 | 0 | 0 | 0 | 0 |  | 0 | 0 | 0 | 0 | 0 | 0 | 0 | 0 | 0 | 0 | 0 | 0 | 0 | 0 |  | FALSE | FALSE | FALSE | FALSE | FALSE | FALSE | FALSE | FALSE | FALSE | FALSE | FALSE | FALSE | FALSE | FALSE | CFLscw-Ext(40w) |  |  | 194 | 1 | [5 empty] | -Ext | (40w) | Non-Reflector |  | Non-Reflector | [5 empty] | , Exterior Rated | , 40 Watts | [24 empty] | out of sample
195 | 0 | 10261 | 1002 | Ltg_Lamp | CFLint_lamp | Lighting - Lamps | Integral CFL (screw-in) | CFLscw-Ext(42w) | IOU-NonDEER |  | CFL Lamp: Non-Reflector, Exterior Rated, 42 Watts | NonReflector | Any | 82 | 6000 | None | 42 |  |  |  | Watts | 42 | TRUE |  | Any |  |  |  | Complete | TRUE | TRUE | 0 | 0 | 0 | 0 | 0 | 0 | 0 | 0 | 0 | 0 | 0 | 0 | 0 | 0 |  | 0 | 0 | 0 | 0 | 0 | 0 | 0 | 0 | 0 | 0 | 0 | 0 | 0 | 0 |  | 0 | 0 | 0 | 0 | 0 | 0 | 0 | 0 | 0 | 0 | 0 | 0 | 0 | 0 |  | 0 | 0 | 0 | 0 | 0 | 0 | 0 | 0 | 0 | 0 | 0 | 0 | 0 | 0 |  | FALSE | FALSE | FALSE | FALSE | FALSE | FALSE | FALSE | FALSE | FALSE | FALSE | FALSE | FALSE | FALSE | FALSE | CFLscw-Ext(42w) |  |  | 195 | 1 | [5 empty] | -Ext | (42w) | Non-Reflector |  | Non-Reflector | [5 empty] | , Exterior Rated | , 42 Watts | [24 empty] | out of sample
196 | 0 | 10262 | 1002 | Ltg_Lamp | CFLint_lamp | Lighting - Lamps | Integral CFL (screw-in) | CFLscw-Ext(60w) | IOU-NonDEER |  | CFL Lamp: Non-Reflector, Exterior Rated, 60 Watts | NonReflector | Any | 82 | 6000 | None | 60 |  |  |  | Watts | 60 | TRUE |  | Any |  |  |  | Complete | TRUE | TRUE | 0 | 0 | 0 | 0 | 0 | 0 | 0 | 0 | 0 | 0 | 0 | 0 | 0 | 0 |  | 0 | 0 | 0 | 0 | 0 | 0 | 0 | 0 | 0 | 0 | 0 | 0 | 0 | 0 |  | 0 | 0 | 0 | 0 | 0 | 0 | 0 | 0 | 0 | 0 | 0 | 0 | 0 | 0 |  | 0 | 0 | 0 | 0 | 0 | 0 | 0 | 0 | 0 | 0 | 0 | 0 | 0 | 0 |  | FALSE | FALSE | FALSE | FALSE | FALSE | FALSE | FALSE | FALSE | FALSE | FALSE | FALSE | FALSE | FALSE | FALSE | CFLscw-Ext(60w) |  |  | 196 | 1 | [5 empty] | -Ext | (60w) | Non-Reflector |  | Non-Reflector | [5 empty] | , Exterior Rated | , 60 Watts | [24 empty] | out of sample
197 | 0 | 10263 | 1002 | Ltg_Lamp | CFLint_lamp | Lighting - Lamps | Integral CFL (screw-in) | CFLscw-Ext(80w) | IOU-NonDEER |  | CFL Lamp: Non-Reflector, Exterior Rated, 80 Watts | NonReflector | Any | 82 | 6000 | None | 80 |  |  |  | Watts | 80 | TRUE |  | Any |  |  |  | Complete | TRUE | TRUE | 0 | 0 | 0 | 0 | 0 | 0 | 0 | 0 | 0 | 0 | 0 | 0 | 0 | 0 |  | 0 | 0 | 0 | 0 | 0 | 0 | 0 | 0 | 0 | 0 | 0 | 0 | 0 | 0 |  | 0 | 0 | 0 | 0 | 0 | 0 | 0 | 0 | 0 | 0 | 0 | 0 | 0 | 0 |  | 0 | 0 | 0 | 0 | 0 | 0 | 0 | 0 | 0 | 0 | 0 | 0 | 0 | 0 |  | FALSE | FALSE | FALSE | FALSE | FALSE | FALSE | FALSE | FALSE | FALSE | FALSE | FALSE | FALSE | FALSE | FALSE | CFLscw-Ext(80w) |  |  | 197 | 1 | [5 empty] | -Ext | (80w) | Non-Reflector |  | Non-Reflector | [5 empty] | , Exterior Rated | , 80 Watts | [24 empty] | out of sample
198 | 0 | 10264 | 1002 | Ltg_Lamp | CFLint_lamp | Lighting - Lamps | Integral CFL (screw-in) | CFLscw-Ext(100w) | IOU-NonDEER |  | CFL Lamp: Non-Reflector, Exterior Rated, 100 Watts | NonReflector | Any | 82 | 6000 | None | 100 |  |  |  | Watts | 100 | TRUE |  | Any |  |  |  | Complete | TRUE | TRUE | 0 | 0 | 0 | 0 | 0 | 0 | 0 | 0 | 0 | 0 | 0 | 0 | 0 | 0 |  | 0 | 0 | 0 | 0 | 0 | 0 | 0 | 0 | 0 | 0 | 0 | 0 | 0 | 0 |  | 0 | 0 | 0 | 0 | 0 | 0 | 0 | 0 | 0 | 0 | 0 | 0 | 0 | 0 |  | 0 | 0 | 0 | 0 | 0 | 0 | 0 | 0 | 0 | 0 | 0 | 0 | 0 | 0 |  | FALSE | FALSE | FALSE | FALSE | FALSE | FALSE | FALSE | FALSE | FALSE | FALSE | FALSE | FALSE | FALSE | FALSE | CFLscw-Ext(100w) |  |  | 198 | 1 | [5 empty] | -Ext | (100w) | Non-Reflector |  | Non-Reflector | [5 empty] | , Exterior Rated | , 100 Watts | [24 empty] | out of sample
199 | 0 | 10265 | 1002 | Ltg_Lamp | CFLint_lamp | Lighting - Lamps | Integral CFL (screw-in) | CFLscw-Ext(150w) | IOU-NonDEER |  | CFL Lamp: Non-Reflector, Exterior Rated, 150 Watts | NonReflector | Any | 82 | 6000 | None | 150 |  |  |  | Watts | 150 | TRUE |  | Any |  |  |  | Complete | TRUE | TRUE | 0 | 0 | 0 | 0 | 0 | 0 | 0 | 0 | 0 | 0 | 0 | 0 | 0 | 0 |  | 0 | 0 | 0 | 0 | 0 | 0 | 0 | 0 | 0 | 0 | 0 | 0 | 0 | 0 |  | 0 | 0 | 0 | 0 | 0 | 0 | 0 | 0 | 0 | 0 | 0 | 0 | 0 | 0 |  | 0 | 0 | 0 | 0 | 0 | 0 | 0 | 0 | 0 | 0 | 0 | 0 | 0 | 0 |  | FALSE | FALSE | FALSE | FALSE | FALSE | FALSE | FALSE | FALSE | FALSE | FALSE | FALSE | FALSE | FALSE | FALSE | CFLscw-Ext(150w) |  |  | 199 | 1 | [5 empty] | -Ext | (150w) | Non-Reflector |  | Non-Reflector | [5 empty] | , Exterior Rated | , 150 Watts | [24 empty] | out of sample
200 | 0 | 10266 | 1002 | Ltg_Lamp | CFLint_lamp | Lighting - Lamps | Integral CFL (screw-in) | CFLscw-Candle(7w) | IOU-NonDEER |  | CFL Lamp: Candelabra, 7 Watts | 14: Candle; 15: Any; 17: 6000; 18: None; 19: 7; 23: Watts; 24: 7; 27: Any; 31: Complete | TRUE | TRUE | 0 | 0 | 0 | 0 | 0 | 0 | 0 | 0 | 0 | 0 | 0 | 0 | 0 | 0 |  | 0 | 0 | 0 | 0 | 0 | 0 | 0 | 0 | 0 | 0 | 0 | 0 | 0 | 0 |  | 0 | 0 | 0 | 0 | 0 | 0 | 0 | 0 | 0 | 0 | 0 | 0 | 0 | 0 |  | 0 | 0 | 0 | 0 | 0 | 0 | 0 | 0 | 0 | 0 | 0 | 0 | 0 | 0 |  | FALSE | FALSE | FALSE | FALSE | FALSE | FALSE | FALSE | FALSE | FALSE | FALSE | FALSE | FALSE | FALSE | FALSE | CFLscw-Candle(7w) |  |  | 200 | 1 | Candle | -Candle |  |  |  |  | (7w) | Candelabra |  | Candelabra | [6 empty] | , 7 Watts | [25 empty] | T | #REF! | #REF! | #REF! | #REF! | 0.07963 | 72.2604
201 | 0 | 10267 | 1002 | Ltg_Lamp | CFLint_lamp | Lighting - Lamps | Integral CFL (screw-in) | CFLscw-Candle(8w) | IOU-NonDEER |  | CFL Lamp: Candelabra, 8 Watts | 14: Candle; 15: Any; 17: 6000; 18: None; 19: 8; 23: Watts; 24: 8; 27: Any; 31: Complete | TRUE | TRUE | 0 | 0 | 0 | 0 | 0 | 0 | 0 | 0 | 0 | 0 | 0 | 0 | 0 | 0 |  | 0 | 0 | 0 | 0 | 0 | 0 | 0 | 0 | 0 | 0 | 0 | 0 | 0 | 0 |  | 0 | 0 | 0 | 0 | 0 | 0 | 0 | 0 | 0 | 0 | 0 | 0 | 0 | 0 |  | 0 | 0 | 0 | 0 | 0 | 0 | 0 | 0 | 0 | 0 | 0 | 0 | 0 | 0 |  | FALSE | FALSE | FALSE | FALSE | FALSE | FALSE | FALSE | FALSE | FALSE | FALSE | FALSE | FALSE | FALSE | FALSE | CFLscw-Candle(8w) |  |  | 201 | 1 | Candle | -Candle |  |  |  |  | (8w) | Candelabra |  | Candelabra | [6 empty] | , 8 Watts | [25 empty] | T | #REF! | #REF! | #REF! | #REF! | 0.07963 | 72.2604
202 | 0 | 10268 | 1002 | Ltg_Lamp | CFLint_lamp | Lighting - Lamps | Integral CFL (screw-in) | CFLscw-Candle(9w) | IOU-NonDEER |  | CFL Lamp: Candelabra, 9 Watts | 14: Candle; 15: Any; 17: 6000; 18: None; 19: 9; 23: Watts; 24: 9; 27: Any; 31: Complete | TRUE | TRUE | 0 | 0 | 0 | 0 | 0 | 0 | 0 | 0 | 0 | 0 | 0 | 0 | 0 | 0 |  | 0 | 0 | 0 | 0 | 0 | 0 | 0 | 0 | 0 | 0 | 0 | 0 | 0 | 0 |  | 0 | 0 | 0 | 0 | 0 | 0 | 0 | 0 | 0 | 0 | 0 | 0 | 0 | 0 |  | 0 | 0 | 0 | 0 | 0 | 0 | 0 | 0 | 0 | 0 | 0 | 0 | 0 | 0 |  | FALSE | FALSE | FALSE | FALSE | FALSE | FALSE | FALSE | FALSE | FALSE | FALSE | FALSE | FALSE | FALSE | FALSE | CFLscw-Candle(9w) |  |  | 202 | 1 | Candle | -Candle |  |  |  |  | (9w) | Candelabra |  | Candelabra | [6 empty] | , 9 Watts | [25 empty] | T | #REF! | #REF! | #REF! | #REF! | 0.07963 | 72.2604
203 | 0 | 10269 | 1002 | Ltg_Lamp | CFLint_lamp | Lighting - Lamps | Integral CFL (screw-in) | CFLscw-Candle(10w) | IOU-NonDEER |  | CFL Lamp: Candelabra, 10 Watts | 14: Candle; 15: Any; 17: 6000; 18: None; 19: 10; 23: Watts; 24: 10; 27: Any; 31: Complete | TRUE | TRUE | 0 | 0 | 0 | 0 | 0 | 0 | 0 | 0 | 0 | 0 | 0 | 0 | 0 | 0 |  | 0 | 0 | 0 | 0 | 0 | 0 | 0 | 0 | 0 | 0 | 0 | 0 | 0 | 0 |  | 0 | 0 | 0 | 0 | 0 | 0 | 0 | 0 | 0 | 0 | 0 | 0 | 0 | 0 |  | 0 | 0 | 0 | 0 | 0 | 0 | 0 | 0 | 0 | 0 | 0 | 0 | 0 | 0 |  | FALSE | FALSE | FALSE | FALSE | FALSE | FALSE | FALSE | FALSE | FALSE | FALSE | FALSE | FALSE | FALSE | FALSE | CFLscw-Candle(10w) |  |  | 203 | 1 | Candle | -Candle |  |  |  |  | (10w) | Candelabra |  | Candelabra | [6 empty] | , 10 Watts | [25 empty] | T | #REF! | #REF! | #REF! | #REF! | 0.07963 | 72.2604
204 | 0 | 10270 | 1002 | Ltg_Lamp | CFLint_lamp | Lighting - Lamps | Integral CFL (screw-in) | CFLscw-Candle(11w) | IOU-NonDEER |  | CFL Lamp: Candelabra, 11 Watts | 14: Candle; 15: Any; 17: 6000; 18: None; 19: 11; 23: Watts; 24: 11; 27: Any; 31: Complete | TRUE | TRUE | 0 | 0 | 0 | 0 | 0 | 0 | 0 | 0 | 0 | 0 | 0 | 0 | 0 | 0 |  | 0 | 0 | 0 | 0 | 0 | 0 | 0 | 0 | 0 | 0 | 0 | 0 | 0 | 0 |  | 0 | 0 | 0 | 0 | 0 | 0 | 0 | 0 | 0 | 0 | 0 | 0 | 0 | 0 |  | 0 | 0 | 0 | 0 | 0 | 0 | 0 | 0 | 0 | 0 | 0 | 0 | 0 | 0 |  | FALSE | FALSE | FALSE | FALSE | FALSE | FALSE | FALSE | FALSE | FALSE | FALSE | FALSE | FALSE | FALSE | FALSE | CFLscw-Candle(11w) |  |  | 204 | 1 | Candle | -Candle |  |  |  |  | (11w) | Candelabra |  | Candelabra | [6 empty] | , 11 Watts | [25 empty] | T | #REF! | #REF! | #REF! | #REF! | 0.07963 | 72.2604
205 | 0 | 10271 | 1002 | Ltg_Lamp | CFLint_lamp | Lighting - Lamps | Integral CFL (screw-in) | CFLscw-Candle(12w) | IOU-NonDEER |  | CFL Lamp: Candelabra, 12 Watts | 14: Candle; 15: Any; 17: 6000; 18: None; 19: 12; 23: Watts; 24: 12; 27: Any; 31: Complete | TRUE | TRUE | 0 | 0 | 0 | 0 | 0 | 0 | 0 | 0 | 0 | 0 | 0 | 0 | 0 | 0 |  | 0 | 0 | 0 | 0 | 0 | 0 | 0 | 0 | 0 | 0 | 0 | 0 | 0 | 0 |  | 0 | 0 | 0 | 0 | 0 | 0 | 0 | 0 | 0 | 0 | 0 | 0 | 0 | 0 |  | 0 | 0 | 0 | 0 | 0 | 0 | 0 | 0 | 0 | 0 | 0 | 0 | 0 | 0 |  | FALSE | FALSE | FALSE | FALSE | FALSE | FALSE | FALSE | FALSE | FALSE | FALSE | FALSE | FALSE | FALSE | FALSE | CFLscw-Candle(12w) |  |  | 205 | 1 | Candle | -Candle |  |  |  |  | (12w) | Candelabra |  | Candelabra | [6 empty] | , 12 Watts | [25 empty] | T | #REF! | #REF! | #REF! | #REF! | 0.07963 | 72.2604
206 | 0 | 10272 | 1002 | Ltg_Lamp | CFLint_lamp | Lighting - Lamps | Integral CFL (screw-in) | CFLscw-Candle(13w) | IOU-NonDEER |  | CFL Lamp: Candelabra, 13 Watts | 14: Candle; 15: Any; 17: 6000; 18: None; 19: 13; 23: Watts; 24: 13; 27: Any; 31: Complete | TRUE | TRUE | 0 | 0 | 0 | 0 | 0 | 0 | 0 | 0 | 0 | 0 | 0 | 0 | 0 | 0 |  | 0 | 0 | 0 | 0 | 0 | 0 | 0 | 0 | 0 | 0 | 0 | 0 | 0 | 0 |  | 0 | 0 | 0 | 0 | 0 | 0 | 0 | 0 | 0 | 0 | 0 | 0 | 0 | 0 |  | 0 | 0 | 0 | 0 | 0 | 0 | 0 | 0 | 0 | 0 | 0 | 0 | 0 | 0 |  | FALSE | FALSE | FALSE | FALSE | FALSE | FALSE | FALSE | FALSE | FALSE | FALSE | FALSE | FALSE | FALSE | FALSE | CFLscw-Candle(13w) |  |  | 206 | 1 | Candle | -Candle |  |  |  |  | (13w) | Candelabra |  | Candelabra | [6 empty] | , 13 Watts | [25 empty] | T | #REF! | #REF! | #REF! | #REF! | 0.07963 | 72.2604
207 | 0 | 10273 | 1002 | Ltg_Lamp | CFLint_lamp | Lighting - Lamps | Integral CFL (screw-in) | CFLscw-Candle(14w) | IOU-NonDEER |  | CFL Lamp: Candelabra, 14 Watts | 14: Candle; 15: Any; 17: 6000; 18: None; 19: 14; 23: Watts; 24: 14; 27: Any; 31: Complete | TRUE | TRUE | 0 | 0 | 0 | 0 | 0 | 0 | 0 | 0 | 0 | 0 | 0 | 0 | 0 | 0 |  | 0 | 0 | 0 | 0 | 0 | 0 | 0 | 0 | 0 | 0 | 0 | 0 | 0 | 0 |  | 0 | 0 | 0 | 0 | 0 | 0 | 0 | 0 | 0 | 0 | 0 | 0 | 0 | 0 |  | 0 | 0 | 0 | 0 | 0 | 0 | 0 | 0 | 0 | 0 | 0 | 0 | 0 | 0 |  | FALSE | FALSE | FALSE | FALSE | FALSE | FALSE | FALSE | FALSE | FALSE | FALSE | FALSE | FALSE | FALSE | FALSE | CFLscw-Candle(14w) |  |  | 207 | 1 | Candle | -Candle |  |  |  |  | (14w) | Candelabra |  | Candelabra | [6 empty] | , 14 Watts | [25 empty] | T | #REF! | #REF! | #REF! | #REF! | 0.07963 | 72.2604
208 | 0 | 10274 | 1002 | Ltg_Lamp | CFLint_lamp | Lighting - Lamps | Integral CFL (screw-in) | CFLscw-Candle(15w) | IOU-NonDEER |  | CFL Lamp: Candelabra, 15 Watts | 14: Candle; 15: Any; 17: 6000; 18: None; 19: 15; 23: Watts; 24: 15; 27: Any; 31: Complete | TRUE | TRUE | 0 | 0 | 0 | 0 | 0 | 0 | 0 | 0 | 0 | 0 | 0 | 0 | 0 | 0 |  | 0 | 0 | 0 | 0 | 0 | 0 | 0 | 0 | 0 | 0 | 0 | 0 | 0 | 0 |  | 0 | 0 | 0 | 0 | 0 | 0 | 0 | 0 | 0 | 0 | 0 | 0 | 0 | 0 |  | 0 | 0 | 0 | 0 | 0 | 0 | 0 | 0 | 0 | 0 | 0 | 0 | 0 | 0 |  | FALSE | FALSE | FALSE | FALSE | FALSE | FALSE | FALSE | FALSE | FALSE | FALSE | FALSE | FALSE | FALSE | FALSE | CFLscw-Candle(15w) |  |  | 208 | 1 | Candle | -Candle |  |  |  |  | (15w) | Candelabra |  | Candelabra | [6 empty] | , 15 Watts | [25 empty] | T | #REF! | #REF! | #REF! | #REF! | 0.07963 | 72.2604
209 | 0 | 10275 | 1002 | Ltg_Lamp | CFLint_lamp | Lighting - Lamps | Integral CFL (screw-in) | CFLscw-Candle(16w) | IOU-NonDEER |  | CFL Lamp: Candelabra, 16 Watts | 14: Candle; 15: Any; 17: 6000; 18: None; 19: 16; 23: Watts; 24: 16; 27: Any; 31: Complete | TRUE | TRUE | 0 | 0 | 0 | 0 | 0 | 0 | 0 | 0 | 0 | 0 | 0 | 0 | 0 | 0 |  | 0 | 0 | 0 | 0 | 0 | 0 | 0 | 0 | 0 | 0 | 0 | 0 | 0 | 0 |  | 0 | 0 | 0 | 0 | 0 | 0 | 0 | 0 | 0 | 0 | 0 | 0 | 0 | 0 |  | 0 | 0 | 0 | 0 | 0 | 0 | 0 | 0 | 0 | 0 | 0 | 0 | 0 | 0 |  | FALSE | FALSE | FALSE | FALSE | FALSE | FALSE | FALSE | FALSE | FALSE | FALSE | FALSE | FALSE | FALSE | FALSE | CFLscw-Candle(16w) |  |  | 209 | 1 | Candle | -Candle |  |  |  |  | (16w) | Candelabra |  | Candelabra | [6 empty] | , 16 Watts | [24 empty] | out of sample
210 | 0 | 10276 | 1002 | Ltg_Lamp | CFLint_lamp | Lighting - Lamps | Integral CFL (screw-in) | CFLscw-Candle(18w) | IOU-NonDEER |  | CFL Lamp: Candelabra, 18 Watts | 14: Candle; 15: Any; 17: 6000; 18: None; 19: 18; 23: Watts; 24: 18; 27: Any; 31: Complete | TRUE | TRUE | 0 | 0 | 0 | 0 | 0 | 0 | 0 | 0 | 0 | 0 | 0 | 0 | 0 | 0 |  | 0 | 0 | 0 | 0 | 0 | 0 | 0 | 0 | 0 | 0 | 0 | 0 | 0 | 0 |  | 0 | 0 | 0 | 0 | 0 | 0 | 0 | 0 | 0 | 0 | 0 | 0 | 0 | 0 |  | 0 | 0 | 0 | 0 | 0 | 0 | 0 | 0 | 0 | 0 | 0 | 0 | 0 | 0 |  | FALSE | FALSE | FALSE | FALSE | FALSE | FALSE | FALSE | FALSE | FALSE | FALSE | FALSE | FALSE | FALSE | FALSE | CFLscw-Candle(18w) |  |  | 210 | 1 | Candle | -Candle |  |  |  |  | (18w) | Candelabra |  | Candelabra | [6 empty] | , 18 Watts | [24 empty] | out of sample
211 | 0 | 10277 | 1002 | Ltg_Lamp | CFLint_lamp | Lighting - Lamps | Integral CFL (screw-in) | CFLscw-Candle(19w) | IOU-NonDEER |  | CFL Lamp: Candelabra, 19 Watts | 14: Candle; 15: Any; 17: 6000; 18: None; 19: 19; 23: Watts; 24: 19; 27: Any; 31: Complete | TRUE | TRUE | 0 | 0 | 0 | 0 | 0 | 0 | 0 | 0 | 0 | 0 | 0 | 0 | 0 | 0 |  | 0 | 0 | 0 | 0 | 0 | 0 | 0 | 0 | 0 | 0 | 0 | 0 | 0 | 0 |  | 0 | 0 | 0 | 0 | 0 | 0 | 0 | 0 | 0 | 0 | 0 | 0 | 0 | 0 |  | 0 | 0 | 0 | 0 | 0 | 0 | 0 | 0 | 0 | 0 | 0 | 0 | 0 | 0 |  | FALSE | FALSE | FALSE | FALSE | FALSE | FALSE | FALSE | FALSE | FALSE | FALSE | FALSE | FALSE | FALSE | FALSE | CFLscw-Candle(19w) |  |  | 211 | 1 | Candle | -Candle |  |  |  |  | (19w) | Candelabra |  | Candelabra | [6 empty] | , 19 Watts | [24 empty] | out of sample
212 | 0 | 10278 | 1002 | Ltg_Lamp | CFLint_lamp | Lighting - Lamps | Integral CFL (screw-in) | CFLscw-Candle(20w) | IOU-NonDEER |  | CFL Lamp: Candelabra, 20 Watts | 14: Candle; 15: Any; 17: 6000; 18: None; 19: 20; 23: Watts; 24: 20; 27: Any; 31: Complete | TRUE | TRUE | 0 | 0 | 0 | 0 | 0 | 0 | 0 | 0 | 0 | 0 | 0 | 0 | 0 | 0 |  | 0 | 0 | 0 | 0 | 0 | 0 | 0 | 0 | 0 | 0 | 0 | 0 | 0 | 0 |  | 0 | 0 | 0 | 0 | 0 | 0 | 0 | 0 | 0 | 0 | 0 | 0 | 0 | 0 |  | 0 | 0 | 0 | 0 | 0 | 0 | 0 | 0 | 0 | 0 | 0 | 0 | 0 | 0 |  | FALSE | FALSE | FALSE | FALSE | FALSE | FALSE | FALSE | FALSE | FALSE | FALSE | FALSE | FALSE | FALSE | FALSE | CFLscw-Candle(20w) |  |  | 212 | 1 | Candle | -Candle |  |  |  |  | (20w) | Candelabra |  | Candelabra | [6 empty] | , 20 Watts | [24 empty] | out of sample
213 | 0 | 10279 | 1002 | Ltg_Lamp | CFLint_lamp | Lighting - Lamps | Integral CFL (screw-in) | CFLscw-Candle(23w) | IOU-NonDEER |  | CFL Lamp: Candelabra, 23 Watts | 14: Candle; 15: Any; 17: 6000; 18: None; 19: 23; 23: Watts; 24: 23; 27: Any; 31: Complete | TRUE | TRUE | 0 | 0 | 0 | 0 | 0 | 0 | 0 | 0 | 0 | 0 | 0 | 0 | 0 | 0 |  | 0 | 0 | 0 | 0 | 0 | 0 | 0 | 0 | 0 | 0 | 0 | 0 | 0 | 0 |  | 0 | 0 | 0 | 0 | 0 | 0 | 0 | 0 | 0 | 0 | 0 | 0 | 0 | 0 |  | 0 | 0 | 0 | 0 | 0 | 0 | 0 | 0 | 0 | 0 | 0 | 0 | 0 | 0 |  | FALSE | FALSE | FALSE | FALSE | FALSE | FALSE | FALSE | FALSE | FALSE | FALSE | FALSE | FALSE | FALSE | FALSE | CFLscw-Candle(23w) |  |  | 213 | 1 | Candle | -Candle |  |  |  |  | (23w) | Candelabra |  | Candelabra | [6 empty] | , 23 Watts | [24 empty] | out of sample
214 | 0 | 10280 | 1002 | Ltg_Lamp | CFLint_lamp | Lighting - Lamps | Integral CFL (screw-in) | CFLscw-Candle(24w) | IOU-NonDEER |  | CFL Lamp: Candelabra, 24 Watts | 14: Candle; 15: Any; 17: 6000; 18: None; 19: 24; 23: Watts; 24: 24; 27: Any; 31: Complete | TRUE | TRUE | 0 | 0 | 0 | 0 | 0 | 0 | 0 | 0 | 0 | 0 | 0 | 0 | 0 | 0 |  | 0 | 0 | 0 | 0 | 0 | 0 | 0 | 0 | 0 | 0 | 0 | 0 | 0 | 0 |  | 0 | 0 | 0 | 0 | 0 | 0 | 0 | 0 | 0 | 0 | 0 | 0 | 0 | 0 |  | 0 | 0 | 0 | 0 | 0 | 0 | 0 | 0 | 0 | 0 | 0 | 0 | 0 | 0 |  | FALSE | FALSE | FALSE | FALSE | FALSE | FALSE | FALSE | FALSE | FALSE | FALSE | FALSE | FALSE | FALSE | FALSE | CFLscw-Candle(24w) |  |  | 214 | 1 | Candle | -Candle |  |  |  |  | (24w) | Candelabra |  | Candelabra | [6 empty] | , 24 Watts | [24 empty] | out of sample
215 | 0 | 10281 | 1002 | Ltg_Lamp | CFLint_lamp | Lighting - Lamps | Integral CFL (screw-in) | CFLscw-Candle(25w) | IOU-NonDEER |  | CFL Lamp: Candelabra, 25 Watts | 14: Candle; 15: Any; 17: 6000; 18: None; 19: 25; 23: Watts; 24: 25; 27: Any; 31: Complete | TRUE | TRUE | 0 | 0 | 0 | 0 | 0 | 0 | 0 | 0 | 0 | 0 | 0 | 0 | 0 | 0 |  | 0 | 0 | 0 | 0 | 0 | 0 | 0 | 0 | 0 | 0 | 0 | 0 | 0 | 0 |  | 0 | 0 | 0 | 0 | 0 | 0 | 0 | 0 | 0 | 0 | 0 | 0 | 0 | 0 |  | 0 | 0 | 0 | 0 | 0 | 0 | 0 | 0 | 0 | 0 | 0 | 0 | 0 | 0 |  | FALSE | FALSE | FALSE | FALSE | FALSE | FALSE | FALSE | FALSE | FALSE | FALSE | FALSE | FALSE | FALSE | FALSE | CFLscw-Candle(25w) |  |  | 215 | 1 | Candle | -Candle |  |  |  |  | (25w) | Candelabra |  | Candelabra | [6 empty] | , 25 Watts | [24 empty] | out of sample
216 | 0 | 10282 | 1002 | Ltg_Lamp | CFLint_lamp | Lighting - Lamps | Integral CFL (screw-in) | CFLscw-Candle(26w) | IOU-NonDEER |  | CFL Lamp: Candelabra, 26 Watts | 14: Candle; 15: Any; 17: 6000; 18: None; 19: 26; 23: Watts; 24: 26; 27: Any; 31: Complete | TRUE | TRUE | 0 | 0 | 0 | 0 | 0 | 0 | 0 | 0 | 0 | 0 | 0 | 0 | 0 | 0 |  | 0 | 0 | 0 | 0 | 0 | 0 | 0 | 0 | 0 | 0 | 0 | 0 | 0 | 0 |  | 0 | 0 | 0 | 0 | 0 | 0 | 0 | 0 | 0 | 0 | 0 | 0 | 0 | 0 |  | 0 | 0 | 0 | 0 | 0 | 0 | 0 | 0 | 0 | 0 | 0 | 0 | 0 | 0 |  | FALSE | FALSE | FALSE | FALSE | FALSE | FALSE | FALSE | FALSE | FALSE | FALSE | FALSE | FALSE | FALSE | FALSE | CFLscw-Candle(26w) |  |  | 216 | 1 | Candle | -Candle |  |  |  |  | (26w) | Candelabra |  | Candelabra | [6 empty] | , 26 Watts | [24 empty] | out of sample
217 | 0 | 10283 | 1002 | Ltg_Lamp | CFLint_lamp | Lighting - Lamps | Integral CFL (screw-in) | CFLscw-Candle(27w) | IOU-NonDEER |  | CFL Lamp: Candelabra, 27 Watts | 14: Candle; 15: Any; 17: 6000; 18: None; 19: 27; 23: Watts; 24: 27; 27: Any; 31: Complete | TRUE | TRUE | 0 | 0 | 0 | 0 | 0 | 0 | 0 | 0 | 0 | 0 | 0 | 0 | 0 | 0 |  | 0 | 0 | 0 | 0 | 0 | 0 | 0 | 0 | 0 | 0 | 0 | 0 | 0 | 0 |  | 0 | 0 | 0 | 0 | 0 | 0 | 0 | 0 | 0 | 0 | 0 | 0 | 0 | 0 |  | 0 | 0 | 0 | 0 | 0 | 0 | 0 | 0 | 0 | 0 | 0 | 0 | 0 | 0 |  | FALSE | FALSE | FALSE | FALSE | FALSE | FALSE | FALSE | FALSE | FALSE | FALSE | FALSE | FALSE | FALSE | FALSE | CFLscw-Candle(27w) |  |  | 217 | 1 | Candle | -Candle |  |  |  |  | (27w) | Candelabra |  | Candelabra | [6 empty] | , 27 Watts | [24 empty] | out of sample
218 | 0 | 10284 | 1002 | Ltg_Lamp | CFLint_lamp | Lighting - Lamps | Integral CFL (screw-in) | CFLscw-Candle(28w) | IOU-NonDEER |  | CFL Lamp: Candelabra, 28 Watts | 14: Candle; 15: Any; 17: 6000; 18: None; 19: 28; 23: Watts; 24: 28; 27: Any; 31: Complete | TRUE | TRUE | 0 | 0 | 0 | 0 | 0 | 0 | 0 | 0 | 0 | 0 | 0 | 0 | 0 | 0 |  | 0 | 0 | 0 | 0 | 0 | 0 | 0 | 0 | 0 | 0 | 0 | 0 | 0 | 0 |  | 0 | 0 | 0 | 0 | 0 | 0 | 0 | 0 | 0 | 0 | 0 | 0 | 0 | 0 |  | 0 | 0 | 0 | 0 | 0 | 0 | 0 | 0 | 0 | 0 | 0 | 0 | 0 | 0 |  | FALSE | FALSE | FALSE | FALSE | FALSE | FALSE | FALSE | FALSE | FALSE | FALSE | FALSE | FALSE | FALSE | FALSE | CFLscw-Candle(28w) |  |  | 218 | 1 | Candle | -Candle |  |  |  |  | (28w) | Candelabra |  | Candelabra | [6 empty] | , 28 Watts | [24 empty] | out of sample
219 | 0 | 10285 | 1002 | Ltg_Lamp | CFLint_lamp | Lighting - Lamps | Integral CFL (screw-in) | CFLscw-Candle(30w) | IOU-NonDEER |  | CFL Lamp: Candelabra, 30 Watts | 14: Candle; 15: Any; 17: 6000; 18: None; 19: 30; 23: Watts; 24: 30; 27: Any; 31: Complete | TRUE | TRUE | 0 | 0 | 0 | 0 | 0 | 0 | 0 | 0 | 0 | 0 | 0 | 0 | 0 | 0 |  | 0 | 0 | 0 | 0 | 0 | 0 | 0 | 0 | 0 | 0 | 0 | 0 | 0 | 0 |  | 0 | 0 | 0 | 0 | 0 | 0 | 0 | 0 | 0 | 0 | 0 | 0 | 0 | 0 |  | 0 | 0 | 0 | 0 | 0 | 0 | 0 | 0 | 0 | 0 | 0 | 0 | 0 | 0 |  | FALSE | FALSE | FALSE | FALSE | FALSE | FALSE | FALSE | FALSE | FALSE | FALSE | FALSE | FALSE | FALSE | FALSE | CFLscw-Candle(30w) |  |  | 219 | 1 | Candle | -Candle |  |  |  |  | (30w) | Candelabra |  | Candelabra | [6 empty] | , 30 Watts | [24 empty] | out of sample
220 | 0 | 10286 | 1002 | Ltg_Lamp | CFLint_lamp | Lighting - Lamps | Integral CFL (screw-in) | CFLscw-Candle(32w) | IOU-NonDEER |  | CFL Lamp: Candelabra, 32 Watts | 14: Candle; 15: Any; 17: 6000; 18: None; 19: 32; 23: Watts; 24: 32; 27: Any; 31: Complete | TRUE | TRUE | 0 | 0 | 0 | 0 | 0 | 0 | 0 | 0 | 0 | 0 | 0 | 0 | 0 | 0 |  | 0 | 0 | 0 | 0 | 0 | 0 | 0 | 0 | 0 | 0 | 0 | 0 | 0 | 0 |  | 0 | 0 | 0 | 0 | 0 | 0 | 0 | 0 | 0 | 0 | 0 | 0 | 0 | 0 |  | 0 | 0 | 0 | 0 | 0 | 0 | 0 | 0 | 0 | 0 | 0 | 0 | 0 | 0 |  | FALSE | FALSE | FALSE | FALSE | FALSE | FALSE | FALSE | FALSE | FALSE | FALSE | FALSE | FALSE | FALSE | FALSE | CFLscw-Candle(32w) |  |  | 220 | 1 | Candle | -Candle |  |  |  |  | (32w) | Candelabra |  | Candelabra | [6 empty] | , 32 Watts | [24 empty] | out of sample
221 | 0 | 10287 | 1002 | Ltg_Lamp | CFLint_lamp | Lighting - Lamps | Integral CFL (screw-in) | CFLscw-Candle(40w) | IOU-NonDEER |  | CFL Lamp: Candelabra, 40 Watts | 14: Candle; 15: Any; 17: 6000; 18: None; 19: 40; 23: Watts; 24: 40; 27: Any; 31: Complete | TRUE | TRUE | 0 | 0 | 0 | 0 | 0 | 0 | 0 | 0 | 0 | 0 | 0 | 0 | 0 | 0 |  | 0 | 0 | 0 | 0 | 0 | 0 | 0 | 0 | 0 | 0 | 0 | 0 | 0 | 0 |  | 0 | 0 | 0 | 0 | 0 | 0 | 0 | 0 | 0 | 0 | 0 | 0 | 0 | 0 |  | 0 | 0 | 0 | 0 | 0 | 0 | 0 | 0 | 0 | 0 | 0 | 0 | 0 | 0 |  | FALSE | FALSE | FALSE | FALSE | FALSE | FALSE | FALSE | FALSE | FALSE | FALSE | FALSE | FALSE | FALSE | FALSE | CFLscw-Candle(40w) |  |  | 221 | 1 | Candle | -Candle |  |  |  |  | (40w) | Candelabra |  | Candelabra | [6 empty] | , 40 Watts | [24 empty] | out of sample
222 | 0 | 10288 | 1002 | Ltg_Lamp | CFLint_lamp | Lighting - Lamps | Integral CFL (screw-in) | CFLscw-Candle(42w) | IOU-NonDEER |  | CFL Lamp: Candelabra, 42 Watts | 14: Candle; 15: Any; 17: 6000; 18: None; 19: 42; 23: Watts; 24: 42; 27: Any; 31: Complete | TRUE | TRUE | 0 | 0 | 0 | 0 | 0 | 0 | 0 | 0 | 0 | 0 | 0 | 0 | 0 | 0 |  | 0 | 0 | 0 | 0 | 0 | 0 | 0 | 0 | 0 | 0 | 0 | 0 | 0 | 0 |  | 0 | 0 | 0 | 0 | 0 | 0 | 0 | 0 | 0 | 0 | 0 | 0 | 0 | 0 |  | 0 | 0 | 0 | 0 | 0 | 0 | 0 | 0 | 0 | 0 | 0 | 0 | 0 | 0 |  | FALSE | FALSE | FALSE | FALSE | FALSE | FALSE | FALSE | FALSE | FALSE | FALSE | FALSE | FALSE | FALSE | FALSE | CFLscw-Candle(42w) |  |  | 222 | 1 | Candle | -Candle |  |  |  |  | (42w) | Candelabra |  | Candelabra | [6 empty] | , 42 Watts | [24 empty] | out of sample
223 | 0 | 10289 | 1002 | Ltg_Lamp | CFLint_lamp | Lighting - Lamps | Integral CFL (screw-in) | CFLscw-Candle(45w) | IOU-NonDEER |  | CFL Lamp: Candelabra, 45 Watts | 14: Candle; 15: Any; 17: 6000; 18: None; 19: 45; 23: Watts; 24: 45; 27: Any; 31: Complete | TRUE | TRUE | 0 | 0 | 0 | 0 | 0 | 0 | 0 | 0 | 0 | 0 | 0 | 0 | 0 | 0 |  | 0 | 0 | 0 | 0 | 0 | 0 | 0 | 0 | 0 | 0 | 0 | 0 | 0 | 0 |  | 0 | 0 | 0 | 0 | 0 | 0 | 0 | 0 | 0 | 0 | 0 | 0 | 0 | 0 |  | 0 | 0 | 0 | 0 | 0 | 0 | 0 | 0 | 0 | 0 | 0 | 0 | 0 | 0 |  | FALSE | FALSE | FALSE | FALSE | FALSE | FALSE | FALSE | FALSE | FALSE | FALSE | FALSE | FALSE | FALSE | FALSE | CFLscw-Candle(45w) |  |  | 223 | 1 | Candle | -Candle |  |  |  |  | (45w) | Candelabra |  | Candelabra | [6 empty] | , 45 Watts | [24 empty] | out of sample
224 | 0 | 10290 | 1002 | Ltg_Lamp | CFLint_lamp | Lighting - Lamps | Integral CFL (screw-in) | CFLscw-Candle(55w) | IOU-NonDEER |  | CFL Lamp: Candelabra, 55 Watts | 14: Candle; 15: Any; 17: 6000; 18: None; 19: 55; 23: Watts; 24: 55; 27: Any; 31: Complete | TRUE | TRUE | 0 | 0 | 0 | 0 | 0 | 0 | 0 | 0 | 0 | 0 | 0 | 0 | 0 | 0 |  | 0 | 0 | 0 | 0 | 0 | 0 | 0 | 0 | 0 | 0 | 0 | 0 | 0 | 0 |  | 0 | 0 | 0 | 0 | 0 | 0 | 0 | 0 | 0 | 0 | 0 | 0 | 0 | 0 |  | 0 | 0 | 0 | 0 | 0 | 0 | 0 | 0 | 0 | 0 | 0 | 0 | 0 | 0 |  | FALSE | FALSE | FALSE | FALSE | FALSE | FALSE | FALSE | FALSE | FALSE | FALSE | FALSE | FALSE | FALSE | FALSE | CFLscw-Candle(55w) |  |  | 224 | 1 | Candle | -Candle |  |  |  |  | (55w) | Candelabra |  | Candelabra | [6 empty] | , 55 Watts | [24 empty] | out of sample
225 | 0 | 10291 | 1002 | Ltg_Lamp | CFLint_lamp | Lighting - Lamps | Integral CFL (screw-in) | CFLscw-Glb(7w) | IOU-NonDEER |  | CFL Lamp: Globe, 7 Watts | 14: Glb; 15: Any; 17: 6000; 18: None; 19: 7; 23: Watts; 24: 7; 27: Any; 31: Complete | TRUE | TRUE | 0 | 0 | 0 | 0 | 0 | 0 | 0 | 0 | 0 | 0 | 0 | 0 | 0 | 0 |  | 0 | 0 | 0 | 0 | 0 | 0 | 0 | 0 | 0 | 0 | 0 | 0 | 0 | 0 |  | 0 | 0 | 0 | 0 | 0 | 0 | 0 | 0 | 0 | 0 | 0 | 0 | 0 | 0 |  | 0 | 0 | 0 | 0 | 0 | 0 | 0 | 0 | 0 | 0 | 0 | 0 | 0 | 0 |  | FALSE | FALSE | FALSE | FALSE | FALSE | FALSE | FALSE | FALSE | FALSE | FALSE | FALSE | FALSE | FALSE | FALSE | CFLscw-Glb(7w) |  |  | 225 | 1 | Glb | -Glb |  |  |  |  | (7w) | Globe |  | Globe | [6 empty] | , 7 Watts | [24 empty] | out of sample
226 | 0 | 10292 | 1002 | Ltg_Lamp | CFLint_lamp | Lighting - Lamps | Integral CFL (screw-in) | CFLscw-Glb(8w) | IOU-NonDEER |  | CFL Lamp: Globe, 8 Watts | 14: Glb; 15: Any; 17: 6000; 18: None; 19: 8; 23: Watts; 24: 8; 27: Any; 31: Complete | TRUE | TRUE | 0 | 0 | 0 | 0 | 0 | 0 | 0 | 0 | 0 | 0 | 0 | 0 | 0 | 0 |  | 0 | 0 | 0 | 0 | 0 | 0 | 0 | 0 | 0 | 0 | 0 | 0 | 0 | 0 |  | 0 | 0 | 0 | 0 | 0 | 0 | 0 | 0 | 0 | 0 | 0 | 0 | 0 | 0 |  | 0 | 0 | 0 | 0 | 0 | 0 | 0 | 0 | 0 | 0 | 0 | 0 | 0 | 0 |  | FALSE | FALSE | FALSE | FALSE | FALSE | FALSE | FALSE | FALSE | FALSE | FALSE | FALSE | FALSE | FALSE | FALSE | CFLscw-Glb(8w) |  |  | 226 | 1 | Glb | -Glb |  |  |  |  | (8w) | Globe |  | Globe | [6 empty] | , 8 Watts | [24 empty] | out of sample
227 | 0 | 10293 | 1002 | Ltg_Lamp | CFLint_lamp | Lighting - Lamps | Integral CFL (screw-in) | CFLscw-Glb(9w) | IOU-NonDEER |  | CFL Lamp: Globe, 9 Watts | 14: Glb; 15: Any; 17: 6000; 18: None; 19: 9; 23: Watts; 24: 9; 27: Any; 31: Complete | TRUE | TRUE | 0 | 0 | 0 | 0 | 0 | 0 | 0 | 0 | 0 | 0 | 0 | 0 | 0 | 0 |  | 0 | 0 | 0 | 0 | 0 | 0 | 0 | 0 | 0 | 0 | 0 | 0 | 0 | 0 |  | 0 | 0 | 0 | 0 | 0 | 0 | 0 | 0 | 0 | 0 | 0 | 0 | 0 | 0 |  | 0 | 0 | 0 | 0 | 0 | 0 | 0 | 0 | 0 | 0 | 0 | 0 | 0 | 0 |  | FALSE | FALSE | FALSE | FALSE | FALSE | FALSE | FALSE | FALSE | FALSE | FALSE | FALSE | FALSE | FALSE | FALSE | CFLscw-Glb(9w) |  |  | 227 | 1 | Glb | -Glb |  |  |  |  | (9w) | Globe |  | Globe | [6 empty] | , 9 Watts | [25 empty] | G | #REF! | #REF! | #REF! | #REF! | 0.05 | 72.2604
228 | 0 | 10294 | 1002 | Ltg_Lamp | CFLint_lamp | Lighting - Lamps | Integral CFL (screw-in) | CFLscw-Glb(10w) | IOU-NonDEER |  | CFL Lamp: Globe, 10 Watts | 14: Glb; 15: Any; 17: 6000; 18: None; 19: 10; 23: Watts; 24: 10; 27: Any; 31: Complete | TRUE | TRUE | 0 | 0 | 0 | 0 | 0 | 0 | 0 | 0 | 0 | 0 | 0 | 0 | 0 | 0 |  | 0 | 0 | 0 | 0 | 0 | 0 | 0 | 0 | 0 | 0 | 0 | 0 | 0 | 0 |  | 0 | 0 | 0 | 0 | 0 | 0 | 0 | 0 | 0 | 0 | 0 | 0 | 0 | 0 |  | 0 | 0 | 0 | 0 | 0 | 0 | 0 | 0 | 0 | 0 | 0 | 0 | 0 | 0 |  | FALSE | FALSE | FALSE | FALSE | FALSE | FALSE | FALSE | FALSE | FALSE | FALSE | FALSE | FALSE | FALSE | FALSE | CFLscw-Glb(10w) |  |  | 228 | 1 | Glb | -Glb |  |  |  |  | (10w) | Globe |  | Globe | [6 empty] | , 10 Watts | [25 empty] | G | #REF! | #REF! | #REF! | #REF! | 0.05 | 72.2604
229 | 0 | 10295 | 1002 | Ltg_Lamp | CFLint_lamp | Lighting - Lamps | Integral CFL (screw-in) | CFLscw-Glb(11w) | IOU-NonDEER |  | CFL Lamp: Globe, 11 Watts | 14: Glb; 15: Any; 17: 6000; 18: None; 19: 11; 23: Watts; 24: 11; 27: Any; 31: Complete | TRUE | TRUE | 0 | 0 | 0 | 0 | 0 | 0 | 0 | 0 | 0 | 0 | 0 | 0 | 0 | 0 |  | 0 | 0 | 0 | 0 | 0 | 0 | 0 | 0 | 0 | 0 | 0 | 0 | 0 | 0 |  | 0 | 0 | 0 | 0 | 0 | 0 | 0 | 0 | 0 | 0 | 0 | 0 | 0 | 0 |  | 0 | 0 | 0 | 0 | 0 | 0 | 0 | 0 | 0 | 0 | 0 | 0 | 0 | 0 |  | FALSE | FALSE | FALSE | FALSE | FALSE | FALSE | FALSE | FALSE | FALSE | FALSE | FALSE | FALSE | FALSE | FALSE | CFLscw-Glb(11w) |  |  | 229 | 1 | Glb | -Glb |  |  |  |  | (11w) | Globe |  | Globe | [6 empty] | , 11 Watts | [25 empty] | G | #REF! | #REF! | #REF! | #REF! | 0.05 | 72.2604
230 | 0 | 10296 | 1002 | Ltg_Lamp | CFLint_lamp | Lighting - Lamps | Integral CFL (screw-in) | CFLscw-Glb(12w) | IOU-NonDEER |  | CFL Lamp: Globe, 12 Watts | 14: Glb; 15: Any; 17: 6000; 18: None; 19: 12; 23: Watts; 24: 12; 27: Any; 31: Complete | TRUE | TRUE | 0 | 0 | 0 | 0 | 0 | 0 | 0 | 0 | 0 | 0 | 0 | 0 | 0 | 0 |  | 0 | 0 | 0 | 0 | 0 | 0 | 0 | 0 | 0 | 0 | 0 | 0 | 0 | 0 |  | 0 | 0 | 0 | 0 | 0 | 0 | 0 | 0 | 0 | 0 | 0 | 0 | 0 | 0 |  | 0 | 0 | 0 | 0 | 0 | 0 | 0 | 0 | 0 | 0 | 0 | 0 | 0 | 0 |  | FALSE | FALSE | FALSE | FALSE | FALSE | FALSE | FALSE | FALSE | FALSE | FALSE | FALSE | FALSE | FALSE | FALSE | CFLscw-Glb(12w) |  |  | 230 | 1 | Glb | -Glb |  |  |  |  | (12w) | Globe |  | Globe | [6 empty] | , 12 Watts | [25 empty] | G | #REF! | #REF! | #REF! | #REF! | 0.05 | 72.2604
231 | 0 | 10297 | 1002 | Ltg_Lamp | CFLint_lamp | Lighting - Lamps | Integral CFL (screw-in) | CFLscw-Glb(13w) | IOU-NonDEER |  | CFL Lamp: Globe, 13 Watts | 14: Glb; 15: Any; 17: 6000; 18: None; 19: 13; 23: Watts; 24: 13; 27: Any; 31: Complete | TRUE | TRUE | 0 | 0 | 0 | 0 | 0 | 0 | 0 | 0 | 0 | 0 | 0 | 0 | 0 | 0 |  | 0 | 0 | 0 | 0 | 0 | 0 | 0 | 0 | 0 | 0 | 0 | 0 | 0 | 0 |  | 0 | 0 | 0 | 0 | 0 | 0 | 0 | 0 | 0 | 0 | 0 | 0 | 0 | 0 |  | 0 | 0 | 0 | 0 | 0 | 0 | 0 | 0 | 0 | 0 | 0 | 0 | 0 | 0 |  | FALSE | FALSE | FALSE | FALSE | FALSE | FALSE | FALSE | FALSE | FALSE | FALSE | FALSE | FALSE | FALSE | FALSE | CFLscw-Glb(13w) |  |  | 231 | 1 | Glb | -Glb |  |  |  |  | (13w) | Globe |  | Globe | [6 empty] | , 13 Watts | [25 empty] | G | #REF! | #REF! | #REF! | #REF! | 0.05 | 72.2604
232 | 0 | 10298 | 1002 | Ltg_Lamp | CFLint_lamp | Lighting - Lamps | Integral CFL (screw-in) | CFLscw-Glb(14w) | IOU-NonDEER |  | CFL Lamp: Globe, 14 Watts | 14: Glb; 15: Any; 17: 6000; 18: None; 19: 14; 23: Watts; 24: 14; 27: Any; 31: Complete | TRUE | TRUE | 0 | 0 | 0 | 0 | 0 | 0 | 0 | 0 | 0 | 0 | 0 | 0 | 0 | 0 |  | 0 | 0 | 0 | 0 | 0 | 0 | 0 | 0 | 0 | 0 | 0 | 0 | 0 | 0 |  | 0 | 0 | 0 | 0 | 0 | 0 | 0 | 0 | 0 | 0 | 0 | 0 | 0 | 0 |  | 0 | 0 | 0 | 0 | 0 | 0 | 0 | 0 | 0 | 0 | 0 | 0 | 0 | 0 |  | FALSE | FALSE | FALSE | FALSE | FALSE | FALSE | FALSE | FALSE | FALSE | FALSE | FALSE | FALSE | FALSE | FALSE | CFLscw-Glb(14w) |  |  | 232 | 1 | Glb | -Glb |  |  |  |  | (14w) | Globe |  | Globe | [6 empty] | , 14 Watts | [25 empty] | G | #REF! | #REF! | #REF! | #REF! | 0.05 | 72.2604
233 | 0 | 10299 | 1002 | Ltg_Lamp | CFLint_lamp | Lighting - Lamps | Integral CFL (screw-in) | CFLscw-Glb(15w) | IOU-NonDEER |  | CFL Lamp: Globe, 15 Watts | 14: Glb; 15: Any; 17: 6000; 18: None; 19: 15; 23: Watts; 24: 15; 27: Any; 31: Complete | TRUE | TRUE | 0 | 0 | 0 | 0 | 0 | 0 | 0 | 0 | 0 | 0 | 0 | 0 | 0 | 0 |  | 0 | 0 | 0 | 0 | 0 | 0 | 0 | 0 | 0 | 0 | 0 | 0 | 0 | 0 |  | 0 | 0 | 0 | 0 | 0 | 0 | 0 | 0 | 0 | 0 | 0 | 0 | 0 | 0 |  | 0 | 0 | 0 | 0 | 0 | 0 | 0 | 0 | 0 | 0 | 0 | 0 | 0 | 0 |  | FALSE | FALSE | FALSE | FALSE | FALSE | FALSE | FALSE | FALSE | FALSE | FALSE | FALSE | FALSE | FALSE | FALSE | CFLscw-Glb(15w) |  |  | 233 | 1 | Glb | -Glb |  |  |  |  | (15w) | Globe |  | Globe | [6 empty] | , 15 Watts | [25 empty] | G | #REF! | #REF! | #REF! | #REF! | 0.05 | 72.2604
234 | 0 | 10300 | 1002 | Ltg_Lamp | CFLint_lamp | Lighting - Lamps | Integral CFL (screw-in) | CFLscw-Glb(16w) | IOU-NonDEER |  | CFL Lamp: Globe, 16 Watts | 14: Glb; 15: Any; 17: 6000; 18: None; 19: 16; 23: Watts; 24: 16; 27: Any; 31: Complete | TRUE | TRUE | 0 | 0 | 0 | 0 | 0 | 0 | 0 | 0 | 0 | 0 | 0 | 0 | 0 | 0 |  | 0 | 0 | 0 | 0 | 0 | 0 | 0 | 0 | 0 | 0 | 0 | 0 | 0 | 0 |  | 0 | 0 | 0 | 0 | 0 | 0 | 0 | 0 | 0 | 0 | 0 | 0 | 0 | 0 |  | 0 | 0 | 0 | 0 | 0 | 0 | 0 | 0 | 0 | 0 | 0 | 0 | 0 | 0 |  | FALSE | FALSE | FALSE | FALSE | FALSE | FALSE | FALSE | FALSE | FALSE | FALSE | FALSE | FALSE | FALSE | FALSE | CFLscw-Glb(16w) |  |  | 234 | 1 | Glb | -Glb |  |  |  |  | (16w) | Globe |  | Globe | [6 empty] | , 16 Watts | [25 empty] | G | #REF! | #REF! | #REF! | #REF! | 0.05 | 72.2604
235 | 0 | 10301 | 1002 | Ltg_Lamp | CFLint_lamp | Lighting - Lamps | Integral CFL (screw-in) | CFLscw-Glb(18w) | IOU-NonDEER |  | CFL Lamp: Globe, 18 Watts | 14: Glb; 15: Any; 17: 6000; 18: None; 19: 18; 23: Watts; 24: 18; 27: Any; 31: Complete | TRUE | TRUE | 0 | 0 | 0 | 0 | 0 | 0 | 0 | 0 | 0 | 0 | 0 | 0 | 0 | 0 |  | 0 | 0 | 0 | 0 | 0 | 0 | 0 | 0 | 0 | 0 | 0 | 0 | 0 | 0 |  | 0 | 0 | 0 | 0 | 0 | 0 | 0 | 0 | 0 | 0 | 0 | 0 | 0 | 0 |  | 0 | 0 | 0 | 0 | 0 | 0 | 0 | 0 | 0 | 0 | 0 | 0 | 0 | 0 |  | FALSE | FALSE | FALSE | FALSE | FALSE | FALSE | FALSE | FALSE | FALSE | FALSE | FALSE | FALSE | FALSE | FALSE | CFLscw-Glb(18w) |  |  | 235 | 1 | Glb | -Glb |  |  |  |  | (18w) | Globe |  | Globe | [6 empty] | , 18 Watts | [25 empty] | G | #REF! | #REF! | #REF! | #REF! | 0.05 | 72.2604
236 | 0 | 10302 | 1002 | Ltg_Lamp | CFLint_lamp | Lighting - Lamps | Integral CFL (screw-in) | CFLscw-Glb(19w) | IOU-NonDEER |  | CFL Lamp: Globe, 19 Watts | 14: Glb; 15: Any; 17: 6000; 18: None; 19: 19; 23: Watts; 24: 19; 27: Any; 31: Complete | TRUE | TRUE | 0 | 0 | 0 | 0 | 0 | 0 | 0 | 0 | 0 | 0 | 0 | 0 | 0 | 0 |  | 0 | 0 | 0 | 0 | 0 | 0 | 0 | 0 | 0 | 0 | 0 | 0 | 0 | 0 |  | 0 | 0 | 0 | 0 | 0 | 0 | 0 | 0 | 0 | 0 | 0 | 0 | 0 | 0 |  | 0 | 0 | 0 | 0 | 0 | 0 | 0 | 0 | 0 | 0 | 0 | 0 | 0 | 0 |  | FALSE | FALSE | FALSE | FALSE | FALSE | FALSE | FALSE | FALSE | FALSE | FALSE | FALSE | FALSE | FALSE | FALSE | CFLscw-Glb(19w) |  |  | 236 | 1 | Glb | -Glb |  |  |  |  | (19w) | Globe |  | Globe | [6 empty] | , 19 Watts | [25 empty] | G | #REF! | #REF! | #REF! | #REF! | 0.05 | 72.2604
237 | 0 | 10303 | 1002 | Ltg_Lamp | CFLint_lamp | Lighting - Lamps | Integral CFL (screw-in) | CFLscw-Glb(20w) | IOU-NonDEER |  | CFL Lamp: Globe, 20 Watts | 14: Glb; 15: Any; 17: 6000; 18: None; 19: 20; 23: Watts; 24: 20; 27: Any; 31: Complete | TRUE | TRUE | 0 | 0 | 0 | 0 | 0 | 0 | 0 | 0 | 0 | 0 | 0 | 0 | 0 | 0 |  | 0 | 0 | 0 | 0 | 0 | 0 | 0 | 0 | 0 | 0 | 0 | 0 | 0 | 0 |  | 0 | 0 | 0 | 0 | 0 | 0 | 0 | 0 | 0 | 0 | 0 | 0 | 0 | 0 |  | 0 | 0 | 0 | 0 | 0 | 0 | 0 | 0 | 0 | 0 | 0 | 0 | 0 | 0 |  | FALSE | FALSE | FALSE | FALSE | FALSE | FALSE | FALSE | FALSE | FALSE | FALSE | FALSE | FALSE | FALSE | FALSE | CFLscw-Glb(20w) |  |  | 237 | 1 | Glb | -Glb |  |  |  |  | (20w) | Globe |  | Globe | [6 empty] | , 20 Watts | [25 empty] | G | #REF! | #REF! | #REF! | #REF! | 0.05 | 72.2604
238 | 0 | 10304 | 1002 | Ltg_Lamp | CFLint_lamp | Lighting - Lamps | Integral CFL (screw-in) | CFLscw-Glb(23w) | IOU-NonDEER |  | CFL Lamp: Globe, 23 Watts | 14: Glb; 15: Any; 17: 6000; 18: None; 19: 23; 23: Watts; 24: 23; 27: Any; 31: Complete | TRUE | TRUE | 0 | 0 | 0 | 0 | 0 | 0 | 0 | 0 | 0 | 0 | 0 | 0 | 0 | 0 |  | 0 | 0 | 0 | 0 | 0 | 0 | 0 | 0 | 0 | 0 | 0 | 0 | 0 | 0 |  | 0 | 0 | 0 | 0 | 0 | 0 | 0 | 0 | 0 | 0 | 0 | 0 | 0 | 0 |  | 0 | 0 | 0 | 0 | 0 | 0 | 0 | 0 | 0 | 0 | 0 | 0 | 0 | 0 |  | FALSE | FALSE | FALSE | FALSE | FALSE | FALSE | FALSE | FALSE | FALSE | FALSE | FALSE | FALSE | FALSE | FALSE | CFLscw-Glb(23w) |  |  | 238 | 1 | Glb | -Glb |  |  |  |  | (23w) | Globe |  | Globe | [6 empty] | , 23 Watts | [25 empty] | G | #REF! | #REF! | #REF! | #REF! | 0.05 | 72.2604
239 | 0 | 10305 | 1002 | Ltg_Lamp | CFLint_lamp | Lighting - Lamps | Integral CFL (screw-in) | CFLscw-Glb(24w) | IOU-NonDEER |  | CFL Lamp: Globe, 24 Watts | 14: Glb; 15: Any; 17: 6000; 18: None; 19: 24; 23: Watts; 24: 24; 27: Any; 31: Complete | TRUE | TRUE | 0 | 0 | 0 | 0 | 0 | 0 | 0 | 0 | 0 | 0 | 0 | 0 | 0 | 0 |  | 0 | 0 | 0 | 0 | 0 | 0 | 0 | 0 | 0 | 0 | 0 | 0 | 0 | 0 |  | 0 | 0 | 0 | 0 | 0 | 0 | 0 | 0 | 0 | 0 | 0 | 0 | 0 | 0 |  | 0 | 0 | 0 | 0 | 0 | 0 | 0 | 0 | 0 | 0 | 0 | 0 | 0 | 0 |  | FALSE | FALSE | FALSE | FALSE | FALSE | FALSE | FALSE | FALSE | FALSE | FALSE | FALSE | FALSE | FALSE | FALSE | CFLscw-Glb(24w) |  |  | 239 | 1 | Glb | -Glb |  |  |  |  | (24w) | Globe |  | Globe | [6 empty] | , 24 Watts | [24 empty] | out of sample
240 | 0 | 10306 | 1002 | Ltg_Lamp | CFLint_lamp | Lighting - Lamps | Integral CFL (screw-in) | CFLscw-Glb(25w) | IOU-NonDEER |  | CFL Lamp: Globe, 25 Watts | 14: Glb; 15: Any; 17: 6000; 18: None; 19: 25; 23: Watts; 24: 25; 27: Any; 31: Complete | TRUE | TRUE | 0 | 0 | 0 | 0 | 0 | 0 | 0 | 0 | 0 | 0 | 0 | 0 | 0 | 0 |  | 0 | 0 | 0 | 0 | 0 | 0 | 0 | 0 | 0 | 0 | 0 | 0 | 0 | 0 |  | 0 | 0 | 0 | 0 | 0 | 0 | 0 | 0 | 0 | 0 | 0 | 0 | 0 | 0 |  | 0 | 0 | 0 | 0 | 0 | 0 | 0 | 0 | 0 | 0 | 0 | 0 | 0 | 0 |  | FALSE | FALSE | FALSE | FALSE | FALSE | FALSE | FALSE | FALSE | FALSE | FALSE | FALSE | FALSE | FALSE | FALSE | CFLscw-Glb(25w) |  |  | 240 | 1 | Glb | -Glb |  |  |  |  | (25w) | Globe |  | Globe | [6 empty] | , 25 Watts | [24 empty] | out of sample
241 | 0 | 10307 | 1002 | Ltg_Lamp | CFLint_lamp | Lighting - Lamps | Integral CFL (screw-in) | CFLscw-Glb(26w) | IOU-NonDEER |  | CFL Lamp: Globe, 26 Watts | 14: Glb; 15: Any; 17: 6000; 18: None; 19: 26; 23: Watts; 24: 26; 27: Any; 31: Complete | TRUE | TRUE | 0 | 0 | 0 | 0 | 0 | 0 | 0 | 0 | 0 | 0 | 0 | 0 | 0 | 0 |  | 0 | 0 | 0 | 0 | 0 | 0 | 0 | 0 | 0 | 0 | 0 | 0 | 0 | 0 |  | 0 | 0 | 0 | 0 | 0 | 0 | 0 | 0 | 0 | 0 | 0 | 0 | 0 | 0 |  | 0 | 0 | 0 | 0 | 0 | 0 | 0 | 0 | 0 | 0 | 0 | 0 | 0 | 0 |  | FALSE | FALSE | FALSE | FALSE | FALSE | FALSE | FALSE | FALSE | FALSE | FALSE | FALSE | FALSE | FALSE | FALSE | CFLscw-Glb(26w) |  |  | 241 | 1 | Glb | -Glb |  |  |  |  | (26w) | Globe |  | Globe | [6 empty] | , 26 Watts | [24 empty] | out of sample
242 | 0 | 10308 | 1002 | Ltg_Lamp | CFLint_lamp | Lighting - Lamps | Integral CFL (screw-in) | CFLscw-Glb(27w) | IOU-NonDEER |  | CFL Lamp: Globe, 27 Watts | 14: Glb; 15: Any; 17: 6000; 18: None; 19: 27; 23: Watts; 24: 27; 27: Any; 31: Complete | TRUE | TRUE | 0 | 0 | 0 | 0 | 0 | 0 | 0 | 0 | 0 | 0 | 0 | 0 | 0 | 0 |  | 0 | 0 | 0 | 0 | 0 | 0 | 0 | 0 | 0 | 0 | 0 | 0 | 0 | 0 |  | 0 | 0 | 0 | 0 | 0 | 0 | 0 | 0 | 0 | 0 | 0 | 0 | 0 | 0 |  | 0 | 0 | 0 | 0 | 0 | 0 | 0 | 0 | 0 | 0 | 0 | 0 | 0 | 0 |  | FALSE | FALSE | FALSE | FALSE | FALSE | FALSE | FALSE | FALSE | FALSE | FALSE | FALSE | FALSE | FALSE | FALSE | CFLscw-Glb(27w) |  |  | 242 | 1 | Glb | -Glb |  |  |  |  | (27w) | Globe |  | Globe | [6 empty] | , 27 Watts | [24 empty] | out of sample
243 | 0 | 10309 | 1002 | Ltg_Lamp | CFLint_lamp | Lighting - Lamps | Integral CFL (screw-in) | CFLscw-Glb(28w) | IOU-NonDEER |  | CFL Lamp: Globe, 28 Watts | 14: Glb; 15: Any; 17: 6000; 18: None; 19: 28; 23: Watts; 24: 28; 27: Any; 31: Complete | TRUE | TRUE | 0 | 0 | 0 | 0 | 0 | 0 | 0 | 0 | 0 | 0 | 0 | 0 | 0 | 0 |  | 0 | 0 | 0 | 0 | 0 | 0 | 0 | 0 | 0 | 0 | 0 | 0 | 0 | 0 |  | 0 | 0 | 0 | 0 | 0 | 0 | 0 | 0 | 0 | 0 | 0 | 0 | 0 | 0 |  | 0 | 0 | 0 | 0 | 0 | 0 | 0 | 0 | 0 | 0 | 0 | 0 | 0 | 0 |  | FALSE | FALSE | FALSE | FALSE | FALSE | FALSE | FALSE | FALSE | FALSE | FALSE | FALSE | FALSE | FALSE | FALSE | CFLscw-Glb(28w) |  |  | 243 | 1 | Glb | -Glb |  |  |  |  | (28w) | Globe |  | Globe | [6 empty] | , 28 Watts | [24 empty] | out of sample
244 | 0 | 10310 | 1002 | Ltg_Lamp | CFLint_lamp | Lighting - Lamps | Integral CFL (screw-in) | CFLscw-Glb(30w) | IOU-NonDEER |  | CFL Lamp: Globe, 30 Watts | 14: Glb; 15: Any; 17: 6000; 18: None; 19: 30; 23: Watts; 24: 30; 27: Any; 31: Complete | TRUE | TRUE | 0 | 0 | 0 | 0 | 0 | 0 | 0 | 0 | 0 | 0 | 0 | 0 | 0 | 0 |  | 0 | 0 | 0 | 0 | 0 | 0 | 0 | 0 | 0 | 0 | 0 | 0 | 0 | 0 |  | 0 | 0 | 0 | 0 | 0 | 0 | 0 | 0 | 0 | 0 | 0 | 0 | 0 | 0 |  | 0 | 0 | 0 | 0 | 0 | 0 | 0 | 0 | 0 | 0 | 0 | 0 | 0 | 0 |  | FALSE | FALSE | FALSE | FALSE | FALSE | FALSE | FALSE | FALSE | FALSE | FALSE | FALSE | FALSE | FALSE | FALSE | CFLscw-Glb(30w) |  |  | 244 | 1 | Glb | -Glb |  |  |  |  | (30w) | Globe |  | Globe | [6 empty] | , 30 Watts | [24 empty] | out of sample
245 | 0 | 10311 | 1002 | Ltg_Lamp | CFLint_lamp | Lighting - Lamps | Integral CFL (screw-in) | CFLscw-Glb(32w) | IOU-NonDEER |  | CFL Lamp: Globe, 32 Watts | 14: Glb; 15: Any; 17: 6000; 18: None; 19: 32; 23: Watts; 24: 32; 27: Any; 31: Complete | TRUE | TRUE | 0 | 0 | 0 | 0 | 0 | 0 | 0 | 0 | 0 | 0 | 0 | 0 | 0 | 0 |  | 0 | 0 | 0 | 0 | 0 | 0 | 0 | 0 | 0 | 0 | 0 | 0 | 0 | 0 |  | 0 | 0 | 0 | 0 | 0 | 0 | 0 | 0 | 0 | 0 | 0 | 0 | 0 | 0 |  | 0 | 0 | 0 | 0 | 0 | 0 | 0 | 0 | 0 | 0 | 0 | 0 | 0 | 0 |  | FALSE | FALSE | FALSE | FALSE | FALSE | FALSE | FALSE | FALSE | FALSE | FALSE | FALSE | FALSE | FALSE | FALSE | CFLscw-Glb(32w) |  |  | 245 | 1 | Glb | -Glb |  |  |  |  | (32w) | Globe |  | Globe | [6 empty] | , 32 Watts | [24 empty] | out of sample
246 | 0 | 10312 | 1002 | Ltg_Lamp | CFLint_lamp | Lighting - Lamps | Integral CFL (screw-in) | CFLscw-Glb(40w) | IOU-NonDEER |  | CFL Lamp: Globe, 40 Watts | 14: Glb; 15: Any; 17: 6000; 18: None; 19: 40; 23: Watts; 24: 40; 27: Any; 31: Complete | TRUE | TRUE | 0 | 0 | 0 | 0 | 0 | 0 | 0 | 0 | 0 | 0 | 0 | 0 | 0 | 0 |  | 0 | 0 | 0 | 0 | 0 | 0 | 0 | 0 | 0 | 0 | 0 | 0 | 0 | 0 |  | 0 | 0 | 0 | 0 | 0 | 0 | 0 | 0 | 0 | 0 | 0 | 0 | 0 | 0 |  | 0 | 0 | 0 | 0 | 0 | 0 | 0 | 0 | 0 | 0 | 0 | 0 | 0 | 0 |  | FALSE | FALSE | FALSE | FALSE | FALSE | FALSE | FALSE | FALSE | FALSE | FALSE | FALSE | FALSE | FALSE | FALSE | CFLscw-Glb(40w) |  |  | 246 | 1 | Glb | -Glb |  |  |  |  | (40w) | Globe |  | Globe | [6 empty] | , 40 Watts | [24 empty] | out of sample
247 | 0 | 10313 | 1002 | Ltg_Lamp | CFLint_lamp | Lighting - Lamps | Integral CFL (screw-in) | CFLscw-Glb(42w) | IOU-NonDEER |  | CFL Lamp: Globe, 42 Watts | 14: Glb; 15: Any; 17: 6000; 18: None; 19: 42; 23: Watts; 24: 42; 27: Any; 31: Complete | TRUE | TRUE | 0 | 0 | 0 | 0 | 0 | 0 | 0 | 0 | 0 | 0 | 0 | 0 | 0 | 0 |  | 0 | 0 | 0 | 0 | 0 | 0 | 0 | 0 | 0 | 0 | 0 | 0 | 0 | 0 |  | 0 | 0 | 0 | 0 | 0 | 0 | 0 | 0 | 0 | 0 | 0 | 0 | 0 | 0 |  | 0 | 0 | 0 | 0 | 0 | 0 | 0 | 0 | 0 | 0 | 0 | 0 | 0 | 0 |  | FALSE | FALSE | FALSE | FALSE | FALSE | FALSE | FALSE | FALSE | FALSE | FALSE | FALSE | FALSE | FALSE | FALSE | CFLscw-Glb(42w) |  |  | 247 | 1 | Glb | -Glb |  |  |  |  | (42w) | Globe |  | Globe | [6 empty] | , 42 Watts | [24 empty] | out of sample
248 | 0 | 10314 | 1002 | Ltg_Lamp | CFLint_lamp | Lighting - Lamps | Integral CFL (screw-in) | CFLscw-Glb(45w) | IOU-NonDEER |  | CFL Lamp: Globe, 45 Watts | 14: Glb; 15: Any; 17: 6000; 18: None; 19: 45; 23: Watts; 24: 45; 27: Any; 31: Complete | TRUE | TRUE | 0 | 0 | 0 | 0 | 0 | 0 | 0 | 0 | 0 | 0 | 0 | 0 | 0 | 0 |  | 0 | 0 | 0 | 0 | 0 | 0 | 0 | 0 | 0 | 0 | 0 | 0 | 0 | 0 |  | 0 | 0 | 0 | 0 | 0 | 0 | 0 | 0 | 0 | 0 | 0 | 0 | 0 | 0 |  | 0 | 0 | 0 | 0 | 0 | 0 | 0 | 0 | 0 | 0 | 0 | 0 | 0 | 0 |  | FALSE | FALSE | FALSE | FALSE | FALSE | FALSE | FALSE | FALSE | FALSE | FALSE | FALSE | FALSE | FALSE | FALSE | CFLscw-Glb(45w) |  |  | 248 | 1 | Glb | -Glb |  |  |  |  | (45w) | Globe |  | Globe | [6 empty] | , 45 Watts | [24 empty] | out of sample
249 | 0 | 10315 | 1002 | Ltg_Lamp | CFLint_lamp | Lighting - Lamps | Integral CFL (screw-in) | CFLscw-Glb(55w) | IOU-NonDEER |  | CFL Lamp: Globe, 55 Watts | 14: Glb; 15: Any; 17: 6000; 18: None; 19: 55; 23: Watts; 24: 55; 27: Any; 31: Complete | TRUE | TRUE | 0 | 0 | 0 | 0 | 0 | 0 | 0 | 0 | 0 | 0 | 0 | 0 | 0 | 0 |  | 0 | 0 | 0 | 0 | 0 | 0 | 0 | 0 | 0 | 0 | 0 | 0 | 0 | 0 |  | 0 | 0 | 0 | 0 | 0 | 0 | 0 | 0 | 0 | 0 | 0 | 0 | 0 | 0 |  | 0 | 0 | 0 | 0 | 0 | 0 | 0 | 0 | 0 | 0 | 0 | 0 | 0 | 0 |  | FALSE | FALSE | FALSE | FALSE | FALSE | FALSE | FALSE | FALSE | FALSE | FALSE | FALSE | FALSE | FALSE | FALSE | CFLscw-Glb(55w) |  |  | 249 | 1 | Glb | -Glb |  |  |  |  | (55w) | Globe |  | Globe | [6 empty] | , 55 Watts | [24 empty] | out of sample
250 | 0 | 10316 | 1002 | Ltg_Lamp | CFLint_lamp | Lighting - Lamps | Integral CFL (screw-in) | CFLscw-A(7w) | IOU-NonDEER |  | CFL Lamp: A-lamp, 7 Watts | 14: A; 15: Any; 17: 6000; 18: None; 19: 7; 23: Watts; 24: 7; 27: Any; 31: Complete | TRUE | TRUE | 0 | 0 | 0 | 0 | 0 | 0 | 0 | 0 | 0 | 0 | 0 | 0 | 0 | 0 |  | 0 | 0 | 0 | 0 | 0 | 0 | 0 | 0 | 0 | 0 | 0 | 0 | 0 | 0 |  | 0 | 0 | 0 | 0 | 0 | 0 | 0 | 0 | 0 | 0 | 0 | 0 | 0 | 0 |  | 0 | 0 | 0 | 0 | 0 | 0 | 0 | 0 | 0 | 0 | 0 | 0 | 0 | 0 |  | FALSE | FALSE | FALSE | FALSE | FALSE | FALSE | FALSE | FALSE | FALSE | FALSE | FALSE | FALSE | FALSE | FALSE | CFLscw-A(7w) |  |  | 250 | 1 | A | -A |  |  |  |  | (7w) | A-lamp |  | A-lamp | [6 empty] | , 7 Watts | [25 empty] | A | #REF! | #REF! | #REF! | #REF! | 0.07963 | 72.2604
251 | 0 | 10317 | 1002 | Ltg_Lamp | CFLint_lamp | Lighting - Lamps | Integral CFL (screw-in) | CFLscw-A(8w) | IOU-NonDEER |  | CFL Lamp: A-lamp, 8 Watts | 14: A; 15: Any; 17: 6000; 18: None; 19: 8; 23: Watts; 24: 8; 27: Any; 31: Complete | TRUE | TRUE | 0 | 0 | 0 | 0 | 0 | 0 | 0 | 0 | 0 | 0 | 0 | 0 | 0 | 0 |  | 0 | 0 | 0 | 0 | 0 | 0 | 0 | 0 | 0 | 0 | 0 | 0 | 0 | 0 |  | 0 | 0 | 0 | 0 | 0 | 0 | 0 | 0 | 0 | 0 | 0 | 0 | 0 | 0 |  | 0 | 0 | 0 | 0 | 0 | 0 | 0 | 0 | 0 | 0 | 0 | 0 | 0 | 0 |  | FALSE | FALSE | FALSE | FALSE | FALSE | FALSE | FALSE | FALSE | FALSE | FALSE | FALSE | FALSE | FALSE | FALSE | CFLscw-A(8w) |  |  | 251 | 1 | A | -A |  |  |  |  | (8w) | A-lamp |  | A-lamp | [6 empty] | , 8 Watts | [25 empty] | A | #REF! | #REF! | #REF! | #REF! | 0.07963 | 72.2604
252 | 0 | 10318 | 1002 | Ltg_Lamp | CFLint_lamp | Lighting - Lamps | Integral CFL (screw-in) | CFLscw-A(9w) | IOU-NonDEER |  | CFL Lamp: A-lamp, 9 Watts | 14: A; 15: Any; 17: 6000; 18: None; 19: 9; 23: Watts; 24: 9; 27: Any; 31: Complete | TRUE | TRUE | 0 | 0 | 0 | 0 | 0 | 0 | 0 | 0 | 0 | 0 | 0 | 0 | 0 | 0 |  | 0 | 0 | 0 | 0 | 0 | 0 | 0 | 0 | 0 | 0 | 0 | 0 | 0 | 0 |  | 0 | 0 | 0 | 0 | 0 | 0 | 0 | 0 | 0 | 0 | 0 | 0 | 0 | 0 |  | 0 | 0 | 0 | 0 | 0 | 0 | 0 | 0 | 0 | 0 | 0 | 0 | 0 | 0 |  | FALSE | FALSE | FALSE | FALSE | FALSE | FALSE | FALSE | FALSE | FALSE | FALSE | FALSE | FALSE | FALSE | FALSE | CFLscw-A(9w) |  |  | 252 | 1 | A | -A |  |  |  |  | (9w) | A-lamp |  | A-lamp | [6 empty] | , 9 Watts | [25 empty] | A | #REF! | #REF! | #REF! | #REF! | 0.07963 | 72.2604
253 | 0 | 10319 | 1002 | Ltg_Lamp | CFLint_lamp | Lighting - Lamps | Integral CFL (screw-in) | CFLscw-A(10w) | IOU-NonDEER |  | CFL Lamp: A-lamp, 10 Watts | 14: A; 15: Any; 17: 6000; 18: None; 19: 10; 23: Watts; 24: 10; 27: Any; 31: Complete | TRUE | TRUE | 0 | 0 | 0 | 0 | 0 | 0 | 0 | 0 | 0 | 0 | 0 | 0 | 0 | 0 |  | 0 | 0 | 0 | 0 | 0 | 0 | 0 | 0 | 0 | 0 | 0 | 0 | 0 | 0 |  | 0 | 0 | 0 | 0 | 0 | 0 | 0 | 0 | 0 | 0 | 0 | 0 | 0 | 0 |  | 0 | 0 | 0 | 0 | 0 | 0 | 0 | 0 | 0 | 0 | 0 | 0 | 0 | 0 |  | FALSE | FALSE | FALSE | FALSE | FALSE | FALSE | FALSE | FALSE | FALSE | FALSE | FALSE | FALSE | FALSE | FALSE | CFLscw-A(10w) |  |  | 253 | 1 | A | -A |  |  |  |  | (10w) | A-lamp |  | A-lamp | [6 empty] | , 10 Watts | [25 empty] | A | #REF! | #REF! | #REF! | #REF! | 0.07963 | 72.2604
254 | 0 | 10320 | 1002 | Ltg_Lamp | CFLint_lamp | Lighting - Lamps | Integral CFL (screw-in) | CFLscw-A(11w) | IOU-NonDEER |  | CFL Lamp: A-lamp, 11 Watts | 14: A; 15: Any; 17: 6000; 18: None; 19: 11; 23: Watts; 24: 11; 27: Any; 31: Complete | TRUE | TRUE | 0 | 0 | 0 | 0 | 0 | 0 | 0 | 0 | 0 | 0 | 0 | 0 | 0 | 0 |  | 0 | 0 | 0 | 0 | 0 | 0 | 0 | 0 | 0 | 0 | 0 | 0 | 0 | 0 |  | 0 | 0 | 0 | 0 | 0 | 0 | 0 | 0 | 0 | 0 | 0 | 0 | 0 | 0 |  | 0 | 0 | 0 | 0 | 0 | 0 | 0 | 0 | 0 | 0 | 0 | 0 | 0 | 0 |  | FALSE | FALSE | FALSE | FALSE | FALSE | FALSE | FALSE | FALSE | FALSE | FALSE | FALSE | FALSE | FALSE | FALSE | CFLscw-A(11w) |  |  | 254 | 1 | A | -A |  |  |  |  | (11w) | A-lamp |  | A-lamp | [6 empty] | , 11 Watts | [25 empty] | A | #REF! | #REF! | #REF! | #REF! | 0.07963 | 72.2604
255 | 0 | 10321 | 1002 | Ltg_Lamp | CFLint_lamp | Lighting - Lamps | Integral CFL (screw-in) | CFLscw-A(12w) | IOU-NonDEER |  | CFL Lamp: A-lamp, 12 Watts | 14: A; 15: Any; 17: 6000; 18: None; 19: 12; 23: Watts; 24: 12; 27: Any; 31: Complete | TRUE | TRUE | 0 | 0 | 0 | 0 | 0 | 0 | 0 | 0 | 0 | 0 | 0 | 0 | 0 | 0 |  | 0 | 0 | 0 | 0 | 0 | 0 | 0 | 0 | 0 | 0 | 0 | 0 | 0 | 0 |  | 0 | 0 | 0 | 0 | 0 | 0 | 0 | 0 | 0 | 0 | 0 | 0 | 0 | 0 |  | 0 | 0 | 0 | 0 | 0 | 0 | 0 | 0 | 0 | 0 | 0 | 0 | 0 | 0 |  | FALSE | FALSE | FALSE | FALSE | FALSE | FALSE | FALSE | FALSE | FALSE | FALSE | FALSE | FALSE | FALSE | FALSE | CFLscw-A(12w) |  |  | 255 | 1 | A | -A |  |  |  |  | (12w) | A-lamp |  | A-lamp | [6 empty] | , 12 Watts | [25 empty] | A | #REF! | #REF! | #REF! | #REF! | 0.07963 | 72.2604
256 | 0 | 10322 | 1002 | Ltg_Lamp | CFLint_lamp | Lighting - Lamps | Integral CFL (screw-in) | CFLscw-A(13w) | IOU-NonDEER |  | CFL Lamp: A-lamp, 13 Watts | 14: A; 15: Any; 17: 6000; 18: None; 19: 13; 23: Watts; 24: 13; 27: Any; 31: Complete | TRUE | TRUE | 0 | 0 | 0 | 0 | 0 | 0 | 0 | 0 | 0 | 0 | 0 | 0 | 0 | 0 |  | 0 | 0 | 0 | 0 | 0 | 0 | 0 | 0 | 0 | 0 | 0 | 0 | 0 | 0 |  | 0 | 0 | 0 | 0 | 0 | 0 | 0 | 0 | 0 | 0 | 0 | 0 | 0 | 0 |  | 0 | 0 | 0 | 0 | 0 | 0 | 0 | 0 | 0 | 0 | 0 | 0 | 0 | 0 |  | FALSE | FALSE | FALSE | FALSE | FALSE | FALSE | FALSE | FALSE | FALSE | FALSE | FALSE | FALSE | FALSE | FALSE | CFLscw-A(13w) |  |  | 256 | 1 | A | -A |  |  |  |  | (13w) | A-lamp |  | A-lamp | [6 empty] | , 13 Watts | [25 empty] | A | #REF! | #REF! | #REF! | #REF! | 0.07963 | 72.2604
257 | 0 | 10323 | 1002 | Ltg_Lamp | CFLint_lamp | Lighting - Lamps | Integral CFL (screw-in) | CFLscw-A(14w) | IOU-NonDEER |  | CFL Lamp: A-lamp, 14 Watts | 14: A; 15: Any; 17: 6000; 18: None; 19: 14; 23: Watts; 24: 14; 27: Any; 31: Complete | TRUE | TRUE | 0 | 0 | 0 | 0 | 0 | 0 | 0 | 0 | 0 | 0 | 0 | 0 | 0 | 0 |  | 0 | 0 | 0 | 0 | 0 | 0 | 0 | 0 | 0 | 0 | 0 | 0 | 0 | 0 |  | 0 | 0 | 0 | 0 | 0 | 0 | 0 | 0 | 0 | 0 | 0 | 0 | 0 | 0 |  | 0 | 0 | 0 | 0 | 0 | 0 | 0 | 0 | 0 | 0 | 0 | 0 | 0 | 0 |  | FALSE | FALSE | FALSE | FALSE | FALSE | FALSE | FALSE | FALSE | FALSE | FALSE | FALSE | FALSE | FALSE | FALSE | CFLscw-A(14w) |  |  | 257 | 1 | A | -A |  |  |  |  | (14w) | A-lamp |  | A-lamp | [6 empty] | , 14 Watts | [25 empty] | A | #REF! | #REF! | #REF! | #REF! | 0.07963 | 72.2604
258 | 0 | 10324 | 1002 | Ltg_Lamp | CFLint_lamp | Lighting - Lamps | Integral CFL (screw-in) | CFLscw-A(15w) | IOU-NonDEER |  | CFL Lamp: A-lamp, 15 Watts | 14: A; 15: Any; 17: 6000; 18: None; 19: 15; 23: Watts; 24: 15; 27: Any; 31: Complete | TRUE | TRUE | 0 | 0 | 0 | 0 | 0 | 0 | 0 | 0 | 0 | 0 | 0 | 0 | 0 | 0 |  | 0 | 0 | 0 | 0 | 0 | 0 | 0 | 0 | 0 | 0 | 0 | 0 | 0 | 0 |  | 0 | 0 | 0 | 0 | 0 | 0 | 0 | 0 | 0 | 0 | 0 | 0 | 0 | 0 |  | 0 | 0 | 0 | 0 | 0 | 0 | 0 | 0 | 0 | 0 | 0 | 0 | 0 | 0 |  | FALSE | FALSE | FALSE | FALSE | FALSE | FALSE | FALSE | FALSE | FALSE | FALSE | FALSE | FALSE | FALSE | FALSE | CFLscw-A(15w) |  |  | 258 | 1 | A | -A |  |  |  |  | (15w) | A-lamp |  | A-lamp | [6 empty] | , 15 Watts | [25 empty] | A | #REF! | #REF! | #REF! | #REF! | 0.07963 | 72.2604
259 | 0 | 10325 | 1002 | Ltg_Lamp | CFLint_lamp | Lighting - Lamps | Integral CFL (screw-in) | CFLscw-A(16w) | IOU-NonDEER |  | CFL Lamp: A-lamp, 16 Watts | 14: A; 15: Any; 17: 6000; 18: None; 19: 16; 23: Watts; 24: 16; 27: Any; 31: Complete | TRUE | TRUE | 0 | 0 | 0 | 0 | 0 | 0 | 0 | 0 | 0 | 0 | 0 | 0 | 0 | 0 |  | 0 | 0 | 0 | 0 | 0 | 0 | 0 | 0 | 0 | 0 | 0 | 0 | 0 | 0 |  | 0 | 0 | 0 | 0 | 0 | 0 | 0 | 0 | 0 | 0 | 0 | 0 | 0 | 0 |  | 0 | 0 | 0 | 0 | 0 | 0 | 0 | 0 | 0 | 0 | 0 | 0 | 0 | 0 |  | FALSE | FALSE | FALSE | FALSE | FALSE | FALSE | FALSE | FALSE | FALSE | FALSE | FALSE | FALSE | FALSE | FALSE | CFLscw-A(16w) |  |  | 259 | 1 | A | -A |  |  |  |  | (16w) | A-lamp |  | A-lamp | [6 empty] | , 16 Watts | [25 empty] | A | #REF! | #REF! | #REF! | #REF! | 0.07963 | 72.2604
260 | 0 | 10326 | 1002 | Ltg_Lamp | CFLint_lamp | Lighting - Lamps | Integral CFL (screw-in) | CFLscw-A(18w) | IOU-NonDEER |  | CFL Lamp: A-lamp, 18 Watts | 14: A; 15: Any; 17: 6000; 18: None; 19: 18; 23: Watts; 24: 18; 27: Any; 31: Complete | TRUE | TRUE | 0 | 0 | 0 | 0 | 0 | 0 | 0 | 0 | 0 | 0 | 0 | 0 | 0 | 0 |  | 0 | 0 | 0 | 0 | 0 | 0 | 0 | 0 | 0 | 0 | 0 | 0 | 0 | 0 |  | 0 | 0 | 0 | 0 | 0 | 0 | 0 | 0 | 0 | 0 | 0 | 0 | 0 | 0 |  | 0 | 0 | 0 | 0 | 0 | 0 | 0 | 0 | 0 | 0 | 0 | 0 | 0 | 0 |  | FALSE | FALSE | FALSE | FALSE | FALSE | FALSE | FALSE | FALSE | FALSE | FALSE | FALSE | FALSE | FALSE | FALSE | CFLscw-A(18w) |  |  | 260 | 1 | A | -A |  |  |  |  | (18w) | A-lamp |  | A-lamp | [6 empty] | , 18 Watts | [25 empty] | A | #REF! | #REF! | #REF! | #REF! | 0.07963 | 72.2604
261 | 0 | 10327 | 1002 | Ltg_Lamp | CFLint_lamp | Lighting - Lamps | Integral CFL (screw-in) | CFLscw-A(19w) | IOU-NonDEER |  | CFL Lamp: A-lamp, 19 Watts | 14: A; 15: Any; 17: 6000; 18: None; 19: 19; 23: Watts; 24: 19; 27: Any; 31: Complete | TRUE | TRUE | 0 | 0 | 0 | 0 | 0 | 0 | 0 | 0 | 0 | 0 | 0 | 0 | 0 | 0 |  | 0 | 0 | 0 | 0 | 0 | 0 | 0 | 0 | 0 | 0 | 0 | 0 | 0 | 0 |  | 0 | 0 | 0 | 0 | 0 | 0 | 0 | 0 | 0 | 0 | 0 | 0 | 0 | 0 |  | 0 | 0 | 0 | 0 | 0 | 0 | 0 | 0 | 0 | 0 | 0 | 0 | 0 | 0 |  | FALSE | FALSE | FALSE | FALSE | FALSE | FALSE | FALSE | FALSE | FALSE | FALSE | FALSE | FALSE | FALSE | FALSE | CFLscw-A(19w) |  |  | 261 | 1 | A | -A |  |  |  |  | (19w) | A-lamp |  | A-lamp | [6 empty] | , 19 Watts | [25 empty] | A | #REF! | #REF! | #REF! | #REF! | 0.07963 | 72.2604
262 | 0 | 10328 | 1002 | Ltg_Lamp | CFLint_lamp | Lighting - Lamps | Integral CFL (screw-in) | CFLscw-A(20w) | IOU-NonDEER |  | CFL Lamp: A-lamp, 20 Watts | 14: A; 15: Any; 17: 6000; 18: None; 19: 20; 23: Watts; 24: 20; 27: Any; 31: Complete | TRUE | TRUE | 0 | 0 | 0 | 0 | 0 | 0 | 0 | 0 | 0 | 0 | 0 | 0 | 0 | 0 |  | 0 | 0 | 0 | 0 | 0 | 0 | 0 | 0 | 0 | 0 | 0 | 0 | 0 | 0 |  | 0 | 0 | 0 | 0 | 0 | 0 | 0 | 0 | 0 | 0 | 0 | 0 | 0 | 0 |  | 0 | 0 | 0 | 0 | 0 | 0 | 0 | 0 | 0 | 0 | 0 | 0 | 0 | 0 |  | FALSE | FALSE | FALSE | FALSE | FALSE | FALSE | FALSE | FALSE | FALSE | FALSE | FALSE | FALSE | FALSE | FALSE | CFLscw-A(20w) |  |  | 262 | 1 | A | -A |  |  |  |  | (20w) | A-lamp |  | A-lamp | [6 empty] | , 20 Watts | [25 empty] | A | #REF! | #REF! | #REF! | #REF! | 0.07963 | 72.2604
263 | 0 | 10329 | 1002 | Ltg_Lamp | CFLint_lamp | Lighting - Lamps | Integral CFL (screw-in) | CFLscw-A(23w) | IOU-NonDEER |  | CFL Lamp: A-lamp, 23 Watts | 14: A; 15: Any; 17: 6000; 18: None; 19: 23; 23: Watts; 24: 23; 27: Any; 31: Complete | TRUE | TRUE | 0 | 0 | 0 | 0 | 0 | 0 | 0 | 0 | 0 | 0 | 0 | 0 | 0 | 0 |  | 0 | 0 | 0 | 0 | 0 | 0 | 0 | 0 | 0 | 0 | 0 | 0 | 0 | 0 |  | 0 | 0 | 0 | 0 | 0 | 0 | 0 | 0 | 0 | 0 | 0 | 0 | 0 | 0 |  | 0 | 0 | 0 | 0 | 0 | 0 | 0 | 0 | 0 | 0 | 0 | 0 | 0 | 0 |  | FALSE | FALSE | FALSE | FALSE | FALSE | FALSE | FALSE | FALSE | FALSE | FALSE | FALSE | FALSE | FALSE | FALSE | CFLscw-A(23w) |  |  | 263 | 1 | A | -A |  |  |  |  | (23w) | A-lamp |  | A-lamp | [6 empty] | , 23 Watts | [25 empty] | A | #REF! | #REF! | #REF! | #REF! | 0.07963 | 72.2604
264 | 0 | 10330 | 1002 | Ltg_Lamp | CFLint_lamp | Lighting - Lamps | Integral CFL (screw-in) | CFLscw-A(24w) | IOU-NonDEER |  | CFL Lamp: A-lamp, 24 Watts | 14: A; 15: Any; 17: 6000; 18: None; 19: 24; 23: Watts; 24: 24; 27: Any; 31: Complete | TRUE | TRUE | 0 | 0 | 0 | 0 | 0 | 0 | 0 | 0 | 0 | 0 | 0 | 0 | 0 | 0 |  | 0 | 0 | 0 | 0 | 0 | 0 | 0 | 0 | 0 | 0 | 0 | 0 | 0 | 0 |  | 0 | 0 | 0 | 0 | 0 | 0 | 0 | 0 | 0 | 0 | 0 | 0 | 0 | 0 |  | 0 | 0 | 0 | 0 | 0 | 0 | 0 | 0 | 0 | 0 | 0 | 0 | 0 | 0 |  | FALSE | FALSE | FALSE | FALSE | FALSE | FALSE | FALSE | FALSE | FALSE | FALSE | FALSE | FALSE | FALSE | FALSE | CFLscw-A(24w) |  |  | 264 | 1 | A | -A |  |  |  |  | (24w) | A-lamp |  | A-lamp | [6 empty] | , 24 Watts | [25 empty] | A | #REF! | #REF! | #REF! | #REF! | 0.07963 | 72.2604
265 | 0 | 10331 | 1002 | Ltg_Lamp | CFLint_lamp | Lighting - Lamps | Integral CFL (screw-in) | CFLscw-A(25w) | IOU-NonDEER |  | CFL Lamp: A-lamp, 25 Watts | 14: A; 15: Any; 17: 6000; 18: None; 19: 25; 23: Watts; 24: 25; 27: Any; 31: Complete | TRUE | TRUE | 0 | 0 | 0 | 0 | 0 | 0 | 0 | 0 | 0 | 0 | 0 | 0 | 0 | 0 |  | 0 | 0 | 0 | 0 | 0 | 0 | 0 | 0 | 0 | 0 | 0 | 0 | 0 | 0 |  | 0 | 0 | 0 | 0 | 0 | 0 | 0 | 0 | 0 | 0 | 0 | 0 | 0 | 0 |  | 0 | 0 | 0 | 0 | 0 | 0 | 0 | 0 | 0 | 0 | 0 | 0 | 0 | 0 |  | FALSE | FALSE | FALSE | FALSE | FALSE | FALSE | FALSE | FALSE | FALSE | FALSE | FALSE | FALSE | FALSE | FALSE | CFLscw-A(25w) |  |  | 265 | 1 | A | -A |  |  |  |  | (25w) | A-lamp |  | A-lamp | [6 empty] | , 25 Watts | [25 empty] | A | #REF! | #REF! | #REF! | #REF! | 0.07963 | 72.2604
266 | 0 | 10332 | 1002 | Ltg_Lamp | CFLint_lamp | Lighting - Lamps | Integral CFL (screw-in) | CFLscw-A(26w) | IOU-NonDEER |  | CFL Lamp: A-lamp, 26 Watts | 14: A; 15: Any; 17: 6000; 18: None; 19: 26; 23: Watts; 24: 26; 27: Any; 31: Complete | TRUE | TRUE | 0 | 0 | 0 | 0 | 0 | 0 | 0 | 0 | 0 | 0 | 0 | 0 | 0 | 0 |  | 0 | 0 | 0 | 0 | 0 | 0 | 0 | 0 | 0 | 0 | 0 | 0 | 0 | 0 |  | 0 | 0 | 0 | 0 | 0 | 0 | 0 | 0 | 0 | 0 | 0 | 0 | 0 | 0 |  | 0 | 0 | 0 | 0 | 0 | 0 | 0 | 0 | 0 | 0 | 0 | 0 | 0 | 0 |  | FALSE | FALSE | FALSE | FALSE | FALSE | FALSE | FALSE | FALSE | FALSE | FALSE | FALSE | FALSE | FALSE | FALSE | CFLscw-A(26w) |  |  | 266 | 1 | A | -A |  |  |  |  | (26w) | A-lamp |  | A-lamp | [6 empty] | , 26 Watts | [25 empty] | A | #REF! | #REF! | #REF! | #REF! | 0.07963 | 72.2604
267 | 0 | 10333 | 1002 | Ltg_Lamp | CFLint_lamp | Lighting - Lamps | Integral CFL (screw-in) | CFLscw-A(27w) | IOU-NonDEER |  | CFL Lamp: A-lamp, 27 Watts | 14: A; 15: Any; 17: 6000; 18: None; 19: 27; 23: Watts; 24: 27; 27: Any; 31: Complete | TRUE | TRUE | 0 | 0 | 0 | 0 | 0 | 0 | 0 | 0 | 0 | 0 | 0 | 0 | 0 | 0 |  | 0 | 0 | 0 | 0 | 0 | 0 | 0 | 0 | 0 | 0 | 0 | 0 | 0 | 0 |  | 0 | 0 | 0 | 0 | 0 | 0 | 0 | 0 | 0 | 0 | 0 | 0 | 0 | 0 |  | 0 | 0 | 0 | 0 | 0 | 0 | 0 | 0 | 0 | 0 | 0 | 0 | 0 | 0 |  | FALSE | FALSE | FALSE | FALSE | FALSE | FALSE | FALSE | FALSE | FALSE | FALSE | FALSE | FALSE | FALSE | FALSE | CFLscw-A(27w) |  |  | 267 | 1 | A | -A |  |  |  |  | (27w) | A-lamp |  | A-lamp | [6 empty] | , 27 Watts | [25 empty] | A | #REF! | #REF! | #REF! | #REF! | 0.07963 | 72.2604
268 | 0 | 10334 | 1002 | Ltg_Lamp | CFLint_lamp | Lighting - Lamps | Integral CFL (screw-in) | CFLscw-A(28w) | IOU-NonDEER |  | CFL Lamp: A-lamp, 28 Watts | 14: A; 15: Any; 17: 6000; 18: None; 19: 28; 23: Watts; 24: 28; 27: Any; 31: Complete | TRUE | TRUE | 0 | 0 | 0 | 0 | 0 | 0 | 0 | 0 | 0 | 0 | 0 | 0 | 0 | 0 |  | 0 | 0 | 0 | 0 | 0 | 0 | 0 | 0 | 0 | 0 | 0 | 0 | 0 | 0 |  | 0 | 0 | 0 | 0 | 0 | 0 | 0 | 0 | 0 | 0 | 0 | 0 | 0 | 0 |  | 0 | 0 | 0 | 0 | 0 | 0 | 0 | 0 | 0 | 0 | 0 | 0 | 0 | 0 |  | FALSE | FALSE | FALSE | FALSE | FALSE | FALSE | FALSE | FALSE | FALSE | FALSE | FALSE | FALSE | FALSE | FALSE | CFLscw-A(28w) |  |  | 268 | 1 | A | -A |  |  |  |  | (28w) | A-lamp |  | A-lamp | [6 empty] | , 28 Watts | [25 empty] | A | #REF! | #REF! | #REF! | #REF! | 0.07963 | 72.2604
269 | 0 | 10335 | 1002 | Ltg_Lamp | CFLint_lamp | Lighting - Lamps | Integral CFL (screw-in) | CFLscw-A(30w) | IOU-NonDEER |  | CFL Lamp: A-lamp, 30 Watts | 14: A; 15: Any; 17: 6000; 18: None; 19: 30; 23: Watts; 24: 30; 27: Any; 31: Complete | TRUE | TRUE | 0 | 0 | 0 | 0 | 0 | 0 | 0 | 0 | 0 | 0 | 0 | 0 | 0 | 0 |  | 0 | 0 | 0 | 0 | 0 | 0 | 0 | 0 | 0 | 0 | 0 | 0 | 0 | 0 |  | 0 | 0 | 0 | 0 | 0 | 0 | 0 | 0 | 0 | 0 | 0 | 0 | 0 | 0 |  | 0 | 0 | 0 | 0 | 0 | 0 | 0 | 0 | 0 | 0 | 0 | 0 | 0 | 0 |  | FALSE | FALSE | FALSE | FALSE | FALSE | FALSE | FALSE | FALSE | FALSE | FALSE | FALSE | FALSE | FALSE | FALSE | CFLscw-A(30w) |  |  | 269 | 1 | A | -A |  |  |  |  | (30w) | A-lamp |  | A-lamp | [6 empty] | , 30 Watts | [25 empty] | A | #REF! | #REF! | #REF! | #REF! | 0.07963 | 72.2604
270 | 0 | 10336 | 1002 | Ltg_Lamp | CFLint_lamp | Lighting - Lamps | Integral CFL (screw-in) | CFLscw-A(32w) | IOU-NonDEER |  | CFL Lamp: A-lamp, 32 Watts | 14: A; 15: Any; 17: 6000; 18: None; 19: 32; 23: Watts; 24: 32; 27: Any; 31: Complete | TRUE | TRUE | 0 | 0 | 0 | 0 | 0 | 0 | 0 | 0 | 0 | 0 | 0 | 0 | 0 | 0 |  | 0 | 0 | 0 | 0 | 0 | 0 | 0 | 0 | 0 | 0 | 0 | 0 | 0 | 0 |  | 0 | 0 | 0 | 0 | 0 | 0 | 0 | 0 | 0 | 0 | 0 | 0 | 0 | 0 |  | 0 | 0 | 0 | 0 | 0 | 0 | 0 | 0 | 0 | 0 | 0 | 0 | 0 | 0 |  | FALSE | FALSE | FALSE | FALSE | FALSE | FALSE | FALSE | FALSE | FALSE | FALSE | FALSE | FALSE | FALSE | FALSE | CFLscw-A(32w) |  |  | 270 | 1 | A | -A |  |  |  |  | (32w) | A-lamp |  | A-lamp | [6 empty] | , 32 Watts | [25 empty] | A | #REF! | #REF! | #REF! | #REF! | 0.07963 | 72.2604
271 | 0 | 10337 | 1002 | Ltg_Lamp | CFLint_lamp | Lighting - Lamps | Integral CFL (screw-in) | CFLscw-A(40w) | IOU-NonDEER |  | CFL Lamp: A-lamp, 40 Watts | 14: A; 15: Any; 17: 6000; 18: None; 19: 40; 23: Watts; 24: 40; 27: Any; 31: Complete | TRUE | TRUE | 0 | 0 | 0 | 0 | 0 | 0 | 0 | 0 | 0 | 0 | 0 | 0 | 0 | 0 |  | 0 | 0 | 0 | 0 | 0 | 0 | 0 | 0 | 0 | 0 | 0 | 0 | 0 | 0 |  | 0 | 0 | 0 | 0 | 0 | 0 | 0 | 0 | 0 | 0 | 0 | 0 | 0 | 0 |  | 0 | 0 | 0 | 0 | 0 | 0 | 0 | 0 | 0 | 0 | 0 | 0 | 0 | 0 |  | FALSE | FALSE | FALSE | FALSE | FALSE | FALSE | FALSE | FALSE | FALSE | FALSE | FALSE | FALSE | FALSE | FALSE | CFLscw-A(40w) |  |  | 271 | 1 | A | -A |  |  |  |  | (40w) | A-lamp |  | A-lamp | [6 empty] | , 40 Watts | [25 empty] | A | #REF! | #REF! | #REF! | #REF! | 0.07963 | 72.2604
272 | 0 | 10338 | 1002 | Ltg_Lamp | CFLint_lamp | Lighting - Lamps | Integral CFL (screw-in) | CFLscw-A(42w) | IOU-NonDEER |  | CFL Lamp: A-lamp, 42 Watts | 14: A; 15: Any; 17: 6000; 18: None; 19: 42; 23: Watts; 24: 42; 27: Any; 31: Complete | TRUE | TRUE | 0 | 0 | 0 | 0 | 0 | 0 | 0 | 0 | 0 | 0 | 0 | 0 | 0 | 0 |  | 0 | 0 | 0 | 0 | 0 | 0 | 0 | 0 | 0 | 0 | 0 | 0 | 0 | 0 |  | 0 | 0 | 0 | 0 | 0 | 0 | 0 | 0 | 0 | 0 | 0 | 0 | 0 | 0 |  | 0 | 0 | 0 | 0 | 0 | 0 | 0 | 0 | 0 | 0 | 0 | 0 | 0 | 0 |  | FALSE | FALSE | FALSE | FALSE | FALSE | FALSE | FALSE | FALSE | FALSE | FALSE | FALSE | FALSE | FALSE | FALSE | CFLscw-A(42w) |  |  | 272 | 1 | A | -A |  |  |  |  | (42w) | A-lamp |  | A-lamp | [6 empty] | , 42 Watts | [25 empty] | A | #REF! | #REF! | #REF! | #REF! | 0.07963 | 72.2604
273 | 0 | 10339 | 1002 | Ltg_Lamp | CFLint_lamp | Lighting - Lamps | Integral CFL (screw-in) | CFLscw-A(45w) | IOU-NonDEER |  | CFL Lamp: A-lamp, 45 Watts | 14: A; 15: Any; 17: 6000; 18: None; 19: 45; 23: Watts; 24: 45; 27: Any; 31: Complete | TRUE | TRUE | 0 | 0 | 0 | 0 | 0 | 0 | 0 | 0 | 0 | 0 | 0 | 0 | 0 | 0 |  | 0 | 0 | 0 | 0 | 0 | 0 | 0 | 0 | 0 | 0 | 0 | 0 | 0 | 0 |  | 0 | 0 | 0 | 0 | 0 | 0 | 0 | 0 | 0 | 0 | 0 | 0 | 0 | 0 |  | 0 | 0 | 0 | 0 | 0 | 0 | 0 | 0 | 0 | 0 | 0 | 0 | 0 | 0 |  | FALSE | FALSE | FALSE | FALSE | FALSE | FALSE | FALSE | FALSE | FALSE | FALSE | FALSE | FALSE | FALSE | FALSE | CFLscw-A(45w) |  |  | 273 | 1 | A | -A |  |  |  |  | (45w) | A-lamp |  | A-lamp | [6 empty] | , 45 Watts | [25 empty] | A | #REF! | #REF! | #REF! | #REF! | 0.07963 | 72.2604
274 | 0 | 10340 | 1002 | Ltg_Lamp | CFLint_lamp | Lighting - Lamps | Integral CFL (screw-in) | CFLscw-A(55w) | IOU-NonDEER |  | CFL Lamp: A-lamp, 55 Watts | 14: A; 15: Any; 17: 6000; 18: None; 19: 55; 23: Watts; 24: 55; 27: Any; 31: Complete | TRUE | TRUE | 0 | 0 | 0 | 0 | 0 | 0 | 0 | 0 | 0 | 0 | 0 | 0 | 0 | 0 |  | 0 | 0 | 0 | 0 | 0 | 0 | 0 | 0 | 0 | 0 | 0 | 0 | 0 | 0 |  | 0 | 0 | 0 | 0 | 0 | 0 | 0 | 0 | 0 | 0 | 0 | 0 | 0 | 0 |  | 0 | 0 | 0 | 0 | 0 | 0 | 0 | 0 | 0 | 0 | 0 | 0 | 0 | 0 |  | FALSE | FALSE | FALSE | FALSE | FALSE | FALSE | FALSE | FALSE | FALSE | FALSE | FALSE | FALSE | FALSE | FALSE | CFLscw-A(55w) |  |  | 274 | 1 | A | -A |  |  |  |  | (55w) | A-lamp |  | A-lamp | [6 empty] | , 55 Watts | [25 empty] | A | #REF! | #REF! | #REF! | #REF! | 0.07963 | 72.2604
275 | 0 | 10341 | 1002 | Ltg_Lamp | CFLint_lamp | Lighting - Lamps | Integral CFL (screw-in) | CFLscw-Refl-Dim(15w) | IOU-NonDEER |  | CFL Lamp: Reflector, Dimmable, 15 Watts | 14: Reflector; 15: Any; 17: 6000; 18: Yes; 19: 15; 23: Watts; 24: 15; 27: Any; 31: Complete | TRUE | TRUE | 0 | 0 | 0 | 0 | 0 | 0 | 0 | 0 | 0 | 0 | 0 | 0 | 0 | 0 |  | 0 | 0 | 0 | 0 | 0 | 0 | 0 | 0 | 0 | 0 | 0 | 0 | 0 | 0 |  | 0 | 0 | 0 | 0 | 0 | 0 | 0 | 0 | 0 | 0 | 0 | 0 | 0 | 0 |  | 0 | 0 | 0 | 0 | 0 | 0 | 0 | 0 | 0 | 0 | 0 | 0 | 0 | 0 |  | FALSE | FALSE | FALSE | FALSE | FALSE | FALSE | FALSE | FALSE | FALSE | FALSE | FALSE | FALSE | FALSE | FALSE | CFLscw-Refl-Dim(15w) |  |  | 275 | 1 | Refl | -Refl |  | -Dim |  |  | (15w) | Reflector |  | Reflector |  | , Dimmable |  |  |  |  | , 15 Watts | [25 empty] | R | #REF! | #REF! | #REF! | #REF! | 0.062 | 72.2604
276 | 0 | 10342 | 1002 | Ltg_Lamp | CFLint_lamp | Lighting - Lamps | Integral CFL (screw-in) | CFLscw-Refl-Dim(16w) | IOU-NonDEER |  | CFL Lamp: Reflector, Dimmable, 16 Watts | 14: Reflector; 15: Any; 17: 6000; 18: Yes; 19: 16; 23: Watts; 24: 16; 27: Any; 31: Complete | TRUE | TRUE | 0 | 0 | 0 | 0 | 0 | 0 | 0 | 0 | 0 | 0 | 0 | 0 | 0 | 0 |  | 0 | 0 | 0 | 0 | 0 | 0 | 0 | 0 | 0 | 0 | 0 | 0 | 0 | 0 |  | 0 | 0 | 0 | 0 | 0 | 0 | 0 | 0 | 0 | 0 | 0 | 0 | 0 | 0 |  | 0 | 0 | 0 | 0 | 0 | 0 | 0 | 0 | 0 | 0 | 0 | 0 | 0 | 0 |  | FALSE | FALSE | FALSE | FALSE | FALSE | FALSE | FALSE | FALSE | FALSE | FALSE | FALSE | FALSE | FALSE | FALSE | CFLscw-Refl-Dim(16w) |  |  | 276 | 1 | Refl | -Refl |  | -Dim |  |  | (16w) | Reflector |  | Reflector |  | , Dimmable |  |  |  |  | , 16 Watts | [25 empty] | R | #REF! | #REF! | #REF! | #REF! | 0.062 | 72.2604
277 | 0 | 10343 | 1002 | Ltg_Lamp | CFLint_lamp | Lighting - Lamps | Integral CFL (screw-in) | CFLscw-Refl-Dim(20w) | IOU-NonDEER |  | CFL Lamp: Reflector, Dimmable, 20 Watts | 14: Reflector; 15: Any; 17: 6000; 18: Yes; 19: 20; 23: Watts; 24: 20; 27: Any; 31: Complete | TRUE | TRUE | 0 | 0 | 0 | 0 | 0 | 0 | 0 | 0 | 0 | 0 | 0 | 0 | 0 | 0 |  | 0 | 0 | 0 | 0 | 0 | 0 | 0 | 0 | 0 | 0 | 0 | 0 | 0 | 0 |  | 0 | 0 | 0 | 0 | 0 | 0 | 0 | 0 | 0 | 0 | 0 | 0 | 0 | 0 |  | 0 | 0 | 0 | 0 | 0 | 0 | 0 | 0 | 0 | 0 | 0 | 0 | 0 | 0 |  | FALSE | FALSE | FALSE | FALSE | FALSE | FALSE | FALSE | FALSE | FALSE | FALSE | FALSE | FALSE | FALSE | FALSE | CFLscw-Refl-Dim(20w) |  |  | 277 | 1 | Refl | -Refl |  | -Dim |  |  | (20w) | Reflector |  | Reflector |  | , Dimmable |  |  |  |  | , 20 Watts | [25 empty] | R | #REF! | #REF! | #REF! | #REF! | 0.062 | 72.2604
278 | 0 | 10344 | 1002 | Ltg_Lamp | CFLint_lamp | Lighting - Lamps | Integral CFL (screw-in) | CFLscw-Refl-Dim(26w) | IOU-NonDEER |  | CFL Lamp: Reflector, Dimmable, 26 Watts | 14: Reflector; 15: Any; 17: 6000; 18: Yes; 19: 26; 23: Watts; 24: 26; 27: Any; 31: Complete | TRUE | TRUE | 0 | 0 | 0 | 0 | 0 | 0 | 0 | 0 | 0 | 0 | 0 | 0 | 0 | 0 |  | 0 | 0 | 0 | 0 | 0 | 0 | 0 | 0 | 0 | 0 | 0 | 0 | 0 | 0 |  | 0 | 0 | 0 | 0 | 0 | 0 | 0 | 0 | 0 | 0 | 0 | 0 | 0 | 0 |  | 0 | 0 | 0 | 0 | 0 | 0 | 0 | 0 | 0 | 0 | 0 | 0 | 0 | 0 |  | FALSE | FALSE | FALSE | FALSE | FALSE | FALSE | FALSE | FALSE | FALSE | FALSE | FALSE | FALSE | FALSE | FALSE | CFLscw-Refl-Dim(26w) |  |  | 278 | 1 | Refl | -Refl |  | -Dim |  |  | (26w) | Reflector |  | Reflector |  | , Dimmable |  |  |  |  | , 26 Watts | [25 empty] | R | #REF! | #REF! | #REF! | #REF! | 0.062 | 72.2604
279 | 0 | 10345 | 1002 | Ltg_Lamp | CFLint_lamp | Lighting - Lamps | Integral CFL (screw-in) | CFLscw-Refl-Ext(16w) | IOU-NonDEER |  | CFL Lamp: Reflector, Exterior Rated, 16 Watts | 14: Reflector; 15: Any; 17: 6000; 18: None; 19: 16; 23: Watts; 24: 16; 25: TRUE; 27: Any; 31: Complete | TRUE | TRUE | 0 | 0 | 0 | 0 | 0 | 0 | 0 | 0 | 0 | 0 | 0 | 0 | 0 | 0 |  | 0 | 0 | 0 | 0 | 0 | 0 | 0 | 0 | 0 | 0 | 0 | 0 | 0 | 0 |  | 0 | 0 | 0 | 0 | 0 | 0 | 0 | 0 | 0 | 0 | 0 | 0 | 0 | 0 |  | 0 | 0 | 0 | 0 | 0 | 0 | 0 | 0 | 0 | 0 | 0 | 0 | 0 | 0 |  | FALSE | FALSE | FALSE | FALSE | FALSE | FALSE | FALSE | FALSE | FALSE | FALSE | FALSE | FALSE | FALSE | FALSE | CFLscw-Refl-Ext(16w) |  |  | 279 | 1 | Refl | -Refl |  |  |  | -Ext | (16w) | Reflector |  | Reflector | [5 empty] | , Exterior Rated | , 16 Watts | [25 empty] | R | #REF! | #REF! | #REF! | #REF! | 0.062 | 72.2604
280 | 0 | 10346 | 1002 | Ltg_Lamp | CFLint_lamp | Lighting - Lamps | Integral CFL (screw-in) | CFLscw-Refl-Ext(40w) | IOU-NonDEER |  | CFL Lamp: Reflector, Exterior Rated, 40 Watts | 14: Reflector; 15: Any; 17: 6000; 18: None; 19: 40; 23: Watts; 24: 40; 25: TRUE; 27: Any; 31: Complete | TRUE | TRUE | 0 | 0 | 0 | 0 | 0 | 0 | 0 | 0 | 0 | 0 | 0 | 0 | 0 | 0 |  | 0 | 0 | 0 | 0 | 0 | 0 | 0 | 0 | 0 | 0 | 0 | 0 | 0 | 0 |  | 0 | 0 | 0 | 0 | 0 | 0 | 0 | 0 | 0 | 0 | 0 | 0 | 0 | 0 |  | 0 | 0 | 0 | 0 | 0 | 0 | 0 | 0 | 0 | 0 | 0 | 0 | 0 | 0 |  | FALSE | FALSE | FALSE | FALSE | FALSE | FALSE | FALSE | FALSE | FALSE | FALSE | FALSE | FALSE | FALSE | FALSE | CFLscw-Refl-Ext(40w) |  |  | 280 | 1 | Refl | -Refl |  |  |  | -Ext | (40w) | Reflector |  | Reflector | [5 empty] | , Exterior Rated | , 40 Watts | [24 empty] | out of sample
281 | 0 | 10347 | 1002 | Ltg_Lamp | CFLint_lamp | Lighting - Lamps | Integral CFL (screw-in) | CFLratio0248 | DEER2016 |  | Res Interior Non-Reflector CFL Lamps, Total Watts = 2.48 x Msr Watts; 2015 Uncertain Measure Update, valid starting 6/1/2015 | 14: Any; 15: Any; 17: 6000; 23: BaseRatio; 24: 2.48; 27: Any; 31: Complete | FALSE | TRUE | 0 | 0 | 0 | 0 | 1 | 0 | 0 | 0 | 0 | 0 | 0 | 0 | 0 | 0 |  | 0 | 0 | 0 | 0 | 0 | 0 | 0 | 0 | 0 | 0 | 0 | 0 | 0 | 0 |  | 0 | 0 | 0 | 0 | 0 | 0 | 0 | 0 | 0 | 0 | 0 | 0 | 0 | 0 |  | 0 | 0 | 0 | 0 | 1 | 1 | 0 | 0 | 0 | 0 | 0 | 0 | 0 | 0 |  | FALSE | FALSE | FALSE | FALSE | TRUE | TRUE | FALSE | FALSE | FALSE | FALSE | FALSE | FALSE | FALSE | FALSE | CFLratio0248 |  |  | 281 | 1 |  |  |  | -Dim |  |  | (w) | Any Non-reflector |  | Any Non-reflector |  | , Dimmable |  |  |  |  | , Watts
282 | 0 | 10348 | 1002 | Ltg_Lamp | CFLint_lamp | Lighting - Lamps | Integral CFL (screw-in) | CFLratio0284 | DEER2016 |  | Res Outdoor CFL base case, Total Watts = 2.84 x Msr Watts; 2015 Uncertain Measure Update, valid starting 6/1/2015 | 14: Any; 15: Any; 17: 6000; 23: BaseRatio; 24: 2.84; 27: Any; 31: Complete | FALSE | TRUE | 0 | 0 | 0 | 0 | 1 | 0 | 0 | 0 | 0 | 0 | 0 | 0 | 0 | 0 |  | 0 | 0 | 0 | 0 | 0 | 0 | 0 | 0 | 0 | 0 | 0 | 0 | 0 | 0 |  | 0 | 0 | 0 | 0 | 0 | 0 | 0 | 0 | 0 | 0 | 0 | 0 | 0 | 0 |  | 0 | 0 | 0 | 0 | 1 | 1 | 0 | 0 | 0 | 0 | 0 | 0 | 0 | 0 |  | FALSE | FALSE | FALSE | FALSE | TRUE | TRUE | FALSE | FALSE | FALSE | FALSE | FALSE | FALSE | FALSE | FALSE | CFLratio0284 |  |  | 282 | 1 |  |  |  | -Dim |  |  | (w) | Any Non-reflector |  | Any Non-reflector |  | , Dimmable |  |  |  |  | , Watts
283 | 0 | 10349 | 1002 | Ltg_Lamp | CFLint_lamp | Lighting - Lamps | Integral CFL (screw-in) | CFLratio0286 | DEER2016 |  | Res Interior Reflector CFL Lamps, Total Watts = 2.86 x Msr Watts; 2015 Uncertain Measure Update, valid starting 6/1/2015 | 14: Any; 15: Any; 17: 6000; 23: BaseRatio; 24: 2.86; 27: Any; 31: Complete | FALSE | TRUE | 0 | 0 | 0 | 0 | 1 | 0 | 0 | 0 | 0 | 0 | 0 | 0 | 0 | 0 |  | 0 | 0 | 0 | 0 | 0 | 0 | 0 | 0 | 0 | 0 | 0 | 0 | 0 | 0 |  | 0 | 0 | 0 | 0 | 0 | 0 | 0 | 0 | 0 | 0 | 0 | 0 | 0 | 0 |  | 0 | 0 | 0 | 0 | 1 | 1 | 0 | 0 | 0 | 0 | 0 | 0 | 0 | 0 |  | FALSE | FALSE | FALSE | FALSE | TRUE | TRUE | FALSE | FALSE | FALSE | FALSE | FALSE | FALSE | FALSE | FALSE | CFLratio0286 |  |  | 283 | 1 |  |  |  | -Dim |  |  | (w) | Any Non-reflector |  | Any Non-reflector |  | , Dimmable |  |  |  |  | , Watts
Note on AA78: Paul Reeves: set to text value so that the cost formula works.

## Labor Costs (hidden)
Labor Cost Recommended Values
Technology |  |  | Recommended Values
| Installation Dimension/Scenario | Common Unit | Source of recommend values | Labor Hours per unit | Total Labor Hours Formula | Labor Hourly Rate | Labor Cost per unit | Miscellaneous Costs per unit | Miscellaneous Fixed Costs (per project) | Markup | Total Non-equipment costs ($/unit) excluding fixed costs
CFL A-Lamps and Twisters | Labor hours and rates | lamp | RSMeans | 0.07963 |  | 58.2745 | 4.6404 |  |  | 24% | 5.7541 | 72.2604
CFL Reflector | Labor hours and rates | lamp | RSMeans | 0.062 |  | 58.2745 | 3.613 |  |  | 24% | 4.4801
CFL Globe | Labor hours and rates | lamp | RSMeans | 0.05 |  | 58.2745 | 2.9137 |  |  | 24% | 3.613
CFL Torpedo | Labor hours and rates | lamp | RSMeans | 0.07963 |  | 58.2745 | 4.6404 |  |  | 24% | 5.7541
Note on G3: Lucas Scheidler: Bare Labor - CA statewide
Note on K5: Lucas Scheidler: RSMeans average
Note on K7: Lucas Scheidler: RSMeans average
Note on K9: Lucas Scheidler: RSMeans average
Note on K11: Lucas Scheidler: RSMeans average

## Intro
DEER Linear Fluorescent Lamp & Ballast Technology Cost Development
12/05/2015
This workbook documents the development of Non-Residential Linear Fluorescent Lamp & Ballast technology costs based on the Itron "Ex Ante Cost Study" (2010-2012_WO017_Ex_Ante_Measure_Cost_Study_-_Final_Report.pdf).
Tab | Description
CostModel Coef | This worksheet compiles the cost model data from table 3-14 from the Itron report for non-residential linear fluorescent Lamps and Ballasts. The tables includes rows for
each of the following technology categories:
| ● | T8-2436 | T-8 lamps, 24" - 36"
| ● | T8-48 | T-8 lamps, 48"
| ● | T8-96 | T-8 lamps, 96"
| ● | T5 | T-5 lamps (all sizes)
| ● | MagRS | Magnetic rapid-start ballasts
| ● | Elec | Electronic ballasts
This table is used to apply the cost model to the applicable CFL and Incandescant technolgy definitions.
LF_lamp | This worksheet takes the standard LF Lamp technology export from READI (exante1314 database) and applies the cost model to all applicable technologies.
LF_Ballast | This worksheet is based on the standard LF Ballast technology export from READI (exante1314 database); it is used to lookup ballast properties for the LF Lamp & Ballast
technologies on the LF_LmpBlst worksheet. An estimated ballast factor is added to the standard technology table to support the cost model calculations.
LF_LmpBlst | This worksheet takes the standard LF Lamp & Ballast technology export from READI (exante1314 database) and applies the cost model to all applicable technologies.
The cost category assignment (column V) is from the Itron cost workbook.
Cost are calculated for the Lamps in column Y and for the ballasts in column AX - AZ. Only lamp & ballasts technologies that have both lamp cost and ballast costs
supported by the cost model are assigned a final technology material cost.
MeasureCost | This worksheet formats the cost data for import in the MeasCost table of the ex ante database.
Measure | This worksheet takes the standard Measure table export from READI for indoor residential CFL lamp measures and assigns the relevant Measure Cost ID and Standard Cost ID
in columns AD and AE. Note that some measures have a measure technology cost ID but no standard technology cost ID since the standard technology utilizes an
incandescent lamp that is out-of-scope of the cost study (the incandescent lamp has a Wattage greater then 150W).
This table is imported to the ex ante database to update he DEER measure definitions with cost IDs. Only the MeasCostID, StdCostID and LastMod fields are updated
in the ex ante database.
Issues: | incremental measure costs do not appear reasonable for a number of the measures, though it may be that some more efficient lamp+ballast technologies are cheaper than
the less efficient technology. There are a number of factors that can lead to a cheaper measure technology:
| ● | fewer lamps may be needed for the measure technology, making it cheaper
| ● | the standard tech sometimes has programmed start with the measure tech having instant start, which is cheaper
resolution: these measures are under review
| ● | higher ballast-factor ballasts are cheaper than lower ballast factor ballasts (ballast factor coefficient is negative)
Note: Itron suggests using a single averge ballast factor cost value since the coefficient has a very low significance (t-stat << 2).
resolution: All electronic ballasts use an average ballast factor for determining costs.
Updates:
2015-12-05 | The total ballast costs were incorrect when there are more or less than one ballast of the same type. Columns AK-AM were added to the LF_LmpBlst tab to correct this.
Costs are updated for for 195 out of 601 cost records.
2015-12-05 | The number of lamps specified for these non-DEER technologies was incorrect. The corrected specification with three lamps is redundant with exsting technologies.
Since the incorrect technologies are not referenced by any measure they are removed from the analysis.
|  | TechID |  | #Lamps | #Ballasts | lamp/ballast
|  | LFLmpBlst-T8-48in-25w+El-PS-HLO(87w) |  | 4 | 1.5 | 2
|  | LFLmpBlst-T8-48in-25w+El-PS-NLO-2(66w) |  | 4 | 1.5 | 2
|  | LFLmpBlst-T8-48in-25w+El-PS-RLO(56w) |  | 4 | 1.5 | 2

## CostModel Coef
Cost Model Coefficients
from 2010-2012_WO017_Ex_Ante_Measure_Cost_Study_-_Final_Report.pdf
Linear Fluorescent Lamps
|  | Constant |  | Watts Range |  |  | CRI Range |  |  | Efficacy Range |  | Rated | Life (1000 hrs) Range |  | Contractor
Category |  | Intercept | Watts | Min | Max | CRI | Min | Max | Effic. | Min | Max | Life | Min | Max | MarkUp
LF Lamp | T8-2436 | -5.46 | -0.122 | 15 | 28 | 0.02 | 75 | 86 | 0.13 | 76 | 95 |  |  |  | 25%
LF Lamp | T8-48 | 6.99 | -0.381 | 25 | 32 | 0.15 | 73 | 90 | -0.05 | 56 | 105 | 0.04 | 15 | 40 | 25%
LF Lamp | T8-96 | -222.56 | 0.59 | 51 | 86 | -0.3 | 75 | 86 | 2.36 | 92 | 107 | -0.2 | 20 | 36 | 25%
LF Lamp | T5 | -54.09 | 0.013 | 14 | 54 | 0.651 | 82 | 85 | 0.067 | 73 | 138 |  |  |  | 25%
Linear Fluorescent Ballasts
|  | Constant | Input | Watt Range |  |  | Ballast Factor |  | Elec | Start | Start | Contractor | constant
Category |  | Intercept | Watts | Min | Max | BF2 | Min | Max | Dim | Prg | RS | MarkUp | BF2
LF Blst1 | MagRS | 14.69 | 0.4 | 9 | 604 | 10.56 | 0.6 | 1.2 | 30.78 |  | 40.89 | 0%
LF Blst | Elec | 21.92 | 0.161 | 19 | 116 | -11.27 | 0.74 | 1.18 | 31.59 | 17.19 |  | 0% | -10.14
Notes: | 1. magnetic ballasts are never utilized in the standard replacement or measure technologies
2. The Ballast Factor coefficient of -11.27 has a T-Stat of 0.54 (and therefore has very low significance); the cost study authors recommend using a constant value instead of a value that
varies with the ballast factor. The average ballast factor value for ballasts utilized in the DEER measure definitions is 0.905 and the mode is 0.90.
A ballast factor of 0.9 is used to determine the constant ballast factor coeffiecient.

## LF_lamp
Ex Ante database Technology Export
Technology Group: Lighting - Lamps (Ltg_Lamp)
Technology Type: Linear Fluorescent Lamp (LF_lamp)
This file created on 8/13/2015 5:04:54 PM while connected to localhost as sptviewer.
Program/Database Description: READI v.2.2.1 (Current DEER and Non-DEER Ex Ante data. Includes data for review) | [16 empty] | Cost Model Coefficients
[14 empty] | Cost | Category | Passes | Constant |  | Watt Range |  |  | CRI Range |  |  | Efficacy Range |  | Rated | Life (1000 hrs) Range |  | Contractor | Material
TechID | TechSource | LF_Lamp_Shape | Lamp_Diameter_LF | Lamp_Length | CRI | Lamp_Life | Lamp_Watts | LampOutputRange | LampLumensInitial_OP | LampLumensMean_OP | Case_Applicability | Tech_Status | Tech Desc | Category | Index | Ranges | Intercept | Watts | Min | Max | CRI | Min | Max | Effic. | Min | Max | Life | Min | Max | MarkUp | Cost
Circ12-12in-32w | IOU-NonDEER | Circ | 12 | 12 |  |  | 32 | NO | 1400 | 1200 | PreExist | Complete | LF lamp: Circ12, 12inch, 32W | out of scope | 0 | FALSE
Circ9-12in-32w | IOU-NonDEER | Circ | 9 | 12 | 70 | 12000 | 32 | NO | 1915 | 1675 | Measure | Complete | LF lamp: Circ9, 12inch, 32W, 1915 lm, CRI=70, rated hours = 12000 | out of scope | 0 | FALSE
Circ9-16in-40w | IOU-NonDEER | Circ | 9 | 16 | 70 | 12000 | 40 | NO | 2745 | 2400 | Measure | Complete | LF lamp: Circ9, 16inch, 40W, 2745 lm, CRI=70, rated hours = 12000 | out of scope | 0 | FALSE
Circ9-6in-20w | IOU-NonDEER | Circ | 9 | 6 | 70 | 12000 | 20 | NO | 765 | 670 | Measure | Complete | LF lamp: Circ9, 6inch, 20W, 765 lm, CRI=70, rated hours = 12000 | out of scope | 0 | FALSE
Circ9-8in-22w | IOU-NonDEER | Circ | 9 | 8 | 70 | 12000 | 22 | NO | 1045 | 914 | Measure | Complete | LF lamp: Circ9, 8inch, 22W, 1045 lm, CRI=70, rated hours = 12000 | out of scope | 0 | FALSE
T10-48in-40w | IOU-NonDEER | T | 10 | 48 | 60 | 9000 | 40 | NO | 3145 | 2750 | Measure | Complete | LF lamp: T10, 48inch, 40W, 3145 lm, CRI=60, rated hours = 9000 | out of scope | 0 | FALSE
T12-18in-15w | IOU-NonDEER | T | 12 | 18 | 60 | 9000 | 15 | NO | 950 | 830 | PreExist | Complete | LF lamp: T12, 18inch, 15W, 950 lm, CRI=60, rated hours = 9000 | out of scope | 0 | FALSE
T12-24in-20w | IOU-NonDEER | T | 12 | 24 | 60 | 9000 | 20 | NO | 1200 | 1050 | PreExist | Complete | LF lamp: T12, 24inch, 20W, 1200 lm, CRI=60, rated hours = 9000 | out of scope | 0 | FALSE
T12-24in-35w | IOU-NonDEER | T | 12 | 24 | 60 | 9000 | 35 | HO | 1895 | 1650 | PreExist | Complete | LF lamp: T12, 24inch, 35W, 1895 lm, CRI=60, rated hours = 9000 | out of scope | 0 | FALSE
T12-36in-25w | IOU-NonDEER | T | 12 | 36 | 60 | 18000 | 25 | NO | 1885 | 1650 | PreExist | Complete | LF lamp: T12, 36inch, 25W, 1885 lm, CRI=60, rated hours = 18000 | out of scope | 0 | FALSE
T12-36in-30w | IOU-NonDEER | T | 12 | 36 | 60 | 18000 | 30 | NO | 2170 | 1900 | PreExist | Complete | LF lamp: T12, 36inch, 30W, 2170 lm, CRI=60, rated hours = 18000 | out of scope | 0 | FALSE
T12-36in-50w | IOU-NonDEER | T | 12 | 36 | 60 | 18000 | 50 | HO | 2815 | 2450 | PreExist | Complete | LF lamp: T12, 36inch, 50W, 2815 lm, CRI=60, rated hours = 18000 | out of scope | 0 | FALSE
T12-42in-55w | IOU-NonDEER | T | 12 | 42 | 60 | 20000 | 55 | HO | 3400 | 2610 | PreExist | Complete | LF lamp: T12, 42inch, 55W, 3400 lm, CRI=60, rated hours = 20000 | out of scope | 0 | FALSE
T12-48in-110w | IOU-NonDEER | T | 12 | 48 | 60 | 20000 | 110 | VHO | 7070 | 4950 | PreExist | Complete | LF lamp: T12, 48inch, 110W, 7070 lm, CRI=60, rated hours = 20000 | out of scope | 0 | FALSE
T12-48in-25w | IOU-NonDEER | T | 12 | 48 | 60 | 20000 | 25 | NO | 1895 | 1660 | PreExist | Complete | LF lamp: T12, 48inch, 25W, 1895 lm, CRI=60, rated hours = 20000 | out of scope | 0 | FALSE
T12-48in-30w | DEER2011 | T | 12 | 48 | 60 | 20000 | 30 | NO | 2970 | 2600 | PreExist | Complete | LF lamp: T12, 48inch, 30W, 2970 lm, CRI=60, rated hours = 20000 | out of scope | 0 | FALSE
T12-48in-34w | DEER2011 | T | 12 | 48 | 60 | 20000 | 34 | NO | 2830 | 2475 | PreExist | Complete | LF lamp: T12, 48inch, 34W, 2830 lm, CRI=60, rated hours = 20000 | out of scope | 0 | FALSE
T12-48in-39w | DEER2011 | T | 12 | 48 | 60 | 20000 | 39 | NO | 3145 | 2750 | PreExist | Complete | LF lamp: T12, 48inch, 39W, 3145 lm, CRI=60, rated hours = 20000 | out of scope | 0 | FALSE
T12-48in-55w | IOU-NonDEER | T | 12 | 48 | 60 | 20000 | 55 | HO | 4025 | 3500 | PreExist | Complete | LF lamp: T12, 48inch, 55W, 4025 lm, CRI=60, rated hours = 20000 | out of scope | 0 | FALSE
T12-48in-60w | IOU-NonDEER | T | 12 | 48 | 60 | 20000 | 60 | HO | 5170 | 4500 | PreExist | Complete | LF lamp: T12, 48inch, 60W, 5170 lm, CRI=60, rated hours = 20000 | out of scope | 0 | FALSE
T12-48in-95w | IOU-NonDEER | T | 12 | 48 | 60 | 20000 | 95 | VHO | 6145 | 4300 | PreExist | Complete | LF lamp: T12, 48inch, 95W, 6145 lm, CRI=60, rated hours = 20000 | out of scope | 0 | FALSE
T12-60in-135w | IOU-NonDEER | T | 12 | 60 | 70 | 12000 | 135 | VHO | 9000 | 6300 | PreExist | Complete | LF lamp: T12, 60inch, 135W, 9000 lm, CRI=70, rated hours = 12000 | out of scope | 0 | FALSE
T12-60in-50w | IOU-NonDEER | T | 12 | 60 | 70 | 12000 | 50 | NO | 3785 | 3310 | PreExist | Complete | LF lamp: T12, 60inch, 50W, 3785 lm, CRI=70, rated hours = 12000 | out of scope | 0 | FALSE
T12-60in-75w | IOU-NonDEER | T | 12 | 60 | 70 | 12000 | 75 | HO | 5170 | 4500 | PreExist | Complete | LF lamp: T12, 60inch, 75W, 5170 lm, CRI=70, rated hours = 12000 | out of scope | 0 | FALSE
T12-72in-160w | IOU-NonDEER | T | 12 | 72 | 60 | 12000 | 160 | VHO | 10855 | 7600 | PreExist | Complete | LF lamp: T12, 72inch, 160W, 10855 lm, CRI=60, rated hours = 12000 | out of scope | 0 | FALSE
T12-72in-55w | IOU-NonDEER | T | 12 | 72 | 60 | 12000 | 55 | NO | 4455 | 3900 | PreExist | Complete | LF lamp: T12, 72inch, 55W, 4455 lm, CRI=60, rated hours = 12000 | out of scope | 0 | FALSE
T12-72in-56w | IOU-NonDEER | T | 12 | 72 | 60 | 12000 | 56 | NO | 4455 | 3900 | PreExist | Complete | LF lamp: T12, 72inch, 56W, 4455 lm, CRI=60, rated hours = 12000 | out of scope | 0 | FALSE
T12-72in-85w | IOU-NonDEER | T | 12 | 72 | 60 | 12000 | 85 | HO | 12645 | 11000 | PreExist | Complete | LF lamp: T12, 72inch, 85W, 12645 lm, CRI=60, rated hours = 12000 | out of scope | 0 | FALSE
T12-96in-110w | IOU-NonDEER | T | 12 | 96 | 70 | 12000 | 110 | HO | 9500 | 8550 | PreExist | Complete | LF lamp: T12, 96inch, 110W, 9500 lm, CRI=70, rated hours = 12000 | out of scope | 0 | FALSE
T12-96in-185w | IOU-NonDEER | T | 12 | 96 | 60 | 12000 | 185 | VHO | 12855 | 9000 | PreExist | Complete | LF lamp: T12, 96inch, 185W, 12855 lm, CRI=60, rated hours = 12000 | out of scope | 0 | FALSE
T12-96in-60w | DEER2011 | T | 12 | 96 | 60 | 12000 | 60 | NO | 5430 | 4750 | PreExist | Complete | LF lamp: T12, 96inch, 60W, 5430 lm, CRI=60, rated hours = 12000 | out of scope | 0 | FALSE
T12-96in-75w | IOU-NonDEER | T | 12 | 96 | 70 | 12000 | 75 | NO | 6600 | 6225 | PreExist | Complete | LF lamp: T12, 96inch, 75W, 6600 lm, CRI=70, rated hours = 12000 | out of scope | 0 | FALSE
T12-96in-95w | IOU-NonDEER | T | 12 | 96 | 60 | 12000 | 95 | HO | 7990 | 6950 | PreExist | Complete | LF lamp: T12, 96inch, 95W, 7990 lm, CRI=60, rated hours = 12000 | out of scope | 0 | FALSE
T5-22in-14w | IOU-NonDEER | T | 5 | 22 | 84 | 25000 | 14 | NO | 1340 | 1275 | Measure | Complete | LF lamp: T5, 22inch, 14W, 1340 lm, CRI=84, rated hours = 25000 | T5 | 4 | TRUE | -54.09 | 0.013 | 14 | 54 | 0.651 | 82 | 85 | 0.067 | 73 | 138 | 0 | 0 | 0 | 0.25 | 8.99
T5-22in-24w | IOU-NonDEER | T | 5 | 22 | 84 | 25000 | 24 | HO | 2000 | 1900 | Measure | Complete | LF lamp: T5, 22inch, 24W, 2000 lm, CRI=84, rated hours = 25000 | T5 | 4 | TRUE | -54.09 | 0.013 | 14 | 54 | 0.651 | 82 | 85 | 0.067 | 73 | 138 | 0 | 0 | 0 | 0.25 | 8.11
T5-34in-21w | IOU-NonDEER | T | 5 | 34 | 85 | 25000 | 21 | NO | 2105 | 2000 | Measure | Complete | LF lamp: T5, 34inch, 21W, 2105 lm, CRI=85, rated hours = 25000 | T5 | 4 | TRUE | -54.09 | 0.013 | 14 | 54 | 0.651 | 82 | 85 | 0.067 | 73 | 138 | 0 | 0 | 0 | 0.25 | 10.29
T5-34in-39w | IOU-NonDEER | T | 5 | 34 | 85 | 25000 | 39 | HO | 3500 | 3325 | Measure | Complete | LF lamp: T5, 34inch, 39W, 3500 lm, CRI=85, rated hours = 25000 | T5 | 4 | TRUE | -54.09 | 0.013 | 14 | 54 | 0.651 | 82 | 85 | 0.067 | 73 | 138 | 0 | 0 | 0 | 0.25 | 9.71
T5-46in-28w | DEER2011 | T | 5 | 46 | 85 | 25000 | 28 | NO | 2895 | 2750 | Measure | Complete | LF lamp: T5, 46inch, 28W, 2895 lm, CRI=85, rated hours = 25000 | T5 | 4 | TRUE | -54.09 | 0.013 | 14 | 54 | 0.651 | 82 | 85 | 0.067 | 73 | 138 | 0 | 0 | 0 | 0.25 | 10.67
T5-46in-49w | IOU-NonDEER | T | 5 | 46 | 85 | 25000 | 49 | NO | 4450 | 4150 | Measure | Complete | LF lamp: T5, 46inch, 49W, CRI=85, rated hours = 25000 | T5 | 4 | TRUE | -54.09 | 0.013 | 14 | 54 | 0.651 | 82 | 85 | 0.067 | 73 | 138 | 0 | 0 | 0 | 0.25 | 9.96
T5-46in-51w | IOU-NonDEER | T | 5 | 46 | 85 | 25000 | 51 | NO | 4450 | 4150 | Measure | Complete | LF lamp: T5, 46inch, 51W, CRI=85, rated hours = 25000 | T5 | 4 | TRUE | -54.09 | 0.013 | 14 | 54 | 0.651 | 82 | 85 | 0.067 | 73 | 138 | 0 | 0 | 0 | 0.25 | 9.69
T5-46in-54w | DEER2011 | T | 5 | 46 | 85 | 25000 | 54 | HO | 5000 | 4750 | Measure | Complete | LF lamp: T5, 46inch, 54W, 5000 lm, CRI=85, rated hours = 25000 | T5 | 4 | TRUE | -54.09 | 0.013 | 14 | 54 | 0.651 | 82 | 85 | 0.067 | 73 | 138 | 0 | 0 | 0 | 0.25 | 10.19
T5-58in-35w | IOU-NonDEER | T | 5 | 58 | 85 | 25000 | 35 | NO | 3630 | 3450 | Measure | Complete | LF lamp: T5, 58inch, 35W, 3630 lm, CRI=85, rated hours = 25000 | T5 | 4 | TRUE | -54.09 | 0.013 | 14 | 54 | 0.651 | 82 | 85 | 0.067 | 73 | 138 | 0 | 0 | 0 | 0.25 | 10.81
T5-58in-80w | IOU-NonDEER | T | 5 | 58 | 85 | 25000 | 80 | HO | 7000 | 6650 | Measure | Complete | LF lamp: T5, 58inch, 80W, 7000 lm, CRI=85, rated hours = 25000 | T5 | 4 | FALSE | -54.09 | 0.013 | 14 | 54 | 0.651 | 82 | 85 | 0.067 | 73 | 138 | 0 | 0 | 0 | 0.25
T8-18in-15w | IOU-NonDEER | T | 8 | 18 | 90 | 15000 | 15 | NO | 775 | 725 | Measure | Complete | LF lamp: T8, 18inch, 15W, 775 lm, CRI=90, rated hours = 15000 | T8-2436 | 1 | FALSE | -5.46 | -0.122 | 15 | 28 | 0.02 | 75 | 86 | 0.13 | 76 | 95 | 0 | 0 | 0 | 0.25
T8-24in-17w | IOU-NonDEER | T | 8 | 24 | 90 | 15000 | 17 | NO | 1285 | 1200 | Measure | Complete | LF lamp: T8, 24inch, 17W, 1285 lm, CRI=90, rated hours = 15000 | T8-2436 | 1 | FALSE | -5.46 | -0.122 | 15 | 28 | 0.02 | 75 | 86 | 0.13 | 76 | 95 | 0 | 0 | 0 | 0.25
T8-36in-25w | IOU-NonDEER | T | 8 | 36 | 70 | 20000 | 25 | NO | 2060 | 1925 | Measure | Complete | LF lamp: T8, 36inch, 25W, 2060 lm, CRI=70, rated hours = 20000 | T8-2436 | 1 | FALSE | -5.46 | -0.122 | 15 | 28 | 0.02 | 75 | 86 | 0.13 | 76 | 95 | 0 | 0 | 0 | 0.25
T8-48in-25w | IOU-NonDEER | T | 8 | 48 | 85 | 24000 | 25 | NO | 2365 | 2210 | Measure | Complete | LF lamp: T8, 48inch, 25W, 2365 lm, CRI=85, rated hours = 24000 | T8-48 | 2 | TRUE | 6.99 | -0.381 | 25 | 32 | 0.15 | 73 | 90 | -0.05 | 56 | 105 | 0.04 | 15 | 40 | 0.25 | 8.06
T8-48in-28w | IOU-NonDEER | T | 8 | 48 | 85 | 24000 | 28 | NO | 2765 | 2585 | Measure | Complete | LF lamp: T8, 48inch, 28W, 2765 lm, CRI=85, rated hours = 24000 | T8-48 | 2 | TRUE | 6.99 | -0.381 | 25 | 32 | 0.15 | 73 | 90 | -0.05 | 56 | 105 | 0.04 | 15 | 40 | 0.25 | 6.37
T8-48in-30w | DEER2011 | T | 8 | 48 | 85 | 24000 | 30 | NO | 2940 | 2750 | Measure | Complete | LF lamp: T8, 48inch, 30W, 2940 lm, CRI=85, rated hours = 24000 | T8-48 | 2 | TRUE | 6.99 | -0.381 | 25 | 32 | 0.15 | 73 | 90 | -0.05 | 56 | 105 | 0.04 | 15 | 40 | 0.25 | 5.46
T8-48in-32w-1g | DEER2011 | T | 8 | 48 | 75 | 15000 | 32 | NO | 2900 | 2710 | PreExist | Complete | LF lamp: T8, 48inch, 32W, 2900 lm, CRI=75, rated hours = 15000 | T8-48 | 2 | TRUE | 6.99 | -0.381 | 25 | 32 | 0.15 | 73 | 90 | -0.05 | 56 | 105 | 0.04 | 15 | 40 | 0.25 | 2.65
T8-48in-32w-2g | DEER2011 | T | 8 | 48 | 82 | 20000 | 32 | NO | 3175 | 2970 | Measure | Complete | LF lamp: T8, 48inch, 32W, 3175 lm, CRI=82, rated hours = 20000 | T8-48 | 2 | TRUE | 6.99 | -0.381 | 25 | 32 | 0.15 | 73 | 90 | -0.05 | 56 | 105 | 0.04 | 15 | 40 | 0.25 | 3.67
T8-48in-32w-3g | DEER2011 | T | 8 | 48 | 85 | 24000 | 32 | NO | 3175 | 2970 | Measure | Complete | LF lamp: T8, 48inch, 32W, 3175 lm, CRI=85, rated hours = 24000 | T8-48 | 2 | TRUE | 6.99 | -0.381 | 25 | 32 | 0.15 | 73 | 90 | -0.05 | 56 | 105 | 0.04 | 15 | 40 | 0.25 | 4.43
T8-60in-40w | IOU-NonDEER | T | 8 | 60 | 84 | 20000 | 40 | NO | 3475 | 3250 | Measure | Complete | LF lamp: T8, 60inch, 40W, 3475 lm, CRI=84, rated hours = 20000 | out of scope | 0 | FALSE
T8-72in-45w | IOU-NonDEER | T | 8 | 72 | 85 | 20000 | 45 | NO | 4700 | 4100 | Measure | Complete | LF lamp: T8, 72inch, 45W, CRI=85, rated hours = 20000 | out of scope | 0 | FALSE
T8-72in-58w | IOU-NonDEER | T | 8 | 72 | 75 | 20000 | 58 | HO | 6350 | 5550 | Measure | Complete | LF lamp: T8, 72inch, 58W, 5550 lm, CRI=75, rated hours = 20000 | out of scope | 0 | FALSE
T8-96in-59w | DEER2011 | T | 8 | 96 | 75 | 20000 | 59 | NO | 5550 | 5190 | Code | Complete | LF lamp: T8, 96inch, 59W, 5550 lm, CRI=75, rated hours = 20000 | T8-96 | 3 | TRUE | -222.56 | 0.59 | 51 | 86 | -0.3 | 75 | 86 | 2.36 | 92 | 107 | -0.2 | 20 | 36 | 0.25 | 9.69
T8-96in-86w | DEER2011 | T | 8 | 96 | 75 | 20000 | 86 | HO | 7890 | 7100 | Measure | Complete | LF lamp: T8, 96inch, 86W, 7890 lm, CRI=75, rated hours = 20000 | T8-96 | 3 | TRUE | -222.56 | 0.59 | 51 | 86 | -0.3 | 75 | 86 | 2.36 | 92 | 107 | -0.2 | 20 | 36 | 0.25 | 22.75
U12-22in-34w | IOU-NonDEER | U | 12 | 22 | 75 | 18000 | 34 | NO | 2630 | 2300 | PreExist | Complete | LF lamp: U12, 22inch, 34W, 2630 lm, CRI=75, rated hours = 18000 | out of scope | 0 | FALSE
U6-22in-32w | IOU-NonDEER | U | 6 | 22 | 75 | 18000 | 32 | NO | 2750 | 2575 | Measure | Complete | LF lamp: U6, 22inch, 32W, CRI=75, rated hours = 18000 | out of scope | 0 | FALSE
U6-22in-34w | IOU-NonDEER | U | 6 | 22 | 75 | 18000 | 34 | NO | 2750 | 2575 | Measure | Complete | LF lamp: U6, 22inch, 34W, CRI=75, rated hours = 18000 | out of scope | 0 | FALSE
U8-22in-32w | IOU-NonDEER | U | 8 | 22 | 75 | 18000 | 32 | NO | 2725 | 2550 | Code | Complete | LF lamp: U8, 22inch, 32W, 2725 lm, CRI=75, rated hours = 18000 | out of scope | 0 | FALSE
Note on P51: Paul Reeves: out of scope, but allowed in Itron workbook

## LF_Ballast
Ex Ante database Technology Export
Technology Group: Lighting - Ballasts (Ltg_Ballast)
Technology Type: Fluorescent Ballast (LF_Ballast)
This file created on 8/13/2015 6:29:36 PM while connected to localhost as sptviewer.
Program/Database Description: READI v.2.2.1 (Current DEER and Non-DEER Ex Ante data. Includes data for review)
TechID | TechSource | Ballast_Type | Starting_Method | Ballast_Factor_Range | Lamp_Qty | Lamp_Output_Rating | Voltage | Ballast_Dimming | Ballast_Factor | EUL_ID | Tech_Status | Tech Desc | est. BF | Ballast_Factor_Range |  | Est. BF
CFL-El-HLO | ED-NonDEER | El | NoSpec | HLO | Any | Any | Any | None |  |  | Complete | CFL Ballast: Electronic, High LO | 1.025 | HLO | High Light Output 0.95 to 1.1 | 1.025
CFL-El-NLO | ED-NonDEER | El | NoSpec | NLO | Any | Any | Any | None |  |  | Complete | CFL Ballast: Electronic, Normal LO | 0.9 | NLO | Normal Light Output 0.85 to 0.95 | 0.9
CFL-MagStd-HLO | ED-NonDEER | MagStd | NoSpec | HLO | Any | Any | Any | None |  |  | Complete | CFL Ballast: Magnetic, High LO | 1.025 | NoSpec | Not specified | 0.9
CFL-MagStd-NLO | ED-NonDEER | MagStd | NoSpec | NLO | Any | Any | Any | None |  |  | Complete | CFL Ballast: Magnetic, Normal LO | 0.9 | RLO | Reduced Light Output <0.85 | 0.825
CFL-MagStd-RLO | ED-NonDEER | MagStd | NoSpec | RLO | Any | Any | Any | None |  |  | Complete | CFL Ballast: Magnetic, Reduced LO | 0.825 | VHLO | Very High Light Output >1.1 | 1.125
CFL-NoSpec | ED-NonDEER | NoSpec | NoSpec | NoSpec | Any | Any | Any | None |  |  | Complete | CFL Ballast: not specified | 0.9 | RLO/NLO | Either Reduced or Normal Light Output | 0.85
El-IS-HLO | ED-NonDEER | El | IS | HLO | Any | Any | Any | None |  |  | Complete | LF Ballast: Electronic, Instant Start, High LO | 1.025 | NLO/HLO | Either Normal or Highl Light Output | 0.95
El-IS-HLO-1/2lmps-120/277v | IOU-NonDEER | El | IS | HLO | 2015-01-02 | Std | 120/277 | None |  |  | Complete | LF Ballast: Electronic, Instant Start, High LO, 1/2 lamps, 120/277 vac | 1.025
El-IS-HLO-1/2lmps-120v | IOU-NonDEER | El | IS | HLO | 2015-01-02 | Std | 120 | None |  |  | Complete | LF Ballast: Electronic, Instant Start, High LO, 1/2 lamps, 120 vac | 1.025
El-IS-HLO-1lmp-120/277v | IOU-NonDEER | El | IS | HLO | 1 | Std | 120/277 | None |  |  | Complete | LF Ballast: Electronic, Instant Start, High LO, 1 lamp, 120/277 vac | 1.025
El-IS-HLO-1lmp-120v | IOU-NonDEER | El | IS | HLO | 1 | Std | 120 | None |  |  | Complete | LF Ballast: Electronic, Instant Start, High LO, 1 lamp, 120 vac | 1.025
El-IS-HLO-1lmp-277v | IOU-NonDEER | El | IS | HLO | 1 | Std | 277 | None |  |  | Complete | LF Ballast: Electronic, Instant Start, High LO, 1 lamp, 277 vac | 1.025
El-IS-HLO-1lmp-347v | IOU-NonDEER | El | IS | HLO | 1 | Std | 347 | None |  |  | Complete | LF Ballast: Electronic, Instant Start, High LO, 1 lamp, 347 vac | 1.025
El-IS-HLO-2/3lmps-120/277v | IOU-NonDEER | El | IS | HLO | 2015-02-03 | Std | 120/277 | None |  |  | Complete | LF Ballast: Electronic, Instant Start, High LO, 2/3 lamps, 120/277 vac | 1.025
El-IS-HLO-2/3lmps-120v | IOU-NonDEER | El | IS | HLO | 2015-02-03 | Std | 120 | None |  |  | Complete | LF Ballast: Electronic, Instant Start, High LO, 2/3 lamps, 120 vac | 1.025
El-IS-HLO-2/3lmps-277v | IOU-NonDEER | El | IS | HLO | 2015-02-03 | Std | 277 | None |  |  | Complete | LF Ballast: Electronic, Instant Start, High LO, 2/3 lamps, 277 vac | 1.025
El-IS-HLO-2/3lmps-347v | IOU-NonDEER | El | IS | HLO | 2015-02-03 | Std | 347 | None |  |  | Complete | LF Ballast: Electronic, Instant Start, High LO, 2/3 lamps, 347 vac | 1.025
El-IS-HLO-2lmps-120/277v | IOU-NonDEER | El | IS | HLO | 2 | Std | 120/277 | None |  |  | Complete | LF Ballast: Electronic, Instant Start, High LO, 2 lamps, 120/277 vac | 1.025
El-IS-HLO-2lmps-120v | IOU-NonDEER | El | IS | HLO | 2 | Std | 120 | None |  |  | Complete | LF Ballast: Electronic, Instant Start, High LO, 2 lamps, 120 vac | 1.025
El-IS-HLO-2lmps-277v | IOU-NonDEER | El | IS | HLO | 2 | Std | 277 | None |  |  | Complete | LF Ballast: Electronic, Instant Start, High LO, 2 lamps, 277 vac | 1.025
El-IS-HLO-2lmps-347v | IOU-NonDEER | El | IS | HLO | 2 | Std | 347 | None |  |  | Complete | LF Ballast: Electronic, Instant Start, High LO, 2 lamps, 347 vac | 1.025
El-IS-HLO-3/4lmps-120/277v | IOU-NonDEER | El | IS | HLO | 2015-03-04 | Std | 120/277 | None |  |  | Complete | LF Ballast: Electronic, Instant Start, High LO, 3/4 lamps, 120/277 vac | 1.025
El-IS-HLO-3/4lmps-120v | IOU-NonDEER | El | IS | HLO | 2015-03-04 | Std | 120 | None |  |  | Complete | LF Ballast: Electronic, Instant Start, High LO, 3/4 lamps, 120 vac | 1.025
El-IS-HLO-3/4lmps-277v | IOU-NonDEER | El | IS | HLO | 2015-03-04 | Std | 277 | None |  |  | Complete | LF Ballast: Electronic, Instant Start, High LO, 3/4 lamps, 277 vac | 1.025
El-IS-HLO-3/4lmps-347v | IOU-NonDEER | El | IS | HLO | 2015-03-04 | Std | 347 | None |  |  | Complete | LF Ballast: Electronic, Instant Start, High LO, 3/4 lamps, 347 vac | 1.025
El-IS-HLO-3lmps-120/277v | IOU-NonDEER | El | IS | HLO | 3 | Std | 120/277 | None |  |  | Complete | LF Ballast: Electronic, Instant Start, High LO, 3 lamps, 120/277 vac | 1.025
El-IS-HLO-3lmps-120v | IOU-NonDEER | El | IS | HLO | 3 | Std | 120 | None |  |  | Complete | LF Ballast: Electronic, Instant Start, High LO, 3 lamps, 120 vac | 1.025
El-IS-HLO-3lmps-277v | IOU-NonDEER | El | IS | HLO | 3 | Std | 277 | None |  |  | Complete | LF Ballast: Electronic, Instant Start, High LO, 3 lamps, 277 vac | 1.025
El-IS-HLO-3lmps-347v | IOU-NonDEER | El | IS | HLO | 3 | Std | 347 | None |  |  | Complete | LF Ballast: Electronic, Instant Start, High LO, 3 lamps, 347 vac | 1.025
El-IS-HLO-4lmps-120/277v | IOU-NonDEER | El | IS | HLO | 4 | Std | 120/277 | None |  |  | Complete | LF Ballast: Electronic, Instant Start, High LO, 4 lamps, 120/277 vac | 1.025
El-IS-HLO-4lmps-120v | IOU-NonDEER | El | IS | HLO | 4 | Std | 120 | None |  |  | Complete | LF Ballast: Electronic, Instant Start, High LO, 4 lamps, 120 vac | 1.025
El-IS-HLO-4lmps-277v | IOU-NonDEER | El | IS | HLO | 4 | Std | 277 | None |  |  | Complete | LF Ballast: Electronic, Instant Start, High LO, 4 lamps, 277 vac | 1.025
El-IS-HLO-4lmps-347v | IOU-NonDEER | El | IS | HLO | 4 | Std | 347 | None |  |  | Complete | LF Ballast: Electronic, Instant Start, High LO, 4 lamps, 347 vac | 1.025
El-IS-HLO-4lmps-480v | IOU-NonDEER | El | IS | HLO | 4 | Std | 480 | None |  |  | Complete | LF Ballast: Electronic, Instant Start, High LO, 4 lamps, 480 vac | 1.025
El-IS-HLO-6lmps-120/277v | IOU-NonDEER | El | IS | HLO | 6 | Std | 120/277 | None |  |  | Complete | LF Ballast: Electronic, Instant Start, High LO, 6 lamps, 120/277 vac | 1.025
El-IS-HLO-6lmps-120/277v-Dim | IOU-NonDEER | El | IS | HLO | 6 | Std | 120/277 | Dimming |  |  | Complete | LF Ballast: Electronic, Instant Start, High LO, 6 lamps, 120/277 vac, Dim | 1.025
El-IS-HLO-Dim | ED-NonDEER | El | IS | HLO | Any | Any | Any | Dimming |  |  | Complete | LF Ballast: Electronic, High Start, High LO, Dim | 1.025
El-IS-NLO | ED-NonDEER | El | IS | NLO | Any | Any | Any | None |  |  | Complete | LF Ballast: Electronic, Instant Start, Normal LO | 0.9
El-IS-NLO-1/2lmps-120/277v | IOU-NonDEER | El | IS | NLO | 2015-01-02 | Std | 120/277 | None |  |  | Complete | LF Ballast: Electronic, Instant Start, Normal LO, 1/2 lamps, 120/277 vac | 0.9
El-IS-NLO-1lmp-120/277v | IOU-NonDEER | El | IS | NLO | 1 | Std | 120/277 | None |  |  | Complete | LF Ballast: Electronic, Instant Start, Normal LO, 1 lamp, 120/277 vac | 0.9
El-IS-NLO-1lmp-120v | IOU-NonDEER | El | IS | NLO | 1 | Std | 120 | None |  |  | Complete | LF Ballast: Electronic, Instant Start, Normal LO, 1 lamp, 120 vac | 0.9
El-IS-NLO-1lmp-277v | IOU-NonDEER | El | IS | NLO | 1 | Std | 277 | None |  |  | Complete | LF Ballast: Electronic, Instant Start, Normal LO, 1 lamp, 277 vac | 0.9
El-IS-NLO-1lmp-347v | IOU-NonDEER | El | IS | NLO | 1 | Std | 347 | None |  |  | Complete | LF Ballast: Electronic, Instant Start, Normal LO, 1 lamp, 347 vac | 0.9
El-IS-NLO-2/3/4lmps-120v | IOU-NonDEER | El | IS | NLO | 2004-02-03 | Std | 120 | None |  |  | Complete | LF Ballast: Electronic, Instant Start, Normal LO, 2/3/4 lamps, 120 vac | 0.9
El-IS-NLO-2/3/4lmps-277v | IOU-NonDEER | El | IS | NLO | 2004-02-03 | Std | 277 | None |  |  | Complete | LF Ballast: Electronic, Instant Start, Normal LO, 2/3/4 lamps, 277 vac | 0.9
El-IS-NLO-2/3lmps-120/277v | IOU-NonDEER | El | IS | NLO | 2015-02-03 | Std | 120/277 | None |  |  | Complete | LF Ballast: Electronic, Instant Start, Normal LO, 2/3 lamps, 120/277 vac | 0.9
El-IS-NLO-2/3lmps-120v | IOU-NonDEER | El | IS | NLO | 2015-02-03 | Std | 120 | None |  |  | Complete | LF Ballast: Electronic, Instant Start, Normal LO, 2/3 lamps, 120 vac | 0.9
El-IS-NLO-2/3lmps-277v | IOU-NonDEER | El | IS | NLO | 2015-02-03 | Std | 277 | None |  |  | Complete | LF Ballast: Electronic, Instant Start, Normal LO, 2/3 lamps, 277 vac | 0.9
El-IS-NLO-2/3lmps-347v | IOU-NonDEER | El | IS | NLO | 2015-02-03 | Std | 347 | None |  |  | Complete | LF Ballast: Electronic, Instant Start, Normal LO, 2/3 lamps, 347 vac | 0.9
El-IS-NLO-2lmps-120/277v | IOU-NonDEER | El | IS | NLO | 2 | Std | 120/277 | None |  |  | Complete | LF Ballast: Electronic, Instant Start, Normal LO, 2 lamps, 120/277 vac | 0.9
El-IS-NLO-2lmps-120v | IOU-NonDEER | El | IS | NLO | 2 | Std | 120 | None |  |  | Complete | LF Ballast: Electronic, Instant Start, Normal LO, 2 lamps, 120 vac | 0.9
El-IS-NLO-2lmps-277v | IOU-NonDEER | El | IS | NLO | 2 | Std | 277 | None |  |  | Complete | LF Ballast: Electronic, Instant Start, Normal LO, 2 lamps, 277 vac | 0.9
El-IS-NLO-2lmps-277v-Dim | IOU-NonDEER | El | IS | NLO | 2 | Std | 277 | Dimming |  |  | Complete | LF Ballast: Electronic, Instant Start, Normal LO, 2 lamps, 277 vac, Dim | 0.9
El-IS-NLO-2lmps-347v | IOU-NonDEER | El | IS | NLO | 2 | Std | 347 | None |  |  | Complete | LF Ballast: Electronic, Instant Start, Normal LO, 2 lamps, 347 vac | 0.9
El-IS-NLO-3/4lmps-120/277v | IOU-NonDEER | El | IS | NLO | 2015-03-04 | Std | 120/277 | None |  |  | Complete | LF Ballast: Electronic, Instant Start, Normal LO, 3/4 lamps, 120/277 vac | 0.9
El-IS-NLO-3/4lmps-120v | IOU-NonDEER | El | IS | NLO | 2015-03-04 | Std | 120 | None |  |  | Complete | LF Ballast: Electronic, Instant Start, Normal LO, 3/4 lamps, 120 vac | 0.9
El-IS-NLO-3/4lmps-277v | IOU-NonDEER | El | IS | NLO | 2015-03-04 | Std | 277 | None |  |  | Complete | LF Ballast: Electronic, Instant Start, Normal LO, 3/4 lamps, 277 vac | 0.9
El-IS-NLO-3/4lmps-347v | IOU-NonDEER | El | IS | NLO | 2015-03-04 | Std | 347 | None |  |  | Complete | LF Ballast: Electronic, Instant Start, Normal LO, 3/4 lamps, 347 vac | 0.9
El-IS-NLO-3lmps-120/277v | IOU-NonDEER | El | IS | NLO | 3 | Std | 120/277 | None |  |  | Complete | LF Ballast: Electronic, Instant Start, Normal LO, 3 lamps, 120/277 vac | 0.9
El-IS-NLO-3lmps-120/277v-Dim | IOU-NonDEER | El | IS | NLO | 3 | Std | 120/277 | Dimming |  |  | Complete | LF Ballast: Electronic, Instant Start, Normal LO, 3 lamps, 120/277 vac, Dim | 0.9
El-IS-NLO-3lmps-120v | IOU-NonDEER | El | IS | NLO | 3 | Std | 120 | None |  |  | Complete | LF Ballast: Electronic, Instant Start, Normal LO, 3 lamps, 120 vac | 0.9
El-IS-NLO-3lmps-277v | IOU-NonDEER | El | IS | NLO | 3 | Std | 277 | None |  |  | Complete | LF Ballast: Electronic, Instant Start, Normal LO, 3 lamps, 277 vac | 0.9
El-IS-NLO-3lmps-347v | IOU-NonDEER | El | IS | NLO | 3 | Std | 347 | None |  |  | Complete | LF Ballast: Electronic, Instant Start, Normal LO, 3 lamps, 347 vac | 0.9
El-IS-NLO-4lmps-120/277v | IOU-NonDEER | El | IS | NLO | 4 | Std | 120/277 | None |  |  | Complete | LF Ballast: Electronic, Instant Start, Normal LO, 4 lamps, 120/277 vac | 0.9
El-IS-NLO-4lmps-120v | IOU-NonDEER | El | IS | NLO | 4 | Std | 120 | None |  |  | Complete | LF Ballast: Electronic, Instant Start, Normal LO, 4 lamps, 120 vac | 0.9
El-IS-NLO-4lmps-277v | IOU-NonDEER | El | IS | NLO | 4 | Std | 277 | None |  |  | Complete | LF Ballast: Electronic, Instant Start, Normal LO, 4 lamps, 277 vac | 0.9
El-IS-NLO-4lmps-347v | IOU-NonDEER | El | IS | NLO | 4 | Std | 347 | None |  |  | Complete | LF Ballast: Electronic, Instant Start, Normal LO, 4 lamps, 347 vac | 0.9
El-IS-NLO-Dim | ED-NonDEER | El | IS | NLO | Any | Any | Any | Dimming |  |  | Complete | LF Ballast: Electronic, Instant Start, Normal LO, Dim | 0.9
El-IS-NLO/HLO-1/2lmps-120/277v | IOU-NonDEER | El | IS | NLO/HLO | 2015-01-02 | Std | 120/277 | None |  |  | Complete | LF Ballast: Electronic, Instant Start, Normal/High LO, 1/2 lamps, 120/277 vac | 0.95
El-IS-NLO/HLO-1/2lmps-120v | IOU-NonDEER | El | IS | NLO/HLO | 2015-01-02 | Std | 120 | None |  |  | Complete | LF Ballast: Electronic, Instant Start, Normal/High LO, 1/2 lamps, 120 vac | 0.95
El-IS-NLO/HLO-1/2lmps-347v | IOU-NonDEER | El | IS | NLO/HLO | 2015-01-02 | Std | 347 | None |  |  | Complete | LF Ballast: Electronic, Instant Start, Normal/High LO, 1/2 lamps, 347 vac | 0.95
El-IS-NLO/HLO-2/3/4lmps-120/277v | IOU-NonDEER | El | IS | NLO/HLO | 2004-02-03 | Std | 120/277 | None |  |  | Complete | LF Ballast: Electronic, Instant Start, Normal/High LO, 2/3/4 lamps, 120/277 vac | 0.95
El-IS-NLO/HLO-2/3/4lmps-347v | IOU-NonDEER | El | IS | NLO/HLO | 2004-02-03 | Std | 347 | None |  |  | Complete | LF Ballast: Electronic, Instant Start, Normal/High LO, 2/3/4 lamps, 347 vac | 0.95
El-IS-NLO/HLO-2/3lmps-120/277v | IOU-NonDEER | El | IS | NLO/HLO | 2015-02-03 | Std | 120/277 | None |  |  | Complete | LF Ballast: Electronic, Instant Start, Normal/High LO, 2/3 lamps, 120/277 vac | 0.95
El-IS-NLO/HLO-2/3lmps-120v | IOU-NonDEER | El | IS | NLO/HLO | 2015-02-03 | Std | 120 | None |  |  | Complete | LF Ballast: Electronic, Instant Start, Normal/High LO, 2/3 lamps, 120 vac | 0.95
El-IS-NLO/HLO-2/3lmps-277v | IOU-NonDEER | El | IS | NLO/HLO | 2015-02-03 | Std | 277 | None |  |  | Complete | LF Ballast: Electronic, Instant Start, Normal/High LO, 2/3 lamps, 277 vac | 0.95
El-IS-NLO/HLO-3/4lmps-120/277v | IOU-NonDEER | El | IS | NLO/HLO | 2015-03-04 | Std | 120/277 | None |  |  | Complete | LF Ballast: Electronic, Instant Start, Normal/High LO, 3/4 lamps, 120/277 vac | 0.95
El-IS-NLO/HLO-3/4lmps-347v | IOU-NonDEER | El | IS | NLO/HLO | 2015-03-04 | Std | 347 | None |  |  | Complete | LF Ballast: Electronic, Instant Start, Normal/High LO, 3/4 lamps, 347 vac | 0.95
El-IS-RLO | DEER2011 | El | IS | RLO | Any | Any | Any | None |  |  | Complete | LF Ballast: Electronic, Instant Start, Reduced LO | 0.825
El-IS-RLO-1lmp-120/277v | IOU-NonDEER | El | IS | RLO | 1 | Std | 120/277 | None |  |  | Complete | LF Ballast: Electronic, Instant Start, Reduced LO, 1 lamp, 120/277 vac | 0.825
El-IS-RLO-1lmp-120v | IOU-NonDEER | El | IS | RLO | 1 | Std | 120 | None |  |  | Complete | LF Ballast: Electronic, Instant Start, Reduced LO, 1 lamp, 120 vac | 0.825
El-IS-RLO-1lmp-277v | IOU-NonDEER | El | IS | RLO | 1 | Std | 277 | None |  |  | Complete | LF Ballast: Electronic, Instant Start, Reduced LO, 1 lamp, 277 vac | 0.825
El-IS-RLO-1lmp-347v | IOU-NonDEER | El | IS | RLO | 1 | Std | 347 | None |  |  | Complete | LF Ballast: Electronic, Instant Start, Reduced LO, 1 lamp, 347 vac | 0.825
El-IS-RLO-2/3/4lmps-120v | IOU-NonDEER | El | IS | RLO | 2004-02-03 | Std | 120 | None |  |  | Complete | LF Ballast: Electronic, Instant Start, Reduced LO, 2/3/4 lamps, 120 vac | 0.825
El-IS-RLO-2/3/4lmps-347v | IOU-NonDEER | El | IS | RLO | 2004-02-03 | Std | 347 | None |  |  | Complete | LF Ballast: Electronic, Instant Start, Reduced LO, 2/3/4 lamps, 347 vac | 0.825
El-IS-RLO-2/3lmps-347v | IOU-NonDEER | El | IS | RLO | 2015-02-03 | Std | 347 | None |  |  | Complete | LF Ballast: Electronic, Instant Start, Reduced LO, 2/3 lamps, 347 vac | 0.825
El-IS-RLO-2lmps-120/277v | IOU-NonDEER | El | IS | RLO | 2 | Std | 120/277 | None |  |  | Complete | LF Ballast: Electronic, Instant Start, Reduced LO, 2 lamps, 120/277 vac | 0.825
El-IS-RLO-2lmps-120v | IOU-NonDEER | El | IS | RLO | 2 | Std | 120 | None |  |  | Complete | LF Ballast: Electronic, Instant Start, Reduced LO, 2 lamps, 120 vac | 0.825
El-IS-RLO-2lmps-277v | IOU-NonDEER | El | IS | RLO | 2 | Std | 277 | None |  |  | Complete | LF Ballast: Electronic, Instant Start, Reduced LO, 2 lamps, 277 vac | 0.825
El-IS-RLO-2lmps-347v | IOU-NonDEER | El | IS | RLO | 2 | Std | 347 | None |  |  | Complete | LF Ballast: Electronic, Instant Start, Reduced LO, 2 lamps, 347 vac | 0.825
El-IS-RLO-3/4lmps-120/277v | IOU-NonDEER | El | IS | RLO | 2015-03-04 | Std | 120/277 | None |  |  | Complete | LF Ballast: Electronic, Instant Start, Reduced LO, 3/4 lamps, 120/277 vac | 0.825
El-IS-RLO-3/4lmps-120v | IOU-NonDEER | El | IS | RLO | 2015-03-04 | Std | 120 | None |  |  | Complete | LF Ballast: Electronic, Instant Start, Reduced LO, 3/4 lamps, 120 vac | 0.825
El-IS-RLO-3/4lmps-277v | IOU-NonDEER | El | IS | RLO | 2015-03-04 | Std | 277 | None |  |  | Complete | LF Ballast: Electronic, Instant Start, Reduced LO, 3/4 lamps, 277 vac | 0.825
El-IS-RLO-3/4lmps-347v | IOU-NonDEER | El | IS | RLO | 2015-03-04 | Std | 347 | None |  |  | Complete | LF Ballast: Electronic, Instant Start, Reduced LO, 3/4 lamps, 347 vac | 0.825
El-IS-RLO-3lmps-120/277v | IOU-NonDEER | El | IS | RLO | 3 | Std | 120/277 | None |  |  | Complete | LF Ballast: Electronic, Instant Start, Reduced LO, 3 lamps, 120/277 vac | 0.825
El-IS-RLO-3lmps-120v | IOU-NonDEER | El | IS | RLO | 3 | Std | 120 | None |  |  | Complete | LF Ballast: Electronic, Instant Start, Reduced LO, 3 lamps, 120 vac | 0.825
El-IS-RLO-3lmps-277v | IOU-NonDEER | El | IS | RLO | 3 | Std | 277 | None |  |  | Complete | LF Ballast: Electronic, Instant Start, Reduced LO, 3 lamps, 277 vac | 0.825
El-IS-RLO-3lmps-347v | IOU-NonDEER | El | IS | RLO | 3 | Std | 347 | None |  |  | Complete | LF Ballast: Electronic, Instant Start, Reduced LO, 3 lamps, 347 vac | 0.825
El-IS-RLO-4lmps-120/277v | IOU-NonDEER | El | IS | RLO | 4 | Std | 120/277 | None |  |  | Complete | LF Ballast: Electronic, Instant Start, Reduced LO, 4 lamps, 120/277 vac | 0.825
El-IS-RLO-4lmps-120v | IOU-NonDEER | El | IS | RLO | 4 | Std | 120 | None |  |  | Complete | LF Ballast: Electronic, Instant Start, Reduced LO, 4 lamps, 120 vac | 0.825
El-IS-RLO-4lmps-277v | IOU-NonDEER | El | IS | RLO | 4 | Std | 277 | None |  |  | Complete | LF Ballast: Electronic, Instant Start, Reduced LO, 4 lamps, 277 vac | 0.825
El-IS-RLO-4lmps-347v | IOU-NonDEER | El | IS | RLO | 4 | Std | 347 | None |  |  | Complete | LF Ballast: Electronic, Instant Start, Reduced LO, 4 lamps, 347 vac | 0.825
El-IS-RLO/NLO-1/2lmps-120/277v | IOU-NonDEER | El | IS | RLO/NLO | 2015-01-02 | Std | 120/277 | None |  |  | Complete | LF Ballast: Electronic, Instant Start, Reduced/Normal LO, 1/2 lamps, 120/277 vac | 0.85
El-IS-RLO/NLO-1/2lmps-120v | IOU-NonDEER | El | IS | RLO/NLO | 2015-01-02 | Std | 120 | None |  |  | Complete | LF Ballast: Electronic, Instant Start, Reduced/Normal LO, 1/2 lamps, 120 vac | 0.85
El-IS-RLO/NLO-1/2lmps-277v | IOU-NonDEER | El | IS | RLO/NLO | 2015-01-02 | Std | 277 | None |  |  | Complete | LF Ballast: Electronic, Instant Start, Reduced/Normal LO, 1/2 lamps, 277 vac | 0.85
El-IS-RLO/NLO-2/3lmps-120/277v | IOU-NonDEER | El | IS | RLO/NLO | 2015-02-03 | Std | 120/277 | None |  |  | Complete | LF Ballast: Electronic, Instant Start, Reduced/Normal LO, 2/3 lamps, 120/277 vac | 0.85
El-IS-RLO/NLO-2/3lmps-120v | IOU-NonDEER | El | IS | RLO/NLO | 2015-02-03 | Std | 120 | None |  |  | Complete | LF Ballast: Electronic, Instant Start, Reduced/Normal LO, 2/3 lamps, 120 vac | 0.85
El-IS-RLO/NLO-2/3lmps-277v | IOU-NonDEER | El | IS | RLO/NLO | 2015-02-03 | Std | 277 | None |  |  | Complete | LF Ballast: Electronic, Instant Start, Reduced/Normal LO, 2/3 lamps, 277 vac | 0.85
El-IS-RLO/NLO-3/4lmps-120/277v | IOU-NonDEER | El | IS | RLO/NLO | 2015-03-04 | Std | 120/277 | None |  |  | Complete | LF Ballast: Electronic, Instant Start, Reduced/Normal LO, 3/4 lamps, 120/277 vac | 0.85
El-IS-RLO/NLO-3/4lmps-120v | IOU-NonDEER | El | IS | RLO/NLO | 2015-03-04 | Std | 120 | None |  |  | Complete | LF Ballast: Electronic, Instant Start, Reduced/Normal LO, 3/4 lamps, 120 vac | 0.85
El-IS-RLO/NLO-3/4lmps-277v | IOU-NonDEER | El | IS | RLO/NLO | 2015-03-04 | Std | 277 | None |  |  | Complete | LF Ballast: Electronic, Instant Start, Reduced/Normal LO, 3/4 lamps, 277 vac | 0.85
El-IS-RLO/NLO-3/4lmps-347v | IOU-NonDEER | El | IS | RLO/NLO | 2015-03-04 | Std | 347 | None |  |  | Complete | LF Ballast: Electronic, Instant Start, Reduced/Normal LO, 3/4 lamps, 347 vac | 0.85
El-IS-VHLO | ED-NonDEER | El | IS | VHLO | Any | Any | Any | None |  |  | Complete | LF Ballast: Electronic, Instant Start, Very High LO | 1.125
El-IS-VHLO-3lmps-347v | IOU-NonDEER | El | IS | VHLO | 3 | Std | 347 | None |  |  | Complete | LF Ballast: Electronic, Instant Start, Very High LO, 3 lamps, 347 vac | 1.125
El-PS-HLO | ED-NonDEER | El | PS | HLO | Any | Any | Any | None |  |  | Complete | LF Ballast: Electronic, Programmed Start, High LO | 1.025
El-PS-HLO-1/2/3lmps-120/277v-Dim | IOU-NonDEER | El | PS | HLO | 2003-01-02 | Std | 120/277 | Dimming |  |  | Complete | LF Ballast: Electronic, Programmed Start, High LO, 1/2/3 lamps, 120/277 vac, Dim | 1.025
El-PS-HLO-1/2lmps-120/277v | IOU-NonDEER | El | PS | HLO | 2015-01-02 | Std | 120/277 | None |  |  | Complete | LF Ballast: Electronic, Programmed Start, High LO, 1/2 lamps, 120/277 vac | 1.025
El-PS-HLO-1/2lmps-120v | IOU-NonDEER | El | PS | HLO | 2015-01-02 | Std | 120 | None |  |  | Complete | LF Ballast: Electronic, Programmed Start, High LO, 1/2 lamps, 120 vac | 1.025
El-PS-HLO-1/2lmps-347v | IOU-NonDEER | El | PS | HLO | 2015-01-02 | Std | 347 | None |  |  | Complete | LF Ballast: Electronic, Programmed Start, High LO, 1/2 lamps, 347 vac | 1.025
El-PS-HLO-1lmp-120/277v | IOU-NonDEER | El | PS | HLO | 1 | Std | 120/277 | None |  |  | Complete | LF Ballast: Electronic, Programmed Start, High LO, 1 lamp, 120/277 vac | 1.025
El-PS-HLO-1lmp-120/277v-Dim | IOU-NonDEER | El | PS | HLO | 1 | Std | 120/277 | Dimming |  |  | Complete | LF Ballast: Electronic, Programmed Start, High LO, 1 lamp, 120/277 vac, Dim | 1.025
El-PS-HLO-1lmp-277v-Dim | IOU-NonDEER | El | PS | HLO | 1 | Std | 277 | Dimming |  |  | Complete | LF Ballast: Electronic, Programmed Start, High LO, 1 lamp, 277 vac, Dim | 1.025
El-PS-HLO-2/3lmps-120/277v | IOU-NonDEER | El | PS | HLO | 2015-02-03 | Std | 120/277 | None |  |  | Complete | LF Ballast: Electronic, Programmed Start, High LO, 2/3 lamps, 120/277 vac | 1.025
El-PS-HLO-2/3lmps-120/277v-Dim | IOU-NonDEER | El | PS | HLO | 2015-02-03 | Std | 120/277 | Dimming |  |  | Complete | LF Ballast: Electronic, Programmed Start, High LO, 2/3 lamps, 120/277 vac, Dim | 1.025
El-PS-HLO-2lmps-120/277v | IOU-NonDEER | El | PS | HLO | 2 | Std | 120/277 | None |  |  | Complete | LF Ballast: Electronic, Programmed Start, High LO, 2 lamps, 120/277 vac | 1.025
El-PS-HLO-2lmps-120/277v-Dim | IOU-NonDEER | El | PS | HLO | 2 | Std | 120/277 | Dimming |  |  | Complete | LF Ballast: Electronic, Programmed Start, High LO, 2 lamps, 120/277 vac, Dim | 1.025
El-PS-HLO-2lmps-277v | IOU-NonDEER | El | PS | HLO | 2 | Std | 277 | None |  |  | Complete | LF Ballast: Electronic, Programmed Start, High LO, 2 lamps, 277 vac | 1.025
El-PS-HLO-2lmps-277v-Dim | IOU-NonDEER | El | PS | HLO | 2 | Std | 277 | Dimming |  |  | Complete | LF Ballast: Electronic, Programmed Start, High LO, 2 lamps, 277 vac, Dim | 1.025
El-PS-HLO-2lmps-347v | IOU-NonDEER | El | PS | HLO | 2 | Std | 347 | None |  |  | Complete | LF Ballast: Electronic, Programmed Start, High LO, 2 lamps, 347 vac | 1.025
El-PS-HLO-3lmps-120/277v | IOU-NonDEER | El | PS | HLO | 3 | Std | 120/277 | None |  |  | Complete | LF Ballast: Electronic, Programmed Start, High LO, 3 lamps, 120/277 vac | 1.025
El-PS-HLO-3lmps-120/277v-Dim | IOU-NonDEER | El | PS | HLO | 3 | Std | 120/277 | Dimming |  |  | Complete | LF Ballast: Electronic, Programmed Start, High LO, 3 lamps, 120/277 vac, Dim | 1.025
El-PS-HLO-3lmps-277v | IOU-NonDEER | El | PS | HLO | 3 | Std | 277 | None |  |  | Complete | LF Ballast: Electronic, Programmed Start, High LO, 3 lamps, 277 vac | 1.025
El-PS-HLO-3lmps-347v | IOU-NonDEER | El | PS | HLO | 3 | Std | 347 | None |  |  | Complete | LF Ballast: Electronic, Programmed Start, High LO, 3 lamps, 347 vac | 1.025
El-PS-HLO-4lmps-120/277v | IOU-NonDEER | El | PS | HLO | 4 | Std | 120/277 | None |  |  | Complete | LF Ballast: Electronic, Programmed Start, High LO, 4 lamps, 120/277 vac | 1.025
El-PS-HLO-4lmps-120/277v-Dim | IOU-NonDEER | El | PS | HLO | 4 | Std | 120/277 | Dimming |  |  | Complete | LF Ballast: Electronic, Programmed Start, High LO, 4 lamps, 120/277 vac, Dim | 1.025
El-PS-HLO-4lmps-277v-Dim | IOU-NonDEER | El | PS | HLO | 4 | Std | 277 | Dimming |  |  | Complete | LF Ballast: Electronic, Programmed Start, High LO, 4 lamps, 277 vac, Dim | 1.025
El-PS-HLO-Dim | ED-NonDEER | El | PS | HLO | Any | Any | Any | Dimming |  |  | Complete | LF Ballast: Electronic, Programmed Start, High LO, Dim | 1.025
El-PS-NLO | ED-NonDEER | El | PS | NLO | Any | Any | Any | None |  |  | Complete | LF Ballast: Electronic, Programmed Start, Normal LO | 0.9
El-PS-NLO-1/2lmps-120/277v | IOU-NonDEER | El | PS | NLO | 2015-01-02 | Std | 120/277 | None |  |  | Complete | LF Ballast: Electronic, Programmed Start, Normal LO, 1/2 lamps, 120/277 vac | 0.9
El-PS-NLO-1/2lmps-120/277v-Dim | IOU-NonDEER | El | PS | NLO | 2015-01-02 | Std | 120/277 | Dimming |  |  | Complete | LF Ballast: Electronic, Programmed Start, Normal LO, 1/2 lamps, 120/277 vac, Dim | 0.9
El-PS-NLO-1/2lmps-347v | IOU-NonDEER | El | PS | NLO | 2015-01-02 | Std | 347 | None |  |  | Complete | LF Ballast: Electronic, Programmed Start, Normal LO, 1/2 lamps, 347 vac | 0.9
El-PS-NLO-1lmp-120/277v | IOU-NonDEER | El | PS | NLO | 1 | Std | 120/277 | None |  |  | Complete | LF Ballast: Electronic, Programmed Start, Normal LO, 1 lamp, 120/277 vac | 0.9
El-PS-NLO-1lmp-120/277v-Dim | IOU-NonDEER | El | PS | NLO | 1 | Std | 120/277 | Dimming |  |  | Complete | LF Ballast: Electronic, Programmed Start, Normal LO, 1 lamp, 120/277 vac, Dim | 0.9
El-PS-NLO-1lmp-120v | IOU-NonDEER | El | PS | NLO | 1 | Std | 120 | None |  |  | Complete | LF Ballast: Electronic, Programmed Start, Normal LO, 1 lamp, 120 vac | 0.9
El-PS-NLO-1lmp-120v-Dim | IOU-NonDEER | El | PS | NLO | 1 | Std | 120 | Dimming |  |  | Complete | LF Ballast: Electronic, Programmed Start, Normal LO, 1 lamp, 120 vac, Dim | 0.9
El-PS-NLO-1lmp-277v | IOU-NonDEER | El | PS | NLO | 1 | Std | 277 | None |  |  | Complete | LF Ballast: Electronic, Programmed Start, Normal LO, 1 lamp, 277 vac | 0.9
El-PS-NLO-1lmp-277v-Dim | IOU-NonDEER | El | PS | NLO | 1 | Std | 277 | Dimming |  |  | Complete | LF Ballast: Electronic, Programmed Start, Normal LO, 1 lamp, 277 vac, Dim | 0.9
El-PS-NLO-2/3lmps-120/277v | IOU-NonDEER | El | PS | NLO | 2015-02-03 | Std | 120/277 | None |  |  | Complete | LF Ballast: Electronic, Programmed Start, Normal LO, 2/3 lamps, 120/277 vac | 0.9
El-PS-NLO-2lmps-120/277v | IOU-NonDEER | El | PS | NLO | 2 | Std | 120/277 | None |  |  | Complete | LF Ballast: Electronic, Programmed Start, Normal LO, 2 lamps, 120/277 vac | 0.9
El-PS-NLO-2lmps-120/277v-Dim | IOU-NonDEER | El | PS | NLO | 2 | Std | 120/277 | Dimming |  |  | Complete | LF Ballast: Electronic, Programmed Start, Normal LO, 2 lamps, 120/277 vac, Dim | 0.9
El-PS-NLO-2lmps-120v | IOU-NonDEER | El | PS | NLO | 2 | Std | 120 | None |  |  | Complete | LF Ballast: Electronic, Programmed Start, Normal LO, 2 lamps, 120 vac | 0.9
El-PS-NLO-2lmps-120v-Dim | IOU-NonDEER | El | PS | NLO | 2 | Std | 120 | Dimming |  |  | Complete | LF Ballast: Electronic, Programmed Start, Normal LO, 2 lamps, 120 vac, Dim | 0.9
El-PS-NLO-2lmps-277v | IOU-NonDEER | El | PS | NLO | 2 | Std | 277 | None |  |  | Complete | LF Ballast: Electronic, Programmed Start, Normal LO, 2 lamps, 277 vac | 0.9
El-PS-NLO-2lmps-277v-Dim | IOU-NonDEER | El | PS | NLO | 2 | Std | 277 | Dimming |  |  | Complete | LF Ballast: Electronic, Programmed Start, Normal LO, 2 lamps, 277 vac, Dim | 0.9
El-PS-NLO-2lmps-347v | IOU-NonDEER | El | PS | NLO | 2 | Std | 347 | None |  |  | Complete | LF Ballast: Electronic, Programmed Start, Normal LO, 2 lamps, 347 vac | 0.9
El-PS-NLO-2lmps-347v-Dim | IOU-NonDEER | El | PS | NLO | 2 | Std | 347 | Dimming |  |  | Complete | LF Ballast: Electronic, Programmed Start, Normal LO, 2 lamps, 347 vac, Dim | 0.9
El-PS-NLO-3/4lmps-120/277v | IOU-NonDEER | El | PS | NLO | 2015-03-04 | Std | 120/277 | None |  |  | Complete | LF Ballast: Electronic, Programmed Start, Normal LO, 3/4 lamps, 120/277 vac | 0.9
El-PS-NLO-3/4lmps-120v | IOU-NonDEER | El | PS | NLO | 2015-03-04 | Std | 120 | None |  |  | Complete | LF Ballast: Electronic, Programmed Start, Normal LO, 3/4 lamps, 120 vac | 0.9
El-PS-NLO-3/4lmps-277v | IOU-NonDEER | El | PS | NLO | 2015-03-04 | Std | 277 | None |  |  | Complete | LF Ballast: Electronic, Programmed Start, Normal LO, 3/4 lamps, 277 vac | 0.9
El-PS-NLO-3/4lmps-347v | IOU-NonDEER | El | PS | NLO | 2015-03-04 | Std | 347 | None |  |  | Complete | LF Ballast: Electronic, Programmed Start, Normal LO, 3/4 lamps, 347 vac | 0.9
El-PS-NLO-3lmps-120/277v | IOU-NonDEER | El | PS | NLO | 3 | Std | 120/277 | None |  |  | Complete | LF Ballast: Electronic, Programmed Start, Normal LO, 3 lamps, 120/277 vac | 0.9
El-PS-NLO-3lmps-120/277v-Dim | IOU-NonDEER | El | PS | NLO | 3 | Std | 120/277 | Dimming |  |  | Complete | LF Ballast: Electronic, Programmed Start, Normal LO, 3 lamps, 120/277 vac, Dim | 0.9
El-PS-NLO-3lmps-120v | IOU-NonDEER | El | PS | NLO | 3 | Std | 120 | None |  |  | Complete | LF Ballast: Electronic, Programmed Start, Normal LO, 3 lamps, 120 vac | 0.9
El-PS-NLO-3lmps-120v-Dim | IOU-NonDEER | El | PS | NLO | 3 | Std | 120 | Dimming |  |  | Complete | LF Ballast: Electronic, Programmed Start, Normal LO, 3 lamps, 120 vac, Dim | 0.9
El-PS-NLO-3lmps-277v | IOU-NonDEER | El | PS | NLO | 3 | Std | 277 | None |  |  | Complete | LF Ballast: Electronic, Programmed Start, Normal LO, 3 lamps, 277 vac | 0.9
El-PS-NLO-3lmps-277v-Dim | IOU-NonDEER | El | PS | NLO | 3 | Std | 277 | Dimming |  |  | Complete | LF Ballast: Electronic, Programmed Start, Normal LO, 3 lamps, 277 vac, Dim | 0.9
El-PS-NLO-3lmps-347v | IOU-NonDEER | El | PS | NLO | 3 | Std | 347 | None |  |  | Complete | LF Ballast: Electronic, Programmed Start, Normal LO, 3 lamps, 347 vac | 0.9
El-PS-NLO-3lmps-347v-Dim | IOU-NonDEER | El | PS | NLO | 3 | Std | 347 | Dimming |  |  | Complete | LF Ballast: Electronic, Programmed Start, Normal LO, 3 lamps, 347 vac, Dim | 0.9
El-PS-NLO-4lmps-120/277v | IOU-NonDEER | El | PS | NLO | 4 | Std | 120/277 | None |  |  | Complete | LF Ballast: Electronic, Programmed Start, Normal LO, 4 lamps, 120/277 vac | 0.9
El-PS-NLO-4lmps-120/277v-Dim | IOU-NonDEER | El | PS | NLO | 4 | Std | 120/277 | Dimming |  |  | Complete | LF Ballast: Electronic, Programmed Start, Normal LO, 4 lamps, 120/277 vac, Dim | 0.9
El-PS-NLO-4lmps-120v | IOU-NonDEER | El | PS | NLO | 4 | Std | 120 | None |  |  | Complete | LF Ballast: Electronic, Programmed Start, Normal LO, 4 lamps, 120 vac | 0.9
El-PS-NLO-4lmps-277v-Dim | IOU-NonDEER | El | PS | NLO | 4 | Std | 277 | Dimming |  |  | Complete | LF Ballast: Electronic, Programmed Start, Normal LO, 4 lamps, 277 vac, Dim | 0.9
El-PS-NLO-4lmps-347v | IOU-NonDEER | El | PS | NLO | 4 | Std | 347 | None |  |  | Complete | LF Ballast: Electronic, Programmed Start, Normal LO, 4 lamps, 347 vac | 0.9
El-PS-NLO-Dim | ED-NonDEER | El | PS | NLO | Any | Any | Any | Dimming |  |  | Complete | LF Ballast: Electronic, Programmed Start, Normal LO, Dim | 0.9
El-PS-NLO/HLO-1/2lmps-120/277v | IOU-NonDEER | El | PS | NLO/HLO | 2015-01-02 | Std | 120/277 | None |  |  | Complete | LF Ballast: Electronic, Programmed Start, Normal/High LO, 1/2 lamps, 120/277 vac | 0.95
El-PS-NLO/HLO-1/2lmps-120v | IOU-NonDEER | El | PS | NLO/HLO | 2015-01-02 | Std | 120 | None |  |  | Complete | LF Ballast: Electronic, Programmed Start, Normal/High LO, 1/2 lamps, 120 vac | 0.95
El-PS-NLO/HLO-1lmp-120v | IOU-NonDEER | El | PS | NLO/HLO | 1 | Std | 120 | None |  |  | Complete | LF Ballast: Electronic, Programmed Start, Normal/High LO, 1 lamp, 120 vac | 0.95
El-PS-NLO/HLO-2lmps-120/277v | IOU-NonDEER | El | PS | NLO/HLO | 2 | Std | 120/277 | None |  |  | Complete | LF Ballast: Electronic, Programmed Start, Normal/High LO, 2 lamps, 120/277 vac | 0.95
El-PS-RLO | ED-NonDEER | El | PS | RLO | Any | Any | Any | None |  |  | Complete | LF Ballast: Electronic, Programmed Start, Reduced LO | 0.825
El-PS-RLO-1/2lmps-120/277v | IOU-NonDEER | El | PS | RLO | 2015-01-02 | Std | 120/277 | None |  |  | Complete | LF Ballast: Electronic, Programmed Start, Reduced LO, 1/2 lamps, 120/277 vac | 0.825
El-PS-RLO-1/2lmps-120/277v-Dim | IOU-NonDEER | El | PS | RLO | 2015-01-02 | Std | 120/277 | Dimming |  |  | Complete | LF Ballast: Electronic, Programmed Start, Reduced LO, 1/2 lamps, 120/277 vac, Dim | 0.825
El-PS-RLO-1lmp-120/277v | IOU-NonDEER | El | PS | RLO | 1 | Std | 120/277 | None |  |  | Complete | LF Ballast: Electronic, Programmed Start, Reduced LO, 1 lamp, 120/277 vac | 0.825
El-PS-RLO-2lmps-120/277v | IOU-NonDEER | El | PS | RLO | 2 | Std | 120/277 | None |  |  | Complete | LF Ballast: Electronic, Programmed Start, Reduced LO, 2 lamps, 120/277 vac | 0.825
El-PS-RLO-2lmps-120/277v-Dim | IOU-NonDEER | El | PS | RLO | 2 | Std | 120/277 | Dimming |  |  | Complete | LF Ballast: Electronic, Programmed Start, Reduced LO, 2 lamps, 120/277 vac, Dim | 0.825
El-PS-RLO-2lmps-277v | IOU-NonDEER | El | PS | RLO | 2 | Std | 277 | None |  |  | Complete | LF Ballast: Electronic, Programmed Start, Reduced LO, 2 lamps, 277 vac | 0.825
El-PS-RLO-2lmps-277v-Dim | IOU-NonDEER | El | PS | RLO | 2 | Std | 277 | Dimming |  |  | Complete | LF Ballast: Electronic, Programmed Start, Reduced LO, 2 lamps, 277 vac, Dim | 0.825
El-PS-RLO-2lmps-347v | IOU-NonDEER | El | PS | RLO | 2 | Std | 347 | None |  |  | Complete | LF Ballast: Electronic, Programmed Start, Reduced LO, 2 lamps, 347 vac | 0.825
El-PS-RLO-3/4lmps-120/277v | IOU-NonDEER | El | PS | RLO | 2015-03-04 | Std | 120/277 | None |  |  | Complete | LF Ballast: Electronic, Programmed Start, Reduced LO, 3/4 lamps, 120/277 vac | 0.825
El-PS-RLO-3/4lmps-347v | IOU-NonDEER | El | PS | RLO | 2015-03-04 | Std | 347 | None |  |  | Complete | LF Ballast: Electronic, Programmed Start, Reduced LO, 3/4 lamps, 347 vac | 0.825
El-PS-RLO-3lmps-120/277v | IOU-NonDEER | El | PS | RLO | 3 | Std | 120/277 | None |  |  | Complete | LF Ballast: Electronic, Programmed Start, Reduced LO, 3 lamps, 120/277 vac | 0.825
El-PS-RLO-3lmps-120/277v-Dim | IOU-NonDEER | El | PS | RLO | 3 | Std | 120/277 | Dimming |  |  | Complete | LF Ballast: Electronic, Programmed Start, Reduced LO, 3 lamps, 120/277 vac, Dim | 0.825
El-PS-RLO-3lmps-347v | IOU-NonDEER | El | PS | RLO | 3 | Std | 347 | None |  |  | Complete | LF Ballast: Electronic, Programmed Start, Reduced LO, 3 lamps, 347 vac | 0.825
El-PS-RLO-4lmps-120/277v | IOU-NonDEER | El | PS | RLO | 4 | Std | 120/277 | None |  |  | Complete | LF Ballast: Electronic, Programmed Start, Reduced LO, 4 lamps, 120/277 vac | 0.825
El-PS-RLO-4lmps-120/277v-Dim | IOU-NonDEER | El | PS | RLO | 4 | Std | 120/277 | Dimming |  |  | Complete | LF Ballast: Electronic, Programmed Start, Reduced LO, 4 lamps, 120/277 vac, Dim | 0.825
El-PS-RLO-4lmps-347v | IOU-NonDEER | El | PS | RLO | 4 | Std | 347 | None |  |  | Complete | LF Ballast: Electronic, Programmed Start, Reduced LO, 4 lamps, 347 vac | 0.825
El-PS-RLO-Dim | ED-NonDEER | El | PS | RLO | Any | Any | Any | Dimming |  |  | Complete | LF Ballast: Electronic, Programmed Start, Reduced LO, Dim | 0.825
El-PS-RLO/NLO-1/2lmps-120/277v | IOU-NonDEER | El | PS | RLO/NLO | 2015-01-02 | Std | 120/277 | None |  |  | Complete | LF Ballast: Electronic, Programmed Start, Reduced/Normal LO, 1/2 lamps, 120/277 vac | 0.85
El-PS-RLO/NLO-1/2lmps-347v | IOU-NonDEER | El | PS | RLO/NLO | 2015-01-02 | Std | 347 | None |  |  | Complete | LF Ballast: Electronic, Programmed Start, Reduced/Normal LO, 1/2 lamps, 347 vac | 0.85
El-PS-RLO/NLO-2/3lmps-120/277v | IOU-NonDEER | El | PS | RLO/NLO | 2015-02-03 | Std | 120/277 | None |  |  | Complete | LF Ballast: Electronic, Programmed Start, Reduced/Normal LO, 2/3 lamps, 120/277 vac | 0.85
El-PS-RLO/NLO-3/4lmps-120/277v | IOU-NonDEER | El | PS | RLO/NLO | 2015-03-04 | Std | 120/277 | None |  |  | Complete | LF Ballast: Electronic, Programmed Start, Reduced/Normal LO, 3/4 lamps, 120/277 vac | 0.85
El-PS-RLO/NLO-3/4lmps-347v | IOU-NonDEER | El | PS | RLO/NLO | 2015-03-04 | Std | 347 | None |  |  | Complete | LF Ballast: Electronic, Programmed Start, Reduced/Normal LO, 3/4 lamps, 347 vac | 0.85
El-PS-VHLO | ED-NonDEER | El | PS | VHLO | Any | Any | Any | None |  |  | Complete | LF Ballast: Electronic, Programmed Start, Very High LO | 1.125
El-RS-HLO | ED-NonDEER | El | RS | HLO | Any | Any | Any | None |  |  | Complete | LF Ballast: Electronic, Rapid Start, High LO | 1.025
El-RS-NLO | ED-NonDEER | El | RS | NLO | Any | Any | Any | None |  |  | Complete | LF Ballast: Electronic, Rapid Start, Normal LO | 0.9
El-RS-RLO | ED-NonDEER | El | RS | RLO | Any | Any | Any | None |  |  | Complete | LF Ballast: Electronic, Rapid Start, Reduced LO | 0.825
El-RS-VHLO | ED-NonDEER | El | RS | VHLO | Any | Any | Any | None |  |  | Complete | LF Ballast: Electronic, Rapid Start, Very High LO | 1.125
Hyb-IS-NLO | DEER2011 | Hyb | IS | NLO | Any | Any | Any | None |  |  | Complete | LF Ballast: Hybrid, Instant Start, Normal LO | 0.9
Hyb-RS-NLO | DEER2011 | Hyb | RS | NLO | Any | Any | Any | None |  |  | Complete | LF Ballast: Hybrid, Rapid Start, Normal LO | 0.9
MagES-IS-NLO | DEER2011 | MagES | IS | NLO | Any | Any | Any | None |  |  | Complete | LF Ballast: Energy Saver Magnetic (EPACT compliant), Instant Start, Normal LO | 0.9
MagES-RS-NLO | ED-NonDEER | MagES | RS | NLO | Any | Any | Any | None |  |  | Complete | LF Ballast: Energy Saver Magnetic (EPACT compliant), Rapid Start, Normal LO | 0.9
MagStd-IS-NLO | DEER2011 | MagStd | IS | NLO | Any | Any | Any | None |  |  | Complete | LF Ballast: Standard Magnetic (pre-EPACT), Instant Start, Normal LO | 0.9
MagStd-RS-HLO | ED-NonDEER | MagStd | RS | HLO | Any | Any | Any | None |  |  | Complete | LF Ballast: Standard Magnetic (pre-EPACT), Rapid Start, High LO | 1.025
MagStd-RS-NLO | ED-NonDEER | MagStd | RS | NLO | Any | Any | Any | None |  |  | Complete | LF Ballast: Standard Magnetic (pre-EPACT), Rapid Start, Normal LO | 0.9

## LF_LmpBlst
Ex Ante database Technology Export
Technology Group: Lighting - Lamps + Ballasts (Ltg_Lmp+Blst) | [51 empty] | Incandescant Material Cost for Res Indoor CFL Measure Technology | 0 | 0
Technology Type: Linear Fluorescent Lamp with Ballast (LF_LmpBlst) | [31 empty] | 162 | 484 | [16 empty] | 399
This file created on 8/13/2015 4:53:44 PM while connected to localhost as sptviewer.
Program/Database Description: READI v.2.2.1 (Current DEER and Non-DEER Ex Ante data. Includes data for review) |  |  |  |  | Lamps per | Ballasts | Lamps per | [13 empty] | Ballast | Total | Est. |  | Elec Blst | [9 empty] | Ballast Cost Model Coefficients | [14 empty] | Lmp+Blst
[5 empty] | Fixture | per fixt | Ballast | [12 empty] | Cost | Category | Lamp | Ballast | Dimming | Program | Lamps per Ballast |  |  | Input Watts per Ballast |  |  | Number of Ballasts |  |  | Constant | Input | Watt Range |  |  | Ballast Factor |  | Elec | Start | Start | Contractor | Const | Ballast Material Cost |  |  | Material
TechID | TechSource | LF_Lamp_ID | Ballast_ID | Dimming | LampsFixture | Ballasts_Fixture | LampsBallast | Fixture_Watts | Legacy_TechID | Scale_Basis_Type | Scale_Basis_Value | ExteriorRated | Case_Applicability | Ballast_Factor_Op | Delamped | Reflector | EUL_ID | Tech_Status | Tech Desc | Category | Index | Cost | Factor | Ballast | Start | Ballast1 | Ballast2 | Ballast3 | Ballast1 | Ballast2 | Ballast3 | Ballast1 | Ballast2 | Ballast3 | Intercept | Watts | Min | Max | BF | Min | Max | Dim | Prg | RS | MarkUp | BF | Ballast1 | Ballast2 | Ballast3 | Cost
LFLmpBlst-Circ12-12in-32w+MagES-RS-NLO(64w) | IOU-NonDEER | Circ12-12in-32w | MagES-RS-NLO | None | 2 | 1 | 2 | 64 |  | Watts | 64 |  | PreExist |  | N | None |  | Complete | LF lamp and ballast: LF lamp: Circ12, 12 inch, 32W, 1200 lm (2): LF Ballast: Energy Saver Magnetic (EPACT compliant), Rapid Start, Normal LO (1); Total Watts = 64 | MagRS | 1 | 0 | 0.9 | FALSE | FALSE | 2 | 0 | 0 | 64 | 0 | 0 | 1 | 0 | 0 | 14.69 | 0.4 | 9 | 604 | 10.56 | 0.6 | 1.2 | 30.78 | 0 | 40.89 | 0 | 0 | 90.684 | 0 | 0
LFLmpBlst-T10-48in-40w+MagStd-RS-NLO(51w) | ED-NonDEER | T10-48in-40w | MagStd-RS-NLO | None | 1 | 1 | 1 | 51 | 48in40wT10SMg51w | Watts | 51 |  | Measure |  | N | None |  | Complete | LF lamp and ballast: LF lamp: T10, 48 inch, 40W, 2750 lm, CRI = 60, rated life = 9000 hours (1): LF Ballast: Standard Magnetic (pre-EPACT), Rapid Start, Normal LO (1); Total Watts = 51 | MagRS | 1 | 0 | 0.9 | FALSE | FALSE | 1 | 0 | 0 | 40 | 0 | 0 | 1 | 0 | 0 | 14.69 | 0.4 | 9 | 604 | 10.56 | 0.6 | 1.2 | 30.78 | 0 | 40.89 | 0 | 0 | 81.084 | 0 | 0
LFLmpBlst-T12-18in-15w+MagStd-RS-NLO(19w) | ED-NonDEER | T12-18in-15w | MagStd-RS-NLO | None | 1 | 1 | 1 | 19 | 18in15wT12SMg19w | Watts | 19 |  | PreExist |  | N | None |  | Complete | LF lamp and ballast: LF lamp: T12, 18 inch, 15W, 830 lm, CRI = 60, rated life = 9000 hours (1): LF Ballast: Standard Magnetic (pre-EPACT), Rapid Start, Normal LO (1); Total Watts = 19 | MagRS | 1 | 0 | 0.9 | FALSE | FALSE | 1 | 0 | 0 | 15 | 0 | 0 | 1 | 0 | 0 | 14.69 | 0.4 | 9 | 604 | 10.56 | 0.6 | 1.2 | 30.78 | 0 | 40.89 | 0 | 0 | 71.084 | 0 | 0
LFLmpBlst-T12-18in-15w+MagStd-RS-NLO(36w) | ED-NonDEER | T12-18in-15w | MagStd-RS-NLO | None | 2 | 1 | 2 | 36 | 18in15wT12SMg36w | Watts | 36 |  | PreExist |  | N | None |  | Complete | LF lamp and ballast: LF lamp: T12, 18 inch, 15W, 830 lm, CRI = 60, rated life = 9000 hours (2): LF Ballast: Standard Magnetic (pre-EPACT), Rapid Start, Normal LO (1); Total Watts = 36 | MagRS | 1 | 0 | 0.9 | FALSE | FALSE | 2 | 0 | 0 | 30 | 0 | 0 | 1 | 0 | 0 | 14.69 | 0.4 | 9 | 604 | 10.56 | 0.6 | 1.2 | 30.78 | 0 | 40.89 | 0 | 0 | 77.084 | 0 | 0
LFLmpBlst-T12-24in-20w+MagStd-RS-NLO-Del(38w) | IOU-NonDeer | T12-24in-20w | MagStd-RS-NLO | None | 2 | 1 | 3 | 38 |  | Watts | 38 |  | Measure |  | Y | None |  | Complete | LF lamp and ballast: LF lamp: T12, 24 inch, 20W, 1050 lm, CRI = 60, rated life = 9000 hours (2): LF Ballast: Standard Magnetic (pre-EPACT), Rapid Start, Normal LO (1); Delamped; Total Watts = 38 | MagRS | 1 | 0 | 0.9 | FALSE | FALSE | 3 | 0 | 0 | 60 | 0 | 0 | 1 | 0 | 0 | 14.69 | 0.4 | 9 | 604 | 10.56 | 0.6 | 1.2 | 30.78 | 0 | 40.89 | 0 | 0 | 89.084 | 0 | 0
LFLmpBlst-T12-24in-20w+MagStd-RS-NLO(112w) | ED-NonDEER | T12-24in-20w | MagStd-RS-NLO | None | 4 | 2 | 2 | 112 | 24in20wT12SMg112w | Watts | 112 |  | PreExist |  | N | None |  | Complete | LF lamp and ballast: LF lamp: T12, 24 inch, 20W, 1050 lm, CRI = 60, rated life = 9000 hours (4): LF Ballast: Standard Magnetic (pre-EPACT), Rapid Start, Normal LO (2); Total Watts = 112 | MagRS | 1 | 0 | 0.9 | FALSE | FALSE | 2 | 0 | 0 | 40 | 0 | 0 | 2 | 0 | 0 | 14.69 | 0.4 | 9 | 604 | 10.56 | 0.6 | 1.2 | 30.78 | 0 | 40.89 | 0 | 0 | 162.168 | 0 | 0
LFLmpBlst-T12-24in-20w+MagStd-RS-NLO(146w) | ED-NonDEER | T12-24in-20w | MagStd-RS-NLO | none | 6 | 3 | 2 | 146 | 24in20wT12SMg146w | Watts | 146 |  | PreExist |  | N | None |  | Complete | LF lamp and ballast: LF lamp: T12, 24 inch, 20W, 1050 lm, CRI = 60, rated life = 9000 hours (6): LF Ballast: Standard Magnetic (pre-EPACT), Rapid Start, Normal LO (3); Total Watts = 146 | MagRS | 1 | 0 | 0.9 | FALSE | FALSE | 2 | 0 | 0 | 40 | 0 | 0 | 3 | 0 | 0 | 14.69 | 0.4 | 9 | 604 | 10.56 | 0.6 | 1.2 | 30.78 | 0 | 40.89 | 0 | 0 | 243.252 | 0 | 0
LFLmpBlst-T12-24in-20w+MagStd-RS-NLO(28w) | ED-NonDEER | T12-24in-20w | MagStd-RS-NLO | None | 1 | 1 | 1 | 28 | 24in20wT12SMg28w | Watts | 28 |  | PreExist |  | N | None |  | Complete | LF lamp and ballast: LF lamp: T12, 24 inch, 20W, 1050 lm, CRI = 60, rated life = 9000 hours (1): LF Ballast: Standard Magnetic (pre-EPACT), Rapid Start, Normal LO (1); Total Watts = 28 | MagRS | 1 | 0 | 0.9 | FALSE | FALSE | 1 | 0 | 0 | 20 | 0 | 0 | 1 | 0 | 0 | 14.69 | 0.4 | 9 | 604 | 10.56 | 0.6 | 1.2 | 30.78 | 0 | 40.89 | 0 | 0 | 73.084 | 0 | 0
LFLmpBlst-T12-24in-20w+MagStd-RS-NLO(38w) | IOU-NonDeer | T12-24in-20w | MagStd-RS-NLO | None | 2 | 1 | 3 | 38 |  | Watts | 38 |  | Measure |  | N | None |  | Complete | LF lamp and ballast: LF lamp: T12, 24 inch, 20W, 1050 lm, CRI = 60, rated life = 9000 hours (2): LF Ballast: Standard Magnetic (pre-EPACT), Rapid Start, Normal LO (1); Total Watts = 38 | MagRS | 1 | 0 | 0.9 | FALSE | FALSE | 3 | 0 | 0 | 60 | 0 | 0 | 1 | 0 | 0 | 14.69 | 0.4 | 9 | 604 | 10.56 | 0.6 | 1.2 | 30.78 | 0 | 40.89 | 0 | 0 | 89.084 | 0 | 0
LFLmpBlst-T12-24in-20w+MagStd-RS-NLO(56w) | ED-NonDEER | T12-24in-20w | MagStd-RS-NLO | None | 2 | 1 | 2 | 56 | 24in20wT12SMg56w | Watts | 56 |  | PreExist |  | N | None |  | Complete | LF lamp and ballast: LF lamp: T12, 24 inch, 20W, 1050 lm, CRI = 60, rated life = 9000 hours (2): LF Ballast: Standard Magnetic (pre-EPACT), Rapid Start, Normal LO (1); Total Watts = 56 | MagRS | 1 | 0 | 0.9 | FALSE | FALSE | 2 | 0 | 0 | 40 | 0 | 0 | 1 | 0 | 0 | 14.69 | 0.4 | 9 | 604 | 10.56 | 0.6 | 1.2 | 30.78 | 0 | 40.89 | 0 | 0 | 81.084 | 0 | 0
LFLmpBlst-T12-24in-20w+MagStd-RS-NLO(62w) | ED-NonDEER | T12-24in-20w | MagStd-RS-NLO | None | 3 | 1 | 3 | 62 | 24in20wT12SMg62w | Watts | 62 |  | PreExist |  | N | None |  | Complete | LF lamp and ballast: LF lamp: T12, 24 inch, 20W, 1050 lm, CRI = 60, rated life = 9000 hours (3): LF Ballast: Standard Magnetic (pre-EPACT), Rapid Start, Normal LO (1); Total Watts = 62 | MagRS | 1 | 0 | 0.9 | FALSE | FALSE | 3 | 0 | 0 | 60 | 0 | 0 | 1 | 0 | 0 | 14.69 | 0.4 | 9 | 604 | 10.56 | 0.6 | 1.2 | 30.78 | 0 | 40.89 | 0 | 0 | 89.084 | 0 | 0
LFLmpBlst-T12-24in-20w+MagStd-RS-NLO(68w) | IOU-NonDeer | T12-24in-20w | MagStd-RS-NLO | None | 3 | 1 | 3 | 68 | Thru 6-30-2014 | Watts | 68 |  | PreExist |  | N | None |  | Complete | LF lamp and ballast: LF lamp: T12, 24 inch, 20W, 1050 lm, CRI = 60, rated life = 9000 hours (3): LF Ballast: Standard Magnetic (pre-EPACT), Rapid Start, Normal LO (1); Total Watts = 68 | MagRS | 1 | 0 | 0.9 | FALSE | FALSE | 3 | 0 | 0 | 60 | 0 | 0 | 1 | 0 | 0 | 14.69 | 0.4 | 9 | 604 | 10.56 | 0.6 | 1.2 | 30.78 | 0 | 40.89 | 0 | 0 | 89.084 | 0 | 0
LFLmpBlst-T12-24in-35w+MagStd-RS-NLO(62w) | ED-NonDEER | T12-24in-35w | MagStd-RS-NLO | None | 1 | 1 | 1 | 62 | 24in35wT12HOSMg62w | Watts | 62 |  | PreExist |  | N | None |  | Complete | LF lamp and ballast: LF lamp: T12, 24 inch, 35W, 1650 lm, CRI = 60, rated life = 9000 hours (1): LF Ballast: Standard Magnetic (pre-EPACT), Rapid Start, Normal LO (1); Total Watts = 62 | MagRS | 1 | 0 | 0.9 | FALSE | FALSE | 1 | 0 | 0 | 35 | 0 | 0 | 1 | 0 | 0 | 14.69 | 0.4 | 9 | 604 | 10.56 | 0.6 | 1.2 | 30.78 | 0 | 40.89 | 0 | 0 | 79.084 | 0 | 0
LFLmpBlst-T12-24in-35w+MagStd-RS-NLO(90w) | ED-NonDEER | T12-24in-35w | MagStd-RS-NLO | None | 2 | 1 | 2 | 90 | 24in35wT12HOSMg90w | Watts | 90 |  | PreExist |  | N | None |  | Complete | LF lamp and ballast: LF lamp: T12, 24 inch, 35W, 1650 lm, CRI = 60, rated life = 9000 hours (2): LF Ballast: Standard Magnetic (pre-EPACT), Rapid Start, Normal LO (1); Total Watts = 90 | MagRS | 1 | 0 | 0.9 | FALSE | FALSE | 2 | 0 | 0 | 70 | 0 | 0 | 1 | 0 | 0 | 14.69 | 0.4 | 9 | 604 | 10.56 | 0.6 | 1.2 | 30.78 | 0 | 40.89 | 0 | 0 | 93.084 | 0 | 0
LFLmpBlst-T12-36in-25w+El-RS-NLO(26w) | ED-NonDEER | T12-36in-25w | El-RS-NLO | None | 1 | 1 | 1 | 26 | 36in25wT12El26w | Watts | 26 |  | PreExist |  | N | None |  | Complete | LF lamp and ballast: LF lamp: T12, 36 inch, 25W, 1650 lm, CRI = 60, rated life = 18000 hours (1): LF Ballast: Electronic, Rapid Start, Normal LO (1); Total Watts = 26 | out of scope | 0 | 0 | 0.9 | FALSE | FALSE | 1 | 0 | 0 | 25 | 0 | 0 | 1 | 0 | 0 | [12 empty] | 0 | 0 | 0
LFLmpBlst-T12-36in-25w+El-RS-NLO(50w) | ED-NonDEER | T12-36in-25w | El-RS-NLO | None | 2 | 1 | 2 | 50 | 36in25wT12El50w | Watts | 50 |  | PreExist |  | N | None |  | Complete | LF lamp and ballast: LF lamp: T12, 36 inch, 25W, 1650 lm, CRI = 60, rated life = 18000 hours (2): LF Ballast: Electronic, Rapid Start, Normal LO (1); Total Watts = 50 | out of scope | 0 | 0 | 0.9 | FALSE | FALSE | 2 | 0 | 0 | 50 | 0 | 0 | 1 | 0 | 0 | [12 empty] | 0 | 0 | 0
LFLmpBlst-T12-36in-25w+MagES-RS-NLO(198w) | ED-NonDEER | T12-36in-25w | MagES-RS-NLO | None | 6 | 3 | 2 | 198 | 36in25wT12ESMg198w | Watts | 198 |  | PreExist |  | N | None |  | Complete | LF lamp and ballast: LF lamp: T12, 36 inch, 25W, 1650 lm, CRI = 60, rated life = 18000 hours (6): LF Ballast: Energy Saver Magnetic (EPACT compliant), Rapid Start, Normal LO (3); Total Watts = 198 | MagRS | 1 | 0 | 0.9 | FALSE | FALSE | 2 | 0 | 0 | 50 | 0 | 0 | 3 | 0 | 0 | 14.69 | 0.4 | 9 | 604 | 10.56 | 0.6 | 1.2 | 30.78 | 0 | 40.89 | 0 | 0 | 255.252 | 0 | 0
LFLmpBlst-T12-36in-25w+MagES-RS-NLO(33w) | ED-NonDEER | T12-36in-25w | MagES-RS-NLO | None | 1 | 0.5 | 2 | 33 | 36in25wT12ESMg33w | Watts | 33 |  | PreExist |  | N | None |  | Complete | LF lamp and ballast: LF lamp: T12, 36 inch, 25W, 1650 lm, CRI = 60, rated life = 18000 hours (1): LF Ballast: Energy Saver Magnetic (EPACT compliant), Rapid Start, Normal LO (0.5); Total Watts = 33 | MagRS | 1 | 0 | 0.9 | FALSE | FALSE | 2 | 0 | 0 | 50 | 0 | 0 | 0.5 | 0 | 0 | 14.69 | 0.4 | 9 | 604 | 10.56 | 0.6 | 1.2 | 30.78 | 0 | 40.89 | 0 | 0 | 42.542 | 0 | 0
LFLmpBlst-T12-36in-25w+MagES-RS-NLO(66w) | ED-NonDEER | T12-36in-25w | MagES-RS-NLO | None | 2 | 1 | 2 | 66 | 36in25wT12ESMg66w | Watts | 66 |  | PreExist |  | N | None |  | Complete | LF lamp and ballast: LF lamp: T12, 36 inch, 25W, 1650 lm, CRI = 60, rated life = 18000 hours (2): LF Ballast: Energy Saver Magnetic (EPACT compliant), Rapid Start, Normal LO (1); Total Watts = 66 | MagRS | 1 | 0 | 0.9 | FALSE | FALSE | 2 | 0 | 0 | 50 | 0 | 0 | 1 | 0 | 0 | 14.69 | 0.4 | 9 | 604 | 10.56 | 0.6 | 1.2 | 30.78 | 0 | 40.89 | 0 | 0 | 85.084 | 0 | 0
LFLmpBlst-T12-36in-25w+MagStd-RS-NLO-Del(73w) | IOU-NonDeer | T12-36in-25w | MagStd-RS-NLO | None | 2 | 2 | 1+2 | 73 |  | Watts | 73 |  | Measure |  | Y | None |  | Complete | LF lamp and ballast: LF lamp: T12, 36 inch, 25W, 1650 lm, CRI = 60, rated life = 18000 hours (2): LF Ballast: Standard Magnetic (pre-EPACT), Rapid Start, Normal LO (2); Delamped; Total Watts = 73 | MagRS | 1 | 0 | 0.9 | FALSE | FALSE | 1 | 2 | 0 | 25 | 50 | 0 | 1 | 1 | 0 | 14.69 | 0.4 | 9 | 604 | 10.56 | 0.6 | 1.2 | 30.78 | 0 | 40.89 | 0 | 0 | 75.084 | 85.084 | 0
LFLmpBlst-T12-36in-25w+MagStd-RS-NLO(115w) | ED-NonDEER | T12-36in-25w | MagStd-RS-NLO | None | 3 | 2 | 1+2 | 115 | 36in25wT12SMg115w | Watts | 115 |  | PreExist |  | N | None |  | Complete | LF lamp and ballast: LF lamp: T12, 36 inch, 25W, 1650 lm, CRI = 60, rated life = 18000 hours (3): LF Ballast: Standard Magnetic (pre-EPACT), Rapid Start, Normal LO (2); Total Watts = 115 | MagRS | 1 | 0 | 0.9 | FALSE | FALSE | 1 | 2 | 0 | 25 | 50 | 0 | 1 | 1 | 0 | 14.69 | 0.4 | 9 | 604 | 10.56 | 0.6 | 1.2 | 30.78 | 0 | 40.89 | 0 | 0 | 75.084 | 85.084 | 0
LFLmpBlst-T12-36in-25w+MagStd-RS-NLO(37w) | ED-NonDEER | T12-36in-25w | MagStd-RS-NLO | None | 1 | 0.5 | 2 | 37 | 36in25wT12SMg37w | Watts | 37 |  | PreExist |  | N | None |  | Complete | LF lamp and ballast: LF lamp: T12, 36 inch, 25W, 1650 lm, CRI = 60, rated life = 18000 hours (1): LF Ballast: Standard Magnetic (pre-EPACT), Rapid Start, Normal LO (0.5); Total Watts = 37 | MagRS | 1 | 0 | 0.9 | FALSE | FALSE | 2 | 0 | 0 | 50 | 0 | 0 | 0.5 | 0 | 0 | 14.69 | 0.4 | 9 | 604 | 10.56 | 0.6 | 1.2 | 30.78 | 0 | 40.89 | 0 | 0 | 42.542 | 0 | 0
LFLmpBlst-T12-36in-25w+MagStd-RS-NLO(42w) | ED-NonDEER | T12-36in-25w | MagStd-RS-NLO | None | 1 | 1 | 1 | 42 | 36in25wT12SMg42w | Watts | 42 |  | PreExist |  | N | None |  | Complete | LF lamp and ballast: LF lamp: T12, 36 inch, 25W, 1650 lm, CRI = 60, rated life = 18000 hours (1): LF Ballast: Standard Magnetic (pre-EPACT), Rapid Start, Normal LO (1); Total Watts = 42 | MagRS | 1 | 0 | 0.9 | FALSE | FALSE | 1 | 0 | 0 | 25 | 0 | 0 | 1 | 0 | 0 | 14.69 | 0.4 | 9 | 604 | 10.56 | 0.6 | 1.2 | 30.78 | 0 | 40.89 | 0 | 0 | 75.084 | 0 | 0
LFLmpBlst-T12-36in-25w+MagStd-RS-NLO(73w) | ED-NonDEER | T12-36in-25w | MagStd-RS-NLO | None | 2 | 1 | 2 | 73 | 36in25wT12SMg73w | Watts | 73 |  | PreExist |  | N | None |  | Complete | LF lamp and ballast: LF lamp: T12, 36 inch, 25W, 1650 lm, CRI = 60, rated life = 18000 hours (2): LF Ballast: Standard Magnetic (pre-EPACT), Rapid Start, Normal LO (1); Total Watts = 73 | MagRS | 1 | 0 | 0.9 | FALSE | FALSE | 2 | 0 | 0 | 50 | 0 | 0 | 1 | 0 | 0 | 14.69 | 0.4 | 9 | 604 | 10.56 | 0.6 | 1.2 | 30.78 | 0 | 40.89 | 0 | 0 | 85.084 | 0 | 0
LFLmpBlst-T12-36in-30w+El-RS-NLO(31w) | ED-NonDEER | T12-36in-30w | El-RS-NLO | None | 1 | 1 | 1 | 31 | 36in30wT12El31w | Watts | 31 |  | PreExist |  | N | None |  | Complete | LF lamp and ballast: LF lamp: T12, 36 inch, 30W, 1900 lm, CRI = 60, rated life = 18000 hours (1): LF Ballast: Electronic, Rapid Start, Normal LO (1); Total Watts = 31 | out of scope | 0 | 0 | 0.9 | FALSE | FALSE | 1 | 0 | 0 | 30 | 0 | 0 | 1 | 0 | 0 | [12 empty] | 0 | 0 | 0
LFLmpBlst-T12-36in-30w+El-RS-NLO(58w) | ED-NonDEER | T12-36in-30w | El-RS-NLO | None | 2 | 1 | 2 | 58 | 36in30wT12El58w | Watts | 58 |  | PreExist |  | N | None |  | Complete | LF lamp and ballast: LF lamp: T12, 36 inch, 30W, 1900 lm, CRI = 60, rated life = 18000 hours (2): LF Ballast: Electronic, Rapid Start, Normal LO (1); Total Watts = 58 | out of scope | 0 | 0 | 0.9 | FALSE | FALSE | 2 | 0 | 0 | 60 | 0 | 0 | 1 | 0 | 0 | [12 empty] | 0 | 0 | 0
LFLmpBlst-T12-36in-30w+El-RS-RLO(116w) | ED-NonDEER | T12-36in-30w | El-RS-RLO | None | 4 | 2 | 2 | 116 | 36in30wT12El116w | Watts | 116 |  | PreExist |  | N | None |  | Complete | LF lamp and ballast: LF lamp: T12, 36 inch, 30W, 1900 lm, CRI = 60, rated life = 18000 hours (4): LF Ballast: Electronic, Rapid Start, Reduced LO (2); Total Watts = 116 | out of scope | 0 | 0 | 0.825 | FALSE | FALSE | 2 | 0 | 0 | 60 | 0 | 0 | 2 | 0 | 0 | [12 empty] | 0 | 0 | 0
LFLmpBlst-T12-36in-30w+MagES-RS-NLO(120w) | ED-NonDEER | T12-36in-30w | MagES-RS-NLO | None | 3 | 2 | 1+2 | 120 | 36in30wT122ESMg120w | Watts | 120 |  | PreExist |  | N | None |  | Complete | LF lamp and ballast: LF lamp: T12, 36 inch, 30W, 1900 lm, CRI = 60, rated life = 18000 hours (3): LF Ballast: Energy Saver Magnetic (EPACT compliant), Rapid Start, Normal LO (2); Total Watts = 120 | MagRS | 1 | 0 | 0.9 | FALSE | FALSE | 1 | 2 | 0 | 30 | 60 | 0 | 1 | 1 | 0 | 14.69 | 0.4 | 9 | 604 | 10.56 | 0.6 | 1.2 | 30.78 | 0 | 40.89 | 0 | 0 | 77.084 | 89.084 | 0
LFLmpBlst-T12-36in-30w+MagES-RS-NLO(148w) | ED-NonDEER | T12-36in-30w | MagES-RS-NLO | None | 4 | 2 | 2 | 148 | 36in30wT12ESMg148w | Watts | 148 |  | PreExist |  | N | None |  | Complete | LF lamp and ballast: LF lamp: T12, 36 inch, 30W, 1900 lm, CRI = 60, rated life = 18000 hours (4): LF Ballast: Energy Saver Magnetic (EPACT compliant), Rapid Start, Normal LO (2); Total Watts = 148 | MagRS | 1 | 0 | 0.9 | FALSE | FALSE | 2 | 0 | 0 | 60 | 0 | 0 | 2 | 0 | 0 | 14.69 | 0.4 | 9 | 604 | 10.56 | 0.6 | 1.2 | 30.78 | 0 | 40.89 | 0 | 0 | 178.168 | 0 | 0
LFLmpBlst-T12-36in-30w+MagES-RS-NLO(342w) | ED-NonDEER | T12-36in-30w | MagES-RS-NLO | None | 6 | 3 | 2 | 342 | 36in30wT12ESMg342w | Watts | 342 |  | PreExist |  | N | None |  | Complete | LF lamp and ballast: LF lamp: T12, 36 inch, 30W, 1900 lm, CRI = 60, rated life = 18000 hours (6): LF Ballast: Energy Saver Magnetic (EPACT compliant), Rapid Start, Normal LO (3); Total Watts = 342 | MagRS | 1 | 0 | 0.9 | FALSE | FALSE | 2 | 0 | 0 | 60 | 0 | 0 | 3 | 0 | 0 | 14.69 | 0.4 | 9 | 604 | 10.56 | 0.6 | 1.2 | 30.78 | 0 | 40.89 | 0 | 0 | 267.252 | 0 | 0
LFLmpBlst-T12-36in-30w+MagES-RS-NLO(37w) | ED-NonDEER | T12-36in-30w | MagES-RS-NLO | None | 1 | 0.5 | 2 | 37 | 36in30wT12ESMg37w | Watts | 37 |  | PreExist |  | N | None |  | Complete | LF lamp and ballast: LF lamp: T12, 36 inch, 30W, 1900 lm, CRI = 60, rated life = 18000 hours (1): LF Ballast: Energy Saver Magnetic (EPACT compliant), Rapid Start, Normal LO (0.5); Total Watts = 37 | MagRS | 1 | 0 | 0.9 | FALSE | FALSE | 2 | 0 | 0 | 60 | 0 | 0 | 0.5 | 0 | 0 | 14.69 | 0.4 | 9 | 604 | 10.56 | 0.6 | 1.2 | 30.78 | 0 | 40.89 | 0 | 0 | 44.542 | 0 | 0
LFLmpBlst-T12-36in-30w+MagES-RS-NLO(74w) | ED-NonDEER | T12-36in-30w | MagES-RS-NLO | None | 2 | 1 | 2 | 74 | 36in30wT12ESMg74w | Watts | 74 |  | PreExist |  | N | None |  | Complete | LF lamp and ballast: LF lamp: T12, 36 inch, 30W, 1900 lm, CRI = 60, rated life = 18000 hours (2): LF Ballast: Energy Saver Magnetic (EPACT compliant), Rapid Start, Normal LO (1); Total Watts = 74 | MagRS | 1 | 0 | 0.9 | FALSE | FALSE | 2 | 0 | 0 | 60 | 0 | 0 | 1 | 0 | 0 | 14.69 | 0.4 | 9 | 604 | 10.56 | 0.6 | 1.2 | 30.78 | 0 | 40.89 | 0 | 0 | 89.084 | 0 | 0
LFLmpBlst-T12-36in-30w+MagStd-RS-NLO(127w) | ED-NonDEER | T12-36in-30w | MagStd-RS-NLO | None | 3 | 2 | 1+2 | 127 | 36in30wT12SMg127w | Watts | 127 |  | PreExist |  | N | None |  | Complete | LF lamp and ballast: LF lamp: T12, 36 inch, 30W, 1900 lm, CRI = 60, rated life = 18000 hours (3): LF Ballast: Standard Magnetic (pre-EPACT), Rapid Start, Normal LO (2); Total Watts = 127 | MagRS | 1 | 0 | 0.9 | FALSE | FALSE | 1 | 2 | 0 | 30 | 60 | 0 | 1 | 1 | 0 | 14.69 | 0.4 | 9 | 604 | 10.56 | 0.6 | 1.2 | 30.78 | 0 | 40.89 | 0 | 0 | 77.084 | 89.084 | 0
LFLmpBlst-T12-36in-30w+MagStd-RS-NLO(162w) | ED-NonDEER | T12-36in-30w | MagStd-RS-NLO | None | 4 | 2 | 2 | 162 | 36in30wT12SMg162w | Watts | 162 |  | PreExist |  | N | None |  | Complete | LF lamp and ballast: LF lamp: T12, 36 inch, 30W, 1900 lm, CRI = 60, rated life = 18000 hours (4): LF Ballast: Standard Magnetic (pre-EPACT), Rapid Start, Normal LO (2); Total Watts = 162 | MagRS | 1 | 0 | 0.9 | FALSE | FALSE | 2 | 0 | 0 | 60 | 0 | 0 | 2 | 0 | 0 | 14.69 | 0.4 | 9 | 604 | 10.56 | 0.6 | 1.2 | 30.78 | 0 | 40.89 | 0 | 0 | 178.168 | 0 | 0
LFLmpBlst-T12-36in-30w+MagStd-RS-NLO(41w) | ED-NonDEER | T12-36in-30w | MagStd-RS-NLO | None | 1 | 0.5 | 2 | 41 | 36in30wT12SMg41w | Watts | 41 |  | PreExist |  | N | None |  | Complete | LF lamp and ballast: LF lamp: T12, 36 inch, 30W, 1900 lm, CRI = 60, rated life = 18000 hours (1): LF Ballast: Standard Magnetic (pre-EPACT), Rapid Start, Normal LO (0.5); Total Watts = 41 | MagRS | 1 | 0 | 0.9 | FALSE | FALSE | 2 | 0 | 0 | 60 | 0 | 0 | 0.5 | 0 | 0 | 14.69 | 0.4 | 9 | 604 | 10.56 | 0.6 | 1.2 | 30.78 | 0 | 40.89 | 0 | 0 | 44.542 | 0 | 0
LFLmpBlst-T12-36in-30w+MagStd-RS-NLO(46w) | ED-NonDEER | T12-36in-30w | MagStd-RS-NLO | None | 1 | 1 | 1 | 46 | 36in30wT12SMg46w | Watts | 46 |  | PreExist |  | N | None |  | Complete | LF lamp and ballast: LF lamp: T12, 36 inch, 30W, 1900 lm, CRI = 60, rated life = 18000 hours (1): LF Ballast: Standard Magnetic (pre-EPACT), Rapid Start, Normal LO (1); Total Watts = 46 | MagRS | 1 | 0 | 0.9 | FALSE | FALSE | 1 | 0 | 0 | 30 | 0 | 0 | 1 | 0 | 0 | 14.69 | 0.4 | 9 | 604 | 10.56 | 0.6 | 1.2 | 30.78 | 0 | 40.89 | 0 | 0 | 77.084 | 0 | 0
LFLmpBlst-T12-36in-30w+MagStd-RS-NLO(81w) | ED-NonDEER | T12-36in-30w | MagStd-RS-NLO | None | 2 | 1 | 2 | 81 | 36in30wT12SMg81w | Watts | 81 |  | PreExist |  | N | None |  | Complete | LF lamp and ballast: LF lamp: T12, 36 inch, 30W, 1900 lm, CRI = 60, rated life = 18000 hours (2): LF Ballast: Standard Magnetic (pre-EPACT), Rapid Start, Normal LO (1); Total Watts = 81 | MagRS | 1 | 0 | 0.9 | FALSE | FALSE | 2 | 0 | 0 | 60 | 0 | 0 | 1 | 0 | 0 | 14.69 | 0.4 | 9 | 604 | 10.56 | 0.6 | 1.2 | 30.78 | 0 | 40.89 | 0 | 0 | 89.084 | 0 | 0
LFLmpBlst-T12-36in-50w+MagStd-RS-NLO(114w) | ED-NonDEER | T12-36in-50w | MagStd-RS-NLO | None | 2 | 1 | 2 | 114 | 36in50wT12HOSMg114w | Watts | 114 |  | PreExist |  | N | None |  | Complete | LF lamp and ballast: LF lamp: T12, 36 inch, 50W, 2450 lm, CRI = 60, rated life = 18000 hours (2): LF Ballast: Standard Magnetic (pre-EPACT), Rapid Start, Normal LO (1); Total Watts = 114 | MagRS | 1 | 0 | 0.9 | FALSE | FALSE | 2 | 0 | 0 | 100 | 0 | 0 | 1 | 0 | 0 | 14.69 | 0.4 | 9 | 604 | 10.56 | 0.6 | 1.2 | 30.78 | 0 | 40.89 | 0 | 0 | 105.084 | 0 | 0
LFLmpBlst-T12-36in-50w+MagStd-RS-NLO(70w) | ED-NonDEER | T12-36in-50w | MagStd-RS-NLO | None | 1 | 1 | 1 | 70 | 36in50wT12HOSMg70w | Watts | 70 |  | PreExist |  | N | None |  | Complete | LF lamp and ballast: LF lamp: T12, 36 inch, 50W, 2450 lm, CRI = 60, rated life = 18000 hours (1): LF Ballast: Standard Magnetic (pre-EPACT), Rapid Start, Normal LO (1); Total Watts = 70 | MagRS | 1 | 0 | 0.9 | FALSE | FALSE | 1 | 0 | 0 | 50 | 0 | 0 | 1 | 0 | 0 | 14.69 | 0.4 | 9 | 604 | 10.56 | 0.6 | 1.2 | 30.78 | 0 | 40.89 | 0 | 0 | 85.084 | 0 | 0
LFLmpBlst-T12-42in-55w+MagStd-RS-NLO(135w) | ED-NonDEER | T12-42in-55w | MagStd-RS-NLO | None | 2 | 1 | 2 | 135 | 42in55wT12HOSMg135w | Watts | 135 |  | PreExist |  | N | None |  | Complete | LF lamp and ballast: LF lamp: T12, 42 inch, 55W, 2610 lm, CRI = 60, rated life = 20000 hours (2): LF Ballast: Standard Magnetic (pre-EPACT), Rapid Start, Normal LO (1); Total Watts = 135 | MagRS | 1 | 0 | 0.9 | FALSE | FALSE | 2 | 0 | 0 | 110 | 0 | 0 | 1 | 0 | 0 | 14.69 | 0.4 | 9 | 604 | 10.56 | 0.6 | 1.2 | 30.78 | 0 | 40.89 | 0 | 0 | 109.084 | 0 | 0
LFLmpBlst-T12-42in-55w+MagStd-RS-NLO(215w) | ED-NonDEER | T12-42in-55w | MagStd-RS-NLO | None | 3 | 2 | 1+2 | 215 | 42in55wT12HOSMg215w | Watts | 215 |  | PreExist |  | N | None |  | Complete | LF lamp and ballast: LF lamp: T12, 42 inch, 55W, 2610 lm, CRI = 60, rated life = 20000 hours (3): LF Ballast: Standard Magnetic (pre-EPACT), Rapid Start, Normal LO (2); Total Watts = 215 | MagRS | 1 | 0 | 0.9 | FALSE | FALSE | 1 | 2 | 0 | 55 | 110 | 0 | 1 | 1 | 0 | 14.69 | 0.4 | 9 | 604 | 10.56 | 0.6 | 1.2 | 30.78 | 0 | 40.89 | 0 | 0 | 87.084 | 109.084 | 0
LFLmpBlst-T12-48in-110w+MagStd-RS-NLO(135w) | ED-NonDEER | T12-48in-110w | MagStd-RS-NLO | None | 1 | 1 | 1 | 135 | 48in110wT12VHOSMg135w | Watts | 135 |  | PreExist |  | N | None |  | Complete | LF lamp and ballast: LF lamp: T12, 48 inch, 110W, 4950 lm, CRI = 60, rated life = 20000 hours (1): LF Ballast: Standard Magnetic (pre-EPACT), Rapid Start, Normal LO (1); Total Watts = 135 | MagRS | 1 | 0 | 0.9 | FALSE | FALSE | 1 | 0 | 0 | 110 | 0 | 0 | 1 | 0 | 0 | 14.69 | 0.4 | 9 | 604 | 10.56 | 0.6 | 1.2 | 30.78 | 0 | 40.89 | 0 | 0 | 109.084 | 0 | 0
LFLmpBlst-T12-48in-110w+MagStd-RS-NLO(242w) | ED-NonDEER | T12-48in-110w | MagStd-RS-NLO | None | 2 | 1 | 2 | 242 | 48in110wT12VHOSMg242w | Watts | 242 |  | PreExist |  | N | None |  | Complete | LF lamp and ballast: LF lamp: T12, 48 inch, 110W, 4950 lm, CRI = 60, rated life = 20000 hours (2): LF Ballast: Standard Magnetic (pre-EPACT), Rapid Start, Normal LO (1); Total Watts = 242 | MagRS | 1 | 0 | 0.9 | FALSE | FALSE | 2 | 0 | 0 | 220 | 0 | 0 | 1 | 0 | 0 | 14.69 | 0.4 | 9 | 604 | 10.56 | 0.6 | 1.2 | 30.78 | 0 | 40.89 | 0 | 0 | 153.084 | 0 | 0
LFLmpBlst-T12-48in-110w+MagStd-RS-NLO(377w) | ED-NonDEER | T12-48in-110w | MagStd-RS-NLO | None | 3 | 2 | 1+2 | 377 | 48in110wT12VHOSMg377w | Watts | 377 |  | PreExist |  | N | None |  | Complete | LF lamp and ballast: LF lamp: T12, 48 inch, 110W, 4950 lm, CRI = 60, rated life = 20000 hours (3): LF Ballast: Standard Magnetic (pre-EPACT), Rapid Start, Normal LO (2); Total Watts = 377 | MagRS | 1 | 0 | 0.9 | FALSE | FALSE | 1 | 2 | 0 | 110 | 220 | 0 | 1 | 1 | 0 | 14.69 | 0.4 | 9 | 604 | 10.56 | 0.6 | 1.2 | 30.78 | 0 | 40.89 | 0 | 0 | 109.084 | 153.084 | 0
LFLmpBlst-T12-48in-110w+MagStd-RS-NLO(484w) | ED-NonDEER | T12-48in-110w | MagStd-RS-NLO | None | 4 | 2 | 2 | 484 | 48in110wT12VHOSMg484w | Watts | 484 |  | PreExist |  | N | None |  | Complete | LF lamp and ballast: LF lamp: T12, 48 inch, 110W, 4950 lm, CRI = 60, rated life = 20000 hours (4): LF Ballast: Standard Magnetic (pre-EPACT), Rapid Start, Normal LO (2); Total Watts = 484 | MagRS | 1 | 0 | 0.9 | FALSE | FALSE | 2 | 0 | 0 | 220 | 0 | 0 | 2 | 0 | 0 | 14.69 | 0.4 | 9 | 604 | 10.56 | 0.6 | 1.2 | 30.78 | 0 | 40.89 | 0 | 0 | 306.168 | 0 | 0
LFLmpBlst-T12-48in-25w+El-IS-NLO(25w) | ED-NonDEER | T12-48in-25w | El-IS-NLO | None | 1 | 1 | 1 | 25 | 48in25wT12ISEl25w | Watts | 25 |  | PreExist |  | N | None |  | Complete | LF lamp and ballast: LF lamp: T12, 48 inch, 25W, 1660 lm, CRI = 60, rated life = 20000 hours (1): LF Ballast: Electronic, Instant Start, Normal LO (1); Total Watts = 25 | Elec | 2 | 0 | 0.9 | FALSE | FALSE | 1 | 0 | 0 | 25 | 0 | 0 | 1 | 0 | 0 | 21.92 | 0.161 | 19 | 116 | -11.27 | 0.74 | 1.18 | 31.59 | 17.19 | 0 | 0 | -10.14 | 15.805 | 0 | 0
LFLmpBlst-T12-48in-25w+El-IS-RLO(19w) | ED-NonDEER | T12-48in-25w | El-IS-RLO | None | 1 | 0.5 | 2 | 19 | 48in25wT12TISEl19w | Watts | 19 |  | PreExist |  | N | None |  | Complete | LF lamp and ballast: LF lamp: T12, 48 inch, 25W, 1660 lm, CRI = 60, rated life = 20000 hours (1): LF Ballast: Electronic, Instant Start, Reduced LO (0.5); Total Watts = 19 | Elec | 2 | 0 | 0.825 | FALSE | FALSE | 2 | 0 | 0 | 50 | 0 | 0 | 0.5 | 0 | 0 | 21.92 | 0.161 | 19 | 116 | -11.27 | 0.74 | 1.18 | 31.59 | 17.19 | 0 | 0 | -10.14 | 9.915 | 0 | 0
LFLmpBlst-T12-48in-25w+El-IS-RLO(20w) | ED-NonDEER | T12-48in-25w | El-IS-RLO | None | 1 | 0.33 | 3 | 20 | 48in25wT12TISEl20w | Watts | 20 |  | PreExist |  | N | None |  | Complete | LF lamp and ballast: LF lamp: T12, 48 inch, 25W, 1660 lm, CRI = 60, rated life = 20000 hours (1): LF Ballast: Electronic, Instant Start, Reduced LO (0.33); Total Watts = 20 | Elec | 2 | 0 | 0.825 | FALSE | FALSE | 3 | 0 | 0 | 75 | 0 | 0 | 0.33 | 0 | 0 | 21.92 | 0.161 | 19 | 116 | -11.27 | 0.74 | 1.18 | 31.59 | 17.19 | 0 | 0 | -10.14 | 7.8722 | 0 | 0
LFLmpBlst-T12-48in-25w+El-IS-RLO(39w) | ED-NonDEER | T12-48in-25w | El-IS-RLO | None | 2 | 1 | 2 | 39 | 48in25wT12ISREl39w | Watts | 39 |  | PreExist |  | N | None |  | Complete | LF lamp and ballast: LF lamp: T12, 48 inch, 25W, 1660 lm, CRI = 60, rated life = 20000 hours (2): LF Ballast: Electronic, Instant Start, Reduced LO (1); Total Watts = 39 | Elec | 2 | 0 | 0.825 | FALSE | FALSE | 2 | 0 | 0 | 50 | 0 | 0 | 1 | 0 | 0 | 21.92 | 0.161 | 19 | 116 | -11.27 | 0.74 | 1.18 | 31.59 | 17.19 | 0 | 0 | -10.14 | 19.83 | 0 | 0
LFLmpBlst-T12-48in-25w+El-IS-RLO(40w) | ED-NonDEER | T12-48in-25w | El-IS-RLO | None | 2 | 0.5 | 4 | 40 | 48in25wT12TISREl40w | Watts | 40 |  | PreExist |  | N | None |  | Complete | LF lamp and ballast: LF lamp: T12, 48 inch, 25W, 1660 lm, CRI = 60, rated life = 20000 hours (2): LF Ballast: Electronic, Instant Start, Reduced LO (0.5); Total Watts = 40 | Elec | 2 | 0 | 0.825 | FALSE | FALSE | 4 | 0 | 0 | 100 | 0 | 0 | 0.5 | 0 | 0 | 21.92 | 0.161 | 19 | 116 | -11.27 | 0.74 | 1.18 | 31.59 | 17.19 | 0 | 0 | -10.14 | 13.94 | 0 | 0
LFLmpBlst-T12-48in-25w+El-IS-RLO(60w) | ED-NonDEER | T12-48in-25w | El-IS-RLO | None | 3 | 1 | 3 | 60 | 48in25wT12REl60w | Watts | 60 |  | PreExist |  | N | None |  | Complete | LF lamp and ballast: LF lamp: T12, 48 inch, 25W, 1660 lm, CRI = 60, rated life = 20000 hours (3): LF Ballast: Electronic, Instant Start, Reduced LO (1); Total Watts = 60 | Elec | 2 | 0 | 0.825 | FALSE | FALSE | 3 | 0 | 0 | 75 | 0 | 0 | 1 | 0 | 0 | 21.92 | 0.161 | 19 | 116 | -11.27 | 0.74 | 1.18 | 31.59 | 17.19 | 0 | 0 | -10.14 | 23.855 | 0 | 0
LFLmpBlst-T12-48in-25w+El-IS-RLO(80w) | ED-NonDEER | T12-48in-25w | El-IS-RLO | None | 4 | 1 | 4 | 80 | 48in25wT12REl80w | Watts | 80 |  | PreExist |  | N | None |  | Complete | LF lamp and ballast: LF lamp: T12, 48 inch, 25W, 1660 lm, CRI = 60, rated life = 20000 hours (4): LF Ballast: Electronic, Instant Start, Reduced LO (1); Total Watts = 80 | Elec | 2 | 0 | 0.825 | FALSE | FALSE | 4 | 0 | 0 | 100 | 0 | 0 | 1 | 0 | 0 | 21.92 | 0.161 | 19 | 116 | -11.27 | 0.74 | 1.18 | 31.59 | 17.19 | 0 | 0 | -10.14 | 27.88 | 0 | 0
LFLmpBlst-T12-48in-30w+MagStd-IS-NLO(109w) | DEER2011 | T12-48in-30w | MagStd-IS-NLO | None | 3 | 1 | 3 | 109 | 48in30wT12SMg133w | Watts | 109 |  | PreExist | Fixture Wattage reduced from 133W in DEER2008 due to likely replacement of pre-EPACT ballast | N | None |  | Complete | LF lamp and ballast: LF lamp: T12, 48 inch, 30W, 2600 lm, CRI = 60, rated life = 20000 hours (3): LF Ballast: Standard Magnetic (pre-EPACT), Instant Start, Normal LO (1); Total Watts = 109 | out of scope | 0 | 0 | 0.9 | FALSE | FALSE | 3 | 0 | 0 | 90 | 0 | 0 | 1 | 0 | 0 | [12 empty] | 0 | 0 | 0
LFLmpBlst-T12-48in-30w+MagStd-IS-NLO(144w) | ED-NonDEER | T12-48in-30w | MagStd-IS-NLO | None | 4 | 1 | 4 | 144 | 48in30wT12SMg164w | Watts | 144 |  | PreExist | Fixture Wattage reduced from 164W in DEER2008 due to likely replacement of pre-EPACT ballast | N | None |  | Complete | LF lamp and ballast: LF lamp: T12, 48 inch, 30W, 2600 lm, CRI = 60, rated life = 20000 hours (4): LF Ballast: Standard Magnetic (pre-EPACT), Instant Start, Normal LO (1); Total Watts = 144 | out of scope | 0 | 0 | 0.9 | FALSE | FALSE | 4 | 0 | 0 | 120 | 0 | 0 | 1 | 0 | 0 | [12 empty] | 0 | 0 | 0
LFLmpBlst-T12-48in-30w+MagStd-IS-NLO(43w) | DEER2011 | T12-48in-30w | MagStd-IS-NLO | None | 1 | 1 | 1 | 43 | 48in30wT12SMg51w | Watts | 43 |  | PreExist | Fixture Wattage reduced from 51W in DEER2008 due to likely replacement of pre-EPACT ballast | N | None |  | Complete | LF lamp and ballast: LF lamp: T12, 48 inch, 30W, 2600 lm, CRI = 60, rated life = 20000 hours (1): LF Ballast: Standard Magnetic (pre-EPACT), Instant Start, Normal LO (1); Total Watts = 43 | out of scope | 0 | 0 | 0.9 | FALSE | FALSE | 1 | 0 | 0 | 30 | 0 | 0 | 1 | 0 | 0 | [12 empty] | 0 | 0 | 0
LFLmpBlst-T12-48in-30w+MagStd-IS-NLO(72w) | DEER2011 | T12-48in-30w | MagStd-IS-NLO | None | 2 | 1 | 2 | 72 | 48in30wT12SMg82w | Watts | 72 |  | PreExist | Fixture Wattage reduced from 82W in DEER2008 due to likely replacement of pre-EPACT ballast | N | None |  | Complete | LF lamp and ballast: LF lamp: T12, 48 inch, 30W, 2600 lm, CRI = 60, rated life = 20000 hours (2): LF Ballast: Standard Magnetic (pre-EPACT), Instant Start, Normal LO (1); Total Watts = 72 | out of scope | 0 | 0 | 0.9 | FALSE | FALSE | 2 | 0 | 0 | 60 | 0 | 0 | 1 | 0 | 0 | [12 empty] | 0 | 0 | 0
LFLmpBlst-T12-48in-34w+El-RS-NLO(120w) | ED-NonDEER | T12-48in-34w | El-RS-NLO | None | 4 | 1 | 4 | 120 | 48in34wT12ESEl120w | Watts | 120 |  | PreExist |  | N | None |  | Complete | LF lamp and ballast: LF lamp: T12, 48 inch, 34W, 2475 lm, CRI = 60, rated life = 20000 hours (4): LF Ballast: Electronic, Rapid Start, Normal LO (1); Total Watts = 120 | Elec | 2 | 0 | 0.9 | FALSE | FALSE | 4 | 0 | 0 | 136 | 0 | 0 | 1 | 0 | 0 | 21.92 | 0.161 | 19 | 116 | -11.27 | 0.74 | 1.18 | 31.59 | 17.19 | 0 | 0 | -10.14 | 33.676 | 0 | 0
LFLmpBlst-T12-48in-34w+El-RS-NLO(186w) | ED-NonDEER | T12-48in-34w | El-RS-NLO | None | 6 | 2 | 3 | 186 | 48in34wT12El186w | Watts | 186 |  | PreExist |  | N | None |  | Complete | LF lamp and ballast: LF lamp: T12, 48 inch, 34W, 2475 lm, CRI = 60, rated life = 20000 hours (6): LF Ballast: Electronic, Rapid Start, Normal LO (2); Total Watts = 186 | Elec | 2 | 0 | 0.9 | FALSE | FALSE | 3 | 0 | 0 | 102 | 0 | 0 | 2 | 0 | 0 | 21.92 | 0.161 | 19 | 116 | -11.27 | 0.74 | 1.18 | 31.59 | 17.19 | 0 | 0 | -10.14 | 56.404 | 0 | 0
LFLmpBlst-T12-48in-34w+El-RS-NLO(32w) | ED-NonDEER | T12-48in-34w | El-RS-NLO | None | 1 | 1 | 1 | 32 | 48in34wT12El32w | Watts | 32 |  | PreExist |  | N | None |  | Complete | LF lamp and ballast: LF lamp: T12, 48 inch, 34W, 2475 lm, CRI = 60, rated life = 20000 hours (1): LF Ballast: Electronic, Rapid Start, Normal LO (1); Total Watts = 32 | Elec | 2 | 0 | 0.9 | FALSE | FALSE | 1 | 0 | 0 | 34 | 0 | 0 | 1 | 0 | 0 | 21.92 | 0.161 | 19 | 116 | -11.27 | 0.74 | 1.18 | 31.59 | 17.19 | 0 | 0 | -10.14 | 17.254 | 0 | 0
LFLmpBlst-T12-48in-34w+El-RS-NLO(60w) | ED-NonDEER | T12-48in-34w | El-RS-NLO | None | 2 | 1 | 2 | 60 | 48in34wT12El60w | Watts | 60 |  | PreExist |  | N | None |  | Complete | LF lamp and ballast: LF lamp: T12, 48 inch, 34W, 2475 lm, CRI = 60, rated life = 20000 hours (2): LF Ballast: Electronic, Rapid Start, Normal LO (1); Total Watts = 60 | Elec | 2 | 0 | 0.9 | FALSE | FALSE | 2 | 0 | 0 | 68 | 0 | 0 | 1 | 0 | 0 | 21.92 | 0.161 | 19 | 116 | -11.27 | 0.74 | 1.18 | 31.59 | 17.19 | 0 | 0 | -10.14 | 22.728 | 0 | 0
LFLmpBlst-T12-48in-34w+El-RS-NLO(92w) | ED-NonDEER | T12-48in-34w | El-RS-NLO | None | 3 | 1 | 3 | 92 | 48in34wT12ESEl92w | Watts | 92 |  | PreExist |  | N | None |  | Complete | LF lamp and ballast: LF lamp: T12, 48 inch, 34W, 2475 lm, CRI = 60, rated life = 20000 hours (3): LF Ballast: Electronic, Rapid Start, Normal LO (1); Total Watts = 92 | Elec | 2 | 0 | 0.9 | FALSE | FALSE | 3 | 0 | 0 | 102 | 0 | 0 | 1 | 0 | 0 | 21.92 | 0.161 | 19 | 116 | -11.27 | 0.74 | 1.18 | 31.59 | 17.19 | 0 | 0 | -10.14 | 28.202 | 0 | 0
LFLmpBlst-T12-48in-34w+Hyb-RS-NLO(102w) | DEER2011 | T12-48in-34w | Hyb-RS-NLO | None | 3 | 1.5 | 2 | 102 | 48in34wT12HMg102w | Watts | 102 |  | PreExist |  | N | None |  | Complete | LF lamp and ballast: LF lamp: T12, 48 inch, 34W, 2475 lm, CRI = 60, rated life = 20000 hours (3): LF Ballast: Hybrid, Rapid Start, Normal LO (1.5); Total Watts = 102 | out of scope | 0 | 0 | 0.9 | FALSE | FALSE | 2 | 0 | 0 | 68 | 0 | 0 | 1.5 | 0 | 0 | [12 empty] | 0 | 0 | 0
LFLmpBlst-T12-48in-34w+Hyb-RS-NLO(136w) | DEER2011 | T12-48in-34w | Hyb-RS-NLO | None | 4 | 2 | 2 | 136 | 48in34wT12HMg136w | Watts | 136 |  | PreExist |  | N | None |  | Complete | LF lamp and ballast: LF lamp: T12, 48 inch, 34W, 2475 lm, CRI = 60, rated life = 20000 hours (4): LF Ballast: Hybrid, Rapid Start, Normal LO (2); Total Watts = 136 | out of scope | 0 | 0 | 0.9 | FALSE | FALSE | 2 | 0 | 0 | 68 | 0 | 0 | 2 | 0 | 0 | [12 empty] | 0 | 0 | 0
LFLmpBlst-T12-48in-34w+Hyb-RS-NLO(36w) | DEER2011 | T12-48in-34w | Hyb-RS-NLO | None | 1 | 1 | 1 | 36 | 48in34wT12HMg36w | Watts | 36 |  | PreExist |  | N | None |  | Complete | LF lamp and ballast: LF lamp: T12, 48 inch, 34W, 2475 lm, CRI = 60, rated life = 20000 hours (1): LF Ballast: Hybrid, Rapid Start, Normal LO (1); Total Watts = 36 | out of scope | 0 | 0 | 0.9 | FALSE | FALSE | 1 | 0 | 0 | 34 | 0 | 0 | 1 | 0 | 0 | [12 empty] | 0 | 0 | 0
LFLmpBlst-T12-48in-34w+Hyb-RS-NLO(68w) | DEER2011 | T12-48in-34w | Hyb-RS-NLO | None | 2 | 1 | 2 | 68 | 48in34wT12HMg68w | Watts | 68 |  | PreExist |  | N | None |  | Complete | LF lamp and ballast: LF lamp: T12, 48 inch, 34W, 2475 lm, CRI = 60, rated life = 20000 hours (2): LF Ballast: Hybrid, Rapid Start, Normal LO (1); Total Watts = 68 | out of scope | 0 | 0 | 0.9 | FALSE | FALSE | 2 | 0 | 0 | 68 | 0 | 0 | 1 | 0 | 0 | [12 empty] | 0 | 0 | 0
LFLmpBlst-T12-48in-34w+MagES-RS-NLO-Del(123w) | IOU-NonDeer | T12-48in-34w | MagES-RS-NLO | None | 3 | 2 | 2 | 123 |  | Watts | 123 |  | Measure |  | Y | None |  | Complete | LF lamp and ballast: LF lamp: T12, 48 inch, 34W, 2475 lm, CRI = 60, rated life = 20000 hours (3): LF Ballast: Energy Saver Magnetic (EPACT compliant), Rapid Start, Normal LO (2); Delamped; Total Watts = 123 | MagRS | 1 | 0 | 0.9 | FALSE | FALSE | 2 | 0 | 0 | 68 | 0 | 0 | 2 | 0 | 0 | 14.69 | 0.4 | 9 | 604 | 10.56 | 0.6 | 1.2 | 30.78 | 0 | 40.89 | 0 | 0 | 184.568 | 0 | 0
LFLmpBlst-T12-48in-34w+MagES-RS-NLO-Del(152w) | DEER2011 | T12-48in-34w | MagES-RS-NLO | None | 4 | 2 | 2 | 152 | 48in34wT12ESMg152w | Watts | 152 |  | Measure |  | Y | None |  | Complete | LF lamp and ballast: LF lamp: T12, 48 inch, 34W, 2475 lm, CRI = 60, rated life = 20000 hours (4): LF Ballast: Energy Saver Magnetic (EPACT compliant), Rapid Start, Normal LO (2); Delamped; Total Watts = 152 | MagRS | 1 | 0 | 0.9 | FALSE | FALSE | 2 | 0 | 0 | 68 | 0 | 0 | 2 | 0 | 0 | 14.69 | 0.4 | 9 | 604 | 10.56 | 0.6 | 1.2 | 30.78 | 0 | 40.89 | 0 | 0 | 184.568 | 0 | 0
LFLmpBlst-T12-48in-34w+MagES-RS-NLO-Del(76w) | DEER2011 | T12-48in-34w | MagES-RS-NLO | None | 2 | 1 | 2 | 76 | 48in34wT122ESMg76w | Watts | 76 |  | Measure |  | Y | None |  | Complete | LF lamp and ballast: LF lamp: T12, 48 inch, 34W, 2475 lm, CRI = 60, rated life = 20000 hours (2): LF Ballast: Energy Saver Magnetic (EPACT compliant), Rapid Start, Normal LO (1); Delamped; Total Watts = 76 | MagRS | 1 | 0 | 0.9 | FALSE | FALSE | 2 | 0 | 0 | 68 | 0 | 0 | 1 | 0 | 0 | 14.69 | 0.4 | 9 | 604 | 10.56 | 0.6 | 1.2 | 30.78 | 0 | 40.89 | 0 | 0 | 92.284 | 0 | 0
LFLmpBlst-T12-48in-34w+MagES-RS-NLO(115w) | DEER2011 | T12-48in-34w | MagES-RS-NLO | None | 3 | 1 | 3 | 115 | 48in34wT12ESMg115w | Watts | 115 |  | PreExist |  | N | None |  | Complete | LF lamp and ballast: LF lamp: T12, 48 inch, 34W, 2475 lm, CRI = 60, rated life = 20000 hours (3): LF Ballast: Energy Saver Magnetic (EPACT compliant), Rapid Start, Normal LO (1); Total Watts = 115 | MagRS | 1 | 0 | 0.9 | FALSE | FALSE | 3 | 0 | 0 | 102 | 0 | 0 | 1 | 0 | 0 | 14.69 | 0.4 | 9 | 604 | 10.56 | 0.6 | 1.2 | 30.78 | 0 | 40.89 | 0 | 0 | 105.884 | 0 | 0
LFLmpBlst-T12-48in-34w+MagES-RS-NLO(123w) | IOU-NonDeer | T12-48in-34w | MagES-RS-NLO | None | 3 | 2 | 2 | 123 |  | Watts | 123 |  | Measure |  | N | None |  | Complete | LF lamp and ballast: LF lamp: T12, 48 inch, 34W, 2475 lm, CRI = 60, rated life = 20000 hours (3): LF Ballast: Energy Saver Magnetic (EPACT compliant), Rapid Start, Normal LO (2); Total Watts = 123 | MagRS | 1 | 0 | 0.9 | FALSE | FALSE | 2 | 0 | 0 | 68 | 0 | 0 | 2 | 0 | 0 | 14.69 | 0.4 | 9 | 604 | 10.56 | 0.6 | 1.2 | 30.78 | 0 | 40.89 | 0 | 0 | 184.568 | 0 | 0
LFLmpBlst-T12-48in-34w+MagES-RS-NLO(144w) | DEER2011 | T12-48in-34w | MagES-RS-NLO | None | 4 | 2 | 2 | 144 | 48in34wT12ESMg144w | Watts | 144 |  | PreExist |  | N | None |  | Complete | LF lamp and ballast: LF lamp: T12, 48 inch, 34W, 2475 lm, CRI = 60, rated life = 20000 hours (4): LF Ballast: Energy Saver Magnetic (EPACT compliant), Rapid Start, Normal LO (2); Total Watts = 144 | MagRS | 1 | 0 | 0.9 | FALSE | FALSE | 2 | 0 | 0 | 68 | 0 | 0 | 2 | 0 | 0 | 14.69 | 0.4 | 9 | 604 | 10.56 | 0.6 | 1.2 | 30.78 | 0 | 40.89 | 0 | 0 | 184.568 | 0 | 0
LFLmpBlst-T12-48in-34w+MagES-RS-NLO(152w) | IOU-NonDeer | T12-48in-34w | MagES-RS-NLO | None | 3 | 2 | 1+2 | 152 | Thru 6-30-2014 | Watts | 152 |  | PreExist |  | N | None |  | Complete | LF lamp and ballast: LF lamp: T12, 48 inch, 34W, 2475 lm, CRI = 60, rated life = 20000 hours (3): LF Ballast: Energy Saver Magnetic (EPACT compliant), Rapid Start, Normal LO (2); Total Watts = 152 | MagRS | 1 | 0 | 0.9 | FALSE | FALSE | 1 | 2 | 0 | 34 | 68 | 0 | 1 | 1 | 0 | 14.69 | 0.4 | 9 | 604 | 10.56 | 0.6 | 1.2 | 30.78 | 0 | 40.89 | 0 | 0 | 78.684 | 92.284 | 0
LFLmpBlst-T12-48in-34w+MagES-RS-NLO(216w) | DEER2011 | T12-48in-34w | MagES-RS-NLO | None | 6 | 2 | 3 | 216 | 48in34wT12ESMg216w | Watts | 216 |  | PreExist |  | N | None |  | Complete | LF lamp and ballast: LF lamp: T12, 48 inch, 34W, 2475 lm, CRI = 60, rated life = 20000 hours (6): LF Ballast: Energy Saver Magnetic (EPACT compliant), Rapid Start, Normal LO (2); Total Watts = 216 | MagRS | 1 | 0 | 0.9 | FALSE | FALSE | 3 | 0 | 0 | 102 | 0 | 0 | 2 | 0 | 0 | 14.69 | 0.4 | 9 | 604 | 10.56 | 0.6 | 1.2 | 30.78 | 0 | 40.89 | 0 | 0 | 211.768 | 0 | 0
LFLmpBlst-T12-48in-34w+MagES-RS-NLO(288w) | ED-NonDEER | T12-48in-34w | MagES-RS-NLO | None | 8 | 2 | 4 | 288 | 48in34wT12ESMg288w | Watts | 288 |  | PreExist |  | N | None |  | Complete | LF lamp and ballast: LF lamp: T12, 48 inch, 34W, 2475 lm, CRI = 60, rated life = 20000 hours (8): LF Ballast: Energy Saver Magnetic (EPACT compliant), Rapid Start, Normal LO (2); Total Watts = 288 | MagRS | 1 | 0 | 0.9 | FALSE | FALSE | 4 | 0 | 0 | 136 | 0 | 0 | 2 | 0 | 0 | 14.69 | 0.4 | 9 | 604 | 10.56 | 0.6 | 1.2 | 30.78 | 0 | 40.89 | 0 | 0 | 238.968 | 0 | 0
LFLmpBlst-T12-48in-34w+MagES-RS-NLO(36w) | ED-NonDEER | T12-48in-34w | MagES-RS-NLO | None | 1 | 0.5 | 2 | 36 | 48in34wT12ESMg36w | Watts | 36 |  | PreExist |  | N | None |  | Complete | LF lamp and ballast: LF lamp: T12, 48 inch, 34W, 2475 lm, CRI = 60, rated life = 20000 hours (1): LF Ballast: Energy Saver Magnetic (EPACT compliant), Rapid Start, Normal LO (0.5); Total Watts = 36 | MagRS | 1 | 0 | 0.9 | FALSE | FALSE | 2 | 0 | 0 | 68 | 0 | 0 | 0.5 | 0 | 0 | 14.69 | 0.4 | 9 | 604 | 10.56 | 0.6 | 1.2 | 30.78 | 0 | 40.89 | 0 | 0 | 46.142 | 0 | 0
LFLmpBlst-T12-48in-34w+MagES-RS-NLO(43w) | DEER2011 | T12-48in-34w | MagES-RS-NLO | None | 1 | 1 | 1 | 43 | 48in34wT12ESMg43w | Watts | 43 |  | PreExist |  | N | None |  | Complete | LF lamp and ballast: LF lamp: T12, 48 inch, 34W, 2475 lm, CRI = 60, rated life = 20000 hours (1): LF Ballast: Energy Saver Magnetic (EPACT compliant), Rapid Start, Normal LO (1); Total Watts = 43 | MagRS | 1 | 0 | 0.9 | FALSE | FALSE | 1 | 0 | 0 | 34 | 0 | 0 | 1 | 0 | 0 | 14.69 | 0.4 | 9 | 604 | 10.56 | 0.6 | 1.2 | 30.78 | 0 | 40.89 | 0 | 0 | 78.684 | 0 | 0
LFLmpBlst-T12-48in-34w+MagES-RS-NLO(72w) | DEER2011 | T12-48in-34w | MagES-RS-NLO | None | 2 | 1 | 2 | 72 | 48in34wT12ESMg72w | Watts | 72 |  | PreExist |  | N | None |  | Complete | LF lamp and ballast: LF lamp: T12, 48 inch, 34W, 2475 lm, CRI = 60, rated life = 20000 hours (2): LF Ballast: Energy Saver Magnetic (EPACT compliant), Rapid Start, Normal LO (1); Total Watts = 72 | MagRS | 1 | 0 | 0.9 | FALSE | FALSE | 2 | 0 | 0 | 68 | 0 | 0 | 1 | 0 | 0 | 14.69 | 0.4 | 9 | 604 | 10.56 | 0.6 | 1.2 | 30.78 | 0 | 40.89 | 0 | 0 | 92.284 | 0 | 0
LFLmpBlst-T12-48in-34w+MagStd-RS-NLO+Refl-Del(48w) | IOU-NonDeer | T12-48in-34w | MagStd-RS-NLO | None | 2 | 1 | 2 | 48 | Thru 6-30-2014 | Watts | 48 |  | Measure |  | Y | Refl |  | Complete | LF lamp and ballast: LF lamp: T12, 48 inch, 34W, 2475 lm, CRI = 60, rated life = 20000 hours (2): LF Ballast: Standard Magnetic (pre-EPACT), Rapid Start, Normal LO (1); Any type of reflector, Delamped; Total Watts = 48 | MagRS | 1 | 0 | 0.9 | FALSE | FALSE | 2 | 0 | 0 | 68 | 0 | 0 | 1 | 0 | 0 | 14.69 | 0.4 | 9 | 604 | 10.56 | 0.6 | 1.2 | 30.78 | 0 | 40.89 | 0 | 0 | 92.284 | 0 | 0
LFLmpBlst-T12-48in-39w+El-IS-NLO(120w) | ED-NonDEER | T12-48in-39w | El-IS-NLO | None | 3 | 1 | 3 | 120 | 48in39wT12El120w | Watts | 120 |  | PreExist |  | N | None |  | Complete | LF lamp and ballast: LF lamp: T12, 48 inch, 39W, 2750 lm, CRI = 60, rated life = 20000 hours (3): LF Ballast: Electronic, Instant Start, Normal LO (1); Total Watts = 120 | Elec | 2 | 0 | 0.9 | FALSE | FALSE | 3 | 0 | 0 | 117 | 0 | 0 | 1 | 0 | 0 | 21.92 | 0.161 | 19 | 116 | -11.27 | 0.74 | 1.18 | 31.59 | 17.19 | 0 | 0 | -10.14 | 30.617 | 0 | 0
LFLmpBlst-T12-48in-39w+El-IS-NLO(148w) | ED-NonDEER | T12-48in-39w | El-IS-NLO | None | 4 | 1 | 4 | 148 | 48in39wT12El148w | Watts | 148 |  | PreExist |  | N | None |  | Complete | LF lamp and ballast: LF lamp: T12, 48 inch, 39W, 2750 lm, CRI = 60, rated life = 20000 hours (4): LF Ballast: Electronic, Instant Start, Normal LO (1); Total Watts = 148 | Elec | 2 | 0 | 0.9 | FALSE | FALSE | 4 | 0 | 0 | 156 | 0 | 0 | 1 | 0 | 0 | 21.92 | 0.161 | 19 | 116 | -11.27 | 0.74 | 1.18 | 31.59 | 17.19 | 0 | 0 | -10.14 | 36.896 | 0 | 0
LFLmpBlst-T12-48in-39w+El-IS-NLO(37w) | ED-NonDEER | T12-48in-39w | El-IS-NLO | None | 1 | 0.5 | 2 | 37 | 48in39wT12TEl37w | Watts | 37 |  | PreExist |  | N | None |  | Complete | LF lamp and ballast: LF lamp: T12, 48 inch, 39W, 2750 lm, CRI = 60, rated life = 20000 hours (1): LF Ballast: Electronic, Instant Start, Normal LO (0.5); Total Watts = 37 | Elec | 2 | 0 | 0.9 | FALSE | FALSE | 2 | 0 | 0 | 78 | 0 | 0 | 0.5 | 0 | 0 | 21.92 | 0.161 | 19 | 116 | -11.27 | 0.74 | 1.18 | 31.59 | 17.19 | 0 | 0 | -10.14 | 12.169 | 0 | 0
LFLmpBlst-T12-48in-39w+El-IS-NLO(46w) | ED-NonDEER | T12-48in-39w | El-IS-NLO | None | 1 | 1 | 1 | 46 | 48in39wT12El46w | Watts | 46 |  | PreExist |  | N | None |  | Complete | LF lamp and ballast: LF lamp: T12, 48 inch, 39W, 2750 lm, CRI = 60, rated life = 20000 hours (1): LF Ballast: Electronic, Instant Start, Normal LO (1); Total Watts = 46 | Elec | 2 | 0 | 0.9 | FALSE | FALSE | 1 | 0 | 0 | 39 | 0 | 0 | 1 | 0 | 0 | 21.92 | 0.161 | 19 | 116 | -11.27 | 0.74 | 1.18 | 31.59 | 17.19 | 0 | 0 | -10.14 | 18.059 | 0 | 0
LFLmpBlst-T12-48in-39w+El-IS-NLO(74w) | ED-NonDEER | T12-48in-39w | El-IS-NLO | None | 2 | 1 | 2 | 74 | 48in39wT12El74w | Watts | 74 |  | PreExist |  | N | None |  | Complete | LF lamp and ballast: LF lamp: T12, 48 inch, 39W, 2750 lm, CRI = 60, rated life = 20000 hours (2): LF Ballast: Electronic, Instant Start, Normal LO (1); Total Watts = 74 | Elec | 2 | 0 | 0.9 | FALSE | FALSE | 2 | 0 | 0 | 78 | 0 | 0 | 1 | 0 | 0 | 21.92 | 0.161 | 19 | 116 | -11.27 | 0.74 | 1.18 | 31.59 | 17.19 | 0 | 0 | -10.14 | 24.338 | 0 | 0
LFLmpBlst-T12-48in-39w+Hyb-IS-NLO(120w) | DEER2011 | T12-48in-39w | Hyb-IS-NLO | None | 3 | 1.5 | 2 | 120 | 48in39wT12HMg120w | Watts | 120 |  | PreExist |  | N | None |  | Complete | LF lamp and ballast: LF lamp: T12, 48 inch, 39W, 2750 lm, CRI = 60, rated life = 20000 hours (3): LF Ballast: Hybrid, Instant Start, Normal LO (1.5); Total Watts = 120 | out of scope | 0 | 0 | 0.9 | FALSE | FALSE | 2 | 0 | 0 | 78 | 0 | 0 | 1.5 | 0 | 0 | [12 empty] | 0 | 0 | 0
LFLmpBlst-T12-48in-39w+Hyb-IS-NLO(160w) | DEER2011 | T12-48in-39w | Hyb-IS-NLO | None | 4 | 2 | 2 | 160 | 48in39wT12HMg160w | Watts | 160 |  | PreExist |  | N | None |  | Complete | LF lamp and ballast: LF lamp: T12, 48 inch, 39W, 2750 lm, CRI = 60, rated life = 20000 hours (4): LF Ballast: Hybrid, Instant Start, Normal LO (2); Total Watts = 160 | out of scope | 0 | 0 | 0.9 | FALSE | FALSE | 2 | 0 | 0 | 78 | 0 | 0 | 2 | 0 | 0 | [12 empty] | 0 | 0 | 0
LFLmpBlst-T12-48in-39w+Hyb-IS-NLO(41w) | DEER2011 | T12-48in-39w | Hyb-IS-NLO | None | 1 | 1 | 1 | 41 | 48in39wT12HMg41w | Watts | 41 |  | PreExist |  | N | None |  | Complete | LF lamp and ballast: LF lamp: T12, 48 inch, 39W, 2750 lm, CRI = 60, rated life = 20000 hours (1): LF Ballast: Hybrid, Instant Start, Normal LO (1); Total Watts = 41 | out of scope | 0 | 0 | 0.9 | FALSE | FALSE | 1 | 0 | 0 | 39 | 0 | 0 | 1 | 0 | 0 | [12 empty] | 0 | 0 | 0
LFLmpBlst-T12-48in-39w+Hyb-IS-NLO(80w) | DEER2011 | T12-48in-39w | Hyb-IS-NLO | None | 2 | 1 | 2 | 80 | 48in39wT12HMg80w | Watts | 80 |  | PreExist |  | N | None |  | Complete | LF lamp and ballast: LF lamp: T12, 48 inch, 39W, 2750 lm, CRI = 60, rated life = 20000 hours (2): LF Ballast: Hybrid, Instant Start, Normal LO (1); Total Watts = 80 | out of scope | 0 | 0 | 0.9 | FALSE | FALSE | 2 | 0 | 0 | 78 | 0 | 0 | 1 | 0 | 0 | [12 empty] | 0 | 0 | 0
LFLmpBlst-T12-48in-39w+MagES-IS-NLO(74w) | DEER2011 | T12-48in-39w | MagES-IS-NLO | None | 2 | 1 | 2 | 74 | 48in39wT12ESMg74w | Watts | 74 |  | PreExist |  | N | None |  | Complete | LF lamp and ballast: LF lamp: T12, 48 inch, 39W, 2750 lm, CRI = 60, rated life = 20000 hours (2): LF Ballast: Energy Saver Magnetic (EPACT compliant), Instant Start, Normal LO (1); Total Watts = 74 | out of scope | 0 | 0 | 0.9 | FALSE | FALSE | 2 | 0 | 0 | 78 | 0 | 0 | 1 | 0 | 0 | [12 empty] | 0 | 0 | 0
LFLmpBlst-T12-48in-39w+MagStd-IS-NLO(112w) | DEER2011 | T12-48in-39w | MagStd-IS-NLO | None | 3 | 1 | 3 | 112 | 48in39wT12SMg136w | Watts | 112 |  | PreExist | Fixture Wattage reduced from 136W in DEER2008 due to likely replacement of pre-EPACT ballast | N | None |  | Complete | LF lamp and ballast: LF lamp: T12, 48 inch, 39W, 2750 lm, CRI = 60, rated life = 20000 hours (3): LF Ballast: Standard Magnetic (pre-EPACT), Instant Start, Normal LO (1); Total Watts = 112 | out of scope | 0 | 0 | 0.9 | FALSE | FALSE | 3 | 0 | 0 | 117 | 0 | 0 | 1 | 0 | 0 | [12 empty] | 0 | 0 | 0
LFLmpBlst-T12-48in-39w+MagStd-IS-NLO(168w) | DEER2011 | T12-48in-39w | MagStd-IS-NLO | None | 4 | 1 | 4 | 168 | 48in39wT12SMg168w | Watts | 168 |  | PreExist | Fixture Wattage reduced from 168W in DEER2008 due to likely replacement of pre-EPACT ballast | N | None |  | Complete | LF lamp and ballast: LF lamp: T12, 48 inch, 39W, 2750 lm, CRI = 60, rated life = 20000 hours (4): LF Ballast: Standard Magnetic (pre-EPACT), Instant Start, Normal LO (1); Total Watts = 168 | out of scope | 0 | 0 | 0.9 | FALSE | FALSE | 4 | 0 | 0 | 156 | 0 | 0 | 1 | 0 | 0 | [12 empty] | 0 | 0 | 0
LFLmpBlst-T12-48in-39w+MagStd-IS-NLO(45w) | ED-NonDEER | T12-48in-39w | MagStd-IS-NLO | None | 1 | 0.5 | 2 | 45 | 48in39wT12TSMg52w | Watts | 45 |  | PreExist | Fixture Wattage reduced from 52W in DEER2008 due to likely replacement of pre-EPACT ballast | N | None |  | Complete | LF lamp and ballast: LF lamp: T12, 48 inch, 39W, 2750 lm, CRI = 60, rated life = 20000 hours (1): LF Ballast: Standard Magnetic (pre-EPACT), Instant Start, Normal LO (0.5); Total Watts = 45 | out of scope | 0 | 0 | 0.9 | FALSE | FALSE | 2 | 0 | 0 | 78 | 0 | 0 | 0.5 | 0 | 0 | [12 empty] | 0 | 0 | 0
LFLmpBlst-T12-48in-39w+MagStd-IS-NLO(48w) | DEER2011 | T12-48in-39w | MagStd-IS-NLO | None | 1 | 1 | 1 | 48 | 48in39wT12SMg60w | Watts | 48 |  | PreExist | Fixture Wattage reduced from 60W in DEER2008 due to likely replacement of pre-EPACT ballast | N | None |  | Complete | LF lamp and ballast: LF lamp: T12, 48 inch, 39W, 2750 lm, CRI = 60, rated life = 20000 hours (1): LF Ballast: Standard Magnetic (pre-EPACT), Instant Start, Normal LO (1); Total Watts = 48 | out of scope | 0 | 0 | 0.9 | FALSE | FALSE | 1 | 0 | 0 | 39 | 0 | 0 | 1 | 0 | 0 | [12 empty] | 0 | 0 | 0
LFLmpBlst-T12-48in-39w+MagStd-IS-NLO(74w) | DEER2011 | T12-48in-39w | MagStd-IS-NLO | None | 2 | 1 | 2 | 74 | 48in39wT12SMg84w | Watts | 74 |  | PreExist | Fixture Wattage reduced from 84W in DEER2008 due to likely replacement of pre-EPACT ballast | N | None |  | Complete | LF lamp and ballast: LF lamp: T12, 48 inch, 39W, 2750 lm, CRI = 60, rated life = 20000 hours (2): LF Ballast: Standard Magnetic (pre-EPACT), Instant Start, Normal LO (1); Total Watts = 74 | out of scope | 0 | 0 | 0.9 | FALSE | FALSE | 2 | 0 | 0 | 78 | 0 | 0 | 1 | 0 | 0 | [12 empty] | 0 | 0 | 0
LFLmpBlst-T12-48in-55w+MagStd-RS-NLO(270w) | ED-NonDEER | T12-48in-55w | MagStd-RS-NLO | None | 4 | 1 | 4 | 270 | 48in55wT12HOSMg270w | Watts | 270 |  | PreExist |  | N | None |  | Complete | LF lamp and ballast: LF lamp: T12, 48 inch, 55W, 3500 lm, CRI = 60, rated life = 20000 hours (4): LF Ballast: Standard Magnetic (pre-EPACT), Rapid Start, Normal LO (1); Total Watts = 270 | MagRS | 1 | 0 | 0.9 | FALSE | FALSE | 4 | 0 | 0 | 220 | 0 | 0 | 1 | 0 | 0 | 14.69 | 0.4 | 9 | 604 | 10.56 | 0.6 | 1.2 | 30.78 | 0 | 40.89 | 0 | 0 | 153.084 | 0 | 0
LFLmpBlst-T12-48in-55w+MagStd-RS-NLO(80w) | ED-NonDEER | T12-48in-55w | MagStd-RS-NLO | None | 1 | 1 | 1 | 80 | 48in55wT12HOSMg80w | Watts | 80 |  | PreExist |  | N | None |  | Complete | LF lamp and ballast: LF lamp: T12, 48 inch, 55W, 3500 lm, CRI = 60, rated life = 20000 hours (1): LF Ballast: Standard Magnetic (pre-EPACT), Rapid Start, Normal LO (1); Total Watts = 80 | MagRS | 1 | 0 | 0.9 | FALSE | FALSE | 1 | 0 | 0 | 55 | 0 | 0 | 1 | 0 | 0 | 14.69 | 0.4 | 9 | 604 | 10.56 | 0.6 | 1.2 | 30.78 | 0 | 40.89 | 0 | 0 | 87.084 | 0 | 0
LFLmpBlst-T12-48in-60w+MagStd-RS-NLO(145w) | ED-NonDEER | T12-48in-60w | MagStd-RS-NLO | None | 2 | 1 | 2 | 145 | 48in60wT12HOSMg145w | Watts | 145 |  | PreExist |  | N | None |  | Complete | LF lamp and ballast: LF lamp: T12, 48 inch, 60W, 4500 lm, CRI = 60, rated life = 20000 hours (2): LF Ballast: Standard Magnetic (pre-EPACT), Rapid Start, Normal LO (1); Total Watts = 145 | MagRS | 1 | 0 | 0.9 | FALSE | FALSE | 2 | 0 | 0 | 120 | 0 | 0 | 1 | 0 | 0 | 14.69 | 0.4 | 9 | 604 | 10.56 | 0.6 | 1.2 | 30.78 | 0 | 40.89 | 0 | 0 | 113.084 | 0 | 0
LFLmpBlst-T12-48in-60w+MagStd-RS-NLO(230w) | ED-NonDEER | T12-48in-60w | MagStd-RS-NLO | None | 3 | 1 | 3 | 230 | 48in60wT12HOSMg230w | Watts | 230 |  | PreExist |  | N | None |  | Complete | LF lamp and ballast: LF lamp: T12, 48 inch, 60W, 4500 lm, CRI = 60, rated life = 20000 hours (3): LF Ballast: Standard Magnetic (pre-EPACT), Rapid Start, Normal LO (1); Total Watts = 230 | MagRS | 1 | 0 | 0.9 | FALSE | FALSE | 3 | 0 | 0 | 180 | 0 | 0 | 1 | 0 | 0 | 14.69 | 0.4 | 9 | 604 | 10.56 | 0.6 | 1.2 | 30.78 | 0 | 40.89 | 0 | 0 | 137.084 | 0 | 0
LFLmpBlst-T12-48in-60w+MagStd-RS-NLO(290w) | ED-NonDEER | T12-48in-60w | MagStd-RS-NLO | None | 4 | 1 | 4 | 290 | 48in60wT12HOSMg290w | Watts | 290 |  | PreExist |  | N | None |  | Complete | LF lamp and ballast: LF lamp: T12, 48 inch, 60W, 4500 lm, CRI = 60, rated life = 20000 hours (4): LF Ballast: Standard Magnetic (pre-EPACT), Rapid Start, Normal LO (1); Total Watts = 290 | MagRS | 1 | 0 | 0.9 | FALSE | FALSE | 4 | 0 | 0 | 240 | 0 | 0 | 1 | 0 | 0 | 14.69 | 0.4 | 9 | 604 | 10.56 | 0.6 | 1.2 | 30.78 | 0 | 40.89 | 0 | 0 | 161.084 | 0 | 0
LFLmpBlst-T12-48in-60w+MagStd-RS-NLO(85w) | ED-NonDEER | T12-48in-60w | MagStd-RS-NLO | None | 1 | 1 | 1 | 85 | 48in60wT12HOSMg85w | Watts | 85 |  | PreExist |  | N | None |  | Complete | LF lamp and ballast: LF lamp: T12, 48 inch, 60W, 4500 lm, CRI = 60, rated life = 20000 hours (1): LF Ballast: Standard Magnetic (pre-EPACT), Rapid Start, Normal LO (1); Total Watts = 85 | MagRS | 1 | 0 | 0.9 | FALSE | FALSE | 1 | 0 | 0 | 60 | 0 | 0 | 1 | 0 | 0 | 14.69 | 0.4 | 9 | 604 | 10.56 | 0.6 | 1.2 | 30.78 | 0 | 40.89 | 0 | 0 | 89.084 | 0 | 0
LFLmpBlst-T12-48in-95w+MagStd-RS-NLO(420w) | ED-NonDEER | T12-48in-95w | MagStd-RS-NLO | None | 4 | 2 | 2 | 420 | 48in95wT12VHOSMg420w | Watts | 420 |  | PreExist |  | N | None |  | Complete | LF lamp and ballast: LF lamp: T12, 48 inch, 95W, 4300 lm, CRI = 60, rated life = 20000 hours (4): LF Ballast: Standard Magnetic (pre-EPACT), Rapid Start, Normal LO (2); Total Watts = 420 | MagRS | 1 | 0 | 0.9 | FALSE | FALSE | 2 | 0 | 0 | 190 | 0 | 0 | 2 | 0 | 0 | 14.69 | 0.4 | 9 | 604 | 10.56 | 0.6 | 1.2 | 30.78 | 0 | 40.89 | 0 | 0 | 282.168 | 0 | 0
LFLmpBlst-T12-60in-135w+MagStd-RS-NLO(165w) | ED-NonDEER | T12-60in-135w | MagStd-RS-NLO | None | 1 | 1 | 1 | 165 | 60in135wT12VHOSMg165w | Watts | 165 |  | PreExist |  | N | None |  | Complete | LF lamp and ballast: LF lamp: T12, 60 inch, 135W, 6300 lm, CRI = 70, rated life = 12000 hours (1): LF Ballast: Standard Magnetic (pre-EPACT), Rapid Start, Normal LO (1); Total Watts = 165 | MagRS | 1 | 0 | 0.9 | FALSE | FALSE | 1 | 0 | 0 | 135 | 0 | 0 | 1 | 0 | 0 | 14.69 | 0.4 | 9 | 604 | 10.56 | 0.6 | 1.2 | 30.78 | 0 | 40.89 | 0 | 0 | 119.084 | 0 | 0
LFLmpBlst-T12-60in-135w+MagStd-RS-NLO(310w) | ED-NonDEER | T12-60in-135w | MagStd-RS-NLO | None | 2 | 1 | 2 | 310 | 60in135wT12VHOSMg310w | Watts | 310 |  | PreExist |  | N | None |  | Complete | LF lamp and ballast: LF lamp: T12, 60 inch, 135W, 6300 lm, CRI = 70, rated life = 12000 hours (2): LF Ballast: Standard Magnetic (pre-EPACT), Rapid Start, Normal LO (1); Total Watts = 310 | MagRS | 1 | 0 | 0.9 | FALSE | FALSE | 2 | 0 | 0 | 270 | 0 | 0 | 1 | 0 | 0 | 14.69 | 0.4 | 9 | 604 | 10.56 | 0.6 | 1.2 | 30.78 | 0 | 40.89 | 0 | 0 | 173.084 | 0 | 0
LFLmpBlst-T12-60in-50w+El-RS-NLO(44w) | ED-NonDEER | T12-60in-50w | El-RS-NLO | None | 1 | 1 | 1 | 44 | 60in50wT12El44w | Watts | 44 |  | PreExist |  | N | None |  | Complete | LF lamp and ballast: LF lamp: T12, 60 inch, 50W, 3310 lm, CRI = 70, rated life = 12000 hours (1): LF Ballast: Electronic, Rapid Start, Normal LO (1); Total Watts = 44 | out of scope | 0 | 0 | 0.9 | FALSE | FALSE | 1 | 0 | 0 | 50 | 0 | 0 | 1 | 0 | 0 | [12 empty] | 0 | 0 | 0
LFLmpBlst-T12-60in-50w+El-RS-NLO(88w) | ED-NonDEER | T12-60in-50w | El-RS-NLO | None | 2 | 1 | 2 | 88 | 60in50wT12El88w | Watts | 88 |  | PreExist |  | N | None |  | Complete | LF lamp and ballast: LF lamp: T12, 60 inch, 50W, 3310 lm, CRI = 70, rated life = 12000 hours (2): LF Ballast: Electronic, Rapid Start, Normal LO (1); Total Watts = 88 | out of scope | 0 | 0 | 0.9 | FALSE | FALSE | 2 | 0 | 0 | 100 | 0 | 0 | 1 | 0 | 0 | [12 empty] | 0 | 0 | 0
LFLmpBlst-T12-60in-50w+MagStd-RS-NLO(128w) | ED-NonDEER | T12-60in-50w | MagStd-RS-NLO | None | 2 | 1 | 2 | 128 | 60in50wT12SMg128w | Watts | 128 |  | PreExist |  | N | None |  | Complete | LF lamp and ballast: LF lamp: T12, 60 inch, 50W, 3310 lm, CRI = 70, rated life = 12000 hours (2): LF Ballast: Standard Magnetic (pre-EPACT), Rapid Start, Normal LO (1); Total Watts = 128 | MagRS | 1 | 0 | 0.9 | FALSE | FALSE | 2 | 0 | 0 | 100 | 0 | 0 | 1 | 0 | 0 | 14.69 | 0.4 | 9 | 604 | 10.56 | 0.6 | 1.2 | 30.78 | 0 | 40.89 | 0 | 0 | 105.084 | 0 | 0
LFLmpBlst-T12-60in-50w+MagStd-RS-NLO(63w) | ED-NonDEER | T12-60in-50w | MagStd-RS-NLO | None | 1 | 1 | 1 | 63 | 60in50wT12SMg63w | Watts | 63 |  | PreExist |  | N | None |  | Complete | LF lamp and ballast: LF lamp: T12, 60 inch, 50W, 3310 lm, CRI = 70, rated life = 12000 hours (1): LF Ballast: Standard Magnetic (pre-EPACT), Rapid Start, Normal LO (1); Total Watts = 63 | MagRS | 1 | 0 | 0.9 | FALSE | FALSE | 1 | 0 | 0 | 50 | 0 | 0 | 1 | 0 | 0 | 14.69 | 0.4 | 9 | 604 | 10.56 | 0.6 | 1.2 | 30.78 | 0 | 40.89 | 0 | 0 | 85.084 | 0 | 0
LFLmpBlst-T12-60in-75w+El-RS-HLO(138w) | ED-NonDEER | T12-60in-75w | El-RS-HLO | None | 2 | 1 | 2 | 138 | 60in75wT12HOEl138w | Watts | 138 |  | PreExist |  | N | None |  | Complete | LF lamp and ballast: LF lamp: T12, 60 inch, 75W, 4500 lm, CRI = 70, rated life = 12000 hours (2): LF Ballast: Electronic, Rapid Start, High LO (1); Total Watts = 138 | out of scope | 0 | 0 | 1.025 | FALSE | FALSE | 2 | 0 | 0 | 150 | 0 | 0 | 1 | 0 | 0 | [12 empty] | 0 | 0 | 0
LFLmpBlst-T12-60in-75w+El-RS-HLO(69w) | ED-NonDEER | T12-60in-75w | El-RS-HLO | None | 1 | 1 | 1 | 69 | 60in75wT12HOEl69w | Watts | 69 |  | PreExist |  | N | None |  | Complete | LF lamp and ballast: LF lamp: T12, 60 inch, 75W, 4500 lm, CRI = 70, rated life = 12000 hours (1): LF Ballast: Electronic, Rapid Start, High LO (1); Total Watts = 69 | out of scope | 0 | 0 | 1.025 | FALSE | FALSE | 1 | 0 | 0 | 75 | 0 | 0 | 1 | 0 | 0 | [12 empty] | 0 | 0 | 0
LFLmpBlst-T12-60in-75w+MagES-RS-NLO(176w) | ED-NonDEER | T12-60in-75w | MagES-RS-NLO | None | 2 | 1 | 2 | 176 | 60in75wT12HOESMg176w | Watts | 176 |  | PreExist |  | N | None |  | Complete | LF lamp and ballast: LF lamp: T12, 60 inch, 75W, 4500 lm, CRI = 70, rated life = 12000 hours (2): LF Ballast: Energy Saver Magnetic (EPACT compliant), Rapid Start, Normal LO (1); Total Watts = 176 | MagRS | 1 | 0 | 0.9 | FALSE | FALSE | 2 | 0 | 0 | 150 | 0 | 0 | 1 | 0 | 0 | 14.69 | 0.4 | 9 | 604 | 10.56 | 0.6 | 1.2 | 30.78 | 0 | 40.89 | 0 | 0 | 125.084 | 0 | 0
LFLmpBlst-T12-60in-75w+MagES-RS-NLO(88w) | ED-NonDEER | T12-60in-75w | MagES-RS-NLO | None | 1 | 1 | 1 | 88 | 60in75wT12HOESMg88w | Watts | 88 |  | PreExist |  | N | None |  | Complete | LF lamp and ballast: LF lamp: T12, 60 inch, 75W, 4500 lm, CRI = 70, rated life = 12000 hours (1): LF Ballast: Energy Saver Magnetic (EPACT compliant), Rapid Start, Normal LO (1); Total Watts = 88 | MagRS | 1 | 0 | 0.9 | FALSE | FALSE | 1 | 0 | 0 | 75 | 0 | 0 | 1 | 0 | 0 | 14.69 | 0.4 | 9 | 604 | 10.56 | 0.6 | 1.2 | 30.78 | 0 | 40.89 | 0 | 0 | 95.084 | 0 | 0
LFLmpBlst-T12-60in-75w+MagStd-RS-NLO(168w) | ED-NonDEER | T12-60in-75w | MagStd-RS-NLO | None | 2 | 1 | 2 | 168 | 60in75wT12HOSMg168w | Watts | 168 |  | PreExist |  | N | None |  | Complete | LF lamp and ballast: LF lamp: T12, 60 inch, 75W, 4500 lm, CRI = 70, rated life = 12000 hours (2): LF Ballast: Standard Magnetic (pre-EPACT), Rapid Start, Normal LO (1); Total Watts = 168 | MagRS | 1 | 0 | 0.9 | FALSE | FALSE | 2 | 0 | 0 | 150 | 0 | 0 | 1 | 0 | 0 | 14.69 | 0.4 | 9 | 604 | 10.56 | 0.6 | 1.2 | 30.78 | 0 | 40.89 | 0 | 0 | 125.084 | 0 | 0
LFLmpBlst-T12-60in-75w+MagStd-RS-NLO(92w) | ED-NonDEER | T12-60in-75w | MagStd-RS-NLO | None | 1 | 1 | 1 | 92 | 60in75wT12HOSMg92w | Watts | 92 |  | PreExist |  | N | None |  | Complete | LF lamp and ballast: LF lamp: T12, 60 inch, 75W, 4500 lm, CRI = 70, rated life = 12000 hours (1): LF Ballast: Standard Magnetic (pre-EPACT), Rapid Start, Normal LO (1); Total Watts = 92 | MagRS | 1 | 0 | 0.9 | FALSE | FALSE | 1 | 0 | 0 | 75 | 0 | 0 | 1 | 0 | 0 | 14.69 | 0.4 | 9 | 604 | 10.56 | 0.6 | 1.2 | 30.78 | 0 | 40.89 | 0 | 0 | 95.084 | 0 | 0
LFLmpBlst-T12-72in-160w+MagStd-RS-NLO(180w) | ED-NonDEER | T12-72in-160w | MagStd-RS-NLO | None | 1 | 1 | 1 | 180 | 72in160wT12VHOSMg180w | Watts | 180 |  | PreExist |  | N | None |  | Complete | LF lamp and ballast: LF lamp: T12, 72 inch, 160W, 7600 lm, CRI = 60, rated life = 12000 hours (1): LF Ballast: Standard Magnetic (pre-EPACT), Rapid Start, Normal LO (1); Total Watts = 180 | MagRS | 1 | 0 | 0.9 | FALSE | FALSE | 1 | 0 | 0 | 160 | 0 | 0 | 1 | 0 | 0 | 14.69 | 0.4 | 9 | 604 | 10.56 | 0.6 | 1.2 | 30.78 | 0 | 40.89 | 0 | 0 | 129.084 | 0 | 0
LFLmpBlst-T12-72in-160w+MagStd-RS-NLO(330w) | ED-NonDEER | T12-72in-160w | MagStd-RS-NLO | None | 2 | 1 | 2 | 330 | 72in160wT12VHOSMg330w | Watts | 330 |  | PreExist |  | N | None |  | Complete | LF lamp and ballast: LF lamp: T12, 72 inch, 160W, 7600 lm, CRI = 60, rated life = 12000 hours (2): LF Ballast: Standard Magnetic (pre-EPACT), Rapid Start, Normal LO (1); Total Watts = 330 | MagRS | 1 | 0 | 0.9 | FALSE | FALSE | 2 | 0 | 0 | 320 | 0 | 0 | 1 | 0 | 0 | 14.69 | 0.4 | 9 | 604 | 10.56 | 0.6 | 1.2 | 30.78 | 0 | 40.89 | 0 | 0 | 193.084 | 0 | 0
LFLmpBlst-T12-72in-55w+El-IS-NLO(108w) | ED-NonDEER | T12-72in-55w | El-IS-NLO | None | 2 | 1 | 2 | 108 | 72in55wT12ISEl108w | Watts | 108 |  | PreExist |  | N | None |  | Complete | LF lamp and ballast: LF lamp: T12, 72 inch, 55W, 3900 lm, CRI = 60, rated life = 12000 hours (2): LF Ballast: Electronic, Instant Start, Normal LO (1); Total Watts = 108 | Elec | 2 | 0 | 0.9 | FALSE | FALSE | 2 | 0 | 0 | 110 | 0 | 0 | 1 | 0 | 0 | 21.92 | 0.161 | 19 | 116 | -11.27 | 0.74 | 1.18 | 31.59 | 17.19 | 0 | 0 | -10.14 | 29.49 | 0 | 0
LFLmpBlst-T12-72in-55w+El-IS-NLO(176w) | ED-NonDEER | T12-72in-55w | El-IS-NLO | None | 3 | 2 | 1+2 | 176 | 72in55wT12ISEl176w | Watts | 176 |  | PreExist |  | N | None |  | Complete | LF lamp and ballast: LF lamp: T12, 72 inch, 55W, 3900 lm, CRI = 60, rated life = 12000 hours (3): LF Ballast: Electronic, Instant Start, Normal LO (2); Total Watts = 176 | Elec | 2 | 0 | 0.9 | FALSE | FALSE | 1 | 2 | 0 | 55 | 110 | 0 | 1 | 1 | 0 | 21.92 | 0.161 | 19 | 116 | -11.27 | 0.74 | 1.18 | 31.59 | 17.19 | 0 | 0 | -10.14 | 20.635 | 29.49 | 0
LFLmpBlst-T12-72in-55w+El-IS-NLO(216w) | ED-NonDEER | T12-72in-55w | El-IS-NLO | None | 4 | 2 | 2 | 216 | 72in55wT12ISEl216w | Watts | 216 |  | PreExist |  | N | None |  | Complete | LF lamp and ballast: LF lamp: T12, 72 inch, 55W, 3900 lm, CRI = 60, rated life = 12000 hours (4): LF Ballast: Electronic, Instant Start, Normal LO (2); Total Watts = 216 | Elec | 2 | 0 | 0.9 | FALSE | FALSE | 2 | 0 | 0 | 110 | 0 | 0 | 2 | 0 | 0 | 21.92 | 0.161 | 19 | 116 | -11.27 | 0.74 | 1.18 | 31.59 | 17.19 | 0 | 0 | -10.14 | 58.98 | 0 | 0
LFLmpBlst-T12-72in-55w+El-IS-NLO(68w) | ED-NonDEER | T12-72in-55w | El-IS-NLO | None | 1 | 1 | 1 | 68 | 72in55wT12ISEl68w | Watts | 68 |  | PreExist |  | N | None |  | Complete | LF lamp and ballast: LF lamp: T12, 72 inch, 55W, 3900 lm, CRI = 60, rated life = 12000 hours (1): LF Ballast: Electronic, Instant Start, Normal LO (1); Total Watts = 68 | Elec | 2 | 0 | 0.9 | FALSE | FALSE | 1 | 0 | 0 | 55 | 0 | 0 | 1 | 0 | 0 | 21.92 | 0.161 | 19 | 116 | -11.27 | 0.74 | 1.18 | 31.59 | 17.19 | 0 | 0 | -10.14 | 20.635 | 0 | 0
LFLmpBlst-T12-72in-55w+El-RS-NLO(108w) | ED-NonDEER | T12-72in-55w | El-RS-NLO | None | 2 | 1 | 2 | 108 | 72in55wT12El108w | Watts | 108 |  | PreExist |  | N | None |  | Complete | LF lamp and ballast: LF lamp: T12, 72 inch, 55W, 3900 lm, CRI = 60, rated life = 12000 hours (2): LF Ballast: Electronic, Rapid Start, Normal LO (1); Total Watts = 108 | out of scope | 0 | 0 | 0.9 | FALSE | FALSE | 2 | 0 | 0 | 110 | 0 | 0 | 1 | 0 | 0 | [12 empty] | 0 | 0 | 0
LFLmpBlst-T12-72in-55w+MagES-RS-NLO(122w) | ED-NonDEER | T12-72in-55w | MagES-RS-NLO | None | 2 | 1 | 2 | 122 | 72in55wT12ESMg122w | Watts | 122 |  | PreExist |  | N | None |  | Complete | LF lamp and ballast: LF lamp: T12, 72 inch, 55W, 3900 lm, CRI = 60, rated life = 12000 hours (2): LF Ballast: Energy Saver Magnetic (EPACT compliant), Rapid Start, Normal LO (1); Total Watts = 122 | MagRS | 1 | 0 | 0.9 | FALSE | FALSE | 2 | 0 | 0 | 110 | 0 | 0 | 1 | 0 | 0 | 14.69 | 0.4 | 9 | 604 | 10.56 | 0.6 | 1.2 | 30.78 | 0 | 40.89 | 0 | 0 | 109.084 | 0 | 0
LFLmpBlst-T12-72in-55w+MagES-RS-NLO(244w) | ED-NonDEER | T12-72in-55w | MagES-RS-NLO | None | 4 | 2 | 2 | 244 | 72in55wT12ESMg244w | Watts | 244 |  | PreExist |  | N | None |  | Complete | LF lamp and ballast: LF lamp: T12, 72 inch, 55W, 3900 lm, CRI = 60, rated life = 12000 hours (4): LF Ballast: Energy Saver Magnetic (EPACT compliant), Rapid Start, Normal LO (2); Total Watts = 244 | MagRS | 1 | 0 | 0.9 | FALSE | FALSE | 2 | 0 | 0 | 110 | 0 | 0 | 2 | 0 | 0 | 14.69 | 0.4 | 9 | 604 | 10.56 | 0.6 | 1.2 | 30.78 | 0 | 40.89 | 0 | 0 | 218.168 | 0 | 0
LFLmpBlst-T12-72in-55w+MagStd-RS-NLO(122w) | ED-NonDEER | T12-72in-55w | MagStd-RS-NLO | None | 2 | 1 | 2 | 122 | 72in55wT12SMg122w | Watts | 122 |  | PreExist |  | N | None |  | Complete | LF lamp and ballast: LF lamp: T12, 72 inch, 55W, 3900 lm, CRI = 60, rated life = 12000 hours (2): LF Ballast: Standard Magnetic (pre-EPACT), Rapid Start, Normal LO (1); Total Watts = 122 | MagRS | 1 | 0 | 0.9 | FALSE | FALSE | 2 | 0 | 0 | 110 | 0 | 0 | 1 | 0 | 0 | 14.69 | 0.4 | 9 | 604 | 10.56 | 0.6 | 1.2 | 30.78 | 0 | 40.89 | 0 | 0 | 109.084 | 0 | 0
LFLmpBlst-T12-72in-55w+MagStd-RS-NLO(202w) | ED-NonDEER | T12-72in-55w | MagStd-RS-NLO | None | 3 | 2 | 1+2 | 202 | 72in55wT12SMg202w | Watts | 202 |  | PreExist |  | N | None |  | Complete | LF lamp and ballast: LF lamp: T12, 72 inch, 55W, 3900 lm, CRI = 60, rated life = 12000 hours (3): LF Ballast: Standard Magnetic (pre-EPACT), Rapid Start, Normal LO (2); Total Watts = 202 | MagRS | 1 | 0 | 0.9 | FALSE | FALSE | 1 | 2 | 0 | 55 | 110 | 0 | 1 | 1 | 0 | 14.69 | 0.4 | 9 | 604 | 10.56 | 0.6 | 1.2 | 30.78 | 0 | 40.89 | 0 | 0 | 87.084 | 109.084 | 0
LFLmpBlst-T12-72in-55w+MagStd-RS-NLO(76w) | ED-NonDEER | T12-72in-55w | MagStd-RS-NLO | None | 1 | 1 | 1 | 76 | 72in55wT12SMg76w | Watts | 76 |  | PreExist |  | N | None |  | Complete | LF lamp and ballast: LF lamp: T12, 72 inch, 55W, 3900 lm, CRI = 60, rated life = 12000 hours (1): LF Ballast: Standard Magnetic (pre-EPACT), Rapid Start, Normal LO (1); Total Watts = 76 | MagRS | 1 | 0 | 0.9 | FALSE | FALSE | 1 | 0 | 0 | 55 | 0 | 0 | 1 | 0 | 0 | 14.69 | 0.4 | 9 | 604 | 10.56 | 0.6 | 1.2 | 30.78 | 0 | 40.89 | 0 | 0 | 87.084 | 0 | 0
LFLmpBlst-T12-72in-56w+MagStd-RS-NLO(244w) | ED-NonDEER | T12-72in-56w | MagStd-RS-NLO | None | 4 | 2 | 2 | 244 | 72in56wT12SMg244w | Watts | 244 |  | PreExist |  | N | None |  | Complete | LF lamp and ballast: LF lamp: T12, 72 inch, 56W, 3900 lm, CRI = 60, rated life = 12000 hours (4): LF Ballast: Standard Magnetic (pre-EPACT), Rapid Start, Normal LO (2); Total Watts = 244 | MagRS | 1 | 0 | 0.9 | FALSE | FALSE | 2 | 0 | 0 | 112 | 0 | 0 | 2 | 0 | 0 | 14.69 | 0.4 | 9 | 604 | 10.56 | 0.6 | 1.2 | 30.78 | 0 | 40.89 | 0 | 0 | 219.768 | 0 | 0
LFLmpBlst-T12-72in-85w+MagES-RS-NLO(194w) | ED-NonDEER | T12-72in-85w | MagES-RS-NLO | None | 2 | 1 | 2 | 194 | 72in85wT12HOESMg194w | Watts | 194 |  | PreExist |  | N | None |  | Complete | LF lamp and ballast: LF lamp: T12, 72 inch, 85W, 11000 lm, CRI = 60, rated life = 12000 hours (2): LF Ballast: Energy Saver Magnetic (EPACT compliant), Rapid Start, Normal LO (1); Total Watts = 194 | MagRS | 1 | 0 | 0.9 | FALSE | FALSE | 2 | 0 | 0 | 170 | 0 | 0 | 1 | 0 | 0 | 14.69 | 0.4 | 9 | 604 | 10.56 | 0.6 | 1.2 | 30.78 | 0 | 40.89 | 0 | 0 | 133.084 | 0 | 0
LFLmpBlst-T12-72in-85w+MagES-RS-NLO(388w) | ED-NonDEER | T12-72in-85w | MagES-RS-NLO | None | 4 | 2 | 2 | 388 | 72in85wT12HOESMg388w | Watts | 388 |  | PreExist |  | N | None |  | Complete | LF lamp and ballast: LF lamp: T12, 72 inch, 85W, 11000 lm, CRI = 60, rated life = 12000 hours (4): LF Ballast: Energy Saver Magnetic (EPACT compliant), Rapid Start, Normal LO (2); Total Watts = 388 | MagRS | 1 | 0 | 0.9 | FALSE | FALSE | 2 | 0 | 0 | 170 | 0 | 0 | 2 | 0 | 0 | 14.69 | 0.4 | 9 | 604 | 10.56 | 0.6 | 1.2 | 30.78 | 0 | 40.89 | 0 | 0 | 266.168 | 0 | 0
LFLmpBlst-T12-72in-85w+MagStd-RS-NLO(120w) | ED-NonDEER | T12-72in-85w | MagStd-RS-NLO | None | 1 | 1 | 1 | 120 | 72in85wT12HOSMg120w | Watts | 120 |  | PreExist |  | N | None |  | Complete | LF lamp and ballast: LF lamp: T12, 72 inch, 85W, 11000 lm, CRI = 60, rated life = 12000 hours (1): LF Ballast: Standard Magnetic (pre-EPACT), Rapid Start, Normal LO (1); Total Watts = 120 | MagRS | 1 | 0 | 0.9 | FALSE | FALSE | 1 | 0 | 0 | 85 | 0 | 0 | 1 | 0 | 0 | 14.69 | 0.4 | 9 | 604 | 10.56 | 0.6 | 1.2 | 30.78 | 0 | 40.89 | 0 | 0 | 99.084 | 0 | 0
LFLmpBlst-T12-72in-85w+MagStd-RS-NLO(220w) | ED-NonDEER | T12-72in-85w | MagStd-RS-NLO | None | 2 | 1 | 2 | 220 | 72in85wT12HOSMg220w | Watts | 220 |  | PreExist |  | N | None |  | Complete | LF lamp and ballast: LF lamp: T12, 72 inch, 85W, 11000 lm, CRI = 60, rated life = 12000 hours (2): LF Ballast: Standard Magnetic (pre-EPACT), Rapid Start, Normal LO (1); Total Watts = 220 | MagRS | 1 | 0 | 0.9 | FALSE | FALSE | 2 | 0 | 0 | 170 | 0 | 0 | 1 | 0 | 0 | 14.69 | 0.4 | 9 | 604 | 10.56 | 0.6 | 1.2 | 30.78 | 0 | 40.89 | 0 | 0 | 133.084 | 0 | 0
LFLmpBlst-T12-96in-110w+MagES-RS-NLO(121w) | ED-NonDEER | T12-96in-110w | MagES-RS-NLO | None | 1 | 1 | 1 | 121 | 96in110wT12ESMg121w | Watts | 121 |  | PreExist |  | N | None |  | Complete | LF lamp and ballast: LF lamp: T12, 96 inch, 110W, 8550 lm, CRI = 70, rated life = 12000 hours (1): LF Ballast: Energy Saver Magnetic (EPACT compliant), Rapid Start, Normal LO (1); Total Watts = 121 | MagRS | 1 | 0 | 0.9 | FALSE | FALSE | 1 | 0 | 0 | 110 | 0 | 0 | 1 | 0 | 0 | 14.69 | 0.4 | 9 | 604 | 10.56 | 0.6 | 1.2 | 30.78 | 0 | 40.89 | 0 | 0 | 109.084 | 0 | 0
LFLmpBlst-T12-96in-110w+MagES-RS-NLO(248w) | ED-NonDEER | T12-96in-110w | MagES-RS-NLO | None | 2 | 1 | 2 | 248 | 96in110wT12ESMg248w | Watts | 248 |  | PreExist |  | N | None |  | Complete | LF lamp and ballast: LF lamp: T12, 96 inch, 110W, 8550 lm, CRI = 70, rated life = 12000 hours (2): LF Ballast: Energy Saver Magnetic (EPACT compliant), Rapid Start, Normal LO (1); Total Watts = 248 | MagRS | 1 | 0 | 0.9 | FALSE | FALSE | 2 | 0 | 0 | 220 | 0 | 0 | 1 | 0 | 0 | 14.69 | 0.4 | 9 | 604 | 10.56 | 0.6 | 1.2 | 30.78 | 0 | 40.89 | 0 | 0 | 153.084 | 0 | 0
LFLmpBlst-T12-96in-110w+MagES-RS-NLO(369w) | ED-NonDEER | T12-96in-110w | MagES-RS-NLO | None | 3 | 1 | 1+2 | 369 | 96in110wT12ESMg369w | Watts | 369 |  | PreExist |  | N | None |  | Complete | LF lamp and ballast: LF lamp: T12, 96 inch, 110W, 8550 lm, CRI = 70, rated life = 12000 hours (3): LF Ballast: Energy Saver Magnetic (EPACT compliant), Rapid Start, Normal LO (1); Total Watts = 369 | MagRS | 1 | 0 | 0.9 | FALSE | FALSE | 1 | 2 | 0 | 110 | 220 | 0 | 1 | 1 | 0 | 14.69 | 0.4 | 9 | 604 | 10.56 | 0.6 | 1.2 | 30.78 | 0 | 40.89 | 0 | 0 | 109.084 | 153.084 | 0
LFLmpBlst-T12-96in-110w+MagES-RS-NLO(496w) | ED-NonDEER | T12-96in-110w | MagES-RS-NLO | None | 4 | 2 | 2 | 496 | 96in110wT12ESMg496w | Watts | 496 |  | PreExist |  | N | None |  | Complete | LF lamp and ballast: LF lamp: T12, 96 inch, 110W, 8550 lm, CRI = 70, rated life = 12000 hours (4): LF Ballast: Energy Saver Magnetic (EPACT compliant), Rapid Start, Normal LO (2); Total Watts = 496 | MagRS | 1 | 0 | 0.9 | FALSE | FALSE | 2 | 0 | 0 | 220 | 0 | 0 | 2 | 0 | 0 | 14.69 | 0.4 | 9 | 604 | 10.56 | 0.6 | 1.2 | 30.78 | 0 | 40.89 | 0 | 0 | 306.168 | 0 | 0
LFLmpBlst-T12-96in-185w+MagStd-RS-NLO(205w) | ED-NonDEER | T12-96in-185w | MagStd-RS-NLO | None | 1 | 0.5 | 2 | 205 | 96in185wT12VHOSMg205w | Watts | 205 |  | PreExist |  | N | None |  | Complete | LF lamp and ballast: LF lamp: T12, 96 inch, 185W, 9000 lm, CRI = 60, rated life = 12000 hours (1): LF Ballast: Standard Magnetic (pre-EPACT), Rapid Start, Normal LO (0.5); Total Watts = 205 | MagRS | 1 | 0 | 0.9 | FALSE | FALSE | 2 | 0 | 0 | 370 | 0 | 0 | 0.5 | 0 | 0 | 14.69 | 0.4 | 9 | 604 | 10.56 | 0.6 | 1.2 | 30.78 | 0 | 40.89 | 0 | 0 | 106.542 | 0 | 0
LFLmpBlst-T12-96in-185w+MagStd-RS-NLO(380w) | ED-NonDEER | T12-96in-185w | MagStd-RS-NLO | None | 2 | 1 | 2 | 380 | 96in185wT12VHOSMg380w | Watts | 380 |  | PreExist |  | N | None |  | Complete | LF lamp and ballast: LF lamp: T12, 96 inch, 185W, 9000 lm, CRI = 60, rated life = 12000 hours (2): LF Ballast: Standard Magnetic (pre-EPACT), Rapid Start, Normal LO (1); Total Watts = 380 | MagRS | 1 | 0 | 0.9 | FALSE | FALSE | 2 | 0 | 0 | 370 | 0 | 0 | 1 | 0 | 0 | 14.69 | 0.4 | 9 | 604 | 10.56 | 0.6 | 1.2 | 30.78 | 0 | 40.89 | 0 | 0 | 213.084 | 0 | 0
LFLmpBlst-T12-96in-185w+MagStd-RS-NLO(585w) | ED-NonDEER | T12-96in-185w | MagStd-RS-NLO | None | 3 | 2 | 1+2 | 585 | 96in185wT12VHOSMg585w | Watts | 585 |  | PreExist |  | N | None |  | Complete | LF lamp and ballast: LF lamp: T12, 96 inch, 185W, 9000 lm, CRI = 60, rated life = 12000 hours (3): LF Ballast: Standard Magnetic (pre-EPACT), Rapid Start, Normal LO (2); Total Watts = 585 | MagRS | 1 | 0 | 0.9 | FALSE | FALSE | 1 | 2 | 0 | 185 | 370 | 0 | 1 | 1 | 0 | 14.69 | 0.4 | 9 | 604 | 10.56 | 0.6 | 1.2 | 30.78 | 0 | 40.89 | 0 | 0 | 139.084 | 213.084 | 0
LFLmpBlst-T12-96in-185w+MagStd-RS-NLO(760w) | ED-NonDEER | T12-96in-185w | MagStd-RS-NLO | None | 4 | 2 | 2 | 760 | 96in185wT12VHOSMg760w | Watts | 760 |  | PreExist |  | N | None |  | Complete | LF lamp and ballast: LF lamp: T12, 96 inch, 185W, 9000 lm, CRI = 60, rated life = 12000 hours (4): LF Ballast: Standard Magnetic (pre-EPACT), Rapid Start, Normal LO (2); Total Watts = 760 | MagRS | 1 | 0 | 0.9 | FALSE | FALSE | 2 | 0 | 0 | 370 | 0 | 0 | 2 | 0 | 0 | 14.69 | 0.4 | 9 | 604 | 10.56 | 0.6 | 1.2 | 30.78 | 0 | 40.89 | 0 | 0 | 426.168 | 0 | 0
LFLmpBlst-T12-96in-60w+El-RS-NLO(110w) | ED-NonDEER | T12-96in-60w | El-RS-NLO | None | 2 | 1 | 2 | 110 | 96in60wT12El110w | Watts | 110 |  | PreExist |  | N | None |  | Complete | LF lamp and ballast: LF lamp: T12, 96 inch, 60W, 4750 lm, CRI = 60, rated life = 12000 hours (2): LF Ballast: Electronic, Rapid Start, Normal LO (1); Total Watts = 110 | out of scope | 0 | 0 | 0.9 | FALSE | FALSE | 2 | 0 | 0 | 120 | 0 | 0 | 1 | 0 | 0 | [12 empty] | 0 | 0 | 0
LFLmpBlst-T12-96in-60w+El-RS-NLO(179w) | ED-NonDEER | T12-96in-60w | El-RS-NLO | None | 3 | 2 | 1+2 | 179 | 96in60wT12El179w | Watts | 179 |  | PreExist |  | N | None |  | Complete | LF lamp and ballast: LF lamp: T12, 96 inch, 60W, 4750 lm, CRI = 60, rated life = 12000 hours (3): LF Ballast: Electronic, Rapid Start, Normal LO (2); Total Watts = 179 | out of scope | 0 | 0 | 0.9 | FALSE | FALSE | 1 | 2 | 0 | 60 | 120 | 0 | 1 | 1 | 0 | [12 empty] | 0 | 0 | 0
LFLmpBlst-T12-96in-60w+El-RS-NLO(220w) | ED-NonDEER | T12-96in-60w | El-RS-NLO | None | 4 | 2 | 2 | 220 | 96in60wT12El220w | Watts | 220 |  | PreExist |  | N | None |  | Complete | LF lamp and ballast: LF lamp: T12, 96 inch, 60W, 4750 lm, CRI = 60, rated life = 12000 hours (4): LF Ballast: Electronic, Rapid Start, Normal LO (2); Total Watts = 220 | out of scope | 0 | 0 | 0.9 | FALSE | FALSE | 2 | 0 | 0 | 120 | 0 | 0 | 2 | 0 | 0 | [12 empty] | 0 | 0 | 0
LFLmpBlst-T12-96in-60w+El-RS-NLO(69w) | ED-NonDEER | T12-96in-60w | El-RS-NLO | None | 1 | 1 | 1 | 69 | 96in60wT12El69w | Watts | 69 |  | PreExist |  | N | None |  | Complete | LF lamp and ballast: LF lamp: T12, 96 inch, 60W, 4750 lm, CRI = 60, rated life = 12000 hours (1): LF Ballast: Electronic, Rapid Start, Normal LO (1); Total Watts = 69 | out of scope | 0 | 0 | 0.9 | FALSE | FALSE | 1 | 0 | 0 | 60 | 0 | 0 | 1 | 0 | 0 | [12 empty] | 0 | 0 | 0
LFLmpBlst-T12-96in-60w+MagES-RS-NLO-Del(133w) | IOU-NonDeer | T12-96in-60w | MagES-RS-NLO | None | 2 | 2 | 1+2 | 133 |  | Watts | 133 |  | Measure | Fixture Wattage reduced from 210W in DEER2008 due to likely replacement of pre-EPACT ballast | Y | None |  | Complete | LF lamp and ballast: LF lamp: T12, 96 inch, 60W, 4750 lm, CRI = 60, rated life = 12000 hours (2): LF Ballast: Energy Saver Magnetic (EPACT compliant), Rapid Start, Normal LO (2); Delamped; Total Watts = 133 | MagRS | 1 | 0 | 0.9 | FALSE | FALSE | 1 | 2 | 0 | 60 | 120 | 0 | 1 | 1 | 0 | 14.69 | 0.4 | 9 | 604 | 10.56 | 0.6 | 1.2 | 30.78 | 0 | 40.89 | 0 | 0 | 89.084 | 113.084 | 0
LFLmpBlst-T12-96in-60w+MagES-RS-NLO(123w) | DEER2011 | T12-96in-60w | MagES-RS-NLO | None | 2 | 1 | 2 | 123 | 96in60wT12ESMg123w | Watts | 123 |  | PreExist |  | N | None |  | Complete | LF lamp and ballast: LF lamp: T12, 96 inch, 60W, 4750 lm, CRI = 60, rated life = 12000 hours (2): LF Ballast: Energy Saver Magnetic (EPACT compliant), Rapid Start, Normal LO (1); Total Watts = 123 | MagRS | 1 | 0 | 0.9 | FALSE | FALSE | 2 | 0 | 0 | 120 | 0 | 0 | 1 | 0 | 0 | 14.69 | 0.4 | 9 | 604 | 10.56 | 0.6 | 1.2 | 30.78 | 0 | 40.89 | 0 | 0 | 113.084 | 0 | 0
LFLmpBlst-T12-96in-60w+MagES-RS-NLO(133w) | IOU-NonDeer | T12-96in-60w | MagES-RS-NLO | None | 2 | 2 | 1+2 | 133 |  | Watts | 133 |  | Measure | Fixture Wattage reduced from 210W in DEER2008 due to likely replacement of pre-EPACT ballast | N | None |  | Complete | LF lamp and ballast: LF lamp: T12, 96 inch, 60W, 4750 lm, CRI = 60, rated life = 12000 hours (2): LF Ballast: Energy Saver Magnetic (EPACT compliant), Rapid Start, Normal LO (2); Total Watts = 133 | MagRS | 1 | 0 | 0.9 | FALSE | FALSE | 1 | 2 | 0 | 60 | 120 | 0 | 1 | 1 | 0 | 14.69 | 0.4 | 9 | 604 | 10.56 | 0.6 | 1.2 | 30.78 | 0 | 40.89 | 0 | 0 | 89.084 | 113.084 | 0
LFLmpBlst-T12-96in-60w+MagES-RS-NLO(210w) | DEER2011 | T12-96in-60w | MagES-RS-NLO | None | 3 | 2 | 1+2 | 210 | 96in60wT12ESMg210w | Watts | 210 |  | PreExist | Fixture Wattage reduced from 210W in DEER2008 due to likely replacement of pre-EPACT ballast | N | None |  | Complete | LF lamp and ballast: LF lamp: T12, 96 inch, 60W, 4750 lm, CRI = 60, rated life = 12000 hours (3): LF Ballast: Energy Saver Magnetic (EPACT compliant), Rapid Start, Normal LO (2); Total Watts = 210 | MagRS | 1 | 0 | 0.9 | FALSE | FALSE | 1 | 2 | 0 | 60 | 120 | 0 | 1 | 1 | 0 | 14.69 | 0.4 | 9 | 604 | 10.56 | 0.6 | 1.2 | 30.78 | 0 | 40.89 | 0 | 0 | 89.084 | 113.084 | 0
LFLmpBlst-T12-96in-60w+MagES-RS-NLO(246w) | DEER2011 | T12-96in-60w | MagES-RS-NLO | None | 4 | 2 | 2 | 246 | 96in60wT12ESMg246w | Watts | 246 |  | PreExist |  | N | None |  | Complete | LF lamp and ballast: LF lamp: T12, 96 inch, 60W, 4750 lm, CRI = 60, rated life = 12000 hours (4): LF Ballast: Energy Saver Magnetic (EPACT compliant), Rapid Start, Normal LO (2); Total Watts = 246 | MagRS | 1 | 0 | 0.9 | FALSE | FALSE | 2 | 0 | 0 | 120 | 0 | 0 | 2 | 0 | 0 | 14.69 | 0.4 | 9 | 604 | 10.56 | 0.6 | 1.2 | 30.78 | 0 | 40.89 | 0 | 0 | 226.168 | 0 | 0
LFLmpBlst-T12-96in-60w+MagES-RS-NLO(62w) | DEER2011 | T12-96in-60w | MagES-RS-NLO | None | 1 | 0.5 | 2 | 62 | 96in60wT12ESMg62w | Watts | 62 |  | PreExist |  | N | None |  | Complete | LF lamp and ballast: LF lamp: T12, 96 inch, 60W, 4750 lm, CRI = 60, rated life = 12000 hours (1): LF Ballast: Energy Saver Magnetic (EPACT compliant), Rapid Start, Normal LO (0.5); Total Watts = 62 | MagRS | 1 | 0 | 0.9 | FALSE | FALSE | 2 | 0 | 0 | 120 | 0 | 0 | 0.5 | 0 | 0 | 14.69 | 0.4 | 9 | 604 | 10.56 | 0.6 | 1.2 | 30.78 | 0 | 40.89 | 0 | 0 | 56.542 | 0 | 0
LFLmpBlst-T12-96in-60w+MagES-RS-NLO+Refl-Del(109w) | IOU-NonDeer | T12-96in-60w | MagES-RS-NLO | None | 2 | 1 | 2 | 109 | Thru 6-30-2014 | Watts | 109 |  | Measure |  | Y | Refl |  | Complete | LF lamp and ballast: LF lamp: T12, 96 inch, 60W, 4750 lm, CRI = 60, rated life = 12000 hours (2): LF Ballast: Energy Saver Magnetic (EPACT compliant), Rapid Start, Normal LO (1); Any type of reflector, Delamped; Total Watts = 109 | MagRS | 1 | 0 | 0.9 | FALSE | FALSE | 2 | 0 | 0 | 120 | 0 | 0 | 1 | 0 | 0 | 14.69 | 0.4 | 9 | 604 | 10.56 | 0.6 | 1.2 | 30.78 | 0 | 40.89 | 0 | 0 | 113.084 | 0 | 0
LFLmpBlst-T12-96in-60w+MagStd-RS-NLO(123w) | ED-NonDEER | T12-96in-60w | MagStd-RS-NLO | None | 2 | 1 | 2 | 123 | 96in60wT12SMg128w | Watts | 123 |  | PreExist | Fixture Wattage reduced from 128W in DEER2008 due to likely replacement of pre-EPACT ballast | N | None |  | Complete | LF lamp and ballast: LF lamp: T12, 96 inch, 60W, 4750 lm, CRI = 60, rated life = 12000 hours (2): LF Ballast: Standard Magnetic (pre-EPACT), Rapid Start, Normal LO (1); Total Watts = 123 | MagRS | 1 | 0 | 0.9 | FALSE | FALSE | 2 | 0 | 0 | 120 | 0 | 0 | 1 | 0 | 0 | 14.69 | 0.4 | 9 | 604 | 10.56 | 0.6 | 1.2 | 30.78 | 0 | 40.89 | 0 | 0 | 113.084 | 0 | 0
LFLmpBlst-T12-96in-60w+MagStd-RS-NLO(203w) | ED-NonDEER | T12-96in-60w | MagStd-RS-NLO | None | 3 | 2 | 1+2 | 203 | 96in60wT12SMg203w | Watts | 203 |  | PreExist |  | N | None |  | Complete | LF lamp and ballast: LF lamp: T12, 96 inch, 60W, 4750 lm, CRI = 60, rated life = 12000 hours (3): LF Ballast: Standard Magnetic (pre-EPACT), Rapid Start, Normal LO (2); Total Watts = 203 | MagRS | 1 | 0 | 0.9 | FALSE | FALSE | 1 | 2 | 0 | 60 | 120 | 0 | 1 | 1 | 0 | 14.69 | 0.4 | 9 | 604 | 10.56 | 0.6 | 1.2 | 30.78 | 0 | 40.89 | 0 | 0 | 89.084 | 113.084 | 0
LFLmpBlst-T12-96in-60w+MagStd-RS-NLO(246w) | ED-NonDEER | T12-96in-60w | MagStd-RS-NLO | None | 4 | 2 | 2 | 246 | 96in60wT12SMg256w | Watts | 246 |  | PreExist | Fixture Wattage reduced from 256W in DEER2008 due to likely replacement of pre-EPACT ballast | N | None |  | Complete | LF lamp and ballast: LF lamp: T12, 96 inch, 60W, 4750 lm, CRI = 60, rated life = 12000 hours (4): LF Ballast: Standard Magnetic (pre-EPACT), Rapid Start, Normal LO (2); Total Watts = 246 | MagRS | 1 | 0 | 0.9 | FALSE | FALSE | 2 | 0 | 0 | 120 | 0 | 0 | 2 | 0 | 0 | 14.69 | 0.4 | 9 | 604 | 10.56 | 0.6 | 1.2 | 30.78 | 0 | 40.89 | 0 | 0 | 226.168 | 0 | 0
LFLmpBlst-T12-96in-60w+MagStd-RS-NLO(62w) | ED-NonDEER | T12-96in-60w | MagStd-RS-NLO | None | 1 | 0.5 | 2 | 62 | 96in60wT12SMg64w | Watts | 62 |  | PreExist | Fixture Wattage reduced from 64W in DEER2008 due to likely replacement of pre-EPACT ballast | N | None |  | Complete | LF lamp and ballast: LF lamp: T12, 96 inch, 60W, 4750 lm, CRI = 60, rated life = 12000 hours (1): LF Ballast: Standard Magnetic (pre-EPACT), Rapid Start, Normal LO (0.5); Total Watts = 62 | MagRS | 1 | 0 | 0.9 | FALSE | FALSE | 2 | 0 | 0 | 120 | 0 | 0 | 0.5 | 0 | 0 | 14.69 | 0.4 | 9 | 604 | 10.56 | 0.6 | 1.2 | 30.78 | 0 | 40.89 | 0 | 0 | 56.542 | 0 | 0
LFLmpBlst-T12-96in-60w+MagStd-RS-NLO(72w) | ED-NonDEER | T12-96in-60w | MagStd-RS-NLO | None | 1 | 1 | 1 | 72 | 96in60wT12SMg75w | Watts | 72 |  | PreExist | Fixture Wattage reduced from 75W in DEER2008 due to likely replacement of pre-EPACT ballast | N | None |  | Complete | LF lamp and ballast: LF lamp: T12, 96 inch, 60W, 4750 lm, CRI = 60, rated life = 12000 hours (1): LF Ballast: Standard Magnetic (pre-EPACT), Rapid Start, Normal LO (1); Total Watts = 72 | MagRS | 1 | 0 | 0.9 | FALSE | FALSE | 1 | 0 | 0 | 60 | 0 | 0 | 1 | 0 | 0 | 14.69 | 0.4 | 9 | 604 | 10.56 | 0.6 | 1.2 | 30.78 | 0 | 40.89 | 0 | 0 | 89.084 | 0 | 0
LFLmpBlst-T12-96in-75w+EL-IS-NLO(144w) | ED-NonDEER | T12-96in-75w | EL-IS-NLO | None | 2 | 1 | 2 | 144 | 96in75wT12El144w | Watts | 144 |  | PreExist |  | N | None |  | Complete | LF lamp and ballast: LF lamp: T12, 96 inch, 75W, 6225 lm, CRI = 70, rated life = 12000 hours (2): LF Ballast: Electronic, Instant Start, Normal LO (1); Total Watts = 144 | Elec | 2 | 0 | 0.9 | FALSE | FALSE | 2 | 0 | 0 | 150 | 0 | 0 | 1 | 0 | 0 | 21.92 | 0.161 | 19 | 116 | -11.27 | 0.74 | 1.18 | 31.59 | 17.19 | 0 | 0 | -10.14 | 35.93 | 0 | 0
LFLmpBlst-T12-96in-75w+EL-IS-NLO(288w) | ED-NonDEER | T12-96in-75w | EL-IS-NLO | None | 2 | 1 | 2 | 288 | 96in75wT12El288w | Watts | 288 |  | PreExist |  | N | None |  | Complete | LF lamp and ballast: LF lamp: T12, 96 inch, 75W, 6225 lm, CRI = 70, rated life = 12000 hours (2): LF Ballast: Electronic, Instant Start, Normal LO (1); Total Watts = 288 | Elec | 2 | 0 | 0.9 | FALSE | FALSE | 2 | 0 | 0 | 150 | 0 | 0 | 1 | 0 | 0 | 21.92 | 0.161 | 19 | 116 | -11.27 | 0.74 | 1.18 | 31.59 | 17.19 | 0 | 0 | -10.14 | 35.93 | 0 | 0
LFLmpBlst-T12-96in-75w+MagES-IS-NLO(158w) | ED-NonDEER | T12-96in-75w | MagES-IS-NLO | None | 2 | 1 | 2 | 158 | 96in75wT12ESMg158w | Watts | 158 |  | PreExist |  | N | None |  | Complete | LF lamp and ballast: LF lamp: T12, 96 inch, 75W, 6225 lm, CRI = 70, rated life = 12000 hours (2): LF Ballast: Energy Saver Magnetic (EPACT compliant), Instant Start, Normal LO (1); Total Watts = 158 | out of scope | 0 | 0 | 0.9 | FALSE | FALSE | 2 | 0 | 0 | 150 | 0 | 0 | 1 | 0 | 0 | [12 empty] | 0 | 0 | 0
LFLmpBlst-T12-96in-75w+MagES-IS-NLO(250w) | ED-NonDEER | T12-96in-75w | MagES-IS-NLO | None | 3 | 2 | 1+2 | 250 | 96in75wT12ESMg250w | Watts | 250 |  | PreExist |  | N | None |  | Complete | LF lamp and ballast: LF lamp: T12, 96 inch, 75W, 6225 lm, CRI = 70, rated life = 12000 hours (3): LF Ballast: Energy Saver Magnetic (EPACT compliant), Instant Start, Normal LO (2); Total Watts = 250 | out of scope | 0 | 0 | 0.9 | FALSE | FALSE | 1 | 2 | 0 | 75 | 150 | 0 | 1 | 1 | 0 | [12 empty] | 0 | 0 | 0
LFLmpBlst-T12-96in-75w+MagES-IS-NLO(316w) | ED-NonDEER | T12-96in-75w | MagES-IS-NLO | None | 4 | 2 | 2 | 316 | 96in75wT12ESMg316w | Watts | 316 |  | PreExist |  | N | None |  | Complete | LF lamp and ballast: LF lamp: T12, 96 inch, 75W, 6225 lm, CRI = 70, rated life = 12000 hours (4): LF Ballast: Energy Saver Magnetic (EPACT compliant), Instant Start, Normal LO (2); Total Watts = 316 | out of scope | 0 | 0 | 0.9 | FALSE | FALSE | 2 | 0 | 0 | 150 | 0 | 0 | 2 | 0 | 0 | [12 empty] | 0 | 0 | 0
LFLmpBlst-T12-96in-95w+El-RS-NLO(173w) | ED-NonDEER | T12-96in-95w | El-RS-NLO | None | 2 | 1 | 2 | 173 | 96in95wT12HOEl173w | Watts | 173 |  | PreExist |  | N | None |  | Complete | LF lamp and ballast: LF lamp: T12, 96 inch, 95W, 6950 lm, CRI = 60, rated life = 12000 hours (2): LF Ballast: Electronic, Rapid Start, Normal LO (1); Total Watts = 173 | out of scope | 0 | 0 | 0.9 | FALSE | FALSE | 2 | 0 | 0 | 190 | 0 | 0 | 1 | 0 | 0 | [12 empty] | 0 | 0 | 0
LFLmpBlst-T12-96in-95w+El-RS-NLO(346w) | ED-NonDEER | T12-96in-95w | El-RS-NLO | None | 4 | 2 | 2 | 346 | 96in95wT12HOEl346w | Watts | 346 |  | PreExist |  | N | None |  | Complete | LF lamp and ballast: LF lamp: T12, 96 inch, 95W, 6950 lm, CRI = 60, rated life = 12000 hours (4): LF Ballast: Electronic, Rapid Start, Normal LO (2); Total Watts = 346 | out of scope | 0 | 0 | 0.9 | FALSE | FALSE | 2 | 0 | 0 | 190 | 0 | 0 | 2 | 0 | 0 | [12 empty] | 0 | 0 | 0
LFLmpBlst-T12-96in-95w+El-RS-NLO(80w) | ED-NonDEER | T12-96in-95w | El-RS-NLO | None | 1 | 1 | 1 | 80 | 96in95wT12HOEl80w | Watts | 80 |  | PreExist |  | N | None |  | Complete | LF lamp and ballast: LF lamp: T12, 96 inch, 95W, 6950 lm, CRI = 60, rated life = 12000 hours (1): LF Ballast: Electronic, Rapid Start, Normal LO (1); Total Watts = 80 | out of scope | 0 | 0 | 0.9 | FALSE | FALSE | 1 | 0 | 0 | 95 | 0 | 0 | 1 | 0 | 0 | [12 empty] | 0 | 0 | 0
LFLmpBlst-T12-96in-95w+MagES-RS-NLO(207w) | ED-NonDEER | T12-96in-95w | MagES-RS-NLO | None | 2 | 1 | 2 | 207 | 96in95wT12HOESMg207w | Watts | 207 |  | PreExist |  | N | None |  | Complete | LF lamp and ballast: LF lamp: T12, 96 inch, 95W, 6950 lm, CRI = 60, rated life = 12000 hours (2): LF Ballast: Energy Saver Magnetic (EPACT compliant), Rapid Start, Normal LO (1); Total Watts = 207 | MagRS | 1 | 0 | 0.9 | FALSE | FALSE | 2 | 0 | 0 | 190 | 0 | 0 | 1 | 0 | 0 | 14.69 | 0.4 | 9 | 604 | 10.56 | 0.6 | 1.2 | 30.78 | 0 | 40.89 | 0 | 0 | 141.084 | 0 | 0
LFLmpBlst-T12-96in-95w+MagES-RS-NLO(319w) | ED-NonDEER | T12-96in-95w | MagES-RS-NLO | None | 3 | 2 | 1+2 | 319 | 96in95wT12HOESSMg319w | Watts | 319 |  | PreExist |  | N | None |  | Complete | LF lamp and ballast: LF lamp: T12, 96 inch, 95W, 6950 lm, CRI = 60, rated life = 12000 hours (3): LF Ballast: Energy Saver Magnetic (EPACT compliant), Rapid Start, Normal LO (2); Total Watts = 319 | MagRS | 1 | 0 | 0.9 | FALSE | FALSE | 1 | 2 | 0 | 95 | 190 | 0 | 1 | 1 | 0 | 14.69 | 0.4 | 9 | 604 | 10.56 | 0.6 | 1.2 | 30.78 | 0 | 40.89 | 0 | 0 | 103.084 | 141.084 | 0
LFLmpBlst-T12-96in-95w+MagES-RS-NLO(414w) | ED-NonDEER | T12-96in-95w | MagES-RS-NLO | None | 4 | 2 | 2 | 414 | 96in95wT12HOESMg414w | Watts | 414 |  | PreExist |  | N | None |  | Complete | LF lamp and ballast: LF lamp: T12, 96 inch, 95W, 6950 lm, CRI = 60, rated life = 12000 hours (4): LF Ballast: Energy Saver Magnetic (EPACT compliant), Rapid Start, Normal LO (2); Total Watts = 414 | MagRS | 1 | 0 | 0.9 | FALSE | FALSE | 2 | 0 | 0 | 190 | 0 | 0 | 2 | 0 | 0 | 14.69 | 0.4 | 9 | 604 | 10.56 | 0.6 | 1.2 | 30.78 | 0 | 40.89 | 0 | 0 | 282.168 | 0 | 0
LFLmpBlst-T12-96in-95w+MagStd-RS-HLO(112w) | IOU-NonDEER | T12-96in-95w | MagStd-RS-HLO | None | 1 | 1 | 1 | 112 |  | Watts | 112 |  | PreExist |  | N | None |  | Complete | LF lamp and ballast: LF lamp: T12, 96 inch, 95W, 6950 lm, CRI = 60, rated life = 12000 hours (1): LF Ballast: Standard Magnetic (pre-EPACT), Rapid Start, High LO (1); Total Watts = 112 | MagRS | 1 | 0 | 1.025 | FALSE | FALSE | 1 | 0 | 0 | 95 | 0 | 0 | 1 | 0 | 0 | 14.69 | 0.4 | 9 | 604 | 10.56 | 0.6 | 1.2 | 30.78 | 0 | 40.89 | 0 | 0 | 104.404 | 0 | 0
LFLmpBlst-T12-96in-95w+MagStd-RS-NLO(112w) | ED-NonDEER | T12-96in-95w | MagStd-RS-NLO | None | 1 | 1 | 1 | 112 | 96in95wT12HOSMg112w | Watts | 112 |  | PreExist |  | N | None |  | Complete | LF lamp and ballast: LF lamp: T12, 96 inch, 95W, 6950 lm, CRI = 60, rated life = 12000 hours (1): LF Ballast: Standard Magnetic (pre-EPACT), Rapid Start, Normal LO (1); Total Watts = 112 | MagRS | 1 | 0 | 0.9 | FALSE | FALSE | 1 | 0 | 0 | 95 | 0 | 0 | 1 | 0 | 0 | 14.69 | 0.4 | 9 | 604 | 10.56 | 0.6 | 1.2 | 30.78 | 0 | 40.89 | 0 | 0 | 103.084 | 0 | 0
LFLmpBlst-T12-96in-95w+MagStd-RS-NLO(207w) | ED-NonDEER | T12-96in-95w | MagStd-RS-NLO | None | 2 | 1 | 2 | 207 | 96in95wT12HOSMg227w | Watts | 207 |  | PreExist | Fixture Wattage reduced from 227W in DEER2008 due to likely replacement of pre-EPACT ballast | N | None |  | Complete | LF lamp and ballast: LF lamp: T12, 96 inch, 95W, 6950 lm, CRI = 60, rated life = 12000 hours (2): LF Ballast: Standard Magnetic (pre-EPACT), Rapid Start, Normal LO (1); Total Watts = 207 | MagRS | 1 | 0 | 0.9 | FALSE | FALSE | 2 | 0 | 0 | 190 | 0 | 0 | 1 | 0 | 0 | 14.69 | 0.4 | 9 | 604 | 10.56 | 0.6 | 1.2 | 30.78 | 0 | 40.89 | 0 | 0 | 141.084 | 0 | 0
LFLmpBlst-T12-96in-95w+MagStd-RS-NLO(380w) | ED-NonDEER | T12-96in-95w | MagStd-RS-NLO | None | 3 | 2 | 1+2 | 380 | 96in95wT12HOSMg380w | Watts | 380 |  | PreExist |  | N | None |  | Complete | LF lamp and ballast: LF lamp: T12, 96 inch, 95W, 6950 lm, CRI = 60, rated life = 12000 hours (3): LF Ballast: Standard Magnetic (pre-EPACT), Rapid Start, Normal LO (2); Total Watts = 380 | MagRS | 1 | 0 | 0.9 | FALSE | FALSE | 1 | 2 | 0 | 95 | 190 | 0 | 1 | 1 | 0 | 14.69 | 0.4 | 9 | 604 | 10.56 | 0.6 | 1.2 | 30.78 | 0 | 40.89 | 0 | 0 | 103.084 | 141.084 | 0
LFLmpBlst-T12-96in-95w+MagStd-RS-NLO(454w) | ED-NonDEER | T12-96in-95w | MagStd-RS-NLO | None | 4 | 2 | 2 | 454 | 96in95wT12HOSMg454w | Watts | 454 |  | PreExist |  | N | None |  | Complete | LF lamp and ballast: LF lamp: T12, 96 inch, 95W, 6950 lm, CRI = 60, rated life = 12000 hours (4): LF Ballast: Standard Magnetic (pre-EPACT), Rapid Start, Normal LO (2); Total Watts = 454 | MagRS | 1 | 0 | 0.9 | FALSE | FALSE | 2 | 0 | 0 | 190 | 0 | 0 | 2 | 0 | 0 | 14.69 | 0.4 | 9 | 604 | 10.56 | 0.6 | 1.2 | 30.78 | 0 | 40.89 | 0 | 0 | 282.168 | 0 | 0
LFLmpBlst-T12-96in-95w+MagStd-RS-NLO(721w) | ED-NonDEER | T12-96in-95w | MagStd-RS-NLO | None | 6 | 3 | 2 | 721 | 96in95wT12HOSMg721w | Watts | 721 |  | PreExist |  | N | None |  | Complete | LF lamp and ballast: LF lamp: T12, 96 inch, 95W, 6950 lm, CRI = 60, rated life = 12000 hours (6): LF Ballast: Standard Magnetic (pre-EPACT), Rapid Start, Normal LO (3); Total Watts = 721 | MagRS | 1 | 0 | 0.9 | FALSE | FALSE | 2 | 0 | 0 | 190 | 0 | 0 | 3 | 0 | 0 | 14.69 | 0.4 | 9 | 604 | 10.56 | 0.6 | 1.2 | 30.78 | 0 | 40.89 | 0 | 0 | 423.252 | 0 | 0
LFLmpBlst-T5-22in-14w+El-IS-NLO(34w) | IOU-NonDEER | T5-22in-14w | El-IS-NLO | None | 2 | 1 | 2 | 34 |  | Watts | 34 |  | Measure |  | N | None |  | Complete | LF lamp and ballast: LF lamp: T5, 22 inch, 14W, 1275 lm, CRI = 84, rated life = 25000 hours (2): LF Ballast: Electronic, Instant Start, Normal LO (1); Total Watts = 34 | Elec | 2 | 17.98 | 0.9 | FALSE | FALSE | 2 | 0 | 0 | 28 | 0 | 0 | 1 | 0 | 0 | 21.92 | 0.161 | 19 | 116 | -11.27 | 0.74 | 1.18 | 31.59 | 17.19 | 0 | 0 | -10.14 | 16.288 | 0 | 0 | 34.27
LFLmpBlst-T5-22in-14w+El-PS-HLO(18w) | ED-NonDEER | T5-22in-14w | El-PS-HLO | None | 1 | 1 | 1 | 18 | 22in14wT5PSEl18w | Watts | 18 |  | Measure |  | N | None |  | Complete | LF lamp and ballast: LF lamp: T5, 22 inch, 14W, 1275 lm, CRI = 84, rated life = 25000 hours (1): LF Ballast: Electronic, Programmed Start, High LO (1); Total Watts = 18 | Elec | 2 | 8.99 | 1.025 | FALSE | TRUE | 1 | 0 | 0 | 14 | 0 | 0 | 1 | 0 | 0 | 21.92 | 0.161 | 19 | 116 | -11.27 | 0.74 | 1.18 | 31.59 | 17.19 | 0 | 0 | -10.14 | 31.224 | 0 | 0 | 40.21
LFLmpBlst-T5-22in-14w+El-PS-HLO(34w) | ED-NonDEER | T5-22in-14w | El-PS-HLO | None | 2 | 1 | 2 | 34 | 22in14wT5PSEl34w | Watts | 34 |  | Measure |  | N | None |  | Complete | LF lamp and ballast: LF lamp: T5, 22 inch, 14W, 1275 lm, CRI = 84, rated life = 25000 hours (2): LF Ballast: Electronic, Programmed Start, High LO (1); Total Watts = 34 | Elec | 2 | 17.98 | 1.025 | FALSE | TRUE | 2 | 0 | 0 | 28 | 0 | 0 | 1 | 0 | 0 | 21.92 | 0.161 | 19 | 116 | -11.27 | 0.74 | 1.18 | 31.59 | 17.19 | 0 | 0 | -10.14 | 33.478 | 0 | 0 | 51.46
LFLmpBlst-T5-22in-14w+El-PS-HLO(52w) | ED-NonDEER | T5-22in-14w | El-PS-HLO | None | 3 | 2 | 1+2 | 52 | 22in14wT52PSEl52w | Watts | 52 |  | Measure |  | N | None |  | Complete | LF lamp and ballast: LF lamp: T5, 22 inch, 14W, 1275 lm, CRI = 84, rated life = 25000 hours (3): LF Ballast: Electronic, Programmed Start, High LO (2); Total Watts = 52 | Elec | 2 | 26.97 | 1.025 | FALSE | TRUE | 1 | 2 | 0 | 14 | 28 | 0 | 1 | 1 | 0 | 21.92 | 0.161 | 19 | 116 | -11.27 | 0.74 | 1.18 | 31.59 | 17.19 | 0 | 0 | -10.14 | 31.224 | 33.478 | 0 | 91.67
LFLmpBlst-T5-22in-14w+El-PS-HLO(68w) | ED-NonDEER | T5-22in-14w | El-PS-HLO | None | 4 | 2 | 2 | 68 | 22in14wT52PSEl68w | Watts | 68 |  | Measure |  | N | None |  | Complete | LF lamp and ballast: LF lamp: T5, 22 inch, 14W, 1275 lm, CRI = 84, rated life = 25000 hours (4): LF Ballast: Electronic, Programmed Start, High LO (2); Total Watts = 68 | Elec | 2 | 35.96 | 1.025 | FALSE | TRUE | 2 | 0 | 0 | 28 | 0 | 0 | 2 | 0 | 0 | 21.92 | 0.161 | 19 | 116 | -11.27 | 0.74 | 1.18 | 31.59 | 17.19 | 0 | 0 | -10.14 | 66.956 | 0 | 0 | 102.92
LFLmpBlst-T5-22in-14w+El-PS-NLO(17w) | IOU-NonDEER | T5-22in-14w | El-PS-NLO | None | 1 | 1 | 1 | 17 |  | Watts | 17 |  | Measure |  | N | None |  | Complete | LF lamp and ballast: LF lamp: T5, 22 inch, 14W, 1275 lm, CRI = 84, rated life = 25000 hours (1): LF Ballast: Electronic, Programmed Start, Normal LO (1); Total Watts = 17 | Elec | 2 | 8.99 | 0.9 | FALSE | TRUE | 1 | 0 | 0 | 14 | 0 | 0 | 1 | 0 | 0 | 21.92 | 0.161 | 19 | 116 | -11.27 | 0.74 | 1.18 | 31.59 | 17.19 | 0 | 0 | -10.14 | 31.224 | 0 | 0 | 40.21
LFLmpBlst-T5-22in-14w+El-RS-HLO(34w) | IOU-NonDEER | T5-22in-14w | El-RS-HLO | None | 2 | 1 | 2 | 34 |  | Watts | 34 |  | Measure |  | N | None |  | Complete | LF lamp and ballast: LF lamp: T5, 22 inch, 14W, 1275 lm, CRI = 84, rated life = 25000 hours (2): LF Ballast: Electronic, Rapid Start, High LO (1); Total Watts = 34 | Elec | 2 | 17.98 | 1.025 | FALSE | FALSE | 2 | 0 | 0 | 28 | 0 | 0 | 1 | 0 | 0 | 21.92 | 0.161 | 19 | 116 | -11.27 | 0.74 | 1.18 | 31.59 | 17.19 | 0 | 0 | -10.14 | 16.288 | 0 | 0 | 34.27
LFLmpBlst-T5-22in-14w+El-RS-NLO(32w) | IOU-NonDEER | T5-22in-14w | El-RS-NLO | None | 2 | 1 | 2 | 32 |  | Watts | 32 |  | Measure |  | N | None |  | Complete | LF lamp and ballast: LF lamp: T5, 22 inch, 14W, 1275 lm, CRI = 84, rated life = 25000 hours (2): LF Ballast: Electronic, Rapid Start, Normal LO (1); Total Watts = 32 | Elec | 2 | 17.98 | 0.9 | FALSE | FALSE | 2 | 0 | 0 | 28 | 0 | 0 | 1 | 0 | 0 | 21.92 | 0.161 | 19 | 116 | -11.27 | 0.74 | 1.18 | 31.59 | 17.19 | 0 | 0 | -10.14 | 16.288 | 0 | 0 | 34.27
LFLmpBlst-T5-22in-24w+El-IS-NLO(34w) | IOU-NonDEER | T5-22in-24w | El-IS-NLO | None | 1 | 1 | 1 | 34 |  | Watts | 34 |  | Measure |  | N | None |  | Complete | LF lamp and ballast: LF lamp: T5, 22 inch, 24W, 1900 lm, CRI = 84, rated life = 25000 hours (1): LF Ballast: Electronic, Instant Start, Normal LO (1); Total Watts = 34 | Elec | 2 | 8.11 | 0.9 | FALSE | FALSE | 1 | 0 | 0 | 24 | 0 | 0 | 1 | 0 | 0 | 21.92 | 0.161 | 19 | 116 | -11.27 | 0.74 | 1.18 | 31.59 | 17.19 | 0 | 0 | -10.14 | 15.644 | 0 | 0 | 23.75
LFLmpBlst-T5-22in-24w+El-PS-HLO(104w) | ED-NonDEER | T5-22in-24w | El-PS-HLO | None | 4 | 2 | 2 | 104 | 22in24wT5HO2PSEl104w | Watts | 104 |  | Measure |  | N | None |  | Complete | LF lamp and ballast: LF lamp: T5, 22 inch, 24W, 1900 lm, CRI = 84, rated life = 25000 hours (4): LF Ballast: Electronic, Programmed Start, High LO (2); Total Watts = 104 | Elec | 2 | 32.44 | 1.025 | FALSE | TRUE | 2 | 0 | 0 | 48 | 0 | 0 | 2 | 0 | 0 | 21.92 | 0.161 | 19 | 116 | -11.27 | 0.74 | 1.18 | 31.59 | 17.19 | 0 | 0 | -10.14 | 73.396 | 0 | 0 | 105.84
LFLmpBlst-T5-22in-24w+El-PS-HLO(27w) | ED-NonDEER | T5-22in-24w | El-PS-HLO | None | 1 | 1 | 1 | 27 | 22in24wT5HOPSEl27w | Watts | 27 |  | Measure |  | N | None |  | Complete | LF lamp and ballast: LF lamp: T5, 22 inch, 24W, 1900 lm, CRI = 84, rated life = 25000 hours (1): LF Ballast: Electronic, Programmed Start, High LO (1); Total Watts = 27 | Elec | 2 | 8.11 | 1.025 | FALSE | TRUE | 1 | 0 | 0 | 24 | 0 | 0 | 1 | 0 | 0 | 21.92 | 0.161 | 19 | 116 | -11.27 | 0.74 | 1.18 | 31.59 | 17.19 | 0 | 0 | -10.14 | 32.834 | 0 | 0 | 40.94
LFLmpBlst-T5-22in-24w+El-PS-HLO(52w) | ED-NonDEER | T5-22in-24w | El-PS-HLO | None | 2 | 1 | 2 | 52 | 22in24wT5HOPSEl52w | Watts | 52 |  | Measure |  | N | None |  | Complete | LF lamp and ballast: LF lamp: T5, 22 inch, 24W, 1900 lm, CRI = 84, rated life = 25000 hours (2): LF Ballast: Electronic, Programmed Start, High LO (1); Total Watts = 52 | Elec | 2 | 16.22 | 1.025 | FALSE | TRUE | 2 | 0 | 0 | 48 | 0 | 0 | 1 | 0 | 0 | 21.92 | 0.161 | 19 | 116 | -11.27 | 0.74 | 1.18 | 31.59 | 17.19 | 0 | 0 | -10.14 | 36.698 | 0 | 0 | 52.92
LFLmpBlst-T5-22in-24w+El-PS-HLO(79w) | ED-NonDEER | T5-22in-24w | El-PS-HLO | None | 3 | 2 | 1+2 | 79 | 22in24wT5HO2PSEl79w | Watts | 79 |  | Measure |  | N | None |  | Complete | LF lamp and ballast: LF lamp: T5, 22 inch, 24W, 1900 lm, CRI = 84, rated life = 25000 hours (3): LF Ballast: Electronic, Programmed Start, High LO (2); Total Watts = 79 | Elec | 2 | 24.33 | 1.025 | FALSE | TRUE | 1 | 2 | 0 | 24 | 48 | 0 | 1 | 1 | 0 | 21.92 | 0.161 | 19 | 116 | -11.27 | 0.74 | 1.18 | 31.59 | 17.19 | 0 | 0 | -10.14 | 32.834 | 36.698 | 0 | 93.86
LFLmpBlst-T5-34in-21w+El-IS-NLO(48w) | IOU-NonDEER | T5-34in-21w | El-IS-NLO | None | 2 | 1 | 2 | 48 |  | Watts | 48 |  | Measure |  | N | None |  | Complete | LF lamp and ballast: LF lamp: T5, 34 inch, 21W, 2000 lm, CRI = 85, rated life = 25000 hours (2): LF Ballast: Electronic, Instant Start, Normal LO (1); Total Watts = 48 | Elec | 2 | 20.58 | 0.9 | FALSE | FALSE | 2 | 0 | 0 | 42 | 0 | 0 | 1 | 0 | 0 | 21.92 | 0.161 | 19 | 116 | -11.27 | 0.74 | 1.18 | 31.59 | 17.19 | 0 | 0 | -10.14 | 18.542 | 0 | 0 | 39.12
LFLmpBlst-T5-34in-21w+El-IS-RLO(24w) | IOU-NonDEER | T5-34in-21w | El-IS-RLO | None | 1 | 1 | 1 | 24 |  | Watts | 24 |  | Measure |  | N | None |  | Complete | LF lamp and ballast: LF lamp: T5, 34 inch, 21W, 2000 lm, CRI = 85, rated life = 25000 hours (1): LF Ballast: Electronic, Instant Start, Reduced LO (1); Total Watts = 24 | Elec | 2 | 10.29 | 0.825 | FALSE | FALSE | 1 | 0 | 0 | 21 | 0 | 0 | 1 | 0 | 0 | 21.92 | 0.161 | 19 | 116 | -11.27 | 0.74 | 1.18 | 31.59 | 17.19 | 0 | 0 | -10.14 | 15.161 | 0 | 0 | 25.45
LFLmpBlst-T5-34in-21w+El-IS-RLO(48w) | IOU-NonDEER | T5-34in-21w | El-IS-RLO | None | 2 | 1 | 2 | 48 |  | Watts | 48 |  | Measure |  | N | None |  | Complete | LF lamp and ballast: LF lamp: T5, 34 inch, 21W, 2000 lm, CRI = 85, rated life = 25000 hours (2): LF Ballast: Electronic, Instant Start, Reduced LO (1); Total Watts = 48 | Elec | 2 | 20.58 | 0.825 | FALSE | FALSE | 2 | 0 | 0 | 42 | 0 | 0 | 1 | 0 | 0 | 21.92 | 0.161 | 19 | 116 | -11.27 | 0.74 | 1.18 | 31.59 | 17.19 | 0 | 0 | -10.14 | 18.542 | 0 | 0 | 39.12
LFLmpBlst-T5-34in-21w+El-PS-HLO(25w) | ED-NonDEER | T5-34in-21w | El-PS-HLO | None | 1 | 1 | 1 | 25 | 34in21wT5PSEl25w | Watts | 25 |  | Measure |  | N | None |  | Complete | LF lamp and ballast: LF lamp: T5, 34 inch, 21W, 2000 lm, CRI = 85, rated life = 25000 hours (1): LF Ballast: Electronic, Programmed Start, High LO (1); Total Watts = 25 | Elec | 2 | 10.29 | 1.025 | FALSE | TRUE | 1 | 0 | 0 | 21 | 0 | 0 | 1 | 0 | 0 | 21.92 | 0.161 | 19 | 116 | -11.27 | 0.74 | 1.18 | 31.59 | 17.19 | 0 | 0 | -10.14 | 32.351 | 0 | 0 | 42.64
LFLmpBlst-T5-34in-21w+El-PS-HLO(48w) | ED-NonDEER | T5-34in-21w | El-PS-HLO | None | 2 | 1 | 2 | 48 | 34in21wT5PSEl48w | Watts | 48 |  | Measure |  | N | None |  | Complete | LF lamp and ballast: LF lamp: T5, 34 inch, 21W, 2000 lm, CRI = 85, rated life = 25000 hours (2): LF Ballast: Electronic, Programmed Start, High LO (1); Total Watts = 48 | Elec | 2 | 20.58 | 1.025 | FALSE | TRUE | 2 | 0 | 0 | 42 | 0 | 0 | 1 | 0 | 0 | 21.92 | 0.161 | 19 | 116 | -11.27 | 0.74 | 1.18 | 31.59 | 17.19 | 0 | 0 | -10.14 | 35.732 | 0 | 0 | 56.31
LFLmpBlst-T5-34in-21w+El-PS-HLO(73w) | ED-NonDEER | T5-34in-21w | El-PS-HLO | None | 3 | 2 | 1+2 | 73 | 34in21wT52PSEl73w | Watts | 73 |  | Measure |  | N | None |  | Complete | LF lamp and ballast: LF lamp: T5, 34 inch, 21W, 2000 lm, CRI = 85, rated life = 25000 hours (3): LF Ballast: Electronic, Programmed Start, High LO (2); Total Watts = 73 | Elec | 2 | 30.87 | 1.025 | FALSE | TRUE | 1 | 2 | 0 | 21 | 42 | 0 | 1 | 1 | 0 | 21.92 | 0.161 | 19 | 116 | -11.27 | 0.74 | 1.18 | 31.59 | 17.19 | 0 | 0 | -10.14 | 32.351 | 35.732 | 0 | 98.95
LFLmpBlst-T5-34in-21w+El-PS-HLO(96w) | ED-NonDEER | T5-34in-21w | El-PS-HLO | None | 4 | 2 | 2 | 96 | 34in21wT52PSEl96w | Watts | 96 |  | Measure |  | N | None |  | Complete | LF lamp and ballast: LF lamp: T5, 34 inch, 21W, 2000 lm, CRI = 85, rated life = 25000 hours (4): LF Ballast: Electronic, Programmed Start, High LO (2); Total Watts = 96 | Elec | 2 | 41.16 | 1.025 | FALSE | TRUE | 2 | 0 | 0 | 42 | 0 | 0 | 2 | 0 | 0 | 21.92 | 0.161 | 19 | 116 | -11.27 | 0.74 | 1.18 | 31.59 | 17.19 | 0 | 0 | -10.14 | 71.464 | 0 | 0 | 112.62
LFLmpBlst-T5-34in-39w+El-PS-HLO(127w) | ED-NonDEER | T5-34in-39w | El-PS-HLO | None | 3 | 2 | 1+2 | 127 | 34in39wT5HO2PSEl127w | Watts | 127 |  | Measure |  | N | None |  | Complete | LF lamp and ballast: LF lamp: T5, 34 inch, 39W, 3325 lm, CRI = 85, rated life = 25000 hours (3): LF Ballast: Electronic, Programmed Start, High LO (2); Total Watts = 127 | Elec | 2 | 29.13 | 1.025 | FALSE | TRUE | 1 | 2 | 0 | 39 | 78 | 0 | 1 | 1 | 0 | 21.92 | 0.161 | 19 | 116 | -11.27 | 0.74 | 1.18 | 31.59 | 17.19 | 0 | 0 | -10.14 | 35.249 | 41.528 | 0 | 105.91
LFLmpBlst-T5-34in-39w+El-PS-HLO(170w) | ED-NonDEER | T5-34in-39w | El-PS-HLO | None | 4 | 2 | 2 | 170 | 34in39wT5HO2PSEl170w | Watts | 170 |  | Measure |  | N | None |  | Complete | LF lamp and ballast: LF lamp: T5, 34 inch, 39W, 3325 lm, CRI = 85, rated life = 25000 hours (4): LF Ballast: Electronic, Programmed Start, High LO (2); Total Watts = 170 | Elec | 2 | 38.84 | 1.025 | FALSE | TRUE | 2 | 0 | 0 | 78 | 0 | 0 | 2 | 0 | 0 | 21.92 | 0.161 | 19 | 116 | -11.27 | 0.74 | 1.18 | 31.59 | 17.19 | 0 | 0 | -10.14 | 83.056 | 0 | 0 | 121.9
LFLmpBlst-T5-34in-39w+El-PS-HLO(255w) | ED-NonDEER | T5-34in-39w | El-PS-HLO | None | 6 | 3 | 2 | 255 | 34in39wT5HO3PSEl255w | Watts | 255 |  | Measure |  | N | None |  | Complete | LF lamp and ballast: LF lamp: T5, 34 inch, 39W, 3325 lm, CRI = 85, rated life = 25000 hours (6): LF Ballast: Electronic, Programmed Start, High LO (3); Total Watts = 255 | Elec | 2 | 58.26 | 1.025 | FALSE | TRUE | 2 | 0 | 0 | 78 | 0 | 0 | 3 | 0 | 0 | 21.92 | 0.161 | 19 | 116 | -11.27 | 0.74 | 1.18 | 31.59 | 17.19 | 0 | 0 | -10.14 | 124.584 | 0 | 0 | 182.84
LFLmpBlst-T5-34in-39w+El-PS-HLO(340w) | ED-NonDEER | T5-34in-39w | El-PS-HLO | None | 8 | 4 | 2 | 340 | 34in39wT5HO4PSEl340w | Watts | 340 |  | Measure |  | N | None |  | Complete | LF lamp and ballast: LF lamp: T5, 34 inch, 39W, 3325 lm, CRI = 85, rated life = 25000 hours (8): LF Ballast: Electronic, Programmed Start, High LO (4); Total Watts = 340 | Elec | 2 | 77.68 | 1.025 | FALSE | TRUE | 2 | 0 | 0 | 78 | 0 | 0 | 4 | 0 | 0 | 21.92 | 0.161 | 19 | 116 | -11.27 | 0.74 | 1.18 | 31.59 | 17.19 | 0 | 0 | -10.14 | 166.112 | 0 | 0 | 243.79
LFLmpBlst-T5-34in-39w+El-PS-HLO(42w) | ED-NonDEER | T5-34in-39w | El-PS-HLO | None | 1 | 1 | 1 | 42 | 34in39wT5HOPSEl42w | Watts | 42 |  | Measure |  | N | None |  | Complete | LF lamp and ballast: LF lamp: T5, 34 inch, 39W, 3325 lm, CRI = 85, rated life = 25000 hours (1): LF Ballast: Electronic, Programmed Start, High LO (1); Total Watts = 42 | Elec | 2 | 9.71 | 1.025 | FALSE | TRUE | 1 | 0 | 0 | 39 | 0 | 0 | 1 | 0 | 0 | 21.92 | 0.161 | 19 | 116 | -11.27 | 0.74 | 1.18 | 31.59 | 17.19 | 0 | 0 | -10.14 | 35.249 | 0 | 0 | 44.96
LFLmpBlst-T5-34in-39w+El-PS-HLO(85w) | ED-NonDEER | T5-34in-39w | El-PS-HLO | None | 2 | 1 | 2 | 85 | 34in39wT5HOPSEl85w | Watts | 85 |  | Measure |  | N | None |  | Complete | LF lamp and ballast: LF lamp: T5, 34 inch, 39W, 3325 lm, CRI = 85, rated life = 25000 hours (2): LF Ballast: Electronic, Programmed Start, High LO (1); Total Watts = 85 | Elec | 2 | 19.42 | 1.025 | FALSE | TRUE | 2 | 0 | 0 | 78 | 0 | 0 | 1 | 0 | 0 | 21.92 | 0.161 | 19 | 116 | -11.27 | 0.74 | 1.18 | 31.59 | 17.19 | 0 | 0 | -10.14 | 41.528 | 0 | 0 | 60.95
LFLmpBlst-T5-46in-28w+El-IS-NLO-Dim(72w) | IOU-NonDEER | T5-46in-28w | El-IS-NLO-Dim | Yes | 2 | 1 | 2 | 72 |  | Watts | 72 |  | Measure |  | N | None |  | Complete | LF lamp and ballast: LF lamp: T5, 46 inch, 28W, 2750 lm, CRI = 85, rated life = 25000 hours (2): LF Ballast: Electronic, Instant Start, Normal LO, Dim (1); Total Watts = 72 | Elec | 2 | 21.34 | 0.9 | TRUE | FALSE | 2 | 0 | 0 | 56 | 0 | 0 | 1 | 0 | 0 | 21.92 | 0.161 | 19 | 116 | -11.27 | 0.74 | 1.18 | 31.59 | 17.19 | 0 | 0 | -10.14 | 52.386 | 0 | 0 | 73.73
LFLmpBlst-T5-46in-28w+El-IS-NLO(54w) | IOU-NonDEER | T5-46in-28w | El-IS-NLO | None | 4 | 2 | 2 | 54 |  | Watts | 54 |  | Measure |  | N | None |  | Complete | LF lamp and ballast: LF lamp: T5, 46 inch, 28W, 2750 lm, CRI = 85, rated life = 25000 hours (4): LF Ballast: Electronic, Instant Start, Normal LO (2); Total Watts = 54 | Elec | 2 | 42.68 | 0.9 | FALSE | FALSE | 2 | 0 | 0 | 56 | 0 | 0 | 2 | 0 | 0 | 21.92 | 0.161 | 19 | 116 | -11.27 | 0.74 | 1.18 | 31.59 | 17.19 | 0 | 0 | -10.14 | 41.592 | 0 | 0 | 84.27
LFLmpBlst-T5-46in-28w+El-PS-HLO(128w) | ED-NonDEER | T5-46in-28w | El-PS-HLO | None | 4 | 2 | 2 | 128 | 46in28wT52PSEl128w | Watts | 128 |  | Measure |  | N | None |  | Complete | LF lamp and ballast: LF lamp: T5, 46 inch, 28W, 2750 lm, CRI = 85, rated life = 25000 hours (4): LF Ballast: Electronic, Programmed Start, High LO (2); Total Watts = 128 | Elec | 2 | 42.68 | 1.025 | FALSE | TRUE | 2 | 0 | 0 | 56 | 0 | 0 | 2 | 0 | 0 | 21.92 | 0.161 | 19 | 116 | -11.27 | 0.74 | 1.18 | 31.59 | 17.19 | 0 | 0 | -10.14 | 75.972 | 0 | 0 | 118.65
LFLmpBlst-T5-46in-28w+El-PS-HLO(192w) | ED-NonDEER | T5-46in-28w | El-PS-HLO | None | 6 | 3 | 2 | 192 | 46in28wT53PSEl192w | Watts | 192 |  | Measure |  | N | None |  | Complete | LF lamp and ballast: LF lamp: T5, 46 inch, 28W, 2750 lm, CRI = 85, rated life = 25000 hours (6): LF Ballast: Electronic, Programmed Start, High LO (3); Total Watts = 192 | Elec | 2 | 64.02 | 1.025 | FALSE | TRUE | 2 | 0 | 0 | 56 | 0 | 0 | 3 | 0 | 0 | 21.92 | 0.161 | 19 | 116 | -11.27 | 0.74 | 1.18 | 31.59 | 17.19 | 0 | 0 | -10.14 | 113.958 | 0 | 0 | 177.98
LFLmpBlst-T5-46in-28w+El-PS-HLO(256w) | ED-NonDEER | T5-46in-28w | El-PS-HLO | None | 8 | 4 | 2 | 256 | 46in28wT54PSEl256w | Watts | 256 |  | Measure |  | N | None |  | Complete | LF lamp and ballast: LF lamp: T5, 46 inch, 28W, 2750 lm, CRI = 85, rated life = 25000 hours (8): LF Ballast: Electronic, Programmed Start, High LO (4); Total Watts = 256 | Elec | 2 | 85.36 | 1.025 | FALSE | TRUE | 2 | 0 | 0 | 56 | 0 | 0 | 4 | 0 | 0 | 21.92 | 0.161 | 19 | 116 | -11.27 | 0.74 | 1.18 | 31.59 | 17.19 | 0 | 0 | -10.14 | 151.944 | 0 | 0 | 237.3
LFLmpBlst-T5-46in-28w+El-PS-HLO(32w) | ED-NonDEER | T5-46in-28w | El-PS-HLO | None | 1 | 0.5 | 2 | 32 | 46in28wT5T2PSEl32w | Watts | 32 |  | Measure |  | N | None |  | Complete | LF lamp and ballast: LF lamp: T5, 46 inch, 28W, 2750 lm, CRI = 85, rated life = 25000 hours (1): LF Ballast: Electronic, Programmed Start, High LO (0.5); Total Watts = 32 | Elec | 2 | 10.67 | 1.025 | FALSE | TRUE | 2 | 0 | 0 | 56 | 0 | 0 | 0.5 | 0 | 0 | 21.92 | 0.161 | 19 | 116 | -11.27 | 0.74 | 1.18 | 31.59 | 17.19 | 0 | 0 | -10.14 | 18.993 | 0 | 0 | 29.66
LFLmpBlst-T5-46in-28w+El-PS-HLO(33w) | DEER2011 | T5-46in-28w | El-PS-HLO | None | 1 | 1 | 1 | 33 | 46in28wT5PSEl33w | Watts | 33 |  | Measure |  | N | None |  | Complete | LF lamp and ballast: LF lamp: T5, 46 inch, 28W, 2750 lm, CRI = 85, rated life = 25000 hours (1): LF Ballast: Electronic, Programmed Start, High LO (1); Total Watts = 33 | Elec | 2 | 10.67 | 1.025 | FALSE | TRUE | 1 | 0 | 0 | 28 | 0 | 0 | 1 | 0 | 0 | 21.92 | 0.161 | 19 | 116 | -11.27 | 0.74 | 1.18 | 31.59 | 17.19 | 0 | 0 | -10.14 | 33.478 | 0 | 0 | 44.15
LFLmpBlst-T5-46in-28w+El-PS-HLO(64w) | DEER2011 | T5-46in-28w | El-PS-HLO | None | 2 | 1 | 2 | 64 | 46in28wT5PSEl64w | Watts | 64 |  | Measure |  | N | None |  | Complete | LF lamp and ballast: LF lamp: T5, 46 inch, 28W, 2750 lm, CRI = 85, rated life = 25000 hours (2): LF Ballast: Electronic, Programmed Start, High LO (1); Total Watts = 64 | Elec | 2 | 21.34 | 1.025 | FALSE | TRUE | 2 | 0 | 0 | 56 | 0 | 0 | 1 | 0 | 0 | 21.92 | 0.161 | 19 | 116 | -11.27 | 0.74 | 1.18 | 31.59 | 17.19 | 0 | 0 | -10.14 | 37.986 | 0 | 0 | 59.33
LFLmpBlst-T5-46in-28w+El-PS-HLO(97w) | DEER2011 | T5-46in-28w | El-PS-HLO | None | 3 | 2 | 1+2 | 97 | 46in28wT52PSEl97w | Watts | 97 |  | Measure |  | N | None |  | Complete | LF lamp and ballast: LF lamp: T5, 46 inch, 28W, 2750 lm, CRI = 85, rated life = 25000 hours (3): LF Ballast: Electronic, Programmed Start, High LO (2); Total Watts = 97 | Elec | 2 | 32.01 | 1.025 | FALSE | TRUE | 1 | 2 | 0 | 28 | 56 | 0 | 1 | 1 | 0 | 21.92 | 0.161 | 19 | 116 | -11.27 | 0.74 | 1.18 | 31.59 | 17.19 | 0 | 0 | -10.14 | 33.478 | 37.986 | 0 | 103.47
LFLmpBlst-T5-46in-28w+El-PS-NLO(33w) | IOU-NonDEER | T5-46in-28w | El-PS-NLO | None | 1 | 1 | 1 | 33 |  | Watts | 33 |  | Measure |  | N | None |  | Complete | LF lamp and ballast: LF lamp: T5, 46 inch, 28W, 2750 lm, CRI = 85, rated life = 25000 hours (1): LF Ballast: Electronic, Programmed Start, Normal LO (1); Total Watts = 33 | Elec | 2 | 10.67 | 0.9 | FALSE | TRUE | 1 | 0 | 0 | 28 | 0 | 0 | 1 | 0 | 0 | 21.92 | 0.161 | 19 | 116 | -11.27 | 0.74 | 1.18 | 31.59 | 17.19 | 0 | 0 | -10.14 | 33.478 | 0 | 0 | 44.15
LFLmpBlst-T5-46in-28w+El-RS-HLO(64w) | IOU-NonDEER | T5-46in-28w | El-RS-HLO | None | 2 | 1 | 2 | 64 |  | Watts | 64 |  | Measure |  | N | None |  | Complete | LF lamp and ballast: LF lamp: T5, 46 inch, 28W, 2750 lm, CRI = 85, rated life = 25000 hours (2): LF Ballast: Electronic, Rapid Start, High LO (1); Total Watts = 64 | Elec | 2 | 21.34 | 1.025 | FALSE | FALSE | 2 | 0 | 0 | 56 | 0 | 0 | 1 | 0 | 0 | 21.92 | 0.161 | 19 | 116 | -11.27 | 0.74 | 1.18 | 31.59 | 17.19 | 0 | 0 | -10.14 | 20.796 | 0 | 0 | 42.14
LFLmpBlst-T5-46in-28w+El-RS-NLO(58w) | IOU-NonDEER | T5-46in-28w | El-RS-NLO | None | 2 | 1 | 2 | 58 |  | Watts | 58 |  | Measure |  | N | None |  | Complete | LF lamp and ballast: LF lamp: T5, 46 inch, 28W, 2750 lm, CRI = 85, rated life = 25000 hours (2): LF Ballast: Electronic, Rapid Start, Normal LO (1); Total Watts = 58 | Elec | 2 | 21.34 | 0.9 | FALSE | FALSE | 2 | 0 | 0 | 56 | 0 | 0 | 1 | 0 | 0 | 21.92 | 0.161 | 19 | 116 | -11.27 | 0.74 | 1.18 | 31.59 | 17.19 | 0 | 0 | -10.14 | 20.796 | 0 | 0 | 42.14
LFLmpBlst-T5-46in-49w+El-IS-HLO(106w) | IOU-NonDEER | T5-46in-49w | El-IS-HLO | None | 2 | 1 | 2 | 106 |  | Watts | 106 |  | Measure |  | N | None |  | Complete | LF lamp and ballast: LF lamp: T5, 46 inch, 49W, 4150 lm, CRI = 85, rated life = 25000 hours (2): LF Ballast: Electronic, Instant Start, High LO (1); Total Watts = 106 | Elec | 2 | 19.92 | 1.025 | FALSE | FALSE | 2 | 0 | 0 | 98 | 0 | 0 | 1 | 0 | 0 | 21.92 | 0.161 | 19 | 116 | -11.27 | 0.74 | 1.18 | 31.59 | 17.19 | 0 | 0 | -10.14 | 27.558 | 0 | 0 | 47.48
LFLmpBlst-T5-46in-49w+El-IS-HLO(187w) | IOU-NonDEER | T5-46in-49w | El-IS-HLO | None | 3 | 1 | 3 | 187 |  | Watts | 187 |  | Measure |  | N | None |  | Complete | LF lamp and ballast: LF lamp: T5, 46 inch, 49W, 4150 lm, CRI = 85, rated life = 25000 hours (3): LF Ballast: Electronic, Instant Start, High LO (1); Total Watts = 187 | Elec | 2 | 29.88 | 1.025 | FALSE | FALSE | 3 | 0 | 0 | 147 | 0 | 0 | 1 | 0 | 0 | 21.92 | 0.161 | 19 | 116 | -11.27 | 0.74 | 1.18 | 31.59 | 17.19 | 0 | 0 | -10.14 | 35.447 | 0 | 0 | 65.33
LFLmpBlst-T5-46in-49w+El-IS-HLO(234w) | IOU-NonDEER | T5-46in-49w | El-IS-HLO | None | 4 | 1 | 4 | 234 |  | Watts | 234 |  | Measure |  | N | None |  | Complete | LF lamp and ballast: LF lamp: T5, 46 inch, 49W, 4150 lm, CRI = 85, rated life = 25000 hours (4): LF Ballast: Electronic, Instant Start, High LO (1); Total Watts = 234 | Elec | 2 | 39.84 | 1.025 | FALSE | FALSE | 4 | 0 | 0 | 196 | 0 | 0 | 1 | 0 | 0 | 21.92 | 0.161 | 19 | 116 | -11.27 | 0.74 | 1.18 | 31.59 | 17.19 | 0 | 0 | -10.14 | 43.336 | 0 | 0 | 83.18
LFLmpBlst-T5-46in-49w+El-IS-HLO(49w) | IOU-NonDEER | T5-46in-49w | El-IS-HLO | None | 1 | 1 | 1 | 49 |  | Watts | 49 |  | Measure |  | N | None |  | Complete | LF lamp and ballast: LF lamp: T5, 46 inch, 49W, 4150 lm, CRI = 85, rated life = 25000 hours (1): LF Ballast: Electronic, Instant Start, High LO (1); Total Watts = 49 | Elec | 2 | 9.96 | 1.025 | FALSE | FALSE | 1 | 0 | 0 | 49 | 0 | 0 | 1 | 0 | 0 | 21.92 | 0.161 | 19 | 116 | -11.27 | 0.74 | 1.18 | 31.59 | 17.19 | 0 | 0 | -10.14 | 19.669 | 0 | 0 | 29.63
LFLmpBlst-T5-46in-49w+El-IS-NLO(106w) | IOU-NonDEER | T5-46in-49w | El-IS-NLO | None | 2 | 1 | 2 | 106 |  | Watts | 106 |  | Measure |  | N | None |  | Complete | LF lamp and ballast: LF lamp: T5, 46 inch, 49W, 4150 lm, CRI = 85, rated life = 25000 hours (2): LF Ballast: Electronic, Instant Start, Normal LO (1); Total Watts = 106 | Elec | 2 | 19.92 | 0.9 | FALSE | FALSE | 2 | 0 | 0 | 98 | 0 | 0 | 1 | 0 | 0 | 21.92 | 0.161 | 19 | 116 | -11.27 | 0.74 | 1.18 | 31.59 | 17.19 | 0 | 0 | -10.14 | 27.558 | 0 | 0 | 47.48
LFLmpBlst-T5-46in-49w+El-IS-NLO(172w) | IOU-NonDEER | T5-46in-49w | El-IS-NLO | None | 3 | 1 | 3 | 172 |  | Watts | 172 |  | Measure |  | N | None |  | Complete | LF lamp and ballast: LF lamp: T5, 46 inch, 49W, 4150 lm, CRI = 85, rated life = 25000 hours (3): LF Ballast: Electronic, Instant Start, Normal LO (1); Total Watts = 172 | Elec | 2 | 29.88 | 0.9 | FALSE | FALSE | 3 | 0 | 0 | 147 | 0 | 0 | 1 | 0 | 0 | 21.92 | 0.161 | 19 | 116 | -11.27 | 0.74 | 1.18 | 31.59 | 17.19 | 0 | 0 | -10.14 | 35.447 | 0 | 0 | 65.33
LFLmpBlst-T5-46in-49w+El-IS-NLO(214w) | IOU-NonDEER | T5-46in-49w | El-IS-NLO | None | 4 | 2 | 2 | 214 |  | Watts | 214 |  | Measure |  | N | None |  | Complete | LF lamp and ballast: LF lamp: T5, 46 inch, 49W, 4150 lm, CRI = 85, rated life = 25000 hours (4): LF Ballast: Electronic, Instant Start, Normal LO (2); Total Watts = 214 | Elec | 2 | 39.84 | 0.9 | FALSE | FALSE | 2 | 0 | 0 | 98 | 0 | 0 | 2 | 0 | 0 | 21.92 | 0.161 | 19 | 116 | -11.27 | 0.74 | 1.18 | 31.59 | 17.19 | 0 | 0 | -10.14 | 55.116 | 0 | 0 | 94.96
LFLmpBlst-T5-46in-49w+El-IS-NLO(49.3w) | IOU-NonDeer | T5-46in-49w | El-IS-NLO | None | 1 | 1 | 1 | 49.3 | Thru 6-30-2014 | Watts | 49.3 |  | Measure |  | N | None |  | Complete | LF lamp and ballast: LF lamp: T5, 46 inch, 49W, 4150 lm, CRI = 85, rated life = 25000 hours (1): LF Ballast: Electronic, Instant Start, Normal LO (1); Total Watts = 49.3 | Elec | 2 | 9.96 | 0.9 | FALSE | FALSE | 1 | 0 | 0 | 49 | 0 | 0 | 1 | 0 | 0 | 21.92 | 0.161 | 19 | 116 | -11.27 | 0.74 | 1.18 | 31.59 | 17.19 | 0 | 0 | -10.14 | 19.669 | 0 | 0 | 29.63
LFLmpBlst-T5-46in-49w+El-IS-NLO(49w) | IOU-NonDEER | T5-46in-49w | El-IS-NLO | None | 1 | 1 | 1 | 49 |  | Watts | 49 |  | Measure |  | N | None |  | Complete | LF lamp and ballast: LF lamp: T5, 46 inch, 49W, 4150 lm, CRI = 85, rated life = 25000 hours (1): LF Ballast: Electronic, Instant Start, Normal LO (1); Total Watts = 49 | Elec | 2 | 9.96 | 0.9 | FALSE | FALSE | 1 | 0 | 0 | 49 | 0 | 0 | 1 | 0 | 0 | 21.92 | 0.161 | 19 | 116 | -11.27 | 0.74 | 1.18 | 31.59 | 17.19 | 0 | 0 | -10.14 | 19.669 | 0 | 0 | 29.63
LFLmpBlst-T5-46in-49w+El-IS-NLO(53w) | IOU-NonDEER | T5-46in-49w | El-IS-NLO | None | 1 | 0.5 | 2 | 53 |  | Watts | 53 |  | Measure |  | N | None |  | Complete | LF lamp and ballast: LF lamp: T5, 46 inch, 49W, 4150 lm, CRI = 85, rated life = 25000 hours (1): LF Ballast: Electronic, Instant Start, Normal LO (0.5); Total Watts = 53 | Elec | 2 | 9.96 | 0.9 | FALSE | FALSE | 2 | 0 | 0 | 98 | 0 | 0 | 0.5 | 0 | 0 | 21.92 | 0.161 | 19 | 116 | -11.27 | 0.74 | 1.18 | 31.59 | 17.19 | 0 | 0 | -10.14 | 13.779 | 0 | 0 | 23.74
LFLmpBlst-T5-46in-51w+El-IS-HLO(109w) | IOU-NonDEER | T5-46in-51w | El-IS-HLO | None | 2 | 1 | 2 | 109 |  | Watts | 109 |  | Measure |  | N | None |  | Complete | LF lamp and ballast: LF lamp: T5, 46 inch, 51W, 4150 lm, CRI = 85, rated life = 25000 hours (2): LF Ballast: Electronic, Instant Start, High LO (1); Total Watts = 109 | Elec | 2 | 19.38 | 1.025 | FALSE | FALSE | 2 | 0 | 0 | 102 | 0 | 0 | 1 | 0 | 0 | 21.92 | 0.161 | 19 | 116 | -11.27 | 0.74 | 1.18 | 31.59 | 17.19 | 0 | 0 | -10.14 | 28.202 | 0 | 0 | 47.58
LFLmpBlst-T5-46in-51w+El-IS-HLO(176w) | IOU-NonDEER | T5-46in-51w | El-IS-HLO | None | 3 | 1 | 3 | 176 |  | Watts | 176 |  | Measure |  | N | None |  | Complete | LF lamp and ballast: LF lamp: T5, 46 inch, 51W, 4150 lm, CRI = 85, rated life = 25000 hours (3): LF Ballast: Electronic, Instant Start, High LO (1); Total Watts = 176 | Elec | 2 | 29.07 | 1.025 | FALSE | FALSE | 3 | 0 | 0 | 153 | 0 | 0 | 1 | 0 | 0 | 21.92 | 0.161 | 19 | 116 | -11.27 | 0.74 | 1.18 | 31.59 | 17.19 | 0 | 0 | -10.14 | 36.413 | 0 | 0 | 65.48
LFLmpBlst-T5-46in-51w+El-IS-HLO(234w) | IOU-NonDEER | T5-46in-51w | El-IS-HLO | None | 4 | 1 | 4 | 234 |  | Watts | 234 |  | Measure |  | N | None |  | Complete | LF lamp and ballast: LF lamp: T5, 46 inch, 51W, 4150 lm, CRI = 85, rated life = 25000 hours (4): LF Ballast: Electronic, Instant Start, High LO (1); Total Watts = 234 | Elec | 2 | 38.76 | 1.025 | FALSE | FALSE | 4 | 0 | 0 | 204 | 0 | 0 | 1 | 0 | 0 | 21.92 | 0.161 | 19 | 116 | -11.27 | 0.74 | 1.18 | 31.59 | 17.19 | 0 | 0 | -10.14 | 44.624 | 0 | 0 | 83.38
LFLmpBlst-T5-46in-51w+El-IS-HLO(51w) | IOU-NonDEER | T5-46in-51w | El-IS-HLO | None | 1 | 1 | 1 | 51 |  | Watts | 51 |  | Measure |  | N | None |  | Complete | LF lamp and ballast: LF lamp: T5, 46 inch, 51W, 4150 lm, CRI = 85, rated life = 25000 hours (1): LF Ballast: Electronic, Instant Start, High LO (1); Total Watts = 51 | Elec | 2 | 9.69 | 1.025 | FALSE | FALSE | 1 | 0 | 0 | 51 | 0 | 0 | 1 | 0 | 0 | 21.92 | 0.161 | 19 | 116 | -11.27 | 0.74 | 1.18 | 31.59 | 17.19 | 0 | 0 | -10.14 | 19.991 | 0 | 0 | 29.68
LFLmpBlst-T5-46in-51w+El-IS-NLO(109w) | IOU-NonDEER | T5-46in-51w | El-IS-NLO | None | 2 | 1 | 2 | 109 |  | Watts | 109 |  | Measure |  | N | None |  | Complete | LF lamp and ballast: LF lamp: T5, 46 inch, 51W, 4150 lm, CRI = 85, rated life = 25000 hours (2): LF Ballast: Electronic, Instant Start, Normal LO (1); Total Watts = 109 | Elec | 2 | 19.38 | 0.9 | FALSE | FALSE | 2 | 0 | 0 | 102 | 0 | 0 | 1 | 0 | 0 | 21.92 | 0.161 | 19 | 116 | -11.27 | 0.74 | 1.18 | 31.59 | 17.19 | 0 | 0 | -10.14 | 28.202 | 0 | 0 | 47.58
LFLmpBlst-T5-46in-51w+El-IS-NLO(176w) | IOU-NonDEER | T5-46in-51w | El-IS-NLO | None | 3 | 1 | 3 | 176 |  | Watts | 176 |  | Measure |  | N | None |  | Complete | LF lamp and ballast: LF lamp: T5, 46 inch, 51W, 4150 lm, CRI = 85, rated life = 25000 hours (3): LF Ballast: Electronic, Instant Start, Normal LO (1); Total Watts = 176 | Elec | 2 | 29.07 | 0.9 | FALSE | FALSE | 3 | 0 | 0 | 153 | 0 | 0 | 1 | 0 | 0 | 21.92 | 0.161 | 19 | 116 | -11.27 | 0.74 | 1.18 | 31.59 | 17.19 | 0 | 0 | -10.14 | 36.413 | 0 | 0 | 65.48
LFLmpBlst-T5-46in-51w+El-IS-NLO(218w) | IOU-NonDEER | T5-46in-51w | El-IS-NLO | None | 4 | 2 | 2 | 218 |  | Watts | 218 |  | Measure |  | N | None |  | Complete | LF lamp and ballast: LF lamp: T5, 46 inch, 51W, 4150 lm, CRI = 85, rated life = 25000 hours (4): LF Ballast: Electronic, Instant Start, Normal LO (2); Total Watts = 218 | Elec | 2 | 38.76 | 0.9 | FALSE | FALSE | 2 | 0 | 0 | 102 | 0 | 0 | 2 | 0 | 0 | 21.92 | 0.161 | 19 | 116 | -11.27 | 0.74 | 1.18 | 31.59 | 17.19 | 0 | 0 | -10.14 | 56.404 | 0 | 0 | 95.16
LFLmpBlst-T5-46in-51w+El-IS-NLO(51w) | IOU-NonDEER | T5-46in-51w | El-IS-NLO | None | 1 | 1 | 1 | 51 |  | Watts | 51 |  | Measure |  | N | None |  | Complete | LF lamp and ballast: LF lamp: T5, 46 inch, 51W, 4150 lm, CRI = 85, rated life = 25000 hours (1): LF Ballast: Electronic, Instant Start, Normal LO (1); Total Watts = 51 | Elec | 2 | 9.69 | 0.9 | FALSE | FALSE | 1 | 0 | 0 | 51 | 0 | 0 | 1 | 0 | 0 | 21.92 | 0.161 | 19 | 116 | -11.27 | 0.74 | 1.18 | 31.59 | 17.19 | 0 | 0 | -10.14 | 19.991 | 0 | 0 | 29.68
LFLmpBlst-T5-46in-54w+El-IS-HLO(116w) | IOU-NonDEER | T5-46in-54w | El-IS-HLO | None | 2 | 1 | 2 | 116 |  | Watts | 116 |  | Measure |  | N | None |  | Complete | LF lamp and ballast: LF lamp: T5, 46 inch, 54W, 4750 lm, CRI = 85, rated life = 25000 hours (2): LF Ballast: Electronic, Instant Start, High LO (1); Total Watts = 116 | Elec | 2 | 20.38 | 1.025 | FALSE | FALSE | 2 | 0 | 0 | 108 | 0 | 0 | 1 | 0 | 0 | 21.92 | 0.161 | 19 | 116 | -11.27 | 0.74 | 1.18 | 31.59 | 17.19 | 0 | 0 | -10.14 | 29.168 | 0 | 0 | 49.55
LFLmpBlst-T5-46in-54w+El-IS-HLO(187w) | IOU-NonDEER | T5-46in-54w | El-IS-HLO | None | 3 | 1 | 3 | 187 |  | Watts | 187 |  | Measure |  | N | None |  | Complete | LF lamp and ballast: LF lamp: T5, 46 inch, 54W, 4750 lm, CRI = 85, rated life = 25000 hours (3): LF Ballast: Electronic, Instant Start, High LO (1); Total Watts = 187 | Elec | 2 | 30.57 | 1.025 | FALSE | FALSE | 3 | 0 | 0 | 162 | 0 | 0 | 1 | 0 | 0 | 21.92 | 0.161 | 19 | 116 | -11.27 | 0.74 | 1.18 | 31.59 | 17.19 | 0 | 0 | -10.14 | 37.862 | 0 | 0 | 68.43
LFLmpBlst-T5-46in-54w+El-IS-HLO(234w) | IOU-NonDEER | T5-46in-54w | El-IS-HLO | None | 4 | 1 | 4 | 234 |  | Watts | 234 |  | Measure |  | N | None |  | Complete | LF lamp and ballast: LF lamp: T5, 46 inch, 54W, 4750 lm, CRI = 85, rated life = 25000 hours (4): LF Ballast: Electronic, Instant Start, High LO (1); Total Watts = 234 | Elec | 2 | 40.76 | 1.025 | FALSE | FALSE | 4 | 0 | 0 | 216 | 0 | 0 | 1 | 0 | 0 | 21.92 | 0.161 | 19 | 116 | -11.27 | 0.74 | 1.18 | 31.59 | 17.19 | 0 | 0 | -10.14 | 46.556 | 0 | 0 | 87.32
LFLmpBlst-T5-46in-54w+El-IS-HLO(54w) | IOU-NonDEER | T5-46in-54w | El-IS-HLO | None | 1 | 1 | 1 | 54 |  | Watts | 54 |  | Measure |  | N | None |  | Complete | LF lamp and ballast: LF lamp: T5, 46 inch, 54W, 4750 lm, CRI = 85, rated life = 25000 hours (1): LF Ballast: Electronic, Instant Start, High LO (1); Total Watts = 54 | Elec | 2 | 10.19 | 1.025 | FALSE | FALSE | 1 | 0 | 0 | 54 | 0 | 0 | 1 | 0 | 0 | 21.92 | 0.161 | 19 | 116 | -11.27 | 0.74 | 1.18 | 31.59 | 17.19 | 0 | 0 | -10.14 | 20.474 | 0 | 0 | 30.66
LFLmpBlst-T5-46in-54w+El-IS-NLO(109w) | IOU-NonDeer | T5-46in-54w | El-IS-NLO | None | 2 | 1 | 2 | 109 | Thru 6-30-2014 | Watts | 109 |  | Measure |  | N | None |  | Complete | LF lamp and ballast: LF lamp: T5, 46 inch, 54W, 4750 lm, CRI = 85, rated life = 25000 hours (2): LF Ballast: Electronic, Instant Start, Normal LO (1); Total Watts = 109 | Elec | 2 | 20.38 | 0.9 | FALSE | FALSE | 2 | 0 | 0 | 108 | 0 | 0 | 1 | 0 | 0 | 21.92 | 0.161 | 19 | 116 | -11.27 | 0.74 | 1.18 | 31.59 | 17.19 | 0 | 0 | -10.14 | 29.168 | 0 | 0 | 49.55
LFLmpBlst-T5-46in-54w+El-IS-NLO(116w) | IOU-NonDEER | T5-46in-54w | El-IS-NLO | None | 2 | 1 | 2 | 116 |  | Watts | 116 |  | Measure |  | N | None |  | Complete | LF lamp and ballast: LF lamp: T5, 46 inch, 54W, 4750 lm, CRI = 85, rated life = 25000 hours (2): LF Ballast: Electronic, Instant Start, Normal LO (1); Total Watts = 116 | Elec | 2 | 20.38 | 0.9 | FALSE | FALSE | 2 | 0 | 0 | 108 | 0 | 0 | 1 | 0 | 0 | 21.92 | 0.161 | 19 | 116 | -11.27 | 0.74 | 1.18 | 31.59 | 17.19 | 0 | 0 | -10.14 | 29.168 | 0 | 0 | 49.55
LFLmpBlst-T5-46in-54w+El-IS-NLO(54w) | IOU-NonDEER | T5-46in-54w | El-IS-NLO | None | 1 | 1 | 1 | 54 |  | Watts | 54 |  | Measure |  | N | None |  | Complete | LF lamp and ballast: LF lamp: T5, 46 inch, 54W, 4750 lm, CRI = 85, rated life = 25000 hours (1): LF Ballast: Electronic, Instant Start, Normal LO (1); Total Watts = 54 | Elec | 2 | 10.19 | 0.9 | FALSE | FALSE | 1 | 0 | 0 | 54 | 0 | 0 | 1 | 0 | 0 | 21.92 | 0.161 | 19 | 116 | -11.27 | 0.74 | 1.18 | 31.59 | 17.19 | 0 | 0 | -10.14 | 20.474 | 0 | 0 | 30.66
LFLmpBlst-T5-46in-54w+El-IS-NLO(58w) | IOU-NonDEER | T5-46in-54w | El-IS-NLO | None | 2 | 0.5 | 2 | 58 |  | Watts | 58 |  | Measure |  | N | None |  | Complete | LF lamp and ballast: LF lamp: T5, 46 inch, 54W, 4750 lm, CRI = 85, rated life = 25000 hours (2): LF Ballast: Electronic, Instant Start, Normal LO (0.5); Total Watts = 58 | Elec | 2 | 20.38 | 0.9 | FALSE | FALSE | 2 | 0 | 0 | 108 | 0 | 0 | 0.5 | 0 | 0 | 21.92 | 0.161 | 19 | 116 | -11.27 | 0.74 | 1.18 | 31.59 | 17.19 | 0 | 0 | -10.14 | 14.584 | 0 | 0 | 34.96
LFLmpBlst-T5-46in-54w+El-PS-HLO-1(179w) | ED-NonDEER | T5-46in-54w | El-PS-HLO | None | 3 | 1 | 3 | 179 | 46in54wT5HO2PSEl179w | Watts | 179 |  | Measure |  | N | None |  | Complete | LF lamp and ballast: LF lamp: T5, 46 inch, 54W, 4750 lm, CRI = 85, rated life = 25000 hours (3): LF Ballast: Electronic, Programmed Start, High LO (1); Total Watts = 179 | Elec | 2 | 30.57 | 1.025 | FALSE | TRUE | 3 | 0 | 0 | 162 | 0 | 0 | 1 | 0 | 0 | 21.92 | 0.161 | 19 | 116 | -11.27 | 0.74 | 1.18 | 31.59 | 17.19 | 0 | 0 | -10.14 | 55.052 | 0 | 0 | 85.62
LFLmpBlst-T5-46in-54w+El-PS-HLO-1(234w) | DEER2011 | T5-46in-54w | El-PS-HLO | None | 4 | 1 | 4 | 234 | 46in54wT5HO2PSEl234w | Watts | 234 |  | Measure |  | N | None |  | Complete | LF lamp and ballast: LF lamp: T5, 46 inch, 54W, 4750 lm, CRI = 85, rated life = 25000 hours (4): LF Ballast: Electronic, Programmed Start, High LO (1); Total Watts = 234 | Elec | 2 | 40.76 | 1.025 | FALSE | TRUE | 4 | 0 | 0 | 216 | 0 | 0 | 1 | 0 | 0 | 21.92 | 0.161 | 19 | 116 | -11.27 | 0.74 | 1.18 | 31.59 | 17.19 | 0 | 0 | -10.14 | 63.746 | 0 | 0 | 104.51
LFLmpBlst-T5-46in-54w+El-PS-HLO-1(351w) | DEER2011 | T5-46in-54w | El-PS-HLO | None | 6 | 2 | 3 | 351 | 46in54wT5HO3PSEl351w | Watts | 351 |  | Measure |  | N | None |  | Complete | LF lamp and ballast: LF lamp: T5, 46 inch, 54W, 4750 lm, CRI = 85, rated life = 25000 hours (6): LF Ballast: Electronic, Programmed Start, High LO (2); Total Watts = 351 | Elec | 2 | 61.14 | 1.025 | FALSE | TRUE | 3 | 0 | 0 | 162 | 0 | 0 | 2 | 0 | 0 | 21.92 | 0.161 | 19 | 116 | -11.27 | 0.74 | 1.18 | 31.59 | 17.19 | 0 | 0 | -10.14 | 110.104 | 0 | 0 | 171.24
LFLmpBlst-T5-46in-54w+El-PS-HLO-1(468w) | ED-NonDEER | T5-46in-54w | El-PS-HLO | None | 8 | 2 | 4 | 468 | 46in54wT5HO4PSEl468w | Watts | 468 |  | Measure |  | N | None |  | Complete | LF lamp and ballast: LF lamp: T5, 46 inch, 54W, 4750 lm, CRI = 85, rated life = 25000 hours (8): LF Ballast: Electronic, Programmed Start, High LO (2); Total Watts = 468 | Elec | 2 | 81.52 | 1.025 | FALSE | TRUE | 4 | 0 | 0 | 216 | 0 | 0 | 2 | 0 | 0 | 21.92 | 0.161 | 19 | 116 | -11.27 | 0.74 | 1.18 | 31.59 | 17.19 | 0 | 0 | -10.14 | 127.492 | 0 | 0 | 209.01
LFLmpBlst-T5-46in-54w+El-PS-HLO-2(179w) | IOU-NonDEER | T5-46in-54w | El-PS-HLO | None | 3 | 2 | 1+2 | 179 |  | Watts | 179 |  | Measure |  | N | None |  | Complete | LF lamp and ballast: LF lamp: T5, 46 inch, 54W, 4750 lm, CRI = 85, rated life = 25000 hours (3): LF Ballast: Electronic, Programmed Start, High LO (2); Total Watts = 179 | Elec | 2 | 30.57 | 1.025 | FALSE | TRUE | 1 | 2 | 0 | 54 | 108 | 0 | 1 | 1 | 0 | 21.92 | 0.161 | 19 | 116 | -11.27 | 0.74 | 1.18 | 31.59 | 17.19 | 0 | 0 | -10.14 | 37.664 | 46.358 | 0 | 114.59
LFLmpBlst-T5-46in-54w+El-PS-HLO-2(234w) | IOU-NonDEER | T5-46in-54w | El-PS-HLO | None | 4 | 2 | 2 | 234 |  | Watts | 234 |  | Measure |  | N | None |  | Complete | LF lamp and ballast: LF lamp: T5, 46 inch, 54W, 4750 lm, CRI = 85, rated life = 25000 hours (4): LF Ballast: Electronic, Programmed Start, High LO (2); Total Watts = 234 | Elec | 2 | 40.76 | 1.025 | FALSE | TRUE | 2 | 0 | 0 | 108 | 0 | 0 | 2 | 0 | 0 | 21.92 | 0.161 | 19 | 116 | -11.27 | 0.74 | 1.18 | 31.59 | 17.19 | 0 | 0 | -10.14 | 92.716 | 0 | 0 | 133.48
LFLmpBlst-T5-46in-54w+El-PS-HLO-2(351w) | IOU-NonDEER | T5-46in-54w | El-PS-HLO | None | 6 | 3 | 2 | 351 |  | Watts | 351 |  | Measure |  | N | None |  | Complete | LF lamp and ballast: LF lamp: T5, 46 inch, 54W, 4750 lm, CRI = 85, rated life = 25000 hours (6): LF Ballast: Electronic, Programmed Start, High LO (3); Total Watts = 351 | Elec | 2 | 61.14 | 1.025 | FALSE | TRUE | 2 | 0 | 0 | 108 | 0 | 0 | 3 | 0 | 0 | 21.92 | 0.161 | 19 | 116 | -11.27 | 0.74 | 1.18 | 31.59 | 17.19 | 0 | 0 | -10.14 | 139.074 | 0 | 0 | 200.21
LFLmpBlst-T5-46in-54w+El-PS-HLO-2(468w) | IOU-NonDEER | T5-46in-54w | El-PS-HLO | None | 8 | 4 | 2 | 468 |  | Watts | 468 |  | Measure |  | N | None |  | Complete | LF lamp and ballast: LF lamp: T5, 46 inch, 54W, 4750 lm, CRI = 85, rated life = 25000 hours (8): LF Ballast: Electronic, Programmed Start, High LO (4); Total Watts = 468 | Elec | 2 | 81.52 | 1.025 | FALSE | TRUE | 2 | 0 | 0 | 108 | 0 | 0 | 4 | 0 | 0 | 21.92 | 0.161 | 19 | 116 | -11.27 | 0.74 | 1.18 | 31.59 | 17.19 | 0 | 0 | -10.14 | 185.432 | 0 | 0 | 266.95
LFLmpBlst-T5-46in-54w+El-PS-HLO(117w) | DEER2011 | T5-46in-54w | El-PS-HLO | None | 2 | 1 | 2 | 117 | 46in54wT5HOPSEl117w | Watts | 117 |  | Measure |  | N | None |  | Complete | LF lamp and ballast: LF lamp: T5, 46 inch, 54W, 4750 lm, CRI = 85, rated life = 25000 hours (2): LF Ballast: Electronic, Programmed Start, High LO (1); Total Watts = 117 | Elec | 2 | 20.38 | 1.025 | FALSE | TRUE | 2 | 0 | 0 | 108 | 0 | 0 | 1 | 0 | 0 | 21.92 | 0.161 | 19 | 116 | -11.27 | 0.74 | 1.18 | 31.59 | 17.19 | 0 | 0 | -10.14 | 46.358 | 0 | 0 | 66.74
LFLmpBlst-T5-46in-54w+El-PS-HLO(585w) | IOU-NonDEER | T5-46in-54w | El-PS-HLO | None | 10 | 3 | 4+4+2 | 585 |  | Watts | 585 |  | Measure |  | N | None |  | Complete | LF lamp and ballast: LF lamp: T5, 46 inch, 54W, 4750 lm, CRI = 85, rated life = 25000 hours (10): LF Ballast: Electronic, Programmed Start, High LO (3); Total Watts = 585 | Elec | 2 | 101.9 | 1.025 | FALSE | TRUE | 4 | 4 | 2 | 216 | 216 | 108 | 1 | 1 | 1 | 21.92 | 0.161 | 19 | 116 | -11.27 | 0.74 | 1.18 | 31.59 | 17.19 | 0 | 0 | -10.14 | 63.746 | 63.746 | 46.358 | 275.75
LFLmpBlst-T5-46in-54w+El-PS-HLO(59w) | DEER2011 | T5-46in-54w | El-PS-HLO | None | 1 | 0.5 | 2 | 59 | 46in54wT5HOT2PSEl59w | Watts | 59 |  | Measure |  | N | None |  | Complete | LF lamp and ballast: LF lamp: T5, 46 inch, 54W, 4750 lm, CRI = 85, rated life = 25000 hours (1): LF Ballast: Electronic, Programmed Start, High LO (0.5); Total Watts = 59 | Elec | 2 | 10.19 | 1.025 | FALSE | TRUE | 2 | 0 | 0 | 108 | 0 | 0 | 0.5 | 0 | 0 | 21.92 | 0.161 | 19 | 116 | -11.27 | 0.74 | 1.18 | 31.59 | 17.19 | 0 | 0 | -10.14 | 23.179 | 0 | 0 | 33.37
LFLmpBlst-T5-46in-54w+El-PS-HLO(62w) | DEER2011 | T5-46in-54w | El-PS-HLO | None | 1 | 1 | 1 | 62 | 46in54wT5HOPSEl62w | Watts | 62 |  | Measure |  | N | None |  | Complete | LF lamp and ballast: LF lamp: T5, 46 inch, 54W, 4750 lm, CRI = 85, rated life = 25000 hours (1): LF Ballast: Electronic, Programmed Start, High LO (1); Total Watts = 62 | Elec | 2 | 10.19 | 1.025 | FALSE | TRUE | 1 | 0 | 0 | 54 | 0 | 0 | 1 | 0 | 0 | 21.92 | 0.161 | 19 | 116 | -11.27 | 0.74 | 1.18 | 31.59 | 17.19 | 0 | 0 | -10.14 | 37.664 | 0 | 0 | 47.85
LFLmpBlst-T5-46in-54w+El-PS-NLO(116w) | IOU-NonDEER | T5-46in-54w | El-PS-NLO | None | 2 | 1 | 2 | 116 |  | Watts | 116 |  | Measure |  | N | None |  | Complete | LF lamp and ballast: LF lamp: T5, 46 inch, 54W, 4750 lm, CRI = 85, rated life = 25000 hours (2): LF Ballast: Electronic, Programmed Start, Normal LO (1); Total Watts = 116 | Elec | 2 | 20.38 | 0.9 | FALSE | TRUE | 2 | 0 | 0 | 108 | 0 | 0 | 1 | 0 | 0 | 21.92 | 0.161 | 19 | 116 | -11.27 | 0.74 | 1.18 | 31.59 | 17.19 | 0 | 0 | -10.14 | 46.358 | 0 | 0 | 66.74
LFLmpBlst-T5-46in-54w+El-PS-NLO(54w) | IOU-NonDEER | T5-46in-54w | El-PS-NLO | None | 1 | 1 | 1 | 54 |  | Watts | 54 |  | Measure |  | N | None |  | Complete | LF lamp and ballast: LF lamp: T5, 46 inch, 54W, 4750 lm, CRI = 85, rated life = 25000 hours (1): LF Ballast: Electronic, Programmed Start, Normal LO (1); Total Watts = 54 | Elec | 2 | 10.19 | 0.9 | FALSE | TRUE | 1 | 0 | 0 | 54 | 0 | 0 | 1 | 0 | 0 | 21.92 | 0.161 | 19 | 116 | -11.27 | 0.74 | 1.18 | 31.59 | 17.19 | 0 | 0 | -10.14 | 37.664 | 0 | 0 | 47.85 | s
LFLmpBlst-T5-46in-54w+El-PS-NLO(59w) | IOU-NonDEER | T5-46in-54w | El-PS-NLO | None | 1 | 0.5 | 1 | 59 |  | Watts | 59 |  | Measure |  | N | None |  | Complete | LF lamp and ballast: LF lamp: T5, 46 inch, 54W, 4750 lm, CRI = 85, rated life = 25000 hours (1): LF Ballast: Electronic, Programmed Start, Normal LO (0.5); Total Watts = 59 | Elec | 2 | 10.19 | 0.9 | FALSE | TRUE | 1 | 0 | 0 | 54 | 0 | 0 | 0.5 | 0 | 0 | 21.92 | 0.161 | 19 | 116 | -11.27 | 0.74 | 1.18 | 31.59 | 17.19 | 0 | 0 | -10.14 | 18.832 | 0 | 0 | 29.02
LFLmpBlst-T5-58in-35w+El-PS-HLO(118w) | ED-NonDEER | T5-58in-35w | El-PS-HLO | None | 3 | 2 | 1+2 | 118 | 58in35wT52PSEl118w | Watts | 118 |  | Measure |  | N | None |  | Complete | LF lamp and ballast: LF lamp: T5, 58 inch, 35W, 3450 lm, CRI = 85, rated life = 25000 hours (3): LF Ballast: Electronic, Programmed Start, High LO (2); Total Watts = 118 | Elec | 2 | 32.43 | 1.025 | FALSE | TRUE | 1 | 2 | 0 | 35 | 70 | 0 | 1 | 1 | 0 | 21.92 | 0.161 | 19 | 116 | -11.27 | 0.74 | 1.18 | 31.59 | 17.19 | 0 | 0 | -10.14 | 34.605 | 40.24 | 0 | 107.28
LFLmpBlst-T5-58in-35w+El-PS-HLO(156w) | ED-NonDEER | T5-58in-35w | El-PS-HLO | None | 4 | 2 | 2 | 156 | 58in35wT52PSEl156w | Watts | 156 |  | Measure |  | N | None |  | Complete | LF lamp and ballast: LF lamp: T5, 58 inch, 35W, 3450 lm, CRI = 85, rated life = 25000 hours (4): LF Ballast: Electronic, Programmed Start, High LO (2); Total Watts = 156 | Elec | 2 | 43.24 | 1.025 | FALSE | TRUE | 2 | 0 | 0 | 70 | 0 | 0 | 2 | 0 | 0 | 21.92 | 0.161 | 19 | 116 | -11.27 | 0.74 | 1.18 | 31.59 | 17.19 | 0 | 0 | -10.14 | 80.48 | 0 | 0 | 123.72
LFLmpBlst-T5-58in-35w+El-PS-HLO(234w) | ED-NonDEER | T5-58in-35w | El-PS-HLO | None | 6 | 3 | 2 | 234 | 58in35wT53PSEl234w | Watts | 234 |  | Measure |  | N | None |  | Complete | LF lamp and ballast: LF lamp: T5, 58 inch, 35W, 3450 lm, CRI = 85, rated life = 25000 hours (6): LF Ballast: Electronic, Programmed Start, High LO (3); Total Watts = 234 | Elec | 2 | 64.86 | 1.025 | FALSE | TRUE | 2 | 0 | 0 | 70 | 0 | 0 | 3 | 0 | 0 | 21.92 | 0.161 | 19 | 116 | -11.27 | 0.74 | 1.18 | 31.59 | 17.19 | 0 | 0 | -10.14 | 120.72 | 0 | 0 | 185.58
LFLmpBlst-T5-58in-35w+El-PS-HLO(312w) | ED-NonDEER | T5-58in-35w | El-PS-HLO | None | 8 | 4 | 2 | 312 | 58in35wT54PSEl312w | Watts | 312 |  | Measure |  | N | None |  | Complete | LF lamp and ballast: LF lamp: T5, 58 inch, 35W, 3450 lm, CRI = 85, rated life = 25000 hours (8): LF Ballast: Electronic, Programmed Start, High LO (4); Total Watts = 312 | Elec | 2 | 86.48 | 1.025 | FALSE | TRUE | 2 | 0 | 0 | 70 | 0 | 0 | 4 | 0 | 0 | 21.92 | 0.161 | 19 | 116 | -11.27 | 0.74 | 1.18 | 31.59 | 17.19 | 0 | 0 | -10.14 | 160.96 | 0 | 0 | 247.44
LFLmpBlst-T5-58in-35w+El-PS-HLO(40w) | ED-NonDEER | T5-58in-35w | El-PS-HLO | None | 1 | 1 | 1 | 40 | 58in35wT5PSEl40w | Watts | 40 |  | Measure |  | N | None |  | Complete | LF lamp and ballast: LF lamp: T5, 58 inch, 35W, 3450 lm, CRI = 85, rated life = 25000 hours (1): LF Ballast: Electronic, Programmed Start, High LO (1); Total Watts = 40 | Elec | 2 | 10.81 | 1.025 | FALSE | TRUE | 1 | 0 | 0 | 35 | 0 | 0 | 1 | 0 | 0 | 21.92 | 0.161 | 19 | 116 | -11.27 | 0.74 | 1.18 | 31.59 | 17.19 | 0 | 0 | -10.14 | 34.605 | 0 | 0 | 45.42
LFLmpBlst-T5-58in-35w+El-PS-HLO(78w) | ED-NonDEER | T5-58in-35w | El-PS-HLO | None | 2 | 1 | 2 | 78 | 58in35wT5PSEl78w | Watts | 78 |  | Measure |  | N | None |  | Complete | LF lamp and ballast: LF lamp: T5, 58 inch, 35W, 3450 lm, CRI = 85, rated life = 25000 hours (2): LF Ballast: Electronic, Programmed Start, High LO (1); Total Watts = 78 | Elec | 2 | 21.62 | 1.025 | FALSE | TRUE | 2 | 0 | 0 | 70 | 0 | 0 | 1 | 0 | 0 | 21.92 | 0.161 | 19 | 116 | -11.27 | 0.74 | 1.18 | 31.59 | 17.19 | 0 | 0 | -10.14 | 40.24 | 0 | 0 | 61.86
LFLmpBlst-T5-58in-80w+El-PS-HLO(89w) | ED-NonDEER | T5-58in-80w | El-PS-HLO | None | 1 | 1 | 1 | 89 | 58in80wT5HOPSEl89w | Watts | 89 |  | Measure |  | N | None |  | Complete | LF lamp and ballast: LF lamp: T5, 58 inch, 80W, 6650 lm, CRI = 85, rated life = 25000 hours (1): LF Ballast: Electronic, Programmed Start, High LO (1); Total Watts = 89 | Elec | 2 | 0 | 1.025 | FALSE | TRUE | 1 | 0 | 0 | 80 | 0 | 0 | 1 | 0 | 0 | 21.92 | 0.161 | 19 | 116 | -11.27 | 0.74 | 1.18 | 31.59 | 17.19 | 0 | 0 | -10.14 | 41.85 | 0 | 0
LFLmpBlst-T8-18in-15w+MagStd-RS-HLO(19w) | ED-NonDEER | T8-18in-15w | MagStd-RS-HLO | None | 1 | 1 | 1 | 19 | 18in15wT8SMg19w | Watts | 19 |  | PreExist |  | N | None |  | Complete | LF lamp and ballast: LF lamp: T8, 18 inch, 15W, 725 lm, CRI = 90, rated life = 15000 hours (1): LF Ballast: Standard Magnetic (pre-EPACT), Rapid Start, High LO (1); Total Watts = 19 | MagRS | 1 | 0 | 1.025 | FALSE | FALSE | 1 | 0 | 0 | 15 | 0 | 0 | 1 | 0 | 0 | 14.69 | 0.4 | 9 | 604 | 10.56 | 0.6 | 1.2 | 30.78 | 0 | 40.89 | 0 | 0 | 72.404 | 0 | 0
LFLmpBlst-T8-18in-15w+MagStd-RS-HLO(36w) | ED-NonDEER | T8-18in-15w | MagStd-RS-HLO | None | 2 | 1 | 2 | 36 | 18in15wT8SMg36w | Watts | 36 |  | PreExist |  | N | None |  | Complete | LF lamp and ballast: LF lamp: T8, 18 inch, 15W, 725 lm, CRI = 90, rated life = 15000 hours (2): LF Ballast: Standard Magnetic (pre-EPACT), Rapid Start, High LO (1); Total Watts = 36 | MagRS | 1 | 0 | 1.025 | FALSE | FALSE | 2 | 0 | 0 | 30 | 0 | 0 | 1 | 0 | 0 | 14.69 | 0.4 | 9 | 604 | 10.56 | 0.6 | 1.2 | 30.78 | 0 | 40.89 | 0 | 0 | 78.404 | 0 | 0
LFLmpBlst-T8-24in-17w+El-IS-HLO(35w) | IOU-NonDEER | T8-24in-17w | El-IS-HLO | None | 2 | 2 | 1 | 35 |  | Watts | 35 |  | Code |  | N | None |  | Complete | LF lamp and ballast: LF lamp: T8, 24 inch, 17W, 1200 lm, CRI = 90, rated life = 15000 hours (2): LF Ballast: Electronic, Instant Start, High LO (2); Total Watts = 35 | Elec | 2 | 0 | 1.025 | FALSE | FALSE | 1 | 0 | 0 | 17 | 0 | 0 | 2 | 0 | 0 | 21.92 | 0.161 | 19 | 116 | -11.27 | 0.74 | 1.18 | 31.59 | 17.19 | 0 | 0 | -10.14 | 29.034 | 0 | 0
LFLmpBlst-T8-24in-17w+El-IS-HLO(49w) | ED-NonDEER | T8-24in-17w | El-IS-HLO | None | 3 | 1 | 3 | 49 | 24in17wT8ISHEl49w | Watts | 49 |  | Measure |  | N | None |  | Complete | LF lamp and ballast: LF lamp: T8, 24 inch, 17W, 1200 lm, CRI = 90, rated life = 15000 hours (3): LF Ballast: Electronic, Instant Start, High LO (1); Total Watts = 49 | Elec | 2 | 0 | 1.025 | FALSE | FALSE | 3 | 0 | 0 | 51 | 0 | 0 | 1 | 0 | 0 | 21.92 | 0.161 | 19 | 116 | -11.27 | 0.74 | 1.18 | 31.59 | 17.19 | 0 | 0 | -10.14 | 19.991 | 0 | 0
LFLmpBlst-T8-24in-17w+El-IS-NLO(15w) | ED-NonDEER | T8-24in-17w | El-IS-NLO | None | 1 | 0.25 | 4 | 15 | 24in17wT8T4ISNEl15w | Watts | 15 |  | Measure |  | N | None |  | Complete | LF lamp and ballast: LF lamp: T8, 24 inch, 17W, 1200 lm, CRI = 90, rated life = 15000 hours (1): LF Ballast: Electronic, Instant Start, Normal LO (0.25); Total Watts = 15 | Elec | 2 | 0 | 0.9 | FALSE | FALSE | 4 | 0 | 0 | 68 | 0 | 0 | 0.25 | 0 | 0 | 21.92 | 0.161 | 19 | 116 | -11.27 | 0.74 | 1.18 | 31.59 | 17.19 | 0 | 0 | -10.14 | 5.682 | 0 | 0
LFLmpBlst-T8-24in-17w+El-IS-NLO(16w) | ED-NonDEER | T8-24in-17w | El-IS-NLO | None | 1 | 0.33 | 3 | 16 | 24in17wT8T3ISNEl16w | Watts | 16 |  | Measure |  | N | None |  | Complete | LF lamp and ballast: LF lamp: T8, 24 inch, 17W, 1200 lm, CRI = 90, rated life = 15000 hours (1): LF Ballast: Electronic, Instant Start, Normal LO (0.33); Total Watts = 16 | Elec | 2 | 0 | 0.9 | FALSE | FALSE | 3 | 0 | 0 | 51 | 0 | 0 | 0.33 | 0 | 0 | 21.92 | 0.161 | 19 | 116 | -11.27 | 0.74 | 1.18 | 31.59 | 17.19 | 0 | 0 | -10.14 | 6.597 | 0 | 0
LFLmpBlst-T8-24in-17w+El-IS-NLO(17w) | ED-NonDEER | T8-24in-17w | El-IS-NLO | None | 1 | 0.5 | 2 | 17 | 24in17wT8T2ISNEl17w | Watts | 17 |  | Measure |  | N | None |  | Complete | LF lamp and ballast: LF lamp: T8, 24 inch, 17W, 1200 lm, CRI = 90, rated life = 15000 hours (1): LF Ballast: Electronic, Instant Start, Normal LO (0.5); Total Watts = 17 | Elec | 2 | 0 | 0.9 | FALSE | FALSE | 2 | 0 | 0 | 34 | 0 | 0 | 0.5 | 0 | 0 | 21.92 | 0.161 | 19 | 116 | -11.27 | 0.74 | 1.18 | 31.59 | 17.19 | 0 | 0 | -10.14 | 8.627 | 0 | 0
LFLmpBlst-T8-24in-17w+El-IS-NLO(20w) | ED-NonDEER | T8-24in-17w | El-IS-NLO | None | 1 | 1 | 1 | 20 | 24in17wT8ISNEl20w | Watts | 20 |  | Measure |  | N | None |  | Complete | LF lamp and ballast: LF lamp: T8, 24 inch, 17W, 1200 lm, CRI = 90, rated life = 15000 hours (1): LF Ballast: Electronic, Instant Start, Normal LO (1); Total Watts = 20 | Elec | 2 | 0 | 0.9 | FALSE | FALSE | 1 | 0 | 0 | 17 | 0 | 0 | 1 | 0 | 0 | 21.92 | 0.161 | 19 | 116 | -11.27 | 0.74 | 1.18 | 31.59 | 17.19 | 0 | 0 | -10.14 | 14.517 | 0 | 0
LFLmpBlst-T8-24in-17w+El-IS-NLO(31w) | ED-NonDEER | T8-24in-17w | El-IS-NLO | None | 2 | 0.5 | 4 | 31 | 24in17wT8T4ISNEl31w | Watts | 31 |  | Measure |  | N | None |  | Complete | LF lamp and ballast: LF lamp: T8, 24 inch, 17W, 1200 lm, CRI = 90, rated life = 15000 hours (2): LF Ballast: Electronic, Instant Start, Normal LO (0.5); Total Watts = 31 | Elec | 2 | 0 | 0.9 | FALSE | FALSE | 4 | 0 | 0 | 68 | 0 | 0 | 0.5 | 0 | 0 | 21.92 | 0.161 | 19 | 116 | -11.27 | 0.74 | 1.18 | 31.59 | 17.19 | 0 | 0 | -10.14 | 11.364 | 0 | 0
LFLmpBlst-T8-24in-17w+El-IS-NLO(33w) | ED-NonDEER | T8-24in-17w | El-IS-NLO | None | 2 | 1 | 2 | 33 | 24in17wT8ISNEl33w | Watts | 33 |  | Measure |  | N | None |  | Complete | LF lamp and ballast: LF lamp: T8, 24 inch, 17W, 1200 lm, CRI = 90, rated life = 15000 hours (2): LF Ballast: Electronic, Instant Start, Normal LO (1); Total Watts = 33 | Elec | 2 | 0 | 0.9 | FALSE | FALSE | 2 | 0 | 0 | 34 | 0 | 0 | 1 | 0 | 0 | 21.92 | 0.161 | 19 | 116 | -11.27 | 0.74 | 1.18 | 31.59 | 17.19 | 0 | 0 | -10.14 | 17.254 | 0 | 0
LFLmpBlst-T8-24in-17w+El-IS-NLO(47w) | ED-NonDEER | T8-24in-17w | El-IS-NLO | None | 3 | 1 | 3 | 47 | 24in17wT8ISNEl47w | Watts | 47 |  | Measure |  | N | None |  | Complete | LF lamp and ballast: LF lamp: T8, 24 inch, 17W, 1200 lm, CRI = 90, rated life = 15000 hours (3): LF Ballast: Electronic, Instant Start, Normal LO (1); Total Watts = 47 | Elec | 2 | 0 | 0.9 | FALSE | FALSE | 3 | 0 | 0 | 51 | 0 | 0 | 1 | 0 | 0 | 21.92 | 0.161 | 19 | 116 | -11.27 | 0.74 | 1.18 | 31.59 | 17.19 | 0 | 0 | -10.14 | 19.991 | 0 | 0
LFLmpBlst-T8-24in-17w+El-IS-NLO(61w) | ED-NonDEER | T8-24in-17w | El-IS-NLO | None | 4 | 1 | 4 | 61 | 24in17wT8ISNEl61w | Watts | 61 |  | Measure |  | N | None |  | Complete | LF lamp and ballast: LF lamp: T8, 24 inch, 17W, 1200 lm, CRI = 90, rated life = 15000 hours (4): LF Ballast: Electronic, Instant Start, Normal LO (1); Total Watts = 61 | Elec | 2 | 0 | 0.9 | FALSE | FALSE | 4 | 0 | 0 | 68 | 0 | 0 | 1 | 0 | 0 | 21.92 | 0.161 | 19 | 116 | -11.27 | 0.74 | 1.18 | 31.59 | 17.19 | 0 | 0 | -10.14 | 22.728 | 0 | 0
LFLmpBlst-T8-24in-17w+El-IS-NLO+Refl(31w) | IOU-NonDEER | T8-24in-17w | El-IS-NLO | None | 2 | 1 | 2 | 31 |  | Watts | 31 |  | Code |  | N | Refl |  | Complete | LF lamp and ballast: LF lamp: T8, 24 inch, 17W, 1200 lm, CRI = 90, rated life = 15000 hours (2): LF Ballast: Electronic, Instant Start, Normal LO (1); Any type of reflector; Total Watts = 31 | Elec | 2 | 0 | 0.9 | FALSE | FALSE | 2 | 0 | 0 | 34 | 0 | 0 | 1 | 0 | 0 | 21.92 | 0.161 | 19 | 116 | -11.27 | 0.74 | 1.18 | 31.59 | 17.19 | 0 | 0 | -10.14 | 17.254 | 0 | 0
LFLmpBlst-T8-24in-17w+El-IS-RLO-1(14w) | ED-NonDEER | T8-24in-17w | El-IS-RLO | None | 1 | 0.25 | 4 | 14 | 24in17wT8T4ISREl14w | Watts | 14 |  | Measure |  | N | None |  | Complete | LF lamp and ballast: LF lamp: T8, 24 inch, 17W, 1200 lm, CRI = 90, rated life = 15000 hours (1): LF Ballast: Electronic, Instant Start, Reduced LO (0.25); Total Watts = 14 | Elec | 2 | 0 | 0.825 | FALSE | FALSE | 4 | 0 | 0 | 68 | 0 | 0 | 0.25 | 0 | 0 | 21.92 | 0.161 | 19 | 116 | -11.27 | 0.74 | 1.18 | 31.59 | 17.19 | 0 | 0 | -10.14 | 5.682 | 0 | 0
LFLmpBlst-T8-24in-17w+El-IS-RLO-2(14w) | ED-NonDEER | T8-24in-17w | El-IS-RLO | None | 1 | 0.33 | 3 | 14 | 24in17wT8T3ISREl14w | Watts | 14 |  | Measure |  | N | None |  | Complete | LF lamp and ballast: LF lamp: T8, 24 inch, 17W, 1200 lm, CRI = 90, rated life = 15000 hours (1): LF Ballast: Electronic, Instant Start, Reduced LO (0.33); Total Watts = 14 | Elec | 2 | 0 | 0.825 | FALSE | FALSE | 3 | 0 | 0 | 51 | 0 | 0 | 0.33 | 0 | 0 | 21.92 | 0.161 | 19 | 116 | -11.27 | 0.74 | 1.18 | 31.59 | 17.19 | 0 | 0 | -10.14 | 6.597 | 0 | 0
LFLmpBlst-T8-24in-17w+El-IS-RLO(15w) | ED-NonDEER | T8-24in-17w | El-IS-RLO | None | 1 | 0.5 | 2 | 15 | 24in17wT8T2ISREl15w | Watts | 15 |  | Measure |  | N | None |  | Complete | LF lamp and ballast: LF lamp: T8, 24 inch, 17W, 1200 lm, CRI = 90, rated life = 15000 hours (1): LF Ballast: Electronic, Instant Start, Reduced LO (0.5); Total Watts = 15 | Elec | 2 | 0 | 0.825 | FALSE | FALSE | 2 | 0 | 0 | 34 | 0 | 0 | 0.5 | 0 | 0 | 21.92 | 0.161 | 19 | 116 | -11.27 | 0.74 | 1.18 | 31.59 | 17.19 | 0 | 0 | -10.14 | 8.627 | 0 | 0
LFLmpBlst-T8-24in-17w+El-IS-RLO(27w) | IOU-NonDeer | T8-24in-17w | El-IS-RLO | None | 2 | 1 | 2 | 27 | Thru 6-30-2014 | Watts | 27 |  | Measure |  | N | None |  | Complete | LF lamp and ballast: LF lamp: T8, 24 inch, 17W, 1200 lm, CRI = 90, rated life = 15000 hours (2): LF Ballast: Electronic, Instant Start, Reduced LO (1); Total Watts = 27 | Elec | 2 | 0 | 0.825 | FALSE | FALSE | 2 | 0 | 0 | 34 | 0 | 0 | 1 | 0 | 0 | 21.92 | 0.161 | 19 | 116 | -11.27 | 0.74 | 1.18 | 31.59 | 17.19 | 0 | 0 | -10.14 | 17.254 | 0 | 0
LFLmpBlst-T8-24in-17w+El-IS-RLO(28w) | ED-NonDEER | T8-24in-17w | El-IS-RLO | None | 2 | 0.5 | 4 | 28 | 24in17wT8T4ISREl28w | Watts | 28 |  | Measure |  | N | None |  | Complete | LF lamp and ballast: LF lamp: T8, 24 inch, 17W, 1200 lm, CRI = 90, rated life = 15000 hours (2): LF Ballast: Electronic, Instant Start, Reduced LO (0.5); Total Watts = 28 | Elec | 2 | 0 | 0.825 | FALSE | FALSE | 4 | 0 | 0 | 68 | 0 | 0 | 0.5 | 0 | 0 | 21.92 | 0.161 | 19 | 116 | -11.27 | 0.74 | 1.18 | 31.59 | 17.19 | 0 | 0 | -10.14 | 11.364 | 0 | 0
LFLmpBlst-T8-24in-17w+El-IS-RLO(29w) | ED-NonDEER | T8-24in-17w | El-IS-RLO | None | 2 | 1 | 2 | 29 | 24in17wT8ISREl29w | Watts | 29 |  | Measure |  | N | None |  | Complete | LF lamp and ballast: LF lamp: T8, 24 inch, 17W, 1200 lm, CRI = 90, rated life = 15000 hours (2): LF Ballast: Electronic, Instant Start, Reduced LO (1); Total Watts = 29 | Elec | 2 | 0 | 0.825 | FALSE | FALSE | 2 | 0 | 0 | 34 | 0 | 0 | 1 | 0 | 0 | 21.92 | 0.161 | 19 | 116 | -11.27 | 0.74 | 1.18 | 31.59 | 17.19 | 0 | 0 | -10.14 | 17.254 | 0 | 0
LFLmpBlst-T8-24in-17w+El-IS-RLO(42w) | IOU-NonDeer | T8-24in-17w | El-IS-RLO | None | 3 | 1 | 3 | 42 | Thru 6-30-2014 | Watts | 42 |  | Measure |  | N | None |  | Complete | LF lamp and ballast: LF lamp: T8, 24 inch, 17W, 1200 lm, CRI = 90, rated life = 15000 hours (3): LF Ballast: Electronic, Instant Start, Reduced LO (1); Total Watts = 42 | Elec | 2 | 0 | 0.825 | FALSE | FALSE | 3 | 0 | 0 | 51 | 0 | 0 | 1 | 0 | 0 | 21.92 | 0.161 | 19 | 116 | -11.27 | 0.74 | 1.18 | 31.59 | 17.19 | 0 | 0 | -10.14 | 19.991 | 0 | 0
LFLmpBlst-T8-24in-17w+El-IS-RLO(43w) | ED-NonDEER | T8-24in-17w | El-IS-RLO | None | 3 | 1 | 3 | 43 | 24in17wT8ISREl43w | Watts | 43 |  | Measure |  | N | None |  | Complete | LF lamp and ballast: LF lamp: T8, 24 inch, 17W, 1200 lm, CRI = 90, rated life = 15000 hours (3): LF Ballast: Electronic, Instant Start, Reduced LO (1); Total Watts = 43 | Elec | 2 | 0 | 0.825 | FALSE | FALSE | 3 | 0 | 0 | 51 | 0 | 0 | 1 | 0 | 0 | 21.92 | 0.161 | 19 | 116 | -11.27 | 0.74 | 1.18 | 31.59 | 17.19 | 0 | 0 | -10.14 | 19.991 | 0 | 0
LFLmpBlst-T8-24in-17w+El-IS-RLO(53w) | IOU-NonDeer | T8-24in-17w | El-IS-RLO | None | 4 | 1 | 4 | 53 | Thru 6-30-2014 | Watts | 53 |  | Measure |  | N | None |  | Complete | LF lamp and ballast: LF lamp: T8, 24 inch, 17W, 1200 lm, CRI = 90, rated life = 15000 hours (4): LF Ballast: Electronic, Instant Start, Reduced LO (1); Total Watts = 53 | Elec | 2 | 0 | 0.825 | FALSE | FALSE | 4 | 0 | 0 | 68 | 0 | 0 | 1 | 0 | 0 | 21.92 | 0.161 | 19 | 116 | -11.27 | 0.74 | 1.18 | 31.59 | 17.19 | 0 | 0 | -10.14 | 22.728 | 0 | 0
LFLmpBlst-T8-24in-17w+El-IS-RLO(55w) | ED-NonDEER | T8-24in-17w | El-IS-RLO | None | 4 | 1 | 4 | 55 | 24in17wT8ISREl55w | Watts | 55 |  | Measure |  | N | None |  | Complete | LF lamp and ballast: LF lamp: T8, 24 inch, 17W, 1200 lm, CRI = 90, rated life = 15000 hours (4): LF Ballast: Electronic, Instant Start, Reduced LO (1); Total Watts = 55 | Elec | 2 | 0 | 0.825 | FALSE | FALSE | 4 | 0 | 0 | 68 | 0 | 0 | 1 | 0 | 0 | 21.92 | 0.161 | 19 | 116 | -11.27 | 0.74 | 1.18 | 31.59 | 17.19 | 0 | 0 | -10.14 | 22.728 | 0 | 0
LFLmpBlst-T8-24in-17w+El-PS-NLO(15w) | IOU-NonDeer | T8-24in-17w | El-PS-NLO | None | 1 | 1 | 1 | 15 | Thru 6-30-2014 | Watts | 15 |  | Measure |  | N | None |  | Complete | LF lamp and ballast: LF lamp: T8, 24 inch, 17W, 1200 lm, CRI = 90, rated life = 15000 hours (1): LF Ballast: Electronic, Programmed Start, Normal LO (1); Total Watts = 15 | Elec | 2 | 0 | 0.9 | FALSE | TRUE | 1 | 0 | 0 | 17 | 0 | 0 | 1 | 0 | 0 | 21.92 | 0.161 | 19 | 116 | -11.27 | 0.74 | 1.18 | 31.59 | 17.19 | 0 | 0 | -10.14 | 31.707 | 0 | 0
LFLmpBlst-T8-24in-17w+El-RS-HLO(19w) | IOU-NonDEER | T8-24in-17w | El-RS-HLO | None | 1 | 1 | 1 | 19 |  | Watts | 19 |  | Measure |  | N | None |  | Complete | LF lamp and ballast: LF lamp: T8, 24 inch, 17W, 1200 lm, CRI = 90, rated life = 15000 hours (1): LF Ballast: Electronic, Rapid Start, High LO (1); Total Watts = 19 | out of scope | 0 | 0 | 1.025 | FALSE | FALSE | 1 | 0 | 0 | 17 | 0 | 0 | 1 | 0 | 0 | [12 empty] | 0 | 0 | 0
LFLmpBlst-T8-24in-17w+El-RS-HLO(41w) | IOU-NonDEER | T8-24in-17w | El-RS-HLO | None | 2 | 1 | 2 | 41 |  | Watts | 41 |  | Code |  | N | None |  | Complete | LF lamp and ballast: LF lamp: T8, 24 inch, 17W, 1200 lm, CRI = 90, rated life = 15000 hours (2): LF Ballast: Electronic, Rapid Start, High LO (1); Total Watts = 41 | out of scope | 0 | 0 | 1.025 | FALSE | FALSE | 2 | 0 | 0 | 34 | 0 | 0 | 1 | 0 | 0 | [12 empty] | 0 | 0 | 0
LFLmpBlst-T8-24in-17w+El-RS-NLO-1(16w) | ED-NonDEER | T8-24in-17w | El-RS-NLO | None | 1 | 0.5 | 2 | 16 | 24in17wT8T2RSNEl16w | Watts | 16 |  | Measure |  | N | None |  | Complete | LF lamp and ballast: LF lamp: T8, 24 inch, 17W, 1200 lm, CRI = 90, rated life = 15000 hours (1): LF Ballast: Electronic, Rapid Start, Normal LO (0.5); Total Watts = 16 | out of scope | 0 | 0 | 0.9 | FALSE | FALSE | 2 | 0 | 0 | 34 | 0 | 0 | 0.5 | 0 | 0 | [12 empty] | 0 | 0 | 0
LFLmpBlst-T8-24in-17w+El-RS-NLO-1(17w) | ED-NonDEER | T8-24in-17w | El-RS-NLO | None | 1 | 0.25 | 4 | 17 | 24in17wT8T4RSNEl17w | Watts | 17 |  | Measure |  | N | None |  | Complete | LF lamp and ballast: LF lamp: T8, 24 inch, 17W, 1200 lm, CRI = 90, rated life = 15000 hours (1): LF Ballast: Electronic, Rapid Start, Normal LO (0.25); Total Watts = 17 | out of scope | 0 | 0 | 0.9 | FALSE | FALSE | 4 | 0 | 0 | 68 | 0 | 0 | 0.25 | 0 | 0 | [12 empty] | 0 | 0 | 0
LFLmpBlst-T8-24in-17w+El-RS-NLO-2(16w) | ED-NonDEER | T8-24in-17w | El-RS-NLO | None | 1 | 1 | 1 | 16 | 24in17wT8RSNEl16w | Watts | 16 |  | Measure |  | N | None |  | Complete | LF lamp and ballast: LF lamp: T8, 24 inch, 17W, 1200 lm, CRI = 90, rated life = 15000 hours (1): LF Ballast: Electronic, Rapid Start, Normal LO (1); Total Watts = 16 | out of scope | 0 | 0 | 0.9 | FALSE | FALSE | 1 | 0 | 0 | 17 | 0 | 0 | 1 | 0 | 0 | [12 empty] | 0 | 0 | 0
LFLmpBlst-T8-24in-17w+El-RS-NLO-2(17w) | ED-NonDEER | T8-24in-17w | El-RS-NLO | None | 1 | 0.33 | 3 | 17 | 24in17wT8T3RSNEl17w | Watts | 17 |  | Measure |  | N | None |  | Complete | LF lamp and ballast: LF lamp: T8, 24 inch, 17W, 1200 lm, CRI = 90, rated life = 15000 hours (1): LF Ballast: Electronic, Rapid Start, Normal LO (0.33); Total Watts = 17 | out of scope | 0 | 0 | 0.9 | FALSE | FALSE | 3 | 0 | 0 | 51 | 0 | 0 | 0.33 | 0 | 0 | [12 empty] | 0 | 0 | 0
LFLmpBlst-T8-24in-17w+El-RS-NLO(31w) | ED-NonDEER | T8-24in-17w | El-RS-NLO | None | 2 | 1 | 2 | 31 | 24in17wT8RSNEl31w | Watts | 31 |  | Measure |  | N | None |  | Complete | LF lamp and ballast: LF lamp: T8, 24 inch, 17W, 1200 lm, CRI = 90, rated life = 15000 hours (2): LF Ballast: Electronic, Rapid Start, Normal LO (1); Total Watts = 31 | out of scope | 0 | 0 | 0.9 | FALSE | FALSE | 2 | 0 | 0 | 34 | 0 | 0 | 1 | 0 | 0 | [12 empty] | 0 | 0 | 0
LFLmpBlst-T8-24in-17w+El-RS-NLO(34w) | ED-NonDEER | T8-24in-17w | El-RS-NLO | None | 2 | 0.5 | 4 | 34 | 24in17wT8T4RSNEl34w | Watts | 34 |  | Measure |  | N | None |  | Complete | LF lamp and ballast: LF lamp: T8, 24 inch, 17W, 1200 lm, CRI = 90, rated life = 15000 hours (2): LF Ballast: Electronic, Rapid Start, Normal LO (0.5); Total Watts = 34 | out of scope | 0 | 0 | 0.9 | FALSE | FALSE | 4 | 0 | 0 | 68 | 0 | 0 | 0.5 | 0 | 0 | [12 empty] | 0 | 0 | 0
LFLmpBlst-T8-24in-17w+El-RS-NLO(52w) | ED-NonDEER | T8-24in-17w | El-RS-NLO | None | 3 | 1 | 3 | 52 | 24in17wT8RSNEl52w | Watts | 52 |  | Measure |  | N | None |  | Complete | LF lamp and ballast: LF lamp: T8, 24 inch, 17W, 1200 lm, CRI = 90, rated life = 15000 hours (3): LF Ballast: Electronic, Rapid Start, Normal LO (1); Total Watts = 52 | out of scope | 0 | 0 | 0.9 | FALSE | FALSE | 3 | 0 | 0 | 51 | 0 | 0 | 1 | 0 | 0 | [12 empty] | 0 | 0 | 0
LFLmpBlst-T8-24in-17w+El-RS-NLO(68w) | ED-NonDEER | T8-24in-17w | El-RS-NLO | None | 4 | 1 | 4 | 68 | 24in17wT8RSNEl68w | Watts | 68 |  | Measure |  | N | None |  | Complete | LF lamp and ballast: LF lamp: T8, 24 inch, 17W, 1200 lm, CRI = 90, rated life = 15000 hours (4): LF Ballast: Electronic, Rapid Start, Normal LO (1); Total Watts = 68 | out of scope | 0 | 0 | 0.9 | FALSE | FALSE | 4 | 0 | 0 | 68 | 0 | 0 | 1 | 0 | 0 | [12 empty] | 0 | 0 | 0
LFLmpBlst-T8-24in-17w+El-RS-RLO(15w) | ED-NonDEER | T8-24in-17w | El-RS-RLO | None | 1 | 1 | 1 | 15 | 24in17wT8RSREl15w | Watts | 15 |  | Measure |  | N | None |  | Complete | LF lamp and ballast: LF lamp: T8, 24 inch, 17W, 1200 lm, CRI = 90, rated life = 15000 hours (1): LF Ballast: Electronic, Rapid Start, Reduced LO (1); Total Watts = 15 | out of scope | 0 | 0 | 0.825 | FALSE | FALSE | 1 | 0 | 0 | 17 | 0 | 0 | 1 | 0 | 0 | [12 empty] | 0 | 0 | 0
LFLmpBlst-T8-24in-17w+El-RS-RLO(28w) | ED-NonDEER | T8-24in-17w | El-RS-RLO | None | 2 | 1 | 2 | 28 | 24in17wT8RSREl28w | Watts | 28 |  | Measure |  | N | None |  | Complete | LF lamp and ballast: LF lamp: T8, 24 inch, 17W, 1200 lm, CRI = 90, rated life = 15000 hours (2): LF Ballast: Electronic, Rapid Start, Reduced LO (1); Total Watts = 28 | out of scope | 0 | 0 | 0.825 | FALSE | FALSE | 2 | 0 | 0 | 34 | 0 | 0 | 1 | 0 | 0 | [12 empty] | 0 | 0 | 0
LFLmpBlst-T8-24in-17w+El-RS-RLO(41w) | ED-NonDEER | T8-24in-17w | El-RS-RLO | None | 3 | 1 | 3 | 41 | 24in17wT8RSREl41w | Watts | 41 |  | Measure |  | N | None |  | Complete | LF lamp and ballast: LF lamp: T8, 24 inch, 17W, 1200 lm, CRI = 90, rated life = 15000 hours (3): LF Ballast: Electronic, Rapid Start, Reduced LO (1); Total Watts = 41 | out of scope | 0 | 0 | 0.825 | FALSE | FALSE | 3 | 0 | 0 | 51 | 0 | 0 | 1 | 0 | 0 | [12 empty] | 0 | 0 | 0
LFLmpBlst-T8-24in-17w+El-RS-RLO(57w) | ED-NonDEER | T8-24in-17w | El-RS-RLO | None | 4 | 1 | 4 | 57 | 24in17wT8RSREl57w | Watts | 57 |  | Measure |  | N | None |  | Complete | LF lamp and ballast: LF lamp: T8, 24 inch, 17W, 1200 lm, CRI = 90, rated life = 15000 hours (4): LF Ballast: Electronic, Rapid Start, Reduced LO (1); Total Watts = 57 | out of scope | 0 | 0 | 0.825 | FALSE | FALSE | 4 | 0 | 0 | 68 | 0 | 0 | 1 | 0 | 0 | [12 empty] | 0 | 0 | 0
LFLmpBlst-T8-24in-17w+El-RS-VHLO(22w) | IOU-NonDEER | T8-24in-17w | El-RS-VHLO | None | 1 | 1 | 1 | 22 |  | Watts | 22 |  | Measure |  | N | None |  | Complete | LF lamp and ballast: LF lamp: T8, 24 inch, 17W, 1200 lm, CRI = 90, rated life = 15000 hours (1): LF Ballast: Electronic, Rapid Start, Very High LO (1); Total Watts = 22 | out of scope | 0 | 0 | 1.125 | FALSE | FALSE | 1 | 0 | 0 | 17 | 0 | 0 | 1 | 0 | 0 | [12 empty] | 0 | 0 | 0
LFLmpBlst-T8-24in-17w+MagStd-RS-NLO(24w) | ED-NonDEER | T8-24in-17w | MagStd-RS-NLO | None | 1 | 1 | 1 | 24 | 24in17wT8SMg24w | Watts | 24 |  | Measure |  | N | None |  | Complete | LF lamp and ballast: LF lamp: T8, 24 inch, 17W, 1200 lm, CRI = 90, rated life = 15000 hours (1): LF Ballast: Standard Magnetic (pre-EPACT), Rapid Start, Normal LO (1); Total Watts = 24 | MagRS | 1 | 0 | 0.9 | FALSE | FALSE | 1 | 0 | 0 | 17 | 0 | 0 | 1 | 0 | 0 | 14.69 | 0.4 | 9 | 604 | 10.56 | 0.6 | 1.2 | 30.78 | 0 | 40.89 | 0 | 0 | 71.884 | 0 | 0
LFLmpBlst-T8-36in-25w+El-IS-HLO(24w) | ED-NonDEER | T8-36in-25w | El-IS-HLO | None | 1 | 0.5 | 2 | 24 | 36in25wT8T2ISHEl24w | Watts | 24 |  | Measure |  | N | None |  | Complete | LF lamp and ballast: LF lamp: T8, 36 inch, 25W, 1925 lm, CRI = 70, rated life = 20000 hours (1): LF Ballast: Electronic, Instant Start, High LO (0.5); Total Watts = 24 | Elec | 2 | 0 | 1.025 | FALSE | FALSE | 2 | 0 | 0 | 50 | 0 | 0 | 0.5 | 0 | 0 | 21.92 | 0.161 | 19 | 116 | -11.27 | 0.74 | 1.18 | 31.59 | 17.19 | 0 | 0 | -10.14 | 9.915 | 0 | 0
LFLmpBlst-T8-36in-25w+El-IS-HLO(28w) | ED-NonDEER | T8-36in-25w | El-IS-HLO | None | 1 | 1 | 1 | 28 | 36in25wT8ISHEl28w | Watts | 28 |  | Measure |  | N | None |  | Complete | LF lamp and ballast: LF lamp: T8, 36 inch, 25W, 1925 lm, CRI = 70, rated life = 20000 hours (1): LF Ballast: Electronic, Instant Start, High LO (1); Total Watts = 28 | Elec | 2 | 0 | 1.025 | FALSE | FALSE | 1 | 0 | 0 | 25 | 0 | 0 | 1 | 0 | 0 | 21.92 | 0.161 | 19 | 116 | -11.27 | 0.74 | 1.18 | 31.59 | 17.19 | 0 | 0 | -10.14 | 15.805 | 0 | 0
LFLmpBlst-T8-36in-25w+El-IS-HLO(48w) | ED-NonDEER | T8-36in-25w | El-IS-HLO | None | 2 | 1 | 2 | 48 | 36in25wT8ISHEl48w | Watts | 48 |  | Measure |  | N | None |  | Complete | LF lamp and ballast: LF lamp: T8, 36 inch, 25W, 1925 lm, CRI = 70, rated life = 20000 hours (2): LF Ballast: Electronic, Instant Start, High LO (1); Total Watts = 48 | Elec | 2 | 0 | 1.025 | FALSE | FALSE | 2 | 0 | 0 | 50 | 0 | 0 | 1 | 0 | 0 | 21.92 | 0.161 | 19 | 116 | -11.27 | 0.74 | 1.18 | 31.59 | 17.19 | 0 | 0 | -10.14 | 19.83 | 0 | 0
LFLmpBlst-T8-36in-25w+El-IS-NLO-1(22w) | ED-NonDEER | T8-36in-25w | El-IS-NLO | None | 1 | 0.25 | 4 | 22 | 36in25wT8T4ISNEl22w | Watts | 22 |  | Measure |  | N | None |  | Complete | LF lamp and ballast: LF lamp: T8, 36 inch, 25W, 1925 lm, CRI = 70, rated life = 20000 hours (1): LF Ballast: Electronic, Instant Start, Normal LO (0.25); Total Watts = 22 | Elec | 2 | 0 | 0.9 | FALSE | FALSE | 4 | 0 | 0 | 100 | 0 | 0 | 0.25 | 0 | 0 | 21.92 | 0.161 | 19 | 116 | -11.27 | 0.74 | 1.18 | 31.59 | 17.19 | 0 | 0 | -10.14 | 6.97 | 0 | 0
LFLmpBlst-T8-36in-25w+El-IS-NLO-2(22w) | ED-NonDEER | T8-36in-25w | El-IS-NLO | None | 1 | 0.33 | 3 | 22 | 36in25wT8T3ISNEl22w | Watts | 22 |  | Measure |  | N | None |  | Complete | LF lamp and ballast: LF lamp: T8, 36 inch, 25W, 1925 lm, CRI = 70, rated life = 20000 hours (1): LF Ballast: Electronic, Instant Start, Normal LO (0.33); Total Watts = 22 | Elec | 2 | 0 | 0.9 | FALSE | FALSE | 3 | 0 | 0 | 75 | 0 | 0 | 0.33 | 0 | 0 | 21.92 | 0.161 | 19 | 116 | -11.27 | 0.74 | 1.18 | 31.59 | 17.19 | 0 | 0 | -10.14 | 7.8722 | 0 | 0
LFLmpBlst-T8-36in-25w+El-IS-NLO(23w) | ED-NonDEER | T8-36in-25w | El-IS-NLO | None | 1 | 0.5 | 2 | 23 | 36in25wT8T2ISNEl23w | Watts | 23 |  | Measure |  | N | None |  | Complete | LF lamp and ballast: LF lamp: T8, 36 inch, 25W, 1925 lm, CRI = 70, rated life = 20000 hours (1): LF Ballast: Electronic, Instant Start, Normal LO (0.5); Total Watts = 23 | Elec | 2 | 0 | 0.9 | FALSE | FALSE | 2 | 0 | 0 | 50 | 0 | 0 | 0.5 | 0 | 0 | 21.92 | 0.161 | 19 | 116 | -11.27 | 0.74 | 1.18 | 31.59 | 17.19 | 0 | 0 | -10.14 | 9.915 | 0 | 0
LFLmpBlst-T8-36in-25w+El-IS-NLO(26w) | ED-NonDEER | T8-36in-25w | El-IS-NLO | None | 1 | 1 | 1 | 26 | 36in25wT8ISNEl26w | Watts | 26 |  | Measure |  | N | None |  | Complete | LF lamp and ballast: LF lamp: T8, 36 inch, 25W, 1925 lm, CRI = 70, rated life = 20000 hours (1): LF Ballast: Electronic, Instant Start, Normal LO (1); Total Watts = 26 | Elec | 2 | 0 | 0.9 | FALSE | FALSE | 1 | 0 | 0 | 25 | 0 | 0 | 1 | 0 | 0 | 21.92 | 0.161 | 19 | 116 | -11.27 | 0.74 | 1.18 | 31.59 | 17.19 | 0 | 0 | -10.14 | 15.805 | 0 | 0
LFLmpBlst-T8-36in-25w+El-IS-NLO(44w) | ED-NonDEER | T8-36in-25w | El-IS-NLO | None | 2 | 0.5 | 4 | 44 | 36in25wT8T4ISNEl44w | Watts | 44 |  | Measure |  | N | None |  | Complete | LF lamp and ballast: LF lamp: T8, 36 inch, 25W, 1925 lm, CRI = 70, rated life = 20000 hours (2): LF Ballast: Electronic, Instant Start, Normal LO (0.5); Total Watts = 44 | Elec | 2 | 0 | 0.9 | FALSE | FALSE | 4 | 0 | 0 | 100 | 0 | 0 | 0.5 | 0 | 0 | 21.92 | 0.161 | 19 | 116 | -11.27 | 0.74 | 1.18 | 31.59 | 17.19 | 0 | 0 | -10.14 | 13.94 | 0 | 0
LFLmpBlst-T8-36in-25w+El-IS-NLO(46w) | ED-NonDEER | T8-36in-25w | El-IS-NLO | None | 2 | 1 | 2 | 46 | 36in25wT8ISNEl46w | Watts | 46 |  | Measure |  | N | None |  | Complete | LF lamp and ballast: LF lamp: T8, 36 inch, 25W, 1925 lm, CRI = 70, rated life = 20000 hours (2): LF Ballast: Electronic, Instant Start, Normal LO (1); Total Watts = 46 | Elec | 2 | 0 | 0.9 | FALSE | FALSE | 2 | 0 | 0 | 50 | 0 | 0 | 1 | 0 | 0 | 21.92 | 0.161 | 19 | 116 | -11.27 | 0.74 | 1.18 | 31.59 | 17.19 | 0 | 0 | -10.14 | 19.83 | 0 | 0
LFLmpBlst-T8-36in-25w+El-IS-NLO(67w) | ED-NonDEER | T8-36in-25w | El-IS-NLO | None | 3 | 1 | 3 | 67 | 36in25wT8ISNEl67w | Watts | 67 |  | Measure |  | N | None |  | Complete | LF lamp and ballast: LF lamp: T8, 36 inch, 25W, 1925 lm, CRI = 70, rated life = 20000 hours (3): LF Ballast: Electronic, Instant Start, Normal LO (1); Total Watts = 67 | Elec | 2 | 0 | 0.9 | FALSE | FALSE | 3 | 0 | 0 | 75 | 0 | 0 | 1 | 0 | 0 | 21.92 | 0.161 | 19 | 116 | -11.27 | 0.74 | 1.18 | 31.59 | 17.19 | 0 | 0 | -10.14 | 23.855 | 0 | 0
LFLmpBlst-T8-36in-25w+El-IS-NLO(87w) | ED-NonDEER | T8-36in-25w | El-IS-NLO | None | 4 | 1 | 4 | 87 | 36in25wT8ISNEl87w | Watts | 87 |  | Measure |  | N | None |  | Complete | LF lamp and ballast: LF lamp: T8, 36 inch, 25W, 1925 lm, CRI = 70, rated life = 20000 hours (4): LF Ballast: Electronic, Instant Start, Normal LO (1); Total Watts = 87 | Elec | 2 | 0 | 0.9 | FALSE | FALSE | 4 | 0 | 0 | 100 | 0 | 0 | 1 | 0 | 0 | 21.92 | 0.161 | 19 | 116 | -11.27 | 0.74 | 1.18 | 31.59 | 17.19 | 0 | 0 | -10.14 | 27.88 | 0 | 0
LFLmpBlst-T8-36in-25w+El-IS-RLO-1(22w) | ED-NonDEER | T8-36in-25w | El-IS-RLO | None | 1 | 0.25 | 4 | 22 | 36in25wT8T4ISREl22w | Watts | 22 |  | Measure |  | N | None |  | Complete | LF lamp and ballast: LF lamp: T8, 36 inch, 25W, 1925 lm, CRI = 70, rated life = 20000 hours (1): LF Ballast: Electronic, Instant Start, Reduced LO (0.25); Total Watts = 22 | Elec | 2 | 0 | 0.825 | FALSE | FALSE | 4 | 0 | 0 | 100 | 0 | 0 | 0.25 | 0 | 0 | 21.92 | 0.161 | 19 | 116 | -11.27 | 0.74 | 1.18 | 31.59 | 17.19 | 0 | 0 | -10.14 | 6.97 | 0 | 0
LFLmpBlst-T8-36in-25w+El-IS-RLO-2(22w) | ED-NonDEER | T8-36in-25w | El-IS-RLO | None | 1 | 0.33 | 3 | 22 | 36in25wT8T3ISREl22w | Watts | 22 |  | Measure |  | N | None |  | Complete | LF lamp and ballast: LF lamp: T8, 36 inch, 25W, 1925 lm, CRI = 70, rated life = 20000 hours (1): LF Ballast: Electronic, Instant Start, Reduced LO (0.33); Total Watts = 22 | Elec | 2 | 0 | 0.825 | FALSE | FALSE | 3 | 0 | 0 | 75 | 0 | 0 | 0.33 | 0 | 0 | 21.92 | 0.161 | 19 | 116 | -11.27 | 0.74 | 1.18 | 31.59 | 17.19 | 0 | 0 | -10.14 | 7.8722 | 0 | 0
LFLmpBlst-T8-36in-25w+El-IS-RLO(134w) | ED-NonDEER | T8-36in-25w | El-IS-RLO | None | 6 | 2 | 3 | 134 | 36in25wT8ISREl134w | Watts | 134 |  | Measure |  | N | None |  | Complete | LF lamp and ballast: LF lamp: T8, 36 inch, 25W, 1925 lm, CRI = 70, rated life = 20000 hours (6): LF Ballast: Electronic, Instant Start, Reduced LO (2); Total Watts = 134 | Elec | 2 | 0 | 0.825 | FALSE | FALSE | 3 | 0 | 0 | 75 | 0 | 0 | 2 | 0 | 0 | 21.92 | 0.161 | 19 | 116 | -11.27 | 0.74 | 1.18 | 31.59 | 17.19 | 0 | 0 | -10.14 | 47.71 | 0 | 0
LFLmpBlst-T8-36in-25w+El-IS-RLO(21w) | IOU-NonDeer | T8-36in-25w | El-IS-RLO | None | 1 | 0.25 | 4 | 21 | Thru 6-30-2014 | Watts | 21 |  | Measure |  | N | None |  | Complete | LF lamp and ballast: LF lamp: T8, 36 inch, 25W, 1925 lm, CRI = 70, rated life = 20000 hours (1): LF Ballast: Electronic, Instant Start, Reduced LO (0.25); Total Watts = 21 | Elec | 2 | 0 | 0.825 | FALSE | FALSE | 4 | 0 | 0 | 100 | 0 | 0 | 0.25 | 0 | 0 | 21.92 | 0.161 | 19 | 116 | -11.27 | 0.74 | 1.18 | 31.59 | 17.19 | 0 | 0 | -10.14 | 6.97 | 0 | 0
LFLmpBlst-T8-36in-25w+El-IS-RLO(23w) | ED-NonDEER | T8-36in-25w | El-IS-RLO | None | 1 | 0.5 | 2 | 23 | 36in25wT8T2ISREl23w | Watts | 23 |  | Measure |  | N | None |  | Complete | LF lamp and ballast: LF lamp: T8, 36 inch, 25W, 1925 lm, CRI = 70, rated life = 20000 hours (1): LF Ballast: Electronic, Instant Start, Reduced LO (0.5); Total Watts = 23 | Elec | 2 | 0 | 0.825 | FALSE | FALSE | 2 | 0 | 0 | 50 | 0 | 0 | 0.5 | 0 | 0 | 21.92 | 0.161 | 19 | 116 | -11.27 | 0.74 | 1.18 | 31.59 | 17.19 | 0 | 0 | -10.14 | 9.915 | 0 | 0
LFLmpBlst-T8-36in-25w+El-IS-RLO(27w) | ED-NonDEER | T8-36in-25w | El-IS-RLO | None | 1 | 1 | 1 | 27 | 36in25wT8ISREl27w | Watts | 27 |  | Measure |  | N | None |  | Complete | LF lamp and ballast: LF lamp: T8, 36 inch, 25W, 1925 lm, CRI = 70, rated life = 20000 hours (1): LF Ballast: Electronic, Instant Start, Reduced LO (1); Total Watts = 27 | Elec | 2 | 0 | 0.825 | FALSE | FALSE | 1 | 0 | 0 | 25 | 0 | 0 | 1 | 0 | 0 | 21.92 | 0.161 | 19 | 116 | -11.27 | 0.74 | 1.18 | 31.59 | 17.19 | 0 | 0 | -10.14 | 15.805 | 0 | 0
LFLmpBlst-T8-36in-25w+El-IS-RLO(38w) | IOU-NonDeer | T8-36in-25w | El-IS-RLO | None | 2 | 1 | 2 | 38 | Thru 6-30-2014 | Watts | 38 |  | Measure |  | N | None |  | Complete | LF lamp and ballast: LF lamp: T8, 36 inch, 25W, 1925 lm, CRI = 70, rated life = 20000 hours (2): LF Ballast: Electronic, Instant Start, Reduced LO (1); Total Watts = 38 | Elec | 2 | 0 | 0.825 | FALSE | FALSE | 2 | 0 | 0 | 50 | 0 | 0 | 1 | 0 | 0 | 21.92 | 0.161 | 19 | 116 | -11.27 | 0.74 | 1.18 | 31.59 | 17.19 | 0 | 0 | -10.14 | 19.83 | 0 | 0
LFLmpBlst-T8-36in-25w+El-IS-RLO(43w) | ED-NonDEER | T8-36in-25w | El-IS-RLO | None | 2 | 0.5 | 4 | 43 | 36in25wT8T4ISREl43w | Watts | 43 |  | Measure |  | N | None |  | Complete | LF lamp and ballast: LF lamp: T8, 36 inch, 25W, 1925 lm, CRI = 70, rated life = 20000 hours (2): LF Ballast: Electronic, Instant Start, Reduced LO (0.5); Total Watts = 43 | Elec | 2 | 0 | 0.825 | FALSE | FALSE | 4 | 0 | 0 | 100 | 0 | 0 | 0.5 | 0 | 0 | 21.92 | 0.161 | 19 | 116 | -11.27 | 0.74 | 1.18 | 31.59 | 17.19 | 0 | 0 | -10.14 | 13.94 | 0 | 0
LFLmpBlst-T8-36in-25w+El-IS-RLO(46w) | ED-NonDEER | T8-36in-25w | El-IS-RLO | None | 2 | 1 | 2 | 46 | 36in25wT8ISREl46w | Watts | 46 |  | Measure |  | N | None |  | Complete | LF lamp and ballast: LF lamp: T8, 36 inch, 25W, 1925 lm, CRI = 70, rated life = 20000 hours (2): LF Ballast: Electronic, Instant Start, Reduced LO (1); Total Watts = 46 | Elec | 2 | 0 | 0.825 | FALSE | FALSE | 2 | 0 | 0 | 50 | 0 | 0 | 1 | 0 | 0 | 21.92 | 0.161 | 19 | 116 | -11.27 | 0.74 | 1.18 | 31.59 | 17.19 | 0 | 0 | -10.14 | 19.83 | 0 | 0
LFLmpBlst-T8-36in-25w+El-IS-RLO(66w) | ED-NonDEER | T8-36in-25w | El-IS-RLO | None | 3 | 1 | 3 | 66 | 36in25wT8ISREl66w | Watts | 66 |  | Measure |  | N | None |  | Complete | LF lamp and ballast: LF lamp: T8, 36 inch, 25W, 1925 lm, CRI = 70, rated life = 20000 hours (3): LF Ballast: Electronic, Instant Start, Reduced LO (1); Total Watts = 66 | Elec | 2 | 0 | 0.825 | FALSE | FALSE | 3 | 0 | 0 | 75 | 0 | 0 | 1 | 0 | 0 | 21.92 | 0.161 | 19 | 116 | -11.27 | 0.74 | 1.18 | 31.59 | 17.19 | 0 | 0 | -10.14 | 23.855 | 0 | 0
LFLmpBlst-T8-36in-25w+El-IS-RLO(77w) | IOU-NonDeer | T8-36in-25w | El-IS-RLO | None | 4 | 1 | 4 | 77 | Thru 6-30-2014 | Watts | 77 |  | Measure |  | N | None |  | Complete | LF lamp and ballast: LF lamp: T8, 36 inch, 25W, 1925 lm, CRI = 70, rated life = 20000 hours (4): LF Ballast: Electronic, Instant Start, Reduced LO (1); Total Watts = 77 | Elec | 2 | 0 | 0.825 | FALSE | FALSE | 4 | 0 | 0 | 100 | 0 | 0 | 1 | 0 | 0 | 21.92 | 0.161 | 19 | 116 | -11.27 | 0.74 | 1.18 | 31.59 | 17.19 | 0 | 0 | -10.14 | 27.88 | 0 | 0
LFLmpBlst-T8-36in-25w+El-IS-RLO(86w) | ED-NonDEER | T8-36in-25w | El-IS-RLO | None | 4 | 1 | 4 | 86 | 36in25wT8ISREl86w | Watts | 86 |  | Measure |  | N | None |  | Complete | LF lamp and ballast: LF lamp: T8, 36 inch, 25W, 1925 lm, CRI = 70, rated life = 20000 hours (4): LF Ballast: Electronic, Instant Start, Reduced LO (1); Total Watts = 86 | Elec | 2 | 0 | 0.825 | FALSE | FALSE | 4 | 0 | 0 | 100 | 0 | 0 | 1 | 0 | 0 | 21.92 | 0.161 | 19 | 116 | -11.27 | 0.74 | 1.18 | 31.59 | 17.19 | 0 | 0 | -10.14 | 27.88 | 0 | 0
LFLmpBlst-T8-36in-25w+El-PS-NLO(58w) | IOU-NonDeer | T8-36in-25w | El-PS-NLO | None | 3 | 1 | 3 | 58 | Thru 6-30-2014 | Watts | 58 |  | Measure |  | N | None |  | Complete | LF lamp and ballast: LF lamp: T8, 36 inch, 25W, 1925 lm, CRI = 70, rated life = 20000 hours (3): LF Ballast: Electronic, Programmed Start, Normal LO (1); Total Watts = 58 | Elec | 2 | 0 | 0.9 | FALSE | TRUE | 3 | 0 | 0 | 75 | 0 | 0 | 1 | 0 | 0 | 21.92 | 0.161 | 19 | 116 | -11.27 | 0.74 | 1.18 | 31.59 | 17.19 | 0 | 0 | -10.14 | 41.045 | 0 | 0
LFLmpBlst-T8-36in-25w+El-RS-HLO(26w) | ED-NonDEER | T8-36in-25w | El-RS-HLO | None | 1 | 1 | 1 | 26 | 36in25wT8RSHEl26w | Watts | 26 |  | Measure |  | N | None |  | Complete | LF lamp and ballast: LF lamp: T8, 36 inch, 25W, 1925 lm, CRI = 70, rated life = 20000 hours (1): LF Ballast: Electronic, Rapid Start, High LO (1); Total Watts = 26 | out of scope | 0 | 0 | 1.025 | FALSE | FALSE | 1 | 0 | 0 | 25 | 0 | 0 | 1 | 0 | 0 | [12 empty] | 0 | 0 | 0
LFLmpBlst-T8-36in-25w+El-RS-HLO(50w) | ED-NonDEER | T8-36in-25w | El-RS-HLO | None | 2 | 1 | 2 | 50 | 36in25wT8RSHEl50w | Watts | 50 |  | Measure |  | N | None |  | Complete | LF lamp and ballast: LF lamp: T8, 36 inch, 25W, 1925 lm, CRI = 70, rated life = 20000 hours (2): LF Ballast: Electronic, Rapid Start, High LO (1); Total Watts = 50 | out of scope | 0 | 0 | 1.025 | FALSE | FALSE | 2 | 0 | 0 | 50 | 0 | 0 | 1 | 0 | 0 | [12 empty] | 0 | 0 | 0
LFLmpBlst-T8-36in-25w+El-RS-NLO-1(24w) | ED-NonDEER | T8-36in-25w | El-RS-NLO | None | 1 | 0.33 | 3 | 24 | 36in25wT8T3RSNEl24w | Watts | 24 |  | Measure |  | N | None |  | Complete | LF lamp and ballast: LF lamp: T8, 36 inch, 25W, 1925 lm, CRI = 70, rated life = 20000 hours (1): LF Ballast: Electronic, Rapid Start, Normal LO (0.33); Total Watts = 24 | out of scope | 0 | 0 | 0.9 | FALSE | FALSE | 3 | 0 | 0 | 75 | 0 | 0 | 0.33 | 0 | 0 | [12 empty] | 0 | 0 | 0
LFLmpBlst-T8-36in-25w+El-RS-NLO-2(24w) | ED-NonDEER | T8-36in-25w | El-RS-NLO | None | 1 | 1 | 1 | 24 | 36in25wT8RSNEl24w | Watts | 24 |  | Measure |  | N | None |  | Complete | LF lamp and ballast: LF lamp: T8, 36 inch, 25W, 1925 lm, CRI = 70, rated life = 20000 hours (1): LF Ballast: Electronic, Rapid Start, Normal LO (1); Total Watts = 24 | out of scope | 0 | 0 | 0.9 | FALSE | FALSE | 1 | 0 | 0 | 25 | 0 | 0 | 1 | 0 | 0 | [12 empty] | 0 | 0 | 0
LFLmpBlst-T8-36in-25w+El-RS-NLO(22w) | ED-NonDEER | T8-36in-25w | El-RS-NLO | None | 1 | 0.25 | 4 | 22 | 36in25wT8T4RSNEl22w | Watts | 22 |  | Measure |  | N | None |  | Complete | LF lamp and ballast: LF lamp: T8, 36 inch, 25W, 1925 lm, CRI = 70, rated life = 20000 hours (1): LF Ballast: Electronic, Rapid Start, Normal LO (0.25); Total Watts = 22 | out of scope | 0 | 0 | 0.9 | FALSE | FALSE | 4 | 0 | 0 | 100 | 0 | 0 | 0.25 | 0 | 0 | [12 empty] | 0 | 0 | 0
LFLmpBlst-T8-36in-25w+El-RS-NLO(23w) | ED-NonDEER | T8-36in-25w | El-RS-NLO | None | 1 | 0.5 | 2 | 23 | 36in25wT8T2RSNEl23w | Watts | 23 |  | Measure |  | N | None |  | Complete | LF lamp and ballast: LF lamp: T8, 36 inch, 25W, 1925 lm, CRI = 70, rated life = 20000 hours (1): LF Ballast: Electronic, Rapid Start, Normal LO (0.5); Total Watts = 23 | out of scope | 0 | 0 | 0.9 | FALSE | FALSE | 2 | 0 | 0 | 50 | 0 | 0 | 0.5 | 0 | 0 | [12 empty] | 0 | 0 | 0
LFLmpBlst-T8-36in-25w+El-RS-NLO(45w) | ED-NonDEER | T8-36in-25w | El-RS-NLO | None | 2 | 0.5 | 4 | 45 | 36in25wT8T4RSNEl45w | Watts | 45 |  | Measure |  | N | None |  | Complete | LF lamp and ballast: LF lamp: T8, 36 inch, 25W, 1925 lm, CRI = 70, rated life = 20000 hours (2): LF Ballast: Electronic, Rapid Start, Normal LO (0.5); Total Watts = 45 | out of scope | 0 | 0 | 0.9 | FALSE | FALSE | 4 | 0 | 0 | 100 | 0 | 0 | 0.5 | 0 | 0 | [12 empty] | 0 | 0 | 0
LFLmpBlst-T8-36in-25w+El-RS-NLO(46w) | ED-NonDEER | T8-36in-25w | El-RS-NLO | None | 2 | 1 | 2 | 46 | 36in25wT8RSNEl46w | Watts | 46 |  | Measure |  | N | None |  | Complete | LF lamp and ballast: LF lamp: T8, 36 inch, 25W, 1925 lm, CRI = 70, rated life = 20000 hours (2): LF Ballast: Electronic, Rapid Start, Normal LO (1); Total Watts = 46 | out of scope | 0 | 0 | 0.9 | FALSE | FALSE | 2 | 0 | 0 | 50 | 0 | 0 | 1 | 0 | 0 | [12 empty] | 0 | 0 | 0
LFLmpBlst-T8-36in-25w+El-RS-NLO(72w) | ED-NonDEER | T8-36in-25w | El-RS-NLO | None | 3 | 1 | 3 | 72 | 36in25wT8RSNEl72w | Watts | 72 |  | Measure |  | N | None |  | Complete | LF lamp and ballast: LF lamp: T8, 36 inch, 25W, 1925 lm, CRI = 70, rated life = 20000 hours (3): LF Ballast: Electronic, Rapid Start, Normal LO (1); Total Watts = 72 | out of scope | 0 | 0 | 0.9 | FALSE | FALSE | 3 | 0 | 0 | 75 | 0 | 0 | 1 | 0 | 0 | [12 empty] | 0 | 0 | 0
LFLmpBlst-T8-36in-25w+El-RS-NLO(89w) | ED-NonDEER | T8-36in-25w | El-RS-NLO | None | 4 | 1 | 4 | 89 | 36in25wT8RSNEl89w | Watts | 89 |  | Measure |  | N | None |  | Complete | LF lamp and ballast: LF lamp: T8, 36 inch, 25W, 1925 lm, CRI = 70, rated life = 20000 hours (4): LF Ballast: Electronic, Rapid Start, Normal LO (1); Total Watts = 89 | out of scope | 0 | 0 | 0.9 | FALSE | FALSE | 4 | 0 | 0 | 100 | 0 | 0 | 1 | 0 | 0 | [12 empty] | 0 | 0 | 0
LFLmpBlst-T8-36in-25w+El-RS-RLO(23w) | ED-NonDEER | T8-36in-25w | El-RS-RLO | None | 1 | 1 | 1 | 23 | 36in25wT8RSREl23w | Watts | 23 |  | Measure |  | N | None |  | Complete | LF lamp and ballast: LF lamp: T8, 36 inch, 25W, 1925 lm, CRI = 70, rated life = 20000 hours (1): LF Ballast: Electronic, Rapid Start, Reduced LO (1); Total Watts = 23 | out of scope | 0 | 0 | 0.825 | FALSE | FALSE | 1 | 0 | 0 | 25 | 0 | 0 | 1 | 0 | 0 | [12 empty] | 0 | 0 | 0
LFLmpBlst-T8-36in-25w+El-RS-RLO(42w) | ED-NonDEER | T8-36in-25w | El-RS-RLO | None | 2 | 1 | 2 | 42 | 36in25wT8RSREl42w | Watts | 42 |  | Measure |  | N | None |  | Complete | LF lamp and ballast: LF lamp: T8, 36 inch, 25W, 1925 lm, CRI = 70, rated life = 20000 hours (2): LF Ballast: Electronic, Rapid Start, Reduced LO (1); Total Watts = 42 | out of scope | 0 | 0 | 0.825 | FALSE | FALSE | 2 | 0 | 0 | 50 | 0 | 0 | 1 | 0 | 0 | [12 empty] | 0 | 0 | 0
LFLmpBlst-T8-36in-25w+El-RS-RLO(62w) | ED-NonDEER | T8-36in-25w | El-RS-RLO | None | 3 | 1 | 3 | 62 | 36in25wT8RSREl62w | Watts | 62 |  | Measure |  | N | None |  | Complete | LF lamp and ballast: LF lamp: T8, 36 inch, 25W, 1925 lm, CRI = 70, rated life = 20000 hours (3): LF Ballast: Electronic, Rapid Start, Reduced LO (1); Total Watts = 62 | out of scope | 0 | 0 | 0.825 | FALSE | FALSE | 3 | 0 | 0 | 75 | 0 | 0 | 1 | 0 | 0 | [12 empty] | 0 | 0 | 0
LFLmpBlst-T8-36in-25w+El-RS-RLO(84w) | ED-NonDEER | T8-36in-25w | El-RS-RLO | None | 4 | 1 | 4 | 84 | 36in25wT8RSREl84w | Watts | 84 |  | Measure |  | N | None |  | Complete | LF lamp and ballast: LF lamp: T8, 36 inch, 25W, 1925 lm, CRI = 70, rated life = 20000 hours (4): LF Ballast: Electronic, Rapid Start, Reduced LO (1); Total Watts = 84 | out of scope | 0 | 0 | 0.825 | FALSE | FALSE | 4 | 0 | 0 | 100 | 0 | 0 | 1 | 0 | 0 | [12 empty] | 0 | 0 | 0
LFLmpBlst-T8-36in-25w+El-RS-VHLO(70w) | ED-NonDEER | T8-36in-25w | El-RS-VHLO | None | 2 | 1 | 2 | 70 | 36in25wT8RSVEl70w | Watts | 70 |  | Measure |  | N | None |  | Complete | LF lamp and ballast: LF lamp: T8, 36 inch, 25W, 1925 lm, CRI = 70, rated life = 20000 hours (2): LF Ballast: Electronic, Rapid Start, Very High LO (1); Total Watts = 70 | out of scope | 0 | 0 | 1.125 | FALSE | FALSE | 2 | 0 | 0 | 50 | 0 | 0 | 1 | 0 | 0 | [12 empty] | 0 | 0 | 0
LFLmpBlst-T8-48in-25w+El-IS-HLO(112w) | ED-NonDEER | T8-48in-25w | El-IS-HLO | None | 4 | 2 | 2 | 112 |  | Watts | 112 |  | Measure |  | N | None |  | Complete | LF lamp and ballast: LF lamp: T8, 48 inch, 25W, 2210 lm, CRI = 85, rated life = 24000 hours (4): LF Ballast: Electronic, Instant Start, High LO (2); Total Watts = 112 | Elec | 2 | 32.24 | 1.025 | FALSE | FALSE | 2 | 0 | 0 | 50 | 0 | 0 | 2 | 0 | 0 | 21.92 | 0.161 | 19 | 116 | -11.27 | 0.74 | 1.18 | 31.59 | 17.19 | 0 | 0 | -10.14 | 39.66 | 0 | 0 | 71.9
LFLmpBlst-T8-48in-25w+El-IS-HLO(113w) | ED-NonDEER | T8-48in-25w | El-IS-HLO | None | 4 | 1 | 4 | 113 |  | Watts | 113 |  | Measure |  | N | None |  | Complete | LF lamp and ballast: LF lamp: T8, 48 inch, 25W, 2210 lm, CRI = 85, rated life = 24000 hours (4): LF Ballast: Electronic, Instant Start, High LO (1); Total Watts = 113 | Elec | 2 | 32.24 | 1.025 | FALSE | FALSE | 4 | 0 | 0 | 100 | 0 | 0 | 1 | 0 | 0 | 21.92 | 0.161 | 19 | 116 | -11.27 | 0.74 | 1.18 | 31.59 | 17.19 | 0 | 0 | -10.14 | 27.88 | 0 | 0 | 60.12
LFLmpBlst-T8-48in-25w+El-IS-HLO(30w) | ED-NonDEER | T8-48in-25w | El-IS-HLO | None | 1 | 1 | 1 | 30 |  | Watts | 30 |  | Measure |  | N | None |  | Complete | LF lamp and ballast: LF lamp: T8, 48 inch, 25W, 2210 lm, CRI = 85, rated life = 24000 hours (1): LF Ballast: Electronic, Instant Start, High LO (1); Total Watts = 30 | Elec | 2 | 8.06 | 1.025 | FALSE | FALSE | 1 | 0 | 0 | 25 | 0 | 0 | 1 | 0 | 0 | 21.92 | 0.161 | 19 | 116 | -11.27 | 0.74 | 1.18 | 31.59 | 17.19 | 0 | 0 | -10.14 | 15.805 | 0 | 0 | 23.87
LFLmpBlst-T8-48in-25w+El-IS-HLO(56w) | ED-NonDEER | T8-48in-25w | El-IS-HLO | None | 2 | 1 | 2 | 56 |  | Watts | 56 |  | Measure |  | N | None |  | Complete | LF lamp and ballast: LF lamp: T8, 48 inch, 25W, 2210 lm, CRI = 85, rated life = 24000 hours (2): LF Ballast: Electronic, Instant Start, High LO (1); Total Watts = 56 | Elec | 2 | 16.12 | 1.025 | FALSE | FALSE | 2 | 0 | 0 | 50 | 0 | 0 | 1 | 0 | 0 | 21.92 | 0.161 | 19 | 116 | -11.27 | 0.74 | 1.18 | 31.59 | 17.19 | 0 | 0 | -10.14 | 19.83 | 0 | 0 | 35.95
LFLmpBlst-T8-48in-25w+El-IS-HLO(84w) | ED-NonDEER | T8-48in-25w | El-IS-HLO | None | 3 | 1.5 | 2 | 84 |  | Watts | 84 |  | Measure |  | N | None |  | Complete | LF lamp and ballast: LF lamp: T8, 48 inch, 25W, 2210 lm, CRI = 85, rated life = 24000 hours (3): LF Ballast: Electronic, Instant Start, High LO (1.5); Total Watts = 84 | Elec | 2 | 24.18 | 1.025 | FALSE | FALSE | 2 | 0 | 0 | 50 | 0 | 0 | 1.5 | 0 | 0 | 21.92 | 0.161 | 19 | 116 | -11.27 | 0.74 | 1.18 | 31.59 | 17.19 | 0 | 0 | -10.14 | 29.745 | 0 | 0 | 53.93
LFLmpBlst-T8-48in-25w+El-IS-HLO(86w) | ED-NonDEER | T8-48in-25w | El-IS-HLO | None | 3 | 2 | 1+2 | 86 |  | Watts | 86 |  | Measure |  | N | None |  | Complete | LF lamp and ballast: LF lamp: T8, 48 inch, 25W, 2210 lm, CRI = 85, rated life = 24000 hours (3): LF Ballast: Electronic, Instant Start, High LO (2); Total Watts = 86 | Elec | 2 | 24.18 | 1.025 | FALSE | FALSE | 1 | 2 | 0 | 25 | 50 | 0 | 1 | 1 | 0 | 21.92 | 0.161 | 19 | 116 | -11.27 | 0.74 | 1.18 | 31.59 | 17.19 | 0 | 0 | -10.14 | 15.805 | 19.83 | 0 | 59.82
LFLmpBlst-T8-48in-25w+El-IS-HLO(88w) | ED-NonDEER | T8-48in-25w | El-IS-HLO | None | 3 | 1 | 3 | 88 |  | Watts | 88 |  | Measure |  | N | None |  | Complete | LF lamp and ballast: LF lamp: T8, 48 inch, 25W, 2210 lm, CRI = 85, rated life = 24000 hours (3): LF Ballast: Electronic, Instant Start, High LO (1); Total Watts = 88 | Elec | 2 | 24.18 | 1.025 | FALSE | FALSE | 3 | 0 | 0 | 75 | 0 | 0 | 1 | 0 | 0 | 21.92 | 0.161 | 19 | 116 | -11.27 | 0.74 | 1.18 | 31.59 | 17.19 | 0 | 0 | -10.14 | 23.855 | 0 | 0 | 48.04
LFLmpBlst-T8-48in-25w+El-IS-NLO-1(66w) | ED-NonDEER | T8-48in-25w | El-IS-NLO | None | 3 | 1 | 3 | 66 |  | Watts | 66 |  | Measure |  | N | None |  | Complete | LF lamp and ballast: LF lamp: T8, 48 inch, 25W, 2210 lm, CRI = 85, rated life = 24000 hours (3): LF Ballast: Electronic, Instant Start, Normal LO (1); Total Watts = 66 | Elec | 2 | 24.18 | 0.9 | FALSE | FALSE | 3 | 0 | 0 | 75 | 0 | 0 | 1 | 0 | 0 | 21.92 | 0.161 | 19 | 116 | -11.27 | 0.74 | 1.18 | 31.59 | 17.19 | 0 | 0 | -10.14 | 23.855 | 0 | 0 | 48.04
LFLmpBlst-T8-48in-25w+El-IS-NLO-2(66w) | ED-NonDEER | T8-48in-25w | El-IS-NLO | None | 3 | 1.5 | 2 | 66 |  | Watts | 66 |  | Measure |  | N | None |  | Complete | LF lamp and ballast: LF lamp: T8, 48 inch, 25W, 2210 lm, CRI = 85, rated life = 24000 hours (3): LF Ballast: Electronic, Instant Start, Normal LO (1.5); Total Watts = 66 | Elec | 2 | 24.18 | 0.9 | FALSE | FALSE | 2 | 0 | 0 | 50 | 0 | 0 | 1.5 | 0 | 0 | 21.92 | 0.161 | 19 | 116 | -11.27 | 0.74 | 1.18 | 31.59 | 17.19 | 0 | 0 | -10.14 | 29.745 | 0 | 0 | 53.93
LFLmpBlst-T8-48in-25w+El-IS-NLO(23w) | ED-NonDEER | T8-48in-25w | El-IS-NLO | None | 1 | 0.5 | 2 | 23 |  | Watts | 23 |  | Measure |  | N | None |  | Complete | LF lamp and ballast: LF lamp: T8, 48 inch, 25W, 2210 lm, CRI = 85, rated life = 24000 hours (1): LF Ballast: Electronic, Instant Start, Normal LO (0.5); Total Watts = 23 | Elec | 2 | 8.06 | 0.9 | FALSE | FALSE | 2 | 0 | 0 | 50 | 0 | 0 | 0.5 | 0 | 0 | 21.92 | 0.161 | 19 | 116 | -11.27 | 0.74 | 1.18 | 31.59 | 17.19 | 0 | 0 | -10.14 | 9.915 | 0 | 0 | 17.98
LFLmpBlst-T8-48in-25w+El-IS-NLO(25w) | IOU-NonDeer | T8-48in-25w | El-IS-NLO | None | 1 | 1 | 1 | 25 | Thru 6-30-2014 | Watts | 25 |  | Measure |  | N | None |  | Complete | LF lamp and ballast: LF lamp: T8, 48 inch, 25W, 2210 lm, CRI = 85, rated life = 24000 hours (1): LF Ballast: Electronic, Instant Start, Normal LO (1); Total Watts = 25 | Elec | 2 | 8.06 | 0.9 | FALSE | FALSE | 1 | 0 | 0 | 25 | 0 | 0 | 1 | 0 | 0 | 21.92 | 0.161 | 19 | 116 | -11.27 | 0.74 | 1.18 | 31.59 | 17.19 | 0 | 0 | -10.14 | 15.805 | 0 | 0 | 23.87
LFLmpBlst-T8-48in-25w+El-IS-NLO(26w) | IOU-NonDEER | T8-48in-25w | El-IS-NLO | None | 1 | 1 | 1 | 26 | Thru 6-30-2014 | Watts | 26 |  | Measure |  | N | None |  | Complete | LF lamp and ballast: LF lamp: T8, 48 inch, 25W, 2210 lm, CRI = 85, rated life = 24000 hours (1): LF Ballast: Electronic, Instant Start, Normal LO (1); Total Watts = 26 | Elec | 2 | 8.06 | 0.9 | FALSE | FALSE | 1 | 0 | 0 | 25 | 0 | 0 | 1 | 0 | 0 | 21.92 | 0.161 | 19 | 116 | -11.27 | 0.74 | 1.18 | 31.59 | 17.19 | 0 | 0 | -10.14 | 15.805 | 0 | 0 | 23.87
LFLmpBlst-T8-48in-25w+El-IS-NLO(27.7w) | IOU-NonDeer | T8-48in-25w | El-IS-NLO | None | 1 | 1 | 1 | 27.7 | Thru 6-30-2014 | Watts | 27.7 |  | Measure |  | N | None |  | Complete | LF lamp and ballast: LF lamp: T8, 48 inch, 25W, 2210 lm, CRI = 85, rated life = 24000 hours (1): LF Ballast: Electronic, Instant Start, Normal LO (1); Total Watts = 27.7 | Elec | 2 | 8.06 | 0.9 | FALSE | FALSE | 1 | 0 | 0 | 25 | 0 | 0 | 1 | 0 | 0 | 21.92 | 0.161 | 19 | 116 | -11.27 | 0.74 | 1.18 | 31.59 | 17.19 | 0 | 0 | -10.14 | 15.805 | 0 | 0 | 23.87
LFLmpBlst-T8-48in-25w+El-IS-NLO(27w) | ED-NonDEER | T8-48in-25w | El-IS-NLO | None | 1 | 1 | 1 | 27 |  | Watts | 27 |  | Measure |  | N | None |  | Complete | LF lamp and ballast: LF lamp: T8, 48 inch, 25W, 2210 lm, CRI = 85, rated life = 24000 hours (1): LF Ballast: Electronic, Instant Start, Normal LO (1); Total Watts = 27 | Elec | 2 | 8.06 | 0.9 | FALSE | FALSE | 1 | 0 | 0 | 25 | 0 | 0 | 1 | 0 | 0 | 21.92 | 0.161 | 19 | 116 | -11.27 | 0.74 | 1.18 | 31.59 | 17.19 | 0 | 0 | -10.14 | 15.805 | 0 | 0 | 23.87
LFLmpBlst-T8-48in-25w+El-IS-NLO(28w) | IOU-NonDEER | T8-48in-25w | El-IS-NLO | None | 1 | 0.25 | 4 | 28 |  | Watts | 28 |  | Measure |  | N | None |  | Complete | LF lamp and ballast: LF lamp: T8, 48 inch, 25W, 2210 lm, CRI = 85, rated life = 24000 hours (1): LF Ballast: Electronic, Instant Start, Normal LO (0.25); Total Watts = 28 | Elec | 2 | 8.06 | 0.9 | FALSE | FALSE | 4 | 0 | 0 | 100 | 0 | 0 | 0.25 | 0 | 0 | 21.92 | 0.161 | 19 | 116 | -11.27 | 0.74 | 1.18 | 31.59 | 17.19 | 0 | 0 | -10.14 | 6.97 | 0 | 0 | 15.03
LFLmpBlst-T8-48in-25w+El-IS-NLO(45w) | ED-NonDEER | T8-48in-25w | El-IS-NLO | None | 2 | 1 | 2 | 45 |  | Watts | 45 |  | Measure |  | N | None |  | Complete | LF lamp and ballast: LF lamp: T8, 48 inch, 25W, 2210 lm, CRI = 85, rated life = 24000 hours (2): LF Ballast: Electronic, Instant Start, Normal LO (1); Total Watts = 45 | Elec | 2 | 16.12 | 0.9 | FALSE | FALSE | 2 | 0 | 0 | 50 | 0 | 0 | 1 | 0 | 0 | 21.92 | 0.161 | 19 | 116 | -11.27 | 0.74 | 1.18 | 31.59 | 17.19 | 0 | 0 | -10.14 | 19.83 | 0 | 0 | 35.95
LFLmpBlst-T8-48in-25w+El-IS-NLO(67w) | ED-NonDEER | T8-48in-25w | El-IS-NLO | None | 3 | 2 | 1+2 | 67 |  | Watts | 67 |  | Measure |  | N | None |  | Complete | LF lamp and ballast: LF lamp: T8, 48 inch, 25W, 2210 lm, CRI = 85, rated life = 24000 hours (3): LF Ballast: Electronic, Instant Start, Normal LO (2); Total Watts = 67 | Elec | 2 | 24.18 | 0.9 | FALSE | FALSE | 1 | 2 | 0 | 25 | 50 | 0 | 1 | 1 | 0 | 21.92 | 0.161 | 19 | 116 | -11.27 | 0.74 | 1.18 | 31.59 | 17.19 | 0 | 0 | -10.14 | 15.805 | 19.83 | 0 | 59.82
LFLmpBlst-T8-48in-25w+El-IS-NLO(68w) | IOU-NonDeer | T8-48in-25w | El-IS-NLO | None | 3 | 1 | 3 | 68 | Thru 6-30-2014 | Watts | 68 |  | Measure |  | N | None |  | Complete | LF lamp and ballast: LF lamp: T8, 48 inch, 25W, 2210 lm, CRI = 85, rated life = 24000 hours (3): LF Ballast: Electronic, Instant Start, Normal LO (1); Total Watts = 68 | Elec | 2 | 24.18 | 0.9 | FALSE | FALSE | 3 | 0 | 0 | 75 | 0 | 0 | 1 | 0 | 0 | 21.92 | 0.161 | 19 | 116 | -11.27 | 0.74 | 1.18 | 31.59 | 17.19 | 0 | 0 | -10.14 | 23.855 | 0 | 0 | 48.04
LFLmpBlst-T8-48in-25w+El-IS-NLO(87w) | ED-NonDEER | T8-48in-25w | El-IS-NLO | None | 4 | 1 | 4 | 87 |  | Watts | 87 |  | Measure |  | N | None |  | Complete | LF lamp and ballast: LF lamp: T8, 48 inch, 25W, 2210 lm, CRI = 85, rated life = 24000 hours (4): LF Ballast: Electronic, Instant Start, Normal LO (1); Total Watts = 87 | Elec | 2 | 32.24 | 0.9 | FALSE | FALSE | 4 | 0 | 0 | 100 | 0 | 0 | 1 | 0 | 0 | 21.92 | 0.161 | 19 | 116 | -11.27 | 0.74 | 1.18 | 31.59 | 17.19 | 0 | 0 | -10.14 | 27.88 | 0 | 0 | 60.12
LFLmpBlst-T8-48in-25w+El-IS-NLO(88w) | ED-NonDEER | T8-48in-25w | El-IS-NLO | None | 4 | 2 | 2 | 88 |  | Watts | 88 |  | Measure |  | N | None |  | Complete | LF lamp and ballast: LF lamp: T8, 48 inch, 25W, 2210 lm, CRI = 85, rated life = 24000 hours (4): LF Ballast: Electronic, Instant Start, Normal LO (2); Total Watts = 88 | Elec | 2 | 32.24 | 0.9 | FALSE | FALSE | 2 | 0 | 0 | 50 | 0 | 0 | 2 | 0 | 0 | 21.92 | 0.161 | 19 | 116 | -11.27 | 0.74 | 1.18 | 31.59 | 17.19 | 0 | 0 | -10.14 | 39.66 | 0 | 0 | 71.9
LFLmpBlst-T8-48in-25w+El-IS-NLO(90w) | IOU-NonDeer | T8-48in-25w | El-IS-NLO | None | 4 | 1 | 4 | 90 | Thru 6-30-2014 | Watts | 90 |  | Measure |  | N | None |  | Complete | LF lamp and ballast: LF lamp: T8, 48 inch, 25W, 2210 lm, CRI = 85, rated life = 24000 hours (4): LF Ballast: Electronic, Instant Start, Normal LO (1); Total Watts = 90 | Elec | 2 | 32.24 | 0.9 | FALSE | FALSE | 4 | 0 | 0 | 100 | 0 | 0 | 1 | 0 | 0 | 21.92 | 0.161 | 19 | 116 | -11.27 | 0.74 | 1.18 | 31.59 | 17.19 | 0 | 0 | -10.14 | 27.88 | 0 | 0 | 60.12
LFLmpBlst-T8-48in-25w+El-IS-RLO-1(58w) | ED-NonDEER | T8-48in-25w | El-IS-RLO | None | 3 | 1 | 3 | 58 |  | Watts | 58 |  | Measure |  | N | None |  | Complete | LF lamp and ballast: LF lamp: T8, 48 inch, 25W, 2210 lm, CRI = 85, rated life = 24000 hours (3): LF Ballast: Electronic, Instant Start, Reduced LO (1); Total Watts = 58 | Elec | 2 | 24.18 | 0.825 | FALSE | FALSE | 3 | 0 | 0 | 75 | 0 | 0 | 1 | 0 | 0 | 21.92 | 0.161 | 19 | 116 | -11.27 | 0.74 | 1.18 | 31.59 | 17.19 | 0 | 0 | -10.14 | 23.855 | 0 | 0 | 48.04
LFLmpBlst-T8-48in-25w+El-IS-RLO-1(76w) | ED-NonDEER | T8-48in-25w | El-IS-RLO | None | 4 | 1 | 4 | 76 |  | Watts | 76 |  | Measure |  | N | None |  | Complete | LF lamp and ballast: LF lamp: T8, 48 inch, 25W, 2210 lm, CRI = 85, rated life = 24000 hours (4): LF Ballast: Electronic, Instant Start, Reduced LO (1); Total Watts = 76 | Elec | 2 | 32.24 | 0.825 | FALSE | FALSE | 4 | 0 | 0 | 100 | 0 | 0 | 1 | 0 | 0 | 21.92 | 0.161 | 19 | 116 | -11.27 | 0.74 | 1.18 | 31.59 | 17.19 | 0 | 0 | -10.14 | 27.88 | 0 | 0 | 60.12
LFLmpBlst-T8-48in-25w+El-IS-RLO-2(58w) | ED-NonDEER | T8-48in-25w | El-IS-RLO | None | 3 | 2 | 1+2 | 58 |  | Watts | 58 |  | Measure |  | N | None |  | Complete | LF lamp and ballast: LF lamp: T8, 48 inch, 25W, 2210 lm, CRI = 85, rated life = 24000 hours (3): LF Ballast: Electronic, Instant Start, Reduced LO (2); Total Watts = 58 | Elec | 2 | 24.18 | 0.825 | FALSE | FALSE | 1 | 2 | 0 | 25 | 50 | 0 | 1 | 1 | 0 | 21.92 | 0.161 | 19 | 116 | -11.27 | 0.74 | 1.18 | 31.59 | 17.19 | 0 | 0 | -10.14 | 15.805 | 19.83 | 0 | 59.82
LFLmpBlst-T8-48in-25w+El-IS-RLO-2(76w) | ED-NonDEER | T8-48in-25w | El-IS-RLO | None | 4 | 2 | 2 | 76 |  | Watts | 76 |  | Measure |  | N | None |  | Complete | LF lamp and ballast: LF lamp: T8, 48 inch, 25W, 2210 lm, CRI = 85, rated life = 24000 hours (4): LF Ballast: Electronic, Instant Start, Reduced LO (2); Total Watts = 76 | Elec | 2 | 32.24 | 0.825 | FALSE | FALSE | 2 | 0 | 0 | 50 | 0 | 0 | 2 | 0 | 0 | 21.92 | 0.161 | 19 | 116 | -11.27 | 0.74 | 1.18 | 31.59 | 17.19 | 0 | 0 | -10.14 | 39.66 | 0 | 0 | 71.9
LFLmpBlst-T8-48in-25w+El-IS-RLO(20w) | ED-NonDEER | T8-48in-25w | El-IS-RLO | None | 1 | 1 | 1 | 20 |  | Watts | 20 |  | Measure |  | N | None |  | Complete | LF lamp and ballast: LF lamp: T8, 48 inch, 25W, 2210 lm, CRI = 85, rated life = 24000 hours (1): LF Ballast: Electronic, Instant Start, Reduced LO (1); Total Watts = 20 | Elec | 2 | 8.06 | 0.825 | FALSE | FALSE | 1 | 0 | 0 | 25 | 0 | 0 | 1 | 0 | 0 | 21.92 | 0.161 | 19 | 116 | -11.27 | 0.74 | 1.18 | 31.59 | 17.19 | 0 | 0 | -10.14 | 15.805 | 0 | 0 | 23.87
LFLmpBlst-T8-48in-25w+El-IS-RLO(22w) | IOU-NonDeer | T8-48in-25w | El-IS-RLO | None | 1 | 1 | 1 | 22 | Thru 6-30-2014 | Watts | 22 |  | Measure |  | N | None |  | Complete | LF lamp and ballast: LF lamp: T8, 48 inch, 25W, 2210 lm, CRI = 85, rated life = 24000 hours (1): LF Ballast: Electronic, Instant Start, Reduced LO (1); Total Watts = 22 | Elec | 2 | 8.06 | 0.825 | FALSE | FALSE | 1 | 0 | 0 | 25 | 0 | 0 | 1 | 0 | 0 | 21.92 | 0.161 | 19 | 116 | -11.27 | 0.74 | 1.18 | 31.59 | 17.19 | 0 | 0 | -10.14 | 15.805 | 0 | 0 | 23.87
LFLmpBlst-T8-48in-25w+El-IS-RLO(38w) | ED-NonDEER | T8-48in-25w | El-IS-RLO | None | 2 | 1 | 2 | 38 |  | Watts | 38 |  | Measure |  | N | None |  | Complete | LF lamp and ballast: LF lamp: T8, 48 inch, 25W, 2210 lm, CRI = 85, rated life = 24000 hours (2): LF Ballast: Electronic, Instant Start, Reduced LO (1); Total Watts = 38 | Elec | 2 | 16.12 | 0.825 | FALSE | FALSE | 2 | 0 | 0 | 50 | 0 | 0 | 1 | 0 | 0 | 21.92 | 0.161 | 19 | 116 | -11.27 | 0.74 | 1.18 | 31.59 | 17.19 | 0 | 0 | -10.14 | 19.83 | 0 | 0 | 35.95
LFLmpBlst-T8-48in-25w+El-IS-RLO(44w) | IOU-NonDeer | T8-48in-25w | El-IS-RLO | None | 2 | 1 | 2 | 44 | Thru 6-30-2014 | Watts | 44 |  | Measure |  | N | None |  | Complete | LF lamp and ballast: LF lamp: T8, 48 inch, 25W, 2210 lm, CRI = 85, rated life = 24000 hours (2): LF Ballast: Electronic, Instant Start, Reduced LO (1); Total Watts = 44 | Elec | 2 | 16.12 | 0.825 | FALSE | FALSE | 2 | 0 | 0 | 50 | 0 | 0 | 1 | 0 | 0 | 21.92 | 0.161 | 19 | 116 | -11.27 | 0.74 | 1.18 | 31.59 | 17.19 | 0 | 0 | -10.14 | 19.83 | 0 | 0 | 35.95
LFLmpBlst-T8-48in-25w+El-IS-RLO(57w) | ED-NonDEER | T8-48in-25w | El-IS-RLO | None | 3 | 1.5 | 2 | 57 |  | Watts | 57 |  | Measure |  | N | None |  | Complete | LF lamp and ballast: LF lamp: T8, 48 inch, 25W, 2210 lm, CRI = 85, rated life = 24000 hours (3): LF Ballast: Electronic, Instant Start, Reduced LO (1.5); Total Watts = 57 | Elec | 2 | 24.18 | 0.825 | FALSE | FALSE | 2 | 0 | 0 | 50 | 0 | 0 | 1.5 | 0 | 0 | 21.92 | 0.161 | 19 | 116 | -11.27 | 0.74 | 1.18 | 31.59 | 17.19 | 0 | 0 | -10.14 | 29.745 | 0 | 0 | 53.93
LFLmpBlst-T8-48in-25w+El-IS-RLO(66w) | IOU-NonDeer | T8-48in-25w | El-IS-RLO | None | 3 | 1 | 3 | 66 | Thru 6-30-2014 | Watts | 66 |  | Measure |  | N | None |  | Complete | LF lamp and ballast: LF lamp: T8, 48 inch, 25W, 2210 lm, CRI = 85, rated life = 24000 hours (3): LF Ballast: Electronic, Instant Start, Reduced LO (1); Total Watts = 66 | Elec | 2 | 24.18 | 0.825 | FALSE | FALSE | 3 | 0 | 0 | 75 | 0 | 0 | 1 | 0 | 0 | 21.92 | 0.161 | 19 | 116 | -11.27 | 0.74 | 1.18 | 31.59 | 17.19 | 0 | 0 | -10.14 | 23.855 | 0 | 0 | 48.04
LFLmpBlst-T8-48in-25w+El-IS-RLO(90w) | IOU-NonDeer | T8-48in-25w | El-IS-RLO | None | 4 | 1 | 4 | 90 | Thru 6-30-2014 | Watts | 90 |  | Measure |  | N | None |  | Complete | LF lamp and ballast: LF lamp: T8, 48 inch, 25W, 2210 lm, CRI = 85, rated life = 24000 hours (4): LF Ballast: Electronic, Instant Start, Reduced LO (1); Total Watts = 90 | Elec | 2 | 32.24 | 0.825 | FALSE | FALSE | 4 | 0 | 0 | 100 | 0 | 0 | 1 | 0 | 0 | 21.92 | 0.161 | 19 | 116 | -11.27 | 0.74 | 1.18 | 31.59 | 17.19 | 0 | 0 | -10.14 | 27.88 | 0 | 0 | 60.12
LFLmpBlst-T8-48in-25w+El-PS-HLO(116w) | ED-NonDEER | T8-48in-25w | El-PS-HLO | None | 4 | 2 | 2 | 116 |  | Watts | 116 |  | Measure |  | N | None |  | Complete | LF lamp and ballast: LF lamp: T8, 48 inch, 25W, 2210 lm, CRI = 85, rated life = 24000 hours (4): LF Ballast: Electronic, Programmed Start, High LO (2); Total Watts = 116 | Elec | 2 | 32.24 | 1.025 | FALSE | TRUE | 2 | 0 | 0 | 50 | 0 | 0 | 2 | 0 | 0 | 21.92 | 0.161 | 19 | 116 | -11.27 | 0.74 | 1.18 | 31.59 | 17.19 | 0 | 0 | -10.14 | 74.04 | 0 | 0 | 106.28
LFLmpBlst-T8-48in-25w+El-PS-HLO(125w) | ED-NonDEER | T8-48in-25w | El-PS-HLO | None | 4 | 1 | 4 | 125 |  | Watts | 125 |  | Measure |  | N | None |  | Complete | LF lamp and ballast: LF lamp: T8, 48 inch, 25W, 2210 lm, CRI = 85, rated life = 24000 hours (4): LF Ballast: Electronic, Programmed Start, High LO (1); Total Watts = 125 | Elec | 2 | 32.24 | 1.025 | FALSE | TRUE | 4 | 0 | 0 | 100 | 0 | 0 | 1 | 0 | 0 | 21.92 | 0.161 | 19 | 116 | -11.27 | 0.74 | 1.18 | 31.59 | 17.19 | 0 | 0 | -10.14 | 45.07 | 0 | 0 | 77.31
LFLmpBlst-T8-48in-25w+El-PS-HLO(34w) | ED-NonDEER | T8-48in-25w | El-PS-HLO | None | 1 | 1 | 1 | 34 |  | Watts | 34 |  | Measure |  | N | None |  | Complete | LF lamp and ballast: LF lamp: T8, 48 inch, 25W, 2210 lm, CRI = 85, rated life = 24000 hours (1): LF Ballast: Electronic, Programmed Start, High LO (1); Total Watts = 34 | Elec | 2 | 8.06 | 1.025 | FALSE | TRUE | 1 | 0 | 0 | 25 | 0 | 0 | 1 | 0 | 0 | 21.92 | 0.161 | 19 | 116 | -11.27 | 0.74 | 1.18 | 31.59 | 17.19 | 0 | 0 | -10.14 | 32.995 | 0 | 0 | 41.06
LFLmpBlst-T8-48in-25w+El-PS-HLO(58w) | ED-NonDEER | T8-48in-25w | El-PS-HLO | None | 2 | 1 | 2 | 58 |  | Watts | 58 |  | Measure |  | N | None |  | Complete | LF lamp and ballast: LF lamp: T8, 48 inch, 25W, 2210 lm, CRI = 85, rated life = 24000 hours (2): LF Ballast: Electronic, Programmed Start, High LO (1); Total Watts = 58 | Elec | 2 | 16.12 | 1.025 | FALSE | TRUE | 2 | 0 | 0 | 50 | 0 | 0 | 1 | 0 | 0 | 21.92 | 0.161 | 19 | 116 | -11.27 | 0.74 | 1.18 | 31.59 | 17.19 | 0 | 0 | -10.14 | 37.02 | 0 | 0 | 53.14
LFLmpBlst-T8-48in-25w+El-PS-HLO(87w) | ED-NonDEER | T8-48in-25w | El-PS-HLO | None | 3 | 1.5 | 2 | 87 |  | Watts | 87 |  | Measure |  | N | None |  | Complete | LF lamp and ballast: LF lamp: T8, 48 inch, 25W, 2210 lm, CRI = 85, rated life = 24000 hours (4): LF Ballast: Electronic, Programmed Start, High LO (1.5); Total Watts = 87 | Elec | 2 | 24.18 | 1.025 | FALSE | TRUE | 2 | 0 | 0 | 50 | 0 | 0 | 1.5 | 0 | 0 | 21.92 | 0.161 | 19 | 116 | -11.27 | 0.74 | 1.18 | 31.59 | 17.19 | 0 | 0 | -10.14 | 55.53 | 0 | 0 | 79.71
LFLmpBlst-T8-48in-25w+El-PS-HLO(92w) | ED-NonDEER | T8-48in-25w | El-PS-HLO | None | 3 | 2 | 1+2 | 92 |  | Watts | 92 |  | Measure |  | N | None |  | Complete | LF lamp and ballast: LF lamp: T8, 48 inch, 25W, 2210 lm, CRI = 85, rated life = 24000 hours (3): LF Ballast: Electronic, Programmed Start, High LO (2); Total Watts = 92 | Elec | 2 | 24.18 | 1.025 | FALSE | TRUE | 1 | 2 | 0 | 25 | 50 | 0 | 1 | 1 | 0 | 21.92 | 0.161 | 19 | 116 | -11.27 | 0.74 | 1.18 | 31.59 | 17.19 | 0 | 0 | -10.14 | 32.995 | 37.02 | 0 | 94.2
LFLmpBlst-T8-48in-25w+El-PS-NLO-1(66w) | ED-NonDEER | T8-48in-25w | El-PS-NLO | None | 3 | 1 | 3 | 66 | 48in3g25wT8PRSNEl66w | Watts | 66 |  | Measure |  | N | None |  | Complete | LF lamp and ballast: LF lamp: T8, 48 inch, 25W, 2210 lm, CRI = 85, rated life = 24000 hours (3): LF Ballast: Electronic, Programmed Start, Normal LO (1); Total Watts = 66 | Elec | 2 | 24.18 | 0.9 | FALSE | TRUE | 3 | 0 | 0 | 75 | 0 | 0 | 1 | 0 | 0 | 21.92 | 0.161 | 19 | 116 | -11.27 | 0.74 | 1.18 | 31.59 | 17.19 | 0 | 0 | -10.14 | 41.045 | 0 | 0 | 65.23
LFLmpBlst-T8-48in-25w+El-PS-NLO-2(66w) | ED-NonDEER | T8-48in-25w | El-PS-NLO | None | 3 | 1.5 | 2 | 66 |  | Watts | 66 |  | Measure |  | N | None |  | Complete | LF lamp and ballast: LF lamp: T8, 48 inch, 25W, 2210 lm, CRI = 85, rated life = 24000 hours (4): LF Ballast: Electronic, Programmed Start, Normal LO (1.5); Total Watts = 66 | Elec | 2 | 24.18 | 0.9 | FALSE | TRUE | 2 | 0 | 0 | 50 | 0 | 0 | 1.5 | 0 | 0 | 21.92 | 0.161 | 19 | 116 | -11.27 | 0.74 | 1.18 | 31.59 | 17.19 | 0 | 0 | -10.14 | 55.53 | 0 | 0 | 79.71
LFLmpBlst-T8-48in-25w+El-PS-NLO(24w) | ED-NonDEER | T8-48in-25w | El-PS-NLO | None | 1 | 1 | 1 | 24 |  | Watts | 24 |  | Measure |  | N | None |  | Complete | LF lamp and ballast: LF lamp: T8, 48 inch, 25W, 2210 lm, CRI = 85, rated life = 24000 hours (1): LF Ballast: Electronic, Programmed Start, Normal LO (1); Total Watts = 24 | Elec | 2 | 8.06 | 0.9 | FALSE | TRUE | 1 | 0 | 0 | 25 | 0 | 0 | 1 | 0 | 0 | 21.92 | 0.161 | 19 | 116 | -11.27 | 0.74 | 1.18 | 31.59 | 17.19 | 0 | 0 | -10.14 | 32.995 | 0 | 0 | 41.06
LFLmpBlst-T8-48in-25w+El-PS-NLO(44w) | ED-NonDEER | T8-48in-25w | El-PS-NLO | None | 2 | 1 | 2 | 44 | 48in3g25wT8PRSNEl44w | Watts | 44 |  | Measure |  | N | None |  | Complete | LF lamp and ballast: LF lamp: T8, 48 inch, 25W, 2210 lm, CRI = 85, rated life = 24000 hours (2): LF Ballast: Electronic, Programmed Start, Normal LO (1); Total Watts = 44 | Elec | 2 | 16.12 | 0.9 | FALSE | TRUE | 2 | 0 | 0 | 50 | 0 | 0 | 1 | 0 | 0 | 21.92 | 0.161 | 19 | 116 | -11.27 | 0.74 | 1.18 | 31.59 | 17.19 | 0 | 0 | -10.14 | 37.02 | 0 | 0 | 53.14
LFLmpBlst-T8-48in-25w+El-PS-NLO(68w) | ED-NonDEER | T8-48in-25w | El-PS-NLO | None | 3 | 2 | 1+2 | 68 |  | Watts | 68 |  | Measure |  | N | None |  | Complete | LF lamp and ballast: LF lamp: T8, 48 inch, 25W, 2210 lm, CRI = 85, rated life = 24000 hours (3): LF Ballast: Electronic, Programmed Start, Normal LO (2); Total Watts = 68 | Elec | 2 | 24.18 | 0.9 | FALSE | TRUE | 1 | 2 | 0 | 25 | 50 | 0 | 1 | 1 | 0 | 21.92 | 0.161 | 19 | 116 | -11.27 | 0.74 | 1.18 | 31.59 | 17.19 | 0 | 0 | -10.14 | 32.995 | 37.02 | 0 | 94.2
LFLmpBlst-T8-48in-25w+El-PS-NLO(88w) | ED-NonDEER | T8-48in-25w | El-PS-NLO | None | 4 | 2 | 2 | 88 |  | Watts | 88 |  | Measure |  | N | None |  | Complete | LF lamp and ballast: LF lamp: T8, 48 inch, 25W, 2210 lm, CRI = 85, rated life = 24000 hours (4): LF Ballast: Electronic, Programmed Start, Normal LO (2); Total Watts = 88 | Elec | 2 | 32.24 | 0.9 | FALSE | TRUE | 2 | 0 | 0 | 50 | 0 | 0 | 2 | 0 | 0 | 21.92 | 0.161 | 19 | 116 | -11.27 | 0.74 | 1.18 | 31.59 | 17.19 | 0 | 0 | -10.14 | 74.04 | 0 | 0 | 106.28
LFLmpBlst-T8-48in-25w+El-PS-NLO(90w) | ED-NonDEER | T8-48in-25w | El-PS-NLO | None | 4 | 1 | 4 | 90 | 48in3g25wT8PRSNEl90w | Watts | 90 |  | Measure |  | N | None |  | Complete | LF lamp and ballast: LF lamp: T8, 48 inch, 25W, 2210 lm, CRI = 85, rated life = 24000 hours (4): LF Ballast: Electronic, Programmed Start, Normal LO (1); Total Watts = 90 | Elec | 2 | 32.24 | 0.9 | FALSE | TRUE | 4 | 0 | 0 | 100 | 0 | 0 | 1 | 0 | 0 | 21.92 | 0.161 | 19 | 116 | -11.27 | 0.74 | 1.18 | 31.59 | 17.19 | 0 | 0 | -10.14 | 45.07 | 0 | 0 | 77.31
LFLmpBlst-T8-48in-25w+El-PS-RLO(20w) | ED-NonDEER | T8-48in-25w | El-PS-RLO | None | 1 | 1 | 1 | 20 |  | Watts | 20 |  | Measure |  | N | None |  | Complete | LF lamp and ballast: LF lamp: T8, 48 inch, 25W, 2210 lm, CRI = 85, rated life = 24000 hours (1): LF Ballast: Electronic, Programmed Start, Reduced LO (1); Total Watts = 20 | Elec | 2 | 8.06 | 0.825 | FALSE | TRUE | 1 | 0 | 0 | 25 | 0 | 0 | 1 | 0 | 0 | 21.92 | 0.161 | 19 | 116 | -11.27 | 0.74 | 1.18 | 31.59 | 17.19 | 0 | 0 | -10.14 | 32.995 | 0 | 0 | 41.06
LFLmpBlst-T8-48in-25w+El-PS-RLO(37w) | ED-NonDEER | T8-48in-25w | El-PS-RLO | None | 2 | 1 | 2 | 37 |  | Watts | 37 |  | Measure |  | N | None |  | Complete | LF lamp and ballast: LF lamp: T8, 48 inch, 25W, 2210 lm, CRI = 85, rated life = 24000 hours (2): LF Ballast: Electronic, Programmed Start, Reduced LO (1); Total Watts = 37 | Elec | 2 | 16.12 | 0.825 | FALSE | TRUE | 2 | 0 | 0 | 50 | 0 | 0 | 1 | 0 | 0 | 21.92 | 0.161 | 19 | 116 | -11.27 | 0.74 | 1.18 | 31.59 | 17.19 | 0 | 0 | -10.14 | 37.02 | 0 | 0 | 53.14
LFLmpBlst-T8-48in-25w+El-PS-RLO(56w) | ED-NonDEER | T8-48in-25w | El-PS-RLO | None | 3 | 1.5 | 2 | 56 |  | Watts | 56 |  | Measure |  | N | None |  | Complete | LF lamp and ballast: LF lamp: T8, 48 inch, 25W, 2210 lm, CRI = 85, rated life = 24000 hours (4): LF Ballast: Electronic, Programmed Start, Reduced LO (1.5); Total Watts = 56 | Elec | 2 | 24.18 | 0.825 | FALSE | TRUE | 2 | 0 | 0 | 50 | 0 | 0 | 1.5 | 0 | 0 | 21.92 | 0.161 | 19 | 116 | -11.27 | 0.74 | 1.18 | 31.59 | 17.19 | 0 | 0 | -10.14 | 55.53 | 0 | 0 | 79.71
LFLmpBlst-T8-48in-25w+El-PS-RLO(57w) | ED-NonDEER | T8-48in-25w | El-PS-RLO | None | 3 | 2 | 1+2 | 57 |  | Watts | 57 |  | Measure |  | N | None |  | Complete | LF lamp and ballast: LF lamp: T8, 48 inch, 25W, 2210 lm, CRI = 85, rated life = 24000 hours (3): LF Ballast: Electronic, Programmed Start, Reduced LO (2); Total Watts = 57 | Elec | 2 | 24.18 | 0.825 | FALSE | TRUE | 1 | 2 | 0 | 25 | 50 | 0 | 1 | 1 | 0 | 21.92 | 0.161 | 19 | 116 | -11.27 | 0.74 | 1.18 | 31.59 | 17.19 | 0 | 0 | -10.14 | 32.995 | 37.02 | 0 | 94.2
LFLmpBlst-T8-48in-25w+El-PS-RLO(74w) | ED-NonDEER | T8-48in-25w | El-PS-RLO | None | 4 | 2 | 2 | 74 |  | Watts | 74 |  | Measure |  | N | None |  | Complete | LF lamp and ballast: LF lamp: T8, 48 inch, 25W, 2210 lm, CRI = 85, rated life = 24000 hours (4): LF Ballast: Electronic, Programmed Start, Reduced LO (2); Total Watts = 74 | Elec | 2 | 32.24 | 0.825 | FALSE | TRUE | 2 | 0 | 0 | 50 | 0 | 0 | 2 | 0 | 0 | 21.92 | 0.161 | 19 | 116 | -11.27 | 0.74 | 1.18 | 31.59 | 17.19 | 0 | 0 | -10.14 | 74.04 | 0 | 0 | 106.28
LFLmpBlst-T8-48in-25w+El-PS-RLO(79w) | ED-NonDEER | T8-48in-25w | El-PS-RLO | None | 4 | 1 | 4 | 79 | 48in3g25wT8PRSREl79w | Watts | 79 |  | Measure |  | N | None |  | Complete | LF lamp and ballast: LF lamp: T8, 48 inch, 25W, 2210 lm, CRI = 85, rated life = 24000 hours (4): LF Ballast: Electronic, Programmed Start, Reduced LO (1); Total Watts = 79 | Elec | 2 | 32.24 | 0.825 | FALSE | TRUE | 4 | 0 | 0 | 100 | 0 | 0 | 1 | 0 | 0 | 21.92 | 0.161 | 19 | 116 | -11.27 | 0.74 | 1.18 | 31.59 | 17.19 | 0 | 0 | -10.14 | 45.07 | 0 | 0 | 77.31
LFLmpBlst-T8-48in-28w+El-IS-HLO(125w) | ED-NonDEER | T8-48in-28w | El-IS-HLO | None | 4 | 1 | 4 | 125 |  | Watts | 125 |  | Measure |  | N | None |  | Complete | LF lamp and ballast: LF lamp: T8, 48 inch, 28W, 2585 lm, CRI = 85, rated life = 24000 hours (4): LF Ballast: Electronic, Instant Start, High LO (1); Total Watts = 125 | Elec | 2 | 25.48 | 1.025 | FALSE | FALSE | 4 | 0 | 0 | 112 | 0 | 0 | 1 | 0 | 0 | 21.92 | 0.161 | 19 | 116 | -11.27 | 0.74 | 1.18 | 31.59 | 17.19 | 0 | 0 | -10.14 | 29.812 | 0 | 0 | 55.29
LFLmpBlst-T8-48in-28w+El-IS-HLO(30w) | ED-NonDEER | T8-48in-28w | El-IS-HLO | None | 1 | 1 | 1 | 30 |  | Watts | 30 |  | Measure |  | N | None |  | Complete | LF lamp and ballast: LF lamp: T8, 48 inch, 28W, 2585 lm, CRI = 85, rated life = 24000 hours (1): LF Ballast: Electronic, Instant Start, High LO (1); Total Watts = 30 | Elec | 2 | 6.37 | 1.025 | FALSE | FALSE | 1 | 0 | 0 | 28 | 0 | 0 | 1 | 0 | 0 | 21.92 | 0.161 | 19 | 116 | -11.27 | 0.74 | 1.18 | 31.59 | 17.19 | 0 | 0 | -10.14 | 16.288 | 0 | 0 | 22.66
LFLmpBlst-T8-48in-28w+El-IS-HLO(62w) | ED-NonDEER | T8-48in-28w | El-IS-HLO | None | 2 | 1 | 2 | 62 |  | Watts | 62 |  | Measure |  | N | None |  | Complete | LF lamp and ballast: LF lamp: T8, 48 inch, 28W, 2585 lm, CRI = 85, rated life = 24000 hours (2): LF Ballast: Electronic, Instant Start, High LO (1); Total Watts = 62 | Elec | 2 | 12.74 | 1.025 | FALSE | FALSE | 2 | 0 | 0 | 56 | 0 | 0 | 1 | 0 | 0 | 21.92 | 0.161 | 19 | 116 | -11.27 | 0.74 | 1.18 | 31.59 | 17.19 | 0 | 0 | -10.14 | 20.796 | 0 | 0 | 33.54
LFLmpBlst-T8-48in-28w+El-IS-HLO(67w) | IOU-NonDeer | T8-48in-28w | El-IS-HLO | None | 2 | 1 | 2 | 67 | Thru 6-30-2014 | Watts | 67 |  | Measure |  | N | None |  | Complete | LF lamp and ballast: LF lamp: T8, 48 inch, 28W, 2585 lm, CRI = 85, rated life = 24000 hours (2): LF Ballast: Electronic, Instant Start, High LO (1); Total Watts = 67 | Elec | 2 | 12.74 | 1.025 | FALSE | FALSE | 2 | 0 | 0 | 56 | 0 | 0 | 1 | 0 | 0 | 21.92 | 0.161 | 19 | 116 | -11.27 | 0.74 | 1.18 | 31.59 | 17.19 | 0 | 0 | -10.14 | 20.796 | 0 | 0 | 33.54
LFLmpBlst-T8-48in-28w+El-IS-HLO(97w) | ED-NonDEER | T8-48in-28w | El-IS-HLO | None | 3 | 1 | 3 | 97 |  | Watts | 97 |  | Measure |  | N | None |  | Complete | LF lamp and ballast: LF lamp: T8, 48 inch, 28W, 2585 lm, CRI = 85, rated life = 24000 hours (3): LF Ballast: Electronic, Instant Start, High LO (1); Total Watts = 97 | Elec | 2 | 19.11 | 1.025 | FALSE | FALSE | 3 | 0 | 0 | 84 | 0 | 0 | 1 | 0 | 0 | 21.92 | 0.161 | 19 | 116 | -11.27 | 0.74 | 1.18 | 31.59 | 17.19 | 0 | 0 | -10.14 | 25.304 | 0 | 0 | 44.41
LFLmpBlst-T8-48in-28w+El-IS-HLO+Refl(67w) | IOU-NonDEER | T8-48in-28w | El-IS-HLO | None | 2 | 1 | 2 | 67 |  | Watts | 67 |  | Code |  | N | Refl |  | Complete | LF lamp and ballast: LF lamp: T8, 48 inch, 28W, 2585 lm, CRI = 85, rated life = 24000 hours (2): LF Ballast: Electronic, Instant Start, High LO (1); Any type of reflector; Total Watts = 67 | Elec | 2 | 12.74 | 1.025 | FALSE | FALSE | 2 | 0 | 0 | 56 | 0 | 0 | 1 | 0 | 0 | 21.92 | 0.161 | 19 | 116 | -11.27 | 0.74 | 1.18 | 31.59 | 17.19 | 0 | 0 | -10.14 | 20.796 | 0 | 0 | 33.54
LFLmpBlst-T8-48in-28w+El-IS-NLO(26w) | IOU-NonDEER | T8-48in-28w | El-IS-NLO | None | 1 | 1 | 1 | 26 | Thru 6-30-2014 | Watts | 26 |  | Measure |  | N | None |  | Complete | LF lamp and ballast: LF lamp: T8, 48 inch, 28W, 2585 lm, CRI = 85, rated life = 24000 hours (1): LF Ballast: Electronic, Instant Start, Normal LO (1); Total Watts = 26 | Elec | 2 | 6.37 | 0.9 | FALSE | FALSE | 1 | 0 | 0 | 28 | 0 | 0 | 1 | 0 | 0 | 21.92 | 0.161 | 19 | 116 | -11.27 | 0.74 | 1.18 | 31.59 | 17.19 | 0 | 0 | -10.14 | 16.288 | 0 | 0 | 22.66
LFLmpBlst-T8-48in-28w+El-IS-NLO(27w) | ED-NonDEER | T8-48in-28w | El-IS-NLO | None | 1 | 0.5 | 2 | 27 |  | Watts | 27 |  | Measure |  | N | None |  | Complete | LF lamp and ballast: LF lamp: T8, 48 inch, 28W, 2585 lm, CRI = 85, rated life = 24000 hours (1): LF Ballast: Electronic, Instant Start, Normal LO (0.5); Total Watts = 27 | Elec | 2 | 6.37 | 0.9 | FALSE | FALSE | 2 | 0 | 0 | 56 | 0 | 0 | 0.5 | 0 | 0 | 21.92 | 0.161 | 19 | 116 | -11.27 | 0.74 | 1.18 | 31.59 | 17.19 | 0 | 0 | -10.14 | 10.398 | 0 | 0 | 16.77
LFLmpBlst-T8-48in-28w+El-IS-NLO(28w) | ED-NonDEER | T8-48in-28w | El-IS-NLO | None | 1 | 1 | 1 | 28 |  | Watts | 28 |  | Measure |  | N | None |  | Complete | LF lamp and ballast: LF lamp: T8, 48 inch, 28W, 2585 lm, CRI = 85, rated life = 24000 hours (1): LF Ballast: Electronic, Instant Start, Normal LO (1); Total Watts = 28 | Elec | 2 | 6.37 | 0.9 | FALSE | FALSE | 1 | 0 | 0 | 28 | 0 | 0 | 1 | 0 | 0 | 21.92 | 0.161 | 19 | 116 | -11.27 | 0.74 | 1.18 | 31.59 | 17.19 | 0 | 0 | -10.14 | 16.288 | 0 | 0 | 22.66
LFLmpBlst-T8-48in-28w+El-IS-NLO(30.3w) | IOU-NonDeer | T8-48in-28w | El-IS-NLO | None | 1 | 1 | 1 | 30.3 | Thru 6-30-2014 | Watts | 30.3 |  | Measure |  | N | None |  | Complete | LF lamp and ballast: LF lamp: T8, 48 inch, 28W, 2585 lm, CRI = 85, rated life = 24000 hours (1): LF Ballast: Electronic, Instant Start, Normal LO (1); Total Watts = 30.3 | Elec | 2 | 6.37 | 0.9 | FALSE | FALSE | 1 | 0 | 0 | 28 | 0 | 0 | 1 | 0 | 0 | 21.92 | 0.161 | 19 | 116 | -11.27 | 0.74 | 1.18 | 31.59 | 17.19 | 0 | 0 | -10.14 | 16.288 | 0 | 0 | 22.66
LFLmpBlst-T8-48in-28w+El-IS-NLO(53w) | ED-NonDEER | T8-48in-28w | El-IS-NLO | None | 2 | 1 | 2 | 53 |  | Watts | 53 |  | Measure |  | N | None |  | Complete | LF lamp and ballast: LF lamp: T8, 48 inch, 28W, 2585 lm, CRI = 85, rated life = 24000 hours (2): LF Ballast: Electronic, Instant Start, Normal LO (1); Total Watts = 53 | Elec | 2 | 12.74 | 0.9 | FALSE | FALSE | 2 | 0 | 0 | 56 | 0 | 0 | 1 | 0 | 0 | 21.92 | 0.161 | 19 | 116 | -11.27 | 0.74 | 1.18 | 31.59 | 17.19 | 0 | 0 | -10.14 | 20.796 | 0 | 0 | 33.54
LFLmpBlst-T8-48in-28w+El-IS-NLO(73w) | ED-NonDEER | T8-48in-28w | El-IS-NLO | None | 3 | 1 | 3 | 73 |  | Watts | 73 |  | Measure |  | N | None |  | Complete | LF lamp and ballast: LF lamp: T8, 48 inch, 28W, 2585 lm, CRI = 85, rated life = 24000 hours (3): LF Ballast: Electronic, Instant Start, Normal LO (1); Total Watts = 73 | Elec | 2 | 19.11 | 0.9 | FALSE | FALSE | 3 | 0 | 0 | 84 | 0 | 0 | 1 | 0 | 0 | 21.92 | 0.161 | 19 | 116 | -11.27 | 0.74 | 1.18 | 31.59 | 17.19 | 0 | 0 | -10.14 | 25.304 | 0 | 0 | 44.41
LFLmpBlst-T8-48in-28w+El-IS-NLO(75w) | IOU-NonDeer | T8-48in-28w | El-IS-NLO | None | 3 | 1 | 3 | 75 | Thru 6-30-2014 | Watts | 75 |  | Measure |  | N | None |  | Complete | LF lamp and ballast: LF lamp: T8, 48 inch, 28W, 2585 lm, CRI = 85, rated life = 24000 hours (3): LF Ballast: Electronic, Instant Start, Normal LO (1); Total Watts = 75 | Elec | 2 | 19.11 | 0.9 | FALSE | FALSE | 3 | 0 | 0 | 84 | 0 | 0 | 1 | 0 | 0 | 21.92 | 0.161 | 19 | 116 | -11.27 | 0.74 | 1.18 | 31.59 | 17.19 | 0 | 0 | -10.14 | 25.304 | 0 | 0 | 44.41
LFLmpBlst-T8-48in-28w+El-IS-NLO(94w) | ED-NonDEER | T8-48in-28w | El-IS-NLO | None | 4 | 1 | 4 | 94 |  | Watts | 94 |  | Measure |  | N | None |  | Complete | LF lamp and ballast: LF lamp: T8, 48 inch, 28W, 2585 lm, CRI = 85, rated life = 24000 hours (4): LF Ballast: Electronic, Instant Start, Normal LO (1); Total Watts = 94 | Elec | 2 | 25.48 | 0.9 | FALSE | FALSE | 4 | 0 | 0 | 112 | 0 | 0 | 1 | 0 | 0 | 21.92 | 0.161 | 19 | 116 | -11.27 | 0.74 | 1.18 | 31.59 | 17.19 | 0 | 0 | -10.14 | 29.812 | 0 | 0 | 55.29
LFLmpBlst-T8-48in-28w+El-IS-NLO(98w) | IOU-NonDeer | T8-48in-28w | El-IS-NLO | None | 4 | 1 | 4 | 98 | Thru 6-30-2014 | Watts | 98 |  | Measure |  | N | None |  | Complete | LF lamp and ballast: LF lamp: T8, 48 inch, 28W, 2585 lm, CRI = 85, rated life = 24000 hours (4): LF Ballast: Electronic, Instant Start, Normal LO (1); Total Watts = 98 | Elec | 2 | 25.48 | 0.9 | FALSE | FALSE | 4 | 0 | 0 | 112 | 0 | 0 | 1 | 0 | 0 | 21.92 | 0.161 | 19 | 116 | -11.27 | 0.74 | 1.18 | 31.59 | 17.19 | 0 | 0 | -10.14 | 29.812 | 0 | 0 | 55.29
LFLmpBlst-T8-48in-28w+El-IS-NLO+Refl(53w) | ED-NonDEER | T8-48in-28w | El-IS-NLO | None | 2 | 1 | 2 | 53 |  | Watts | 53 |  | Measure |  | N | Refl |  | Complete | LF lamp and ballast: LF lamp: T8, 48 inch, 28W, 2585 lm, CRI = 85, rated life = 24000 hours (2): LF Ballast: Electronic, Instant Start, Normal LO (1); Any type of reflector; Total Watts = 53 | Elec | 2 | 12.74 | 0.9 | FALSE | FALSE | 2 | 0 | 0 | 56 | 0 | 0 | 1 | 0 | 0 | 21.92 | 0.161 | 19 | 116 | -11.27 | 0.74 | 1.18 | 31.59 | 17.19 | 0 | 0 | -10.14 | 20.796 | 0 | 0 | 33.54
LFLmpBlst-T8-48in-28w+El-IS-RLO(124w) | ED-NonDEER | T8-48in-28w | El-IS-RLO | None | 4 | 2 | 2 | 124 |  | Watts | 124 |  | Measure |  | N | None |  | Complete | LF lamp and ballast: LF lamp: T8, 48 inch, 28W, 2585 lm, CRI = 85, rated life = 24000 hours (4): LF Ballast: Electronic, Instant Start, Reduced LO (2); Total Watts = 124 | Elec | 2 | 25.48 | 0.825 | FALSE | FALSE | 2 | 0 | 0 | 56 | 0 | 0 | 2 | 0 | 0 | 21.92 | 0.161 | 19 | 116 | -11.27 | 0.74 | 1.18 | 31.59 | 17.19 | 0 | 0 | -10.14 | 41.592 | 0 | 0 | 67.07
LFLmpBlst-T8-48in-28w+El-IS-RLO(24w) | ED-NonDEER | T8-48in-28w | El-IS-RLO | None | 1 | 1 | 1 | 24 |  | Watts | 24 |  | Measure |  | N | None |  | Complete | LF lamp and ballast: LF lamp: T8, 48 inch, 28W, 2585 lm, CRI = 85, rated life = 24000 hours (1): LF Ballast: Electronic, Instant Start, Reduced LO (1); Total Watts = 24 | Elec | 2 | 6.37 | 0.825 | FALSE | FALSE | 1 | 0 | 0 | 28 | 0 | 0 | 1 | 0 | 0 | 21.92 | 0.161 | 19 | 116 | -11.27 | 0.74 | 1.18 | 31.59 | 17.19 | 0 | 0 | -10.14 | 16.288 | 0 | 0 | 22.66
LFLmpBlst-T8-48in-28w+El-IS-RLO(42w) | IOU-NonDeer | T8-48in-28w | El-IS-RLO | None | 2 | 1 | 2 | 42 | Thru 6-30-2014 | Watts | 42 |  | Measure |  | N | None |  | Complete | LF lamp and ballast: LF lamp: T8, 48 inch, 28W, 2585 lm, CRI = 85, rated life = 24000 hours (2): LF Ballast: Electronic, Instant Start, Reduced LO (1); Total Watts = 42 | Elec | 2 | 12.74 | 0.825 | FALSE | FALSE | 2 | 0 | 0 | 56 | 0 | 0 | 1 | 0 | 0 | 21.92 | 0.161 | 19 | 116 | -11.27 | 0.74 | 1.18 | 31.59 | 17.19 | 0 | 0 | -10.14 | 20.796 | 0 | 0 | 33.54
LFLmpBlst-T8-48in-28w+El-IS-RLO(44w) | ED-NonDEER | T8-48in-28w | El-IS-RLO | None | 2 | 1 | 2 | 44 |  | Watts | 44 |  | Measure |  | N | None |  | Complete | LF lamp and ballast: LF lamp: T8, 48 inch, 28W, 2585 lm, CRI = 85, rated life = 24000 hours (2): LF Ballast: Electronic, Instant Start, Reduced LO (1); Total Watts = 44 | Elec | 2 | 12.74 | 0.825 | FALSE | FALSE | 2 | 0 | 0 | 56 | 0 | 0 | 1 | 0 | 0 | 21.92 | 0.161 | 19 | 116 | -11.27 | 0.74 | 1.18 | 31.59 | 17.19 | 0 | 0 | -10.14 | 20.796 | 0 | 0 | 33.54
LFLmpBlst-T8-48in-28w+El-IS-RLO(65w) | ED-NonDEER | T8-48in-28w | El-IS-RLO | None | 3 | 1 | 3 | 65 |  | Watts | 65 |  | Measure |  | N | None |  | Complete | LF lamp and ballast: LF lamp: T8, 48 inch, 28W, 2585 lm, CRI = 85, rated life = 24000 hours (3): LF Ballast: Electronic, Instant Start, Reduced LO (1); Total Watts = 65 | Elec | 2 | 19.11 | 0.825 | FALSE | FALSE | 3 | 0 | 0 | 84 | 0 | 0 | 1 | 0 | 0 | 21.92 | 0.161 | 19 | 116 | -11.27 | 0.74 | 1.18 | 31.59 | 17.19 | 0 | 0 | -10.14 | 25.304 | 0 | 0 | 44.41
LFLmpBlst-T8-48in-28w+El-IS-RLO(84w) | IOU-NonDeer | T8-48in-28w | El-IS-RLO | None | 4 | 1 | 4 | 84 | Thru 6-30-2014 | Watts | 84 |  | Measure |  | N | None |  | Complete | LF lamp and ballast: LF lamp: T8, 48 inch, 28W, 2585 lm, CRI = 85, rated life = 24000 hours (4): LF Ballast: Electronic, Instant Start, Reduced LO (1); Total Watts = 84 | Elec | 2 | 25.48 | 0.825 | FALSE | FALSE | 4 | 0 | 0 | 112 | 0 | 0 | 1 | 0 | 0 | 21.92 | 0.161 | 19 | 116 | -11.27 | 0.74 | 1.18 | 31.59 | 17.19 | 0 | 0 | -10.14 | 29.812 | 0 | 0 | 55.29
LFLmpBlst-T8-48in-28w+El-IS-RLO(88w) | ED-NonDEER | T8-48in-28w | El-IS-RLO | None | 4 | 1 | 4 | 88 |  | Watts | 88 |  | Measure |  | N | None |  | Complete | LF lamp and ballast: LF lamp: T8, 48 inch, 28W, 2585 lm, CRI = 85, rated life = 24000 hours (4): LF Ballast: Electronic, Instant Start, Reduced LO (1); Total Watts = 88 | Elec | 2 | 25.48 | 0.825 | FALSE | FALSE | 4 | 0 | 0 | 112 | 0 | 0 | 1 | 0 | 0 | 21.92 | 0.161 | 19 | 116 | -11.27 | 0.74 | 1.18 | 31.59 | 17.19 | 0 | 0 | -10.14 | 29.812 | 0 | 0 | 55.29
LFLmpBlst-T8-48in-28w+El-IS-RLO(92w) | ED-NonDEER | T8-48in-28w | El-IS-RLO | None | 3 | 2 | 1+2 | 92 |  | Watts | 92 |  | Measure |  | N | None |  | Complete | LF lamp and ballast: LF lamp: T8, 48 inch, 28W, 2585 lm, CRI = 85, rated life = 24000 hours (3): LF Ballast: Electronic, Instant Start, Reduced LO (2); Total Watts = 92 | Elec | 2 | 19.11 | 0.825 | FALSE | FALSE | 1 | 2 | 0 | 28 | 56 | 0 | 1 | 1 | 0 | 21.92 | 0.161 | 19 | 116 | -11.27 | 0.74 | 1.18 | 31.59 | 17.19 | 0 | 0 | -10.14 | 16.288 | 20.796 | 0 | 56.19
LFLmpBlst-T8-48in-28w+El-IS-RLO(93w) | ED-NonDEER | T8-48in-28w | El-IS-RLO | None | 3 | 1.5 | 2 | 93 |  | Watts | 93 |  | Measure |  | N | None |  | Complete | LF lamp and ballast: LF lamp: T8, 48 inch, 28W, 2585 lm, CRI = 85, rated life = 24000 hours (3): LF Ballast: Electronic, Instant Start, Reduced LO (1.5); Total Watts = 93 | Elec | 2 | 19.11 | 0.825 | FALSE | FALSE | 2 | 0 | 0 | 56 | 0 | 0 | 1.5 | 0 | 0 | 21.92 | 0.161 | 19 | 116 | -11.27 | 0.74 | 1.18 | 31.59 | 17.19 | 0 | 0 | -10.14 | 31.194 | 0 | 0 | 50.3
LFLmpBlst-T8-48in-28w+El-IS-VHLO(70w) | IOU-NonDEER | T8-48in-28w | El-IS-VHLO | None | 2 | 1 | 2 | 70 |  | Watts | 70 |  | Code |  | N | None |  | Complete | LF lamp and ballast: LF lamp: T8, 48 inch, 28W, 2585 lm, CRI = 85, rated life = 24000 hours (2): LF Ballast: Electronic, Instant Start, Very High LO (1); Total Watts = 70 | Elec | 2 | 12.74 | 1.125 | FALSE | FALSE | 2 | 0 | 0 | 56 | 0 | 0 | 1 | 0 | 0 | 21.92 | 0.161 | 19 | 116 | -11.27 | 0.74 | 1.18 | 31.59 | 17.19 | 0 | 0 | -10.14 | 20.796 | 0 | 0 | 33.54
LFLmpBlst-T8-48in-28w+El-IS-VHLO+Refl(70w) | IOU-NonDEER | T8-48in-28w | El-IS-VHLO | None | 3 | 1 | 3 | 70 |  | Watts | 70 |  | Measure |  | N | Refl |  | Complete | LF lamp and ballast: LF lamp: T8, 48 inch, 28W, 2585 lm, CRI = 85, rated life = 24000 hours (3): LF Ballast: Electronic, Instant Start, Very High LO (1); Any type of reflector; Total Watts = 70 | Elec | 2 | 19.11 | 1.125 | FALSE | FALSE | 3 | 0 | 0 | 84 | 0 | 0 | 1 | 0 | 0 | 21.92 | 0.161 | 19 | 116 | -11.27 | 0.74 | 1.18 | 31.59 | 17.19 | 0 | 0 | -10.14 | 25.304 | 0 | 0 | 44.41
LFLmpBlst-T8-48in-28w+El-PS-HLO(102w) | ED-NonDEER | T8-48in-28w | El-PS-HLO | None | 3 | 2 | 1+2 | 102 |  | Watts | 102 |  | Measure |  | N | None |  | Complete | LF lamp and ballast: LF lamp: T8, 48 inch, 28W, 2585 lm, CRI = 85, rated life = 24000 hours (3): LF Ballast: Electronic, Programmed Start, High LO (2); Total Watts = 102 | Elec | 2 | 19.11 | 1.025 | FALSE | TRUE | 1 | 2 | 0 | 28 | 56 | 0 | 1 | 1 | 0 | 21.92 | 0.161 | 19 | 116 | -11.27 | 0.74 | 1.18 | 31.59 | 17.19 | 0 | 0 | -10.14 | 33.478 | 37.986 | 0 | 90.57
LFLmpBlst-T8-48in-28w+El-PS-HLO(125w) | ED-NonDEER | T8-48in-28w | El-PS-HLO | None | 4 | 1 | 4 | 125 |  | Watts | 125 |  | Measure |  | N | None |  | Complete | LF lamp and ballast: LF lamp: T8, 48 inch, 28W, 2585 lm, CRI = 85, rated life = 24000 hours (4): LF Ballast: Electronic, Programmed Start, High LO (1); Total Watts = 125 | Elec | 2 | 25.48 | 1.025 | FALSE | TRUE | 4 | 0 | 0 | 112 | 0 | 0 | 1 | 0 | 0 | 21.92 | 0.161 | 19 | 116 | -11.27 | 0.74 | 1.18 | 31.59 | 17.19 | 0 | 0 | -10.14 | 47.002 | 0 | 0 | 72.48
LFLmpBlst-T8-48in-28w+El-PS-HLO(130w) | ED-NonDEER | T8-48in-28w | El-PS-HLO | None | 4 | 2 | 2 | 130 |  | Watts | 130 |  | Measure |  | N | None |  | Complete | LF lamp and ballast: LF lamp: T8, 48 inch, 28W, 2585 lm, CRI = 85, rated life = 24000 hours (4): LF Ballast: Electronic, Programmed Start, High LO (2); Total Watts = 130 | Elec | 2 | 25.48 | 1.025 | FALSE | TRUE | 2 | 0 | 0 | 56 | 0 | 0 | 2 | 0 | 0 | 21.92 | 0.161 | 19 | 116 | -11.27 | 0.74 | 1.18 | 31.59 | 17.19 | 0 | 0 | -10.14 | 75.972 | 0 | 0 | 101.45
LFLmpBlst-T8-48in-28w+El-PS-HLO(31w) | IOU-NonDeer | T8-48in-28w | El-PS-HLO | None | 1 | 1 | 1 | 31 | Thru 6-30-2014 | Watts | 31 |  | Measure |  | N | None |  | Complete | LF lamp and ballast: LF lamp: T8, 48 inch, 28W, 2585 lm, CRI = 85, rated life = 24000 hours (1): LF Ballast: Electronic, Programmed Start, High LO (1); Total Watts = 31 | Elec | 2 | 6.37 | 1.025 | FALSE | TRUE | 1 | 0 | 0 | 28 | 0 | 0 | 1 | 0 | 0 | 21.92 | 0.161 | 19 | 116 | -11.27 | 0.74 | 1.18 | 31.59 | 17.19 | 0 | 0 | -10.14 | 33.478 | 0 | 0 | 39.85
LFLmpBlst-T8-48in-28w+El-PS-HLO(37w) | ED-NonDEER | T8-48in-28w | El-PS-HLO | None | 1 | 1 | 1 | 37 |  | Watts | 37 |  | Measure |  | N | None |  | Complete | LF lamp and ballast: LF lamp: T8, 48 inch, 28W, 2585 lm, CRI = 85, rated life = 24000 hours (1): LF Ballast: Electronic, Programmed Start, High LO (1); Total Watts = 37 | Elec | 2 | 6.37 | 1.025 | FALSE | TRUE | 1 | 0 | 0 | 28 | 0 | 0 | 1 | 0 | 0 | 21.92 | 0.161 | 19 | 116 | -11.27 | 0.74 | 1.18 | 31.59 | 17.19 | 0 | 0 | -10.14 | 33.478 | 0 | 0 | 39.85
LFLmpBlst-T8-48in-28w+El-PS-HLO(54.3w) | IOU-NonDeer | T8-48in-28w | El-PS-HLO | None | 2 | 1 | 2 | 54.3 | Thru 6-30-2014 | Watts | 54.3 |  | Measure |  | N | None |  | Complete | LF lamp and ballast: LF lamp: T8, 48 inch, 28W, 2585 lm, CRI = 85, rated life = 24000 hours (2): LF Ballast: Electronic, Programmed Start, High LO (1); Total Watts = 54.3 | Elec | 2 | 12.74 | 1.025 | FALSE | TRUE | 2 | 0 | 0 | 56 | 0 | 0 | 1 | 0 | 0 | 21.92 | 0.161 | 19 | 116 | -11.27 | 0.74 | 1.18 | 31.59 | 17.19 | 0 | 0 | -10.14 | 37.986 | 0 | 0 | 50.73
LFLmpBlst-T8-48in-28w+El-PS-HLO(65w) | ED-NonDEER | T8-48in-28w | El-PS-HLO | None | 2 | 1 | 2 | 65 |  | Watts | 65 |  | Measure |  | N | None |  | Complete | LF lamp and ballast: LF lamp: T8, 48 inch, 28W, 2585 lm, CRI = 85, rated life = 24000 hours (2): LF Ballast: Electronic, Programmed Start, High LO (1); Total Watts = 65 | Elec | 2 | 12.74 | 1.025 | FALSE | TRUE | 2 | 0 | 0 | 56 | 0 | 0 | 1 | 0 | 0 | 21.92 | 0.161 | 19 | 116 | -11.27 | 0.74 | 1.18 | 31.59 | 17.19 | 0 | 0 | -10.14 | 37.986 | 0 | 0 | 50.73
LFLmpBlst-T8-48in-28w+El-PS-HLO(92w) | IOU-NonDEER | T8-48in-28w | El-PS-HLO | None | 3 | 1 | 3 | 92 |  | Watts | 92 |  | Measure |  | N | None |  | Complete | LF lamp and ballast: LF lamp: T8, 48 inch, 28W, 2585 lm, CRI = 85, rated life = 24000 hours (3): LF Ballast: Electronic, Programmed Start, High LO (1); Total Watts = 92 | Elec | 2 | 19.11 | 1.025 | FALSE | TRUE | 3 | 0 | 0 | 84 | 0 | 0 | 1 | 0 | 0 | 21.92 | 0.161 | 19 | 116 | -11.27 | 0.74 | 1.18 | 31.59 | 17.19 | 0 | 0 | -10.14 | 42.494 | 0 | 0 | 61.6
LFLmpBlst-T8-48in-28w+El-PS-HLO(98w) | ED-NonDEER | T8-48in-28w | El-PS-HLO | None | 3 | 1.5 | 2 | 98 |  | Watts | 98 |  | Measure |  | N | None |  | Complete | LF lamp and ballast: LF lamp: T8, 48 inch, 28W, 2585 lm, CRI = 85, rated life = 24000 hours (3): LF Ballast: Electronic, Programmed Start, High LO (1.5); Total Watts = 98 | Elec | 2 | 19.11 | 1.025 | FALSE | TRUE | 2 | 0 | 0 | 56 | 0 | 0 | 1.5 | 0 | 0 | 21.92 | 0.161 | 19 | 116 | -11.27 | 0.74 | 1.18 | 31.59 | 17.19 | 0 | 0 | -10.14 | 56.979 | 0 | 0 | 76.09
LFLmpBlst-T8-48in-28w+El-PS-NLO-1(74w) | ED-NonDEER | T8-48in-28w | El-PS-NLO | None | 3 | 1.5 | 2 | 74 |  | Watts | 74 |  | Measure |  | N | None |  | Complete | LF lamp and ballast: LF lamp: T8, 48 inch, 28W, 2585 lm, CRI = 85, rated life = 24000 hours (3): LF Ballast: Electronic, Programmed Start, Normal LO (1.5); Total Watts = 74 | Elec | 2 | 19.11 | 0.9 | FALSE | TRUE | 2 | 0 | 0 | 56 | 0 | 0 | 1.5 | 0 | 0 | 21.92 | 0.161 | 19 | 116 | -11.27 | 0.74 | 1.18 | 31.59 | 17.19 | 0 | 0 | -10.14 | 56.979 | 0 | 0 | 76.09
LFLmpBlst-T8-48in-28w+El-PS-NLO-2(74w) | ED-NonDEER | T8-48in-28w | El-PS-NLO | None | 3 | 1 | 3 | 74 | 48in3g28wT8PRSNEl74w | Watts | 74 |  | Measure |  | N | None |  | Complete | LF lamp and ballast: LF lamp: T8, 48 inch, 28W, 2585 lm, CRI = 85, rated life = 24000 hours (3): LF Ballast: Electronic, Programmed Start, Normal LO (1); Total Watts = 74 | Elec | 2 | 19.11 | 0.9 | FALSE | TRUE | 3 | 0 | 0 | 84 | 0 | 0 | 1 | 0 | 0 | 21.92 | 0.161 | 19 | 116 | -11.27 | 0.74 | 1.18 | 31.59 | 17.19 | 0 | 0 | -10.14 | 42.494 | 0 | 0 | 61.6
LFLmpBlst-T8-48in-28w+El-PS-NLO(27w) | ED-NonDEER | T8-48in-28w | El-PS-NLO | None | 1 | 1 | 1 | 27 |  | Watts | 27 |  | Measure |  | N | None |  | Complete | LF lamp and ballast: LF lamp: T8, 48 inch, 28W, 2585 lm, CRI = 85, rated life = 24000 hours (1): LF Ballast: Electronic, Programmed Start, Normal LO (1); Total Watts = 27 | Elec | 2 | 6.37 | 0.9 | FALSE | TRUE | 1 | 0 | 0 | 28 | 0 | 0 | 1 | 0 | 0 | 21.92 | 0.161 | 19 | 116 | -11.27 | 0.74 | 1.18 | 31.59 | 17.19 | 0 | 0 | -10.14 | 33.478 | 0 | 0 | 39.85
LFLmpBlst-T8-48in-28w+El-PS-NLO(50w) | ED-NonDEER | T8-48in-28w | El-PS-NLO | None | 2 | 1 | 2 | 50 | 48in3g28wT8PRSNEl50w | Watts | 50 |  | Measure |  | N | None |  | Complete | LF lamp and ballast: LF lamp: T8, 48 inch, 28W, 2585 lm, CRI = 85, rated life = 24000 hours (2): LF Ballast: Electronic, Programmed Start, Normal LO (1); Total Watts = 50 | Elec | 2 | 12.74 | 0.9 | FALSE | TRUE | 2 | 0 | 0 | 56 | 0 | 0 | 1 | 0 | 0 | 21.92 | 0.161 | 19 | 116 | -11.27 | 0.74 | 1.18 | 31.59 | 17.19 | 0 | 0 | -10.14 | 37.986 | 0 | 0 | 50.73
LFLmpBlst-T8-48in-28w+El-PS-NLO(76w) | ED-NonDEER | T8-48in-28w | El-PS-NLO | None | 3 | 2 | 1+2 | 76 |  | Watts | 76 |  | Measure |  | N | None |  | Complete | LF lamp and ballast: LF lamp: T8, 48 inch, 28W, 2585 lm, CRI = 85, rated life = 24000 hours (3): LF Ballast: Electronic, Programmed Start, Normal LO (2); Total Watts = 76 | Elec | 2 | 19.11 | 0.9 | FALSE | TRUE | 1 | 2 | 0 | 28 | 56 | 0 | 1 | 1 | 0 | 21.92 | 0.161 | 19 | 116 | -11.27 | 0.74 | 1.18 | 31.59 | 17.19 | 0 | 0 | -10.14 | 33.478 | 37.986 | 0 | 90.57
LFLmpBlst-T8-48in-28w+El-PS-NLO(98w) | ED-NonDEER | T8-48in-28w | El-PS-NLO | None | 4 | 2 | 2 | 98 |  | Watts | 98 |  | Measure |  | N | None |  | Complete | LF lamp and ballast: LF lamp: T8, 48 inch, 28W, 2585 lm, CRI = 85, rated life = 24000 hours (4): LF Ballast: Electronic, Programmed Start, Normal LO (2); Total Watts = 98 | Elec | 2 | 25.48 | 0.9 | FALSE | TRUE | 2 | 0 | 0 | 56 | 0 | 0 | 2 | 0 | 0 | 21.92 | 0.161 | 19 | 116 | -11.27 | 0.74 | 1.18 | 31.59 | 17.19 | 0 | 0 | -10.14 | 75.972 | 0 | 0 | 101.45
LFLmpBlst-T8-48in-28w+El-PS-NLO(99w) | ED-NonDEER | T8-48in-28w | El-PS-NLO | None | 4 | 1 | 4 | 99 | 48in3g28wT8PRSNEl99w | Watts | 99 |  | Measure |  | N | None |  | Complete | LF lamp and ballast: LF lamp: T8, 48 inch, 28W, 2585 lm, CRI = 85, rated life = 24000 hours (4): LF Ballast: Electronic, Programmed Start, Normal LO (1); Total Watts = 99 | Elec | 2 | 25.48 | 0.9 | FALSE | TRUE | 4 | 0 | 0 | 112 | 0 | 0 | 1 | 0 | 0 | 21.92 | 0.161 | 19 | 116 | -11.27 | 0.74 | 1.18 | 31.59 | 17.19 | 0 | 0 | -10.14 | 47.002 | 0 | 0 | 72.48
LFLmpBlst-T8-48in-28w+El-PS-NLO+Refl(51w) | IOU-NonDEER | T8-48in-28w | El-PS-NLO | None | 2 | 1 | 2 | 51 |  | Watts | 51 |  | Code |  | N | Refl |  | Complete | LF lamp and ballast: LF lamp: T8, 48 inch, 28W, 2585 lm, CRI = 85, rated life = 24000 hours (2): LF Ballast: Electronic, Programmed Start, Normal LO (1); Any type of reflector; Total Watts = 51 | Elec | 2 | 12.74 | 0.9 | FALSE | TRUE | 2 | 0 | 0 | 56 | 0 | 0 | 1 | 0 | 0 | 21.92 | 0.161 | 19 | 116 | -11.27 | 0.74 | 1.18 | 31.59 | 17.19 | 0 | 0 | -10.14 | 37.986 | 0 | 0 | 50.73
LFLmpBlst-T8-48in-28w+El-PS-RLO-1(63w) | ED-NonDEER | T8-48in-28w | El-PS-RLO | None | 3 | 1 | 3 | 63 | 48in3g28wT8PRSREl63w | Watts | 63 |  | Measure |  | N | None |  | Complete | LF lamp and ballast: LF lamp: T8, 48 inch, 28W, 2585 lm, CRI = 85, rated life = 24000 hours (3): LF Ballast: Electronic, Programmed Start, Reduced LO (1); Total Watts = 63 | Elec | 2 | 19.11 | 0.825 | FALSE | TRUE | 3 | 0 | 0 | 84 | 0 | 0 | 1 | 0 | 0 | 21.92 | 0.161 | 19 | 116 | -11.27 | 0.74 | 1.18 | 31.59 | 17.19 | 0 | 0 | -10.14 | 42.494 | 0 | 0 | 61.6
LFLmpBlst-T8-48in-28w+El-PS-RLO-2(63w) | ED-NonDEER | T8-48in-28w | El-PS-RLO | None | 3 | 2 | 1+2 | 63 |  | Watts | 63 |  | Measure |  | N | None |  | Complete | LF lamp and ballast: LF lamp: T8, 48 inch, 28W, 2585 lm, CRI = 85, rated life = 24000 hours (3): LF Ballast: Electronic, Programmed Start, Reduced LO (2); Total Watts = 63 | Elec | 2 | 19.11 | 0.825 | FALSE | TRUE | 1 | 2 | 0 | 28 | 56 | 0 | 1 | 1 | 0 | 21.92 | 0.161 | 19 | 116 | -11.27 | 0.74 | 1.18 | 31.59 | 17.19 | 0 | 0 | -10.14 | 33.478 | 37.986 | 0 | 90.57
LFLmpBlst-T8-48in-28w+El-PS-RLO(23w) | ED-NonDEER | T8-48in-28w | El-PS-RLO | None | 1 | 1 | 1 | 23 |  | Watts | 23 |  | Measure |  | N | None |  | Complete | LF lamp and ballast: LF lamp: T8, 48 inch, 28W, 2585 lm, CRI = 85, rated life = 24000 hours (1): LF Ballast: Electronic, Programmed Start, Reduced LO (1); Total Watts = 23 | Elec | 2 | 6.37 | 0.825 | FALSE | TRUE | 1 | 0 | 0 | 28 | 0 | 0 | 1 | 0 | 0 | 21.92 | 0.161 | 19 | 116 | -11.27 | 0.74 | 1.18 | 31.59 | 17.19 | 0 | 0 | -10.14 | 33.478 | 0 | 0 | 39.85
LFLmpBlst-T8-48in-28w+El-PS-RLO(42w) | ED-NonDEER | T8-48in-28w | El-PS-RLO | None | 2 | 1 | 2 | 42 | 48in3g28wT8PRSREl42w | Watts | 42 |  | Measure |  | N | None |  | Complete | LF lamp and ballast: LF lamp: T8, 48 inch, 28W, 2585 lm, CRI = 85, rated life = 24000 hours (2): LF Ballast: Electronic, Programmed Start, Reduced LO (1); Total Watts = 42 | Elec | 2 | 12.74 | 0.825 | FALSE | TRUE | 2 | 0 | 0 | 56 | 0 | 0 | 1 | 0 | 0 | 21.92 | 0.161 | 19 | 116 | -11.27 | 0.74 | 1.18 | 31.59 | 17.19 | 0 | 0 | -10.14 | 37.986 | 0 | 0 | 50.73
LFLmpBlst-T8-48in-28w+El-PS-RLO(60w) | ED-NonDEER | T8-48in-28w | El-PS-RLO | None | 3 | 1.5 | 2 | 60 |  | Watts | 60 |  | Measure |  | N | None |  | Complete | LF lamp and ballast: LF lamp: T8, 48 inch, 28W, 2585 lm, CRI = 85, rated life = 24000 hours (3): LF Ballast: Electronic, Programmed Start, Reduced LO (1.5); Total Watts = 60 | Elec | 2 | 19.11 | 0.825 | FALSE | TRUE | 2 | 0 | 0 | 56 | 0 | 0 | 1.5 | 0 | 0 | 21.92 | 0.161 | 19 | 116 | -11.27 | 0.74 | 1.18 | 31.59 | 17.19 | 0 | 0 | -10.14 | 56.979 | 0 | 0 | 76.09
LFLmpBlst-T8-48in-28w+El-PS-RLO(80w) | ED-NonDEER | T8-48in-28w | El-PS-RLO | None | 4 | 2 | 2 | 80 |  | Watts | 80 |  | Measure |  | N | None |  | Complete | LF lamp and ballast: LF lamp: T8, 48 inch, 28W, 2585 lm, CRI = 85, rated life = 24000 hours (4): LF Ballast: Electronic, Programmed Start, Reduced LO (2); Total Watts = 80 | Elec | 2 | 25.48 | 0.825 | FALSE | TRUE | 2 | 0 | 0 | 56 | 0 | 0 | 2 | 0 | 0 | 21.92 | 0.161 | 19 | 116 | -11.27 | 0.74 | 1.18 | 31.59 | 17.19 | 0 | 0 | -10.14 | 75.972 | 0 | 0 | 101.45
LFLmpBlst-T8-48in-28w+El-PS-RLO(84w) | ED-NonDEER | T8-48in-28w | El-PS-RLO | None | 4 | 1 | 4 | 84 | 48in3g28wT8PRSREl84w | Watts | 84 |  | Measure |  | N | None |  | Complete | LF lamp and ballast: LF lamp: T8, 48 inch, 28W, 2585 lm, CRI = 85, rated life = 24000 hours (4): LF Ballast: Electronic, Programmed Start, Reduced LO (1); Total Watts = 84 | Elec | 2 | 25.48 | 0.825 | FALSE | TRUE | 4 | 0 | 0 | 112 | 0 | 0 | 1 | 0 | 0 | 21.92 | 0.161 | 19 | 116 | -11.27 | 0.74 | 1.18 | 31.59 | 17.19 | 0 | 0 | -10.14 | 47.002 | 0 | 0 | 72.48
LFLmpBlst-T8-48in-28w+El-PS-VHLO(37.4w) | IOU-NonDeer | T8-48in-28w | El-PS-VHLO | None | 1 | 1 | 1 | 37.4 | Thru 6-30-2014 | Watts | 37.4 |  | Measure |  | N | None |  | Complete | LF lamp and ballast: LF lamp: T8, 48 inch, 28W, 2585 lm, CRI = 85, rated life = 24000 hours (1): LF Ballast: Electronic, Programmed Start, Very High LO (1); Total Watts = 37.4 | Elec | 2 | 6.37 | 1.125 | FALSE | TRUE | 1 | 0 | 0 | 28 | 0 | 0 | 1 | 0 | 0 | 21.92 | 0.161 | 19 | 116 | -11.27 | 0.74 | 1.18 | 31.59 | 17.19 | 0 | 0 | -10.14 | 33.478 | 0 | 0 | 39.85
LFLmpBlst-T8-48in-28w+El-PS-VHLO(38w) | IOU-NonDEER | T8-48in-28w | El-PS-VHLO | None | 1 | 1 | 1 | 38 |  | Watts | 38 |  | Measure |  | N | None |  | Complete | LF lamp and ballast: LF lamp: T8, 48 inch, 28W, 2585 lm, CRI = 85, rated life = 24000 hours (1): LF Ballast: Electronic, Programmed Start, Very High LO (1); Total Watts = 38 | Elec | 2 | 6.37 | 1.125 | FALSE | TRUE | 1 | 0 | 0 | 28 | 0 | 0 | 1 | 0 | 0 | 21.92 | 0.161 | 19 | 116 | -11.27 | 0.74 | 1.18 | 31.59 | 17.19 | 0 | 0 | -10.14 | 33.478 | 0 | 0 | 39.85
LFLmpBlst-T8-48in-28w+El-PS-VHLO(64w) | ED-NonDEER | T8-48in-28w | El-PS-VHLO | None | 2 | 1 | 2 | 64 | 48in3g28wT8PRSVEl64w | Watts | 64 |  | Measure |  | N | None |  | Complete | LF lamp and ballast: LF lamp: T8, 48 inch, 28W, 2585 lm, CRI = 85, rated life = 24000 hours (2): LF Ballast: Electronic, Programmed Start, Very High LO (1); Total Watts = 64 | Elec | 2 | 12.74 | 1.125 | FALSE | TRUE | 2 | 0 | 0 | 56 | 0 | 0 | 1 | 0 | 0 | 21.92 | 0.161 | 19 | 116 | -11.27 | 0.74 | 1.18 | 31.59 | 17.19 | 0 | 0 | -10.14 | 37.986 | 0 | 0 | 50.73
LFLmpBlst-T8-48in-28w+El-PS-VHLO(97w) | ED-NonDEER | T8-48in-28w | El-PS-VHLO | None | 3 | 1 | 3 | 97 | 48in3g28wT8PRSVEl97w | Watts | 97 |  | Measure |  | N | None |  | Complete | LF lamp and ballast: LF lamp: T8, 48 inch, 28W, 2585 lm, CRI = 85, rated life = 24000 hours (3): LF Ballast: Electronic, Programmed Start, Very High LO (1); Total Watts = 97 | Elec | 2 | 19.11 | 1.125 | FALSE | TRUE | 3 | 0 | 0 | 84 | 0 | 0 | 1 | 0 | 0 | 21.92 | 0.161 | 19 | 116 | -11.27 | 0.74 | 1.18 | 31.59 | 17.19 | 0 | 0 | -10.14 | 42.494 | 0 | 0 | 61.6
LFLmpBlst-T8-48in-30w+El-IS-NLO-Del(51w) | IOU-NonDeer | T8-48in-30w | El-IS-NLO | None | 1 | 1 | 3 | 51 |  | Watts | 51 |  | Measure |  | Y | None |  | Complete | LF lamp and ballast: LF lamp: T8, 48 inch, 30W, 2750 lm, CRI = 85, rated life = 24000 hours (1): LF Ballast: Electronic, Instant Start, Normal LO (1); Delamped; Total Watts = 51 | Elec | 2 | 5.46 | 0.9 | FALSE | FALSE | 3 | 0 | 0 | 90 | 0 | 0 | 1 | 0 | 0 | 21.92 | 0.161 | 19 | 116 | -11.27 | 0.74 | 1.18 | 31.59 | 17.19 | 0 | 0 | -10.14 | 26.27 | 0 | 0 | 31.73
LFLmpBlst-T8-48in-30w+El-IS-NLO(102w) | ED-NonDEER | T8-48in-30w | El-IS-NLO | None | 4 | 1 | 4 | 102 | 48in3g30wT8ESPISNEl102w | Watts | 102 |  | Measure |  | N | None |  | Complete | LF lamp and ballast: LF lamp: T8, 48 inch, 30W, 2750 lm, CRI = 85, rated life = 24000 hours (4): LF Ballast: Electronic, Instant Start, Normal LO (1); Total Watts = 102 | Elec | 2 | 21.84 | 0.9 | FALSE | FALSE | 4 | 0 | 0 | 120 | 0 | 0 | 1 | 0 | 0 | 21.92 | 0.161 | 19 | 116 | -11.27 | 0.74 | 1.18 | 31.59 | 17.19 | 0 | 0 | -10.14 | 31.1 | 0 | 0 | 52.94
LFLmpBlst-T8-48in-30w+El-IS-NLO(153w) | ED-NonDEER | T8-48in-30w | El-IS-NLO | None | 6 | 1 | 6 | 153 | 48in3g30wT8ESPISNEl153w | Watts | 153 |  | Measure |  | N | None |  | Complete | LF lamp and ballast: LF lamp: T8, 48 inch, 30W, 2750 lm, CRI = 85, rated life = 24000 hours (6): LF Ballast: Electronic, Instant Start, Normal LO (1); Total Watts = 153 | Elec | 2 | 32.76 | 0.9 | FALSE | FALSE | 6 | 0 | 0 | 180 | 0 | 0 | 1 | 0 | 0 | 21.92 | 0.161 | 19 | 116 | -11.27 | 0.74 | 1.18 | 31.59 | 17.19 | 0 | 0 | -10.14 | 40.76 | 0 | 0 | 73.52
LFLmpBlst-T8-48in-30w+El-IS-NLO(204w) | ED-NonDEER | T8-48in-30w | El-IS-NLO | None | 8 | 1 | 8 | 204 | 48in3g30wT8ESPISNEl204w | Watts | 204 |  | Measure |  | N | None |  | Complete | LF lamp and ballast: LF lamp: T8, 48 inch, 30W, 2750 lm, CRI = 85, rated life = 24000 hours (8): LF Ballast: Electronic, Instant Start, Normal LO (1); Total Watts = 204 | Elec | 2 | 43.68 | 0.9 | FALSE | FALSE | 8 | 0 | 0 | 240 | 0 | 0 | 1 | 0 | 0 | 21.92 | 0.161 | 19 | 116 | -11.27 | 0.74 | 1.18 | 31.59 | 17.19 | 0 | 0 | -10.14 | 50.42 | 0 | 0 | 94.1
LFLmpBlst-T8-48in-30w+El-IS-NLO(27w) | DEER2011 | T8-48in-30w | El-IS-NLO | None | 1 | 1 | 1 | 27 | 48in3g30wT8ESPISNEl27w | Watts | 27 |  | Measure |  | N | None |  | Complete | LF lamp and ballast: LF lamp: T8, 48 inch, 30W, 2750 lm, CRI = 85, rated life = 24000 hours (1): LF Ballast: Electronic, Instant Start, Normal LO (1); Total Watts = 27 | Elec | 2 | 5.46 | 0.9 | FALSE | FALSE | 1 | 0 | 0 | 30 | 0 | 0 | 1 | 0 | 0 | 21.92 | 0.161 | 19 | 116 | -11.27 | 0.74 | 1.18 | 31.59 | 17.19 | 0 | 0 | -10.14 | 16.61 | 0 | 0 | 22.07
LFLmpBlst-T8-48in-30w+El-IS-NLO(51w) | DEER2011 | T8-48in-30w | El-IS-NLO | None | 2 | 1 | 2 | 51 | 48in3g30wT8ESPISNEl51w | Watts | 51 |  | Measure |  | N | None |  | Complete | LF lamp and ballast: LF lamp: T8, 48 inch, 30W, 2750 lm, CRI = 85, rated life = 24000 hours (2): LF Ballast: Electronic, Instant Start, Normal LO (1); Total Watts = 51 | Elec | 2 | 10.92 | 0.9 | FALSE | FALSE | 2 | 0 | 0 | 60 | 0 | 0 | 1 | 0 | 0 | 21.92 | 0.161 | 19 | 116 | -11.27 | 0.74 | 1.18 | 31.59 | 17.19 | 0 | 0 | -10.14 | 21.44 | 0 | 0 | 32.36
LFLmpBlst-T8-48in-30w+El-IS-NLO(77w) | ED-NonDEER | T8-48in-30w | El-IS-NLO | None | 3 | 1 | 3 | 77 | 48in3g30wT8ESPISNEl77w | Watts | 77 |  | Measure |  | N | None |  | Complete | LF lamp and ballast: LF lamp: T8, 48 inch, 30W, 2750 lm, CRI = 85, rated life = 24000 hours (3): LF Ballast: Electronic, Instant Start, Normal LO (1); Total Watts = 77 | Elec | 2 | 16.38 | 0.9 | FALSE | FALSE | 3 | 0 | 0 | 90 | 0 | 0 | 1 | 0 | 0 | 21.92 | 0.161 | 19 | 116 | -11.27 | 0.74 | 1.18 | 31.59 | 17.19 | 0 | 0 | -10.14 | 26.27 | 0 | 0 | 42.65
LFLmpBlst-T8-48in-30w+El-IS-RLO(135w) | ED-NonDEER | T8-48in-30w | El-IS-RLO | None | 6 | 1 | 6 | 135 | 48in3g30wT8ESPISREl135w | Watts | 135 |  | Measure |  | N | None |  | Complete | LF lamp and ballast: LF lamp: T8, 48 inch, 30W, 2750 lm, CRI = 85, rated life = 24000 hours (6): LF Ballast: Electronic, Instant Start, Reduced LO (1); Total Watts = 135 | Elec | 2 | 32.76 | 0.825 | FALSE | FALSE | 6 | 0 | 0 | 180 | 0 | 0 | 1 | 0 | 0 | 21.92 | 0.161 | 19 | 116 | -11.27 | 0.74 | 1.18 | 31.59 | 17.19 | 0 | 0 | -10.14 | 40.76 | 0 | 0 | 73.52
LFLmpBlst-T8-48in-30w+El-IS-RLO(180w) | ED-NonDEER | T8-48in-30w | El-IS-RLO | None | 8 | 1 | 8 | 180 | 48in3g30wT8ESPISREl180w | Watts | 180 |  | Measure |  | N | None |  | Complete | LF lamp and ballast: LF lamp: T8, 48 inch, 30W, 2750 lm, CRI = 85, rated life = 24000 hours (8): LF Ballast: Electronic, Instant Start, Reduced LO (1); Total Watts = 180 | Elec | 2 | 43.68 | 0.825 | FALSE | FALSE | 8 | 0 | 0 | 240 | 0 | 0 | 1 | 0 | 0 | 21.92 | 0.161 | 19 | 116 | -11.27 | 0.74 | 1.18 | 31.59 | 17.19 | 0 | 0 | -10.14 | 50.42 | 0 | 0 | 94.1
LFLmpBlst-T8-48in-30w+El-IS-RLO(24w) | DEER2011 | T8-48in-30w | El-IS-RLO | None | 1 | 1 | 1 | 24 | 48in3g30wT8ESPISREl24w | Watts | 24 |  | Measure |  | N | None |  | Complete | LF lamp and ballast: LF lamp: T8, 48 inch, 30W, 2750 lm, CRI = 85, rated life = 24000 hours (1): LF Ballast: Electronic, Instant Start, Reduced LO (1); Total Watts = 24 | Elec | 2 | 5.46 | 0.825 | FALSE | FALSE | 1 | 0 | 0 | 30 | 0 | 0 | 1 | 0 | 0 | 21.92 | 0.161 | 19 | 116 | -11.27 | 0.74 | 1.18 | 31.59 | 17.19 | 0 | 0 | -10.14 | 16.61 | 0 | 0 | 22.07
LFLmpBlst-T8-48in-30w+El-IS-RLO(45w) | DEER2011 | T8-48in-30w | El-IS-RLO | None | 2 | 1 | 2 | 45 | 48in3g30wT8ESPISREl45w | Watts | 45 |  | Measure |  | N | None |  | Complete | LF lamp and ballast: LF lamp: T8, 48 inch, 30W, 2750 lm, CRI = 85, rated life = 24000 hours (2): LF Ballast: Electronic, Instant Start, Reduced LO (1); Total Watts = 45 | Elec | 2 | 10.92 | 0.825 | FALSE | FALSE | 2 | 0 | 0 | 60 | 0 | 0 | 1 | 0 | 0 | 21.92 | 0.161 | 19 | 116 | -11.27 | 0.74 | 1.18 | 31.59 | 17.19 | 0 | 0 | -10.14 | 21.44 | 0 | 0 | 32.36
LFLmpBlst-T8-48in-30w+El-IS-RLO(67w) | ED-NonDEER | T8-48in-30w | El-IS-RLO | None | 3 | 1 | 3 | 67 | 48in3g30wT8ESPISREl67w | Watts | 67 |  | Measure |  | N | None |  | Complete | LF lamp and ballast: LF lamp: T8, 48 inch, 30W, 2750 lm, CRI = 85, rated life = 24000 hours (3): LF Ballast: Electronic, Instant Start, Reduced LO (1); Total Watts = 67 | Elec | 2 | 16.38 | 0.825 | FALSE | FALSE | 3 | 0 | 0 | 90 | 0 | 0 | 1 | 0 | 0 | 21.92 | 0.161 | 19 | 116 | -11.27 | 0.74 | 1.18 | 31.59 | 17.19 | 0 | 0 | -10.14 | 26.27 | 0 | 0 | 42.65
LFLmpBlst-T8-48in-30w+El-IS-RLO(90w) | ED-NonDEER | T8-48in-30w | El-IS-RLO | None | 4 | 1 | 4 | 90 | 48in3g30wT8ESPISREl90w | Watts | 90 |  | Measure |  | N | None |  | Complete | LF lamp and ballast: LF lamp: T8, 48 inch, 30W, 2750 lm, CRI = 85, rated life = 24000 hours (4): LF Ballast: Electronic, Instant Start, Reduced LO (1); Total Watts = 90 | Elec | 2 | 21.84 | 0.825 | FALSE | FALSE | 4 | 0 | 0 | 120 | 0 | 0 | 1 | 0 | 0 | 21.92 | 0.161 | 19 | 116 | -11.27 | 0.74 | 1.18 | 31.59 | 17.19 | 0 | 0 | -10.14 | 31.1 | 0 | 0 | 52.94
LFLmpBlst-T8-48in-32w-1g+El-IS-HLO(31w) | ED-NonDEER | T8-48in-32w-1g | El-IS-HLO | None | 1 | 0.33 | 3 | 31 | 48in1g32wT8T3ISHEl31w | Watts | 31 |  | PreExist |  | N | None |  | Complete | LF lamp and ballast: LF lamp: T8, 48 inch, 32W, 2710 lm, CRI = 75, rated life = 15000 hours (1): LF Ballast: Electronic, Instant Start, High LO (0.33); Total Watts = 31 | Elec | 2 | 2.65 | 1.025 | FALSE | FALSE | 3 | 0 | 0 | 96 | 0 | 0 | 0.33 | 0 | 0 | 21.92 | 0.161 | 19 | 116 | -11.27 | 0.74 | 1.18 | 31.59 | 17.19 | 0 | 0 | -10.14 | 8.9879 | 0 | 0 | 11.64
LFLmpBlst-T8-48in-32w-1g+El-IS-HLO(33w) | ED-NonDEER | T8-48in-32w-1g | El-IS-HLO | None | 1 | 0.5 | 2 | 33 | 48in1g32wT8T2ISHEl33w | Watts | 33 |  | PreExist |  | N | None |  | Complete | LF lamp and ballast: LF lamp: T8, 48 inch, 32W, 2710 lm, CRI = 75, rated life = 15000 hours (1): LF Ballast: Electronic, Instant Start, High LO (0.5); Total Watts = 33 | Elec | 2 | 2.65 | 1.025 | FALSE | FALSE | 2 | 0 | 0 | 64 | 0 | 0 | 0.5 | 0 | 0 | 21.92 | 0.161 | 19 | 116 | -11.27 | 0.74 | 1.18 | 31.59 | 17.19 | 0 | 0 | -10.14 | 11.042 | 0 | 0 | 13.69
LFLmpBlst-T8-48in-32w-1g+El-IS-HLO(36w) | ED-NonDEER | T8-48in-32w-1g | El-IS-HLO | None | 1 | 1 | 1 | 36 | 48in1g32wT8ISHEl36w | Watts | 36 |  | PreExist |  | N | None |  | Complete | LF lamp and ballast: LF lamp: T8, 48 inch, 32W, 2710 lm, CRI = 75, rated life = 15000 hours (1): LF Ballast: Electronic, Instant Start, High LO (1); Total Watts = 36 | Elec | 2 | 2.65 | 1.025 | FALSE | FALSE | 1 | 0 | 0 | 32 | 0 | 0 | 1 | 0 | 0 | 21.92 | 0.161 | 19 | 116 | -11.27 | 0.74 | 1.18 | 31.59 | 17.19 | 0 | 0 | -10.14 | 16.932 | 0 | 0 | 19.58
LFLmpBlst-T8-48in-32w-1g+El-IS-HLO(65w) | ED-NonDEER | T8-48in-32w-1g | El-IS-HLO | None | 2 | 1 | 2 | 65 | 48in1g32wT8ISHEl65w | Watts | 65 |  | PreExist |  | N | None |  | Complete | LF lamp and ballast: LF lamp: T8, 48 inch, 32W, 2710 lm, CRI = 75, rated life = 15000 hours (2): LF Ballast: Electronic, Instant Start, High LO (1); Total Watts = 65 | Elec | 2 | 5.3 | 1.025 | FALSE | FALSE | 2 | 0 | 0 | 64 | 0 | 0 | 1 | 0 | 0 | 21.92 | 0.161 | 19 | 116 | -11.27 | 0.74 | 1.18 | 31.59 | 17.19 | 0 | 0 | -10.14 | 22.084 | 0 | 0 | 27.38
LFLmpBlst-T8-48in-32w-1g+El-IS-HLO(93w) | ED-NonDEER | T8-48in-32w-1g | El-IS-HLO | None | 3 | 1 | 3 | 93 | 48in1g32wT8ISHEl93w | Watts | 93 |  | PreExist |  | N | None |  | Complete | LF lamp and ballast: LF lamp: T8, 48 inch, 32W, 2710 lm, CRI = 75, rated life = 15000 hours (3): LF Ballast: Electronic, Instant Start, High LO (1); Total Watts = 93 | Elec | 2 | 7.95 | 1.025 | FALSE | FALSE | 3 | 0 | 0 | 96 | 0 | 0 | 1 | 0 | 0 | 21.92 | 0.161 | 19 | 116 | -11.27 | 0.74 | 1.18 | 31.59 | 17.19 | 0 | 0 | -10.14 | 27.236 | 0 | 0 | 35.19
LFLmpBlst-T8-48in-32w-1g+El-IS-NLO-1(30w) | ED-NonDEER | T8-48in-32w-1g | El-IS-NLO | None | 1 | 1 | 1 | 30 |  | Watts | 30 |  | PreExist |  | N | None |  | Complete | LF lamp and ballast: LF lamp: T8, 48 inch, 32W, 2710 lm, CRI = 75, rated life = 15000 hours (1): LF Ballast: Electronic, Instant Start, Normal LO (1); Total Watts = 30 | Elec | 2 | 2.65 | 0.9 | FALSE | FALSE | 1 | 0 | 0 | 32 | 0 | 0 | 1 | 0 | 0 | 21.92 | 0.161 | 19 | 116 | -11.27 | 0.74 | 1.18 | 31.59 | 17.19 | 0 | 0 | -10.14 | 16.932 | 0 | 0 | 19.58
LFLmpBlst-T8-48in-32w-1g+El-IS-NLO-2(30w) | ED-NonDEER | T8-48in-32w-1g | El-IS-NLO | None | 1 | 0.33 | 3 | 30 | 48in1g32wT8T3ISNEl30w | Watts | 30 |  | PreExist |  | N | None |  | Complete | LF lamp and ballast: LF lamp: T8, 48 inch, 32W, 2710 lm, CRI = 75, rated life = 15000 hours (1): LF Ballast: Electronic, Instant Start, Normal LO (0.33); Total Watts = 30 | Elec | 2 | 2.65 | 0.9 | FALSE | FALSE | 3 | 0 | 0 | 96 | 0 | 0 | 0.33 | 0 | 0 | 21.92 | 0.161 | 19 | 116 | -11.27 | 0.74 | 1.18 | 31.59 | 17.19 | 0 | 0 | -10.14 | 8.9879 | 0 | 0 | 11.64
LFLmpBlst-T8-48in-32w-1g+El-IS-NLO-3(30w) | ED-NonDEER | T8-48in-32w-1g | El-IS-NLO | None | 1 | 0.5 | 2 | 30 | 48in1g32wT8T2ISNEl30w | Watts | 30 |  | PreExist |  | N | None |  | Complete | LF lamp and ballast: LF lamp: T8, 48 inch, 32W, 2710 lm, CRI = 75, rated life = 15000 hours (1): LF Ballast: Electronic, Instant Start, Normal LO (0.5); Total Watts = 30 | Elec | 2 | 2.65 | 0.9 | FALSE | FALSE | 2 | 0 | 0 | 64 | 0 | 0 | 0.5 | 0 | 0 | 21.92 | 0.161 | 19 | 116 | -11.27 | 0.74 | 1.18 | 31.59 | 17.19 | 0 | 0 | -10.14 | 11.042 | 0 | 0 | 13.69
LFLmpBlst-T8-48in-32w-1g+El-IS-NLO-Del(0w) | IOU-NonDeer | T8-48in-32w-1g | El-IS-NLO | None | 2 | 1 | 2 | 0 | Thru 6-30-2014 | Watts | 0 |  | Measure |  | Y | None |  | Complete | LF lamp and ballast: LF lamp: T8, 48 inch, 32W, 2710 lm, CRI = 75, rated life = 15000 hours (2): LF Ballast: Electronic, Instant Start, Normal LO (1); Delamped; Total Watts = 0 | Elec | 2 | 5.3 | 0.9 | FALSE | FALSE | 2 | 0 | 0 | 64 | 0 | 0 | 1 | 0 | 0 | 21.92 | 0.161 | 19 | 116 | -11.27 | 0.74 | 1.18 | 31.59 | 17.19 | 0 | 0 | -10.14 | 22.084 | 0 | 0 | 27.38
LFLmpBlst-T8-48in-32w-1g+El-IS-NLO-Del(112w) | IOU-NonDeer | T8-48in-32w-1g | El-IS-NLO | None | 2 | 1 | 4 | 112 |  | Watts | 112 |  | Measure |  | Y | None |  | Complete | LF lamp and ballast: LF lamp: T8, 48 inch, 32W, 2710 lm, CRI = 75, rated life = 15000 hours (2): LF Ballast: Electronic, Instant Start, Normal LO (1); Delamped; Total Watts = 112 | Elec | 2 | 5.3 | 0.9 | FALSE | FALSE | 4 | 0 | 0 | 128 | 0 | 0 | 1 | 0 | 0 | 21.92 | 0.161 | 19 | 116 | -11.27 | 0.74 | 1.18 | 31.59 | 17.19 | 0 | 0 | -10.14 | 32.388 | 0 | 0 | 37.69
LFLmpBlst-T8-48in-32w-1g+El-IS-NLO-Del(51w) | IOU-NonDeer | T8-48in-32w-1g | El-IS-NLO | None | 2 | 1 | 2 | 51 | Thru 6-30-2014 | Watts | 51 |  | Measure |  | Y | None |  | Complete | LF lamp and ballast: LF lamp: T8, 48 inch, 32W, 2710 lm, CRI = 75, rated life = 15000 hours (2): LF Ballast: Electronic, Instant Start, Normal LO (1); Delamped; Total Watts = 51 | Elec | 2 | 5.3 | 0.9 | FALSE | FALSE | 2 | 0 | 0 | 64 | 0 | 0 | 1 | 0 | 0 | 21.92 | 0.161 | 19 | 116 | -11.27 | 0.74 | 1.18 | 31.59 | 17.19 | 0 | 0 | -10.14 | 22.084 | 0 | 0 | 27.38
LFLmpBlst-T8-48in-32w-1g+El-IS-NLO-Del(59w) | IOU-NonDeer | T8-48in-32w-1g | El-IS-NLO | None | 2 | 1 | 2 | 59 |  | Watts | 59 |  | Measure |  | Y | None |  | Complete | LF lamp and ballast: LF lamp: T8, 48 inch, 32W, 2710 lm, CRI = 75, rated life = 15000 hours (2): LF Ballast: Electronic, Instant Start, Normal LO (1); Delamped; Total Watts = 59 | Elec | 2 | 5.3 | 0.9 | FALSE | FALSE | 2 | 0 | 0 | 64 | 0 | 0 | 1 | 0 | 0 | 21.92 | 0.161 | 19 | 116 | -11.27 | 0.74 | 1.18 | 31.59 | 17.19 | 0 | 0 | -10.14 | 22.084 | 0 | 0 | 27.38
LFLmpBlst-T8-48in-32w-1g+El-IS-NLO-Del(77w) | IOU-NonDeer | T8-48in-32w-1g | El-IS-NLO | None | 3 | 1 | 3 | 77 | Thru 6-30-2014 | Watts | 77 |  | PreExist |  | Y | None |  | Complete | LF lamp and ballast: LF lamp: T8, 48 inch, 32W, 2710 lm, CRI = 75, rated life = 15000 hours (3): LF Ballast: Electronic, Instant Start, Normal LO (1); Delamped; Total Watts = 77 | Elec | 2 | 7.95 | 0.9 | FALSE | FALSE | 3 | 0 | 0 | 96 | 0 | 0 | 1 | 0 | 0 | 21.92 | 0.161 | 19 | 116 | -11.27 | 0.74 | 1.18 | 31.59 | 17.19 | 0 | 0 | -10.14 | 27.236 | 0 | 0 | 35.19
LFLmpBlst-T8-48in-32w-1g+El-IS-NLO(112w) | ED-NonDEER | T8-48in-32w-1g | El-IS-NLO | None | 4 | 1 | 4 | 112 | 48in1g32wT8ISNEl112w | Watts | 112 |  | PreExist |  | N | None |  | Complete | LF lamp and ballast: LF lamp: T8, 48 inch, 32W, 2710 lm, CRI = 75, rated life = 15000 hours (4): LF Ballast: Electronic, Instant Start, Normal LO (1); Total Watts = 112 | Elec | 2 | 10.6 | 0.9 | FALSE | FALSE | 4 | 0 | 0 | 128 | 0 | 0 | 1 | 0 | 0 | 21.92 | 0.161 | 19 | 116 | -11.27 | 0.74 | 1.18 | 31.59 | 17.19 | 0 | 0 | -10.14 | 32.388 | 0 | 0 | 42.99
LFLmpBlst-T8-48in-32w-1g+El-IS-NLO(118w) | ED-NonDEER | T8-48in-32w-1g | El-IS-NLO | None | 4 | 2 | 2 | 118 | 48in1g32wT82ISNEl118w | Watts | 118 |  | PreExist |  | N | None |  | Complete | LF lamp and ballast: LF lamp: T8, 48 inch, 32W, 2710 lm, CRI = 75, rated life = 15000 hours (4): LF Ballast: Electronic, Instant Start, Normal LO (2); Total Watts = 118 | Elec | 2 | 10.6 | 0.9 | FALSE | FALSE | 2 | 0 | 0 | 64 | 0 | 0 | 2 | 0 | 0 | 21.92 | 0.161 | 19 | 116 | -11.27 | 0.74 | 1.18 | 31.59 | 17.19 | 0 | 0 | -10.14 | 44.168 | 0 | 0 | 54.77
LFLmpBlst-T8-48in-32w-1g+El-IS-NLO(148w) | ED-NonDEER | T8-48in-32w-1g | El-IS-NLO | None | 5 | 2 | 2+3 | 148 | 48in1g32wT82ISNEl148w | Watts | 148 |  | PreExist |  | N | None |  | Complete | LF lamp and ballast: LF lamp: T8, 48 inch, 32W, 2710 lm, CRI = 75, rated life = 15000 hours (5): LF Ballast: Electronic, Instant Start, Normal LO (2); Total Watts = 148 | Elec | 2 | 13.25 | 0.9 | FALSE | FALSE | 2 | 3 | 0 | 64 | 96 | 0 | 1 | 1 | 0 | 21.92 | 0.161 | 19 | 116 | -11.27 | 0.74 | 1.18 | 31.59 | 17.19 | 0 | 0 | -10.14 | 22.084 | 27.236 | 0 | 62.57
LFLmpBlst-T8-48in-32w-1g+El-IS-NLO(175w) | ED-NonDEER | T8-48in-32w-1g | El-IS-NLO | None | 6 | 2 | 3 | 175 | 48in1g32wT8ISNEl175w | Watts | 175 |  | PreExist |  | N | None |  | Complete | LF lamp and ballast: LF lamp: T8, 48 inch, 32W, 2710 lm, CRI = 75, rated life = 15000 hours (6): LF Ballast: Electronic, Instant Start, Normal LO (2); Total Watts = 175 | Elec | 2 | 15.9 | 0.9 | FALSE | FALSE | 3 | 0 | 0 | 96 | 0 | 0 | 2 | 0 | 0 | 21.92 | 0.161 | 19 | 116 | -11.27 | 0.74 | 1.18 | 31.59 | 17.19 | 0 | 0 | -10.14 | 54.472 | 0 | 0 | 70.37
LFLmpBlst-T8-48in-32w-1g+El-IS-NLO(224w) | ED-NonDEER | T8-48in-32w-1g | El-IS-NLO | None | 8 | 2 | 4 | 224 | 48in1g32wT8ISNEl224w | Watts | 224 |  | PreExist |  | N | None |  | Complete | LF lamp and ballast: LF lamp: T8, 48 inch, 32W, 2710 lm, CRI = 75, rated life = 15000 hours (8): LF Ballast: Electronic, Instant Start, Normal LO (2); Total Watts = 224 | Elec | 2 | 21.2 | 0.9 | FALSE | FALSE | 4 | 0 | 0 | 128 | 0 | 0 | 2 | 0 | 0 | 21.92 | 0.161 | 19 | 116 | -11.27 | 0.74 | 1.18 | 31.59 | 17.19 | 0 | 0 | -10.14 | 64.776 | 0 | 0 | 85.98
LFLmpBlst-T8-48in-32w-1g+El-IS-NLO(28w) | ED-NonDEER | T8-48in-32w-1g | El-IS-NLO | None | 1 | 0.25 | 4 | 28 | 48in1g32wT8T4ISNEl28w | Watts | 28 |  | PreExist |  | N | None |  | Complete | LF lamp and ballast: LF lamp: T8, 48 inch, 32W, 2710 lm, CRI = 75, rated life = 15000 hours (1): LF Ballast: Electronic, Instant Start, Normal LO (0.25); Total Watts = 28 | Elec | 2 | 2.65 | 0.9 | FALSE | FALSE | 4 | 0 | 0 | 128 | 0 | 0 | 0.25 | 0 | 0 | 21.92 | 0.161 | 19 | 116 | -11.27 | 0.74 | 1.18 | 31.59 | 17.19 | 0 | 0 | -10.14 | 8.097 | 0 | 0 | 10.75
LFLmpBlst-T8-48in-32w-1g+El-IS-NLO(30.5w) | IOU-NonDeer | T8-48in-32w-1g | El-IS-NLO | None | 1 | 0.33 | 3 | 30.5 | Thru 6-30-2014 | Watts | 30.5 |  | PreExist |  | N | None |  | Complete | LF lamp and ballast: LF lamp: T8, 48 inch, 32W, 2710 lm, CRI = 75, rated life = 15000 hours (1): LF Ballast: Electronic, Instant Start, Normal LO (0.33); Total Watts = 30.5 | Elec | 2 | 2.65 | 0.9 | FALSE | FALSE | 3 | 0 | 0 | 96 | 0 | 0 | 0.33 | 0 | 0 | 21.92 | 0.161 | 19 | 116 | -11.27 | 0.74 | 1.18 | 31.59 | 17.19 | 0 | 0 | -10.14 | 8.9879 | 0 | 0 | 11.64
LFLmpBlst-T8-48in-32w-1g+El-IS-NLO(31w) | IOU-NonDeer | T8-48in-32w-1g | El-IS-NLO | None | 1 | 0.33 | 3 | 31 | Thru 6-30-2014 | Watts | 31 |  | PreExist |  | N | None |  | Complete | LF lamp and ballast: LF lamp: T8, 48 inch, 32W, 2710 lm, CRI = 75, rated life = 15000 hours (1): LF Ballast: Electronic, Instant Start, Normal LO (0.33); Total Watts = 31 | Elec | 2 | 2.65 | 0.9 | FALSE | FALSE | 3 | 0 | 0 | 96 | 0 | 0 | 0.33 | 0 | 0 | 21.92 | 0.161 | 19 | 116 | -11.27 | 0.74 | 1.18 | 31.59 | 17.19 | 0 | 0 | -10.14 | 8.9879 | 0 | 0 | 11.64
LFLmpBlst-T8-48in-32w-1g+El-IS-NLO(56w) | ED-NonDEER | T8-48in-32w-1g | El-IS-NLO | None | 2 | 0.5 | 4 | 56 | 48in1g32wT8T4ISNEl56w | Watts | 56 |  | PreExist |  | N | None |  | Complete | LF lamp and ballast: LF lamp: T8, 48 inch, 32W, 2710 lm, CRI = 75, rated life = 15000 hours (2): LF Ballast: Electronic, Instant Start, Normal LO (0.5); Total Watts = 56 | Elec | 2 | 5.3 | 0.9 | FALSE | FALSE | 4 | 0 | 0 | 128 | 0 | 0 | 0.5 | 0 | 0 | 21.92 | 0.161 | 19 | 116 | -11.27 | 0.74 | 1.18 | 31.59 | 17.19 | 0 | 0 | -10.14 | 16.194 | 0 | 0 | 21.49
LFLmpBlst-T8-48in-32w-1g+El-IS-NLO(59w) | ED-NonDEER | T8-48in-32w-1g | El-IS-NLO | None | 2 | 1 | 2 | 59 | 48in1g32wT8ISNEl59w | Watts | 59 |  | PreExist |  | N | None |  | Complete | LF lamp and ballast: LF lamp: T8, 48 inch, 32W, 2710 lm, CRI = 75, rated life = 15000 hours (2): LF Ballast: Electronic, Instant Start, Normal LO (1); Total Watts = 59 | Elec | 2 | 5.3 | 0.9 | FALSE | FALSE | 2 | 0 | 0 | 64 | 0 | 0 | 1 | 0 | 0 | 21.92 | 0.161 | 19 | 116 | -11.27 | 0.74 | 1.18 | 31.59 | 17.19 | 0 | 0 | -10.14 | 22.084 | 0 | 0 | 27.38
LFLmpBlst-T8-48in-32w-1g+El-IS-NLO(89w) | ED-NonDEER | T8-48in-32w-1g | El-IS-NLO | None | 3 | 1 | 3 | 89 | 48in1g32wT8ISNEl89w | Watts | 89 |  | PreExist |  | N | None |  | Complete | LF lamp and ballast: LF lamp: T8, 48 inch, 32W, 2710 lm, CRI = 75, rated life = 15000 hours (3): LF Ballast: Electronic, Instant Start, Normal LO (1); Total Watts = 89 | Elec | 2 | 7.95 | 0.9 | FALSE | FALSE | 3 | 0 | 0 | 96 | 0 | 0 | 1 | 0 | 0 | 21.92 | 0.161 | 19 | 116 | -11.27 | 0.74 | 1.18 | 31.59 | 17.19 | 0 | 0 | -10.14 | 27.236 | 0 | 0 | 35.19
LFLmpBlst-T8-48in-32w-1g+El-IS-NLO(90w) | ED-NonDEER | T8-48in-32w-1g | El-IS-NLO | None | 3 | 2 | 1+2 | 90 | 48in1g32wT82ISNEl90w | Watts | 90 |  | PreExist |  | N | None |  | Complete | LF lamp and ballast: LF lamp: T8, 48 inch, 32W, 2710 lm, CRI = 75, rated life = 15000 hours (3): LF Ballast: Electronic, Instant Start, Normal LO (2); Total Watts = 90 | Elec | 2 | 7.95 | 0.9 | FALSE | FALSE | 1 | 2 | 0 | 32 | 64 | 0 | 1 | 1 | 0 | 21.92 | 0.161 | 19 | 116 | -11.27 | 0.74 | 1.18 | 31.59 | 17.19 | 0 | 0 | -10.14 | 16.932 | 22.084 | 0 | 46.97
LFLmpBlst-T8-48in-32w-1g+El-IS-RLO-1(26w) | ED-NonDEER | T8-48in-32w-1g | El-IS-RLO | None | 1 | 0.25 | 4 | 26 | 48in1g32wT8T4ISREl26w | Watts | 26 |  | PreExist |  | N | None |  | Complete | LF lamp and ballast: LF lamp: T8, 48 inch, 32W, 2710 lm, CRI = 75, rated life = 15000 hours (1): LF Ballast: Electronic, Instant Start, Reduced LO (0.25); Total Watts = 26 | Elec | 2 | 2.65 | 0.825 | FALSE | FALSE | 4 | 0 | 0 | 128 | 0 | 0 | 0.25 | 0 | 0 | 21.92 | 0.161 | 19 | 116 | -11.27 | 0.74 | 1.18 | 31.59 | 17.19 | 0 | 0 | -10.14 | 8.097 | 0 | 0 | 10.75
LFLmpBlst-T8-48in-32w-1g+El-IS-RLO-2(26w) | ED-NonDEER | T8-48in-32w-1g | El-IS-RLO | None | 1 | 0.33 | 3 | 26 | 48in1g32wT8T3ISREl26w | Watts | 26 |  | PreExist |  | N | None |  | Complete | LF lamp and ballast: LF lamp: T8, 48 inch, 32W, 2710 lm, CRI = 75, rated life = 15000 hours (1): LF Ballast: Electronic, Instant Start, Reduced LO (0.33); Total Watts = 26 | Elec | 2 | 2.65 | 0.825 | FALSE | FALSE | 3 | 0 | 0 | 96 | 0 | 0 | 0.33 | 0 | 0 | 21.92 | 0.161 | 19 | 116 | -11.27 | 0.74 | 1.18 | 31.59 | 17.19 | 0 | 0 | -10.14 | 8.9879 | 0 | 0 | 11.64
LFLmpBlst-T8-48in-32w-1g+El-IS-RLO-3(26w) | ED-NonDEER | T8-48in-32w-1g | El-IS-RLO | None | 1 | 0.5 | 2 | 26 | 48in1g32wT8T2ISREl26w | Watts | 26 |  | PreExist |  | N | None |  | Complete | LF lamp and ballast: LF lamp: T8, 48 inch, 32W, 2710 lm, CRI = 75, rated life = 15000 hours (1): LF Ballast: Electronic, Instant Start, Reduced LO (0.5); Total Watts = 26 | Elec | 2 | 2.65 | 0.825 | FALSE | FALSE | 2 | 0 | 0 | 64 | 0 | 0 | 0.5 | 0 | 0 | 21.92 | 0.161 | 19 | 116 | -11.27 | 0.74 | 1.18 | 31.59 | 17.19 | 0 | 0 | -10.14 | 11.042 | 0 | 0 | 13.69
LFLmpBlst-T8-48in-32w-1g+El-IS-RLO(102w) | ED-NonDEER | T8-48in-32w-1g | El-IS-RLO | None | 4 | 1 | 4 | 102 | 48in1g32wT8ISREl102w | Watts | 102 |  | PreExist |  | N | None |  | Complete | LF lamp and ballast: LF lamp: T8, 48 inch, 32W, 2710 lm, CRI = 75, rated life = 15000 hours (4): LF Ballast: Electronic, Instant Start, Reduced LO (1); Total Watts = 102 | Elec | 2 | 10.6 | 0.825 | FALSE | FALSE | 4 | 0 | 0 | 128 | 0 | 0 | 1 | 0 | 0 | 21.92 | 0.161 | 19 | 116 | -11.27 | 0.74 | 1.18 | 31.59 | 17.19 | 0 | 0 | -10.14 | 32.388 | 0 | 0 | 42.99
LFLmpBlst-T8-48in-32w-1g+El-IS-RLO(156w) | ED-NonDEER | T8-48in-32w-1g | El-IS-RLO | None | 6 | 2 | 3 | 156 | 48in1g32wT8ISREl156w | Watts | 156 |  | PreExist |  | N | None |  | Complete | LF lamp and ballast: LF lamp: T8, 48 inch, 32W, 2710 lm, CRI = 75, rated life = 15000 hours (6): LF Ballast: Electronic, Instant Start, Reduced LO (2); Total Watts = 156 | Elec | 2 | 15.9 | 0.825 | FALSE | FALSE | 3 | 0 | 0 | 96 | 0 | 0 | 2 | 0 | 0 | 21.92 | 0.161 | 19 | 116 | -11.27 | 0.74 | 1.18 | 31.59 | 17.19 | 0 | 0 | -10.14 | 54.472 | 0 | 0 | 70.37
LFLmpBlst-T8-48in-32w-1g+El-IS-RLO(204w) | ED-NonDEER | T8-48in-32w-1g | El-IS-RLO | None | 8 | 2 | 4 | 204 | 48in1g32wT8ISREl204w | Watts | 204 |  | PreExist |  | N | None |  | Complete | LF lamp and ballast: LF lamp: T8, 48 inch, 32W, 2710 lm, CRI = 75, rated life = 15000 hours (8): LF Ballast: Electronic, Instant Start, Reduced LO (2); Total Watts = 204 | Elec | 2 | 21.2 | 0.825 | FALSE | FALSE | 4 | 0 | 0 | 128 | 0 | 0 | 2 | 0 | 0 | 21.92 | 0.161 | 19 | 116 | -11.27 | 0.74 | 1.18 | 31.59 | 17.19 | 0 | 0 | -10.14 | 64.776 | 0 | 0 | 85.98
LFLmpBlst-T8-48in-32w-1g+El-IS-RLO(51w) | ED-NonDEER | T8-48in-32w-1g | El-IS-RLO | None | 2 | 0.5 | 4 | 51 | 48in1g32wT8T4ISREl51w | Watts | 51 |  | PreExist |  | N | None |  | Complete | LF lamp and ballast: LF lamp: T8, 48 inch, 32W, 2710 lm, CRI = 75, rated life = 15000 hours (2): LF Ballast: Electronic, Instant Start, Reduced LO (0.5); Total Watts = 51 | Elec | 2 | 5.3 | 0.825 | FALSE | FALSE | 4 | 0 | 0 | 128 | 0 | 0 | 0.5 | 0 | 0 | 21.92 | 0.161 | 19 | 116 | -11.27 | 0.74 | 1.18 | 31.59 | 17.19 | 0 | 0 | -10.14 | 16.194 | 0 | 0 | 21.49
LFLmpBlst-T8-48in-32w-1g+El-IS-RLO(52w) | DEER2011 | T8-48in-32w-1g | El-IS-RLO | None | 2 | 1 | 2 | 52 | 48in1g32wT8ISREl52w | Watts | 52 |  | PreExist |  | N | None |  | Complete | LF lamp and ballast: LF lamp: T8, 48 inch, 32W, 2710 lm, CRI = 75, rated life = 15000 hours (2): LF Ballast: Electronic, Instant Start, Reduced LO (1); Total Watts = 52 | Elec | 2 | 5.3 | 0.825 | FALSE | FALSE | 2 | 0 | 0 | 64 | 0 | 0 | 1 | 0 | 0 | 21.92 | 0.161 | 19 | 116 | -11.27 | 0.74 | 1.18 | 31.59 | 17.19 | 0 | 0 | -10.14 | 22.084 | 0 | 0 | 27.38
LFLmpBlst-T8-48in-32w-1g+El-IS-RLO(78w) | ED-NonDEER | T8-48in-32w-1g | El-IS-RLO | None | 3 | 1 | 3 | 78 | 48in1g32wT8ISREl78w | Watts | 78 |  | PreExist |  | N | None |  | Complete | LF lamp and ballast: LF lamp: T8, 48 inch, 32W, 2710 lm, CRI = 75, rated life = 15000 hours (3): LF Ballast: Electronic, Instant Start, Reduced LO (1); Total Watts = 78 | Elec | 2 | 7.95 | 0.825 | FALSE | FALSE | 3 | 0 | 0 | 96 | 0 | 0 | 1 | 0 | 0 | 21.92 | 0.161 | 19 | 116 | -11.27 | 0.74 | 1.18 | 31.59 | 17.19 | 0 | 0 | -10.14 | 27.236 | 0 | 0 | 35.19
LFLmpBlst-T8-48in-32w-1g+El-IS-VHLO-1(38w) | ED-NonDEER | T8-48in-32w-1g | El-IS-VHLO | None | 1 | 0.25 | 4 | 38 | 48in1g32wT8T4ISVEl38w | Watts | 38 |  | PreExist |  | N | None |  | Complete | LF lamp and ballast: LF lamp: T8, 48 inch, 32W, 2710 lm, CRI = 75, rated life = 15000 hours (1): LF Ballast: Electronic, Instant Start, Very High LO (0.25); Total Watts = 38 | Elec | 2 | 2.65 | 1.125 | FALSE | FALSE | 4 | 0 | 0 | 128 | 0 | 0 | 0.25 | 0 | 0 | 21.92 | 0.161 | 19 | 116 | -11.27 | 0.74 | 1.18 | 31.59 | 17.19 | 0 | 0 | -10.14 | 8.097 | 0 | 0 | 10.75
LFLmpBlst-T8-48in-32w-1g+El-IS-VHLO-2(38w) | ED-NonDEER | T8-48in-32w-1g | El-IS-VHLO | None | 1 | 0.33 | 3 | 38 | 48in1g32wT8T3ISVEl38w | Watts | 38 |  | PreExist |  | N | None |  | Complete | LF lamp and ballast: LF lamp: T8, 48 inch, 32W, 2710 lm, CRI = 75, rated life = 15000 hours (1): LF Ballast: Electronic, Instant Start, Very High LO (0.33); Total Watts = 38 | Elec | 2 | 2.65 | 1.125 | FALSE | FALSE | 3 | 0 | 0 | 96 | 0 | 0 | 0.33 | 0 | 0 | 21.92 | 0.161 | 19 | 116 | -11.27 | 0.74 | 1.18 | 31.59 | 17.19 | 0 | 0 | -10.14 | 8.9879 | 0 | 0 | 11.64
LFLmpBlst-T8-48in-32w-1g+El-IS-VHLO(112w) | ED-NonDEER | T8-48in-32w-1g | El-IS-VHLO | None | 3 | 1 | 3 | 112 | 48in1g32wT8ISVEl112w | Watts | 112 |  | PreExist |  | N | None |  | Complete | LF lamp and ballast: LF lamp: T8, 48 inch, 32W, 2710 lm, CRI = 75, rated life = 15000 hours (3): LF Ballast: Electronic, Instant Start, Very High LO (1); Total Watts = 112 | Elec | 2 | 7.95 | 1.125 | FALSE | FALSE | 3 | 0 | 0 | 96 | 0 | 0 | 1 | 0 | 0 | 21.92 | 0.161 | 19 | 116 | -11.27 | 0.74 | 1.18 | 31.59 | 17.19 | 0 | 0 | -10.14 | 27.236 | 0 | 0 | 35.19
LFLmpBlst-T8-48in-32w-1g+El-IS-VHLO(151w) | ED-NonDEER | T8-48in-32w-1g | El-IS-VHLO | None | 4 | 2 | 2 | 151 | 48in1g32wT8ISVEl151w | Watts | 151 |  | PreExist |  | N | None |  | Complete | LF lamp and ballast: LF lamp: T8, 48 inch, 32W, 2710 lm, CRI = 75, rated life = 15000 hours (4): LF Ballast: Electronic, Instant Start, Very High LO (2); Total Watts = 151 | Elec | 2 | 10.6 | 1.125 | FALSE | FALSE | 2 | 0 | 0 | 64 | 0 | 0 | 2 | 0 | 0 | 21.92 | 0.161 | 19 | 116 | -11.27 | 0.74 | 1.18 | 31.59 | 17.19 | 0 | 0 | -10.14 | 44.168 | 0 | 0 | 54.77
LFLmpBlst-T8-48in-32w-1g+El-IS-VHLO(152w) | ED-NonDEER | T8-48in-32w-1g | El-IS-VHLO | None | 4 | 1 | 4 | 152 | 48in1g32wT82ISVEl152w | Watts | 152 |  | PreExist |  | N | None |  | Complete | LF lamp and ballast: LF lamp: T8, 48 inch, 32W, 2710 lm, CRI = 75, rated life = 15000 hours (4): LF Ballast: Electronic, Instant Start, Very High LO (1); Total Watts = 152 | Elec | 2 | 10.6 | 1.125 | FALSE | FALSE | 4 | 0 | 0 | 128 | 0 | 0 | 1 | 0 | 0 | 21.92 | 0.161 | 19 | 116 | -11.27 | 0.74 | 1.18 | 31.59 | 17.19 | 0 | 0 | -10.14 | 32.388 | 0 | 0 | 42.99
LFLmpBlst-T8-48in-32w-1g+El-IS-VHLO(189w) | ED-NonDEER | T8-48in-32w-1g | El-IS-VHLO | None | 5 | 2 | 2+3 | 189 | 48in1g32wT82ISVEl189w | Watts | 189 |  | PreExist |  | N | None |  | Complete | LF lamp and ballast: LF lamp: T8, 48 inch, 32W, 2710 lm, CRI = 75, rated life = 15000 hours (5): LF Ballast: Electronic, Instant Start, Very High LO (2); Total Watts = 189 | Elec | 2 | 13.25 | 1.125 | FALSE | FALSE | 2 | 3 | 0 | 64 | 96 | 0 | 1 | 1 | 0 | 21.92 | 0.161 | 19 | 116 | -11.27 | 0.74 | 1.18 | 31.59 | 17.19 | 0 | 0 | -10.14 | 22.084 | 27.236 | 0 | 62.57
LFLmpBlst-T8-48in-32w-1g+El-IS-VHLO(226w) | DEER2011 | T8-48in-32w-1g | El-IS-VHLO | None | 6 | 2 | 3 | 226 | 48in1g32wT82ISVEl226w | Watts | 226 |  | PreExist |  | N | None |  | Complete | LF lamp and ballast: LF lamp: T8, 48 inch, 32W, 2710 lm, CRI = 75, rated life = 15000 hours (6): LF Ballast: Electronic, Instant Start, Very High LO (2); Total Watts = 226 | Elec | 2 | 15.9 | 1.125 | FALSE | FALSE | 3 | 0 | 0 | 96 | 0 | 0 | 2 | 0 | 0 | 21.92 | 0.161 | 19 | 116 | -11.27 | 0.74 | 1.18 | 31.59 | 17.19 | 0 | 0 | -10.14 | 54.472 | 0 | 0 | 70.37
LFLmpBlst-T8-48in-32w-1g+El-IS-VHLO(40w) | ED-NonDEER | T8-48in-32w-1g | El-IS-VHLO | None | 1 | 0.5 | 2 | 40 | 48in1g32wT8T2ISVEl40w | Watts | 40 |  | PreExist |  | N | None |  | Complete | LF lamp and ballast: LF lamp: T8, 48 inch, 32W, 2710 lm, CRI = 75, rated life = 15000 hours (1): LF Ballast: Electronic, Instant Start, Very High LO (0.5); Total Watts = 40 | Elec | 2 | 2.65 | 1.125 | FALSE | FALSE | 2 | 0 | 0 | 64 | 0 | 0 | 0.5 | 0 | 0 | 21.92 | 0.161 | 19 | 116 | -11.27 | 0.74 | 1.18 | 31.59 | 17.19 | 0 | 0 | -10.14 | 11.042 | 0 | 0 | 13.69
LFLmpBlst-T8-48in-32w-1g+El-IS-VHLO(41w) | ED-NonDEER | T8-48in-32w-1g | El-IS-VHLO | None | 1 | 1 | 1 | 41 | 48in1g32wT8ISVEl41w | Watts | 41 |  | PreExist |  | N | None |  | Complete | LF lamp and ballast: LF lamp: T8, 48 inch, 32W, 2710 lm, CRI = 75, rated life = 15000 hours (1): LF Ballast: Electronic, Instant Start, Very High LO (1); Total Watts = 41 | Elec | 2 | 2.65 | 1.125 | FALSE | FALSE | 1 | 0 | 0 | 32 | 0 | 0 | 1 | 0 | 0 | 21.92 | 0.161 | 19 | 116 | -11.27 | 0.74 | 1.18 | 31.59 | 17.19 | 0 | 0 | -10.14 | 16.932 | 0 | 0 | 19.58
LFLmpBlst-T8-48in-32w-1g+El-IS-VHLO(79w) | ED-NonDEER | T8-48in-32w-1g | El-IS-VHLO | None | 2 | 1 | 2 | 79 | 48in1g32wT8ISVEl79w | Watts | 79 |  | PreExist |  | N | None |  | Complete | LF lamp and ballast: LF lamp: T8, 48 inch, 32W, 2710 lm, CRI = 75, rated life = 15000 hours (2): LF Ballast: Electronic, Instant Start, Very High LO (1); Total Watts = 79 | Elec | 2 | 5.3 | 1.125 | FALSE | FALSE | 2 | 0 | 0 | 64 | 0 | 0 | 1 | 0 | 0 | 21.92 | 0.161 | 19 | 116 | -11.27 | 0.74 | 1.18 | 31.59 | 17.19 | 0 | 0 | -10.14 | 22.084 | 0 | 0 | 27.38
LFLmpBlst-T8-48in-32w-1g+El-RS-HLO(33w) | ED-NonDEER | T8-48in-32w-1g | El-RS-HLO | None | 1 | 0.33 | 3 | 33 | 48in1g32wT8T3RSHEl33w | Watts | 33 |  | PreExist |  | N | None |  | Complete | LF lamp and ballast: LF lamp: T8, 48 inch, 32W, 2710 lm, CRI = 75, rated life = 15000 hours (1): LF Ballast: Electronic, Rapid Start, High LO (0.33); Total Watts = 33 | out of scope | 0 | 2.65 | 1.025 | FALSE | FALSE | 3 | 0 | 0 | 96 | 0 | 0 | 0.33 | 0 | 0 | [12 empty] | 0 | 0 | 0
LFLmpBlst-T8-48in-32w-1g+El-RS-HLO(35w) | ED-NonDEER | T8-48in-32w-1g | El-RS-HLO | None | 1 | 0.5 | 2 | 35 | 48in1g32wT8T2RSHEl35w | Watts | 35 |  | PreExist |  | N | None |  | Complete | LF lamp and ballast: LF lamp: T8, 48 inch, 32W, 2710 lm, CRI = 75, rated life = 15000 hours (1): LF Ballast: Electronic, Rapid Start, High LO (0.5); Total Watts = 35 | out of scope | 0 | 2.65 | 1.025 | FALSE | FALSE | 2 | 0 | 0 | 64 | 0 | 0 | 0.5 | 0 | 0 | [12 empty] | 0 | 0 | 0
LFLmpBlst-T8-48in-32w-1g+El-RS-HLO(39w) | ED-NonDEER | T8-48in-32w-1g | El-RS-HLO | None | 1 | 1 | 1 | 39 | 48in1g32wT8RSHEl39w | Watts | 39 |  | PreExist |  | N | None |  | Complete | LF lamp and ballast: LF lamp: T8, 48 inch, 32W, 2710 lm, CRI = 75, rated life = 15000 hours (1): LF Ballast: Electronic, Rapid Start, High LO (1); Total Watts = 39 | out of scope | 0 | 2.65 | 1.025 | FALSE | FALSE | 1 | 0 | 0 | 32 | 0 | 0 | 1 | 0 | 0 | [12 empty] | 0 | 0 | 0
LFLmpBlst-T8-48in-32w-1g+El-RS-HLO(70w) | DEER2011 | T8-48in-32w-1g | El-RS-HLO | None | 2 | 1 | 2 | 70 | 48in1g32wT8RSHEl70w | Watts | 70 |  | PreExist |  | N | None |  | Complete | LF lamp and ballast: LF lamp: T8, 48 inch, 32W, 2710 lm, CRI = 75, rated life = 15000 hours (2): LF Ballast: Electronic, Rapid Start, High LO (1); Total Watts = 70 | out of scope | 0 | 5.3 | 1.025 | FALSE | FALSE | 2 | 0 | 0 | 64 | 0 | 0 | 1 | 0 | 0 | [12 empty] | 0 | 0 | 0
LFLmpBlst-T8-48in-32w-1g+El-RS-HLO(98w) | ED-NonDEER | T8-48in-32w-1g | El-RS-HLO | None | 3 | 1 | 3 | 98 | 48in1g32wT8RSHEl98w | Watts | 98 |  | PreExist |  | N | None |  | Complete | LF lamp and ballast: LF lamp: T8, 48 inch, 32W, 2710 lm, CRI = 75, rated life = 15000 hours (3): LF Ballast: Electronic, Rapid Start, High LO (1); Total Watts = 98 | out of scope | 0 | 7.95 | 1.025 | FALSE | FALSE | 3 | 0 | 0 | 96 | 0 | 0 | 1 | 0 | 0 | [12 empty] | 0 | 0 | 0
LFLmpBlst-T8-48in-32w-1g+El-RS-NLO-1(30w) | ED-NonDEER | T8-48in-32w-1g | El-RS-NLO | None | 1 | 0.25 | 4 | 30 | 48in1g32wT8T4RSNEl30w | Watts | 30 |  | PreExist |  | N | None |  | Complete | LF lamp and ballast: LF lamp: T8, 48 inch, 32W, 2710 lm, CRI = 75, rated life = 15000 hours (1): LF Ballast: Electronic, Rapid Start, Normal LO (0.25); Total Watts = 30 | out of scope | 0 | 2.65 | 0.9 | FALSE | FALSE | 4 | 0 | 0 | 128 | 0 | 0 | 0.25 | 0 | 0 | [12 empty] | 0 | 0 | 0
LFLmpBlst-T8-48in-32w-1g+El-RS-NLO-2(30w) | ED-NonDEER | T8-48in-32w-1g | El-RS-NLO | None | 1 | 0.5 | 2 | 30 | 48in1g32wT8T2RSNEl30w | Watts | 30 |  | PreExist |  | N | None |  | Complete | LF lamp and ballast: LF lamp: T8, 48 inch, 32W, 2710 lm, CRI = 75, rated life = 15000 hours (1): LF Ballast: Electronic, Rapid Start, Normal LO (0.5); Total Watts = 30 | out of scope | 0 | 2.65 | 0.9 | FALSE | FALSE | 2 | 0 | 0 | 64 | 0 | 0 | 0.5 | 0 | 0 | [12 empty] | 0 | 0 | 0
LFLmpBlst-T8-48in-32w-1g+El-RS-NLO-Del(0w) | IOU-NonDeer | T8-48in-32w-1g | El-RS-NLO | None | 1 | 1 | 1 | 0 | Thru 6-30-2014 | Watts | 0 |  | Measure |  | Y | None |  | Complete | LF lamp and ballast: LF lamp: T8, 48 inch, 32W, 2710 lm, CRI = 75, rated life = 15000 hours (1): LF Ballast: Electronic, Rapid Start, Normal LO (1); Delamped; Total Watts = 0 | out of scope | 0 | 2.65 | 0.9 | FALSE | FALSE | 1 | 0 | 0 | 32 | 0 | 0 | 1 | 0 | 0 | [12 empty] | 0 | 0 | 0
LFLmpBlst-T8-48in-32w-1g+El-RS-NLO-Del(32w) | IOU-NonDeer | T8-48in-32w-1g | El-RS-NLO | None | 1 | 1 | 1 | 32 |  | Watts | 32 |  | Measure |  | Y | None |  | Complete | LF lamp and ballast: LF lamp: T8, 48 inch, 32W, 2710 lm, CRI = 75, rated life = 15000 hours (1): LF Ballast: Electronic, Rapid Start, Normal LO (1); Delamped; Total Watts = 32 | out of scope | 0 | 2.65 | 0.9 | FALSE | FALSE | 1 | 0 | 0 | 32 | 0 | 0 | 1 | 0 | 0 | [12 empty] | 0 | 0 | 0
LFLmpBlst-T8-48in-32w-1g+El-RS-NLO-Del(60w) | IOU-NonDeer | T8-48in-32w-1g | El-RS-NLO | None | 2 | 1 | 2 | 60 |  | Watts | 60 |  | Measure |  | Y | None |  | Complete | LF lamp and ballast: LF lamp: T8, 48 inch, 32W, 2710 lm, CRI = 75, rated life = 15000 hours (2): LF Ballast: Electronic, Rapid Start, Normal LO (1); Delamped; Total Watts = 60 | out of scope | 0 | 5.3 | 0.9 | FALSE | FALSE | 2 | 0 | 0 | 64 | 0 | 0 | 1 | 0 | 0 | [12 empty] | 0 | 0 | 0
LFLmpBlst-T8-48in-32w-1g+El-RS-NLO-Del(93w) | IOU-NonDeer | T8-48in-32w-1g | El-RS-NLO | None | 3 | 1 | 3 | 93 |  | Watts | 93 |  | Measure |  | Y | None |  | Complete | LF lamp and ballast: LF lamp: T8, 48 inch, 32W, 2710 lm, CRI = 75, rated life = 15000 hours (3): LF Ballast: Electronic, Rapid Start, Normal LO (1); Delamped; Total Watts = 93 | out of scope | 0 | 7.95 | 0.9 | FALSE | FALSE | 3 | 0 | 0 | 96 | 0 | 0 | 1 | 0 | 0 | [12 empty] | 0 | 0 | 0
LFLmpBlst-T8-48in-32w-1g+El-RS-NLO(118w) | DEER2011 | T8-48in-32w-1g | El-RS-NLO | None | 4 | 1 | 4 | 118 | 48in1g32wT8RSNEl118w | Watts | 118 |  | PreExist |  | N | None |  | Complete | LF lamp and ballast: LF lamp: T8, 48 inch, 32W, 2710 lm, CRI = 75, rated life = 15000 hours (4): LF Ballast: Electronic, Rapid Start, Normal LO (1); Total Watts = 118 | out of scope | 0 | 10.6 | 0.9 | FALSE | FALSE | 4 | 0 | 0 | 128 | 0 | 0 | 1 | 0 | 0 | [12 empty] | 0 | 0 | 0
LFLmpBlst-T8-48in-32w-1g+El-RS-NLO(120w) | ED-NonDEER | T8-48in-32w-1g | El-RS-NLO | None | 4 | 2 | 2 | 120 | 48in1g32wT82RSNEl120w | Watts | 120 |  | PreExist |  | N | None |  | Complete | LF lamp and ballast: LF lamp: T8, 48 inch, 32W, 2710 lm, CRI = 75, rated life = 15000 hours (4): LF Ballast: Electronic, Rapid Start, Normal LO (2); Total Watts = 120 | out of scope | 0 | 10.6 | 0.9 | FALSE | FALSE | 2 | 0 | 0 | 64 | 0 | 0 | 2 | 0 | 0 | [12 empty] | 0 | 0 | 0
LFLmpBlst-T8-48in-32w-1g+El-RS-NLO(182w) | DEER2011 | T8-48in-32w-1g | El-RS-NLO | None | 6 | 2 | 3 | 182 | 48in1g32wT8RSNEl182w | Watts | 182 |  | PreExist |  | N | None |  | Complete | LF lamp and ballast: LF lamp: T8, 48 inch, 32W, 2710 lm, CRI = 75, rated life = 15000 hours (6): LF Ballast: Electronic, Rapid Start, Normal LO (2); Total Watts = 182 | out of scope | 0 | 15.9 | 0.9 | FALSE | FALSE | 3 | 0 | 0 | 96 | 0 | 0 | 2 | 0 | 0 | [12 empty] | 0 | 0 | 0
LFLmpBlst-T8-48in-32w-1g+El-RS-NLO(28.7w) | IOU-NonDeer | T8-48in-32w-1g | El-RS-NLO | None | 1 | 1 | 1 | 28.7 | Thru 6-30-2014 | Watts | 28.7 |  | PreExist |  | N | None |  | Complete | LF lamp and ballast: LF lamp: T8, 48 inch, 32W, 2710 lm, CRI = 75, rated life = 15000 hours (1): LF Ballast: Electronic, Rapid Start, Normal LO (1); Total Watts = 28.7 | out of scope | 0 | 2.65 | 0.9 | FALSE | FALSE | 1 | 0 | 0 | 32 | 0 | 0 | 1 | 0 | 0 | [12 empty] | 0 | 0 | 0
LFLmpBlst-T8-48in-32w-1g+El-RS-NLO(31w) | ED-NonDEER | T8-48in-32w-1g | El-RS-NLO | None | 1 | 0.33 | 3 | 31 | 48in1g32wT8T3RSNEl31w | Watts | 31 |  | PreExist |  | N | None |  | Complete | LF lamp and ballast: LF lamp: T8, 48 inch, 32W, 2710 lm, CRI = 75, rated life = 15000 hours (1): LF Ballast: Electronic, Rapid Start, Normal LO (0.33); Total Watts = 31 | out of scope | 0 | 2.65 | 0.9 | FALSE | FALSE | 3 | 0 | 0 | 96 | 0 | 0 | 0.33 | 0 | 0 | [12 empty] | 0 | 0 | 0
LFLmpBlst-T8-48in-32w-1g+El-RS-NLO(32w) | DEER2011 | T8-48in-32w-1g | El-RS-NLO | None | 1 | 1 | 1 | 32 | 48in1g32wT8RSNEl32w | Watts | 32 |  | PreExist |  | N | None |  | Complete | LF lamp and ballast: LF lamp: T8, 48 inch, 32W, 2710 lm, CRI = 75, rated life = 15000 hours (1): LF Ballast: Electronic, Rapid Start, Normal LO (1); Total Watts = 32 | out of scope | 0 | 2.65 | 0.9 | FALSE | FALSE | 1 | 0 | 0 | 32 | 0 | 0 | 1 | 0 | 0 | [12 empty] | 0 | 0 | 0
LFLmpBlst-T8-48in-32w-1g+El-RS-NLO(53w) | IOU-NonDeer | T8-48in-32w-1g | El-RS-NLO | None | 4 | 1 | 4 | 53 | Thru 6-30-2014 | Watts | 53 |  | PreExist |  | N | None |  | Complete | LF lamp and ballast: LF lamp: T8, 48 inch, 32W, 2710 lm, CRI = 75, rated life = 15000 hours (4): LF Ballast: Electronic, Rapid Start, Normal LO (1); Total Watts = 53 | out of scope | 0 | 10.6 | 0.9 | FALSE | FALSE | 4 | 0 | 0 | 128 | 0 | 0 | 1 | 0 | 0 | [12 empty] | 0 | 0 | 0
LFLmpBlst-T8-48in-32w-1g+El-RS-NLO(59w) | ED-NonDEER | T8-48in-32w-1g | El-RS-NLO | None | 2 | 0.5 | 4 | 59 | 48in1g32wT8T4RSNEl59w | Watts | 59 |  | PreExist |  | N | None |  | Complete | LF lamp and ballast: LF lamp: T8, 48 inch, 32W, 2710 lm, CRI = 75, rated life = 15000 hours (2): LF Ballast: Electronic, Rapid Start, Normal LO (0.5); Total Watts = 59 | out of scope | 0 | 5.3 | 0.9 | FALSE | FALSE | 4 | 0 | 0 | 128 | 0 | 0 | 0.5 | 0 | 0 | [12 empty] | 0 | 0 | 0
LFLmpBlst-T8-48in-32w-1g+El-RS-NLO(60w) | DEER2011 | T8-48in-32w-1g | El-RS-NLO | None | 2 | 1 | 2 | 60 | 48in1g32wT8RSNEl60w | Watts | 60 |  | PreExist |  | N | None |  | Complete | LF lamp and ballast: LF lamp: T8, 48 inch, 32W, 2710 lm, CRI = 75, rated life = 15000 hours (2): LF Ballast: Electronic, Rapid Start, Normal LO (1); Total Watts = 60 | out of scope | 0 | 5.3 | 0.9 | FALSE | FALSE | 2 | 0 | 0 | 64 | 0 | 0 | 1 | 0 | 0 | [12 empty] | 0 | 0 | 0
LFLmpBlst-T8-48in-32w-1g+El-RS-NLO(92w) | ED-NonDEER | T8-48in-32w-1g | El-RS-NLO | None | 3 | 2 | 1+2 | 92 | 48in1g32wT82RSNEl92w | Watts | 92 |  | PreExist |  | N | None |  | Complete | LF lamp and ballast: LF lamp: T8, 48 inch, 32W, 2710 lm, CRI = 75, rated life = 15000 hours (3): LF Ballast: Electronic, Rapid Start, Normal LO (2); Total Watts = 92 | out of scope | 0 | 7.95 | 0.9 | FALSE | FALSE | 1 | 2 | 0 | 32 | 64 | 0 | 1 | 1 | 0 | [12 empty] | 0 | 0 | 0
LFLmpBlst-T8-48in-32w-1g+El-RS-NLO(93w) | DEER2011 | T8-48in-32w-1g | El-RS-NLO | None | 3 | 1 | 3 | 93 | 48in1g32wT8RSNEl93w | Watts | 93 |  | PreExist |  | N | None |  | Complete | LF lamp and ballast: LF lamp: T8, 48 inch, 32W, 2710 lm, CRI = 75, rated life = 15000 hours (3): LF Ballast: Electronic, Rapid Start, Normal LO (1); Total Watts = 93 | out of scope | 0 | 7.95 | 0.9 | FALSE | FALSE | 3 | 0 | 0 | 96 | 0 | 0 | 1 | 0 | 0 | [12 empty] | 0 | 0 | 0
LFLmpBlst-T8-48in-32w-1g+El-RS-RLO-1(27w) | ED-NonDEER | T8-48in-32w-1g | El-RS-RLO | None | 1 | 0.5 | 2 | 27 | 48in1g32wT8T2RSREl27w | Watts | 27 |  | PreExist |  | N | None |  | Complete | LF lamp and ballast: LF lamp: T8, 48 inch, 32W, 2710 lm, CRI = 75, rated life = 15000 hours (1): LF Ballast: Electronic, Rapid Start, Reduced LO (0.5); Total Watts = 27 | out of scope | 0 | 2.65 | 0.825 | FALSE | FALSE | 2 | 0 | 0 | 64 | 0 | 0 | 0.5 | 0 | 0 | [12 empty] | 0 | 0 | 0
LFLmpBlst-T8-48in-32w-1g+El-RS-RLO-2(27w) | DEER2011 | T8-48in-32w-1g | El-RS-RLO | None | 1 | 1 | 1 | 27 | 48in1g32wT8RSREl27w | Watts | 27 |  | PreExist |  | N | None |  | Complete | LF lamp and ballast: LF lamp: T8, 48 inch, 32W, 2710 lm, CRI = 75, rated life = 15000 hours (1): LF Ballast: Electronic, Rapid Start, Reduced LO (1); Total Watts = 27 | out of scope | 0 | 2.65 | 0.825 | FALSE | FALSE | 1 | 0 | 0 | 32 | 0 | 0 | 1 | 0 | 0 | [12 empty] | 0 | 0 | 0
LFLmpBlst-T8-48in-32w-1g+El-RS-RLO(105w) | ED-NonDEER | T8-48in-32w-1g | El-RS-RLO | None | 4 | 1 | 4 | 105 | 48in1g32wT8RSREl105w | Watts | 105 |  | PreExist |  | N | None |  | Complete | LF lamp and ballast: LF lamp: T8, 48 inch, 32W, 2710 lm, CRI = 75, rated life = 15000 hours (4): LF Ballast: Electronic, Rapid Start, Reduced LO (1); Total Watts = 105 | out of scope | 0 | 10.6 | 0.825 | FALSE | FALSE | 4 | 0 | 0 | 128 | 0 | 0 | 1 | 0 | 0 | [12 empty] | 0 | 0 | 0
LFLmpBlst-T8-48in-32w-1g+El-RS-RLO(25w) | ED-NonDEER | T8-48in-32w-1g | El-RS-RLO | None | 1 | 0.33 | 3 | 25 | 48in1g32wT8T3RSREl25w | Watts | 25 |  | PreExist |  | N | None |  | Complete | LF lamp and ballast: LF lamp: T8, 48 inch, 32W, 2710 lm, CRI = 75, rated life = 15000 hours (1): LF Ballast: Electronic, Rapid Start, Reduced LO (0.33); Total Watts = 25 | out of scope | 0 | 2.65 | 0.825 | FALSE | FALSE | 3 | 0 | 0 | 96 | 0 | 0 | 0.33 | 0 | 0 | [12 empty] | 0 | 0 | 0
LFLmpBlst-T8-48in-32w-1g+El-RS-RLO(26w) | ED-NonDEER | T8-48in-32w-1g | El-RS-RLO | None | 1 | 0.25 | 4 | 26 | 48in1g32wT8T4RSREl26w | Watts | 26 |  | PreExist |  | N | None |  | Complete | LF lamp and ballast: LF lamp: T8, 48 inch, 32W, 2710 lm, CRI = 75, rated life = 15000 hours (1): LF Ballast: Electronic, Rapid Start, Reduced LO (0.25); Total Watts = 26 | out of scope | 0 | 2.65 | 0.825 | FALSE | FALSE | 4 | 0 | 0 | 128 | 0 | 0 | 0.25 | 0 | 0 | [12 empty] | 0 | 0 | 0
LFLmpBlst-T8-48in-32w-1g+El-RS-RLO(53w) | ED-NonDEER | T8-48in-32w-1g | El-RS-RLO | None | 2 | 0.5 | 4 | 53 | 48in1g32wT8T4RSREl53w | Watts | 53 |  | PreExist |  | N | None |  | Complete | LF lamp and ballast: LF lamp: T8, 48 inch, 32W, 2710 lm, CRI = 75, rated life = 15000 hours (2): LF Ballast: Electronic, Rapid Start, Reduced LO (0.5); Total Watts = 53 | out of scope | 0 | 5.3 | 0.825 | FALSE | FALSE | 4 | 0 | 0 | 128 | 0 | 0 | 0.5 | 0 | 0 | [12 empty] | 0 | 0 | 0
LFLmpBlst-T8-48in-32w-1g+El-RS-RLO(54w) | DEER2011 | T8-48in-32w-1g | El-RS-RLO | None | 2 | 1 | 2 | 54 | 48in1g32wT8RSREl54w | Watts | 54 |  | PreExist |  | N | None |  | Complete | LF lamp and ballast: LF lamp: T8, 48 inch, 32W, 2710 lm, CRI = 75, rated life = 15000 hours (2): LF Ballast: Electronic, Rapid Start, Reduced LO (1); Total Watts = 54 | out of scope | 0 | 5.3 | 0.825 | FALSE | FALSE | 2 | 0 | 0 | 64 | 0 | 0 | 1 | 0 | 0 | [12 empty] | 0 | 0 | 0
LFLmpBlst-T8-48in-32w-1g+El-RS-RLO(76w) | ED-NonDEER | T8-48in-32w-1g | El-RS-RLO | None | 3 | 1 | 3 | 76 | 48in1g32wT8RSREl76w | Watts | 76 |  | PreExist |  | N | None |  | Complete | LF lamp and ballast: LF lamp: T8, 48 inch, 32W, 2710 lm, CRI = 75, rated life = 15000 hours (3): LF Ballast: Electronic, Rapid Start, Reduced LO (1); Total Watts = 76 | out of scope | 0 | 7.95 | 0.825 | FALSE | FALSE | 3 | 0 | 0 | 96 | 0 | 0 | 1 | 0 | 0 | [12 empty] | 0 | 0 | 0
LFLmpBlst-T8-48in-32w-1g+El-RS-VHLO(85w) | ED-NonDEER | T8-48in-32w-1g | El-RS-VHLO | None | 2 | 1 | 2 | 85 | 48in1g32wT8RSVEl85w | Watts | 85 |  | PreExist |  | N | None |  | Complete | LF lamp and ballast: LF lamp: T8, 48 inch, 32W, 2710 lm, CRI = 75, rated life = 15000 hours (2): LF Ballast: Electronic, Rapid Start, Very High LO (1); Total Watts = 85 | out of scope | 0 | 5.3 | 1.125 | FALSE | FALSE | 2 | 0 | 0 | 64 | 0 | 0 | 1 | 0 | 0 | [12 empty] | 0 | 0 | 0
LFLmpBlst-T8-48in-32w-1g+MagES-RS-NLO(110w) | ED-NonDEER | T8-48in-32w-1g | MagES-RS-NLO | None | 3 | 1 | 3 | 110 | 48in1g32wT8ESMg110w | Watts | 110 |  | PreExist |  | N | None |  | Complete | LF lamp and ballast: LF lamp: T8, 48 inch, 32W, 2710 lm, CRI = 75, rated life = 15000 hours (3): LF Ballast: Energy Saver Magnetic (EPACT compliant), Rapid Start, Normal LO (1); Total Watts = 110 | MagRS | 1 | 7.95 | 0.9 | FALSE | FALSE | 3 | 0 | 0 | 96 | 0 | 0 | 1 | 0 | 0 | 14.69 | 0.4 | 9 | 604 | 10.56 | 0.6 | 1.2 | 30.78 | 0 | 40.89 | 0 | 0 | 103.484 | 0 | 0 | 111.43
LFLmpBlst-T8-48in-32w-1g+MagES-RS-NLO(142w) | ED-NonDEER | T8-48in-32w-1g | MagES-RS-NLO | None | 4 | 2 | 2 | 142 | 48in1g32wT8ESMg142w | Watts | 142 |  | PreExist |  | N | None |  | Complete | LF lamp and ballast: LF lamp: T8, 48 inch, 32W, 2710 lm, CRI = 75, rated life = 15000 hours (4): LF Ballast: Energy Saver Magnetic (EPACT compliant), Rapid Start, Normal LO (2); Total Watts = 142 | MagRS | 1 | 10.6 | 0.9 | FALSE | FALSE | 2 | 0 | 0 | 64 | 0 | 0 | 2 | 0 | 0 | 14.69 | 0.4 | 9 | 604 | 10.56 | 0.6 | 1.2 | 30.78 | 0 | 40.89 | 0 | 0 | 181.368 | 0 | 0 | 191.97
LFLmpBlst-T8-48in-32w-1g+MagES-RS-NLO(35w) | ED-NonDEER | T8-48in-32w-1g | MagES-RS-NLO | None | 1 | 1 | 1 | 35 | 48in1g32wT8ESMg35w | Watts | 35 |  | PreExist |  | N | None |  | Complete | LF lamp and ballast: LF lamp: T8, 48 inch, 32W, 2710 lm, CRI = 75, rated life = 15000 hours (1): LF Ballast: Energy Saver Magnetic (EPACT compliant), Rapid Start, Normal LO (1); Total Watts = 35 | MagRS | 1 | 2.65 | 0.9 | FALSE | FALSE | 1 | 0 | 0 | 32 | 0 | 0 | 1 | 0 | 0 | 14.69 | 0.4 | 9 | 604 | 10.56 | 0.6 | 1.2 | 30.78 | 0 | 40.89 | 0 | 0 | 77.884 | 0 | 0 | 80.53
LFLmpBlst-T8-48in-32w-1g+MagES-RS-NLO(71w) | ED-NonDEER | T8-48in-32w-1g | MagES-RS-NLO | None | 2 | 1 | 2 | 71 | 48in1g32wT8ESMg71w | Watts | 71 |  | PreExist |  | N | None |  | Complete | LF lamp and ballast: LF lamp: T8, 48 inch, 32W, 2710 lm, CRI = 75, rated life = 15000 hours (2): LF Ballast: Energy Saver Magnetic (EPACT compliant), Rapid Start, Normal LO (1); Total Watts = 71 | MagRS | 1 | 5.3 | 0.9 | FALSE | FALSE | 2 | 0 | 0 | 64 | 0 | 0 | 1 | 0 | 0 | 14.69 | 0.4 | 9 | 604 | 10.56 | 0.6 | 1.2 | 30.78 | 0 | 40.89 | 0 | 0 | 90.684 | 0 | 0 | 95.98
LFLmpBlst-T8-48in-32w-2g+El-IS-HLO(31w) | ED-NonDEER | T8-48in-32w-2g | El-IS-HLO | None | 1 | 0.33 | 3 | 31 | 48in2g32wT8T3ISHEl31w | Watts | 31 |  | Code |  | N | None |  | Complete | LF lamp and ballast: LF lamp: T8, 48 inch, 32W, 2970 lm, CRI = 82, rated life = 20000 hours (1): LF Ballast: Electronic, Instant Start, High LO (0.33); Total Watts = 31 | Elec | 2 | 3.67 | 1.025 | FALSE | FALSE | 3 | 0 | 0 | 96 | 0 | 0 | 0.33 | 0 | 0 | 21.92 | 0.161 | 19 | 116 | -11.27 | 0.74 | 1.18 | 31.59 | 17.19 | 0 | 0 | -10.14 | 8.9879 | 0 | 0 | 12.66
LFLmpBlst-T8-48in-32w-2g+El-IS-HLO(33w) | ED-NonDEER | T8-48in-32w-2g | El-IS-HLO | None | 1 | 0.5 | 2 | 33 | 48in2g32wT8T2ISHEl33w | Watts | 33 |  | Code |  | N | None |  | Complete | LF lamp and ballast: LF lamp: T8, 48 inch, 32W, 2970 lm, CRI = 82, rated life = 20000 hours (1): LF Ballast: Electronic, Instant Start, High LO (0.5); Total Watts = 33 | Elec | 2 | 3.67 | 1.025 | FALSE | FALSE | 2 | 0 | 0 | 64 | 0 | 0 | 0.5 | 0 | 0 | 21.92 | 0.161 | 19 | 116 | -11.27 | 0.74 | 1.18 | 31.59 | 17.19 | 0 | 0 | -10.14 | 11.042 | 0 | 0 | 14.71
LFLmpBlst-T8-48in-32w-2g+El-IS-HLO(36w) | ED-NonDEER | T8-48in-32w-2g | El-IS-HLO | None | 1 | 1 | 1 | 36 | 48in2g32wT8ISHEl36w | Watts | 36 |  | Code |  | N | None |  | Complete | LF lamp and ballast: LF lamp: T8, 48 inch, 32W, 2970 lm, CRI = 82, rated life = 20000 hours (1): LF Ballast: Electronic, Instant Start, High LO (1); Total Watts = 36 | Elec | 2 | 3.67 | 1.025 | FALSE | FALSE | 1 | 0 | 0 | 32 | 0 | 0 | 1 | 0 | 0 | 21.92 | 0.161 | 19 | 116 | -11.27 | 0.74 | 1.18 | 31.59 | 17.19 | 0 | 0 | -10.14 | 16.932 | 0 | 0 | 20.6
LFLmpBlst-T8-48in-32w-2g+El-IS-HLO(65w) | ED-NonDEER | T8-48in-32w-2g | El-IS-HLO | None | 2 | 1 | 2 | 65 | 48in2g32wT8ISHEl65w | Watts | 65 |  | Code |  | N | None |  | Complete | LF lamp and ballast: LF lamp: T8, 48 inch, 32W, 2970 lm, CRI = 82, rated life = 20000 hours (2): LF Ballast: Electronic, Instant Start, High LO (1); Total Watts = 65 | Elec | 2 | 7.34 | 1.025 | FALSE | FALSE | 2 | 0 | 0 | 64 | 0 | 0 | 1 | 0 | 0 | 21.92 | 0.161 | 19 | 116 | -11.27 | 0.74 | 1.18 | 31.59 | 17.19 | 0 | 0 | -10.14 | 22.084 | 0 | 0 | 29.42
LFLmpBlst-T8-48in-32w-2g+El-IS-HLO(68w) | IOU-NonDeer | T8-48in-32w-2g | El-IS-HLO | None | 2 | 1 | 2 | 68 | Thru 6-30-2014 | Watts | 68 |  | Code |  | N | None |  | Complete | LF lamp and ballast: LF lamp: T8, 48 inch, 32W, 2970 lm, CRI = 82, rated life = 20000 hours (2): LF Ballast: Electronic, Instant Start, High LO (1); Total Watts = 68 | Elec | 2 | 7.34 | 1.025 | FALSE | FALSE | 2 | 0 | 0 | 64 | 0 | 0 | 1 | 0 | 0 | 21.92 | 0.161 | 19 | 116 | -11.27 | 0.74 | 1.18 | 31.59 | 17.19 | 0 | 0 | -10.14 | 22.084 | 0 | 0 | 29.42
LFLmpBlst-T8-48in-32w-2g+El-IS-HLO(93w) | ED-NonDEER | T8-48in-32w-2g | El-IS-HLO | None | 3 | 1 | 3 | 93 | 48in2g32wT8ISHEl93w | Watts | 93 |  | Code |  | N | None |  | Complete | LF lamp and ballast: LF lamp: T8, 48 inch, 32W, 2970 lm, CRI = 82, rated life = 20000 hours (3): LF Ballast: Electronic, Instant Start, High LO (1); Total Watts = 93 | Elec | 2 | 11.01 | 1.025 | FALSE | FALSE | 3 | 0 | 0 | 96 | 0 | 0 | 1 | 0 | 0 | 21.92 | 0.161 | 19 | 116 | -11.27 | 0.74 | 1.18 | 31.59 | 17.19 | 0 | 0 | -10.14 | 27.236 | 0 | 0 | 38.25
LFLmpBlst-T8-48in-32w-2g+El-IS-NLO-1(30w) | ED-NonDEER | T8-48in-32w-2g | El-IS-NLO | None | 1 | 0.33 | 3 | 30 | 48in2g32wT8T3ISNEl30w | Watts | 30 |  | Code |  | N | None |  | Complete | LF lamp and ballast: LF lamp: T8, 48 inch, 32W, 2970 lm, CRI = 82, rated life = 20000 hours (1): LF Ballast: Electronic, Instant Start, Normal LO (0.33); Total Watts = 30 | Elec | 2 | 3.67 | 0.9 | FALSE | FALSE | 3 | 0 | 0 | 96 | 0 | 0 | 0.33 | 0 | 0 | 21.92 | 0.161 | 19 | 116 | -11.27 | 0.74 | 1.18 | 31.59 | 17.19 | 0 | 0 | -10.14 | 8.9879 | 0 | 0 | 12.66
LFLmpBlst-T8-48in-32w-2g+El-IS-NLO-2(30w) | ED-NonDEER | T8-48in-32w-2g | El-IS-NLO | None | 1 | 0.5 | 2 | 30 | 48in2g32wT8T2ISNEl30w | Watts | 30 |  | Code |  | N | None |  | Complete | LF lamp and ballast: LF lamp: T8, 48 inch, 32W, 2970 lm, CRI = 82, rated life = 20000 hours (1): LF Ballast: Electronic, Instant Start, Normal LO (0.5); Total Watts = 30 | Elec | 2 | 3.67 | 0.9 | FALSE | FALSE | 2 | 0 | 0 | 64 | 0 | 0 | 0.5 | 0 | 0 | 21.92 | 0.161 | 19 | 116 | -11.27 | 0.74 | 1.18 | 31.59 | 17.19 | 0 | 0 | -10.14 | 11.042 | 0 | 0 | 14.71
LFLmpBlst-T8-48in-32w-2g+El-IS-NLO-Dim(59w) | ED-NonDEER | T8-48in-32w-2g | El-IS-NLO-Dim | Yes | 2 | 1 | 2 | 59 |  | Watts | 59 |  | Code |  | N | None |  | Complete | LF lamp and ballast: LF lamp: T8, 48 inch, 32W, 2970 lm, CRI = 82, rated life = 20000 hours (2): LF Ballast: Electronic, Instant Start, Normal LO, Dim (1); Total Watts = 59 | Elec | 2 | 7.34 | 0.9 | TRUE | FALSE | 2 | 0 | 0 | 64 | 0 | 0 | 1 | 0 | 0 | 21.92 | 0.161 | 19 | 116 | -11.27 | 0.74 | 1.18 | 31.59 | 17.19 | 0 | 0 | -10.14 | 53.674 | 0 | 0 | 61.01
LFLmpBlst-T8-48in-32w-2g+El-IS-NLO-Dim(70w) | IOU-NonDEER | T8-48in-32w-2g | El-IS-NLO-Dim | Yes | 2 | 1 | 2 | 70 |  | Watts | 70 |  | Code |  | N | None |  | Complete | LF lamp and ballast: LF lamp: T8, 48 inch, 32W, 2970 lm, CRI = 82, rated life = 20000 hours (2): LF Ballast: Electronic, Instant Start, Normal LO, Dim (1); Total Watts = 70 | Elec | 2 | 7.34 | 0.9 | TRUE | FALSE | 2 | 0 | 0 | 64 | 0 | 0 | 1 | 0 | 0 | 21.92 | 0.161 | 19 | 116 | -11.27 | 0.74 | 1.18 | 31.59 | 17.19 | 0 | 0 | -10.14 | 53.674 | 0 | 0 | 61.01
LFLmpBlst-T8-48in-32w-2g+El-IS-NLO(112w) | DEER2011 | T8-48in-32w-2g | El-IS-NLO | None | 4 | 1 | 4 | 112 | 48in2g32wT8ISNEl112w | Watts | 112 |  | Code |  | N | None |  | Complete | LF lamp and ballast: LF lamp: T8, 48 inch, 32W, 2970 lm, CRI = 82, rated life = 20000 hours (4): LF Ballast: Electronic, Instant Start, Normal LO (1); Total Watts = 112 | Elec | 2 | 14.68 | 0.9 | FALSE | FALSE | 4 | 0 | 0 | 128 | 0 | 0 | 1 | 0 | 0 | 21.92 | 0.161 | 19 | 116 | -11.27 | 0.74 | 1.18 | 31.59 | 17.19 | 0 | 0 | -10.14 | 32.388 | 0 | 0 | 47.07
LFLmpBlst-T8-48in-32w-2g+El-IS-NLO(118w) | ED-NonDEER | T8-48in-32w-2g | El-IS-NLO | None | 4 | 2 | 2 | 118 | 48in2g32wT82ISNEl118w | Watts | 118 |  | Code |  | N | None |  | Complete | LF lamp and ballast: LF lamp: T8, 48 inch, 32W, 2970 lm, CRI = 82, rated life = 20000 hours (4): LF Ballast: Electronic, Instant Start, Normal LO (2); Total Watts = 118 | Elec | 2 | 14.68 | 0.9 | FALSE | FALSE | 2 | 0 | 0 | 64 | 0 | 0 | 2 | 0 | 0 | 21.92 | 0.161 | 19 | 116 | -11.27 | 0.74 | 1.18 | 31.59 | 17.19 | 0 | 0 | -10.14 | 44.168 | 0 | 0 | 58.85
LFLmpBlst-T8-48in-32w-2g+El-IS-NLO(148w) | ED-NonDEER | T8-48in-32w-2g | El-IS-NLO | None | 5 | 2 | 2+3 | 148 | 48in2g32wT82ISEl148w | Watts | 148 |  | Code |  | N | None |  | Complete | LF lamp and ballast: LF lamp: T8, 48 inch, 32W, 2970 lm, CRI = 82, rated life = 20000 hours (5): LF Ballast: Electronic, Instant Start, Normal LO (2); Total Watts = 148 | Elec | 2 | 18.35 | 0.9 | FALSE | FALSE | 2 | 3 | 0 | 64 | 96 | 0 | 1 | 1 | 0 | 21.92 | 0.161 | 19 | 116 | -11.27 | 0.74 | 1.18 | 31.59 | 17.19 | 0 | 0 | -10.14 | 22.084 | 27.236 | 0 | 67.67
LFLmpBlst-T8-48in-32w-2g+El-IS-NLO(175w) | DEER2011 | T8-48in-32w-2g | El-IS-NLO | None | 6 | 2 | 3 | 175 | 48in2g32wT8ISNEl175w | Watts | 175 |  | Code |  | N | None |  | Complete | LF lamp and ballast: LF lamp: T8, 48 inch, 32W, 2970 lm, CRI = 82, rated life = 20000 hours (6): LF Ballast: Electronic, Instant Start, Normal LO (2); Total Watts = 175 | Elec | 2 | 22.02 | 0.9 | FALSE | FALSE | 3 | 0 | 0 | 96 | 0 | 0 | 2 | 0 | 0 | 21.92 | 0.161 | 19 | 116 | -11.27 | 0.74 | 1.18 | 31.59 | 17.19 | 0 | 0 | -10.14 | 54.472 | 0 | 0 | 76.49
LFLmpBlst-T8-48in-32w-2g+El-IS-NLO(224w) | DEER2011 | T8-48in-32w-2g | El-IS-NLO | None | 8 | 2 | 4 | 224 | 48in2g32wT8ISNEl224w | Watts | 224 |  | Code |  | N | None |  | Complete | LF lamp and ballast: LF lamp: T8, 48 inch, 32W, 2970 lm, CRI = 82, rated life = 20000 hours (8): LF Ballast: Electronic, Instant Start, Normal LO (2); Total Watts = 224 | Elec | 2 | 29.36 | 0.9 | FALSE | FALSE | 4 | 0 | 0 | 128 | 0 | 0 | 2 | 0 | 0 | 21.92 | 0.161 | 19 | 116 | -11.27 | 0.74 | 1.18 | 31.59 | 17.19 | 0 | 0 | -10.14 | 64.776 | 0 | 0 | 94.14
LFLmpBlst-T8-48in-32w-2g+El-IS-NLO(28w) | ED-NonDEER | T8-48in-32w-2g | El-IS-NLO | None | 1 | 0.25 | 4 | 28 | 48in2g32wT8T4ISNEl28w | Watts | 28 |  | Code |  | N | None |  | Complete | LF lamp and ballast: LF lamp: T8, 48 inch, 32W, 2970 lm, CRI = 82, rated life = 20000 hours (1): LF Ballast: Electronic, Instant Start, Normal LO (0.25); Total Watts = 28 | Elec | 2 | 3.67 | 0.9 | FALSE | FALSE | 4 | 0 | 0 | 128 | 0 | 0 | 0.25 | 0 | 0 | 21.92 | 0.161 | 19 | 116 | -11.27 | 0.74 | 1.18 | 31.59 | 17.19 | 0 | 0 | -10.14 | 8.097 | 0 | 0 | 11.77
LFLmpBlst-T8-48in-32w-2g+El-IS-NLO(31w) | DEER2011 | T8-48in-32w-2g | El-IS-NLO | None | 1 | 1 | 1 | 31 | 48in2g32wT8ISNEl31w | Watts | 31 |  | Code |  | N | None |  | Complete | LF lamp and ballast: LF lamp: T8, 48 inch, 32W, 2970 lm, CRI = 82, rated life = 20000 hours (1): LF Ballast: Electronic, Instant Start, Normal LO (1); Total Watts = 31 | Elec | 2 | 3.67 | 0.9 | FALSE | FALSE | 1 | 0 | 0 | 32 | 0 | 0 | 1 | 0 | 0 | 21.92 | 0.161 | 19 | 116 | -11.27 | 0.74 | 1.18 | 31.59 | 17.19 | 0 | 0 | -10.14 | 16.932 | 0 | 0 | 20.6
LFLmpBlst-T8-48in-32w-2g+El-IS-NLO(32w) | IOU-NonDeer | T8-48in-32w-2g | El-IS-NLO | None | 1 | 1 | 1 | 32 | Thru 6-30-2014 | Watts | 32 |  | Code |  | N | None |  | Complete | LF lamp and ballast: LF lamp: T8, 48 inch, 32W, 2970 lm, CRI = 82, rated life = 20000 hours (1): LF Ballast: Electronic, Instant Start, Normal LO (1); Total Watts = 32 | Elec | 2 | 3.67 | 0.9 | FALSE | FALSE | 1 | 0 | 0 | 32 | 0 | 0 | 1 | 0 | 0 | 21.92 | 0.161 | 19 | 116 | -11.27 | 0.74 | 1.18 | 31.59 | 17.19 | 0 | 0 | -10.14 | 16.932 | 0 | 0 | 20.6
LFLmpBlst-T8-48in-32w-2g+El-IS-NLO(56w) | ED-NonDEER | T8-48in-32w-2g | El-IS-NLO | None | 2 | 0.5 | 4 | 56 | 48in2g32wT8T4ISTNEl56w | Watts | 56 |  | Code |  | N | None |  | Complete | LF lamp and ballast: LF lamp: T8, 48 inch, 32W, 2970 lm, CRI = 82, rated life = 20000 hours (2): LF Ballast: Electronic, Instant Start, Normal LO (0.5); Total Watts = 56 | Elec | 2 | 7.34 | 0.9 | FALSE | FALSE | 4 | 0 | 0 | 128 | 0 | 0 | 0.5 | 0 | 0 | 21.92 | 0.161 | 19 | 116 | -11.27 | 0.74 | 1.18 | 31.59 | 17.19 | 0 | 0 | -10.14 | 16.194 | 0 | 0 | 23.53
LFLmpBlst-T8-48in-32w-2g+El-IS-NLO(59w) | DEER2011 | T8-48in-32w-2g | El-IS-NLO | None | 2 | 1 | 2 | 59 |  | Watts | 59 |  | Code |  | N | None |  | Complete | LF lamp and ballast: LF lamp: T8, 48 inch, 32W, 2970 lm, CRI = 82, rated life = 20000 hours (2): LF Ballast: Electronic, Instant Start, Normal LO (1); Total Watts = 59 | Elec | 2 | 7.34 | 0.9 | FALSE | FALSE | 2 | 0 | 0 | 64 | 0 | 0 | 1 | 0 | 0 | 21.92 | 0.161 | 19 | 116 | -11.27 | 0.74 | 1.18 | 31.59 | 17.19 | 0 | 0 | -10.14 | 22.084 | 0 | 0 | 29.42
LFLmpBlst-T8-48in-32w-2g+El-IS-NLO(89w) | DEER2011 | T8-48in-32w-2g | El-IS-NLO | None | 3 | 1 | 3 | 89 | 48in2g32wT8ISNEl89w | Watts | 89 |  | Code |  | N | None |  | Complete | LF lamp and ballast: LF lamp: T8, 48 inch, 32W, 2970 lm, CRI = 82, rated life = 20000 hours (3): LF Ballast: Electronic, Instant Start, Normal LO (1); Total Watts = 89 | Elec | 2 | 11.01 | 0.9 | FALSE | FALSE | 3 | 0 | 0 | 96 | 0 | 0 | 1 | 0 | 0 | 21.92 | 0.161 | 19 | 116 | -11.27 | 0.74 | 1.18 | 31.59 | 17.19 | 0 | 0 | -10.14 | 27.236 | 0 | 0 | 38.25
LFLmpBlst-T8-48in-32w-2g+El-IS-NLO(90w) | ED-NonDEER | T8-48in-32w-2g | El-IS-NLO | None | 3 | 2 | 1+2 | 90 | 48in2g32wT82ISNEl90w | Watts | 90 |  | Code |  | N | None |  | Complete | LF lamp and ballast: LF lamp: T8, 48 inch, 32W, 2970 lm, CRI = 82, rated life = 20000 hours (3): LF Ballast: Electronic, Instant Start, Normal LO (2); Total Watts = 90 | Elec | 2 | 11.01 | 0.9 | FALSE | FALSE | 1 | 2 | 0 | 32 | 64 | 0 | 1 | 1 | 0 | 21.92 | 0.161 | 19 | 116 | -11.27 | 0.74 | 1.18 | 31.59 | 17.19 | 0 | 0 | -10.14 | 16.932 | 22.084 | 0 | 50.03
LFLmpBlst-T8-48in-32w-2g+El-IS-NLO+Refl(59w) | IOU-NonDEER | T8-48in-32w-2g | El-IS-NLO | None | 2 | 1 | 2 | 59 | 48in2g32wT8ISNEl59w | Watts | 59 |  | Code |  | N | Refl |  | Complete | LF lamp and ballast: LF lamp: T8, 48 inch, 32W, 2970 lm, CRI = 82, rated life = 20000 hours (2): LF Ballast: Electronic, Instant Start, Normal LO (1); Any type of reflector; Total Watts = 59 | Elec | 2 | 7.34 | 0.9 | FALSE | FALSE | 2 | 0 | 0 | 64 | 0 | 0 | 1 | 0 | 0 | 21.92 | 0.161 | 19 | 116 | -11.27 | 0.74 | 1.18 | 31.59 | 17.19 | 0 | 0 | -10.14 | 22.084 | 0 | 0 | 29.42
LFLmpBlst-T8-48in-32w-2g+El-IS-RLO-1(26w) | ED-NonDEER | T8-48in-32w-2g | El-IS-RLO | None | 1 | 0.25 | 4 | 26 | 48in2g32wT8T4ISREl26w | Watts | 26 |  | Code |  | N | None |  | Complete | LF lamp and ballast: LF lamp: T8, 48 inch, 32W, 2970 lm, CRI = 82, rated life = 20000 hours (1): LF Ballast: Electronic, Instant Start, Reduced LO (0.25); Total Watts = 26 | Elec | 2 | 3.67 | 0.825 | FALSE | FALSE | 4 | 0 | 0 | 128 | 0 | 0 | 0.25 | 0 | 0 | 21.92 | 0.161 | 19 | 116 | -11.27 | 0.74 | 1.18 | 31.59 | 17.19 | 0 | 0 | -10.14 | 8.097 | 0 | 0 | 11.77
LFLmpBlst-T8-48in-32w-2g+El-IS-RLO-2(26w) | ED-NonDEER | T8-48in-32w-2g | El-IS-RLO | None | 1 | 0.33 | 3 | 26 | 48in2g32wT8T3ISREl26w | Watts | 26 |  | Code |  | N | None |  | Complete | LF lamp and ballast: LF lamp: T8, 48 inch, 32W, 2970 lm, CRI = 82, rated life = 20000 hours (1): LF Ballast: Electronic, Instant Start, Reduced LO (0.33); Total Watts = 26 | Elec | 2 | 3.67 | 0.825 | FALSE | FALSE | 3 | 0 | 0 | 96 | 0 | 0 | 0.33 | 0 | 0 | 21.92 | 0.161 | 19 | 116 | -11.27 | 0.74 | 1.18 | 31.59 | 17.19 | 0 | 0 | -10.14 | 8.9879 | 0 | 0 | 12.66
LFLmpBlst-T8-48in-32w-2g+El-IS-RLO-3(26w) | ED-NonDEER | T8-48in-32w-2g | El-IS-RLO | None | 1 | 0.5 | 2 | 26 | 48in2g32wT8T2ISREl26w | Watts | 26 |  | Code |  | N | None |  | Complete | LF lamp and ballast: LF lamp: T8, 48 inch, 32W, 2970 lm, CRI = 82, rated life = 20000 hours (1): LF Ballast: Electronic, Instant Start, Reduced LO (0.5); Total Watts = 26 | Elec | 2 | 3.67 | 0.825 | FALSE | FALSE | 2 | 0 | 0 | 64 | 0 | 0 | 0.5 | 0 | 0 | 21.92 | 0.161 | 19 | 116 | -11.27 | 0.74 | 1.18 | 31.59 | 17.19 | 0 | 0 | -10.14 | 11.042 | 0 | 0 | 14.71
LFLmpBlst-T8-48in-32w-2g+El-IS-RLO(102w) | DEER2011 | T8-48in-32w-2g | El-IS-RLO | None | 4 | 1 | 4 | 102 | 48in2g32wT8ISREl102w | Watts | 102 |  | Code |  | N | None |  | Complete | LF lamp and ballast: LF lamp: T8, 48 inch, 32W, 2970 lm, CRI = 82, rated life = 20000 hours (4): LF Ballast: Electronic, Instant Start, Reduced LO (1); Total Watts = 102 | Elec | 2 | 14.68 | 0.825 | FALSE | FALSE | 4 | 0 | 0 | 128 | 0 | 0 | 1 | 0 | 0 | 21.92 | 0.161 | 19 | 116 | -11.27 | 0.74 | 1.18 | 31.59 | 17.19 | 0 | 0 | -10.14 | 32.388 | 0 | 0 | 47.07
LFLmpBlst-T8-48in-32w-2g+El-IS-RLO(156w) | DEER2011 | T8-48in-32w-2g | El-IS-RLO | None | 6 | 2 | 3 | 156 | 48in2g32wT8ISREl156w | Watts | 156 |  | Code |  | N | None |  | Complete | LF lamp and ballast: LF lamp: T8, 48 inch, 32W, 2970 lm, CRI = 82, rated life = 20000 hours (6): LF Ballast: Electronic, Instant Start, Reduced LO (2); Total Watts = 156 | Elec | 2 | 22.02 | 0.825 | FALSE | FALSE | 3 | 0 | 0 | 96 | 0 | 0 | 2 | 0 | 0 | 21.92 | 0.161 | 19 | 116 | -11.27 | 0.74 | 1.18 | 31.59 | 17.19 | 0 | 0 | -10.14 | 54.472 | 0 | 0 | 76.49
LFLmpBlst-T8-48in-32w-2g+El-IS-RLO(204w) | DEER2011 | T8-48in-32w-2g | El-IS-RLO | None | 8 | 2 | 4 | 204 | 48in2g32wT8ISREl204w | Watts | 204 |  | Code |  | N | None |  | Complete | LF lamp and ballast: LF lamp: T8, 48 inch, 32W, 2970 lm, CRI = 82, rated life = 20000 hours (8): LF Ballast: Electronic, Instant Start, Reduced LO (2); Total Watts = 204 | Elec | 2 | 29.36 | 0.825 | FALSE | FALSE | 4 | 0 | 0 | 128 | 0 | 0 | 2 | 0 | 0 | 21.92 | 0.161 | 19 | 116 | -11.27 | 0.74 | 1.18 | 31.59 | 17.19 | 0 | 0 | -10.14 | 64.776 | 0 | 0 | 94.14
LFLmpBlst-T8-48in-32w-2g+El-IS-RLO(51w) | ED-NonDEER | T8-48in-32w-2g | El-IS-RLO | None | 2 | 0.5 | 4 | 51 | 48in2g32wT8T4ISREl51w | Watts | 51 |  | Code |  | N | None |  | Complete | LF lamp and ballast: LF lamp: T8, 48 inch, 32W, 2970 lm, CRI = 82, rated life = 20000 hours (2): LF Ballast: Electronic, Instant Start, Reduced LO (0.5); Total Watts = 51 | Elec | 2 | 7.34 | 0.825 | FALSE | FALSE | 4 | 0 | 0 | 128 | 0 | 0 | 0.5 | 0 | 0 | 21.92 | 0.161 | 19 | 116 | -11.27 | 0.74 | 1.18 | 31.59 | 17.19 | 0 | 0 | -10.14 | 16.194 | 0 | 0 | 23.53
LFLmpBlst-T8-48in-32w-2g+El-IS-RLO(52w) | DEER2011 | T8-48in-32w-2g | El-IS-RLO | None | 2 | 1 | 2 | 52 | 48in2g32wT8ISREl52w | Watts | 52 |  | Code |  | N | None |  | Complete | LF lamp and ballast: LF lamp: T8, 48 inch, 32W, 2970 lm, CRI = 82, rated life = 20000 hours (2): LF Ballast: Electronic, Instant Start, Reduced LO (1); Total Watts = 52 | Elec | 2 | 7.34 | 0.825 | FALSE | FALSE | 2 | 0 | 0 | 64 | 0 | 0 | 1 | 0 | 0 | 21.92 | 0.161 | 19 | 116 | -11.27 | 0.74 | 1.18 | 31.59 | 17.19 | 0 | 0 | -10.14 | 22.084 | 0 | 0 | 29.42
LFLmpBlst-T8-48in-32w-2g+El-IS-RLO(78w) | DEER2011 | T8-48in-32w-2g | El-IS-RLO | None | 3 | 1 | 3 | 78 | 48in2g32wT8ISREl78w | Watts | 78 |  | Code |  | N | None |  | Complete | LF lamp and ballast: LF lamp: T8, 48 inch, 32W, 2970 lm, CRI = 82, rated life = 20000 hours (3): LF Ballast: Electronic, Instant Start, Reduced LO (1); Total Watts = 78 | Elec | 2 | 11.01 | 0.825 | FALSE | FALSE | 3 | 0 | 0 | 96 | 0 | 0 | 1 | 0 | 0 | 21.92 | 0.161 | 19 | 116 | -11.27 | 0.74 | 1.18 | 31.59 | 17.19 | 0 | 0 | -10.14 | 27.236 | 0 | 0 | 38.25
LFLmpBlst-T8-48in-32w-2g+El-IS-VHLO-1(38w) | ED-NonDEER | T8-48in-32w-2g | El-IS-VHLO | None | 1 | 0.25 | 4 | 38 | 48in2g32wT8T4ISVEl38w | Watts | 38 |  | Code |  | N | None |  | Complete | LF lamp and ballast: LF lamp: T8, 48 inch, 32W, 2970 lm, CRI = 82, rated life = 20000 hours (1): LF Ballast: Electronic, Instant Start, Very High LO (0.25); Total Watts = 38 | Elec | 2 | 3.67 | 1.125 | FALSE | FALSE | 4 | 0 | 0 | 128 | 0 | 0 | 0.25 | 0 | 0 | 21.92 | 0.161 | 19 | 116 | -11.27 | 0.74 | 1.18 | 31.59 | 17.19 | 0 | 0 | -10.14 | 8.097 | 0 | 0 | 11.77
LFLmpBlst-T8-48in-32w-2g+El-IS-VHLO-2(38w) | ED-NonDEER | T8-48in-32w-2g | El-IS-VHLO | None | 1 | 0.33 | 3 | 38 | 48in2g32wT8T3ISVEl38w | Watts | 38 |  | Code |  | N | None |  | Complete | LF lamp and ballast: LF lamp: T8, 48 inch, 32W, 2970 lm, CRI = 82, rated life = 20000 hours (1): LF Ballast: Electronic, Instant Start, Very High LO (0.33); Total Watts = 38 | Elec | 2 | 3.67 | 1.125 | FALSE | FALSE | 3 | 0 | 0 | 96 | 0 | 0 | 0.33 | 0 | 0 | 21.92 | 0.161 | 19 | 116 | -11.27 | 0.74 | 1.18 | 31.59 | 17.19 | 0 | 0 | -10.14 | 8.9879 | 0 | 0 | 12.66
LFLmpBlst-T8-48in-32w-2g+El-IS-VHLO(112w) | ED-NonDEER | T8-48in-32w-2g | El-IS-VHLO | None | 3 | 1 | 3 | 112 | 48in2g32wT8ISVEl112w | Watts | 112 |  | Code |  | N | None |  | Complete | LF lamp and ballast: LF lamp: T8, 48 inch, 32W, 2970 lm, CRI = 82, rated life = 20000 hours (3): LF Ballast: Electronic, Instant Start, Very High LO (1); Total Watts = 112 | Elec | 2 | 11.01 | 1.125 | FALSE | FALSE | 3 | 0 | 0 | 96 | 0 | 0 | 1 | 0 | 0 | 21.92 | 0.161 | 19 | 116 | -11.27 | 0.74 | 1.18 | 31.59 | 17.19 | 0 | 0 | -10.14 | 27.236 | 0 | 0 | 38.25
LFLmpBlst-T8-48in-32w-2g+El-IS-VHLO(151w) | ED-NonDEER | T8-48in-32w-2g | El-IS-VHLO | None | 4 | 1 | 4 | 151 | 48in2g32wT8ISVEl151w | Watts | 151 |  | Code |  | N | None |  | Complete | LF lamp and ballast: LF lamp: T8, 48 inch, 32W, 2970 lm, CRI = 82, rated life = 20000 hours (4): LF Ballast: Electronic, Instant Start, Very High LO (1); Total Watts = 151 | Elec | 2 | 14.68 | 1.125 | FALSE | FALSE | 4 | 0 | 0 | 128 | 0 | 0 | 1 | 0 | 0 | 21.92 | 0.161 | 19 | 116 | -11.27 | 0.74 | 1.18 | 31.59 | 17.19 | 0 | 0 | -10.14 | 32.388 | 0 | 0 | 47.07
LFLmpBlst-T8-48in-32w-2g+El-IS-VHLO(152w) | ED-NonDEER | T8-48in-32w-2g | El-IS-VHLO | None | 4 | 2 | 2 | 152 | 48in2g32wT82ISEl152w | Watts | 152 |  | Code |  | N | None |  | Complete | LF lamp and ballast: LF lamp: T8, 48 inch, 32W, 2970 lm, CRI = 82, rated life = 20000 hours (4): LF Ballast: Electronic, Instant Start, Very High LO (2); Total Watts = 152 | Elec | 2 | 14.68 | 1.125 | FALSE | FALSE | 2 | 0 | 0 | 64 | 0 | 0 | 2 | 0 | 0 | 21.92 | 0.161 | 19 | 116 | -11.27 | 0.74 | 1.18 | 31.59 | 17.19 | 0 | 0 | -10.14 | 44.168 | 0 | 0 | 58.85
LFLmpBlst-T8-48in-32w-2g+El-IS-VHLO(189w) | ED-NonDEER | T8-48in-32w-2g | El-IS-VHLO | None | 5 | 2 | 2+3 | 189 | 48in2g32wT82ISEl189w | Watts | 189 |  | Code |  | N | None |  | Complete | LF lamp and ballast: LF lamp: T8, 48 inch, 32W, 2970 lm, CRI = 82, rated life = 20000 hours (5): LF Ballast: Electronic, Instant Start, Very High LO (2); Total Watts = 189 | Elec | 2 | 18.35 | 1.125 | FALSE | FALSE | 2 | 3 | 0 | 64 | 96 | 0 | 1 | 1 | 0 | 21.92 | 0.161 | 19 | 116 | -11.27 | 0.74 | 1.18 | 31.59 | 17.19 | 0 | 0 | -10.14 | 22.084 | 27.236 | 0 | 67.67
LFLmpBlst-T8-48in-32w-2g+El-IS-VHLO(226w) | ED-NonDEER | T8-48in-32w-2g | El-IS-VHLO | None | 6 | 2 | 3 | 226 | 48in2g32wT82ISEl226w | Watts | 226 |  | Code |  | N | None |  | Complete | LF lamp and ballast: LF lamp: T8, 48 inch, 32W, 2970 lm, CRI = 82, rated life = 20000 hours (6): LF Ballast: Electronic, Instant Start, Very High LO (2); Total Watts = 226 | Elec | 2 | 22.02 | 1.125 | FALSE | FALSE | 3 | 0 | 0 | 96 | 0 | 0 | 2 | 0 | 0 | 21.92 | 0.161 | 19 | 116 | -11.27 | 0.74 | 1.18 | 31.59 | 17.19 | 0 | 0 | -10.14 | 54.472 | 0 | 0 | 76.49
LFLmpBlst-T8-48in-32w-2g+El-IS-VHLO(302w) | IOU-NonDeer | T8-48in-32w-2g | El-IS-VHLO | None | 8 | 2 | 4 | 302 | Thru 6-30-2014 | Watts | 302 |  | Measure |  | N | None |  | Complete | LF lamp and ballast: LF lamp: T8, 48 inch, 32W, 2970 lm, CRI = 82, rated life = 20000 hours (8): LF Ballast: Electronic, Instant Start, Very High LO (2); Total Watts = 302 | Elec | 2 | 29.36 | 1.125 | FALSE | FALSE | 4 | 0 | 0 | 128 | 0 | 0 | 2 | 0 | 0 | 21.92 | 0.161 | 19 | 116 | -11.27 | 0.74 | 1.18 | 31.59 | 17.19 | 0 | 0 | -10.14 | 64.776 | 0 | 0 | 94.14
LFLmpBlst-T8-48in-32w-2g+El-IS-VHLO(40w) | ED-NonDEER | T8-48in-32w-2g | El-IS-VHLO | None | 1 | 0.5 | 2 | 40 | 48in2g32wT8T2ISVEl40w | Watts | 40 |  | Code |  | N | None |  | Complete | LF lamp and ballast: LF lamp: T8, 48 inch, 32W, 2970 lm, CRI = 82, rated life = 20000 hours (1): LF Ballast: Electronic, Instant Start, Very High LO (0.5); Total Watts = 40 | Elec | 2 | 3.67 | 1.125 | FALSE | FALSE | 2 | 0 | 0 | 64 | 0 | 0 | 0.5 | 0 | 0 | 21.92 | 0.161 | 19 | 116 | -11.27 | 0.74 | 1.18 | 31.59 | 17.19 | 0 | 0 | -10.14 | 11.042 | 0 | 0 | 14.71
LFLmpBlst-T8-48in-32w-2g+El-IS-VHLO(41w) | DEER2011 | T8-48in-32w-2g | El-IS-VHLO | None | 1 | 1 | 1 | 41 | 48in2g32wT8ISVEl41w | Watts | 41 |  | Code |  | N | None |  | Complete | LF lamp and ballast: LF lamp: T8, 48 inch, 32W, 2970 lm, CRI = 82, rated life = 20000 hours (1): LF Ballast: Electronic, Instant Start, Very High LO (1); Total Watts = 41 | Elec | 2 | 3.67 | 1.125 | FALSE | FALSE | 1 | 0 | 0 | 32 | 0 | 0 | 1 | 0 | 0 | 21.92 | 0.161 | 19 | 116 | -11.27 | 0.74 | 1.18 | 31.59 | 17.19 | 0 | 0 | -10.14 | 16.932 | 0 | 0 | 20.6
LFLmpBlst-T8-48in-32w-2g+El-IS-VHLO(79w) | DEER2011 | T8-48in-32w-2g | El-IS-VHLO | None | 2 | 1 | 2 | 79 | 48in2g32wT8ISVEl79w | Watts | 79 |  | Code |  | N | None |  | Complete | LF lamp and ballast: LF lamp: T8, 48 inch, 32W, 2970 lm, CRI = 82, rated life = 20000 hours (2): LF Ballast: Electronic, Instant Start, Very High LO (1); Total Watts = 79 | Elec | 2 | 7.34 | 1.125 | FALSE | FALSE | 2 | 0 | 0 | 64 | 0 | 0 | 1 | 0 | 0 | 21.92 | 0.161 | 19 | 116 | -11.27 | 0.74 | 1.18 | 31.59 | 17.19 | 0 | 0 | -10.14 | 22.084 | 0 | 0 | 29.42
LFLmpBlst-T8-48in-32w-2g+El-RS-HLO(33w) | ED-NonDEER | T8-48in-32w-2g | El-RS-HLO | None | 1 | 0.33 | 3 | 33 | 48in2g32wT8T3RSHEl33w | Watts | 33 |  | Code |  | N | None |  | Complete | LF lamp and ballast: LF lamp: T8, 48 inch, 32W, 2970 lm, CRI = 82, rated life = 20000 hours (1): LF Ballast: Electronic, Rapid Start, High LO (0.33); Total Watts = 33 | out of scope | 0 | 3.67 | 1.025 | FALSE | FALSE | 3 | 0 | 0 | 96 | 0 | 0 | 0.33 | 0 | 0 | [12 empty] | 0 | 0 | 0
LFLmpBlst-T8-48in-32w-2g+El-RS-HLO(35w) | ED-NonDEER | T8-48in-32w-2g | El-RS-HLO | None | 1 | 0.5 | 2 | 35 | 48in2g32wT8T2RSHEl35w | Watts | 35 |  | Code |  | N | None |  | Complete | LF lamp and ballast: LF lamp: T8, 48 inch, 32W, 2970 lm, CRI = 82, rated life = 20000 hours (1): LF Ballast: Electronic, Rapid Start, High LO (0.5); Total Watts = 35 | out of scope | 0 | 3.67 | 1.025 | FALSE | FALSE | 2 | 0 | 0 | 64 | 0 | 0 | 0.5 | 0 | 0 | [12 empty] | 0 | 0 | 0
LFLmpBlst-T8-48in-32w-2g+El-RS-HLO(39w) | ED-NonDEER | T8-48in-32w-2g | El-RS-HLO | None | 1 | 1 | 1 | 39 | 48in2g32wT8RSHEl39w | Watts | 39 |  | Code |  | N | None |  | Complete | LF lamp and ballast: LF lamp: T8, 48 inch, 32W, 2970 lm, CRI = 82, rated life = 20000 hours (1): LF Ballast: Electronic, Rapid Start, High LO (1); Total Watts = 39 | out of scope | 0 | 3.67 | 1.025 | FALSE | FALSE | 1 | 0 | 0 | 32 | 0 | 0 | 1 | 0 | 0 | [12 empty] | 0 | 0 | 0
LFLmpBlst-T8-48in-32w-2g+El-RS-HLO(70w) | ED-NonDEER | T8-48in-32w-2g | El-RS-HLO | None | 2 | 1 | 2 | 70 | 48in2g32wT8RSHEl70w | Watts | 70 |  | Code |  | N | None |  | Complete | LF lamp and ballast: LF lamp: T8, 48 inch, 32W, 2970 lm, CRI = 82, rated life = 20000 hours (2): LF Ballast: Electronic, Rapid Start, High LO (1); Total Watts = 70 | out of scope | 0 | 7.34 | 1.025 | FALSE | FALSE | 2 | 0 | 0 | 64 | 0 | 0 | 1 | 0 | 0 | [12 empty] | 0 | 0 | 0
LFLmpBlst-T8-48in-32w-2g+El-RS-HLO(98w) | ED-NonDEER | T8-48in-32w-2g | El-RS-HLO | None | 3 | 1 | 3 | 98 | 48in2g32wT8RSHEl98w | Watts | 98 |  | Code |  | N | None |  | Complete | LF lamp and ballast: LF lamp: T8, 48 inch, 32W, 2970 lm, CRI = 82, rated life = 20000 hours (3): LF Ballast: Electronic, Rapid Start, High LO (1); Total Watts = 98 | out of scope | 0 | 11.01 | 1.025 | FALSE | FALSE | 3 | 0 | 0 | 96 | 0 | 0 | 1 | 0 | 0 | [12 empty] | 0 | 0 | 0
LFLmpBlst-T8-48in-32w-2g+El-RS-NLO-1(30w) | ED-NonDEER | T8-48in-32w-2g | El-RS-NLO | None | 1 | 0.25 | 4 | 30 | 48in2g32wT8T4RSNEl30w | Watts | 30 |  | Code |  | N | None |  | Complete | LF lamp and ballast: LF lamp: T8, 48 inch, 32W, 2970 lm, CRI = 82, rated life = 20000 hours (1): LF Ballast: Electronic, Rapid Start, Normal LO (0.25); Total Watts = 30 | out of scope | 0 | 3.67 | 0.9 | FALSE | FALSE | 4 | 0 | 0 | 128 | 0 | 0 | 0.25 | 0 | 0 | [12 empty] | 0 | 0 | 0
LFLmpBlst-T8-48in-32w-2g+El-RS-NLO-2(30w) | ED-NonDEER | T8-48in-32w-2g | El-RS-NLO | None | 1 | 0.5 | 2 | 30 | 48in2g32wT8T2RSNEl30w | Watts | 30 |  | Code |  | N | None |  | Complete | LF lamp and ballast: LF lamp: T8, 48 inch, 32W, 2970 lm, CRI = 82, rated life = 20000 hours (1): LF Ballast: Electronic, Rapid Start, Normal LO (0.5); Total Watts = 30 | out of scope | 0 | 3.67 | 0.9 | FALSE | FALSE | 2 | 0 | 0 | 64 | 0 | 0 | 0.5 | 0 | 0 | [12 empty] | 0 | 0 | 0
LFLmpBlst-T8-48in-32w-2g+El-RS-NLO(118w) | ED-NonDEER | T8-48in-32w-2g | El-RS-NLO | None | 4 | 1 | 4 | 118 | 48in2g32wT8RSNEl118w | Watts | 118 |  | Code |  | N | None |  | Complete | LF lamp and ballast: LF lamp: T8, 48 inch, 32W, 2970 lm, CRI = 82, rated life = 20000 hours (4): LF Ballast: Electronic, Rapid Start, Normal LO (1); Total Watts = 118 | out of scope | 0 | 14.68 | 0.9 | FALSE | FALSE | 4 | 0 | 0 | 128 | 0 | 0 | 1 | 0 | 0 | [12 empty] | 0 | 0 | 0
LFLmpBlst-T8-48in-32w-2g+El-RS-NLO(120w) | ED-NonDEER | T8-48in-32w-2g | El-RS-NLO | None | 4 | 2 | 2 | 120 | 48in2g32wT82RSNEl120w | Watts | 120 |  | Code |  | N | None |  | Complete | LF lamp and ballast: LF lamp: T8, 48 inch, 32W, 2970 lm, CRI = 82, rated life = 20000 hours (4): LF Ballast: Electronic, Rapid Start, Normal LO (2); Total Watts = 120 | out of scope | 0 | 14.68 | 0.9 | FALSE | FALSE | 2 | 0 | 0 | 64 | 0 | 0 | 2 | 0 | 0 | [12 empty] | 0 | 0 | 0
LFLmpBlst-T8-48in-32w-2g+El-RS-NLO(182w) | ED-NonDEER | T8-48in-32w-2g | El-RS-NLO | None | 6 | 2 | 3 | 182 | 48in2g32wT8RSNEl182w | Watts | 182 |  | Code |  | N | None |  | Complete | LF lamp and ballast: LF lamp: T8, 48 inch, 32W, 2970 lm, CRI = 82, rated life = 20000 hours (6): LF Ballast: Electronic, Rapid Start, Normal LO (2); Total Watts = 182 | out of scope | 0 | 22.02 | 0.9 | FALSE | FALSE | 3 | 0 | 0 | 96 | 0 | 0 | 2 | 0 | 0 | [12 empty] | 0 | 0 | 0
LFLmpBlst-T8-48in-32w-2g+El-RS-NLO(31w) | ED-NonDEER | T8-48in-32w-2g | El-RS-NLO | None | 1 | 0.33 | 3 | 31 | 48in2g32wT8T3RSNEl31w | Watts | 31 |  | Code |  | N | None |  | Complete | LF lamp and ballast: LF lamp: T8, 48 inch, 32W, 2970 lm, CRI = 82, rated life = 20000 hours (1): LF Ballast: Electronic, Rapid Start, Normal LO (0.33); Total Watts = 31 | out of scope | 0 | 3.67 | 0.9 | FALSE | FALSE | 3 | 0 | 0 | 96 | 0 | 0 | 0.33 | 0 | 0 | [12 empty] | 0 | 0 | 0
LFLmpBlst-T8-48in-32w-2g+El-RS-NLO(32w) | ED-NonDEER | T8-48in-32w-2g | El-RS-NLO | None | 1 | 1 | 1 | 32 | 48in2g32wT8RSNEl32w | Watts | 32 |  | Code |  | N | None |  | Complete | LF lamp and ballast: LF lamp: T8, 48 inch, 32W, 2970 lm, CRI = 82, rated life = 20000 hours (1): LF Ballast: Electronic, Rapid Start, Normal LO (1); Total Watts = 32 | out of scope | 0 | 3.67 | 0.9 | FALSE | FALSE | 1 | 0 | 0 | 32 | 0 | 0 | 1 | 0 | 0 | [12 empty] | 0 | 0 | 0
LFLmpBlst-T8-48in-32w-2g+El-RS-NLO(59w) | ED-NonDEER | T8-48in-32w-2g | El-RS-NLO | None | 2 | 0.5 | 4 | 59 | 48in2g32wT8T4RSNEl59w | Watts | 59 |  | Code |  | N | None |  | Complete | LF lamp and ballast: LF lamp: T8, 48 inch, 32W, 2970 lm, CRI = 82, rated life = 20000 hours (2): LF Ballast: Electronic, Rapid Start, Normal LO (0.5); Total Watts = 59 | out of scope | 0 | 7.34 | 0.9 | FALSE | FALSE | 4 | 0 | 0 | 128 | 0 | 0 | 0.5 | 0 | 0 | [12 empty] | 0 | 0 | 0
LFLmpBlst-T8-48in-32w-2g+El-RS-NLO(60w) | DEER2011 | T8-48in-32w-2g | El-RS-NLO | None | 2 | 1 | 2 | 60 | 48in2g32wT8RSNEl60w | Watts | 60 |  | Code |  | N | None |  | Complete | LF lamp and ballast: LF lamp: T8, 48 inch, 32W, 2970 lm, CRI = 82, rated life = 20000 hours (2): LF Ballast: Electronic, Rapid Start, Normal LO (1); Total Watts = 60 | out of scope | 0 | 7.34 | 0.9 | FALSE | FALSE | 2 | 0 | 0 | 64 | 0 | 0 | 1 | 0 | 0 | [12 empty] | 0 | 0 | 0
LFLmpBlst-T8-48in-32w-2g+El-RS-NLO(92w) | ED-NonDEER | T8-48in-32w-2g | El-RS-NLO | None | 3 | 2 | 1+2 | 92 | 48in2g32wT82RSNEl92w | Watts | 92 |  | Code |  | N | None |  | Complete | LF lamp and ballast: LF lamp: T8, 48 inch, 32W, 2970 lm, CRI = 82, rated life = 20000 hours (3): LF Ballast: Electronic, Rapid Start, Normal LO (2); Total Watts = 92 | out of scope | 0 | 11.01 | 0.9 | FALSE | FALSE | 1 | 2 | 0 | 32 | 64 | 0 | 1 | 1 | 0 | [12 empty] | 0 | 0 | 0
LFLmpBlst-T8-48in-32w-2g+El-RS-NLO(93w) | ED-NonDEER | T8-48in-32w-2g | El-RS-NLO | None | 3 | 1 | 3 | 93 | 48in2g32wT8RSNEl93w | Watts | 93 |  | Code |  | N | None |  | Complete | LF lamp and ballast: LF lamp: T8, 48 inch, 32W, 2970 lm, CRI = 82, rated life = 20000 hours (3): LF Ballast: Electronic, Rapid Start, Normal LO (1); Total Watts = 93 | out of scope | 0 | 11.01 | 0.9 | FALSE | FALSE | 3 | 0 | 0 | 96 | 0 | 0 | 1 | 0 | 0 | [12 empty] | 0 | 0 | 0
LFLmpBlst-T8-48in-32w-2g+El-RS-RLO-1(27w) | ED-NonDEER | T8-48in-32w-2g | El-RS-RLO | None | 1 | 0.5 | 2 | 27 | 48in2g32wT8T2RSREl27w | Watts | 27 |  | Code |  | N | None |  | Complete | LF lamp and ballast: LF lamp: T8, 48 inch, 32W, 2970 lm, CRI = 82, rated life = 20000 hours (1): LF Ballast: Electronic, Rapid Start, Reduced LO (0.5); Total Watts = 27 | out of scope | 0 | 3.67 | 0.825 | FALSE | FALSE | 2 | 0 | 0 | 64 | 0 | 0 | 0.5 | 0 | 0 | [12 empty] | 0 | 0 | 0
LFLmpBlst-T8-48in-32w-2g+El-RS-RLO-2(27w) | DEER2011 | T8-48in-32w-2g | El-RS-RLO | None | 1 | 1 | 1 | 27 | 48in2g32wT8RSREl27w | Watts | 27 |  | Code |  | N | None |  | Complete | LF lamp and ballast: LF lamp: T8, 48 inch, 32W, 2970 lm, CRI = 82, rated life = 20000 hours (1): LF Ballast: Electronic, Rapid Start, Reduced LO (1); Total Watts = 27 | out of scope | 0 | 3.67 | 0.825 | FALSE | FALSE | 1 | 0 | 0 | 32 | 0 | 0 | 1 | 0 | 0 | [12 empty] | 0 | 0 | 0
LFLmpBlst-T8-48in-32w-2g+El-RS-RLO(105w) | ED-NonDEER | T8-48in-32w-2g | El-RS-RLO | None | 4 | 1 | 4 | 105 | 48in2g32wT8RSREl105w | Watts | 105 |  | Code |  | N | None |  | Complete | LF lamp and ballast: LF lamp: T8, 48 inch, 32W, 2970 lm, CRI = 82, rated life = 20000 hours (4): LF Ballast: Electronic, Rapid Start, Reduced LO (1); Total Watts = 105 | out of scope | 0 | 14.68 | 0.825 | FALSE | FALSE | 4 | 0 | 0 | 128 | 0 | 0 | 1 | 0 | 0 | [12 empty] | 0 | 0 | 0
LFLmpBlst-T8-48in-32w-2g+El-RS-RLO(25w) | ED-NonDEER | T8-48in-32w-2g | El-RS-RLO | None | 1 | 0.33 | 3 | 25 | 48in2g32wT8T3RSREl25w | Watts | 25 |  | Code |  | N | None |  | Complete | LF lamp and ballast: LF lamp: T8, 48 inch, 32W, 2970 lm, CRI = 82, rated life = 20000 hours (1): LF Ballast: Electronic, Rapid Start, Reduced LO (0.33); Total Watts = 25 | out of scope | 0 | 3.67 | 0.825 | FALSE | FALSE | 3 | 0 | 0 | 96 | 0 | 0 | 0.33 | 0 | 0 | [12 empty] | 0 | 0 | 0
LFLmpBlst-T8-48in-32w-2g+El-RS-RLO(26w) | ED-NonDEER | T8-48in-32w-2g | El-RS-RLO | None | 1 | 0.25 | 4 | 26 | 48in2g32wT8T4RSREl26w | Watts | 26 |  | Code |  | N | None |  | Complete | LF lamp and ballast: LF lamp: T8, 48 inch, 32W, 2970 lm, CRI = 82, rated life = 20000 hours (1): LF Ballast: Electronic, Rapid Start, Reduced LO (0.25); Total Watts = 26 | out of scope | 0 | 3.67 | 0.825 | FALSE | FALSE | 4 | 0 | 0 | 128 | 0 | 0 | 0.25 | 0 | 0 | [12 empty] | 0 | 0 | 0
LFLmpBlst-T8-48in-32w-2g+El-RS-RLO(53w) | ED-NonDEER | T8-48in-32w-2g | El-RS-RLO | None | 2 | 0.5 | 4 | 53 | 48in2g32wT8T4RSREl53w | Watts | 53 |  | Code |  | N | None |  | Complete | LF lamp and ballast: LF lamp: T8, 48 inch, 32W, 2970 lm, CRI = 82, rated life = 20000 hours (2): LF Ballast: Electronic, Rapid Start, Reduced LO (0.5); Total Watts = 53 | out of scope | 0 | 7.34 | 0.825 | FALSE | FALSE | 4 | 0 | 0 | 128 | 0 | 0 | 0.5 | 0 | 0 | [12 empty] | 0 | 0 | 0
LFLmpBlst-T8-48in-32w-2g+El-RS-RLO(54w) | DEER2011 | T8-48in-32w-2g | El-RS-RLO | None | 2 | 1 | 2 | 54 | 48in2g32wT8RSREl54w | Watts | 54 |  | Code |  | N | None |  | Complete | LF lamp and ballast: LF lamp: T8, 48 inch, 32W, 2970 lm, CRI = 82, rated life = 20000 hours (2): LF Ballast: Electronic, Rapid Start, Reduced LO (1); Total Watts = 54 | out of scope | 0 | 7.34 | 0.825 | FALSE | FALSE | 2 | 0 | 0 | 64 | 0 | 0 | 1 | 0 | 0 | [12 empty] | 0 | 0 | 0
LFLmpBlst-T8-48in-32w-2g+El-RS-RLO(76w) | ED-NonDEER | T8-48in-32w-2g | El-RS-RLO | None | 3 | 1 | 3 | 76 | 48in2g32wT8RSREl76w | Watts | 76 |  | Code |  | N | None |  | Complete | LF lamp and ballast: LF lamp: T8, 48 inch, 32W, 2970 lm, CRI = 82, rated life = 20000 hours (3): LF Ballast: Electronic, Rapid Start, Reduced LO (1); Total Watts = 76 | out of scope | 0 | 11.01 | 0.825 | FALSE | FALSE | 3 | 0 | 0 | 96 | 0 | 0 | 1 | 0 | 0 | [12 empty] | 0 | 0 | 0
LFLmpBlst-T8-48in-32w-2g+El-RS-VHLO(85w) | ED-NonDEER | T8-48in-32w-2g | El-RS-VHLO | None | 2 | 1 | 2 | 85 | 48in2g32wT8RSVEl85w | Watts | 85 |  | Code |  | N | None |  | Complete | LF lamp and ballast: LF lamp: T8, 48 inch, 32W, 2970 lm, CRI = 82, rated life = 20000 hours (2): LF Ballast: Electronic, Rapid Start, Very High LO (1); Total Watts = 85 | out of scope | 0 | 7.34 | 1.125 | FALSE | FALSE | 2 | 0 | 0 | 64 | 0 | 0 | 1 | 0 | 0 | [12 empty] | 0 | 0 | 0
LFLmpBlst-T8-48in-32w-3g+El-IS-HLO-1(111w) | ED-NonDEER | T8-48in-32w-3g | El-IS-HLO | None | 3 | 1 | 3 | 111 |  | Watts | 111 |  | Measure |  | N | None |  | Complete | LF lamp and ballast: LF lamp: T8, 48 inch, 32W, 2970 lm, CRI = 85, rated life = 24000 hours (3): LF Ballast: Electronic, Instant Start, High LO (1); Total Watts = 111 | Elec | 2 | 13.29 | 1.025 | FALSE | FALSE | 3 | 0 | 0 | 96 | 0 | 0 | 1 | 0 | 0 | 21.92 | 0.161 | 19 | 116 | -11.27 | 0.74 | 1.18 | 31.59 | 17.19 | 0 | 0 | -10.14 | 27.236 | 0 | 0 | 40.53
LFLmpBlst-T8-48in-32w-3g+El-IS-HLO-1(222w) | ED-NonDEER | T8-48in-32w-3g | El-IS-HLO | None | 6 | 2 | 3 | 222 |  | Watts | 222 |  | Measure |  | N | None |  | Complete | LF lamp and ballast: LF lamp: T8, 48 inch, 32W, 2970 lm, CRI = 85, rated life = 24000 hours (6): LF Ballast: Electronic, Instant Start, High LO (2); Total Watts = 222 | Elec | 2 | 26.58 | 1.025 | FALSE | FALSE | 3 | 0 | 0 | 96 | 0 | 0 | 2 | 0 | 0 | 21.92 | 0.161 | 19 | 116 | -11.27 | 0.74 | 1.18 | 31.59 | 17.19 | 0 | 0 | -10.14 | 54.472 | 0 | 0 | 81.05
LFLmpBlst-T8-48in-32w-3g+El-IS-HLO-2(111w) | ED-NonDEER | T8-48in-32w-3g | El-IS-HLO | None | 3 | 1.5 | 2 | 111 |  | Watts | 111 |  | Measure |  | N | None |  | Complete | LF lamp and ballast: LF lamp: T8, 48 inch, 32W, 2970 lm, CRI = 85, rated life = 24000 hours (3): LF Ballast: Electronic, Instant Start, High LO (1.5); Total Watts = 111 | Elec | 2 | 13.29 | 1.025 | FALSE | FALSE | 2 | 0 | 0 | 64 | 0 | 0 | 1.5 | 0 | 0 | 21.92 | 0.161 | 19 | 116 | -11.27 | 0.74 | 1.18 | 31.59 | 17.19 | 0 | 0 | -10.14 | 33.126 | 0 | 0 | 46.42
LFLmpBlst-T8-48in-32w-3g+El-IS-HLO-2(222w) | ED-NonDEER | T8-48in-32w-3g | El-IS-HLO | None | 6 | 3 | 2 | 222 |  | Watts | 222 |  | Measure |  | N | None |  | Complete | LF lamp and ballast: LF lamp: T8, 48 inch, 32W, 2970 lm, CRI = 85, rated life = 24000 hours (6): LF Ballast: Electronic, Instant Start, High LO (3); Total Watts = 222 | Elec | 2 | 26.58 | 1.025 | FALSE | FALSE | 2 | 0 | 0 | 64 | 0 | 0 | 3 | 0 | 0 | 21.92 | 0.161 | 19 | 116 | -11.27 | 0.74 | 1.18 | 31.59 | 17.19 | 0 | 0 | -10.14 | 66.252 | 0 | 0 | 92.83
LFLmpBlst-T8-48in-32w-3g+El-IS-HLO-Dim(218w) | ED-NonDEER | T8-48in-32w-3g | El-IS-HLO-Dim | Yes | 6 | 1 | 6 | 218 |  | Watts | 218 |  | Measure |  | N | None |  | Complete | LF lamp and ballast: LF lamp: T8, 48 inch, 32W, 2970 lm, CRI = 85, rated life = 24000 hours (6): LF Ballast: Electronic, High Start, High LO, Dim (1); Total Watts = 218 | Elec | 2 | 26.58 | 1.025 | TRUE | FALSE | 6 | 0 | 0 | 192 | 0 | 0 | 1 | 0 | 0 | 21.92 | 0.161 | 19 | 116 | -11.27 | 0.74 | 1.18 | 31.59 | 17.19 | 0 | 0 | -10.14 | 74.282 | 0 | 0 | 100.86
LFLmpBlst-T8-48in-32w-3g+El-IS-HLO(112w) | ED-NonDEER | T8-48in-32w-3g | El-IS-HLO | None | 3 | 2 | 1+2 | 112 |  | Watts | 112 |  | Measure |  | N | None |  | Complete | LF lamp and ballast: LF lamp: T8, 48 inch, 32W, 2970 lm, CRI = 85, rated life = 24000 hours (3): LF Ballast: Electronic, Instant Start, High LO (2); Total Watts = 112 | Elec | 2 | 13.29 | 1.025 | FALSE | FALSE | 1 | 2 | 0 | 32 | 64 | 0 | 1 | 1 | 0 | 21.92 | 0.161 | 19 | 116 | -11.27 | 0.74 | 1.18 | 31.59 | 17.19 | 0 | 0 | -10.14 | 16.932 | 22.084 | 0 | 52.31
LFLmpBlst-T8-48in-32w-3g+El-IS-HLO(146w) | ED-NonDEER | T8-48in-32w-3g | El-IS-HLO | None | 4 | 1 | 4 | 146 |  | Watts | 146 |  | Measure |  | N | None |  | Complete | LF lamp and ballast: LF lamp: T8, 48 inch, 32W, 2970 lm, CRI = 85, rated life = 24000 hours (4): LF Ballast: Electronic, Instant Start, High LO (1); Total Watts = 146 | Elec | 2 | 17.72 | 1.025 | FALSE | FALSE | 4 | 0 | 0 | 128 | 0 | 0 | 1 | 0 | 0 | 21.92 | 0.161 | 19 | 116 | -11.27 | 0.74 | 1.18 | 31.59 | 17.19 | 0 | 0 | -10.14 | 32.388 | 0 | 0 | 50.11
LFLmpBlst-T8-48in-32w-3g+El-IS-HLO(148w) | ED-NonDEER | T8-48in-32w-3g | El-IS-HLO | None | 4 | 2 | 2 | 148 |  | Watts | 148 |  | Measure |  | N | None |  | Complete | LF lamp and ballast: LF lamp: T8, 48 inch, 32W, 2970 lm, CRI = 85, rated life = 24000 hours (4): LF Ballast: Electronic, Instant Start, High LO (2); Total Watts = 148 | Elec | 2 | 17.72 | 1.025 | FALSE | FALSE | 2 | 0 | 0 | 64 | 0 | 0 | 2 | 0 | 0 | 21.92 | 0.161 | 19 | 116 | -11.27 | 0.74 | 1.18 | 31.59 | 17.19 | 0 | 0 | -10.14 | 44.168 | 0 | 0 | 61.89
LFLmpBlst-T8-48in-32w-3g+El-IS-HLO(221w) | ED-NonDEER | T8-48in-32w-3g | El-IS-HLO | None | 6 | 1 | 6 | 221 |  | Watts | 221 |  | Measure |  | N | None |  | Complete | LF lamp and ballast: LF lamp: T8, 48 inch, 32W, 2970 lm, CRI = 85, rated life = 24000 hours (6): LF Ballast: Electronic, Instant Start, High LO (1); Total Watts = 221 | Elec | 2 | 26.58 | 1.025 | FALSE | FALSE | 6 | 0 | 0 | 192 | 0 | 0 | 1 | 0 | 0 | 21.92 | 0.161 | 19 | 116 | -11.27 | 0.74 | 1.18 | 31.59 | 17.19 | 0 | 0 | -10.14 | 42.692 | 0 | 0 | 69.27
LFLmpBlst-T8-48in-32w-3g+El-IS-HLO(292w) | ED-NonDEER | T8-48in-32w-3g | El-IS-HLO | None | 8 | 2 | 4 | 292 |  | Watts | 292 |  | Measure |  | N | None |  | Complete | LF lamp and ballast: LF lamp: T8, 48 inch, 32W, 2970 lm, CRI = 85, rated life = 24000 hours (8): LF Ballast: Electronic, Instant Start, High LO (2); Total Watts = 292 | Elec | 2 | 35.44 | 1.025 | FALSE | FALSE | 4 | 0 | 0 | 128 | 0 | 0 | 2 | 0 | 0 | 21.92 | 0.161 | 19 | 116 | -11.27 | 0.74 | 1.18 | 31.59 | 17.19 | 0 | 0 | -10.14 | 64.776 | 0 | 0 | 100.22
LFLmpBlst-T8-48in-32w-3g+El-IS-HLO(296w) | ED-NonDEER | T8-48in-32w-3g | El-IS-HLO | None | 8 | 4 | 2 | 296 |  | Watts | 296 |  | Measure |  | N | None |  | Complete | LF lamp and ballast: LF lamp: T8, 48 inch, 32W, 2970 lm, CRI = 85, rated life = 24000 hours (8): LF Ballast: Electronic, Instant Start, High LO (4); Total Watts = 296 | Elec | 2 | 35.44 | 1.025 | FALSE | FALSE | 2 | 0 | 0 | 64 | 0 | 0 | 4 | 0 | 0 | 21.92 | 0.161 | 19 | 116 | -11.27 | 0.74 | 1.18 | 31.59 | 17.19 | 0 | 0 | -10.14 | 88.336 | 0 | 0 | 123.78
LFLmpBlst-T8-48in-32w-3g+El-IS-HLO(38w) | ED-NonDEER | T8-48in-32w-3g | El-IS-HLO | None | 1 | 1 | 1 | 38 |  | Watts | 38 |  | Measure |  | N | None |  | Complete | LF lamp and ballast: LF lamp: T8, 48 inch, 32W, 2970 lm, CRI = 85, rated life = 24000 hours (1): LF Ballast: Electronic, Instant Start, High LO (1); Total Watts = 38 | Elec | 2 | 4.43 | 1.025 | FALSE | FALSE | 1 | 0 | 0 | 32 | 0 | 0 | 1 | 0 | 0 | 21.92 | 0.161 | 19 | 116 | -11.27 | 0.74 | 1.18 | 31.59 | 17.19 | 0 | 0 | -10.14 | 16.932 | 0 | 0 | 21.36
LFLmpBlst-T8-48in-32w-3g+El-IS-HLO(62w) | IOU-NonDeer | T8-48in-32w-3g | El-IS-HLO | None | 2 | 1 | 2 | 62 | Thru 6-30-2014 | Watts | 62 |  | Measure |  | N | None |  | Complete | LF lamp and ballast: LF lamp: T8, 48 inch, 32W, 2970 lm, CRI = 85, rated life = 24000 hours (2): LF Ballast: Electronic, Instant Start, High LO (1); Total Watts = 62 | Elec | 2 | 8.86 | 1.025 | FALSE | FALSE | 2 | 0 | 0 | 64 | 0 | 0 | 1 | 0 | 0 | 21.92 | 0.161 | 19 | 116 | -11.27 | 0.74 | 1.18 | 31.59 | 17.19 | 0 | 0 | -10.14 | 22.084 | 0 | 0 | 30.94
LFLmpBlst-T8-48in-32w-3g+El-IS-HLO(74w) | ED-NonDEER | T8-48in-32w-3g | El-IS-HLO | None | 2 | 1 | 2 | 74 |  | Watts | 74 |  | Measure |  | N | None |  | Complete | LF lamp and ballast: LF lamp: T8, 48 inch, 32W, 2970 lm, CRI = 85, rated life = 24000 hours (2): LF Ballast: Electronic, Instant Start, High LO (1); Total Watts = 74 | Elec | 2 | 8.86 | 1.025 | FALSE | FALSE | 2 | 0 | 0 | 64 | 0 | 0 | 1 | 0 | 0 | 21.92 | 0.161 | 19 | 116 | -11.27 | 0.74 | 1.18 | 31.59 | 17.19 | 0 | 0 | -10.14 | 22.084 | 0 | 0 | 30.94
LFLmpBlst-T8-48in-32w-3g+El-IS-NLO-1(108w) | ED-NonDEER | T8-48in-32w-3g | El-IS-NLO | None | 4 | 1 | 4 | 108 | 48in3g32wT8PISNEl108w | Watts | 108 |  | Measure |  | N | None |  | Complete | LF lamp and ballast: LF lamp: T8, 48 inch, 32W, 2970 lm, CRI = 85, rated life = 24000 hours (4): LF Ballast: Electronic, Instant Start, Normal LO (1); Total Watts = 108 | Elec | 2 | 17.72 | 0.9 | FALSE | FALSE | 4 | 0 | 0 | 128 | 0 | 0 | 1 | 0 | 0 | 21.92 | 0.161 | 19 | 116 | -11.27 | 0.74 | 1.18 | 31.59 | 17.19 | 0 | 0 | -10.14 | 32.388 | 0 | 0 | 50.11
LFLmpBlst-T8-48in-32w-3g+El-IS-NLO-1(162w) | DEER2011 | T8-48in-32w-3g | El-IS-NLO | None | 6 | 2 | 3 | 162 | 48in3g32wT82PISNEl162w | Watts | 162 |  | Measure |  | N | None |  | Complete | LF lamp and ballast: LF lamp: T8, 48 inch, 32W, 2970 lm, CRI = 85, rated life = 24000 hours (6): LF Ballast: Electronic, Instant Start, Normal LO (2); Total Watts = 162 | Elec | 2 | 26.58 | 0.9 | FALSE | FALSE | 3 | 0 | 0 | 96 | 0 | 0 | 2 | 0 | 0 | 21.92 | 0.161 | 19 | 116 | -11.27 | 0.74 | 1.18 | 31.59 | 17.19 | 0 | 0 | -10.14 | 54.472 | 0 | 0 | 81.05
LFLmpBlst-T8-48in-32w-3g+El-IS-NLO-1(216w) | ED-NonDEER | T8-48in-32w-3g | El-IS-NLO | None | 8 | 2 | 4 | 216 | 48in3g32wT82PISNEl216w | Watts | 216 |  | Measure |  | N | None |  | Complete | LF lamp and ballast: LF lamp: T8, 48 inch, 32W, 2970 lm, CRI = 85, rated life = 24000 hours (8): LF Ballast: Electronic, Instant Start, Normal LO (2); Total Watts = 216 | Elec | 2 | 35.44 | 0.9 | FALSE | FALSE | 4 | 0 | 0 | 128 | 0 | 0 | 2 | 0 | 0 | 21.92 | 0.161 | 19 | 116 | -11.27 | 0.74 | 1.18 | 31.59 | 17.19 | 0 | 0 | -10.14 | 64.776 | 0 | 0 | 100.22
LFLmpBlst-T8-48in-32w-3g+El-IS-NLO-2(108w) | ED-NonDEER | T8-48in-32w-3g | El-IS-NLO | None | 4 | 2 | 2 | 108 |  | Watts | 108 |  | Measure |  | N | None |  | Complete | LF lamp and ballast: LF lamp: T8, 48 inch, 32W, 2970 lm, CRI = 85, rated life = 24000 hours (4): LF Ballast: Electronic, Instant Start, Normal LO (2); Total Watts = 108 | Elec | 2 | 17.72 | 0.9 | FALSE | FALSE | 2 | 0 | 0 | 64 | 0 | 0 | 2 | 0 | 0 | 21.92 | 0.161 | 19 | 116 | -11.27 | 0.74 | 1.18 | 31.59 | 17.19 | 0 | 0 | -10.14 | 44.168 | 0 | 0 | 61.89
LFLmpBlst-T8-48in-32w-3g+El-IS-NLO-2(162w) | ED-NonDEER | T8-48in-32w-3g | El-IS-NLO | None | 6 | 3 | 2 | 162 |  | Watts | 162 |  | Measure |  | N | None |  | Complete | LF lamp and ballast: LF lamp: T8, 48 inch, 32W, 2970 lm, CRI = 85, rated life = 24000 hours (6): LF Ballast: Electronic, Instant Start, Normal LO (3); Total Watts = 162 | Elec | 2 | 26.58 | 0.9 | FALSE | FALSE | 2 | 0 | 0 | 64 | 0 | 0 | 3 | 0 | 0 | 21.92 | 0.161 | 19 | 116 | -11.27 | 0.74 | 1.18 | 31.59 | 17.19 | 0 | 0 | -10.14 | 66.252 | 0 | 0 | 92.83
LFLmpBlst-T8-48in-32w-3g+El-IS-NLO-2(216w) | ED-NonDEER | T8-48in-32w-3g | El-IS-NLO | None | 8 | 4 | 2 | 216 |  | Watts | 216 |  | Measure |  | N | None |  | Complete | LF lamp and ballast: LF lamp: T8, 48 inch, 32W, 2970 lm, CRI = 85, rated life = 24000 hours (8): LF Ballast: Electronic, Instant Start, Normal LO (4); Total Watts = 216 | Elec | 2 | 35.44 | 0.9 | FALSE | FALSE | 2 | 0 | 0 | 64 | 0 | 0 | 4 | 0 | 0 | 21.92 | 0.161 | 19 | 116 | -11.27 | 0.74 | 1.18 | 31.59 | 17.19 | 0 | 0 | -10.14 | 88.336 | 0 | 0 | 123.78
LFLmpBlst-T8-48in-32w-3g+El-IS-NLO-Dim(56w) | ED-NonDEER | T8-48in-32w-3g | El-IS-NLO-Dim | Yes | 2 | 1 | 2 | 56 |  | Watts | 56 |  | Measure |  | N | None |  | Complete | LF lamp and ballast: LF lamp: T8, 48 inch, 32W, 2970 lm, CRI = 85, rated life = 24000 hours (2): LF Ballast: Electronic, Instant Start, Normal LO, Dim (1); Total Watts = 56 | Elec | 2 | 8.86 | 0.9 | TRUE | FALSE | 2 | 0 | 0 | 64 | 0 | 0 | 1 | 0 | 0 | 21.92 | 0.161 | 19 | 116 | -11.27 | 0.74 | 1.18 | 31.59 | 17.19 | 0 | 0 | -10.14 | 53.674 | 0 | 0 | 62.53
LFLmpBlst-T8-48in-32w-3g+El-IS-NLO-Dim(83w) | ED-NonDEER | T8-48in-32w-3g | El-IS-NLO-Dim | Yes | 3 | 1 | 3 | 83 |  | Watts | 83 |  | Measure |  | N | None |  | Complete | LF lamp and ballast: LF lamp: T8, 48 inch, 32W, 2970 lm, CRI = 85, rated life = 24000 hours (3): LF Ballast: Electronic, Instant Start, Normal LO, Dim (1); Total Watts = 83 | Elec | 2 | 13.29 | 0.9 | TRUE | FALSE | 3 | 0 | 0 | 96 | 0 | 0 | 1 | 0 | 0 | 21.92 | 0.161 | 19 | 116 | -11.27 | 0.74 | 1.18 | 31.59 | 17.19 | 0 | 0 | -10.14 | 58.826 | 0 | 0 | 72.12
LFLmpBlst-T8-48in-32w-3g+El-IS-NLO-Dim(84w) | ED-NonDEER | T8-48in-32w-3g | El-IS-NLO-Dim | Yes | 3 | 1.5 | 2 | 84 |  | Watts | 84 |  | Measure |  | N | None |  | Complete | LF lamp and ballast: LF lamp: T8, 48 inch, 32W, 2970 lm, CRI = 85, rated life = 24000 hours (3): LF Ballast: Electronic, Instant Start, Normal LO, Dim (1.5); Total Watts = 84 | Elec | 2 | 13.29 | 0.9 | TRUE | FALSE | 2 | 0 | 0 | 64 | 0 | 0 | 1.5 | 0 | 0 | 21.92 | 0.161 | 19 | 116 | -11.27 | 0.74 | 1.18 | 31.59 | 17.19 | 0 | 0 | -10.14 | 80.511 | 0 | 0 | 93.8
LFLmpBlst-T8-48in-32w-3g+El-IS-NLO(28w) | DEER2011 | T8-48in-32w-3g | El-IS-NLO | None | 1 | 1 | 1 | 28 | 48in3g32wT8PISNEl28w | Watts | 28 |  | Measure |  | N | None |  | Complete | LF lamp and ballast: LF lamp: T8, 48 inch, 32W, 2970 lm, CRI = 85, rated life = 24000 hours (1): LF Ballast: Electronic, Instant Start, Normal LO (1); Total Watts = 28 | Elec | 2 | 4.43 | 0.9 | FALSE | FALSE | 1 | 0 | 0 | 32 | 0 | 0 | 1 | 0 | 0 | 21.92 | 0.161 | 19 | 116 | -11.27 | 0.74 | 1.18 | 31.59 | 17.19 | 0 | 0 | -10.14 | 16.932 | 0 | 0 | 21.36
LFLmpBlst-T8-48in-32w-3g+El-IS-NLO(54w) | DEER2011 | T8-48in-32w-3g | El-IS-NLO | None | 2 | 1 | 2 | 54 | 48in3g32wT8PISNEl54w | Watts | 54 |  | Measure |  | N | None |  | Complete | LF lamp and ballast: LF lamp: T8, 48 inch, 32W, 2970 lm, CRI = 85, rated life = 24000 hours (2): LF Ballast: Electronic, Instant Start, Normal LO (1); Total Watts = 54 | Elec | 2 | 8.86 | 0.9 | FALSE | FALSE | 2 | 0 | 0 | 64 | 0 | 0 | 1 | 0 | 0 | 21.92 | 0.161 | 19 | 116 | -11.27 | 0.74 | 1.18 | 31.59 | 17.19 | 0 | 0 | -10.14 | 22.084 | 0 | 0 | 30.94
LFLmpBlst-T8-48in-32w-3g+El-IS-NLO(81w) | ED-NonDEER | T8-48in-32w-3g | El-IS-NLO | None | 3 | 1.5 | 2 | 81 |  | Watts | 81 |  | Measure |  | N | None |  | Complete | LF lamp and ballast: LF lamp: T8, 48 inch, 32W, 2970 lm, CRI = 85, rated life = 24000 hours (3): LF Ballast: Electronic, Instant Start, Normal LO (1.5); Total Watts = 81 | Elec | 2 | 13.29 | 0.9 | FALSE | FALSE | 2 | 0 | 0 | 64 | 0 | 0 | 1.5 | 0 | 0 | 21.92 | 0.161 | 19 | 116 | -11.27 | 0.74 | 1.18 | 31.59 | 17.19 | 0 | 0 | -10.14 | 33.126 | 0 | 0 | 46.42
LFLmpBlst-T8-48in-32w-3g+El-IS-NLO(82w) | ED-NonDEER | T8-48in-32w-3g | El-IS-NLO | None | 3 | 2 | 1+2 | 82 |  | Watts | 82 |  | Measure |  | N | None |  | Complete | LF lamp and ballast: LF lamp: T8, 48 inch, 32W, 2970 lm, CRI = 85, rated life = 24000 hours (3): LF Ballast: Electronic, Instant Start, Normal LO (2); Total Watts = 82 | Elec | 2 | 13.29 | 0.9 | FALSE | FALSE | 1 | 2 | 0 | 32 | 64 | 0 | 1 | 1 | 0 | 21.92 | 0.161 | 19 | 116 | -11.27 | 0.74 | 1.18 | 31.59 | 17.19 | 0 | 0 | -10.14 | 16.932 | 22.084 | 0 | 52.31
LFLmpBlst-T8-48in-32w-3g+El-IS-NLO(83w) | DEER2011 | T8-48in-32w-3g | El-IS-NLO | None | 3 | 1 | 3 | 83 | 48in3g32wT8PISNEl83w | Watts | 83 |  | Measure |  | N | None |  | Complete | LF lamp and ballast: LF lamp: T8, 48 inch, 32W, 2970 lm, CRI = 85, rated life = 24000 hours (3): LF Ballast: Electronic, Instant Start, Normal LO (1); Total Watts = 83 | Elec | 2 | 13.29 | 0.9 | FALSE | FALSE | 3 | 0 | 0 | 96 | 0 | 0 | 1 | 0 | 0 | 21.92 | 0.161 | 19 | 116 | -11.27 | 0.74 | 1.18 | 31.59 | 17.19 | 0 | 0 | -10.14 | 27.236 | 0 | 0 | 40.53
LFLmpBlst-T8-48in-32w-3g+El-IS-NLO(84w) | ED-NonDEER | T8-48in-32w-3g | El-IS-NLO | None | 3 | 1.5 | 2 | 84 |  | Watts | 84 |  | Measure |  | N | None |  | Complete | LF lamp and ballast: LF lamp: T8, 48 inch, 32W, 2970 lm, CRI = 85, rated life = 24000 hours (3): LF Ballast: Electronic, Instant Start, Normal LO (1.5); Total Watts = 84 | Elec | 2 | 13.29 | 0.9 | FALSE | FALSE | 2 | 0 | 0 | 64 | 0 | 0 | 1.5 | 0 | 0 | 21.92 | 0.161 | 19 | 116 | -11.27 | 0.74 | 1.18 | 31.59 | 17.19 | 0 | 0 | -10.14 | 33.126 | 0 | 0 | 46.42
LFLmpBlst-T8-48in-32w-3g+El-IS-NLO+Refl(54w) | IOU-NonDEER | T8-48in-32w-3g | El-IS-NLO | None | 2 | 2 | 1 | 54 |  | Watts | 54 |  | Measure |  | N | Refl |  | Complete | LF lamp and ballast: LF lamp: T8, 48 inch, 32W, 2970 lm, CRI = 85, rated life = 24000 hours (2): LF Ballast: Electronic, Instant Start, Normal LO (2); Any type of reflector; Total Watts = 54 | Elec | 2 | 8.86 | 0.9 | FALSE | FALSE | 1 | 0 | 0 | 32 | 0 | 0 | 2 | 0 | 0 | 21.92 | 0.161 | 19 | 116 | -11.27 | 0.74 | 1.18 | 31.59 | 17.19 | 0 | 0 | -10.14 | 33.864 | 0 | 0 | 42.72
LFLmpBlst-T8-48in-32w-3g+El-IS-RLO-1(73w) | ED-NonDEER | T8-48in-32w-3g | El-IS-RLO | None | 3 | 1 | 3 | 73 | 48in3g32wT8PISREl73w | Watts | 73 |  | Measure |  | N | None |  | Complete | LF lamp and ballast: LF lamp: T8, 48 inch, 32W, 2970 lm, CRI = 85, rated life = 24000 hours (3): LF Ballast: Electronic, Instant Start, Reduced LO (1); Total Watts = 73 | Elec | 2 | 13.29 | 0.825 | FALSE | FALSE | 3 | 0 | 0 | 96 | 0 | 0 | 1 | 0 | 0 | 21.92 | 0.161 | 19 | 116 | -11.27 | 0.74 | 1.18 | 31.59 | 17.19 | 0 | 0 | -10.14 | 27.236 | 0 | 0 | 40.53
LFLmpBlst-T8-48in-32w-3g+El-IS-RLO-2(73w) | ED-NonDEER | T8-48in-32w-3g | El-IS-RLO | None | 3 | 2 | 1+2 | 73 |  | Watts | 73 |  | Measure |  | N | None |  | Complete | LF lamp and ballast: LF lamp: T8, 48 inch, 32W, 2970 lm, CRI = 85, rated life = 24000 hours (3): LF Ballast: Electronic, Instant Start, Reduced LO (2); Total Watts = 73 | Elec | 2 | 13.29 | 0.825 | FALSE | FALSE | 1 | 2 | 0 | 32 | 64 | 0 | 1 | 1 | 0 | 21.92 | 0.161 | 19 | 116 | -11.27 | 0.74 | 1.18 | 31.59 | 17.19 | 0 | 0 | -10.14 | 16.932 | 22.084 | 0 | 52.31
LFLmpBlst-T8-48in-32w-3g+El-IS-RLO(142w) | DEER2011 | T8-48in-32w-3g | El-IS-RLO | None | 6 | 2 | 3 | 142 | 48in3g32wT82PISREl142w | Watts | 142 |  | Measure |  | N | None |  | Complete | LF lamp and ballast: LF lamp: T8, 48 inch, 32W, 2970 lm, CRI = 85, rated life = 24000 hours (6): LF Ballast: Electronic, Instant Start, Reduced LO (2); Total Watts = 142 | Elec | 2 | 26.58 | 0.825 | FALSE | FALSE | 3 | 0 | 0 | 96 | 0 | 0 | 2 | 0 | 0 | 21.92 | 0.161 | 19 | 116 | -11.27 | 0.74 | 1.18 | 31.59 | 17.19 | 0 | 0 | -10.14 | 54.472 | 0 | 0 | 81.05
LFLmpBlst-T8-48in-32w-3g+El-IS-RLO(144w) | ED-NonDEER | T8-48in-32w-3g | El-IS-RLO | None | 6 | 3 | 2 | 144 |  | Watts | 144 |  | Measure |  | N | None |  | Complete | LF lamp and ballast: LF lamp: T8, 48 inch, 32W, 2970 lm, CRI = 85, rated life = 24000 hours (6): LF Ballast: Electronic, Instant Start, Reduced LO (3); Total Watts = 144 | Elec | 2 | 26.58 | 0.825 | FALSE | FALSE | 2 | 0 | 0 | 64 | 0 | 0 | 3 | 0 | 0 | 21.92 | 0.161 | 19 | 116 | -11.27 | 0.74 | 1.18 | 31.59 | 17.19 | 0 | 0 | -10.14 | 66.252 | 0 | 0 | 92.83
LFLmpBlst-T8-48in-32w-3g+El-IS-RLO(188w) | ED-NonDEER | T8-48in-32w-3g | El-IS-RLO | None | 8 | 2 | 4 | 188 | 48in3g32wT82PISREl188w | Watts | 188 |  | Measure |  | N | None |  | Complete | LF lamp and ballast: LF lamp: T8, 48 inch, 32W, 2970 lm, CRI = 85, rated life = 24000 hours (8): LF Ballast: Electronic, Instant Start, Reduced LO (2); Total Watts = 188 | Elec | 2 | 35.44 | 0.825 | FALSE | FALSE | 4 | 0 | 0 | 128 | 0 | 0 | 2 | 0 | 0 | 21.92 | 0.161 | 19 | 116 | -11.27 | 0.74 | 1.18 | 31.59 | 17.19 | 0 | 0 | -10.14 | 64.776 | 0 | 0 | 100.22
LFLmpBlst-T8-48in-32w-3g+El-IS-RLO(192w) | IOU-NonDEER | T8-48in-32w-3g | El-IS-RLO | None | 8 | 4 | 2 | 192 |  | Watts | 192 |  | Measure |  | N | None |  | Complete | LF lamp and ballast: LF lamp: T8, 48 inch, 32W, 2970 lm, CRI = 85, rated life = 24000 hours (8): LF Ballast: Electronic, Instant Start, Reduced LO (4); Total Watts = 192 | Elec | 2 | 35.44 | 0.825 | FALSE | FALSE | 2 | 0 | 0 | 64 | 0 | 0 | 4 | 0 | 0 | 21.92 | 0.161 | 19 | 116 | -11.27 | 0.74 | 1.18 | 31.59 | 17.19 | 0 | 0 | -10.14 | 88.336 | 0 | 0 | 123.78
LFLmpBlst-T8-48in-32w-3g+El-IS-RLO(25w) | DEER2011 | T8-48in-32w-3g | El-IS-RLO | None | 1 | 1 | 1 | 25 | 48in3g32wT8PISREl25w | Watts | 25 |  | Measure |  | N | None |  | Complete | LF lamp and ballast: LF lamp: T8, 48 inch, 32W, 2970 lm, CRI = 85, rated life = 24000 hours (1): LF Ballast: Electronic, Instant Start, Reduced LO (1); Total Watts = 25 | Elec | 2 | 4.43 | 0.825 | FALSE | FALSE | 1 | 0 | 0 | 32 | 0 | 0 | 1 | 0 | 0 | 21.92 | 0.161 | 19 | 116 | -11.27 | 0.74 | 1.18 | 31.59 | 17.19 | 0 | 0 | -10.14 | 16.932 | 0 | 0 | 21.36
LFLmpBlst-T8-48in-32w-3g+El-IS-RLO(48w) | DEER2011 | T8-48in-32w-3g | El-IS-RLO | None | 2 | 1 | 2 | 48 | 48in3g32wT8PISREl48w | Watts | 48 |  | Measure |  | N | None |  | Complete | LF lamp and ballast: LF lamp: T8, 48 inch, 32W, 2970 lm, CRI = 85, rated life = 24000 hours (2): LF Ballast: Electronic, Instant Start, Reduced LO (1); Total Watts = 48 | Elec | 2 | 8.86 | 0.825 | FALSE | FALSE | 2 | 0 | 0 | 64 | 0 | 0 | 1 | 0 | 0 | 21.92 | 0.161 | 19 | 116 | -11.27 | 0.74 | 1.18 | 31.59 | 17.19 | 0 | 0 | -10.14 | 22.084 | 0 | 0 | 30.94
LFLmpBlst-T8-48in-32w-3g+El-IS-RLO(72w) | ED-NonDEER | T8-48in-32w-3g | El-IS-RLO | None | 3 | 1.5 | 2 | 72 |  | Watts | 72 |  | Measure |  | N | None |  | Complete | LF lamp and ballast: LF lamp: T8, 48 inch, 32W, 2970 lm, CRI = 85, rated life = 24000 hours (3): LF Ballast: Electronic, Instant Start, Reduced LO (1.5); Total Watts = 72 | Elec | 2 | 13.29 | 0.825 | FALSE | FALSE | 2 | 0 | 0 | 64 | 0 | 0 | 1.5 | 0 | 0 | 21.92 | 0.161 | 19 | 116 | -11.27 | 0.74 | 1.18 | 31.59 | 17.19 | 0 | 0 | -10.14 | 33.126 | 0 | 0 | 46.42
LFLmpBlst-T8-48in-32w-3g+El-IS-RLO(94w) | ED-NonDEER | T8-48in-32w-3g | El-IS-RLO | None | 4 | 1 | 4 | 94 | 48in3g32wT8PISREl94w | Watts | 94 |  | Measure |  | N | None |  | Complete | LF lamp and ballast: LF lamp: T8, 48 inch, 32W, 2970 lm, CRI = 85, rated life = 24000 hours (4): LF Ballast: Electronic, Instant Start, Reduced LO (1); Total Watts = 94 | Elec | 2 | 17.72 | 0.825 | FALSE | FALSE | 4 | 0 | 0 | 128 | 0 | 0 | 1 | 0 | 0 | 21.92 | 0.161 | 19 | 116 | -11.27 | 0.74 | 1.18 | 31.59 | 17.19 | 0 | 0 | -10.14 | 32.388 | 0 | 0 | 50.11
LFLmpBlst-T8-48in-32w-3g+El-IS-RLO(96w) | ED-NonDEER | T8-48in-32w-3g | El-IS-RLO | None | 4 | 2 | 2 | 96 |  | Watts | 96 |  | Measure |  | N | None |  | Complete | LF lamp and ballast: LF lamp: T8, 48 inch, 32W, 2970 lm, CRI = 85, rated life = 24000 hours (4): LF Ballast: Electronic, Instant Start, Reduced LO (2); Total Watts = 96 | Elec | 2 | 17.72 | 0.825 | FALSE | FALSE | 2 | 0 | 0 | 64 | 0 | 0 | 2 | 0 | 0 | 21.92 | 0.161 | 19 | 116 | -11.27 | 0.74 | 1.18 | 31.59 | 17.19 | 0 | 0 | -10.14 | 44.168 | 0 | 0 | 61.89
LFLmpBlst-T8-48in-32w-3g+El-IS-RLO+Refl(48w) | IOU-NonDEER | T8-48in-32w-3g | El-IS-RLO | None | 2 | 1 | 2 | 48 |  | Watts | 48 |  | Measure |  | N | Refl |  | Complete | LF lamp and ballast: LF lamp: T8, 48 inch, 32W, 2970 lm, CRI = 85, rated life = 24000 hours (2): LF Ballast: Electronic, Instant Start, Reduced LO (1); Any type of reflector; Total Watts = 48 | Elec | 2 | 8.86 | 0.825 | FALSE | FALSE | 2 | 0 | 0 | 64 | 0 | 0 | 1 | 0 | 0 | 21.92 | 0.161 | 19 | 116 | -11.27 | 0.74 | 1.18 | 31.59 | 17.19 | 0 | 0 | -10.14 | 22.084 | 0 | 0 | 30.94
LFLmpBlst-T8-48in-32w-3g+El-IS-VHLO(70w) | IOU-NonDEER | T8-48in-32w-3g | El-IS-VHLO | None | 2 | 1 | 2 | 70 |  | Watts | 70 |  | Measure |  | N | None |  | Complete | LF lamp and ballast: LF lamp: T8, 48 inch, 32W, 2970 lm, CRI = 85, rated life = 24000 hours (2): LF Ballast: Electronic, Instant Start, Very High LO (1); Total Watts = 70 | Elec | 2 | 8.86 | 1.125 | FALSE | FALSE | 2 | 0 | 0 | 64 | 0 | 0 | 1 | 0 | 0 | 21.92 | 0.161 | 19 | 116 | -11.27 | 0.74 | 1.18 | 31.59 | 17.19 | 0 | 0 | -10.14 | 22.084 | 0 | 0 | 30.94
LFLmpBlst-T8-48in-32w-3g+El-PS-HLO-1(148w) | ED-NonDEER | T8-48in-32w-3g | El-PS-HLO | None | 4 | 1 | 4 | 148 |  | Watts | 148 |  | Measure |  | N | None |  | Complete | LF lamp and ballast: LF lamp: T8, 48 inch, 32W, 2970 lm, CRI = 85, rated life = 24000 hours (4): LF Ballast: Electronic, Programmed Start, High LO (1); Total Watts = 148 | Elec | 2 | 17.72 | 1.025 | FALSE | TRUE | 4 | 0 | 0 | 128 | 0 | 0 | 1 | 0 | 0 | 21.92 | 0.161 | 19 | 116 | -11.27 | 0.74 | 1.18 | 31.59 | 17.19 | 0 | 0 | -10.14 | 49.578 | 0 | 0 | 67.3
LFLmpBlst-T8-48in-32w-3g+El-PS-HLO-2(148w) | ED-NonDEER | T8-48in-32w-3g | El-PS-HLO | None | 4 | 2 | 2 | 148 |  | Watts | 148 |  | Measure |  | N | None |  | Complete | LF lamp and ballast: LF lamp: T8, 48 inch, 32W, 2970 lm, CRI = 85, rated life = 24000 hours (4): LF Ballast: Electronic, Programmed Start, High LO (2); Total Watts = 148 | Elec | 2 | 17.72 | 1.025 | FALSE | TRUE | 2 | 0 | 0 | 64 | 0 | 0 | 2 | 0 | 0 | 21.92 | 0.161 | 19 | 116 | -11.27 | 0.74 | 1.18 | 31.59 | 17.19 | 0 | 0 | -10.14 | 78.548 | 0 | 0 | 96.27
LFLmpBlst-T8-48in-32w-3g+El-PS-HLO-Dim-1(148w) | ED-NonDEER | T8-48in-32w-3g | El-PS-HLO-Dim | Yes | 4 | 1 | 4 | 148 |  | Watts | 148 |  | Measure |  | N | None |  | Complete | LF lamp and ballast: LF lamp: T8, 48 inch, 32W, 2970 lm, CRI = 85, rated life = 24000 hours (4): LF Ballast: Electronic, Programmed Start, High LO, Dim (1); Total Watts = 148 | Elec | 2 | 17.72 | 1.025 | TRUE | TRUE | 4 | 0 | 0 | 128 | 0 | 0 | 1 | 0 | 0 | 21.92 | 0.161 | 19 | 116 | -11.27 | 0.74 | 1.18 | 31.59 | 17.19 | 0 | 0 | -10.14 | 81.168 | 0 | 0 | 98.89
LFLmpBlst-T8-48in-32w-3g+El-PS-HLO-Dim-2(148w) | ED-NonDEER | T8-48in-32w-3g | El-PS-HLO-Dim | Yes | 4 | 2 | 2 | 148 |  | Watts | 148 |  | Measure |  | N | None |  | Complete | LF lamp and ballast: LF lamp: T8, 48 inch, 32W, 2970 lm, CRI = 85, rated life = 24000 hours (4): LF Ballast: Electronic, Programmed Start, High LO, Dim (2); Total Watts = 148 | Elec | 2 | 17.72 | 1.025 | TRUE | TRUE | 2 | 0 | 0 | 64 | 0 | 0 | 2 | 0 | 0 | 21.92 | 0.161 | 19 | 116 | -11.27 | 0.74 | 1.18 | 31.59 | 17.19 | 0 | 0 | -10.14 | 141.728 | 0 | 0 | 159.45
LFLmpBlst-T8-48in-32w-3g+El-PS-HLO-Dim(111w) | ED-NonDEER | T8-48in-32w-3g | El-PS-HLO-Dim | Yes | 3 | 1.5 | 2 | 111 |  | Watts | 111 |  | Measure |  | N | None |  | Complete | LF lamp and ballast: LF lamp: T8, 48 inch, 32W, 2970 lm, CRI = 85, rated life = 24000 hours (3): LF Ballast: Electronic, Programmed Start, High LO, Dim (1.5); Total Watts = 111 | Elec | 2 | 13.29 | 1.025 | TRUE | TRUE | 2 | 0 | 0 | 64 | 0 | 0 | 1.5 | 0 | 0 | 21.92 | 0.161 | 19 | 116 | -11.27 | 0.74 | 1.18 | 31.59 | 17.19 | 0 | 0 | -10.14 | 106.296 | 0 | 0 | 119.59
LFLmpBlst-T8-48in-32w-3g+El-PS-HLO-Dim(113w) | ED-NonDEER | T8-48in-32w-3g | El-PS-HLO-Dim | Yes | 3 | 1 | 3 | 113 |  | Watts | 113 |  | Measure |  | N | None |  | Complete | LF lamp and ballast: LF lamp: T8, 48 inch, 32W, 2970 lm, CRI = 85, rated life = 24000 hours (3): LF Ballast: Electronic, Programmed Start, High LO, Dim (1); Total Watts = 113 | Elec | 2 | 13.29 | 1.025 | TRUE | TRUE | 3 | 0 | 0 | 96 | 0 | 0 | 1 | 0 | 0 | 21.92 | 0.161 | 19 | 116 | -11.27 | 0.74 | 1.18 | 31.59 | 17.19 | 0 | 0 | -10.14 | 76.016 | 0 | 0 | 89.31
LFLmpBlst-T8-48in-32w-3g+El-PS-HLO-Dim(40w) | IOU-NonDEER-3p | T8-48in-32w-3g | El-PS-HLO-Dim | Yes | 1 | 1 | 1 | 40 |  | Watts | 40 |  | Measure |  | N | None |  | Complete | LF lamp and ballast: LF lamp: T8, 48 inch, 32W, 2970 lm, CRI = 85, rated life = 24000 hours (1): LF Ballast: Electronic, Programmed Start, High LO, Dim (1); Total Watts = 40 | Elec | 2 | 4.43 | 1.025 | TRUE | TRUE | 1 | 0 | 0 | 32 | 0 | 0 | 1 | 0 | 0 | 21.92 | 0.161 | 19 | 116 | -11.27 | 0.74 | 1.18 | 31.59 | 17.19 | 0 | 0 | -10.14 | 65.712 | 0 | 0 | 70.14
LFLmpBlst-T8-48in-32w-3g+El-PS-HLO-Dim(74w) | ED-NonDEER | T8-48in-32w-3g | El-PS-HLO-Dim | Yes | 2 | 1 | 2 | 74 |  | Watts | 74 |  | Measure |  | N | None |  | Complete | LF lamp and ballast: LF lamp: T8, 48 inch, 32W, 2970 lm, CRI = 85, rated life = 24000 hours (2): LF Ballast: Electronic, Programmed Start, High LO, Dim (1); Total Watts = 74 | Elec | 2 | 8.86 | 1.025 | TRUE | TRUE | 2 | 0 | 0 | 64 | 0 | 0 | 1 | 0 | 0 | 21.92 | 0.161 | 19 | 116 | -11.27 | 0.74 | 1.18 | 31.59 | 17.19 | 0 | 0 | -10.14 | 70.864 | 0 | 0 | 79.72
LFLmpBlst-T8-48in-32w-3g+El-PS-HLO(110w) | ED-NonDEER | T8-48in-32w-3g | El-PS-HLO | None | 3 | 1 | 3 | 110 |  | Watts | 110 |  | Measure |  | N | None |  | Complete | LF lamp and ballast: LF lamp: T8, 48 inch, 32W, 2970 lm, CRI = 85, rated life = 24000 hours (3): LF Ballast: Electronic, Programmed Start, High LO (1); Total Watts = 110 | Elec | 2 | 13.29 | 1.025 | FALSE | TRUE | 3 | 0 | 0 | 96 | 0 | 0 | 1 | 0 | 0 | 21.92 | 0.161 | 19 | 116 | -11.27 | 0.74 | 1.18 | 31.59 | 17.19 | 0 | 0 | -10.14 | 44.426 | 0 | 0 | 57.72
LFLmpBlst-T8-48in-32w-3g+El-PS-HLO(111w) | ED-NonDEER | T8-48in-32w-3g | El-PS-HLO | None | 3 | 1.5 | 2 | 111 |  | Watts | 111 |  | Measure |  | N | None |  | Complete | LF lamp and ballast: LF lamp: T8, 48 inch, 32W, 2970 lm, CRI = 85, rated life = 24000 hours (3): LF Ballast: Electronic, Programmed Start, High LO (1.5); Total Watts = 111 | Elec | 2 | 13.29 | 1.025 | FALSE | TRUE | 2 | 0 | 0 | 64 | 0 | 0 | 1.5 | 0 | 0 | 21.92 | 0.161 | 19 | 116 | -11.27 | 0.74 | 1.18 | 31.59 | 17.19 | 0 | 0 | -10.14 | 58.911 | 0 | 0 | 72.2
LFLmpBlst-T8-48in-32w-3g+El-PS-HLO(113w) | ED-NonDEER | T8-48in-32w-3g | El-PS-HLO | None | 3 | 2 | 1+2 | 113 |  | Watts | 113 |  | Measure |  | N | None |  | Complete | LF lamp and ballast: LF lamp: T8, 48 inch, 32W, 2970 lm, CRI = 85, rated life = 24000 hours (3): LF Ballast: Electronic, Programmed Start, High LO (2); Total Watts = 113 | Elec | 2 | 13.29 | 1.025 | FALSE | TRUE | 1 | 2 | 0 | 32 | 64 | 0 | 1 | 1 | 0 | 21.92 | 0.161 | 19 | 116 | -11.27 | 0.74 | 1.18 | 31.59 | 17.19 | 0 | 0 | -10.14 | 34.122 | 39.274 | 0 | 86.69
LFLmpBlst-T8-48in-32w-3g+El-PS-HLO(39w) | ED-NonDEER | T8-48in-32w-3g | El-PS-HLO | None | 1 | 1 | 1 | 39 |  | Watts | 39 |  | Measure |  | N | None |  | Complete | LF lamp and ballast: LF lamp: T8, 48 inch, 32W, 2970 lm, CRI = 85, rated life = 24000 hours (1): LF Ballast: Electronic, Programmed Start, High LO (1); Total Watts = 39 | Elec | 2 | 4.43 | 1.025 | FALSE | TRUE | 1 | 0 | 0 | 32 | 0 | 0 | 1 | 0 | 0 | 21.92 | 0.161 | 19 | 116 | -11.27 | 0.74 | 1.18 | 31.59 | 17.19 | 0 | 0 | -10.14 | 34.122 | 0 | 0 | 38.55
LFLmpBlst-T8-48in-32w-3g+El-PS-HLO(74w) | ED-NonDEER | T8-48in-32w-3g | El-PS-HLO | None | 2 | 1 | 2 | 74 |  | Watts | 74 |  | Measure |  | N | None |  | Complete | LF lamp and ballast: LF lamp: T8, 48 inch, 32W, 2970 lm, CRI = 85, rated life = 24000 hours (2): LF Ballast: Electronic, Programmed Start, High LO (1); Total Watts = 74 | Elec | 2 | 8.86 | 1.025 | FALSE | TRUE | 2 | 0 | 0 | 64 | 0 | 0 | 1 | 0 | 0 | 21.92 | 0.161 | 19 | 116 | -11.27 | 0.74 | 1.18 | 31.59 | 17.19 | 0 | 0 | -10.14 | 39.274 | 0 | 0 | 48.13
LFLmpBlst-T8-48in-32w-3g+El-PS-NLO-Dim-1(90w) | ED-NonDEER | T8-48in-32w-3g | El-PS-NLO-Dim | Yes | 3 | 1 | 3 | 90 |  | Watts | 90 |  | Measure |  | N | None |  | Complete | LF lamp and ballast: LF lamp: T8, 48 inch, 32W, 2970 lm, CRI = 85, rated life = 24000 hours (3): LF Ballast: Electronic, Programmed Start, Normal LO, Dim (1); Total Watts = 90 | Elec | 2 | 13.29 | 0.9 | TRUE | TRUE | 3 | 0 | 0 | 96 | 0 | 0 | 1 | 0 | 0 | 21.92 | 0.161 | 19 | 116 | -11.27 | 0.74 | 1.18 | 31.59 | 17.19 | 0 | 0 | -10.14 | 76.016 | 0 | 0 | 89.31
LFLmpBlst-T8-48in-32w-3g+El-PS-NLO-Dim-2(90w) | ED-NonDEER | T8-48in-32w-3g | El-PS-NLO-Dim | Yes | 3 | 2 | 1+2 | 90 |  | Watts | 90 |  | Measure |  | N | None |  | Complete | LF lamp and ballast: LF lamp: T8, 48 inch, 32W, 2970 lm, CRI = 85, rated life = 24000 hours (3): LF Ballast: Electronic, Programmed Start, Normal LO, Dim (2); Total Watts = 90 | Elec | 2 | 13.29 | 0.9 | TRUE | TRUE | 1 | 2 | 0 | 32 | 64 | 0 | 1 | 1 | 0 | 21.92 | 0.161 | 19 | 116 | -11.27 | 0.74 | 1.18 | 31.59 | 17.19 | 0 | 0 | -10.14 | 65.712 | 70.864 | 0 | 149.87
LFLmpBlst-T8-48in-32w-3g+El-PS-NLO-Dim(114w) | ED-NonDEER | T8-48in-32w-3g | El-PS-NLO-Dim | Yes | 4 | 1 | 4 | 114 |  | Watts | 114 |  | Measure |  | N | None |  | Complete | LF lamp and ballast: LF lamp: T8, 48 inch, 32W, 2970 lm, CRI = 85, rated life = 24000 hours (4): LF Ballast: Electronic, Programmed Start, Normal LO, Dim (1); Total Watts = 114 | Elec | 2 | 17.72 | 0.9 | TRUE | TRUE | 4 | 0 | 0 | 128 | 0 | 0 | 1 | 0 | 0 | 21.92 | 0.161 | 19 | 116 | -11.27 | 0.74 | 1.18 | 31.59 | 17.19 | 0 | 0 | -10.14 | 81.168 | 0 | 0 | 98.89
LFLmpBlst-T8-48in-32w-3g+El-PS-NLO-Dim(118w) | ED-NonDEER | T8-48in-32w-3g | El-PS-NLO-Dim | Yes | 4 | 2 | 2 | 118 |  | Watts | 118 |  | Measure |  | N | None |  | Complete | LF lamp and ballast: LF lamp: T8, 48 inch, 32W, 2970 lm, CRI = 85, rated life = 24000 hours (4): LF Ballast: Electronic, Programmed Start, Normal LO, Dim (2); Total Watts = 118 | Elec | 2 | 17.72 | 0.9 | TRUE | TRUE | 2 | 0 | 0 | 64 | 0 | 0 | 2 | 0 | 0 | 21.92 | 0.161 | 19 | 116 | -11.27 | 0.74 | 1.18 | 31.59 | 17.19 | 0 | 0 | -10.14 | 141.728 | 0 | 0 | 159.45
LFLmpBlst-T8-48in-32w-3g+El-PS-NLO-Dim(31w) | ED-NonDEER | T8-48in-32w-3g | El-PS-NLO-Dim | Yes | 1 | 1 | 1 | 31 |  | Watts | 31 |  | Measure |  | N | None |  | Complete | LF lamp and ballast: LF lamp: T8, 48 inch, 32W, 2970 lm, CRI = 85, rated life = 24000 hours (1): LF Ballast: Electronic, Programmed Start, Normal LO, Dim (1); Total Watts = 31 | Elec | 2 | 4.43 | 0.9 | TRUE | TRUE | 1 | 0 | 0 | 32 | 0 | 0 | 1 | 0 | 0 | 21.92 | 0.161 | 19 | 116 | -11.27 | 0.74 | 1.18 | 31.59 | 17.19 | 0 | 0 | -10.14 | 65.712 | 0 | 0 | 70.14
LFLmpBlst-T8-48in-32w-3g+El-PS-NLO-Dim(59w) | ED-NonDEER | T8-48in-32w-3g | El-PS-NLO-Dim | Yes | 2 | 1 | 2 | 59 |  | Watts | 59 |  | Measure |  | N | None |  | Complete | LF lamp and ballast: LF lamp: T8, 48 inch, 32W, 2970 lm, CRI = 85, rated life = 24000 hours (2): LF Ballast: Electronic, Programmed Start, Normal LO, Dim (1); Total Watts = 59 | Elec | 2 | 8.86 | 0.9 | TRUE | TRUE | 2 | 0 | 0 | 64 | 0 | 0 | 1 | 0 | 0 | 21.92 | 0.161 | 19 | 116 | -11.27 | 0.74 | 1.18 | 31.59 | 17.19 | 0 | 0 | -10.14 | 70.864 | 0 | 0 | 79.72
LFLmpBlst-T8-48in-32w-3g+El-PS-NLO-Dim(88w) | ED-NonDEER | T8-48in-32w-3g | El-PS-NLO-Dim | Yes | 3 | 1.5 | 2 | 88 |  | Watts | 88 |  | Measure |  | N | None |  | Complete | LF lamp and ballast: LF lamp: T8, 48 inch, 32W, 2970 lm, CRI = 85, rated life = 24000 hours (3): LF Ballast: Electronic, Programmed Start, Normal LO, Dim (1.5); Total Watts = 88 | Elec | 2 | 13.29 | 0.9 | TRUE | TRUE | 2 | 0 | 0 | 64 | 0 | 0 | 1.5 | 0 | 0 | 21.92 | 0.161 | 19 | 116 | -11.27 | 0.74 | 1.18 | 31.59 | 17.19 | 0 | 0 | -10.14 | 106.296 | 0 | 0 | 119.59
LFLmpBlst-T8-48in-32w-3g+El-PS-NLO(112w) | ED-NonDEER | T8-48in-32w-3g | El-PS-NLO | None | 4 | 1 | 4 | 112 |  | Watts | 112 |  | Measure |  | N | None |  | Complete | LF lamp and ballast: LF lamp: T8, 48 inch, 32W, 2970 lm, CRI = 85, rated life = 24000 hours (4): LF Ballast: Electronic, Programmed Start, Normal LO (1); Total Watts = 112 | Elec | 2 | 17.72 | 0.9 | FALSE | TRUE | 4 | 0 | 0 | 128 | 0 | 0 | 1 | 0 | 0 | 21.92 | 0.161 | 19 | 116 | -11.27 | 0.74 | 1.18 | 31.59 | 17.19 | 0 | 0 | -10.14 | 49.578 | 0 | 0 | 67.3
LFLmpBlst-T8-48in-32w-3g+El-PS-NLO(116w) | ED-NonDEER | T8-48in-32w-3g | El-PS-NLO | None | 4 | 2 | 2 | 116 |  | Watts | 116 |  | Measure |  | N | None |  | Complete | LF lamp and ballast: LF lamp: T8, 48 inch, 32W, 2970 lm, CRI = 85, rated life = 24000 hours (4): LF Ballast: Electronic, Programmed Start, Normal LO (2); Total Watts = 116 | Elec | 2 | 17.72 | 0.9 | FALSE | TRUE | 2 | 0 | 0 | 64 | 0 | 0 | 2 | 0 | 0 | 21.92 | 0.161 | 19 | 116 | -11.27 | 0.74 | 1.18 | 31.59 | 17.19 | 0 | 0 | -10.14 | 78.548 | 0 | 0 | 96.27
LFLmpBlst-T8-48in-32w-3g+El-PS-NLO(30w) | ED-NonDEER | T8-48in-32w-3g | El-PS-NLO | None | 1 | 1 | 1 | 30 |  | Watts | 30 |  | Measure |  | N | None |  | Complete | LF lamp and ballast: LF lamp: T8, 48 inch, 32W, 2970 lm, CRI = 85, rated life = 24000 hours (1): LF Ballast: Electronic, Programmed Start, Normal LO (1); Total Watts = 30 | Elec | 2 | 4.43 | 0.9 | FALSE | TRUE | 1 | 0 | 0 | 32 | 0 | 0 | 1 | 0 | 0 | 21.92 | 0.161 | 19 | 116 | -11.27 | 0.74 | 1.18 | 31.59 | 17.19 | 0 | 0 | -10.14 | 34.122 | 0 | 0 | 38.55
LFLmpBlst-T8-48in-32w-3g+El-PS-NLO(58w) | ED-NonDEER | T8-48in-32w-3g | El-PS-NLO | None | 2 | 1 | 2 | 58 |  | Watts | 58 |  | Measure |  | N | None |  | Complete | LF lamp and ballast: LF lamp: T8, 48 inch, 32W, 2970 lm, CRI = 85, rated life = 24000 hours (2): LF Ballast: Electronic, Programmed Start, Normal LO (1); Total Watts = 58 | Elec | 2 | 8.86 | 0.9 | FALSE | TRUE | 2 | 0 | 0 | 64 | 0 | 0 | 1 | 0 | 0 | 21.92 | 0.161 | 19 | 116 | -11.27 | 0.74 | 1.18 | 31.59 | 17.19 | 0 | 0 | -10.14 | 39.274 | 0 | 0 | 48.13
LFLmpBlst-T8-48in-32w-3g+El-PS-NLO(85w) | ED-NonDEER | T8-48in-32w-3g | El-PS-NLO | None | 3 | 1 | 3 | 85 |  | Watts | 85 |  | Measure |  | N | None |  | Complete | LF lamp and ballast: LF lamp: T8, 48 inch, 32W, 2970 lm, CRI = 85, rated life = 24000 hours (3): LF Ballast: Electronic, Programmed Start, Normal LO (1); Total Watts = 85 | Elec | 2 | 13.29 | 0.9 | FALSE | TRUE | 3 | 0 | 0 | 96 | 0 | 0 | 1 | 0 | 0 | 21.92 | 0.161 | 19 | 116 | -11.27 | 0.74 | 1.18 | 31.59 | 17.19 | 0 | 0 | -10.14 | 44.426 | 0 | 0 | 57.72
LFLmpBlst-T8-48in-32w-3g+El-PS-NLO(87w) | ED-NonDEER | T8-48in-32w-3g | El-PS-NLO | None | 3 | 1.5 | 2 | 87 |  | Watts | 87 |  | Measure |  | N | None |  | Complete | LF lamp and ballast: LF lamp: T8, 48 inch, 32W, 2970 lm, CRI = 85, rated life = 24000 hours (3): LF Ballast: Electronic, Programmed Start, Normal LO (1.5); Total Watts = 87 | Elec | 2 | 13.29 | 0.9 | FALSE | TRUE | 2 | 0 | 0 | 64 | 0 | 0 | 1.5 | 0 | 0 | 21.92 | 0.161 | 19 | 116 | -11.27 | 0.74 | 1.18 | 31.59 | 17.19 | 0 | 0 | -10.14 | 58.911 | 0 | 0 | 72.2
LFLmpBlst-T8-48in-32w-3g+El-PS-NLO(88w) | ED-NonDEER | T8-48in-32w-3g | El-PS-NLO | None | 3 | 2 | 1+2 | 88 |  | Watts | 88 |  | Measure |  | N | None |  | Complete | LF lamp and ballast: LF lamp: T8, 48 inch, 32W, 2970 lm, CRI = 85, rated life = 24000 hours (3): LF Ballast: Electronic, Programmed Start, Normal LO (2); Total Watts = 88 | Elec | 2 | 13.29 | 0.9 | FALSE | TRUE | 1 | 2 | 0 | 32 | 64 | 0 | 1 | 1 | 0 | 21.92 | 0.161 | 19 | 116 | -11.27 | 0.74 | 1.18 | 31.59 | 17.19 | 0 | 0 | -10.14 | 34.122 | 39.274 | 0 | 86.69
LFLmpBlst-T8-48in-32w-3g+El-PS-RLO-Dim(24w) | ED-NonDEER | T8-48in-32w-3g | El-PS-RLO-Dim | Yes | 1 | 1 | 1 | 24 |  | Watts | 24 |  | Measure |  | N | None |  | Complete | LF lamp and ballast: LF lamp: T8, 48 inch, 32W, 2970 lm, CRI = 85, rated life = 24000 hours (1): LF Ballast: Electronic, Programmed Start, Reduced LO, Dim (1); Total Watts = 24 | Elec | 2 | 4.43 | 0.825 | TRUE | TRUE | 1 | 0 | 0 | 32 | 0 | 0 | 1 | 0 | 0 | 21.92 | 0.161 | 19 | 116 | -11.27 | 0.74 | 1.18 | 31.59 | 17.19 | 0 | 0 | -10.14 | 65.712 | 0 | 0 | 70.14
LFLmpBlst-T8-48in-32w-3g+El-PS-RLO-Dim(47w) | ED-NonDEER | T8-48in-32w-3g | El-PS-RLO-Dim | Yes | 2 | 1 | 2 | 47 |  | Watts | 47 |  | Measure |  | N | None |  | Complete | LF lamp and ballast: LF lamp: T8, 48 inch, 32W, 2970 lm, CRI = 85, rated life = 24000 hours (2): LF Ballast: Electronic, Programmed Start, Reduced LO, Dim (1); Total Watts = 47 | Elec | 2 | 8.86 | 0.825 | TRUE | TRUE | 2 | 0 | 0 | 64 | 0 | 0 | 1 | 0 | 0 | 21.92 | 0.161 | 19 | 116 | -11.27 | 0.74 | 1.18 | 31.59 | 17.19 | 0 | 0 | -10.14 | 70.864 | 0 | 0 | 79.72
LFLmpBlst-T8-48in-32w-3g+El-PS-RLO-Dim(70w) | ED-NonDEER | T8-48in-32w-3g | El-PS-RLO-Dim | Yes | 3 | 1.5 | 2 | 70 |  | Watts | 70 |  | Measure |  | N | None |  | Complete | LF lamp and ballast: LF lamp: T8, 48 inch, 32W, 2970 lm, CRI = 85, rated life = 24000 hours (3): LF Ballast: Electronic, Programmed Start, Reduced LO, Dim (1.5); Total Watts = 70 | Elec | 2 | 13.29 | 0.825 | TRUE | TRUE | 2 | 0 | 0 | 64 | 0 | 0 | 1.5 | 0 | 0 | 21.92 | 0.161 | 19 | 116 | -11.27 | 0.74 | 1.18 | 31.59 | 17.19 | 0 | 0 | -10.14 | 106.296 | 0 | 0 | 119.59
LFLmpBlst-T8-48in-32w-3g+El-PS-RLO-Dim(71w) | ED-NonDEER | T8-48in-32w-3g | El-PS-RLO-Dim | Yes | 3 | 2 | 1+2 | 71 |  | Watts | 71 |  | Measure |  | N | None |  | Complete | LF lamp and ballast: LF lamp: T8, 48 inch, 32W, 2970 lm, CRI = 85, rated life = 24000 hours (3): LF Ballast: Electronic, Programmed Start, Reduced LO, Dim (2); Total Watts = 71 | Elec | 2 | 13.29 | 0.825 | TRUE | TRUE | 1 | 2 | 0 | 32 | 64 | 0 | 1 | 1 | 0 | 21.92 | 0.161 | 19 | 116 | -11.27 | 0.74 | 1.18 | 31.59 | 17.19 | 0 | 0 | -10.14 | 65.712 | 70.864 | 0 | 149.87
LFLmpBlst-T8-48in-32w-3g+El-PS-RLO-Dim(72w) | ED-NonDEER | T8-48in-32w-3g | El-PS-RLO-Dim | Yes | 3 | 1 | 3 | 72 |  | Watts | 72 |  | Measure |  | N | None |  | Complete | LF lamp and ballast: LF lamp: T8, 48 inch, 32W, 2970 lm, CRI = 85, rated life = 24000 hours (3): LF Ballast: Electronic, Programmed Start, Reduced LO, Dim (1); Total Watts = 72 | Elec | 2 | 13.29 | 0.825 | TRUE | TRUE | 3 | 0 | 0 | 96 | 0 | 0 | 1 | 0 | 0 | 21.92 | 0.161 | 19 | 116 | -11.27 | 0.74 | 1.18 | 31.59 | 17.19 | 0 | 0 | -10.14 | 76.016 | 0 | 0 | 89.31
LFLmpBlst-T8-48in-32w-3g+El-PS-RLO-Dim(93w) | ED-NonDEER | T8-48in-32w-3g | El-PS-RLO-Dim | Yes | 4 | 1 | 4 | 93 |  | Watts | 93 |  | Measure |  | N | None |  | Complete | LF lamp and ballast: LF lamp: T8, 48 inch, 32W, 2970 lm, CRI = 85, rated life = 24000 hours (4): LF Ballast: Electronic, Programmed Start, Reduced LO, Dim (1); Total Watts = 93 | Elec | 2 | 17.72 | 0.825 | TRUE | TRUE | 4 | 0 | 0 | 128 | 0 | 0 | 1 | 0 | 0 | 21.92 | 0.161 | 19 | 116 | -11.27 | 0.74 | 1.18 | 31.59 | 17.19 | 0 | 0 | -10.14 | 81.168 | 0 | 0 | 98.89
LFLmpBlst-T8-48in-32w-3g+El-PS-RLO-Dim(94w) | ED-NonDEER | T8-48in-32w-3g | El-PS-RLO-Dim | Yes | 4 | 2 | 2 | 94 |  | Watts | 94 |  | Measure |  | N | None |  | Complete | LF lamp and ballast: LF lamp: T8, 48 inch, 32W, 2970 lm, CRI = 85, rated life = 24000 hours (4): LF Ballast: Electronic, Programmed Start, Reduced LO, Dim (2); Total Watts = 94 | Elec | 2 | 17.72 | 0.825 | TRUE | TRUE | 2 | 0 | 0 | 64 | 0 | 0 | 2 | 0 | 0 | 21.92 | 0.161 | 19 | 116 | -11.27 | 0.74 | 1.18 | 31.59 | 17.19 | 0 | 0 | -10.14 | 141.728 | 0 | 0 | 159.45
LFLmpBlst-T8-48in-32w-3g+El-PS-RLO(24w) | IOU-NonDEER | T8-48in-32w-3g | El-PS-RLO | None | 1 | 1 | 1 | 24 | Thru 6-30-2014 | Watts | 24 |  | Measure |  | N | None |  | Complete | LF lamp and ballast: LF lamp: T8, 48 inch, 32W, 2970 lm, CRI = 85, rated life = 24000 hours (1): LF Ballast: Electronic, Programmed Start, Reduced LO (1); Total Watts = 24 | Elec | 2 | 4.43 | 0.825 | FALSE | TRUE | 1 | 0 | 0 | 32 | 0 | 0 | 1 | 0 | 0 | 21.92 | 0.161 | 19 | 116 | -11.27 | 0.74 | 1.18 | 31.59 | 17.19 | 0 | 0 | -10.14 | 34.122 | 0 | 0 | 38.55
LFLmpBlst-T8-48in-32w-3g+El-PS-RLO(25w) | ED-NonDEER | T8-48in-32w-3g | El-PS-RLO | None | 1 | 1 | 1 | 25 |  | Watts | 25 |  | Measure |  | N | None |  | Complete | LF lamp and ballast: LF lamp: T8, 48 inch, 32W, 2970 lm, CRI = 85, rated life = 24000 hours (1): LF Ballast: Electronic, Programmed Start, Reduced LO (1); Total Watts = 25 | Elec | 2 | 4.43 | 0.825 | FALSE | TRUE | 1 | 0 | 0 | 32 | 0 | 0 | 1 | 0 | 0 | 21.92 | 0.161 | 19 | 116 | -11.27 | 0.74 | 1.18 | 31.59 | 17.19 | 0 | 0 | -10.14 | 34.122 | 0 | 0 | 38.55
LFLmpBlst-T8-48in-32w-3g+El-PS-RLO(45w) | IOU-NonDEER | T8-48in-32w-3g | El-PS-RLO | None | 2 | 1 | 2 | 45 | Thru 6-30-2014 | Watts | 45 |  | Measure |  | N | None |  | Complete | LF lamp and ballast: LF lamp: T8, 48 inch, 32W, 2970 lm, CRI = 85, rated life = 24000 hours (2): LF Ballast: Electronic, Programmed Start, Reduced LO (1); Total Watts = 45 | Elec | 2 | 8.86 | 0.825 | FALSE | TRUE | 2 | 0 | 0 | 64 | 0 | 0 | 1 | 0 | 0 | 21.92 | 0.161 | 19 | 116 | -11.27 | 0.74 | 1.18 | 31.59 | 17.19 | 0 | 0 | -10.14 | 39.274 | 0 | 0 | 48.13
LFLmpBlst-T8-48in-32w-3g+El-PS-RLO(47w) | ED-NonDEER | T8-48in-32w-3g | El-PS-RLO | None | 2 | 1 | 2 | 47 |  | Watts | 47 |  | Measure |  | N | None |  | Complete | LF lamp and ballast: LF lamp: T8, 48 inch, 32W, 2970 lm, CRI = 85, rated life = 24000 hours (2): LF Ballast: Electronic, Programmed Start, Reduced LO (1); Total Watts = 47 | Elec | 2 | 8.86 | 0.825 | FALSE | TRUE | 2 | 0 | 0 | 64 | 0 | 0 | 1 | 0 | 0 | 21.92 | 0.161 | 19 | 116 | -11.27 | 0.74 | 1.18 | 31.59 | 17.19 | 0 | 0 | -10.14 | 39.274 | 0 | 0 | 48.13
LFLmpBlst-T8-48in-32w-3g+El-PS-RLO(68w) | IOU-NonDEER | T8-48in-32w-3g | El-PS-RLO | None | 3 | 1 | 3 | 68 | Thru 6-30-2014 | Watts | 68 |  | Measure |  | N | None |  | Complete | LF lamp and ballast: LF lamp: T8, 48 inch, 32W, 2970 lm, CRI = 85, rated life = 24000 hours (3): LF Ballast: Electronic, Programmed Start, Reduced LO (1); Total Watts = 68 | Elec | 2 | 13.29 | 0.825 | FALSE | TRUE | 3 | 0 | 0 | 96 | 0 | 0 | 1 | 0 | 0 | 21.92 | 0.161 | 19 | 116 | -11.27 | 0.74 | 1.18 | 31.59 | 17.19 | 0 | 0 | -10.14 | 44.426 | 0 | 0 | 57.72
LFLmpBlst-T8-48in-32w-3g+El-PS-RLO(70w) | ED-NonDEER | T8-48in-32w-3g | El-PS-RLO | None | 3 | 1.5 | 2 | 70 |  | Watts | 70 |  | Measure |  | N | None |  | Complete | LF lamp and ballast: LF lamp: T8, 48 inch, 32W, 2970 lm, CRI = 85, rated life = 24000 hours (3): LF Ballast: Electronic, Programmed Start, Reduced LO (1.5); Total Watts = 70 | Elec | 2 | 13.29 | 0.825 | FALSE | TRUE | 2 | 0 | 0 | 64 | 0 | 0 | 1.5 | 0 | 0 | 21.92 | 0.161 | 19 | 116 | -11.27 | 0.74 | 1.18 | 31.59 | 17.19 | 0 | 0 | -10.14 | 58.911 | 0 | 0 | 72.2
LFLmpBlst-T8-48in-32w-3g+El-PS-RLO(71w) | ED-NonDEER | T8-48in-32w-3g | El-PS-RLO | None | 3 | 1 | 3 | 71 |  | Watts | 71 |  | Measure |  | N | None |  | Complete | LF lamp and ballast: LF lamp: T8, 48 inch, 32W, 2970 lm, CRI = 85, rated life = 24000 hours (3): LF Ballast: Electronic, Programmed Start, Reduced LO (1); Total Watts = 71 | Elec | 2 | 13.29 | 0.825 | FALSE | TRUE | 3 | 0 | 0 | 96 | 0 | 0 | 1 | 0 | 0 | 21.92 | 0.161 | 19 | 116 | -11.27 | 0.74 | 1.18 | 31.59 | 17.19 | 0 | 0 | -10.14 | 44.426 | 0 | 0 | 57.72
LFLmpBlst-T8-48in-32w-3g+El-PS-RLO(72w) | ED-NonDEER | T8-48in-32w-3g | El-PS-RLO | None | 3 | 2 | 1+2 | 72 |  | Watts | 72 |  | Measure |  | N | None |  | Complete | LF lamp and ballast: LF lamp: T8, 48 inch, 32W, 2970 lm, CRI = 85, rated life = 24000 hours (3): LF Ballast: Electronic, Programmed Start, Reduced LO (2); Total Watts = 72 | Elec | 2 | 13.29 | 0.825 | FALSE | TRUE | 1 | 2 | 0 | 32 | 64 | 0 | 1 | 1 | 0 | 21.92 | 0.161 | 19 | 116 | -11.27 | 0.74 | 1.18 | 31.59 | 17.19 | 0 | 0 | -10.14 | 34.122 | 39.274 | 0 | 86.69
LFLmpBlst-T8-48in-32w-3g+El-PS-RLO(90w) | IOU-NonDEER | T8-48in-32w-3g | El-PS-RLO | None | 4 | 1 | 4 | 90 | Thru 6-30-2014 | Watts | 90 |  | Measure |  | N | None |  | Complete | LF lamp and ballast: LF lamp: T8, 48 inch, 32W, 2970 lm, CRI = 85, rated life = 24000 hours (4): LF Ballast: Electronic, Programmed Start, Reduced LO (1); Total Watts = 90 | Elec | 2 | 17.72 | 0.825 | FALSE | TRUE | 4 | 0 | 0 | 128 | 0 | 0 | 1 | 0 | 0 | 21.92 | 0.161 | 19 | 116 | -11.27 | 0.74 | 1.18 | 31.59 | 17.19 | 0 | 0 | -10.14 | 49.578 | 0 | 0 | 67.3
LFLmpBlst-T8-48in-32w-3g+El-PS-RLO(91w) | ED-NonDEER | T8-48in-32w-3g | El-PS-RLO | None | 4 | 1 | 4 | 91 |  | Watts | 91 |  | Measure |  | N | None |  | Complete | LF lamp and ballast: LF lamp: T8, 48 inch, 32W, 2970 lm, CRI = 85, rated life = 24000 hours (4): LF Ballast: Electronic, Programmed Start, Reduced LO (1); Total Watts = 91 | Elec | 2 | 17.72 | 0.825 | FALSE | TRUE | 4 | 0 | 0 | 128 | 0 | 0 | 1 | 0 | 0 | 21.92 | 0.161 | 19 | 116 | -11.27 | 0.74 | 1.18 | 31.59 | 17.19 | 0 | 0 | -10.14 | 49.578 | 0 | 0 | 67.3
LFLmpBlst-T8-48in-32w-3g+El-PS-RLO(94w) | ED-NonDEER | T8-48in-32w-3g | El-PS-RLO | None | 4 | 2 | 2 | 94 |  | Watts | 94 |  | Measure |  | N | None |  | Complete | LF lamp and ballast: LF lamp: T8, 48 inch, 32W, 2970 lm, CRI = 85, rated life = 24000 hours (4): LF Ballast: Electronic, Programmed Start, Reduced LO (2); Total Watts = 94 | Elec | 2 | 17.72 | 0.825 | FALSE | TRUE | 2 | 0 | 0 | 64 | 0 | 0 | 2 | 0 | 0 | 21.92 | 0.161 | 19 | 116 | -11.27 | 0.74 | 1.18 | 31.59 | 17.19 | 0 | 0 | -10.14 | 78.548 | 0 | 0 | 96.27
LFLmpBlst-T8-48in-32w-3g+El-RS-HLO(34w) | IOU-NonDEER | T8-48in-32w-3g | El-RS-HLO | None | 1 | 1 | 1 | 34 |  | Watts | 34 |  | Measure |  | N | None |  | Complete | LF lamp and ballast: LF lamp: T8, 48 inch, 32W, 2970 lm, CRI = 85, rated life = 24000 hours (1): LF Ballast: Electronic, Rapid Start, High LO (1); Total Watts = 34 | out of scope | 0 | 4.43 | 1.025 | FALSE | FALSE | 1 | 0 | 0 | 32 | 0 | 0 | 1 | 0 | 0 | [12 empty] | 0 | 0 | 0
LFLmpBlst-T8-48in-32w-3g+El-RS-HLO(62w) | IOU-NonDEER | T8-48in-32w-3g | El-RS-HLO | None | 2 | 1 | 2 | 62 |  | Watts | 62 |  | Measure |  | N | None |  | Complete | LF lamp and ballast: LF lamp: T8, 48 inch, 32W, 2970 lm, CRI = 85, rated life = 24000 hours (2): LF Ballast: Electronic, Rapid Start, High LO (1); Total Watts = 62 | out of scope | 0 | 8.86 | 1.025 | FALSE | FALSE | 2 | 0 | 0 | 64 | 0 | 0 | 1 | 0 | 0 | [12 empty] | 0 | 0 | 0
LFLmpBlst-T8-48in-32w-3g+El-RS-VHLO(38w) | IOU-NonDEER | T8-48in-32w-3g | El-RS-VHLO | None | 1 | 1 | 1 | 38 |  | Watts | 38 |  | Measure |  | N | None |  | Complete | LF lamp and ballast: LF lamp: T8, 48 inch, 32W, 2970 lm, CRI = 85, rated life = 24000 hours (1): LF Ballast: Electronic, Rapid Start, Very High LO (1); Total Watts = 38 | out of scope | 0 | 4.43 | 1.125 | FALSE | FALSE | 1 | 0 | 0 | 32 | 0 | 0 | 1 | 0 | 0 | [12 empty] | 0 | 0 | 0
LFLmpBlst-T8-60in-40w+El-IS-HLO(108w) | ED-NonDEER | T8-60in-40w | El-IS-HLO | None | 3 | 1 | 3 | 108 | 60in40wT8ISHEl108w | Watts | 108 |  | Measure |  | N | None |  | Complete | LF lamp and ballast: LF lamp: T8, 60 inch, 40W, 3250 lm, CRI = 84, rated life = 20000 hours (3): LF Ballast: Electronic, Instant Start, High LO (1); Total Watts = 108 | Elec | 2 | 0 | 1.025 | FALSE | FALSE | 3 | 0 | 0 | 120 | 0 | 0 | 1 | 0 | 0 | 21.92 | 0.161 | 19 | 116 | -11.27 | 0.74 | 1.18 | 31.59 | 17.19 | 0 | 0 | -10.14 | 31.1 | 0 | 0
LFLmpBlst-T8-60in-40w+El-IS-HLO(126w) | ED-NonDEER | T8-60in-40w | El-IS-HLO | None | 4 | 2 | 2 | 126 | 60in40wT8ISHEl126w | Watts | 126 |  | Measure |  | N | None |  | Complete | LF lamp and ballast: LF lamp: T8, 60 inch, 40W, 3250 lm, CRI = 84, rated life = 20000 hours (4): LF Ballast: Electronic, Instant Start, High LO (2); Total Watts = 126 | Elec | 2 | 0 | 1.025 | FALSE | FALSE | 2 | 0 | 0 | 80 | 0 | 0 | 2 | 0 | 0 | 21.92 | 0.161 | 19 | 116 | -11.27 | 0.74 | 1.18 | 31.59 | 17.19 | 0 | 0 | -10.14 | 49.32 | 0 | 0
LFLmpBlst-T8-60in-40w+El-IS-HLO(80w) | ED-NonDEER | T8-60in-40w | El-IS-HLO | None | 2 | 1 | 2 | 80 | 60in40wT8ISHEl80w | Watts | 80 |  | Measure |  | N | None |  | Complete | LF lamp and ballast: LF lamp: T8, 60 inch, 40W, 3250 lm, CRI = 84, rated life = 20000 hours (2): LF Ballast: Electronic, Instant Start, High LO (1); Total Watts = 80 | Elec | 2 | 0 | 1.025 | FALSE | FALSE | 2 | 0 | 0 | 80 | 0 | 0 | 1 | 0 | 0 | 21.92 | 0.161 | 19 | 116 | -11.27 | 0.74 | 1.18 | 31.59 | 17.19 | 0 | 0 | -10.14 | 24.66 | 0 | 0
LFLmpBlst-T8-60in-40w+El-IS-NLO-1(36w) | ED-NonDEER | T8-60in-40w | El-IS-NLO | None | 1 | 0.5 | 2 | 36 | 60in40wT8T2ISNEl36w | Watts | 36 |  | Measure |  | N | None |  | Complete | LF lamp and ballast: LF lamp: T8, 60 inch, 40W, 3250 lm, CRI = 84, rated life = 20000 hours (1): LF Ballast: Electronic, Instant Start, Normal LO (0.5); Total Watts = 36 | Elec | 2 | 0 | 0.9 | FALSE | FALSE | 2 | 0 | 0 | 80 | 0 | 0 | 0.5 | 0 | 0 | 21.92 | 0.161 | 19 | 116 | -11.27 | 0.74 | 1.18 | 31.59 | 17.19 | 0 | 0 | -10.14 | 12.33 | 0 | 0
LFLmpBlst-T8-60in-40w+El-IS-NLO-2(36w) | ED-NonDEER | T8-60in-40w | El-IS-NLO | None | 1 | 1 | 1 | 36 | 60in40wT8ISNEl36w | Watts | 36 |  | Measure |  | N | None |  | Complete | LF lamp and ballast: LF lamp: T8, 60 inch, 40W, 3250 lm, CRI = 84, rated life = 20000 hours (1): LF Ballast: Electronic, Instant Start, Normal LO (1); Total Watts = 36 | Elec | 2 | 0 | 0.9 | FALSE | FALSE | 1 | 0 | 0 | 40 | 0 | 0 | 1 | 0 | 0 | 21.92 | 0.161 | 19 | 116 | -11.27 | 0.74 | 1.18 | 31.59 | 17.19 | 0 | 0 | -10.14 | 18.22 | 0 | 0
LFLmpBlst-T8-60in-40w+El-IS-NLO(106w) | ED-NonDEER | T8-60in-40w | El-IS-NLO | None | 3 | 1 | 3 | 106 | 60in40wT8ISNEl106w | Watts | 106 |  | Measure |  | N | None |  | Complete | LF lamp and ballast: LF lamp: T8, 60 inch, 40W, 3250 lm, CRI = 84, rated life = 20000 hours (3): LF Ballast: Electronic, Instant Start, Normal LO (1); Total Watts = 106 | Elec | 2 | 0 | 0.9 | FALSE | FALSE | 3 | 0 | 0 | 120 | 0 | 0 | 1 | 0 | 0 | 21.92 | 0.161 | 19 | 116 | -11.27 | 0.74 | 1.18 | 31.59 | 17.19 | 0 | 0 | -10.14 | 31.1 | 0 | 0
LFLmpBlst-T8-60in-40w+El-IS-NLO(134w) | ED-NonDEER | T8-60in-40w | El-IS-NLO | None | 4 | 1 | 4 | 134 | 60in40wT8ISNEl134w | Watts | 134 |  | Measure |  | N | None |  | Complete | LF lamp and ballast: LF lamp: T8, 60 inch, 40W, 3250 lm, CRI = 84, rated life = 20000 hours (4): LF Ballast: Electronic, Instant Start, Normal LO (1); Total Watts = 134 | Elec | 2 | 0 | 0.9 | FALSE | FALSE | 4 | 0 | 0 | 160 | 0 | 0 | 1 | 0 | 0 | 21.92 | 0.161 | 19 | 116 | -11.27 | 0.74 | 1.18 | 31.59 | 17.19 | 0 | 0 | -10.14 | 37.54 | 0 | 0
LFLmpBlst-T8-60in-40w+El-IS-NLO(34w) | ED-NonDEER | T8-60in-40w | El-IS-NLO | None | 1 | 0.25 | 4 | 34 | 60in40wT8T4ISNEl34w | Watts | 34 |  | Measure |  | N | None |  | Complete | LF lamp and ballast: LF lamp: T8, 60 inch, 40W, 3250 lm, CRI = 84, rated life = 20000 hours (1): LF Ballast: Electronic, Instant Start, Normal LO (0.25); Total Watts = 34 | Elec | 2 | 0 | 0.9 | FALSE | FALSE | 4 | 0 | 0 | 160 | 0 | 0 | 0.25 | 0 | 0 | 21.92 | 0.161 | 19 | 116 | -11.27 | 0.74 | 1.18 | 31.59 | 17.19 | 0 | 0 | -10.14 | 9.385 | 0 | 0
LFLmpBlst-T8-60in-40w+El-IS-NLO(35w) | ED-NonDEER | T8-60in-40w | El-IS-NLO | None | 1 | 0.33 | 3 | 35 | 60in40wT8T3ISNEl35w | Watts | 35 |  | Measure |  | N | None |  | Complete | LF lamp and ballast: LF lamp: T8, 60 inch, 40W, 3250 lm, CRI = 84, rated life = 20000 hours (1): LF Ballast: Electronic, Instant Start, Normal LO (0.33); Total Watts = 35 | Elec | 2 | 0 | 0.9 | FALSE | FALSE | 3 | 0 | 0 | 120 | 0 | 0 | 0.33 | 0 | 0 | 21.92 | 0.161 | 19 | 116 | -11.27 | 0.74 | 1.18 | 31.59 | 17.19 | 0 | 0 | -10.14 | 10.263 | 0 | 0
LFLmpBlst-T8-60in-40w+El-IS-NLO(67w) | ED-NonDEER | T8-60in-40w | El-IS-NLO | None | 2 | 0.5 | 4 | 67 | 60in40wT8T2ISNEl67w | Watts | 67 |  | Measure |  | N | None |  | Complete | LF lamp and ballast: LF lamp: T8, 60 inch, 40W, 3250 lm, CRI = 84, rated life = 20000 hours (2): LF Ballast: Electronic, Instant Start, Normal LO (0.5); Total Watts = 67 | Elec | 2 | 0 | 0.9 | FALSE | FALSE | 4 | 0 | 0 | 160 | 0 | 0 | 0.5 | 0 | 0 | 21.92 | 0.161 | 19 | 116 | -11.27 | 0.74 | 1.18 | 31.59 | 17.19 | 0 | 0 | -10.14 | 18.77 | 0 | 0
LFLmpBlst-T8-60in-40w+El-IS-NLO(72w) | ED-NonDEER | T8-60in-40w | El-IS-NLO | None | 2 | 1 | 2 | 72 | 60in40wT8ISNEl72w | Watts | 72 |  | Measure |  | N | None |  | Complete | LF lamp and ballast: LF lamp: T8, 60 inch, 40W, 3250 lm, CRI = 84, rated life = 20000 hours (2): LF Ballast: Electronic, Instant Start, Normal LO (1); Total Watts = 72 | Elec | 2 | 0 | 0.9 | FALSE | FALSE | 2 | 0 | 0 | 80 | 0 | 0 | 1 | 0 | 0 | 21.92 | 0.161 | 19 | 116 | -11.27 | 0.74 | 1.18 | 31.59 | 17.19 | 0 | 0 | -10.14 | 24.66 | 0 | 0
LFLmpBlst-T8-60in-40w+El-IS-RLO(43w) | ED-NonDEER | T8-60in-40w | El-IS-RLO | None | 1 | 1 | 1 | 43 | 60in40wT8ISREl43w | Watts | 43 |  | Measure |  | N | None |  | Complete | LF lamp and ballast: LF lamp: T8, 60 inch, 40W, 3250 lm, CRI = 84, rated life = 20000 hours (1): LF Ballast: Electronic, Instant Start, Reduced LO (1); Total Watts = 43 | Elec | 2 | 0 | 0.825 | FALSE | FALSE | 1 | 0 | 0 | 40 | 0 | 0 | 1 | 0 | 0 | 21.92 | 0.161 | 19 | 116 | -11.27 | 0.74 | 1.18 | 31.59 | 17.19 | 0 | 0 | -10.14 | 18.22 | 0 | 0
LFLmpBlst-T8-60in-40w+El-IS-RLO(73w) | ED-NonDEER | T8-60in-40w | El-IS-RLO | None | 2 | 1 | 2 | 73 | 60in40wT8ISREl73w | Watts | 73 |  | Measure |  | N | None |  | Complete | LF lamp and ballast: LF lamp: T8, 60 inch, 40W, 3250 lm, CRI = 84, rated life = 20000 hours (2): LF Ballast: Electronic, Instant Start, Reduced LO (1); Total Watts = 73 | Elec | 2 | 0 | 0.825 | FALSE | FALSE | 2 | 0 | 0 | 80 | 0 | 0 | 1 | 0 | 0 | 21.92 | 0.161 | 19 | 116 | -11.27 | 0.74 | 1.18 | 31.59 | 17.19 | 0 | 0 | -10.14 | 24.66 | 0 | 0
LFLmpBlst-T8-72in-45w+El-IS-NLO(90w) | IOU-NonDEER | T8-72in-45w | El-IS-NLO | None | 2 | 1 | 2 | 90 |  | Watts | 90 |  | Code |  | N | None |  | Complete | LF lamp and ballast: LF lamp: T8, 72 inch, 45W, 4100 lm, CRI = 85, rated life = 20000 hours (2): LF Ballast: Electronic, Instant Start, Normal LO (1); Total Watts = 90 | Elec | 2 | 0 | 0.9 | FALSE | FALSE | 2 | 0 | 0 | 90 | 0 | 0 | 1 | 0 | 0 | 21.92 | 0.161 | 19 | 116 | -11.27 | 0.74 | 1.18 | 31.59 | 17.19 | 0 | 0 | -10.14 | 26.27 | 0 | 0
LFLmpBlst-T8-72in-58w+El-IS-NLO(58w) | IOU-NonDEER | T8-72in-58w | El-IS-NLO | None | 1 | 1 | 1 | 58 |  | Watts | 58 |  | Measure |  | N | None |  | Complete | LF lamp and ballast: LF lamp: T8, 72 inch, 58W, 5550 lm, CRI = 75, rated life = 20000 hours (1): LF Ballast: Electronic, Instant Start, Normal LO (1); Total Watts = 58 | Elec | 2 | 0 | 0.9 | FALSE | FALSE | 1 | 0 | 0 | 58 | 0 | 0 | 1 | 0 | 0 | 21.92 | 0.161 | 19 | 116 | -11.27 | 0.74 | 1.18 | 31.59 | 17.19 | 0 | 0 | -10.14 | 21.118 | 0 | 0
LFLmpBlst-T8-96in-59w+El-IS-HLO(68w) | ED-NonDEER | T8-96in-59w | El-IS-HLO | None | 1 | 1 | 1 | 68 | 96in59wT8ISHEl68w | Watts | 68 |  | Code |  | N | None |  | Complete | LF lamp and ballast: LF lamp: T8, 96 inch, 59W, 5190 lm, CRI = 75, rated life = 20000 hours (1): LF Ballast: Electronic, Instant Start, High LO (1); Total Watts = 68 | Elec | 2 | 9.69 | 1.025 | FALSE | FALSE | 1 | 0 | 0 | 59 | 0 | 0 | 1 | 0 | 0 | 21.92 | 0.161 | 19 | 116 | -11.27 | 0.74 | 1.18 | 31.59 | 17.19 | 0 | 0 | -10.14 | 21.279 | 0 | 0 | 30.97
LFLmpBlst-T8-96in-59w+El-IS-NLO(109w) | DEER2011 | T8-96in-59w | El-IS-NLO | None | 2 | 1 | 2 | 109 | 96in59wT8ISNEl109w | Watts | 109 |  | Code |  | N | None |  | Complete | LF lamp and ballast: LF lamp: T8, 96 inch, 59W, 5190 lm, CRI = 75, rated life = 20000 hours (2): LF Ballast: Electronic, Instant Start, Normal LO (1); Total Watts = 109 | Elec | 2 | 19.38 | 0.9 | FALSE | FALSE | 2 | 0 | 0 | 118 | 0 | 0 | 1 | 0 | 0 | 21.92 | 0.161 | 19 | 116 | -11.27 | 0.74 | 1.18 | 31.59 | 17.19 | 0 | 0 | -10.14 | 30.778 | 0 | 0 | 50.16
LFLmpBlst-T8-96in-59w+El-IS-NLO(167w) | DEER2011 | T8-96in-59w | El-IS-NLO | None | 3 | 2 | 1+2 | 167 | 96in59wT8ISNEl167w | Watts | 167 |  | Code |  | N | None |  | Complete | LF lamp and ballast: LF lamp: T8, 96 inch, 59W, 5190 lm, CRI = 75, rated life = 20000 hours (3): LF Ballast: Electronic, Instant Start, Normal LO (2); Total Watts = 167 | Elec | 2 | 29.07 | 0.9 | FALSE | FALSE | 1 | 2 | 0 | 59 | 118 | 0 | 1 | 1 | 0 | 21.92 | 0.161 | 19 | 116 | -11.27 | 0.74 | 1.18 | 31.59 | 17.19 | 0 | 0 | -10.14 | 21.279 | 30.778 | 0 | 81.13
LFLmpBlst-T8-96in-59w+El-IS-NLO(219w) | DEER2011 | T8-96in-59w | El-IS-NLO | None | 4 | 2 | 2 | 219 | 96in59wT8ISNEl219w | Watts | 219 |  | Code |  | N | None |  | Complete | LF lamp and ballast: LF lamp: T8, 96 inch, 59W, 5190 lm, CRI = 75, rated life = 20000 hours (4): LF Ballast: Electronic, Instant Start, Normal LO (2); Total Watts = 219 | Elec | 2 | 38.76 | 0.9 | FALSE | FALSE | 2 | 0 | 0 | 118 | 0 | 0 | 2 | 0 | 0 | 21.92 | 0.161 | 19 | 116 | -11.27 | 0.74 | 1.18 | 31.59 | 17.19 | 0 | 0 | -10.14 | 61.556 | 0 | 0 | 100.32
LFLmpBlst-T8-96in-59w+El-IS-NLO(328w) | ED-NonDEER | T8-96in-59w | El-IS-NLO | None | 6 | 3 | 2 | 328 | 96in59wT8ISNEl328w | Watts | 328 |  | Code |  | N | None |  | Complete | LF lamp and ballast: LF lamp: T8, 96 inch, 59W, 5190 lm, CRI = 75, rated life = 20000 hours (6): LF Ballast: Electronic, Instant Start, Normal LO (3); Total Watts = 328 | Elec | 2 | 58.14 | 0.9 | FALSE | FALSE | 2 | 0 | 0 | 118 | 0 | 0 | 3 | 0 | 0 | 21.92 | 0.161 | 19 | 116 | -11.27 | 0.74 | 1.18 | 31.59 | 17.19 | 0 | 0 | -10.14 | 92.334 | 0 | 0 | 150.47
LFLmpBlst-T8-96in-59w+El-IS-NLO(55w) | DEER2011 | T8-96in-59w | El-IS-NLO | None | 1 | 0.5 | 2 | 55 | 96in59wT8T2ISNEl55w | Watts | 55 |  | Code |  | N | None |  | Complete | LF lamp and ballast: LF lamp: T8, 96 inch, 59W, 5190 lm, CRI = 75, rated life = 20000 hours (1): LF Ballast: Electronic, Instant Start, Normal LO (0.5); Total Watts = 55 | Elec | 2 | 9.69 | 0.9 | FALSE | FALSE | 2 | 0 | 0 | 118 | 0 | 0 | 0.5 | 0 | 0 | 21.92 | 0.161 | 19 | 116 | -11.27 | 0.74 | 1.18 | 31.59 | 17.19 | 0 | 0 | -10.14 | 15.389 | 0 | 0 | 25.08
LFLmpBlst-T8-96in-59w+El-IS-NLO(58w) | ED-NonDEER | T8-96in-59w | El-IS-NLO | None | 1 | 1 | 1 | 58 | 96in59wT8ISNEl58w | Watts | 58 |  | Code |  | N | None |  | Complete | LF lamp and ballast: LF lamp: T8, 96 inch, 59W, 5190 lm, CRI = 75, rated life = 20000 hours (1): LF Ballast: Electronic, Instant Start, Normal LO (1); Total Watts = 58 | Elec | 2 | 9.69 | 0.9 | FALSE | FALSE | 1 | 0 | 0 | 59 | 0 | 0 | 1 | 0 | 0 | 21.92 | 0.161 | 19 | 116 | -11.27 | 0.74 | 1.18 | 31.59 | 17.19 | 0 | 0 | -10.14 | 21.279 | 0 | 0 | 30.97
LFLmpBlst-T8-96in-59w+El-IS-RLO(167w) | IOU-NonDEER | T8-96in-59w | El-IS-RLO | None | 4 | 2 | 2 | 167 | Thru 6-30-2014 | Watts | 167 |  | Code |  | N | None |  | Complete | LF lamp and ballast: LF lamp: T8, 96 inch, 59W, 5190 lm, CRI = 75, rated life = 20000 hours (4): LF Ballast: Electronic, Instant Start, Reduced LO (2); Total Watts = 167 | Elec | 2 | 38.76 | 0.825 | FALSE | FALSE | 2 | 0 | 0 | 118 | 0 | 0 | 2 | 0 | 0 | 21.92 | 0.161 | 19 | 116 | -11.27 | 0.74 | 1.18 | 31.59 | 17.19 | 0 | 0 | -10.14 | 61.556 | 0 | 0 | 100.32
LFLmpBlst-T8-96in-59w+El-IS-RLO(49w) | DEER2011 | T8-96in-59w | El-IS-RLO | None | 1 | 0.5 | 2 | 49 | 96in59wT8T2ISREl49w | Watts | 49 |  | Code |  | N | None |  | Complete | LF lamp and ballast: LF lamp: T8, 96 inch, 59W, 5190 lm, CRI = 75, rated life = 20000 hours (1): LF Ballast: Electronic, Instant Start, Reduced LO (0.5); Total Watts = 49 | Elec | 2 | 9.69 | 0.825 | FALSE | FALSE | 2 | 0 | 0 | 118 | 0 | 0 | 0.5 | 0 | 0 | 21.92 | 0.161 | 19 | 116 | -11.27 | 0.74 | 1.18 | 31.59 | 17.19 | 0 | 0 | -10.14 | 15.389 | 0 | 0 | 25.08
LFLmpBlst-T8-96in-59w+El-IS-RLO(57w) | ED-NonDEER | T8-96in-59w | El-IS-RLO | None | 1 | 1 | 1 | 57 | 96in59wT8ISREl57w | Watts | 57 |  | Code |  | N | None |  | Complete | LF lamp and ballast: LF lamp: T8, 96 inch, 59W, 5190 lm, CRI = 75, rated life = 20000 hours (1): LF Ballast: Electronic, Instant Start, Reduced LO (1); Total Watts = 57 | Elec | 2 | 9.69 | 0.825 | FALSE | FALSE | 1 | 0 | 0 | 59 | 0 | 0 | 1 | 0 | 0 | 21.92 | 0.161 | 19 | 116 | -11.27 | 0.74 | 1.18 | 31.59 | 17.19 | 0 | 0 | -10.14 | 21.279 | 0 | 0 | 30.97
LFLmpBlst-T8-96in-59w+El-IS-RLO(600w) | IOU-NonDEER-3p | T8-96in-59w | El-IS-RLO | None | 10 | 3 | 4+4+2 | 600 |  | Watts | 600 |  | Measure |  | N | None |  | Complete | LF lamp and ballast: LF lamp: T8, 96 inch, 59W, 5190 lm, CRI = 75, rated life = 20000 hours (10): LF Ballast: Electronic, Instant Start, Reduced LO (3); Total Watts = 600 | Elec | 2 | 96.9 | 0.825 | FALSE | FALSE | 4 | 4 | 2 | 236 | 236 | 118 | 1 | 1 | 1 | 21.92 | 0.161 | 19 | 116 | -11.27 | 0.74 | 1.18 | 31.59 | 17.19 | 0 | 0 | -10.14 | 49.776 | 49.776 | 30.778 | 227.23
LFLmpBlst-T8-96in-59w+El-IS-RLO(98w) | DEER2011 | T8-96in-59w | El-IS-RLO | None | 2 | 1 | 2 | 98 | 96in59wT8ISREl98w | Watts | 98 |  | Code |  | N | None |  | Complete | LF lamp and ballast: LF lamp: T8, 96 inch, 59W, 5190 lm, CRI = 75, rated life = 20000 hours (2): LF Ballast: Electronic, Instant Start, Reduced LO (1); Total Watts = 98 | Elec | 2 | 19.38 | 0.825 | FALSE | FALSE | 2 | 0 | 0 | 118 | 0 | 0 | 1 | 0 | 0 | 21.92 | 0.161 | 19 | 116 | -11.27 | 0.74 | 1.18 | 31.59 | 17.19 | 0 | 0 | -10.14 | 30.778 | 0 | 0 | 50.16
LFLmpBlst-T8-96in-59w+El-IS-VHLO(71w) | ED-NonDEER | T8-96in-59w | El-IS-VHLO | None | 1 | 1 | 1 | 71 | 96in59wT8ISVEl71w | Watts | 71 |  | Code |  | N | None |  | Complete | LF lamp and ballast: LF lamp: T8, 96 inch, 59W, 5190 lm, CRI = 75, rated life = 20000 hours (1): LF Ballast: Electronic, Instant Start, Very High LO (1); Total Watts = 71 | Elec | 2 | 9.69 | 1.125 | FALSE | FALSE | 1 | 0 | 0 | 59 | 0 | 0 | 1 | 0 | 0 | 21.92 | 0.161 | 19 | 116 | -11.27 | 0.74 | 1.18 | 31.59 | 17.19 | 0 | 0 | -10.14 | 21.279 | 0 | 0 | 30.97
LFLmpBlst-T8-96in-86w+El-IS-NLO(160w) | DEER2011 | T8-96in-86w | El-IS-NLO | None | 2 | 1 | 2 | 160 | 96in86wT8HOEl160w | Watts | 160 |  | Code |  | N | None |  | Complete | LF lamp and ballast: LF lamp: T8, 96 inch, 86W, 7100 lm, CRI = 75, rated life = 20000 hours (2): LF Ballast: Electronic, Instant Start, Normal LO (1); Total Watts = 160 | Elec | 2 | 45.5 | 0.9 | FALSE | FALSE | 2 | 0 | 0 | 172 | 0 | 0 | 1 | 0 | 0 | 21.92 | 0.161 | 19 | 116 | -11.27 | 0.74 | 1.18 | 31.59 | 17.19 | 0 | 0 | -10.14 | 39.472 | 0 | 0 | 84.97
LFLmpBlst-T8-96in-86w+El-IS-NLO(320w) | ED-NonDEER | T8-96in-86w | El-IS-NLO | None | 4 | 2 | 2 | 320 | 96in86wT8HOEl320w | Watts | 320 |  | Code |  | N | None |  | Complete | LF lamp and ballast: LF lamp: T8, 96 inch, 86W, 7100 lm, CRI = 75, rated life = 20000 hours (4): LF Ballast: Electronic, Instant Start, Normal LO (2); Total Watts = 320 | Elec | 2 | 91 | 0.9 | FALSE | FALSE | 2 | 0 | 0 | 172 | 0 | 0 | 2 | 0 | 0 | 21.92 | 0.161 | 19 | 116 | -11.27 | 0.74 | 1.18 | 31.59 | 17.19 | 0 | 0 | -10.14 | 78.944 | 0 | 0 | 169.94
LFLmpBlst-T8-96in-86w+El-IS-NLO(80w) | ED-NonDEER | T8-96in-86w | El-IS-NLO | None | 1 | 0.5 | 2 | 80 | 96in86wT8HOT2El80w | Watts | 80 |  | Code |  | N | None |  | Complete | LF lamp and ballast: LF lamp: T8, 96 inch, 86W, 7100 lm, CRI = 75, rated life = 20000 hours (1): LF Ballast: Electronic, Instant Start, Normal LO (0.5); Total Watts = 80 | Elec | 2 | 22.75 | 0.9 | FALSE | FALSE | 2 | 0 | 0 | 172 | 0 | 0 | 0.5 | 0 | 0 | 21.92 | 0.161 | 19 | 116 | -11.27 | 0.74 | 1.18 | 31.59 | 17.19 | 0 | 0 | -10.14 | 19.736 | 0 | 0 | 42.49
LFLmpBlst-U12-22in-34w+MagES-RS-NLO(72w) | IOU-NonDEER | U12-22in-34w | MagES-RS-NLO | None | 2 | 1 | 2 | 72 |  | Watts | 72 |  | PreExist |  | N | None |  | Complete | LF lamp and ballast: LF lamp: U12, 22 inch, 34W, 2300 lm, CRI = 75, rated life = 18000 hours (2): LF Ballast: Energy Saver Magnetic (EPACT compliant), Rapid Start, Normal LO (1); Total Watts = 72 | MagRS | 1 | 0 | 0.9 | FALSE | FALSE | 2 | 0 | 0 | 68 | 0 | 0 | 1 | 0 | 0 | 14.69 | 0.4 | 9 | 604 | 10.56 | 0.6 | 1.2 | 30.78 | 0 | 40.89 | 0 | 0 | 92.284 | 0 | 0
LFLmpBlst-U6-22in-32w+El-IS-NLO(59w) | IOU-NonDeer | U6-22in-32w | El-IS-NLO | None | 2 | 1 | 2 | 59 | Thru 6-30-2014 | Watts | 59 |  | Code |  | N | None |  | Complete | LF lamp and ballast: LF lamp: U6, 22 inch, 32W, 2575 lm, CRI = 75, rated life = 18000 hours (2): LF Ballast: Electronic, Instant Start, Normal LO (1); Total Watts = 59 | Elec | 2 | 0 | 0.9 | FALSE | FALSE | 2 | 0 | 0 | 64 | 0 | 0 | 1 | 0 | 0 | 21.92 | 0.161 | 19 | 116 | -11.27 | 0.74 | 1.18 | 31.59 | 17.19 | 0 | 0 | -10.14 | 22.084 | 0 | 0
LFLmpBlst-U6-22in-32w+El-IS-NLO(60w) | ED-NonDEER | U6-22in-32w | El-IS-NLO | None | 2 | 1 | 2 | 60 |  | Watts | 60 |  | Code |  | N | None |  | Complete | LF lamp and ballast: LF lamp: U6, 22 inch, 32W, 2575 lm, CRI = 75, rated life = 18000 hours (2): LF Ballast: Electronic, Instant Start, Normal LO (1); Total Watts = 60 | Elec | 2 | 0 | 0.9 | FALSE | FALSE | 2 | 0 | 0 | 64 | 0 | 0 | 1 | 0 | 0 | 21.92 | 0.161 | 19 | 116 | -11.27 | 0.74 | 1.18 | 31.59 | 17.19 | 0 | 0 | -10.14 | 22.084 | 0 | 0
LFLmpBlst-U6-22in-32w+El-IS-NLO+Refl(60w) | IOU-NonDEER | U6-22in-32w | El-IS-NLO | None | 2 | 1 | 2 | 60 |  | Watts | 60 |  | Code |  | N | Refl |  | Complete | LF lamp and ballast: LF lamp: U6, 22 inch, 32W, 2575 lm, CRI = 75, rated life = 18000 hours (2): LF Ballast: Electronic, Instant Start, Normal LO (1); Any type of reflector; Total Watts = 60 | Elec | 2 | 0 | 0.9 | FALSE | FALSE | 2 | 0 | 0 | 64 | 0 | 0 | 1 | 0 | 0 | 21.92 | 0.161 | 19 | 116 | -11.27 | 0.74 | 1.18 | 31.59 | 17.19 | 0 | 0 | -10.14 | 22.084 | 0 | 0
LFLmpBlst-U6-22in-32w+El-IS-RLO(52w) | IOU-NonDEER | U6-22in-32w | El-IS-RLO | None | 2 | 1 | 2 | 52 |  | Watts | 52 |  | Code |  | N | None |  | Complete | LF lamp and ballast: LF lamp: U6, 22 inch, 32W, 2575 lm, CRI = 75, rated life = 18000 hours (2): LF Ballast: Electronic, Instant Start, Reduced LO (1); Total Watts = 52 | Elec | 2 | 0 | 0.825 | FALSE | FALSE | 2 | 0 | 0 | 64 | 0 | 0 | 1 | 0 | 0 | 21.92 | 0.161 | 19 | 116 | -11.27 | 0.74 | 1.18 | 31.59 | 17.19 | 0 | 0 | -10.14 | 22.084 | 0 | 0
LFLmpBlst-U6-22in-34w+MagStd-IS-NLO(72w) | IOU-NonDEER | U6-22in-34w | MagStd-IS-NLO | None | 2 | 1 | 2 | 72 |  | Watts | 72 |  | PreExist |  | N | None |  | Complete | LF lamp and ballast: LF lamp: U6, 22 inch, 34W, 2575 lm, CRI = 75, rated life = 18000 hours (2): LF Ballast: Standard Magnetic (pre-EPACT), Instant Start, Normal LO (1); Total Watts = 72 | out of scope | 0 | 0 | 0.9 | FALSE | FALSE | 2 | 0 | 0 | 68 | 0 | 0 | 1 | 0 | 0

## MeasureCost
MeasCost Table for Import to the ex ante database
PA | MeasCostID | Description | NormUnit | Version | VersionSource | SourceDesc | Sector | UseCategory | UseSubCategory | TechGroup | TechType | TechID | BldgType | BldgVint | BldgLoc | CostQualifier | CostType | GenCost | LaborCost | MatlCost | InstallHrs | LaborRate | LocCostAdj | MeasAppType | DelivType | NumUses | StartDate | ExpiryDate | Status | ReviewStatus | Comment | NomCostValue | MatlCostConst | LaborCostConst | MinUnits | MaxUnits
Any | T5-22in-14w | <from TechID> | Lamp | DEER2016 | D16v3 | 2010-2012_WO017_Ex_Ante_Measure_Cost_Study_-_Final_Report | Res | Lighting | Any | Ltg_Lamp | LF_lamp | T5-22in-14w | Any | Any | Any | Any | Full |  |  | 8.99 |  |  | EL50 | ROBNC | Any | 0 | 2015-01-01 |  | Proposed | DEER | costs based on TechType_Ltg_CFL_MKT.xlsx (from Iton on 6/22/2015) | 0
Any | T5-22in-24w | <from TechID> | Lamp | DEER2016 | D16v3 | 2010-2012_WO017_Ex_Ante_Measure_Cost_Study_-_Final_Report | Res | Lighting | Any | Ltg_Lamp | LF_lamp | T5-22in-24w | Any | Any | Any | Any | Full |  |  | 8.11 |  |  | EL50 | ROBNC | Any | 0 | 2015-01-01 |  | Proposed | DEER | costs based on TechType_Ltg_CFL_MKT.xlsx (from Iton on 6/22/2015) | 0
Any | T5-34in-21w | <from TechID> | Lamp | DEER2016 | D16v3 | 2010-2012_WO017_Ex_Ante_Measure_Cost_Study_-_Final_Report | Res | Lighting | Any | Ltg_Lamp | LF_lamp | T5-34in-21w | Any | Any | Any | Any | Full |  |  | 10.29 |  |  | EL50 | ROBNC | Any | 0 | 2015-01-01 |  | Proposed | DEER | costs based on TechType_Ltg_CFL_MKT.xlsx (from Iton on 6/22/2015) | 0
Any | T5-34in-39w | <from TechID> | Lamp | DEER2016 | D16v3 | 2010-2012_WO017_Ex_Ante_Measure_Cost_Study_-_Final_Report | Res | Lighting | Any | Ltg_Lamp | LF_lamp | T5-34in-39w | Any | Any | Any | Any | Full |  |  | 9.71 |  |  | EL50 | ROBNC | Any | 0 | 2015-01-01 |  | Proposed | DEER | costs based on TechType_Ltg_CFL_MKT.xlsx (from Iton on 6/22/2015) | 0
Any | T5-46in-28w | <from TechID> | Lamp | DEER2016 | D16v3 | 2010-2012_WO017_Ex_Ante_Measure_Cost_Study_-_Final_Report | Res | Lighting | Any | Ltg_Lamp | LF_lamp | T5-46in-28w | Any | Any | Any | Any | Full |  |  | 10.67 |  |  | EL50 | ROBNC | Any | 0 | 2015-01-01 |  | Proposed | DEER | costs based on TechType_Ltg_CFL_MKT.xlsx (from Iton on 6/22/2015) | 0
Any | T5-46in-49w | <from TechID> | Lamp | DEER2016 | D16v3 | 2010-2012_WO017_Ex_Ante_Measure_Cost_Study_-_Final_Report | Res | Lighting | Any | Ltg_Lamp | LF_lamp | T5-46in-49w | Any | Any | Any | Any | Full |  |  | 9.96 |  |  | EL50 | ROBNC | Any | 0 | 2015-01-01 |  | Proposed | DEER | costs based on TechType_Ltg_CFL_MKT.xlsx (from Iton on 6/22/2015) | 0
Any | T5-46in-51w | <from TechID> | Lamp | DEER2016 | D16v3 | 2010-2012_WO017_Ex_Ante_Measure_Cost_Study_-_Final_Report | Res | Lighting | Any | Ltg_Lamp | LF_lamp | T5-46in-51w | Any | Any | Any | Any | Full |  |  | 9.69 |  |  | EL50 | ROBNC | Any | 0 | 2015-01-01 |  | Proposed | DEER | costs based on TechType_Ltg_CFL_MKT.xlsx (from Iton on 6/22/2015) | 0
Any | T5-46in-54w | <from TechID> | Lamp | DEER2016 | D16v3 | 2010-2012_WO017_Ex_Ante_Measure_Cost_Study_-_Final_Report | Res | Lighting | Any | Ltg_Lamp | LF_lamp | T5-46in-54w | Any | Any | Any | Any | Full |  |  | 10.19 |  |  | EL50 | ROBNC | Any | 0 | 2015-01-01 |  | Proposed | DEER | costs based on TechType_Ltg_CFL_MKT.xlsx (from Iton on 6/22/2015) | 0
Any | T5-58in-35w | <from TechID> | Lamp | DEER2016 | D16v3 | 2010-2012_WO017_Ex_Ante_Measure_Cost_Study_-_Final_Report | Res | Lighting | Any | Ltg_Lamp | LF_lamp | T5-58in-35w | Any | Any | Any | Any | Full |  |  | 10.81 |  |  | EL50 | ROBNC | Any | 0 | 2015-01-01 |  | Proposed | DEER | costs based on TechType_Ltg_CFL_MKT.xlsx (from Iton on 6/22/2015) | 0
Any | T8-48in-25w | <from TechID> | Lamp | DEER2016 | D16v3 | 2010-2012_WO017_Ex_Ante_Measure_Cost_Study_-_Final_Report | Res | Lighting | Any | Ltg_Lamp | LF_lamp | T8-48in-25w | Any | Any | Any | Any | Full |  |  | 8.06 |  |  | EL50 | ROBNC | Any | 0 | 2015-01-01 |  | Proposed | DEER | costs based on TechType_Ltg_CFL_MKT.xlsx (from Iton on 6/22/2015) | 0
Any | T8-48in-28w | <from TechID> | Lamp | DEER2016 | D16v3 | 2010-2012_WO017_Ex_Ante_Measure_Cost_Study_-_Final_Report | Res | Lighting | Any | Ltg_Lamp | LF_lamp | T8-48in-28w | Any | Any | Any | Any | Full |  |  | 6.37 |  |  | EL50 | ROBNC | Any | 0 | 2015-01-01 |  | Proposed | DEER | costs based on TechType_Ltg_CFL_MKT.xlsx (from Iton on 6/22/2015) | 0
Any | T8-48in-30w | <from TechID> | Lamp | DEER2016 | D16v3 | 2010-2012_WO017_Ex_Ante_Measure_Cost_Study_-_Final_Report | Res | Lighting | Any | Ltg_Lamp | LF_lamp | T8-48in-30w | Any | Any | Any | Any | Full |  |  | 5.46 |  |  | EL50 | ROBNC | Any | 0 | 2015-01-01 |  | Proposed | DEER | costs based on TechType_Ltg_CFL_MKT.xlsx (from Iton on 6/22/2015) | 0
Any | T8-48in-32w-1g | <from TechID> | Lamp | DEER2016 | D16v3 | 2010-2012_WO017_Ex_Ante_Measure_Cost_Study_-_Final_Report | Res | Lighting | Any | Ltg_Lamp | LF_lamp | T8-48in-32w-1g | Any | Any | Any | Any | Full |  |  | 2.65 |  |  | EL50 | ROBNC | Any | 0 | 2015-01-01 |  | Proposed | DEER | costs based on TechType_Ltg_CFL_MKT.xlsx (from Iton on 6/22/2015) | 0
Any | T8-48in-32w-2g | <from TechID> | Lamp | DEER2016 | D16v3 | 2010-2012_WO017_Ex_Ante_Measure_Cost_Study_-_Final_Report | Res | Lighting | Any | Ltg_Lamp | LF_lamp | T8-48in-32w-2g | Any | Any | Any | Any | Full |  |  | 3.67 |  |  | EL50 | ROBNC | Any | 0 | 2015-01-01 |  | Proposed | DEER | costs based on TechType_Ltg_CFL_MKT.xlsx (from Iton on 6/22/2015) | 0
Any | T8-48in-32w-3g | <from TechID> | Lamp | DEER2016 | D16v3 | 2010-2012_WO017_Ex_Ante_Measure_Cost_Study_-_Final_Report | Res | Lighting | Any | Ltg_Lamp | LF_lamp | T8-48in-32w-3g | Any | Any | Any | Any | Full |  |  | 4.43 |  |  | EL50 | ROBNC | Any | 0 | 2015-01-01 |  | Proposed | DEER | costs based on TechType_Ltg_CFL_MKT.xlsx (from Iton on 6/22/2015) | 0
Any | T8-96in-59w | <from TechID> | Lamp | DEER2016 | D16v3 | 2010-2012_WO017_Ex_Ante_Measure_Cost_Study_-_Final_Report | Res | Lighting | Any | Ltg_Lamp | LF_lamp | T8-96in-59w | Any | Any | Any | Any | Full |  |  | 9.69 |  |  | EL50 | ROBNC | Any | 0 | 2015-01-01 |  | Proposed | DEER | costs based on TechType_Ltg_CFL_MKT.xlsx (from Iton on 6/22/2015) | 0
Any | T8-96in-86w | <from TechID> | Lamp | DEER2016 | D16v3 | 2010-2012_WO017_Ex_Ante_Measure_Cost_Study_-_Final_Report | Res | Lighting | Any | Ltg_Lamp | LF_lamp | T8-96in-86w | Any | Any | Any | Any | Full |  |  | 22.75 |  |  | EL50 | ROBNC | Any | 0 | 2015-01-01 |  | Proposed | DEER | costs based on TechType_Ltg_CFL_MKT.xlsx (from Iton on 6/22/2015) | 0
Any | LFLmpBlst-T5-22in-14w+El-IS-NLO(34w) | <from TechID> | Fixture | DEER2016 | D16v3 | 2010-2012_WO017_Ex_Ante_Measure_Cost_Study_-_Final_Report | Res | Lighting | Any | Ltg_Lmp+Blst | LF_LmpBlst | LFLmpBlst-T5-22in-14w+El-IS-NLO(34w) | Any | Any | Any | Any | Full |  |  | 34.27 |  |  | EL50 | ROBNC | Any | 0 | 2015-01-01 |  | Proposed | DEER | costs based on TechType_Ltg_CFL_MKT.xlsx (from Iton on 6/22/2015) | 0
Any | LFLmpBlst-T5-22in-14w+El-PS-HLO(18w) | <from TechID> | Fixture | DEER2016 | D16v3 | 2010-2012_WO017_Ex_Ante_Measure_Cost_Study_-_Final_Report | Res | Lighting | Any | Ltg_Lmp+Blst | LF_LmpBlst | LFLmpBlst-T5-22in-14w+El-PS-HLO(18w) | Any | Any | Any | Any | Full |  |  | 40.21 |  |  | EL50 | ROBNC | Any | 0 | 2015-01-01 |  | Proposed | DEER | costs based on TechType_Ltg_CFL_MKT.xlsx (from Iton on 6/22/2015) | 0
Any | LFLmpBlst-T5-22in-14w+El-PS-HLO(34w) | <from TechID> | Fixture | DEER2016 | D16v3 | 2010-2012_WO017_Ex_Ante_Measure_Cost_Study_-_Final_Report | Res | Lighting | Any | Ltg_Lmp+Blst | LF_LmpBlst | LFLmpBlst-T5-22in-14w+El-PS-HLO(34w) | Any | Any | Any | Any | Full |  |  | 51.46 |  |  | EL50 | ROBNC | Any | 0 | 2015-01-01 |  | Proposed | DEER | costs based on TechType_Ltg_CFL_MKT.xlsx (from Iton on 6/22/2015) | 0
Any | LFLmpBlst-T5-22in-14w+El-PS-HLO(52w) | <from TechID> | Fixture | DEER2016 | D16v3 | 2010-2012_WO017_Ex_Ante_Measure_Cost_Study_-_Final_Report | Res | Lighting | Any | Ltg_Lmp+Blst | LF_LmpBlst | LFLmpBlst-T5-22in-14w+El-PS-HLO(52w) | Any | Any | Any | Any | Full |  |  | 91.67 |  |  | EL50 | ROBNC | Any | 0 | 2015-01-01 |  | Proposed | DEER | costs based on TechType_Ltg_CFL_MKT.xlsx (from Iton on 6/22/2015) | 0
Any | LFLmpBlst-T5-22in-14w+El-PS-HLO(68w) | <from TechID> | Fixture | DEER2016 | D16v3 | 2010-2012_WO017_Ex_Ante_Measure_Cost_Study_-_Final_Report | Res | Lighting | Any | Ltg_Lmp+Blst | LF_LmpBlst | LFLmpBlst-T5-22in-14w+El-PS-HLO(68w) | Any | Any | Any | Any | Full |  |  | 102.92 |  |  | EL50 | ROBNC | Any | 0 | 2015-01-01 |  | Proposed | DEER | costs based on TechType_Ltg_CFL_MKT.xlsx (from Iton on 6/22/2015) | 0
Any | LFLmpBlst-T5-22in-14w+El-PS-NLO(17w) | <from TechID> | Fixture | DEER2016 | D16v3 | 2010-2012_WO017_Ex_Ante_Measure_Cost_Study_-_Final_Report | Res | Lighting | Any | Ltg_Lmp+Blst | LF_LmpBlst | LFLmpBlst-T5-22in-14w+El-PS-NLO(17w) | Any | Any | Any | Any | Full |  |  | 40.21 |  |  | EL50 | ROBNC | Any | 0 | 2015-01-01 |  | Proposed | DEER | costs based on TechType_Ltg_CFL_MKT.xlsx (from Iton on 6/22/2015) | 0
Any | LFLmpBlst-T5-22in-14w+El-RS-HLO(34w) | <from TechID> | Fixture | DEER2016 | D16v3 | 2010-2012_WO017_Ex_Ante_Measure_Cost_Study_-_Final_Report | Res | Lighting | Any | Ltg_Lmp+Blst | LF_LmpBlst | LFLmpBlst-T5-22in-14w+El-RS-HLO(34w) | Any | Any | Any | Any | Full |  |  | 34.27 |  |  | EL50 | ROBNC | Any | 0 | 2015-01-01 |  | Proposed | DEER | costs based on TechType_Ltg_CFL_MKT.xlsx (from Iton on 6/22/2015) | 0
Any | LFLmpBlst-T5-22in-14w+El-RS-NLO(32w) | <from TechID> | Fixture | DEER2016 | D16v3 | 2010-2012_WO017_Ex_Ante_Measure_Cost_Study_-_Final_Report | Res | Lighting | Any | Ltg_Lmp+Blst | LF_LmpBlst | LFLmpBlst-T5-22in-14w+El-RS-NLO(32w) | Any | Any | Any | Any | Full |  |  | 34.27 |  |  | EL50 | ROBNC | Any | 0 | 2015-01-01 |  | Proposed | DEER | costs based on TechType_Ltg_CFL_MKT.xlsx (from Iton on 6/22/2015) | 0
Any | LFLmpBlst-T5-22in-24w+El-IS-NLO(34w) | <from TechID> | Fixture | DEER2016 | D16v3 | 2010-2012_WO017_Ex_Ante_Measure_Cost_Study_-_Final_Report | Res | Lighting | Any | Ltg_Lmp+Blst | LF_LmpBlst | LFLmpBlst-T5-22in-24w+El-IS-NLO(34w) | Any | Any | Any | Any | Full |  |  | 23.75 |  |  | EL50 | ROBNC | Any | 0 | 2015-01-01 |  | Proposed | DEER | costs based on TechType_Ltg_CFL_MKT.xlsx (from Iton on 6/22/2015) | 0
Any | LFLmpBlst-T5-22in-24w+El-PS-HLO(104w) | <from TechID> | Fixture | DEER2016 | D16v3 | 2010-2012_WO017_Ex_Ante_Measure_Cost_Study_-_Final_Report | Res | Lighting | Any | Ltg_Lmp+Blst | LF_LmpBlst | LFLmpBlst-T5-22in-24w+El-PS-HLO(104w) | Any | Any | Any | Any | Full |  |  | 105.84 |  |  | EL50 | ROBNC | Any | 0 | 2015-01-01 |  | Proposed | DEER | costs based on TechType_Ltg_CFL_MKT.xlsx (from Iton on 6/22/2015) | 0
Any | LFLmpBlst-T5-22in-24w+El-PS-HLO(27w) | <from TechID> | Fixture | DEER2016 | D16v3 | 2010-2012_WO017_Ex_Ante_Measure_Cost_Study_-_Final_Report | Res | Lighting | Any | Ltg_Lmp+Blst | LF_LmpBlst | LFLmpBlst-T5-22in-24w+El-PS-HLO(27w) | Any | Any | Any | Any | Full |  |  | 40.94 |  |  | EL50 | ROBNC | Any | 0 | 2015-01-01 |  | Proposed | DEER | costs based on TechType_Ltg_CFL_MKT.xlsx (from Iton on 6/22/2015) | 0
Any | LFLmpBlst-T5-22in-24w+El-PS-HLO(52w) | <from TechID> | Fixture | DEER2016 | D16v3 | 2010-2012_WO017_Ex_Ante_Measure_Cost_Study_-_Final_Report | Res | Lighting | Any | Ltg_Lmp+Blst | LF_LmpBlst | LFLmpBlst-T5-22in-24w+El-PS-HLO(52w) | Any | Any | Any | Any | Full |  |  | 52.92 |  |  | EL50 | ROBNC | Any | 0 | 2015-01-01 |  | Proposed | DEER | costs based on TechType_Ltg_CFL_MKT.xlsx (from Iton on 6/22/2015) | 0
Any | LFLmpBlst-T5-22in-24w+El-PS-HLO(79w) | <from TechID> | Fixture | DEER2016 | D16v3 | 2010-2012_WO017_Ex_Ante_Measure_Cost_Study_-_Final_Report | Res | Lighting | Any | Ltg_Lmp+Blst | LF_LmpBlst | LFLmpBlst-T5-22in-24w+El-PS-HLO(79w) | Any | Any | Any | Any | Full |  |  | 93.86 |  |  | EL50 | ROBNC | Any | 0 | 2015-01-01 |  | Proposed | DEER | costs based on TechType_Ltg_CFL_MKT.xlsx (from Iton on 6/22/2015) | 0
Any | LFLmpBlst-T5-34in-21w+El-IS-NLO(48w) | <from TechID> | Fixture | DEER2016 | D16v3 | 2010-2012_WO017_Ex_Ante_Measure_Cost_Study_-_Final_Report | Res | Lighting | Any | Ltg_Lmp+Blst | LF_LmpBlst | LFLmpBlst-T5-34in-21w+El-IS-NLO(48w) | Any | Any | Any | Any | Full |  |  | 39.12 |  |  | EL50 | ROBNC | Any | 0 | 2015-01-01 |  | Proposed | DEER | costs based on TechType_Ltg_CFL_MKT.xlsx (from Iton on 6/22/2015) | 0
Any | LFLmpBlst-T5-34in-21w+El-IS-RLO(24w) | <from TechID> | Fixture | DEER2016 | D16v3 | 2010-2012_WO017_Ex_Ante_Measure_Cost_Study_-_Final_Report | Res | Lighting | Any | Ltg_Lmp+Blst | LF_LmpBlst | LFLmpBlst-T5-34in-21w+El-IS-RLO(24w) | Any | Any | Any | Any | Full |  |  | 25.45 |  |  | EL50 | ROBNC | Any | 0 | 2015-01-01 |  | Proposed | DEER | costs based on TechType_Ltg_CFL_MKT.xlsx (from Iton on 6/22/2015) | 0
Any | LFLmpBlst-T5-34in-21w+El-IS-RLO(48w) | <from TechID> | Fixture | DEER2016 | D16v3 | 2010-2012_WO017_Ex_Ante_Measure_Cost_Study_-_Final_Report | Res | Lighting | Any | Ltg_Lmp+Blst | LF_LmpBlst | LFLmpBlst-T5-34in-21w+El-IS-RLO(48w) | Any | Any | Any | Any | Full |  |  | 39.12 |  |  | EL50 | ROBNC | Any | 0 | 2015-01-01 |  | Proposed | DEER | costs based on TechType_Ltg_CFL_MKT.xlsx (from Iton on 6/22/2015) | 0
Any | LFLmpBlst-T5-34in-21w+El-PS-HLO(25w) | <from TechID> | Fixture | DEER2016 | D16v3 | 2010-2012_WO017_Ex_Ante_Measure_Cost_Study_-_Final_Report | Res | Lighting | Any | Ltg_Lmp+Blst | LF_LmpBlst | LFLmpBlst-T5-34in-21w+El-PS-HLO(25w) | Any | Any | Any | Any | Full |  |  | 42.64 |  |  | EL50 | ROBNC | Any | 0 | 2015-01-01 |  | Proposed | DEER | costs based on TechType_Ltg_CFL_MKT.xlsx (from Iton on 6/22/2015) | 0
Any | LFLmpBlst-T5-34in-21w+El-PS-HLO(48w) | <from TechID> | Fixture | DEER2016 | D16v3 | 2010-2012_WO017_Ex_Ante_Measure_Cost_Study_-_Final_Report | Res | Lighting | Any | Ltg_Lmp+Blst | LF_LmpBlst | LFLmpBlst-T5-34in-21w+El-PS-HLO(48w) | Any | Any | Any | Any | Full |  |  | 56.31 |  |  | EL50 | ROBNC | Any | 0 | 2015-01-01 |  | Proposed | DEER | costs based on TechType_Ltg_CFL_MKT.xlsx (from Iton on 6/22/2015) | 0
Any | LFLmpBlst-T5-34in-21w+El-PS-HLO(73w) | <from TechID> | Fixture | DEER2016 | D16v3 | 2010-2012_WO017_Ex_Ante_Measure_Cost_Study_-_Final_Report | Res | Lighting | Any | Ltg_Lmp+Blst | LF_LmpBlst | LFLmpBlst-T5-34in-21w+El-PS-HLO(73w) | Any | Any | Any | Any | Full |  |  | 98.95 |  |  | EL50 | ROBNC | Any | 0 | 2015-01-01 |  | Proposed | DEER | costs based on TechType_Ltg_CFL_MKT.xlsx (from Iton on 6/22/2015) | 0
Any | LFLmpBlst-T5-34in-21w+El-PS-HLO(96w) | <from TechID> | Fixture | DEER2016 | D16v3 | 2010-2012_WO017_Ex_Ante_Measure_Cost_Study_-_Final_Report | Res | Lighting | Any | Ltg_Lmp+Blst | LF_LmpBlst | LFLmpBlst-T5-34in-21w+El-PS-HLO(96w) | Any | Any | Any | Any | Full |  |  | 112.62 |  |  | EL50 | ROBNC | Any | 0 | 2015-01-01 |  | Proposed | DEER | costs based on TechType_Ltg_CFL_MKT.xlsx (from Iton on 6/22/2015) | 0
Any | LFLmpBlst-T5-34in-39w+El-PS-HLO(127w) | <from TechID> | Fixture | DEER2016 | D16v3 | 2010-2012_WO017_Ex_Ante_Measure_Cost_Study_-_Final_Report | Res | Lighting | Any | Ltg_Lmp+Blst | LF_LmpBlst | LFLmpBlst-T5-34in-39w+El-PS-HLO(127w) | Any | Any | Any | Any | Full |  |  | 105.91 |  |  | EL50 | ROBNC | Any | 0 | 2015-01-01 |  | Proposed | DEER | costs based on TechType_Ltg_CFL_MKT.xlsx (from Iton on 6/22/2015) | 0
Any | LFLmpBlst-T5-34in-39w+El-PS-HLO(170w) | <from TechID> | Fixture | DEER2016 | D16v3 | 2010-2012_WO017_Ex_Ante_Measure_Cost_Study_-_Final_Report | Res | Lighting | Any | Ltg_Lmp+Blst | LF_LmpBlst | LFLmpBlst-T5-34in-39w+El-PS-HLO(170w) | Any | Any | Any | Any | Full |  |  | 121.9 |  |  | EL50 | ROBNC | Any | 0 | 2015-01-01 |  | Proposed | DEER | costs based on TechType_Ltg_CFL_MKT.xlsx (from Iton on 6/22/2015) | 0
Any | LFLmpBlst-T5-34in-39w+El-PS-HLO(255w) | <from TechID> | Fixture | DEER2016 | D16v3 | 2010-2012_WO017_Ex_Ante_Measure_Cost_Study_-_Final_Report | Res | Lighting | Any | Ltg_Lmp+Blst | LF_LmpBlst | LFLmpBlst-T5-34in-39w+El-PS-HLO(255w) | Any | Any | Any | Any | Full |  |  | 182.84 |  |  | EL50 | ROBNC | Any | 0 | 2015-01-01 |  | Proposed | DEER | costs based on TechType_Ltg_CFL_MKT.xlsx (from Iton on 6/22/2015) | 0
Any | LFLmpBlst-T5-34in-39w+El-PS-HLO(340w) | <from TechID> | Fixture | DEER2016 | D16v3 | 2010-2012_WO017_Ex_Ante_Measure_Cost_Study_-_Final_Report | Res | Lighting | Any | Ltg_Lmp+Blst | LF_LmpBlst | LFLmpBlst-T5-34in-39w+El-PS-HLO(340w) | Any | Any | Any | Any | Full |  |  | 243.79 |  |  | EL50 | ROBNC | Any | 0 | 2015-01-01 |  | Proposed | DEER | costs based on TechType_Ltg_CFL_MKT.xlsx (from Iton on 6/22/2015) | 0
Any | LFLmpBlst-T5-34in-39w+El-PS-HLO(42w) | <from TechID> | Fixture | DEER2016 | D16v3 | 2010-2012_WO017_Ex_Ante_Measure_Cost_Study_-_Final_Report | Res | Lighting | Any | Ltg_Lmp+Blst | LF_LmpBlst | LFLmpBlst-T5-34in-39w+El-PS-HLO(42w) | Any | Any | Any | Any | Full |  |  | 44.96 |  |  | EL50 | ROBNC | Any | 0 | 2015-01-01 |  | Proposed | DEER | costs based on TechType_Ltg_CFL_MKT.xlsx (from Iton on 6/22/2015) | 0
Any | LFLmpBlst-T5-34in-39w+El-PS-HLO(85w) | <from TechID> | Fixture | DEER2016 | D16v3 | 2010-2012_WO017_Ex_Ante_Measure_Cost_Study_-_Final_Report | Res | Lighting | Any | Ltg_Lmp+Blst | LF_LmpBlst | LFLmpBlst-T5-34in-39w+El-PS-HLO(85w) | Any | Any | Any | Any | Full |  |  | 60.95 |  |  | EL50 | ROBNC | Any | 0 | 2015-01-01 |  | Proposed | DEER | costs based on TechType_Ltg_CFL_MKT.xlsx (from Iton on 6/22/2015) | 0
Any | LFLmpBlst-T5-46in-28w+El-IS-NLO-Dim(72w) | <from TechID> | Fixture | DEER2016 | D16v3 | 2010-2012_WO017_Ex_Ante_Measure_Cost_Study_-_Final_Report | Res | Lighting | Any | Ltg_Lmp+Blst | LF_LmpBlst | LFLmpBlst-T5-46in-28w+El-IS-NLO-Dim(72w) | Any | Any | Any | Any | Full |  |  | 73.73 |  |  | EL50 | ROBNC | Any | 0 | 2015-01-01 |  | Proposed | DEER | costs based on TechType_Ltg_CFL_MKT.xlsx (from Iton on 6/22/2015) | 0
Any | LFLmpBlst-T5-46in-28w+El-IS-NLO(54w) | <from TechID> | Fixture | DEER2016 | D16v3 | 2010-2012_WO017_Ex_Ante_Measure_Cost_Study_-_Final_Report | Res | Lighting | Any | Ltg_Lmp+Blst | LF_LmpBlst | LFLmpBlst-T5-46in-28w+El-IS-NLO(54w) | Any | Any | Any | Any | Full |  |  | 84.27 |  |  | EL50 | ROBNC | Any | 0 | 2015-01-01 |  | Proposed | DEER | costs based on TechType_Ltg_CFL_MKT.xlsx (from Iton on 6/22/2015) | 0
Any | LFLmpBlst-T5-46in-28w+El-PS-HLO(128w) | <from TechID> | Fixture | DEER2016 | D16v3 | 2010-2012_WO017_Ex_Ante_Measure_Cost_Study_-_Final_Report | Res | Lighting | Any | Ltg_Lmp+Blst | LF_LmpBlst | LFLmpBlst-T5-46in-28w+El-PS-HLO(128w) | Any | Any | Any | Any | Full |  |  | 118.65 |  |  | EL50 | ROBNC | Any | 0 | 2015-01-01 |  | Proposed | DEER | costs based on TechType_Ltg_CFL_MKT.xlsx (from Iton on 6/22/2015) | 0
Any | LFLmpBlst-T5-46in-28w+El-PS-HLO(192w) | <from TechID> | Fixture | DEER2016 | D16v3 | 2010-2012_WO017_Ex_Ante_Measure_Cost_Study_-_Final_Report | Res | Lighting | Any | Ltg_Lmp+Blst | LF_LmpBlst | LFLmpBlst-T5-46in-28w+El-PS-HLO(192w) | Any | Any | Any | Any | Full |  |  | 177.98 |  |  | EL50 | ROBNC | Any | 0 | 2015-01-01 |  | Proposed | DEER | costs based on TechType_Ltg_CFL_MKT.xlsx (from Iton on 6/22/2015) | 0
Any | LFLmpBlst-T5-46in-28w+El-PS-HLO(256w) | <from TechID> | Fixture | DEER2016 | D16v3 | 2010-2012_WO017_Ex_Ante_Measure_Cost_Study_-_Final_Report | Res | Lighting | Any | Ltg_Lmp+Blst | LF_LmpBlst | LFLmpBlst-T5-46in-28w+El-PS-HLO(256w) | Any | Any | Any | Any | Full |  |  | 237.3 |  |  | EL50 | ROBNC | Any | 0 | 2015-01-01 |  | Proposed | DEER | costs based on TechType_Ltg_CFL_MKT.xlsx (from Iton on 6/22/2015) | 0
Any | LFLmpBlst-T5-46in-28w+El-PS-HLO(32w) | <from TechID> | Fixture | DEER2016 | D16v3 | 2010-2012_WO017_Ex_Ante_Measure_Cost_Study_-_Final_Report | Res | Lighting | Any | Ltg_Lmp+Blst | LF_LmpBlst | LFLmpBlst-T5-46in-28w+El-PS-HLO(32w) | Any | Any | Any | Any | Full |  |  | 29.66 |  |  | EL50 | ROBNC | Any | 0 | 2015-01-01 |  | Proposed | DEER | costs based on TechType_Ltg_CFL_MKT.xlsx (from Iton on 6/22/2015) | 0
Any | LFLmpBlst-T5-46in-28w+El-PS-HLO(33w) | <from TechID> | Fixture | DEER2016 | D16v3 | 2010-2012_WO017_Ex_Ante_Measure_Cost_Study_-_Final_Report | Res | Lighting | Any | Ltg_Lmp+Blst | LF_LmpBlst | LFLmpBlst-T5-46in-28w+El-PS-HLO(33w) | Any | Any | Any | Any | Full |  |  | 44.15 |  |  | EL50 | ROBNC | Any | 0 | 2015-01-01 |  | Proposed | DEER | costs based on TechType_Ltg_CFL_MKT.xlsx (from Iton on 6/22/2015) | 0
Any | LFLmpBlst-T5-46in-28w+El-PS-HLO(64w) | <from TechID> | Fixture | DEER2016 | D16v3 | 2010-2012_WO017_Ex_Ante_Measure_Cost_Study_-_Final_Report | Res | Lighting | Any | Ltg_Lmp+Blst | LF_LmpBlst | LFLmpBlst-T5-46in-28w+El-PS-HLO(64w) | Any | Any | Any | Any | Full |  |  | 59.33 |  |  | EL50 | ROBNC | Any | 0 | 2015-01-01 |  | Proposed | DEER | costs based on TechType_Ltg_CFL_MKT.xlsx (from Iton on 6/22/2015) | 0
Any | LFLmpBlst-T5-46in-28w+El-PS-HLO(97w) | <from TechID> | Fixture | DEER2016 | D16v3 | 2010-2012_WO017_Ex_Ante_Measure_Cost_Study_-_Final_Report | Res | Lighting | Any | Ltg_Lmp+Blst | LF_LmpBlst | LFLmpBlst-T5-46in-28w+El-PS-HLO(97w) | Any | Any | Any | Any | Full |  |  | 103.47 |  |  | EL50 | ROBNC | Any | 0 | 2015-01-01 |  | Proposed | DEER | costs based on TechType_Ltg_CFL_MKT.xlsx (from Iton on 6/22/2015) | 0
Any | LFLmpBlst-T5-46in-28w+El-PS-NLO(33w) | <from TechID> | Fixture | DEER2016 | D16v3 | 2010-2012_WO017_Ex_Ante_Measure_Cost_Study_-_Final_Report | Res | Lighting | Any | Ltg_Lmp+Blst | LF_LmpBlst | LFLmpBlst-T5-46in-28w+El-PS-NLO(33w) | Any | Any | Any | Any | Full |  |  | 44.15 |  |  | EL50 | ROBNC | Any | 0 | 2015-01-01 |  | Proposed | DEER | costs based on TechType_Ltg_CFL_MKT.xlsx (from Iton on 6/22/2015) | 0
Any | LFLmpBlst-T5-46in-28w+El-RS-HLO(64w) | <from TechID> | Fixture | DEER2016 | D16v3 | 2010-2012_WO017_Ex_Ante_Measure_Cost_Study_-_Final_Report | Res | Lighting | Any | Ltg_Lmp+Blst | LF_LmpBlst | LFLmpBlst-T5-46in-28w+El-RS-HLO(64w) | Any | Any | Any | Any | Full |  |  | 42.14 |  |  | EL50 | ROBNC | Any | 0 | 2015-01-01 |  | Proposed | DEER | costs based on TechType_Ltg_CFL_MKT.xlsx (from Iton on 6/22/2015) | 0
Any | LFLmpBlst-T5-46in-28w+El-RS-NLO(58w) | <from TechID> | Fixture | DEER2016 | D16v3 | 2010-2012_WO017_Ex_Ante_Measure_Cost_Study_-_Final_Report | Res | Lighting | Any | Ltg_Lmp+Blst | LF_LmpBlst | LFLmpBlst-T5-46in-28w+El-RS-NLO(58w) | Any | Any | Any | Any | Full |  |  | 42.14 |  |  | EL50 | ROBNC | Any | 0 | 2015-01-01 |  | Proposed | DEER | costs based on TechType_Ltg_CFL_MKT.xlsx (from Iton on 6/22/2015) | 0
Any | LFLmpBlst-T5-46in-49w+El-IS-HLO(106w) | <from TechID> | Fixture | DEER2016 | D16v3 | 2010-2012_WO017_Ex_Ante_Measure_Cost_Study_-_Final_Report | Res | Lighting | Any | Ltg_Lmp+Blst | LF_LmpBlst | LFLmpBlst-T5-46in-49w+El-IS-HLO(106w) | Any | Any | Any | Any | Full |  |  | 47.48 |  |  | EL50 | ROBNC | Any | 0 | 2015-01-01 |  | Proposed | DEER | costs based on TechType_Ltg_CFL_MKT.xlsx (from Iton on 6/22/2015) | 0
Any | LFLmpBlst-T5-46in-49w+El-IS-HLO(187w) | <from TechID> | Fixture | DEER2016 | D16v3 | 2010-2012_WO017_Ex_Ante_Measure_Cost_Study_-_Final_Report | Res | Lighting | Any | Ltg_Lmp+Blst | LF_LmpBlst | LFLmpBlst-T5-46in-49w+El-IS-HLO(187w) | Any | Any | Any | Any | Full |  |  | 65.33 |  |  | EL50 | ROBNC | Any | 0 | 2015-01-01 |  | Proposed | DEER | costs based on TechType_Ltg_CFL_MKT.xlsx (from Iton on 6/22/2015) | 0
Any | LFLmpBlst-T5-46in-49w+El-IS-HLO(234w) | <from TechID> | Fixture | DEER2016 | D16v3 | 2010-2012_WO017_Ex_Ante_Measure_Cost_Study_-_Final_Report | Res | Lighting | Any | Ltg_Lmp+Blst | LF_LmpBlst | LFLmpBlst-T5-46in-49w+El-IS-HLO(234w) | Any | Any | Any | Any | Full |  |  | 83.18 |  |  | EL50 | ROBNC | Any | 0 | 2015-01-01 |  | Proposed | DEER | costs based on TechType_Ltg_CFL_MKT.xlsx (from Iton on 6/22/2015) | 0
Any | LFLmpBlst-T5-46in-49w+El-IS-HLO(49w) | <from TechID> | Fixture | DEER2016 | D16v3 | 2010-2012_WO017_Ex_Ante_Measure_Cost_Study_-_Final_Report | Res | Lighting | Any | Ltg_Lmp+Blst | LF_LmpBlst | LFLmpBlst-T5-46in-49w+El-IS-HLO(49w) | Any | Any | Any | Any | Full |  |  | 29.63 |  |  | EL50 | ROBNC | Any | 0 | 2015-01-01 |  | Proposed | DEER | costs based on TechType_Ltg_CFL_MKT.xlsx (from Iton on 6/22/2015) | 0
Any | LFLmpBlst-T5-46in-49w+El-IS-NLO(106w) | <from TechID> | Fixture | DEER2016 | D16v3 | 2010-2012_WO017_Ex_Ante_Measure_Cost_Study_-_Final_Report | Res | Lighting | Any | Ltg_Lmp+Blst | LF_LmpBlst | LFLmpBlst-T5-46in-49w+El-IS-NLO(106w) | Any | Any | Any | Any | Full |  |  | 47.48 |  |  | EL50 | ROBNC | Any | 0 | 2015-01-01 |  | Proposed | DEER | costs based on TechType_Ltg_CFL_MKT.xlsx (from Iton on 6/22/2015) | 0
Any | LFLmpBlst-T5-46in-49w+El-IS-NLO(172w) | <from TechID> | Fixture | DEER2016 | D16v3 | 2010-2012_WO017_Ex_Ante_Measure_Cost_Study_-_Final_Report | Res | Lighting | Any | Ltg_Lmp+Blst | LF_LmpBlst | LFLmpBlst-T5-46in-49w+El-IS-NLO(172w) | Any | Any | Any | Any | Full |  |  | 65.33 |  |  | EL50 | ROBNC | Any | 0 | 2015-01-01 |  | Proposed | DEER | costs based on TechType_Ltg_CFL_MKT.xlsx (from Iton on 6/22/2015) | 0
Any | LFLmpBlst-T5-46in-49w+El-IS-NLO(214w) | <from TechID> | Fixture | DEER2016 | D16v3 | 2010-2012_WO017_Ex_Ante_Measure_Cost_Study_-_Final_Report | Res | Lighting | Any | Ltg_Lmp+Blst | LF_LmpBlst | LFLmpBlst-T5-46in-49w+El-IS-NLO(214w) | Any | Any | Any | Any | Full |  |  | 94.96 |  |  | EL50 | ROBNC | Any | 0 | 2015-01-01 |  | Proposed | DEER | costs based on TechType_Ltg_CFL_MKT.xlsx (from Iton on 6/22/2015) | 0
Any | LFLmpBlst-T5-46in-49w+El-IS-NLO(49.3w) | <from TechID> | Fixture | DEER2016 | D16v3 | 2010-2012_WO017_Ex_Ante_Measure_Cost_Study_-_Final_Report | Res | Lighting | Any | Ltg_Lmp+Blst | LF_LmpBlst | LFLmpBlst-T5-46in-49w+El-IS-NLO(49.3w) | Any | Any | Any | Any | Full |  |  | 29.63 |  |  | EL50 | ROBNC | Any | 0 | 2015-01-01 |  | Proposed | DEER | costs based on TechType_Ltg_CFL_MKT.xlsx (from Iton on 6/22/2015) | 0
Any | LFLmpBlst-T5-46in-49w+El-IS-NLO(49w) | <from TechID> | Fixture | DEER2016 | D16v3 | 2010-2012_WO017_Ex_Ante_Measure_Cost_Study_-_Final_Report | Res | Lighting | Any | Ltg_Lmp+Blst | LF_LmpBlst | LFLmpBlst-T5-46in-49w+El-IS-NLO(49w) | Any | Any | Any | Any | Full |  |  | 29.63 |  |  | EL50 | ROBNC | Any | 0 | 2015-01-01 |  | Proposed | DEER | costs based on TechType_Ltg_CFL_MKT.xlsx (from Iton on 6/22/2015) | 0
Any | LFLmpBlst-T5-46in-49w+El-IS-NLO(53w) | <from TechID> | Fixture | DEER2016 | D16v3 | 2010-2012_WO017_Ex_Ante_Measure_Cost_Study_-_Final_Report | Res | Lighting | Any | Ltg_Lmp+Blst | LF_LmpBlst | LFLmpBlst-T5-46in-49w+El-IS-NLO(53w) | Any | Any | Any | Any | Full |  |  | 23.74 |  |  | EL50 | ROBNC | Any | 0 | 2015-01-01 |  | Proposed | DEER | costs based on TechType_Ltg_CFL_MKT.xlsx (from Iton on 6/22/2015) | 0
Any | LFLmpBlst-T5-46in-51w+El-IS-HLO(109w) | <from TechID> | Fixture | DEER2016 | D16v3 | 2010-2012_WO017_Ex_Ante_Measure_Cost_Study_-_Final_Report | Res | Lighting | Any | Ltg_Lmp+Blst | LF_LmpBlst | LFLmpBlst-T5-46in-51w+El-IS-HLO(109w) | Any | Any | Any | Any | Full |  |  | 47.58 |  |  | EL50 | ROBNC | Any | 0 | 2015-01-01 |  | Proposed | DEER | costs based on TechType_Ltg_CFL_MKT.xlsx (from Iton on 6/22/2015) | 0
Any | LFLmpBlst-T5-46in-51w+El-IS-HLO(176w) | <from TechID> | Fixture | DEER2016 | D16v3 | 2010-2012_WO017_Ex_Ante_Measure_Cost_Study_-_Final_Report | Res | Lighting | Any | Ltg_Lmp+Blst | LF_LmpBlst | LFLmpBlst-T5-46in-51w+El-IS-HLO(176w) | Any | Any | Any | Any | Full |  |  | 65.48 |  |  | EL50 | ROBNC | Any | 0 | 2015-01-01 |  | Proposed | DEER | costs based on TechType_Ltg_CFL_MKT.xlsx (from Iton on 6/22/2015) | 0
Any | LFLmpBlst-T5-46in-51w+El-IS-HLO(234w) | <from TechID> | Fixture | DEER2016 | D16v3 | 2010-2012_WO017_Ex_Ante_Measure_Cost_Study_-_Final_Report | Res | Lighting | Any | Ltg_Lmp+Blst | LF_LmpBlst | LFLmpBlst-T5-46in-51w+El-IS-HLO(234w) | Any | Any | Any | Any | Full |  |  | 83.38 |  |  | EL50 | ROBNC | Any | 0 | 2015-01-01 |  | Proposed | DEER | costs based on TechType_Ltg_CFL_MKT.xlsx (from Iton on 6/22/2015) | 0
Any | LFLmpBlst-T5-46in-51w+El-IS-HLO(51w) | <from TechID> | Fixture | DEER2016 | D16v3 | 2010-2012_WO017_Ex_Ante_Measure_Cost_Study_-_Final_Report | Res | Lighting | Any | Ltg_Lmp+Blst | LF_LmpBlst | LFLmpBlst-T5-46in-51w+El-IS-HLO(51w) | Any | Any | Any | Any | Full |  |  | 29.68 |  |  | EL50 | ROBNC | Any | 0 | 2015-01-01 |  | Proposed | DEER | costs based on TechType_Ltg_CFL_MKT.xlsx (from Iton on 6/22/2015) | 0
Any | LFLmpBlst-T5-46in-51w+El-IS-NLO(109w) | <from TechID> | Fixture | DEER2016 | D16v3 | 2010-2012_WO017_Ex_Ante_Measure_Cost_Study_-_Final_Report | Res | Lighting | Any | Ltg_Lmp+Blst | LF_LmpBlst | LFLmpBlst-T5-46in-51w+El-IS-NLO(109w) | Any | Any | Any | Any | Full |  |  | 47.58 |  |  | EL50 | ROBNC | Any | 0 | 2015-01-01 |  | Proposed | DEER | costs based on TechType_Ltg_CFL_MKT.xlsx (from Iton on 6/22/2015) | 0
Any | LFLmpBlst-T5-46in-51w+El-IS-NLO(176w) | <from TechID> | Fixture | DEER2016 | D16v3 | 2010-2012_WO017_Ex_Ante_Measure_Cost_Study_-_Final_Report | Res | Lighting | Any | Ltg_Lmp+Blst | LF_LmpBlst | LFLmpBlst-T5-46in-51w+El-IS-NLO(176w) | Any | Any | Any | Any | Full |  |  | 65.48 |  |  | EL50 | ROBNC | Any | 0 | 2015-01-01 |  | Proposed | DEER | costs based on TechType_Ltg_CFL_MKT.xlsx (from Iton on 6/22/2015) | 0
Any | LFLmpBlst-T5-46in-51w+El-IS-NLO(218w) | <from TechID> | Fixture | DEER2016 | D16v3 | 2010-2012_WO017_Ex_Ante_Measure_Cost_Study_-_Final_Report | Res | Lighting | Any | Ltg_Lmp+Blst | LF_LmpBlst | LFLmpBlst-T5-46in-51w+El-IS-NLO(218w) | Any | Any | Any | Any | Full |  |  | 95.16 |  |  | EL50 | ROBNC | Any | 0 | 2015-01-01 |  | Proposed | DEER | costs based on TechType_Ltg_CFL_MKT.xlsx (from Iton on 6/22/2015) | 0
Any | LFLmpBlst-T5-46in-51w+El-IS-NLO(51w) | <from TechID> | Fixture | DEER2016 | D16v3 | 2010-2012_WO017_Ex_Ante_Measure_Cost_Study_-_Final_Report | Res | Lighting | Any | Ltg_Lmp+Blst | LF_LmpBlst | LFLmpBlst-T5-46in-51w+El-IS-NLO(51w) | Any | Any | Any | Any | Full |  |  | 29.68 |  |  | EL50 | ROBNC | Any | 0 | 2015-01-01 |  | Proposed | DEER | costs based on TechType_Ltg_CFL_MKT.xlsx (from Iton on 6/22/2015) | 0
Any | LFLmpBlst-T5-46in-54w+El-IS-HLO(116w) | <from TechID> | Fixture | DEER2016 | D16v3 | 2010-2012_WO017_Ex_Ante_Measure_Cost_Study_-_Final_Report | Res | Lighting | Any | Ltg_Lmp+Blst | LF_LmpBlst | LFLmpBlst-T5-46in-54w+El-IS-HLO(116w) | Any | Any | Any | Any | Full |  |  | 49.55 |  |  | EL50 | ROBNC | Any | 0 | 2015-01-01 |  | Proposed | DEER | costs based on TechType_Ltg_CFL_MKT.xlsx (from Iton on 6/22/2015) | 0
Any | LFLmpBlst-T5-46in-54w+El-IS-HLO(187w) | <from TechID> | Fixture | DEER2016 | D16v3 | 2010-2012_WO017_Ex_Ante_Measure_Cost_Study_-_Final_Report | Res | Lighting | Any | Ltg_Lmp+Blst | LF_LmpBlst | LFLmpBlst-T5-46in-54w+El-IS-HLO(187w) | Any | Any | Any | Any | Full |  |  | 68.43 |  |  | EL50 | ROBNC | Any | 0 | 2015-01-01 |  | Proposed | DEER | costs based on TechType_Ltg_CFL_MKT.xlsx (from Iton on 6/22/2015) | 0
Any | LFLmpBlst-T5-46in-54w+El-IS-HLO(234w) | <from TechID> | Fixture | DEER2016 | D16v3 | 2010-2012_WO017_Ex_Ante_Measure_Cost_Study_-_Final_Report | Res | Lighting | Any | Ltg_Lmp+Blst | LF_LmpBlst | LFLmpBlst-T5-46in-54w+El-IS-HLO(234w) | Any | Any | Any | Any | Full |  |  | 87.32 |  |  | EL50 | ROBNC | Any | 0 | 2015-01-01 |  | Proposed | DEER | costs based on TechType_Ltg_CFL_MKT.xlsx (from Iton on 6/22/2015) | 0
Any | LFLmpBlst-T5-46in-54w+El-IS-HLO(54w) | <from TechID> | Fixture | DEER2016 | D16v3 | 2010-2012_WO017_Ex_Ante_Measure_Cost_Study_-_Final_Report | Res | Lighting | Any | Ltg_Lmp+Blst | LF_LmpBlst | LFLmpBlst-T5-46in-54w+El-IS-HLO(54w) | Any | Any | Any | Any | Full |  |  | 30.66 |  |  | EL50 | ROBNC | Any | 0 | 2015-01-01 |  | Proposed | DEER | costs based on TechType_Ltg_CFL_MKT.xlsx (from Iton on 6/22/2015) | 0
Any | LFLmpBlst-T5-46in-54w+El-IS-NLO(109w) | <from TechID> | Fixture | DEER2016 | D16v3 | 2010-2012_WO017_Ex_Ante_Measure_Cost_Study_-_Final_Report | Res | Lighting | Any | Ltg_Lmp+Blst | LF_LmpBlst | LFLmpBlst-T5-46in-54w+El-IS-NLO(109w) | Any | Any | Any | Any | Full |  |  | 49.55 |  |  | EL50 | ROBNC | Any | 0 | 2015-01-01 |  | Proposed | DEER | costs based on TechType_Ltg_CFL_MKT.xlsx (from Iton on 6/22/2015) | 0
Any | LFLmpBlst-T5-46in-54w+El-IS-NLO(116w) | <from TechID> | Fixture | DEER2016 | D16v3 | 2010-2012_WO017_Ex_Ante_Measure_Cost_Study_-_Final_Report | Res | Lighting | Any | Ltg_Lmp+Blst | LF_LmpBlst | LFLmpBlst-T5-46in-54w+El-IS-NLO(116w) | Any | Any | Any | Any | Full |  |  | 49.55 |  |  | EL50 | ROBNC | Any | 0 | 2015-01-01 |  | Proposed | DEER | costs based on TechType_Ltg_CFL_MKT.xlsx (from Iton on 6/22/2015) | 0
Any | LFLmpBlst-T5-46in-54w+El-IS-NLO(54w) | <from TechID> | Fixture | DEER2016 | D16v3 | 2010-2012_WO017_Ex_Ante_Measure_Cost_Study_-_Final_Report | Res | Lighting | Any | Ltg_Lmp+Blst | LF_LmpBlst | LFLmpBlst-T5-46in-54w+El-IS-NLO(54w) | Any | Any | Any | Any | Full |  |  | 30.66 |  |  | EL50 | ROBNC | Any | 0 | 2015-01-01 |  | Proposed | DEER | costs based on TechType_Ltg_CFL_MKT.xlsx (from Iton on 6/22/2015) | 0
Any | LFLmpBlst-T5-46in-54w+El-IS-NLO(58w) | <from TechID> | Fixture | DEER2016 | D16v3 | 2010-2012_WO017_Ex_Ante_Measure_Cost_Study_-_Final_Report | Res | Lighting | Any | Ltg_Lmp+Blst | LF_LmpBlst | LFLmpBlst-T5-46in-54w+El-IS-NLO(58w) | Any | Any | Any | Any | Full |  |  | 34.96 |  |  | EL50 | ROBNC | Any | 0 | 2015-01-01 |  | Proposed | DEER | costs based on TechType_Ltg_CFL_MKT.xlsx (from Iton on 6/22/2015) | 0
Any | LFLmpBlst-T5-46in-54w+El-PS-HLO-1(179w) | <from TechID> | Fixture | DEER2016 | D16v3 | 2010-2012_WO017_Ex_Ante_Measure_Cost_Study_-_Final_Report | Res | Lighting | Any | Ltg_Lmp+Blst | LF_LmpBlst | LFLmpBlst-T5-46in-54w+El-PS-HLO-1(179w) | Any | Any | Any | Any | Full |  |  | 85.62 |  |  | EL50 | ROBNC | Any | 0 | 2015-01-01 |  | Proposed | DEER | costs based on TechType_Ltg_CFL_MKT.xlsx (from Iton on 6/22/2015) | 0
Any | LFLmpBlst-T5-46in-54w+El-PS-HLO-1(234w) | <from TechID> | Fixture | DEER2016 | D16v3 | 2010-2012_WO017_Ex_Ante_Measure_Cost_Study_-_Final_Report | Res | Lighting | Any | Ltg_Lmp+Blst | LF_LmpBlst | LFLmpBlst-T5-46in-54w+El-PS-HLO-1(234w) | Any | Any | Any | Any | Full |  |  | 104.51 |  |  | EL50 | ROBNC | Any | 0 | 2015-01-01 |  | Proposed | DEER | costs based on TechType_Ltg_CFL_MKT.xlsx (from Iton on 6/22/2015) | 0
Any | LFLmpBlst-T5-46in-54w+El-PS-HLO-1(351w) | <from TechID> | Fixture | DEER2016 | D16v3 | 2010-2012_WO017_Ex_Ante_Measure_Cost_Study_-_Final_Report | Res | Lighting | Any | Ltg_Lmp+Blst | LF_LmpBlst | LFLmpBlst-T5-46in-54w+El-PS-HLO-1(351w) | Any | Any | Any | Any | Full |  |  | 171.24 |  |  | EL50 | ROBNC | Any | 0 | 2015-01-01 |  | Proposed | DEER | costs based on TechType_Ltg_CFL_MKT.xlsx (from Iton on 6/22/2015) | 0
Any | LFLmpBlst-T5-46in-54w+El-PS-HLO-1(468w) | <from TechID> | Fixture | DEER2016 | D16v3 | 2010-2012_WO017_Ex_Ante_Measure_Cost_Study_-_Final_Report | Res | Lighting | Any | Ltg_Lmp+Blst | LF_LmpBlst | LFLmpBlst-T5-46in-54w+El-PS-HLO-1(468w) | Any | Any | Any | Any | Full |  |  | 209.01 |  |  | EL50 | ROBNC | Any | 0 | 2015-01-01 |  | Proposed | DEER | costs based on TechType_Ltg_CFL_MKT.xlsx (from Iton on 6/22/2015) | 0
Any | LFLmpBlst-T5-46in-54w+El-PS-HLO-2(179w) | <from TechID> | Fixture | DEER2016 | D16v3 | 2010-2012_WO017_Ex_Ante_Measure_Cost_Study_-_Final_Report | Res | Lighting | Any | Ltg_Lmp+Blst | LF_LmpBlst | LFLmpBlst-T5-46in-54w+El-PS-HLO-2(179w) | Any | Any | Any | Any | Full |  |  | 114.59 |  |  | EL50 | ROBNC | Any | 0 | 2015-01-01 |  | Proposed | DEER | costs based on TechType_Ltg_CFL_MKT.xlsx (from Iton on 6/22/2015) | 0
Any | LFLmpBlst-T5-46in-54w+El-PS-HLO-2(234w) | <from TechID> | Fixture | DEER2016 | D16v3 | 2010-2012_WO017_Ex_Ante_Measure_Cost_Study_-_Final_Report | Res | Lighting | Any | Ltg_Lmp+Blst | LF_LmpBlst | LFLmpBlst-T5-46in-54w+El-PS-HLO-2(234w) | Any | Any | Any | Any | Full |  |  | 133.48 |  |  | EL50 | ROBNC | Any | 0 | 2015-01-01 |  | Proposed | DEER | costs based on TechType_Ltg_CFL_MKT.xlsx (from Iton on 6/22/2015) | 0
Any | LFLmpBlst-T5-46in-54w+El-PS-HLO-2(351w) | <from TechID> | Fixture | DEER2016 | D16v3 | 2010-2012_WO017_Ex_Ante_Measure_Cost_Study_-_Final_Report | Res | Lighting | Any | Ltg_Lmp+Blst | LF_LmpBlst | LFLmpBlst-T5-46in-54w+El-PS-HLO-2(351w) | Any | Any | Any | Any | Full |  |  | 200.21 |  |  | EL50 | ROBNC | Any | 0 | 2015-01-01 |  | Proposed | DEER | costs based on TechType_Ltg_CFL_MKT.xlsx (from Iton on 6/22/2015) | 0
Any | LFLmpBlst-T5-46in-54w+El-PS-HLO-2(468w) | <from TechID> | Fixture | DEER2016 | D16v3 | 2010-2012_WO017_Ex_Ante_Measure_Cost_Study_-_Final_Report | Res | Lighting | Any | Ltg_Lmp+Blst | LF_LmpBlst | LFLmpBlst-T5-46in-54w+El-PS-HLO-2(468w) | Any | Any | Any | Any | Full |  |  | 266.95 |  |  | EL50 | ROBNC | Any | 0 | 2015-01-01 |  | Proposed | DEER | costs based on TechType_Ltg_CFL_MKT.xlsx (from Iton on 6/22/2015) | 0
Any | LFLmpBlst-T5-46in-54w+El-PS-HLO(117w) | <from TechID> | Fixture | DEER2016 | D16v3 | 2010-2012_WO017_Ex_Ante_Measure_Cost_Study_-_Final_Report | Res | Lighting | Any | Ltg_Lmp+Blst | LF_LmpBlst | LFLmpBlst-T5-46in-54w+El-PS-HLO(117w) | Any | Any | Any | Any | Full |  |  | 66.74 |  |  | EL50 | ROBNC | Any | 0 | 2015-01-01 |  | Proposed | DEER | costs based on TechType_Ltg_CFL_MKT.xlsx (from Iton on 6/22/2015) | 0
Any | LFLmpBlst-T5-46in-54w+El-PS-HLO(585w) | <from TechID> | Fixture | DEER2016 | D16v3 | 2010-2012_WO017_Ex_Ante_Measure_Cost_Study_-_Final_Report | Res | Lighting | Any | Ltg_Lmp+Blst | LF_LmpBlst | LFLmpBlst-T5-46in-54w+El-PS-HLO(585w) | Any | Any | Any | Any | Full |  |  | 275.75 |  |  | EL50 | ROBNC | Any | 0 | 2015-01-01 |  | Proposed | DEER | costs based on TechType_Ltg_CFL_MKT.xlsx (from Iton on 6/22/2015) | 0
Any | LFLmpBlst-T5-46in-54w+El-PS-HLO(59w) | <from TechID> | Fixture | DEER2016 | D16v3 | 2010-2012_WO017_Ex_Ante_Measure_Cost_Study_-_Final_Report | Res | Lighting | Any | Ltg_Lmp+Blst | LF_LmpBlst | LFLmpBlst-T5-46in-54w+El-PS-HLO(59w) | Any | Any | Any | Any | Full |  |  | 33.37 |  |  | EL50 | ROBNC | Any | 0 | 2015-01-01 |  | Proposed | DEER | costs based on TechType_Ltg_CFL_MKT.xlsx (from Iton on 6/22/2015) | 0
Any | LFLmpBlst-T5-46in-54w+El-PS-HLO(62w) | <from TechID> | Fixture | DEER2016 | D16v3 | 2010-2012_WO017_Ex_Ante_Measure_Cost_Study_-_Final_Report | Res | Lighting | Any | Ltg_Lmp+Blst | LF_LmpBlst | LFLmpBlst-T5-46in-54w+El-PS-HLO(62w) | Any | Any | Any | Any | Full |  |  | 47.85 |  |  | EL50 | ROBNC | Any | 0 | 2015-01-01 |  | Proposed | DEER | costs based on TechType_Ltg_CFL_MKT.xlsx (from Iton on 6/22/2015) | 0
Any | LFLmpBlst-T5-46in-54w+El-PS-NLO(116w) | <from TechID> | Fixture | DEER2016 | D16v3 | 2010-2012_WO017_Ex_Ante_Measure_Cost_Study_-_Final_Report | Res | Lighting | Any | Ltg_Lmp+Blst | LF_LmpBlst | LFLmpBlst-T5-46in-54w+El-PS-NLO(116w) | Any | Any | Any | Any | Full |  |  | 66.74 |  |  | EL50 | ROBNC | Any | 0 | 2015-01-01 |  | Proposed | DEER | costs based on TechType_Ltg_CFL_MKT.xlsx (from Iton on 6/22/2015) | 0
Any | LFLmpBlst-T5-46in-54w+El-PS-NLO(54w) | <from TechID> | Fixture | DEER2016 | D16v3 | 2010-2012_WO017_Ex_Ante_Measure_Cost_Study_-_Final_Report | Res | Lighting | Any | Ltg_Lmp+Blst | LF_LmpBlst | LFLmpBlst-T5-46in-54w+El-PS-NLO(54w) | Any | Any | Any | Any | Full |  |  | 47.85 |  |  | EL50 | ROBNC | Any | 0 | 2015-01-01 |  | Proposed | DEER | costs based on TechType_Ltg_CFL_MKT.xlsx (from Iton on 6/22/2015) | 0
Any | LFLmpBlst-T5-46in-54w+El-PS-NLO(59w) | <from TechID> | Fixture | DEER2016 | D16v3 | 2010-2012_WO017_Ex_Ante_Measure_Cost_Study_-_Final_Report | Res | Lighting | Any | Ltg_Lmp+Blst | LF_LmpBlst | LFLmpBlst-T5-46in-54w+El-PS-NLO(59w) | Any | Any | Any | Any | Full |  |  | 29.02 |  |  | EL50 | ROBNC | Any | 0 | 2015-01-01 |  | Proposed | DEER | costs based on TechType_Ltg_CFL_MKT.xlsx (from Iton on 6/22/2015) | 0
Any | LFLmpBlst-T5-58in-35w+El-PS-HLO(118w) | <from TechID> | Fixture | DEER2016 | D16v3 | 2010-2012_WO017_Ex_Ante_Measure_Cost_Study_-_Final_Report | Res | Lighting | Any | Ltg_Lmp+Blst | LF_LmpBlst | LFLmpBlst-T5-58in-35w+El-PS-HLO(118w) | Any | Any | Any | Any | Full |  |  | 107.28 |  |  | EL50 | ROBNC | Any | 0 | 2015-01-01 |  | Proposed | DEER | costs based on TechType_Ltg_CFL_MKT.xlsx (from Iton on 6/22/2015) | 0
Any | LFLmpBlst-T5-58in-35w+El-PS-HLO(156w) | <from TechID> | Fixture | DEER2016 | D16v3 | 2010-2012_WO017_Ex_Ante_Measure_Cost_Study_-_Final_Report | Res | Lighting | Any | Ltg_Lmp+Blst | LF_LmpBlst | LFLmpBlst-T5-58in-35w+El-PS-HLO(156w) | Any | Any | Any | Any | Full |  |  | 123.72 |  |  | EL50 | ROBNC | Any | 0 | 2015-01-01 |  | Proposed | DEER | costs based on TechType_Ltg_CFL_MKT.xlsx (from Iton on 6/22/2015) | 0
Any | LFLmpBlst-T5-58in-35w+El-PS-HLO(234w) | <from TechID> | Fixture | DEER2016 | D16v3 | 2010-2012_WO017_Ex_Ante_Measure_Cost_Study_-_Final_Report | Res | Lighting | Any | Ltg_Lmp+Blst | LF_LmpBlst | LFLmpBlst-T5-58in-35w+El-PS-HLO(234w) | Any | Any | Any | Any | Full |  |  | 185.58 |  |  | EL50 | ROBNC | Any | 0 | 2015-01-01 |  | Proposed | DEER | costs based on TechType_Ltg_CFL_MKT.xlsx (from Iton on 6/22/2015) | 0
Any | LFLmpBlst-T5-58in-35w+El-PS-HLO(312w) | <from TechID> | Fixture | DEER2016 | D16v3 | 2010-2012_WO017_Ex_Ante_Measure_Cost_Study_-_Final_Report | Res | Lighting | Any | Ltg_Lmp+Blst | LF_LmpBlst | LFLmpBlst-T5-58in-35w+El-PS-HLO(312w) | Any | Any | Any | Any | Full |  |  | 247.44 |  |  | EL50 | ROBNC | Any | 0 | 2015-01-01 |  | Proposed | DEER | costs based on TechType_Ltg_CFL_MKT.xlsx (from Iton on 6/22/2015) | 0
Any | LFLmpBlst-T5-58in-35w+El-PS-HLO(40w) | <from TechID> | Fixture | DEER2016 | D16v3 | 2010-2012_WO017_Ex_Ante_Measure_Cost_Study_-_Final_Report | Res | Lighting | Any | Ltg_Lmp+Blst | LF_LmpBlst | LFLmpBlst-T5-58in-35w+El-PS-HLO(40w) | Any | Any | Any | Any | Full |  |  | 45.42 |  |  | EL50 | ROBNC | Any | 0 | 2015-01-01 |  | Proposed | DEER | costs based on TechType_Ltg_CFL_MKT.xlsx (from Iton on 6/22/2015) | 0
Any | LFLmpBlst-T5-58in-35w+El-PS-HLO(78w) | <from TechID> | Fixture | DEER2016 | D16v3 | 2010-2012_WO017_Ex_Ante_Measure_Cost_Study_-_Final_Report | Res | Lighting | Any | Ltg_Lmp+Blst | LF_LmpBlst | LFLmpBlst-T5-58in-35w+El-PS-HLO(78w) | Any | Any | Any | Any | Full |  |  | 61.86 |  |  | EL50 | ROBNC | Any | 0 | 2015-01-01 |  | Proposed | DEER | costs based on TechType_Ltg_CFL_MKT.xlsx (from Iton on 6/22/2015) | 0
Any | LFLmpBlst-T8-48in-25w+El-IS-HLO(112w) | <from TechID> | Fixture | DEER2016 | D16v3 | 2010-2012_WO017_Ex_Ante_Measure_Cost_Study_-_Final_Report | Res | Lighting | Any | Ltg_Lmp+Blst | LF_LmpBlst | LFLmpBlst-T8-48in-25w+El-IS-HLO(112w) | Any | Any | Any | Any | Full |  |  | 71.9 |  |  | EL50 | ROBNC | Any | 0 | 2015-01-01 |  | Proposed | DEER | costs based on TechType_Ltg_CFL_MKT.xlsx (from Iton on 6/22/2015) | 0
Any | LFLmpBlst-T8-48in-25w+El-IS-HLO(113w) | <from TechID> | Fixture | DEER2016 | D16v3 | 2010-2012_WO017_Ex_Ante_Measure_Cost_Study_-_Final_Report | Res | Lighting | Any | Ltg_Lmp+Blst | LF_LmpBlst | LFLmpBlst-T8-48in-25w+El-IS-HLO(113w) | Any | Any | Any | Any | Full |  |  | 60.12 |  |  | EL50 | ROBNC | Any | 0 | 2015-01-01 |  | Proposed | DEER | costs based on TechType_Ltg_CFL_MKT.xlsx (from Iton on 6/22/2015) | 0
Any | LFLmpBlst-T8-48in-25w+El-IS-HLO(30w) | <from TechID> | Fixture | DEER2016 | D16v3 | 2010-2012_WO017_Ex_Ante_Measure_Cost_Study_-_Final_Report | Res | Lighting | Any | Ltg_Lmp+Blst | LF_LmpBlst | LFLmpBlst-T8-48in-25w+El-IS-HLO(30w) | Any | Any | Any | Any | Full |  |  | 23.87 |  |  | EL50 | ROBNC | Any | 0 | 2015-01-01 |  | Proposed | DEER | costs based on TechType_Ltg_CFL_MKT.xlsx (from Iton on 6/22/2015) | 0
Any | LFLmpBlst-T8-48in-25w+El-IS-HLO(56w) | <from TechID> | Fixture | DEER2016 | D16v3 | 2010-2012_WO017_Ex_Ante_Measure_Cost_Study_-_Final_Report | Res | Lighting | Any | Ltg_Lmp+Blst | LF_LmpBlst | LFLmpBlst-T8-48in-25w+El-IS-HLO(56w) | Any | Any | Any | Any | Full |  |  | 35.95 |  |  | EL50 | ROBNC | Any | 0 | 2015-01-01 |  | Proposed | DEER | costs based on TechType_Ltg_CFL_MKT.xlsx (from Iton on 6/22/2015) | 0
Any | LFLmpBlst-T8-48in-25w+El-IS-HLO(84w) | <from TechID> | Fixture | DEER2016 | D16v3 | 2010-2012_WO017_Ex_Ante_Measure_Cost_Study_-_Final_Report | Res | Lighting | Any | Ltg_Lmp+Blst | LF_LmpBlst | LFLmpBlst-T8-48in-25w+El-IS-HLO(84w) | Any | Any | Any | Any | Full |  |  | 53.93 |  |  | EL50 | ROBNC | Any | 0 | 2015-01-01 |  | Proposed | DEER | costs based on TechType_Ltg_CFL_MKT.xlsx (from Iton on 6/22/2015) | 0
Any | LFLmpBlst-T8-48in-25w+El-IS-HLO(86w) | <from TechID> | Fixture | DEER2016 | D16v3 | 2010-2012_WO017_Ex_Ante_Measure_Cost_Study_-_Final_Report | Res | Lighting | Any | Ltg_Lmp+Blst | LF_LmpBlst | LFLmpBlst-T8-48in-25w+El-IS-HLO(86w) | Any | Any | Any | Any | Full |  |  | 59.82 |  |  | EL50 | ROBNC | Any | 0 | 2015-01-01 |  | Proposed | DEER | costs based on TechType_Ltg_CFL_MKT.xlsx (from Iton on 6/22/2015) | 0
Any | LFLmpBlst-T8-48in-25w+El-IS-HLO(88w) | <from TechID> | Fixture | DEER2016 | D16v3 | 2010-2012_WO017_Ex_Ante_Measure_Cost_Study_-_Final_Report | Res | Lighting | Any | Ltg_Lmp+Blst | LF_LmpBlst | LFLmpBlst-T8-48in-25w+El-IS-HLO(88w) | Any | Any | Any | Any | Full |  |  | 48.04 |  |  | EL50 | ROBNC | Any | 0 | 2015-01-01 |  | Proposed | DEER | costs based on TechType_Ltg_CFL_MKT.xlsx (from Iton on 6/22/2015) | 0
Any | LFLmpBlst-T8-48in-25w+El-IS-NLO-1(66w) | <from TechID> | Fixture | DEER2016 | D16v3 | 2010-2012_WO017_Ex_Ante_Measure_Cost_Study_-_Final_Report | Res | Lighting | Any | Ltg_Lmp+Blst | LF_LmpBlst | LFLmpBlst-T8-48in-25w+El-IS-NLO-1(66w) | Any | Any | Any | Any | Full |  |  | 48.04 |  |  | EL50 | ROBNC | Any | 0 | 2015-01-01 |  | Proposed | DEER | costs based on TechType_Ltg_CFL_MKT.xlsx (from Iton on 6/22/2015) | 0
Any | LFLmpBlst-T8-48in-25w+El-IS-NLO-2(66w) | <from TechID> | Fixture | DEER2016 | D16v3 | 2010-2012_WO017_Ex_Ante_Measure_Cost_Study_-_Final_Report | Res | Lighting | Any | Ltg_Lmp+Blst | LF_LmpBlst | LFLmpBlst-T8-48in-25w+El-IS-NLO-2(66w) | Any | Any | Any | Any | Full |  |  | 53.93 |  |  | EL50 | ROBNC | Any | 0 | 2015-01-01 |  | Proposed | DEER | costs based on TechType_Ltg_CFL_MKT.xlsx (from Iton on 6/22/2015) | 0
Any | LFLmpBlst-T8-48in-25w+El-IS-NLO(23w) | <from TechID> | Fixture | DEER2016 | D16v3 | 2010-2012_WO017_Ex_Ante_Measure_Cost_Study_-_Final_Report | Res | Lighting | Any | Ltg_Lmp+Blst | LF_LmpBlst | LFLmpBlst-T8-48in-25w+El-IS-NLO(23w) | Any | Any | Any | Any | Full |  |  | 17.98 |  |  | EL50 | ROBNC | Any | 0 | 2015-01-01 |  | Proposed | DEER | costs based on TechType_Ltg_CFL_MKT.xlsx (from Iton on 6/22/2015) | 0
Any | LFLmpBlst-T8-48in-25w+El-IS-NLO(25w) | <from TechID> | Fixture | DEER2016 | D16v3 | 2010-2012_WO017_Ex_Ante_Measure_Cost_Study_-_Final_Report | Res | Lighting | Any | Ltg_Lmp+Blst | LF_LmpBlst | LFLmpBlst-T8-48in-25w+El-IS-NLO(25w) | Any | Any | Any | Any | Full |  |  | 23.87 |  |  | EL50 | ROBNC | Any | 0 | 2015-01-01 |  | Proposed | DEER | costs based on TechType_Ltg_CFL_MKT.xlsx (from Iton on 6/22/2015) | 0
Any | LFLmpBlst-T8-48in-25w+El-IS-NLO(26w) | <from TechID> | Fixture | DEER2016 | D16v3 | 2010-2012_WO017_Ex_Ante_Measure_Cost_Study_-_Final_Report | Res | Lighting | Any | Ltg_Lmp+Blst | LF_LmpBlst | LFLmpBlst-T8-48in-25w+El-IS-NLO(26w) | Any | Any | Any | Any | Full |  |  | 23.87 |  |  | EL50 | ROBNC | Any | 0 | 2015-01-01 |  | Proposed | DEER | costs based on TechType_Ltg_CFL_MKT.xlsx (from Iton on 6/22/2015) | 0
Any | LFLmpBlst-T8-48in-25w+El-IS-NLO(27.7w) | <from TechID> | Fixture | DEER2016 | D16v3 | 2010-2012_WO017_Ex_Ante_Measure_Cost_Study_-_Final_Report | Res | Lighting | Any | Ltg_Lmp+Blst | LF_LmpBlst | LFLmpBlst-T8-48in-25w+El-IS-NLO(27.7w) | Any | Any | Any | Any | Full |  |  | 23.87 |  |  | EL50 | ROBNC | Any | 0 | 2015-01-01 |  | Proposed | DEER | costs based on TechType_Ltg_CFL_MKT.xlsx (from Iton on 6/22/2015) | 0
Any | LFLmpBlst-T8-48in-25w+El-IS-NLO(27w) | <from TechID> | Fixture | DEER2016 | D16v3 | 2010-2012_WO017_Ex_Ante_Measure_Cost_Study_-_Final_Report | Res | Lighting | Any | Ltg_Lmp+Blst | LF_LmpBlst | LFLmpBlst-T8-48in-25w+El-IS-NLO(27w) | Any | Any | Any | Any | Full |  |  | 23.87 |  |  | EL50 | ROBNC | Any | 0 | 2015-01-01 |  | Proposed | DEER | costs based on TechType_Ltg_CFL_MKT.xlsx (from Iton on 6/22/2015) | 0
Any | LFLmpBlst-T8-48in-25w+El-IS-NLO(28w) | <from TechID> | Fixture | DEER2016 | D16v3 | 2010-2012_WO017_Ex_Ante_Measure_Cost_Study_-_Final_Report | Res | Lighting | Any | Ltg_Lmp+Blst | LF_LmpBlst | LFLmpBlst-T8-48in-25w+El-IS-NLO(28w) | Any | Any | Any | Any | Full |  |  | 15.03 |  |  | EL50 | ROBNC | Any | 0 | 2015-01-01 |  | Proposed | DEER | costs based on TechType_Ltg_CFL_MKT.xlsx (from Iton on 6/22/2015) | 0
Any | LFLmpBlst-T8-48in-25w+El-IS-NLO(45w) | <from TechID> | Fixture | DEER2016 | D16v3 | 2010-2012_WO017_Ex_Ante_Measure_Cost_Study_-_Final_Report | Res | Lighting | Any | Ltg_Lmp+Blst | LF_LmpBlst | LFLmpBlst-T8-48in-25w+El-IS-NLO(45w) | Any | Any | Any | Any | Full |  |  | 35.95 |  |  | EL50 | ROBNC | Any | 0 | 2015-01-01 |  | Proposed | DEER | costs based on TechType_Ltg_CFL_MKT.xlsx (from Iton on 6/22/2015) | 0
Any | LFLmpBlst-T8-48in-25w+El-IS-NLO(67w) | <from TechID> | Fixture | DEER2016 | D16v3 | 2010-2012_WO017_Ex_Ante_Measure_Cost_Study_-_Final_Report | Res | Lighting | Any | Ltg_Lmp+Blst | LF_LmpBlst | LFLmpBlst-T8-48in-25w+El-IS-NLO(67w) | Any | Any | Any | Any | Full |  |  | 59.82 |  |  | EL50 | ROBNC | Any | 0 | 2015-01-01 |  | Proposed | DEER | costs based on TechType_Ltg_CFL_MKT.xlsx (from Iton on 6/22/2015) | 0
Any | LFLmpBlst-T8-48in-25w+El-IS-NLO(68w) | <from TechID> | Fixture | DEER2016 | D16v3 | 2010-2012_WO017_Ex_Ante_Measure_Cost_Study_-_Final_Report | Res | Lighting | Any | Ltg_Lmp+Blst | LF_LmpBlst | LFLmpBlst-T8-48in-25w+El-IS-NLO(68w) | Any | Any | Any | Any | Full |  |  | 48.04 |  |  | EL50 | ROBNC | Any | 0 | 2015-01-01 |  | Proposed | DEER | costs based on TechType_Ltg_CFL_MKT.xlsx (from Iton on 6/22/2015) | 0
Any | LFLmpBlst-T8-48in-25w+El-IS-NLO(87w) | <from TechID> | Fixture | DEER2016 | D16v3 | 2010-2012_WO017_Ex_Ante_Measure_Cost_Study_-_Final_Report | Res | Lighting | Any | Ltg_Lmp+Blst | LF_LmpBlst | LFLmpBlst-T8-48in-25w+El-IS-NLO(87w) | Any | Any | Any | Any | Full |  |  | 60.12 |  |  | EL50 | ROBNC | Any | 0 | 2015-01-01 |  | Proposed | DEER | costs based on TechType_Ltg_CFL_MKT.xlsx (from Iton on 6/22/2015) | 0
Any | LFLmpBlst-T8-48in-25w+El-IS-NLO(88w) | <from TechID> | Fixture | DEER2016 | D16v3 | 2010-2012_WO017_Ex_Ante_Measure_Cost_Study_-_Final_Report | Res | Lighting | Any | Ltg_Lmp+Blst | LF_LmpBlst | LFLmpBlst-T8-48in-25w+El-IS-NLO(88w) | Any | Any | Any | Any | Full |  |  | 71.9 |  |  | EL50 | ROBNC | Any | 0 | 2015-01-01 |  | Proposed | DEER | costs based on TechType_Ltg_CFL_MKT.xlsx (from Iton on 6/22/2015) | 0
Any | LFLmpBlst-T8-48in-25w+El-IS-NLO(90w) | <from TechID> | Fixture | DEER2016 | D16v3 | 2010-2012_WO017_Ex_Ante_Measure_Cost_Study_-_Final_Report | Res | Lighting | Any | Ltg_Lmp+Blst | LF_LmpBlst | LFLmpBlst-T8-48in-25w+El-IS-NLO(90w) | Any | Any | Any | Any | Full |  |  | 60.12 |  |  | EL50 | ROBNC | Any | 0 | 2015-01-01 |  | Proposed | DEER | costs based on TechType_Ltg_CFL_MKT.xlsx (from Iton on 6/22/2015) | 0
Any | LFLmpBlst-T8-48in-25w+El-IS-RLO-1(58w) | <from TechID> | Fixture | DEER2016 | D16v3 | 2010-2012_WO017_Ex_Ante_Measure_Cost_Study_-_Final_Report | Res | Lighting | Any | Ltg_Lmp+Blst | LF_LmpBlst | LFLmpBlst-T8-48in-25w+El-IS-RLO-1(58w) | Any | Any | Any | Any | Full |  |  | 48.04 |  |  | EL50 | ROBNC | Any | 0 | 2015-01-01 |  | Proposed | DEER | costs based on TechType_Ltg_CFL_MKT.xlsx (from Iton on 6/22/2015) | 0
Any | LFLmpBlst-T8-48in-25w+El-IS-RLO-1(76w) | <from TechID> | Fixture | DEER2016 | D16v3 | 2010-2012_WO017_Ex_Ante_Measure_Cost_Study_-_Final_Report | Res | Lighting | Any | Ltg_Lmp+Blst | LF_LmpBlst | LFLmpBlst-T8-48in-25w+El-IS-RLO-1(76w) | Any | Any | Any | Any | Full |  |  | 60.12 |  |  | EL50 | ROBNC | Any | 0 | 2015-01-01 |  | Proposed | DEER | costs based on TechType_Ltg_CFL_MKT.xlsx (from Iton on 6/22/2015) | 0
Any | LFLmpBlst-T8-48in-25w+El-IS-RLO-2(58w) | <from TechID> | Fixture | DEER2016 | D16v3 | 2010-2012_WO017_Ex_Ante_Measure_Cost_Study_-_Final_Report | Res | Lighting | Any | Ltg_Lmp+Blst | LF_LmpBlst | LFLmpBlst-T8-48in-25w+El-IS-RLO-2(58w) | Any | Any | Any | Any | Full |  |  | 59.82 |  |  | EL50 | ROBNC | Any | 0 | 2015-01-01 |  | Proposed | DEER | costs based on TechType_Ltg_CFL_MKT.xlsx (from Iton on 6/22/2015) | 0
Any | LFLmpBlst-T8-48in-25w+El-IS-RLO-2(76w) | <from TechID> | Fixture | DEER2016 | D16v3 | 2010-2012_WO017_Ex_Ante_Measure_Cost_Study_-_Final_Report | Res | Lighting | Any | Ltg_Lmp+Blst | LF_LmpBlst | LFLmpBlst-T8-48in-25w+El-IS-RLO-2(76w) | Any | Any | Any | Any | Full |  |  | 71.9 |  |  | EL50 | ROBNC | Any | 0 | 2015-01-01 |  | Proposed | DEER | costs based on TechType_Ltg_CFL_MKT.xlsx (from Iton on 6/22/2015) | 0
Any | LFLmpBlst-T8-48in-25w+El-IS-RLO(20w) | <from TechID> | Fixture | DEER2016 | D16v3 | 2010-2012_WO017_Ex_Ante_Measure_Cost_Study_-_Final_Report | Res | Lighting | Any | Ltg_Lmp+Blst | LF_LmpBlst | LFLmpBlst-T8-48in-25w+El-IS-RLO(20w) | Any | Any | Any | Any | Full |  |  | 23.87 |  |  | EL50 | ROBNC | Any | 0 | 2015-01-01 |  | Proposed | DEER | costs based on TechType_Ltg_CFL_MKT.xlsx (from Iton on 6/22/2015) | 0
Any | LFLmpBlst-T8-48in-25w+El-IS-RLO(22w) | <from TechID> | Fixture | DEER2016 | D16v3 | 2010-2012_WO017_Ex_Ante_Measure_Cost_Study_-_Final_Report | Res | Lighting | Any | Ltg_Lmp+Blst | LF_LmpBlst | LFLmpBlst-T8-48in-25w+El-IS-RLO(22w) | Any | Any | Any | Any | Full |  |  | 23.87 |  |  | EL50 | ROBNC | Any | 0 | 2015-01-01 |  | Proposed | DEER | costs based on TechType_Ltg_CFL_MKT.xlsx (from Iton on 6/22/2015) | 0
Any | LFLmpBlst-T8-48in-25w+El-IS-RLO(38w) | <from TechID> | Fixture | DEER2016 | D16v3 | 2010-2012_WO017_Ex_Ante_Measure_Cost_Study_-_Final_Report | Res | Lighting | Any | Ltg_Lmp+Blst | LF_LmpBlst | LFLmpBlst-T8-48in-25w+El-IS-RLO(38w) | Any | Any | Any | Any | Full |  |  | 35.95 |  |  | EL50 | ROBNC | Any | 0 | 2015-01-01 |  | Proposed | DEER | costs based on TechType_Ltg_CFL_MKT.xlsx (from Iton on 6/22/2015) | 0
Any | LFLmpBlst-T8-48in-25w+El-IS-RLO(44w) | <from TechID> | Fixture | DEER2016 | D16v3 | 2010-2012_WO017_Ex_Ante_Measure_Cost_Study_-_Final_Report | Res | Lighting | Any | Ltg_Lmp+Blst | LF_LmpBlst | LFLmpBlst-T8-48in-25w+El-IS-RLO(44w) | Any | Any | Any | Any | Full |  |  | 35.95 |  |  | EL50 | ROBNC | Any | 0 | 2015-01-01 |  | Proposed | DEER | costs based on TechType_Ltg_CFL_MKT.xlsx (from Iton on 6/22/2015) | 0
Any | LFLmpBlst-T8-48in-25w+El-IS-RLO(57w) | <from TechID> | Fixture | DEER2016 | D16v3 | 2010-2012_WO017_Ex_Ante_Measure_Cost_Study_-_Final_Report | Res | Lighting | Any | Ltg_Lmp+Blst | LF_LmpBlst | LFLmpBlst-T8-48in-25w+El-IS-RLO(57w) | Any | Any | Any | Any | Full |  |  | 53.93 |  |  | EL50 | ROBNC | Any | 0 | 2015-01-01 |  | Proposed | DEER | costs based on TechType_Ltg_CFL_MKT.xlsx (from Iton on 6/22/2015) | 0
Any | LFLmpBlst-T8-48in-25w+El-IS-RLO(66w) | <from TechID> | Fixture | DEER2016 | D16v3 | 2010-2012_WO017_Ex_Ante_Measure_Cost_Study_-_Final_Report | Res | Lighting | Any | Ltg_Lmp+Blst | LF_LmpBlst | LFLmpBlst-T8-48in-25w+El-IS-RLO(66w) | Any | Any | Any | Any | Full |  |  | 48.04 |  |  | EL50 | ROBNC | Any | 0 | 2015-01-01 |  | Proposed | DEER | costs based on TechType_Ltg_CFL_MKT.xlsx (from Iton on 6/22/2015) | 0
Any | LFLmpBlst-T8-48in-25w+El-IS-RLO(90w) | <from TechID> | Fixture | DEER2016 | D16v3 | 2010-2012_WO017_Ex_Ante_Measure_Cost_Study_-_Final_Report | Res | Lighting | Any | Ltg_Lmp+Blst | LF_LmpBlst | LFLmpBlst-T8-48in-25w+El-IS-RLO(90w) | Any | Any | Any | Any | Full |  |  | 60.12 |  |  | EL50 | ROBNC | Any | 0 | 2015-01-01 |  | Proposed | DEER | costs based on TechType_Ltg_CFL_MKT.xlsx (from Iton on 6/22/2015) | 0
Any | LFLmpBlst-T8-48in-25w+El-PS-HLO(116w) | <from TechID> | Fixture | DEER2016 | D16v3 | 2010-2012_WO017_Ex_Ante_Measure_Cost_Study_-_Final_Report | Res | Lighting | Any | Ltg_Lmp+Blst | LF_LmpBlst | LFLmpBlst-T8-48in-25w+El-PS-HLO(116w) | Any | Any | Any | Any | Full |  |  | 106.28 |  |  | EL50 | ROBNC | Any | 0 | 2015-01-01 |  | Proposed | DEER | costs based on TechType_Ltg_CFL_MKT.xlsx (from Iton on 6/22/2015) | 0
Any | LFLmpBlst-T8-48in-25w+El-PS-HLO(125w) | <from TechID> | Fixture | DEER2016 | D16v3 | 2010-2012_WO017_Ex_Ante_Measure_Cost_Study_-_Final_Report | Res | Lighting | Any | Ltg_Lmp+Blst | LF_LmpBlst | LFLmpBlst-T8-48in-25w+El-PS-HLO(125w) | Any | Any | Any | Any | Full |  |  | 77.31 |  |  | EL50 | ROBNC | Any | 0 | 2015-01-01 |  | Proposed | DEER | costs based on TechType_Ltg_CFL_MKT.xlsx (from Iton on 6/22/2015) | 0
Any | LFLmpBlst-T8-48in-25w+El-PS-HLO(34w) | <from TechID> | Fixture | DEER2016 | D16v3 | 2010-2012_WO017_Ex_Ante_Measure_Cost_Study_-_Final_Report | Res | Lighting | Any | Ltg_Lmp+Blst | LF_LmpBlst | LFLmpBlst-T8-48in-25w+El-PS-HLO(34w) | Any | Any | Any | Any | Full |  |  | 41.06 |  |  | EL50 | ROBNC | Any | 0 | 2015-01-01 |  | Proposed | DEER | costs based on TechType_Ltg_CFL_MKT.xlsx (from Iton on 6/22/2015) | 0
Any | LFLmpBlst-T8-48in-25w+El-PS-HLO(58w) | <from TechID> | Fixture | DEER2016 | D16v3 | 2010-2012_WO017_Ex_Ante_Measure_Cost_Study_-_Final_Report | Res | Lighting | Any | Ltg_Lmp+Blst | LF_LmpBlst | LFLmpBlst-T8-48in-25w+El-PS-HLO(58w) | Any | Any | Any | Any | Full |  |  | 53.14 |  |  | EL50 | ROBNC | Any | 0 | 2015-01-01 |  | Proposed | DEER | costs based on TechType_Ltg_CFL_MKT.xlsx (from Iton on 6/22/2015) | 0
Any | LFLmpBlst-T8-48in-25w+El-PS-HLO(87w) | <from TechID> | Fixture | DEER2016 | D16v3 | 2010-2012_WO017_Ex_Ante_Measure_Cost_Study_-_Final_Report | Res | Lighting | Any | Ltg_Lmp+Blst | LF_LmpBlst | LFLmpBlst-T8-48in-25w+El-PS-HLO(87w) | Any | Any | Any | Any | Full |  |  | 79.71 |  |  | EL50 | ROBNC | Any | 0 | 2015-01-01 |  | Proposed | DEER | costs based on TechType_Ltg_CFL_MKT.xlsx (from Iton on 6/22/2015) | 0
Any | LFLmpBlst-T8-48in-25w+El-PS-HLO(92w) | <from TechID> | Fixture | DEER2016 | D16v3 | 2010-2012_WO017_Ex_Ante_Measure_Cost_Study_-_Final_Report | Res | Lighting | Any | Ltg_Lmp+Blst | LF_LmpBlst | LFLmpBlst-T8-48in-25w+El-PS-HLO(92w) | Any | Any | Any | Any | Full |  |  | 94.2 |  |  | EL50 | ROBNC | Any | 0 | 2015-01-01 |  | Proposed | DEER | costs based on TechType_Ltg_CFL_MKT.xlsx (from Iton on 6/22/2015) | 0
Any | LFLmpBlst-T8-48in-25w+El-PS-NLO-1(66w) | <from TechID> | Fixture | DEER2016 | D16v3 | 2010-2012_WO017_Ex_Ante_Measure_Cost_Study_-_Final_Report | Res | Lighting | Any | Ltg_Lmp+Blst | LF_LmpBlst | LFLmpBlst-T8-48in-25w+El-PS-NLO-1(66w) | Any | Any | Any | Any | Full |  |  | 65.23 |  |  | EL50 | ROBNC | Any | 0 | 2015-01-01 |  | Proposed | DEER | costs based on TechType_Ltg_CFL_MKT.xlsx (from Iton on 6/22/2015) | 0
Any | LFLmpBlst-T8-48in-25w+El-PS-NLO-2(66w) | <from TechID> | Fixture | DEER2016 | D16v3 | 2010-2012_WO017_Ex_Ante_Measure_Cost_Study_-_Final_Report | Res | Lighting | Any | Ltg_Lmp+Blst | LF_LmpBlst | LFLmpBlst-T8-48in-25w+El-PS-NLO-2(66w) | Any | Any | Any | Any | Full |  |  | 79.71 |  |  | EL50 | ROBNC | Any | 0 | 2015-01-01 |  | Proposed | DEER | costs based on TechType_Ltg_CFL_MKT.xlsx (from Iton on 6/22/2015) | 0
Any | LFLmpBlst-T8-48in-25w+El-PS-NLO(24w) | <from TechID> | Fixture | DEER2016 | D16v3 | 2010-2012_WO017_Ex_Ante_Measure_Cost_Study_-_Final_Report | Res | Lighting | Any | Ltg_Lmp+Blst | LF_LmpBlst | LFLmpBlst-T8-48in-25w+El-PS-NLO(24w) | Any | Any | Any | Any | Full |  |  | 41.06 |  |  | EL50 | ROBNC | Any | 0 | 2015-01-01 |  | Proposed | DEER | costs based on TechType_Ltg_CFL_MKT.xlsx (from Iton on 6/22/2015) | 0
Any | LFLmpBlst-T8-48in-25w+El-PS-NLO(44w) | <from TechID> | Fixture | DEER2016 | D16v3 | 2010-2012_WO017_Ex_Ante_Measure_Cost_Study_-_Final_Report | Res | Lighting | Any | Ltg_Lmp+Blst | LF_LmpBlst | LFLmpBlst-T8-48in-25w+El-PS-NLO(44w) | Any | Any | Any | Any | Full |  |  | 53.14 |  |  | EL50 | ROBNC | Any | 0 | 2015-01-01 |  | Proposed | DEER | costs based on TechType_Ltg_CFL_MKT.xlsx (from Iton on 6/22/2015) | 0
Any | LFLmpBlst-T8-48in-25w+El-PS-NLO(68w) | <from TechID> | Fixture | DEER2016 | D16v3 | 2010-2012_WO017_Ex_Ante_Measure_Cost_Study_-_Final_Report | Res | Lighting | Any | Ltg_Lmp+Blst | LF_LmpBlst | LFLmpBlst-T8-48in-25w+El-PS-NLO(68w) | Any | Any | Any | Any | Full |  |  | 94.2 |  |  | EL50 | ROBNC | Any | 0 | 2015-01-01 |  | Proposed | DEER | costs based on TechType_Ltg_CFL_MKT.xlsx (from Iton on 6/22/2015) | 0
Any | LFLmpBlst-T8-48in-25w+El-PS-NLO(88w) | <from TechID> | Fixture | DEER2016 | D16v3 | 2010-2012_WO017_Ex_Ante_Measure_Cost_Study_-_Final_Report | Res | Lighting | Any | Ltg_Lmp+Blst | LF_LmpBlst | LFLmpBlst-T8-48in-25w+El-PS-NLO(88w) | Any | Any | Any | Any | Full |  |  | 106.28 |  |  | EL50 | ROBNC | Any | 0 | 2015-01-01 |  | Proposed | DEER | costs based on TechType_Ltg_CFL_MKT.xlsx (from Iton on 6/22/2015) | 0
Any | LFLmpBlst-T8-48in-25w+El-PS-NLO(90w) | <from TechID> | Fixture | DEER2016 | D16v3 | 2010-2012_WO017_Ex_Ante_Measure_Cost_Study_-_Final_Report | Res | Lighting | Any | Ltg_Lmp+Blst | LF_LmpBlst | LFLmpBlst-T8-48in-25w+El-PS-NLO(90w) | Any | Any | Any | Any | Full |  |  | 77.31 |  |  | EL50 | ROBNC | Any | 0 | 2015-01-01 |  | Proposed | DEER | costs based on TechType_Ltg_CFL_MKT.xlsx (from Iton on 6/22/2015) | 0
Any | LFLmpBlst-T8-48in-25w+El-PS-RLO(20w) | <from TechID> | Fixture | DEER2016 | D16v3 | 2010-2012_WO017_Ex_Ante_Measure_Cost_Study_-_Final_Report | Res | Lighting | Any | Ltg_Lmp+Blst | LF_LmpBlst | LFLmpBlst-T8-48in-25w+El-PS-RLO(20w) | Any | Any | Any | Any | Full |  |  | 41.06 |  |  | EL50 | ROBNC | Any | 0 | 2015-01-01 |  | Proposed | DEER | costs based on TechType_Ltg_CFL_MKT.xlsx (from Iton on 6/22/2015) | 0
Any | LFLmpBlst-T8-48in-25w+El-PS-RLO(37w) | <from TechID> | Fixture | DEER2016 | D16v3 | 2010-2012_WO017_Ex_Ante_Measure_Cost_Study_-_Final_Report | Res | Lighting | Any | Ltg_Lmp+Blst | LF_LmpBlst | LFLmpBlst-T8-48in-25w+El-PS-RLO(37w) | Any | Any | Any | Any | Full |  |  | 53.14 |  |  | EL50 | ROBNC | Any | 0 | 2015-01-01 |  | Proposed | DEER | costs based on TechType_Ltg_CFL_MKT.xlsx (from Iton on 6/22/2015) | 0
Any | LFLmpBlst-T8-48in-25w+El-PS-RLO(56w) | <from TechID> | Fixture | DEER2016 | D16v3 | 2010-2012_WO017_Ex_Ante_Measure_Cost_Study_-_Final_Report | Res | Lighting | Any | Ltg_Lmp+Blst | LF_LmpBlst | LFLmpBlst-T8-48in-25w+El-PS-RLO(56w) | Any | Any | Any | Any | Full |  |  | 79.71 |  |  | EL50 | ROBNC | Any | 0 | 2015-01-01 |  | Proposed | DEER | costs based on TechType_Ltg_CFL_MKT.xlsx (from Iton on 6/22/2015) | 0
Any | LFLmpBlst-T8-48in-25w+El-PS-RLO(57w) | <from TechID> | Fixture | DEER2016 | D16v3 | 2010-2012_WO017_Ex_Ante_Measure_Cost_Study_-_Final_Report | Res | Lighting | Any | Ltg_Lmp+Blst | LF_LmpBlst | LFLmpBlst-T8-48in-25w+El-PS-RLO(57w) | Any | Any | Any | Any | Full |  |  | 94.2 |  |  | EL50 | ROBNC | Any | 0 | 2015-01-01 |  | Proposed | DEER | costs based on TechType_Ltg_CFL_MKT.xlsx (from Iton on 6/22/2015) | 0
Any | LFLmpBlst-T8-48in-25w+El-PS-RLO(74w) | <from TechID> | Fixture | DEER2016 | D16v3 | 2010-2012_WO017_Ex_Ante_Measure_Cost_Study_-_Final_Report | Res | Lighting | Any | Ltg_Lmp+Blst | LF_LmpBlst | LFLmpBlst-T8-48in-25w+El-PS-RLO(74w) | Any | Any | Any | Any | Full |  |  | 106.28 |  |  | EL50 | ROBNC | Any | 0 | 2015-01-01 |  | Proposed | DEER | costs based on TechType_Ltg_CFL_MKT.xlsx (from Iton on 6/22/2015) | 0
Any | LFLmpBlst-T8-48in-25w+El-PS-RLO(79w) | <from TechID> | Fixture | DEER2016 | D16v3 | 2010-2012_WO017_Ex_Ante_Measure_Cost_Study_-_Final_Report | Res | Lighting | Any | Ltg_Lmp+Blst | LF_LmpBlst | LFLmpBlst-T8-48in-25w+El-PS-RLO(79w) | Any | Any | Any | Any | Full |  |  | 77.31 |  |  | EL50 | ROBNC | Any | 0 | 2015-01-01 |  | Proposed | DEER | costs based on TechType_Ltg_CFL_MKT.xlsx (from Iton on 6/22/2015) | 0
Any | LFLmpBlst-T8-48in-28w+El-IS-HLO(125w) | <from TechID> | Fixture | DEER2016 | D16v3 | 2010-2012_WO017_Ex_Ante_Measure_Cost_Study_-_Final_Report | Res | Lighting | Any | Ltg_Lmp+Blst | LF_LmpBlst | LFLmpBlst-T8-48in-28w+El-IS-HLO(125w) | Any | Any | Any | Any | Full |  |  | 55.29 |  |  | EL50 | ROBNC | Any | 0 | 2015-01-01 |  | Proposed | DEER | costs based on TechType_Ltg_CFL_MKT.xlsx (from Iton on 6/22/2015) | 0
Any | LFLmpBlst-T8-48in-28w+El-IS-HLO(30w) | <from TechID> | Fixture | DEER2016 | D16v3 | 2010-2012_WO017_Ex_Ante_Measure_Cost_Study_-_Final_Report | Res | Lighting | Any | Ltg_Lmp+Blst | LF_LmpBlst | LFLmpBlst-T8-48in-28w+El-IS-HLO(30w) | Any | Any | Any | Any | Full |  |  | 22.66 |  |  | EL50 | ROBNC | Any | 0 | 2015-01-01 |  | Proposed | DEER | costs based on TechType_Ltg_CFL_MKT.xlsx (from Iton on 6/22/2015) | 0
Any | LFLmpBlst-T8-48in-28w+El-IS-HLO(62w) | <from TechID> | Fixture | DEER2016 | D16v3 | 2010-2012_WO017_Ex_Ante_Measure_Cost_Study_-_Final_Report | Res | Lighting | Any | Ltg_Lmp+Blst | LF_LmpBlst | LFLmpBlst-T8-48in-28w+El-IS-HLO(62w) | Any | Any | Any | Any | Full |  |  | 33.54 |  |  | EL50 | ROBNC | Any | 0 | 2015-01-01 |  | Proposed | DEER | costs based on TechType_Ltg_CFL_MKT.xlsx (from Iton on 6/22/2015) | 0
Any | LFLmpBlst-T8-48in-28w+El-IS-HLO(67w) | <from TechID> | Fixture | DEER2016 | D16v3 | 2010-2012_WO017_Ex_Ante_Measure_Cost_Study_-_Final_Report | Res | Lighting | Any | Ltg_Lmp+Blst | LF_LmpBlst | LFLmpBlst-T8-48in-28w+El-IS-HLO(67w) | Any | Any | Any | Any | Full |  |  | 33.54 |  |  | EL50 | ROBNC | Any | 0 | 2015-01-01 |  | Proposed | DEER | costs based on TechType_Ltg_CFL_MKT.xlsx (from Iton on 6/22/2015) | 0
Any | LFLmpBlst-T8-48in-28w+El-IS-HLO(97w) | <from TechID> | Fixture | DEER2016 | D16v3 | 2010-2012_WO017_Ex_Ante_Measure_Cost_Study_-_Final_Report | Res | Lighting | Any | Ltg_Lmp+Blst | LF_LmpBlst | LFLmpBlst-T8-48in-28w+El-IS-HLO(97w) | Any | Any | Any | Any | Full |  |  | 44.41 |  |  | EL50 | ROBNC | Any | 0 | 2015-01-01 |  | Proposed | DEER | costs based on TechType_Ltg_CFL_MKT.xlsx (from Iton on 6/22/2015) | 0
Any | LFLmpBlst-T8-48in-28w+El-IS-HLO+Refl(67w) | <from TechID> | Fixture | DEER2016 | D16v3 | 2010-2012_WO017_Ex_Ante_Measure_Cost_Study_-_Final_Report | Res | Lighting | Any | Ltg_Lmp+Blst | LF_LmpBlst | LFLmpBlst-T8-48in-28w+El-IS-HLO+Refl(67w) | Any | Any | Any | Any | Full |  |  | 33.54 |  |  | EL50 | ROBNC | Any | 0 | 2015-01-01 |  | Proposed | DEER | costs based on TechType_Ltg_CFL_MKT.xlsx (from Iton on 6/22/2015) | 0
Any | LFLmpBlst-T8-48in-28w+El-IS-NLO(26w) | <from TechID> | Fixture | DEER2016 | D16v3 | 2010-2012_WO017_Ex_Ante_Measure_Cost_Study_-_Final_Report | Res | Lighting | Any | Ltg_Lmp+Blst | LF_LmpBlst | LFLmpBlst-T8-48in-28w+El-IS-NLO(26w) | Any | Any | Any | Any | Full |  |  | 22.66 |  |  | EL50 | ROBNC | Any | 0 | 2015-01-01 |  | Proposed | DEER | costs based on TechType_Ltg_CFL_MKT.xlsx (from Iton on 6/22/2015) | 0
Any | LFLmpBlst-T8-48in-28w+El-IS-NLO(27w) | <from TechID> | Fixture | DEER2016 | D16v3 | 2010-2012_WO017_Ex_Ante_Measure_Cost_Study_-_Final_Report | Res | Lighting | Any | Ltg_Lmp+Blst | LF_LmpBlst | LFLmpBlst-T8-48in-28w+El-IS-NLO(27w) | Any | Any | Any | Any | Full |  |  | 16.77 |  |  | EL50 | ROBNC | Any | 0 | 2015-01-01 |  | Proposed | DEER | costs based on TechType_Ltg_CFL_MKT.xlsx (from Iton on 6/22/2015) | 0
Any | LFLmpBlst-T8-48in-28w+El-IS-NLO(28w) | <from TechID> | Fixture | DEER2016 | D16v3 | 2010-2012_WO017_Ex_Ante_Measure_Cost_Study_-_Final_Report | Res | Lighting | Any | Ltg_Lmp+Blst | LF_LmpBlst | LFLmpBlst-T8-48in-28w+El-IS-NLO(28w) | Any | Any | Any | Any | Full |  |  | 22.66 |  |  | EL50 | ROBNC | Any | 0 | 2015-01-01 |  | Proposed | DEER | costs based on TechType_Ltg_CFL_MKT.xlsx (from Iton on 6/22/2015) | 0
Any | LFLmpBlst-T8-48in-28w+El-IS-NLO(30.3w) | <from TechID> | Fixture | DEER2016 | D16v3 | 2010-2012_WO017_Ex_Ante_Measure_Cost_Study_-_Final_Report | Res | Lighting | Any | Ltg_Lmp+Blst | LF_LmpBlst | LFLmpBlst-T8-48in-28w+El-IS-NLO(30.3w) | Any | Any | Any | Any | Full |  |  | 22.66 |  |  | EL50 | ROBNC | Any | 0 | 2015-01-01 |  | Proposed | DEER | costs based on TechType_Ltg_CFL_MKT.xlsx (from Iton on 6/22/2015) | 0
Any | LFLmpBlst-T8-48in-28w+El-IS-NLO(53w) | <from TechID> | Fixture | DEER2016 | D16v3 | 2010-2012_WO017_Ex_Ante_Measure_Cost_Study_-_Final_Report | Res | Lighting | Any | Ltg_Lmp+Blst | LF_LmpBlst | LFLmpBlst-T8-48in-28w+El-IS-NLO(53w) | Any | Any | Any | Any | Full |  |  | 33.54 |  |  | EL50 | ROBNC | Any | 0 | 2015-01-01 |  | Proposed | DEER | costs based on TechType_Ltg_CFL_MKT.xlsx (from Iton on 6/22/2015) | 0
Any | LFLmpBlst-T8-48in-28w+El-IS-NLO(73w) | <from TechID> | Fixture | DEER2016 | D16v3 | 2010-2012_WO017_Ex_Ante_Measure_Cost_Study_-_Final_Report | Res | Lighting | Any | Ltg_Lmp+Blst | LF_LmpBlst | LFLmpBlst-T8-48in-28w+El-IS-NLO(73w) | Any | Any | Any | Any | Full |  |  | 44.41 |  |  | EL50 | ROBNC | Any | 0 | 2015-01-01 |  | Proposed | DEER | costs based on TechType_Ltg_CFL_MKT.xlsx (from Iton on 6/22/2015) | 0
Any | LFLmpBlst-T8-48in-28w+El-IS-NLO(75w) | <from TechID> | Fixture | DEER2016 | D16v3 | 2010-2012_WO017_Ex_Ante_Measure_Cost_Study_-_Final_Report | Res | Lighting | Any | Ltg_Lmp+Blst | LF_LmpBlst | LFLmpBlst-T8-48in-28w+El-IS-NLO(75w) | Any | Any | Any | Any | Full |  |  | 44.41 |  |  | EL50 | ROBNC | Any | 0 | 2015-01-01 |  | Proposed | DEER | costs based on TechType_Ltg_CFL_MKT.xlsx (from Iton on 6/22/2015) | 0
Any | LFLmpBlst-T8-48in-28w+El-IS-NLO(94w) | <from TechID> | Fixture | DEER2016 | D16v3 | 2010-2012_WO017_Ex_Ante_Measure_Cost_Study_-_Final_Report | Res | Lighting | Any | Ltg_Lmp+Blst | LF_LmpBlst | LFLmpBlst-T8-48in-28w+El-IS-NLO(94w) | Any | Any | Any | Any | Full |  |  | 55.29 |  |  | EL50 | ROBNC | Any | 0 | 2015-01-01 |  | Proposed | DEER | costs based on TechType_Ltg_CFL_MKT.xlsx (from Iton on 6/22/2015) | 0
Any | LFLmpBlst-T8-48in-28w+El-IS-NLO(98w) | <from TechID> | Fixture | DEER2016 | D16v3 | 2010-2012_WO017_Ex_Ante_Measure_Cost_Study_-_Final_Report | Res | Lighting | Any | Ltg_Lmp+Blst | LF_LmpBlst | LFLmpBlst-T8-48in-28w+El-IS-NLO(98w) | Any | Any | Any | Any | Full |  |  | 55.29 |  |  | EL50 | ROBNC | Any | 0 | 2015-01-01 |  | Proposed | DEER | costs based on TechType_Ltg_CFL_MKT.xlsx (from Iton on 6/22/2015) | 0
Any | LFLmpBlst-T8-48in-28w+El-IS-NLO+Refl(53w) | <from TechID> | Fixture | DEER2016 | D16v3 | 2010-2012_WO017_Ex_Ante_Measure_Cost_Study_-_Final_Report | Res | Lighting | Any | Ltg_Lmp+Blst | LF_LmpBlst | LFLmpBlst-T8-48in-28w+El-IS-NLO+Refl(53w) | Any | Any | Any | Any | Full |  |  | 33.54 |  |  | EL50 | RobNc | Any | 0 | 2015-01-01 |  | Proposed | DEER | costs based on TechType_Ltg_CFL_MKT.xlsx (from Iton on 6/22/2015) | 0
Any | LFLmpBlst-T8-48in-28w+El-IS-RLO(124w) | <from TechID> | Fixture | DEER2016 | D16v3 | 2010-2012_WO017_Ex_Ante_Measure_Cost_Study_-_Final_Report | Res | Lighting | Any | Ltg_Lmp+Blst | LF_LmpBlst | LFLmpBlst-T8-48in-28w+El-IS-RLO(124w) | Any | Any | Any | Any | Full |  |  | 67.07 |  |  | EL50 | RobNc | Any | 0 | 2015-01-01 |  | Proposed | DEER | costs based on TechType_Ltg_CFL_MKT.xlsx (from Iton on 6/22/2015) | 0
Any | LFLmpBlst-T8-48in-28w+El-IS-RLO(24w) | <from TechID> | Fixture | DEER2016 | D16v3 | 2010-2012_WO017_Ex_Ante_Measure_Cost_Study_-_Final_Report | Res | Lighting | Any | Ltg_Lmp+Blst | LF_LmpBlst | LFLmpBlst-T8-48in-28w+El-IS-RLO(24w) | Any | Any | Any | Any | Full |  |  | 22.66 |  |  | EL50 | RobNc | Any | 0 | 2015-01-01 |  | Proposed | DEER | costs based on TechType_Ltg_CFL_MKT.xlsx (from Iton on 6/22/2015) | 0
Any | LFLmpBlst-T8-48in-28w+El-IS-RLO(42w) | <from TechID> | Fixture | DEER2016 | D16v3 | 2010-2012_WO017_Ex_Ante_Measure_Cost_Study_-_Final_Report | Res | Lighting | Any | Ltg_Lmp+Blst | LF_LmpBlst | LFLmpBlst-T8-48in-28w+El-IS-RLO(42w) | Any | Any | Any | Any | Full |  |  | 33.54 |  |  | EL50 | RobNc | Any | 0 | 2015-01-01 |  | Proposed | DEER | costs based on TechType_Ltg_CFL_MKT.xlsx (from Iton on 6/22/2015) | 0
Any | LFLmpBlst-T8-48in-28w+El-IS-RLO(44w) | <from TechID> | Fixture | DEER2016 | D16v3 | 2010-2012_WO017_Ex_Ante_Measure_Cost_Study_-_Final_Report | Res | Lighting | Any | Ltg_Lmp+Blst | LF_LmpBlst | LFLmpBlst-T8-48in-28w+El-IS-RLO(44w) | Any | Any | Any | Any | Full |  |  | 33.54 |  |  | EL50 | RobNc | Any | 0 | 2015-01-01 |  | Proposed | DEER | costs based on TechType_Ltg_CFL_MKT.xlsx (from Iton on 6/22/2015) | 0
Any | LFLmpBlst-T8-48in-28w+El-IS-RLO(65w) | <from TechID> | Fixture | DEER2016 | D16v3 | 2010-2012_WO017_Ex_Ante_Measure_Cost_Study_-_Final_Report | Res | Lighting | Any | Ltg_Lmp+Blst | LF_LmpBlst | LFLmpBlst-T8-48in-28w+El-IS-RLO(65w) | Any | Any | Any | Any | Full |  |  | 44.41 |  |  | EL50 | RobNc | Any | 0 | 2015-01-01 |  | Proposed | DEER | costs based on TechType_Ltg_CFL_MKT.xlsx (from Iton on 6/22/2015) | 0
Any | LFLmpBlst-T8-48in-28w+El-IS-RLO(84w) | <from TechID> | Fixture | DEER2016 | D16v3 | 2010-2012_WO017_Ex_Ante_Measure_Cost_Study_-_Final_Report | Res | Lighting | Any | Ltg_Lmp+Blst | LF_LmpBlst | LFLmpBlst-T8-48in-28w+El-IS-RLO(84w) | Any | Any | Any | Any | Full |  |  | 55.29 |  |  | EL50 | RobNc | Any | 0 | 2015-01-01 |  | Proposed | DEER | costs based on TechType_Ltg_CFL_MKT.xlsx (from Iton on 6/22/2015) | 0
Any | LFLmpBlst-T8-48in-28w+El-IS-RLO(88w) | <from TechID> | Fixture | DEER2016 | D16v3 | 2010-2012_WO017_Ex_Ante_Measure_Cost_Study_-_Final_Report | Res | Lighting | Any | Ltg_Lmp+Blst | LF_LmpBlst | LFLmpBlst-T8-48in-28w+El-IS-RLO(88w) | Any | Any | Any | Any | Full |  |  | 55.29 |  |  | EL50 | RobNc | Any | 0 | 2015-01-01 |  | Proposed | DEER | costs based on TechType_Ltg_CFL_MKT.xlsx (from Iton on 6/22/2015) | 0
Any | LFLmpBlst-T8-48in-28w+El-IS-RLO(92w) | <from TechID> | Fixture | DEER2016 | D16v3 | 2010-2012_WO017_Ex_Ante_Measure_Cost_Study_-_Final_Report | Res | Lighting | Any | Ltg_Lmp+Blst | LF_LmpBlst | LFLmpBlst-T8-48in-28w+El-IS-RLO(92w) | Any | Any | Any | Any | Full |  |  | 56.19 |  |  | EL50 | RobNc | Any | 0 | 2015-01-01 |  | Proposed | DEER | costs based on TechType_Ltg_CFL_MKT.xlsx (from Iton on 6/22/2015) | 0
Any | LFLmpBlst-T8-48in-28w+El-IS-RLO(93w) | <from TechID> | Fixture | DEER2016 | D16v3 | 2010-2012_WO017_Ex_Ante_Measure_Cost_Study_-_Final_Report | Res | Lighting | Any | Ltg_Lmp+Blst | LF_LmpBlst | LFLmpBlst-T8-48in-28w+El-IS-RLO(93w) | Any | Any | Any | Any | Full |  |  | 50.3 |  |  | EL50 | RobNc | Any | 0 | 2015-01-01 |  | Proposed | DEER | costs based on TechType_Ltg_CFL_MKT.xlsx (from Iton on 6/22/2015) | 0
Any | LFLmpBlst-T8-48in-28w+El-IS-VHLO(70w) | <from TechID> | Fixture | DEER2016 | D16v3 | 2010-2012_WO017_Ex_Ante_Measure_Cost_Study_-_Final_Report | Res | Lighting | Any | Ltg_Lmp+Blst | LF_LmpBlst | LFLmpBlst-T8-48in-28w+El-IS-VHLO(70w) | Any | Any | Any | Any | Full |  |  | 33.54 |  |  | EL50 | RobNc | Any | 0 | 2015-01-01 |  | Proposed | DEER | costs based on TechType_Ltg_CFL_MKT.xlsx (from Iton on 6/22/2015) | 0
Any | LFLmpBlst-T8-48in-28w+El-IS-VHLO+Refl(70w) | <from TechID> | Fixture | DEER2016 | D16v3 | 2010-2012_WO017_Ex_Ante_Measure_Cost_Study_-_Final_Report | Res | Lighting | Any | Ltg_Lmp+Blst | LF_LmpBlst | LFLmpBlst-T8-48in-28w+El-IS-VHLO+Refl(70w) | Any | Any | Any | Any | Full |  |  | 44.41 |  |  | EL50 | RobNc | Any | 0 | 2015-01-01 |  | Proposed | DEER | costs based on TechType_Ltg_CFL_MKT.xlsx (from Iton on 6/22/2015) | 0
Any | LFLmpBlst-T8-48in-28w+El-PS-HLO(102w) | <from TechID> | Fixture | DEER2016 | D16v3 | 2010-2012_WO017_Ex_Ante_Measure_Cost_Study_-_Final_Report | Res | Lighting | Any | Ltg_Lmp+Blst | LF_LmpBlst | LFLmpBlst-T8-48in-28w+El-PS-HLO(102w) | Any | Any | Any | Any | Full |  |  | 90.57 |  |  | EL50 | RobNc | Any | 0 | 2015-01-01 |  | Proposed | DEER | costs based on TechType_Ltg_CFL_MKT.xlsx (from Iton on 6/22/2015) | 0
Any | LFLmpBlst-T8-48in-28w+El-PS-HLO(125w) | <from TechID> | Fixture | DEER2016 | D16v3 | 2010-2012_WO017_Ex_Ante_Measure_Cost_Study_-_Final_Report | Res | Lighting | Any | Ltg_Lmp+Blst | LF_LmpBlst | LFLmpBlst-T8-48in-28w+El-PS-HLO(125w) | Any | Any | Any | Any | Full |  |  | 72.48 |  |  | EL50 | RobNc | Any | 0 | 2015-01-01 |  | Proposed | DEER | costs based on TechType_Ltg_CFL_MKT.xlsx (from Iton on 6/22/2015) | 0
Any | LFLmpBlst-T8-48in-28w+El-PS-HLO(130w) | <from TechID> | Fixture | DEER2016 | D16v3 | 2010-2012_WO017_Ex_Ante_Measure_Cost_Study_-_Final_Report | Res | Lighting | Any | Ltg_Lmp+Blst | LF_LmpBlst | LFLmpBlst-T8-48in-28w+El-PS-HLO(130w) | Any | Any | Any | Any | Full |  |  | 101.45 |  |  | EL50 | RobNc | Any | 0 | 2015-01-01 |  | Proposed | DEER | costs based on TechType_Ltg_CFL_MKT.xlsx (from Iton on 6/22/2015) | 0
Any | LFLmpBlst-T8-48in-28w+El-PS-HLO(31w) | <from TechID> | Fixture | DEER2016 | D16v3 | 2010-2012_WO017_Ex_Ante_Measure_Cost_Study_-_Final_Report | Res | Lighting | Any | Ltg_Lmp+Blst | LF_LmpBlst | LFLmpBlst-T8-48in-28w+El-PS-HLO(31w) | Any | Any | Any | Any | Full |  |  | 39.85 |  |  | EL50 | RobNc | Any | 0 | 2015-01-01 |  | Proposed | DEER | costs based on TechType_Ltg_CFL_MKT.xlsx (from Iton on 6/22/2015) | 0
Any | LFLmpBlst-T8-48in-28w+El-PS-HLO(37w) | <from TechID> | Fixture | DEER2016 | D16v3 | 2010-2012_WO017_Ex_Ante_Measure_Cost_Study_-_Final_Report | Res | Lighting | Any | Ltg_Lmp+Blst | LF_LmpBlst | LFLmpBlst-T8-48in-28w+El-PS-HLO(37w) | Any | Any | Any | Any | Full |  |  | 39.85 |  |  | EL50 | RobNc | Any | 0 | 2015-01-01 |  | Proposed | DEER | costs based on TechType_Ltg_CFL_MKT.xlsx (from Iton on 6/22/2015) | 0
Any | LFLmpBlst-T8-48in-28w+El-PS-HLO(54.3w) | <from TechID> | Fixture | DEER2016 | D16v3 | 2010-2012_WO017_Ex_Ante_Measure_Cost_Study_-_Final_Report | Res | Lighting | Any | Ltg_Lmp+Blst | LF_LmpBlst | LFLmpBlst-T8-48in-28w+El-PS-HLO(54.3w) | Any | Any | Any | Any | Full |  |  | 50.73 |  |  | EL50 | RobNc | Any | 0 | 2015-01-01 |  | Proposed | DEER | costs based on TechType_Ltg_CFL_MKT.xlsx (from Iton on 6/22/2015) | 0
Any | LFLmpBlst-T8-48in-28w+El-PS-HLO(65w) | <from TechID> | Fixture | DEER2016 | D16v3 | 2010-2012_WO017_Ex_Ante_Measure_Cost_Study_-_Final_Report | Res | Lighting | Any | Ltg_Lmp+Blst | LF_LmpBlst | LFLmpBlst-T8-48in-28w+El-PS-HLO(65w) | Any | Any | Any | Any | Full |  |  | 50.73 |  |  | EL50 | RobNc | Any | 0 | 2015-01-01 |  | Proposed | DEER | costs based on TechType_Ltg_CFL_MKT.xlsx (from Iton on 6/22/2015) | 0
Any | LFLmpBlst-T8-48in-28w+El-PS-HLO(92w) | <from TechID> | Fixture | DEER2016 | D16v3 | 2010-2012_WO017_Ex_Ante_Measure_Cost_Study_-_Final_Report | Res | Lighting | Any | Ltg_Lmp+Blst | LF_LmpBlst | LFLmpBlst-T8-48in-28w+El-PS-HLO(92w) | Any | Any | Any | Any | Full |  |  | 61.6 |  |  | EL50 | RobNc | Any | 0 | 2015-01-01 |  | Proposed | DEER | costs based on TechType_Ltg_CFL_MKT.xlsx (from Iton on 6/22/2015) | 0
Any | LFLmpBlst-T8-48in-28w+El-PS-HLO(98w) | <from TechID> | Fixture | DEER2016 | D16v3 | 2010-2012_WO017_Ex_Ante_Measure_Cost_Study_-_Final_Report | Res | Lighting | Any | Ltg_Lmp+Blst | LF_LmpBlst | LFLmpBlst-T8-48in-28w+El-PS-HLO(98w) | Any | Any | Any | Any | Full |  |  | 76.09 |  |  | EL50 | RobNc | Any | 0 | 2015-01-01 |  | Proposed | DEER | costs based on TechType_Ltg_CFL_MKT.xlsx (from Iton on 6/22/2015) | 0
Any | LFLmpBlst-T8-48in-28w+El-PS-NLO-1(74w) | <from TechID> | Fixture | DEER2016 | D16v3 | 2010-2012_WO017_Ex_Ante_Measure_Cost_Study_-_Final_Report | Res | Lighting | Any | Ltg_Lmp+Blst | LF_LmpBlst | LFLmpBlst-T8-48in-28w+El-PS-NLO-1(74w) | Any | Any | Any | Any | Full |  |  | 76.09 |  |  | EL50 | RobNc | Any | 0 | 2015-01-01 |  | Proposed | DEER | costs based on TechType_Ltg_CFL_MKT.xlsx (from Iton on 6/22/2015) | 0
Any | LFLmpBlst-T8-48in-28w+El-PS-NLO-2(74w) | <from TechID> | Fixture | DEER2016 | D16v3 | 2010-2012_WO017_Ex_Ante_Measure_Cost_Study_-_Final_Report | Res | Lighting | Any | Ltg_Lmp+Blst | LF_LmpBlst | LFLmpBlst-T8-48in-28w+El-PS-NLO-2(74w) | Any | Any | Any | Any | Full |  |  | 61.6 |  |  | EL50 | RobNc | Any | 0 | 2015-01-01 |  | Proposed | DEER | costs based on TechType_Ltg_CFL_MKT.xlsx (from Iton on 6/22/2015) | 0
Any | LFLmpBlst-T8-48in-28w+El-PS-NLO(27w) | <from TechID> | Fixture | DEER2016 | D16v3 | 2010-2012_WO017_Ex_Ante_Measure_Cost_Study_-_Final_Report | Res | Lighting | Any | Ltg_Lmp+Blst | LF_LmpBlst | LFLmpBlst-T8-48in-28w+El-PS-NLO(27w) | Any | Any | Any | Any | Full |  |  | 39.85 |  |  | EL50 | RobNc | Any | 0 | 2015-01-01 |  | Proposed | DEER | costs based on TechType_Ltg_CFL_MKT.xlsx (from Iton on 6/22/2015) | 0
Any | LFLmpBlst-T8-48in-28w+El-PS-NLO(50w) | <from TechID> | Fixture | DEER2016 | D16v3 | 2010-2012_WO017_Ex_Ante_Measure_Cost_Study_-_Final_Report | Res | Lighting | Any | Ltg_Lmp+Blst | LF_LmpBlst | LFLmpBlst-T8-48in-28w+El-PS-NLO(50w) | Any | Any | Any | Any | Full |  |  | 50.73 |  |  | EL50 | RobNc | Any | 0 | 2015-01-01 |  | Proposed | DEER | costs based on TechType_Ltg_CFL_MKT.xlsx (from Iton on 6/22/2015) | 0
Any | LFLmpBlst-T8-48in-28w+El-PS-NLO(76w) | <from TechID> | Fixture | DEER2016 | D16v3 | 2010-2012_WO017_Ex_Ante_Measure_Cost_Study_-_Final_Report | Res | Lighting | Any | Ltg_Lmp+Blst | LF_LmpBlst | LFLmpBlst-T8-48in-28w+El-PS-NLO(76w) | Any | Any | Any | Any | Full |  |  | 90.57 |  |  | EL50 | RobNc | Any | 0 | 2015-01-01 |  | Proposed | DEER | costs based on TechType_Ltg_CFL_MKT.xlsx (from Iton on 6/22/2015) | 0
Any | LFLmpBlst-T8-48in-28w+El-PS-NLO(98w) | <from TechID> | Fixture | DEER2016 | D16v3 | 2010-2012_WO017_Ex_Ante_Measure_Cost_Study_-_Final_Report | Res | Lighting | Any | Ltg_Lmp+Blst | LF_LmpBlst | LFLmpBlst-T8-48in-28w+El-PS-NLO(98w) | Any | Any | Any | Any | Full |  |  | 101.45 |  |  | EL50 | RobNc | Any | 0 | 2015-01-01 |  | Proposed | DEER | costs based on TechType_Ltg_CFL_MKT.xlsx (from Iton on 6/22/2015) | 0
Any | LFLmpBlst-T8-48in-28w+El-PS-NLO(99w) | <from TechID> | Fixture | DEER2016 | D16v3 | 2010-2012_WO017_Ex_Ante_Measure_Cost_Study_-_Final_Report | Res | Lighting | Any | Ltg_Lmp+Blst | LF_LmpBlst | LFLmpBlst-T8-48in-28w+El-PS-NLO(99w) | Any | Any | Any | Any | Full |  |  | 72.48 |  |  | EL50 | RobNc | Any | 0 | 2015-01-01 |  | Proposed | DEER | costs based on TechType_Ltg_CFL_MKT.xlsx (from Iton on 6/22/2015) | 0
Any | LFLmpBlst-T8-48in-28w+El-PS-NLO+Refl(51w) | <from TechID> | Fixture | DEER2016 | D16v3 | 2010-2012_WO017_Ex_Ante_Measure_Cost_Study_-_Final_Report | Res | Lighting | Any | Ltg_Lmp+Blst | LF_LmpBlst | LFLmpBlst-T8-48in-28w+El-PS-NLO+Refl(51w) | Any | Any | Any | Any | Full |  |  | 50.73 |  |  | EL50 | RobNc | Any | 0 | 2015-01-01 |  | Proposed | DEER | costs based on TechType_Ltg_CFL_MKT.xlsx (from Iton on 6/22/2015) | 0
Any | LFLmpBlst-T8-48in-28w+El-PS-RLO-1(63w) | <from TechID> | Fixture | DEER2016 | D16v3 | 2010-2012_WO017_Ex_Ante_Measure_Cost_Study_-_Final_Report | Res | Lighting | Any | Ltg_Lmp+Blst | LF_LmpBlst | LFLmpBlst-T8-48in-28w+El-PS-RLO-1(63w) | Any | Any | Any | Any | Full |  |  | 61.6 |  |  | EL50 | RobNc | Any | 0 | 2015-01-01 |  | Proposed | DEER | costs based on TechType_Ltg_CFL_MKT.xlsx (from Iton on 6/22/2015) | 0
Any | LFLmpBlst-T8-48in-28w+El-PS-RLO-2(63w) | <from TechID> | Fixture | DEER2016 | D16v3 | 2010-2012_WO017_Ex_Ante_Measure_Cost_Study_-_Final_Report | Res | Lighting | Any | Ltg_Lmp+Blst | LF_LmpBlst | LFLmpBlst-T8-48in-28w+El-PS-RLO-2(63w) | Any | Any | Any | Any | Full |  |  | 90.57 |  |  | EL50 | RobNc | Any | 0 | 2015-01-01 |  | Proposed | DEER | costs based on TechType_Ltg_CFL_MKT.xlsx (from Iton on 6/22/2015) | 0
Any | LFLmpBlst-T8-48in-28w+El-PS-RLO(23w) | <from TechID> | Fixture | DEER2016 | D16v3 | 2010-2012_WO017_Ex_Ante_Measure_Cost_Study_-_Final_Report | Res | Lighting | Any | Ltg_Lmp+Blst | LF_LmpBlst | LFLmpBlst-T8-48in-28w+El-PS-RLO(23w) | Any | Any | Any | Any | Full |  |  | 39.85 |  |  | EL50 | RobNc | Any | 0 | 2015-01-01 |  | Proposed | DEER | costs based on TechType_Ltg_CFL_MKT.xlsx (from Iton on 6/22/2015) | 0
Any | LFLmpBlst-T8-48in-28w+El-PS-RLO(42w) | <from TechID> | Fixture | DEER2016 | D16v3 | 2010-2012_WO017_Ex_Ante_Measure_Cost_Study_-_Final_Report | Res | Lighting | Any | Ltg_Lmp+Blst | LF_LmpBlst | LFLmpBlst-T8-48in-28w+El-PS-RLO(42w) | Any | Any | Any | Any | Full |  |  | 50.73 |  |  | EL50 | RobNc | Any | 0 | 2015-01-01 |  | Proposed | DEER | costs based on TechType_Ltg_CFL_MKT.xlsx (from Iton on 6/22/2015) | 0
Any | LFLmpBlst-T8-48in-28w+El-PS-RLO(60w) | <from TechID> | Fixture | DEER2016 | D16v3 | 2010-2012_WO017_Ex_Ante_Measure_Cost_Study_-_Final_Report | Res | Lighting | Any | Ltg_Lmp+Blst | LF_LmpBlst | LFLmpBlst-T8-48in-28w+El-PS-RLO(60w) | Any | Any | Any | Any | Full |  |  | 76.09 |  |  | EL50 | RobNc | Any | 0 | 2015-01-01 |  | Proposed | DEER | costs based on TechType_Ltg_CFL_MKT.xlsx (from Iton on 6/22/2015) | 0
Any | LFLmpBlst-T8-48in-28w+El-PS-RLO(80w) | <from TechID> | Fixture | DEER2016 | D16v3 | 2010-2012_WO017_Ex_Ante_Measure_Cost_Study_-_Final_Report | Res | Lighting | Any | Ltg_Lmp+Blst | LF_LmpBlst | LFLmpBlst-T8-48in-28w+El-PS-RLO(80w) | Any | Any | Any | Any | Full |  |  | 101.45 |  |  | EL50 | RobNc | Any | 0 | 2015-01-01 |  | Proposed | DEER | costs based on TechType_Ltg_CFL_MKT.xlsx (from Iton on 6/22/2015) | 0
Any | LFLmpBlst-T8-48in-28w+El-PS-RLO(84w) | <from TechID> | Fixture | DEER2016 | D16v3 | 2010-2012_WO017_Ex_Ante_Measure_Cost_Study_-_Final_Report | Res | Lighting | Any | Ltg_Lmp+Blst | LF_LmpBlst | LFLmpBlst-T8-48in-28w+El-PS-RLO(84w) | Any | Any | Any | Any | Full |  |  | 72.48 |  |  | EL50 | RobNc | Any | 0 | 2015-01-01 |  | Proposed | DEER | costs based on TechType_Ltg_CFL_MKT.xlsx (from Iton on 6/22/2015) | 0
Any | LFLmpBlst-T8-48in-28w+El-PS-VHLO(37.4w) | <from TechID> | Fixture | DEER2016 | D16v3 | 2010-2012_WO017_Ex_Ante_Measure_Cost_Study_-_Final_Report | Res | Lighting | Any | Ltg_Lmp+Blst | LF_LmpBlst | LFLmpBlst-T8-48in-28w+El-PS-VHLO(37.4w) | Any | Any | Any | Any | Full |  |  | 39.85 |  |  | EL50 | RobNc | Any | 0 | 2015-01-01 |  | Proposed | DEER | costs based on TechType_Ltg_CFL_MKT.xlsx (from Iton on 6/22/2015) | 0
Any | LFLmpBlst-T8-48in-28w+El-PS-VHLO(38w) | <from TechID> | Fixture | DEER2016 | D16v3 | 2010-2012_WO017_Ex_Ante_Measure_Cost_Study_-_Final_Report | Res | Lighting | Any | Ltg_Lmp+Blst | LF_LmpBlst | LFLmpBlst-T8-48in-28w+El-PS-VHLO(38w) | Any | Any | Any | Any | Full |  |  | 39.85 |  |  | EL50 | RobNc | Any | 0 | 2015-01-01 |  | Proposed | DEER | costs based on TechType_Ltg_CFL_MKT.xlsx (from Iton on 6/22/2015) | 0
Any | LFLmpBlst-T8-48in-28w+El-PS-VHLO(64w) | <from TechID> | Fixture | DEER2016 | D16v3 | 2010-2012_WO017_Ex_Ante_Measure_Cost_Study_-_Final_Report | Res | Lighting | Any | Ltg_Lmp+Blst | LF_LmpBlst | LFLmpBlst-T8-48in-28w+El-PS-VHLO(64w) | Any | Any | Any | Any | Full |  |  | 50.73 |  |  | EL50 | RobNc | Any | 0 | 2015-01-01 |  | Proposed | DEER | costs based on TechType_Ltg_CFL_MKT.xlsx (from Iton on 6/22/2015) | 0
Any | LFLmpBlst-T8-48in-28w+El-PS-VHLO(97w) | <from TechID> | Fixture | DEER2016 | D16v3 | 2010-2012_WO017_Ex_Ante_Measure_Cost_Study_-_Final_Report | Res | Lighting | Any | Ltg_Lmp+Blst | LF_LmpBlst | LFLmpBlst-T8-48in-28w+El-PS-VHLO(97w) | Any | Any | Any | Any | Full |  |  | 61.6 |  |  | EL50 | RobNc | Any | 0 | 2015-01-01 |  | Proposed | DEER | costs based on TechType_Ltg_CFL_MKT.xlsx (from Iton on 6/22/2015) | 0
Any | LFLmpBlst-T8-48in-30w+El-IS-NLO-Del(51w) | <from TechID> | Fixture | DEER2016 | D16v3 | 2010-2012_WO017_Ex_Ante_Measure_Cost_Study_-_Final_Report | Res | Lighting | Any | Ltg_Lmp+Blst | LF_LmpBlst | LFLmpBlst-T8-48in-30w+El-IS-NLO-Del(51w) | Any | Any | Any | Any | Full |  |  | 31.73 |  |  | EL50 | RobNc | Any | 0 | 2015-01-01 |  | Proposed | DEER | costs based on TechType_Ltg_CFL_MKT.xlsx (from Iton on 6/22/2015) | 0
Any | LFLmpBlst-T8-48in-30w+El-IS-NLO(102w) | <from TechID> | Fixture | DEER2016 | D16v3 | 2010-2012_WO017_Ex_Ante_Measure_Cost_Study_-_Final_Report | Res | Lighting | Any | Ltg_Lmp+Blst | LF_LmpBlst | LFLmpBlst-T8-48in-30w+El-IS-NLO(102w) | Any | Any | Any | Any | Full |  |  | 52.94 |  |  | EL50 | RobNc | Any | 0 | 2015-01-01 |  | Proposed | DEER | costs based on TechType_Ltg_CFL_MKT.xlsx (from Iton on 6/22/2015) | 0
Any | LFLmpBlst-T8-48in-30w+El-IS-NLO(153w) | <from TechID> | Fixture | DEER2016 | D16v3 | 2010-2012_WO017_Ex_Ante_Measure_Cost_Study_-_Final_Report | Res | Lighting | Any | Ltg_Lmp+Blst | LF_LmpBlst | LFLmpBlst-T8-48in-30w+El-IS-NLO(153w) | Any | Any | Any | Any | Full |  |  | 73.52 |  |  | EL50 | RobNc | Any | 0 | 2015-01-01 |  | Proposed | DEER | costs based on TechType_Ltg_CFL_MKT.xlsx (from Iton on 6/22/2015) | 0
Any | LFLmpBlst-T8-48in-30w+El-IS-NLO(204w) | <from TechID> | Fixture | DEER2016 | D16v3 | 2010-2012_WO017_Ex_Ante_Measure_Cost_Study_-_Final_Report | Res | Lighting | Any | Ltg_Lmp+Blst | LF_LmpBlst | LFLmpBlst-T8-48in-30w+El-IS-NLO(204w) | Any | Any | Any | Any | Full |  |  | 94.1 |  |  | EL50 | RobNc | Any | 0 | 2015-01-01 |  | Proposed | DEER | costs based on TechType_Ltg_CFL_MKT.xlsx (from Iton on 6/22/2015) | 0
Any | LFLmpBlst-T8-48in-30w+El-IS-NLO(27w) | <from TechID> | Fixture | DEER2016 | D16v3 | 2010-2012_WO017_Ex_Ante_Measure_Cost_Study_-_Final_Report | Res | Lighting | Any | Ltg_Lmp+Blst | LF_LmpBlst | LFLmpBlst-T8-48in-30w+El-IS-NLO(27w) | Any | Any | Any | Any | Full |  |  | 22.07 |  |  | EL50 | RobNc | Any | 0 | 2015-01-01 |  | Proposed | DEER | costs based on TechType_Ltg_CFL_MKT.xlsx (from Iton on 6/22/2015) | 0
Any | LFLmpBlst-T8-48in-30w+El-IS-NLO(51w) | <from TechID> | Fixture | DEER2016 | D16v3 | 2010-2012_WO017_Ex_Ante_Measure_Cost_Study_-_Final_Report | Res | Lighting | Any | Ltg_Lmp+Blst | LF_LmpBlst | LFLmpBlst-T8-48in-30w+El-IS-NLO(51w) | Any | Any | Any | Any | Full |  |  | 32.36 |  |  | EL50 | RobNc | Any | 0 | 2015-01-01 |  | Proposed | DEER | costs based on TechType_Ltg_CFL_MKT.xlsx (from Iton on 6/22/2015) | 0
Any | LFLmpBlst-T8-48in-30w+El-IS-NLO(77w) | <from TechID> | Fixture | DEER2016 | D16v3 | 2010-2012_WO017_Ex_Ante_Measure_Cost_Study_-_Final_Report | Res | Lighting | Any | Ltg_Lmp+Blst | LF_LmpBlst | LFLmpBlst-T8-48in-30w+El-IS-NLO(77w) | Any | Any | Any | Any | Full |  |  | 42.65 |  |  | EL50 | RobNc | Any | 0 | 2015-01-01 |  | Proposed | DEER | costs based on TechType_Ltg_CFL_MKT.xlsx (from Iton on 6/22/2015) | 0
Any | LFLmpBlst-T8-48in-30w+El-IS-RLO(135w) | <from TechID> | Fixture | DEER2016 | D16v3 | 2010-2012_WO017_Ex_Ante_Measure_Cost_Study_-_Final_Report | Res | Lighting | Any | Ltg_Lmp+Blst | LF_LmpBlst | LFLmpBlst-T8-48in-30w+El-IS-RLO(135w) | Any | Any | Any | Any | Full |  |  | 73.52 |  |  | EL50 | RobNc | Any | 0 | 2015-01-01 |  | Proposed | DEER | costs based on TechType_Ltg_CFL_MKT.xlsx (from Iton on 6/22/2015) | 0
Any | LFLmpBlst-T8-48in-30w+El-IS-RLO(180w) | <from TechID> | Fixture | DEER2016 | D16v3 | 2010-2012_WO017_Ex_Ante_Measure_Cost_Study_-_Final_Report | Res | Lighting | Any | Ltg_Lmp+Blst | LF_LmpBlst | LFLmpBlst-T8-48in-30w+El-IS-RLO(180w) | Any | Any | Any | Any | Full |  |  | 94.1 |  |  | EL50 | RobNc | Any | 0 | 2015-01-01 |  | Proposed | DEER | costs based on TechType_Ltg_CFL_MKT.xlsx (from Iton on 6/22/2015) | 0
Any | LFLmpBlst-T8-48in-30w+El-IS-RLO(24w) | <from TechID> | Fixture | DEER2016 | D16v3 | 2010-2012_WO017_Ex_Ante_Measure_Cost_Study_-_Final_Report | Res | Lighting | Any | Ltg_Lmp+Blst | LF_LmpBlst | LFLmpBlst-T8-48in-30w+El-IS-RLO(24w) | Any | Any | Any | Any | Full |  |  | 22.07 |  |  | EL50 | RobNc | Any | 0 | 2015-01-01 |  | Proposed | DEER | costs based on TechType_Ltg_CFL_MKT.xlsx (from Iton on 6/22/2015) | 0
Any | LFLmpBlst-T8-48in-30w+El-IS-RLO(45w) | <from TechID> | Fixture | DEER2016 | D16v3 | 2010-2012_WO017_Ex_Ante_Measure_Cost_Study_-_Final_Report | Res | Lighting | Any | Ltg_Lmp+Blst | LF_LmpBlst | LFLmpBlst-T8-48in-30w+El-IS-RLO(45w) | Any | Any | Any | Any | Full |  |  | 32.36 |  |  | EL50 | RobNc | Any | 0 | 2015-01-01 |  | Proposed | DEER | costs based on TechType_Ltg_CFL_MKT.xlsx (from Iton on 6/22/2015) | 0
Any | LFLmpBlst-T8-48in-30w+El-IS-RLO(67w) | <from TechID> | Fixture | DEER2016 | D16v3 | 2010-2012_WO017_Ex_Ante_Measure_Cost_Study_-_Final_Report | Res | Lighting | Any | Ltg_Lmp+Blst | LF_LmpBlst | LFLmpBlst-T8-48in-30w+El-IS-RLO(67w) | Any | Any | Any | Any | Full |  |  | 42.65 |  |  | EL50 | RobNc | Any | 0 | 2015-01-01 |  | Proposed | DEER | costs based on TechType_Ltg_CFL_MKT.xlsx (from Iton on 6/22/2015) | 0
Any | LFLmpBlst-T8-48in-30w+El-IS-RLO(90w) | <from TechID> | Fixture | DEER2016 | D16v3 | 2010-2012_WO017_Ex_Ante_Measure_Cost_Study_-_Final_Report | Res | Lighting | Any | Ltg_Lmp+Blst | LF_LmpBlst | LFLmpBlst-T8-48in-30w+El-IS-RLO(90w) | Any | Any | Any | Any | Full |  |  | 52.94 |  |  | EL50 | RobNc | Any | 0 | 2015-01-01 |  | Proposed | DEER | costs based on TechType_Ltg_CFL_MKT.xlsx (from Iton on 6/22/2015) | 0
Any | LFLmpBlst-T8-48in-32w-1g+El-IS-HLO(31w) | <from TechID> | Fixture | DEER2016 | D16v3 | 2010-2012_WO017_Ex_Ante_Measure_Cost_Study_-_Final_Report | Res | Lighting | Any | Ltg_Lmp+Blst | LF_LmpBlst | LFLmpBlst-T8-48in-32w-1g+El-IS-HLO(31w) | Any | Any | Any | Any | Full |  |  | 11.64 |  |  | EL50 | RobNc | Any | 0 | 2015-01-01 |  | Proposed | DEER | costs based on TechType_Ltg_CFL_MKT.xlsx (from Iton on 6/22/2015) | 0
Any | LFLmpBlst-T8-48in-32w-1g+El-IS-HLO(33w) | <from TechID> | Fixture | DEER2016 | D16v3 | 2010-2012_WO017_Ex_Ante_Measure_Cost_Study_-_Final_Report | Res | Lighting | Any | Ltg_Lmp+Blst | LF_LmpBlst | LFLmpBlst-T8-48in-32w-1g+El-IS-HLO(33w) | Any | Any | Any | Any | Full |  |  | 13.69 |  |  | EL50 | RobNc | Any | 0 | 2015-01-01 |  | Proposed | DEER | costs based on TechType_Ltg_CFL_MKT.xlsx (from Iton on 6/22/2015) | 0
Any | LFLmpBlst-T8-48in-32w-1g+El-IS-HLO(36w) | <from TechID> | Fixture | DEER2016 | D16v3 | 2010-2012_WO017_Ex_Ante_Measure_Cost_Study_-_Final_Report | Res | Lighting | Any | Ltg_Lmp+Blst | LF_LmpBlst | LFLmpBlst-T8-48in-32w-1g+El-IS-HLO(36w) | Any | Any | Any | Any | Full |  |  | 19.58 |  |  | EL50 | RobNc | Any | 0 | 2015-01-01 |  | Proposed | DEER | costs based on TechType_Ltg_CFL_MKT.xlsx (from Iton on 6/22/2015) | 0
Any | LFLmpBlst-T8-48in-32w-1g+El-IS-HLO(65w) | <from TechID> | Fixture | DEER2016 | D16v3 | 2010-2012_WO017_Ex_Ante_Measure_Cost_Study_-_Final_Report | Res | Lighting | Any | Ltg_Lmp+Blst | LF_LmpBlst | LFLmpBlst-T8-48in-32w-1g+El-IS-HLO(65w) | Any | Any | Any | Any | Full |  |  | 27.38 |  |  | EL50 | RobNc | Any | 0 | 2015-01-01 |  | Proposed | DEER | costs based on TechType_Ltg_CFL_MKT.xlsx (from Iton on 6/22/2015) | 0
Any | LFLmpBlst-T8-48in-32w-1g+El-IS-HLO(93w) | <from TechID> | Fixture | DEER2016 | D16v3 | 2010-2012_WO017_Ex_Ante_Measure_Cost_Study_-_Final_Report | Res | Lighting | Any | Ltg_Lmp+Blst | LF_LmpBlst | LFLmpBlst-T8-48in-32w-1g+El-IS-HLO(93w) | Any | Any | Any | Any | Full |  |  | 35.19 |  |  | EL50 | RobNc | Any | 0 | 2015-01-01 |  | Proposed | DEER | costs based on TechType_Ltg_CFL_MKT.xlsx (from Iton on 6/22/2015) | 0
Any | LFLmpBlst-T8-48in-32w-1g+El-IS-NLO-1(30w) | <from TechID> | Fixture | DEER2016 | D16v3 | 2010-2012_WO017_Ex_Ante_Measure_Cost_Study_-_Final_Report | Res | Lighting | Any | Ltg_Lmp+Blst | LF_LmpBlst | LFLmpBlst-T8-48in-32w-1g+El-IS-NLO-1(30w) | Any | Any | Any | Any | Full |  |  | 19.58 |  |  | EL50 | RobNc | Any | 0 | 2015-01-01 |  | Proposed | DEER | costs based on TechType_Ltg_CFL_MKT.xlsx (from Iton on 6/22/2015) | 0
Any | LFLmpBlst-T8-48in-32w-1g+El-IS-NLO-2(30w) | <from TechID> | Fixture | DEER2016 | D16v3 | 2010-2012_WO017_Ex_Ante_Measure_Cost_Study_-_Final_Report | Res | Lighting | Any | Ltg_Lmp+Blst | LF_LmpBlst | LFLmpBlst-T8-48in-32w-1g+El-IS-NLO-2(30w) | Any | Any | Any | Any | Full |  |  | 11.64 |  |  | EL50 | RobNc | Any | 0 | 2015-01-01 |  | Proposed | DEER | costs based on TechType_Ltg_CFL_MKT.xlsx (from Iton on 6/22/2015) | 0
Any | LFLmpBlst-T8-48in-32w-1g+El-IS-NLO-3(30w) | <from TechID> | Fixture | DEER2016 | D16v3 | 2010-2012_WO017_Ex_Ante_Measure_Cost_Study_-_Final_Report | Res | Lighting | Any | Ltg_Lmp+Blst | LF_LmpBlst | LFLmpBlst-T8-48in-32w-1g+El-IS-NLO-3(30w) | Any | Any | Any | Any | Full |  |  | 13.69 |  |  | EL50 | RobNc | Any | 0 | 2015-01-01 |  | Proposed | DEER | costs based on TechType_Ltg_CFL_MKT.xlsx (from Iton on 6/22/2015) | 0
Any | LFLmpBlst-T8-48in-32w-1g+El-IS-NLO-Del(0w) | <from TechID> | Fixture | DEER2016 | D16v3 | 2010-2012_WO017_Ex_Ante_Measure_Cost_Study_-_Final_Report | Res | Lighting | Any | Ltg_Lmp+Blst | LF_LmpBlst | LFLmpBlst-T8-48in-32w-1g+El-IS-NLO-Del(0w) | Any | Any | Any | Any | Full |  |  | 27.38 |  |  | EL50 | RobNc | Any | 0 | 2015-01-01 |  | Proposed | DEER | costs based on TechType_Ltg_CFL_MKT.xlsx (from Iton on 6/22/2015) | 0
Any | LFLmpBlst-T8-48in-32w-1g+El-IS-NLO-Del(112w) | <from TechID> | Fixture | DEER2016 | D16v3 | 2010-2012_WO017_Ex_Ante_Measure_Cost_Study_-_Final_Report | Res | Lighting | Any | Ltg_Lmp+Blst | LF_LmpBlst | LFLmpBlst-T8-48in-32w-1g+El-IS-NLO-Del(112w) | Any | Any | Any | Any | Full |  |  | 37.69 |  |  | EL50 | RobNc | Any | 0 | 2015-01-01 |  | Proposed | DEER | costs based on TechType_Ltg_CFL_MKT.xlsx (from Iton on 6/22/2015) | 0
Any | LFLmpBlst-T8-48in-32w-1g+El-IS-NLO-Del(51w) | <from TechID> | Fixture | DEER2016 | D16v3 | 2010-2012_WO017_Ex_Ante_Measure_Cost_Study_-_Final_Report | Res | Lighting | Any | Ltg_Lmp+Blst | LF_LmpBlst | LFLmpBlst-T8-48in-32w-1g+El-IS-NLO-Del(51w) | Any | Any | Any | Any | Full |  |  | 27.38 |  |  | EL50 | RobNc | Any | 0 | 2015-01-01 |  | Proposed | DEER | costs based on TechType_Ltg_CFL_MKT.xlsx (from Iton on 6/22/2015) | 0
Any | LFLmpBlst-T8-48in-32w-1g+El-IS-NLO-Del(59w) | <from TechID> | Fixture | DEER2016 | D16v3 | 2010-2012_WO017_Ex_Ante_Measure_Cost_Study_-_Final_Report | Res | Lighting | Any | Ltg_Lmp+Blst | LF_LmpBlst | LFLmpBlst-T8-48in-32w-1g+El-IS-NLO-Del(59w) | Any | Any | Any | Any | Full |  |  | 27.38 |  |  | EL50 | RobNc | Any | 0 | 2015-01-01 |  | Proposed | DEER | costs based on TechType_Ltg_CFL_MKT.xlsx (from Iton on 6/22/2015) | 0
Any | LFLmpBlst-T8-48in-32w-1g+El-IS-NLO-Del(77w) | <from TechID> | Fixture | DEER2016 | D16v3 | 2010-2012_WO017_Ex_Ante_Measure_Cost_Study_-_Final_Report | Res | Lighting | Any | Ltg_Lmp+Blst | LF_LmpBlst | LFLmpBlst-T8-48in-32w-1g+El-IS-NLO-Del(77w) | Any | Any | Any | Any | Full |  |  | 35.19 |  |  | EL50 | RobNc | Any | 0 | 2015-01-01 |  | Proposed | DEER | costs based on TechType_Ltg_CFL_MKT.xlsx (from Iton on 6/22/2015) | 0
Any | LFLmpBlst-T8-48in-32w-1g+El-IS-NLO(112w) | <from TechID> | Fixture | DEER2016 | D16v3 | 2010-2012_WO017_Ex_Ante_Measure_Cost_Study_-_Final_Report | Res | Lighting | Any | Ltg_Lmp+Blst | LF_LmpBlst | LFLmpBlst-T8-48in-32w-1g+El-IS-NLO(112w) | Any | Any | Any | Any | Full |  |  | 42.99 |  |  | EL50 | RobNc | Any | 0 | 2015-01-01 |  | Proposed | DEER | costs based on TechType_Ltg_CFL_MKT.xlsx (from Iton on 6/22/2015) | 0
Any | LFLmpBlst-T8-48in-32w-1g+El-IS-NLO(118w) | <from TechID> | Fixture | DEER2016 | D16v3 | 2010-2012_WO017_Ex_Ante_Measure_Cost_Study_-_Final_Report | Res | Lighting | Any | Ltg_Lmp+Blst | LF_LmpBlst | LFLmpBlst-T8-48in-32w-1g+El-IS-NLO(118w) | Any | Any | Any | Any | Full |  |  | 54.77 |  |  | EL50 | RobNc | Any | 0 | 2015-01-01 |  | Proposed | DEER | costs based on TechType_Ltg_CFL_MKT.xlsx (from Iton on 6/22/2015) | 0
Any | LFLmpBlst-T8-48in-32w-1g+El-IS-NLO(148w) | <from TechID> | Fixture | DEER2016 | D16v3 | 2010-2012_WO017_Ex_Ante_Measure_Cost_Study_-_Final_Report | Res | Lighting | Any | Ltg_Lmp+Blst | LF_LmpBlst | LFLmpBlst-T8-48in-32w-1g+El-IS-NLO(148w) | Any | Any | Any | Any | Full |  |  | 62.57 |  |  | EL50 | RobNc | Any | 0 | 2015-01-01 |  | Proposed | DEER | costs based on TechType_Ltg_CFL_MKT.xlsx (from Iton on 6/22/2015) | 0
Any | LFLmpBlst-T8-48in-32w-1g+El-IS-NLO(175w) | <from TechID> | Fixture | DEER2016 | D16v3 | 2010-2012_WO017_Ex_Ante_Measure_Cost_Study_-_Final_Report | Res | Lighting | Any | Ltg_Lmp+Blst | LF_LmpBlst | LFLmpBlst-T8-48in-32w-1g+El-IS-NLO(175w) | Any | Any | Any | Any | Full |  |  | 70.37 |  |  | EL50 | RobNc | Any | 0 | 2015-01-01 |  | Proposed | DEER | costs based on TechType_Ltg_CFL_MKT.xlsx (from Iton on 6/22/2015) | 0
Any | LFLmpBlst-T8-48in-32w-1g+El-IS-NLO(224w) | <from TechID> | Fixture | DEER2016 | D16v3 | 2010-2012_WO017_Ex_Ante_Measure_Cost_Study_-_Final_Report | Res | Lighting | Any | Ltg_Lmp+Blst | LF_LmpBlst | LFLmpBlst-T8-48in-32w-1g+El-IS-NLO(224w) | Any | Any | Any | Any | Full |  |  | 85.98 |  |  | EL50 | RobNc | Any | 0 | 2015-01-01 |  | Proposed | DEER | costs based on TechType_Ltg_CFL_MKT.xlsx (from Iton on 6/22/2015) | 0
Any | LFLmpBlst-T8-48in-32w-1g+El-IS-NLO(28w) | <from TechID> | Fixture | DEER2016 | D16v3 | 2010-2012_WO017_Ex_Ante_Measure_Cost_Study_-_Final_Report | Res | Lighting | Any | Ltg_Lmp+Blst | LF_LmpBlst | LFLmpBlst-T8-48in-32w-1g+El-IS-NLO(28w) | Any | Any | Any | Any | Full |  |  | 10.75 |  |  | EL50 | RobNc | Any | 0 | 2015-01-01 |  | Proposed | DEER | costs based on TechType_Ltg_CFL_MKT.xlsx (from Iton on 6/22/2015) | 0
Any | LFLmpBlst-T8-48in-32w-1g+El-IS-NLO(30.5w) | <from TechID> | Fixture | DEER2016 | D16v3 | 2010-2012_WO017_Ex_Ante_Measure_Cost_Study_-_Final_Report | Res | Lighting | Any | Ltg_Lmp+Blst | LF_LmpBlst | LFLmpBlst-T8-48in-32w-1g+El-IS-NLO(30.5w) | Any | Any | Any | Any | Full |  |  | 11.64 |  |  | EL50 | RobNc | Any | 0 | 2015-01-01 |  | Proposed | DEER | costs based on TechType_Ltg_CFL_MKT.xlsx (from Iton on 6/22/2015) | 0
Any | LFLmpBlst-T8-48in-32w-1g+El-IS-NLO(31w) | <from TechID> | Fixture | DEER2016 | D16v3 | 2010-2012_WO017_Ex_Ante_Measure_Cost_Study_-_Final_Report | Res | Lighting | Any | Ltg_Lmp+Blst | LF_LmpBlst | LFLmpBlst-T8-48in-32w-1g+El-IS-NLO(31w) | Any | Any | Any | Any | Full |  |  | 11.64 |  |  | EL50 | RobNc | Any | 0 | 2015-01-01 |  | Proposed | DEER | costs based on TechType_Ltg_CFL_MKT.xlsx (from Iton on 6/22/2015) | 0
Any | LFLmpBlst-T8-48in-32w-1g+El-IS-NLO(56w) | <from TechID> | Fixture | DEER2016 | D16v3 | 2010-2012_WO017_Ex_Ante_Measure_Cost_Study_-_Final_Report | Res | Lighting | Any | Ltg_Lmp+Blst | LF_LmpBlst | LFLmpBlst-T8-48in-32w-1g+El-IS-NLO(56w) | Any | Any | Any | Any | Full |  |  | 21.49 |  |  | EL50 | RobNc | Any | 0 | 2015-01-01 |  | Proposed | DEER | costs based on TechType_Ltg_CFL_MKT.xlsx (from Iton on 6/22/2015) | 0
Any | LFLmpBlst-T8-48in-32w-1g+El-IS-NLO(59w) | <from TechID> | Fixture | DEER2016 | D16v3 | 2010-2012_WO017_Ex_Ante_Measure_Cost_Study_-_Final_Report | Res | Lighting | Any | Ltg_Lmp+Blst | LF_LmpBlst | LFLmpBlst-T8-48in-32w-1g+El-IS-NLO(59w) | Any | Any | Any | Any | Full |  |  | 27.38 |  |  | EL50 | RobNc | Any | 0 | 2015-01-01 |  | Proposed | DEER | costs based on TechType_Ltg_CFL_MKT.xlsx (from Iton on 6/22/2015) | 0
Any | LFLmpBlst-T8-48in-32w-1g+El-IS-NLO(89w) | <from TechID> | Fixture | DEER2016 | D16v3 | 2010-2012_WO017_Ex_Ante_Measure_Cost_Study_-_Final_Report | Res | Lighting | Any | Ltg_Lmp+Blst | LF_LmpBlst | LFLmpBlst-T8-48in-32w-1g+El-IS-NLO(89w) | Any | Any | Any | Any | Full |  |  | 35.19 |  |  | EL50 | RobNc | Any | 0 | 2015-01-01 |  | Proposed | DEER | costs based on TechType_Ltg_CFL_MKT.xlsx (from Iton on 6/22/2015) | 0
Any | LFLmpBlst-T8-48in-32w-1g+El-IS-NLO(90w) | <from TechID> | Fixture | DEER2016 | D16v3 | 2010-2012_WO017_Ex_Ante_Measure_Cost_Study_-_Final_Report | Res | Lighting | Any | Ltg_Lmp+Blst | LF_LmpBlst | LFLmpBlst-T8-48in-32w-1g+El-IS-NLO(90w) | Any | Any | Any | Any | Full |  |  | 46.97 |  |  | EL50 | RobNc | Any | 0 | 2015-01-01 |  | Proposed | DEER | costs based on TechType_Ltg_CFL_MKT.xlsx (from Iton on 6/22/2015) | 0
Any | LFLmpBlst-T8-48in-32w-1g+El-IS-RLO-1(26w) | <from TechID> | Fixture | DEER2016 | D16v3 | 2010-2012_WO017_Ex_Ante_Measure_Cost_Study_-_Final_Report | Res | Lighting | Any | Ltg_Lmp+Blst | LF_LmpBlst | LFLmpBlst-T8-48in-32w-1g+El-IS-RLO-1(26w) | Any | Any | Any | Any | Full |  |  | 10.75 |  |  | EL50 | RobNc | Any | 0 | 2015-01-01 |  | Proposed | DEER | costs based on TechType_Ltg_CFL_MKT.xlsx (from Iton on 6/22/2015) | 0
Any | LFLmpBlst-T8-48in-32w-1g+El-IS-RLO-2(26w) | <from TechID> | Fixture | DEER2016 | D16v3 | 2010-2012_WO017_Ex_Ante_Measure_Cost_Study_-_Final_Report | Res | Lighting | Any | Ltg_Lmp+Blst | LF_LmpBlst | LFLmpBlst-T8-48in-32w-1g+El-IS-RLO-2(26w) | Any | Any | Any | Any | Full |  |  | 11.64 |  |  | EL50 | RobNc | Any | 0 | 2015-01-01 |  | Proposed | DEER | costs based on TechType_Ltg_CFL_MKT.xlsx (from Iton on 6/22/2015) | 0
Any | LFLmpBlst-T8-48in-32w-1g+El-IS-RLO-3(26w) | <from TechID> | Fixture | DEER2016 | D16v3 | 2010-2012_WO017_Ex_Ante_Measure_Cost_Study_-_Final_Report | Res | Lighting | Any | Ltg_Lmp+Blst | LF_LmpBlst | LFLmpBlst-T8-48in-32w-1g+El-IS-RLO-3(26w) | Any | Any | Any | Any | Full |  |  | 13.69 |  |  | EL50 | RobNc | Any | 0 | 2015-01-01 |  | Proposed | DEER | costs based on TechType_Ltg_CFL_MKT.xlsx (from Iton on 6/22/2015) | 0
Any | LFLmpBlst-T8-48in-32w-1g+El-IS-RLO(102w) | <from TechID> | Fixture | DEER2016 | D16v3 | 2010-2012_WO017_Ex_Ante_Measure_Cost_Study_-_Final_Report | Res | Lighting | Any | Ltg_Lmp+Blst | LF_LmpBlst | LFLmpBlst-T8-48in-32w-1g+El-IS-RLO(102w) | Any | Any | Any | Any | Full |  |  | 42.99 |  |  | EL50 | RobNc | Any | 0 | 2015-01-01 |  | Proposed | DEER | costs based on TechType_Ltg_CFL_MKT.xlsx (from Iton on 6/22/2015) | 0
Any | LFLmpBlst-T8-48in-32w-1g+El-IS-RLO(156w) | <from TechID> | Fixture | DEER2016 | D16v3 | 2010-2012_WO017_Ex_Ante_Measure_Cost_Study_-_Final_Report | Res | Lighting | Any | Ltg_Lmp+Blst | LF_LmpBlst | LFLmpBlst-T8-48in-32w-1g+El-IS-RLO(156w) | Any | Any | Any | Any | Full |  |  | 70.37 |  |  | EL50 | RobNc | Any | 0 | 2015-01-01 |  | Proposed | DEER | costs based on TechType_Ltg_CFL_MKT.xlsx (from Iton on 6/22/2015) | 0
Any | LFLmpBlst-T8-48in-32w-1g+El-IS-RLO(204w) | <from TechID> | Fixture | DEER2016 | D16v3 | 2010-2012_WO017_Ex_Ante_Measure_Cost_Study_-_Final_Report | Res | Lighting | Any | Ltg_Lmp+Blst | LF_LmpBlst | LFLmpBlst-T8-48in-32w-1g+El-IS-RLO(204w) | Any | Any | Any | Any | Full |  |  | 85.98 |  |  | EL50 | RobNc | Any | 0 | 2015-01-01 |  | Proposed | DEER | costs based on TechType_Ltg_CFL_MKT.xlsx (from Iton on 6/22/2015) | 0
Any | LFLmpBlst-T8-48in-32w-1g+El-IS-RLO(51w) | <from TechID> | Fixture | DEER2016 | D16v3 | 2010-2012_WO017_Ex_Ante_Measure_Cost_Study_-_Final_Report | Res | Lighting | Any | Ltg_Lmp+Blst | LF_LmpBlst | LFLmpBlst-T8-48in-32w-1g+El-IS-RLO(51w) | Any | Any | Any | Any | Full |  |  | 21.49 |  |  | EL50 | RobNc | Any | 0 | 2015-01-01 |  | Proposed | DEER | costs based on TechType_Ltg_CFL_MKT.xlsx (from Iton on 6/22/2015) | 0
Any | LFLmpBlst-T8-48in-32w-1g+El-IS-RLO(52w) | <from TechID> | Fixture | DEER2016 | D16v3 | 2010-2012_WO017_Ex_Ante_Measure_Cost_Study_-_Final_Report | Res | Lighting | Any | Ltg_Lmp+Blst | LF_LmpBlst | LFLmpBlst-T8-48in-32w-1g+El-IS-RLO(52w) | Any | Any | Any | Any | Full |  |  | 27.38 |  |  | EL50 | RobNc | Any | 0 | 2015-01-01 |  | Proposed | DEER | costs based on TechType_Ltg_CFL_MKT.xlsx (from Iton on 6/22/2015) | 0
Any | LFLmpBlst-T8-48in-32w-1g+El-IS-RLO(78w) | <from TechID> | Fixture | DEER2016 | D16v3 | 2010-2012_WO017_Ex_Ante_Measure_Cost_Study_-_Final_Report | Res | Lighting | Any | Ltg_Lmp+Blst | LF_LmpBlst | LFLmpBlst-T8-48in-32w-1g+El-IS-RLO(78w) | Any | Any | Any | Any | Full |  |  | 35.19 |  |  | EL50 | RobNc | Any | 0 | 2015-01-01 |  | Proposed | DEER | costs based on TechType_Ltg_CFL_MKT.xlsx (from Iton on 6/22/2015) | 0
Any | LFLmpBlst-T8-48in-32w-1g+El-IS-VHLO-1(38w) | <from TechID> | Fixture | DEER2016 | D16v3 | 2010-2012_WO017_Ex_Ante_Measure_Cost_Study_-_Final_Report | Res | Lighting | Any | Ltg_Lmp+Blst | LF_LmpBlst | LFLmpBlst-T8-48in-32w-1g+El-IS-VHLO-1(38w) | Any | Any | Any | Any | Full |  |  | 10.75 |  |  | EL50 | RobNc | Any | 0 | 2015-01-01 |  | Proposed | DEER | costs based on TechType_Ltg_CFL_MKT.xlsx (from Iton on 6/22/2015) | 0
Any | LFLmpBlst-T8-48in-32w-1g+El-IS-VHLO-2(38w) | <from TechID> | Fixture | DEER2016 | D16v3 | 2010-2012_WO017_Ex_Ante_Measure_Cost_Study_-_Final_Report | Res | Lighting | Any | Ltg_Lmp+Blst | LF_LmpBlst | LFLmpBlst-T8-48in-32w-1g+El-IS-VHLO-2(38w) | Any | Any | Any | Any | Full |  |  | 11.64 |  |  | EL50 | RobNc | Any | 0 | 2015-01-01 |  | Proposed | DEER | costs based on TechType_Ltg_CFL_MKT.xlsx (from Iton on 6/22/2015) | 0
Any | LFLmpBlst-T8-48in-32w-1g+El-IS-VHLO(112w) | <from TechID> | Fixture | DEER2016 | D16v3 | 2010-2012_WO017_Ex_Ante_Measure_Cost_Study_-_Final_Report | Res | Lighting | Any | Ltg_Lmp+Blst | LF_LmpBlst | LFLmpBlst-T8-48in-32w-1g+El-IS-VHLO(112w) | Any | Any | Any | Any | Full |  |  | 35.19 |  |  | EL50 | RobNc | Any | 0 | 2015-01-01 |  | Proposed | DEER | costs based on TechType_Ltg_CFL_MKT.xlsx (from Iton on 6/22/2015) | 0
Any | LFLmpBlst-T8-48in-32w-1g+El-IS-VHLO(151w) | <from TechID> | Fixture | DEER2016 | D16v3 | 2010-2012_WO017_Ex_Ante_Measure_Cost_Study_-_Final_Report | Res | Lighting | Any | Ltg_Lmp+Blst | LF_LmpBlst | LFLmpBlst-T8-48in-32w-1g+El-IS-VHLO(151w) | Any | Any | Any | Any | Full |  |  | 54.77 |  |  | EL50 | RobNc | Any | 0 | 2015-01-01 |  | Proposed | DEER | costs based on TechType_Ltg_CFL_MKT.xlsx (from Iton on 6/22/2015) | 0
Any | LFLmpBlst-T8-48in-32w-1g+El-IS-VHLO(152w) | <from TechID> | Fixture | DEER2016 | D16v3 | 2010-2012_WO017_Ex_Ante_Measure_Cost_Study_-_Final_Report | Res | Lighting | Any | Ltg_Lmp+Blst | LF_LmpBlst | LFLmpBlst-T8-48in-32w-1g+El-IS-VHLO(152w) | Any | Any | Any | Any | Full |  |  | 42.99 |  |  | EL50 | RobNc | Any | 0 | 2015-01-01 |  | Proposed | DEER | costs based on TechType_Ltg_CFL_MKT.xlsx (from Iton on 6/22/2015) | 0
Any | LFLmpBlst-T8-48in-32w-1g+El-IS-VHLO(189w) | <from TechID> | Fixture | DEER2016 | D16v3 | 2010-2012_WO017_Ex_Ante_Measure_Cost_Study_-_Final_Report | Res | Lighting | Any | Ltg_Lmp+Blst | LF_LmpBlst | LFLmpBlst-T8-48in-32w-1g+El-IS-VHLO(189w) | Any | Any | Any | Any | Full |  |  | 62.57 |  |  | EL50 | RobNc | Any | 0 | 2015-01-01 |  | Proposed | DEER | costs based on TechType_Ltg_CFL_MKT.xlsx (from Iton on 6/22/2015) | 0
Any | LFLmpBlst-T8-48in-32w-1g+El-IS-VHLO(226w) | <from TechID> | Fixture | DEER2016 | D16v3 | 2010-2012_WO017_Ex_Ante_Measure_Cost_Study_-_Final_Report | Res | Lighting | Any | Ltg_Lmp+Blst | LF_LmpBlst | LFLmpBlst-T8-48in-32w-1g+El-IS-VHLO(226w) | Any | Any | Any | Any | Full |  |  | 70.37 |  |  | EL50 | RobNc | Any | 0 | 2015-01-01 |  | Proposed | DEER | costs based on TechType_Ltg_CFL_MKT.xlsx (from Iton on 6/22/2015) | 0
Any | LFLmpBlst-T8-48in-32w-1g+El-IS-VHLO(40w) | <from TechID> | Fixture | DEER2016 | D16v3 | 2010-2012_WO017_Ex_Ante_Measure_Cost_Study_-_Final_Report | Res | Lighting | Any | Ltg_Lmp+Blst | LF_LmpBlst | LFLmpBlst-T8-48in-32w-1g+El-IS-VHLO(40w) | Any | Any | Any | Any | Full |  |  | 13.69 |  |  | EL50 | RobNc | Any | 0 | 2015-01-01 |  | Proposed | DEER | costs based on TechType_Ltg_CFL_MKT.xlsx (from Iton on 6/22/2015) | 0
Any | LFLmpBlst-T8-48in-32w-1g+El-IS-VHLO(41w) | <from TechID> | Fixture | DEER2016 | D16v3 | 2010-2012_WO017_Ex_Ante_Measure_Cost_Study_-_Final_Report | Res | Lighting | Any | Ltg_Lmp+Blst | LF_LmpBlst | LFLmpBlst-T8-48in-32w-1g+El-IS-VHLO(41w) | Any | Any | Any | Any | Full |  |  | 19.58 |  |  | EL50 | RobNc | Any | 0 | 2015-01-01 |  | Proposed | DEER | costs based on TechType_Ltg_CFL_MKT.xlsx (from Iton on 6/22/2015) | 0
Any | LFLmpBlst-T8-48in-32w-1g+El-IS-VHLO(79w) | <from TechID> | Fixture | DEER2016 | D16v3 | 2010-2012_WO017_Ex_Ante_Measure_Cost_Study_-_Final_Report | Res | Lighting | Any | Ltg_Lmp+Blst | LF_LmpBlst | LFLmpBlst-T8-48in-32w-1g+El-IS-VHLO(79w) | Any | Any | Any | Any | Full |  |  | 27.38 |  |  | EL50 | RobNc | Any | 0 | 2015-01-01 |  | Proposed | DEER | costs based on TechType_Ltg_CFL_MKT.xlsx (from Iton on 6/22/2015) | 0
Any | LFLmpBlst-T8-48in-32w-1g+MagES-RS-NLO(110w) | <from TechID> | Fixture | DEER2016 | D16v3 | 2010-2012_WO017_Ex_Ante_Measure_Cost_Study_-_Final_Report | Res | Lighting | Any | Ltg_Lmp+Blst | LF_LmpBlst | LFLmpBlst-T8-48in-32w-1g+MagES-RS-NLO(110w) | Any | Any | Any | Any | Full |  |  | 111.43 |  |  | EL50 | RobNc | Any | 0 | 2015-01-01 |  | Proposed | DEER | costs based on TechType_Ltg_CFL_MKT.xlsx (from Iton on 6/22/2015) | 0
Any | LFLmpBlst-T8-48in-32w-1g+MagES-RS-NLO(142w) | <from TechID> | Fixture | DEER2016 | D16v3 | 2010-2012_WO017_Ex_Ante_Measure_Cost_Study_-_Final_Report | Res | Lighting | Any | Ltg_Lmp+Blst | LF_LmpBlst | LFLmpBlst-T8-48in-32w-1g+MagES-RS-NLO(142w) | Any | Any | Any | Any | Full |  |  | 191.97 |  |  | EL50 | RobNc | Any | 0 | 2015-01-01 |  | Proposed | DEER | costs based on TechType_Ltg_CFL_MKT.xlsx (from Iton on 6/22/2015) | 0
Any | LFLmpBlst-T8-48in-32w-1g+MagES-RS-NLO(35w) | <from TechID> | Fixture | DEER2016 | D16v3 | 2010-2012_WO017_Ex_Ante_Measure_Cost_Study_-_Final_Report | Res | Lighting | Any | Ltg_Lmp+Blst | LF_LmpBlst | LFLmpBlst-T8-48in-32w-1g+MagES-RS-NLO(35w) | Any | Any | Any | Any | Full |  |  | 80.53 |  |  | EL50 | RobNc | Any | 0 | 2015-01-01 |  | Proposed | DEER | costs based on TechType_Ltg_CFL_MKT.xlsx (from Iton on 6/22/2015) | 0
Any | LFLmpBlst-T8-48in-32w-1g+MagES-RS-NLO(71w) | <from TechID> | Fixture | DEER2016 | D16v3 | 2010-2012_WO017_Ex_Ante_Measure_Cost_Study_-_Final_Report | Res | Lighting | Any | Ltg_Lmp+Blst | LF_LmpBlst | LFLmpBlst-T8-48in-32w-1g+MagES-RS-NLO(71w) | Any | Any | Any | Any | Full |  |  | 95.98 |  |  | EL50 | RobNc | Any | 0 | 2015-01-01 |  | Proposed | DEER | costs based on TechType_Ltg_CFL_MKT.xlsx (from Iton on 6/22/2015) | 0
Any | LFLmpBlst-T8-48in-32w-2g+El-IS-HLO(31w) | <from TechID> | Fixture | DEER2016 | D16v3 | 2010-2012_WO017_Ex_Ante_Measure_Cost_Study_-_Final_Report | Res | Lighting | Any | Ltg_Lmp+Blst | LF_LmpBlst | LFLmpBlst-T8-48in-32w-2g+El-IS-HLO(31w) | Any | Any | Any | Any | Full |  |  | 12.66 |  |  | EL50 | RobNc | Any | 0 | 2015-01-01 |  | Proposed | DEER | costs based on TechType_Ltg_CFL_MKT.xlsx (from Iton on 6/22/2015) | 0
Any | LFLmpBlst-T8-48in-32w-2g+El-IS-HLO(33w) | <from TechID> | Fixture | DEER2016 | D16v3 | 2010-2012_WO017_Ex_Ante_Measure_Cost_Study_-_Final_Report | Res | Lighting | Any | Ltg_Lmp+Blst | LF_LmpBlst | LFLmpBlst-T8-48in-32w-2g+El-IS-HLO(33w) | Any | Any | Any | Any | Full |  |  | 14.71 |  |  | EL50 | RobNc | Any | 0 | 2015-01-01 |  | Proposed | DEER | costs based on TechType_Ltg_CFL_MKT.xlsx (from Iton on 6/22/2015) | 0
Any | LFLmpBlst-T8-48in-32w-2g+El-IS-HLO(36w) | <from TechID> | Fixture | DEER2016 | D16v3 | 2010-2012_WO017_Ex_Ante_Measure_Cost_Study_-_Final_Report | Res | Lighting | Any | Ltg_Lmp+Blst | LF_LmpBlst | LFLmpBlst-T8-48in-32w-2g+El-IS-HLO(36w) | Any | Any | Any | Any | Full |  |  | 20.6 |  |  | EL50 | RobNc | Any | 0 | 2015-01-01 |  | Proposed | DEER | costs based on TechType_Ltg_CFL_MKT.xlsx (from Iton on 6/22/2015) | 0
Any | LFLmpBlst-T8-48in-32w-2g+El-IS-HLO(65w) | <from TechID> | Fixture | DEER2016 | D16v3 | 2010-2012_WO017_Ex_Ante_Measure_Cost_Study_-_Final_Report | Res | Lighting | Any | Ltg_Lmp+Blst | LF_LmpBlst | LFLmpBlst-T8-48in-32w-2g+El-IS-HLO(65w) | Any | Any | Any | Any | Full |  |  | 29.42 |  |  | EL50 | RobNc | Any | 0 | 2015-01-01 |  | Proposed | DEER | costs based on TechType_Ltg_CFL_MKT.xlsx (from Iton on 6/22/2015) | 0
Any | LFLmpBlst-T8-48in-32w-2g+El-IS-HLO(68w) | <from TechID> | Fixture | DEER2016 | D16v3 | 2010-2012_WO017_Ex_Ante_Measure_Cost_Study_-_Final_Report | Res | Lighting | Any | Ltg_Lmp+Blst | LF_LmpBlst | LFLmpBlst-T8-48in-32w-2g+El-IS-HLO(68w) | Any | Any | Any | Any | Full |  |  | 29.42 |  |  | EL50 | RobNc | Any | 0 | 2015-01-01 |  | Proposed | DEER | costs based on TechType_Ltg_CFL_MKT.xlsx (from Iton on 6/22/2015) | 0
Any | LFLmpBlst-T8-48in-32w-2g+El-IS-HLO(93w) | <from TechID> | Fixture | DEER2016 | D16v3 | 2010-2012_WO017_Ex_Ante_Measure_Cost_Study_-_Final_Report | Res | Lighting | Any | Ltg_Lmp+Blst | LF_LmpBlst | LFLmpBlst-T8-48in-32w-2g+El-IS-HLO(93w) | Any | Any | Any | Any | Full |  |  | 38.25 |  |  | EL50 | RobNc | Any | 0 | 2015-01-01 |  | Proposed | DEER | costs based on TechType_Ltg_CFL_MKT.xlsx (from Iton on 6/22/2015) | 0
Any | LFLmpBlst-T8-48in-32w-2g+El-IS-NLO-1(30w) | <from TechID> | Fixture | DEER2016 | D16v3 | 2010-2012_WO017_Ex_Ante_Measure_Cost_Study_-_Final_Report | Res | Lighting | Any | Ltg_Lmp+Blst | LF_LmpBlst | LFLmpBlst-T8-48in-32w-2g+El-IS-NLO-1(30w) | Any | Any | Any | Any | Full |  |  | 12.66 |  |  | EL50 | RobNc | Any | 0 | 2015-01-01 |  | Proposed | DEER | costs based on TechType_Ltg_CFL_MKT.xlsx (from Iton on 6/22/2015) | 0
Any | LFLmpBlst-T8-48in-32w-2g+El-IS-NLO-2(30w) | <from TechID> | Fixture | DEER2016 | D16v3 | 2010-2012_WO017_Ex_Ante_Measure_Cost_Study_-_Final_Report | Res | Lighting | Any | Ltg_Lmp+Blst | LF_LmpBlst | LFLmpBlst-T8-48in-32w-2g+El-IS-NLO-2(30w) | Any | Any | Any | Any | Full |  |  | 14.71 |  |  | EL50 | RobNc | Any | 0 | 2015-01-01 |  | Proposed | DEER | costs based on TechType_Ltg_CFL_MKT.xlsx (from Iton on 6/22/2015) | 0
Any | LFLmpBlst-T8-48in-32w-2g+El-IS-NLO-Dim(59w) | <from TechID> | Fixture | DEER2016 | D16v3 | 2010-2012_WO017_Ex_Ante_Measure_Cost_Study_-_Final_Report | Res | Lighting | Any | Ltg_Lmp+Blst | LF_LmpBlst | LFLmpBlst-T8-48in-32w-2g+El-IS-NLO-Dim(59w) | Any | Any | Any | Any | Full |  |  | 61.01 |  |  | EL50 | RobNc | Any | 0 | 2015-01-01 |  | Proposed | DEER | costs based on TechType_Ltg_CFL_MKT.xlsx (from Iton on 6/22/2015) | 0
Any | LFLmpBlst-T8-48in-32w-2g+El-IS-NLO-Dim(70w) | <from TechID> | Fixture | DEER2016 | D16v3 | 2010-2012_WO017_Ex_Ante_Measure_Cost_Study_-_Final_Report | Res | Lighting | Any | Ltg_Lmp+Blst | LF_LmpBlst | LFLmpBlst-T8-48in-32w-2g+El-IS-NLO-Dim(70w) | Any | Any | Any | Any | Full |  |  | 61.01 |  |  | EL50 | RobNc | Any | 0 | 2015-01-01 |  | Proposed | DEER | costs based on TechType_Ltg_CFL_MKT.xlsx (from Iton on 6/22/2015) | 0
Any | LFLmpBlst-T8-48in-32w-2g+El-IS-NLO(112w) | <from TechID> | Fixture | DEER2016 | D16v3 | 2010-2012_WO017_Ex_Ante_Measure_Cost_Study_-_Final_Report | Res | Lighting | Any | Ltg_Lmp+Blst | LF_LmpBlst | LFLmpBlst-T8-48in-32w-2g+El-IS-NLO(112w) | Any | Any | Any | Any | Full |  |  | 47.07 |  |  | EL50 | RobNc | Any | 0 | 2015-01-01 |  | Proposed | DEER | costs based on TechType_Ltg_CFL_MKT.xlsx (from Iton on 6/22/2015) | 0
Any | LFLmpBlst-T8-48in-32w-2g+El-IS-NLO(118w) | <from TechID> | Fixture | DEER2016 | D16v3 | 2010-2012_WO017_Ex_Ante_Measure_Cost_Study_-_Final_Report | Res | Lighting | Any | Ltg_Lmp+Blst | LF_LmpBlst | LFLmpBlst-T8-48in-32w-2g+El-IS-NLO(118w) | Any | Any | Any | Any | Full |  |  | 58.85 |  |  | EL50 | RobNc | Any | 0 | 2015-01-01 |  | Proposed | DEER | costs based on TechType_Ltg_CFL_MKT.xlsx (from Iton on 6/22/2015) | 0
Any | LFLmpBlst-T8-48in-32w-2g+El-IS-NLO(148w) | <from TechID> | Fixture | DEER2016 | D16v3 | 2010-2012_WO017_Ex_Ante_Measure_Cost_Study_-_Final_Report | Res | Lighting | Any | Ltg_Lmp+Blst | LF_LmpBlst | LFLmpBlst-T8-48in-32w-2g+El-IS-NLO(148w) | Any | Any | Any | Any | Full |  |  | 67.67 |  |  | EL50 | RobNc | Any | 0 | 2015-01-01 |  | Proposed | DEER | costs based on TechType_Ltg_CFL_MKT.xlsx (from Iton on 6/22/2015) | 0
Any | LFLmpBlst-T8-48in-32w-2g+El-IS-NLO(175w) | <from TechID> | Fixture | DEER2016 | D16v3 | 2010-2012_WO017_Ex_Ante_Measure_Cost_Study_-_Final_Report | Res | Lighting | Any | Ltg_Lmp+Blst | LF_LmpBlst | LFLmpBlst-T8-48in-32w-2g+El-IS-NLO(175w) | Any | Any | Any | Any | Full |  |  | 76.49 |  |  | EL50 | RobNc | Any | 0 | 2015-01-01 |  | Proposed | DEER | costs based on TechType_Ltg_CFL_MKT.xlsx (from Iton on 6/22/2015) | 0
Any | LFLmpBlst-T8-48in-32w-2g+El-IS-NLO(224w) | <from TechID> | Fixture | DEER2016 | D16v3 | 2010-2012_WO017_Ex_Ante_Measure_Cost_Study_-_Final_Report | Res | Lighting | Any | Ltg_Lmp+Blst | LF_LmpBlst | LFLmpBlst-T8-48in-32w-2g+El-IS-NLO(224w) | Any | Any | Any | Any | Full |  |  | 94.14 |  |  | EL50 | RobNc | Any | 0 | 2015-01-01 |  | Proposed | DEER | costs based on TechType_Ltg_CFL_MKT.xlsx (from Iton on 6/22/2015) | 0
Any | LFLmpBlst-T8-48in-32w-2g+El-IS-NLO(28w) | <from TechID> | Fixture | DEER2016 | D16v3 | 2010-2012_WO017_Ex_Ante_Measure_Cost_Study_-_Final_Report | Res | Lighting | Any | Ltg_Lmp+Blst | LF_LmpBlst | LFLmpBlst-T8-48in-32w-2g+El-IS-NLO(28w) | Any | Any | Any | Any | Full |  |  | 11.77 |  |  | EL50 | RobNc | Any | 0 | 2015-01-01 |  | Proposed | DEER | costs based on TechType_Ltg_CFL_MKT.xlsx (from Iton on 6/22/2015) | 0
Any | LFLmpBlst-T8-48in-32w-2g+El-IS-NLO(31w) | <from TechID> | Fixture | DEER2016 | D16v3 | 2010-2012_WO017_Ex_Ante_Measure_Cost_Study_-_Final_Report | Res | Lighting | Any | Ltg_Lmp+Blst | LF_LmpBlst | LFLmpBlst-T8-48in-32w-2g+El-IS-NLO(31w) | Any | Any | Any | Any | Full |  |  | 20.6 |  |  | EL50 | RobNc | Any | 0 | 2015-01-01 |  | Proposed | DEER | costs based on TechType_Ltg_CFL_MKT.xlsx (from Iton on 6/22/2015) | 0
Any | LFLmpBlst-T8-48in-32w-2g+El-IS-NLO(32w) | <from TechID> | Fixture | DEER2016 | D16v3 | 2010-2012_WO017_Ex_Ante_Measure_Cost_Study_-_Final_Report | Res | Lighting | Any | Ltg_Lmp+Blst | LF_LmpBlst | LFLmpBlst-T8-48in-32w-2g+El-IS-NLO(32w) | Any | Any | Any | Any | Full |  |  | 20.6 |  |  | EL50 | RobNc | Any | 0 | 2015-01-01 |  | Proposed | DEER | costs based on TechType_Ltg_CFL_MKT.xlsx (from Iton on 6/22/2015) | 0
Any | LFLmpBlst-T8-48in-32w-2g+El-IS-NLO(56w) | <from TechID> | Fixture | DEER2016 | D16v3 | 2010-2012_WO017_Ex_Ante_Measure_Cost_Study_-_Final_Report | Res | Lighting | Any | Ltg_Lmp+Blst | LF_LmpBlst | LFLmpBlst-T8-48in-32w-2g+El-IS-NLO(56w) | Any | Any | Any | Any | Full |  |  | 23.53 |  |  | EL50 | RobNc | Any | 0 | 2015-01-01 |  | Proposed | DEER | costs based on TechType_Ltg_CFL_MKT.xlsx (from Iton on 6/22/2015) | 0
Any | LFLmpBlst-T8-48in-32w-2g+El-IS-NLO(59w) | <from TechID> | Fixture | DEER2016 | D16v3 | 2010-2012_WO017_Ex_Ante_Measure_Cost_Study_-_Final_Report | Res | Lighting | Any | Ltg_Lmp+Blst | LF_LmpBlst | LFLmpBlst-T8-48in-32w-2g+El-IS-NLO(59w) | Any | Any | Any | Any | Full |  |  | 29.42 |  |  | EL50 | RobNc | Any | 0 | 2015-01-01 |  | Proposed | DEER | costs based on TechType_Ltg_CFL_MKT.xlsx (from Iton on 6/22/2015) | 0
Any | LFLmpBlst-T8-48in-32w-2g+El-IS-NLO(89w) | <from TechID> | Fixture | DEER2016 | D16v3 | 2010-2012_WO017_Ex_Ante_Measure_Cost_Study_-_Final_Report | Res | Lighting | Any | Ltg_Lmp+Blst | LF_LmpBlst | LFLmpBlst-T8-48in-32w-2g+El-IS-NLO(89w) | Any | Any | Any | Any | Full |  |  | 38.25 |  |  | EL50 | RobNc | Any | 0 | 2015-01-01 |  | Proposed | DEER | costs based on TechType_Ltg_CFL_MKT.xlsx (from Iton on 6/22/2015) | 0
Any | LFLmpBlst-T8-48in-32w-2g+El-IS-NLO(90w) | <from TechID> | Fixture | DEER2016 | D16v3 | 2010-2012_WO017_Ex_Ante_Measure_Cost_Study_-_Final_Report | Res | Lighting | Any | Ltg_Lmp+Blst | LF_LmpBlst | LFLmpBlst-T8-48in-32w-2g+El-IS-NLO(90w) | Any | Any | Any | Any | Full |  |  | 50.03 |  |  | EL50 | RobNc | Any | 0 | 2015-01-01 |  | Proposed | DEER | costs based on TechType_Ltg_CFL_MKT.xlsx (from Iton on 6/22/2015) | 0
Any | LFLmpBlst-T8-48in-32w-2g+El-IS-NLO+Refl(59w) | <from TechID> | Fixture | DEER2016 | D16v3 | 2010-2012_WO017_Ex_Ante_Measure_Cost_Study_-_Final_Report | Res | Lighting | Any | Ltg_Lmp+Blst | LF_LmpBlst | LFLmpBlst-T8-48in-32w-2g+El-IS-NLO+Refl(59w) | Any | Any | Any | Any | Full |  |  | 29.42 |  |  | EL50 | RobNc | Any | 0 | 2015-01-01 |  | Proposed | DEER | costs based on TechType_Ltg_CFL_MKT.xlsx (from Iton on 6/22/2015) | 0
Any | LFLmpBlst-T8-48in-32w-2g+El-IS-RLO-1(26w) | <from TechID> | Fixture | DEER2016 | D16v3 | 2010-2012_WO017_Ex_Ante_Measure_Cost_Study_-_Final_Report | Res | Lighting | Any | Ltg_Lmp+Blst | LF_LmpBlst | LFLmpBlst-T8-48in-32w-2g+El-IS-RLO-1(26w) | Any | Any | Any | Any | Full |  |  | 11.77 |  |  | EL50 | RobNc | Any | 0 | 2015-01-01 |  | Proposed | DEER | costs based on TechType_Ltg_CFL_MKT.xlsx (from Iton on 6/22/2015) | 0
Any | LFLmpBlst-T8-48in-32w-2g+El-IS-RLO-2(26w) | <from TechID> | Fixture | DEER2016 | D16v3 | 2010-2012_WO017_Ex_Ante_Measure_Cost_Study_-_Final_Report | Res | Lighting | Any | Ltg_Lmp+Blst | LF_LmpBlst | LFLmpBlst-T8-48in-32w-2g+El-IS-RLO-2(26w) | Any | Any | Any | Any | Full |  |  | 12.66 |  |  | EL50 | RobNc | Any | 0 | 2015-01-01 |  | Proposed | DEER | costs based on TechType_Ltg_CFL_MKT.xlsx (from Iton on 6/22/2015) | 0
Any | LFLmpBlst-T8-48in-32w-2g+El-IS-RLO-3(26w) | <from TechID> | Fixture | DEER2016 | D16v3 | 2010-2012_WO017_Ex_Ante_Measure_Cost_Study_-_Final_Report | Res | Lighting | Any | Ltg_Lmp+Blst | LF_LmpBlst | LFLmpBlst-T8-48in-32w-2g+El-IS-RLO-3(26w) | Any | Any | Any | Any | Full |  |  | 14.71 |  |  | EL50 | RobNc | Any | 0 | 2015-01-01 |  | Proposed | DEER | costs based on TechType_Ltg_CFL_MKT.xlsx (from Iton on 6/22/2015) | 0
Any | LFLmpBlst-T8-48in-32w-2g+El-IS-RLO(102w) | <from TechID> | Fixture | DEER2016 | D16v3 | 2010-2012_WO017_Ex_Ante_Measure_Cost_Study_-_Final_Report | Res | Lighting | Any | Ltg_Lmp+Blst | LF_LmpBlst | LFLmpBlst-T8-48in-32w-2g+El-IS-RLO(102w) | Any | Any | Any | Any | Full |  |  | 47.07 |  |  | EL50 | RobNc | Any | 0 | 2015-01-01 |  | Proposed | DEER | costs based on TechType_Ltg_CFL_MKT.xlsx (from Iton on 6/22/2015) | 0
Any | LFLmpBlst-T8-48in-32w-2g+El-IS-RLO(156w) | <from TechID> | Fixture | DEER2016 | D16v3 | 2010-2012_WO017_Ex_Ante_Measure_Cost_Study_-_Final_Report | Res | Lighting | Any | Ltg_Lmp+Blst | LF_LmpBlst | LFLmpBlst-T8-48in-32w-2g+El-IS-RLO(156w) | Any | Any | Any | Any | Full |  |  | 76.49 |  |  | EL50 | RobNc | Any | 0 | 2015-01-01 |  | Proposed | DEER | costs based on TechType_Ltg_CFL_MKT.xlsx (from Iton on 6/22/2015) | 0
Any | LFLmpBlst-T8-48in-32w-2g+El-IS-RLO(204w) | <from TechID> | Fixture | DEER2016 | D16v3 | 2010-2012_WO017_Ex_Ante_Measure_Cost_Study_-_Final_Report | Res | Lighting | Any | Ltg_Lmp+Blst | LF_LmpBlst | LFLmpBlst-T8-48in-32w-2g+El-IS-RLO(204w) | Any | Any | Any | Any | Full |  |  | 94.14 |  |  | EL50 | RobNc | Any | 0 | 2015-01-01 |  | Proposed | DEER | costs based on TechType_Ltg_CFL_MKT.xlsx (from Iton on 6/22/2015) | 0
Any | LFLmpBlst-T8-48in-32w-2g+El-IS-RLO(51w) | <from TechID> | Fixture | DEER2016 | D16v3 | 2010-2012_WO017_Ex_Ante_Measure_Cost_Study_-_Final_Report | Res | Lighting | Any | Ltg_Lmp+Blst | LF_LmpBlst | LFLmpBlst-T8-48in-32w-2g+El-IS-RLO(51w) | Any | Any | Any | Any | Full |  |  | 23.53 |  |  | EL50 | RobNc | Any | 0 | 2015-01-01 |  | Proposed | DEER | costs based on TechType_Ltg_CFL_MKT.xlsx (from Iton on 6/22/2015) | 0
Any | LFLmpBlst-T8-48in-32w-2g+El-IS-RLO(52w) | <from TechID> | Fixture | DEER2016 | D16v3 | 2010-2012_WO017_Ex_Ante_Measure_Cost_Study_-_Final_Report | Res | Lighting | Any | Ltg_Lmp+Blst | LF_LmpBlst | LFLmpBlst-T8-48in-32w-2g+El-IS-RLO(52w) | Any | Any | Any | Any | Full |  |  | 29.42 |  |  | EL50 | RobNc | Any | 0 | 2015-01-01 |  | Proposed | DEER | costs based on TechType_Ltg_CFL_MKT.xlsx (from Iton on 6/22/2015) | 0
Any | LFLmpBlst-T8-48in-32w-2g+El-IS-RLO(78w) | <from TechID> | Fixture | DEER2016 | D16v3 | 2010-2012_WO017_Ex_Ante_Measure_Cost_Study_-_Final_Report | Res | Lighting | Any | Ltg_Lmp+Blst | LF_LmpBlst | LFLmpBlst-T8-48in-32w-2g+El-IS-RLO(78w) | Any | Any | Any | Any | Full |  |  | 38.25 |  |  | EL50 | RobNc | Any | 0 | 2015-01-01 |  | Proposed | DEER | costs based on TechType_Ltg_CFL_MKT.xlsx (from Iton on 6/22/2015) | 0
Any | LFLmpBlst-T8-48in-32w-2g+El-IS-VHLO-1(38w) | <from TechID> | Fixture | DEER2016 | D16v3 | 2010-2012_WO017_Ex_Ante_Measure_Cost_Study_-_Final_Report | Res | Lighting | Any | Ltg_Lmp+Blst | LF_LmpBlst | LFLmpBlst-T8-48in-32w-2g+El-IS-VHLO-1(38w) | Any | Any | Any | Any | Full |  |  | 11.77 |  |  | EL50 | RobNc | Any | 0 | 2015-01-01 |  | Proposed | DEER | costs based on TechType_Ltg_CFL_MKT.xlsx (from Iton on 6/22/2015) | 0
Any | LFLmpBlst-T8-48in-32w-2g+El-IS-VHLO-2(38w) | <from TechID> | Fixture | DEER2016 | D16v3 | 2010-2012_WO017_Ex_Ante_Measure_Cost_Study_-_Final_Report | Res | Lighting | Any | Ltg_Lmp+Blst | LF_LmpBlst | LFLmpBlst-T8-48in-32w-2g+El-IS-VHLO-2(38w) | Any | Any | Any | Any | Full |  |  | 12.66 |  |  | EL50 | RobNc | Any | 0 | 2015-01-01 |  | Proposed | DEER | costs based on TechType_Ltg_CFL_MKT.xlsx (from Iton on 6/22/2015) | 0
Any | LFLmpBlst-T8-48in-32w-2g+El-IS-VHLO(112w) | <from TechID> | Fixture | DEER2016 | D16v3 | 2010-2012_WO017_Ex_Ante_Measure_Cost_Study_-_Final_Report | Res | Lighting | Any | Ltg_Lmp+Blst | LF_LmpBlst | LFLmpBlst-T8-48in-32w-2g+El-IS-VHLO(112w) | Any | Any | Any | Any | Full |  |  | 38.25 |  |  | EL50 | RobNc | Any | 0 | 2015-01-01 |  | Proposed | DEER | costs based on TechType_Ltg_CFL_MKT.xlsx (from Iton on 6/22/2015) | 0
Any | LFLmpBlst-T8-48in-32w-2g+El-IS-VHLO(151w) | <from TechID> | Fixture | DEER2016 | D16v3 | 2010-2012_WO017_Ex_Ante_Measure_Cost_Study_-_Final_Report | Res | Lighting | Any | Ltg_Lmp+Blst | LF_LmpBlst | LFLmpBlst-T8-48in-32w-2g+El-IS-VHLO(151w) | Any | Any | Any | Any | Full |  |  | 47.07 |  |  | EL50 | RobNc | Any | 0 | 2015-01-01 |  | Proposed | DEER | costs based on TechType_Ltg_CFL_MKT.xlsx (from Iton on 6/22/2015) | 0
Any | LFLmpBlst-T8-48in-32w-2g+El-IS-VHLO(152w) | <from TechID> | Fixture | DEER2016 | D16v3 | 2010-2012_WO017_Ex_Ante_Measure_Cost_Study_-_Final_Report | Res | Lighting | Any | Ltg_Lmp+Blst | LF_LmpBlst | LFLmpBlst-T8-48in-32w-2g+El-IS-VHLO(152w) | Any | Any | Any | Any | Full |  |  | 58.85 |  |  | EL50 | RobNc | Any | 0 | 2015-01-01 |  | Proposed | DEER | costs based on TechType_Ltg_CFL_MKT.xlsx (from Iton on 6/22/2015) | 0
Any | LFLmpBlst-T8-48in-32w-2g+El-IS-VHLO(189w) | <from TechID> | Fixture | DEER2016 | D16v3 | 2010-2012_WO017_Ex_Ante_Measure_Cost_Study_-_Final_Report | Res | Lighting | Any | Ltg_Lmp+Blst | LF_LmpBlst | LFLmpBlst-T8-48in-32w-2g+El-IS-VHLO(189w) | Any | Any | Any | Any | Full |  |  | 67.67 |  |  | EL50 | RobNc | Any | 0 | 2015-01-01 |  | Proposed | DEER | costs based on TechType_Ltg_CFL_MKT.xlsx (from Iton on 6/22/2015) | 0
Any | LFLmpBlst-T8-48in-32w-2g+El-IS-VHLO(226w) | <from TechID> | Fixture | DEER2016 | D16v3 | 2010-2012_WO017_Ex_Ante_Measure_Cost_Study_-_Final_Report | Res | Lighting | Any | Ltg_Lmp+Blst | LF_LmpBlst | LFLmpBlst-T8-48in-32w-2g+El-IS-VHLO(226w) | Any | Any | Any | Any | Full |  |  | 76.49 |  |  | EL50 | RobNc | Any | 0 | 2015-01-01 |  | Proposed | DEER | costs based on TechType_Ltg_CFL_MKT.xlsx (from Iton on 6/22/2015) | 0
Any | LFLmpBlst-T8-48in-32w-2g+El-IS-VHLO(302w) | <from TechID> | Fixture | DEER2016 | D16v3 | 2010-2012_WO017_Ex_Ante_Measure_Cost_Study_-_Final_Report | Res | Lighting | Any | Ltg_Lmp+Blst | LF_LmpBlst | LFLmpBlst-T8-48in-32w-2g+El-IS-VHLO(302w) | Any | Any | Any | Any | Full |  |  | 94.14 |  |  | EL50 | RobNc | Any | 0 | 2015-01-01 |  | Proposed | DEER | costs based on TechType_Ltg_CFL_MKT.xlsx (from Iton on 6/22/2015) | 0
Any | LFLmpBlst-T8-48in-32w-2g+El-IS-VHLO(40w) | <from TechID> | Fixture | DEER2016 | D16v3 | 2010-2012_WO017_Ex_Ante_Measure_Cost_Study_-_Final_Report | Res | Lighting | Any | Ltg_Lmp+Blst | LF_LmpBlst | LFLmpBlst-T8-48in-32w-2g+El-IS-VHLO(40w) | Any | Any | Any | Any | Full |  |  | 14.71 |  |  | EL50 | RobNc | Any | 0 | 2015-01-01 |  | Proposed | DEER | costs based on TechType_Ltg_CFL_MKT.xlsx (from Iton on 6/22/2015) | 0
Any | LFLmpBlst-T8-48in-32w-2g+El-IS-VHLO(41w) | <from TechID> | Fixture | DEER2016 | D16v3 | 2010-2012_WO017_Ex_Ante_Measure_Cost_Study_-_Final_Report | Res | Lighting | Any | Ltg_Lmp+Blst | LF_LmpBlst | LFLmpBlst-T8-48in-32w-2g+El-IS-VHLO(41w) | Any | Any | Any | Any | Full |  |  | 20.6 |  |  | EL50 | RobNc | Any | 0 | 2015-01-01 |  | Proposed | DEER | costs based on TechType_Ltg_CFL_MKT.xlsx (from Iton on 6/22/2015) | 0
Any | LFLmpBlst-T8-48in-32w-2g+El-IS-VHLO(79w) | <from TechID> | Fixture | DEER2016 | D16v3 | 2010-2012_WO017_Ex_Ante_Measure_Cost_Study_-_Final_Report | Res | Lighting | Any | Ltg_Lmp+Blst | LF_LmpBlst | LFLmpBlst-T8-48in-32w-2g+El-IS-VHLO(79w) | Any | Any | Any | Any | Full |  |  | 29.42 |  |  | EL50 | RobNc | Any | 0 | 2015-01-01 |  | Proposed | DEER | costs based on TechType_Ltg_CFL_MKT.xlsx (from Iton on 6/22/2015) | 0
Any | LFLmpBlst-T8-48in-32w-3g+El-IS-HLO-1(111w) | <from TechID> | Fixture | DEER2016 | D16v3 | 2010-2012_WO017_Ex_Ante_Measure_Cost_Study_-_Final_Report | Res | Lighting | Any | Ltg_Lmp+Blst | LF_LmpBlst | LFLmpBlst-T8-48in-32w-3g+El-IS-HLO-1(111w) | Any | Any | Any | Any | Full |  |  | 40.53 |  |  | EL50 | RobNc | Any | 0 | 2015-01-01 |  | Proposed | DEER | costs based on TechType_Ltg_CFL_MKT.xlsx (from Iton on 6/22/2015) | 0
Any | LFLmpBlst-T8-48in-32w-3g+El-IS-HLO-1(222w) | <from TechID> | Fixture | DEER2016 | D16v3 | 2010-2012_WO017_Ex_Ante_Measure_Cost_Study_-_Final_Report | Res | Lighting | Any | Ltg_Lmp+Blst | LF_LmpBlst | LFLmpBlst-T8-48in-32w-3g+El-IS-HLO-1(222w) | Any | Any | Any | Any | Full |  |  | 81.05 |  |  | EL50 | RobNc | Any | 0 | 2015-01-01 |  | Proposed | DEER | costs based on TechType_Ltg_CFL_MKT.xlsx (from Iton on 6/22/2015) | 0
Any | LFLmpBlst-T8-48in-32w-3g+El-IS-HLO-2(111w) | <from TechID> | Fixture | DEER2016 | D16v3 | 2010-2012_WO017_Ex_Ante_Measure_Cost_Study_-_Final_Report | Res | Lighting | Any | Ltg_Lmp+Blst | LF_LmpBlst | LFLmpBlst-T8-48in-32w-3g+El-IS-HLO-2(111w) | Any | Any | Any | Any | Full |  |  | 46.42 |  |  | EL50 | RobNc | Any | 0 | 2015-01-01 |  | Proposed | DEER | costs based on TechType_Ltg_CFL_MKT.xlsx (from Iton on 6/22/2015) | 0
Any | LFLmpBlst-T8-48in-32w-3g+El-IS-HLO-2(222w) | <from TechID> | Fixture | DEER2016 | D16v3 | 2010-2012_WO017_Ex_Ante_Measure_Cost_Study_-_Final_Report | Res | Lighting | Any | Ltg_Lmp+Blst | LF_LmpBlst | LFLmpBlst-T8-48in-32w-3g+El-IS-HLO-2(222w) | Any | Any | Any | Any | Full |  |  | 92.83 |  |  | EL50 | RobNc | Any | 0 | 2015-01-01 |  | Proposed | DEER | costs based on TechType_Ltg_CFL_MKT.xlsx (from Iton on 6/22/2015) | 0
Any | LFLmpBlst-T8-48in-32w-3g+El-IS-HLO-Dim(218w) | <from TechID> | Fixture | DEER2016 | D16v3 | 2010-2012_WO017_Ex_Ante_Measure_Cost_Study_-_Final_Report | Res | Lighting | Any | Ltg_Lmp+Blst | LF_LmpBlst | LFLmpBlst-T8-48in-32w-3g+El-IS-HLO-Dim(218w) | Any | Any | Any | Any | Full |  |  | 100.86 |  |  | EL50 | RobNc | Any | 0 | 2015-01-01 |  | Proposed | DEER | costs based on TechType_Ltg_CFL_MKT.xlsx (from Iton on 6/22/2015) | 0
Any | LFLmpBlst-T8-48in-32w-3g+El-IS-HLO(112w) | <from TechID> | Fixture | DEER2016 | D16v3 | 2010-2012_WO017_Ex_Ante_Measure_Cost_Study_-_Final_Report | Res | Lighting | Any | Ltg_Lmp+Blst | LF_LmpBlst | LFLmpBlst-T8-48in-32w-3g+El-IS-HLO(112w) | Any | Any | Any | Any | Full |  |  | 52.31 |  |  | EL50 | RobNc | Any | 0 | 2015-01-01 |  | Proposed | DEER | costs based on TechType_Ltg_CFL_MKT.xlsx (from Iton on 6/22/2015) | 0
Any | LFLmpBlst-T8-48in-32w-3g+El-IS-HLO(146w) | <from TechID> | Fixture | DEER2016 | D16v3 | 2010-2012_WO017_Ex_Ante_Measure_Cost_Study_-_Final_Report | Res | Lighting | Any | Ltg_Lmp+Blst | LF_LmpBlst | LFLmpBlst-T8-48in-32w-3g+El-IS-HLO(146w) | Any | Any | Any | Any | Full |  |  | 50.11 |  |  | EL50 | RobNc | Any | 0 | 2015-01-01 |  | Proposed | DEER | costs based on TechType_Ltg_CFL_MKT.xlsx (from Iton on 6/22/2015) | 0
Any | LFLmpBlst-T8-48in-32w-3g+El-IS-HLO(148w) | <from TechID> | Fixture | DEER2016 | D16v3 | 2010-2012_WO017_Ex_Ante_Measure_Cost_Study_-_Final_Report | Res | Lighting | Any | Ltg_Lmp+Blst | LF_LmpBlst | LFLmpBlst-T8-48in-32w-3g+El-IS-HLO(148w) | Any | Any | Any | Any | Full |  |  | 61.89 |  |  | EL50 | RobNc | Any | 0 | 2015-01-01 |  | Proposed | DEER | costs based on TechType_Ltg_CFL_MKT.xlsx (from Iton on 6/22/2015) | 0
Any | LFLmpBlst-T8-48in-32w-3g+El-IS-HLO(221w) | <from TechID> | Fixture | DEER2016 | D16v3 | 2010-2012_WO017_Ex_Ante_Measure_Cost_Study_-_Final_Report | Res | Lighting | Any | Ltg_Lmp+Blst | LF_LmpBlst | LFLmpBlst-T8-48in-32w-3g+El-IS-HLO(221w) | Any | Any | Any | Any | Full |  |  | 69.27 |  |  | EL50 | RobNc | Any | 0 | 2015-01-01 |  | Proposed | DEER | costs based on TechType_Ltg_CFL_MKT.xlsx (from Iton on 6/22/2015) | 0
Any | LFLmpBlst-T8-48in-32w-3g+El-IS-HLO(292w) | <from TechID> | Fixture | DEER2016 | D16v3 | 2010-2012_WO017_Ex_Ante_Measure_Cost_Study_-_Final_Report | Res | Lighting | Any | Ltg_Lmp+Blst | LF_LmpBlst | LFLmpBlst-T8-48in-32w-3g+El-IS-HLO(292w) | Any | Any | Any | Any | Full |  |  | 100.22 |  |  | EL50 | RobNc | Any | 0 | 2015-01-01 |  | Proposed | DEER | costs based on TechType_Ltg_CFL_MKT.xlsx (from Iton on 6/22/2015) | 0
Any | LFLmpBlst-T8-48in-32w-3g+El-IS-HLO(296w) | <from TechID> | Fixture | DEER2016 | D16v3 | 2010-2012_WO017_Ex_Ante_Measure_Cost_Study_-_Final_Report | Res | Lighting | Any | Ltg_Lmp+Blst | LF_LmpBlst | LFLmpBlst-T8-48in-32w-3g+El-IS-HLO(296w) | Any | Any | Any | Any | Full |  |  | 123.78 |  |  | EL50 | RobNc | Any | 0 | 2015-01-01 |  | Proposed | DEER | costs based on TechType_Ltg_CFL_MKT.xlsx (from Iton on 6/22/2015) | 0
Any | LFLmpBlst-T8-48in-32w-3g+El-IS-HLO(38w) | <from TechID> | Fixture | DEER2016 | D16v3 | 2010-2012_WO017_Ex_Ante_Measure_Cost_Study_-_Final_Report | Res | Lighting | Any | Ltg_Lmp+Blst | LF_LmpBlst | LFLmpBlst-T8-48in-32w-3g+El-IS-HLO(38w) | Any | Any | Any | Any | Full |  |  | 21.36 |  |  | EL50 | RobNc | Any | 0 | 2015-01-01 |  | Proposed | DEER | costs based on TechType_Ltg_CFL_MKT.xlsx (from Iton on 6/22/2015) | 0
Any | LFLmpBlst-T8-48in-32w-3g+El-IS-HLO(62w) | <from TechID> | Fixture | DEER2016 | D16v3 | 2010-2012_WO017_Ex_Ante_Measure_Cost_Study_-_Final_Report | Res | Lighting | Any | Ltg_Lmp+Blst | LF_LmpBlst | LFLmpBlst-T8-48in-32w-3g+El-IS-HLO(62w) | Any | Any | Any | Any | Full |  |  | 30.94 |  |  | EL50 | RobNc | Any | 0 | 2015-01-01 |  | Proposed | DEER | costs based on TechType_Ltg_CFL_MKT.xlsx (from Iton on 6/22/2015) | 0
Any | LFLmpBlst-T8-48in-32w-3g+El-IS-HLO(74w) | <from TechID> | Fixture | DEER2016 | D16v3 | 2010-2012_WO017_Ex_Ante_Measure_Cost_Study_-_Final_Report | Res | Lighting | Any | Ltg_Lmp+Blst | LF_LmpBlst | LFLmpBlst-T8-48in-32w-3g+El-IS-HLO(74w) | Any | Any | Any | Any | Full |  |  | 30.94 |  |  | EL50 | RobNc | Any | 0 | 2015-01-01 |  | Proposed | DEER | costs based on TechType_Ltg_CFL_MKT.xlsx (from Iton on 6/22/2015) | 0
Any | LFLmpBlst-T8-48in-32w-3g+El-IS-NLO-1(108w) | <from TechID> | Fixture | DEER2016 | D16v3 | 2010-2012_WO017_Ex_Ante_Measure_Cost_Study_-_Final_Report | Res | Lighting | Any | Ltg_Lmp+Blst | LF_LmpBlst | LFLmpBlst-T8-48in-32w-3g+El-IS-NLO-1(108w) | Any | Any | Any | Any | Full |  |  | 50.11 |  |  | EL50 | RobNc | Any | 0 | 2015-01-01 |  | Proposed | DEER | costs based on TechType_Ltg_CFL_MKT.xlsx (from Iton on 6/22/2015) | 0
Any | LFLmpBlst-T8-48in-32w-3g+El-IS-NLO-1(162w) | <from TechID> | Fixture | DEER2016 | D16v3 | 2010-2012_WO017_Ex_Ante_Measure_Cost_Study_-_Final_Report | Res | Lighting | Any | Ltg_Lmp+Blst | LF_LmpBlst | LFLmpBlst-T8-48in-32w-3g+El-IS-NLO-1(162w) | Any | Any | Any | Any | Full |  |  | 81.05 |  |  | EL50 | RobNc | Any | 0 | 2015-01-01 |  | Proposed | DEER | costs based on TechType_Ltg_CFL_MKT.xlsx (from Iton on 6/22/2015) | 0
Any | LFLmpBlst-T8-48in-32w-3g+El-IS-NLO-1(216w) | <from TechID> | Fixture | DEER2016 | D16v3 | 2010-2012_WO017_Ex_Ante_Measure_Cost_Study_-_Final_Report | Res | Lighting | Any | Ltg_Lmp+Blst | LF_LmpBlst | LFLmpBlst-T8-48in-32w-3g+El-IS-NLO-1(216w) | Any | Any | Any | Any | Full |  |  | 100.22 |  |  | EL50 | RobNc | Any | 0 | 2015-01-01 |  | Proposed | DEER | costs based on TechType_Ltg_CFL_MKT.xlsx (from Iton on 6/22/2015) | 0
Any | LFLmpBlst-T8-48in-32w-3g+El-IS-NLO-2(108w) | <from TechID> | Fixture | DEER2016 | D16v3 | 2010-2012_WO017_Ex_Ante_Measure_Cost_Study_-_Final_Report | Res | Lighting | Any | Ltg_Lmp+Blst | LF_LmpBlst | LFLmpBlst-T8-48in-32w-3g+El-IS-NLO-2(108w) | Any | Any | Any | Any | Full |  |  | 61.89 |  |  | EL50 | RobNc | Any | 0 | 2015-01-01 |  | Proposed | DEER | costs based on TechType_Ltg_CFL_MKT.xlsx (from Iton on 6/22/2015) | 0
Any | LFLmpBlst-T8-48in-32w-3g+El-IS-NLO-2(162w) | <from TechID> | Fixture | DEER2016 | D16v3 | 2010-2012_WO017_Ex_Ante_Measure_Cost_Study_-_Final_Report | Res | Lighting | Any | Ltg_Lmp+Blst | LF_LmpBlst | LFLmpBlst-T8-48in-32w-3g+El-IS-NLO-2(162w) | Any | Any | Any | Any | Full |  |  | 92.83 |  |  | EL50 | RobNc | Any | 0 | 2015-01-01 |  | Proposed | DEER | costs based on TechType_Ltg_CFL_MKT.xlsx (from Iton on 6/22/2015) | 0
Any | LFLmpBlst-T8-48in-32w-3g+El-IS-NLO-2(216w) | <from TechID> | Fixture | DEER2016 | D16v3 | 2010-2012_WO017_Ex_Ante_Measure_Cost_Study_-_Final_Report | Res | Lighting | Any | Ltg_Lmp+Blst | LF_LmpBlst | LFLmpBlst-T8-48in-32w-3g+El-IS-NLO-2(216w) | Any | Any | Any | Any | Full |  |  | 123.78 |  |  | EL50 | RobNc | Any | 0 | 2015-01-01 |  | Proposed | DEER | costs based on TechType_Ltg_CFL_MKT.xlsx (from Iton on 6/22/2015) | 0
Any | LFLmpBlst-T8-48in-32w-3g+El-IS-NLO-Dim(56w) | <from TechID> | Fixture | DEER2016 | D16v3 | 2010-2012_WO017_Ex_Ante_Measure_Cost_Study_-_Final_Report | Res | Lighting | Any | Ltg_Lmp+Blst | LF_LmpBlst | LFLmpBlst-T8-48in-32w-3g+El-IS-NLO-Dim(56w) | Any | Any | Any | Any | Full |  |  | 62.53 |  |  | EL50 | RobNc | Any | 0 | 2015-01-01 |  | Proposed | DEER | costs based on TechType_Ltg_CFL_MKT.xlsx (from Iton on 6/22/2015) | 0
Any | LFLmpBlst-T8-48in-32w-3g+El-IS-NLO-Dim(83w) | <from TechID> | Fixture | DEER2016 | D16v3 | 2010-2012_WO017_Ex_Ante_Measure_Cost_Study_-_Final_Report | Res | Lighting | Any | Ltg_Lmp+Blst | LF_LmpBlst | LFLmpBlst-T8-48in-32w-3g+El-IS-NLO-Dim(83w) | Any | Any | Any | Any | Full |  |  | 72.12 |  |  | EL50 | RobNc | Any | 0 | 2015-01-01 |  | Proposed | DEER | costs based on TechType_Ltg_CFL_MKT.xlsx (from Iton on 6/22/2015) | 0
Any | LFLmpBlst-T8-48in-32w-3g+El-IS-NLO-Dim(84w) | <from TechID> | Fixture | DEER2016 | D16v3 | 2010-2012_WO017_Ex_Ante_Measure_Cost_Study_-_Final_Report | Res | Lighting | Any | Ltg_Lmp+Blst | LF_LmpBlst | LFLmpBlst-T8-48in-32w-3g+El-IS-NLO-Dim(84w) | Any | Any | Any | Any | Full |  |  | 93.8 |  |  | EL50 | RobNc | Any | 0 | 2015-01-01 |  | Proposed | DEER | costs based on TechType_Ltg_CFL_MKT.xlsx (from Iton on 6/22/2015) | 0
Any | LFLmpBlst-T8-48in-32w-3g+El-IS-NLO(28w) | <from TechID> | Fixture | DEER2016 | D16v3 | 2010-2012_WO017_Ex_Ante_Measure_Cost_Study_-_Final_Report | Res | Lighting | Any | Ltg_Lmp+Blst | LF_LmpBlst | LFLmpBlst-T8-48in-32w-3g+El-IS-NLO(28w) | Any | Any | Any | Any | Full |  |  | 21.36 |  |  | EL50 | RobNc | Any | 0 | 2015-01-01 |  | Proposed | DEER | costs based on TechType_Ltg_CFL_MKT.xlsx (from Iton on 6/22/2015) | 0
Any | LFLmpBlst-T8-48in-32w-3g+El-IS-NLO(54w) | <from TechID> | Fixture | DEER2016 | D16v3 | 2010-2012_WO017_Ex_Ante_Measure_Cost_Study_-_Final_Report | Res | Lighting | Any | Ltg_Lmp+Blst | LF_LmpBlst | LFLmpBlst-T8-48in-32w-3g+El-IS-NLO(54w) | Any | Any | Any | Any | Full |  |  | 30.94 |  |  | EL50 | RobNc | Any | 0 | 2015-01-01 |  | Proposed | DEER | costs based on TechType_Ltg_CFL_MKT.xlsx (from Iton on 6/22/2015) | 0
Any | LFLmpBlst-T8-48in-32w-3g+El-IS-NLO(81w) | <from TechID> | Fixture | DEER2016 | D16v3 | 2010-2012_WO017_Ex_Ante_Measure_Cost_Study_-_Final_Report | Res | Lighting | Any | Ltg_Lmp+Blst | LF_LmpBlst | LFLmpBlst-T8-48in-32w-3g+El-IS-NLO(81w) | Any | Any | Any | Any | Full |  |  | 46.42 |  |  | EL50 | RobNc | Any | 0 | 2015-01-01 |  | Proposed | DEER | costs based on TechType_Ltg_CFL_MKT.xlsx (from Iton on 6/22/2015) | 0
Any | LFLmpBlst-T8-48in-32w-3g+El-IS-NLO(82w) | <from TechID> | Fixture | DEER2016 | D16v3 | 2010-2012_WO017_Ex_Ante_Measure_Cost_Study_-_Final_Report | Res | Lighting | Any | Ltg_Lmp+Blst | LF_LmpBlst | LFLmpBlst-T8-48in-32w-3g+El-IS-NLO(82w) | Any | Any | Any | Any | Full |  |  | 52.31 |  |  | EL50 | RobNc | Any | 0 | 2015-01-01 |  | Proposed | DEER | costs based on TechType_Ltg_CFL_MKT.xlsx (from Iton on 6/22/2015) | 0
Any | LFLmpBlst-T8-48in-32w-3g+El-IS-NLO(83w) | <from TechID> | Fixture | DEER2016 | D16v3 | 2010-2012_WO017_Ex_Ante_Measure_Cost_Study_-_Final_Report | Res | Lighting | Any | Ltg_Lmp+Blst | LF_LmpBlst | LFLmpBlst-T8-48in-32w-3g+El-IS-NLO(83w) | Any | Any | Any | Any | Full |  |  | 40.53 |  |  | EL50 | RobNc | Any | 0 | 2015-01-01 |  | Proposed | DEER | costs based on TechType_Ltg_CFL_MKT.xlsx (from Iton on 6/22/2015) | 0
Any | LFLmpBlst-T8-48in-32w-3g+El-IS-NLO(84w) | <from TechID> | Fixture | DEER2016 | D16v3 | 2010-2012_WO017_Ex_Ante_Measure_Cost_Study_-_Final_Report | Res | Lighting | Any | Ltg_Lmp+Blst | LF_LmpBlst | LFLmpBlst-T8-48in-32w-3g+El-IS-NLO(84w) | Any | Any | Any | Any | Full |  |  | 46.42 |  |  | EL50 | RobNc | Any | 0 | 2015-01-01 |  | Proposed | DEER | costs based on TechType_Ltg_CFL_MKT.xlsx (from Iton on 6/22/2015) | 0
Any | LFLmpBlst-T8-48in-32w-3g+El-IS-NLO+Refl(54w) | <from TechID> | Fixture | DEER2016 | D16v3 | 2010-2012_WO017_Ex_Ante_Measure_Cost_Study_-_Final_Report | Res | Lighting | Any | Ltg_Lmp+Blst | LF_LmpBlst | LFLmpBlst-T8-48in-32w-3g+El-IS-NLO+Refl(54w) | Any | Any | Any | Any | Full |  |  | 42.72 |  |  | EL50 | RobNc | Any | 0 | 2015-01-01 |  | Proposed | DEER | costs based on TechType_Ltg_CFL_MKT.xlsx (from Iton on 6/22/2015) | 0
Any | LFLmpBlst-T8-48in-32w-3g+El-IS-RLO-1(73w) | <from TechID> | Fixture | DEER2016 | D16v3 | 2010-2012_WO017_Ex_Ante_Measure_Cost_Study_-_Final_Report | Res | Lighting | Any | Ltg_Lmp+Blst | LF_LmpBlst | LFLmpBlst-T8-48in-32w-3g+El-IS-RLO-1(73w) | Any | Any | Any | Any | Full |  |  | 40.53 |  |  | EL50 | RobNc | Any | 0 | 2015-01-01 |  | Proposed | DEER | costs based on TechType_Ltg_CFL_MKT.xlsx (from Iton on 6/22/2015) | 0
Any | LFLmpBlst-T8-48in-32w-3g+El-IS-RLO-2(73w) | <from TechID> | Fixture | DEER2016 | D16v3 | 2010-2012_WO017_Ex_Ante_Measure_Cost_Study_-_Final_Report | Res | Lighting | Any | Ltg_Lmp+Blst | LF_LmpBlst | LFLmpBlst-T8-48in-32w-3g+El-IS-RLO-2(73w) | Any | Any | Any | Any | Full |  |  | 52.31 |  |  | EL50 | RobNc | Any | 0 | 2015-01-01 |  | Proposed | DEER | costs based on TechType_Ltg_CFL_MKT.xlsx (from Iton on 6/22/2015) | 0
Any | LFLmpBlst-T8-48in-32w-3g+El-IS-RLO(142w) | <from TechID> | Fixture | DEER2016 | D16v3 | 2010-2012_WO017_Ex_Ante_Measure_Cost_Study_-_Final_Report | Res | Lighting | Any | Ltg_Lmp+Blst | LF_LmpBlst | LFLmpBlst-T8-48in-32w-3g+El-IS-RLO(142w) | Any | Any | Any | Any | Full |  |  | 81.05 |  |  | EL50 | RobNc | Any | 0 | 2015-01-01 |  | Proposed | DEER | costs based on TechType_Ltg_CFL_MKT.xlsx (from Iton on 6/22/2015) | 0
Any | LFLmpBlst-T8-48in-32w-3g+El-IS-RLO(144w) | <from TechID> | Fixture | DEER2016 | D16v3 | 2010-2012_WO017_Ex_Ante_Measure_Cost_Study_-_Final_Report | Res | Lighting | Any | Ltg_Lmp+Blst | LF_LmpBlst | LFLmpBlst-T8-48in-32w-3g+El-IS-RLO(144w) | Any | Any | Any | Any | Full |  |  | 92.83 |  |  | EL50 | RobNc | Any | 0 | 2015-01-01 |  | Proposed | DEER | costs based on TechType_Ltg_CFL_MKT.xlsx (from Iton on 6/22/2015) | 0
Any | LFLmpBlst-T8-48in-32w-3g+El-IS-RLO(188w) | <from TechID> | Fixture | DEER2016 | D16v3 | 2010-2012_WO017_Ex_Ante_Measure_Cost_Study_-_Final_Report | Res | Lighting | Any | Ltg_Lmp+Blst | LF_LmpBlst | LFLmpBlst-T8-48in-32w-3g+El-IS-RLO(188w) | Any | Any | Any | Any | Full |  |  | 100.22 |  |  | EL50 | RobNc | Any | 0 | 2015-01-01 |  | Proposed | DEER | costs based on TechType_Ltg_CFL_MKT.xlsx (from Iton on 6/22/2015) | 0
Any | LFLmpBlst-T8-48in-32w-3g+El-IS-RLO(192w) | <from TechID> | Fixture | DEER2016 | D16v3 | 2010-2012_WO017_Ex_Ante_Measure_Cost_Study_-_Final_Report | Res | Lighting | Any | Ltg_Lmp+Blst | LF_LmpBlst | LFLmpBlst-T8-48in-32w-3g+El-IS-RLO(192w) | Any | Any | Any | Any | Full |  |  | 123.78 |  |  | EL50 | RobNc | Any | 0 | 2015-01-01 |  | Proposed | DEER | costs based on TechType_Ltg_CFL_MKT.xlsx (from Iton on 6/22/2015) | 0
Any | LFLmpBlst-T8-48in-32w-3g+El-IS-RLO(25w) | <from TechID> | Fixture | DEER2016 | D16v3 | 2010-2012_WO017_Ex_Ante_Measure_Cost_Study_-_Final_Report | Res | Lighting | Any | Ltg_Lmp+Blst | LF_LmpBlst | LFLmpBlst-T8-48in-32w-3g+El-IS-RLO(25w) | Any | Any | Any | Any | Full |  |  | 21.36 |  |  | EL50 | RobNc | Any | 0 | 2015-01-01 |  | Proposed | DEER | costs based on TechType_Ltg_CFL_MKT.xlsx (from Iton on 6/22/2015) | 0
Any | LFLmpBlst-T8-48in-32w-3g+El-IS-RLO(48w) | <from TechID> | Fixture | DEER2016 | D16v3 | 2010-2012_WO017_Ex_Ante_Measure_Cost_Study_-_Final_Report | Res | Lighting | Any | Ltg_Lmp+Blst | LF_LmpBlst | LFLmpBlst-T8-48in-32w-3g+El-IS-RLO(48w) | Any | Any | Any | Any | Full |  |  | 30.94 |  |  | EL50 | RobNc | Any | 0 | 2015-01-01 |  | Proposed | DEER | costs based on TechType_Ltg_CFL_MKT.xlsx (from Iton on 6/22/2015) | 0
Any | LFLmpBlst-T8-48in-32w-3g+El-IS-RLO(72w) | <from TechID> | Fixture | DEER2016 | D16v3 | 2010-2012_WO017_Ex_Ante_Measure_Cost_Study_-_Final_Report | Res | Lighting | Any | Ltg_Lmp+Blst | LF_LmpBlst | LFLmpBlst-T8-48in-32w-3g+El-IS-RLO(72w) | Any | Any | Any | Any | Full |  |  | 46.42 |  |  | EL50 | RobNc | Any | 0 | 2015-01-01 |  | Proposed | DEER | costs based on TechType_Ltg_CFL_MKT.xlsx (from Iton on 6/22/2015) | 0
Any | LFLmpBlst-T8-48in-32w-3g+El-IS-RLO(94w) | <from TechID> | Fixture | DEER2016 | D16v3 | 2010-2012_WO017_Ex_Ante_Measure_Cost_Study_-_Final_Report | Res | Lighting | Any | Ltg_Lmp+Blst | LF_LmpBlst | LFLmpBlst-T8-48in-32w-3g+El-IS-RLO(94w) | Any | Any | Any | Any | Full |  |  | 50.11 |  |  | EL50 | RobNc | Any | 0 | 2015-01-01 |  | Proposed | DEER | costs based on TechType_Ltg_CFL_MKT.xlsx (from Iton on 6/22/2015) | 0
Any | LFLmpBlst-T8-48in-32w-3g+El-IS-RLO(96w) | <from TechID> | Fixture | DEER2016 | D16v3 | 2010-2012_WO017_Ex_Ante_Measure_Cost_Study_-_Final_Report | Res | Lighting | Any | Ltg_Lmp+Blst | LF_LmpBlst | LFLmpBlst-T8-48in-32w-3g+El-IS-RLO(96w) | Any | Any | Any | Any | Full |  |  | 61.89 |  |  | EL50 | RobNc | Any | 0 | 2015-01-01 |  | Proposed | DEER | costs based on TechType_Ltg_CFL_MKT.xlsx (from Iton on 6/22/2015) | 0
Any | LFLmpBlst-T8-48in-32w-3g+El-IS-RLO+Refl(48w) | <from TechID> | Fixture | DEER2016 | D16v3 | 2010-2012_WO017_Ex_Ante_Measure_Cost_Study_-_Final_Report | Res | Lighting | Any | Ltg_Lmp+Blst | LF_LmpBlst | LFLmpBlst-T8-48in-32w-3g+El-IS-RLO+Refl(48w) | Any | Any | Any | Any | Full |  |  | 30.94 |  |  | EL50 | RobNc | Any | 0 | 2015-01-01 |  | Proposed | DEER | costs based on TechType_Ltg_CFL_MKT.xlsx (from Iton on 6/22/2015) | 0
Any | LFLmpBlst-T8-48in-32w-3g+El-IS-VHLO(70w) | <from TechID> | Fixture | DEER2016 | D16v3 | 2010-2012_WO017_Ex_Ante_Measure_Cost_Study_-_Final_Report | Res | Lighting | Any | Ltg_Lmp+Blst | LF_LmpBlst | LFLmpBlst-T8-48in-32w-3g+El-IS-VHLO(70w) | Any | Any | Any | Any | Full |  |  | 30.94 |  |  | EL50 | RobNc | Any | 0 | 2015-01-01 |  | Proposed | DEER | costs based on TechType_Ltg_CFL_MKT.xlsx (from Iton on 6/22/2015) | 0
Any | LFLmpBlst-T8-48in-32w-3g+El-PS-HLO-1(148w) | <from TechID> | Fixture | DEER2016 | D16v3 | 2010-2012_WO017_Ex_Ante_Measure_Cost_Study_-_Final_Report | Res | Lighting | Any | Ltg_Lmp+Blst | LF_LmpBlst | LFLmpBlst-T8-48in-32w-3g+El-PS-HLO-1(148w) | Any | Any | Any | Any | Full |  |  | 67.3 |  |  | EL50 | RobNc | Any | 0 | 2015-01-01 |  | Proposed | DEER | costs based on TechType_Ltg_CFL_MKT.xlsx (from Iton on 6/22/2015) | 0
Any | LFLmpBlst-T8-48in-32w-3g+El-PS-HLO-2(148w) | <from TechID> | Fixture | DEER2016 | D16v3 | 2010-2012_WO017_Ex_Ante_Measure_Cost_Study_-_Final_Report | Res | Lighting | Any | Ltg_Lmp+Blst | LF_LmpBlst | LFLmpBlst-T8-48in-32w-3g+El-PS-HLO-2(148w) | Any | Any | Any | Any | Full |  |  | 96.27 |  |  | EL50 | RobNc | Any | 0 | 2015-01-01 |  | Proposed | DEER | costs based on TechType_Ltg_CFL_MKT.xlsx (from Iton on 6/22/2015) | 0
Any | LFLmpBlst-T8-48in-32w-3g+El-PS-HLO-Dim-1(148w) | <from TechID> | Fixture | DEER2016 | D16v3 | 2010-2012_WO017_Ex_Ante_Measure_Cost_Study_-_Final_Report | Res | Lighting | Any | Ltg_Lmp+Blst | LF_LmpBlst | LFLmpBlst-T8-48in-32w-3g+El-PS-HLO-Dim-1(148w) | Any | Any | Any | Any | Full |  |  | 98.89 |  |  | EL50 | RobNc | Any | 0 | 2015-01-01 |  | Proposed | DEER | costs based on TechType_Ltg_CFL_MKT.xlsx (from Iton on 6/22/2015) | 0
Any | LFLmpBlst-T8-48in-32w-3g+El-PS-HLO-Dim-2(148w) | <from TechID> | Fixture | DEER2016 | D16v3 | 2010-2012_WO017_Ex_Ante_Measure_Cost_Study_-_Final_Report | Res | Lighting | Any | Ltg_Lmp+Blst | LF_LmpBlst | LFLmpBlst-T8-48in-32w-3g+El-PS-HLO-Dim-2(148w) | Any | Any | Any | Any | Full |  |  | 159.45 |  |  | EL50 | RobNc | Any | 0 | 2015-01-01 |  | Proposed | DEER | costs based on TechType_Ltg_CFL_MKT.xlsx (from Iton on 6/22/2015) | 0
Any | LFLmpBlst-T8-48in-32w-3g+El-PS-HLO-Dim(111w) | <from TechID> | Fixture | DEER2016 | D16v3 | 2010-2012_WO017_Ex_Ante_Measure_Cost_Study_-_Final_Report | Res | Lighting | Any | Ltg_Lmp+Blst | LF_LmpBlst | LFLmpBlst-T8-48in-32w-3g+El-PS-HLO-Dim(111w) | Any | Any | Any | Any | Full |  |  | 119.59 |  |  | EL50 | RobNc | Any | 0 | 2015-01-01 |  | Proposed | DEER | costs based on TechType_Ltg_CFL_MKT.xlsx (from Iton on 6/22/2015) | 0
Any | LFLmpBlst-T8-48in-32w-3g+El-PS-HLO-Dim(113w) | <from TechID> | Fixture | DEER2016 | D16v3 | 2010-2012_WO017_Ex_Ante_Measure_Cost_Study_-_Final_Report | Res | Lighting | Any | Ltg_Lmp+Blst | LF_LmpBlst | LFLmpBlst-T8-48in-32w-3g+El-PS-HLO-Dim(113w) | Any | Any | Any | Any | Full |  |  | 89.31 |  |  | EL50 | RobNc | Any | 0 | 2015-01-01 |  | Proposed | DEER | costs based on TechType_Ltg_CFL_MKT.xlsx (from Iton on 6/22/2015) | 0
Any | LFLmpBlst-T8-48in-32w-3g+El-PS-HLO-Dim(40w) | <from TechID> | Fixture | DEER2016 | D16v3 | 2010-2012_WO017_Ex_Ante_Measure_Cost_Study_-_Final_Report | Res | Lighting | Any | Ltg_Lmp+Blst | LF_LmpBlst | LFLmpBlst-T8-48in-32w-3g+El-PS-HLO-Dim(40w) | Any | Any | Any | Any | Full |  |  | 70.14 |  |  | EL50 | RobNc | Any | 0 | 2015-01-01 |  | Proposed | DEER | costs based on TechType_Ltg_CFL_MKT.xlsx (from Iton on 6/22/2015) | 0
Any | LFLmpBlst-T8-48in-32w-3g+El-PS-HLO-Dim(74w) | <from TechID> | Fixture | DEER2016 | D16v3 | 2010-2012_WO017_Ex_Ante_Measure_Cost_Study_-_Final_Report | Res | Lighting | Any | Ltg_Lmp+Blst | LF_LmpBlst | LFLmpBlst-T8-48in-32w-3g+El-PS-HLO-Dim(74w) | Any | Any | Any | Any | Full |  |  | 79.72 |  |  | EL50 | RobNc | Any | 0 | 2015-01-01 |  | Proposed | DEER | costs based on TechType_Ltg_CFL_MKT.xlsx (from Iton on 6/22/2015) | 0
Any | LFLmpBlst-T8-48in-32w-3g+El-PS-HLO(110w) | <from TechID> | Fixture | DEER2016 | D16v3 | 2010-2012_WO017_Ex_Ante_Measure_Cost_Study_-_Final_Report | Res | Lighting | Any | Ltg_Lmp+Blst | LF_LmpBlst | LFLmpBlst-T8-48in-32w-3g+El-PS-HLO(110w) | Any | Any | Any | Any | Full |  |  | 57.72 |  |  | EL50 | RobNc | Any | 0 | 2015-01-01 |  | Proposed | DEER | costs based on TechType_Ltg_CFL_MKT.xlsx (from Iton on 6/22/2015) | 0
Any | LFLmpBlst-T8-48in-32w-3g+El-PS-HLO(111w) | <from TechID> | Fixture | DEER2016 | D16v3 | 2010-2012_WO017_Ex_Ante_Measure_Cost_Study_-_Final_Report | Res | Lighting | Any | Ltg_Lmp+Blst | LF_LmpBlst | LFLmpBlst-T8-48in-32w-3g+El-PS-HLO(111w) | Any | Any | Any | Any | Full |  |  | 72.2 |  |  | EL50 | RobNc | Any | 0 | 2015-01-01 |  | Proposed | DEER | costs based on TechType_Ltg_CFL_MKT.xlsx (from Iton on 6/22/2015) | 0
Any | LFLmpBlst-T8-48in-32w-3g+El-PS-HLO(113w) | <from TechID> | Fixture | DEER2016 | D16v3 | 2010-2012_WO017_Ex_Ante_Measure_Cost_Study_-_Final_Report | Res | Lighting | Any | Ltg_Lmp+Blst | LF_LmpBlst | LFLmpBlst-T8-48in-32w-3g+El-PS-HLO(113w) | Any | Any | Any | Any | Full |  |  | 86.69 |  |  | EL50 | RobNc | Any | 0 | 2015-01-01 |  | Proposed | DEER | costs based on TechType_Ltg_CFL_MKT.xlsx (from Iton on 6/22/2015) | 0
Any | LFLmpBlst-T8-48in-32w-3g+El-PS-HLO(39w) | <from TechID> | Fixture | DEER2016 | D16v3 | 2010-2012_WO017_Ex_Ante_Measure_Cost_Study_-_Final_Report | Res | Lighting | Any | Ltg_Lmp+Blst | LF_LmpBlst | LFLmpBlst-T8-48in-32w-3g+El-PS-HLO(39w) | Any | Any | Any | Any | Full |  |  | 38.55 |  |  | EL50 | RobNc | Any | 0 | 2015-01-01 |  | Proposed | DEER | costs based on TechType_Ltg_CFL_MKT.xlsx (from Iton on 6/22/2015) | 0
Any | LFLmpBlst-T8-48in-32w-3g+El-PS-HLO(74w) | <from TechID> | Fixture | DEER2016 | D16v3 | 2010-2012_WO017_Ex_Ante_Measure_Cost_Study_-_Final_Report | Res | Lighting | Any | Ltg_Lmp+Blst | LF_LmpBlst | LFLmpBlst-T8-48in-32w-3g+El-PS-HLO(74w) | Any | Any | Any | Any | Full |  |  | 48.13 |  |  | EL50 | RobNc | Any | 0 | 2015-01-01 |  | Proposed | DEER | costs based on TechType_Ltg_CFL_MKT.xlsx (from Iton on 6/22/2015) | 0
Any | LFLmpBlst-T8-48in-32w-3g+El-PS-NLO-Dim-1(90w) | <from TechID> | Fixture | DEER2016 | D16v3 | 2010-2012_WO017_Ex_Ante_Measure_Cost_Study_-_Final_Report | Res | Lighting | Any | Ltg_Lmp+Blst | LF_LmpBlst | LFLmpBlst-T8-48in-32w-3g+El-PS-NLO-Dim-1(90w) | Any | Any | Any | Any | Full |  |  | 89.31 |  |  | EL50 | RobNc | Any | 0 | 2015-01-01 |  | Proposed | DEER | costs based on TechType_Ltg_CFL_MKT.xlsx (from Iton on 6/22/2015) | 0
Any | LFLmpBlst-T8-48in-32w-3g+El-PS-NLO-Dim-2(90w) | <from TechID> | Fixture | DEER2016 | D16v3 | 2010-2012_WO017_Ex_Ante_Measure_Cost_Study_-_Final_Report | Res | Lighting | Any | Ltg_Lmp+Blst | LF_LmpBlst | LFLmpBlst-T8-48in-32w-3g+El-PS-NLO-Dim-2(90w) | Any | Any | Any | Any | Full |  |  | 149.87 |  |  | EL50 | RobNc | Any | 0 | 2015-01-01 |  | Proposed | DEER | costs based on TechType_Ltg_CFL_MKT.xlsx (from Iton on 6/22/2015) | 0
Any | LFLmpBlst-T8-48in-32w-3g+El-PS-NLO-Dim(114w) | <from TechID> | Fixture | DEER2016 | D16v3 | 2010-2012_WO017_Ex_Ante_Measure_Cost_Study_-_Final_Report | Res | Lighting | Any | Ltg_Lmp+Blst | LF_LmpBlst | LFLmpBlst-T8-48in-32w-3g+El-PS-NLO-Dim(114w) | Any | Any | Any | Any | Full |  |  | 98.89 |  |  | EL50 | RobNc | Any | 0 | 2015-01-01 |  | Proposed | DEER | costs based on TechType_Ltg_CFL_MKT.xlsx (from Iton on 6/22/2015) | 0
Any | LFLmpBlst-T8-48in-32w-3g+El-PS-NLO-Dim(118w) | <from TechID> | Fixture | DEER2016 | D16v3 | 2010-2012_WO017_Ex_Ante_Measure_Cost_Study_-_Final_Report | Res | Lighting | Any | Ltg_Lmp+Blst | LF_LmpBlst | LFLmpBlst-T8-48in-32w-3g+El-PS-NLO-Dim(118w) | Any | Any | Any | Any | Full |  |  | 159.45 |  |  | EL50 | RobNc | Any | 0 | 2015-01-01 |  | Proposed | DEER | costs based on TechType_Ltg_CFL_MKT.xlsx (from Iton on 6/22/2015) | 0
Any | LFLmpBlst-T8-48in-32w-3g+El-PS-NLO-Dim(31w) | <from TechID> | Fixture | DEER2016 | D16v3 | 2010-2012_WO017_Ex_Ante_Measure_Cost_Study_-_Final_Report | Res | Lighting | Any | Ltg_Lmp+Blst | LF_LmpBlst | LFLmpBlst-T8-48in-32w-3g+El-PS-NLO-Dim(31w) | Any | Any | Any | Any | Full |  |  | 70.14 |  |  | EL50 | RobNc | Any | 0 | 2015-01-01 |  | Proposed | DEER | costs based on TechType_Ltg_CFL_MKT.xlsx (from Iton on 6/22/2015) | 0
Any | LFLmpBlst-T8-48in-32w-3g+El-PS-NLO-Dim(59w) | <from TechID> | Fixture | DEER2016 | D16v3 | 2010-2012_WO017_Ex_Ante_Measure_Cost_Study_-_Final_Report | Res | Lighting | Any | Ltg_Lmp+Blst | LF_LmpBlst | LFLmpBlst-T8-48in-32w-3g+El-PS-NLO-Dim(59w) | Any | Any | Any | Any | Full |  |  | 79.72 |  |  | EL50 | RobNc | Any | 0 | 2015-01-01 |  | Proposed | DEER | costs based on TechType_Ltg_CFL_MKT.xlsx (from Iton on 6/22/2015) | 0
Any | LFLmpBlst-T8-48in-32w-3g+El-PS-NLO-Dim(88w) | <from TechID> | Fixture | DEER2016 | D16v3 | 2010-2012_WO017_Ex_Ante_Measure_Cost_Study_-_Final_Report | Res | Lighting | Any | Ltg_Lmp+Blst | LF_LmpBlst | LFLmpBlst-T8-48in-32w-3g+El-PS-NLO-Dim(88w) | Any | Any | Any | Any | Full |  |  | 119.59 |  |  | EL50 | RobNc | Any | 0 | 2015-01-01 |  | Proposed | DEER | costs based on TechType_Ltg_CFL_MKT.xlsx (from Iton on 6/22/2015) | 0
Any | LFLmpBlst-T8-48in-32w-3g+El-PS-NLO(112w) | <from TechID> | Fixture | DEER2016 | D16v3 | 2010-2012_WO017_Ex_Ante_Measure_Cost_Study_-_Final_Report | Res | Lighting | Any | Ltg_Lmp+Blst | LF_LmpBlst | LFLmpBlst-T8-48in-32w-3g+El-PS-NLO(112w) | Any | Any | Any | Any | Full |  |  | 67.3 |  |  | EL50 | RobNc | Any | 0 | 2015-01-01 |  | Proposed | DEER | costs based on TechType_Ltg_CFL_MKT.xlsx (from Iton on 6/22/2015) | 0
Any | LFLmpBlst-T8-48in-32w-3g+El-PS-NLO(116w) | <from TechID> | Fixture | DEER2016 | D16v3 | 2010-2012_WO017_Ex_Ante_Measure_Cost_Study_-_Final_Report | Res | Lighting | Any | Ltg_Lmp+Blst | LF_LmpBlst | LFLmpBlst-T8-48in-32w-3g+El-PS-NLO(116w) | Any | Any | Any | Any | Full |  |  | 96.27 |  |  | EL50 | RobNc | Any | 0 | 2015-01-01 |  | Proposed | DEER | costs based on TechType_Ltg_CFL_MKT.xlsx (from Iton on 6/22/2015) | 0
Any | LFLmpBlst-T8-48in-32w-3g+El-PS-NLO(30w) | <from TechID> | Fixture | DEER2016 | D16v3 | 2010-2012_WO017_Ex_Ante_Measure_Cost_Study_-_Final_Report | Res | Lighting | Any | Ltg_Lmp+Blst | LF_LmpBlst | LFLmpBlst-T8-48in-32w-3g+El-PS-NLO(30w) | Any | Any | Any | Any | Full |  |  | 38.55 |  |  | EL50 | RobNc | Any | 0 | 2015-01-01 |  | Proposed | DEER | costs based on TechType_Ltg_CFL_MKT.xlsx (from Iton on 6/22/2015) | 0
Any | LFLmpBlst-T8-48in-32w-3g+El-PS-NLO(58w) | <from TechID> | Fixture | DEER2016 | D16v3 | 2010-2012_WO017_Ex_Ante_Measure_Cost_Study_-_Final_Report | Res | Lighting | Any | Ltg_Lmp+Blst | LF_LmpBlst | LFLmpBlst-T8-48in-32w-3g+El-PS-NLO(58w) | Any | Any | Any | Any | Full |  |  | 48.13 |  |  | EL50 | RobNc | Any | 0 | 2015-01-01 |  | Proposed | DEER | costs based on TechType_Ltg_CFL_MKT.xlsx (from Iton on 6/22/2015) | 0
Any | LFLmpBlst-T8-48in-32w-3g+El-PS-NLO(85w) | <from TechID> | Fixture | DEER2016 | D16v3 | 2010-2012_WO017_Ex_Ante_Measure_Cost_Study_-_Final_Report | Res | Lighting | Any | Ltg_Lmp+Blst | LF_LmpBlst | LFLmpBlst-T8-48in-32w-3g+El-PS-NLO(85w) | Any | Any | Any | Any | Full |  |  | 57.72 |  |  | EL50 | RobNc | Any | 0 | 2015-01-01 |  | Proposed | DEER | costs based on TechType_Ltg_CFL_MKT.xlsx (from Iton on 6/22/2015) | 0
Any | LFLmpBlst-T8-48in-32w-3g+El-PS-NLO(87w) | <from TechID> | Fixture | DEER2016 | D16v3 | 2010-2012_WO017_Ex_Ante_Measure_Cost_Study_-_Final_Report | Res | Lighting | Any | Ltg_Lmp+Blst | LF_LmpBlst | LFLmpBlst-T8-48in-32w-3g+El-PS-NLO(87w) | Any | Any | Any | Any | Full |  |  | 72.2 |  |  | EL50 | RobNc | Any | 0 | 2015-01-01 |  | Proposed | DEER | costs based on TechType_Ltg_CFL_MKT.xlsx (from Iton on 6/22/2015) | 0
Any | LFLmpBlst-T8-48in-32w-3g+El-PS-NLO(88w) | <from TechID> | Fixture | DEER2016 | D16v3 | 2010-2012_WO017_Ex_Ante_Measure_Cost_Study_-_Final_Report | Res | Lighting | Any | Ltg_Lmp+Blst | LF_LmpBlst | LFLmpBlst-T8-48in-32w-3g+El-PS-NLO(88w) | Any | Any | Any | Any | Full |  |  | 86.69 |  |  | EL50 | RobNc | Any | 0 | 2015-01-01 |  | Proposed | DEER | costs based on TechType_Ltg_CFL_MKT.xlsx (from Iton on 6/22/2015) | 0
Any | LFLmpBlst-T8-48in-32w-3g+El-PS-RLO-Dim(24w) | <from TechID> | Fixture | DEER2016 | D16v3 | 2010-2012_WO017_Ex_Ante_Measure_Cost_Study_-_Final_Report | Res | Lighting | Any | Ltg_Lmp+Blst | LF_LmpBlst | LFLmpBlst-T8-48in-32w-3g+El-PS-RLO-Dim(24w) | Any | Any | Any | Any | Full |  |  | 70.14 |  |  | EL50 | RobNc | Any | 0 | 2015-01-01 |  | Proposed | DEER | costs based on TechType_Ltg_CFL_MKT.xlsx (from Iton on 6/22/2015) | 0
Any | LFLmpBlst-T8-48in-32w-3g+El-PS-RLO-Dim(47w) | <from TechID> | Fixture | DEER2016 | D16v3 | 2010-2012_WO017_Ex_Ante_Measure_Cost_Study_-_Final_Report | Res | Lighting | Any | Ltg_Lmp+Blst | LF_LmpBlst | LFLmpBlst-T8-48in-32w-3g+El-PS-RLO-Dim(47w) | Any | Any | Any | Any | Full |  |  | 79.72 |  |  | EL50 | RobNc | Any | 0 | 2015-01-01 |  | Proposed | DEER | costs based on TechType_Ltg_CFL_MKT.xlsx (from Iton on 6/22/2015) | 0
Any | LFLmpBlst-T8-48in-32w-3g+El-PS-RLO-Dim(70w) | <from TechID> | Fixture | DEER2016 | D16v3 | 2010-2012_WO017_Ex_Ante_Measure_Cost_Study_-_Final_Report | Res | Lighting | Any | Ltg_Lmp+Blst | LF_LmpBlst | LFLmpBlst-T8-48in-32w-3g+El-PS-RLO-Dim(70w) | Any | Any | Any | Any | Full |  |  | 119.59 |  |  | EL50 | RobNc | Any | 0 | 2015-01-01 |  | Proposed | DEER | costs based on TechType_Ltg_CFL_MKT.xlsx (from Iton on 6/22/2015) | 0
Any | LFLmpBlst-T8-48in-32w-3g+El-PS-RLO-Dim(71w) | <from TechID> | Fixture | DEER2016 | D16v3 | 2010-2012_WO017_Ex_Ante_Measure_Cost_Study_-_Final_Report | Res | Lighting | Any | Ltg_Lmp+Blst | LF_LmpBlst | LFLmpBlst-T8-48in-32w-3g+El-PS-RLO-Dim(71w) | Any | Any | Any | Any | Full |  |  | 149.87 |  |  | EL50 | RobNc | Any | 0 | 2015-01-01 |  | Proposed | DEER | costs based on TechType_Ltg_CFL_MKT.xlsx (from Iton on 6/22/2015) | 0
Any | LFLmpBlst-T8-48in-32w-3g+El-PS-RLO-Dim(72w) | <from TechID> | Fixture | DEER2016 | D16v3 | 2010-2012_WO017_Ex_Ante_Measure_Cost_Study_-_Final_Report | Res | Lighting | Any | Ltg_Lmp+Blst | LF_LmpBlst | LFLmpBlst-T8-48in-32w-3g+El-PS-RLO-Dim(72w) | Any | Any | Any | Any | Full |  |  | 89.31 |  |  | EL50 | RobNc | Any | 0 | 2015-01-01 |  | Proposed | DEER | costs based on TechType_Ltg_CFL_MKT.xlsx (from Iton on 6/22/2015) | 0
Any | LFLmpBlst-T8-48in-32w-3g+El-PS-RLO-Dim(93w) | <from TechID> | Fixture | DEER2016 | D16v3 | 2010-2012_WO017_Ex_Ante_Measure_Cost_Study_-_Final_Report | Res | Lighting | Any | Ltg_Lmp+Blst | LF_LmpBlst | LFLmpBlst-T8-48in-32w-3g+El-PS-RLO-Dim(93w) | Any | Any | Any | Any | Full |  |  | 98.89 |  |  | EL50 | RobNc | Any | 0 | 2015-01-01 |  | Proposed | DEER | costs based on TechType_Ltg_CFL_MKT.xlsx (from Iton on 6/22/2015) | 0
Any | LFLmpBlst-T8-48in-32w-3g+El-PS-RLO-Dim(94w) | <from TechID> | Fixture | DEER2016 | D16v3 | 2010-2012_WO017_Ex_Ante_Measure_Cost_Study_-_Final_Report | Res | Lighting | Any | Ltg_Lmp+Blst | LF_LmpBlst | LFLmpBlst-T8-48in-32w-3g+El-PS-RLO-Dim(94w) | Any | Any | Any | Any | Full |  |  | 159.45 |  |  | EL50 | RobNc | Any | 0 | 2015-01-01 |  | Proposed | DEER | costs based on TechType_Ltg_CFL_MKT.xlsx (from Iton on 6/22/2015) | 0
Any | LFLmpBlst-T8-48in-32w-3g+El-PS-RLO(24w) | <from TechID> | Fixture | DEER2016 | D16v3 | 2010-2012_WO017_Ex_Ante_Measure_Cost_Study_-_Final_Report | Res | Lighting | Any | Ltg_Lmp+Blst | LF_LmpBlst | LFLmpBlst-T8-48in-32w-3g+El-PS-RLO(24w) | Any | Any | Any | Any | Full |  |  | 38.55 |  |  | EL50 | RobNc | Any | 0 | 2015-01-01 |  | Proposed | DEER | costs based on TechType_Ltg_CFL_MKT.xlsx (from Iton on 6/22/2015) | 0
Any | LFLmpBlst-T8-48in-32w-3g+El-PS-RLO(25w) | <from TechID> | Fixture | DEER2016 | D16v3 | 2010-2012_WO017_Ex_Ante_Measure_Cost_Study_-_Final_Report | Res | Lighting | Any | Ltg_Lmp+Blst | LF_LmpBlst | LFLmpBlst-T8-48in-32w-3g+El-PS-RLO(25w) | Any | Any | Any | Any | Full |  |  | 38.55 |  |  | EL50 | RobNc | Any | 0 | 2015-01-01 |  | Proposed | DEER | costs based on TechType_Ltg_CFL_MKT.xlsx (from Iton on 6/22/2015) | 0
Any | LFLmpBlst-T8-48in-32w-3g+El-PS-RLO(45w) | <from TechID> | Fixture | DEER2016 | D16v3 | 2010-2012_WO017_Ex_Ante_Measure_Cost_Study_-_Final_Report | Res | Lighting | Any | Ltg_Lmp+Blst | LF_LmpBlst | LFLmpBlst-T8-48in-32w-3g+El-PS-RLO(45w) | Any | Any | Any | Any | Full |  |  | 48.13 |  |  | EL50 | RobNc | Any | 0 | 2015-01-01 |  | Proposed | DEER | costs based on TechType_Ltg_CFL_MKT.xlsx (from Iton on 6/22/2015) | 0
Any | LFLmpBlst-T8-48in-32w-3g+El-PS-RLO(47w) | <from TechID> | Fixture | DEER2016 | D16v3 | 2010-2012_WO017_Ex_Ante_Measure_Cost_Study_-_Final_Report | Res | Lighting | Any | Ltg_Lmp+Blst | LF_LmpBlst | LFLmpBlst-T8-48in-32w-3g+El-PS-RLO(47w) | Any | Any | Any | Any | Full |  |  | 48.13 |  |  | EL50 | RobNc | Any | 0 | 2015-01-01 |  | Proposed | DEER | costs based on TechType_Ltg_CFL_MKT.xlsx (from Iton on 6/22/2015) | 0
Any | LFLmpBlst-T8-48in-32w-3g+El-PS-RLO(68w) | <from TechID> | Fixture | DEER2016 | D16v3 | 2010-2012_WO017_Ex_Ante_Measure_Cost_Study_-_Final_Report | Res | Lighting | Any | Ltg_Lmp+Blst | LF_LmpBlst | LFLmpBlst-T8-48in-32w-3g+El-PS-RLO(68w) | Any | Any | Any | Any | Full |  |  | 57.72 |  |  | EL50 | RobNc | Any | 0 | 2015-01-01 |  | Proposed | DEER | costs based on TechType_Ltg_CFL_MKT.xlsx (from Iton on 6/22/2015) | 0
Any | LFLmpBlst-T8-48in-32w-3g+El-PS-RLO(70w) | <from TechID> | Fixture | DEER2016 | D16v3 | 2010-2012_WO017_Ex_Ante_Measure_Cost_Study_-_Final_Report | Res | Lighting | Any | Ltg_Lmp+Blst | LF_LmpBlst | LFLmpBlst-T8-48in-32w-3g+El-PS-RLO(70w) | Any | Any | Any | Any | Full |  |  | 72.2 |  |  | EL50 | RobNc | Any | 0 | 2015-01-01 |  | Proposed | DEER | costs based on TechType_Ltg_CFL_MKT.xlsx (from Iton on 6/22/2015) | 0
Any | LFLmpBlst-T8-48in-32w-3g+El-PS-RLO(71w) | <from TechID> | Fixture | DEER2016 | D16v3 | 2010-2012_WO017_Ex_Ante_Measure_Cost_Study_-_Final_Report | Res | Lighting | Any | Ltg_Lmp+Blst | LF_LmpBlst | LFLmpBlst-T8-48in-32w-3g+El-PS-RLO(71w) | Any | Any | Any | Any | Full |  |  | 57.72 |  |  | EL50 | RobNc | Any | 0 | 2015-01-01 |  | Proposed | DEER | costs based on TechType_Ltg_CFL_MKT.xlsx (from Iton on 6/22/2015) | 0
Any | LFLmpBlst-T8-48in-32w-3g+El-PS-RLO(72w) | <from TechID> | Fixture | DEER2016 | D16v3 | 2010-2012_WO017_Ex_Ante_Measure_Cost_Study_-_Final_Report | Res | Lighting | Any | Ltg_Lmp+Blst | LF_LmpBlst | LFLmpBlst-T8-48in-32w-3g+El-PS-RLO(72w) | Any | Any | Any | Any | Full |  |  | 86.69 |  |  | EL50 | RobNc | Any | 0 | 2015-01-01 |  | Proposed | DEER | costs based on TechType_Ltg_CFL_MKT.xlsx (from Iton on 6/22/2015) | 0
Any | LFLmpBlst-T8-48in-32w-3g+El-PS-RLO(90w) | <from TechID> | Fixture | DEER2016 | D16v3 | 2010-2012_WO017_Ex_Ante_Measure_Cost_Study_-_Final_Report | Res | Lighting | Any | Ltg_Lmp+Blst | LF_LmpBlst | LFLmpBlst-T8-48in-32w-3g+El-PS-RLO(90w) | Any | Any | Any | Any | Full |  |  | 67.3 |  |  | EL50 | RobNc | Any | 0 | 2015-01-01 |  | Proposed | DEER | costs based on TechType_Ltg_CFL_MKT.xlsx (from Iton on 6/22/2015) | 0
Any | LFLmpBlst-T8-48in-32w-3g+El-PS-RLO(91w) | <from TechID> | Fixture | DEER2016 | D16v3 | 2010-2012_WO017_Ex_Ante_Measure_Cost_Study_-_Final_Report | Res | Lighting | Any | Ltg_Lmp+Blst | LF_LmpBlst | LFLmpBlst-T8-48in-32w-3g+El-PS-RLO(91w) | Any | Any | Any | Any | Full |  |  | 67.3 |  |  | EL50 | RobNc | Any | 0 | 2015-01-01 |  | Proposed | DEER | costs based on TechType_Ltg_CFL_MKT.xlsx (from Iton on 6/22/2015) | 0
Any | LFLmpBlst-T8-48in-32w-3g+El-PS-RLO(94w) | <from TechID> | Fixture | DEER2016 | D16v3 | 2010-2012_WO017_Ex_Ante_Measure_Cost_Study_-_Final_Report | Res | Lighting | Any | Ltg_Lmp+Blst | LF_LmpBlst | LFLmpBlst-T8-48in-32w-3g+El-PS-RLO(94w) | Any | Any | Any | Any | Full |  |  | 96.27 |  |  | EL50 | RobNc | Any | 0 | 2015-01-01 |  | Proposed | DEER | costs based on TechType_Ltg_CFL_MKT.xlsx (from Iton on 6/22/2015) | 0
Any | LFLmpBlst-T8-96in-59w+El-IS-HLO(68w) | <from TechID> | Fixture | DEER2016 | D16v3 | 2010-2012_WO017_Ex_Ante_Measure_Cost_Study_-_Final_Report | Res | Lighting | Any | Ltg_Lmp+Blst | LF_LmpBlst | LFLmpBlst-T8-96in-59w+El-IS-HLO(68w) | Any | Any | Any | Any | Full |  |  | 30.97 |  |  | EL50 | RobNc | Any | 0 | 2015-01-01 |  | Proposed | DEER | costs based on TechType_Ltg_CFL_MKT.xlsx (from Iton on 6/22/2015) | 0
Any | LFLmpBlst-T8-96in-59w+El-IS-NLO(109w) | <from TechID> | Fixture | DEER2016 | D16v3 | 2010-2012_WO017_Ex_Ante_Measure_Cost_Study_-_Final_Report | Res | Lighting | Any | Ltg_Lmp+Blst | LF_LmpBlst | LFLmpBlst-T8-96in-59w+El-IS-NLO(109w) | Any | Any | Any | Any | Full |  |  | 50.16 |  |  | EL50 | RobNc | Any | 0 | 2015-01-01 |  | Proposed | DEER | costs based on TechType_Ltg_CFL_MKT.xlsx (from Iton on 6/22/2015) | 0
Any | LFLmpBlst-T8-96in-59w+El-IS-NLO(167w) | <from TechID> | Fixture | DEER2016 | D16v3 | 2010-2012_WO017_Ex_Ante_Measure_Cost_Study_-_Final_Report | Res | Lighting | Any | Ltg_Lmp+Blst | LF_LmpBlst | LFLmpBlst-T8-96in-59w+El-IS-NLO(167w) | Any | Any | Any | Any | Full |  |  | 81.13 |  |  | EL50 | RobNc | Any | 0 | 2015-01-01 |  | Proposed | DEER | costs based on TechType_Ltg_CFL_MKT.xlsx (from Iton on 6/22/2015) | 0
Any | LFLmpBlst-T8-96in-59w+El-IS-NLO(219w) | <from TechID> | Fixture | DEER2016 | D16v3 | 2010-2012_WO017_Ex_Ante_Measure_Cost_Study_-_Final_Report | Res | Lighting | Any | Ltg_Lmp+Blst | LF_LmpBlst | LFLmpBlst-T8-96in-59w+El-IS-NLO(219w) | Any | Any | Any | Any | Full |  |  | 100.32 |  |  | EL50 | RobNc | Any | 0 | 2015-01-01 |  | Proposed | DEER | costs based on TechType_Ltg_CFL_MKT.xlsx (from Iton on 6/22/2015) | 0
Any | LFLmpBlst-T8-96in-59w+El-IS-NLO(328w) | <from TechID> | Fixture | DEER2016 | D16v3 | 2010-2012_WO017_Ex_Ante_Measure_Cost_Study_-_Final_Report | Res | Lighting | Any | Ltg_Lmp+Blst | LF_LmpBlst | LFLmpBlst-T8-96in-59w+El-IS-NLO(328w) | Any | Any | Any | Any | Full |  |  | 150.47 |  |  | EL50 | RobNc | Any | 0 | 2015-01-01 |  | Proposed | DEER | costs based on TechType_Ltg_CFL_MKT.xlsx (from Iton on 6/22/2015) | 0
Any | LFLmpBlst-T8-96in-59w+El-IS-NLO(55w) | <from TechID> | Fixture | DEER2016 | D16v3 | 2010-2012_WO017_Ex_Ante_Measure_Cost_Study_-_Final_Report | Res | Lighting | Any | Ltg_Lmp+Blst | LF_LmpBlst | LFLmpBlst-T8-96in-59w+El-IS-NLO(55w) | Any | Any | Any | Any | Full |  |  | 25.08 |  |  | EL50 | RobNc | Any | 0 | 2015-01-01 |  | Proposed | DEER | costs based on TechType_Ltg_CFL_MKT.xlsx (from Iton on 6/22/2015) | 0
Any | LFLmpBlst-T8-96in-59w+El-IS-NLO(58w) | <from TechID> | Fixture | DEER2016 | D16v3 | 2010-2012_WO017_Ex_Ante_Measure_Cost_Study_-_Final_Report | Res | Lighting | Any | Ltg_Lmp+Blst | LF_LmpBlst | LFLmpBlst-T8-96in-59w+El-IS-NLO(58w) | Any | Any | Any | Any | Full |  |  | 30.97 |  |  | EL50 | RobNc | Any | 0 | 2015-01-01 |  | Proposed | DEER | costs based on TechType_Ltg_CFL_MKT.xlsx (from Iton on 6/22/2015) | 0
Any | LFLmpBlst-T8-96in-59w+El-IS-RLO(167w) | <from TechID> | Fixture | DEER2016 | D16v3 | 2010-2012_WO017_Ex_Ante_Measure_Cost_Study_-_Final_Report | Res | Lighting | Any | Ltg_Lmp+Blst | LF_LmpBlst | LFLmpBlst-T8-96in-59w+El-IS-RLO(167w) | Any | Any | Any | Any | Full |  |  | 100.32 |  |  | EL50 | RobNc | Any | 0 | 2015-01-01 |  | Proposed | DEER | costs based on TechType_Ltg_CFL_MKT.xlsx (from Iton on 6/22/2015) | 0
Any | LFLmpBlst-T8-96in-59w+El-IS-RLO(49w) | <from TechID> | Fixture | DEER2016 | D16v3 | 2010-2012_WO017_Ex_Ante_Measure_Cost_Study_-_Final_Report | Res | Lighting | Any | Ltg_Lmp+Blst | LF_LmpBlst | LFLmpBlst-T8-96in-59w+El-IS-RLO(49w) | Any | Any | Any | Any | Full |  |  | 25.08 |  |  | EL50 | RobNc | Any | 0 | 2015-01-01 |  | Proposed | DEER | costs based on TechType_Ltg_CFL_MKT.xlsx (from Iton on 6/22/2015) | 0
Any | LFLmpBlst-T8-96in-59w+El-IS-RLO(57w) | <from TechID> | Fixture | DEER2016 | D16v3 | 2010-2012_WO017_Ex_Ante_Measure_Cost_Study_-_Final_Report | Res | Lighting | Any | Ltg_Lmp+Blst | LF_LmpBlst | LFLmpBlst-T8-96in-59w+El-IS-RLO(57w) | Any | Any | Any | Any | Full |  |  | 30.97 |  |  | EL50 | RobNc | Any | 0 | 2015-01-01 |  | Proposed | DEER | costs based on TechType_Ltg_CFL_MKT.xlsx (from Iton on 6/22/2015) | 0
Any | LFLmpBlst-T8-96in-59w+El-IS-RLO(600w) | <from TechID> | Fixture | DEER2016 | D16v3 | 2010-2012_WO017_Ex_Ante_Measure_Cost_Study_-_Final_Report | Res | Lighting | Any | Ltg_Lmp+Blst | LF_LmpBlst | LFLmpBlst-T8-96in-59w+El-IS-RLO(600w) | Any | Any | Any | Any | Full |  |  | 227.23 |  |  | EL50 | RobNc | Any | 0 | 2015-01-01 |  | Proposed | DEER | costs based on TechType_Ltg_CFL_MKT.xlsx (from Iton on 6/22/2015) | 0
Any | LFLmpBlst-T8-96in-59w+El-IS-RLO(98w) | <from TechID> | Fixture | DEER2016 | D16v3 | 2010-2012_WO017_Ex_Ante_Measure_Cost_Study_-_Final_Report | Res | Lighting | Any | Ltg_Lmp+Blst | LF_LmpBlst | LFLmpBlst-T8-96in-59w+El-IS-RLO(98w) | Any | Any | Any | Any | Full |  |  | 50.16 |  |  | EL50 | RobNc | Any | 0 | 2015-01-01 |  | Proposed | DEER | costs based on TechType_Ltg_CFL_MKT.xlsx (from Iton on 6/22/2015) | 0
Any | LFLmpBlst-T8-96in-59w+El-IS-VHLO(71w) | <from TechID> | Fixture | DEER2016 | D16v3 | 2010-2012_WO017_Ex_Ante_Measure_Cost_Study_-_Final_Report | Res | Lighting | Any | Ltg_Lmp+Blst | LF_LmpBlst | LFLmpBlst-T8-96in-59w+El-IS-VHLO(71w) | Any | Any | Any | Any | Full |  |  | 30.97 |  |  | EL50 | RobNc | Any | 0 | 2015-01-01 |  | Proposed | DEER | costs based on TechType_Ltg_CFL_MKT.xlsx (from Iton on 6/22/2015) | 0
Any | LFLmpBlst-T8-96in-86w+El-IS-NLO(160w) | <from TechID> | Fixture | DEER2016 | D16v3 | 2010-2012_WO017_Ex_Ante_Measure_Cost_Study_-_Final_Report | Res | Lighting | Any | Ltg_Lmp+Blst | LF_LmpBlst | LFLmpBlst-T8-96in-86w+El-IS-NLO(160w) | Any | Any | Any | Any | Full |  |  | 84.97 |  |  | EL50 | RobNc | Any | 0 | 2015-01-01 |  | Proposed | DEER | costs based on TechType_Ltg_CFL_MKT.xlsx (from Iton on 6/22/2015) | 0
Any | LFLmpBlst-T8-96in-86w+El-IS-NLO(320w) | <from TechID> | Fixture | DEER2016 | D16v3 | 2010-2012_WO017_Ex_Ante_Measure_Cost_Study_-_Final_Report | Res | Lighting | Any | Ltg_Lmp+Blst | LF_LmpBlst | LFLmpBlst-T8-96in-86w+El-IS-NLO(320w) | Any | Any | Any | Any | Full |  |  | 169.94 |  |  | EL50 | RobNc | Any | 0 | 2015-01-01 |  | Proposed | DEER | costs based on TechType_Ltg_CFL_MKT.xlsx (from Iton on 6/22/2015) | 0
Any | LFLmpBlst-T8-96in-86w+El-IS-NLO(80w) | <from TechID> | Fixture | DEER2016 | D16v3 | 2010-2012_WO017_Ex_Ante_Measure_Cost_Study_-_Final_Report | Res | Lighting | Any | Ltg_Lmp+Blst | LF_LmpBlst | LFLmpBlst-T8-96in-86w+El-IS-NLO(80w) | Any | Any | Any | Any | Full |  |  | 42.49 |  |  | EL50 | RobNc | Any | 0 | 2015-01-01 |  | Proposed | DEER | costs based on TechType_Ltg_CFL_MKT.xlsx (from Iton on 6/22/2015) | 0

## Measure
Ex Ante Source Tables Export
Measure Table (exante.Measure)
This file created on 8/28/2015 6:46:43 PM while connected to localhost as sptviewer.
Program/Database Description: READI v.2.2.1 (Current DEER and Non-DEER Ex Ante data. Includes data for review)
[23 empty] | Cost ID Assignments | [6 empty] | Cost ID lookup source | [18 empty] | Determination of Incremental Measure Cost |  |  |  |  | Measure |  | Standard
Index | MeasureID | Description | Version | VersionSource | LastMod | EnergyImpactID | MeasImpactType | EnImpCalcType | ImpScaleBasis | StdScaleVal | PreScaleVal | ImpWeighting | WeightGroupID | ApplyIE | IETableName | TechBased | Sector | PA | UseCategory | UseSubCategory | TechGroup | TechType | MeasCostID | StdCostID | EUL_ID | PreDesc | StdDesc | MeasDesc | PreTechID | StdTechID | MeasTechID | Status | Comment | PreMultiTech | StdMultiTech | SourceDesc | SupportedAppType | RUL_ID | LegacyID | MeasQualifierGroup | StartDate | ExpiryDate | ReviewStatus | MeasID_SCE | MeasID_PGE | MeasID_SDG | MeasID_SCG | MeasType | Meas Tech | Std Tech | Incremental $/unit | Measure Tech | Standard Tech | lamps | blsts | lamps | blsts
2177 | Com-Lighting-InGen_T12-48in-144w-A_T5-46in-117w_T5-46in-117w | Commercial Indoor General Lighting: more efficient Linear Fluorescent Lamp & Ballast installed. Measure includes Code case. Impacts: Linear Fluorescent-based HOU (varies by BldgType) | DEER2014 | D13 v1.2 | 2014-05-23 | Com-Iltg-dWatt-LF | DEER | Scaled | Delta |  |  | None |  | FALSE |  | TRUE | Com | Any | Lighting | InGen-LF | Ltg_Lmp+Blst | LF_LmpBlst | LFLmpBlst-T5-46in-54w+El-PS-HLO(117w) | LFLmpBlst-T5-46in-54w+El-PS-HLO(117w) | ILtg-Lfluor-fix |  |  |  | LFLmpBlst-T12-48in-34w+MagES-RS-NLO(144w) | LFLmpBlst-T5-46in-54w+El-PS-HLO(117w) | LFLmpBlst-T5-46in-54w+El-PS-HLO(117w) | Proposed |  | FALSE | FALSE | DEER Lighting measure | ErRul | ILtg-Lfluor-fix | D08-NE-ILtg-LFluor-Prim-RplLPD-48in34wT12ESMg144w-46in54wT5HOPSEl117w | DEER1316-Ltg-Com-LF | 2013-01-01 |  | DEER2016 HOU Update |  |  |  |  | Standard | 66.74 | 66.74 | 0 | LFLmpBlst-T5-46in-54w+El-PS-HLO(117w) | LFLmpBlst-T5-46in-54w+El-PS-HLO(117w) | 2 | 1 | 2 | 1
2215 | Com-Lighting-InGen_T12-48in-112w_T8-48in-89w-B_T8-48in-78w-B | Commercial Indoor General Lighting: more efficient Linear Fluorescent Lamp & Ballast installed. Measure includes Code case. Impacts: Linear Fluorescent-based HOU (varies by BldgType) | DEER2014 | D13 v1.2 | 2014-05-23 | Com-Iltg-dWatt-LF | DEER | Scaled | Delta |  |  | None |  | FALSE |  | TRUE | Com | Any | Lighting | InGen-LF | Ltg_Lmp+Blst | LF_LmpBlst | LFLmpBlst-T8-48in-32w-2g+El-IS-RLO(78w) | LFLmpBlst-T8-48in-32w-2g+El-IS-NLO(89w) | ILtg-Lfluor-fix |  |  |  | LFLmpBlst-T12-48in-39w+MagStd-IS-NLO(112w) | LFLmpBlst-T8-48in-32w-2g+El-IS-NLO(89w) | LFLmpBlst-T8-48in-32w-2g+El-IS-RLO(78w) | Proposed |  | FALSE | FALSE | DEER Lighting measure | ErRobNc | ILtg-Lfluor-fix |  | DEER1316-Ltg-Com-LF | 2013-01-01 |  | DEER2016 HOU Update |  |  |  |  | Standard | 38.25 | 38.25 | 0 | LFLmpBlst-T8-48in-32w-2g+El-IS-RLO(78w) | LFLmpBlst-T8-48in-32w-2g+El-IS-NLO(89w) | 3 | 1 | 3 | 1
2328 | Com-Lighting-InGen_T12-96in-246w-A_T8-48in-175w-B_T8-48in-162w | Commercial Indoor General Lighting: more efficient Linear Fluorescent Lamp & Ballast installed. Measure includes Code case. Impacts: Linear Fluorescent-based HOU (varies by BldgType) | DEER2014 | D13 v1.2 | 2014-05-23 | Com-Iltg-dWatt-LF | DEER | Scaled | Delta |  |  | None |  | FALSE |  | TRUE | Com | Any | Lighting | InGen-LF | Ltg_Lmp+Blst | LF_LmpBlst | LFLmpBlst-T8-48in-32w-3g+El-IS-NLO-1(162w) | LFLmpBlst-T8-48in-32w-2g+El-IS-NLO(175w) | ILtg-Lfluor-fix |  |  |  | LFLmpBlst-T12-96in-60w+MagES-RS-NLO(246w) | LFLmpBlst-T8-48in-32w-2g+El-IS-NLO(175w) | LFLmpBlst-T8-48in-32w-3g+El-IS-NLO-1(162w) | Proposed |  | FALSE | FALSE | DEER Lighting measure | ErRobNc | ILtg-Lfluor-fix | D08-NE-ILtg-LFluor-Prim-RplLPD-96in60wT12ESMg246w-48in3g32wT82PISNEl162w | DEER1316-Ltg-Com-LF | 2013-01-01 |  | DEER2016 HOU Update |  |  |  |  | Standard | 81.05 | 76.49 | 4.56 | LFLmpBlst-T8-48in-32w-3g+El-IS-NLO-1(162w) | LFLmpBlst-T8-48in-32w-2g+El-IS-NLO(175w) | 6 | 2 | 6 | 2
4626 | C-In-LFLmpBlst-T8-48in-32w-2g+El-IS-RLO(102w)-dWP42-dWC10 | Commercial Indoor General Lighting: more efficient Linear Fluorescent Lamp & Ballast installed. Measure includes Code case. Impacts: Linear Fluorescent-based HOU (varies by BldgType) | DEER1314 | Lighting Disposition | 2015-03-06 | Com-Iltg-dWatt-LF | DEER | Scaled | Delta |  |  | None |  | FALSE |  | TRUE | Com | Any | Lighting | InGen-LF | Ltg_Lmp+Blst | LF_LmpBlst | LFLmpBlst-T8-48in-32w-2g+El-IS-RLO(102w) | LFLmpBlst-T8-48in-32w-2g+El-IS-NLO(112w) | ILtg-Lfluor-Elec |  |  |  | LFLmpBlst-T12-48in-34w+MagES-RS-NLO(144w) | LFLmpBlst-T8-48in-32w-2g+El-IS-NLO(112w) | LFLmpBlst-T8-48in-32w-2g+El-IS-RLO(102w) | Proposed | WP source e.g.: SCE13LG087r0 | FALSE | FALSE | Disposition: MeasuresList-May222014.xlsx | ErRobNc | ILtg-Lfluor-T12Mag | Com-Lighting-InGen_T12-96in-246w-A_T8-48in-175w-B_T8-48in-175w-B | DEER1316-Ltg-Com-LF | 2013-01-01 |  | DEER2016 HOU Update |  |  |  |  | Standard | 47.07 | 47.07 | 0 | LFLmpBlst-T8-48in-32w-2g+El-IS-RLO(102w) | LFLmpBlst-T8-48in-32w-2g+El-IS-NLO(112w) | 4 | 1 | 4 | 1
4530 | C-In-LFLmpBlst-T8-48in-25w+El-IS-RLO-1(76w)-dWP68-dWC36 | Commercial Indoor General Lighting: more efficient Linear Fluorescent Lamp & Ballast installed. Measure includes Code case. Impacts: Linear Fluorescent-based HOU (varies by BldgType) | DEER1314 | Lighting Disposition | 2015-03-06 | Com-Iltg-dWatt-LF | DEER | Scaled | Delta |  |  | None |  | TRUE |  | TRUE | Com | Any | Lighting | InGen-LF | Ltg_Lmp+Blst | LF_LmpBlst | LFLmpBlst-T8-48in-25w+El-IS-RLO-1(76w) | LFLmpBlst-T8-48in-32w-2g+El-IS-NLO(112w) | ILtg-Lfluor-Elec |  |  |  | LFLmpBlst-T12-48in-34w+MagES-RS-NLO(144w) | LFLmpBlst-T8-48in-32w-2g+El-IS-NLO(112w) | LFLmpBlst-T8-48in-25w+El-IS-RLO-1(76w) | Proposed |  | FALSE | FALSE | Disposition: MeasuresList-Dec1-2014.xlsx | ErRobNc | ILtg-Lfluor-T12Mag |  | DEER1316-Ltg-Com-LF | 2013-01-01 |  | DEER2016 HOU Update |  |  |  |  | Standard | 60.12 | 47.07 | 13.05 | LFLmpBlst-T8-48in-25w+El-IS-RLO-1(76w) | LFLmpBlst-T8-48in-32w-2g+El-IS-NLO(112w) | 4 | 1 | 4 | 1
4562 | C-In-LFLmpBlst-T8-48in-28w+El-IS-RLO(24w)-dWP7-dWC7 | Commercial Indoor General Lighting: more efficient Linear Fluorescent Lamp & Ballast installed. Measure includes Code case. Impacts: Linear Fluorescent-based HOU (varies by BldgType) | DEER1314 | Lighting Disposition | 2015-03-06 | Com-Iltg-dWatt-LF | DEER | Scaled | Delta |  |  | None |  | TRUE |  | TRUE | Com | Any | Lighting | InGen-LF | Ltg_Lmp+Blst | LF_LmpBlst | LFLmpBlst-T8-48in-28w+El-IS-RLO(24w) | LFLmpBlst-T8-48in-32w-2g+El-IS-NLO(31w) | ILtg-Lfluor-Elec |  |  |  | LFLmpBlst-T8-48in-32w-1g+El-IS-NLO(31w) | LFLmpBlst-T8-48in-32w-2g+El-IS-NLO(31w) | LFLmpBlst-T8-48in-28w+El-IS-RLO(24w) | Proposed |  | FALSE | FALSE | Disposition: MeasuresList-Dec1-2014.xlsx | ErRobNc | ILtg-Lfluor-Elec |  | DEER1316-Ltg-Com-LF | 2013-01-01 |  | DEER2016 HOU Update |  |  |  |  | Standard | 22.66 | 20.6 | 2.06 | LFLmpBlst-T8-48in-28w+El-IS-RLO(24w) | LFLmpBlst-T8-48in-32w-2g+El-IS-NLO(31w) | 1 | 1 | 1 | 1
4565 | C-In-LFLmpBlst-T8-48in-28w+El-IS-RLO(44w)-dWP15-dWC15 | Commercial Indoor General Lighting: more efficient Linear Fluorescent Lamp & Ballast installed. Measure includes Code case. Impacts: Linear Fluorescent-based HOU (varies by BldgType) | DEER1314 | Lighting Disposition | 2015-03-06 | Com-Iltg-dWatt-LF | DEER | Scaled | Delta |  |  | None |  | FALSE |  | TRUE | Com | Any | Lighting | InGen-LF | Ltg_Lmp+Blst | LF_LmpBlst | LFLmpBlst-T8-48in-28w+El-IS-RLO(44w) | LFLmpBlst-T8-48in-32w-2g+El-IS-NLO(59w) | ILtg-Lfluor-Elec |  |  |  | LFLmpBlst-T8-48in-32w-1g+El-IS-NLO(59w) | LFLmpBlst-T8-48in-32w-2g+El-IS-NLO(59w) | LFLmpBlst-T8-48in-28w+El-IS-RLO(44w) | Proposed | WP source e.g.: SCE13LG087r0 | FALSE | FALSE | Disposition: MeasuresList-May222014.xlsx | ErRobNc | ILtg-Lfluor-Elec |  | DEER1316-Ltg-Com-LF | 2013-01-01 |  | DEER2016 HOU Update |  |  |  |  | Standard | 33.54 | 29.42 | 4.12 | LFLmpBlst-T8-48in-28w+El-IS-RLO(44w) | LFLmpBlst-T8-48in-32w-2g+El-IS-NLO(59w) | 2 | 1 | 2 | 1
4645 | C-In-LFLmpBlst-T8-48in-32w-3g+El-IS-NLO+Refl(54w)-dWP114-dWC0 | Commercial Indoor General Lighting: more efficient Linear Fluorescent Lamp & Ballast installed. Measure includes Code case. Impacts: Linear Fluorescent-based HOU (varies by BldgType) | DEER1314 | Lighting Disposition | 2015-03-06 | Com-Iltg-dWatt-LF | DEER | Scaled | Delta |  |  | None |  | TRUE |  | TRUE | Com | Any | Lighting | InGen-LF | Ltg_Lmp+Blst | LF_LmpBlst | LFLmpBlst-T8-48in-32w-3g+El-IS-NLO+Refl(54w) | LFLmpBlst-T8-48in-32w-3g+El-IS-NLO+Refl(54w) | ILtg-Lfluor-Elec |  |  |  | LFLmpBlst-T12-48in-39w+MagStd-IS-NLO(168w) | LFLmpBlst-T8-48in-32w-3g+El-IS-NLO+Refl(54w) | LFLmpBlst-T8-48in-32w-3g+El-IS-NLO+Refl(54w) | Proposed |  | FALSE | FALSE | Disposition: MeasuresList-Dec1-2014.xlsx | ERrul | ILtg-Lfluor-T12Mag |  | DEER1316-Ltg-Com-LF | 2013-01-01 |  | DEER2016 HOU Update |  |  |  |  | Standard | 42.72 | 42.72 | 0 | LFLmpBlst-T8-48in-32w-3g+El-IS-NLO+Refl(54w) | LFLmpBlst-T8-48in-32w-3g+El-IS-NLO+Refl(54w) | 2 | 2 | 2 | 2
4649 | C-In-LFLmpBlst-T8-48in-32w-3g+El-IS-NLO+Refl(54w)-dWP90-dWC54 | Commercial Indoor General Lighting: more efficient Linear Fluorescent Lamp & Ballast installed. Measure includes Code case. Impacts: Linear Fluorescent-based HOU (varies by BldgType) | DEER1314 | Lighting Disposition | 2015-03-06 | Com-Iltg-dWatt-LF | DEER | Scaled | Delta |  |  | None |  | FALSE |  | TRUE | Com | Any | Lighting | InGen-LF | Ltg_Lmp+Blst | LF_LmpBlst | LFLmpBlst-T8-48in-32w-3g+El-IS-NLO+Refl(54w) | LFLmpBlst-T8-48in-32w-3g+El-IS-NLO-1(108w) | ILtg-Lfluor-Elec |  |  |  | LFLmpBlst-T12-48in-34w+MagES-RS-NLO(144w) | LFLmpBlst-T8-48in-32w-3g+El-IS-NLO-1(108w) | LFLmpBlst-T8-48in-32w-3g+El-IS-NLO+Refl(54w) | Proposed | WP source e.g.: SCE13LG087r0 | FALSE | FALSE | Disposition: MeasuresList-May222014.xlsx | ErRobNc | ILtg-Lfluor-T12Mag | Com-Lighting-InGen_T12-48in-74w-B_T8-48in-59w-C_T8-48in-54w-C | DEER1316-Ltg-Com-LF | 2013-01-01 |  | DEER2016 HOU Update |  |  |  |  | Standard | 42.72 | 50.11 | -7.39 | LFLmpBlst-T8-48in-32w-3g+El-IS-NLO+Refl(54w) | LFLmpBlst-T8-48in-32w-3g+El-IS-NLO-1(108w) | 2 | 2 | 4 | 1
4653 | C-In-LFLmpBlst-T8-48in-32w-3g+El-IS-RLO(25w)-dWP16-dWC6 | Commercial Indoor General Lighting: more efficient Linear Fluorescent Lamp & Ballast installed. Measure includes Code case. Impacts: Linear Fluorescent-based HOU (varies by BldgType) | DEER1314 | Lighting Disposition | 2015-03-06 | Com-Iltg-dWatt-LF | DEER | Scaled | Delta |  |  | None |  | FALSE |  | TRUE | Com | Any | Lighting | InGen-LF | Ltg_Lmp+Blst | LF_LmpBlst | LFLmpBlst-T8-48in-32w-3g+El-IS-RLO(25w) | LFLmpBlst-T8-48in-32w-2g+El-IS-NLO(31w) | ILtg-Lfluor-Elec |  |  |  | LFLmpBlst-T12-48in-39w+Hyb-IS-NLO(41w) | LFLmpBlst-T8-48in-32w-2g+El-IS-NLO(31w) | LFLmpBlst-T8-48in-32w-3g+El-IS-RLO(25w) | Proposed | WP source e.g.: SCE13LG087r0 | FALSE | FALSE | Disposition: MeasuresList-May222014.xlsx | ErRobNc | ILtg-Lfluor-T12Mag |  | DEER1316-Ltg-Com-LF | 2013-01-01 |  | DEER2016 HOU Update |  |  |  |  | Standard | 21.36 | 20.6 | 0.76 | LFLmpBlst-T8-48in-32w-3g+El-IS-RLO(25w) | LFLmpBlst-T8-48in-32w-2g+El-IS-NLO(31w) | 1 | 1 | 1 | 1
4669 | C-In-LFLmpBlst-T8-72in-45w+El-IS-NLO(90w)-dWP32 | Commercial Indoor General Lighting: more efficient Linear Fluorescent Lamp & Ballast installed. Measure includes Code case. Impacts: Linear Fluorescent-based HOU (varies by BldgType) | DEER1314 | Lighting Disposition | 2015-03-06 | Com-Iltg-dWatt-LF | DEER | Scaled | Delta |  |  | None |  | FALSE |  | TRUE | Com | Any | Lighting | InGen-LF | Ltg_Lmp+Blst | LF_LmpBlst |  |  | ILtg-Lfluor-Elec |  |  |  | LFLmpBlst-T12-72in-55w+MagES-RS-NLO(122w) | LFLmpBlst-T12-72in-55w+MagES-RS-NLO(122w) | LFLmpBlst-T8-72in-45w+El-IS-NLO(90w) | Proposed | WP source e.g.: SCE13LG087r0 | FALSE | FALSE | Disposition: MeasuresList-May222014.xlsx | RobNc | ILtg-Lfluor-T12Mag |  | DEER1316-Ltg-Com-LF | 2013-01-01 |  | DEER2016 HOU Update |  |  |  |  | Standard
4556 | C-In-LFLmpBlst-T8-48in-28w+El-IS-NLO+Refl(53w)-dWP67-dWC0 | Commercial Indoor General Lighting: more efficient Linear Fluorescent Lamp & Ballast installed. Measure includes Code case. Impacts: Linear Fluorescent-based HOU (varies by BldgType) | DEER1314 | Lighting Disposition | 2015-03-06 | Com-Iltg-dWatt-LF | DEER | Scaled | Delta |  |  | None |  | TRUE |  | TRUE | Com | Any | Lighting | InGen-LF | Ltg_Lmp+Blst | LF_LmpBlst | LFLmpBlst-T8-48in-28w+El-IS-NLO+Refl(53w) | LFLmpBlst-T8-48in-28w+El-IS-NLO+Refl(53w) | ILtg-Lfluor-Elec |  |  |  | LFLmpBlst-T12-48in-39w+Hyb-IS-NLO(120w) | LFLmpBlst-T8-48in-28w+El-IS-NLO+Refl(53w) | LFLmpBlst-T8-48in-28w+El-IS-NLO+Refl(53w) | Proposed |  | FALSE | FALSE | Disposition: MeasuresList-Dec1-2014.xlsx | ERrul | ILtg-Lfluor-T12Mag |  | DEER1316-Ltg-Com-LF | 2013-01-01 |  | DEER2016 HOU Update |  |  |  |  | Standard | 33.54 | 33.54 | 0 | LFLmpBlst-T8-48in-28w+El-IS-NLO+Refl(53w) | LFLmpBlst-T8-48in-28w+El-IS-NLO+Refl(53w) | 2 | 1 | 2 | 1
4584 | C-In-LFLmpBlst-T8-48in-28w+El-PS-HLO(54.3w)-dWP34 | Commercial Indoor General Lighting: more efficient Linear Fluorescent Lamp & Ballast installed. Measure includes Code case. Impacts: Linear Fluorescent-based HOU (varies by BldgType) | DEER1314 | Lighting Disposition | 2015-03-06 | Com-Iltg-dWatt-LF | DEER | Scaled | Delta |  |  | None |  | FALSE |  | TRUE | Com | Any | Lighting | InGen-LF | Ltg_Lmp+Blst | LF_LmpBlst | LFLmpBlst-T8-48in-28w+El-PS-HLO(54.3w) | LFLmpBlst-T8-48in-32w-2g+El-IS-NLO(89w) | ILtg-Lfluor-Elec |  |  |  | LFLmpBlst-T8-48in-32w-2g+El-IS-NLO(89w) | LFLmpBlst-T8-48in-32w-2g+El-IS-NLO(89w) | LFLmpBlst-T8-48in-28w+El-PS-HLO(54.3w) | Proposed | WP source e.g.: WPSDGENRLG0013r3 | FALSE | FALSE | Disposition: MeasuresList-May222014.xlsx | RobNc | ILtg-Lfluor-Elec |  | DEER1316-Ltg-Com-LF | 2013-01-01 |  | DEER2016 HOU Update |  |  |  |  | Standard | 50.73 | 38.25 | 12.48 | LFLmpBlst-T8-48in-28w+El-PS-HLO(54.3w) | LFLmpBlst-T8-48in-32w-2g+El-IS-NLO(89w) | 2 | 1 | 3 | 1
4604 | C-In-LFLmpBlst-T8-48in-32w-1g+El-IS-NLO-Del(59w)-dWP53 | Commercial Indoor General Lighting: Linear Fluorescent Lamp & Ballast permanently delamped. Measure includes Code case. Impacts: Linear Fluorescent-based HOU (varies by BldgType) | DEER1314 | Lighting Disposition | 2015-03-06 | Com-Iltg-dWatt-LF | DEER | Scaled | Delta |  |  | None |  | TRUE |  | TRUE | Com | Any | Lighting | InGen-LF | Ltg_Lmp+Blst | LF_LmpBlst | LFLmpBlst-T8-48in-32w-1g+El-IS-NLO-Del(59w) | LFLmpBlst-T8-48in-32w-1g+El-IS-NLO(112w) | ILtg-Lfluor-Elec |  |  |  | LFLmpBlst-T8-48in-32w-1g+El-IS-NLO(112w) | LFLmpBlst-T8-48in-32w-1g+El-IS-NLO(112w) | LFLmpBlst-T8-48in-32w-1g+El-IS-NLO-Del(59w) | Proposed |  | FALSE | FALSE | Disposition: MeasuresList-Dec1-2014.xlsx | RobNc | ILtg-Lfluor-Elec |  | DEER1316-Ltg-Com-LF | 2013-01-01 |  | DEER2016 HOU Update |  |  |  |  | Standard | 27.38 | 42.99 | -15.61 | LFLmpBlst-T8-48in-32w-1g+El-IS-NLO-Del(59w) | LFLmpBlst-T8-48in-32w-1g+El-IS-NLO(112w) | 2 | 1 | 4 | 1
4661 | C-In-LFLmpBlst-T8-48in-32w-3g+El-IS-RLO(94w)-dWP113-dWC18 | Commercial Indoor General Lighting: more efficient Linear Fluorescent Lamp & Ballast installed. Measure includes Code case. Impacts: Linear Fluorescent-based HOU (varies by BldgType) | DEER1314 | Lighting Disposition | 2015-03-06 | Com-Iltg-dWatt-LF | DEER | Scaled | Delta |  |  | None |  | TRUE |  | TRUE | Com | Any | Lighting | InGen-LF | Ltg_Lmp+Blst | LF_LmpBlst | LFLmpBlst-T8-48in-32w-3g+El-IS-RLO(94w) | LFLmpBlst-T8-48in-32w-2g+El-IS-NLO(112w) | ILtg-Lfluor-Elec |  |  |  | LFLmpBlst-T12-96in-95w+MagES-RS-NLO(207w) | LFLmpBlst-T8-48in-32w-2g+El-IS-NLO(112w) | LFLmpBlst-T8-48in-32w-3g+El-IS-RLO(94w) | Proposed |  | FALSE | FALSE | Disposition: MeasuresList-Dec1-2014.xlsx | ErRobNc | ILtg-Lfluor-T12Mag |  | DEER1316-Ltg-Com-LF | 2013-01-01 |  | DEER2016 HOU Update |  |  |  |  | Standard | 50.11 | 47.07 | 3.04 | LFLmpBlst-T8-48in-32w-3g+El-IS-RLO(94w) | LFLmpBlst-T8-48in-32w-2g+El-IS-NLO(112w) | 4 | 1 | 4 | 1
4609 | C-In-LFLmpBlst-T8-48in-32w-2g+El-IS-HLO(65w)-dWP58-dWC0 | Commercial Indoor General Lighting: more efficient Linear Fluorescent Lamp & Ballast installed. Measure includes Code case. Impacts: Linear Fluorescent-based HOU (varies by BldgType) | DEER1314 | Lighting Disposition | 2015-03-06 | Com-Iltg-dWatt-LF | DEER | Scaled | Delta |  |  | None |  | TRUE |  | TRUE | Com | Any | Lighting | InGen-LF | Ltg_Lmp+Blst | LF_LmpBlst | LFLmpBlst-T8-48in-32w-2g+El-IS-HLO(65w) | LFLmpBlst-T8-48in-32w-2g+El-IS-HLO(65w) | ILtg-Lfluor-Elec |  |  |  | LFLmpBlst-T12-96in-60w+MagES-RS-NLO(123w) | LFLmpBlst-T8-48in-32w-2g+El-IS-HLO(65w) | LFLmpBlst-T8-48in-32w-2g+El-IS-HLO(65w) | Proposed |  | FALSE | FALSE | Disposition: MeasuresList-Dec1-2014.xlsx | ERrul | ILtg-Lfluor-T12Mag |  | DEER1316-Ltg-Com-LF | 2013-01-01 |  | DEER2016 HOU Update |  |  |  |  | Standard | 29.42 | 29.42 | 0 | LFLmpBlst-T8-48in-32w-2g+El-IS-HLO(65w) | LFLmpBlst-T8-48in-32w-2g+El-IS-HLO(65w) | 2 | 1 | 2 | 1
4618 | C-In-LFLmpBlst-T8-48in-32w-2g+El-IS-NLO(59w)-dWP13-dWC1 | Commercial Indoor General Lighting: more efficient Linear Fluorescent Lamp & Ballast installed. Measure includes Code case. Impacts: Linear Fluorescent-based HOU (varies by BldgType) | DEER1314 | Lighting Disposition | 2015-03-06 | Com-Iltg-dWatt-LF | DEER | Scaled | Delta |  |  | None |  | FALSE |  | TRUE | Com | Any | Lighting | InGen-LF | Ltg_Lmp+Blst | LF_LmpBlst | LFLmpBlst-T8-48in-32w-2g+El-IS-NLO(59w) |  | ILtg-Lfluor-Elec |  |  |  | LFLmpBlst-T12-48in-34w+MagES-RS-NLO(72w) | LFLmpBlst-T8-48in-32w-2g+El-RS-NLO(60w) | LFLmpBlst-T8-48in-32w-2g+El-IS-NLO(59w) | Proposed | WP source e.g.: WPSDGENRLG0022r3 | FALSE | FALSE | Disposition: MeasuresList-May222014.xlsx | ErRobNc | ILtg-Lfluor-T12Mag |  | DEER1316-Ltg-Com-LF | 2013-01-01 |  | DEER2016 HOU Update |  |  |  |  | Standard | 29.42
4628 | C-In-LFLmpBlst-T8-48in-32w-2g+El-IS-RLO(156w)-dWP54-dWC19 | Commercial Indoor General Lighting: more efficient Linear Fluorescent Lamp & Ballast installed. Measure includes Code case. Impacts: Linear Fluorescent-based HOU (varies by BldgType) | DEER1314 | Lighting Disposition | 2015-03-06 | Com-Iltg-dWatt-LF | DEER | Scaled | Delta |  |  | None |  | TRUE |  | TRUE | Com | Any | Lighting | InGen-LF | Ltg_Lmp+Blst | LF_LmpBlst | LFLmpBlst-T8-48in-32w-2g+El-IS-RLO(156w) | LFLmpBlst-T8-48in-32w-2g+El-IS-NLO(175w) | ILtg-Lfluor-Elec |  |  |  | LFLmpBlst-T12-96in-60w+MagES-RS-NLO(210w) | LFLmpBlst-T8-48in-32w-2g+El-IS-NLO(175w) | LFLmpBlst-T8-48in-32w-2g+El-IS-RLO(156w) | Proposed |  | FALSE | FALSE | Disposition: MeasuresList-Dec1-2014.xlsx | ErRobNc | ILtg-Lfluor-T12Mag | Com-Lighting-InGen_T12-96in-210w_T8-48in-175w-B_T8-48in-156w-B | DEER1316-Ltg-Com-LF | 2013-01-01 |  | DEER2016 HOU Update |  |  |  |  | Standard | 76.49 | 76.49 | 0 | LFLmpBlst-T8-48in-32w-2g+El-IS-RLO(156w) | LFLmpBlst-T8-48in-32w-2g+El-IS-NLO(175w) | 6 | 2 | 6 | 2
4630 | C-In-LFLmpBlst-T8-48in-32w-2g+El-IS-RLO(78w)-dWP37-dWC11 | Commercial Indoor General Lighting: more efficient Linear Fluorescent Lamp & Ballast installed. Measure includes Code case. Impacts: Linear Fluorescent-based HOU (varies by BldgType) | DEER1314 | Lighting Disposition | 2015-03-06 | Com-Iltg-dWatt-LF | DEER | Scaled | Delta |  |  | None |  | FALSE |  | TRUE | Com | Any | Lighting | InGen-LF | Ltg_Lmp+Blst | LF_LmpBlst | LFLmpBlst-T8-48in-32w-2g+El-IS-RLO(78w) | LFLmpBlst-T8-48in-32w-2g+El-IS-NLO(89w) | ILtg-Lfluor-Elec |  |  |  | LFLmpBlst-T12-48in-34w+MagES-RS-NLO(115w) | LFLmpBlst-T8-48in-32w-2g+El-IS-NLO(89w) | LFLmpBlst-T8-48in-32w-2g+El-IS-RLO(78w) | Proposed | WP source e.g.: SCE13LG087r0 | FALSE | FALSE | Disposition: MeasuresList-May222014.xlsx | ErRobNc | ILtg-Lfluor-T12Mag |  | DEER1316-Ltg-Com-LF | 2013-01-01 |  | DEER2016 HOU Update |  |  |  |  | Standard | 38.25 | 38.25 | 0 | LFLmpBlst-T8-48in-32w-2g+El-IS-RLO(78w) | LFLmpBlst-T8-48in-32w-2g+El-IS-NLO(89w) | 3 | 1 | 3 | 1
4651 | C-In-LFLmpBlst-T8-48in-32w-3g+El-IS-RLO(142w)-dWP68-dWC33 | Commercial Indoor General Lighting: more efficient Linear Fluorescent Lamp & Ballast installed. Measure includes Code case. Impacts: Linear Fluorescent-based HOU (varies by BldgType) | DEER1314 | Lighting Disposition | 2015-03-06 | Com-Iltg-dWatt-LF | DEER | Scaled | Delta |  |  | None |  | FALSE |  | TRUE | Com | Any | Lighting | InGen-LF | Ltg_Lmp+Blst | LF_LmpBlst | LFLmpBlst-T8-48in-32w-3g+El-IS-RLO(142w) | LFLmpBlst-T8-48in-32w-2g+El-IS-NLO(175w) | ILtg-Lfluor-Elec |  |  |  | LFLmpBlst-T12-96in-60w+MagES-RS-NLO(210w) | LFLmpBlst-T8-48in-32w-2g+El-IS-NLO(175w) | LFLmpBlst-T8-48in-32w-3g+El-IS-RLO(142w) | Proposed | WP source e.g.: SCE13LG087r0 | FALSE | FALSE | Disposition: MeasuresList-May222014.xlsx | ErRobNc | ILtg-Lfluor-T12Mag |  | DEER1316-Ltg-Com-LF | 2013-01-01 |  | DEER2016 HOU Update |  |  |  |  | Standard | 81.05 | 76.49 | 4.56 | LFLmpBlst-T8-48in-32w-3g+El-IS-RLO(142w) | LFLmpBlst-T8-48in-32w-2g+El-IS-NLO(175w) | 6 | 2 | 6 | 2
4670 | C-In-LFLmpBlst-T8-72in-58w+El-IS-NLO(58w)-dWP18 | Commercial Indoor General Lighting: more efficient Linear Fluorescent Lamp & Ballast installed. Measure includes Code case. Impacts: Linear Fluorescent-based HOU (varies by BldgType) | DEER1314 | Lighting Disposition | 2015-03-06 | Com-Iltg-dWatt-LF | DEER | Scaled | Delta |  |  | None |  | FALSE |  | TRUE | Com | Any | Lighting | InGen-LF | Ltg_Lmp+Blst | LF_LmpBlst |  |  | ILtg-Lfluor-Elec |  |  |  | LFLmpBlst-T12-72in-55w+MagStd-RS-NLO(76w) | LFLmpBlst-T12-72in-55w+MagStd-RS-NLO(76w) | LFLmpBlst-T8-72in-58w+El-IS-NLO(58w) | Proposed | WP source e.g.: SCE13LG087r0 | FALSE | FALSE | Disposition: MeasuresList-May222014.xlsx | RobNc | ILtg-Lfluor-T12Mag |  | DEER1316-Ltg-Com-LF | 2013-01-01 |  | DEER2016 HOU Update |  |  |  |  | Standard
4504 | C-In-LFLmpBlst-T8-48in-25w+El-IS-NLO(23w)-dWP7 | Commercial Indoor General Lighting: more efficient Linear Fluorescent Lamp & Ballast installed. Measure includes Code case. Impacts: Linear Fluorescent-based HOU (varies by BldgType) | DEER1314 | Lighting Disposition | 2015-03-06 | Com-Iltg-dWatt-LF | DEER | Scaled | Delta |  |  | None |  | TRUE |  | TRUE | Com | Any | Lighting | InGen-LF | Ltg_Lmp+Blst | LF_LmpBlst | LFLmpBlst-T8-48in-25w+El-IS-NLO(23w) | LFLmpBlst-T8-48in-32w-1g+El-IS-NLO-3(30w) | ILtg-Lfluor-Elec |  |  |  | LFLmpBlst-T8-48in-32w-1g+El-IS-NLO-3(30w) | LFLmpBlst-T8-48in-32w-1g+El-IS-NLO-3(30w) | LFLmpBlst-T8-48in-25w+El-IS-NLO(23w) | Proposed |  | FALSE | FALSE | Disposition: MeasuresList-Dec1-2014.xlsx | RobNc | ILtg-Lfluor-Elec |  | DEER1316-Ltg-Com-LF | 2014-07-01 |  | DEER2016 HOU Update |  |  |  |  | Standard | 17.98 | 13.69 | 4.29 | LFLmpBlst-T8-48in-25w+El-IS-NLO(23w) | LFLmpBlst-T8-48in-32w-1g+El-IS-NLO-3(30w) | 1 | 0.5 | 1 | 0.5
4537 | C-In-LFLmpBlst-T8-48in-28w+El-IS-NLO(27w)-dWP3-2 | Commercial Indoor General Lighting: more efficient Linear Fluorescent Lamp & Ballast installed. Measure includes Code case. Impacts: Linear Fluorescent-based HOU (varies by BldgType) | DEER1314 | Lighting Disposition | 2015-03-06 | Com-Iltg-dWatt-LF | NonDEER | Scaled | Delta |  |  | None |  | TRUE |  | TRUE | Com | Any | Lighting | InGen-LF | Ltg_Lmp+Blst | LF_LmpBlst | LFLmpBlst-T8-48in-28w+El-IS-NLO(27w) | LFLmpBlst-T8-48in-32w-1g+El-IS-NLO-3(30w) | ILtg-Lfluor-Elec |  |  |  | LFLmpBlst-T8-48in-32w-1g+El-IS-NLO-3(30w) | LFLmpBlst-T8-48in-32w-1g+El-IS-NLO-3(30w) | LFLmpBlst-T8-48in-28w+El-IS-NLO(27w) | Proposed |  | FALSE | FALSE | Disposition: MeasuresList-Dec1-2014.xlsx | RobNc | ILtg-Lfluor-Elec |  | DEER1316-Ltg-Com-LF | 2013-01-01 |  | DEER2016 HOU Update |  |  |  |  | Standard | 16.77 | 13.69 | 3.08 | LFLmpBlst-T8-48in-28w+El-IS-NLO(27w) | LFLmpBlst-T8-48in-32w-1g+El-IS-NLO-3(30w) | 1 | 0.5 | 1 | 0.5
4432 | C-In-LFLmpBlst-T5-22in-14w+El-IS-NLO(34w)-dWP22 | Commercial Indoor General Lighting: more efficient Linear Fluorescent Lamp & Ballast installed. Measure includes Code case. Impacts: Linear Fluorescent-based HOU (varies by BldgType) | DEER1314 | Lighting Disposition | 2015-03-06 | Com-Iltg-dWatt-LF | DEER | Scaled | Delta |  |  | None |  | FALSE |  | TRUE | Com | Any | Lighting | InGen-LF | Ltg_Lmp+Blst | LF_LmpBlst | LFLmpBlst-T5-22in-14w+El-IS-NLO(34w) |  | ILtg-T5 |  |  |  | LFLmpBlst-T12-24in-20w+MagStd-RS-NLO(56w) | LFLmpBlst-T12-24in-20w+MagStd-RS-NLO(56w) | LFLmpBlst-T5-22in-14w+El-IS-NLO(34w) | Proposed | WP source e.g.: PGECOLTG114r5 | FALSE | FALSE | Disposition: MeasuresList-May222014.xlsx | RobNc | ILtg-Lfluor-T12Mag |  | DEER1316-Ltg-Com-LF | 2013-01-01 |  | DEER2016 HOU Update |  |  |  |  | Standard | 34.27
4463 | C-In-LFLmpBlst-T5-46in-51w+El-IS-NLO(109w)-dWP7 | Commercial Indoor General Lighting: more efficient Linear Fluorescent Lamp & Ballast installed. Measure includes Code case. Impacts: Linear Fluorescent-based HOU (varies by BldgType) | DEER1314 | Lighting Disposition | 2015-03-06 | Com-Iltg-dWatt-LF | DEER | Scaled | Delta |  |  | None |  | FALSE |  | TRUE | Com | Any | Lighting | InGen-LF | Ltg_Lmp+Blst | LF_LmpBlst | LFLmpBlst-T5-46in-51w+El-IS-NLO(109w) | LFLmpBlst-T5-46in-54w+El-PS-NLO(116w) | ILtg-T5 |  |  |  | LFLmpBlst-T5-46in-54w+El-PS-NLO(116w) | LFLmpBlst-T5-46in-54w+El-PS-NLO(116w) | LFLmpBlst-T5-46in-51w+El-IS-NLO(109w) | Proposed | WP source e.g.: SCE13LG087r0 | FALSE | FALSE | Disposition: MeasuresList-May222014.xlsx | RobNc | ILtg-T5 |  | DEER1316-Ltg-Com-LF | 2013-01-01 |  | DEER2016 HOU Update |  |  |  |  | Standard | 47.58 | 66.74 | -19.16 | LFLmpBlst-T5-46in-51w+El-IS-NLO(109w) | LFLmpBlst-T5-46in-54w+El-PS-NLO(116w) | 2 | 1 | 2 | 1
4479 | C-In-LFLmpBlst-T8-24in-17w+El-IS-NLO(31w)-dWP41-dWC29 | Commercial Indoor General Lighting: more efficient Linear Fluorescent Lamp & Ballast installed. Measure includes Code case. Impacts: Linear Fluorescent-based HOU (varies by BldgType) | DEER1314 | Lighting Disposition | 2015-03-06 | Com-Iltg-dWatt-LF | DEER | Scaled | Delta |  |  | None |  | FALSE |  | TRUE | Com | Any | Lighting | InGen-LF | Ltg_Lmp+Blst | LF_LmpBlst |  |  | ILtg-Lfluor-Elec |  |  |  | LFLmpBlst-U12-22in-34w+MagES-RS-NLO(72w) | LFLmpBlst-U6-22in-32w+El-IS-NLO(60w) | LFLmpBlst-T8-24in-17w+El-IS-NLO(31w) | Proposed | WP source e.g.: SCE13LG086r0 | FALSE | FALSE | Disposition: MeasuresList-May222014.xlsx | ErRobNc | ILtg-Lfluor-T12Mag |  | DEER1316-Ltg-Com-LF | 2013-01-01 |  | DEER2016 HOU Update |  |  |  |  | Standard
4481 | C-In-LFLmpBlst-T8-24in-17w+El-IS-NLO(33w)-dWP39-dWC0 | Commercial Indoor General Lighting: more efficient Linear Fluorescent Lamp & Ballast installed. Measure includes Code case. Impacts: Linear Fluorescent-based HOU (varies by BldgType) | DEER1314 | Lighting Disposition | 2015-03-06 | Com-Iltg-dWatt-LF | DEER | Scaled | Delta |  |  | None |  | TRUE |  | TRUE | Com | Any | Lighting | InGen-LF | Ltg_Lmp+Blst | LF_LmpBlst |  |  | ILtg-Lfluor-Elec |  |  |  | LFLmpBlst-T12-48in-34w+MagES-RS-NLO(72w) | LFLmpBlst-T8-24in-17w+El-IS-NLO(33w) | LFLmpBlst-T8-24in-17w+El-IS-NLO(33w) | Proposed |  | FALSE | FALSE | Disposition: MeasuresList-Dec1-2014.xlsx | ERrul | ILtg-Lfluor-T12Mag |  | DEER1316-Ltg-Com-LF | 2013-01-01 |  | DEER2016 HOU Update |  |  |  |  | Standard
4438 | C-In-LFLmpBlst-T5-34in-21w+El-IS-RLO(24w)-dWP22 | Commercial Indoor General Lighting: more efficient Linear Fluorescent Lamp & Ballast installed. Measure includes Code case. Impacts: Linear Fluorescent-based HOU (varies by BldgType) | DEER1314 | Lighting Disposition | 2015-03-06 | Com-Iltg-dWatt-LF | DEER | Scaled | Delta |  |  | None |  | FALSE |  | TRUE | Com | Any | Lighting | InGen-LF | Ltg_Lmp+Blst | LF_LmpBlst | LFLmpBlst-T5-34in-21w+El-IS-RLO(24w) |  | ILtg-T5 |  |  |  | LFLmpBlst-T12-36in-30w+MagStd-RS-NLO(46w) | LFLmpBlst-T12-36in-30w+MagStd-RS-NLO(46w) | LFLmpBlst-T5-34in-21w+El-IS-RLO(24w) | Proposed | WP source e.g.: WPSDGENRLG0022r3 | FALSE | FALSE | Disposition: MeasuresList-May222014.xlsx | RobNc | ILtg-Lfluor-T12Mag |  | DEER1316-Ltg-Com-LF | 2013-01-01 |  | DEER2016 HOU Update |  |  |  |  | Standard | 25.45
4441 | C-In-LFLmpBlst-T5-46in-28w+El-IS-NLO(54w)-dWP69-dWC55 | Commercial Indoor General Lighting: more efficient Linear Fluorescent Lamp & Ballast installed. Measure includes Code case. Impacts: Linear Fluorescent-based HOU (varies by BldgType) | DEER1314 | Lighting Disposition | 2015-03-06 | Com-Iltg-dWatt-LF | DEER | Scaled | Delta |  |  | None |  | FALSE |  | TRUE | Com | Any | Lighting | InGen-LF | Ltg_Lmp+Blst | LF_LmpBlst | LFLmpBlst-T5-46in-28w+El-IS-NLO(54w) | LFLmpBlst-T8-96in-59w+El-IS-NLO(109w) | ILtg-T5 |  |  |  | LFLmpBlst-T12-96in-60w+MagES-RS-NLO(123w) | LFLmpBlst-T8-96in-59w+El-IS-NLO(109w) | LFLmpBlst-T5-46in-28w+El-IS-NLO(54w) | Proposed | WP source e.g.: WPSDGENRLG0013r3 | FALSE | FALSE | Disposition: MeasuresList-May222014.xlsx | ErRobNc | ILtg-Lfluor-T12Mag |  | DEER1316-Ltg-Com-LF | 2013-01-01 |  | DEER2016 HOU Update |  |  |  |  | Standard | 84.27 | 50.16 | 34.11 | LFLmpBlst-T5-46in-28w+El-IS-NLO(54w) | LFLmpBlst-T8-96in-59w+El-IS-NLO(109w) | 4 | 2 | 2 | 1
4445 | C-In-LFLmpBlst-T5-46in-28w+El-PS-HLO(64w)-dWP51-dWC0 | Commercial Indoor General Lighting: more efficient Linear Fluorescent Lamp & Ballast installed. Measure includes Code case. Impacts: Linear Fluorescent-based HOU (varies by BldgType) | DEER1314 | Lighting Disposition | 2015-03-06 | Com-Iltg-dWatt-LF | DEER | Scaled | Delta |  |  | None |  | FALSE |  | TRUE | Com | Any | Lighting | InGen-LF | Ltg_Lmp+Blst | LF_LmpBlst | LFLmpBlst-T5-46in-28w+El-PS-HLO(64w) | LFLmpBlst-T5-46in-28w+El-PS-HLO(64w) | ILtg-T5 |  |  |  | LFLmpBlst-T12-48in-34w+MagES-RS-NLO(115w) | LFLmpBlst-T5-46in-28w+El-PS-HLO(64w) | LFLmpBlst-T5-46in-28w+El-PS-HLO(64w) | Proposed | WP source e.g.: PGECOLTG160r1 | FALSE | FALSE | Disposition: MeasuresList-May222014.xlsx | ERrul | ILtg-Lfluor-T12Mag |  | DEER1316-Ltg-Com-LF | 2013-01-01 |  | DEER2016 HOU Update |  |  |  |  | Standard | 59.33 | 59.33 | 0 | LFLmpBlst-T5-46in-28w+El-PS-HLO(64w) | LFLmpBlst-T5-46in-28w+El-PS-HLO(64w) | 2 | 1 | 2 | 1
4455 | C-In-LFLmpBlst-T5-46in-49w+El-IS-NLO(172w)-dWP7-dWC7 | Commercial Indoor General Lighting: more efficient Linear Fluorescent Lamp & Ballast installed. Measure includes Code case. Impacts: Linear Fluorescent-based HOU (varies by BldgType) | DEER1314 | Lighting Disposition | 2015-03-06 | Com-Iltg-dWatt-LF | DEER | Scaled | Delta |  |  | None |  | FALSE |  | TRUE | Com | Any | Lighting | InGen-LF | Ltg_Lmp+Blst | LF_LmpBlst | LFLmpBlst-T5-46in-49w+El-IS-NLO(172w) | LFLmpBlst-T5-46in-54w+El-PS-HLO-1(179w) | ILtg-T5 |  |  |  | LFLmpBlst-T5-46in-54w+El-PS-HLO-2(179w) | LFLmpBlst-T5-46in-54w+El-PS-HLO-1(179w) | LFLmpBlst-T5-46in-49w+El-IS-NLO(172w) | Proposed | WP source e.g.: PGECOLTG160r1 | FALSE | FALSE | Disposition: MeasuresList-May222014.xlsx | ErRobNc | ILtg-T5 |  | DEER1316-Ltg-Com-LF | 2013-01-01 |  | DEER2016 HOU Update |  |  |  |  | Standard | 65.33 | 85.62 | -20.29 | LFLmpBlst-T5-46in-49w+El-IS-NLO(172w) | LFLmpBlst-T5-46in-54w+El-PS-HLO-1(179w) | 3 | 1 | 3 | 1
4460 | C-In-LFLmpBlst-T5-46in-51w+El-IS-HLO(176w)-dWP11 | Commercial Indoor General Lighting: more efficient Linear Fluorescent Lamp & Ballast installed. Measure includes Code case. Impacts: Linear Fluorescent-based HOU (varies by BldgType) | DEER1314 | Lighting Disposition | 2015-03-06 | Com-Iltg-dWatt-LF | DEER | Scaled | Delta |  |  | None |  | FALSE |  | TRUE | Com | Any | Lighting | InGen-LF | Ltg_Lmp+Blst | LF_LmpBlst | LFLmpBlst-T5-46in-51w+El-IS-HLO(176w) | LFLmpBlst-T5-46in-54w+El-IS-HLO(187w) | ILtg-T5 |  |  |  | LFLmpBlst-T5-46in-54w+El-IS-HLO(187w) | LFLmpBlst-T5-46in-54w+El-IS-HLO(187w) | LFLmpBlst-T5-46in-51w+El-IS-HLO(176w) | Proposed | WP source e.g.: WPSDGENRLG0013r3 | FALSE | FALSE | Disposition: MeasuresList-May222014.xlsx | RobNc | ILtg-T5 |  | DEER1316-Ltg-Com-LF | 2013-01-01 |  | DEER2016 HOU Update |  |  |  |  | Standard | 65.48 | 68.43 | -2.95 | LFLmpBlst-T5-46in-51w+El-IS-HLO(176w) | LFLmpBlst-T5-46in-54w+El-IS-HLO(187w) | 3 | 1 | 3 | 1
4447 | C-In-LFLmpBlst-T5-46in-28w+El-RS-HLO(64w)-dWP19 | Commercial Indoor General Lighting: more efficient Linear Fluorescent Lamp & Ballast installed. Measure includes Code case. Impacts: Linear Fluorescent-based HOU (varies by BldgType) | DEER1314 | Lighting Disposition | 2015-03-06 | Com-Iltg-dWatt-LF | DEER | Scaled | Delta |  |  | None |  | FALSE |  | TRUE | Com | Any | Lighting | InGen-LF | Ltg_Lmp+Blst | LF_LmpBlst | LFLmpBlst-T5-46in-28w+El-RS-HLO(64w) | LFLmpBlst-T8-48in-32w-3g+El-IS-NLO(83w) | ILtg-T5 |  |  |  | LFLmpBlst-T8-48in-32w-3g+El-IS-NLO(83w) | LFLmpBlst-T8-48in-32w-3g+El-IS-NLO(83w) | LFLmpBlst-T5-46in-28w+El-RS-HLO(64w) | Proposed | WP source e.g.: WPSDGENRLG0013r3 | FALSE | FALSE | Disposition: MeasuresList-May222014.xlsx | RobNc | ILtg-Lfluor-Elec |  | DEER1316-Ltg-Com-LF | 2013-01-01 |  | DEER2016 HOU Update |  |  |  |  | Standard | 42.14 | 40.53 | 1.61 | LFLmpBlst-T5-46in-28w+El-RS-HLO(64w) | LFLmpBlst-T8-48in-32w-3g+El-IS-NLO(83w) | 2 | 1 | 3 | 1
4449 | C-In-LFLmpBlst-T5-46in-49w+El-IS-HLO(106w)-dWP10 | Commercial Indoor General Lighting: more efficient Linear Fluorescent Lamp & Ballast installed. Measure includes Code case. Impacts: Linear Fluorescent-based HOU (varies by BldgType) | DEER1314 | Lighting Disposition | 2015-03-06 | Com-Iltg-dWatt-LF | DEER | Scaled | Delta |  |  | None |  | FALSE |  | TRUE | Com | Any | Lighting | InGen-LF | Ltg_Lmp+Blst | LF_LmpBlst | LFLmpBlst-T5-46in-49w+El-IS-HLO(106w) | LFLmpBlst-T5-46in-54w+El-IS-HLO(116w) | ILtg-T5 |  |  |  | LFLmpBlst-T5-46in-54w+El-IS-HLO(116w) | LFLmpBlst-T5-46in-54w+El-IS-HLO(116w) | LFLmpBlst-T5-46in-49w+El-IS-HLO(106w) | Proposed | WP source e.g.: SCE13LG087r0 | FALSE | FALSE | Disposition: MeasuresList-May222014.xlsx | RobNc | ILtg-T5 |  | DEER1316-Ltg-Com-LF | 2013-01-01 |  | DEER2016 HOU Update |  |  |  |  | Standard | 47.48 | 49.55 | -2.07 | LFLmpBlst-T5-46in-49w+El-IS-HLO(106w) | LFLmpBlst-T5-46in-54w+El-IS-HLO(116w) | 2 | 1 | 2 | 1
4453 | C-In-LFLmpBlst-T5-46in-49w+El-IS-NLO(106w)-dWP10 | Commercial Indoor General Lighting: more efficient Linear Fluorescent Lamp & Ballast installed. Measure includes Code case. Impacts: Linear Fluorescent-based HOU (varies by BldgType) | DEER1314 | Lighting Disposition | 2015-03-06 | Com-Iltg-dWatt-LF | DEER | Scaled | Delta |  |  | None |  | FALSE |  | TRUE | Com | Any | Lighting | InGen-LF | Ltg_Lmp+Blst | LF_LmpBlst | LFLmpBlst-T5-46in-49w+El-IS-NLO(106w) | LFLmpBlst-T5-46in-54w+El-PS-NLO(116w) | ILtg-T5 |  |  |  | LFLmpBlst-T5-46in-54w+El-PS-NLO(116w) | LFLmpBlst-T5-46in-54w+El-PS-NLO(116w) | LFLmpBlst-T5-46in-49w+El-IS-NLO(106w) | Proposed | WP source e.g.: SCE13LG087r0 | FALSE | FALSE | Disposition: MeasuresList-May222014.xlsx | RobNc | ILtg-T5 | Com-Lighting-InGen_T12-48in-72w-A_T5-46in-64w_T5-46in-64w | DEER1316-Ltg-Com-LF | 2013-01-01 |  | DEER2016 HOU Update |  |  |  |  | Standard | 47.48 | 66.74 | -19.26 | LFLmpBlst-T5-46in-49w+El-IS-NLO(106w) | LFLmpBlst-T5-46in-54w+El-PS-NLO(116w) | 2 | 1 | 2 | 1
4472 | C-In-LFLmpBlst-T5-46in-54w+El-PS-HLO(59w)-dWP13-dWC0 | Commercial Indoor General Lighting: more efficient Linear Fluorescent Lamp & Ballast installed. Measure includes Code case. Impacts: Linear Fluorescent-based HOU (varies by BldgType) | DEER1314 | Lighting Disposition | 2015-03-06 | Com-Iltg-dWatt-LF | DEER | Scaled | Delta |  |  | None |  | FALSE |  | TRUE | Com | Any | Lighting | InGen-LF | Ltg_Lmp+Blst | LF_LmpBlst | LFLmpBlst-T5-46in-54w+El-PS-HLO(59w) | LFLmpBlst-T5-46in-54w+El-PS-HLO(59w) | ILtg-T5 |  |  |  | LFLmpBlst-T12-48in-34w+MagES-RS-NLO(72w) | LFLmpBlst-T5-46in-54w+El-PS-HLO(59w) | LFLmpBlst-T5-46in-54w+El-PS-HLO(59w) | Proposed | WP source e.g.: SCE13LG087r0 | FALSE | FALSE | Disposition: MeasuresList-May222014.xlsx | ERrul | ILtg-Lfluor-T12Mag |  | DEER1316-Ltg-Com-LF | 2013-01-01 |  | DEER2016 HOU Update |  |  |  |  | Standard | 33.37 | 33.37 | 0 | LFLmpBlst-T5-46in-54w+El-PS-HLO(59w) | LFLmpBlst-T5-46in-54w+El-PS-HLO(59w) | 1 | 0.5 | 1 | 0.5
4469 | C-In-LFLmpBlst-T5-46in-54w+El-IS-NLO(54w)-dWP-18 | Commercial Indoor General Lighting: more efficient Linear Fluorescent Lamp & Ballast installed. Measure includes Code case. Impacts: Linear Fluorescent-based HOU (varies by BldgType) | DEER1314 | Lighting Disposition | 2015-03-06 | Com-Iltg-dWatt-LF | DEER | Scaled | Delta |  |  | None |  | FALSE |  | TRUE | Com | Any | Lighting | InGen-LF | Ltg_Lmp+Blst | LF_LmpBlst | LFLmpBlst-T5-46in-54w+El-IS-NLO(54w) |  | ILtg-T5 |  |  |  | LFLmpBlst-T12-48in-34w+MagES-RS-NLO(36w) | LFLmpBlst-T12-48in-34w+MagES-RS-NLO(36w) | LFLmpBlst-T5-46in-54w+El-IS-NLO(54w) | Proposed | WP source e.g.: WPSDGENRLG0013r3 | FALSE | FALSE | Disposition: MeasuresList-May222014.xlsx | RobNc | ILtg-Lfluor-T12Mag |  | DEER1316-Ltg-Com-LF | 2013-01-01 |  | DEER2016 HOU Update |  |  |  |  | Standard | 30.66
4474 | C-In-LFLmpBlst-T8-24in-17w+El-IS-HLO(35w)-dWP25 | Commercial Indoor General Lighting: more efficient Linear Fluorescent Lamp & Ballast installed. Measure includes Code case. Impacts: Linear Fluorescent-based HOU (varies by BldgType) | DEER1314 | Lighting Disposition | 2015-03-06 | Com-Iltg-dWatt-LF | DEER | Scaled | Delta |  |  | None |  | FALSE |  | TRUE | Com | Any | Lighting | InGen-LF | Ltg_Lmp+Blst | LF_LmpBlst |  |  | ILtg-Lfluor-Elec |  |  |  | LFLmpBlst-U6-22in-32w+El-IS-NLO(60w) | LFLmpBlst-U6-22in-32w+El-IS-NLO(60w) | LFLmpBlst-T8-24in-17w+El-IS-HLO(35w) | Proposed | WP source e.g.: WPSDGENRLG0013r3 | FALSE | FALSE | Disposition: MeasuresList-May222014.xlsx | RobNc | ILtg-Lfluor-Elec |  | DEER1316-Ltg-Com-LF | 2013-01-01 |  | DEER2016 HOU Update |  |  |  |  | Standard
4489 | C-In-LFLmpBlst-T8-24in-17w+El-IS-RLO(29w)-dWP27 | Commercial Indoor General Lighting: more efficient Linear Fluorescent Lamp & Ballast installed. Measure includes Code case. Impacts: Linear Fluorescent-based HOU (varies by BldgType) | DEER1314 | Lighting Disposition | 2015-03-06 | Com-Iltg-dWatt-LF | DEER | Scaled | Delta |  |  | None |  | FALSE |  | TRUE | Com | Any | Lighting | InGen-LF | Ltg_Lmp+Blst | LF_LmpBlst |  |  | ILtg-Lfluor-Elec |  |  |  | LFLmpBlst-T12-24in-20w+MagStd-RS-NLO(56w) | LFLmpBlst-T12-24in-20w+MagStd-RS-NLO(56w) | LFLmpBlst-T8-24in-17w+El-IS-RLO(29w) | Proposed | WP source e.g.: SCE13LG087r0 | FALSE | FALSE | Disposition: MeasuresList-May222014.xlsx | RobNc | ILtg-Lfluor-T12Mag |  | DEER1316-Ltg-Com-LF | 2013-01-01 |  | DEER2016 HOU Update |  |  |  |  | Standard
4517 | C-In-LFLmpBlst-T8-48in-25w+El-IS-RLO(22w)-dWP14-dWC9 | Commercial Indoor General Lighting: more efficient Linear Fluorescent Lamp & Ballast installed. Measure includes Code case. Impacts: Linear Fluorescent-based HOU (varies by BldgType) | DEER1314 | Lighting Disposition | 2015-03-06 | Com-Iltg-dWatt-LF | DEER | Scaled | Delta |  |  | None |  | FALSE |  | TRUE | Com | Any | Lighting | InGen-LF | Ltg_Lmp+Blst | LF_LmpBlst | LFLmpBlst-T8-48in-25w+El-IS-RLO(22w) | LFLmpBlst-T8-48in-32w-2g+El-IS-NLO(31w) | ILtg-Lfluor-Elec |  |  |  | LFLmpBlst-T12-48in-34w+MagES-RS-NLO(36w) | LFLmpBlst-T8-48in-32w-2g+El-IS-NLO(31w) | LFLmpBlst-T8-48in-25w+El-IS-RLO(22w) | Proposed | WP source e.g.: SCE13LG087r0 | FALSE | FALSE | Disposition: MeasuresList-May222014.xlsx | ErRobNc | ILtg-Lfluor-T12Mag |  | DEER1316-Ltg-Com-LF | 2013-01-01 |  | DEER2016 HOU Update |  |  |  |  | Standard | 23.87 | 20.6 | 3.27 | LFLmpBlst-T8-48in-25w+El-IS-RLO(22w) | LFLmpBlst-T8-48in-32w-2g+El-IS-NLO(31w) | 1 | 1 | 1 | 1
4518 | C-In-LFLmpBlst-T8-48in-25w+El-IS-RLO(22w)-dWP9 | Commercial Indoor General Lighting: more efficient Linear Fluorescent Lamp & Ballast installed. Measure includes Code case. Impacts: Linear Fluorescent-based HOU (varies by BldgType) | DEER1314 | Lighting Disposition | 2015-03-06 | Com-Iltg-dWatt-LF | DEER | Scaled | Delta |  |  | None |  | FALSE |  | TRUE | Com | Any | Lighting | InGen-LF | Ltg_Lmp+Blst | LF_LmpBlst | LFLmpBlst-T8-48in-25w+El-IS-RLO(22w) | LFLmpBlst-T8-48in-32w-1g+El-IS-NLO(31w) | ILtg-Lfluor-Elec |  |  |  | LFLmpBlst-T8-48in-32w-1g+El-IS-NLO(31w) | LFLmpBlst-T8-48in-32w-1g+El-IS-NLO(31w) | LFLmpBlst-T8-48in-25w+El-IS-RLO(22w) | Proposed | WP source e.g.: SCE13LG087r0 | FALSE | FALSE | Disposition: MeasuresList-May222014.xlsx | RobNc | ILtg-Lfluor-Elec |  | DEER1316-Ltg-Com-LF | 2013-01-01 |  | DEER2016 HOU Update |  |  |  |  | Standard | 23.87 | 11.64 | 12.23 | LFLmpBlst-T8-48in-25w+El-IS-RLO(22w) | LFLmpBlst-T8-48in-32w-1g+El-IS-NLO(31w) | 1 | 1 | 1 | 0.33
4494 | C-In-LFLmpBlst-T8-24in-17w+El-RS-RLO(28w)-dWP32 | Commercial Indoor General Lighting: more efficient Linear Fluorescent Lamp & Ballast installed. Measure includes Code case. Impacts: Linear Fluorescent-based HOU (varies by BldgType) | DEER1314 | Lighting Disposition | 2015-03-06 | Com-Iltg-dWatt-LF | DEER | Scaled | Delta |  |  | None |  | FALSE |  | TRUE | Com | Any | Lighting | InGen-LF | Ltg_Lmp+Blst | LF_LmpBlst |  |  | ILtg-Lfluor-Elec |  |  |  | LFLmpBlst-U6-22in-32w+El-IS-NLO(60w) | LFLmpBlst-U6-22in-32w+El-IS-NLO(60w) | LFLmpBlst-T8-24in-17w+El-RS-RLO(28w) | Proposed | WP source e.g.: SCE13LG087r0 | FALSE | FALSE | Disposition: MeasuresList-May222014.xlsx | RobNc | ILtg-Lfluor-Elec |  | DEER1316-Ltg-Com-LF | 2013-01-01 |  | DEER2016 HOU Update |  |  |  |  | Standard
4496 | C-In-LFLmpBlst-T8-36in-25w+El-IS-NLO(26w)-dWP20 | Commercial Indoor General Lighting: more efficient Linear Fluorescent Lamp & Ballast installed. Measure includes Code case. Impacts: Linear Fluorescent-based HOU (varies by BldgType) | DEER1314 | Lighting Disposition | 2015-03-06 | Com-Iltg-dWatt-LF | DEER | Scaled | Delta |  |  | None |  | FALSE |  | TRUE | Com | Any | Lighting | InGen-LF | Ltg_Lmp+Blst | LF_LmpBlst |  |  | ILtg-Lfluor-Elec |  |  |  | LFLmpBlst-T12-36in-30w+MagStd-RS-NLO(46w) | LFLmpBlst-T12-36in-30w+MagStd-RS-NLO(46w) | LFLmpBlst-T8-36in-25w+El-IS-NLO(26w) | Proposed | WP source e.g.: WPSDGENRLG0013r3 | FALSE | FALSE | Disposition: MeasuresList-May222014.xlsx | RobNc | ILtg-Lfluor-T12Mag |  | DEER1316-Ltg-Com-LF | 2013-01-01 |  | DEER2016 HOU Update |  |  |  |  | Standard
4511 | C-In-LFLmpBlst-T8-48in-25w+El-IS-NLO(28w)-dWP15-dWC3 | Commercial Indoor General Lighting: more efficient Linear Fluorescent Lamp & Ballast installed. Measure includes Code case. Impacts: Linear Fluorescent-based HOU (varies by BldgType) | DEER1314 | Lighting Disposition | 2015-03-06 | Com-Iltg-dWatt-LF | DEER | Scaled | Delta |  |  | None |  | FALSE |  | TRUE | Com | Any | Lighting | InGen-LF | Ltg_Lmp+Blst | LF_LmpBlst | LFLmpBlst-T8-48in-25w+El-IS-NLO(28w) | LFLmpBlst-T8-48in-32w-2g+El-IS-NLO(31w) | ILtg-Lfluor-Elec |  |  |  | LFLmpBlst-T12-48in-34w+MagES-RS-NLO(43w) | LFLmpBlst-T8-48in-32w-2g+El-IS-NLO(31w) | LFLmpBlst-T8-48in-25w+El-IS-NLO(28w) | Proposed | WP source e.g.: WPSDGENRLG0013r3 | FALSE | FALSE | Disposition: MeasuresList-May222014.xlsx | ErRobNc | ILtg-Lfluor-T12Mag |  | DEER1316-Ltg-Com-LF | 2013-01-01 |  | DEER2016 HOU Update |  |  |  |  | Standard | 15.03 | 20.6 | -5.57 | LFLmpBlst-T8-48in-25w+El-IS-NLO(28w) | LFLmpBlst-T8-48in-32w-2g+El-IS-NLO(31w) | 1 | 0.25 | 1 | 1
4516 | C-In-LFLmpBlst-T8-48in-25w+El-IS-NLO(90w)-dWP22 | Commercial Indoor General Lighting: more efficient Linear Fluorescent Lamp & Ballast installed. Measure includes Code case. Impacts: Linear Fluorescent-based HOU (varies by BldgType) | DEER1314 | Lighting Disposition | 2015-03-06 | Com-Iltg-dWatt-LF | DEER | Scaled | Delta |  |  | None |  | FALSE |  | TRUE | Com | Any | Lighting | InGen-LF | Ltg_Lmp+Blst | LF_LmpBlst | LFLmpBlst-T8-48in-25w+El-IS-NLO(90w) | LFLmpBlst-T8-48in-32w-1g+El-IS-NLO(112w) | ILtg-Lfluor-Elec |  |  |  | LFLmpBlst-T8-48in-32w-1g+El-IS-NLO(112w) | LFLmpBlst-T8-48in-32w-1g+El-IS-NLO(112w) | LFLmpBlst-T8-48in-25w+El-IS-NLO(90w) | Proposed | WP source e.g.: WPSDGENRLG0120r3 | FALSE | FALSE | Disposition: MeasuresList-May222014.xlsx | RobNc | ILtg-Lfluor-Elec |  | DEER1316-Ltg-Com-LF | 2013-01-01 |  | DEER2016 HOU Update |  |  |  |  | Standard | 60.12 | 42.99 | 17.13 | LFLmpBlst-T8-48in-25w+El-IS-NLO(90w) | LFLmpBlst-T8-48in-32w-1g+El-IS-NLO(112w) | 4 | 1 | 4 | 1
4534 | C-In-LFLmpBlst-T8-48in-28w+El-IS-HLO+Refl(67w)-dWP45 | Commercial Indoor General Lighting: more efficient Linear Fluorescent Lamp & Ballast installed. Measure includes Code case. Impacts: Linear Fluorescent-based HOU (varies by BldgType) | DEER1314 | Lighting Disposition | 2015-03-06 | Com-Iltg-dWatt-LF | DEER | Scaled | Delta |  |  | None |  | FALSE |  | TRUE | Com | Any | Lighting | InGen-LF | Ltg_Lmp+Blst | LF_LmpBlst | LFLmpBlst-T8-48in-28w+El-IS-HLO+Refl(67w) | LFLmpBlst-T8-48in-32w-1g+El-IS-NLO(112w) | ILtg-Lfluor-Elec |  |  |  | LFLmpBlst-T8-48in-32w-1g+El-IS-NLO(112w) | LFLmpBlst-T8-48in-32w-1g+El-IS-NLO(112w) | LFLmpBlst-T8-48in-28w+El-IS-HLO+Refl(67w) | Proposed | WP source e.g.: WPSDGENRLG0013r3 | FALSE | FALSE | Disposition: MeasuresList-May222014.xlsx | RobNc | ILtg-Lfluor-Elec |  | DEER1316-Ltg-Com-LF | 2013-01-01 |  | DEER2016 HOU Update |  |  |  |  | Standard | 33.54 | 42.99 | -9.45 | LFLmpBlst-T8-48in-28w+El-IS-HLO+Refl(67w) | LFLmpBlst-T8-48in-32w-1g+El-IS-NLO(112w) | 2 | 1 | 4 | 1
4536 | C-In-LFLmpBlst-T8-48in-28w+El-IS-NLO(27w)-dWP3-1 | Commercial Indoor General Lighting: more efficient Linear Fluorescent Lamp & Ballast installed. Measure includes Code case. Impacts: Linear Fluorescent-based HOU (varies by BldgType) | DEER1314 | Lighting Disposition | 2015-03-06 | Com-Iltg-dWatt-LF | DEER | Scaled | Delta |  |  | None |  | TRUE |  | TRUE | Com | Any | Lighting | InGen-LF | Ltg_Lmp+Blst | LF_LmpBlst | LFLmpBlst-T8-48in-28w+El-IS-NLO(27w) | LFLmpBlst-T8-48in-32w-2g+El-IS-NLO-2(30w) | ILtg-Lfluor-Elec |  |  |  | LFLmpBlst-T8-48in-32w-2g+El-IS-NLO-2(30w) | LFLmpBlst-T8-48in-32w-2g+El-IS-NLO-2(30w) | LFLmpBlst-T8-48in-28w+El-IS-NLO(27w) | Proposed |  | FALSE | FALSE | Disposition: MeasuresList-Dec1-2014.xlsx | RobNc | ILtg-Lfluor-Elec |  | DEER1316-Ltg-Com-LF | 2013-01-01 |  | DEER2016 HOU Update |  |  |  |  | Standard | 16.77 | 14.71 | 2.06 | LFLmpBlst-T8-48in-28w+El-IS-NLO(27w) | LFLmpBlst-T8-48in-32w-2g+El-IS-NLO-2(30w) | 1 | 0.5 | 1 | 0.5
4571 | C-In-LFLmpBlst-T8-48in-28w+El-IS-RLO(65w)-dWP24-dWC24 | Commercial Indoor General Lighting: more efficient Linear Fluorescent Lamp & Ballast installed. Measure includes Code case. Impacts: Linear Fluorescent-based HOU (varies by BldgType) | DEER1314 | Lighting Disposition | 2015-03-06 | Com-Iltg-dWatt-LF | DEER | Scaled | Delta |  |  | None |  | FALSE |  | TRUE | Com | Any | Lighting | InGen-LF | Ltg_Lmp+Blst | LF_LmpBlst | LFLmpBlst-T8-48in-28w+El-IS-RLO(65w) | LFLmpBlst-T8-48in-32w-2g+El-IS-NLO(89w) | ILtg-Lfluor-Elec |  |  |  | LFLmpBlst-T8-48in-32w-1g+El-IS-NLO(89w) | LFLmpBlst-T8-48in-32w-2g+El-IS-NLO(89w) | LFLmpBlst-T8-48in-28w+El-IS-RLO(65w) | Proposed | WP source e.g.: WPSDGENRLG0013r3 | FALSE | FALSE | Disposition: MeasuresList-May222014.xlsx | ErRobNc | ILtg-Lfluor-Elec |  | DEER1316-Ltg-Com-LF | 2013-01-01 |  | DEER2016 HOU Update |  |  |  |  | Standard | 44.41 | 38.25 | 6.16 | LFLmpBlst-T8-48in-28w+El-IS-RLO(65w) | LFLmpBlst-T8-48in-32w-2g+El-IS-NLO(89w) | 3 | 1 | 3 | 1
4652 | C-In-LFLmpBlst-T8-48in-32w-3g+El-IS-RLO(188w)-dWP58-dWC36 | Commercial Indoor General Lighting: more efficient Linear Fluorescent Lamp & Ballast installed. Measure includes Code case. Impacts: Linear Fluorescent-based HOU (varies by BldgType) | DEER1314 | Lighting Disposition | 2015-03-06 | Com-Iltg-dWatt-LF | DEER | Scaled | Delta |  |  | None |  | FALSE |  | TRUE | Com | Any | Lighting | InGen-LF | Ltg_Lmp+Blst | LF_LmpBlst | LFLmpBlst-T8-48in-32w-3g+El-IS-RLO(188w) | LFLmpBlst-T8-48in-32w-2g+El-IS-NLO(224w) | ILtg-Lfluor-Elec |  |  |  | LFLmpBlst-T12-96in-60w+MagES-RS-NLO(246w) | LFLmpBlst-T8-48in-32w-2g+El-IS-NLO(224w) | LFLmpBlst-T8-48in-32w-3g+El-IS-RLO(188w) | Proposed | WP source e.g.: SCE13LG087r0 | FALSE | FALSE | Disposition: MeasuresList-May222014.xlsx | ErRobNc | ILtg-Lfluor-T12Mag | Com-Lighting-InGen_T12-48in-144w-A_T8-48in-89w-B_T8-48in-83w | DEER1316-Ltg-Com-LF | 2013-01-01 |  | DEER2016 HOU Update |  |  |  |  | Standard | 100.22 | 94.14 | 6.08 | LFLmpBlst-T8-48in-32w-3g+El-IS-RLO(188w) | LFLmpBlst-T8-48in-32w-2g+El-IS-NLO(224w) | 8 | 2 | 8 | 2
4542 | C-In-LFLmpBlst-T8-48in-28w+El-IS-NLO(28w)-dWP55 | Commercial Indoor General Lighting: more efficient Linear Fluorescent Lamp & Ballast installed. Measure includes Code case. Impacts: Linear Fluorescent-based HOU (varies by BldgType) | DEER1314 | Lighting Disposition | 2015-03-06 | Com-Iltg-dWatt-LF | DEER | Scaled | Delta |  |  | None |  | FALSE |  | TRUE | Com | Any | Lighting | InGen-LF | Ltg_Lmp+Blst | LF_LmpBlst | LFLmpBlst-T8-48in-28w+El-IS-NLO(28w) | LFLmpBlst-T8-48in-32w-3g+El-IS-NLO(83w) | ILtg-Lfluor-Elec |  |  |  | LFLmpBlst-T8-48in-32w-3g+El-IS-NLO(83w) | LFLmpBlst-T8-48in-32w-3g+El-IS-NLO(83w) | LFLmpBlst-T8-48in-28w+El-IS-NLO(28w) | Proposed | WP source e.g.: SCE13LG087r0 | FALSE | FALSE | Disposition: MeasuresList-May222014.xlsx | RobNc | ILtg-Lfluor-Elec |  | DEER1316-Ltg-Com-LF | 2013-01-01 |  | DEER2016 HOU Update |  |  |  |  | Standard | 22.66 | 40.53 | -17.87 | LFLmpBlst-T8-48in-28w+El-IS-NLO(28w) | LFLmpBlst-T8-48in-32w-3g+El-IS-NLO(83w) | 1 | 1 | 3 | 1
4550 | C-In-LFLmpBlst-T8-48in-28w+El-IS-NLO(53w)-dWP67-dWC0 | Commercial Indoor General Lighting: more efficient Linear Fluorescent Lamp & Ballast installed. Measure includes Code case. Impacts: Linear Fluorescent-based HOU (varies by BldgType) | DEER1314 | Lighting Disposition | 2015-03-06 | Com-Iltg-dWatt-LF | DEER | Scaled | Delta |  |  | None |  | TRUE |  | TRUE | Com | Any | Lighting | InGen-LF | Ltg_Lmp+Blst | LF_LmpBlst | LFLmpBlst-T8-48in-28w+El-IS-NLO(53w) | LFLmpBlst-T8-48in-28w+El-IS-NLO(53w) | ILtg-Lfluor-Elec |  |  |  | LFLmpBlst-T12-48in-39w+El-IS-NLO(120w) | LFLmpBlst-T8-48in-28w+El-IS-NLO(53w) | LFLmpBlst-T8-48in-28w+El-IS-NLO(53w) | Proposed |  | FALSE | FALSE | Disposition: MeasuresList-Dec1-2014.xlsx | ERrul | ILtg-Lfluor-Elec |  | DEER1316-Ltg-Com-LF | 2013-01-01 |  | DEER2016 HOU Update |  |  |  |  | Standard | 33.54 | 33.54 | 0 | LFLmpBlst-T8-48in-28w+El-IS-NLO(53w) | LFLmpBlst-T8-48in-28w+El-IS-NLO(53w) | 2 | 1 | 2 | 1
4484 | C-In-LFLmpBlst-T8-24in-17w+El-IS-NLO(47w)-dWP15 | Commercial Indoor General Lighting: more efficient Linear Fluorescent Lamp & Ballast installed. Measure includes Code case. Impacts: Linear Fluorescent-based HOU (varies by BldgType) | DEER1314 | Lighting Disposition | 2015-03-06 | Com-Iltg-dWatt-LF | DEER | Scaled | Delta |  |  | None |  | FALSE |  | TRUE | Com | Any | Lighting | InGen-LF | Ltg_Lmp+Blst | LF_LmpBlst |  |  | ILtg-Lfluor-Elec |  |  |  | LFLmpBlst-T12-24in-20w+MagStd-RS-NLO(62w) | LFLmpBlst-T12-24in-20w+MagStd-RS-NLO(62w) | LFLmpBlst-T8-24in-17w+El-IS-NLO(47w) | Proposed | WP source e.g.: PGECOLTG160r1 | FALSE | FALSE | Disposition: MeasuresList-May222014.xlsx | RobNc | ILtg-Lfluor-T12Mag |  | DEER1316-Ltg-Com-LF | 2013-01-01 |  | DEER2016 HOU Update |  |  |  |  | Standard
5318 | R-In-LFLmpBlst-T8-24in-17w+El-IS-RLO(42w)-dWP5 | Residential Indoor General Lighting: more efficient Linear Fluorescent Lamp & Ballast installed. Measure includes Code case. Impacts: CFL-based HOU (varies by BldgType) | DEER1314 | Lighting Disposition | 2014-05-30 | Res-Iltg-dWatt-CFL | DEER | Scaled | Delta |  |  | None |  | TRUE |  | TRUE | Res | Any | Lighting | InGen-CFL | Ltg_Lmp+Blst | LF_LmpBlst |  |  | ILtg-Lfluor-Elec |  |  |  | LFLmpBlst-T8-24in-17w+El-IS-NLO(47w) | LFLmpBlst-T8-24in-17w+El-IS-NLO(47w) | LFLmpBlst-T8-24in-17w+El-IS-RLO(42w) | Available | WP source e.g.: PGECOLTG177r1 | FALSE | FALSE | Disposition: MeasuresList-May222014.xlsx | RobNc | ILtg-Lfluor-Elec |  | DEER1314 | 2013-01-01 |  | DEER |  |  |  |  | Standard
5319 | R-In-LFLmpBlst-T8-24in-17w+El-IS-RLO(53w)-dWP8 | Residential Indoor General Lighting: more efficient Linear Fluorescent Lamp & Ballast installed. Measure includes Code case. Impacts: CFL-based HOU (varies by BldgType) | DEER1314 | Lighting Disposition | 2014-05-30 | Res-Iltg-dWatt-CFL | DEER | Scaled | Delta |  |  | None |  | TRUE |  | TRUE | Res | Any | Lighting | InGen-CFL | Ltg_Lmp+Blst | LF_LmpBlst |  |  | ILtg-Lfluor-Elec |  |  |  | LFLmpBlst-T8-24in-17w+El-IS-NLO(61w) | LFLmpBlst-T8-24in-17w+El-IS-NLO(61w) | LFLmpBlst-T8-24in-17w+El-IS-RLO(53w) | Available | WP source e.g.: WPSDGENRLG0106r2 | FALSE | FALSE | Disposition: MeasuresList-May222014.xlsx | RobNc | ILtg-Lfluor-Elec |  | DEER1314 | 2013-01-01 |  | DEER |  |  |  |  | Standard
5325 | R-In-LFLmpBlst-T8-48in-25w+El-IS-NLO(23w)-dWP7 | Residential Indoor General Lighting: more efficient Linear Fluorescent Lamp & Ballast installed. Measure includes Code case. Impacts: CFL-based HOU (varies by BldgType) | DEER2014 | Lighting Disposition | 2014-11-06 | Res-Iltg-dWatt-CFL | DEER | Scaled | Delta |  |  | None |  | TRUE |  | TRUE | Res | Any | Lighting | InGen-CFL | Ltg_Lmp+Blst | LF_LmpBlst | LFLmpBlst-T8-48in-25w+El-IS-NLO(23w) | LFLmpBlst-T8-48in-32w-1g+El-IS-NLO-3(30w) | ILtg-Lfluor-Elec |  |  |  | LFLmpBlst-T8-48in-32w-1g+El-IS-NLO-3(30w) | LFLmpBlst-T8-48in-32w-1g+El-IS-NLO-3(30w) | LFLmpBlst-T8-48in-25w+El-IS-NLO(23w) | Available |  | FALSE | FALSE | Disposition: MeasuresList-Dec1-2014.xlsx | RobNc | ILtg-Lfluor-Elec |  | None | 2014-07-01 |  | DEER |  |  |  |  | Standard | 17.98 | 13.69 | 4.29 | LFLmpBlst-T8-48in-25w+El-IS-NLO(23w) | LFLmpBlst-T8-48in-32w-1g+El-IS-NLO-3(30w) | 1 | 0.5 | 1 | 0.5
5327 | R-In-LFLmpBlst-T8-48in-25w+El-IS-NLO(26w)-dWP4-1 | Residential Indoor General Lighting: more efficient Linear Fluorescent Lamp & Ballast installed. Measure includes Code case. Impacts: CFL-based HOU (varies by BldgType) | DEER1314 | Lighting Disposition | 2014-11-06 | Res-Iltg-dWatt-CFL | DEER | Scaled | Delta |  |  | None |  | TRUE |  | TRUE | Res | Any | Lighting | InGen-CFL | Ltg_Lmp+Blst | LF_LmpBlst | LFLmpBlst-T8-48in-25w+El-IS-NLO(26w) | LFLmpBlst-T8-48in-32w-2g+El-IS-NLO-2(30w) | ILtg-Lfluor-Elec |  |  |  | LFLmpBlst-T8-48in-32w-2g+El-IS-NLO-2(30w) | LFLmpBlst-T8-48in-32w-2g+El-IS-NLO-2(30w) | LFLmpBlst-T8-48in-25w+El-IS-NLO(26w) | Available |  | FALSE | FALSE | Disposition: MeasuresList-Dec1-2014.xlsx | RobNc | ILtg-Lfluor-Elec |  | DEER1314 | 2013-01-01 |  | DEER |  |  |  |  | Standard | 23.87 | 14.71 | 9.16 | LFLmpBlst-T8-48in-25w+El-IS-NLO(26w) | LFLmpBlst-T8-48in-32w-2g+El-IS-NLO-2(30w) | 1 | 1 | 1 | 0.5
5347 | R-In-LFLmpBlst-T8-48in-32w-1g+El-IS-NLO-Del(59w)-dWP53 | Residential Indoor General Lighting: Linear Fluorescent Lamp & Ballast permanently delamped. Measure includes Code case. Impacts: CFL-based HOU (varies by BldgType) | DEER1314 | Lighting Disposition | 2014-11-06 | Res-Iltg-dWatt-CFL | DEER | Scaled | Delta |  |  | None |  | TRUE |  | TRUE | Res | Any | Lighting | InGen-CFL | Ltg_Lmp+Blst | LF_LmpBlst | LFLmpBlst-T8-48in-32w-1g+El-IS-NLO-Del(59w) | LFLmpBlst-T8-48in-32w-1g+El-IS-NLO(112w) | ILtg-Lfluor-Elec |  |  |  | LFLmpBlst-T8-48in-32w-1g+El-IS-NLO(112w) | LFLmpBlst-T8-48in-32w-1g+El-IS-NLO(112w) | LFLmpBlst-T8-48in-32w-1g+El-IS-NLO-Del(59w) | Available |  | FALSE | FALSE | Disposition: MeasuresList-Dec1-2014.xlsx | RobNc | ILtg-Lfluor-Elec |  | DEER1314 | 2013-01-01 |  | DEER |  |  |  |  | Standard | 27.38 | 42.99 | -15.61 | LFLmpBlst-T8-48in-32w-1g+El-IS-NLO-Del(59w) | LFLmpBlst-T8-48in-32w-1g+El-IS-NLO(112w) | 2 | 1 | 4 | 1
4572 | C-In-LFLmpBlst-T8-48in-28w+El-IS-RLO(65w)-dWP50-dWC24 | Commercial Indoor General Lighting: more efficient Linear Fluorescent Lamp & Ballast installed. Measure includes Code case. Impacts: Linear Fluorescent-based HOU (varies by BldgType) | DEER1314 | Lighting Disposition | 2015-03-06 | Com-Iltg-dWatt-LF | DEER | Scaled | Delta |  |  | None |  | TRUE |  | TRUE | Com | Any | Lighting | InGen-LF | Ltg_Lmp+Blst | LF_LmpBlst | LFLmpBlst-T8-48in-28w+El-IS-RLO(65w) | LFLmpBlst-T8-48in-32w-2g+El-IS-NLO(89w) | ILtg-Lfluor-Elec |  |  |  | LFLmpBlst-T12-48in-34w+MagES-RS-NLO(115w) | LFLmpBlst-T8-48in-32w-2g+El-IS-NLO(89w) | LFLmpBlst-T8-48in-28w+El-IS-RLO(65w) | Proposed |  | FALSE | FALSE | Disposition: MeasuresList-Dec1-2014.xlsx | ErRobNc | ILtg-Lfluor-T12Mag |  | DEER1316-Ltg-Com-LF | 2013-01-01 |  | DEER2016 HOU Update |  |  |  |  | Standard | 44.41 | 38.25 | 6.16 | LFLmpBlst-T8-48in-28w+El-IS-RLO(65w) | LFLmpBlst-T8-48in-32w-2g+El-IS-NLO(89w) | 3 | 1 | 3 | 1
4554 | C-In-LFLmpBlst-T8-48in-28w+El-IS-NLO+Refl(53w)-dWP36 | Commercial Indoor General Lighting: more efficient Linear Fluorescent Lamp & Ballast installed. Measure includes Code case. Impacts: Linear Fluorescent-based HOU (varies by BldgType) | DEER1314 | Lighting Disposition | 2015-03-06 | Com-Iltg-dWatt-LF | DEER | Scaled | Delta |  |  | None |  | FALSE |  | TRUE | Com | Any | Lighting | InGen-LF | Ltg_Lmp+Blst | LF_LmpBlst | LFLmpBlst-T8-48in-28w+El-IS-NLO+Refl(53w) | LFLmpBlst-T8-48in-32w-2g+El-IS-NLO(89w) | ILtg-Lfluor-Elec |  |  |  | LFLmpBlst-T8-48in-32w-2g+El-IS-NLO(89w) | LFLmpBlst-T8-48in-32w-2g+El-IS-NLO(89w) | LFLmpBlst-T8-48in-28w+El-IS-NLO+Refl(53w) | Proposed | WP source e.g.: SCE13LG087r0 | FALSE | FALSE | Disposition: MeasuresList-May222014.xlsx | RobNc | ILtg-Lfluor-Elec |  | DEER1316-Ltg-Com-LF | 2013-01-01 |  | DEER2016 HOU Update |  |  |  |  | Standard | 33.54 | 38.25 | -4.71 | LFLmpBlst-T8-48in-28w+El-IS-NLO+Refl(53w) | LFLmpBlst-T8-48in-32w-2g+El-IS-NLO(89w) | 2 | 1 | 3 | 1
4579 | C-In-LFLmpBlst-T8-48in-28w+El-IS-RLO(88w)-dWP56-dWC24 | Commercial Indoor General Lighting: more efficient Linear Fluorescent Lamp & Ballast installed. Measure includes Code case. Impacts: Linear Fluorescent-based HOU (varies by BldgType) | DEER1314 | Lighting Disposition | 2015-03-06 | Com-Iltg-dWatt-LF | DEER | Scaled | Delta |  |  | None |  | TRUE |  | TRUE | Com | Any | Lighting | InGen-LF | Ltg_Lmp+Blst | LF_LmpBlst | LFLmpBlst-T8-48in-28w+El-IS-RLO(88w) | LFLmpBlst-T8-48in-32w-2g+El-IS-NLO(112w) | ILtg-Lfluor-Elec |  |  |  | LFLmpBlst-T12-48in-34w+MagES-RS-NLO(144w) | LFLmpBlst-T8-48in-32w-2g+El-IS-NLO(112w) | LFLmpBlst-T8-48in-28w+El-IS-RLO(88w) | Proposed |  | FALSE | FALSE | Disposition: MeasuresList-Dec1-2014.xlsx | ErRobNc | ILtg-Lfluor-T12Mag |  | DEER1316-Ltg-Com-LF | 2013-01-01 |  | DEER2016 HOU Update |  |  |  |  | Standard | 55.29 | 47.07 | 8.22 | LFLmpBlst-T8-48in-28w+El-IS-RLO(88w) | LFLmpBlst-T8-48in-32w-2g+El-IS-NLO(112w) | 4 | 1 | 4 | 1
4583 | C-In-LFLmpBlst-T8-48in-28w+El-PS-HLO(31w)-dWP28 | Commercial Indoor General Lighting: more efficient Linear Fluorescent Lamp & Ballast installed. Measure includes Code case. Impacts: Linear Fluorescent-based HOU (varies by BldgType) | DEER1314 | Lighting Disposition | 2015-03-06 | Com-Iltg-dWatt-LF | DEER | Scaled | Delta |  |  | None |  | FALSE |  | TRUE | Com | Any | Lighting | InGen-LF | Ltg_Lmp+Blst | LF_LmpBlst | LFLmpBlst-T8-48in-28w+El-PS-HLO(31w) | LFLmpBlst-T8-48in-32w-2g+El-IS-NLO(59w) | ILtg-Lfluor-Elec |  |  |  | LFLmpBlst-T8-48in-32w-2g+El-IS-NLO(59w) | LFLmpBlst-T8-48in-32w-2g+El-IS-NLO(59w) | LFLmpBlst-T8-48in-28w+El-PS-HLO(31w) | Proposed | WP source e.g.: SCE13LG087r0 | FALSE | FALSE | Disposition: MeasuresList-May222014.xlsx | RobNc | ILtg-Lfluor-Elec |  | DEER1316-Ltg-Com-LF | 2013-01-01 |  | DEER2016 HOU Update |  |  |  |  | Standard | 39.85 | 29.42 | 10.43 | LFLmpBlst-T8-48in-28w+El-PS-HLO(31w) | LFLmpBlst-T8-48in-32w-2g+El-IS-NLO(59w) | 1 | 1 | 2 | 1
4615 | C-In-LFLmpBlst-T8-48in-32w-2g+El-IS-NLO(175w)-dWP41-dWC7 | Commercial Indoor General Lighting: more efficient Linear Fluorescent Lamp & Ballast installed. Measure includes Code case. Impacts: Linear Fluorescent-based HOU (varies by BldgType) | DEER1314 | Lighting Disposition | 2015-03-06 | Com-Iltg-dWatt-LF | DEER | Scaled | Delta |  |  | None |  | FALSE |  | TRUE | Com | Any | Lighting | InGen-LF | Ltg_Lmp+Blst | LF_LmpBlst | LFLmpBlst-T8-48in-32w-2g+El-IS-NLO(175w) |  | ILtg-Lfluor-Elec |  |  |  | LFLmpBlst-T12-48in-34w+MagES-RS-NLO(216w) | LFLmpBlst-T8-48in-32w-2g+El-RS-NLO(182w) | LFLmpBlst-T8-48in-32w-2g+El-IS-NLO(175w) | Proposed | WP source e.g.: SCE13LG087r0 | FALSE | FALSE | Disposition: MeasuresList-May222014.xlsx | ErRobNc | ILtg-Lfluor-T12Mag | Com-Lighting-InGen_T12-48in-72w-A_T8-48in-59w-C_T8-48in-45w | DEER1316-Ltg-Com-LF | 2013-01-01 |  | DEER2016 HOU Update |  |  |  |  | Standard | 76.49
4622 | C-In-LFLmpBlst-T8-48in-32w-2g+El-IS-NLO-Dim(59w)-dWP85-dWC0 | Commercial Indoor General Lighting: more efficient Linear Fluorescent Lamp & Ballast installed. Measure includes Code case. Impacts: Linear Fluorescent-based HOU (varies by BldgType) | DEER1314 | Lighting Disposition | 2015-03-06 | Com-Iltg-dWatt-LF | DEER | Scaled | Delta |  |  | None |  | TRUE |  | TRUE | Com | Any | Lighting | InGen-LF | Ltg_Lmp+Blst | LF_LmpBlst | LFLmpBlst-T8-48in-32w-2g+El-IS-NLO-Dim(59w) | LFLmpBlst-T8-48in-32w-2g+El-IS-NLO-Dim(59w) | ILtg-Lfluor-Elec |  |  |  | LFLmpBlst-T12-48in-34w+MagES-RS-NLO(144w) | LFLmpBlst-T8-48in-32w-2g+El-IS-NLO-Dim(59w) | LFLmpBlst-T8-48in-32w-2g+El-IS-NLO-Dim(59w) | Proposed |  | FALSE | FALSE | Disposition: MeasuresList-Dec1-2014.xlsx | ERrul | ILtg-Lfluor-T12Mag |  | DEER1316-Ltg-Com-LF | 2013-01-01 |  | DEER2016 HOU Update |  |  |  |  | Standard | 61.01 | 61.01 | 0 | LFLmpBlst-T8-48in-32w-2g+El-IS-NLO-Dim(59w) | LFLmpBlst-T8-48in-32w-2g+El-IS-NLO-Dim(59w) | 2 | 1 | 2 | 1
4592 | C-In-LFLmpBlst-T8-48in-28w+El-PS-VHLO(64w)-dWP25 | Commercial Indoor General Lighting: more efficient Linear Fluorescent Lamp & Ballast installed. Measure includes Code case. Impacts: Linear Fluorescent-based HOU (varies by BldgType) | DEER1314 | Lighting Disposition | 2015-03-06 | Com-Iltg-dWatt-LF | DEER | Scaled | Delta |  |  | None |  | FALSE |  | TRUE | Com | Any | Lighting | InGen-LF | Ltg_Lmp+Blst | LF_LmpBlst | LFLmpBlst-T8-48in-28w+El-PS-VHLO(64w) | LFLmpBlst-T8-48in-32w-1g+El-IS-NLO(89w) | ILtg-Lfluor-Elec |  |  |  | LFLmpBlst-T8-48in-32w-1g+El-IS-NLO(89w) | LFLmpBlst-T8-48in-32w-1g+El-IS-NLO(89w) | LFLmpBlst-T8-48in-28w+El-PS-VHLO(64w) | Proposed | WP source e.g.: SCE13LG087r0 | FALSE | FALSE | Disposition: MeasuresList-May222014.xlsx | RobNc | ILtg-Lfluor-Elec |  | DEER1316-Ltg-Com-LF | 2013-01-01 |  | DEER2016 HOU Update |  |  |  |  | Standard | 50.73 | 35.19 | 15.54 | LFLmpBlst-T8-48in-28w+El-PS-VHLO(64w) | LFLmpBlst-T8-48in-32w-1g+El-IS-NLO(89w) | 2 | 1 | 3 | 1
4684 | C-In-LFLmpBlst-T8-96in-86w+El-IS-NLO(160w)-dWP50-dWC0 | Commercial Indoor General Lighting: more efficient Linear Fluorescent Lamp & Ballast installed. Measure includes Code case. Impacts: Linear Fluorescent-based HOU (varies by BldgType) | DEER1314 | Lighting Disposition | 2015-03-06 | Com-Iltg-dWatt-LF | DEER | Scaled | Delta |  |  | None |  | FALSE |  | TRUE | Com | Any | Lighting | InGen-LF | Ltg_Lmp+Blst | LF_LmpBlst | LFLmpBlst-T8-96in-86w+El-IS-NLO(160w) | LFLmpBlst-T8-96in-86w+El-IS-NLO(160w) | ILtg-Lfluor-Elec |  |  |  | LFLmpBlst-T12-96in-60w+MagES-RS-NLO(210w) | LFLmpBlst-T8-96in-86w+El-IS-NLO(160w) | LFLmpBlst-T8-96in-86w+El-IS-NLO(160w) | Proposed | WP source e.g.: SCE13LG087r0 | FALSE | FALSE | Disposition: MeasuresList-May222014.xlsx | ERrul | ILtg-Lfluor-T12Mag | Com-Lighting-InGen_T12-96in-210w_T8-96in-167w_T8-96in-167w | DEER1316-Ltg-Com-LF | 2013-01-01 |  | DEER2016 HOU Update |  |  |  |  | Standard | 84.97 | 84.97 | 0 | LFLmpBlst-T8-96in-86w+El-IS-NLO(160w) | LFLmpBlst-T8-96in-86w+El-IS-NLO(160w) | 2 | 1 | 2 | 1
4590 | C-In-LFLmpBlst-T8-48in-28w+El-PS-NLO-2(74w)-dWP38 | Commercial Indoor General Lighting: more efficient Linear Fluorescent Lamp & Ballast installed. Measure includes Code case. Impacts: Linear Fluorescent-based HOU (varies by BldgType) | DEER1314 | Lighting Disposition | 2015-03-06 | Com-Iltg-dWatt-LF | DEER | Scaled | Delta |  |  | None |  | FALSE |  | TRUE | Com | Any | Lighting | InGen-LF | Ltg_Lmp+Blst | LF_LmpBlst | LFLmpBlst-T8-48in-28w+El-PS-NLO-2(74w) | LFLmpBlst-T8-48in-32w-1g+El-IS-NLO(112w) | ILtg-Lfluor-Elec |  |  |  | LFLmpBlst-T8-48in-32w-1g+El-IS-NLO(112w) | LFLmpBlst-T8-48in-32w-1g+El-IS-NLO(112w) | LFLmpBlst-T8-48in-28w+El-PS-NLO-2(74w) | Proposed | WP source e.g.: SCE13LG087r0 | FALSE | FALSE | Disposition: MeasuresList-May222014.xlsx | RobNc | ILtg-Lfluor-Elec |  | DEER1316-Ltg-Com-LF | 2013-01-01 |  | DEER2016 HOU Update |  |  |  |  | Standard | 61.6 | 42.99 | 18.61 | LFLmpBlst-T8-48in-28w+El-PS-NLO-2(74w) | LFLmpBlst-T8-48in-32w-1g+El-IS-NLO(112w) | 3 | 1 | 4 | 1
4689 | C-In-LFLmpBlst-U6-22in-32w+El-IS-NLO+Refl(60w)-dWP12-dWC0 | Commercial Indoor General Lighting: more efficient Linear Fluorescent Lamp & Ballast installed. Measure includes Code case. Impacts: Linear Fluorescent-based HOU (varies by BldgType) | DEER1314 | Lighting Disposition | 2015-03-06 | Com-Iltg-dWatt-LF | DEER | Scaled | Delta |  |  | None |  | FALSE |  | TRUE | Com | Any | Lighting | InGen-LF | Ltg_Lmp+Blst | LF_LmpBlst |  |  | ILtg-Lfluor-Elec |  |  |  | LFLmpBlst-U6-22in-34w+MagStd-IS-NLO(72w) | LFLmpBlst-U6-22in-32w+El-IS-NLO(60w) | LFLmpBlst-U6-22in-32w+El-IS-NLO+Refl(60w) | Proposed | WP source e.g.: SCE13LG087r0 | FALSE | FALSE | Disposition: MeasuresList-May222014.xlsx | ErRobNc | ILtg-Lfluor-T12Mag |  | DEER1316-Ltg-Com-LF | 2013-01-01 |  | DEER2016 HOU Update |  |  |  |  | Standard
4424 | C-In-LFLmpBlst-T12-36in-25w+MagStd-RS-NLO-Del(73w)-dWP42 | Commercial Indoor General Lighting: Linear Fluorescent Lamp & Ballast permanently delamped. Measure includes Code case. Impacts: Linear Fluorescent-based HOU (varies by BldgType) | DEER1314 | Lighting Disposition | 2015-03-06 | Com-Iltg-dWatt-LF | DEER | Scaled | Delta |  |  | None |  | TRUE |  | TRUE | Com | Any | Lighting | InGen-LF | Ltg_Lmp+Blst | LF_LmpBlst |  |  | ILtg-Lfluor-T12Mag |  |  |  | LFLmpBlst-T12-36in-25w+MagStd-RS-NLO(115w) | LFLmpBlst-T12-36in-25w+MagStd-RS-NLO(115w) | LFLmpBlst-T12-36in-25w+MagStd-RS-NLO-Del(73w) | Proposed |  | FALSE | FALSE | Disposition: MeasuresList-Dec1-2014.xlsx | RobNc | ILtg-Lfluor-T12Mag |  | DEER1316-Ltg-Com-LF | 2013-01-01 |  | DEER2016 HOU Update |  |  |  |  | Standard
4430 | C-In-LFLmpBlst-T12-96in-60w+MagES-RS-NLO-Del(133w)-dWP77 | Commercial Indoor General Lighting: Linear Fluorescent Lamp & Ballast permanently delamped. Measure includes Code case. Impacts: Linear Fluorescent-based HOU (varies by BldgType) | DEER1314 | Lighting Disposition | 2015-03-06 | Com-Iltg-dWatt-LF | DEER | Scaled | Delta |  |  | None |  | TRUE |  | TRUE | Com | Any | Lighting | InGen-LF | Ltg_Lmp+Blst | LF_LmpBlst |  |  | ILtg-Lfluor-T12Mag |  |  |  | LFLmpBlst-T12-96in-60w+MagES-RS-NLO(210w) | LFLmpBlst-T12-96in-60w+MagES-RS-NLO(210w) | LFLmpBlst-T12-96in-60w+MagES-RS-NLO-Del(133w) | Proposed |  | FALSE | FALSE | Disposition: MeasuresList-Dec1-2014.xlsx | RobNc | ILtg-Lfluor-T12Mag |  | DEER1316-Ltg-Com-LF | 2013-01-01 |  | DEER2016 HOU Update |  |  |  |  | Standard
4502 | C-In-LFLmpBlst-T8-36in-25w+El-IS-RLO(46w)-dWP20 | Commercial Indoor General Lighting: more efficient Linear Fluorescent Lamp & Ballast installed. Measure includes Code case. Impacts: Linear Fluorescent-based HOU (varies by BldgType) | DEER1314 | Lighting Disposition | 2015-03-06 | Com-Iltg-dWatt-LF | DEER | Scaled | Delta |  |  | None |  | FALSE |  | TRUE | Com | Any | Lighting | InGen-LF | Ltg_Lmp+Blst | LF_LmpBlst |  |  | ILtg-Lfluor-Elec |  |  |  | LFLmpBlst-T12-36in-25w+MagES-RS-NLO(66w) | LFLmpBlst-T12-36in-25w+MagES-RS-NLO(66w) | LFLmpBlst-T8-36in-25w+El-IS-RLO(46w) | Proposed | WP source e.g.: PGECOLTG160r1 | FALSE | FALSE | Disposition: MeasuresList-May222014.xlsx | RobNc | ILtg-Lfluor-T12Mag |  | DEER1316-Ltg-Com-LF | 2013-01-01 |  | DEER2016 HOU Update |  |  |  |  | Standard
4446 | C-In-LFLmpBlst-T5-46in-28w+El-PS-HLO(64w)-dWP8-dWC0 | Commercial Indoor General Lighting: more efficient Linear Fluorescent Lamp & Ballast installed. Measure includes Code case. Impacts: Linear Fluorescent-based HOU (varies by BldgType) | DEER1314 | Lighting Disposition | 2015-03-06 | Com-Iltg-dWatt-LF | DEER | Scaled | Delta |  |  | None |  | FALSE |  | TRUE | Com | Any | Lighting | InGen-LF | Ltg_Lmp+Blst | LF_LmpBlst | LFLmpBlst-T5-46in-28w+El-PS-HLO(64w) | LFLmpBlst-T5-46in-28w+El-PS-HLO(64w) | ILtg-T5 |  |  |  | LFLmpBlst-T12-48in-34w+MagES-RS-NLO(72w) | LFLmpBlst-T5-46in-28w+El-PS-HLO(64w) | LFLmpBlst-T5-46in-28w+El-PS-HLO(64w) | Proposed | WP source e.g.: SCE13LG087r0 | FALSE | FALSE | Disposition: MeasuresList-May222014.xlsx | ERrul | ILtg-Lfluor-T12Mag |  | DEER1316-Ltg-Com-LF | 2013-01-01 |  | DEER2016 HOU Update |  |  |  |  | Standard | 59.33 | 59.33 | 0 | LFLmpBlst-T5-46in-28w+El-PS-HLO(64w) | LFLmpBlst-T5-46in-28w+El-PS-HLO(64w) | 2 | 1 | 2 | 1
4462 | C-In-LFLmpBlst-T5-46in-51w+El-IS-HLO(51w)-dWP3 | Commercial Indoor General Lighting: more efficient Linear Fluorescent Lamp & Ballast installed. Measure includes Code case. Impacts: Linear Fluorescent-based HOU (varies by BldgType) | DEER1314 | Lighting Disposition | 2015-03-06 | Com-Iltg-dWatt-LF | DEER | Scaled | Delta |  |  | None |  | FALSE |  | TRUE | Com | Any | Lighting | InGen-LF | Ltg_Lmp+Blst | LF_LmpBlst | LFLmpBlst-T5-46in-51w+El-IS-HLO(51w) | LFLmpBlst-T5-46in-54w+El-IS-HLO(54w) | ILtg-T5 |  |  |  | LFLmpBlst-T5-46in-54w+El-IS-HLO(54w) | LFLmpBlst-T5-46in-54w+El-IS-HLO(54w) | LFLmpBlst-T5-46in-51w+El-IS-HLO(51w) | Proposed | WP source e.g.: SCE13LG087r0 | FALSE | FALSE | Disposition: MeasuresList-May222014.xlsx | RobNc | ILtg-T5 |  | DEER1316-Ltg-Com-LF | 2013-01-01 |  | DEER2016 HOU Update |  |  |  |  | Standard | 29.68 | 30.66 | -0.98 | LFLmpBlst-T5-46in-51w+El-IS-HLO(51w) | LFLmpBlst-T5-46in-54w+El-IS-HLO(54w) | 1 | 1 | 1 | 1
4464 | C-In-LFLmpBlst-T5-46in-51w+El-IS-NLO(109w)-dWP7-dWC7 | Commercial Indoor General Lighting: more efficient Linear Fluorescent Lamp & Ballast installed. Measure includes Code case. Impacts: Linear Fluorescent-based HOU (varies by BldgType) | DEER1314 | Lighting Disposition | 2015-03-06 | Com-Iltg-dWatt-LF | DEER | Scaled | Delta |  |  | None |  | TRUE |  | TRUE | Com | Any | Lighting | InGen-LF | Ltg_Lmp+Blst | LF_LmpBlst | LFLmpBlst-T5-46in-51w+El-IS-NLO(109w) | LFLmpBlst-T5-46in-54w+El-PS-NLO(116w) | ILtg-T5 |  |  |  | LFLmpBlst-T5-46in-54w+El-IS-NLO(116w) | LFLmpBlst-T5-46in-54w+El-PS-NLO(116w) | LFLmpBlst-T5-46in-51w+El-IS-NLO(109w) | Proposed |  | FALSE | FALSE | Disposition: MeasuresList-Dec1-2014.xlsx | ErRobNc | ILtg-T5 |  | DEER1316-Ltg-Com-LF | 2013-01-01 |  | DEER2016 HOU Update |  |  |  |  | Standard | 47.58 | 66.74 | -19.16 | LFLmpBlst-T5-46in-51w+El-IS-NLO(109w) | LFLmpBlst-T5-46in-54w+El-PS-NLO(116w) | 2 | 1 | 2 | 1
4439 | C-In-LFLmpBlst-T5-34in-21w+El-IS-RLO(48w)-dWP18 | Commercial Indoor General Lighting: more efficient Linear Fluorescent Lamp & Ballast installed. Measure includes Code case. Impacts: Linear Fluorescent-based HOU (varies by BldgType) | DEER1314 | Lighting Disposition | 2015-03-06 | Com-Iltg-dWatt-LF | DEER | Scaled | Delta |  |  | None |  | FALSE |  | TRUE | Com | Any | Lighting | InGen-LF | Ltg_Lmp+Blst | LF_LmpBlst | LFLmpBlst-T5-34in-21w+El-IS-RLO(48w) |  | ILtg-T5 |  |  |  | LFLmpBlst-T12-36in-25w+MagES-RS-NLO(66w) | LFLmpBlst-T12-36in-25w+MagES-RS-NLO(66w) | LFLmpBlst-T5-34in-21w+El-IS-RLO(48w) | Proposed | WP source e.g.: SCE13LG087r0 | FALSE | FALSE | Disposition: MeasuresList-May222014.xlsx | RobNc | ILtg-Lfluor-T12Mag |  | DEER1316-Ltg-Com-LF | 2013-01-01 |  | DEER2016 HOU Update |  |  |  |  | Standard | 39.12
4466 | C-In-LFLmpBlst-T5-46in-51w+El-IS-NLO(218w)-dWP16 | Commercial Indoor General Lighting: more efficient Linear Fluorescent Lamp & Ballast installed. Measure includes Code case. Impacts: Linear Fluorescent-based HOU (varies by BldgType) | DEER1314 | Lighting Disposition | 2015-03-06 | Com-Iltg-dWatt-LF | DEER | Scaled | Delta |  |  | None |  | FALSE |  | TRUE | Com | Any | Lighting | InGen-LF | Ltg_Lmp+Blst | LF_LmpBlst | LFLmpBlst-T5-46in-51w+El-IS-NLO(218w) | LFLmpBlst-T5-46in-54w+El-PS-HLO-1(234w) | ILtg-T5 |  |  |  | LFLmpBlst-T5-46in-54w+El-PS-HLO-1(234w) | LFLmpBlst-T5-46in-54w+El-PS-HLO-1(234w) | LFLmpBlst-T5-46in-51w+El-IS-NLO(218w) | Proposed | WP source e.g.: SCE13LG087r0 | FALSE | FALSE | Disposition: MeasuresList-May222014.xlsx | RobNc | ILtg-T5 |  | DEER1316-Ltg-Com-LF | 2013-01-01 |  | DEER2016 HOU Update |  |  |  |  | Standard | 95.16 | 104.51 | -9.35 | LFLmpBlst-T5-46in-51w+El-IS-NLO(218w) | LFLmpBlst-T5-46in-54w+El-PS-HLO-1(234w) | 4 | 2 | 4 | 1
4478 | C-In-LFLmpBlst-T8-24in-17w+El-IS-NLO(31w)-dWP29 | Commercial Indoor General Lighting: more efficient Linear Fluorescent Lamp & Ballast installed. Measure includes Code case. Impacts: Linear Fluorescent-based HOU (varies by BldgType) | DEER1314 | Lighting Disposition | 2015-03-06 | Com-Iltg-dWatt-LF | DEER | Scaled | Delta |  |  | None |  | FALSE |  | TRUE | Com | Any | Lighting | InGen-LF | Ltg_Lmp+Blst | LF_LmpBlst |  |  | ILtg-Lfluor-Elec |  |  |  | LFLmpBlst-U6-22in-32w+El-IS-NLO(60w) | LFLmpBlst-U6-22in-32w+El-IS-NLO(60w) | LFLmpBlst-T8-24in-17w+El-IS-NLO(31w) | Proposed | WP source e.g.: SCE13LG086r0 | FALSE | FALSE | Disposition: MeasuresList-May222014.xlsx | RobNc | ILtg-Lfluor-Elec |  | DEER1316-Ltg-Com-LF | 2013-01-01 |  | DEER2016 HOU Update |  |  |  |  | Standard
4520 | C-In-LFLmpBlst-T8-48in-25w+El-IS-RLO(38w)-dWP34-dWC21 | Commercial Indoor General Lighting: more efficient Linear Fluorescent Lamp & Ballast installed. Measure includes Code case. Impacts: Linear Fluorescent-based HOU (varies by BldgType) | DEER1314 | Lighting Disposition | 2015-03-06 | Com-Iltg-dWatt-LF | DEER | Scaled | Delta |  |  | None |  | TRUE |  | TRUE | Com | Any | Lighting | InGen-LF | Ltg_Lmp+Blst | LF_LmpBlst | LFLmpBlst-T8-48in-25w+El-IS-RLO(38w) | LFLmpBlst-T8-48in-32w-2g+El-IS-NLO(59w) | ILtg-Lfluor-Elec |  |  |  | LFLmpBlst-T12-48in-34w+MagES-RS-NLO(72w) | LFLmpBlst-T8-48in-32w-2g+El-IS-NLO(59w) | LFLmpBlst-T8-48in-25w+El-IS-RLO(38w) | Proposed |  | FALSE | FALSE | Disposition: MeasuresList-Dec1-2014.xlsx | ErRobNc | ILtg-Lfluor-T12Mag |  | DEER1316-Ltg-Com-LF | 2013-01-01 |  | DEER2016 HOU Update |  |  |  |  | Standard | 35.95 | 29.42 | 6.53 | LFLmpBlst-T8-48in-25w+El-IS-RLO(38w) | LFLmpBlst-T8-48in-32w-2g+El-IS-NLO(59w) | 2 | 1 | 2 | 1
4440 | C-In-LFLmpBlst-T5-46in-28w+El-IS-NLO(54w)-dWP69-dWC0 | Commercial Indoor General Lighting: more efficient Linear Fluorescent Lamp & Ballast installed. Measure includes Code case. Impacts: Linear Fluorescent-based HOU (varies by BldgType) | DEER1314 | Lighting Disposition | 2015-03-06 | Com-Iltg-dWatt-LF | DEER | Scaled | Delta |  |  | None |  | TRUE |  | TRUE | Com | Any | Lighting | InGen-LF | Ltg_Lmp+Blst | LF_LmpBlst | LFLmpBlst-T5-46in-28w+El-IS-NLO(54w) | LFLmpBlst-T5-46in-28w+El-IS-NLO(54w) | ILtg-T5 |  |  |  | LFLmpBlst-T12-96in-60w+MagES-RS-NLO(123w) | LFLmpBlst-T5-46in-28w+El-IS-NLO(54w) | LFLmpBlst-T5-46in-28w+El-IS-NLO(54w) | Proposed |  | FALSE | FALSE | Disposition: MeasuresList-Dec1-2014.xlsx | ERrul | ILtg-Lfluor-T12Mag |  | DEER1316-Ltg-Com-LF | 2013-01-01 |  | DEER2016 HOU Update |  |  |  |  | Standard | 84.27 | 84.27 | 0 | LFLmpBlst-T5-46in-28w+El-IS-NLO(54w) | LFLmpBlst-T5-46in-28w+El-IS-NLO(54w) | 4 | 2 | 4 | 2
4442 | C-In-LFLmpBlst-T5-46in-28w+El-IS-NLO-Dim(72w)-dWP72-dWC0 | Commercial Indoor General Lighting: more efficient Linear Fluorescent Lamp & Ballast installed. Measure includes Code case. Impacts: Linear Fluorescent-based HOU (varies by BldgType) | DEER1314 | Lighting Disposition | 2015-03-06 | Com-Iltg-dWatt-LF | DEER | Scaled | Delta |  |  | None |  | TRUE |  | TRUE | Com | Any | Lighting | InGen-LF | Ltg_Lmp+Blst | LF_LmpBlst | LFLmpBlst-T5-46in-28w+El-IS-NLO-Dim(72w) | LFLmpBlst-T5-46in-28w+El-IS-NLO-Dim(72w) | ILtg-T5 |  |  |  | LFLmpBlst-T12-48in-34w+MagES-RS-NLO(144w) | LFLmpBlst-T5-46in-28w+El-IS-NLO-Dim(72w) | LFLmpBlst-T5-46in-28w+El-IS-NLO-Dim(72w) | Proposed |  | FALSE | FALSE | Disposition: MeasuresList-Dec1-2014.xlsx | ERrul | ILtg-Lfluor-T12Mag |  | DEER1316-Ltg-Com-LF | 2013-01-01 |  | DEER2016 HOU Update |  |  |  |  | Standard | 73.73 | 73.73 | 0 | LFLmpBlst-T5-46in-28w+El-IS-NLO-Dim(72w) | LFLmpBlst-T5-46in-28w+El-IS-NLO-Dim(72w) | 2 | 1 | 2 | 1
4548 | C-In-LFLmpBlst-T8-48in-28w+El-IS-NLO(53w)-dWP6-1 | Commercial Indoor General Lighting: more efficient Linear Fluorescent Lamp & Ballast installed. Measure includes Code case. Impacts: Linear Fluorescent-based HOU (varies by BldgType) | DEER1314 | Lighting Disposition | 2015-03-06 | Com-Iltg-dWatt-LF | DEER | Scaled | Delta |  |  | None |  | FALSE |  | TRUE | Com | Any | Lighting | InGen-LF | Ltg_Lmp+Blst | LF_LmpBlst | LFLmpBlst-T8-48in-28w+El-IS-NLO(53w) | LFLmpBlst-T8-48in-32w-1g+El-IS-NLO(59w) | ILtg-Lfluor-Elec |  |  |  | LFLmpBlst-T8-48in-32w-1g+El-IS-NLO(59w) | LFLmpBlst-T8-48in-32w-1g+El-IS-NLO(59w) | LFLmpBlst-T8-48in-28w+El-IS-NLO(53w) | Proposed | WP source e.g.: SCE13LG087r0 | FALSE | FALSE | Disposition: MeasuresList-May222014.xlsx | RobNc | ILtg-Lfluor-Elec |  | DEER1316-Ltg-Com-LF | 2013-01-01 |  | DEER2016 HOU Update |  |  |  |  | Standard | 33.54 | 27.38 | 6.16 | LFLmpBlst-T8-48in-28w+El-IS-NLO(53w) | LFLmpBlst-T8-48in-32w-1g+El-IS-NLO(59w) | 2 | 1 | 2 | 1
4564 | C-In-LFLmpBlst-T8-48in-28w+El-IS-RLO(44w)-dWP100-dWC0 | Commercial Indoor General Lighting: more efficient Linear Fluorescent Lamp & Ballast installed. Measure includes Code case. Impacts: Linear Fluorescent-based HOU (varies by BldgType) | DEER1314 | Lighting Disposition | 2015-03-06 | Com-Iltg-dWatt-LF | DEER | Scaled | Delta |  |  | None |  | TRUE |  | TRUE | Com | Any | Lighting | InGen-LF | Ltg_Lmp+Blst | LF_LmpBlst | LFLmpBlst-T8-48in-28w+El-IS-RLO(44w) | LFLmpBlst-T8-48in-28w+El-IS-RLO(44w) | ILtg-Lfluor-Elec |  |  |  | LFLmpBlst-T12-48in-30w+MagStd-IS-NLO(144w) | LFLmpBlst-T8-48in-28w+El-IS-RLO(44w) | LFLmpBlst-T8-48in-28w+El-IS-RLO(44w) | Proposed |  | FALSE | FALSE | Disposition: MeasuresList-Dec1-2014.xlsx | ERrul | ILtg-Lfluor-T12Mag |  | DEER1316-Ltg-Com-LF | 2014-05-29 |  | DEER2016 HOU Update |  |  |  |  | Standard | 33.54 | 33.54 | 0 | LFLmpBlst-T8-48in-28w+El-IS-RLO(44w) | LFLmpBlst-T8-48in-28w+El-IS-RLO(44w) | 2 | 1 | 2 | 1
4456 | C-In-LFLmpBlst-T5-46in-49w+El-IS-NLO(214w)-dWP20 | Commercial Indoor General Lighting: more efficient Linear Fluorescent Lamp & Ballast installed. Measure includes Code case. Impacts: Linear Fluorescent-based HOU (varies by BldgType) | DEER1314 | Lighting Disposition | 2015-03-06 | Com-Iltg-dWatt-LF | DEER | Scaled | Delta |  |  | None |  | FALSE |  | TRUE | Com | Any | Lighting | InGen-LF | Ltg_Lmp+Blst | LF_LmpBlst | LFLmpBlst-T5-46in-49w+El-IS-NLO(214w) | LFLmpBlst-T5-46in-54w+El-PS-HLO-1(234w) | ILtg-T5 |  |  |  | LFLmpBlst-T5-46in-54w+El-PS-HLO-1(234w) | LFLmpBlst-T5-46in-54w+El-PS-HLO-1(234w) | LFLmpBlst-T5-46in-49w+El-IS-NLO(214w) | Proposed | WP source e.g.: PGECOLTG160r1 | FALSE | FALSE | Disposition: MeasuresList-May222014.xlsx | RobNc | ILtg-T5 |  | DEER1316-Ltg-Com-LF | 2013-01-01 |  | DEER2016 HOU Update |  |  |  |  | Standard | 94.96 | 104.51 | -9.55 | LFLmpBlst-T5-46in-49w+El-IS-NLO(214w) | LFLmpBlst-T5-46in-54w+El-PS-HLO-1(234w) | 4 | 2 | 4 | 1
4465 | C-In-LFLmpBlst-T5-46in-51w+El-IS-NLO(176w)-dWP3-dWC3 | Commercial Indoor General Lighting: more efficient Linear Fluorescent Lamp & Ballast installed. Measure includes Code case. Impacts: Linear Fluorescent-based HOU (varies by BldgType) | DEER1314 | Lighting Disposition | 2015-03-06 | Com-Iltg-dWatt-LF | DEER | Scaled | Delta |  |  | None |  | FALSE |  | TRUE | Com | Any | Lighting | InGen-LF | Ltg_Lmp+Blst | LF_LmpBlst | LFLmpBlst-T5-46in-51w+El-IS-NLO(176w) | LFLmpBlst-T5-46in-54w+El-PS-HLO-1(179w) | ILtg-T5 |  |  |  | LFLmpBlst-T5-46in-54w+El-PS-HLO-2(179w) | LFLmpBlst-T5-46in-54w+El-PS-HLO-1(179w) | LFLmpBlst-T5-46in-51w+El-IS-NLO(176w) | Proposed | WP source e.g.: SCE13LG092r0 | FALSE | FALSE | Disposition: MeasuresList-May222014.xlsx | ErRobNc | ILtg-T5 |  | DEER1316-Ltg-Com-LF | 2013-01-01 |  | DEER2016 HOU Update |  |  |  |  | Standard | 65.48 | 85.62 | -20.14 | LFLmpBlst-T5-46in-51w+El-IS-NLO(176w) | LFLmpBlst-T5-46in-54w+El-PS-HLO-1(179w) | 3 | 1 | 3 | 1
4527 | C-In-LFLmpBlst-T8-48in-25w+El-IS-RLO-1(58w)-dWP31-dWC31 | Commercial Indoor General Lighting: more efficient Linear Fluorescent Lamp & Ballast installed. Measure includes Code case. Impacts: Linear Fluorescent-based HOU (varies by BldgType) | DEER1314 | Lighting Disposition | 2015-03-06 | Com-Iltg-dWatt-LF | DEER | Scaled | Delta |  |  | None |  | TRUE |  | TRUE | Com | Any | Lighting | InGen-LF | Ltg_Lmp+Blst | LF_LmpBlst | LFLmpBlst-T8-48in-25w+El-IS-RLO-1(58w) | LFLmpBlst-T8-48in-32w-2g+El-IS-NLO(89w) | ILtg-Lfluor-Elec |  |  |  | LFLmpBlst-T8-48in-32w-1g+El-IS-NLO(89w) | LFLmpBlst-T8-48in-32w-2g+El-IS-NLO(89w) | LFLmpBlst-T8-48in-25w+El-IS-RLO-1(58w) | Proposed |  | FALSE | FALSE | Disposition: MeasuresList-Dec1-2014.xlsx | ErRobNc | ILtg-Lfluor-Elec |  | DEER1316-Ltg-Com-LF | 2013-01-01 |  | DEER2016 HOU Update |  |  |  |  | Standard | 48.04 | 38.25 | 9.79 | LFLmpBlst-T8-48in-25w+El-IS-RLO-1(58w) | LFLmpBlst-T8-48in-32w-2g+El-IS-NLO(89w) | 3 | 1 | 3 | 1
4532 | C-In-LFLmpBlst-T8-48in-28w+El-IS-HLO(67w)-dWP45 | Commercial Indoor General Lighting: more efficient Linear Fluorescent Lamp & Ballast installed. Measure includes Code case. Impacts: Linear Fluorescent-based HOU (varies by BldgType) | DEER1314 | Lighting Disposition | 2015-03-06 | Com-Iltg-dWatt-LF | DEER | Scaled | Delta |  |  | None |  | FALSE |  | TRUE | Com | Any | Lighting | InGen-LF | Ltg_Lmp+Blst | LF_LmpBlst | LFLmpBlst-T8-48in-28w+El-IS-HLO(67w) | LFLmpBlst-T8-48in-32w-1g+El-IS-NLO(112w) | ILtg-Lfluor-Elec |  |  |  | LFLmpBlst-T8-48in-32w-1g+El-IS-NLO(112w) | LFLmpBlst-T8-48in-32w-1g+El-IS-NLO(112w) | LFLmpBlst-T8-48in-28w+El-IS-HLO(67w) | Proposed | WP source e.g.: WPSDGENRLG0013r3 | FALSE | FALSE | Disposition: MeasuresList-May222014.xlsx | RobNc | ILtg-Lfluor-Elec |  | DEER1316-Ltg-Com-LF | 2013-01-01 |  | DEER2016 HOU Update |  |  |  |  | Standard | 33.54 | 42.99 | -9.45 | LFLmpBlst-T8-48in-28w+El-IS-HLO(67w) | LFLmpBlst-T8-48in-32w-1g+El-IS-NLO(112w) | 2 | 1 | 4 | 1
4546 | C-In-LFLmpBlst-T8-48in-28w+El-IS-NLO(53w)-dWP36 | Commercial Indoor General Lighting: more efficient Linear Fluorescent Lamp & Ballast installed. Measure includes Code case. Impacts: Linear Fluorescent-based HOU (varies by BldgType) | DEER1314 | Lighting Disposition | 2015-03-06 | Com-Iltg-dWatt-LF | DEER | Scaled | Delta |  |  | None |  | FALSE |  | TRUE | Com | Any | Lighting | InGen-LF | Ltg_Lmp+Blst | LF_LmpBlst | LFLmpBlst-T8-48in-28w+El-IS-NLO(53w) | LFLmpBlst-T8-48in-32w-2g+El-IS-NLO(89w) | ILtg-Lfluor-Elec |  |  |  | LFLmpBlst-T8-48in-32w-2g+El-IS-NLO(89w) | LFLmpBlst-T8-48in-32w-2g+El-IS-NLO(89w) | LFLmpBlst-T8-48in-28w+El-IS-NLO(53w) | Proposed | WP source e.g.: PGECOLTG116r5 | FALSE | FALSE | Disposition: MeasuresList-May222014.xlsx | RobNc | ILtg-Lfluor-Elec |  | DEER1316-Ltg-Com-LF | 2013-01-01 |  | DEER2016 HOU Update |  |  |  |  | Standard | 33.54 | 38.25 | -4.71 | LFLmpBlst-T8-48in-28w+El-IS-NLO(53w) | LFLmpBlst-T8-48in-32w-2g+El-IS-NLO(89w) | 2 | 1 | 3 | 1
4589 | C-In-LFLmpBlst-T8-48in-28w+El-PS-NLO+Refl(51w)-dWP38 | Commercial Indoor General Lighting: more efficient Linear Fluorescent Lamp & Ballast installed. Measure includes Code case. Impacts: Linear Fluorescent-based HOU (varies by BldgType) | DEER1314 | Lighting Disposition | 2015-03-06 | Com-Iltg-dWatt-LF | DEER | Scaled | Delta |  |  | None |  | FALSE |  | TRUE | Com | Any | Lighting | InGen-LF | Ltg_Lmp+Blst | LF_LmpBlst | LFLmpBlst-T8-48in-28w+El-PS-NLO+Refl(51w) | LFLmpBlst-T8-48in-32w-2g+El-IS-NLO(89w) | ILtg-Lfluor-Elec |  |  |  | LFLmpBlst-T8-48in-32w-2g+El-IS-NLO(89w) | LFLmpBlst-T8-48in-32w-2g+El-IS-NLO(89w) | LFLmpBlst-T8-48in-28w+El-PS-NLO+Refl(51w) | Proposed | WP source e.g.: SCE13LG087r0 | FALSE | FALSE | Disposition: MeasuresList-May222014.xlsx | RobNc | ILtg-Lfluor-Elec |  | DEER1316-Ltg-Com-LF | 2013-01-01 |  | DEER2016 HOU Update |  |  |  |  | Standard | 50.73 | 38.25 | 12.48 | LFLmpBlst-T8-48in-28w+El-PS-NLO+Refl(51w) | LFLmpBlst-T8-48in-32w-2g+El-IS-NLO(89w) | 2 | 1 | 3 | 1
4591 | C-In-LFLmpBlst-T8-48in-28w+El-PS-VHLO(37.4w)-dWP21 | Commercial Indoor General Lighting: more efficient Linear Fluorescent Lamp & Ballast installed. Measure includes Code case. Impacts: Linear Fluorescent-based HOU (varies by BldgType) | DEER1314 | Lighting Disposition | 2015-03-06 | Com-Iltg-dWatt-LF | DEER | Scaled | Delta |  |  | None |  | FALSE |  | TRUE | Com | Any | Lighting | InGen-LF | Ltg_Lmp+Blst | LF_LmpBlst | LFLmpBlst-T8-48in-28w+El-PS-VHLO(37.4w) | LFLmpBlst-T8-48in-32w-2g+El-IS-NLO(59w) | ILtg-Lfluor-Elec |  |  |  | LFLmpBlst-T8-48in-32w-2g+El-IS-NLO(59w) | LFLmpBlst-T8-48in-32w-2g+El-IS-NLO(59w) | LFLmpBlst-T8-48in-28w+El-PS-VHLO(37.4w) | Proposed | WP source e.g.: SCE13LG087r0 | FALSE | FALSE | Disposition: MeasuresList-May222014.xlsx | RobNc | ILtg-Lfluor-Elec |  | DEER1316-Ltg-Com-LF | 2013-01-01 |  | DEER2016 HOU Update |  |  |  |  | Standard | 39.85 | 29.42 | 10.43 | LFLmpBlst-T8-48in-28w+El-PS-VHLO(37.4w) | LFLmpBlst-T8-48in-32w-2g+El-IS-NLO(59w) | 1 | 1 | 2 | 1
4627 | C-In-LFLmpBlst-T8-48in-32w-2g+El-IS-RLO(102w)-dWP58-dWC10 | Commercial Indoor General Lighting: more efficient Linear Fluorescent Lamp & Ballast installed. Measure includes Code case. Impacts: Linear Fluorescent-based HOU (varies by BldgType) | DEER1314 | Lighting Disposition | 2015-03-06 | Com-Iltg-dWatt-LF | DEER | Scaled | Delta |  |  | None |  | FALSE |  | TRUE | Com | Any | Lighting | InGen-LF | Ltg_Lmp+Blst | LF_LmpBlst | LFLmpBlst-T8-48in-32w-2g+El-IS-RLO(102w) | LFLmpBlst-T8-48in-32w-2g+El-IS-NLO(112w) | ILtg-Lfluor-Elec |  |  |  | LFLmpBlst-T12-48in-39w+Hyb-IS-NLO(160w) | LFLmpBlst-T8-48in-32w-2g+El-IS-NLO(112w) | LFLmpBlst-T8-48in-32w-2g+El-IS-RLO(102w) | Proposed | WP source e.g.: SCE13LG087r0 | FALSE | FALSE | Disposition: MeasuresList-May222014.xlsx | ErRobNc | ILtg-Lfluor-T12Mag | Com-Lighting-InGen_T12-48in-43w-A_T8-48in-31w-D_T8-48in-31w-D | DEER1316-Ltg-Com-LF | 2013-01-01 |  | DEER2016 HOU Update |  |  |  |  | Standard | 47.07 | 47.07 | 0 | LFLmpBlst-T8-48in-32w-2g+El-IS-RLO(102w) | LFLmpBlst-T8-48in-32w-2g+El-IS-NLO(112w) | 4 | 1 | 4 | 1
4608 | C-In-LFLmpBlst-T8-48in-32w-1g+El-RS-NLO-Del(32w)-dWP80 | Commercial Indoor General Lighting: Linear Fluorescent Lamp & Ballast permanently delamped. Measure includes Code case. Impacts: Linear Fluorescent-based HOU (varies by BldgType) | DEER1314 | Lighting Disposition | 2015-03-06 | Com-Iltg-dWatt-LF | NonDEER | Scaled | Delta |  |  | None |  | TRUE |  | TRUE | Com | Any | Lighting | InGen-LF | Ltg_Lmp+Blst | LF_LmpBlst |  | LFLmpBlst-T8-48in-32w-1g+El-IS-NLO(112w) | ILtg-Lfluor-Elec |  |  |  | LFLmpBlst-T8-48in-32w-1g+El-IS-NLO(112w) | LFLmpBlst-T8-48in-32w-1g+El-IS-NLO(112w) | LFLmpBlst-T8-48in-32w-1g+El-RS-NLO-Del(32w) | Proposed |  | FALSE | FALSE | Disposition: MeasuresList-Dec1-2014.xlsx | RobNc | ILtg-Lfluor-Elec |  | DEER1316-Ltg-Com-LF | 2013-01-01 |  | DEER2016 HOU Update |  |  |  |  | Standard |  | 42.99
4594 | C-In-LFLmpBlst-T8-48in-28w+El-PS-VHLO(64w)-dWP51-dWC0 | Commercial Indoor General Lighting: more efficient Linear Fluorescent Lamp & Ballast installed. Measure includes Code case. Impacts: Linear Fluorescent-based HOU (varies by BldgType) | DEER1314 | Lighting Disposition | 2015-03-06 | Com-Iltg-dWatt-LF | DEER | Scaled | Delta |  |  | None |  | TRUE |  | TRUE | Com | Any | Lighting | InGen-LF | Ltg_Lmp+Blst | LF_LmpBlst | LFLmpBlst-T8-48in-28w+El-PS-VHLO(64w) | LFLmpBlst-T8-48in-28w+El-PS-VHLO(64w) | ILtg-Lfluor-Elec |  |  |  | LFLmpBlst-T12-48in-34w+MagES-RS-NLO(115w) | LFLmpBlst-T8-48in-28w+El-PS-VHLO(64w) | LFLmpBlst-T8-48in-28w+El-PS-VHLO(64w) | Proposed |  | FALSE | FALSE | Disposition: MeasuresList-Dec1-2014.xlsx | ERrul | ILtg-Lfluor-T12Mag |  | DEER1316-Ltg-Com-LF | 2013-01-01 |  | DEER2016 HOU Update |  |  |  |  | Standard | 50.73 | 50.73 | 0 | LFLmpBlst-T8-48in-28w+El-PS-VHLO(64w) | LFLmpBlst-T8-48in-28w+El-PS-VHLO(64w) | 2 | 1 | 2 | 1
4632 | C-In-LFLmpBlst-T8-48in-32w-2g+El-IS-VHLO(41w)-dWP31-dWC19 | Commercial Indoor General Lighting: more efficient Linear Fluorescent Lamp & Ballast installed. Measure includes Code case. Impacts: Linear Fluorescent-based HOU (varies by BldgType) | DEER1314 | Lighting Disposition | 2015-03-06 | Com-Iltg-dWatt-LF | DEER | Scaled | Delta |  |  | None |  | FALSE |  | TRUE | Com | Any | Lighting | InGen-LF | Ltg_Lmp+Blst | LF_LmpBlst | LFLmpBlst-T8-48in-32w-2g+El-IS-VHLO(41w) |  | ILtg-Lfluor-Elec |  |  |  | LFLmpBlst-T12-48in-34w+MagES-RS-NLO(72w) | LFLmpBlst-T8-48in-32w-2g+El-RS-NLO(60w) | LFLmpBlst-T8-48in-32w-2g+El-IS-VHLO(41w) | Proposed | WP source e.g.: SCE13LG087r0 | FALSE | FALSE | Disposition: MeasuresList-May222014.xlsx | ErRobNc | ILtg-Lfluor-T12Mag |  | DEER1316-Ltg-Com-LF | 2013-01-01 |  | DEER2016 HOU Update |  |  |  |  | Standard | 20.6
4620 | C-In-LFLmpBlst-T8-48in-32w-2g+El-IS-NLO+Refl(59w)-dWP85-dWC0 | Commercial Indoor General Lighting: more efficient Linear Fluorescent Lamp & Ballast installed. Measure includes Code case. Impacts: Linear Fluorescent-based HOU (varies by BldgType) | DEER1314 | Lighting Disposition | 2015-03-06 | Com-Iltg-dWatt-LF | DEER | Scaled | Delta |  |  | None |  | TRUE |  | TRUE | Com | Any | Lighting | InGen-LF | Ltg_Lmp+Blst | LF_LmpBlst | LFLmpBlst-T8-48in-32w-2g+El-IS-NLO+Refl(59w) | LFLmpBlst-T8-48in-32w-2g+El-IS-NLO+Refl(59w) | ILtg-Lfluor-Elec |  |  |  | LFLmpBlst-T12-48in-34w+MagES-RS-NLO(144w) | LFLmpBlst-T8-48in-32w-2g+El-IS-NLO+Refl(59w) | LFLmpBlst-T8-48in-32w-2g+El-IS-NLO+Refl(59w) | Proposed |  | FALSE | FALSE | Disposition: MeasuresList-Dec1-2014.xlsx | ERrul | ILtg-Lfluor-T12Mag |  | DEER1316-Ltg-Com-LF | 2013-01-01 |  | DEER2016 HOU Update |  |  |  |  | Standard | 29.42 | 29.42 | 0 | LFLmpBlst-T8-48in-32w-2g+El-IS-NLO+Refl(59w) | LFLmpBlst-T8-48in-32w-2g+El-IS-NLO+Refl(59w) | 2 | 1 | 2 | 1
4625 | C-In-LFLmpBlst-T8-48in-32w-2g+El-IS-RLO(102w)-dWP21-dWC10 | Commercial Indoor General Lighting: more efficient Linear Fluorescent Lamp & Ballast installed. Measure includes Code case. Impacts: Linear Fluorescent-based HOU (varies by BldgType) | DEER1314 | Lighting Disposition | 2015-03-06 | Com-Iltg-dWatt-LF | DEER | Scaled | Delta |  |  | None |  | FALSE |  | TRUE | Com | Any | Lighting | InGen-LF | Ltg_Lmp+Blst | LF_LmpBlst | LFLmpBlst-T8-48in-32w-2g+El-IS-RLO(102w) | LFLmpBlst-T8-48in-32w-2g+El-IS-NLO(112w) | ILtg-Lfluor-Elec |  |  |  | LFLmpBlst-T12-96in-60w+MagES-RS-NLO(123w) | LFLmpBlst-T8-48in-32w-2g+El-IS-NLO(112w) | LFLmpBlst-T8-48in-32w-2g+El-IS-RLO(102w) | Proposed | WP source e.g.: SCE13LG087r0 | FALSE | FALSE | Disposition: MeasuresList-May222014.xlsx | ErRobNc | ILtg-Lfluor-T12Mag |  | DEER1316-Ltg-Com-LF | 2013-01-01 |  | DEER2016 HOU Update |  |  |  |  | Standard | 47.07 | 47.07 | 0 | LFLmpBlst-T8-48in-32w-2g+El-IS-RLO(102w) | LFLmpBlst-T8-48in-32w-2g+El-IS-NLO(112w) | 4 | 1 | 4 | 1
4648 | C-In-LFLmpBlst-T8-48in-32w-3g+El-IS-NLO+Refl(54w)-dWP61-dWC35 | Commercial Indoor General Lighting: more efficient Linear Fluorescent Lamp & Ballast installed. Measure includes Code case. Impacts: Linear Fluorescent-based HOU (varies by BldgType) | DEER1314 | Lighting Disposition | 2015-03-06 | Com-Iltg-dWatt-LF | DEER | Scaled | Delta |  |  | None |  | FALSE |  | TRUE | Com | Any | Lighting | InGen-LF | Ltg_Lmp+Blst | LF_LmpBlst | LFLmpBlst-T8-48in-32w-3g+El-IS-NLO+Refl(54w) | LFLmpBlst-T8-48in-32w-2g+El-IS-NLO(89w) | ILtg-Lfluor-Elec |  |  |  | LFLmpBlst-T12-48in-34w+MagES-RS-NLO(115w) | LFLmpBlst-T8-48in-32w-2g+El-IS-NLO(89w) | LFLmpBlst-T8-48in-32w-3g+El-IS-NLO+Refl(54w) | Proposed | WP source e.g.: SCE13LG087r0 | FALSE | FALSE | Disposition: MeasuresList-May222014.xlsx | ErRobNc | ILtg-Lfluor-T12Mag |  | DEER1316-Ltg-Com-LF | 2013-01-01 |  | DEER2016 HOU Update |  |  |  |  | Standard | 42.72 | 38.25 | 4.47 | LFLmpBlst-T8-48in-32w-3g+El-IS-NLO+Refl(54w) | LFLmpBlst-T8-48in-32w-2g+El-IS-NLO(89w) | 2 | 2 | 3 | 1
4644 | C-In-LFLmpBlst-T8-48in-32w-3g+El-IS-NLO(83w)-dWP61-dWC6 | Commercial Indoor General Lighting: more efficient Linear Fluorescent Lamp & Ballast installed. Measure includes Code case. Impacts: Linear Fluorescent-based HOU (varies by BldgType) | DEER1314 | Lighting Disposition | 2015-03-06 | Com-Iltg-dWatt-LF | DEER | Scaled | Delta |  |  | None |  | FALSE |  | TRUE | Com | Any | Lighting | InGen-LF | Ltg_Lmp+Blst | LF_LmpBlst | LFLmpBlst-T8-48in-32w-3g+El-IS-NLO(83w) | LFLmpBlst-T8-48in-32w-2g+El-IS-NLO(89w) | ILtg-Lfluor-Elec |  |  |  | LFLmpBlst-T12-48in-34w+MagES-RS-NLO(144w) | LFLmpBlst-T8-48in-32w-2g+El-IS-NLO(89w) | LFLmpBlst-T8-48in-32w-3g+El-IS-NLO(83w) | Proposed | WP source e.g.: SCE13LG087r0 | FALSE | FALSE | Disposition: MeasuresList-May222014.xlsx | ErRobNc | ILtg-Lfluor-T12Mag | Com-Lighting-InGen_T12-48in-72w-A_T8-48in-60w-B_T8-48in-54w-B | DEER1316-Ltg-Com-LF | 2013-01-01 |  | DEER2016 HOU Update |  |  |  |  | Standard | 40.53 | 38.25 | 2.28 | LFLmpBlst-T8-48in-32w-3g+El-IS-NLO(83w) | LFLmpBlst-T8-48in-32w-2g+El-IS-NLO(89w) | 3 | 1 | 3 | 1
4650 | C-In-LFLmpBlst-T8-48in-32w-3g+El-IS-NLO-1(162w)-dWP84-dWC13 | Commercial Indoor General Lighting: more efficient Linear Fluorescent Lamp & Ballast installed. Measure includes Code case. Impacts: Linear Fluorescent-based HOU (varies by BldgType) | DEER1314 | Lighting Disposition | 2015-03-06 | Com-Iltg-dWatt-LF | DEER | Scaled | Delta |  |  | None |  | FALSE |  | TRUE | Com | Any | Lighting | InGen-LF | Ltg_Lmp+Blst | LF_LmpBlst | LFLmpBlst-T8-48in-32w-3g+El-IS-NLO-1(162w) | LFLmpBlst-T8-48in-32w-2g+El-IS-NLO(175w) | ILtg-Lfluor-Elec |  |  |  | LFLmpBlst-T12-96in-60w+MagES-RS-NLO(246w) | LFLmpBlst-T8-48in-32w-2g+El-IS-NLO(175w) | LFLmpBlst-T8-48in-32w-3g+El-IS-NLO-1(162w) | Proposed | WP source e.g.: SCE13LG087r0 | FALSE | FALSE | Disposition: MeasuresList-May222014.xlsx | ErRobNc | ILtg-Lfluor-T12Mag |  | DEER1316-Ltg-Com-LF | 2013-01-01 |  | DEER2016 HOU Update |  |  |  |  | Standard | 81.05 | 76.49 | 4.56 | LFLmpBlst-T8-48in-32w-3g+El-IS-NLO-1(162w) | LFLmpBlst-T8-48in-32w-2g+El-IS-NLO(175w) | 6 | 2 | 6 | 2
4458 | C-In-LFLmpBlst-T5-46in-49w+El-IS-NLO(49w)-dWP5 | Commercial Indoor General Lighting: more efficient Linear Fluorescent Lamp & Ballast installed. Measure includes Code case. Impacts: Linear Fluorescent-based HOU (varies by BldgType) | DEER1314 | Lighting Disposition | 2015-03-06 | Com-Iltg-dWatt-LF | DEER | Scaled | Delta |  |  | None |  | FALSE |  | TRUE | Com | Any | Lighting | InGen-LF | Ltg_Lmp+Blst | LF_LmpBlst | LFLmpBlst-T5-46in-49w+El-IS-NLO(49w) | LFLmpBlst-T5-46in-54w+El-PS-NLO(54w) | ILtg-T5 |  |  |  | LFLmpBlst-T5-46in-54w+El-PS-NLO(54w) | LFLmpBlst-T5-46in-54w+El-PS-NLO(54w) | LFLmpBlst-T5-46in-49w+El-IS-NLO(49w) | Proposed | WP source e.g.: WPSDGENRLG0013r3 | FALSE | FALSE | Disposition: MeasuresList-May222014.xlsx | RobNc | ILtg-T5 |  | DEER1316-Ltg-Com-LF | 2013-01-01 |  | DEER2016 HOU Update |  |  |  |  | Standard | 29.63 | 47.85 | -18.22 | LFLmpBlst-T5-46in-49w+El-IS-NLO(49w) | LFLmpBlst-T5-46in-54w+El-PS-NLO(54w) | 1 | 1 | 1 | 1
4503 | C-In-LFLmpBlst-T8-36in-25w+El-IS-RLO(86w)-dWP26 | Commercial Indoor General Lighting: more efficient Linear Fluorescent Lamp & Ballast installed. Measure includes Code case. Impacts: Linear Fluorescent-based HOU (varies by BldgType) | DEER1314 | Lighting Disposition | 2015-03-06 | Com-Iltg-dWatt-LF | DEER | Scaled | Delta |  |  | None |  | FALSE |  | TRUE | Com | Any | Lighting | InGen-LF | Ltg_Lmp+Blst | LF_LmpBlst |  | LFLmpBlst-T8-48in-32w-1g+El-IS-NLO(112w) | ILtg-Lfluor-Elec |  |  |  | LFLmpBlst-T8-48in-32w-1g+El-IS-NLO(112w) | LFLmpBlst-T8-48in-32w-1g+El-IS-NLO(112w) | LFLmpBlst-T8-36in-25w+El-IS-RLO(86w) | Proposed | WP source e.g.: WPSDGENRLG0013r3 | FALSE | FALSE | Disposition: MeasuresList-May222014.xlsx | RobNc | ILtg-Lfluor-Elec |  | DEER1316-Ltg-Com-LF | 2013-01-01 |  | DEER2016 HOU Update |  |  |  |  | Standard |  | 42.99
4598 | C-In-LFLmpBlst-T8-48in-30w+El-IS-NLO(27w)-dWP9-dWC4 | Commercial Indoor General Lighting: more efficient Linear Fluorescent Lamp & Ballast installed. Measure includes Code case. Impacts: Linear Fluorescent-based HOU (varies by BldgType) | DEER1314 | Lighting Disposition | 2015-03-06 | Com-Iltg-dWatt-LF | DEER | Scaled | Delta |  |  | None |  | FALSE |  | TRUE | Com | Any | Lighting | InGen-LF | Ltg_Lmp+Blst | LF_LmpBlst | LFLmpBlst-T8-48in-30w+El-IS-NLO(27w) | LFLmpBlst-T8-48in-32w-2g+El-IS-NLO(31w) | ILtg-Lfluor-Elec |  |  |  | LFLmpBlst-T12-48in-34w+MagES-RS-NLO(36w) | LFLmpBlst-T8-48in-32w-2g+El-IS-NLO(31w) | LFLmpBlst-T8-48in-30w+El-IS-NLO(27w) | Proposed | WP source e.g.: SCE13LG087r0 | FALSE | FALSE | Disposition: MeasuresList-May222014.xlsx | ErRobNc | ILtg-Lfluor-T12Mag |  | DEER1316-Ltg-Com-LF | 2013-01-01 |  | DEER2016 HOU Update |  |  |  |  | Standard | 22.07 | 20.6 | 1.47 | LFLmpBlst-T8-48in-30w+El-IS-NLO(27w) | LFLmpBlst-T8-48in-32w-2g+El-IS-NLO(31w) | 1 | 1 | 1 | 1
4663 | C-In-LFLmpBlst-T8-48in-32w-3g+El-IS-RLO+Refl(48w)-dWP54 | Commercial Indoor General Lighting: more efficient Linear Fluorescent Lamp & Ballast installed. Measure includes Code case. Impacts: Linear Fluorescent-based HOU (varies by BldgType) | DEER1314 | Lighting Disposition | 2015-03-06 | Com-Iltg-dWatt-LF | DEER | Scaled | Delta |  |  | None |  | FALSE |  | TRUE | Com | Any | Lighting | InGen-LF | Ltg_Lmp+Blst | LF_LmpBlst | LFLmpBlst-T8-48in-32w-3g+El-IS-RLO+Refl(48w) | LFLmpBlst-T8-48in-32w-1g+El-IS-RLO(102w) | ILtg-Lfluor-Elec |  |  |  | LFLmpBlst-T8-48in-32w-1g+El-IS-RLO(102w) | LFLmpBlst-T8-48in-32w-1g+El-IS-RLO(102w) | LFLmpBlst-T8-48in-32w-3g+El-IS-RLO+Refl(48w) | Proposed | WP source e.g.: SCE13LG087r0 | FALSE | FALSE | Disposition: MeasuresList-May222014.xlsx | RobNc | ILtg-Lfluor-Elec | Com-Lighting-InGen_T12-96in-246w-A_T8-48in-224w-B_T8-48in-188w | DEER1316-Ltg-Com-LF | 2013-01-01 |  | DEER2016 HOU Update |  |  |  |  | Standard | 30.94 | 42.99 | -12.05 | LFLmpBlst-T8-48in-32w-3g+El-IS-RLO+Refl(48w) | LFLmpBlst-T8-48in-32w-1g+El-IS-RLO(102w) | 2 | 1 | 4 | 1
4667 | C-In-LFLmpBlst-T8-48in-32w-3g+El-RS-HLO(34w)-dWP49 | Commercial Indoor General Lighting: more efficient Linear Fluorescent Lamp & Ballast installed. Measure includes Code case. Impacts: Linear Fluorescent-based HOU (varies by BldgType) | DEER1314 | Lighting Disposition | 2015-03-06 | Com-Iltg-dWatt-LF | DEER | Scaled | Delta |  |  | None |  | FALSE |  | TRUE | Com | Any | Lighting | InGen-LF | Ltg_Lmp+Blst | LF_LmpBlst |  | LFLmpBlst-T8-48in-32w-3g+El-IS-NLO(83w) | ILtg-Lfluor-Elec |  |  |  | LFLmpBlst-T8-48in-32w-3g+El-IS-NLO(83w) | LFLmpBlst-T8-48in-32w-3g+El-IS-NLO(83w) | LFLmpBlst-T8-48in-32w-3g+El-RS-HLO(34w) | Proposed | WP source e.g.: WPSDGENRLG0013r3 | FALSE | FALSE | Disposition: MeasuresList-May222014.xlsx | RobNc | ILtg-Lfluor-Elec |  | DEER1316-Ltg-Com-LF | 2013-01-01 |  | DEER2016 HOU Update |  |  |  |  | Standard |  | 40.53
4555 | C-In-LFLmpBlst-T8-48in-28w+El-IS-NLO+Refl(53w)-dWP59 | Commercial Indoor General Lighting: more efficient Linear Fluorescent Lamp & Ballast installed. Measure includes Code case. Impacts: Linear Fluorescent-based HOU (varies by BldgType) | DEER1314 | Lighting Disposition | 2015-03-06 | Com-Iltg-dWatt-LF | DEER | Scaled | Delta |  |  | None |  | FALSE |  | TRUE | Com | Any | Lighting | InGen-LF | Ltg_Lmp+Blst | LF_LmpBlst | LFLmpBlst-T8-48in-28w+El-IS-NLO+Refl(53w) | LFLmpBlst-T8-48in-32w-1g+El-IS-NLO(112w) | ILtg-Lfluor-Elec |  |  |  | LFLmpBlst-T8-48in-32w-1g+El-IS-NLO(112w) | LFLmpBlst-T8-48in-32w-1g+El-IS-NLO(112w) | LFLmpBlst-T8-48in-28w+El-IS-NLO+Refl(53w) | Proposed | WP source e.g.: SCE13LG087r0 | FALSE | FALSE | Disposition: MeasuresList-May222014.xlsx | RobNc | ILtg-Lfluor-Elec |  | DEER1316-Ltg-Com-LF | 2013-01-01 |  | DEER2016 HOU Update |  |  |  |  | Standard | 33.54 | 42.99 | -9.45 | LFLmpBlst-T8-48in-28w+El-IS-NLO+Refl(53w) | LFLmpBlst-T8-48in-32w-1g+El-IS-NLO(112w) | 2 | 1 | 4 | 1
4679 | C-In-LFLmpBlst-T8-96in-59w+El-IS-RLO(49w)-dWP63-dWC9 | Commercial Indoor General Lighting: more efficient Linear Fluorescent Lamp & Ballast installed. Measure includes Code case. Impacts: Linear Fluorescent-based HOU (varies by BldgType) | DEER1314 | Lighting Disposition | 2015-03-06 | Com-Iltg-dWatt-LF | DEER | Scaled | Delta |  |  | None |  | TRUE |  | TRUE | Com | Any | Lighting | InGen-LF | Ltg_Lmp+Blst | LF_LmpBlst | LFLmpBlst-T8-96in-59w+El-IS-RLO(49w) | LFLmpBlst-T8-96in-59w+El-IS-NLO(58w) | ILtg-Lfluor-Elec |  |  |  | LFLmpBlst-T12-96in-95w+MagStd-RS-NLO(112w) | LFLmpBlst-T8-96in-59w+El-IS-NLO(58w) | LFLmpBlst-T8-96in-59w+El-IS-RLO(49w) | Proposed |  | FALSE | FALSE | Disposition: MeasuresList-Dec1-2014.xlsx | ErRobNc | ILtg-Lfluor-T12Mag |  | DEER1316-Ltg-Com-LF | 2013-01-01 |  | DEER2016 HOU Update |  |  |  |  | Standard | 25.08 | 30.97 | -5.89 | LFLmpBlst-T8-96in-59w+El-IS-RLO(49w) | LFLmpBlst-T8-96in-59w+El-IS-NLO(58w) | 1 | 0.5 | 1 | 1
4656 | C-In-LFLmpBlst-T8-48in-32w-3g+El-IS-RLO(48w)-dWP24-dWC11 | Commercial Indoor General Lighting: more efficient Linear Fluorescent Lamp & Ballast installed. Measure includes Code case. Impacts: Linear Fluorescent-based HOU (varies by BldgType) | DEER1314 | Lighting Disposition | 2015-03-06 | Com-Iltg-dWatt-LF | DEER | Scaled | Delta |  |  | None |  | FALSE |  | TRUE | Com | Any | Lighting | InGen-LF | Ltg_Lmp+Blst | LF_LmpBlst | LFLmpBlst-T8-48in-32w-3g+El-IS-RLO(48w) | LFLmpBlst-T8-48in-32w-2g+El-IS-NLO(59w) | ILtg-Lfluor-Elec |  |  |  | LFLmpBlst-T12-48in-34w+MagES-RS-NLO(72w) | LFLmpBlst-T8-48in-32w-2g+El-IS-NLO(59w) | LFLmpBlst-T8-48in-32w-3g+El-IS-RLO(48w) | Proposed | WP source e.g.: SCE13LG087r0 | FALSE | FALSE | Disposition: MeasuresList-May222014.xlsx | ErRobNc | ILtg-Lfluor-T12Mag |  | DEER1316-Ltg-Com-LF | 2013-01-01 |  | DEER2016 HOU Update |  |  |  |  | Standard | 30.94 | 29.42 | 1.52 | LFLmpBlst-T8-48in-32w-3g+El-IS-RLO(48w) | LFLmpBlst-T8-48in-32w-2g+El-IS-NLO(59w) | 2 | 1 | 2 | 1
4664 | C-In-LFLmpBlst-T8-48in-32w-3g+El-IS-RLO+Refl(48w)-dWP64 | Commercial Indoor General Lighting: more efficient Linear Fluorescent Lamp & Ballast installed. Measure includes Code case. Impacts: Linear Fluorescent-based HOU (varies by BldgType) | DEER1314 | Lighting Disposition | 2015-03-06 | Com-Iltg-dWatt-LF | DEER | Scaled | Delta |  |  | None |  | FALSE |  | TRUE | Com | Any | Lighting | InGen-LF | Ltg_Lmp+Blst | LF_LmpBlst | LFLmpBlst-T8-48in-32w-3g+El-IS-RLO+Refl(48w) | LFLmpBlst-T8-48in-32w-2g+El-IS-NLO(112w) | ILtg-Lfluor-Elec |  |  |  | LFLmpBlst-T8-48in-32w-2g+El-IS-NLO(112w) | LFLmpBlst-T8-48in-32w-2g+El-IS-NLO(112w) | LFLmpBlst-T8-48in-32w-3g+El-IS-RLO+Refl(48w) | Proposed | WP source e.g.: SCE13LG087r0 | FALSE | FALSE | Disposition: MeasuresList-May222014.xlsx | RobNc | ILtg-Lfluor-Elec | Com-Lighting-InGen_T12-48in-41w_T8-48in-31w-D_T8-48in-25w-C | DEER1316-Ltg-Com-LF | 2013-01-01 |  | DEER2016 HOU Update |  |  |  |  | Standard | 30.94 | 47.07 | -16.13 | LFLmpBlst-T8-48in-32w-3g+El-IS-RLO+Refl(48w) | LFLmpBlst-T8-48in-32w-2g+El-IS-NLO(112w) | 2 | 1 | 4 | 1
4674 | C-In-LFLmpBlst-T8-96in-59w+El-IS-NLO(167w)-dWP43-dWC0 | Commercial Indoor General Lighting: more efficient Linear Fluorescent Lamp & Ballast installed. Measure includes Code case. Impacts: Linear Fluorescent-based HOU (varies by BldgType) | DEER1314 | Lighting Disposition | 2015-03-06 | Com-Iltg-dWatt-LF | DEER | Scaled | Delta |  |  | None |  | FALSE |  | TRUE | Com | Any | Lighting | InGen-LF | Ltg_Lmp+Blst | LF_LmpBlst | LFLmpBlst-T8-96in-59w+El-IS-NLO(167w) | LFLmpBlst-T8-96in-59w+El-IS-NLO(167w) | ILtg-Lfluor-Elec |  |  |  | LFLmpBlst-T12-96in-60w+MagES-RS-NLO(210w) | LFLmpBlst-T8-96in-59w+El-IS-NLO(167w) | LFLmpBlst-T8-96in-59w+El-IS-NLO(167w) | Proposed | WP source e.g.: SCE13LG087r0 | FALSE | FALSE | Disposition: MeasuresList-May222014.xlsx | ERrul | ILtg-Lfluor-T12Mag |  | DEER1316-Ltg-Com-LF | 2013-01-01 |  | DEER2016 HOU Update |  |  |  |  | Standard | 81.13 | 81.13 | 0 | LFLmpBlst-T8-96in-59w+El-IS-NLO(167w) | LFLmpBlst-T8-96in-59w+El-IS-NLO(167w) | 3 | 2 | 3 | 2
4437 | C-In-LFLmpBlst-T5-34in-21w+El-IS-NLO(48w)-dWP18 | Commercial Indoor General Lighting: more efficient Linear Fluorescent Lamp & Ballast installed. Measure includes Code case. Impacts: Linear Fluorescent-based HOU (varies by BldgType) | DEER1314 | Lighting Disposition | 2015-03-06 | Com-Iltg-dWatt-LF | DEER | Scaled | Delta |  |  | None |  | FALSE |  | TRUE | Com | Any | Lighting | InGen-LF | Ltg_Lmp+Blst | LF_LmpBlst | LFLmpBlst-T5-34in-21w+El-IS-NLO(48w) |  | ILtg-T5 |  |  |  | LFLmpBlst-T12-36in-25w+MagES-RS-NLO(66w) | LFLmpBlst-T12-36in-25w+MagES-RS-NLO(66w) | LFLmpBlst-T5-34in-21w+El-IS-NLO(48w) | Proposed | WP source e.g.: PGE3PLTG176r0 | FALSE | FALSE | Disposition: MeasuresList-May222014.xlsx | RobNc | ILtg-Lfluor-T12Mag |  | DEER1316-Ltg-Com-LF | 2013-01-01 |  | DEER2016 HOU Update |  |  |  |  | Standard | 39.12
4452 | C-In-LFLmpBlst-T5-46in-49w+El-IS-HLO(49w)-dWP5 | Commercial Indoor General Lighting: more efficient Linear Fluorescent Lamp & Ballast installed. Measure includes Code case. Impacts: Linear Fluorescent-based HOU (varies by BldgType) | DEER1314 | Lighting Disposition | 2015-03-06 | Com-Iltg-dWatt-LF | DEER | Scaled | Delta |  |  | None |  | FALSE |  | TRUE | Com | Any | Lighting | InGen-LF | Ltg_Lmp+Blst | LF_LmpBlst | LFLmpBlst-T5-46in-49w+El-IS-HLO(49w) | LFLmpBlst-T5-46in-54w+El-IS-HLO(54w) | ILtg-T5 |  |  |  | LFLmpBlst-T5-46in-54w+El-IS-HLO(54w) | LFLmpBlst-T5-46in-54w+El-IS-HLO(54w) | LFLmpBlst-T5-46in-49w+El-IS-HLO(49w) | Proposed | WP source e.g.: SCE13LG087r0 | FALSE | FALSE | Disposition: MeasuresList-May222014.xlsx | RobNc | ILtg-T5 | Com-Lighting-InGen_T12-48in-115w_T5-46in-64w_T5-46in-64w | DEER1316-Ltg-Com-LF | 2013-01-01 |  | DEER2016 HOU Update |  |  |  |  | Standard | 29.63 | 30.66 | -1.03 | LFLmpBlst-T5-46in-49w+El-IS-HLO(49w) | LFLmpBlst-T5-46in-54w+El-IS-HLO(54w) | 1 | 1 | 1 | 1
4435 | C-In-LFLmpBlst-T5-22in-14w+El-RS-HLO(34w)-dWP26 | Commercial Indoor General Lighting: more efficient Linear Fluorescent Lamp & Ballast installed. Measure includes Code case. Impacts: Linear Fluorescent-based HOU (varies by BldgType) | DEER1314 | Lighting Disposition | 2015-03-06 | Com-Iltg-dWatt-LF | DEER | Scaled | Delta |  |  | None |  | FALSE |  | TRUE | Com | Any | Lighting | InGen-LF | Ltg_Lmp+Blst | LF_LmpBlst | LFLmpBlst-T5-22in-14w+El-RS-HLO(34w) |  | ILtg-T5 |  |  |  | LFLmpBlst-U6-22in-32w+El-IS-NLO(60w) | LFLmpBlst-U6-22in-32w+El-IS-NLO(60w) | LFLmpBlst-T5-22in-14w+El-RS-HLO(34w) | Proposed | WP source e.g.: WPSDGENRLG0022r3 | FALSE | FALSE | Disposition: MeasuresList-May222014.xlsx | RobNc | ILtg-Lfluor-Elec |  | DEER1316-Ltg-Com-LF | 2013-01-01 |  | DEER2016 HOU Update |  |  |  |  | Standard | 34.27
4454 | C-In-LFLmpBlst-T5-46in-49w+El-IS-NLO(172w)-dWP15 | Commercial Indoor General Lighting: more efficient Linear Fluorescent Lamp & Ballast installed. Measure includes Code case. Impacts: Linear Fluorescent-based HOU (varies by BldgType) | DEER1314 | Lighting Disposition | 2015-03-06 | Com-Iltg-dWatt-LF | DEER | Scaled | Delta |  |  | None |  | TRUE |  | TRUE | Com | Any | Lighting | InGen-LF | Ltg_Lmp+Blst | LF_LmpBlst | LFLmpBlst-T5-46in-49w+El-IS-NLO(172w) | LFLmpBlst-T5-46in-54w+El-IS-HLO(187w) | ILtg-T5 |  |  |  | LFLmpBlst-T5-46in-54w+El-IS-HLO(187w) | LFLmpBlst-T5-46in-54w+El-IS-HLO(187w) | LFLmpBlst-T5-46in-49w+El-IS-NLO(172w) | Proposed |  | FALSE | FALSE | Disposition: MeasuresList-Dec1-2014.xlsx | RobNc | ILtg-T5 |  | DEER1316-Ltg-Com-LF | 2013-01-01 |  | DEER2016 HOU Update |  |  |  |  | Standard | 65.33 | 68.43 | -3.1 | LFLmpBlst-T5-46in-49w+El-IS-NLO(172w) | LFLmpBlst-T5-46in-54w+El-IS-HLO(187w) | 3 | 1 | 3 | 1
4498 | C-In-LFLmpBlst-T8-36in-25w+El-IS-NLO(87w)-dWP35 | Commercial Indoor General Lighting: more efficient Linear Fluorescent Lamp & Ballast installed. Measure includes Code case. Impacts: Linear Fluorescent-based HOU (varies by BldgType) | DEER1314 | Lighting Disposition | 2015-03-06 | Com-Iltg-dWatt-LF | DEER | Scaled | Delta |  |  | None |  | FALSE |  | TRUE | Com | Any | Lighting | InGen-LF | Ltg_Lmp+Blst | LF_LmpBlst |  |  | ILtg-Lfluor-Elec |  |  |  | LFLmpBlst-T12-72in-55w+MagES-RS-NLO(122w) | LFLmpBlst-T12-72in-55w+MagES-RS-NLO(122w) | LFLmpBlst-T8-36in-25w+El-IS-NLO(87w) | Proposed | WP source e.g.: PGECOLTG160r1 | FALSE | FALSE | Disposition: MeasuresList-May222014.xlsx | RobNc | ILtg-Lfluor-T12Mag |  | DEER1316-Ltg-Com-LF | 2013-01-01 |  | DEER2016 HOU Update |  |  |  |  | Standard
4547 | C-In-LFLmpBlst-T8-48in-28w+El-IS-NLO(53w)-dWP59 | Commercial Indoor General Lighting: more efficient Linear Fluorescent Lamp & Ballast installed. Measure includes Code case. Impacts: Linear Fluorescent-based HOU (varies by BldgType) | DEER1314 | Lighting Disposition | 2015-03-06 | Com-Iltg-dWatt-LF | DEER | Scaled | Delta |  |  | None |  | FALSE |  | TRUE | Com | Any | Lighting | InGen-LF | Ltg_Lmp+Blst | LF_LmpBlst | LFLmpBlst-T8-48in-28w+El-IS-NLO(53w) | LFLmpBlst-T8-48in-32w-1g+El-IS-NLO(112w) | ILtg-Lfluor-Elec |  |  |  | LFLmpBlst-T8-48in-32w-1g+El-IS-NLO(112w) | LFLmpBlst-T8-48in-32w-1g+El-IS-NLO(112w) | LFLmpBlst-T8-48in-28w+El-IS-NLO(53w) | Proposed | WP source e.g.: WPSDGENRLG0120r3 | FALSE | FALSE | Disposition: MeasuresList-May222014.xlsx | RobNc | ILtg-Lfluor-Elec |  | DEER1316-Ltg-Com-LF | 2013-01-01 |  | DEER2016 HOU Update |  |  |  |  | Standard | 33.54 | 42.99 | -9.45 | LFLmpBlst-T8-48in-28w+El-IS-NLO(53w) | LFLmpBlst-T8-48in-32w-1g+El-IS-NLO(112w) | 2 | 1 | 4 | 1
4586 | C-In-LFLmpBlst-T8-48in-28w+El-PS-HLO(92w)-dWP20 | Commercial Indoor General Lighting: more efficient Linear Fluorescent Lamp & Ballast installed. Measure includes Code case. Impacts: Linear Fluorescent-based HOU (varies by BldgType) | DEER1314 | Lighting Disposition | 2015-03-06 | Com-Iltg-dWatt-LF | DEER | Scaled | Delta |  |  | None |  | FALSE |  | TRUE | Com | Any | Lighting | InGen-LF | Ltg_Lmp+Blst | LF_LmpBlst | LFLmpBlst-T8-48in-28w+El-PS-HLO(92w) | LFLmpBlst-T8-48in-32w-1g+El-IS-NLO(112w) | ILtg-Lfluor-Elec |  |  |  | LFLmpBlst-T8-48in-32w-1g+El-IS-NLO(112w) | LFLmpBlst-T8-48in-32w-1g+El-IS-NLO(112w) | LFLmpBlst-T8-48in-28w+El-PS-HLO(92w) | Proposed | WP source e.g.: WPSDGENRLG0013r3 | FALSE | FALSE | Disposition: MeasuresList-May222014.xlsx | RobNc | ILtg-Lfluor-Elec |  | DEER1316-Ltg-Com-LF | 2013-01-01 |  | DEER2016 HOU Update |  |  |  |  | Standard | 61.6 | 42.99 | 18.61 | LFLmpBlst-T8-48in-28w+El-PS-HLO(92w) | LFLmpBlst-T8-48in-32w-1g+El-IS-NLO(112w) | 3 | 1 | 4 | 1
4612 | C-In-LFLmpBlst-T8-48in-32w-2g+El-IS-NLO(112w)-dWP104-dWC0 | Commercial Indoor General Lighting: more efficient Linear Fluorescent Lamp & Ballast installed. Measure includes Code case. Impacts: Linear Fluorescent-based HOU (varies by BldgType) | DEER1314 | Lighting Disposition | 2015-03-06 | Com-Iltg-dWatt-LF | DEER | Scaled | Delta |  |  | None |  | TRUE |  | TRUE | Com | Any | Lighting | InGen-LF | Ltg_Lmp+Blst | LF_LmpBlst | LFLmpBlst-T8-48in-32w-2g+El-IS-NLO(112w) | LFLmpBlst-T8-48in-32w-2g+El-IS-NLO(112w) | ILtg-Lfluor-Elec |  |  |  | LFLmpBlst-T12-48in-34w+MagES-RS-NLO(216w) | LFLmpBlst-T8-48in-32w-2g+El-IS-NLO(112w) | LFLmpBlst-T8-48in-32w-2g+El-IS-NLO(112w) | Proposed |  | FALSE | FALSE | Disposition: MeasuresList-Dec1-2014.xlsx | ERrul | ILtg-Lfluor-T12Mag |  | DEER1316-Ltg-Com-LF | 2013-01-01 |  | DEER2016 HOU Update |  |  |  |  | Standard | 47.07 | 47.07 | 0 | LFLmpBlst-T8-48in-32w-2g+El-IS-NLO(112w) | LFLmpBlst-T8-48in-32w-2g+El-IS-NLO(112w) | 4 | 1 | 4 | 1
4655 | C-In-LFLmpBlst-T8-48in-32w-3g+El-IS-RLO(48w)-dWP11-dWC0 | Commercial Indoor General Lighting: more efficient Linear Fluorescent Lamp & Ballast installed. Measure includes Code case. Impacts: Linear Fluorescent-based HOU (varies by BldgType) | DEER1314 | Lighting Disposition | 2015-03-06 | Com-Iltg-dWatt-LF | DEER | Scaled | Delta |  |  | None |  | TRUE |  | TRUE | Com | Any | Lighting | InGen-LF | Ltg_Lmp+Blst | LF_LmpBlst | LFLmpBlst-T8-48in-32w-3g+El-IS-RLO(48w) | LFLmpBlst-T8-48in-32w-3g+El-IS-RLO(48w) | ILtg-Lfluor-Elec |  |  |  | LFLmpBlst-T8-48in-32w-1g+El-IS-NLO(59w) | LFLmpBlst-T8-48in-32w-3g+El-IS-RLO(48w) | LFLmpBlst-T8-48in-32w-3g+El-IS-RLO(48w) | Proposed |  | FALSE | FALSE | Disposition: MeasuresList-Dec1-2014.xlsx | ERrul | ILtg-Lfluor-Elec |  | DEER1316-Ltg-Com-LF | 2013-01-01 |  | DEER2016 HOU Update |  |  |  |  | Standard | 30.94 | 30.94 | 0 | LFLmpBlst-T8-48in-32w-3g+El-IS-RLO(48w) | LFLmpBlst-T8-48in-32w-3g+El-IS-RLO(48w) | 2 | 1 | 2 | 1
4495 | C-In-LFLmpBlst-T8-24in-17w+El-RS-VHLO(22w)-dWP38 | Commercial Indoor General Lighting: more efficient Linear Fluorescent Lamp & Ballast installed. Measure includes Code case. Impacts: Linear Fluorescent-based HOU (varies by BldgType) | DEER1314 | Lighting Disposition | 2015-03-06 | Com-Iltg-dWatt-LF | DEER | Scaled | Delta |  |  | None |  | FALSE |  | TRUE | Com | Any | Lighting | InGen-LF | Ltg_Lmp+Blst | LF_LmpBlst |  |  | ILtg-Lfluor-Elec |  |  |  | LFLmpBlst-U6-22in-32w+El-IS-NLO(60w) | LFLmpBlst-U6-22in-32w+El-IS-NLO(60w) | LFLmpBlst-T8-24in-17w+El-RS-VHLO(22w) | Proposed | WP source e.g.: SCE13LG087r0 | FALSE | FALSE | Disposition: MeasuresList-May222014.xlsx | RobNc | ILtg-Lfluor-Elec |  | DEER1316-Ltg-Com-LF | 2013-01-01 |  | DEER2016 HOU Update |  |  |  |  | Standard
4563 | C-In-LFLmpBlst-T8-48in-28w+El-IS-RLO(24w)-dWP85-dWC0 | Commercial Indoor General Lighting: more efficient Linear Fluorescent Lamp & Ballast installed. Measure includes Code case. Impacts: Linear Fluorescent-based HOU (varies by BldgType) | DEER1314 | Lighting Disposition | 2015-03-06 | Com-Iltg-dWatt-LF | DEER | Scaled | Delta |  |  | None |  | TRUE |  | TRUE | Com | Any | Lighting | InGen-LF | Ltg_Lmp+Blst | LF_LmpBlst | LFLmpBlst-T8-48in-28w+El-IS-RLO(24w) | LFLmpBlst-T8-48in-28w+El-IS-RLO(24w) | ILtg-Lfluor-Elec |  |  |  | LFLmpBlst-T12-48in-30w+MagStd-IS-NLO(109w) | LFLmpBlst-T8-48in-28w+El-IS-RLO(24w) | LFLmpBlst-T8-48in-28w+El-IS-RLO(24w) | Proposed |  | FALSE | FALSE | Disposition: MeasuresList-Dec1-2014.xlsx | ERrul | ILtg-Lfluor-T12Mag |  | DEER1316-Ltg-Com-LF | 2014-05-29 |  | DEER2016 HOU Update |  |  |  |  | Standard | 22.66 | 22.66 | 0 | LFLmpBlst-T8-48in-28w+El-IS-RLO(24w) | LFLmpBlst-T8-48in-28w+El-IS-RLO(24w) | 1 | 1 | 1 | 1
4574 | C-In-LFLmpBlst-T8-48in-28w+El-IS-RLO(65w)-dWP79-dWC0 | Commercial Indoor General Lighting: more efficient Linear Fluorescent Lamp & Ballast installed. Measure includes Code case. Impacts: Linear Fluorescent-based HOU (varies by BldgType) | DEER1314 | Lighting Disposition | 2015-03-06 | Com-Iltg-dWatt-LF | DEER | Scaled | Delta |  |  | None |  | TRUE |  | TRUE | Com | Any | Lighting | InGen-LF | Ltg_Lmp+Blst | LF_LmpBlst | LFLmpBlst-T8-48in-28w+El-IS-RLO(65w) | LFLmpBlst-T8-48in-28w+El-IS-RLO(65w) | ILtg-Lfluor-Elec |  |  |  | LFLmpBlst-T12-48in-30w+MagStd-IS-NLO(144w) | LFLmpBlst-T8-48in-28w+El-IS-RLO(65w) | LFLmpBlst-T8-48in-28w+El-IS-RLO(65w) | Proposed |  | FALSE | FALSE | Disposition: MeasuresList-Dec1-2014.xlsx | ERrul | ILtg-Lfluor-T12Mag |  | DEER1316-Ltg-Com-LF | 2014-05-29 |  | DEER2016 HOU Update |  |  |  |  | Standard | 44.41 | 44.41 | 0 | LFLmpBlst-T8-48in-28w+El-IS-RLO(65w) | LFLmpBlst-T8-48in-28w+El-IS-RLO(65w) | 3 | 1 | 3 | 1
4593 | C-In-LFLmpBlst-T8-48in-28w+El-PS-VHLO(64w)-dWP48 | Commercial Indoor General Lighting: more efficient Linear Fluorescent Lamp & Ballast installed. Measure includes Code case. Impacts: Linear Fluorescent-based HOU (varies by BldgType) | DEER1314 | Lighting Disposition | 2015-03-06 | Com-Iltg-dWatt-LF | DEER | Scaled | Delta |  |  | None |  | FALSE |  | TRUE | Com | Any | Lighting | InGen-LF | Ltg_Lmp+Blst | LF_LmpBlst | LFLmpBlst-T8-48in-28w+El-PS-VHLO(64w) | LFLmpBlst-T8-48in-32w-1g+El-IS-NLO(112w) | ILtg-Lfluor-Elec |  |  |  | LFLmpBlst-T8-48in-32w-1g+El-IS-NLO(112w) | LFLmpBlst-T8-48in-32w-1g+El-IS-NLO(112w) | LFLmpBlst-T8-48in-28w+El-PS-VHLO(64w) | Proposed | WP source e.g.: SCE13LG087r0 | FALSE | FALSE | Disposition: MeasuresList-May222014.xlsx | RobNc | ILtg-Lfluor-Elec |  | DEER1316-Ltg-Com-LF | 2013-01-01 |  | DEER2016 HOU Update |  |  |  |  | Standard | 50.73 | 42.99 | 7.74 | LFLmpBlst-T8-48in-28w+El-PS-VHLO(64w) | LFLmpBlst-T8-48in-32w-1g+El-IS-NLO(112w) | 2 | 1 | 4 | 1
4597 | C-In-LFLmpBlst-T8-48in-30w+El-IS-NLO(27w)-dWP16-dWC4 | Commercial Indoor General Lighting: more efficient Linear Fluorescent Lamp & Ballast installed. Measure includes Code case. Impacts: Linear Fluorescent-based HOU (varies by BldgType) | DEER1314 | Lighting Disposition | 2015-03-06 | Com-Iltg-dWatt-LF | DEER | Scaled | Delta |  |  | None |  | FALSE |  | TRUE | Com | Any | Lighting | InGen-LF | Ltg_Lmp+Blst | LF_LmpBlst | LFLmpBlst-T8-48in-30w+El-IS-NLO(27w) | LFLmpBlst-T8-48in-32w-2g+El-IS-NLO(31w) | ILtg-Lfluor-Elec |  |  |  | LFLmpBlst-T12-48in-34w+MagES-RS-NLO(43w) | LFLmpBlst-T8-48in-32w-2g+El-IS-NLO(31w) | LFLmpBlst-T8-48in-30w+El-IS-NLO(27w) | Proposed | WP source e.g.: SCE13LG087r0 | FALSE | FALSE | Disposition: MeasuresList-May222014.xlsx | ErRobNc | ILtg-Lfluor-T12Mag |  | DEER1316-Ltg-Com-LF | 2013-01-01 |  | DEER2016 HOU Update |  |  |  |  | Standard | 22.07 | 20.6 | 1.47 | LFLmpBlst-T8-48in-30w+El-IS-NLO(27w) | LFLmpBlst-T8-48in-32w-2g+El-IS-NLO(31w) | 1 | 1 | 1 | 1
4639 | C-In-LFLmpBlst-T8-48in-32w-3g+El-IS-NLO(54w)-dWP20-dWC5 | Commercial Indoor General Lighting: more efficient Linear Fluorescent Lamp & Ballast installed. Measure includes Code case. Impacts: Linear Fluorescent-based HOU (varies by BldgType) | DEER1314 | Lighting Disposition | 2015-03-06 | Com-Iltg-dWatt-LF | DEER | Scaled | Delta |  |  | None |  | FALSE |  | TRUE | Com | Any | Lighting | InGen-LF | Ltg_Lmp+Blst | LF_LmpBlst | LFLmpBlst-T8-48in-32w-3g+El-IS-NLO(54w) | LFLmpBlst-T8-48in-32w-2g+El-IS-NLO(59w) | ILtg-Lfluor-Elec |  |  |  | LFLmpBlst-T12-48in-39w+MagES-IS-NLO(74w) | LFLmpBlst-T8-48in-32w-2g+El-IS-NLO(59w) | LFLmpBlst-T8-48in-32w-3g+El-IS-NLO(54w) | Proposed | WP source e.g.: SCE13LG087r0 | FALSE | FALSE | Disposition: MeasuresList-May222014.xlsx | ErRobNc | ILtg-Lfluor-T12Mag |  | DEER1316-Ltg-Com-LF | 2013-01-01 |  | DEER2016 HOU Update |  |  |  |  | Standard | 30.94 | 29.42 | 1.52 | LFLmpBlst-T8-48in-32w-3g+El-IS-NLO(54w) | LFLmpBlst-T8-48in-32w-2g+El-IS-NLO(59w) | 2 | 1 | 2 | 1
4690 | C-In-LFLmpBlst-U6-22in-32w+El-IS-RLO(52w)-dWP20 | Commercial Indoor General Lighting: more efficient Linear Fluorescent Lamp & Ballast installed. Measure includes Code case. Impacts: Linear Fluorescent-based HOU (varies by BldgType) | DEER1314 | Lighting Disposition | 2015-03-06 | Com-Iltg-dWatt-LF | DEER | Scaled | Delta |  |  | None |  | FALSE |  | TRUE | Com | Any | Lighting | InGen-LF | Ltg_Lmp+Blst | LF_LmpBlst |  |  | ILtg-Lfluor-Elec |  |  |  | LFLmpBlst-U6-22in-34w+MagStd-IS-NLO(72w) | LFLmpBlst-U6-22in-34w+MagStd-IS-NLO(72w) | LFLmpBlst-U6-22in-32w+El-IS-RLO(52w) | Proposed | WP source e.g.: WPSDGENRLG0013r3 | FALSE | FALSE | Disposition: MeasuresList-May222014.xlsx | RobNc | ILtg-Lfluor-T12Mag |  | DEER1316-Ltg-Com-LF | 2013-01-01 |  | DEER2016 HOU Update |  |  |  |  | Standard
4459 | C-In-LFLmpBlst-T5-46in-51w+El-IS-HLO(109w)-dWP7 | Commercial Indoor General Lighting: more efficient Linear Fluorescent Lamp & Ballast installed. Measure includes Code case. Impacts: Linear Fluorescent-based HOU (varies by BldgType) | DEER1314 | Lighting Disposition | 2015-03-06 | Com-Iltg-dWatt-LF | DEER | Scaled | Delta |  |  | None |  | FALSE |  | TRUE | Com | Any | Lighting | InGen-LF | Ltg_Lmp+Blst | LF_LmpBlst | LFLmpBlst-T5-46in-51w+El-IS-HLO(109w) | LFLmpBlst-T5-46in-54w+El-IS-HLO(116w) | ILtg-T5 |  |  |  | LFLmpBlst-T5-46in-54w+El-IS-HLO(116w) | LFLmpBlst-T5-46in-54w+El-IS-HLO(116w) | LFLmpBlst-T5-46in-51w+El-IS-HLO(109w) | Proposed | WP source e.g.: WPSDGENRLG0013r3 | FALSE | FALSE | Disposition: MeasuresList-May222014.xlsx | RobNc | ILtg-T5 |  | DEER1316-Ltg-Com-LF | 2013-01-01 |  | DEER2016 HOU Update |  |  |  |  | Standard | 47.58 | 49.55 | -1.97 | LFLmpBlst-T5-46in-51w+El-IS-HLO(109w) | LFLmpBlst-T5-46in-54w+El-IS-HLO(116w) | 2 | 1 | 2 | 1
4488 | C-In-LFLmpBlst-T8-24in-17w+El-IS-NLO+Refl(31w)-dWP41-dWC29 | Commercial Indoor General Lighting: more efficient Linear Fluorescent Lamp & Ballast installed. Measure includes Code case. Impacts: Linear Fluorescent-based HOU (varies by BldgType) | DEER1314 | Lighting Disposition | 2015-03-06 | Com-Iltg-dWatt-LF | DEER | Scaled | Delta |  |  | None |  | FALSE |  | TRUE | Com | Any | Lighting | InGen-LF | Ltg_Lmp+Blst | LF_LmpBlst |  |  | ILtg-Lfluor-Elec |  |  |  | LFLmpBlst-U12-22in-34w+MagES-RS-NLO(72w) | LFLmpBlst-U6-22in-32w+El-IS-NLO(60w) | LFLmpBlst-T8-24in-17w+El-IS-NLO+Refl(31w) | Proposed | WP source e.g.: WPSDGENRLG0013r3 | FALSE | FALSE | Disposition: MeasuresList-May222014.xlsx | ErRobNc | ILtg-Lfluor-T12Mag |  | DEER1316-Ltg-Com-LF | 2013-01-01 |  | DEER2016 HOU Update |  |  |  |  | Standard
4457 | C-In-LFLmpBlst-T5-46in-49w+El-IS-NLO(49.3w)-dWP4 | Commercial Indoor General Lighting: more efficient Linear Fluorescent Lamp & Ballast installed. Measure includes Code case. Impacts: Linear Fluorescent-based HOU (varies by BldgType) | DEER1314 | Lighting Disposition | 2015-03-06 | Com-Iltg-dWatt-LF | DEER | Scaled | Delta |  |  | None |  | FALSE |  | TRUE | Com | Any | Lighting | InGen-LF | Ltg_Lmp+Blst | LF_LmpBlst | LFLmpBlst-T5-46in-49w+El-IS-NLO(49.3w) | LFLmpBlst-T5-46in-54w+El-IS-NLO(54w) | ILtg-T5 |  |  |  | LFLmpBlst-T5-46in-54w+El-IS-NLO(54w) | LFLmpBlst-T5-46in-54w+El-IS-NLO(54w) | LFLmpBlst-T5-46in-49w+El-IS-NLO(49.3w) | Proposed | WP source e.g.: WPSDGENRLG0013r3 | FALSE | FALSE | Disposition: MeasuresList-May222014.xlsx | RobNc | ILtg-T5 |  | DEER1316-Ltg-Com-LF | 2013-01-01 |  | DEER2016 HOU Update |  |  |  |  | Standard | 29.63 | 30.66 | -1.03 | LFLmpBlst-T5-46in-49w+El-IS-NLO(49.3w) | LFLmpBlst-T5-46in-54w+El-IS-NLO(54w) | 1 | 1 | 1 | 1
4686 | C-In-LFLmpBlst-U6-22in-32w+El-IS-NLO(60w)-dWP12 | Commercial Indoor General Lighting: more efficient Linear Fluorescent Lamp & Ballast installed. Measure includes Code case. Impacts: Linear Fluorescent-based HOU (varies by BldgType) | DEER1314 | Lighting Disposition | 2015-03-06 | Com-Iltg-dWatt-LF | DEER | Scaled | Delta |  |  | None |  | FALSE |  | TRUE | Com | Any | Lighting | InGen-LF | Ltg_Lmp+Blst | LF_LmpBlst |  |  | ILtg-Lfluor-Elec |  |  |  | LFLmpBlst-U6-22in-34w+MagStd-IS-NLO(72w) | LFLmpBlst-U6-22in-34w+MagStd-IS-NLO(72w) | LFLmpBlst-U6-22in-32w+El-IS-NLO(60w) | Proposed | WP source e.g.: SCE13LG087r0 | FALSE | FALSE | Disposition: MeasuresList-May222014.xlsx | RobNc | ILtg-Lfluor-T12Mag | Com-Lighting-InGen_T12-96in-246w-A_T8-96in-219w_T8-96in-219w | DEER1316-Ltg-Com-LF | 2013-01-01 |  | DEER2016 HOU Update |  |  |  |  | Standard
4611 | C-In-LFLmpBlst-T8-48in-32w-2g+El-IS-HLO(65w)-dWP79-dWC0 | Commercial Indoor General Lighting: more efficient Linear Fluorescent Lamp & Ballast installed. Measure includes Code case. Impacts: Linear Fluorescent-based HOU (varies by BldgType) | DEER1314 | Lighting Disposition | 2015-03-06 | Com-Iltg-dWatt-LF | DEER | Scaled | Delta |  |  | None |  | TRUE |  | TRUE | Com | Any | Lighting | InGen-LF | Ltg_Lmp+Blst | LF_LmpBlst | LFLmpBlst-T8-48in-32w-2g+El-IS-HLO(65w) | LFLmpBlst-T8-48in-32w-2g+El-IS-HLO(65w) | ILtg-Lfluor-Elec |  |  |  | LFLmpBlst-T12-48in-34w+MagES-RS-NLO(144w) | LFLmpBlst-T8-48in-32w-2g+El-IS-HLO(65w) | LFLmpBlst-T8-48in-32w-2g+El-IS-HLO(65w) | Proposed |  | FALSE | FALSE | Disposition: MeasuresList-Dec1-2014.xlsx | ERrul | ILtg-Lfluor-T12Mag |  | DEER1316-Ltg-Com-LF | 2013-01-01 |  | DEER2016 HOU Update |  |  |  |  | Standard | 29.42 | 29.42 | 0 | LFLmpBlst-T8-48in-32w-2g+El-IS-HLO(65w) | LFLmpBlst-T8-48in-32w-2g+El-IS-HLO(65w) | 2 | 1 | 2 | 1
4676 | C-In-LFLmpBlst-T8-96in-59w+El-IS-NLO(55w)-dWP68-dWC0 | Commercial Indoor General Lighting: more efficient Linear Fluorescent Lamp & Ballast installed. Measure includes Code case. Impacts: Linear Fluorescent-based HOU (varies by BldgType) | DEER1314 | Lighting Disposition | 2015-03-06 | Com-Iltg-dWatt-LF | DEER | Scaled | Delta |  |  | None |  | TRUE |  | TRUE | Com | Any | Lighting | InGen-LF | Ltg_Lmp+Blst | LF_LmpBlst | LFLmpBlst-T8-96in-59w+El-IS-NLO(55w) | LFLmpBlst-T8-96in-59w+El-IS-NLO(55w) | ILtg-Lfluor-Elec |  |  |  | LFLmpBlst-T12-96in-60w+MagStd-RS-NLO(123w) | LFLmpBlst-T8-96in-59w+El-IS-NLO(55w) | LFLmpBlst-T8-96in-59w+El-IS-NLO(55w) | Proposed |  | FALSE | FALSE | Disposition: MeasuresList-Dec1-2014.xlsx | ERrul | ILtg-Lfluor-T12Mag |  | DEER1316-Ltg-Com-LF | 2014-05-29 |  | DEER2016 HOU Update |  |  |  |  | Standard | 25.08 | 25.08 | 0 | LFLmpBlst-T8-96in-59w+El-IS-NLO(55w) | LFLmpBlst-T8-96in-59w+El-IS-NLO(55w) | 1 | 0.5 | 1 | 0.5
4602 | C-In-LFLmpBlst-T8-48in-32w-1g+El-IS-NLO-Del(59w)-dWP30 | Commercial Indoor General Lighting: Linear Fluorescent Lamp & Ballast permanently delamped. Measure includes Code case. Impacts: Linear Fluorescent-based HOU (varies by BldgType) | DEER1314 | Lighting Disposition | 2015-03-06 | Com-Iltg-dWatt-LF | DEER | Scaled | Delta |  |  | None |  | TRUE |  | TRUE | Com | Any | Lighting | InGen-LF | Ltg_Lmp+Blst | LF_LmpBlst | LFLmpBlst-T8-48in-32w-1g+El-IS-NLO-Del(59w) | LFLmpBlst-T8-48in-32w-1g+El-IS-NLO(89w) | ILtg-Lfluor-Elec |  |  |  | LFLmpBlst-T8-48in-32w-1g+El-IS-NLO(89w) | LFLmpBlst-T8-48in-32w-1g+El-IS-NLO(89w) | LFLmpBlst-T8-48in-32w-1g+El-IS-NLO-Del(59w) | Proposed |  | FALSE | FALSE | Disposition: MeasuresList-Dec1-2014.xlsx | RobNc | ILtg-Lfluor-Elec |  | DEER1316-Ltg-Com-LF | 2013-01-01 |  | DEER2016 HOU Update |  |  |  |  | Standard | 27.38 | 35.19 | -7.81 | LFLmpBlst-T8-48in-32w-1g+El-IS-NLO-Del(59w) | LFLmpBlst-T8-48in-32w-1g+El-IS-NLO(89w) | 2 | 1 | 3 | 1
4607 | C-In-LFLmpBlst-T8-48in-32w-1g+El-RS-NLO-Del(32w)-dWP28 | Commercial Indoor General Lighting: Linear Fluorescent Lamp & Ballast permanently delamped. Measure includes Code case. Impacts: Linear Fluorescent-based HOU (varies by BldgType) | DEER1314 | Lighting Disposition | 2015-03-06 | Com-Iltg-dWatt-LF | DEER | Scaled | Delta |  |  | None |  | TRUE |  | TRUE | Com | Any | Lighting | InGen-LF | Ltg_Lmp+Blst | LF_LmpBlst |  |  | ILtg-Lfluor-Elec |  |  |  | LFLmpBlst-T8-48in-32w-1g+El-RS-NLO(60w) | LFLmpBlst-T8-48in-32w-1g+El-RS-NLO(60w) | LFLmpBlst-T8-48in-32w-1g+El-RS-NLO-Del(32w) | Proposed |  | FALSE | FALSE | Disposition: MeasuresList-Dec1-2014.xlsx | RobNc | ILtg-Lfluor-Elec |  | DEER1316-Ltg-Com-LF | 2013-01-01 |  | DEER2016 HOU Update |  |  |  |  | Standard
4582 | C-In-LFLmpBlst-T8-48in-28w+El-IS-VHLO+Refl(70w)-dWP42 | Commercial Indoor General Lighting: more efficient Linear Fluorescent Lamp & Ballast installed. Measure includes Code case. Impacts: Linear Fluorescent-based HOU (varies by BldgType) | DEER1314 | Lighting Disposition | 2015-03-06 | Com-Iltg-dWatt-LF | DEER | Scaled | Delta |  |  | None |  | FALSE |  | TRUE | Com | Any | Lighting | InGen-LF | Ltg_Lmp+Blst | LF_LmpBlst | LFLmpBlst-T8-48in-28w+El-IS-VHLO+Refl(70w) | LFLmpBlst-T8-48in-32w-1g+El-IS-NLO(112w) | ILtg-Lfluor-Elec |  |  |  | LFLmpBlst-T8-48in-32w-1g+El-IS-NLO(112w) | LFLmpBlst-T8-48in-32w-1g+El-IS-NLO(112w) | LFLmpBlst-T8-48in-28w+El-IS-VHLO+Refl(70w) | Proposed | WP source e.g.: WPSDGENRLG0013r3 | FALSE | FALSE | Disposition: MeasuresList-May222014.xlsx | RobNc | ILtg-Lfluor-Elec |  | DEER1316-Ltg-Com-LF | 2013-01-01 |  | DEER2016 HOU Update |  |  |  |  | Standard | 44.41 | 42.99 | 1.42 | LFLmpBlst-T8-48in-28w+El-IS-VHLO+Refl(70w) | LFLmpBlst-T8-48in-32w-1g+El-IS-NLO(112w) | 3 | 1 | 4 | 1
4588 | C-In-LFLmpBlst-T8-48in-28w+El-PS-NLO(50w)-dWP62 | Commercial Indoor General Lighting: more efficient Linear Fluorescent Lamp & Ballast installed. Measure includes Code case. Impacts: Linear Fluorescent-based HOU (varies by BldgType) | DEER1314 | Lighting Disposition | 2015-03-06 | Com-Iltg-dWatt-LF | DEER | Scaled | Delta |  |  | None |  | FALSE |  | TRUE | Com | Any | Lighting | InGen-LF | Ltg_Lmp+Blst | LF_LmpBlst | LFLmpBlst-T8-48in-28w+El-PS-NLO(50w) | LFLmpBlst-T8-48in-32w-1g+El-IS-NLO(112w) | ILtg-Lfluor-Elec |  |  |  | LFLmpBlst-T8-48in-32w-1g+El-IS-NLO(112w) | LFLmpBlst-T8-48in-32w-1g+El-IS-NLO(112w) | LFLmpBlst-T8-48in-28w+El-PS-NLO(50w) | Proposed | WP source e.g.: SCE13LG087r0 | FALSE | FALSE | Disposition: MeasuresList-May222014.xlsx | RobNc | ILtg-Lfluor-Elec |  | DEER1316-Ltg-Com-LF | 2013-01-01 |  | DEER2016 HOU Update |  |  |  |  | Standard | 50.73 | 42.99 | 7.74 | LFLmpBlst-T8-48in-28w+El-PS-NLO(50w) | LFLmpBlst-T8-48in-32w-1g+El-IS-NLO(112w) | 2 | 1 | 4 | 1
4685 | C-In-LFLmpBlst-T8-96in-86w+El-IS-NLO(160w)-dWP50-dWC7 | Commercial Indoor General Lighting: more efficient Linear Fluorescent Lamp & Ballast installed. Measure includes Code case. Impacts: Linear Fluorescent-based HOU (varies by BldgType) | DEER1314 | Lighting Disposition | 2015-03-06 | Com-Iltg-dWatt-LF | DEER | Scaled | Delta |  |  | None |  | TRUE |  | TRUE | Com | Any | Lighting | InGen-LF | Ltg_Lmp+Blst | LF_LmpBlst | LFLmpBlst-T8-96in-86w+El-IS-NLO(160w) | LFLmpBlst-T8-96in-59w+El-IS-NLO(167w) | ILtg-Lfluor-Elec |  |  |  | LFLmpBlst-T12-96in-60w+MagES-RS-NLO(210w) | LFLmpBlst-T8-96in-59w+El-IS-NLO(167w) | LFLmpBlst-T8-96in-86w+El-IS-NLO(160w) | Proposed |  | FALSE | FALSE | Disposition: MeasuresList-Dec1-2014.xlsx | ErRobNc | ILtg-Lfluor-T12Mag |  | DEER1316-Ltg-Com-LF | 2013-01-01 |  | DEER2016 HOU Update |  |  |  |  | Standard | 84.97 | 81.13 | 3.84 | LFLmpBlst-T8-96in-86w+El-IS-NLO(160w) | LFLmpBlst-T8-96in-59w+El-IS-NLO(167w) | 2 | 1 | 3 | 2
4672 | C-In-LFLmpBlst-T8-96in-59w+El-IS-NLO(109w)-dWP137-dWC0-2 | Commercial Indoor General Lighting: more efficient Linear Fluorescent Lamp & Ballast installed. Measure includes Code case. Impacts: Linear Fluorescent-based HOU (varies by BldgType) | DEER1314 | Lighting Disposition | 2015-03-06 | Com-Iltg-dWatt-LF | DEER | Scaled | Delta |  |  | None |  | TRUE |  | TRUE | Com | Any | Lighting | InGen-LF | Ltg_Lmp+Blst | LF_LmpBlst | LFLmpBlst-T8-96in-59w+El-IS-NLO(109w) | LFLmpBlst-T8-96in-59w+El-IS-NLO(109w) | ILtg-Lfluor-Elec |  |  |  | LFLmpBlst-T12-96in-60w+MagStd-RS-NLO(246w) | LFLmpBlst-T8-96in-59w+El-IS-NLO(109w) | LFLmpBlst-T8-96in-59w+El-IS-NLO(109w) | Proposed |  | FALSE | FALSE | Disposition: MeasuresList-Dec1-2014.xlsx | ERrul | ILtg-Lfluor-T12Mag |  | DEER1316-Ltg-Com-LF | 2014-05-29 |  | DEER2016 HOU Update |  |  |  |  | Standard | 50.16 | 50.16 | 0 | LFLmpBlst-T8-96in-59w+El-IS-NLO(109w) | LFLmpBlst-T8-96in-59w+El-IS-NLO(109w) | 2 | 1 | 2 | 1
4675 | C-In-LFLmpBlst-T8-96in-59w+El-IS-NLO(219w)-dWP27-dWC0 | Commercial Indoor General Lighting: more efficient Linear Fluorescent Lamp & Ballast installed. Measure includes Code case. Impacts: Linear Fluorescent-based HOU (varies by BldgType) | DEER1314 | Lighting Disposition | 2015-03-06 | Com-Iltg-dWatt-LF | DEER | Scaled | Delta |  |  | None |  | FALSE |  | TRUE | Com | Any | Lighting | InGen-LF | Ltg_Lmp+Blst | LF_LmpBlst | LFLmpBlst-T8-96in-59w+El-IS-NLO(219w) | LFLmpBlst-T8-96in-59w+El-IS-NLO(219w) | ILtg-Lfluor-Elec |  |  |  | LFLmpBlst-T12-96in-60w+MagES-RS-NLO(246w) | LFLmpBlst-T8-96in-59w+El-IS-NLO(219w) | LFLmpBlst-T8-96in-59w+El-IS-NLO(219w) | Proposed | WP source e.g.: SCE13LG087r0 | FALSE | FALSE | Disposition: MeasuresList-May222014.xlsx | ERrul | ILtg-Lfluor-T12Mag |  | DEER1316-Ltg-Com-LF | 2013-01-01 |  | DEER2016 HOU Update |  |  |  |  | Standard | 100.32 | 100.32 | 0 | LFLmpBlst-T8-96in-59w+El-IS-NLO(219w) | LFLmpBlst-T8-96in-59w+El-IS-NLO(219w) | 4 | 2 | 4 | 2
4683 | C-In-LFLmpBlst-T8-96in-59w+El-IS-RLO(98w)-dWP25-dWC11 | Commercial Indoor General Lighting: more efficient Linear Fluorescent Lamp & Ballast installed. Measure includes Code case. Impacts: Linear Fluorescent-based HOU (varies by BldgType) | DEER1314 | Lighting Disposition | 2015-03-06 | Com-Iltg-dWatt-LF | DEER | Scaled | Delta |  |  | None |  | FALSE |  | TRUE | Com | Any | Lighting | InGen-LF | Ltg_Lmp+Blst | LF_LmpBlst | LFLmpBlst-T8-96in-59w+El-IS-RLO(98w) | LFLmpBlst-T8-96in-59w+El-IS-NLO(109w) | ILtg-Lfluor-Elec |  |  |  | LFLmpBlst-T12-96in-60w+MagES-RS-NLO(123w) | LFLmpBlst-T8-96in-59w+El-IS-NLO(109w) | LFLmpBlst-T8-96in-59w+El-IS-RLO(98w) | Proposed | WP source e.g.: SCE13LG087r0 | FALSE | FALSE | Disposition: MeasuresList-May222014.xlsx | ErRobNc | ILtg-Lfluor-T12Mag |  | DEER1316-Ltg-Com-LF | 2013-01-01 |  | DEER2016 HOU Update |  |  |  |  | Standard | 50.16 | 50.16 | 0 | LFLmpBlst-T8-96in-59w+El-IS-RLO(98w) | LFLmpBlst-T8-96in-59w+El-IS-NLO(109w) | 2 | 1 | 2 | 1
4433 | C-In-LFLmpBlst-T5-22in-14w+El-PS-HLO(34w)-dWP22 | Commercial Indoor General Lighting: more efficient Linear Fluorescent Lamp & Ballast installed. Measure includes Code case. Impacts: Linear Fluorescent-based HOU (varies by BldgType) | DEER1314 | Lighting Disposition | 2015-03-06 | Com-Iltg-dWatt-LF | DEER | Scaled | Delta |  |  | None |  | FALSE |  | TRUE | Com | Any | Lighting | InGen-LF | Ltg_Lmp+Blst | LF_LmpBlst | LFLmpBlst-T5-22in-14w+El-PS-HLO(34w) |  | ILtg-T5 |  |  |  | LFLmpBlst-T12-24in-20w+MagStd-RS-NLO(56w) | LFLmpBlst-T12-24in-20w+MagStd-RS-NLO(56w) | LFLmpBlst-T5-22in-14w+El-PS-HLO(34w) | Proposed | WP source e.g.: WPSDGENRLG0022r3 | FALSE | FALSE | Disposition: MeasuresList-May222014.xlsx | RobNc | ILtg-Lfluor-T12Mag |  | DEER1316-Ltg-Com-LF | 2013-01-01 |  | DEER2016 HOU Update |  |  |  |  | Standard | 51.46
4434 | C-In-LFLmpBlst-T5-22in-14w+El-PS-NLO(17w)-dWP11 | Commercial Indoor General Lighting: more efficient Linear Fluorescent Lamp & Ballast installed. Measure includes Code case. Impacts: Linear Fluorescent-based HOU (varies by BldgType) | DEER1314 | Lighting Disposition | 2015-03-06 | Com-Iltg-dWatt-LF | DEER | Scaled | Delta |  |  | None |  | FALSE |  | TRUE | Com | Any | Lighting | InGen-LF | Ltg_Lmp+Blst | LF_LmpBlst | LFLmpBlst-T5-22in-14w+El-PS-NLO(17w) |  | ILtg-T5 |  |  |  | LFLmpBlst-T12-24in-20w+MagStd-RS-NLO(28w) | LFLmpBlst-T12-24in-20w+MagStd-RS-NLO(28w) | LFLmpBlst-T5-22in-14w+El-PS-NLO(17w) | Proposed | WP source e.g.: WPSDGENRLG0022r3 | FALSE | FALSE | Disposition: MeasuresList-May222014.xlsx | RobNc | ILtg-Lfluor-T12Mag |  | DEER1316-Ltg-Com-LF | 2013-01-01 |  | DEER2016 HOU Update |  |  |  |  | Standard | 40.21
4448 | C-In-LFLmpBlst-T5-46in-28w+El-RS-NLO(58w)-dWP25 | Commercial Indoor General Lighting: more efficient Linear Fluorescent Lamp & Ballast installed. Measure includes Code case. Impacts: Linear Fluorescent-based HOU (varies by BldgType) | DEER1314 | Lighting Disposition | 2015-03-06 | Com-Iltg-dWatt-LF | DEER | Scaled | Delta |  |  | None |  | FALSE |  | TRUE | Com | Any | Lighting | InGen-LF | Ltg_Lmp+Blst | LF_LmpBlst | LFLmpBlst-T5-46in-28w+El-RS-NLO(58w) | LFLmpBlst-T8-48in-32w-3g+El-IS-NLO(83w) | ILtg-T5 |  |  |  | LFLmpBlst-T8-48in-32w-3g+El-IS-NLO(83w) | LFLmpBlst-T8-48in-32w-3g+El-IS-NLO(83w) | LFLmpBlst-T5-46in-28w+El-RS-NLO(58w) | Proposed | WP source e.g.: WPSDGENRLG0013r3 | FALSE | FALSE | Disposition: MeasuresList-May222014.xlsx | RobNc | ILtg-Lfluor-Elec |  | DEER1316-Ltg-Com-LF | 2013-01-01 |  | DEER2016 HOU Update |  |  |  |  | Standard | 42.14 | 40.53 | 1.61 | LFLmpBlst-T5-46in-28w+El-RS-NLO(58w) | LFLmpBlst-T8-48in-32w-3g+El-IS-NLO(83w) | 2 | 1 | 3 | 1
4468 | C-In-LFLmpBlst-T5-46in-54w+El-IS-NLO(109w)-dWP7-dWC7 | Commercial Indoor General Lighting: more efficient Linear Fluorescent Lamp & Ballast installed. Measure includes Code case. Impacts: Linear Fluorescent-based HOU (varies by BldgType) | DEER1314 | Lighting Disposition | 2015-03-06 | Com-Iltg-dWatt-LF | DEER | Scaled | Delta |  |  | None |  | FALSE |  | TRUE | Com | Any | Lighting | InGen-LF | Ltg_Lmp+Blst | LF_LmpBlst | LFLmpBlst-T5-46in-54w+El-IS-NLO(109w) | LFLmpBlst-T5-46in-54w+El-PS-NLO(116w) | ILtg-T5 |  |  |  | LFLmpBlst-T5-46in-54w+El-IS-NLO(116w) | LFLmpBlst-T5-46in-54w+El-PS-NLO(116w) | LFLmpBlst-T5-46in-54w+El-IS-NLO(109w) | Proposed | WP source e.g.: WPSDGENRLG0013r3 | FALSE | FALSE | Disposition: MeasuresList-May222014.xlsx | ErRobNc | ILtg-T5 |  | DEER1316-Ltg-Com-LF | 2013-01-01 |  | DEER2016 HOU Update |  |  |  |  | Standard | 49.55 | 66.74 | -17.19 | LFLmpBlst-T5-46in-54w+El-IS-NLO(109w) | LFLmpBlst-T5-46in-54w+El-PS-NLO(116w) | 2 | 1 | 2 | 1
4444 | C-In-LFLmpBlst-T5-46in-28w+El-PS-HLO(33w)-dWP10-dWC0 | Commercial Indoor General Lighting: more efficient Linear Fluorescent Lamp & Ballast installed. Measure includes Code case. Impacts: Linear Fluorescent-based HOU (varies by BldgType) | DEER1314 | Lighting Disposition | 2015-03-06 | Com-Iltg-dWatt-LF | DEER | Scaled | Delta |  |  | None |  | FALSE |  | TRUE | Com | Any | Lighting | InGen-LF | Ltg_Lmp+Blst | LF_LmpBlst | LFLmpBlst-T5-46in-28w+El-PS-HLO(33w) | LFLmpBlst-T5-46in-28w+El-PS-HLO(33w) | ILtg-T5 |  |  |  | LFLmpBlst-T12-48in-34w+MagES-RS-NLO(43w) | LFLmpBlst-T5-46in-28w+El-PS-HLO(33w) | LFLmpBlst-T5-46in-28w+El-PS-HLO(33w) | Proposed | WP source e.g.: PGECOLTG160r1 | FALSE | FALSE | Disposition: MeasuresList-May222014.xlsx | ERrul | ILtg-Lfluor-T12Mag |  | DEER1316-Ltg-Com-LF | 2013-01-01 |  | DEER2016 HOU Update |  |  |  |  | Standard | 44.15 | 44.15 | 0 | LFLmpBlst-T5-46in-28w+El-PS-HLO(33w) | LFLmpBlst-T5-46in-28w+El-PS-HLO(33w) | 1 | 1 | 1 | 1
4470 | C-In-LFLmpBlst-T5-46in-54w+El-PS-HLO(117w)-dWP27-dWC0 | Commercial Indoor General Lighting: more efficient Linear Fluorescent Lamp & Ballast installed. Measure includes Code case. Impacts: Linear Fluorescent-based HOU (varies by BldgType) | DEER1314 | Lighting Disposition | 2015-03-06 | Com-Iltg-dWatt-LF | DEER | Scaled | Delta |  |  | None |  | TRUE |  | TRUE | Com | Any | Lighting | InGen-LF | Ltg_Lmp+Blst | LF_LmpBlst | LFLmpBlst-T5-46in-54w+El-PS-HLO(117w) | LFLmpBlst-T5-46in-54w+El-PS-HLO(117w) | ILtg-T5 |  |  |  | LFLmpBlst-T12-48in-34w+MagES-RS-NLO(144w) | LFLmpBlst-T5-46in-54w+El-PS-HLO(117w) | LFLmpBlst-T5-46in-54w+El-PS-HLO(117w) | Proposed |  | FALSE | FALSE | Disposition: MeasuresList-Dec1-2014.xlsx | ERrul | ILtg-Lfluor-T12Mag | Com-Lighting-InGen_T12-48in-144w-A_T5-46in-117w_T5-46in-117w | DEER1316-Ltg-Com-LF | 2013-01-01 |  | DEER2016 HOU Update |  |  |  |  | Standard | 66.74 | 66.74 | 0 | LFLmpBlst-T5-46in-54w+El-PS-HLO(117w) | LFLmpBlst-T5-46in-54w+El-PS-HLO(117w) | 2 | 1 | 2 | 1
4473 | C-In-LFLmpBlst-T5-46in-54w+El-PS-HLO(62w)-dWP10-dWC0 | Commercial Indoor General Lighting: more efficient Linear Fluorescent Lamp & Ballast installed. Measure includes Code case. Impacts: Linear Fluorescent-based HOU (varies by BldgType) | DEER1314 | Lighting Disposition | 2015-03-06 | Com-Iltg-dWatt-LF | DEER | Scaled | Delta |  |  | None |  | FALSE |  | TRUE | Com | Any | Lighting | InGen-LF | Ltg_Lmp+Blst | LF_LmpBlst | LFLmpBlst-T5-46in-54w+El-PS-HLO(62w) | LFLmpBlst-T5-46in-54w+El-PS-HLO(62w) | ILtg-T5 |  |  |  | LFLmpBlst-T12-48in-34w+MagES-RS-NLO(72w) | LFLmpBlst-T5-46in-54w+El-PS-HLO(62w) | LFLmpBlst-T5-46in-54w+El-PS-HLO(62w) | Proposed | WP source e.g.: SCE13LG087r0 | FALSE | FALSE | Disposition: MeasuresList-May222014.xlsx | ERrul | ILtg-Lfluor-T12Mag |  | DEER1316-Ltg-Com-LF | 2013-01-01 |  | DEER2016 HOU Update |  |  |  |  | Standard | 47.85 | 47.85 | 0 | LFLmpBlst-T5-46in-54w+El-PS-HLO(62w) | LFLmpBlst-T5-46in-54w+El-PS-HLO(62w) | 1 | 1 | 1 | 1
4475 | C-In-LFLmpBlst-T8-24in-17w+El-IS-HLO(35w)-dWP37-dWC25 | Commercial Indoor General Lighting: more efficient Linear Fluorescent Lamp & Ballast installed. Measure includes Code case. Impacts: Linear Fluorescent-based HOU (varies by BldgType) | DEER1314 | Lighting Disposition | 2015-03-06 | Com-Iltg-dWatt-LF | DEER | Scaled | Delta |  |  | None |  | FALSE |  | TRUE | Com | Any | Lighting | InGen-LF | Ltg_Lmp+Blst | LF_LmpBlst |  |  | ILtg-Lfluor-Elec |  |  |  | LFLmpBlst-U12-22in-34w+MagES-RS-NLO(72w) | LFLmpBlst-U6-22in-32w+El-IS-NLO(60w) | LFLmpBlst-T8-24in-17w+El-IS-HLO(35w) | Proposed | WP source e.g.: SCE13LG087r0 | FALSE | FALSE | Disposition: MeasuresList-May222014.xlsx | ErRobNc | ILtg-Lfluor-Elec |  | DEER1316-Ltg-Com-LF | 2013-01-01 |  | DEER2016 HOU Update |  |  |  |  | Standard
4476 | C-In-LFLmpBlst-T8-24in-17w+El-IS-NLO(16w)-dWP44 | Commercial Indoor General Lighting: more efficient Linear Fluorescent Lamp & Ballast installed. Measure includes Code case. Impacts: Linear Fluorescent-based HOU (varies by BldgType) | DEER1314 | Lighting Disposition | 2015-03-06 | Com-Iltg-dWatt-LF | DEER | Scaled | Delta |  |  | None |  | FALSE |  | TRUE | Com | Any | Lighting | InGen-LF | Ltg_Lmp+Blst | LF_LmpBlst |  |  | ILtg-Lfluor-Elec |  |  |  | LFLmpBlst-U6-22in-32w+El-IS-NLO(60w) | LFLmpBlst-U6-22in-32w+El-IS-NLO(60w) | LFLmpBlst-T8-24in-17w+El-IS-NLO(16w) | Proposed | WP source e.g.: SCE13LG087r0 | FALSE | FALSE | Disposition: MeasuresList-May222014.xlsx | RobNc | ILtg-Lfluor-Elec | Com-Lighting-InGen_T12-48in-72w-A_T5-46in-59w_T5-46in-59w | DEER1316-Ltg-Com-LF | 2013-01-01 |  | DEER2016 HOU Update |  |  |  |  | Standard
4483 | C-In-LFLmpBlst-T8-24in-17w+El-IS-NLO(33w)-dWP79 | Commercial Indoor General Lighting: more efficient Linear Fluorescent Lamp & Ballast installed. Measure includes Code case. Impacts: Linear Fluorescent-based HOU (varies by BldgType) | DEER1314 | Lighting Disposition | 2015-03-06 | Com-Iltg-dWatt-LF | DEER | Scaled | Delta |  |  | None |  | FALSE |  | TRUE | Com | Any | Lighting | InGen-LF | Ltg_Lmp+Blst | LF_LmpBlst |  |  | ILtg-Lfluor-Elec |  |  |  | LFLmpBlst-T12-24in-20w+MagStd-RS-NLO(112w) | LFLmpBlst-T12-24in-20w+MagStd-RS-NLO(112w) | LFLmpBlst-T8-24in-17w+El-IS-NLO(33w) | Proposed | WP source e.g.: SCE13LG087r0 | FALSE | FALSE | Disposition: MeasuresList-May222014.xlsx | RobNc | ILtg-Lfluor-T12Mag |  | DEER1316-Ltg-Com-LF | 2013-01-01 |  | DEER2016 HOU Update |  |  |  |  | Standard
4485 | C-In-LFLmpBlst-T8-24in-17w+El-IS-NLO(61w)-dWP51 | Commercial Indoor General Lighting: more efficient Linear Fluorescent Lamp & Ballast installed. Measure includes Code case. Impacts: Linear Fluorescent-based HOU (varies by BldgType) | DEER1314 | Lighting Disposition | 2015-03-06 | Com-Iltg-dWatt-LF | DEER | Scaled | Delta |  |  | None |  | FALSE |  | TRUE | Com | Any | Lighting | InGen-LF | Ltg_Lmp+Blst | LF_LmpBlst |  |  | ILtg-Lfluor-Elec |  |  |  | LFLmpBlst-T12-24in-20w+MagStd-RS-NLO(112w) | LFLmpBlst-T12-24in-20w+MagStd-RS-NLO(112w) | LFLmpBlst-T8-24in-17w+El-IS-NLO(61w) | Proposed | WP source e.g.: WPSDGENRLG0013r3 | FALSE | FALSE | Disposition: MeasuresList-May222014.xlsx | RobNc | ILtg-Lfluor-T12Mag |  | DEER1316-Ltg-Com-LF | 2013-01-01 |  | DEER2016 HOU Update |  |  |  |  | Standard
4491 | C-In-LFLmpBlst-T8-24in-17w+El-RS-HLO(19w)-dWP41 | Commercial Indoor General Lighting: more efficient Linear Fluorescent Lamp & Ballast installed. Measure includes Code case. Impacts: Linear Fluorescent-based HOU (varies by BldgType) | DEER1314 | Lighting Disposition | 2015-03-06 | Com-Iltg-dWatt-LF | DEER | Scaled | Delta |  |  | None |  | FALSE |  | TRUE | Com | Any | Lighting | InGen-LF | Ltg_Lmp+Blst | LF_LmpBlst |  |  | ILtg-Lfluor-Elec |  |  |  | LFLmpBlst-U6-22in-32w+El-IS-NLO(60w) | LFLmpBlst-U6-22in-32w+El-IS-NLO(60w) | LFLmpBlst-T8-24in-17w+El-RS-HLO(19w) | Proposed | WP source e.g.: SCE13LG087r0 | FALSE | FALSE | Disposition: MeasuresList-May222014.xlsx | RobNc | ILtg-Lfluor-Elec |  | DEER1316-Ltg-Com-LF | 2013-01-01 |  | DEER2016 HOU Update |  |  |  |  | Standard
4531 | C-In-LFLmpBlst-T8-48in-28w+El-IS-HLO(67w)-dWP22 | Commercial Indoor General Lighting: more efficient Linear Fluorescent Lamp & Ballast installed. Measure includes Code case. Impacts: Linear Fluorescent-based HOU (varies by BldgType) | DEER1314 | Lighting Disposition | 2015-03-06 | Com-Iltg-dWatt-LF | DEER | Scaled | Delta |  |  | None |  | FALSE |  | TRUE | Com | Any | Lighting | InGen-LF | Ltg_Lmp+Blst | LF_LmpBlst | LFLmpBlst-T8-48in-28w+El-IS-HLO(67w) | LFLmpBlst-T8-48in-32w-2g+El-IS-NLO(89w) | ILtg-Lfluor-Elec |  |  |  | LFLmpBlst-T8-48in-32w-2g+El-IS-NLO(89w) | LFLmpBlst-T8-48in-32w-2g+El-IS-NLO(89w) | LFLmpBlst-T8-48in-28w+El-IS-HLO(67w) | Proposed | WP source e.g.: WPSDGENRLG0013r3 | FALSE | FALSE | Disposition: MeasuresList-May222014.xlsx | RobNc | ILtg-Lfluor-Elec |  | DEER1316-Ltg-Com-LF | 2013-01-01 |  | DEER2016 HOU Update |  |  |  |  | Standard | 33.54 | 38.25 | -4.71 | LFLmpBlst-T8-48in-28w+El-IS-HLO(67w) | LFLmpBlst-T8-48in-32w-2g+El-IS-NLO(89w) | 2 | 1 | 3 | 1
4552 | C-In-LFLmpBlst-T8-48in-28w+El-IS-NLO(75w)-dWP14 | Commercial Indoor General Lighting: more efficient Linear Fluorescent Lamp & Ballast installed. Measure includes Code case. Impacts: Linear Fluorescent-based HOU (varies by BldgType) | DEER1314 | Lighting Disposition | 2015-03-06 | Com-Iltg-dWatt-LF | DEER | Scaled | Delta |  |  | None |  | FALSE |  | TRUE | Com | Any | Lighting | InGen-LF | Ltg_Lmp+Blst | LF_LmpBlst | LFLmpBlst-T8-48in-28w+El-IS-NLO(75w) | LFLmpBlst-T8-48in-32w-2g+El-IS-NLO(89w) | ILtg-Lfluor-Elec |  |  |  | LFLmpBlst-T8-48in-32w-2g+El-IS-NLO(89w) | LFLmpBlst-T8-48in-32w-2g+El-IS-NLO(89w) | LFLmpBlst-T8-48in-28w+El-IS-NLO(75w) | Proposed | WP source e.g.: SCE13LG092r0 | FALSE | FALSE | Disposition: MeasuresList-May222014.xlsx | RobNc | ILtg-Lfluor-Elec |  | DEER1316-Ltg-Com-LF | 2013-01-01 |  | DEER2016 HOU Update |  |  |  |  | Standard | 44.41 | 38.25 | 6.16 | LFLmpBlst-T8-48in-28w+El-IS-NLO(75w) | LFLmpBlst-T8-48in-32w-2g+El-IS-NLO(89w) | 3 | 1 | 3 | 1
4529 | C-In-LFLmpBlst-T8-48in-25w+El-IS-RLO-1(76w)-dWP36-dWC36 | Commercial Indoor General Lighting: more efficient Linear Fluorescent Lamp & Ballast installed. Measure includes Code case. Impacts: Linear Fluorescent-based HOU (varies by BldgType) | DEER1314 | Lighting Disposition | 2015-03-06 | Com-Iltg-dWatt-LF | DEER | Scaled | Delta |  |  | None |  | TRUE |  | TRUE | Com | Any | Lighting | InGen-LF | Ltg_Lmp+Blst | LF_LmpBlst | LFLmpBlst-T8-48in-25w+El-IS-RLO-1(76w) | LFLmpBlst-T8-48in-32w-2g+El-IS-NLO(112w) | ILtg-Lfluor-Elec |  |  |  | LFLmpBlst-T8-48in-32w-1g+El-IS-NLO(112w) | LFLmpBlst-T8-48in-32w-2g+El-IS-NLO(112w) | LFLmpBlst-T8-48in-25w+El-IS-RLO-1(76w) | Proposed |  | FALSE | FALSE | Disposition: MeasuresList-Dec1-2014.xlsx | ErRobNc | ILtg-Lfluor-Elec |  | DEER1316-Ltg-Com-LF | 2013-01-01 |  | DEER2016 HOU Update |  |  |  |  | Standard | 60.12 | 47.07 | 13.05 | LFLmpBlst-T8-48in-25w+El-IS-RLO-1(76w) | LFLmpBlst-T8-48in-32w-2g+El-IS-NLO(112w) | 4 | 1 | 4 | 1
4535 | C-In-LFLmpBlst-T8-48in-28w+El-IS-NLO(26w)-dWP4 | Commercial Indoor General Lighting: more efficient Linear Fluorescent Lamp & Ballast installed. Measure includes Code case. Impacts: Linear Fluorescent-based HOU (varies by BldgType) | DEER1314 | Lighting Disposition | 2015-03-06 | Com-Iltg-dWatt-LF | DEER | Scaled | Delta |  |  | None |  | TRUE |  | TRUE | Com | Any | Lighting | InGen-LF | Ltg_Lmp+Blst | LF_LmpBlst | LFLmpBlst-T8-48in-28w+El-IS-NLO(26w) | LFLmpBlst-T8-48in-32w-1g+El-IS-NLO-3(30w) | ILtg-Lfluor-Elec |  |  |  | LFLmpBlst-T8-48in-32w-1g+El-IS-NLO-3(30w) | LFLmpBlst-T8-48in-32w-1g+El-IS-NLO-3(30w) | LFLmpBlst-T8-48in-28w+El-IS-NLO(26w) | Proposed |  | FALSE | FALSE | Disposition: MeasuresList-Dec1-2014.xlsx | RobNc | ILtg-Lfluor-Elec |  | DEER1316-Ltg-Com-LF | 2014-07-01 |  | DEER2016 HOU Update |  |  |  |  | Standard | 22.66 | 13.69 | 8.97 | LFLmpBlst-T8-48in-28w+El-IS-NLO(26w) | LFLmpBlst-T8-48in-32w-1g+El-IS-NLO-3(30w) | 1 | 1 | 1 | 0.5
4539 | C-In-LFLmpBlst-T8-48in-28w+El-IS-NLO(28w)-dWP31 | Commercial Indoor General Lighting: more efficient Linear Fluorescent Lamp & Ballast installed. Measure includes Code case. Impacts: Linear Fluorescent-based HOU (varies by BldgType) | DEER1314 | Lighting Disposition | 2015-03-06 | Com-Iltg-dWatt-LF | DEER | Scaled | Delta |  |  | None |  | FALSE |  | TRUE | Com | Any | Lighting | InGen-LF | Ltg_Lmp+Blst | LF_LmpBlst | LFLmpBlst-T8-48in-28w+El-IS-NLO(28w) | LFLmpBlst-T8-48in-32w-2g+El-IS-NLO(59w) | ILtg-Lfluor-Elec |  |  |  | LFLmpBlst-T8-48in-32w-2g+El-IS-NLO(59w) | LFLmpBlst-T8-48in-32w-2g+El-IS-NLO(59w) | LFLmpBlst-T8-48in-28w+El-IS-NLO(28w) | Proposed | WP source e.g.: WPSDGENRLG0013r3 | FALSE | FALSE | Disposition: MeasuresList-May222014.xlsx | RobNc | ILtg-Lfluor-Elec |  | DEER1316-Ltg-Com-LF | 2013-01-01 |  | DEER2016 HOU Update |  |  |  |  | Standard | 22.66 | 29.42 | -6.76 | LFLmpBlst-T8-48in-28w+El-IS-NLO(28w) | LFLmpBlst-T8-48in-32w-2g+El-IS-NLO(59w) | 1 | 1 | 2 | 1
4558 | C-In-LFLmpBlst-T8-48in-28w+El-IS-RLO(24w)-dWP12-dWC7 | Commercial Indoor General Lighting: more efficient Linear Fluorescent Lamp & Ballast installed. Measure includes Code case. Impacts: Linear Fluorescent-based HOU (varies by BldgType) | DEER1314 | Lighting Disposition | 2015-03-06 | Com-Iltg-dWatt-LF | DEER | Scaled | Delta |  |  | None |  | FALSE |  | TRUE | Com | Any | Lighting | InGen-LF | Ltg_Lmp+Blst | LF_LmpBlst | LFLmpBlst-T8-48in-28w+El-IS-RLO(24w) | LFLmpBlst-T8-48in-32w-2g+El-IS-NLO(31w) | ILtg-Lfluor-Elec |  |  |  | LFLmpBlst-T12-48in-34w+MagES-RS-NLO(36w) | LFLmpBlst-T8-48in-32w-2g+El-IS-NLO(31w) | LFLmpBlst-T8-48in-28w+El-IS-RLO(24w) | Proposed | WP source e.g.: SCE13LG087r0 | FALSE | FALSE | Disposition: MeasuresList-May222014.xlsx | ErRobNc | ILtg-Lfluor-T12Mag |  | DEER1316-Ltg-Com-LF | 2013-01-01 |  | DEER2016 HOU Update |  |  |  |  | Standard | 22.66 | 20.6 | 2.06 | LFLmpBlst-T8-48in-28w+El-IS-RLO(24w) | LFLmpBlst-T8-48in-32w-2g+El-IS-NLO(31w) | 1 | 1 | 1 | 1
4559 | C-In-LFLmpBlst-T8-48in-28w+El-IS-RLO(24w)-dWP48-dWC0 | Commercial Indoor General Lighting: more efficient Linear Fluorescent Lamp & Ballast installed. Measure includes Code case. Impacts: Linear Fluorescent-based HOU (varies by BldgType) | DEER1314 | Lighting Disposition | 2015-03-06 | Com-Iltg-dWatt-LF | DEER | Scaled | Delta |  |  | None |  | TRUE |  | TRUE | Com | Any | Lighting | InGen-LF | Ltg_Lmp+Blst | LF_LmpBlst | LFLmpBlst-T8-48in-28w+El-IS-RLO(24w) | LFLmpBlst-T8-48in-28w+El-IS-RLO(24w) | ILtg-Lfluor-Elec |  |  |  | LFLmpBlst-T12-48in-30w+MagStd-IS-NLO(72w) | LFLmpBlst-T8-48in-28w+El-IS-RLO(24w) | LFLmpBlst-T8-48in-28w+El-IS-RLO(24w) | Proposed |  | FALSE | FALSE | Disposition: MeasuresList-Dec1-2014.xlsx | ERrul | ILtg-Lfluor-T12Mag |  | DEER1316-Ltg-Com-LF | 2014-05-29 |  | DEER2016 HOU Update |  |  |  |  | Standard | 22.66 | 22.66 | 0 | LFLmpBlst-T8-48in-28w+El-IS-RLO(24w) | LFLmpBlst-T8-48in-28w+El-IS-RLO(24w) | 1 | 1 | 1 | 1
4561 | C-In-LFLmpBlst-T8-48in-28w+El-IS-RLO(24w)-dWP7-2 | Commercial Indoor General Lighting: more efficient Linear Fluorescent Lamp & Ballast installed. Measure includes Code case. Impacts: Linear Fluorescent-based HOU (varies by BldgType) | DEER1314 | Lighting Disposition | 2015-03-06 | Com-Iltg-dWatt-LF | DEER | Scaled | Delta |  |  | None |  | FALSE |  | TRUE | Com | Any | Lighting | InGen-LF | Ltg_Lmp+Blst | LF_LmpBlst | LFLmpBlst-T8-48in-28w+El-IS-RLO(24w) | LFLmpBlst-T8-48in-32w-2g+El-IS-NLO(31w) | ILtg-Lfluor-Elec |  |  |  | LFLmpBlst-T8-48in-32w-2g+El-IS-NLO(31w) | LFLmpBlst-T8-48in-32w-2g+El-IS-NLO(31w) | LFLmpBlst-T8-48in-28w+El-IS-RLO(24w) | Proposed | WP source e.g.: SCE13LG087r0 | FALSE | FALSE | Disposition: MeasuresList-May222014.xlsx | RobNc | ILtg-Lfluor-Elec |  | DEER1316-Ltg-Com-LF | 2013-01-01 |  | DEER2016 HOU Update |  |  |  |  | Standard | 22.66 | 20.6 | 2.06 | LFLmpBlst-T8-48in-28w+El-IS-RLO(24w) | LFLmpBlst-T8-48in-32w-2g+El-IS-NLO(31w) | 1 | 1 | 1 | 1
4566 | C-In-LFLmpBlst-T8-48in-28w+El-IS-RLO(44w)-dWP202-dWC0 | Commercial Indoor General Lighting: more efficient Linear Fluorescent Lamp & Ballast installed. Measure includes Code case. Impacts: Linear Fluorescent-based HOU (varies by BldgType) | DEER1314 | Lighting Disposition | 2015-03-06 | Com-Iltg-dWatt-LF | DEER | Scaled | Delta |  |  | None |  | TRUE |  | TRUE | Com | Any | Lighting | InGen-LF | Ltg_Lmp+Blst | LF_LmpBlst | LFLmpBlst-T8-48in-28w+El-IS-RLO(44w) | LFLmpBlst-T8-48in-28w+El-IS-RLO(44w) | ILtg-Lfluor-Elec |  |  |  | LFLmpBlst-T12-96in-60w+MagStd-RS-NLO(246w) | LFLmpBlst-T8-48in-28w+El-IS-RLO(44w) | LFLmpBlst-T8-48in-28w+El-IS-RLO(44w) | Proposed |  | FALSE | FALSE | Disposition: MeasuresList-Dec1-2014.xlsx | ERrul | ILtg-Lfluor-T12Mag |  | DEER1316-Ltg-Com-LF | 2014-05-29 |  | DEER2016 HOU Update |  |  |  |  | Standard | 33.54 | 33.54 | 0 | LFLmpBlst-T8-48in-28w+El-IS-RLO(44w) | LFLmpBlst-T8-48in-28w+El-IS-RLO(44w) | 2 | 1 | 2 | 1
4568 | C-In-LFLmpBlst-T8-48in-28w+El-IS-RLO(44w)-dWP39 | Commercial Indoor General Lighting: more efficient Linear Fluorescent Lamp & Ballast installed. Measure includes Code case. Impacts: Linear Fluorescent-based HOU (varies by BldgType) | DEER1314 | Lighting Disposition | 2015-03-06 | Com-Iltg-dWatt-LF | DEER | Scaled | Delta |  |  | None |  | FALSE |  | TRUE | Com | Any | Lighting | InGen-LF | Ltg_Lmp+Blst | LF_LmpBlst | LFLmpBlst-T8-48in-28w+El-IS-RLO(44w) | LFLmpBlst-T8-48in-32w-3g+El-IS-NLO(83w) | ILtg-Lfluor-Elec |  |  |  | LFLmpBlst-T8-48in-32w-3g+El-IS-NLO(83w) | LFLmpBlst-T8-48in-32w-3g+El-IS-NLO(83w) | LFLmpBlst-T8-48in-28w+El-IS-RLO(44w) | Proposed | WP source e.g.: SCE13LG087r0 | FALSE | FALSE | Disposition: MeasuresList-May222014.xlsx | RobNc | ILtg-Lfluor-Elec |  | DEER1316-Ltg-Com-LF | 2013-01-01 |  | DEER2016 HOU Update |  |  |  |  | Standard | 33.54 | 40.53 | -6.99 | LFLmpBlst-T8-48in-28w+El-IS-RLO(44w) | LFLmpBlst-T8-48in-32w-3g+El-IS-NLO(83w) | 2 | 1 | 3 | 1
4577 | C-In-LFLmpBlst-T8-48in-28w+El-IS-RLO(88w)-dWP158-dWC0 | Commercial Indoor General Lighting: more efficient Linear Fluorescent Lamp & Ballast installed. Measure includes Code case. Impacts: Linear Fluorescent-based HOU (varies by BldgType) | DEER1314 | Lighting Disposition | 2015-03-06 | Com-Iltg-dWatt-LF | DEER | Scaled | Delta |  |  | None |  | TRUE |  | TRUE | Com | Any | Lighting | InGen-LF | Ltg_Lmp+Blst | LF_LmpBlst | LFLmpBlst-T8-48in-28w+El-IS-RLO(88w) | LFLmpBlst-T8-48in-28w+El-IS-RLO(88w) | ILtg-Lfluor-Elec |  |  |  | LFLmpBlst-T12-96in-60w+MagStd-RS-NLO(246w) | LFLmpBlst-T8-48in-28w+El-IS-RLO(88w) | LFLmpBlst-T8-48in-28w+El-IS-RLO(88w) | Proposed |  | FALSE | FALSE | Disposition: MeasuresList-Dec1-2014.xlsx | ERrul | ILtg-Lfluor-T12Mag |  | DEER1316-Ltg-Com-LF | 2014-05-29 |  | DEER2016 HOU Update |  |  |  |  | Standard | 55.29 | 55.29 | 0 | LFLmpBlst-T8-48in-28w+El-IS-RLO(88w) | LFLmpBlst-T8-48in-28w+El-IS-RLO(88w) | 4 | 1 | 4 | 1
4578 | C-In-LFLmpBlst-T8-48in-28w+El-IS-RLO(88w)-dWP24-dWC24 | Commercial Indoor General Lighting: more efficient Linear Fluorescent Lamp & Ballast installed. Measure includes Code case. Impacts: Linear Fluorescent-based HOU (varies by BldgType) | DEER1314 | Lighting Disposition | 2015-03-06 | Com-Iltg-dWatt-LF | DEER | Scaled | Delta |  |  | None |  | TRUE |  | TRUE | Com | Any | Lighting | InGen-LF | Ltg_Lmp+Blst | LF_LmpBlst | LFLmpBlst-T8-48in-28w+El-IS-RLO(88w) | LFLmpBlst-T8-48in-32w-2g+El-IS-NLO(112w) | ILtg-Lfluor-Elec |  |  |  | LFLmpBlst-T8-48in-32w-1g+El-IS-NLO(112w) | LFLmpBlst-T8-48in-32w-2g+El-IS-NLO(112w) | LFLmpBlst-T8-48in-28w+El-IS-RLO(88w) | Proposed |  | FALSE | FALSE | Disposition: MeasuresList-Dec1-2014.xlsx | ErRobNc | ILtg-Lfluor-Elec |  | DEER1316-Ltg-Com-LF | 2013-01-01 |  | DEER2016 HOU Update |  |  |  |  | Standard | 55.29 | 47.07 | 8.22 | LFLmpBlst-T8-48in-28w+El-IS-RLO(88w) | LFLmpBlst-T8-48in-32w-2g+El-IS-NLO(112w) | 4 | 1 | 4 | 1
4580 | C-In-LFLmpBlst-T8-48in-28w+El-IS-VHLO(70w)-dWP42 | Commercial Indoor General Lighting: more efficient Linear Fluorescent Lamp & Ballast installed. Measure includes Code case. Impacts: Linear Fluorescent-based HOU (varies by BldgType) | DEER1314 | Lighting Disposition | 2015-03-06 | Com-Iltg-dWatt-LF | DEER | Scaled | Delta |  |  | None |  | FALSE |  | TRUE | Com | Any | Lighting | InGen-LF | Ltg_Lmp+Blst | LF_LmpBlst | LFLmpBlst-T8-48in-28w+El-IS-VHLO(70w) | LFLmpBlst-T8-48in-32w-1g+El-IS-NLO(112w) | ILtg-Lfluor-Elec |  |  |  | LFLmpBlst-T8-48in-32w-1g+El-IS-NLO(112w) | LFLmpBlst-T8-48in-32w-1g+El-IS-NLO(112w) | LFLmpBlst-T8-48in-28w+El-IS-VHLO(70w) | Proposed | WP source e.g.: WPSDGENRLG0013r3 | FALSE | FALSE | Disposition: MeasuresList-May222014.xlsx | RobNc | ILtg-Lfluor-Elec |  | DEER1316-Ltg-Com-LF | 2013-01-01 |  | DEER2016 HOU Update |  |  |  |  | Standard | 33.54 | 42.99 | -9.45 | LFLmpBlst-T8-48in-28w+El-IS-VHLO(70w) | LFLmpBlst-T8-48in-32w-1g+El-IS-NLO(112w) | 2 | 1 | 4 | 1
4585 | C-In-LFLmpBlst-T8-48in-28w+El-PS-HLO(54.3w)-dWP57 | Commercial Indoor General Lighting: more efficient Linear Fluorescent Lamp & Ballast installed. Measure includes Code case. Impacts: Linear Fluorescent-based HOU (varies by BldgType) | DEER1314 | Lighting Disposition | 2015-03-06 | Com-Iltg-dWatt-LF | DEER | Scaled | Delta |  |  | None |  | FALSE |  | TRUE | Com | Any | Lighting | InGen-LF | Ltg_Lmp+Blst | LF_LmpBlst | LFLmpBlst-T8-48in-28w+El-PS-HLO(54.3w) | LFLmpBlst-T8-48in-32w-2g+El-IS-NLO(112w) | ILtg-Lfluor-Elec |  |  |  | LFLmpBlst-T8-48in-32w-2g+El-IS-NLO(112w) | LFLmpBlst-T8-48in-32w-2g+El-IS-NLO(112w) | LFLmpBlst-T8-48in-28w+El-PS-HLO(54.3w) | Proposed | WP source e.g.: WPSDGENRLG0013r3 | FALSE | FALSE | Disposition: MeasuresList-May222014.xlsx | RobNc | ILtg-Lfluor-Elec |  | DEER1316-Ltg-Com-LF | 2013-01-01 |  | DEER2016 HOU Update |  |  |  |  | Standard | 50.73 | 47.07 | 3.66 | LFLmpBlst-T8-48in-28w+El-PS-HLO(54.3w) | LFLmpBlst-T8-48in-32w-2g+El-IS-NLO(112w) | 2 | 1 | 4 | 1
4596 | C-In-LFLmpBlst-T8-48in-28w+El-PS-VHLO(97w)-dWP15 | Commercial Indoor General Lighting: more efficient Linear Fluorescent Lamp & Ballast installed. Measure includes Code case. Impacts: Linear Fluorescent-based HOU (varies by BldgType) | DEER1314 | Lighting Disposition | 2015-03-06 | Com-Iltg-dWatt-LF | DEER | Scaled | Delta |  |  | None |  | FALSE |  | TRUE | Com | Any | Lighting | InGen-LF | Ltg_Lmp+Blst | LF_LmpBlst | LFLmpBlst-T8-48in-28w+El-PS-VHLO(97w) | LFLmpBlst-T8-48in-32w-1g+El-IS-NLO(112w) | ILtg-Lfluor-Elec |  |  |  | LFLmpBlst-T8-48in-32w-1g+El-IS-NLO(112w) | LFLmpBlst-T8-48in-32w-1g+El-IS-NLO(112w) | LFLmpBlst-T8-48in-28w+El-PS-VHLO(97w) | Proposed | WP source e.g.: SCE13LG087r0 | FALSE | FALSE | Disposition: MeasuresList-May222014.xlsx | RobNc | ILtg-Lfluor-Elec |  | DEER1316-Ltg-Com-LF | 2013-01-01 |  | DEER2016 HOU Update |  |  |  |  | Standard | 61.6 | 42.99 | 18.61 | LFLmpBlst-T8-48in-28w+El-PS-VHLO(97w) | LFLmpBlst-T8-48in-32w-1g+El-IS-NLO(112w) | 3 | 1 | 4 | 1
4617 | C-In-LFLmpBlst-T8-48in-32w-2g+El-IS-NLO(31w)-dWP12-dWC0 | Commercial Indoor General Lighting: more efficient Linear Fluorescent Lamp & Ballast installed. Measure includes Code case. Impacts: Linear Fluorescent-based HOU (varies by BldgType) | DEER1314 | Lighting Disposition | 2015-03-06 | Com-Iltg-dWatt-LF | DEER | Scaled | Delta |  |  | None |  | FALSE |  | TRUE | Com | Any | Lighting | InGen-LF | Ltg_Lmp+Blst | LF_LmpBlst | LFLmpBlst-T8-48in-32w-2g+El-IS-NLO(31w) | LFLmpBlst-T8-48in-32w-2g+El-IS-NLO(31w) | ILtg-Lfluor-Elec |  |  |  | LFLmpBlst-T12-48in-34w+MagES-RS-NLO(43w) | LFLmpBlst-T8-48in-32w-2g+El-IS-NLO(31w) | LFLmpBlst-T8-48in-32w-2g+El-IS-NLO(31w) | Proposed | WP source e.g.: WPSDGENRLG0022r3 | FALSE | FALSE | Disposition: MeasuresList-May222014.xlsx | ERrul | ILtg-Lfluor-T12Mag |  | DEER1316-Ltg-Com-LF | 2013-01-01 |  | DEER2016 HOU Update |  |  |  |  | Standard | 20.6 | 20.6 | 0 | LFLmpBlst-T8-48in-32w-2g+El-IS-NLO(31w) | LFLmpBlst-T8-48in-32w-2g+El-IS-NLO(31w) | 1 | 1 | 1 | 1
4619 | C-In-LFLmpBlst-T8-48in-32w-2g+El-IS-NLO(59w)-dWP85-dWC0 | Commercial Indoor General Lighting: more efficient Linear Fluorescent Lamp & Ballast installed. Measure includes Code case. Impacts: Linear Fluorescent-based HOU (varies by BldgType) | DEER1314 | Lighting Disposition | 2015-03-06 | Com-Iltg-dWatt-LF | DEER | Scaled | Delta |  |  | None |  | TRUE |  | TRUE | Com | Any | Lighting | InGen-LF | Ltg_Lmp+Blst | LF_LmpBlst | LFLmpBlst-T8-48in-32w-2g+El-IS-NLO(59w) | LFLmpBlst-T8-48in-32w-2g+El-IS-NLO(59w) | ILtg-Lfluor-Elec |  |  |  | LFLmpBlst-T12-48in-34w+MagES-RS-NLO(144w) | LFLmpBlst-T8-48in-32w-2g+El-IS-NLO(59w) | LFLmpBlst-T8-48in-32w-2g+El-IS-NLO(59w) | Proposed |  | FALSE | FALSE | Disposition: MeasuresList-Dec1-2014.xlsx | ERrul | ILtg-Lfluor-T12Mag |  | DEER1316-Ltg-Com-LF | 2013-01-01 |  | DEER2016 HOU Update |  |  |  |  | Standard | 29.42 | 29.42 | 0 | LFLmpBlst-T8-48in-32w-2g+El-IS-NLO(59w) | LFLmpBlst-T8-48in-32w-2g+El-IS-NLO(59w) | 2 | 1 | 2 | 1
4624 | C-In-LFLmpBlst-T8-48in-32w-2g+El-IS-NLO-Dim(70w)-dWP42-dWC10 | Commercial Indoor General Lighting: more efficient Linear Fluorescent Lamp & Ballast installed. Measure includes Code case. Impacts: Linear Fluorescent-based HOU (varies by BldgType) | DEER1314 | Lighting Disposition | 2015-03-06 | Com-Iltg-dWatt-LF | DEER | Scaled | Delta |  |  | None |  | FALSE |  | TRUE | Com | Any | Lighting | InGen-LF | Ltg_Lmp+Blst | LF_LmpBlst | LFLmpBlst-T8-48in-32w-2g+El-IS-NLO-Dim(70w) | LFLmpBlst-T8-96in-86w+El-IS-NLO(80w) | ILtg-Lfluor-Elec |  |  |  | LFLmpBlst-T12-96in-95w+MagStd-RS-HLO(112w) | LFLmpBlst-T8-96in-86w+El-IS-NLO(80w) | LFLmpBlst-T8-48in-32w-2g+El-IS-NLO-Dim(70w) | Proposed | WP source e.g.: SCE13LG087r0 | FALSE | FALSE | Disposition: MeasuresList-May222014.xlsx | ErRobNc | ILtg-Lfluor-T12Mag |  | DEER1316-Ltg-Com-LF | 2013-01-01 |  | DEER2016 HOU Update |  |  |  |  | Standard | 61.01 | 42.49 | 18.52 | LFLmpBlst-T8-48in-32w-2g+El-IS-NLO-Dim(70w) | LFLmpBlst-T8-96in-86w+El-IS-NLO(80w) | 2 | 1 | 1 | 0.5
4677 | C-In-LFLmpBlst-T8-96in-59w+El-IS-RLO(49w)-dWP13-dWC6 | Commercial Indoor General Lighting: more efficient Linear Fluorescent Lamp & Ballast installed. Measure includes Code case. Impacts: Linear Fluorescent-based HOU (varies by BldgType) | DEER1314 | Lighting Disposition | 2015-03-06 | Com-Iltg-dWatt-LF | DEER | Scaled | Delta |  |  | None |  | FALSE |  | TRUE | Com | Any | Lighting | InGen-LF | Ltg_Lmp+Blst | LF_LmpBlst | LFLmpBlst-T8-96in-59w+El-IS-RLO(49w) | LFLmpBlst-T8-96in-59w+El-IS-NLO(55w) | ILtg-Lfluor-Elec |  |  |  | LFLmpBlst-T12-96in-60w+MagES-RS-NLO(62w) | LFLmpBlst-T8-96in-59w+El-IS-NLO(55w) | LFLmpBlst-T8-96in-59w+El-IS-RLO(49w) | Proposed | WP source e.g.: PGECOLTG160r1 | FALSE | FALSE | Disposition: MeasuresList-May222014.xlsx | ErRobNc | ILtg-Lfluor-T12Mag |  | DEER1316-Ltg-Com-LF | 2013-01-01 |  | DEER2016 HOU Update |  |  |  |  | Standard | 25.08 | 25.08 | 0 | LFLmpBlst-T8-96in-59w+El-IS-RLO(49w) | LFLmpBlst-T8-96in-59w+El-IS-NLO(55w) | 1 | 0.5 | 1 | 0.5
4642 | C-In-LFLmpBlst-T8-48in-32w-3g+El-IS-NLO(54w)-dWP90-dWC5 | Commercial Indoor General Lighting: more efficient Linear Fluorescent Lamp & Ballast installed. Measure includes Code case. Impacts: Linear Fluorescent-based HOU (varies by BldgType) | DEER1314 | Lighting Disposition | 2015-03-06 | Com-Iltg-dWatt-LF | DEER | Scaled | Delta |  |  | None |  | TRUE |  | TRUE | Com | Any | Lighting | InGen-LF | Ltg_Lmp+Blst | LF_LmpBlst | LFLmpBlst-T8-48in-32w-3g+El-IS-NLO(54w) | LFLmpBlst-T8-48in-32w-2g+El-IS-NLO(59w) | ILtg-Lfluor-Elec |  |  |  | LFLmpBlst-T12-48in-34w+MagES-RS-NLO(144w) | LFLmpBlst-T8-48in-32w-2g+El-IS-NLO(59w) | LFLmpBlst-T8-48in-32w-3g+El-IS-NLO(54w) | Proposed |  | FALSE | FALSE | Disposition: MeasuresList-Dec1-2014.xlsx | ErRobNc | ILtg-Lfluor-T12Mag |  | DEER1316-Ltg-Com-LF | 2013-01-01 |  | DEER2016 HOU Update |  |  |  |  | Standard | 30.94 | 29.42 | 1.52 | LFLmpBlst-T8-48in-32w-3g+El-IS-NLO(54w) | LFLmpBlst-T8-48in-32w-2g+El-IS-NLO(59w) | 2 | 1 | 2 | 1
4647 | C-In-LFLmpBlst-T8-48in-32w-3g+El-IS-NLO+Refl(54w)-dWP26-dWC5 | Commercial Indoor General Lighting: more efficient Linear Fluorescent Lamp & Ballast installed. Measure includes Code case. Impacts: Linear Fluorescent-based HOU (varies by BldgType) | DEER1314 | Lighting Disposition | 2015-03-06 | Com-Iltg-dWatt-LF | DEER | Scaled | Delta |  |  | None |  | FALSE |  | TRUE | Com | Any | Lighting | InGen-LF | Ltg_Lmp+Blst | LF_LmpBlst | LFLmpBlst-T8-48in-32w-3g+El-IS-NLO+Refl(54w) | LFLmpBlst-T8-48in-32w-2g+El-IS-NLO(59w) | ILtg-Lfluor-Elec |  |  |  | LFLmpBlst-T12-48in-39w+Hyb-IS-NLO(80w) | LFLmpBlst-T8-48in-32w-2g+El-IS-NLO(59w) | LFLmpBlst-T8-48in-32w-3g+El-IS-NLO+Refl(54w) | Proposed | WP source e.g.: PGECOLTG160r1 | FALSE | FALSE | Disposition: MeasuresList-May222014.xlsx | ErRobNc | ILtg-Lfluor-T12Mag |  | DEER1316-Ltg-Com-LF | 2013-01-01 |  | DEER2016 HOU Update |  |  |  |  | Standard | 42.72 | 29.42 | 13.3 | LFLmpBlst-T8-48in-32w-3g+El-IS-NLO+Refl(54w) | LFLmpBlst-T8-48in-32w-2g+El-IS-NLO(59w) | 2 | 2 | 2 | 1
4657 | C-In-LFLmpBlst-T8-48in-32w-3g+El-IS-RLO(48w)-dWP67-dWC11 | Commercial Indoor General Lighting: more efficient Linear Fluorescent Lamp & Ballast installed. Measure includes Code case. Impacts: Linear Fluorescent-based HOU (varies by BldgType) | DEER1314 | Lighting Disposition | 2015-03-06 | Com-Iltg-dWatt-LF | DEER | Scaled | Delta |  |  | None |  | TRUE |  | TRUE | Com | Any | Lighting | InGen-LF | Ltg_Lmp+Blst | LF_LmpBlst | LFLmpBlst-T8-48in-32w-3g+El-IS-RLO(48w) | LFLmpBlst-T8-48in-32w-2g+El-IS-NLO(59w) | ILtg-Lfluor-Elec |  |  |  | LFLmpBlst-T12-48in-34w+MagES-RS-NLO(115w) | LFLmpBlst-T8-48in-32w-2g+El-IS-NLO(59w) | LFLmpBlst-T8-48in-32w-3g+El-IS-RLO(48w) | Proposed |  | FALSE | FALSE | Disposition: MeasuresList-Dec1-2014.xlsx | ErRobNc | ILtg-Lfluor-T12Mag |  | DEER1316-Ltg-Com-LF | 2013-01-01 |  | DEER2016 HOU Update |  |  |  |  | Standard | 30.94 | 29.42 | 1.52 | LFLmpBlst-T8-48in-32w-3g+El-IS-RLO(48w) | LFLmpBlst-T8-48in-32w-2g+El-IS-NLO(59w) | 2 | 1 | 2 | 1
4666 | C-In-LFLmpBlst-T8-48in-32w-3g+El-IS-VHLO(70w)-dWP19 | Commercial Indoor General Lighting: more efficient Linear Fluorescent Lamp & Ballast installed. Measure includes Code case. Impacts: Linear Fluorescent-based HOU (varies by BldgType) | DEER1314 | Lighting Disposition | 2015-03-06 | Com-Iltg-dWatt-LF | DEER | Scaled | Delta |  |  | None |  | FALSE |  | TRUE | Com | Any | Lighting | InGen-LF | Ltg_Lmp+Blst | LF_LmpBlst | LFLmpBlst-T8-48in-32w-3g+El-IS-VHLO(70w) | LFLmpBlst-T8-48in-32w-2g+El-IS-NLO(89w) | ILtg-Lfluor-Elec |  |  |  | LFLmpBlst-T8-48in-32w-2g+El-IS-NLO(89w) | LFLmpBlst-T8-48in-32w-2g+El-IS-NLO(89w) | LFLmpBlst-T8-48in-32w-3g+El-IS-VHLO(70w) | Proposed | WP source e.g.: WPSDGENRLG0014r3 | FALSE | FALSE | Disposition: MeasuresList-May222014.xlsx | RobNc | ILtg-Lfluor-Elec |  | DEER1316-Ltg-Com-LF | 2013-01-01 |  | DEER2016 HOU Update |  |  |  |  | Standard | 30.94 | 38.25 | -7.31 | LFLmpBlst-T8-48in-32w-3g+El-IS-VHLO(70w) | LFLmpBlst-T8-48in-32w-2g+El-IS-NLO(89w) | 2 | 1 | 3 | 1
4668 | C-In-LFLmpBlst-T8-48in-32w-3g+El-RS-VHLO(38w)-dWP45 | Commercial Indoor General Lighting: more efficient Linear Fluorescent Lamp & Ballast installed. Measure includes Code case. Impacts: Linear Fluorescent-based HOU (varies by BldgType) | DEER1314 | Lighting Disposition | 2015-03-06 | Com-Iltg-dWatt-LF | DEER | Scaled | Delta |  |  | None |  | FALSE |  | TRUE | Com | Any | Lighting | InGen-LF | Ltg_Lmp+Blst | LF_LmpBlst |  | LFLmpBlst-T8-48in-32w-3g+El-IS-NLO(83w) | ILtg-Lfluor-Elec |  |  |  | LFLmpBlst-T8-48in-32w-3g+El-IS-NLO(83w) | LFLmpBlst-T8-48in-32w-3g+El-IS-NLO(83w) | LFLmpBlst-T8-48in-32w-3g+El-RS-VHLO(38w) | Proposed | WP source e.g.: SCE13LG087r0 | FALSE | FALSE | Disposition: MeasuresList-May222014.xlsx | RobNc | ILtg-Lfluor-Elec |  | DEER1316-Ltg-Com-LF | 2013-01-01 |  | DEER2016 HOU Update |  |  |  |  | Standard |  | 40.53
2205 | Com-Lighting-InGen_T12-48in-74w-C_T8-48in-60w-B_T8-48in-54w-B | Commercial Indoor General Lighting: more efficient Linear Fluorescent Lamp & Ballast installed. Measure includes Code case. Impacts: Linear Fluorescent-based HOU (varies by BldgType) | DEER2014 | D13 v1.2 | 2014-05-23 | Com-Iltg-dWatt-LF | DEER | Scaled | Delta |  |  | None |  | FALSE |  | TRUE | Com | Any | Lighting | InGen-LF | Ltg_Lmp+Blst | LF_LmpBlst |  |  | ILtg-Lfluor-fix |  |  |  | LFLmpBlst-T12-48in-39w+MagStd-IS-NLO(74w) | LFLmpBlst-T8-48in-32w-2g+El-RS-NLO(60w) | LFLmpBlst-T8-48in-32w-2g+El-RS-RLO(54w) | Proposed |  | FALSE | FALSE | DEER Lighting measure | ErRobNc | ILtg-Lfluor-fix |  | DEER1316-Ltg-Com-LF | 2013-01-01 |  | DEER2016 HOU Update |  |  |  |  | Standard
2229 | Com-Lighting-InGen_T12-96in-123w-A_T8-48in-112w-D_T8-48in-102w-B | Commercial Indoor General Lighting: more efficient Linear Fluorescent Lamp & Ballast installed. Measure includes Code case. Impacts: Linear Fluorescent-based HOU (varies by BldgType) | DEER2014 | D13 v1.2 | 2014-05-23 | Com-Iltg-dWatt-LF | DEER | Scaled | Delta |  |  | None |  | FALSE |  | TRUE | Com | Any | Lighting | InGen-LF | Ltg_Lmp+Blst | LF_LmpBlst | LFLmpBlst-T8-48in-32w-2g+El-IS-RLO(102w) | LFLmpBlst-T8-48in-32w-2g+El-IS-NLO(112w) | ILtg-Lfluor-fix |  |  |  | LFLmpBlst-T12-96in-60w+MagES-RS-NLO(123w) | LFLmpBlst-T8-48in-32w-2g+El-IS-NLO(112w) | LFLmpBlst-T8-48in-32w-2g+El-IS-RLO(102w) | Proposed |  | FALSE | FALSE | DEER Lighting measure | ErRobNc | ILtg-Lfluor-fix | D08-NE-ILtg-LFluor-Prim-RplLPD-96in60wT12ESMg123w-48in2g32wT8ISREl102w | DEER1316-Ltg-Com-LF | 2013-01-01 |  | DEER2016 HOU Update |  |  |  |  | Standard | 47.07 | 47.07 | 0 | LFLmpBlst-T8-48in-32w-2g+El-IS-RLO(102w) | LFLmpBlst-T8-48in-32w-2g+El-IS-NLO(112w) | 4 | 1 | 4 | 1
2254 | Com-Lighting-InGen_T12-48in-43w-A_T8-48in-31w-D_T8-48in-25w-C | Commercial Indoor General Lighting: more efficient Linear Fluorescent Lamp & Ballast installed. Measure includes Code case. Impacts: Linear Fluorescent-based HOU (varies by BldgType) | DEER2014 | D13 v1.2 | 2014-05-23 | Com-Iltg-dWatt-LF | DEER | Scaled | Delta |  |  | None |  | FALSE |  | TRUE | Com | Any | Lighting | InGen-LF | Ltg_Lmp+Blst | LF_LmpBlst | LFLmpBlst-T8-48in-32w-3g+El-IS-RLO(25w) | LFLmpBlst-T8-48in-32w-2g+El-IS-NLO(31w) | ILtg-Lfluor-fix |  |  |  | LFLmpBlst-T12-48in-34w+MagES-RS-NLO(43w) | LFLmpBlst-T8-48in-32w-2g+El-IS-NLO(31w) | LFLmpBlst-T8-48in-32w-3g+El-IS-RLO(25w) | Proposed |  | FALSE | FALSE | DEER Lighting measure | ErRobNc | ILtg-Lfluor-fix | D08-NE-ILtg-LFluor-Prim-RplLPD-48in34wT12ESMg43w-48in3g32wT8PISREl25w | DEER1316-Ltg-Com-LF | 2013-01-01 |  | DEER2016 HOU Update |  |  |  |  | Standard | 21.36 | 20.6 | 0.76 | LFLmpBlst-T8-48in-32w-3g+El-IS-RLO(25w) | LFLmpBlst-T8-48in-32w-2g+El-IS-NLO(31w) | 1 | 1 | 1 | 1
2217 | Com-Lighting-InGen_T12-48in-136w_T8-48in-112w-D_T8-48in-102w-B | Commercial Indoor General Lighting: more efficient Linear Fluorescent Lamp & Ballast installed. Measure includes Code case. Impacts: Linear Fluorescent-based HOU (varies by BldgType) | DEER2014 | D13 v1.2 | 2014-05-23 | Com-Iltg-dWatt-LF | DEER | Scaled | Delta |  |  | None |  | FALSE |  | TRUE | Com | Any | Lighting | InGen-LF | Ltg_Lmp+Blst | LF_LmpBlst | LFLmpBlst-T8-48in-32w-2g+El-IS-RLO(102w) | LFLmpBlst-T8-48in-32w-2g+El-IS-NLO(112w) | ILtg-Lfluor-fix |  |  |  | LFLmpBlst-T12-48in-34w+Hyb-RS-NLO(136w) | LFLmpBlst-T8-48in-32w-2g+El-IS-NLO(112w) | LFLmpBlst-T8-48in-32w-2g+El-IS-RLO(102w) | Proposed |  | FALSE | FALSE | DEER Lighting measure | ErRobNc | ILtg-Lfluor-fix |  | DEER1316-Ltg-Com-LF | 2013-01-01 |  | DEER2016 HOU Update |  |  |  |  | Standard | 47.07 | 47.07 | 0 | LFLmpBlst-T8-48in-32w-2g+El-IS-RLO(102w) | LFLmpBlst-T8-48in-32w-2g+El-IS-NLO(112w) | 4 | 1 | 4 | 1
2270 | Com-Lighting-InGen_T12-48in-48w_T8-48in-31w-D_T8-48in-25w-C | Commercial Indoor General Lighting: more efficient Linear Fluorescent Lamp & Ballast installed. Measure includes Code case. Impacts: Linear Fluorescent-based HOU (varies by BldgType) | DEER2014 | D13 v1.2 | 2014-05-23 | Com-Iltg-dWatt-LF | DEER | Scaled | Delta |  |  | None |  | FALSE |  | TRUE | Com | Any | Lighting | InGen-LF | Ltg_Lmp+Blst | LF_LmpBlst | LFLmpBlst-T8-48in-32w-3g+El-IS-RLO(25w) | LFLmpBlst-T8-48in-32w-2g+El-IS-NLO(31w) | ILtg-Lfluor-fix |  |  |  | LFLmpBlst-T12-48in-39w+MagStd-IS-NLO(48w) | LFLmpBlst-T8-48in-32w-2g+El-IS-NLO(31w) | LFLmpBlst-T8-48in-32w-3g+El-IS-RLO(25w) | Proposed |  | FALSE | FALSE | DEER Lighting measure | ErRobNc | ILtg-Lfluor-fix |  | DEER1316-Ltg-Com-LF | 2013-01-01 |  | DEER2016 HOU Update |  |  |  |  | Standard | 21.36 | 20.6 | 0.76 | LFLmpBlst-T8-48in-32w-3g+El-IS-RLO(25w) | LFLmpBlst-T8-48in-32w-2g+El-IS-NLO(31w) | 1 | 1 | 1 | 1
2312 | Com-Lighting-InGen_T12-48in-72w-B_T8-48in-59w-C_T8-48in-51w-C | Commercial Indoor General Lighting: more efficient Linear Fluorescent Lamp & Ballast installed. Measure includes Code case. Impacts: Linear Fluorescent-based HOU (varies by BldgType) | DEER2014 | D13 v1.2 | 2014-05-23 | Com-Iltg-dWatt-LF | DEER | Scaled | Delta |  |  | None |  | FALSE |  | TRUE | Com | Any | Lighting | InGen-LF | Ltg_Lmp+Blst | LF_LmpBlst | LFLmpBlst-T8-48in-30w+El-IS-NLO(51w) | LFLmpBlst-T8-48in-32w-2g+El-IS-NLO+Refl(59w) | ILtg-Lfluor-fix |  |  |  | LFLmpBlst-T12-48in-30w+MagStd-IS-NLO(72w) | LFLmpBlst-T8-48in-32w-2g+El-IS-NLO+Refl(59w) | LFLmpBlst-T8-48in-30w+El-IS-NLO(51w) | Proposed |  | FALSE | FALSE | DEER Lighting measure | ErRobNc | ILtg-Lfluor-fix |  | DEER1316-Ltg-Com-LF | 2013-01-01 |  | DEER2016 HOU Update |  |  |  |  | Standard | 32.36 | 29.42 | 2.94 | LFLmpBlst-T8-48in-30w+El-IS-NLO(51w) | LFLmpBlst-T8-48in-32w-2g+El-IS-NLO+Refl(59w) | 2 | 1 | 2 | 1
2319 | Com-Lighting-InGen_T12-48in-74w-C_T8-48in-59w-C_T8-48in-51w-C | Commercial Indoor General Lighting: more efficient Linear Fluorescent Lamp & Ballast installed. Measure includes Code case. Impacts: Linear Fluorescent-based HOU (varies by BldgType) | DEER2014 | D13 v1.2 | 2014-05-23 | Com-Iltg-dWatt-LF | DEER | Scaled | Delta |  |  | None |  | FALSE |  | TRUE | Com | Any | Lighting | InGen-LF | Ltg_Lmp+Blst | LF_LmpBlst | LFLmpBlst-T8-48in-30w+El-IS-NLO(51w) | LFLmpBlst-T8-48in-32w-2g+El-IS-NLO+Refl(59w) | ILtg-Lfluor-fix |  |  |  | LFLmpBlst-T12-48in-39w+MagStd-IS-NLO(74w) | LFLmpBlst-T8-48in-32w-2g+El-IS-NLO+Refl(59w) | LFLmpBlst-T8-48in-30w+El-IS-NLO(51w) | Proposed |  | FALSE | FALSE | DEER Lighting measure | ErRobNc | ILtg-Lfluor-fix |  | DEER1316-Ltg-Com-LF | 2013-01-01 |  | DEER2016 HOU Update |  |  |  |  | Standard | 32.36 | 29.42 | 2.94 | LFLmpBlst-T8-48in-30w+El-IS-NLO(51w) | LFLmpBlst-T8-48in-32w-2g+El-IS-NLO+Refl(59w) | 2 | 1 | 2 | 1
2329 | Com-Lighting-InGen_T12-96in-246w-A_T8-48in-224w-B_T8-48in-188w | Commercial Indoor General Lighting: more efficient Linear Fluorescent Lamp & Ballast installed. Measure includes Code case. Impacts: Linear Fluorescent-based HOU (varies by BldgType) | DEER2014 | D13 v1.2 | 2014-05-23 | Com-Iltg-dWatt-LF | DEER | Scaled | Delta |  |  | None |  | FALSE |  | TRUE | Com | Any | Lighting | InGen-LF | Ltg_Lmp+Blst | LF_LmpBlst | LFLmpBlst-T8-48in-32w-3g+El-IS-RLO(188w) | LFLmpBlst-T8-48in-32w-2g+El-IS-NLO(224w) | ILtg-Lfluor-fix |  |  |  | LFLmpBlst-T12-96in-60w+MagES-RS-NLO(246w) | LFLmpBlst-T8-48in-32w-2g+El-IS-NLO(224w) | LFLmpBlst-T8-48in-32w-3g+El-IS-RLO(188w) | Proposed |  | FALSE | FALSE | DEER Lighting measure | ErRobNc | ILtg-Lfluor-fix | D08-NE-ILtg-LFluor-Prim-Rpl-96in60wT12ESMg246w-48in3g32wT82PISREl188w | DEER1316-Ltg-Com-LF | 2013-01-01 |  | DEER2016 HOU Update |  |  |  |  | Standard | 100.22 | 94.14 | 6.08 | LFLmpBlst-T8-48in-32w-3g+El-IS-RLO(188w) | LFLmpBlst-T8-48in-32w-2g+El-IS-NLO(224w) | 8 | 2 | 8 | 2
2338 | Com-Lighting-InGen_T8-48in-52w-B_T8-48in-59w-C_T8-48in-48w | Commercial Indoor General Lighting: more efficient Linear Fluorescent Lamp & Ballast installed. Measure includes Code case. Impacts: Linear Fluorescent-based HOU (varies by BldgType) | DEER2014 | D13 v1.2 | 2014-05-23 | Com-Iltg-dWatt-LF | DEER | Scaled | Delta |  |  | None |  | FALSE |  | TRUE | Com | Any | Lighting | InGen-LF | Ltg_Lmp+Blst | LF_LmpBlst | LFLmpBlst-T8-48in-32w-3g+El-IS-RLO(48w) | LFLmpBlst-T8-48in-32w-2g+El-IS-NLO+Refl(59w) | ILtg-Lfluor-fix |  |  |  | LFLmpBlst-T8-48in-32w-2g+El-IS-RLO(52w) | LFLmpBlst-T8-48in-32w-2g+El-IS-NLO+Refl(59w) | LFLmpBlst-T8-48in-32w-3g+El-IS-RLO(48w) | Proposed |  | FALSE | FALSE | DEER Lighting measure | ErRobNc | ILtg-Lfluor-fix |  | DEER1316-Ltg-Com-LF | 2013-01-01 |  | DEER2016 HOU Update |  |  |  |  | Standard | 30.94 | 29.42 | 1.52 | LFLmpBlst-T8-48in-32w-3g+El-IS-RLO(48w) | LFLmpBlst-T8-48in-32w-2g+El-IS-NLO+Refl(59w) | 2 | 1 | 2 | 1
2340 | Com-Lighting-InGen_T8-48in-59w-C_T8-48in-59w-C_T8-48in-54w-C | Commercial Indoor General Lighting: more efficient Linear Fluorescent Lamp & Ballast installed. Measure includes Code case. Impacts: Linear Fluorescent-based HOU (varies by BldgType) | DEER2014 | D13 v1.2 | 2014-05-23 | Com-Iltg-dWatt-LF | DEER | Scaled | Delta |  |  | None |  | FALSE |  | TRUE | Com | Any | Lighting | InGen-LF | Ltg_Lmp+Blst | LF_LmpBlst | LFLmpBlst-T8-48in-32w-3g+El-IS-NLO(54w) | LFLmpBlst-T8-48in-32w-2g+El-IS-NLO+Refl(59w) | ILtg-Lfluor-fix |  |  |  | LFLmpBlst-T8-48in-32w-2g+El-IS-NLO+Refl(59w) | LFLmpBlst-T8-48in-32w-2g+El-IS-NLO+Refl(59w) | LFLmpBlst-T8-48in-32w-3g+El-IS-NLO(54w) | Proposed |  | FALSE | FALSE | DEER Lighting measure | RobNc | ILtg-Lfluor-fix |  | DEER1316-Ltg-Com-LF | 2013-01-01 |  | DEER2016 HOU Update |  |  |  |  | Standard | 30.94 | 29.42 | 1.52 | LFLmpBlst-T8-48in-32w-3g+El-IS-NLO(54w) | LFLmpBlst-T8-48in-32w-2g+El-IS-NLO+Refl(59w) | 2 | 1 | 2 | 1
2274 | Com-Lighting-InGen_T12-48in-48w_T8-48in-31w-D_T8-48in-28w-C | Commercial Indoor General Lighting: more efficient Linear Fluorescent Lamp & Ballast installed. Measure includes Code case. Impacts: Linear Fluorescent-based HOU (varies by BldgType) | DEER2014 | D13 v1.2 | 2014-05-23 | Com-Iltg-dWatt-LF | DEER | Scaled | Delta |  |  | None |  | FALSE |  | TRUE | Com | Any | Lighting | InGen-LF | Ltg_Lmp+Blst | LF_LmpBlst | LFLmpBlst-T8-48in-32w-3g+El-IS-NLO(28w) | LFLmpBlst-T8-48in-32w-2g+El-IS-NLO(31w) | ILtg-Lfluor-fix |  |  |  | LFLmpBlst-T12-48in-39w+MagStd-IS-NLO(48w) | LFLmpBlst-T8-48in-32w-2g+El-IS-NLO(31w) | LFLmpBlst-T8-48in-32w-3g+El-IS-NLO(28w) | Proposed |  | FALSE | FALSE | DEER Lighting measure | ErRobNc | ILtg-Lfluor-fix |  | DEER1316-Ltg-Com-LF | 2013-01-01 |  | DEER2016 HOU Update |  |  |  |  | Standard | 21.36 | 20.6 | 0.76 | LFLmpBlst-T8-48in-32w-3g+El-IS-NLO(28w) | LFLmpBlst-T8-48in-32w-2g+El-IS-NLO(31w) | 1 | 1 | 1 | 1
2203 | Com-Lighting-InGen_T12-48in-72w-B_T8-48in-60w-B_T8-48in-54w-B | Commercial Indoor General Lighting: more efficient Linear Fluorescent Lamp & Ballast installed. Measure includes Code case. Impacts: Linear Fluorescent-based HOU (varies by BldgType) | DEER2014 | D13 v1.2 | 2014-05-23 | Com-Iltg-dWatt-LF | DEER | Scaled | Delta |  |  | None |  | FALSE |  | TRUE | Com | Any | Lighting | InGen-LF | Ltg_Lmp+Blst | LF_LmpBlst |  |  | ILtg-Lfluor-fix |  |  |  | LFLmpBlst-T12-48in-30w+MagStd-IS-NLO(72w) | LFLmpBlst-T8-48in-32w-2g+El-RS-NLO(60w) | LFLmpBlst-T8-48in-32w-2g+El-RS-RLO(54w) | Proposed |  | FALSE | FALSE | DEER Lighting measure | ErRobNc | ILtg-Lfluor-fix |  | DEER1316-Ltg-Com-LF | 2013-01-01 |  | DEER2016 HOU Update |  |  |  |  | Standard
2318 | Com-Lighting-InGen_T12-48in-74w-C_T8-48in-52w-B_T8-48in-48w | Commercial Indoor General Lighting: more efficient Linear Fluorescent Lamp & Ballast installed. Measure includes Code case. Impacts: Linear Fluorescent-based HOU (varies by BldgType) | DEER2014 | D13 v1.2 | 2014-05-23 | Com-Iltg-dWatt-LF | DEER | Scaled | Delta |  |  | None |  | FALSE |  | TRUE | Com | Any | Lighting | InGen-LF | Ltg_Lmp+Blst | LF_LmpBlst | LFLmpBlst-T8-48in-32w-3g+El-IS-RLO(48w) | LFLmpBlst-T8-48in-32w-2g+El-IS-RLO(52w) | ILtg-Lfluor-fix |  |  |  | LFLmpBlst-T12-48in-39w+MagStd-IS-NLO(74w) | LFLmpBlst-T8-48in-32w-2g+El-IS-RLO(52w) | LFLmpBlst-T8-48in-32w-3g+El-IS-RLO(48w) | Proposed |  | FALSE | FALSE | DEER Lighting measure | ErRobNc | ILtg-Lfluor-fix |  | DEER1316-Ltg-Com-LF | 2013-01-01 |  | DEER2016 HOU Update |  |  |  |  | Standard | 30.94 | 29.42 | 1.52 | LFLmpBlst-T8-48in-32w-3g+El-IS-RLO(48w) | LFLmpBlst-T8-48in-32w-2g+El-IS-RLO(52w) | 2 | 1 | 2 | 1
2330 | Com-Lighting-InGen_T8-48in-27w-D_T8-48in-31w-D_T8-48in-24w | Commercial Indoor General Lighting: more efficient Linear Fluorescent Lamp & Ballast installed. Measure includes Code case. Impacts: Linear Fluorescent-based HOU (varies by BldgType) | DEER2014 | D13 v1.2 | 2014-05-23 | Com-Iltg-dWatt-LF | DEER | Scaled | Delta |  |  | None |  | FALSE |  | TRUE | Com | Any | Lighting | InGen-LF | Ltg_Lmp+Blst | LF_LmpBlst | LFLmpBlst-T8-48in-30w+El-IS-RLO(24w) | LFLmpBlst-T8-48in-32w-2g+El-IS-NLO(31w) | ILtg-Lfluor-fix |  |  |  | LFLmpBlst-T8-48in-32w-2g+El-RS-RLO-2(27w) | LFLmpBlst-T8-48in-32w-2g+El-IS-NLO(31w) | LFLmpBlst-T8-48in-30w+El-IS-RLO(24w) | Proposed |  | FALSE | FALSE | DEER Lighting measure | ErRobNc | ILtg-Lfluor-fix |  | DEER1316-Ltg-Com-LF | 2013-01-01 |  | DEER2016 HOU Update |  |  |  |  | Standard | 22.07 | 20.6 | 1.47 | LFLmpBlst-T8-48in-30w+El-IS-RLO(24w) | LFLmpBlst-T8-48in-32w-2g+El-IS-NLO(31w) | 1 | 1 | 1 | 1
2337 | Com-Lighting-InGen_T8-48in-52w-B_T8-48in-59w-C_T8-48in-45w | Commercial Indoor General Lighting: more efficient Linear Fluorescent Lamp & Ballast installed. Measure includes Code case. Impacts: Linear Fluorescent-based HOU (varies by BldgType) | DEER2014 | D13 v1.2 | 2014-05-23 | Com-Iltg-dWatt-LF | DEER | Scaled | Delta |  |  | None |  | FALSE |  | TRUE | Com | Any | Lighting | InGen-LF | Ltg_Lmp+Blst | LF_LmpBlst | LFLmpBlst-T8-48in-30w+El-IS-RLO(45w) | LFLmpBlst-T8-48in-32w-2g+El-IS-NLO+Refl(59w) | ILtg-Lfluor-fix |  |  |  | LFLmpBlst-T8-48in-32w-2g+El-IS-RLO(52w) | LFLmpBlst-T8-48in-32w-2g+El-IS-NLO+Refl(59w) | LFLmpBlst-T8-48in-30w+El-IS-RLO(45w) | Proposed |  | FALSE | FALSE | DEER Lighting measure | ErRobNc | ILtg-Lfluor-fix |  | DEER1316-Ltg-Com-LF | 2013-01-01 |  | DEER2016 HOU Update |  |  |  |  | Standard | 32.36 | 29.42 | 2.94 | LFLmpBlst-T8-48in-30w+El-IS-RLO(45w) | LFLmpBlst-T8-48in-32w-2g+El-IS-NLO+Refl(59w) | 2 | 1 | 2 | 1
2324 | Com-Lighting-InGen_T12-48in-144w-A_T8-48in-89w-B_T8-48in-83w | Commercial Indoor General Lighting: more efficient Linear Fluorescent Lamp & Ballast installed. Measure includes Code case. Impacts: Linear Fluorescent-based HOU (varies by BldgType) | DEER2014 | D13 v1.2 | 2014-05-23 | Com-Iltg-dWatt-LF | DEER | Scaled | Delta |  |  | None |  | FALSE |  | TRUE | Com | Any | Lighting | InGen-LF | Ltg_Lmp+Blst | LF_LmpBlst | LFLmpBlst-T8-48in-32w-3g+El-IS-NLO(83w) | LFLmpBlst-T8-48in-32w-2g+El-IS-NLO(89w) | ILtg-Lfluor-fix |  |  |  | LFLmpBlst-T12-48in-34w+MagES-RS-NLO(144w) | LFLmpBlst-T8-48in-32w-2g+El-IS-NLO(89w) | LFLmpBlst-T8-48in-32w-3g+El-IS-NLO(83w) | Proposed |  | FALSE | FALSE | DEER Lighting measure | ErRobNc | ILtg-Lfluor-fix | D08-NE-ILtg-LFluor-Prim-RplLPD-48in34wT12ESMg144w-48in3g32wT8PISNEl83w | DEER1316-Ltg-Com-LF | 2013-01-01 |  | DEER2016 HOU Update |  |  |  |  | Standard | 40.53 | 38.25 | 2.28 | LFLmpBlst-T8-48in-32w-3g+El-IS-NLO(83w) | LFLmpBlst-T8-48in-32w-2g+El-IS-NLO(89w) | 3 | 1 | 3 | 1
2344 | Com-Lighting-InGen_T8-48in-204w-B_T8-48in-224w-B_T8-48in-188w | Commercial Indoor General Lighting: more efficient Linear Fluorescent Lamp & Ballast installed. Measure includes Code case. Impacts: Linear Fluorescent-based HOU (varies by BldgType) | DEER2014 | D13 v1.2 | 2014-05-23 | Com-Iltg-dWatt-LF | DEER | Scaled | Delta |  |  | None |  | FALSE |  | TRUE | Com | Any | Lighting | InGen-LF | Ltg_Lmp+Blst | LF_LmpBlst | LFLmpBlst-T8-48in-32w-3g+El-IS-RLO(188w) | LFLmpBlst-T8-48in-32w-2g+El-IS-NLO(224w) | ILtg-Lfluor-fix |  |  |  | LFLmpBlst-T8-48in-32w-2g+El-IS-RLO(204w) | LFLmpBlst-T8-48in-32w-2g+El-IS-NLO(224w) | LFLmpBlst-T8-48in-32w-3g+El-IS-RLO(188w) | Proposed |  | FALSE | FALSE | DEER Lighting measure | ErRobNc | ILtg-Lfluor-fix |  | DEER1316-Ltg-Com-LF | 2013-01-01 |  | DEER2016 HOU Update |  |  |  |  | Standard | 100.22 | 94.14 | 6.08 | LFLmpBlst-T8-48in-32w-3g+El-IS-RLO(188w) | LFLmpBlst-T8-48in-32w-2g+El-IS-NLO(224w) | 8 | 2 | 8 | 2
2339 | Com-Lighting-InGen_T8-48in-59w-C_T8-48in-59w-C_T8-48in-51w-C | Commercial Indoor General Lighting: more efficient Linear Fluorescent Lamp & Ballast installed. Measure includes Code case. Impacts: Linear Fluorescent-based HOU (varies by BldgType) | DEER2014 | D13 v1.2 | 2014-05-23 | Com-Iltg-dWatt-LF | DEER | Scaled | Delta |  |  | None |  | FALSE |  | TRUE | Com | Any | Lighting | InGen-LF | Ltg_Lmp+Blst | LF_LmpBlst | LFLmpBlst-T8-48in-30w+El-IS-NLO(51w) | LFLmpBlst-T8-48in-32w-2g+El-IS-NLO+Refl(59w) | ILtg-Lfluor-fix |  |  |  | LFLmpBlst-T8-48in-32w-2g+El-IS-NLO+Refl(59w) | LFLmpBlst-T8-48in-32w-2g+El-IS-NLO+Refl(59w) | LFLmpBlst-T8-48in-30w+El-IS-NLO(51w) | Proposed |  | FALSE | FALSE | DEER Lighting measure | RobNc | ILtg-Lfluor-fix |  | DEER1316-Ltg-Com-LF | 2013-01-01 |  | DEER2016 HOU Update |  |  |  |  | Standard | 32.36 | 29.42 | 2.94 | LFLmpBlst-T8-48in-30w+El-IS-NLO(51w) | LFLmpBlst-T8-48in-32w-2g+El-IS-NLO+Refl(59w) | 2 | 1 | 2 | 1
2348 | Com-Lighting-InGen_T12-96in-210w_T8-96in-167w_T8-96in-167w | Commercial Indoor General Lighting: more efficient Linear Fluorescent Lamp & Ballast installed. Measure includes Code case. Impacts: Linear Fluorescent-based HOU (varies by BldgType) | DEER2014 | D13 v1.2 | 2014-05-23 | Com-Iltg-dWatt-LF | DEER | Scaled | Delta |  |  | None |  | FALSE |  | TRUE | Com | Any | Lighting | InGen-LF | Ltg_Lmp+Blst | LF_LmpBlst | LFLmpBlst-T8-96in-59w+El-IS-NLO(167w) | LFLmpBlst-T8-96in-59w+El-IS-NLO(167w) | ILtg-Lfluor-fix |  |  |  | LFLmpBlst-T12-96in-60w+MagES-RS-NLO(210w) | LFLmpBlst-T8-96in-59w+El-IS-NLO(167w) | LFLmpBlst-T8-96in-59w+El-IS-NLO(167w) | Proposed |  | FALSE | FALSE | DEER Lighting measure | ErRul | ILtg-Lfluor-fix | D08-NE-ILtg-LFluor-Prim-RplLPD-96in60wT12ESMg210w-96in59wT8ISNEl167w | DEER1316-Ltg-Com-LF | 2013-01-01 |  | DEER2016 HOU Update |  |  |  |  | Standard | 81.13 | 81.13 | 0 | LFLmpBlst-T8-96in-59w+El-IS-NLO(167w) | LFLmpBlst-T8-96in-59w+El-IS-NLO(167w) | 3 | 2 | 3 | 2
2240 | Com-Lighting-InGen_T12-48in-36w-B_T8-48in-31w-D_T8-48in-27w-E | Commercial Indoor General Lighting: more efficient Linear Fluorescent Lamp & Ballast installed. Measure includes Code case. Impacts: Linear Fluorescent-based HOU (varies by BldgType) | DEER2014 | D13 v1.2 | 2014-05-23 | Com-Iltg-dWatt-LF | DEER | Scaled | Delta |  |  | None |  | FALSE |  | TRUE | Com | Any | Lighting | InGen-LF | Ltg_Lmp+Blst | LF_LmpBlst | LFLmpBlst-T8-48in-30w+El-IS-NLO(27w) | LFLmpBlst-T8-48in-32w-2g+El-IS-NLO(31w) | ILtg-Lfluor-fix |  |  |  | LFLmpBlst-T12-48in-34w+Hyb-RS-NLO(36w) | LFLmpBlst-T8-48in-32w-2g+El-IS-NLO(31w) | LFLmpBlst-T8-48in-30w+El-IS-NLO(27w) | Proposed |  | FALSE | FALSE | DEER Lighting measure | ErRobNc | ILtg-Lfluor-fix |  | DEER1316-Ltg-Com-LF | 2013-01-01 |  | DEER2016 HOU Update |  |  |  |  | Standard | 22.07 | 20.6 | 1.47 | LFLmpBlst-T8-48in-30w+El-IS-NLO(27w) | LFLmpBlst-T8-48in-32w-2g+El-IS-NLO(31w) | 1 | 1 | 1 | 1
2253 | Com-Lighting-InGen_T12-48in-43w-A_T8-48in-31w-D_T8-48in-24w | Commercial Indoor General Lighting: more efficient Linear Fluorescent Lamp & Ballast installed. Measure includes Code case. Impacts: Linear Fluorescent-based HOU (varies by BldgType) | DEER2014 | D13 v1.2 | 2014-05-23 | Com-Iltg-dWatt-LF | DEER | Scaled | Delta |  |  | None |  | FALSE |  | TRUE | Com | Any | Lighting | InGen-LF | Ltg_Lmp+Blst | LF_LmpBlst | LFLmpBlst-T8-48in-30w+El-IS-RLO(24w) | LFLmpBlst-T8-48in-32w-2g+El-IS-NLO(31w) | ILtg-Lfluor-fix |  |  |  | LFLmpBlst-T12-48in-34w+MagES-RS-NLO(43w) | LFLmpBlst-T8-48in-32w-2g+El-IS-NLO(31w) | LFLmpBlst-T8-48in-30w+El-IS-RLO(24w) | Proposed |  | FALSE | FALSE | DEER Lighting measure | ErRobNc | ILtg-Lfluor-fix |  | DEER1316-Ltg-Com-LF | 2013-01-01 |  | DEER2016 HOU Update |  |  |  |  | Standard | 22.07 | 20.6 | 1.47 | LFLmpBlst-T8-48in-30w+El-IS-RLO(24w) | LFLmpBlst-T8-48in-32w-2g+El-IS-NLO(31w) | 1 | 1 | 1 | 1
2258 | Com-Lighting-InGen_T12-48in-43w-A_T8-48in-31w-D_T8-48in-28w-C | Commercial Indoor General Lighting: more efficient Linear Fluorescent Lamp & Ballast installed. Measure includes Code case. Impacts: Linear Fluorescent-based HOU (varies by BldgType) | DEER2014 | D13 v1.2 | 2014-05-23 | Com-Iltg-dWatt-LF | DEER | Scaled | Delta |  |  | None |  | FALSE |  | TRUE | Com | Any | Lighting | InGen-LF | Ltg_Lmp+Blst | LF_LmpBlst | LFLmpBlst-T8-48in-32w-3g+El-IS-NLO(28w) | LFLmpBlst-T8-48in-32w-2g+El-IS-NLO(31w) | ILtg-Lfluor-fix |  |  |  | LFLmpBlst-T12-48in-34w+MagES-RS-NLO(43w) | LFLmpBlst-T8-48in-32w-2g+El-IS-NLO(31w) | LFLmpBlst-T8-48in-32w-3g+El-IS-NLO(28w) | Proposed |  | FALSE | FALSE | DEER Lighting measure | ErRobNc | ILtg-Lfluor-fix |  | DEER1316-Ltg-Com-LF | 2013-01-01 |  | DEER2016 HOU Update |  |  |  |  | Standard | 21.36 | 20.6 | 0.76 | LFLmpBlst-T8-48in-32w-3g+El-IS-NLO(28w) | LFLmpBlst-T8-48in-32w-2g+El-IS-NLO(31w) | 1 | 1 | 1 | 1
2317 | Com-Lighting-InGen_T12-48in-74w-C_T8-48in-52w-B_T8-48in-45w | Commercial Indoor General Lighting: more efficient Linear Fluorescent Lamp & Ballast installed. Measure includes Code case. Impacts: Linear Fluorescent-based HOU (varies by BldgType) | DEER2014 | D13 v1.2 | 2014-05-23 | Com-Iltg-dWatt-LF | DEER | Scaled | Delta |  |  | None |  | FALSE |  | TRUE | Com | Any | Lighting | InGen-LF | Ltg_Lmp+Blst | LF_LmpBlst | LFLmpBlst-T8-48in-30w+El-IS-RLO(45w) | LFLmpBlst-T8-48in-32w-2g+El-IS-RLO(52w) | ILtg-Lfluor-fix |  |  |  | LFLmpBlst-T12-48in-39w+MagStd-IS-NLO(74w) | LFLmpBlst-T8-48in-32w-2g+El-IS-RLO(52w) | LFLmpBlst-T8-48in-30w+El-IS-RLO(45w) | Proposed |  | FALSE | FALSE | DEER Lighting measure | ErRobNc | ILtg-Lfluor-fix |  | DEER1316-Ltg-Com-LF | 2013-01-01 |  | DEER2016 HOU Update |  |  |  |  | Standard | 32.36 | 29.42 | 2.94 | LFLmpBlst-T8-48in-30w+El-IS-RLO(45w) | LFLmpBlst-T8-48in-32w-2g+El-IS-RLO(52w) | 2 | 1 | 2 | 1
2250 | Com-Lighting-InGen_T12-48in-41w_T8-48in-31w-D_T8-48in-28w-C | Commercial Indoor General Lighting: more efficient Linear Fluorescent Lamp & Ballast installed. Measure includes Code case. Impacts: Linear Fluorescent-based HOU (varies by BldgType) | DEER2014 | D13 v1.2 | 2014-05-23 | Com-Iltg-dWatt-LF | DEER | Scaled | Delta |  |  | None |  | FALSE |  | TRUE | Com | Any | Lighting | InGen-LF | Ltg_Lmp+Blst | LF_LmpBlst | LFLmpBlst-T8-48in-32w-3g+El-IS-NLO(28w) | LFLmpBlst-T8-48in-32w-2g+El-IS-NLO(31w) | ILtg-Lfluor-fix |  |  |  | LFLmpBlst-T12-48in-39w+Hyb-IS-NLO(41w) | LFLmpBlst-T8-48in-32w-2g+El-IS-NLO(31w) | LFLmpBlst-T8-48in-32w-3g+El-IS-NLO(28w) | Proposed |  | FALSE | FALSE | DEER Lighting measure | ErRobNc | ILtg-Lfluor-fix |  | DEER1316-Ltg-Com-LF | 2013-01-01 |  | DEER2016 HOU Update |  |  |  |  | Standard | 21.36 | 20.6 | 0.76 | LFLmpBlst-T8-48in-32w-3g+El-IS-NLO(28w) | LFLmpBlst-T8-48in-32w-2g+El-IS-NLO(31w) | 1 | 1 | 1 | 1
2336 | Com-Lighting-InGen_T8-48in-31w-D_T8-48in-31w-D_T8-48in-28w-C | Commercial Indoor General Lighting: more efficient Linear Fluorescent Lamp & Ballast installed. Measure includes Code case. Impacts: Linear Fluorescent-based HOU (varies by BldgType) | DEER2014 | D13 v1.2 | 2014-05-23 | Com-Iltg-dWatt-LF | DEER | Scaled | Delta |  |  | None |  | FALSE |  | TRUE | Com | Any | Lighting | InGen-LF | Ltg_Lmp+Blst | LF_LmpBlst | LFLmpBlst-T8-48in-32w-3g+El-IS-NLO(28w) | LFLmpBlst-T8-48in-32w-2g+El-IS-NLO(31w) | ILtg-Lfluor-fix |  |  |  | LFLmpBlst-T8-48in-32w-2g+El-IS-NLO(31w) | LFLmpBlst-T8-48in-32w-2g+El-IS-NLO(31w) | LFLmpBlst-T8-48in-32w-3g+El-IS-NLO(28w) | Proposed |  | FALSE | FALSE | DEER Lighting measure | RobNc | ILtg-Lfluor-fix |  | DEER1316-Ltg-Com-LF | 2013-01-01 |  | DEER2016 HOU Update |  |  |  |  | Standard | 21.36 | 20.6 | 0.76 | LFLmpBlst-T8-48in-32w-3g+El-IS-NLO(28w) | LFLmpBlst-T8-48in-32w-2g+El-IS-NLO(31w) | 1 | 1 | 1 | 1
2310 | Com-Lighting-InGen_T12-48in-72w-B_T8-48in-52w-B_T8-48in-48w | Commercial Indoor General Lighting: more efficient Linear Fluorescent Lamp & Ballast installed. Measure includes Code case. Impacts: Linear Fluorescent-based HOU (varies by BldgType) | DEER2014 | D13 v1.2 | 2014-05-23 | Com-Iltg-dWatt-LF | DEER | Scaled | Delta |  |  | None |  | FALSE |  | TRUE | Com | Any | Lighting | InGen-LF | Ltg_Lmp+Blst | LF_LmpBlst | LFLmpBlst-T8-48in-32w-3g+El-IS-RLO(48w) | LFLmpBlst-T8-48in-32w-2g+El-IS-RLO(52w) | ILtg-Lfluor-fix |  |  |  | LFLmpBlst-T12-48in-30w+MagStd-IS-NLO(72w) | LFLmpBlst-T8-48in-32w-2g+El-IS-RLO(52w) | LFLmpBlst-T8-48in-32w-3g+El-IS-RLO(48w) | Proposed |  | FALSE | FALSE | DEER Lighting measure | ErRobNc | ILtg-Lfluor-fix |  | DEER1316-Ltg-Com-LF | 2013-01-01 |  | DEER2016 HOU Update |  |  |  |  | Standard | 30.94 | 29.42 | 1.52 | LFLmpBlst-T8-48in-32w-3g+El-IS-RLO(48w) | LFLmpBlst-T8-48in-32w-2g+El-IS-RLO(52w) | 2 | 1 | 2 | 1
2342 | Com-Lighting-InGen_T8-48in-156w-B_T8-48in-175w-B_T8-48in-142w-B | Commercial Indoor General Lighting: more efficient Linear Fluorescent Lamp & Ballast installed. Measure includes Code case. Impacts: Linear Fluorescent-based HOU (varies by BldgType) | DEER2014 | D13 v1.2 | 2014-05-23 | Com-Iltg-dWatt-LF | DEER | Scaled | Delta |  |  | None |  | FALSE |  | TRUE | Com | Any | Lighting | InGen-LF | Ltg_Lmp+Blst | LF_LmpBlst | LFLmpBlst-T8-48in-32w-3g+El-IS-RLO(142w) | LFLmpBlst-T8-48in-32w-2g+El-IS-NLO(175w) | ILtg-Lfluor-fix |  |  |  | LFLmpBlst-T8-48in-32w-2g+El-IS-RLO(156w) | LFLmpBlst-T8-48in-32w-2g+El-IS-NLO(175w) | LFLmpBlst-T8-48in-32w-3g+El-IS-RLO(142w) | Proposed |  | FALSE | FALSE | DEER Lighting measure | ErRobNc | ILtg-Lfluor-fix |  | DEER1316-Ltg-Com-LF | 2013-01-01 |  | DEER2016 HOU Update |  |  |  |  | Standard | 81.05 | 76.49 | 4.56 | LFLmpBlst-T8-48in-32w-3g+El-IS-RLO(142w) | LFLmpBlst-T8-48in-32w-2g+El-IS-NLO(175w) | 6 | 2 | 6 | 2
2346 | Com-Lighting-InGen_T12-96in-123w-A_T8-96in-109w_T8-96in-98w | Commercial Indoor General Lighting: more efficient Linear Fluorescent Lamp & Ballast installed. Measure includes Code case. Impacts: Linear Fluorescent-based HOU (varies by BldgType) | DEER2014 | D13 v1.2 | 2014-05-23 | Com-Iltg-dWatt-LF | DEER | Scaled | Delta |  |  | None |  | FALSE |  | TRUE | Com | Any | Lighting | InGen-LF | Ltg_Lmp+Blst | LF_LmpBlst | LFLmpBlst-T8-96in-59w+El-IS-RLO(98w) | LFLmpBlst-T8-96in-59w+El-IS-NLO(109w) | ILtg-Lfluor-fix |  |  |  | LFLmpBlst-T12-96in-60w+MagES-RS-NLO(123w) | LFLmpBlst-T8-96in-59w+El-IS-NLO(109w) | LFLmpBlst-T8-96in-59w+El-IS-RLO(98w) | Proposed |  | FALSE | FALSE | DEER Lighting measure | ErRobNc | ILtg-Lfluor-fix | D08-NE-ILtg-LFluor-Prim-RplLPD-96in60wT12ESMg123w-96in59wT8ISREl98w | DEER1316-Ltg-Com-LF | 2013-01-01 |  | DEER2016 HOU Update |  |  |  |  | Standard | 50.16 | 50.16 | 0 | LFLmpBlst-T8-96in-59w+El-IS-RLO(98w) | LFLmpBlst-T8-96in-59w+El-IS-NLO(109w) | 2 | 1 | 2 | 1
2341 | Com-Lighting-InGen_T8-48in-89w-B_T8-48in-89w-B_T8-48in-83w | Commercial Indoor General Lighting: more efficient Linear Fluorescent Lamp & Ballast installed. Measure includes Code case. Impacts: Linear Fluorescent-based HOU (varies by BldgType) | DEER2014 | D13 v1.2 | 2014-05-23 | Com-Iltg-dWatt-LF | DEER | Scaled | Delta |  |  | None |  | FALSE |  | TRUE | Com | Any | Lighting | InGen-LF | Ltg_Lmp+Blst | LF_LmpBlst | LFLmpBlst-T8-48in-32w-3g+El-IS-NLO(83w) | LFLmpBlst-T8-48in-32w-2g+El-IS-NLO(89w) | ILtg-Lfluor-fix |  |  |  | LFLmpBlst-T8-48in-32w-2g+El-IS-NLO(89w) | LFLmpBlst-T8-48in-32w-2g+El-IS-NLO(89w) | LFLmpBlst-T8-48in-32w-3g+El-IS-NLO(83w) | Proposed |  | FALSE | FALSE | DEER Lighting measure | RobNc | ILtg-Lfluor-fix |  | DEER1316-Ltg-Com-LF | 2013-01-01 |  | DEER2016 HOU Update |  |  |  |  | Standard | 40.53 | 38.25 | 2.28 | LFLmpBlst-T8-48in-32w-3g+El-IS-NLO(83w) | LFLmpBlst-T8-48in-32w-2g+El-IS-NLO(89w) | 3 | 1 | 3 | 1
2343 | Com-Lighting-InGen_T8-48in-175w-B_T8-48in-175w-B_T8-48in-162w | Commercial Indoor General Lighting: more efficient Linear Fluorescent Lamp & Ballast installed. Measure includes Code case. Impacts: Linear Fluorescent-based HOU (varies by BldgType) | DEER2014 | D13 v1.2 | 2014-05-23 | Com-Iltg-dWatt-LF | DEER | Scaled | Delta |  |  | None |  | FALSE |  | TRUE | Com | Any | Lighting | InGen-LF | Ltg_Lmp+Blst | LF_LmpBlst | LFLmpBlst-T8-48in-32w-3g+El-IS-NLO-1(162w) | LFLmpBlst-T8-48in-32w-2g+El-IS-NLO(175w) | ILtg-Lfluor-fix |  |  |  | LFLmpBlst-T8-48in-32w-2g+El-IS-NLO(175w) | LFLmpBlst-T8-48in-32w-2g+El-IS-NLO(175w) | LFLmpBlst-T8-48in-32w-3g+El-IS-NLO-1(162w) | Proposed |  | FALSE | FALSE | DEER Lighting measure | RobNc | ILtg-Lfluor-fix |  | DEER1316-Ltg-Com-LF | 2013-01-01 |  | DEER2016 HOU Update |  |  |  |  | Standard | 81.05 | 76.49 | 4.56 | LFLmpBlst-T8-48in-32w-3g+El-IS-NLO-1(162w) | LFLmpBlst-T8-48in-32w-2g+El-IS-NLO(175w) | 6 | 2 | 6 | 2
2347 | Com-Lighting-InGen_T12-96in-210w_T8-96in-160w_T8-96in-160w | Commercial Indoor General Lighting: more efficient Linear Fluorescent Lamp & Ballast installed. Measure includes Code case. Impacts: Linear Fluorescent-based HOU (varies by BldgType) | DEER2014 | D13 v1.2 | 2014-05-23 | Com-Iltg-dWatt-LF | DEER | Scaled | Delta |  |  | None |  | FALSE |  | TRUE | Com | Any | Lighting | InGen-LF | Ltg_Lmp+Blst | LF_LmpBlst | LFLmpBlst-T8-96in-86w+El-IS-NLO(160w) | LFLmpBlst-T8-96in-86w+El-IS-NLO(160w) | ILtg-Lfluor-fix |  |  |  | LFLmpBlst-T12-96in-60w+MagES-RS-NLO(210w) | LFLmpBlst-T8-96in-86w+El-IS-NLO(160w) | LFLmpBlst-T8-96in-86w+El-IS-NLO(160w) | Proposed |  | FALSE | FALSE | DEER Lighting measure | ErRul | ILtg-Lfluor-fix | D08-NE-ILtg-LFluor-Prim-RplLPD-96in60wT12ESMg210w-96in86wT8HOEl160w | DEER1316-Ltg-Com-LF | 2013-01-01 |  | DEER2016 HOU Update |  |  |  |  | Standard | 84.97 | 84.97 | 0 | LFLmpBlst-T8-96in-86w+El-IS-NLO(160w) | LFLmpBlst-T8-96in-86w+El-IS-NLO(160w) | 2 | 1 | 2 | 1
2349 | Com-Lighting-InGen_T12-96in-246w-A_T8-96in-219w_T8-96in-219w | Commercial Indoor General Lighting: more efficient Linear Fluorescent Lamp & Ballast installed. Measure includes Code case. Impacts: Linear Fluorescent-based HOU (varies by BldgType) | DEER2014 | D13 v1.2 | 2014-05-23 | Com-Iltg-dWatt-LF | DEER | Scaled | Delta |  |  | None |  | FALSE |  | TRUE | Com | Any | Lighting | InGen-LF | Ltg_Lmp+Blst | LF_LmpBlst | LFLmpBlst-T8-96in-59w+El-IS-NLO(219w) | LFLmpBlst-T8-96in-59w+El-IS-NLO(219w) | ILtg-Lfluor-fix |  |  |  | LFLmpBlst-T12-96in-60w+MagES-RS-NLO(246w) | LFLmpBlst-T8-96in-59w+El-IS-NLO(219w) | LFLmpBlst-T8-96in-59w+El-IS-NLO(219w) | Proposed |  | FALSE | FALSE | DEER Lighting measure | ErRul | ILtg-Lfluor-fix | D08-NE-ILtg-LFluor-Prim-RplLPD-96in60wT12ESMg246w-96in59wT8ISNEl219w | DEER1316-Ltg-Com-LF | 2013-01-01 |  | DEER2016 HOU Update |  |  |  |  | Standard | 100.32 | 100.32 | 0 | LFLmpBlst-T8-96in-59w+El-IS-NLO(219w) | LFLmpBlst-T8-96in-59w+El-IS-NLO(219w) | 4 | 2 | 4 | 2
2345 | Com-Lighting-InGen_T12-96in-62w-A_T8-96in-55w_T8-96in-49w | Commercial Indoor General Lighting: more efficient Linear Fluorescent Lamp & Ballast installed. Measure includes Code case. Impacts: Linear Fluorescent-based HOU (varies by BldgType) | DEER2014 | D13 v1.2 | 2014-05-23 | Com-Iltg-dWatt-LF | DEER | Scaled | Delta |  |  | None |  | FALSE |  | TRUE | Com | Any | Lighting | InGen-LF | Ltg_Lmp+Blst | LF_LmpBlst | LFLmpBlst-T8-96in-59w+El-IS-RLO(49w) | LFLmpBlst-T8-96in-59w+El-IS-NLO(55w) | ILtg-Lfluor-fix |  |  |  | LFLmpBlst-T12-96in-60w+MagES-RS-NLO(62w) | LFLmpBlst-T8-96in-59w+El-IS-NLO(55w) | LFLmpBlst-T8-96in-59w+El-IS-RLO(49w) | Proposed |  | FALSE | FALSE | DEER Lighting measure | ErRobNc | ILtg-Lfluor-fix | D08-NE-ILtg-LFluor-Prim-RplLPD-96in60wT12ESMg62w-96in59wT8T2ISREl49w | DEER1316-Ltg-Com-LF | 2013-01-01 |  | DEER2016 HOU Update |  |  |  |  | Standard | 25.08 | 25.08 | 0 | LFLmpBlst-T8-96in-59w+El-IS-RLO(49w) | LFLmpBlst-T8-96in-59w+El-IS-NLO(55w) | 1 | 0.5 | 1 | 0.5
2186 | Com-Lighting-InGen_T12-48in-41w_T8-48in-31w-D_T8-48in-31w-D | Commercial Indoor General Lighting: more efficient Linear Fluorescent Lamp & Ballast installed. Measure includes Code case. Impacts: Linear Fluorescent-based HOU (varies by BldgType) | DEER2014 | D13 v1.2 | 2014-05-23 | Com-Iltg-dWatt-LF | DEER | Scaled | Delta |  |  | None |  | FALSE |  | TRUE | Com | Any | Lighting | InGen-LF | Ltg_Lmp+Blst | LF_LmpBlst | LFLmpBlst-T8-48in-32w-2g+El-IS-NLO(31w) | LFLmpBlst-T8-48in-32w-2g+El-IS-NLO(31w) | ILtg-Lfluor-fix |  |  |  | LFLmpBlst-T12-48in-39w+Hyb-IS-NLO(41w) | LFLmpBlst-T8-48in-32w-2g+El-IS-NLO(31w) | LFLmpBlst-T8-48in-32w-2g+El-IS-NLO(31w) | Proposed |  | FALSE | FALSE | DEER Lighting measure | ErRul | ILtg-Lfluor-fix |  | DEER1316-Ltg-Com-LF | 2013-01-01 |  | DEER2016 HOU Update |  |  |  |  | Standard | 20.6 | 20.6 | 0 | LFLmpBlst-T8-48in-32w-2g+El-IS-NLO(31w) | LFLmpBlst-T8-48in-32w-2g+El-IS-NLO(31w) | 1 | 1 | 1 | 1
2223 | Com-Lighting-InGen_T12-48in-160w_T8-48in-112w-D_T8-48in-102w-B | Commercial Indoor General Lighting: more efficient Linear Fluorescent Lamp & Ballast installed. Measure includes Code case. Impacts: Linear Fluorescent-based HOU (varies by BldgType) | DEER2014 | D13 v1.2 | 2014-05-23 | Com-Iltg-dWatt-LF | DEER | Scaled | Delta |  |  | None |  | FALSE |  | TRUE | Com | Any | Lighting | InGen-LF | Ltg_Lmp+Blst | LF_LmpBlst | LFLmpBlst-T8-48in-32w-2g+El-IS-RLO(102w) | LFLmpBlst-T8-48in-32w-2g+El-IS-NLO(112w) | ILtg-Lfluor-fix |  |  |  | LFLmpBlst-T12-48in-39w+Hyb-IS-NLO(160w) | LFLmpBlst-T8-48in-32w-2g+El-IS-NLO(112w) | LFLmpBlst-T8-48in-32w-2g+El-IS-RLO(102w) | Proposed |  | FALSE | FALSE | DEER Lighting measure | ErRobNc | ILtg-Lfluor-fix |  | DEER1316-Ltg-Com-LF | 2013-01-01 |  | DEER2016 HOU Update |  |  |  |  | Standard | 47.07 | 47.07 | 0 | LFLmpBlst-T8-48in-32w-2g+El-IS-RLO(102w) | LFLmpBlst-T8-48in-32w-2g+El-IS-NLO(112w) | 4 | 1 | 4 | 1
2277 | Com-Lighting-InGen_T12-48in-68w_T8-48in-52w-B_T8-48in-45w | Commercial Indoor General Lighting: more efficient Linear Fluorescent Lamp & Ballast installed. Measure includes Code case. Impacts: Linear Fluorescent-based HOU (varies by BldgType) | DEER2014 | D13 v1.2 | 2014-05-23 | Com-Iltg-dWatt-LF | DEER | Scaled | Delta |  |  | None |  | FALSE |  | TRUE | Com | Any | Lighting | InGen-LF | Ltg_Lmp+Blst | LF_LmpBlst | LFLmpBlst-T8-48in-30w+El-IS-RLO(45w) | LFLmpBlst-T8-48in-32w-2g+El-IS-RLO(52w) | ILtg-Lfluor-fix |  |  |  | LFLmpBlst-T12-48in-34w+Hyb-RS-NLO(68w) | LFLmpBlst-T8-48in-32w-2g+El-IS-RLO(52w) | LFLmpBlst-T8-48in-30w+El-IS-RLO(45w) | Proposed |  | FALSE | FALSE | DEER Lighting measure | ErRobNc | ILtg-Lfluor-fix |  | DEER1316-Ltg-Com-LF | 2013-01-01 |  | DEER2016 HOU Update |  |  |  |  | Standard | 32.36 | 29.42 | 2.94 | LFLmpBlst-T8-48in-30w+El-IS-RLO(45w) | LFLmpBlst-T8-48in-32w-2g+El-IS-RLO(52w) | 2 | 1 | 2 | 1
2288 | Com-Lighting-InGen_T12-48in-72w-A_T8-48in-59w-C_T8-48in-51w-C | Commercial Indoor General Lighting: more efficient Linear Fluorescent Lamp & Ballast installed. Measure includes Code case. Impacts: Linear Fluorescent-based HOU (varies by BldgType) | DEER2014 | D13 v1.2 | 2014-05-23 | Com-Iltg-dWatt-LF | DEER | Scaled | Delta |  |  | None |  | FALSE |  | TRUE | Com | Any | Lighting | InGen-LF | Ltg_Lmp+Blst | LF_LmpBlst | LFLmpBlst-T8-48in-30w+El-IS-NLO(51w) | LFLmpBlst-T8-48in-32w-2g+El-IS-NLO+Refl(59w) | ILtg-Lfluor-fix |  |  |  | LFLmpBlst-T12-48in-34w+MagES-RS-NLO(72w) | LFLmpBlst-T8-48in-32w-2g+El-IS-NLO+Refl(59w) | LFLmpBlst-T8-48in-30w+El-IS-NLO(51w) | Proposed |  | FALSE | FALSE | DEER Lighting measure | ErRobNc | ILtg-Lfluor-fix |  | DEER1316-Ltg-Com-LF | 2013-01-01 |  | DEER2016 HOU Update |  |  |  |  | Standard | 32.36 | 29.42 | 2.94 | LFLmpBlst-T8-48in-30w+El-IS-NLO(51w) | LFLmpBlst-T8-48in-32w-2g+El-IS-NLO+Refl(59w) | 2 | 1 | 2 | 1
2247 | Com-Lighting-InGen_T12-48in-41w_T8-48in-31w-D_T8-48in-27w-E | Commercial Indoor General Lighting: more efficient Linear Fluorescent Lamp & Ballast installed. Measure includes Code case. Impacts: Linear Fluorescent-based HOU (varies by BldgType) | DEER2014 | D13 v1.2 | 2014-05-23 | Com-Iltg-dWatt-LF | DEER | Scaled | Delta |  |  | None |  | FALSE |  | TRUE | Com | Any | Lighting | InGen-LF | Ltg_Lmp+Blst | LF_LmpBlst | LFLmpBlst-T8-48in-30w+El-IS-NLO(27w) | LFLmpBlst-T8-48in-32w-2g+El-IS-NLO(31w) | ILtg-Lfluor-fix |  |  |  | LFLmpBlst-T12-48in-39w+Hyb-IS-NLO(41w) | LFLmpBlst-T8-48in-32w-2g+El-IS-NLO(31w) | LFLmpBlst-T8-48in-30w+El-IS-NLO(27w) | Proposed |  | FALSE | FALSE | DEER Lighting measure | ErRobNc | ILtg-Lfluor-fix |  | DEER1316-Ltg-Com-LF | 2013-01-01 |  | DEER2016 HOU Update |  |  |  |  | Standard | 22.07 | 20.6 | 1.47 | LFLmpBlst-T8-48in-30w+El-IS-NLO(27w) | LFLmpBlst-T8-48in-32w-2g+El-IS-NLO(31w) | 1 | 1 | 1 | 1
2171 | Com-Lighting-InGen_T12-48in-72w-A_T5-46in-64w_T5-46in-64w | Commercial Indoor General Lighting: more efficient Linear Fluorescent Lamp & Ballast installed. Measure includes Code case. Impacts: Linear Fluorescent-based HOU (varies by BldgType) | DEER2014 | D13 v1.2 | 2014-05-23 | Com-Iltg-dWatt-LF | DEER | Scaled | Delta |  |  | None |  | FALSE |  | TRUE | Com | Any | Lighting | InGen-LF | Ltg_Lmp+Blst | LF_LmpBlst | LFLmpBlst-T5-46in-28w+El-PS-HLO(64w) | LFLmpBlst-T5-46in-28w+El-PS-HLO(64w) | ILtg-Lfluor-fix |  |  |  | LFLmpBlst-T12-48in-34w+MagES-RS-NLO(72w) | LFLmpBlst-T5-46in-28w+El-PS-HLO(64w) | LFLmpBlst-T5-46in-28w+El-PS-HLO(64w) | Proposed |  | FALSE | FALSE | DEER Lighting measure | ErRul | ILtg-Lfluor-fix | D08-NE-ILtg-LFluor-Prim-RplLPD-48in34wT12ESMg72w-46in28wT5PSEl64w | DEER1316-Ltg-Com-LF | 2013-01-01 |  | DEER2016 HOU Update |  |  |  |  | Standard | 59.33 | 59.33 | 0 | LFLmpBlst-T5-46in-28w+El-PS-HLO(64w) | LFLmpBlst-T5-46in-28w+El-PS-HLO(64w) | 2 | 1 | 2 | 1
2170 | Com-Lighting-InGen_T12-48in-43w-A_T5-46in-33w_T5-46in-33w | Commercial Indoor General Lighting: more efficient Linear Fluorescent Lamp & Ballast installed. Measure includes Code case. Impacts: Linear Fluorescent-based HOU (varies by BldgType) | DEER2014 | D13 v1.2 | 2014-05-23 | Com-Iltg-dWatt-LF | DEER | Scaled | Delta |  |  | None |  | FALSE |  | TRUE | Com | Any | Lighting | InGen-LF | Ltg_Lmp+Blst | LF_LmpBlst | LFLmpBlst-T5-46in-28w+El-PS-HLO(33w) | LFLmpBlst-T5-46in-28w+El-PS-HLO(33w) | ILtg-Lfluor-fix |  |  |  | LFLmpBlst-T12-48in-34w+MagES-RS-NLO(43w) | LFLmpBlst-T5-46in-28w+El-PS-HLO(33w) | LFLmpBlst-T5-46in-28w+El-PS-HLO(33w) | Proposed |  | FALSE | FALSE | DEER Lighting measure | ErRul | ILtg-Lfluor-fix | D08-NE-ILtg-LFluor-Prim-RplLPD-48in34wT12ESMg43w-46in28wT5PSEl33w | DEER1316-Ltg-Com-LF | 2013-01-01 |  | DEER2016 HOU Update |  |  |  |  | Standard | 44.15 | 44.15 | 0 | LFLmpBlst-T5-46in-28w+El-PS-HLO(33w) | LFLmpBlst-T5-46in-28w+El-PS-HLO(33w) | 1 | 1 | 1 | 1
2173 | Com-Lighting-InGen_T12-48in-144w-A_T5-46in-97w_T5-46in-97w | Commercial Indoor General Lighting: more efficient Linear Fluorescent Lamp & Ballast installed. Measure includes Code case. Impacts: Linear Fluorescent-based HOU (varies by BldgType) | DEER2014 | D13 v1.2 | 2014-05-23 | Com-Iltg-dWatt-LF | DEER | Scaled | Delta |  |  | None |  | FALSE |  | TRUE | Com | Any | Lighting | InGen-LF | Ltg_Lmp+Blst | LF_LmpBlst | LFLmpBlst-T5-46in-28w+El-PS-HLO(97w) | LFLmpBlst-T5-46in-28w+El-PS-HLO(97w) | ILtg-Lfluor-fix |  |  |  | LFLmpBlst-T12-48in-34w+MagES-RS-NLO(144w) | LFLmpBlst-T5-46in-28w+El-PS-HLO(97w) | LFLmpBlst-T5-46in-28w+El-PS-HLO(97w) | Proposed |  | FALSE | FALSE | DEER Lighting measure | ErRul | ILtg-Lfluor-fix | D08-NE-ILtg-LFluor-Prim-RplLPD-48in34wT12ESMg144w-46in28wT52PSEl97w | DEER1316-Ltg-Com-LF | 2013-01-01 |  | DEER2016 HOU Update |  |  |  |  | Standard | 103.47 | 103.47 | 0 | LFLmpBlst-T5-46in-28w+El-PS-HLO(97w) | LFLmpBlst-T5-46in-28w+El-PS-HLO(97w) | 3 | 2 | 3 | 2
2187 | Com-Lighting-InGen_T12-48in-43w-A_T8-48in-31w-D_T8-48in-31w-D | Commercial Indoor General Lighting: more efficient Linear Fluorescent Lamp & Ballast installed. Measure includes Code case. Impacts: Linear Fluorescent-based HOU (varies by BldgType) | DEER2014 | D13 v1.2 | 2014-05-23 | Com-Iltg-dWatt-LF | DEER | Scaled | Delta |  |  | None |  | FALSE |  | TRUE | Com | Any | Lighting | InGen-LF | Ltg_Lmp+Blst | LF_LmpBlst | LFLmpBlst-T8-48in-32w-2g+El-IS-NLO(31w) | LFLmpBlst-T8-48in-32w-2g+El-IS-NLO(31w) | ILtg-Lfluor-fix |  |  |  | LFLmpBlst-T12-48in-34w+MagES-RS-NLO(43w) | LFLmpBlst-T8-48in-32w-2g+El-IS-NLO(31w) | LFLmpBlst-T8-48in-32w-2g+El-IS-NLO(31w) | Proposed |  | FALSE | FALSE | DEER Lighting measure | ErRul | ILtg-Lfluor-fix | D08-NE-ILtg-LFluor-Prim-RplLPD-48in34wT12ESMg43w-48in2g32wT8ISNEl31w | DEER1316-Ltg-Com-LF | 2013-01-01 |  | DEER2016 HOU Update |  |  |  |  | Standard | 20.6 | 20.6 | 0 | LFLmpBlst-T8-48in-32w-2g+El-IS-NLO(31w) | LFLmpBlst-T8-48in-32w-2g+El-IS-NLO(31w) | 1 | 1 | 1 | 1
2189 | Com-Lighting-InGen_T12-48in-43w-C_T8-48in-31w-D_T8-48in-31w-D | Commercial Indoor General Lighting: more efficient Linear Fluorescent Lamp & Ballast installed. Measure includes Code case. Impacts: Linear Fluorescent-based HOU (varies by BldgType) | DEER2014 | D13 v1.2 | 2014-05-23 | Com-Iltg-dWatt-LF | DEER | Scaled | Delta |  |  | None |  | FALSE |  | TRUE | Com | Any | Lighting | InGen-LF | Ltg_Lmp+Blst | LF_LmpBlst | LFLmpBlst-T8-48in-32w-2g+El-IS-NLO(31w) | LFLmpBlst-T8-48in-32w-2g+El-IS-NLO(31w) | ILtg-Lfluor-fix |  |  |  | LFLmpBlst-T12-48in-30w+MagStd-IS-NLO(43w) | LFLmpBlst-T8-48in-32w-2g+El-IS-NLO(31w) | LFLmpBlst-T8-48in-32w-2g+El-IS-NLO(31w) | Proposed |  | FALSE | FALSE | DEER Lighting measure | ErRul | ILtg-Lfluor-fix |  | DEER1316-Ltg-Com-LF | 2013-01-01 |  | DEER2016 HOU Update |  |  |  |  | Standard | 20.6 | 20.6 | 0 | LFLmpBlst-T8-48in-32w-2g+El-IS-NLO(31w) | LFLmpBlst-T8-48in-32w-2g+El-IS-NLO(31w) | 1 | 1 | 1 | 1
2199 | Com-Lighting-InGen_T12-48in-74w-B_T8-48in-60w-B_T8-48in-54w-B | Commercial Indoor General Lighting: more efficient Linear Fluorescent Lamp & Ballast installed. Measure includes Code case. Impacts: Linear Fluorescent-based HOU (varies by BldgType) | DEER2014 | D13 v1.2 | 2014-05-23 | Com-Iltg-dWatt-LF | DEER | Scaled | Delta |  |  | None |  | FALSE |  | TRUE | Com | Any | Lighting | InGen-LF | Ltg_Lmp+Blst | LF_LmpBlst |  |  | ILtg-Lfluor-fix |  |  |  | LFLmpBlst-T12-48in-39w+MagES-IS-NLO(74w) | LFLmpBlst-T8-48in-32w-2g+El-RS-NLO(60w) | LFLmpBlst-T8-48in-32w-2g+El-RS-RLO(54w) | Proposed |  | FALSE | FALSE | DEER Lighting measure | ErRobNc | ILtg-Lfluor-fix |  | DEER1316-Ltg-Com-LF | 2013-01-01 |  | DEER2016 HOU Update |  |  |  |  | Standard
4501 | C-In-LFLmpBlst-T8-36in-25w+El-IS-RLO(27w)-dWP19 | Commercial Indoor General Lighting: more efficient Linear Fluorescent Lamp & Ballast installed. Measure includes Code case. Impacts: Linear Fluorescent-based HOU (varies by BldgType) | DEER1314 | Lighting Disposition | 2015-03-06 | Com-Iltg-dWatt-LF | DEER | Scaled | Delta |  |  | None |  | FALSE |  | TRUE | Com | Any | Lighting | InGen-LF | Ltg_Lmp+Blst | LF_LmpBlst |  |  | ILtg-Lfluor-Elec |  |  |  | LFLmpBlst-T12-36in-30w+MagStd-RS-NLO(46w) | LFLmpBlst-T12-36in-30w+MagStd-RS-NLO(46w) | LFLmpBlst-T8-36in-25w+El-IS-RLO(27w) | Proposed | WP source e.g.: PGECOLTG160r1 | FALSE | FALSE | Disposition: MeasuresList-May222014.xlsx | RobNc | ILtg-Lfluor-T12Mag |  | DEER1316-Ltg-Com-LF | 2013-01-01 |  | DEER2016 HOU Update |  |  |  |  | Standard
2226 | Com-Lighting-InGen_T12-48in-168w_T8-48in-112w-D_T8-48in-102w-B | Commercial Indoor General Lighting: more efficient Linear Fluorescent Lamp & Ballast installed. Measure includes Code case. Impacts: Linear Fluorescent-based HOU (varies by BldgType) | DEER2014 | D13 v1.2 | 2014-05-23 | Com-Iltg-dWatt-LF | DEER | Scaled | Delta |  |  | None |  | FALSE |  | TRUE | Com | Any | Lighting | InGen-LF | Ltg_Lmp+Blst | LF_LmpBlst | LFLmpBlst-T8-48in-32w-2g+El-IS-RLO(102w) | LFLmpBlst-T8-48in-32w-2g+El-IS-NLO(112w) | ILtg-Lfluor-fix |  |  |  | LFLmpBlst-T12-48in-39w+MagStd-IS-NLO(168w) | LFLmpBlst-T8-48in-32w-2g+El-IS-NLO(112w) | LFLmpBlst-T8-48in-32w-2g+El-IS-RLO(102w) | Proposed |  | FALSE | FALSE | DEER Lighting measure | ErRobNc | ILtg-Lfluor-fix |  | DEER1316-Ltg-Com-LF | 2013-01-01 |  | DEER2016 HOU Update |  |  |  |  | Standard | 47.07 | 47.07 | 0 | LFLmpBlst-T8-48in-32w-2g+El-IS-RLO(102w) | LFLmpBlst-T8-48in-32w-2g+El-IS-NLO(112w) | 4 | 1 | 4 | 1
2237 | Com-Lighting-InGen_T12-48in-36w-B_T8-48in-31w-D_T8-48in-24w | Commercial Indoor General Lighting: more efficient Linear Fluorescent Lamp & Ballast installed. Measure includes Code case. Impacts: Linear Fluorescent-based HOU (varies by BldgType) | DEER2014 | D13 v1.2 | 2014-05-23 | Com-Iltg-dWatt-LF | DEER | Scaled | Delta |  |  | None |  | FALSE |  | TRUE | Com | Any | Lighting | InGen-LF | Ltg_Lmp+Blst | LF_LmpBlst | LFLmpBlst-T8-48in-30w+El-IS-RLO(24w) | LFLmpBlst-T8-48in-32w-2g+El-IS-NLO(31w) | ILtg-Lfluor-fix |  |  |  | LFLmpBlst-T12-48in-34w+Hyb-RS-NLO(36w) | LFLmpBlst-T8-48in-32w-2g+El-IS-NLO(31w) | LFLmpBlst-T8-48in-30w+El-IS-RLO(24w) | Proposed |  | FALSE | FALSE | DEER Lighting measure | ErRobNc | ILtg-Lfluor-fix |  | DEER1316-Ltg-Com-LF | 2013-01-01 |  | DEER2016 HOU Update |  |  |  |  | Standard | 22.07 | 20.6 | 1.47 | LFLmpBlst-T8-48in-30w+El-IS-RLO(24w) | LFLmpBlst-T8-48in-32w-2g+El-IS-NLO(31w) | 1 | 1 | 1 | 1
2241 | Com-Lighting-InGen_T12-48in-36w-B_T8-48in-31w-D_T8-48in-28w-C | Commercial Indoor General Lighting: more efficient Linear Fluorescent Lamp & Ballast installed. Measure includes Code case. Impacts: Linear Fluorescent-based HOU (varies by BldgType) | DEER2014 | D13 v1.2 | 2014-05-23 | Com-Iltg-dWatt-LF | DEER | Scaled | Delta |  |  | None |  | FALSE |  | TRUE | Com | Any | Lighting | InGen-LF | Ltg_Lmp+Blst | LF_LmpBlst | LFLmpBlst-T8-48in-32w-3g+El-IS-NLO(28w) | LFLmpBlst-T8-48in-32w-2g+El-IS-NLO(31w) | ILtg-Lfluor-fix |  |  |  | LFLmpBlst-T12-48in-34w+Hyb-RS-NLO(36w) | LFLmpBlst-T8-48in-32w-2g+El-IS-NLO(31w) | LFLmpBlst-T8-48in-32w-3g+El-IS-NLO(28w) | Proposed |  | FALSE | FALSE | DEER Lighting measure | ErRobNc | ILtg-Lfluor-fix |  | DEER1316-Ltg-Com-LF | 2013-01-01 |  | DEER2016 HOU Update |  |  |  |  | Standard | 21.36 | 20.6 | 0.76 | LFLmpBlst-T8-48in-32w-3g+El-IS-NLO(28w) | LFLmpBlst-T8-48in-32w-2g+El-IS-NLO(31w) | 1 | 1 | 1 | 1
2261 | Com-Lighting-InGen_T12-48in-43w-C_T8-48in-31w-D_T8-48in-24w | Commercial Indoor General Lighting: more efficient Linear Fluorescent Lamp & Ballast installed. Measure includes Code case. Impacts: Linear Fluorescent-based HOU (varies by BldgType) | DEER2014 | D13 v1.2 | 2014-05-23 | Com-Iltg-dWatt-LF | DEER | Scaled | Delta |  |  | None |  | FALSE |  | TRUE | Com | Any | Lighting | InGen-LF | Ltg_Lmp+Blst | LF_LmpBlst | LFLmpBlst-T8-48in-30w+El-IS-RLO(24w) | LFLmpBlst-T8-48in-32w-2g+El-IS-NLO(31w) | ILtg-Lfluor-fix |  |  |  | LFLmpBlst-T12-48in-30w+MagStd-IS-NLO(43w) | LFLmpBlst-T8-48in-32w-2g+El-IS-NLO(31w) | LFLmpBlst-T8-48in-30w+El-IS-RLO(24w) | Proposed |  | FALSE | FALSE | DEER Lighting measure | ErRobNc | ILtg-Lfluor-fix |  | DEER1316-Ltg-Com-LF | 2013-01-01 |  | DEER2016 HOU Update |  |  |  |  | Standard | 22.07 | 20.6 | 1.47 | LFLmpBlst-T8-48in-30w+El-IS-RLO(24w) | LFLmpBlst-T8-48in-32w-2g+El-IS-NLO(31w) | 1 | 1 | 1 | 1
2281 | Com-Lighting-InGen_T12-48in-68w_T8-48in-59w-C_T8-48in-54w-C | Commercial Indoor General Lighting: more efficient Linear Fluorescent Lamp & Ballast installed. Measure includes Code case. Impacts: Linear Fluorescent-based HOU (varies by BldgType) | DEER2014 | D13 v1.2 | 2014-05-23 | Com-Iltg-dWatt-LF | DEER | Scaled | Delta |  |  | None |  | FALSE |  | TRUE | Com | Any | Lighting | InGen-LF | Ltg_Lmp+Blst | LF_LmpBlst | LFLmpBlst-T8-48in-32w-3g+El-IS-NLO(54w) | LFLmpBlst-T8-48in-32w-2g+El-IS-NLO+Refl(59w) | ILtg-Lfluor-fix |  |  |  | LFLmpBlst-T12-48in-34w+Hyb-RS-NLO(68w) | LFLmpBlst-T8-48in-32w-2g+El-IS-NLO+Refl(59w) | LFLmpBlst-T8-48in-32w-3g+El-IS-NLO(54w) | Proposed |  | FALSE | FALSE | DEER Lighting measure | ErRobNc | ILtg-Lfluor-fix |  | DEER1316-Ltg-Com-LF | 2013-01-01 |  | DEER2016 HOU Update |  |  |  |  | Standard | 30.94 | 29.42 | 1.52 | LFLmpBlst-T8-48in-32w-3g+El-IS-NLO(54w) | LFLmpBlst-T8-48in-32w-2g+El-IS-NLO+Refl(59w) | 2 | 1 | 2 | 1
2265 | Com-Lighting-InGen_T12-48in-43w-C_T8-48in-31w-D_T8-48in-28w-C | Commercial Indoor General Lighting: more efficient Linear Fluorescent Lamp & Ballast installed. Measure includes Code case. Impacts: Linear Fluorescent-based HOU (varies by BldgType) | DEER2014 | D13 v1.2 | 2014-05-23 | Com-Iltg-dWatt-LF | DEER | Scaled | Delta |  |  | None |  | FALSE |  | TRUE | Com | Any | Lighting | InGen-LF | Ltg_Lmp+Blst | LF_LmpBlst | LFLmpBlst-T8-48in-32w-3g+El-IS-NLO(28w) | LFLmpBlst-T8-48in-32w-2g+El-IS-NLO(31w) | ILtg-Lfluor-fix |  |  |  | LFLmpBlst-T12-48in-30w+MagStd-IS-NLO(43w) | LFLmpBlst-T8-48in-32w-2g+El-IS-NLO(31w) | LFLmpBlst-T8-48in-32w-3g+El-IS-NLO(28w) | Proposed |  | FALSE | FALSE | DEER Lighting measure | ErRobNc | ILtg-Lfluor-fix |  | DEER1316-Ltg-Com-LF | 2013-01-01 |  | DEER2016 HOU Update |  |  |  |  | Standard | 21.36 | 20.6 | 0.76 | LFLmpBlst-T8-48in-32w-3g+El-IS-NLO(28w) | LFLmpBlst-T8-48in-32w-2g+El-IS-NLO(31w) | 1 | 1 | 1 | 1
2286 | Com-Lighting-InGen_T12-48in-72w-A_T8-48in-52w-B_T8-48in-48w | Commercial Indoor General Lighting: more efficient Linear Fluorescent Lamp & Ballast installed. Measure includes Code case. Impacts: Linear Fluorescent-based HOU (varies by BldgType) | DEER2014 | D13 v1.2 | 2014-05-23 | Com-Iltg-dWatt-LF | DEER | Scaled | Delta |  |  | None |  | FALSE |  | TRUE | Com | Any | Lighting | InGen-LF | Ltg_Lmp+Blst | LF_LmpBlst | LFLmpBlst-T8-48in-32w-3g+El-IS-RLO(48w) | LFLmpBlst-T8-48in-32w-2g+El-IS-RLO(52w) | ILtg-Lfluor-fix |  |  |  | LFLmpBlst-T12-48in-34w+MagES-RS-NLO(72w) | LFLmpBlst-T8-48in-32w-2g+El-IS-RLO(52w) | LFLmpBlst-T8-48in-32w-3g+El-IS-RLO(48w) | Proposed |  | FALSE | FALSE | DEER Lighting measure | ErRobNc | ILtg-Lfluor-fix |  | DEER1316-Ltg-Com-LF | 2013-01-01 |  | DEER2016 HOU Update |  |  |  |  | Standard | 30.94 | 29.42 | 1.52 | LFLmpBlst-T8-48in-32w-3g+El-IS-RLO(48w) | LFLmpBlst-T8-48in-32w-2g+El-IS-RLO(52w) | 2 | 1 | 2 | 1
4426 | C-In-LFLmpBlst-T12-48in-34w+MagES-RS-NLO-Del(123w)-dWP29 | Commercial Indoor General Lighting: Linear Fluorescent Lamp & Ballast permanently delamped. Measure includes Code case. Impacts: Linear Fluorescent-based HOU (varies by BldgType) | DEER1314 | Lighting Disposition | 2015-03-06 | Com-Iltg-dWatt-LF | DEER | Scaled | Delta |  |  | None |  | TRUE |  | TRUE | Com | Any | Lighting | InGen-LF | Ltg_Lmp+Blst | LF_LmpBlst |  |  | ILtg-Lfluor-T12Mag |  |  |  | LFLmpBlst-T12-48in-34w+MagES-RS-NLO(152w) | LFLmpBlst-T12-48in-34w+MagES-RS-NLO(152w) | LFLmpBlst-T12-48in-34w+MagES-RS-NLO-Del(123w) | Proposed |  | FALSE | FALSE | Disposition: MeasuresList-Dec1-2014.xlsx | RobNc | ILtg-Lfluor-T12Mag |  | DEER1316-Ltg-Com-LF | 2013-01-01 |  | DEER2016 HOU Update |  |  |  |  | Standard
4480 | C-In-LFLmpBlst-T8-24in-17w+El-IS-NLO(33w)-dWP23 | Commercial Indoor General Lighting: more efficient Linear Fluorescent Lamp & Ballast installed. Measure includes Code case. Impacts: Linear Fluorescent-based HOU (varies by BldgType) | DEER1314 | Lighting Disposition | 2015-03-06 | Com-Iltg-dWatt-LF | DEER | Scaled | Delta |  |  | None |  | FALSE |  | TRUE | Com | Any | Lighting | InGen-LF | Ltg_Lmp+Blst | LF_LmpBlst |  |  | ILtg-Lfluor-Elec |  |  |  | LFLmpBlst-T12-24in-20w+MagStd-RS-NLO(56w) | LFLmpBlst-T12-24in-20w+MagStd-RS-NLO(56w) | LFLmpBlst-T8-24in-17w+El-IS-NLO(33w) | Proposed | WP source e.g.: SCE13LG086r0 | FALSE | FALSE | Disposition: MeasuresList-May222014.xlsx | RobNc | ILtg-Lfluor-T12Mag |  | DEER1316-Ltg-Com-LF | 2013-01-01 |  | DEER2016 HOU Update |  |  |  |  | Standard
4519 | C-In-LFLmpBlst-T8-48in-25w+El-IS-RLO(38w)-dWP21-dWC21 | Commercial Indoor General Lighting: more efficient Linear Fluorescent Lamp & Ballast installed. Measure includes Code case. Impacts: Linear Fluorescent-based HOU (varies by BldgType) | DEER1314 | Lighting Disposition | 2015-03-06 | Com-Iltg-dWatt-LF | DEER | Scaled | Delta |  |  | None |  | TRUE |  | TRUE | Com | Any | Lighting | InGen-LF | Ltg_Lmp+Blst | LF_LmpBlst | LFLmpBlst-T8-48in-25w+El-IS-RLO(38w) | LFLmpBlst-T8-48in-32w-2g+El-IS-NLO(59w) | ILtg-Lfluor-Elec |  |  |  | LFLmpBlst-T8-48in-32w-1g+El-IS-NLO(59w) | LFLmpBlst-T8-48in-32w-2g+El-IS-NLO(59w) | LFLmpBlst-T8-48in-25w+El-IS-RLO(38w) | Proposed |  | FALSE | FALSE | Disposition: MeasuresList-Dec1-2014.xlsx | ErRobNc | ILtg-Lfluor-Elec |  | DEER1316-Ltg-Com-LF | 2013-01-01 |  | DEER2016 HOU Update |  |  |  |  | Standard | 35.95 | 29.42 | 6.53 | LFLmpBlst-T8-48in-25w+El-IS-RLO(38w) | LFLmpBlst-T8-48in-32w-2g+El-IS-NLO(59w) | 2 | 1 | 2 | 1
4553 | C-In-LFLmpBlst-T8-48in-28w+El-IS-NLO(98w)-dWP14 | Commercial Indoor General Lighting: more efficient Linear Fluorescent Lamp & Ballast installed. Measure includes Code case. Impacts: Linear Fluorescent-based HOU (varies by BldgType) | DEER1314 | Lighting Disposition | 2015-03-06 | Com-Iltg-dWatt-LF | DEER | Scaled | Delta |  |  | None |  | FALSE |  | TRUE | Com | Any | Lighting | InGen-LF | Ltg_Lmp+Blst | LF_LmpBlst | LFLmpBlst-T8-48in-28w+El-IS-NLO(98w) | LFLmpBlst-T8-48in-32w-1g+El-IS-NLO(112w) | ILtg-Lfluor-Elec |  |  |  | LFLmpBlst-T8-48in-32w-1g+El-IS-NLO(112w) | LFLmpBlst-T8-48in-32w-1g+El-IS-NLO(112w) | LFLmpBlst-T8-48in-28w+El-IS-NLO(98w) | Proposed | WP source e.g.: SCE13LG087r0 | FALSE | FALSE | Disposition: MeasuresList-May222014.xlsx | RobNc | ILtg-Lfluor-Elec |  | DEER1316-Ltg-Com-LF | 2013-01-01 |  | DEER2016 HOU Update |  |  |  |  | Standard | 55.29 | 42.99 | 12.3 | LFLmpBlst-T8-48in-28w+El-IS-NLO(98w) | LFLmpBlst-T8-48in-32w-1g+El-IS-NLO(112w) | 4 | 1 | 4 | 1
4599 | C-In-LFLmpBlst-T8-48in-30w+El-IS-NLO(51w)-dWP32 | Commercial Indoor General Lighting: more efficient Linear Fluorescent Lamp & Ballast installed. Measure includes Code case. Impacts: Linear Fluorescent-based HOU (varies by BldgType) | DEER1314 | Lighting Disposition | 2015-03-06 | Com-Iltg-dWatt-LF | DEER | Scaled | Delta |  |  | None |  | FALSE |  | TRUE | Com | Any | Lighting | InGen-LF | Ltg_Lmp+Blst | LF_LmpBlst | LFLmpBlst-T8-48in-30w+El-IS-NLO(51w) | LFLmpBlst-T8-48in-32w-3g+El-IS-NLO(83w) | ILtg-Lfluor-Elec |  |  |  | LFLmpBlst-T8-48in-32w-3g+El-IS-NLO(83w) | LFLmpBlst-T8-48in-32w-3g+El-IS-NLO(83w) | LFLmpBlst-T8-48in-30w+El-IS-NLO(51w) | Proposed | WP source e.g.: SCE13LG087r0 | FALSE | FALSE | Disposition: MeasuresList-May222014.xlsx | RobNc | ILtg-Lfluor-Elec |  | DEER1316-Ltg-Com-LF | 2013-01-01 |  | DEER2016 HOU Update |  |  |  |  | Standard | 32.36 | 40.53 | -8.17 | LFLmpBlst-T8-48in-30w+El-IS-NLO(51w) | LFLmpBlst-T8-48in-32w-3g+El-IS-NLO(83w) | 2 | 1 | 3 | 1
4497 | C-In-LFLmpBlst-T8-36in-25w+El-IS-NLO(46w)-dWP30 | Commercial Indoor General Lighting: more efficient Linear Fluorescent Lamp & Ballast installed. Measure includes Code case. Impacts: Linear Fluorescent-based HOU (varies by BldgType) | DEER1314 | Lighting Disposition | 2015-03-06 | Com-Iltg-dWatt-LF | DEER | Scaled | Delta |  |  | None |  | FALSE |  | TRUE | Com | Any | Lighting | InGen-LF | Ltg_Lmp+Blst | LF_LmpBlst |  |  | ILtg-Lfluor-Elec |  |  |  | LFLmpBlst-T12-72in-55w+MagStd-RS-NLO(76w) | LFLmpBlst-T12-72in-55w+MagStd-RS-NLO(76w) | LFLmpBlst-T8-36in-25w+El-IS-NLO(46w) | Proposed | WP source e.g.: WPSDGENRLG0013r3 | FALSE | FALSE | Disposition: MeasuresList-May222014.xlsx | RobNc | ILtg-Lfluor-T12Mag |  | DEER1316-Ltg-Com-LF | 2013-01-01 |  | DEER2016 HOU Update |  |  |  |  | Standard
4506 | C-In-LFLmpBlst-T8-48in-25w+El-IS-NLO(26w)-dWP4-1 | Commercial Indoor General Lighting: more efficient Linear Fluorescent Lamp & Ballast installed. Measure includes Code case. Impacts: Linear Fluorescent-based HOU (varies by BldgType) | DEER1314 | Lighting Disposition | 2015-03-06 | Com-Iltg-dWatt-LF | DEER | Scaled | Delta |  |  | None |  | TRUE |  | TRUE | Com | Any | Lighting | InGen-LF | Ltg_Lmp+Blst | LF_LmpBlst | LFLmpBlst-T8-48in-25w+El-IS-NLO(26w) | LFLmpBlst-T8-48in-32w-2g+El-IS-NLO-2(30w) | ILtg-Lfluor-Elec |  |  |  | LFLmpBlst-T8-48in-32w-2g+El-IS-NLO-2(30w) | LFLmpBlst-T8-48in-32w-2g+El-IS-NLO-2(30w) | LFLmpBlst-T8-48in-25w+El-IS-NLO(26w) | Proposed |  | FALSE | FALSE | Disposition: MeasuresList-Dec1-2014.xlsx | RobNc | ILtg-Lfluor-Elec |  | DEER1316-Ltg-Com-LF | 2013-01-01 |  | DEER2016 HOU Update |  |  |  |  | Standard | 23.87 | 14.71 | 9.16 | LFLmpBlst-T8-48in-25w+El-IS-NLO(26w) | LFLmpBlst-T8-48in-32w-2g+El-IS-NLO-2(30w) | 1 | 1 | 1 | 0.5
4514 | C-In-LFLmpBlst-T8-48in-25w+El-IS-NLO(45w)-dWP14-dWC14 | Commercial Indoor General Lighting: more efficient Linear Fluorescent Lamp & Ballast installed. Measure includes Code case. Impacts: Linear Fluorescent-based HOU (varies by BldgType) | DEER1314 | Lighting Disposition | 2015-03-06 | Com-Iltg-dWatt-LF | DEER | Scaled | Delta |  |  | None |  | FALSE |  | TRUE | Com | Any | Lighting | InGen-LF | Ltg_Lmp+Blst | LF_LmpBlst | LFLmpBlst-T8-48in-25w+El-IS-NLO(45w) | LFLmpBlst-T8-48in-32w-2g+El-IS-NLO(59w) | ILtg-Lfluor-Elec |  |  |  | LFLmpBlst-T8-48in-32w-1g+El-IS-NLO(59w) | LFLmpBlst-T8-48in-32w-2g+El-IS-NLO(59w) | LFLmpBlst-T8-48in-25w+El-IS-NLO(45w) | Proposed | WP source e.g.: SCE13LG087r0 | FALSE | FALSE | Disposition: MeasuresList-May222014.xlsx | ErRobNc | ILtg-Lfluor-Elec |  | DEER1316-Ltg-Com-LF | 2013-01-01 |  | DEER2016 HOU Update |  |  |  |  | Standard | 35.95 | 29.42 | 6.53 | LFLmpBlst-T8-48in-25w+El-IS-NLO(45w) | LFLmpBlst-T8-48in-32w-2g+El-IS-NLO(59w) | 2 | 1 | 2 | 1
4515 | C-In-LFLmpBlst-T8-48in-25w+El-IS-NLO(68w)-dWP21 | Commercial Indoor General Lighting: more efficient Linear Fluorescent Lamp & Ballast installed. Measure includes Code case. Impacts: Linear Fluorescent-based HOU (varies by BldgType) | DEER1314 | Lighting Disposition | 2015-03-06 | Com-Iltg-dWatt-LF | DEER | Scaled | Delta |  |  | None |  | FALSE |  | TRUE | Com | Any | Lighting | InGen-LF | Ltg_Lmp+Blst | LF_LmpBlst | LFLmpBlst-T8-48in-25w+El-IS-NLO(68w) | LFLmpBlst-T8-48in-32w-2g+El-IS-NLO(89w) | ILtg-Lfluor-Elec |  |  |  | LFLmpBlst-T8-48in-32w-2g+El-IS-NLO(89w) | LFLmpBlst-T8-48in-32w-2g+El-IS-NLO(89w) | LFLmpBlst-T8-48in-25w+El-IS-NLO(68w) | Proposed | WP source e.g.: SCE13LG092r0 | FALSE | FALSE | Disposition: MeasuresList-May222014.xlsx | RobNc | ILtg-Lfluor-Elec |  | DEER1316-Ltg-Com-LF | 2013-01-01 |  | DEER2016 HOU Update |  |  |  |  | Standard | 48.04 | 38.25 | 9.79 | LFLmpBlst-T8-48in-25w+El-IS-NLO(68w) | LFLmpBlst-T8-48in-32w-2g+El-IS-NLO(89w) | 3 | 1 | 3 | 1
4638 | C-In-LFLmpBlst-T8-48in-32w-3g+El-IS-NLO(54w)-dWP18-dWC16 | Commercial Indoor General Lighting: more efficient Linear Fluorescent Lamp & Ballast installed. Measure includes Code case. Impacts: Linear Fluorescent-based HOU (varies by BldgType) | DEER1314 | Lighting Disposition | 2015-03-06 | Com-Iltg-dWatt-LF | DEER | Scaled | Delta |  |  | None |  | FALSE |  | TRUE | Com | Any | Lighting | InGen-LF | Ltg_Lmp+Blst | LF_LmpBlst | LFLmpBlst-T8-48in-32w-3g+El-IS-NLO(54w) |  | ILtg-Lfluor-Elec |  |  |  | LFLmpBlst-T12-48in-34w+MagES-RS-NLO(72w) | LFLmpBlst-T8-48in-32w-1g+El-RS-HLO(70w) | LFLmpBlst-T8-48in-32w-3g+El-IS-NLO(54w) | Proposed | WP source e.g.: SCE13LG087r0 | FALSE | FALSE | Disposition: MeasuresList-May222014.xlsx | ErRobNc | ILtg-Lfluor-T12Mag | Com-Lighting-InGen_T12-48in-120w-C_T8-48in-89w-B_T8-48in-78w-B | DEER1316-Ltg-Com-LF | 2013-01-01 |  | DEER2016 HOU Update |  |  |  |  | Standard | 30.94
4680 | C-In-LFLmpBlst-T8-96in-59w+El-IS-RLO(57w)-dWP66-dWC0 | Commercial Indoor General Lighting: more efficient Linear Fluorescent Lamp & Ballast installed. Measure includes Code case. Impacts: Linear Fluorescent-based HOU (varies by BldgType) | DEER1314 | Lighting Disposition | 2015-03-06 | Com-Iltg-dWatt-LF | DEER | Scaled | Delta |  |  | None |  | TRUE |  | TRUE | Com | Any | Lighting | InGen-LF | Ltg_Lmp+Blst | LF_LmpBlst | LFLmpBlst-T8-96in-59w+El-IS-RLO(57w) | LFLmpBlst-T8-96in-59w+El-IS-RLO(57w) | ILtg-Lfluor-Elec |  |  |  | LFLmpBlst-T12-96in-60w+MagES-RS-NLO(123w) | LFLmpBlst-T8-96in-59w+El-IS-RLO(57w) | LFLmpBlst-T8-96in-59w+El-IS-RLO(57w) | Proposed |  | FALSE | FALSE | Disposition: MeasuresList-Dec1-2014.xlsx | ERrul | ILtg-Lfluor-T12Mag |  | DEER1316-Ltg-Com-LF | 2013-01-01 |  | DEER2016 HOU Update |  |  |  |  | Standard | 30.97 | 30.97 | 0 | LFLmpBlst-T8-96in-59w+El-IS-RLO(57w) | LFLmpBlst-T8-96in-59w+El-IS-RLO(57w) | 1 | 1 | 1 | 1
4682 | C-In-LFLmpBlst-T8-96in-59w+El-IS-RLO(98w)-dWP109-dWC11 | Commercial Indoor General Lighting: more efficient Linear Fluorescent Lamp & Ballast installed. Measure includes Code case. Impacts: Linear Fluorescent-based HOU (varies by BldgType) | DEER1314 | Lighting Disposition | 2015-03-06 | Com-Iltg-dWatt-LF | DEER | Scaled | Delta |  |  | None |  | FALSE |  | TRUE | Com | Any | Lighting | InGen-LF | Ltg_Lmp+Blst | LF_LmpBlst | LFLmpBlst-T8-96in-59w+El-IS-RLO(98w) | LFLmpBlst-T8-96in-59w+El-IS-NLO(109w) | ILtg-Lfluor-Elec |  |  |  | LFLmpBlst-T12-96in-95w+MagES-RS-NLO(207w) | LFLmpBlst-T8-96in-59w+El-IS-NLO(109w) | LFLmpBlst-T8-96in-59w+El-IS-RLO(98w) | Proposed | WP source e.g.: SCE13LG087r0 | FALSE | FALSE | Disposition: MeasuresList-May222014.xlsx | ErRobNc | ILtg-Lfluor-T12Mag |  | DEER1316-Ltg-Com-LF | 2013-01-01 |  | DEER2016 HOU Update |  |  |  |  | Standard | 50.16 | 50.16 | 0 | LFLmpBlst-T8-96in-59w+El-IS-RLO(98w) | LFLmpBlst-T8-96in-59w+El-IS-NLO(109w) | 2 | 1 | 2 | 1
4687 | C-In-LFLmpBlst-U6-22in-32w+El-IS-NLO(60w)-dWP12-dWC0 | Commercial Indoor General Lighting: more efficient Linear Fluorescent Lamp & Ballast installed. Measure includes Code case. Impacts: Linear Fluorescent-based HOU (varies by BldgType) | DEER1314 | Lighting Disposition | 2015-03-06 | Com-Iltg-dWatt-LF | DEER | Scaled | Delta |  |  | None |  | FALSE |  | TRUE | Com | Any | Lighting | InGen-LF | Ltg_Lmp+Blst | LF_LmpBlst |  |  | ILtg-Lfluor-Elec |  |  |  | LFLmpBlst-U12-22in-34w+MagES-RS-NLO(72w) | LFLmpBlst-U6-22in-32w+El-IS-NLO(60w) | LFLmpBlst-U6-22in-32w+El-IS-NLO(60w) | Proposed | WP source e.g.: SCE13LG087r0 | FALSE | FALSE | Disposition: MeasuresList-May222014.xlsx | ERrul | ILtg-Lfluor-T12Mag | Com-Lighting-InGen_T12-96in-62w-A_T8-96in-55w_T8-96in-49w | DEER1316-Ltg-Com-LF | 2013-01-01 |  | DEER2016 HOU Update |  |  |  |  | Standard
5174 | R-InCmn-LFLmpBlst-T8-48in-32w-3g+El-PS-RLO(90w)-dWP22 | Residential Indoor Common-Area Lighting: more efficient Linear Fluorescent Lamp & Ballast installed. Measure includes Code case. Impacts: HOU = 4340; CDF = 0.423 | DEER1314 | Lighting Disposition | 2014-05-30 | Res-Iltg-Cmn-dWatt-LF | NonDEER | Scaled | Delta |  |  | None |  | TRUE |  | TRUE | Res | Any | Lighting | InCommon | Ltg_Lmp+Blst | LF_LmpBlst | LFLmpBlst-T8-48in-32w-3g+El-PS-RLO(90w) | LFLmpBlst-T8-48in-32w-2g+El-IS-NLO(112w) | ILtg-Lfluor-CommArea |  |  |  | LFLmpBlst-T8-48in-32w-2g+El-IS-NLO(112w) | LFLmpBlst-T8-48in-32w-2g+El-IS-NLO(112w) | LFLmpBlst-T8-48in-32w-3g+El-PS-RLO(90w) | Available | WP source e.g.: SCE13LG087r0 | FALSE | FALSE | Disposition: MeasuresList-May222014.xlsx | RobNc | ILtg-Lfluor-CommArea |  | DEER1314 | 2013-01-01 |  | DEER |  |  |  |  | Standard | 67.3 | 47.07 | 20.23 | LFLmpBlst-T8-48in-32w-3g+El-PS-RLO(90w) | LFLmpBlst-T8-48in-32w-2g+El-IS-NLO(112w) | 4 | 1 | 4 | 1
2197 | Com-Lighting-InGen_T12-48in-72w-A_T8-48in-60w-B_T8-48in-54w-B | Commercial Indoor General Lighting: more efficient Linear Fluorescent Lamp & Ballast installed. Measure includes Code case. Impacts: Linear Fluorescent-based HOU (varies by BldgType) | DEER2014 | D13 v1.2 | 2014-05-23 | Com-Iltg-dWatt-LF | DEER | Scaled | Delta |  |  | None |  | FALSE |  | TRUE | Com | Any | Lighting | InGen-LF | Ltg_Lmp+Blst | LF_LmpBlst |  |  | ILtg-Lfluor-fix |  |  |  | LFLmpBlst-T12-48in-34w+MagES-RS-NLO(72w) | LFLmpBlst-T8-48in-32w-2g+El-RS-NLO(60w) | LFLmpBlst-T8-48in-32w-2g+El-RS-RLO(54w) | Proposed |  | FALSE | FALSE | DEER Lighting measure | ErRobNc | ILtg-Lfluor-fix |  | DEER1316-Ltg-Com-LF | 2013-01-01 |  | DEER2016 HOU Update |  |  |  |  | Standard
2221 | Com-Lighting-InGen_T12-48in-144w-A_T8-48in-112w-D_T8-48in-102w-B | Commercial Indoor General Lighting: more efficient Linear Fluorescent Lamp & Ballast installed. Measure includes Code case. Impacts: Linear Fluorescent-based HOU (varies by BldgType) | DEER2014 | D13 v1.2 | 2014-05-23 | Com-Iltg-dWatt-LF | DEER | Scaled | Delta |  |  | None |  | FALSE |  | TRUE | Com | Any | Lighting | InGen-LF | Ltg_Lmp+Blst | LF_LmpBlst | LFLmpBlst-T8-48in-32w-2g+El-IS-RLO(102w) | LFLmpBlst-T8-48in-32w-2g+El-IS-NLO(112w) | ILtg-Lfluor-fix |  |  |  | LFLmpBlst-T12-48in-34w+MagES-RS-NLO(144w) | LFLmpBlst-T8-48in-32w-2g+El-IS-NLO(112w) | LFLmpBlst-T8-48in-32w-2g+El-IS-RLO(102w) | Proposed |  | FALSE | FALSE | DEER Lighting measure | ErRobNc | ILtg-Lfluor-fix | D08-NE-ILtg-LFluor-Prim-RplLPD-48in34wT12ESMg144w-48in2g32wT8ISREl102w | DEER1316-Ltg-Com-LF | 2013-01-01 |  | DEER2016 HOU Update |  |  |  |  | Standard | 47.07 | 47.07 | 0 | LFLmpBlst-T8-48in-32w-2g+El-IS-RLO(102w) | LFLmpBlst-T8-48in-32w-2g+El-IS-NLO(112w) | 4 | 1 | 4 | 1
2233 | Com-Lighting-InGen_T12-96in-246w-A_T8-48in-175w-B_T8-48in-175w-B | Commercial Indoor General Lighting: more efficient Linear Fluorescent Lamp & Ballast installed. Measure includes Code case. Impacts: Linear Fluorescent-based HOU (varies by BldgType) | DEER2014 | D13 v1.2 | 2014-05-23 | Com-Iltg-dWatt-LF | DEER | Scaled | Delta |  |  | None |  | FALSE |  | TRUE | Com | Any | Lighting | InGen-LF | Ltg_Lmp+Blst | LF_LmpBlst | LFLmpBlst-T8-48in-32w-2g+El-IS-NLO(175w) | LFLmpBlst-T8-48in-32w-2g+El-IS-NLO(175w) | ILtg-Lfluor-fix |  |  |  | LFLmpBlst-T12-96in-60w+MagES-RS-NLO(246w) | LFLmpBlst-T8-48in-32w-2g+El-IS-NLO(175w) | LFLmpBlst-T8-48in-32w-2g+El-IS-NLO(175w) | Proposed |  | FALSE | FALSE | DEER Lighting measure | ErRul | ILtg-Lfluor-fix | D08-NE-ILtg-LFluor-Prim-RplLPD-96in60wT12ESMg246w-48in2g32wT8ISNEl175w | DEER1316-Ltg-Com-LF | 2013-01-01 |  | DEER2016 HOU Update |  |  |  |  | Standard | 76.49 | 76.49 | 0 | LFLmpBlst-T8-48in-32w-2g+El-IS-NLO(175w) | LFLmpBlst-T8-48in-32w-2g+El-IS-NLO(175w) | 6 | 2 | 6 | 2
2269 | Com-Lighting-InGen_T12-48in-48w_T8-48in-31w-D_T8-48in-24w | Commercial Indoor General Lighting: more efficient Linear Fluorescent Lamp & Ballast installed. Measure includes Code case. Impacts: Linear Fluorescent-based HOU (varies by BldgType) | DEER2014 | D13 v1.2 | 2014-05-23 | Com-Iltg-dWatt-LF | DEER | Scaled | Delta |  |  | None |  | FALSE |  | TRUE | Com | Any | Lighting | InGen-LF | Ltg_Lmp+Blst | LF_LmpBlst | LFLmpBlst-T8-48in-30w+El-IS-RLO(24w) | LFLmpBlst-T8-48in-32w-2g+El-IS-NLO(31w) | ILtg-Lfluor-fix |  |  |  | LFLmpBlst-T12-48in-39w+MagStd-IS-NLO(48w) | LFLmpBlst-T8-48in-32w-2g+El-IS-NLO(31w) | LFLmpBlst-T8-48in-30w+El-IS-RLO(24w) | Proposed |  | FALSE | FALSE | DEER Lighting measure | ErRobNc | ILtg-Lfluor-fix |  | DEER1316-Ltg-Com-LF | 2013-01-01 |  | DEER2016 HOU Update |  |  |  |  | Standard | 22.07 | 20.6 | 1.47 | LFLmpBlst-T8-48in-30w+El-IS-RLO(24w) | LFLmpBlst-T8-48in-32w-2g+El-IS-NLO(31w) | 1 | 1 | 1 | 1
2294 | Com-Lighting-InGen_T12-48in-74w-B_T8-48in-52w-B_T8-48in-48w | Commercial Indoor General Lighting: more efficient Linear Fluorescent Lamp & Ballast installed. Measure includes Code case. Impacts: Linear Fluorescent-based HOU (varies by BldgType) | DEER2014 | D13 v1.2 | 2014-05-23 | Com-Iltg-dWatt-LF | DEER | Scaled | Delta |  |  | None |  | FALSE |  | TRUE | Com | Any | Lighting | InGen-LF | Ltg_Lmp+Blst | LF_LmpBlst | LFLmpBlst-T8-48in-32w-3g+El-IS-RLO(48w) | LFLmpBlst-T8-48in-32w-2g+El-IS-RLO(52w) | ILtg-Lfluor-fix |  |  |  | LFLmpBlst-T12-48in-39w+MagES-IS-NLO(74w) | LFLmpBlst-T8-48in-32w-2g+El-IS-RLO(52w) | LFLmpBlst-T8-48in-32w-3g+El-IS-RLO(48w) | Proposed |  | FALSE | FALSE | DEER Lighting measure | ErRobNc | ILtg-Lfluor-fix |  | DEER1316-Ltg-Com-LF | 2013-01-01 |  | DEER2016 HOU Update |  |  |  |  | Standard | 30.94 | 29.42 | 1.52 | LFLmpBlst-T8-48in-32w-3g+El-IS-RLO(48w) | LFLmpBlst-T8-48in-32w-2g+El-IS-RLO(52w) | 2 | 1 | 2 | 1
4600 | C-In-LFLmpBlst-T8-48in-30w+El-IS-RLO(45w)-dWP27-dWC14 | Commercial Indoor General Lighting: more efficient Linear Fluorescent Lamp & Ballast installed. Measure includes Code case. Impacts: Linear Fluorescent-based HOU (varies by BldgType) | DEER1314 | Lighting Disposition | 2015-03-06 | Com-Iltg-dWatt-LF | DEER | Scaled | Delta |  |  | None |  | FALSE |  | TRUE | Com | Any | Lighting | InGen-LF | Ltg_Lmp+Blst | LF_LmpBlst | LFLmpBlst-T8-48in-30w+El-IS-RLO(45w) | LFLmpBlst-T8-48in-32w-2g+El-IS-NLO(59w) | ILtg-Lfluor-Elec |  |  |  | LFLmpBlst-T12-48in-34w+MagES-RS-NLO(72w) | LFLmpBlst-T8-48in-32w-2g+El-IS-NLO(59w) | LFLmpBlst-T8-48in-30w+El-IS-RLO(45w) | Proposed | WP source e.g.: SCE13LG087r0 | FALSE | FALSE | Disposition: MeasuresList-May222014.xlsx | ErRobNc | ILtg-Lfluor-T12Mag |  | DEER1316-Ltg-Com-LF | 2013-01-01 |  | DEER2016 HOU Update |  |  |  |  | Standard | 32.36 | 29.42 | 2.94 | LFLmpBlst-T8-48in-30w+El-IS-RLO(45w) | LFLmpBlst-T8-48in-32w-2g+El-IS-NLO(59w) | 2 | 1 | 2 | 1
4636 | C-In-LFLmpBlst-T8-48in-32w-2g+El-RS-RLO(54w)-dWP8-dWC6 | Commercial Indoor General Lighting: more efficient Linear Fluorescent Lamp & Ballast installed. Measure includes Code case. Impacts: Linear Fluorescent-based HOU (varies by BldgType) | DEER1314 | Lighting Disposition | 2015-03-06 | Com-Iltg-dWatt-LF | DEER | Scaled | Delta |  |  | None |  | FALSE |  | TRUE | Com | Any | Lighting | InGen-LF | Ltg_Lmp+Blst | LF_LmpBlst |  |  | ILtg-Lfluor-Elec |  |  |  | LFLmpBlst-T12-96in-60w+MagES-RS-NLO(62w) | LFLmpBlst-T8-48in-32w-2g+El-RS-NLO(60w) | LFLmpBlst-T8-48in-32w-2g+El-RS-RLO(54w) | Proposed | WP source e.g.: SCE13LG087r0 | FALSE | FALSE | Disposition: MeasuresList-May222014.xlsx | ErRobNc | ILtg-Lfluor-T12Mag |  | DEER1316-Ltg-Com-LF | 2013-01-01 |  | DEER2016 HOU Update |  |  |  |  | Standard
2169 | Com-Lighting-InGen_T12-48in-216w_T12-48in-216w_T12-48in-152w | Commercial Indoor General Lighting: Linear Fluorescent Lamp & Ballast replaces pre-existing standard lighting Wattage. Measure includes Code case. Impacts: Linear Fluorescent-based HOU (varies by BldgType) | DEER2014 | D13 v1.2 | 2014-05-23 | Com-Iltg-dWatt-LF | DEER | Scaled | Delta |  |  | None |  | FALSE |  | TRUE | Com | Any | Lighting | InGen-LF | Ltg_Lmp+Blst | LF_LmpBlst |  |  | ILtg-Lfluor-fix |  |  |  | LFLmpBlst-T12-48in-34w+MagES-RS-NLO(216w) | LFLmpBlst-T12-48in-34w+MagES-RS-NLO(216w) | LFLmpBlst-T12-48in-34w+MagES-RS-NLO-Del(152w) | Proposed | Delamping | FALSE | FALSE | DEER Lighting measure | RobNc | ILtg-Lfluor-fix | D08-NE-ILtg-LFluor-Prim-Rtr-48in34wT12ESMg216w-48in34wT12ESMg152w | DEER1316-Ltg-Com-LF | 2013-01-01 |  | DEER2016 HOU Update |  |  |  |  | Standard
2174 | Com-Lighting-InGen_T8-48in-102w-B_T5-46in-97w_T5-46in-97w | Commercial Indoor General Lighting: more efficient Linear Fluorescent Lamp & Ballast installed. Measure includes Code case. Impacts: Linear Fluorescent-based HOU (varies by BldgType) | DEER2014 | D13 v1.2 | 2014-05-23 | Com-Iltg-dWatt-LF | DEER | Scaled | Delta |  |  | None |  | FALSE |  | TRUE | Com | Any | Lighting | InGen-LF | Ltg_Lmp+Blst | LF_LmpBlst | LFLmpBlst-T5-46in-28w+El-PS-HLO(97w) | LFLmpBlst-T5-46in-28w+El-PS-HLO(97w) | ILtg-Lfluor-fix |  |  |  | LFLmpBlst-T8-48in-32w-2g+El-IS-RLO(102w) | LFLmpBlst-T5-46in-28w+El-PS-HLO(97w) | LFLmpBlst-T5-46in-28w+El-PS-HLO(97w) | Proposed |  | FALSE | FALSE | DEER Lighting measure | ErRul | ILtg-Lfluor-fix |  | DEER1316-Ltg-Com-LF | 2013-01-01 |  | DEER2016 HOU Update |  |  |  |  | Standard | 103.47 | 103.47 | 0 | LFLmpBlst-T5-46in-28w+El-PS-HLO(97w) | LFLmpBlst-T5-46in-28w+El-PS-HLO(97w) | 3 | 2 | 3 | 2
2175 | Com-Lighting-InGen_T12-48in-72w-A_T5-46in-59w_T5-46in-59w | Commercial Indoor General Lighting: more efficient Linear Fluorescent Lamp & Ballast installed. Measure includes Code case. Impacts: Linear Fluorescent-based HOU (varies by BldgType) | DEER2014 | D13 v1.2 | 2014-05-23 | Com-Iltg-dWatt-LF | DEER | Scaled | Delta |  |  | None |  | FALSE |  | TRUE | Com | Any | Lighting | InGen-LF | Ltg_Lmp+Blst | LF_LmpBlst | LFLmpBlst-T5-46in-54w+El-PS-HLO(59w) | LFLmpBlst-T5-46in-54w+El-PS-HLO(59w) | ILtg-Lfluor-fix |  |  |  | LFLmpBlst-T12-48in-34w+MagES-RS-NLO(72w) | LFLmpBlst-T5-46in-54w+El-PS-HLO(59w) | LFLmpBlst-T5-46in-54w+El-PS-HLO(59w) | Proposed |  | FALSE | FALSE | DEER Lighting measure | ErRul | ILtg-Lfluor-fix | D08-NE-ILtg-LFluor-Prim-RplLPD-48in34wT12ESMg72w-46in54wT5HOT2PSEl59w | DEER1316-Ltg-Com-LF | 2013-01-01 |  | DEER2016 HOU Update |  |  |  |  | Standard | 33.37 | 33.37 | 0 | LFLmpBlst-T5-46in-54w+El-PS-HLO(59w) | LFLmpBlst-T5-46in-54w+El-PS-HLO(59w) | 1 | 0.5 | 1 | 0.5
2176 | Com-Lighting-InGen_T12-48in-72w-A_T5-46in-62w_T5-46in-62w | Commercial Indoor General Lighting: more efficient Linear Fluorescent Lamp & Ballast installed. Measure includes Code case. Impacts: Linear Fluorescent-based HOU (varies by BldgType) | DEER2014 | D13 v1.2 | 2014-05-23 | Com-Iltg-dWatt-LF | DEER | Scaled | Delta |  |  | None |  | FALSE |  | TRUE | Com | Any | Lighting | InGen-LF | Ltg_Lmp+Blst | LF_LmpBlst | LFLmpBlst-T5-46in-54w+El-PS-HLO(62w) | LFLmpBlst-T5-46in-54w+El-PS-HLO(62w) | ILtg-Lfluor-fix |  |  |  | LFLmpBlst-T12-48in-34w+MagES-RS-NLO(72w) | LFLmpBlst-T5-46in-54w+El-PS-HLO(62w) | LFLmpBlst-T5-46in-54w+El-PS-HLO(62w) | Proposed |  | FALSE | FALSE | DEER Lighting measure | ErRul | ILtg-Lfluor-fix | D08-NE-ILtg-LFluor-Prim-RplLPD-48in34wT12ESMg72w-46in54wT5HOPSEl62w | DEER1316-Ltg-Com-LF | 2013-01-01 |  | DEER2016 HOU Update |  |  |  |  | Standard | 47.85 | 47.85 | 0 | LFLmpBlst-T5-46in-54w+El-PS-HLO(62w) | LFLmpBlst-T5-46in-54w+El-PS-HLO(62w) | 1 | 1 | 1 | 1
2185 | Com-Lighting-InGen_T12-48in-36w-B_T8-48in-31w-D_T8-48in-31w-D | Commercial Indoor General Lighting: more efficient Linear Fluorescent Lamp & Ballast installed. Measure includes Code case. Impacts: Linear Fluorescent-based HOU (varies by BldgType) | DEER2014 | D13 v1.2 | 2014-05-23 | Com-Iltg-dWatt-LF | DEER | Scaled | Delta |  |  | None |  | FALSE |  | TRUE | Com | Any | Lighting | InGen-LF | Ltg_Lmp+Blst | LF_LmpBlst | LFLmpBlst-T8-48in-32w-2g+El-IS-NLO(31w) | LFLmpBlst-T8-48in-32w-2g+El-IS-NLO(31w) | ILtg-Lfluor-fix |  |  |  | LFLmpBlst-T12-48in-34w+Hyb-RS-NLO(36w) | LFLmpBlst-T8-48in-32w-2g+El-IS-NLO(31w) | LFLmpBlst-T8-48in-32w-2g+El-IS-NLO(31w) | Proposed |  | FALSE | FALSE | DEER Lighting measure | ErRul | ILtg-Lfluor-fix |  | DEER1316-Ltg-Com-LF | 2013-01-01 |  | DEER2016 HOU Update |  |  |  |  | Standard | 20.6 | 20.6 | 0 | LFLmpBlst-T8-48in-32w-2g+El-IS-NLO(31w) | LFLmpBlst-T8-48in-32w-2g+El-IS-NLO(31w) | 1 | 1 | 1 | 1
2191 | Com-Lighting-InGen_T12-48in-48w_T8-48in-31w-D_T8-48in-31w-D | Commercial Indoor General Lighting: more efficient Linear Fluorescent Lamp & Ballast installed. Measure includes Code case. Impacts: Linear Fluorescent-based HOU (varies by BldgType) | DEER2014 | D13 v1.2 | 2014-05-23 | Com-Iltg-dWatt-LF | DEER | Scaled | Delta |  |  | None |  | FALSE |  | TRUE | Com | Any | Lighting | InGen-LF | Ltg_Lmp+Blst | LF_LmpBlst | LFLmpBlst-T8-48in-32w-2g+El-IS-NLO(31w) | LFLmpBlst-T8-48in-32w-2g+El-IS-NLO(31w) | ILtg-Lfluor-fix |  |  |  | LFLmpBlst-T12-48in-39w+MagStd-IS-NLO(48w) | LFLmpBlst-T8-48in-32w-2g+El-IS-NLO(31w) | LFLmpBlst-T8-48in-32w-2g+El-IS-NLO(31w) | Proposed |  | FALSE | FALSE | DEER Lighting measure | ErRul | ILtg-Lfluor-fix |  | DEER1316-Ltg-Com-LF | 2013-01-01 |  | DEER2016 HOU Update |  |  |  |  | Standard | 20.6 | 20.6 | 0 | LFLmpBlst-T8-48in-32w-2g+El-IS-NLO(31w) | LFLmpBlst-T8-48in-32w-2g+El-IS-NLO(31w) | 1 | 1 | 1 | 1
2201 | Com-Lighting-InGen_T12-48in-80w-C_T8-48in-60w-B_T8-48in-54w-B | Commercial Indoor General Lighting: more efficient Linear Fluorescent Lamp & Ballast installed. Measure includes Code case. Impacts: Linear Fluorescent-based HOU (varies by BldgType) | DEER2014 | D13 v1.2 | 2014-05-23 | Com-Iltg-dWatt-LF | DEER | Scaled | Delta |  |  | None |  | FALSE |  | TRUE | Com | Any | Lighting | InGen-LF | Ltg_Lmp+Blst | LF_LmpBlst |  |  | ILtg-Lfluor-fix |  |  |  | LFLmpBlst-T12-48in-39w+Hyb-IS-NLO(80w) | LFLmpBlst-T8-48in-32w-2g+El-RS-NLO(60w) | LFLmpBlst-T8-48in-32w-2g+El-RS-RLO(54w) | Proposed |  | FALSE | FALSE | DEER Lighting measure | ErRobNc | ILtg-Lfluor-fix |  | DEER1316-Ltg-Com-LF | 2013-01-01 |  | DEER2016 HOU Update |  |  |  |  | Standard
2207 | Com-Lighting-InGen_T12-48in-102w_T8-48in-89w-B_T8-48in-78w-B | Commercial Indoor General Lighting: more efficient Linear Fluorescent Lamp & Ballast installed. Measure includes Code case. Impacts: Linear Fluorescent-based HOU (varies by BldgType) | DEER2014 | D13 v1.2 | 2014-05-23 | Com-Iltg-dWatt-LF | DEER | Scaled | Delta |  |  | None |  | FALSE |  | TRUE | Com | Any | Lighting | InGen-LF | Ltg_Lmp+Blst | LF_LmpBlst | LFLmpBlst-T8-48in-32w-2g+El-IS-RLO(78w) | LFLmpBlst-T8-48in-32w-2g+El-IS-NLO(89w) | ILtg-Lfluor-fix |  |  |  | LFLmpBlst-T12-48in-34w+Hyb-RS-NLO(102w) | LFLmpBlst-T8-48in-32w-2g+El-IS-NLO(89w) | LFLmpBlst-T8-48in-32w-2g+El-IS-RLO(78w) | Proposed |  | FALSE | FALSE | DEER Lighting measure | ErRobNc | ILtg-Lfluor-fix |  | DEER1316-Ltg-Com-LF | 2013-01-01 |  | DEER2016 HOU Update |  |  |  |  | Standard | 38.25 | 38.25 | 0 | LFLmpBlst-T8-48in-32w-2g+El-IS-RLO(78w) | LFLmpBlst-T8-48in-32w-2g+El-IS-NLO(89w) | 3 | 1 | 3 | 1
2211 | Com-Lighting-InGen_T12-48in-120w-C_T8-48in-89w-B_T8-48in-78w-B | Commercial Indoor General Lighting: more efficient Linear Fluorescent Lamp & Ballast installed. Measure includes Code case. Impacts: Linear Fluorescent-based HOU (varies by BldgType) | DEER2014 | D13 v1.2 | 2014-05-23 | Com-Iltg-dWatt-LF | DEER | Scaled | Delta |  |  | None |  | FALSE |  | TRUE | Com | Any | Lighting | InGen-LF | Ltg_Lmp+Blst | LF_LmpBlst | LFLmpBlst-T8-48in-32w-2g+El-IS-RLO(78w) | LFLmpBlst-T8-48in-32w-2g+El-IS-NLO(89w) | ILtg-Lfluor-fix |  |  |  | LFLmpBlst-T12-48in-39w+Hyb-IS-NLO(120w) | LFLmpBlst-T8-48in-32w-2g+El-IS-NLO(89w) | LFLmpBlst-T8-48in-32w-2g+El-IS-RLO(78w) | Proposed |  | FALSE | FALSE | DEER Lighting measure | ErRobNc | ILtg-Lfluor-fix |  | DEER1316-Ltg-Com-LF | 2013-01-01 |  | DEER2016 HOU Update |  |  |  |  | Standard | 38.25 | 38.25 | 0 | LFLmpBlst-T8-48in-32w-2g+El-IS-RLO(78w) | LFLmpBlst-T8-48in-32w-2g+El-IS-NLO(89w) | 3 | 1 | 3 | 1
2234 | Com-Lighting-InGen_T8-48in-52w-B_T8-48in-41w-B_T8-48in-41w-B | Commercial Indoor General Lighting: more efficient Linear Fluorescent Lamp & Ballast installed. Measure includes Code case. Impacts: Linear Fluorescent-based HOU (varies by BldgType) | DEER2014 | D13 v1.2 | 2014-05-23 | Com-Iltg-dWatt-LF | DEER | Scaled | Delta |  |  | None |  | FALSE |  | TRUE | Com | Any | Lighting | InGen-LF | Ltg_Lmp+Blst | LF_LmpBlst | LFLmpBlst-T8-48in-32w-2g+El-IS-VHLO(41w) | LFLmpBlst-T8-48in-32w-2g+El-IS-VHLO(41w) | ILtg-Lfluor-fix |  |  |  | LFLmpBlst-T8-48in-32w-2g+El-IS-RLO(52w) | LFLmpBlst-T8-48in-32w-2g+El-IS-VHLO(41w) | LFLmpBlst-T8-48in-32w-2g+El-IS-VHLO(41w) | Proposed |  | FALSE | FALSE | DEER Lighting measure | ErRul | ILtg-Lfluor-fix |  | DEER1316-Ltg-Com-LF | 2013-01-01 |  | DEER2016 HOU Update |  |  |  |  | Standard | 20.6 | 20.6 | 0 | LFLmpBlst-T8-48in-32w-2g+El-IS-VHLO(41w) | LFLmpBlst-T8-48in-32w-2g+El-IS-VHLO(41w) | 1 | 1 | 1 | 1
2238 | Com-Lighting-InGen_T12-48in-36w-B_T8-48in-31w-D_T8-48in-25w-C | Commercial Indoor General Lighting: more efficient Linear Fluorescent Lamp & Ballast installed. Measure includes Code case. Impacts: Linear Fluorescent-based HOU (varies by BldgType) | DEER2014 | D13 v1.2 | 2014-05-23 | Com-Iltg-dWatt-LF | DEER | Scaled | Delta |  |  | None |  | FALSE |  | TRUE | Com | Any | Lighting | InGen-LF | Ltg_Lmp+Blst | LF_LmpBlst | LFLmpBlst-T8-48in-32w-3g+El-IS-RLO(25w) | LFLmpBlst-T8-48in-32w-2g+El-IS-NLO(31w) | ILtg-Lfluor-fix |  |  |  | LFLmpBlst-T12-48in-34w+Hyb-RS-NLO(36w) | LFLmpBlst-T8-48in-32w-2g+El-IS-NLO(31w) | LFLmpBlst-T8-48in-32w-3g+El-IS-RLO(25w) | Proposed |  | FALSE | FALSE | DEER Lighting measure | ErRobNc | ILtg-Lfluor-fix |  | DEER1316-Ltg-Com-LF | 2013-01-01 |  | DEER2016 HOU Update |  |  |  |  | Standard | 21.36 | 20.6 | 0.76 | LFLmpBlst-T8-48in-32w-3g+El-IS-RLO(25w) | LFLmpBlst-T8-48in-32w-2g+El-IS-NLO(31w) | 1 | 1 | 1 | 1
2255 | Com-Lighting-InGen_T12-48in-43w-A_T8-48in-31w-D_T8-48in-27w-E | Commercial Indoor General Lighting: more efficient Linear Fluorescent Lamp & Ballast installed. Measure includes Code case. Impacts: Linear Fluorescent-based HOU (varies by BldgType) | DEER2014 | D13 v1.2 | 2014-05-23 | Com-Iltg-dWatt-LF | DEER | Scaled | Delta |  |  | None |  | FALSE |  | TRUE | Com | Any | Lighting | InGen-LF | Ltg_Lmp+Blst | LF_LmpBlst | LFLmpBlst-T8-48in-30w+El-IS-NLO(27w) | LFLmpBlst-T8-48in-32w-2g+El-IS-NLO(31w) | ILtg-Lfluor-fix |  |  |  | LFLmpBlst-T12-48in-34w+MagES-RS-NLO(43w) | LFLmpBlst-T8-48in-32w-2g+El-IS-NLO(31w) | LFLmpBlst-T8-48in-30w+El-IS-NLO(27w) | Proposed |  | FALSE | FALSE | DEER Lighting measure | ErRobNc | ILtg-Lfluor-fix |  | DEER1316-Ltg-Com-LF | 2013-01-01 |  | DEER2016 HOU Update |  |  |  |  | Standard | 22.07 | 20.6 | 1.47 | LFLmpBlst-T8-48in-30w+El-IS-NLO(27w) | LFLmpBlst-T8-48in-32w-2g+El-IS-NLO(31w) | 1 | 1 | 1 | 1
2262 | Com-Lighting-InGen_T12-48in-43w-C_T8-48in-31w-D_T8-48in-25w-C | Commercial Indoor General Lighting: more efficient Linear Fluorescent Lamp & Ballast installed. Measure includes Code case. Impacts: Linear Fluorescent-based HOU (varies by BldgType) | DEER2014 | D13 v1.2 | 2014-05-23 | Com-Iltg-dWatt-LF | DEER | Scaled | Delta |  |  | None |  | FALSE |  | TRUE | Com | Any | Lighting | InGen-LF | Ltg_Lmp+Blst | LF_LmpBlst | LFLmpBlst-T8-48in-32w-3g+El-IS-RLO(25w) | LFLmpBlst-T8-48in-32w-2g+El-IS-NLO(31w) | ILtg-Lfluor-fix |  |  |  | LFLmpBlst-T12-48in-30w+MagStd-IS-NLO(43w) | LFLmpBlst-T8-48in-32w-2g+El-IS-NLO(31w) | LFLmpBlst-T8-48in-32w-3g+El-IS-RLO(25w) | Proposed |  | FALSE | FALSE | DEER Lighting measure | ErRobNc | ILtg-Lfluor-fix |  | DEER1316-Ltg-Com-LF | 2013-01-01 |  | DEER2016 HOU Update |  |  |  |  | Standard | 21.36 | 20.6 | 0.76 | LFLmpBlst-T8-48in-32w-3g+El-IS-RLO(25w) | LFLmpBlst-T8-48in-32w-2g+El-IS-NLO(31w) | 1 | 1 | 1 | 1
2271 | Com-Lighting-InGen_T12-48in-48w_T8-48in-31w-D_T8-48in-27w-E | Commercial Indoor General Lighting: more efficient Linear Fluorescent Lamp & Ballast installed. Measure includes Code case. Impacts: Linear Fluorescent-based HOU (varies by BldgType) | DEER2014 | D13 v1.2 | 2014-05-23 | Com-Iltg-dWatt-LF | DEER | Scaled | Delta |  |  | None |  | FALSE |  | TRUE | Com | Any | Lighting | InGen-LF | Ltg_Lmp+Blst | LF_LmpBlst | LFLmpBlst-T8-48in-30w+El-IS-NLO(27w) | LFLmpBlst-T8-48in-32w-2g+El-IS-NLO(31w) | ILtg-Lfluor-fix |  |  |  | LFLmpBlst-T12-48in-39w+MagStd-IS-NLO(48w) | LFLmpBlst-T8-48in-32w-2g+El-IS-NLO(31w) | LFLmpBlst-T8-48in-30w+El-IS-NLO(27w) | Proposed |  | FALSE | FALSE | DEER Lighting measure | ErRobNc | ILtg-Lfluor-fix |  | DEER1316-Ltg-Com-LF | 2013-01-01 |  | DEER2016 HOU Update |  |  |  |  | Standard | 22.07 | 20.6 | 1.47 | LFLmpBlst-T8-48in-30w+El-IS-NLO(27w) | LFLmpBlst-T8-48in-32w-2g+El-IS-NLO(31w) | 1 | 1 | 1 | 1
2285 | Com-Lighting-InGen_T12-48in-72w-A_T8-48in-59w-C_T8-48in-45w | Commercial Indoor General Lighting: more efficient Linear Fluorescent Lamp & Ballast installed. Measure includes Code case. Impacts: Linear Fluorescent-based HOU (varies by BldgType) | DEER2014 | D13 v1.2 | 2014-05-23 | Com-Iltg-dWatt-LF | DEER | Scaled | Delta |  |  | None |  | FALSE |  | TRUE | Com | Any | Lighting | InGen-LF | Ltg_Lmp+Blst | LF_LmpBlst | LFLmpBlst-T8-48in-30w+El-IS-RLO(45w) | LFLmpBlst-T8-48in-32w-2g+El-IS-NLO+Refl(59w) | ILtg-Lfluor-fix |  |  |  | LFLmpBlst-T12-48in-34w+MagES-RS-NLO(72w) | LFLmpBlst-T8-48in-32w-2g+El-IS-NLO+Refl(59w) | LFLmpBlst-T8-48in-30w+El-IS-RLO(45w) | Proposed |  | FALSE | FALSE | DEER Lighting measure | ErRobNc | ILtg-Lfluor-fix |  | DEER1316-Ltg-Com-LF | 2013-01-01 |  | DEER2016 HOU Update |  |  |  |  | Standard | 32.36 | 29.42 | 2.94 | LFLmpBlst-T8-48in-30w+El-IS-RLO(45w) | LFLmpBlst-T8-48in-32w-2g+El-IS-NLO+Refl(59w) | 2 | 1 | 2 | 1
2304 | Com-Lighting-InGen_T12-48in-80w-C_T8-48in-59w-C_T8-48in-51w-C | Commercial Indoor General Lighting: more efficient Linear Fluorescent Lamp & Ballast installed. Measure includes Code case. Impacts: Linear Fluorescent-based HOU (varies by BldgType) | DEER2014 | D13 v1.2 | 2014-05-23 | Com-Iltg-dWatt-LF | DEER | Scaled | Delta |  |  | None |  | FALSE |  | TRUE | Com | Any | Lighting | InGen-LF | Ltg_Lmp+Blst | LF_LmpBlst | LFLmpBlst-T8-48in-30w+El-IS-NLO(51w) | LFLmpBlst-T8-48in-32w-2g+El-IS-NLO+Refl(59w) | ILtg-Lfluor-fix |  |  |  | LFLmpBlst-T12-48in-39w+Hyb-IS-NLO(80w) | LFLmpBlst-T8-48in-32w-2g+El-IS-NLO+Refl(59w) | LFLmpBlst-T8-48in-30w+El-IS-NLO(51w) | Proposed |  | FALSE | FALSE | DEER Lighting measure | ErRobNc | ILtg-Lfluor-fix |  | DEER1316-Ltg-Com-LF | 2013-01-01 |  | DEER2016 HOU Update |  |  |  |  | Standard | 32.36 | 29.42 | 2.94 | LFLmpBlst-T8-48in-30w+El-IS-NLO(51w) | LFLmpBlst-T8-48in-32w-2g+El-IS-NLO+Refl(59w) | 2 | 1 | 2 | 1
2295 | Com-Lighting-InGen_T12-48in-74w-B_T8-48in-59w-C_T8-48in-51w-C | Commercial Indoor General Lighting: more efficient Linear Fluorescent Lamp & Ballast installed. Measure includes Code case. Impacts: Linear Fluorescent-based HOU (varies by BldgType) | DEER2014 | D13 v1.2 | 2014-05-23 | Com-Iltg-dWatt-LF | DEER | Scaled | Delta |  |  | None |  | FALSE |  | TRUE | Com | Any | Lighting | InGen-LF | Ltg_Lmp+Blst | LF_LmpBlst | LFLmpBlst-T8-48in-30w+El-IS-NLO(51w) | LFLmpBlst-T8-48in-32w-2g+El-IS-NLO+Refl(59w) | ILtg-Lfluor-fix |  |  |  | LFLmpBlst-T12-48in-39w+MagES-IS-NLO(74w) | LFLmpBlst-T8-48in-32w-2g+El-IS-NLO+Refl(59w) | LFLmpBlst-T8-48in-30w+El-IS-NLO(51w) | Proposed |  | FALSE | FALSE | DEER Lighting measure | ErRobNc | ILtg-Lfluor-fix |  | DEER1316-Ltg-Com-LF | 2013-01-01 |  | DEER2016 HOU Update |  |  |  |  | Standard | 32.36 | 29.42 | 2.94 | LFLmpBlst-T8-48in-30w+El-IS-NLO(51w) | LFLmpBlst-T8-48in-32w-2g+El-IS-NLO+Refl(59w) | 2 | 1 | 2 | 1
2301 | Com-Lighting-InGen_T12-48in-80w-C_T8-48in-52w-B_T8-48in-45w | Commercial Indoor General Lighting: more efficient Linear Fluorescent Lamp & Ballast installed. Measure includes Code case. Impacts: Linear Fluorescent-based HOU (varies by BldgType) | DEER2014 | D13 v1.2 | 2014-05-23 | Com-Iltg-dWatt-LF | DEER | Scaled | Delta |  |  | None |  | FALSE |  | TRUE | Com | Any | Lighting | InGen-LF | Ltg_Lmp+Blst | LF_LmpBlst | LFLmpBlst-T8-48in-30w+El-IS-RLO(45w) | LFLmpBlst-T8-48in-32w-2g+El-IS-RLO(52w) | ILtg-Lfluor-fix |  |  |  | LFLmpBlst-T12-48in-39w+Hyb-IS-NLO(80w) | LFLmpBlst-T8-48in-32w-2g+El-IS-RLO(52w) | LFLmpBlst-T8-48in-30w+El-IS-RLO(45w) | Proposed |  | FALSE | FALSE | DEER Lighting measure | ErRobNc | ILtg-Lfluor-fix |  | DEER1316-Ltg-Com-LF | 2013-01-01 |  | DEER2016 HOU Update |  |  |  |  | Standard | 32.36 | 29.42 | 2.94 | LFLmpBlst-T8-48in-30w+El-IS-RLO(45w) | LFLmpBlst-T8-48in-32w-2g+El-IS-RLO(52w) | 2 | 1 | 2 | 1
2313 | Com-Lighting-InGen_T12-48in-72w-B_T8-48in-59w-C_T8-48in-54w-C | Commercial Indoor General Lighting: more efficient Linear Fluorescent Lamp & Ballast installed. Measure includes Code case. Impacts: Linear Fluorescent-based HOU (varies by BldgType) | DEER2014 | D13 v1.2 | 2014-05-23 | Com-Iltg-dWatt-LF | DEER | Scaled | Delta |  |  | None |  | FALSE |  | TRUE | Com | Any | Lighting | InGen-LF | Ltg_Lmp+Blst | LF_LmpBlst | LFLmpBlst-T8-48in-32w-3g+El-IS-NLO(54w) | LFLmpBlst-T8-48in-32w-2g+El-IS-NLO+Refl(59w) | ILtg-Lfluor-fix |  |  |  | LFLmpBlst-T12-48in-30w+MagStd-IS-NLO(72w) | LFLmpBlst-T8-48in-32w-2g+El-IS-NLO+Refl(59w) | LFLmpBlst-T8-48in-32w-3g+El-IS-NLO(54w) | Proposed |  | FALSE | FALSE | DEER Lighting measure | ErRobNc | ILtg-Lfluor-fix |  | DEER1316-Ltg-Com-LF | 2013-01-01 |  | DEER2016 HOU Update |  |  |  |  | Standard | 30.94 | 29.42 | 1.52 | LFLmpBlst-T8-48in-32w-3g+El-IS-NLO(54w) | LFLmpBlst-T8-48in-32w-2g+El-IS-NLO+Refl(59w) | 2 | 1 | 2 | 1
4436 | C-In-LFLmpBlst-T5-22in-14w+El-RS-NLO(32w)-dWP28 | Commercial Indoor General Lighting: more efficient Linear Fluorescent Lamp & Ballast installed. Measure includes Code case. Impacts: Linear Fluorescent-based HOU (varies by BldgType) | DEER1314 | Lighting Disposition | 2015-03-06 | Com-Iltg-dWatt-LF | DEER | Scaled | Delta |  |  | None |  | FALSE |  | TRUE | Com | Any | Lighting | InGen-LF | Ltg_Lmp+Blst | LF_LmpBlst | LFLmpBlst-T5-22in-14w+El-RS-NLO(32w) |  | ILtg-T5 |  |  |  | LFLmpBlst-U6-22in-32w+El-IS-NLO(60w) | LFLmpBlst-U6-22in-32w+El-IS-NLO(60w) | LFLmpBlst-T5-22in-14w+El-RS-NLO(32w) | Proposed | WP source e.g.: PGE3PLTG176r0 | FALSE | FALSE | Disposition: MeasuresList-May222014.xlsx | RobNc | ILtg-Lfluor-Elec |  | DEER1316-Ltg-Com-LF | 2013-01-01 |  | DEER2016 HOU Update |  |  |  |  | Standard | 34.27
4467 | C-In-LFLmpBlst-T5-46in-51w+El-IS-NLO(51w)-dWP3-dWC3 | Commercial Indoor General Lighting: more efficient Linear Fluorescent Lamp & Ballast installed. Measure includes Code case. Impacts: Linear Fluorescent-based HOU (varies by BldgType) | DEER1314 | Lighting Disposition | 2015-03-06 | Com-Iltg-dWatt-LF | DEER | Scaled | Delta |  |  | None |  | FALSE |  | TRUE | Com | Any | Lighting | InGen-LF | Ltg_Lmp+Blst | LF_LmpBlst | LFLmpBlst-T5-46in-51w+El-IS-NLO(51w) | LFLmpBlst-T5-46in-54w+El-PS-NLO(54w) | ILtg-T5 |  |  |  | LFLmpBlst-T5-46in-54w+El-IS-NLO(54w) | LFLmpBlst-T5-46in-54w+El-PS-NLO(54w) | LFLmpBlst-T5-46in-51w+El-IS-NLO(51w) | Proposed | WP source e.g.: WPSDGENRLG0013r3 | FALSE | FALSE | Disposition: MeasuresList-May222014.xlsx | ErRobNc | ILtg-T5 |  | DEER1316-Ltg-Com-LF | 2013-01-01 |  | DEER2016 HOU Update |  |  |  |  | Standard | 29.68 | 47.85 | -18.17 | LFLmpBlst-T5-46in-51w+El-IS-NLO(51w) | LFLmpBlst-T5-46in-54w+El-PS-NLO(54w) | 1 | 1 | 1 | 1
4486 | C-In-LFLmpBlst-T8-24in-17w+El-IS-NLO+Refl(31w)-dWP25 | Commercial Indoor General Lighting: more efficient Linear Fluorescent Lamp & Ballast installed. Measure includes Code case. Impacts: Linear Fluorescent-based HOU (varies by BldgType) | DEER1314 | Lighting Disposition | 2015-03-06 | Com-Iltg-dWatt-LF | DEER | Scaled | Delta |  |  | None |  | FALSE |  | TRUE | Com | Any | Lighting | InGen-LF | Ltg_Lmp+Blst | LF_LmpBlst |  |  | ILtg-Lfluor-Elec |  |  |  | LFLmpBlst-T12-24in-20w+MagStd-RS-NLO(56w) | LFLmpBlst-T12-24in-20w+MagStd-RS-NLO(56w) | LFLmpBlst-T8-24in-17w+El-IS-NLO+Refl(31w) | Proposed | WP source e.g.: SCE13LG087r0 | FALSE | FALSE | Disposition: MeasuresList-May222014.xlsx | RobNc | ILtg-Lfluor-T12Mag |  | DEER1316-Ltg-Com-LF | 2013-01-01 |  | DEER2016 HOU Update |  |  |  |  | Standard
4487 | C-In-LFLmpBlst-T8-24in-17w+El-IS-NLO+Refl(31w)-dWP29 | Commercial Indoor General Lighting: more efficient Linear Fluorescent Lamp & Ballast installed. Measure includes Code case. Impacts: Linear Fluorescent-based HOU (varies by BldgType) | DEER1314 | Lighting Disposition | 2015-03-06 | Com-Iltg-dWatt-LF | DEER | Scaled | Delta |  |  | None |  | FALSE |  | TRUE | Com | Any | Lighting | InGen-LF | Ltg_Lmp+Blst | LF_LmpBlst |  |  | ILtg-Lfluor-Elec |  |  |  | LFLmpBlst-U6-22in-32w+El-IS-NLO(60w) | LFLmpBlst-U6-22in-32w+El-IS-NLO(60w) | LFLmpBlst-T8-24in-17w+El-IS-NLO+Refl(31w) | Proposed | WP source e.g.: SCE13LG087r0 | FALSE | FALSE | Disposition: MeasuresList-May222014.xlsx | RobNc | ILtg-Lfluor-Elec |  | DEER1316-Ltg-Com-LF | 2013-01-01 |  | DEER2016 HOU Update |  |  |  |  | Standard
4490 | C-In-LFLmpBlst-T8-24in-17w+El-IS-RLO-1(14w)-dWP14 | Commercial Indoor General Lighting: more efficient Linear Fluorescent Lamp & Ballast installed. Measure includes Code case. Impacts: Linear Fluorescent-based HOU (varies by BldgType) | DEER1314 | Lighting Disposition | 2015-03-06 | Com-Iltg-dWatt-LF | DEER | Scaled | Delta |  |  | None |  | FALSE |  | TRUE | Com | Any | Lighting | InGen-LF | Ltg_Lmp+Blst | LF_LmpBlst |  |  | ILtg-Lfluor-Elec |  |  |  | LFLmpBlst-T12-24in-20w+MagStd-RS-NLO(28w) | LFLmpBlst-T12-24in-20w+MagStd-RS-NLO(28w) | LFLmpBlst-T8-24in-17w+El-IS-RLO-1(14w) | Proposed | WP source e.g.: SCE13LG087r0 | FALSE | FALSE | Disposition: MeasuresList-May222014.xlsx | RobNc | ILtg-Lfluor-T12Mag |  | DEER1316-Ltg-Com-LF | 2013-01-01 |  | DEER2016 HOU Update |  |  |  |  | Standard
4492 | C-In-LFLmpBlst-T8-24in-17w+El-RS-HLO(41w)-dWP19 | Commercial Indoor General Lighting: more efficient Linear Fluorescent Lamp & Ballast installed. Measure includes Code case. Impacts: Linear Fluorescent-based HOU (varies by BldgType) | DEER1314 | Lighting Disposition | 2015-03-06 | Com-Iltg-dWatt-LF | DEER | Scaled | Delta |  |  | None |  | FALSE |  | TRUE | Com | Any | Lighting | InGen-LF | Ltg_Lmp+Blst | LF_LmpBlst |  |  | ILtg-Lfluor-Elec |  |  |  | LFLmpBlst-U6-22in-32w+El-IS-NLO(60w) | LFLmpBlst-U6-22in-32w+El-IS-NLO(60w) | LFLmpBlst-T8-24in-17w+El-RS-HLO(41w) | Proposed | WP source e.g.: SCE13LG087r0 | FALSE | FALSE | Disposition: MeasuresList-May222014.xlsx | RobNc | ILtg-Lfluor-Elec |  | DEER1316-Ltg-Com-LF | 2013-01-01 |  | DEER2016 HOU Update |  |  |  |  | Standard
4544 | C-In-LFLmpBlst-T8-48in-28w+El-IS-NLO(53w)-dWP115-dWC0 | Commercial Indoor General Lighting: more efficient Linear Fluorescent Lamp & Ballast installed. Measure includes Code case. Impacts: Linear Fluorescent-based HOU (varies by BldgType) | DEER1314 | Lighting Disposition | 2015-03-06 | Com-Iltg-dWatt-LF | DEER | Scaled | Delta |  |  | None |  | TRUE |  | TRUE | Com | Any | Lighting | InGen-LF | Ltg_Lmp+Blst | LF_LmpBlst | LFLmpBlst-T8-48in-28w+El-IS-NLO(53w) | LFLmpBlst-T8-48in-28w+El-IS-NLO(53w) | ILtg-Lfluor-Elec |  |  |  | LFLmpBlst-T12-48in-39w+MagStd-IS-NLO(168w) | LFLmpBlst-T8-48in-28w+El-IS-NLO(53w) | LFLmpBlst-T8-48in-28w+El-IS-NLO(53w) | Proposed |  | FALSE | FALSE | Disposition: MeasuresList-Dec1-2014.xlsx | ERrul | ILtg-Lfluor-T12Mag |  | DEER1316-Ltg-Com-LF | 2013-01-01 |  | DEER2016 HOU Update |  |  |  |  | Standard | 33.54 | 33.54 | 0 | LFLmpBlst-T8-48in-28w+El-IS-NLO(53w) | LFLmpBlst-T8-48in-28w+El-IS-NLO(53w) | 2 | 1 | 2 | 1
4569 | C-In-LFLmpBlst-T8-48in-28w+El-IS-RLO(44w)-dWP65-dWC0 | Commercial Indoor General Lighting: more efficient Linear Fluorescent Lamp & Ballast installed. Measure includes Code case. Impacts: Linear Fluorescent-based HOU (varies by BldgType) | DEER1314 | Lighting Disposition | 2015-03-06 | Com-Iltg-dWatt-LF | DEER | Scaled | Delta |  |  | None |  | TRUE |  | TRUE | Com | Any | Lighting | InGen-LF | Ltg_Lmp+Blst | LF_LmpBlst | LFLmpBlst-T8-48in-28w+El-IS-RLO(44w) | LFLmpBlst-T8-48in-28w+El-IS-RLO(44w) | ILtg-Lfluor-Elec |  |  |  | LFLmpBlst-T12-48in-30w+MagStd-IS-NLO(109w) | LFLmpBlst-T8-48in-28w+El-IS-RLO(44w) | LFLmpBlst-T8-48in-28w+El-IS-RLO(44w) | Proposed |  | FALSE | FALSE | Disposition: MeasuresList-Dec1-2014.xlsx | ERrul | ILtg-Lfluor-T12Mag |  | DEER1316-Ltg-Com-LF | 2014-05-29 |  | DEER2016 HOU Update |  |  |  |  | Standard | 33.54 | 33.54 | 0 | LFLmpBlst-T8-48in-28w+El-IS-RLO(44w) | LFLmpBlst-T8-48in-28w+El-IS-RLO(44w) | 2 | 1 | 2 | 1
4581 | C-In-LFLmpBlst-T8-48in-28w+El-IS-VHLO+Refl(70w)-dWP19 | Commercial Indoor General Lighting: more efficient Linear Fluorescent Lamp & Ballast installed. Measure includes Code case. Impacts: Linear Fluorescent-based HOU (varies by BldgType) | DEER1314 | Lighting Disposition | 2015-03-06 | Com-Iltg-dWatt-LF | DEER | Scaled | Delta |  |  | None |  | FALSE |  | TRUE | Com | Any | Lighting | InGen-LF | Ltg_Lmp+Blst | LF_LmpBlst | LFLmpBlst-T8-48in-28w+El-IS-VHLO+Refl(70w) | LFLmpBlst-T8-48in-32w-2g+El-IS-NLO(89w) | ILtg-Lfluor-Elec |  |  |  | LFLmpBlst-T8-48in-32w-2g+El-IS-NLO(89w) | LFLmpBlst-T8-48in-32w-2g+El-IS-NLO(89w) | LFLmpBlst-T8-48in-28w+El-IS-VHLO+Refl(70w) | Proposed | WP source e.g.: PGECOLTG160r1 | FALSE | FALSE | Disposition: MeasuresList-May222014.xlsx | RobNc | ILtg-Lfluor-Elec |  | DEER1316-Ltg-Com-LF | 2013-01-01 |  | DEER2016 HOU Update |  |  |  |  | Standard | 44.41 | 38.25 | 6.16 | LFLmpBlst-T8-48in-28w+El-IS-VHLO+Refl(70w) | LFLmpBlst-T8-48in-32w-2g+El-IS-NLO(89w) | 3 | 1 | 3 | 1
4587 | C-In-LFLmpBlst-T8-48in-28w+El-PS-NLO(50w)-dWP39 | Commercial Indoor General Lighting: more efficient Linear Fluorescent Lamp & Ballast installed. Measure includes Code case. Impacts: Linear Fluorescent-based HOU (varies by BldgType) | DEER1314 | Lighting Disposition | 2015-03-06 | Com-Iltg-dWatt-LF | DEER | Scaled | Delta |  |  | None |  | FALSE |  | TRUE | Com | Any | Lighting | InGen-LF | Ltg_Lmp+Blst | LF_LmpBlst | LFLmpBlst-T8-48in-28w+El-PS-NLO(50w) | LFLmpBlst-T8-48in-32w-1g+El-IS-NLO(89w) | ILtg-Lfluor-Elec |  |  |  | LFLmpBlst-T8-48in-32w-1g+El-IS-NLO(89w) | LFLmpBlst-T8-48in-32w-1g+El-IS-NLO(89w) | LFLmpBlst-T8-48in-28w+El-PS-NLO(50w) | Proposed | WP source e.g.: SCE13LG087r0 | FALSE | FALSE | Disposition: MeasuresList-May222014.xlsx | RobNc | ILtg-Lfluor-Elec |  | DEER1316-Ltg-Com-LF | 2013-01-01 |  | DEER2016 HOU Update |  |  |  |  | Standard | 50.73 | 35.19 | 15.54 | LFLmpBlst-T8-48in-28w+El-PS-NLO(50w) | LFLmpBlst-T8-48in-32w-1g+El-IS-NLO(89w) | 2 | 1 | 3 | 1
4499 | C-In-LFLmpBlst-T8-36in-25w+El-IS-NLO(87w)-dWP75-dWC25 | Commercial Indoor General Lighting: more efficient Linear Fluorescent Lamp & Ballast installed. Measure includes Code case. Impacts: Linear Fluorescent-based HOU (varies by BldgType) | DEER1314 | Lighting Disposition | 2015-03-06 | Com-Iltg-dWatt-LF | DEER | Scaled | Delta |  |  | None |  | FALSE |  | TRUE | Com | Any | Lighting | InGen-LF | Ltg_Lmp+Blst | LF_LmpBlst |  | LFLmpBlst-T8-48in-32w-2g+El-IS-NLO(112w) | ILtg-Lfluor-Elec |  |  |  | LFLmpBlst-T12-36in-30w+MagStd-RS-NLO(162w) | LFLmpBlst-T8-48in-32w-2g+El-IS-NLO(112w) | LFLmpBlst-T8-36in-25w+El-IS-NLO(87w) | Proposed | WP source e.g.: PGECOLTG160r1 | FALSE | FALSE | Disposition: MeasuresList-May222014.xlsx | ErRobNc | ILtg-Lfluor-T12Mag |  | DEER1316-Ltg-Com-LF | 2013-01-01 |  | DEER2016 HOU Update |  |  |  |  | Standard |  | 47.07
4500 | C-In-LFLmpBlst-T8-36in-25w+El-IS-RLO(23w)-dWP23 | Commercial Indoor General Lighting: more efficient Linear Fluorescent Lamp & Ballast installed. Measure includes Code case. Impacts: Linear Fluorescent-based HOU (varies by BldgType) | DEER1314 | Lighting Disposition | 2015-03-06 | Com-Iltg-dWatt-LF | DEER | Scaled | Delta |  |  | None |  | FALSE |  | TRUE | Com | Any | Lighting | InGen-LF | Ltg_Lmp+Blst | LF_LmpBlst |  |  | ILtg-Lfluor-Elec |  |  |  | LFLmpBlst-T12-36in-30w+MagStd-RS-NLO(46w) | LFLmpBlst-T12-36in-30w+MagStd-RS-NLO(46w) | LFLmpBlst-T8-36in-25w+El-IS-RLO(23w) | Proposed | WP source e.g.: PGECOLTG160r1 | FALSE | FALSE | Disposition: MeasuresList-May222014.xlsx | RobNc | ILtg-Lfluor-T12Mag |  | DEER1316-Ltg-Com-LF | 2013-01-01 |  | DEER2016 HOU Update |  |  |  |  | Standard
4528 | C-In-LFLmpBlst-T8-48in-25w+El-IS-RLO-1(58w)-dWP57-dWC31 | Commercial Indoor General Lighting: more efficient Linear Fluorescent Lamp & Ballast installed. Measure includes Code case. Impacts: Linear Fluorescent-based HOU (varies by BldgType) | DEER1314 | Lighting Disposition | 2015-03-06 | Com-Iltg-dWatt-LF | DEER | Scaled | Delta |  |  | None |  | TRUE |  | TRUE | Com | Any | Lighting | InGen-LF | Ltg_Lmp+Blst | LF_LmpBlst | LFLmpBlst-T8-48in-25w+El-IS-RLO-1(58w) | LFLmpBlst-T8-48in-32w-2g+El-IS-NLO(89w) | ILtg-Lfluor-Elec |  |  |  | LFLmpBlst-T12-48in-34w+MagES-RS-NLO(115w) | LFLmpBlst-T8-48in-32w-2g+El-IS-NLO(89w) | LFLmpBlst-T8-48in-25w+El-IS-RLO-1(58w) | Proposed |  | FALSE | FALSE | Disposition: MeasuresList-Dec1-2014.xlsx | ErRobNc | ILtg-Lfluor-T12Mag |  | DEER1316-Ltg-Com-LF | 2013-01-01 |  | DEER2016 HOU Update |  |  |  |  | Standard | 48.04 | 38.25 | 9.79 | LFLmpBlst-T8-48in-25w+El-IS-RLO-1(58w) | LFLmpBlst-T8-48in-32w-2g+El-IS-NLO(89w) | 3 | 1 | 3 | 1
4533 | C-In-LFLmpBlst-T8-48in-28w+El-IS-HLO+Refl(67w)-dWP22 | Commercial Indoor General Lighting: more efficient Linear Fluorescent Lamp & Ballast installed. Measure includes Code case. Impacts: Linear Fluorescent-based HOU (varies by BldgType) | DEER1314 | Lighting Disposition | 2015-03-06 | Com-Iltg-dWatt-LF | DEER | Scaled | Delta |  |  | None |  | FALSE |  | TRUE | Com | Any | Lighting | InGen-LF | Ltg_Lmp+Blst | LF_LmpBlst | LFLmpBlst-T8-48in-28w+El-IS-HLO+Refl(67w) | LFLmpBlst-T8-48in-32w-2g+El-IS-NLO(89w) | ILtg-Lfluor-Elec |  |  |  | LFLmpBlst-T8-48in-32w-2g+El-IS-NLO(89w) | LFLmpBlst-T8-48in-32w-2g+El-IS-NLO(89w) | LFLmpBlst-T8-48in-28w+El-IS-HLO+Refl(67w) | Proposed | WP source e.g.: WPSDGENRLG0013r3 | FALSE | FALSE | Disposition: MeasuresList-May222014.xlsx | RobNc | ILtg-Lfluor-Elec |  | DEER1316-Ltg-Com-LF | 2013-01-01 |  | DEER2016 HOU Update |  |  |  |  | Standard | 33.54 | 38.25 | -4.71 | LFLmpBlst-T8-48in-28w+El-IS-HLO+Refl(67w) | LFLmpBlst-T8-48in-32w-2g+El-IS-NLO(89w) | 2 | 1 | 3 | 1
4641 | C-In-LFLmpBlst-T8-48in-32w-3g+El-IS-NLO(54w)-dWP61-dWC5 | Commercial Indoor General Lighting: more efficient Linear Fluorescent Lamp & Ballast installed. Measure includes Code case. Impacts: Linear Fluorescent-based HOU (varies by BldgType) | DEER1314 | Lighting Disposition | 2015-03-06 | Com-Iltg-dWatt-LF | DEER | Scaled | Delta |  |  | None |  | TRUE |  | TRUE | Com | Any | Lighting | InGen-LF | Ltg_Lmp+Blst | LF_LmpBlst | LFLmpBlst-T8-48in-32w-3g+El-IS-NLO(54w) | LFLmpBlst-T8-48in-32w-2g+El-IS-NLO(59w) | ILtg-Lfluor-Elec |  |  |  | LFLmpBlst-T12-48in-34w+MagES-RS-NLO(115w) | LFLmpBlst-T8-48in-32w-2g+El-IS-NLO(59w) | LFLmpBlst-T8-48in-32w-3g+El-IS-NLO(54w) | Proposed |  | FALSE | FALSE | Disposition: MeasuresList-Dec1-2014.xlsx | ErRobNc | ILtg-Lfluor-T12Mag |  | DEER1316-Ltg-Com-LF | 2013-01-01 |  | DEER2016 HOU Update |  |  |  |  | Standard | 30.94 | 29.42 | 1.52 | LFLmpBlst-T8-48in-32w-3g+El-IS-NLO(54w) | LFLmpBlst-T8-48in-32w-2g+El-IS-NLO(59w) | 2 | 1 | 2 | 1
4659 | C-In-LFLmpBlst-T8-48in-32w-3g+El-IS-RLO(48w)-dWP96-dWC11 | Commercial Indoor General Lighting: more efficient Linear Fluorescent Lamp & Ballast installed. Measure includes Code case. Impacts: Linear Fluorescent-based HOU (varies by BldgType) | DEER1314 | Lighting Disposition | 2015-03-06 | Com-Iltg-dWatt-LF | DEER | Scaled | Delta |  |  | None |  | TRUE |  | TRUE | Com | Any | Lighting | InGen-LF | Ltg_Lmp+Blst | LF_LmpBlst | LFLmpBlst-T8-48in-32w-3g+El-IS-RLO(48w) | LFLmpBlst-T8-48in-32w-2g+El-IS-NLO(59w) | ILtg-Lfluor-Elec |  |  |  | LFLmpBlst-T12-48in-34w+MagES-RS-NLO(144w) | LFLmpBlst-T8-48in-32w-2g+El-IS-NLO(59w) | LFLmpBlst-T8-48in-32w-3g+El-IS-RLO(48w) | Proposed |  | FALSE | FALSE | Disposition: MeasuresList-Dec1-2014.xlsx | ErRobNc | ILtg-Lfluor-T12Mag |  | DEER1316-Ltg-Com-LF | 2013-01-01 |  | DEER2016 HOU Update |  |  |  |  | Standard | 30.94 | 29.42 | 1.52 | LFLmpBlst-T8-48in-32w-3g+El-IS-RLO(48w) | LFLmpBlst-T8-48in-32w-2g+El-IS-NLO(59w) | 2 | 1 | 2 | 1
5147 | R-InCmn-LFLmpBlst-T8-24in-17w+El-IS-RLO(27w)-dWP6 | Residential Indoor Common-Area Lighting: more efficient Linear Fluorescent Lamp & Ballast installed. Measure includes Code case. Impacts: HOU = 4340; CDF = 0.423 | DEER1314 | Lighting Disposition | 2014-05-30 | Res-Iltg-Cmn-dWatt-LF | NonDEER | Scaled | Delta |  |  | None |  | TRUE |  | TRUE | Res | Any | Lighting | InCommon | Ltg_Lmp+Blst | LF_LmpBlst |  |  | ILtg-Lfluor-CommArea |  |  |  | LFLmpBlst-T8-24in-17w+El-IS-NLO(33w) | LFLmpBlst-T8-24in-17w+El-IS-NLO(33w) | LFLmpBlst-T8-24in-17w+El-IS-RLO(27w) | Available | WP source e.g.: SCE13LG106r0 | FALSE | FALSE | Disposition: MeasuresList-May222014.xlsx | RobNc | ILtg-Lfluor-CommArea |  | DEER1314 | 2013-01-01 |  | DEER |  |  |  |  | Standard
5148 | R-InCmn-LFLmpBlst-T8-24in-17w+El-IS-RLO(42w)-dWP5 | Residential Indoor Common-Area Lighting: more efficient Linear Fluorescent Lamp & Ballast installed. Measure includes Code case. Impacts: HOU = 4340; CDF = 0.423 | DEER1314 | Lighting Disposition | 2014-05-30 | Res-Iltg-Cmn-dWatt-LF | NonDEER | Scaled | Delta |  |  | None |  | TRUE |  | TRUE | Res | Any | Lighting | InCommon | Ltg_Lmp+Blst | LF_LmpBlst |  |  | ILtg-Lfluor-CommArea |  |  |  | LFLmpBlst-T8-24in-17w+El-IS-NLO(47w) | LFLmpBlst-T8-24in-17w+El-IS-NLO(47w) | LFLmpBlst-T8-24in-17w+El-IS-RLO(42w) | Available | WP source e.g.: SCE13LG106r0 | FALSE | FALSE | Disposition: MeasuresList-May222014.xlsx | RobNc | ILtg-Lfluor-CommArea |  | DEER1314 | 2013-01-01 |  | DEER |  |  |  |  | Standard
5149 | R-InCmn-LFLmpBlst-T8-24in-17w+El-IS-RLO(53w)-dWP8 | Residential Indoor Common-Area Lighting: more efficient Linear Fluorescent Lamp & Ballast installed. Measure includes Code case. Impacts: HOU = 4340; CDF = 0.423 | DEER1314 | Lighting Disposition | 2014-05-30 | Res-Iltg-Cmn-dWatt-LF | NonDEER | Scaled | Delta |  |  | None |  | TRUE |  | TRUE | Res | Any | Lighting | InCommon | Ltg_Lmp+Blst | LF_LmpBlst |  |  | ILtg-Lfluor-CommArea |  |  |  | LFLmpBlst-T8-24in-17w+El-IS-NLO(61w) | LFLmpBlst-T8-24in-17w+El-IS-NLO(61w) | LFLmpBlst-T8-24in-17w+El-IS-RLO(53w) | Available | WP source e.g.: SCE13LG106r0 | FALSE | FALSE | Disposition: MeasuresList-May222014.xlsx | RobNc | ILtg-Lfluor-CommArea |  | DEER1314 | 2013-01-01 |  | DEER |  |  |  |  | Standard
5150 | R-InCmn-LFLmpBlst-T8-24in-17w+El-PS-NLO(15w)-dWP2 | Residential Indoor Common-Area Lighting: more efficient Linear Fluorescent Lamp & Ballast installed. Measure includes Code case. Impacts: HOU = 4340; CDF = 0.423 | DEER1314 | Lighting Disposition | 2014-05-30 | Res-Iltg-Cmn-dWatt-LF | NonDEER | Scaled | Delta |  |  | None |  | TRUE |  | TRUE | Res | Any | Lighting | InCommon | Ltg_Lmp+Blst | LF_LmpBlst |  |  | ILtg-Lfluor-CommArea |  |  |  | LFLmpBlst-T8-24in-17w+El-IS-NLO(17w) | LFLmpBlst-T8-24in-17w+El-IS-NLO(17w) | LFLmpBlst-T8-24in-17w+El-PS-NLO(15w) | Available | WP source e.g.: SCE13LG106r0 | FALSE | FALSE | Disposition: MeasuresList-May222014.xlsx | RobNc | ILtg-Lfluor-CommArea |  | DEER1314 | 2013-01-01 |  | DEER |  |  |  |  | Standard
5159 | R-InCmn-LFLmpBlst-T8-48in-25w+El-IS-NLO(45w)-dWP14 | Residential Indoor Common-Area Lighting: more efficient Linear Fluorescent Lamp & Ballast installed. Measure includes Code case. Impacts: HOU = 4340; CDF = 0.423 | DEER1314 | Lighting Disposition | 2014-05-30 | Res-Iltg-Cmn-dWatt-LF | NonDEER | Scaled | Delta |  |  | None |  | TRUE |  | TRUE | Res | Any | Lighting | InCommon | Ltg_Lmp+Blst | LF_LmpBlst | LFLmpBlst-T8-48in-25w+El-IS-NLO(45w) | LFLmpBlst-T8-48in-32w-2g+El-IS-NLO(59w) | ILtg-Lfluor-CommArea |  |  |  | LFLmpBlst-T8-48in-32w-2g+El-IS-NLO(59w) | LFLmpBlst-T8-48in-32w-2g+El-IS-NLO(59w) | LFLmpBlst-T8-48in-25w+El-IS-NLO(45w) | Available | WP source e.g.: PGE3PLTG172r2 | FALSE | FALSE | Disposition: MeasuresList-May222014.xlsx | RobNc | ILtg-Lfluor-CommArea |  | DEER1314 | 2013-01-01 |  | DEER |  |  |  |  | Standard | 35.95 | 29.42 | 6.53 | LFLmpBlst-T8-48in-25w+El-IS-NLO(45w) | LFLmpBlst-T8-48in-32w-2g+El-IS-NLO(59w) | 2 | 1 | 2 | 1
5160 | R-InCmn-LFLmpBlst-T8-48in-25w+El-IS-NLO(68w)-dWP21 | Residential Indoor Common-Area Lighting: more efficient Linear Fluorescent Lamp & Ballast installed. Measure includes Code case. Impacts: HOU = 4340; CDF = 0.423 | DEER1314 | Lighting Disposition | 2014-05-30 | Res-Iltg-Cmn-dWatt-LF | NonDEER | Scaled | Delta |  |  | None |  | TRUE |  | TRUE | Res | Any | Lighting | InCommon | Ltg_Lmp+Blst | LF_LmpBlst | LFLmpBlst-T8-48in-25w+El-IS-NLO(68w) | LFLmpBlst-T8-48in-32w-2g+El-IS-NLO(89w) | ILtg-Lfluor-CommArea |  |  |  | LFLmpBlst-T8-48in-32w-2g+El-IS-NLO(89w) | LFLmpBlst-T8-48in-32w-2g+El-IS-NLO(89w) | LFLmpBlst-T8-48in-25w+El-IS-NLO(68w) | Available | WP source e.g.: PGE3PLTG172r2 | FALSE | FALSE | Disposition: MeasuresList-May222014.xlsx | RobNc | ILtg-Lfluor-CommArea |  | DEER1314 | 2013-01-01 |  | DEER |  |  |  |  | Standard | 48.04 | 38.25 | 9.79 | LFLmpBlst-T8-48in-25w+El-IS-NLO(68w) | LFLmpBlst-T8-48in-32w-2g+El-IS-NLO(89w) | 3 | 1 | 3 | 1
5161 | R-InCmn-LFLmpBlst-T8-48in-25w+El-IS-NLO(90w)-dWP22 | Residential Indoor Common-Area Lighting: more efficient Linear Fluorescent Lamp & Ballast installed. Measure includes Code case. Impacts: HOU = 4340; CDF = 0.423 | DEER1314 | Lighting Disposition | 2014-11-06 | Res-Iltg-Cmn-dWatt-LF | NonDEER | Scaled | Delta |  |  | None |  | TRUE |  | TRUE | Res | Any | Lighting | InCommon | Ltg_Lmp+Blst | LF_LmpBlst | LFLmpBlst-T8-48in-25w+El-IS-NLO(90w) | LFLmpBlst-T8-48in-32w-1g+El-IS-NLO(112w) | ILtg-Lfluor-CommArea |  |  |  | LFLmpBlst-T8-48in-32w-1g+El-IS-NLO(112w) | LFLmpBlst-T8-48in-32w-1g+El-IS-NLO(112w) | LFLmpBlst-T8-48in-25w+El-IS-NLO(90w) | Available |  | FALSE | FALSE | Disposition: MeasuresList-Dec1-2014.xlsx | RobNc | ILtg-Lfluor-CommArea |  | DEER1314 | 2013-01-01 |  | DEER |  |  |  |  | Standard | 60.12 | 42.99 | 17.13 | LFLmpBlst-T8-48in-25w+El-IS-NLO(90w) | LFLmpBlst-T8-48in-32w-1g+El-IS-NLO(112w) | 4 | 1 | 4 | 1
5163 | R-InCmn-LFLmpBlst-T8-48in-28w+El-IS-NLO(26w)-dWP4 | Residential Indoor Common-Area Lighting: more efficient Linear Fluorescent Lamp & Ballast installed. Measure includes Code case. Impacts: HOU = 4340; CDF = 0.423 | DEER2014 | Lighting Disposition | 2014-11-06 | Res-Iltg-Cmn-dWatt-LF | NonDEER | Scaled | Delta |  |  | None |  | TRUE |  | TRUE | Res | Any | Lighting | InCommon | Ltg_Lmp+Blst | LF_LmpBlst | LFLmpBlst-T8-48in-28w+El-IS-NLO(26w) | LFLmpBlst-T8-48in-32w-1g+El-IS-NLO-3(30w) | ILtg-Lfluor-CommArea |  |  |  | LFLmpBlst-T8-48in-32w-1g+El-IS-NLO-3(30w) | LFLmpBlst-T8-48in-32w-1g+El-IS-NLO-3(30w) | LFLmpBlst-T8-48in-28w+El-IS-NLO(26w) | Available |  | FALSE | FALSE | Disposition: MeasuresList-Dec1-2014.xlsx | RobNc | ILtg-Lfluor-CommArea |  | None | 2014-07-01 |  | DEER |  |  |  |  | Standard | 22.66 | 13.69 | 8.97 | LFLmpBlst-T8-48in-28w+El-IS-NLO(26w) | LFLmpBlst-T8-48in-32w-1g+El-IS-NLO-3(30w) | 1 | 1 | 1 | 0.5
5152 | R-InCmn-LFLmpBlst-T8-36in-25w+El-IS-RLO(38w)-dWP8 | Residential Indoor Common-Area Lighting: more efficient Linear Fluorescent Lamp & Ballast installed. Measure includes Code case. Impacts: HOU = 4340; CDF = 0.423 | DEER1314 | Lighting Disposition | 2014-05-30 | Res-Iltg-Cmn-dWatt-LF | NonDEER | Scaled | Delta |  |  | None |  | TRUE |  | TRUE | Res | Any | Lighting | InCommon | Ltg_Lmp+Blst | LF_LmpBlst |  |  | ILtg-Lfluor-CommArea |  |  |  | LFLmpBlst-T8-36in-25w+El-IS-NLO(46w) | LFLmpBlst-T8-36in-25w+El-IS-NLO(46w) | LFLmpBlst-T8-36in-25w+El-IS-RLO(38w) | Available | WP source e.g.: SCE13LG106rx | FALSE | FALSE | Disposition: MeasuresList-May222014.xlsx | RobNc | ILtg-Lfluor-CommArea |  | DEER1314 | 2013-01-01 |  | DEER |  |  |  |  | Standard
5157 | R-InCmn-LFLmpBlst-T8-48in-25w+El-IS-NLO(26w)-dWP4 | Residential Indoor Common-Area Lighting: more efficient Linear Fluorescent Lamp & Ballast installed. Measure includes Code case. Impacts: HOU = 4340; CDF = 0.423 | DEER1314 | Lighting Disposition | 2014-11-06 | Res-Iltg-Cmn-dWatt-LF | NonDEER | Scaled | Delta |  |  | None |  | TRUE |  | TRUE | Res | Any | Lighting | InCommon | Ltg_Lmp+Blst | LF_LmpBlst | LFLmpBlst-T8-48in-25w+El-IS-NLO(26w) | LFLmpBlst-T8-48in-32w-2g+El-IS-NLO-2(30w) | ILtg-Lfluor-CommArea |  |  |  | LFLmpBlst-T8-48in-32w-2g+El-IS-NLO-2(30w) | LFLmpBlst-T8-48in-32w-2g+El-IS-NLO-2(30w) | LFLmpBlst-T8-48in-25w+El-IS-NLO(26w) | Available |  | FALSE | FALSE | Disposition: MeasuresList-Dec1-2014.xlsx | RobNc | ILtg-Lfluor-CommArea |  | DEER1314 | 2013-01-01 |  | DEER |  |  |  |  | Standard | 23.87 | 14.71 | 9.16 | LFLmpBlst-T8-48in-25w+El-IS-NLO(26w) | LFLmpBlst-T8-48in-32w-2g+El-IS-NLO-2(30w) | 1 | 1 | 1 | 0.5
5173 | R-InCmn-LFLmpBlst-T8-48in-32w-3g+El-PS-RLO(45w)-dWP14 | Residential Indoor Common-Area Lighting: more efficient Linear Fluorescent Lamp & Ballast installed. Measure includes Code case. Impacts: HOU = 4340; CDF = 0.423 | DEER1314 | Lighting Disposition | 2014-05-30 | Res-Iltg-Cmn-dWatt-LF | NonDEER | Scaled | Delta |  |  | None |  | TRUE |  | TRUE | Res | Any | Lighting | InCommon | Ltg_Lmp+Blst | LF_LmpBlst | LFLmpBlst-T8-48in-32w-3g+El-PS-RLO(45w) | LFLmpBlst-T8-48in-32w-2g+El-IS-NLO(59w) | ILtg-Lfluor-CommArea |  |  |  | LFLmpBlst-T8-48in-32w-2g+El-IS-NLO(59w) | LFLmpBlst-T8-48in-32w-2g+El-IS-NLO(59w) | LFLmpBlst-T8-48in-32w-3g+El-PS-RLO(45w) | Available | WP source e.g.: SCE13LG087r0 | FALSE | FALSE | Disposition: MeasuresList-May222014.xlsx | RobNc | ILtg-Lfluor-CommArea |  | DEER1314 | 2013-01-01 |  | DEER |  |  |  |  | Standard | 48.13 | 29.42 | 18.71 | LFLmpBlst-T8-48in-32w-3g+El-PS-RLO(45w) | LFLmpBlst-T8-48in-32w-2g+El-IS-NLO(59w) | 2 | 1 | 2 | 1
5168 | R-InCmn-LFLmpBlst-T8-48in-28w+El-IS-NLO(98w)-dWP14 | Residential Indoor Common-Area Lighting: more efficient Linear Fluorescent Lamp & Ballast installed. Measure includes Code case. Impacts: HOU = 4340; CDF = 0.423 | DEER1314 | Lighting Disposition | 2014-11-06 | Res-Iltg-Cmn-dWatt-LF | NonDEER | Scaled | Delta |  |  | None |  | TRUE |  | TRUE | Res | Any | Lighting | InCommon | Ltg_Lmp+Blst | LF_LmpBlst | LFLmpBlst-T8-48in-28w+El-IS-NLO(98w) | LFLmpBlst-T8-48in-32w-1g+El-IS-NLO(112w) | ILtg-Lfluor-CommArea |  |  |  | LFLmpBlst-T8-48in-32w-1g+El-IS-NLO(112w) | LFLmpBlst-T8-48in-32w-1g+El-IS-NLO(112w) | LFLmpBlst-T8-48in-28w+El-IS-NLO(98w) | Available |  | FALSE | FALSE | Disposition: MeasuresList-Dec1-2014.xlsx | RobNc | ILtg-Lfluor-CommArea |  | DEER1314 | 2013-01-01 |  | DEER |  |  |  |  | Standard | 55.29 | 42.99 | 12.3 | LFLmpBlst-T8-48in-28w+El-IS-NLO(98w) | LFLmpBlst-T8-48in-32w-1g+El-IS-NLO(112w) | 4 | 1 | 4 | 1
5350 | R-In-LFLmpBlst-T8-48in-32w-3g+El-PS-RLO(68w)-dWP21 | Residential Indoor General Lighting: more efficient Linear Fluorescent Lamp & Ballast installed. Measure includes Code case. Impacts: CFL-based HOU (varies by BldgType) | DEER1314 | Lighting Disposition | 2014-05-30 | Res-Iltg-dWatt-CFL | DEER | Scaled | Delta |  |  | None |  | TRUE |  | TRUE | Res | Any | Lighting | InGen-CFL | Ltg_Lmp+Blst | LF_LmpBlst | LFLmpBlst-T8-48in-32w-3g+El-PS-RLO(68w) | LFLmpBlst-T8-48in-32w-2g+El-IS-NLO(89w) | ILtg-Lfluor-Elec |  |  |  | LFLmpBlst-T8-48in-32w-2g+El-IS-NLO(89w) | LFLmpBlst-T8-48in-32w-2g+El-IS-NLO(89w) | LFLmpBlst-T8-48in-32w-3g+El-PS-RLO(68w) | Available | WP source e.g.: PGECOLTG116r5 | FALSE | FALSE | Disposition: MeasuresList-May222014.xlsx | RobNc | ILtg-Lfluor-Elec |  | DEER1314 | 2013-01-01 |  | DEER |  |  |  |  | Standard | 57.72 | 38.25 | 19.47 | LFLmpBlst-T8-48in-32w-3g+El-PS-RLO(68w) | LFLmpBlst-T8-48in-32w-2g+El-IS-NLO(89w) | 3 | 1 | 3 | 1
5320 | R-In-LFLmpBlst-T8-24in-17w+El-PS-NLO(15w)-dWP2 | Residential Indoor General Lighting: more efficient Linear Fluorescent Lamp & Ballast installed. Measure includes Code case. Impacts: CFL-based HOU (varies by BldgType) | DEER1314 | Lighting Disposition | 2014-05-30 | Res-Iltg-dWatt-CFL | DEER | Scaled | Delta |  |  | None |  | TRUE |  | TRUE | Res | Any | Lighting | InGen-CFL | Ltg_Lmp+Blst | LF_LmpBlst |  |  | ILtg-Lfluor-Elec |  |  |  | LFLmpBlst-T8-24in-17w+El-IS-NLO(17w) | LFLmpBlst-T8-24in-17w+El-IS-NLO(17w) | LFLmpBlst-T8-24in-17w+El-PS-NLO(15w) | Available | WP source e.g.: WPSDGENRLG0106r2 | FALSE | FALSE | Disposition: MeasuresList-May222014.xlsx | RobNc | ILtg-Lfluor-Elec |  | DEER1314 | 2013-01-01 |  | DEER |  |  |  |  | Standard
4688 | C-In-LFLmpBlst-U6-22in-32w+El-IS-NLO+Refl(60w)-dWP12 | Commercial Indoor General Lighting: more efficient Linear Fluorescent Lamp & Ballast installed. Measure includes Code case. Impacts: Linear Fluorescent-based HOU (varies by BldgType) | DEER1314 | Lighting Disposition | 2015-03-06 | Com-Iltg-dWatt-LF | DEER | Scaled | Delta |  |  | None |  | FALSE |  | TRUE | Com | Any | Lighting | InGen-LF | Ltg_Lmp+Blst | LF_LmpBlst |  |  | ILtg-Lfluor-Elec |  |  |  | LFLmpBlst-U6-22in-34w+MagStd-IS-NLO(72w) | LFLmpBlst-U6-22in-34w+MagStd-IS-NLO(72w) | LFLmpBlst-U6-22in-32w+El-IS-NLO+Refl(60w) | Proposed | WP source e.g.: WPSDGENRLG0013r3 | FALSE | FALSE | Disposition: MeasuresList-May222014.xlsx | RobNc | ILtg-Lfluor-T12Mag |  | DEER1316-Ltg-Com-LF | 2013-01-01 |  | DEER2016 HOU Update |  |  |  |  | Standard
4691 | C-In-LFLmpBlst-U6-22in-32w+El-IS-RLO(52w)-dWP20-dWC8 | Commercial Indoor General Lighting: more efficient Linear Fluorescent Lamp & Ballast installed. Measure includes Code case. Impacts: Linear Fluorescent-based HOU (varies by BldgType) | DEER1314 | Lighting Disposition | 2015-03-06 | Com-Iltg-dWatt-LF | DEER | Scaled | Delta |  |  | None |  | FALSE |  | TRUE | Com | Any | Lighting | InGen-LF | Ltg_Lmp+Blst | LF_LmpBlst |  |  | ILtg-Lfluor-Elec |  |  |  | LFLmpBlst-U12-22in-34w+MagES-RS-NLO(72w) | LFLmpBlst-U6-22in-32w+El-IS-NLO(60w) | LFLmpBlst-U6-22in-32w+El-IS-RLO(52w) | Proposed | WP source e.g.: SCE13LG087r0 | FALSE | FALSE | Disposition: MeasuresList-May222014.xlsx | ErRobNc | ILtg-Lfluor-T12Mag | Com-Lighting-InGen_T12-96in-123w-A_T8-96in-109w_T8-96in-98w | DEER1316-Ltg-Com-LF | 2013-01-01 |  | DEER2016 HOU Update |  |  |  |  | Standard
4614 | C-In-LFLmpBlst-T8-48in-32w-2g+El-IS-NLO(175w)-dWP41-dWC0 | Commercial Indoor General Lighting: more efficient Linear Fluorescent Lamp & Ballast installed. Measure includes Code case. Impacts: Linear Fluorescent-based HOU (varies by BldgType) | DEER1314 | Lighting Disposition | 2015-03-06 | Com-Iltg-dWatt-LF | DEER | Scaled | Delta |  |  | None |  | TRUE |  | TRUE | Com | Any | Lighting | InGen-LF | Ltg_Lmp+Blst | LF_LmpBlst | LFLmpBlst-T8-48in-32w-2g+El-IS-NLO(175w) | LFLmpBlst-T8-48in-32w-2g+El-IS-NLO(175w) | ILtg-Lfluor-Elec |  |  |  | LFLmpBlst-T12-48in-34w+MagES-RS-NLO(216w) | LFLmpBlst-T8-48in-32w-2g+El-IS-NLO(175w) | LFLmpBlst-T8-48in-32w-2g+El-IS-NLO(175w) | Proposed |  | FALSE | FALSE | Disposition: MeasuresList-Dec1-2014.xlsx | ERrul | ILtg-Lfluor-T12Mag |  | DEER1316-Ltg-Com-LF | 2013-01-01 |  | DEER2016 HOU Update |  |  |  |  | Standard | 76.49 | 76.49 | 0 | LFLmpBlst-T8-48in-32w-2g+El-IS-NLO(175w) | LFLmpBlst-T8-48in-32w-2g+El-IS-NLO(175w) | 6 | 2 | 6 | 2
4616 | C-In-LFLmpBlst-T8-48in-32w-2g+El-IS-NLO(175w)-dWP71-dWC0 | Commercial Indoor General Lighting: more efficient Linear Fluorescent Lamp & Ballast installed. Measure includes Code case. Impacts: Linear Fluorescent-based HOU (varies by BldgType) | DEER1314 | Lighting Disposition | 2015-03-06 | Com-Iltg-dWatt-LF | DEER | Scaled | Delta |  |  | None |  | FALSE |  | TRUE | Com | Any | Lighting | InGen-LF | Ltg_Lmp+Blst | LF_LmpBlst | LFLmpBlst-T8-48in-32w-2g+El-IS-NLO(175w) | LFLmpBlst-T8-48in-32w-2g+El-IS-NLO(175w) | ILtg-Lfluor-Elec |  |  |  | LFLmpBlst-T12-96in-60w+MagES-RS-NLO(246w) | LFLmpBlst-T8-48in-32w-2g+El-IS-NLO(175w) | LFLmpBlst-T8-48in-32w-2g+El-IS-NLO(175w) | Proposed | WP source e.g.: SCE13LG095r0 | FALSE | FALSE | Disposition: MeasuresList-May222014.xlsx | ERrul | ILtg-Lfluor-T12Mag |  | DEER1316-Ltg-Com-LF | 2013-01-01 |  | DEER2016 HOU Update |  |  |  |  | Standard | 76.49 | 76.49 | 0 | LFLmpBlst-T8-48in-32w-2g+El-IS-NLO(175w) | LFLmpBlst-T8-48in-32w-2g+El-IS-NLO(175w) | 6 | 2 | 6 | 2
4635 | C-In-LFLmpBlst-T8-48in-32w-2g+El-RS-RLO(54w)-dWP18-dWC6 | Commercial Indoor General Lighting: more efficient Linear Fluorescent Lamp & Ballast installed. Measure includes Code case. Impacts: Linear Fluorescent-based HOU (varies by BldgType) | DEER1314 | Lighting Disposition | 2015-03-06 | Com-Iltg-dWatt-LF | DEER | Scaled | Delta |  |  | None |  | FALSE |  | TRUE | Com | Any | Lighting | InGen-LF | Ltg_Lmp+Blst | LF_LmpBlst |  |  | ILtg-Lfluor-Elec |  |  |  | LFLmpBlst-T12-48in-34w+MagES-RS-NLO(72w) | LFLmpBlst-T8-48in-32w-2g+El-RS-NLO(60w) | LFLmpBlst-T8-48in-32w-2g+El-RS-RLO(54w) | Proposed | WP source e.g.: SCE13LG087r0 | FALSE | FALSE | Disposition: MeasuresList-May222014.xlsx | ErRobNc | ILtg-Lfluor-T12Mag | Com-Lighting-InGen_T12-48in-160w_T8-48in-112w-D_T8-48in-102w-B | DEER1316-Ltg-Com-LF | 2013-01-01 |  | DEER2016 HOU Update |  |  |  |  | Standard
5175 | R-InCmn-LFLmpBlst-T8-96in-59w+El-IS-RLO(167w)-dWP52 | Residential Indoor Common-Area Lighting: more efficient Linear Fluorescent Lamp & Ballast installed. Measure includes Code case. Impacts: HOU = 4340; CDF = 0.423 | DEER1314 | Lighting Disposition | 2014-05-30 | Res-Iltg-Cmn-dWatt-LF | NonDEER | Scaled | Delta |  |  | None |  | TRUE |  | TRUE | Res | Any | Lighting | InCommon | Ltg_Lmp+Blst | LF_LmpBlst | LFLmpBlst-T8-96in-59w+El-IS-RLO(167w) | LFLmpBlst-T8-96in-59w+El-IS-NLO(219w) | ILtg-Lfluor-CommArea |  |  |  | LFLmpBlst-T8-96in-59w+El-IS-NLO(219w) | LFLmpBlst-T8-96in-59w+El-IS-NLO(219w) | LFLmpBlst-T8-96in-59w+El-IS-RLO(167w) | Available | WP source | FALSE | FALSE | Disposition: MeasuresList-May222014.xlsx | RobNc | ILtg-Lfluor-CommArea |  | DEER1314 | 2013-01-01 |  | DEER |  |  |  |  | Standard | 100.32 | 100.32 | 0 | LFLmpBlst-T8-96in-59w+El-IS-RLO(167w) | LFLmpBlst-T8-96in-59w+El-IS-NLO(219w) | 4 | 2 | 4 | 2
5164 | R-InCmn-LFLmpBlst-T8-48in-28w+El-IS-NLO(27w)-dWP3 | Residential Indoor Common-Area Lighting: more efficient Linear Fluorescent Lamp & Ballast installed. Measure includes Code case. Impacts: HOU = 4340; CDF = 0.423 | DEER1314 | Lighting Disposition | 2014-11-06 | Res-Iltg-Cmn-dWatt-LF | NonDEER | Scaled | Delta |  |  | None |  | TRUE |  | TRUE | Res | Any | Lighting | InCommon | Ltg_Lmp+Blst | LF_LmpBlst | LFLmpBlst-T8-48in-28w+El-IS-NLO(27w) | LFLmpBlst-T8-48in-32w-2g+El-IS-NLO-2(30w) | ILtg-Lfluor-CommArea |  |  |  | LFLmpBlst-T8-48in-32w-2g+El-IS-NLO-2(30w) | LFLmpBlst-T8-48in-32w-2g+El-IS-NLO-2(30w) | LFLmpBlst-T8-48in-28w+El-IS-NLO(27w) | Available |  | FALSE | FALSE | Disposition: MeasuresList-Dec1-2014.xlsx | RobNc | ILtg-Lfluor-CommArea |  | DEER1314 | 2013-01-01 |  | DEER |  |  |  |  | Standard | 16.77 | 14.71 | 2.06 | LFLmpBlst-T8-48in-28w+El-IS-NLO(27w) | LFLmpBlst-T8-48in-32w-2g+El-IS-NLO-2(30w) | 1 | 0.5 | 1 | 0.5
5171 | R-InCmn-LFLmpBlst-T8-48in-32w-1g+El-IS-NLO-Del(59w)-dWP53 | Residential Indoor Common-Area Lighting: Linear Fluorescent Lamp & Ballast permanently delamped. Measure includes Code case. Impacts: HOU = 4340; CDF = 0.423 | DEER1314 | Lighting Disposition | 2014-11-06 | Res-Iltg-Cmn-dWatt-LF | NonDEER | Scaled | Delta |  |  | None |  | TRUE |  | TRUE | Res | Any | Lighting | InCommon | Ltg_Lmp+Blst | LF_LmpBlst | LFLmpBlst-T8-48in-32w-1g+El-IS-NLO-Del(59w) | LFLmpBlst-T8-48in-32w-1g+El-IS-NLO(112w) | ILtg-Lfluor-CommArea |  |  |  | LFLmpBlst-T8-48in-32w-1g+El-IS-NLO(112w) | LFLmpBlst-T8-48in-32w-1g+El-IS-NLO(112w) | LFLmpBlst-T8-48in-32w-1g+El-IS-NLO-Del(59w) | Available |  | FALSE | FALSE | Disposition: MeasuresList-Dec1-2014.xlsx | RobNc | ILtg-Lfluor-CommArea |  | DEER1314 | 2013-01-01 |  | DEER |  |  |  |  | Standard | 27.38 | 42.99 | -15.61 | LFLmpBlst-T8-48in-32w-1g+El-IS-NLO-Del(59w) | LFLmpBlst-T8-48in-32w-1g+El-IS-NLO(112w) | 2 | 1 | 4 | 1
5328 | R-In-LFLmpBlst-T8-48in-25w+El-IS-NLO(26w)-dWP4-2 | Residential Indoor General Lighting: more efficient Linear Fluorescent Lamp & Ballast installed. Measure includes Code case. Impacts: CFL-based HOU (varies by BldgType) | DEER1314 | Lighting Disposition | 2014-11-06 | Res-Iltg-dWatt-CFL | NonDEER | Scaled | Delta |  |  | None |  | TRUE |  | TRUE | Res | Any | Lighting | InGen-CFL | Ltg_Lmp+Blst | LF_LmpBlst | LFLmpBlst-T8-48in-25w+El-IS-NLO(26w) | LFLmpBlst-T8-48in-32w-1g+El-IS-NLO-3(30w) | ILtg-Lfluor-Elec |  |  |  | LFLmpBlst-T8-48in-32w-1g+El-IS-NLO-3(30w) | LFLmpBlst-T8-48in-32w-1g+El-IS-NLO-3(30w) | LFLmpBlst-T8-48in-25w+El-IS-NLO(26w) | Available |  | FALSE | FALSE | Disposition: MeasuresList-Dec1-2014.xlsx | RobNc | ILtg-Lfluor-Elec |  | DEER1314 | 2013-01-01 |  | DEER |  |  |  |  | Standard | 23.87 | 13.69 | 10.18 | LFLmpBlst-T8-48in-25w+El-IS-NLO(26w) | LFLmpBlst-T8-48in-32w-1g+El-IS-NLO-3(30w) | 1 | 1 | 1 | 0.5
4637 | C-In-LFLmpBlst-T8-48in-32w-3g+El-IS-HLO(62w)-dWP21 | Commercial Indoor General Lighting: more efficient Linear Fluorescent Lamp & Ballast installed. Measure includes Code case. Impacts: Linear Fluorescent-based HOU (varies by BldgType) | DEER1314 | Lighting Disposition | 2015-03-06 | Com-Iltg-dWatt-LF | DEER | Scaled | Delta |  |  | None |  | FALSE |  | TRUE | Com | Any | Lighting | InGen-LF | Ltg_Lmp+Blst | LF_LmpBlst | LFLmpBlst-T8-48in-32w-3g+El-IS-HLO(62w) | LFLmpBlst-T8-48in-32w-3g+El-IS-NLO(83w) | ILtg-Lfluor-Elec |  |  |  | LFLmpBlst-T8-48in-32w-3g+El-IS-NLO(83w) | LFLmpBlst-T8-48in-32w-3g+El-IS-NLO(83w) | LFLmpBlst-T8-48in-32w-3g+El-IS-HLO(62w) | Proposed | WP source e.g.: SCE13LG087r0 | FALSE | FALSE | Disposition: MeasuresList-May222014.xlsx | RobNc | ILtg-Lfluor-Elec | Com-Lighting-InGen_T12-48in-115w_T8-48in-89w-B_T8-48in-78w-B | DEER1316-Ltg-Com-LF | 2013-01-01 |  | DEER2016 HOU Update |  |  |  |  | Standard | 30.94 | 40.53 | -9.59 | LFLmpBlst-T8-48in-32w-3g+El-IS-HLO(62w) | LFLmpBlst-T8-48in-32w-3g+El-IS-NLO(83w) | 2 | 1 | 3 | 1
5338 | R-In-LFLmpBlst-T8-48in-28w+El-IS-NLO(27w)-dWP3-2 | Residential Indoor General Lighting: more efficient Linear Fluorescent Lamp & Ballast installed. Measure includes Code case. Impacts: CFL-based HOU (varies by BldgType) | DEER1314 | Lighting Disposition | 2014-11-06 | Res-Iltg-dWatt-CFL | NonDEER | Scaled | Delta |  |  | None |  | TRUE |  | TRUE | Res | Any | Lighting | InGen-CFL | Ltg_Lmp+Blst | LF_LmpBlst | LFLmpBlst-T8-48in-28w+El-IS-NLO(27w) | LFLmpBlst-T8-48in-32w-1g+El-IS-NLO-3(30w) | ILtg-Lfluor-Elec |  |  |  | LFLmpBlst-T8-48in-32w-1g+El-IS-NLO-3(30w) | LFLmpBlst-T8-48in-32w-1g+El-IS-NLO-3(30w) | LFLmpBlst-T8-48in-28w+El-IS-NLO(27w) | Available |  | FALSE | FALSE | Disposition: MeasuresList-Dec1-2014.xlsx | RobNc | ILtg-Lfluor-Elec |  | DEER1314 | 2013-01-01 |  | DEER |  |  |  |  | Standard | 16.77 | 13.69 | 3.08 | LFLmpBlst-T8-48in-28w+El-IS-NLO(27w) | LFLmpBlst-T8-48in-32w-1g+El-IS-NLO-3(30w) | 1 | 0.5 | 1 | 0.5
5316 | R-In-LFLmpBlst-T5-46in-49w+El-IS-NLO(49.3w)-dWP4 | Residential Indoor General Lighting: more efficient Linear Fluorescent Lamp & Ballast installed. Measure includes Code case. Impacts: CFL-based HOU (varies by BldgType) | DEER1314 | Lighting Disposition | 2014-05-30 | Res-Iltg-dWatt-CFL | DEER | Scaled | Delta |  |  | None |  | TRUE |  | TRUE | Res | Any | Lighting | InGen-CFL | Ltg_Lmp+Blst | LF_LmpBlst | LFLmpBlst-T5-46in-49w+El-IS-NLO(49.3w) | LFLmpBlst-T5-46in-54w+El-IS-NLO(54w) | ILtg-T5 |  |  |  | LFLmpBlst-T5-46in-54w+El-IS-NLO(54w) | LFLmpBlst-T5-46in-54w+El-IS-NLO(54w) | LFLmpBlst-T5-46in-49w+El-IS-NLO(49.3w) | Available | WP source e.g.: WPSDGENRLG0106r2 | FALSE | FALSE | Disposition: MeasuresList-May222014.xlsx | RobNc | ILtg-T5 |  | DEER1314 | 2013-01-01 |  | DEER |  |  |  |  | Standard | 29.63 | 30.66 | -1.03 | LFLmpBlst-T5-46in-49w+El-IS-NLO(49.3w) | LFLmpBlst-T5-46in-54w+El-IS-NLO(54w) | 1 | 1 | 1 | 1
5332 | R-In-LFLmpBlst-T8-48in-25w+El-IS-NLO(45w)-dWP14 | Residential Indoor General Lighting: more efficient Linear Fluorescent Lamp & Ballast installed. Measure includes Code case. Impacts: CFL-based HOU (varies by BldgType) | DEER1314 | Lighting Disposition | 2014-05-30 | Res-Iltg-dWatt-CFL | DEER | Scaled | Delta |  |  | None |  | TRUE |  | TRUE | Res | Any | Lighting | InGen-CFL | Ltg_Lmp+Blst | LF_LmpBlst | LFLmpBlst-T8-48in-25w+El-IS-NLO(45w) | LFLmpBlst-T8-48in-32w-2g+El-IS-NLO(59w) | ILtg-Lfluor-Elec |  |  |  | LFLmpBlst-T8-48in-32w-2g+El-IS-NLO(59w) | LFLmpBlst-T8-48in-32w-2g+El-IS-NLO(59w) | LFLmpBlst-T8-48in-25w+El-IS-NLO(45w) | Available | WP source e.g.: PGE3PLTG172r2 | FALSE | FALSE | Disposition: MeasuresList-May222014.xlsx | RobNc | ILtg-Lfluor-Elec |  | DEER1314 | 2013-01-01 |  | DEER |  |  |  |  | Standard | 35.95 | 29.42 | 6.53 | LFLmpBlst-T8-48in-25w+El-IS-NLO(45w) | LFLmpBlst-T8-48in-32w-2g+El-IS-NLO(59w) | 2 | 1 | 2 | 1
5333 | R-In-LFLmpBlst-T8-48in-25w+El-IS-NLO(68w)-dWP21 | Residential Indoor General Lighting: more efficient Linear Fluorescent Lamp & Ballast installed. Measure includes Code case. Impacts: CFL-based HOU (varies by BldgType) | DEER1314 | Lighting Disposition | 2014-05-30 | Res-Iltg-dWatt-CFL | DEER | Scaled | Delta |  |  | None |  | TRUE |  | TRUE | Res | Any | Lighting | InGen-CFL | Ltg_Lmp+Blst | LF_LmpBlst | LFLmpBlst-T8-48in-25w+El-IS-NLO(68w) | LFLmpBlst-T8-48in-32w-2g+El-IS-NLO(89w) | ILtg-Lfluor-Elec |  |  |  | LFLmpBlst-T8-48in-32w-2g+El-IS-NLO(89w) | LFLmpBlst-T8-48in-32w-2g+El-IS-NLO(89w) | LFLmpBlst-T8-48in-25w+El-IS-NLO(68w) | Available | WP source e.g.: PGE3PLTG172r2 | FALSE | FALSE | Disposition: MeasuresList-May222014.xlsx | RobNc | ILtg-Lfluor-Elec |  | DEER1314 | 2013-01-01 |  | DEER |  |  |  |  | Standard | 48.04 | 38.25 | 9.79 | LFLmpBlst-T8-48in-25w+El-IS-NLO(68w) | LFLmpBlst-T8-48in-32w-2g+El-IS-NLO(89w) | 3 | 1 | 3 | 1
5334 | R-In-LFLmpBlst-T8-48in-25w+El-IS-NLO(90w)-dWP22 | Residential Indoor General Lighting: more efficient Linear Fluorescent Lamp & Ballast installed. Measure includes Code case. Impacts: CFL-based HOU (varies by BldgType) | DEER1314 | Lighting Disposition | 2014-11-06 | Res-Iltg-dWatt-CFL | DEER | Scaled | Delta |  |  | None |  | TRUE |  | TRUE | Res | Any | Lighting | InGen-CFL | Ltg_Lmp+Blst | LF_LmpBlst | LFLmpBlst-T8-48in-25w+El-IS-NLO(90w) | LFLmpBlst-T8-48in-32w-1g+El-IS-NLO(112w) | ILtg-Lfluor-Elec |  |  |  | LFLmpBlst-T8-48in-32w-1g+El-IS-NLO(112w) | LFLmpBlst-T8-48in-32w-1g+El-IS-NLO(112w) | LFLmpBlst-T8-48in-25w+El-IS-NLO(90w) | Available |  | FALSE | FALSE | Disposition: MeasuresList-Dec1-2014.xlsx | RobNc | ILtg-Lfluor-Elec |  | DEER1314 | 2013-01-01 |  | DEER |  |  |  |  | Standard | 60.12 | 42.99 | 17.13 | LFLmpBlst-T8-48in-25w+El-IS-NLO(90w) | LFLmpBlst-T8-48in-32w-1g+El-IS-NLO(112w) | 4 | 1 | 4 | 1
5324 | R-In-LFLmpBlst-T8-36in-25w+El-PS-NLO(58w)-dWP9 | Residential Indoor General Lighting: more efficient Linear Fluorescent Lamp & Ballast installed. Measure includes Code case. Impacts: CFL-based HOU (varies by BldgType) | DEER1314 | Lighting Disposition | 2014-05-30 | Res-Iltg-dWatt-CFL | DEER | Scaled | Delta |  |  | None |  | TRUE |  | TRUE | Res | Any | Lighting | InGen-CFL | Ltg_Lmp+Blst | LF_LmpBlst |  |  | ILtg-Lfluor-Elec |  |  |  | LFLmpBlst-T8-36in-25w+El-IS-NLO(67w) | LFLmpBlst-T8-36in-25w+El-IS-NLO(67w) | LFLmpBlst-T8-36in-25w+El-PS-NLO(58w) | Available | WP source e.g.: SCE13LG092r0 | FALSE | FALSE | Disposition: MeasuresList-May222014.xlsx | RobNc | ILtg-Lfluor-Elec |  | DEER1314 | 2013-01-01 |  | DEER |  |  |  |  | Standard
5337 | R-In-LFLmpBlst-T8-48in-28w+El-IS-NLO(27w)-dWP3-1 | Residential Indoor General Lighting: more efficient Linear Fluorescent Lamp & Ballast installed. Measure includes Code case. Impacts: CFL-based HOU (varies by BldgType) | DEER1314 | Lighting Disposition | 2014-11-06 | Res-Iltg-dWatt-CFL | DEER | Scaled | Delta |  |  | None |  | TRUE |  | TRUE | Res | Any | Lighting | InGen-CFL | Ltg_Lmp+Blst | LF_LmpBlst | LFLmpBlst-T8-48in-28w+El-IS-NLO(27w) | LFLmpBlst-T8-48in-32w-2g+El-IS-NLO-2(30w) | ILtg-Lfluor-Elec |  |  |  | LFLmpBlst-T8-48in-32w-2g+El-IS-NLO-2(30w) | LFLmpBlst-T8-48in-32w-2g+El-IS-NLO-2(30w) | LFLmpBlst-T8-48in-28w+El-IS-NLO(27w) | Available |  | FALSE | FALSE | Disposition: MeasuresList-Dec1-2014.xlsx | RobNc | ILtg-Lfluor-Elec |  | DEER1314 | 2013-01-01 |  | DEER |  |  |  |  | Standard | 16.77 | 14.71 | 2.06 | LFLmpBlst-T8-48in-28w+El-IS-NLO(27w) | LFLmpBlst-T8-48in-32w-2g+El-IS-NLO-2(30w) | 1 | 0.5 | 1 | 0.5
5348 | R-In-LFLmpBlst-T8-48in-32w-3g+El-PS-RLO(24w)-dWP7 | Residential Indoor General Lighting: more efficient Linear Fluorescent Lamp & Ballast installed. Measure includes Code case. Impacts: CFL-based HOU (varies by BldgType) | DEER1314 | Lighting Disposition | 2014-05-30 | Res-Iltg-dWatt-CFL | DEER | Scaled | Delta |  |  | None |  | TRUE |  | TRUE | Res | Any | Lighting | InGen-CFL | Ltg_Lmp+Blst | LF_LmpBlst | LFLmpBlst-T8-48in-32w-3g+El-PS-RLO(24w) | LFLmpBlst-T8-48in-32w-2g+El-IS-NLO(31w) | ILtg-Lfluor-Elec |  |  |  | LFLmpBlst-T8-48in-32w-2g+El-IS-NLO(31w) | LFLmpBlst-T8-48in-32w-2g+El-IS-NLO(31w) | LFLmpBlst-T8-48in-32w-3g+El-PS-RLO(24w) | Available | WP source e.g.: SCE13LG087r0 | FALSE | FALSE | Disposition: MeasuresList-May222014.xlsx | RobNc | ILtg-Lfluor-Elec |  | DEER1314 | 2013-01-01 |  | DEER |  |  |  |  | Standard | 38.55 | 20.6 | 17.95 | LFLmpBlst-T8-48in-32w-3g+El-PS-RLO(24w) | LFLmpBlst-T8-48in-32w-2g+El-IS-NLO(31w) | 1 | 1 | 1 | 1
5349 | R-In-LFLmpBlst-T8-48in-32w-3g+El-PS-RLO(45w)-dWP14 | Residential Indoor General Lighting: more efficient Linear Fluorescent Lamp & Ballast installed. Measure includes Code case. Impacts: CFL-based HOU (varies by BldgType) | DEER1314 | Lighting Disposition | 2014-05-30 | Res-Iltg-dWatt-CFL | DEER | Scaled | Delta |  |  | None |  | TRUE |  | TRUE | Res | Any | Lighting | InGen-CFL | Ltg_Lmp+Blst | LF_LmpBlst | LFLmpBlst-T8-48in-32w-3g+El-PS-RLO(45w) | LFLmpBlst-T8-48in-32w-2g+El-IS-NLO(59w) | ILtg-Lfluor-Elec |  |  |  | LFLmpBlst-T8-48in-32w-2g+El-IS-NLO(59w) | LFLmpBlst-T8-48in-32w-2g+El-IS-NLO(59w) | LFLmpBlst-T8-48in-32w-3g+El-PS-RLO(45w) | Available | WP source e.g.: WPSDGENRLG0120r3 | FALSE | FALSE | Disposition: MeasuresList-May222014.xlsx | RobNc | ILtg-Lfluor-Elec |  | DEER1314 | 2013-01-01 |  | DEER |  |  |  |  | Standard | 48.13 | 29.42 | 18.71 | LFLmpBlst-T8-48in-32w-3g+El-PS-RLO(45w) | LFLmpBlst-T8-48in-32w-2g+El-IS-NLO(59w) | 2 | 1 | 2 | 1
5344 | R-In-LFLmpBlst-T8-48in-28w+El-IS-NLO(98w)-dWP14 | Residential Indoor General Lighting: more efficient Linear Fluorescent Lamp & Ballast installed. Measure includes Code case. Impacts: CFL-based HOU (varies by BldgType) | DEER1314 | Lighting Disposition | 2014-11-06 | Res-Iltg-dWatt-CFL | DEER | Scaled | Delta |  |  | None |  | TRUE |  | TRUE | Res | Any | Lighting | InGen-CFL | Ltg_Lmp+Blst | LF_LmpBlst | LFLmpBlst-T8-48in-28w+El-IS-NLO(98w) | LFLmpBlst-T8-48in-32w-1g+El-IS-NLO(112w) | ILtg-Lfluor-Elec |  |  |  | LFLmpBlst-T8-48in-32w-1g+El-IS-NLO(112w) | LFLmpBlst-T8-48in-32w-1g+El-IS-NLO(112w) | LFLmpBlst-T8-48in-28w+El-IS-NLO(98w) | Available |  | FALSE | FALSE | Disposition: MeasuresList-Dec1-2014.xlsx | RobNc | ILtg-Lfluor-Elec |  | DEER1314 | 2013-01-01 |  | DEER |  |  |  |  | Standard | 55.29 | 42.99 | 12.3 | LFLmpBlst-T8-48in-28w+El-IS-NLO(98w) | LFLmpBlst-T8-48in-32w-1g+El-IS-NLO(112w) | 4 | 1 | 4 | 1
5353 | R-In-LFLmpBlst-T8-96in-59w+El-IS-RLO(57w)-dWP1 | Residential Indoor General Lighting: more efficient Linear Fluorescent Lamp & Ballast installed. Measure includes Code case. Impacts: CFL-based HOU (varies by BldgType) | DEER1314 | Lighting Disposition | 2014-05-30 | Res-Iltg-dWatt-CFL | DEER | Scaled | Delta |  |  | None |  | TRUE |  | TRUE | Res | Any | Lighting | InGen-CFL | Ltg_Lmp+Blst | LF_LmpBlst | LFLmpBlst-T8-96in-59w+El-IS-RLO(57w) | LFLmpBlst-T8-96in-59w+El-IS-NLO(58w) | ILtg-Lfluor-Elec |  |  |  | LFLmpBlst-T8-96in-59w+El-IS-NLO(58w) | LFLmpBlst-T8-96in-59w+El-IS-NLO(58w) | LFLmpBlst-T8-96in-59w+El-IS-RLO(57w) | Available | WP source e.g.: SCE13LG087r0 | FALSE | FALSE | Disposition: MeasuresList-May222014.xlsx | RobNc | ILtg-Lfluor-Elec |  | DEER1314 | 2013-01-01 |  | DEER |  |  |  |  | Standard | 30.97 | 30.97 | 0 | LFLmpBlst-T8-96in-59w+El-IS-RLO(57w) | LFLmpBlst-T8-96in-59w+El-IS-NLO(58w) | 1 | 1 | 1 | 1
5352 | R-In-LFLmpBlst-T8-96in-59w+El-IS-RLO(167w)-dWP52 | Residential Indoor General Lighting: more efficient Linear Fluorescent Lamp & Ballast installed. Measure includes Code case. Impacts: CFL-based HOU (varies by BldgType) | DEER1314 | Lighting Disposition | 2014-05-30 | Res-Iltg-dWatt-CFL | DEER | Scaled | Delta |  |  | None |  | TRUE |  | TRUE | Res | Any | Lighting | InGen-CFL | Ltg_Lmp+Blst | LF_LmpBlst | LFLmpBlst-T8-96in-59w+El-IS-RLO(167w) | LFLmpBlst-T8-96in-59w+El-IS-NLO(219w) | ILtg-Lfluor-Elec |  |  |  | LFLmpBlst-T8-96in-59w+El-IS-NLO(219w) | LFLmpBlst-T8-96in-59w+El-IS-NLO(219w) | LFLmpBlst-T8-96in-59w+El-IS-RLO(167w) | Available | WP source e.g.: SCE13LG087r0 | FALSE | FALSE | Disposition: MeasuresList-May222014.xlsx | RobNc | ILtg-Lfluor-Elec |  | DEER1314 | 2013-01-01 |  | DEER |  |  |  |  | Standard | 100.32 | 100.32 | 0 | LFLmpBlst-T8-96in-59w+El-IS-RLO(167w) | LFLmpBlst-T8-96in-59w+El-IS-NLO(219w) | 4 | 2 | 4 | 2
5354 | R-In-LFLmpBlst-T8-96in-59w+El-IS-RLO(98w)-dWP11 | Residential Indoor General Lighting: more efficient Linear Fluorescent Lamp & Ballast installed. Measure includes Code case. Impacts: CFL-based HOU (varies by BldgType) | DEER1314 | Lighting Disposition | 2014-05-30 | Res-Iltg-dWatt-CFL | DEER | Scaled | Delta |  |  | None |  | TRUE |  | TRUE | Res | Any | Lighting | InGen-CFL | Ltg_Lmp+Blst | LF_LmpBlst | LFLmpBlst-T8-96in-59w+El-IS-RLO(98w) | LFLmpBlst-T8-96in-59w+El-IS-NLO(109w) | ILtg-Lfluor-Elec |  |  |  | LFLmpBlst-T8-96in-59w+El-IS-NLO(109w) | LFLmpBlst-T8-96in-59w+El-IS-NLO(109w) | LFLmpBlst-T8-96in-59w+El-IS-RLO(98w) | Available | WP source e.g.: SCE13LG087r0 | FALSE | FALSE | Disposition: MeasuresList-May222014.xlsx | RobNc | ILtg-Lfluor-Elec |  | DEER1314 | 2013-01-01 |  | DEER |  |  |  |  | Standard | 50.16 | 50.16 | 0 | LFLmpBlst-T8-96in-59w+El-IS-RLO(98w) | LFLmpBlst-T8-96in-59w+El-IS-NLO(109w) | 2 | 1 | 2 | 1
5317 | R-In-LFLmpBlst-T8-24in-17w+El-IS-RLO(27w)-dWP6 | Residential Indoor General Lighting: more efficient Linear Fluorescent Lamp & Ballast installed. Measure includes Code case. Impacts: CFL-based HOU (varies by BldgType) | DEER1314 | Lighting Disposition | 2014-05-30 | Res-Iltg-dWatt-CFL | DEER | Scaled | Delta |  |  | None |  | TRUE |  | TRUE | Res | Any | Lighting | InGen-CFL | Ltg_Lmp+Blst | LF_LmpBlst |  |  | ILtg-Lfluor-Elec |  |  |  | LFLmpBlst-T8-24in-17w+El-IS-NLO(33w) | LFLmpBlst-T8-24in-17w+El-IS-NLO(33w) | LFLmpBlst-T8-24in-17w+El-IS-RLO(27w) | Available | WP source e.g.: WPSDGENRLG0106r2 | FALSE | FALSE | Disposition: MeasuresList-May222014.xlsx | RobNc | ILtg-Lfluor-Elec |  | DEER1314 | 2013-01-01 |  | DEER |  |  |  |  | Standard
5323 | R-In-LFLmpBlst-T8-36in-25w+El-IS-RLO(77w)-dWP10 | Residential Indoor General Lighting: more efficient Linear Fluorescent Lamp & Ballast installed. Measure includes Code case. Impacts: CFL-based HOU (varies by BldgType) | DEER1314 | Lighting Disposition | 2014-05-30 | Res-Iltg-dWatt-CFL | DEER | Scaled | Delta |  |  | None |  | TRUE |  | TRUE | Res | Any | Lighting | InGen-CFL | Ltg_Lmp+Blst | LF_LmpBlst |  |  | ILtg-Lfluor-Elec |  |  |  | LFLmpBlst-T8-36in-25w+El-IS-NLO(87w) | LFLmpBlst-T8-36in-25w+El-IS-NLO(87w) | LFLmpBlst-T8-36in-25w+El-IS-RLO(77w) | Available | WP source e.g.: PGECOLTG177r1 | FALSE | FALSE | Disposition: MeasuresList-May222014.xlsx | RobNc | ILtg-Lfluor-Elec |  | DEER1314 | 2013-01-01 |  | DEER |  |  |  |  | Standard
2182 | Com-Lighting-InGen_MV-455w_PSMH-365w_T5-46in-234w | Commercial Indoor General Lighting: Linear Fluorescent Lamp & Ballast replaces HID Lamp & Ballast. Measure includes Code case. Impacts: Linear Fluorescent-based HOU (varies by BldgType) | DEER2014 | D13 v1.2 | 2014-05-23 | Com-Iltg-dWatt-LF | DEER | Scaled | Delta |  |  | None |  | FALSE |  | TRUE | Com | Any | Lighting | InGen-HB | Ltg_Lmp+Blst | LF_LmpBlst | LFLmpBlst-T5-46in-54w+El-PS-HLO-1(234w) |  | ILtg-Lfluor-fix |  |  |  | MV-400w(455w) | PSMH-320w(365w) | LFLmpBlst-T5-46in-54w+El-PS-HLO-1(234w) | Available | Transition to new HOU begin 6/1/2015 since this is a T5 High Bay measure | FALSE | FALSE | DEER Lighting measure | ErRobNc | ILtg-Lfluor-fix |  | DEER1316-T5-Com-HB | 2013-01-01 |  | DEER2015 Uncertain Msr Update |  |  |  |  | Standard | 104.51
5336 | R-In-LFLmpBlst-T8-48in-28w+El-IS-NLO(26w)-dWP4 | Residential Indoor General Lighting: more efficient Linear Fluorescent Lamp & Ballast installed. Measure includes Code case. Impacts: CFL-based HOU (varies by BldgType) | DEER2014 | Lighting Disposition | 2014-11-06 | Res-Iltg-dWatt-CFL | DEER | Scaled | Delta |  |  | None |  | TRUE |  | TRUE | Res | Any | Lighting | InGen-CFL | Ltg_Lmp+Blst | LF_LmpBlst | LFLmpBlst-T8-48in-28w+El-IS-NLO(26w) | LFLmpBlst-T8-48in-32w-1g+El-IS-NLO-3(30w) | ILtg-Lfluor-Elec |  |  |  | LFLmpBlst-T8-48in-32w-1g+El-IS-NLO-3(30w) | LFLmpBlst-T8-48in-32w-1g+El-IS-NLO-3(30w) | LFLmpBlst-T8-48in-28w+El-IS-NLO(26w) | Available |  | FALSE | FALSE | Disposition: MeasuresList-Dec1-2014.xlsx | RobNc | ILtg-Lfluor-Elec |  | None | 2014-07-01 |  | DEER |  |  |  |  | Standard | 22.66 | 13.69 | 8.97 | LFLmpBlst-T8-48in-28w+El-IS-NLO(26w) | LFLmpBlst-T8-48in-32w-1g+El-IS-NLO-3(30w) | 1 | 1 | 1 | 0.5
5351 | R-In-LFLmpBlst-T8-48in-32w-3g+El-PS-RLO(90w)-dWP22 | Residential Indoor General Lighting: more efficient Linear Fluorescent Lamp & Ballast installed. Measure includes Code case. Impacts: CFL-based HOU (varies by BldgType) | DEER1314 | Lighting Disposition | 2014-05-30 | Res-Iltg-dWatt-CFL | DEER | Scaled | Delta |  |  | None |  | TRUE |  | TRUE | Res | Any | Lighting | InGen-CFL | Ltg_Lmp+Blst | LF_LmpBlst | LFLmpBlst-T8-48in-32w-3g+El-PS-RLO(90w) | LFLmpBlst-T8-48in-32w-2g+El-IS-NLO(112w) | ILtg-Lfluor-Elec |  |  |  | LFLmpBlst-T8-48in-32w-2g+El-IS-NLO(112w) | LFLmpBlst-T8-48in-32w-2g+El-IS-NLO(112w) | LFLmpBlst-T8-48in-32w-3g+El-PS-RLO(90w) | Available | WP source e.g.: SCE13LG092r0 | FALSE | FALSE | Disposition: MeasuresList-May222014.xlsx | RobNc | ILtg-Lfluor-Elec |  | DEER1314 | 2013-01-01 |  | DEER |  |  |  |  | Standard | 67.3 | 47.07 | 20.23 | LFLmpBlst-T8-48in-32w-3g+El-PS-RLO(90w) | LFLmpBlst-T8-48in-32w-2g+El-IS-NLO(112w) | 4 | 1 | 4 | 1
5342 | R-In-LFLmpBlst-T8-48in-28w+El-IS-NLO(53w)-dWP6 | Residential Indoor General Lighting: more efficient Linear Fluorescent Lamp & Ballast installed. Measure includes Code case. Impacts: CFL-based HOU (varies by BldgType) | DEER1314 | Lighting Disposition | 2014-05-30 | Res-Iltg-dWatt-CFL | DEER | Scaled | Delta |  |  | None |  | TRUE |  | TRUE | Res | Any | Lighting | InGen-CFL | Ltg_Lmp+Blst | LF_LmpBlst | LFLmpBlst-T8-48in-28w+El-IS-NLO(53w) | LFLmpBlst-T8-48in-32w-2g+El-IS-NLO(59w) | ILtg-Lfluor-Elec |  |  |  | LFLmpBlst-T8-48in-32w-2g+El-IS-NLO(59w) | LFLmpBlst-T8-48in-32w-2g+El-IS-NLO(59w) | LFLmpBlst-T8-48in-28w+El-IS-NLO(53w) | Available | WP source e.g.: WPSDGENRLG0120r3 | FALSE | FALSE | Disposition: MeasuresList-May222014.xlsx | RobNc | ILtg-Lfluor-Elec |  | DEER1314 | 2013-01-01 |  | DEER |  |  |  |  | Standard | 33.54 | 29.42 | 4.12 | LFLmpBlst-T8-48in-28w+El-IS-NLO(53w) | LFLmpBlst-T8-48in-32w-2g+El-IS-NLO(59w) | 2 | 1 | 2 | 1
2180 | Com-Lighting-InGen_PSMH-456w_T5-46in-351w_T5-46in-351w | Commercial Indoor General Lighting: Linear Fluorescent Lamp & Ballast replaces HID Lamp & Ballast. Measure includes Code case. Impacts: Linear Fluorescent-based HOU (varies by BldgType) | DEER2014 | D13 v1.2 | 2014-05-23 | Com-Iltg-dWatt-LF | DEER | Scaled | Delta |  |  | None |  | FALSE |  | TRUE | Com | Any | Lighting | InGen-HB | Ltg_Lmp+Blst | LF_LmpBlst | LFLmpBlst-T5-46in-54w+El-PS-HLO-1(351w) | LFLmpBlst-T5-46in-54w+El-PS-HLO-1(351w) | ILtg-Lfluor-fix |  |  |  | PSMH-400w(456w) | LFLmpBlst-T5-46in-54w+El-PS-HLO-1(351w) | LFLmpBlst-T5-46in-54w+El-PS-HLO-1(351w) | Available | Transition to new HOU begin 6/1/2015 since this is a T5 High Bay measure | FALSE | FALSE | DEER Lighting measure | ErRul | ILtg-Lfluor-fix |  | DEER1316-T5-Com-HB | 2013-01-01 |  | DEER2015 Uncertain Msr Update |  |  |  |  | Standard | 171.24 | 171.24 | 0 | LFLmpBlst-T5-46in-54w+El-PS-HLO-1(351w) | LFLmpBlst-T5-46in-54w+El-PS-HLO-1(351w) | 6 | 2 | 6 | 2
2183 | Com-Lighting-InGen_MV-780w_T5-46in-351w_T5-46in-351w | Commercial Indoor General Lighting: Linear Fluorescent Lamp & Ballast replaces HID Lamp & Ballast. Measure includes Code case. Impacts: Linear Fluorescent-based HOU (varies by BldgType) | DEER2014 | D13 v1.2 | 2014-05-23 | Com-Iltg-dWatt-LF | DEER | Scaled | Delta |  |  | None |  | FALSE |  | TRUE | Com | Any | Lighting | InGen-HB | Ltg_Lmp+Blst | LF_LmpBlst | LFLmpBlst-T5-46in-54w+El-PS-HLO-1(351w) | LFLmpBlst-T5-46in-54w+El-PS-HLO-1(351w) | ILtg-Lfluor-fix |  |  |  | MV-700w(780w) | LFLmpBlst-T5-46in-54w+El-PS-HLO-1(351w) | LFLmpBlst-T5-46in-54w+El-PS-HLO-1(351w) | Available | Transition to new HOU begin 6/1/2015 since this is a T5 High Bay measure | FALSE | FALSE | DEER Lighting measure | ErRul | ILtg-Lfluor-fix | D08-NE-ILtg-Othr-Prim-RplLPD-700wMVMgC780w-46in54wT5HO3PSEl351w | DEER1316-T5-Com-HB | 2013-01-01 |  | DEER2015 Uncertain Msr Update |  |  |  |  | Standard | 171.24 | 171.24 | 0 | LFLmpBlst-T5-46in-54w+El-PS-HLO-1(351w) | LFLmpBlst-T5-46in-54w+El-PS-HLO-1(351w) | 6 | 2 | 6 | 2
2184 | Com-Lighting-InGen_MV-780w_PSMH-456w_T5-46in-351w | Commercial Indoor General Lighting: Linear Fluorescent Lamp & Ballast replaces HID Lamp & Ballast. Measure includes Code case. Impacts: Linear Fluorescent-based HOU (varies by BldgType) | DEER2014 | D13 v1.2 | 2014-05-23 | Com-Iltg-dWatt-LF | DEER | Scaled | Delta |  |  | None |  | FALSE |  | TRUE | Com | Any | Lighting | InGen-HB | Ltg_Lmp+Blst | LF_LmpBlst | LFLmpBlst-T5-46in-54w+El-PS-HLO-1(351w) |  | ILtg-Lfluor-fix |  |  |  | MV-700w(780w) | PSMH-400w(456w) | LFLmpBlst-T5-46in-54w+El-PS-HLO-1(351w) | Available | Transition to new HOU begin 6/1/2015 since this is a T5 High Bay measure | FALSE | FALSE | DEER Lighting measure | ErRobNc | ILtg-Lfluor-fix |  | DEER1316-T5-Com-HB | 2013-01-01 |  | DEER2015 Uncertain Msr Update |  |  |  |  | Standard | 171.24
5321 | R-In-LFLmpBlst-T8-36in-25w+El-IS-RLO(21w)-dWP5 | Residential Indoor General Lighting: more efficient Linear Fluorescent Lamp & Ballast installed. Measure includes Code case. Impacts: CFL-based HOU (varies by BldgType) | DEER1314 | Lighting Disposition | 2014-05-30 | Res-Iltg-dWatt-CFL | DEER | Scaled | Delta |  |  | None |  | TRUE |  | TRUE | Res | Any | Lighting | InGen-CFL | Ltg_Lmp+Blst | LF_LmpBlst |  |  | ILtg-Lfluor-Elec |  |  |  | LFLmpBlst-T8-36in-25w+El-IS-NLO(26w) | LFLmpBlst-T8-36in-25w+El-IS-NLO(26w) | LFLmpBlst-T8-36in-25w+El-IS-RLO(21w) | Available | WP source e.g.: PGECOLTG177r1 | FALSE | FALSE | Disposition: MeasuresList-May222014.xlsx | RobNc | ILtg-Lfluor-Elec |  | DEER1314 | 2013-01-01 |  | DEER |  |  |  |  | Standard
5343 | R-In-LFLmpBlst-T8-48in-28w+El-IS-NLO(75w)-dWP14 | Residential Indoor General Lighting: more efficient Linear Fluorescent Lamp & Ballast installed. Measure includes Code case. Impacts: CFL-based HOU (varies by BldgType) | DEER1314 | Lighting Disposition | 2014-05-30 | Res-Iltg-dWatt-CFL | DEER | Scaled | Delta |  |  | None |  | TRUE |  | TRUE | Res | Any | Lighting | InGen-CFL | Ltg_Lmp+Blst | LF_LmpBlst | LFLmpBlst-T8-48in-28w+El-IS-NLO(75w) | LFLmpBlst-T8-48in-32w-2g+El-IS-NLO(89w) | ILtg-Lfluor-Elec |  |  |  | LFLmpBlst-T8-48in-32w-2g+El-IS-NLO(89w) | LFLmpBlst-T8-48in-32w-2g+El-IS-NLO(89w) | LFLmpBlst-T8-48in-28w+El-IS-NLO(75w) | Available | WP source e.g.: SCE13LG087r0 | FALSE | FALSE | Disposition: MeasuresList-May222014.xlsx | RobNc | ILtg-Lfluor-Elec |  | DEER1314 | 2013-01-01 |  | DEER |  |  |  |  | Standard | 44.41 | 38.25 | 6.16 | LFLmpBlst-T8-48in-28w+El-IS-NLO(75w) | LFLmpBlst-T8-48in-32w-2g+El-IS-NLO(89w) | 3 | 1 | 3 | 1
5554 | R-OutDD-LFLmpBlst-T8-48in-32w-1g+El-RS-NLO-Del(32w)-dWP28 | Residential Dusk-to-Dawn outdoor lighting: Linear Fluorescent Lamp & Ballast permanently delamped. Measure includes Code case. Impacts: HOU = 4100; CDF = 0 | DEER1314 | Lighting Disposition | 2014-11-06 | Res-Oltg-DuskDawn-dWatt | NonDEER | Scaled | Delta |  |  | None |  | FALSE |  | TRUE | Res | Any | Lighting | OutDuskDawn | Ltg_Lmp+Blst | LF_LmpBlst |  |  | OLtg-LFluor-Dusk-to-Dawn |  |  |  | LFLmpBlst-T8-48in-32w-1g+El-RS-NLO(60w) | LFLmpBlst-T8-48in-32w-1g+El-RS-NLO(60w) | LFLmpBlst-T8-48in-32w-1g+El-RS-NLO-Del(32w) | Available |  | FALSE | FALSE | Disposition: MeasuresList-Dec1-2014.xlsx | RobNc | OLtg-LFluor-Dusk-to-Dawn |  | None | 2013-01-01 |  | DEER |  |  |  |  | Standard
2178 | Com-Lighting-InGen_PSMH-365w_PSMH-365w_T5-46in-234w | Commercial Indoor General Lighting: Linear Fluorescent Lamp & Ballast replaces HID Lamp & Ballast. Measure includes Code case. Impacts: Linear Fluorescent-based HOU (varies by BldgType) | DEER2014 | D13 v1.2 | 2014-05-23 | Com-Iltg-dWatt-LF | DEER | Scaled | Delta |  |  | None |  | FALSE |  | TRUE | Com | Any | Lighting | InGen-HB | Ltg_Lmp+Blst | LF_LmpBlst | LFLmpBlst-T5-46in-54w+El-PS-HLO-1(234w) |  | ILtg-Lfluor-fix |  |  |  | PSMH-320w(365w) | PSMH-320w(365w) | LFLmpBlst-T5-46in-54w+El-PS-HLO-1(234w) | Available | Transition to new HOU begin 6/1/2015 since this is a T5 High Bay measure | FALSE | FALSE | DEER Lighting measure | RobNc | ILtg-Lfluor-fix |  | DEER1316-T5-Com-HB | 2013-01-01 |  | DEER2015 Uncertain Msr Update |  |  |  |  | Standard | 104.51
5586 | R-Out-LFLmpBlst-T8-48in-25w+El-IS-NLO(26w)-dWP4 | Residential Outdoor General Lighting: more efficient Linear Fluorescent Lamp & Ballast installed. Measure includes Code case. Impacts: HOU = 1249; CDF = 0 | DEER1314 | Lighting Disposition | 2014-11-06 | Res-Oltg-dWatt | NonDEER | Scaled | Delta |  |  | None |  | FALSE |  | TRUE | Res | Any | Lighting | OutGen | Ltg_Lmp+Blst | LF_LmpBlst | LFLmpBlst-T8-48in-25w+El-IS-NLO(26w) | LFLmpBlst-T8-48in-32w-2g+El-IS-NLO-2(30w) | OLtg-LFluor |  |  |  | LFLmpBlst-T8-48in-32w-2g+El-IS-NLO-2(30w) | LFLmpBlst-T8-48in-32w-2g+El-IS-NLO-2(30w) | LFLmpBlst-T8-48in-25w+El-IS-NLO(26w) | Available |  | FALSE | FALSE | Disposition: MeasuresList-Dec1-2014.xlsx | RobNc | OLtg-LFluor |  | None | 2013-01-01 |  | DEER |  |  |  |  | Standard | 23.87 | 14.71 | 9.16 | LFLmpBlst-T8-48in-25w+El-IS-NLO(26w) | LFLmpBlst-T8-48in-32w-2g+El-IS-NLO-2(30w) | 1 | 1 | 1 | 0.5
5176 | R-InCmn-LFLmpBlst-T8-96in-59w+El-IS-RLO(57w)-dWP1 | Residential Indoor Common-Area Lighting: more efficient Linear Fluorescent Lamp & Ballast installed. Measure includes Code case. Impacts: HOU = 4340; CDF = 0.423 | DEER1314 | Lighting Disposition | 2014-05-30 | Res-Iltg-Cmn-dWatt-LF | NonDEER | Scaled | Delta |  |  | None |  | TRUE |  | TRUE | Res | Any | Lighting | InCommon | Ltg_Lmp+Blst | LF_LmpBlst | LFLmpBlst-T8-96in-59w+El-IS-RLO(57w) | LFLmpBlst-T8-96in-59w+El-IS-NLO(58w) | ILtg-Lfluor-CommArea |  |  |  | LFLmpBlst-T8-96in-59w+El-IS-NLO(58w) | LFLmpBlst-T8-96in-59w+El-IS-NLO(58w) | LFLmpBlst-T8-96in-59w+El-IS-RLO(57w) | Available | WP source e.g.: SCE13LG087r0 | FALSE | FALSE | Disposition: MeasuresList-May222014.xlsx | RobNc | ILtg-Lfluor-CommArea |  | DEER1314 | 2013-01-01 |  | DEER |  |  |  |  | Standard | 30.97 | 30.97 | 0 | LFLmpBlst-T8-96in-59w+El-IS-RLO(57w) | LFLmpBlst-T8-96in-59w+El-IS-NLO(58w) | 1 | 1 | 1 | 1
2168 | Com-Lighting-InGen_T12-48in-144w-A_T12-48in-144w-A_T12-48in-76w | Commercial Indoor General Lighting: Linear Fluorescent Lamp & Ballast replaces pre-existing standard lighting Wattage. Measure includes Code case. Impacts: Linear Fluorescent-based HOU (varies by BldgType) | DEER2014 | D13 v1.2 | 2014-05-23 | Com-Iltg-dWatt-LF | DEER | Scaled | Delta |  |  | None |  | FALSE |  | TRUE | Com | Any | Lighting | InGen-LF | Ltg_Lmp+Blst | LF_LmpBlst |  |  | ILtg-Lfluor-fix |  |  |  | LFLmpBlst-T12-48in-34w+MagES-RS-NLO(144w) | LFLmpBlst-T12-48in-34w+MagES-RS-NLO(144w) | LFLmpBlst-T12-48in-34w+MagES-RS-NLO-Del(76w) | Proposed | Delamping | FALSE | FALSE | DEER Lighting measure | RobNc | ILtg-Lfluor-fix | D08-NE-ILtg-LFluor-Prim-Rtr-48in34wT12ESMg144w-48in34wT122ESMg76w | DEER1316-Ltg-Com-LF | 2013-01-01 |  | DEER2016 HOU Update |  |  |  |  | Standard
4631 | C-In-LFLmpBlst-T8-48in-32w-2g+El-IS-RLO(78w)-dWP42-dWC11 | Commercial Indoor General Lighting: more efficient Linear Fluorescent Lamp & Ballast installed. Measure includes Code case. Impacts: Linear Fluorescent-based HOU (varies by BldgType) | DEER1314 | Lighting Disposition | 2015-03-06 | Com-Iltg-dWatt-LF | DEER | Scaled | Delta |  |  | None |  | FALSE |  | TRUE | Com | Any | Lighting | InGen-LF | Ltg_Lmp+Blst | LF_LmpBlst | LFLmpBlst-T8-48in-32w-2g+El-IS-RLO(78w) | LFLmpBlst-T8-48in-32w-2g+El-IS-NLO(89w) | ILtg-Lfluor-Elec |  |  |  | LFLmpBlst-T12-48in-39w+Hyb-IS-NLO(120w) | LFLmpBlst-T8-48in-32w-2g+El-IS-NLO(89w) | LFLmpBlst-T8-48in-32w-2g+El-IS-RLO(78w) | Proposed | WP source e.g.: SCE13LG087r0 | FALSE | FALSE | Disposition: MeasuresList-May222014.xlsx | ErRobNc | ILtg-Lfluor-T12Mag |  | DEER1316-Ltg-Com-LF | 2013-01-01 |  | DEER2016 HOU Update |  |  |  |  | Standard | 38.25 | 38.25 | 0 | LFLmpBlst-T8-48in-32w-2g+El-IS-RLO(78w) | LFLmpBlst-T8-48in-32w-2g+El-IS-NLO(89w) | 3 | 1 | 3 | 1
2213 | Com-Lighting-InGen_T12-48in-109w_T8-48in-89w-B_T8-48in-78w-B | Commercial Indoor General Lighting: more efficient Linear Fluorescent Lamp & Ballast installed. Measure includes Code case. Impacts: Linear Fluorescent-based HOU (varies by BldgType) | DEER2014 | D13 v1.2 | 2014-05-23 | Com-Iltg-dWatt-LF | DEER | Scaled | Delta |  |  | None |  | FALSE |  | TRUE | Com | Any | Lighting | InGen-LF | Ltg_Lmp+Blst | LF_LmpBlst | LFLmpBlst-T8-48in-32w-2g+El-IS-RLO(78w) | LFLmpBlst-T8-48in-32w-2g+El-IS-NLO(89w) | ILtg-Lfluor-fix |  |  |  | LFLmpBlst-T12-48in-30w+MagStd-IS-NLO(109w) | LFLmpBlst-T8-48in-32w-2g+El-IS-NLO(89w) | LFLmpBlst-T8-48in-32w-2g+El-IS-RLO(78w) | Proposed |  | FALSE | FALSE | DEER Lighting measure | ErRobNc | ILtg-Lfluor-fix |  | DEER1316-Ltg-Com-LF | 2013-01-01 |  | DEER2016 HOU Update |  |  |  |  | Standard | 38.25 | 38.25 | 0 | LFLmpBlst-T8-48in-32w-2g+El-IS-RLO(78w) | LFLmpBlst-T8-48in-32w-2g+El-IS-NLO(89w) | 3 | 1 | 3 | 1
2305 | Com-Lighting-InGen_T12-48in-80w-C_T8-48in-59w-C_T8-48in-54w-C | Commercial Indoor General Lighting: more efficient Linear Fluorescent Lamp & Ballast installed. Measure includes Code case. Impacts: Linear Fluorescent-based HOU (varies by BldgType) | DEER2014 | D13 v1.2 | 2014-05-23 | Com-Iltg-dWatt-LF | DEER | Scaled | Delta |  |  | None |  | FALSE |  | TRUE | Com | Any | Lighting | InGen-LF | Ltg_Lmp+Blst | LF_LmpBlst | LFLmpBlst-T8-48in-32w-3g+El-IS-NLO(54w) | LFLmpBlst-T8-48in-32w-2g+El-IS-NLO+Refl(59w) | ILtg-Lfluor-fix |  |  |  | LFLmpBlst-T12-48in-39w+Hyb-IS-NLO(80w) | LFLmpBlst-T8-48in-32w-2g+El-IS-NLO+Refl(59w) | LFLmpBlst-T8-48in-32w-3g+El-IS-NLO(54w) | Proposed |  | FALSE | FALSE | DEER Lighting measure | ErRobNc | ILtg-Lfluor-fix |  | DEER1316-Ltg-Com-LF | 2013-01-01 |  | DEER2016 HOU Update |  |  |  |  | Standard | 30.94 | 29.42 | 1.52 | LFLmpBlst-T8-48in-32w-3g+El-IS-NLO(54w) | LFLmpBlst-T8-48in-32w-2g+El-IS-NLO+Refl(59w) | 2 | 1 | 2 | 1
2326 | Com-Lighting-InGen_T12-96in-210w_T8-48in-175w-B_T8-48in-142w-B | Commercial Indoor General Lighting: more efficient Linear Fluorescent Lamp & Ballast installed. Measure includes Code case. Impacts: Linear Fluorescent-based HOU (varies by BldgType) | DEER2014 | D13 v1.2 | 2014-05-23 | Com-Iltg-dWatt-LF | DEER | Scaled | Delta |  |  | None |  | FALSE |  | TRUE | Com | Any | Lighting | InGen-LF | Ltg_Lmp+Blst | LF_LmpBlst | LFLmpBlst-T8-48in-32w-3g+El-IS-RLO(142w) | LFLmpBlst-T8-48in-32w-2g+El-IS-NLO(175w) | ILtg-Lfluor-fix |  |  |  | LFLmpBlst-T12-96in-60w+MagES-RS-NLO(210w) | LFLmpBlst-T8-48in-32w-2g+El-IS-NLO(175w) | LFLmpBlst-T8-48in-32w-3g+El-IS-RLO(142w) | Proposed |  | FALSE | FALSE | DEER Lighting measure | ErRobNc | ILtg-Lfluor-fix | D08-NE-ILtg-LFluor-Prim-RplLPD-96in60wT12ESMg210w-48in3g32wT82PISREl142w | DEER1316-Ltg-Com-LF | 2013-01-01 |  | DEER2016 HOU Update |  |  |  |  | Standard | 81.05 | 76.49 | 4.56 | LFLmpBlst-T8-48in-32w-3g+El-IS-RLO(142w) | LFLmpBlst-T8-48in-32w-2g+El-IS-NLO(175w) | 6 | 2 | 6 | 2
2298 | Com-Lighting-InGen_T12-48in-74w-B_T8-48in-59w-C_T8-48in-54w-C | Commercial Indoor General Lighting: more efficient Linear Fluorescent Lamp & Ballast installed. Measure includes Code case. Impacts: Linear Fluorescent-based HOU (varies by BldgType) | DEER2014 | D13 v1.2 | 2014-05-23 | Com-Iltg-dWatt-LF | DEER | Scaled | Delta |  |  | None |  | FALSE |  | TRUE | Com | Any | Lighting | InGen-LF | Ltg_Lmp+Blst | LF_LmpBlst | LFLmpBlst-T8-48in-32w-3g+El-IS-NLO(54w) | LFLmpBlst-T8-48in-32w-2g+El-IS-NLO+Refl(59w) | ILtg-Lfluor-fix |  |  |  | LFLmpBlst-T12-48in-39w+MagES-IS-NLO(74w) | LFLmpBlst-T8-48in-32w-2g+El-IS-NLO+Refl(59w) | LFLmpBlst-T8-48in-32w-3g+El-IS-NLO(54w) | Proposed |  | FALSE | FALSE | DEER Lighting measure | ErRobNc | ILtg-Lfluor-fix |  | DEER1316-Ltg-Com-LF | 2013-01-01 |  | DEER2016 HOU Update |  |  |  |  | Standard | 30.94 | 29.42 | 1.52 | LFLmpBlst-T8-48in-32w-3g+El-IS-NLO(54w) | LFLmpBlst-T8-48in-32w-2g+El-IS-NLO+Refl(59w) | 2 | 1 | 2 | 1
4493 | C-In-LFLmpBlst-T8-24in-17w+El-RS-NLO(31w)-dWP29 | Commercial Indoor General Lighting: more efficient Linear Fluorescent Lamp & Ballast installed. Measure includes Code case. Impacts: Linear Fluorescent-based HOU (varies by BldgType) | DEER1314 | Lighting Disposition | 2015-03-06 | Com-Iltg-dWatt-LF | DEER | Scaled | Delta |  |  | None |  | FALSE |  | TRUE | Com | Any | Lighting | InGen-LF | Ltg_Lmp+Blst | LF_LmpBlst |  |  | ILtg-Lfluor-Elec |  |  |  | LFLmpBlst-U6-22in-32w+El-IS-NLO(60w) | LFLmpBlst-U6-22in-32w+El-IS-NLO(60w) | LFLmpBlst-T8-24in-17w+El-RS-NLO(31w) | Proposed | WP source e.g.: SCE13LG087r0 | FALSE | FALSE | Disposition: MeasuresList-May222014.xlsx | RobNc | ILtg-Lfluor-Elec |  | DEER1316-Ltg-Com-LF | 2013-01-01 |  | DEER2016 HOU Update |  |  |  |  | Standard
2209 | Com-Lighting-InGen_T12-48in-115w_T8-48in-89w-B_T8-48in-78w-B | Commercial Indoor General Lighting: more efficient Linear Fluorescent Lamp & Ballast installed. Measure includes Code case. Impacts: Linear Fluorescent-based HOU (varies by BldgType) | DEER2014 | D13 v1.2 | 2014-05-23 | Com-Iltg-dWatt-LF | DEER | Scaled | Delta |  |  | None |  | FALSE |  | TRUE | Com | Any | Lighting | InGen-LF | Ltg_Lmp+Blst | LF_LmpBlst | LFLmpBlst-T8-48in-32w-2g+El-IS-RLO(78w) | LFLmpBlst-T8-48in-32w-2g+El-IS-NLO(89w) | ILtg-Lfluor-fix |  |  |  | LFLmpBlst-T12-48in-34w+MagES-RS-NLO(115w) | LFLmpBlst-T8-48in-32w-2g+El-IS-NLO(89w) | LFLmpBlst-T8-48in-32w-2g+El-IS-RLO(78w) | Proposed |  | FALSE | FALSE | DEER Lighting measure | ErRobNc | ILtg-Lfluor-fix | D08-NE-ILtg-LFluor-Prim-RplLPD-48in34wT12ESMg115w-48in2g32wT8ISREl78w | DEER1316-Ltg-Com-LF | 2013-01-01 |  | DEER2016 HOU Update |  |  |  |  | Standard | 38.25 | 38.25 | 0 | LFLmpBlst-T8-48in-32w-2g+El-IS-RLO(78w) | LFLmpBlst-T8-48in-32w-2g+El-IS-NLO(89w) | 3 | 1 | 3 | 1
2263 | Com-Lighting-InGen_T12-48in-43w-C_T8-48in-31w-D_T8-48in-27w-E | Commercial Indoor General Lighting: more efficient Linear Fluorescent Lamp & Ballast installed. Measure includes Code case. Impacts: Linear Fluorescent-based HOU (varies by BldgType) | DEER2014 | D13 v1.2 | 2014-05-23 | Com-Iltg-dWatt-LF | DEER | Scaled | Delta |  |  | None |  | FALSE |  | TRUE | Com | Any | Lighting | InGen-LF | Ltg_Lmp+Blst | LF_LmpBlst | LFLmpBlst-T8-48in-30w+El-IS-NLO(27w) | LFLmpBlst-T8-48in-32w-2g+El-IS-NLO(31w) | ILtg-Lfluor-fix |  |  |  | LFLmpBlst-T12-48in-30w+MagStd-IS-NLO(43w) | LFLmpBlst-T8-48in-32w-2g+El-IS-NLO(31w) | LFLmpBlst-T8-48in-30w+El-IS-NLO(27w) | Proposed |  | FALSE | FALSE | DEER Lighting measure | ErRobNc | ILtg-Lfluor-fix |  | DEER1316-Ltg-Com-LF | 2013-01-01 |  | DEER2016 HOU Update |  |  |  |  | Standard | 22.07 | 20.6 | 1.47 | LFLmpBlst-T8-48in-30w+El-IS-NLO(27w) | LFLmpBlst-T8-48in-32w-2g+El-IS-NLO(31w) | 1 | 1 | 1 | 1
2278 | Com-Lighting-InGen_T12-48in-68w_T8-48in-52w-B_T8-48in-48w | Commercial Indoor General Lighting: more efficient Linear Fluorescent Lamp & Ballast installed. Measure includes Code case. Impacts: Linear Fluorescent-based HOU (varies by BldgType) | DEER2014 | D13 v1.2 | 2014-05-23 | Com-Iltg-dWatt-LF | DEER | Scaled | Delta |  |  | None |  | FALSE |  | TRUE | Com | Any | Lighting | InGen-LF | Ltg_Lmp+Blst | LF_LmpBlst | LFLmpBlst-T8-48in-32w-3g+El-IS-RLO(48w) | LFLmpBlst-T8-48in-32w-2g+El-IS-RLO(52w) | ILtg-Lfluor-fix |  |  |  | LFLmpBlst-T12-48in-34w+Hyb-RS-NLO(68w) | LFLmpBlst-T8-48in-32w-2g+El-IS-RLO(52w) | LFLmpBlst-T8-48in-32w-3g+El-IS-RLO(48w) | Proposed |  | FALSE | FALSE | DEER Lighting measure | ErRobNc | ILtg-Lfluor-fix |  | DEER1316-Ltg-Com-LF | 2013-01-01 |  | DEER2016 HOU Update |  |  |  |  | Standard | 30.94 | 29.42 | 1.52 | LFLmpBlst-T8-48in-32w-3g+El-IS-RLO(48w) | LFLmpBlst-T8-48in-32w-2g+El-IS-RLO(52w) | 2 | 1 | 2 | 1
2333 | Com-Lighting-InGen_T8-48in-31w-D_T8-48in-31w-D_T8-48in-27w-E | Commercial Indoor General Lighting: more efficient Linear Fluorescent Lamp & Ballast installed. Measure includes Code case. Impacts: Linear Fluorescent-based HOU (varies by BldgType) | DEER2014 | D13 v1.2 | 2014-05-23 | Com-Iltg-dWatt-LF | DEER | Scaled | Delta |  |  | None |  | FALSE |  | TRUE | Com | Any | Lighting | InGen-LF | Ltg_Lmp+Blst | LF_LmpBlst | LFLmpBlst-T8-48in-30w+El-IS-NLO(27w) | LFLmpBlst-T8-48in-32w-2g+El-IS-NLO(31w) | ILtg-Lfluor-fix |  |  |  | LFLmpBlst-T8-48in-32w-2g+El-IS-NLO(31w) | LFLmpBlst-T8-48in-32w-2g+El-IS-NLO(31w) | LFLmpBlst-T8-48in-30w+El-IS-NLO(27w) | Proposed |  | FALSE | FALSE | DEER Lighting measure | RobNc | ILtg-Lfluor-fix |  | DEER1316-Ltg-Com-LF | 2013-01-01 |  | DEER2016 HOU Update |  |  |  |  | Standard | 22.07 | 20.6 | 1.47 | LFLmpBlst-T8-48in-30w+El-IS-NLO(27w) | LFLmpBlst-T8-48in-32w-2g+El-IS-NLO(31w) | 1 | 1 | 1 | 1
2322 | Com-Lighting-InGen_T12-48in-74w-C_T8-48in-59w-C_T8-48in-54w-C | Commercial Indoor General Lighting: more efficient Linear Fluorescent Lamp & Ballast installed. Measure includes Code case. Impacts: Linear Fluorescent-based HOU (varies by BldgType) | DEER2014 | D13 v1.2 | 2014-05-23 | Com-Iltg-dWatt-LF | DEER | Scaled | Delta |  |  | None |  | FALSE |  | TRUE | Com | Any | Lighting | InGen-LF | Ltg_Lmp+Blst | LF_LmpBlst | LFLmpBlst-T8-48in-32w-3g+El-IS-NLO(54w) | LFLmpBlst-T8-48in-32w-2g+El-IS-NLO+Refl(59w) | ILtg-Lfluor-fix |  |  |  | LFLmpBlst-T12-48in-39w+MagStd-IS-NLO(74w) | LFLmpBlst-T8-48in-32w-2g+El-IS-NLO+Refl(59w) | LFLmpBlst-T8-48in-32w-3g+El-IS-NLO(54w) | Proposed |  | FALSE | FALSE | DEER Lighting measure | ErRobNc | ILtg-Lfluor-fix |  | DEER1316-Ltg-Com-LF | 2013-01-01 |  | DEER2016 HOU Update |  |  |  |  | Standard | 30.94 | 29.42 | 1.52 | LFLmpBlst-T8-48in-32w-3g+El-IS-NLO(54w) | LFLmpBlst-T8-48in-32w-2g+El-IS-NLO+Refl(59w) | 2 | 1 | 2 | 1
2220 | Com-Lighting-InGen_T12-48in-144w-A_T8-48in-79w-B_T8-48in-79w-B | Commercial Indoor General Lighting: more efficient Linear Fluorescent Lamp & Ballast installed. Measure includes Code case. Impacts: Linear Fluorescent-based HOU (varies by BldgType) | DEER2014 | D13 v1.2 | 2014-05-23 | Com-Iltg-dWatt-LF | DEER | Scaled | Delta |  |  | None |  | FALSE |  | TRUE | Com | Any | Lighting | InGen-LF | Ltg_Lmp+Blst | LF_LmpBlst | LFLmpBlst-T8-48in-32w-2g+El-IS-VHLO(79w) | LFLmpBlst-T8-48in-32w-2g+El-IS-VHLO(79w) | ILtg-Lfluor-fix |  |  |  | LFLmpBlst-T12-48in-34w+MagES-RS-NLO(144w) | LFLmpBlst-T8-48in-32w-2g+El-IS-VHLO(79w) | LFLmpBlst-T8-48in-32w-2g+El-IS-VHLO(79w) | Proposed |  | FALSE | FALSE | DEER Lighting measure | ErRul | ILtg-Lfluor-fix | D08-NE-ILtg-LFluor-Prim-Rpl-48in34wT12ESMg144w-48in2g32wT8ISVEl79w | DEER1316-Ltg-Com-LF | 2013-01-01 |  | DEER2016 HOU Update |  |  |  |  | Standard | 29.42 | 29.42 | 0 | LFLmpBlst-T8-48in-32w-2g+El-IS-VHLO(79w) | LFLmpBlst-T8-48in-32w-2g+El-IS-VHLO(79w) | 2 | 1 | 2 | 1
2231 | Com-Lighting-InGen_T12-96in-210w_T8-48in-175w-B_T8-48in-156w-B | Commercial Indoor General Lighting: more efficient Linear Fluorescent Lamp & Ballast installed. Measure includes Code case. Impacts: Linear Fluorescent-based HOU (varies by BldgType) | DEER2014 | D13 v1.2 | 2014-05-23 | Com-Iltg-dWatt-LF | DEER | Scaled | Delta |  |  | None |  | FALSE |  | TRUE | Com | Any | Lighting | InGen-LF | Ltg_Lmp+Blst | LF_LmpBlst | LFLmpBlst-T8-48in-32w-2g+El-IS-RLO(156w) | LFLmpBlst-T8-48in-32w-2g+El-IS-NLO(175w) | ILtg-Lfluor-fix |  |  |  | LFLmpBlst-T12-96in-60w+MagES-RS-NLO(210w) | LFLmpBlst-T8-48in-32w-2g+El-IS-NLO(175w) | LFLmpBlst-T8-48in-32w-2g+El-IS-RLO(156w) | Proposed |  | FALSE | FALSE | DEER Lighting measure | ErRobNc | ILtg-Lfluor-fix | D08-NE-ILtg-LFluor-Prim-Rpl-96in60wT12ESMg210w-48in2g32wT8ISREl156w | DEER1316-Ltg-Com-LF | 2013-01-01 |  | DEER2016 HOU Update |  |  |  |  | Standard | 76.49 | 76.49 | 0 | LFLmpBlst-T8-48in-32w-2g+El-IS-RLO(156w) | LFLmpBlst-T8-48in-32w-2g+El-IS-NLO(175w) | 6 | 2 | 6 | 2
2246 | Com-Lighting-InGen_T12-48in-41w_T8-48in-31w-D_T8-48in-25w-C | Commercial Indoor General Lighting: more efficient Linear Fluorescent Lamp & Ballast installed. Measure includes Code case. Impacts: Linear Fluorescent-based HOU (varies by BldgType) | DEER2014 | D13 v1.2 | 2014-05-23 | Com-Iltg-dWatt-LF | DEER | Scaled | Delta |  |  | None |  | FALSE |  | TRUE | Com | Any | Lighting | InGen-LF | Ltg_Lmp+Blst | LF_LmpBlst | LFLmpBlst-T8-48in-32w-3g+El-IS-RLO(25w) | LFLmpBlst-T8-48in-32w-2g+El-IS-NLO(31w) | ILtg-Lfluor-fix |  |  |  | LFLmpBlst-T12-48in-39w+Hyb-IS-NLO(41w) | LFLmpBlst-T8-48in-32w-2g+El-IS-NLO(31w) | LFLmpBlst-T8-48in-32w-3g+El-IS-RLO(25w) | Proposed |  | FALSE | FALSE | DEER Lighting measure | ErRobNc | ILtg-Lfluor-fix |  | DEER1316-Ltg-Com-LF | 2013-01-01 |  | DEER2016 HOU Update |  |  |  |  | Standard | 21.36 | 20.6 | 0.76 | LFLmpBlst-T8-48in-32w-3g+El-IS-RLO(25w) | LFLmpBlst-T8-48in-32w-2g+El-IS-NLO(31w) | 1 | 1 | 1 | 1
2293 | Com-Lighting-InGen_T12-48in-74w-B_T8-48in-52w-B_T8-48in-45w | Commercial Indoor General Lighting: more efficient Linear Fluorescent Lamp & Ballast installed. Measure includes Code case. Impacts: Linear Fluorescent-based HOU (varies by BldgType) | DEER2014 | D13 v1.2 | 2014-05-23 | Com-Iltg-dWatt-LF | DEER | Scaled | Delta |  |  | None |  | FALSE |  | TRUE | Com | Any | Lighting | InGen-LF | Ltg_Lmp+Blst | LF_LmpBlst | LFLmpBlst-T8-48in-30w+El-IS-RLO(45w) | LFLmpBlst-T8-48in-32w-2g+El-IS-RLO(52w) | ILtg-Lfluor-fix |  |  |  | LFLmpBlst-T12-48in-39w+MagES-IS-NLO(74w) | LFLmpBlst-T8-48in-32w-2g+El-IS-RLO(52w) | LFLmpBlst-T8-48in-30w+El-IS-RLO(45w) | Proposed |  | FALSE | FALSE | DEER Lighting measure | ErRobNc | ILtg-Lfluor-fix |  | DEER1316-Ltg-Com-LF | 2013-01-01 |  | DEER2016 HOU Update |  |  |  |  | Standard | 32.36 | 29.42 | 2.94 | LFLmpBlst-T8-48in-30w+El-IS-RLO(45w) | LFLmpBlst-T8-48in-32w-2g+El-IS-RLO(52w) | 2 | 1 | 2 | 1
2309 | Com-Lighting-InGen_T12-48in-72w-B_T8-48in-59w-C_T8-48in-45w | Commercial Indoor General Lighting: more efficient Linear Fluorescent Lamp & Ballast installed. Measure includes Code case. Impacts: Linear Fluorescent-based HOU (varies by BldgType) | DEER2014 | D13 v1.2 | 2014-05-23 | Com-Iltg-dWatt-LF | DEER | Scaled | Delta |  |  | None |  | FALSE |  | TRUE | Com | Any | Lighting | InGen-LF | Ltg_Lmp+Blst | LF_LmpBlst | LFLmpBlst-T8-48in-30w+El-IS-RLO(45w) | LFLmpBlst-T8-48in-32w-2g+El-IS-NLO+Refl(59w) | ILtg-Lfluor-fix |  |  |  | LFLmpBlst-T12-48in-30w+MagStd-IS-NLO(72w) | LFLmpBlst-T8-48in-32w-2g+El-IS-NLO+Refl(59w) | LFLmpBlst-T8-48in-30w+El-IS-RLO(45w) | Proposed |  | FALSE | FALSE | DEER Lighting measure | ErRobNc | ILtg-Lfluor-fix |  | DEER1316-Ltg-Com-LF | 2013-01-01 |  | DEER2016 HOU Update |  |  |  |  | Standard | 32.36 | 29.42 | 2.94 | LFLmpBlst-T8-48in-30w+El-IS-RLO(45w) | LFLmpBlst-T8-48in-32w-2g+El-IS-NLO+Refl(59w) | 2 | 1 | 2 | 1
2302 | Com-Lighting-InGen_T12-48in-80w-C_T8-48in-52w-B_T8-48in-48w | Commercial Indoor General Lighting: more efficient Linear Fluorescent Lamp & Ballast installed. Measure includes Code case. Impacts: Linear Fluorescent-based HOU (varies by BldgType) | DEER2014 | D13 v1.2 | 2014-05-23 | Com-Iltg-dWatt-LF | DEER | Scaled | Delta |  |  | None |  | FALSE |  | TRUE | Com | Any | Lighting | InGen-LF | Ltg_Lmp+Blst | LF_LmpBlst | LFLmpBlst-T8-48in-32w-3g+El-IS-RLO(48w) | LFLmpBlst-T8-48in-32w-2g+El-IS-RLO(52w) | ILtg-Lfluor-fix |  |  |  | LFLmpBlst-T12-48in-39w+Hyb-IS-NLO(80w) | LFLmpBlst-T8-48in-32w-2g+El-IS-RLO(52w) | LFLmpBlst-T8-48in-32w-3g+El-IS-RLO(48w) | Proposed |  | FALSE | FALSE | DEER Lighting measure | ErRobNc | ILtg-Lfluor-fix |  | DEER1316-Ltg-Com-LF | 2013-01-01 |  | DEER2016 HOU Update |  |  |  |  | Standard | 30.94 | 29.42 | 1.52 | LFLmpBlst-T8-48in-32w-3g+El-IS-RLO(48w) | LFLmpBlst-T8-48in-32w-2g+El-IS-RLO(52w) | 2 | 1 | 2 | 1
2195 | Com-Lighting-InGen_T12-48in-72w-A_T8-48in-41w-B_T8-48in-41w-B | Commercial Indoor General Lighting: more efficient Linear Fluorescent Lamp & Ballast installed. Measure includes Code case. Impacts: Linear Fluorescent-based HOU (varies by BldgType) | DEER2014 | D13 v1.2 | 2014-05-23 | Com-Iltg-dWatt-LF | DEER | Scaled | Delta |  |  | None |  | FALSE |  | TRUE | Com | Any | Lighting | InGen-LF | Ltg_Lmp+Blst | LF_LmpBlst | LFLmpBlst-T8-48in-32w-2g+El-IS-VHLO(41w) | LFLmpBlst-T8-48in-32w-2g+El-IS-VHLO(41w) | ILtg-Lfluor-fix |  |  |  | LFLmpBlst-T12-48in-34w+MagES-RS-NLO(72w) | LFLmpBlst-T8-48in-32w-2g+El-IS-VHLO(41w) | LFLmpBlst-T8-48in-32w-2g+El-IS-VHLO(41w) | Proposed |  | FALSE | FALSE | DEER Lighting measure | ErRul | ILtg-Lfluor-fix | D08-NE-ILtg-LFluor-Prim-RplLPD-48in34wT12ESMg72w-48in2g32wT8ISVEl41w | DEER1316-Ltg-Com-LF | 2013-01-01 |  | DEER2016 HOU Update |  |  |  |  | Standard | 20.6 | 20.6 | 0 | LFLmpBlst-T8-48in-32w-2g+El-IS-VHLO(41w) | LFLmpBlst-T8-48in-32w-2g+El-IS-VHLO(41w) | 1 | 1 | 1 | 1
2227 | Com-Lighting-InGen_T12-96in-62w-A_T8-48in-60w-B_T8-48in-54w-B | Commercial Indoor General Lighting: more efficient Linear Fluorescent Lamp & Ballast installed. Measure includes Code case. Impacts: Linear Fluorescent-based HOU (varies by BldgType) | DEER2014 | D13 v1.2 | 2014-05-23 | Com-Iltg-dWatt-LF | DEER | Scaled | Delta |  |  | None |  | FALSE |  | TRUE | Com | Any | Lighting | InGen-LF | Ltg_Lmp+Blst | LF_LmpBlst |  |  | ILtg-Lfluor-fix |  |  |  | LFLmpBlst-T12-96in-60w+MagES-RS-NLO(62w) | LFLmpBlst-T8-48in-32w-2g+El-RS-NLO(60w) | LFLmpBlst-T8-48in-32w-2g+El-RS-RLO(54w) | Proposed |  | FALSE | FALSE | DEER Lighting measure | ErRobNc | ILtg-Lfluor-fix | D08-NE-ILtg-LFluor-Prim-RplLPD-96in60wT12ESMg62w-48in1g32wT8ISREl52w | DEER1316-Ltg-Com-LF | 2013-01-01 |  | DEER2016 HOU Update |  |  |  |  | Standard
2245 | Com-Lighting-InGen_T12-48in-41w_T8-48in-31w-D_T8-48in-24w | Commercial Indoor General Lighting: more efficient Linear Fluorescent Lamp & Ballast installed. Measure includes Code case. Impacts: Linear Fluorescent-based HOU (varies by BldgType) | DEER2014 | D13 v1.2 | 2014-05-23 | Com-Iltg-dWatt-LF | DEER | Scaled | Delta |  |  | None |  | FALSE |  | TRUE | Com | Any | Lighting | InGen-LF | Ltg_Lmp+Blst | LF_LmpBlst | LFLmpBlst-T8-48in-30w+El-IS-RLO(24w) | LFLmpBlst-T8-48in-32w-2g+El-IS-NLO(31w) | ILtg-Lfluor-fix |  |  |  | LFLmpBlst-T12-48in-39w+Hyb-IS-NLO(41w) | LFLmpBlst-T8-48in-32w-2g+El-IS-NLO(31w) | LFLmpBlst-T8-48in-30w+El-IS-RLO(24w) | Proposed |  | FALSE | FALSE | DEER Lighting measure | ErRobNc | ILtg-Lfluor-fix |  | DEER1316-Ltg-Com-LF | 2013-01-01 |  | DEER2016 HOU Update |  |  |  |  | Standard | 22.07 | 20.6 | 1.47 | LFLmpBlst-T8-48in-30w+El-IS-RLO(24w) | LFLmpBlst-T8-48in-32w-2g+El-IS-NLO(31w) | 1 | 1 | 1 | 1
2279 | Com-Lighting-InGen_T12-48in-68w_T8-48in-59w-C_T8-48in-51w-C | Commercial Indoor General Lighting: more efficient Linear Fluorescent Lamp & Ballast installed. Measure includes Code case. Impacts: Linear Fluorescent-based HOU (varies by BldgType) | DEER2014 | D13 v1.2 | 2014-05-23 | Com-Iltg-dWatt-LF | DEER | Scaled | Delta |  |  | None |  | FALSE |  | TRUE | Com | Any | Lighting | InGen-LF | Ltg_Lmp+Blst | LF_LmpBlst | LFLmpBlst-T8-48in-30w+El-IS-NLO(51w) | LFLmpBlst-T8-48in-32w-2g+El-IS-NLO+Refl(59w) | ILtg-Lfluor-fix |  |  |  | LFLmpBlst-T12-48in-34w+Hyb-RS-NLO(68w) | LFLmpBlst-T8-48in-32w-2g+El-IS-NLO+Refl(59w) | LFLmpBlst-T8-48in-30w+El-IS-NLO(51w) | Proposed |  | FALSE | FALSE | DEER Lighting measure | ErRobNc | ILtg-Lfluor-fix |  | DEER1316-Ltg-Com-LF | 2013-01-01 |  | DEER2016 HOU Update |  |  |  |  | Standard | 32.36 | 29.42 | 2.94 | LFLmpBlst-T8-48in-30w+El-IS-NLO(51w) | LFLmpBlst-T8-48in-32w-2g+El-IS-NLO+Refl(59w) | 2 | 1 | 2 | 1
4477 | C-In-LFLmpBlst-T8-24in-17w+El-IS-NLO(17w)-dWP11 | Commercial Indoor General Lighting: more efficient Linear Fluorescent Lamp & Ballast installed. Measure includes Code case. Impacts: Linear Fluorescent-based HOU (varies by BldgType) | DEER1314 | Lighting Disposition | 2015-03-06 | Com-Iltg-dWatt-LF | DEER | Scaled | Delta |  |  | None |  | FALSE |  | TRUE | Com | Any | Lighting | InGen-LF | Ltg_Lmp+Blst | LF_LmpBlst |  |  | ILtg-Lfluor-Elec |  |  |  | LFLmpBlst-T12-24in-20w+MagStd-RS-NLO(28w) | LFLmpBlst-T12-24in-20w+MagStd-RS-NLO(28w) | LFLmpBlst-T8-24in-17w+El-IS-NLO(17w) | Proposed | WP source e.g.: SCE13LG087r0 | FALSE | FALSE | Disposition: MeasuresList-May222014.xlsx | RobNc | ILtg-Lfluor-T12Mag | Com-Lighting-InGen_T12-48in-72w-A_T5-46in-62w_T5-46in-62w | DEER1316-Ltg-Com-LF | 2013-01-01 |  | DEER2016 HOU Update |  |  |  |  | Standard
4567 | C-In-LFLmpBlst-T8-48in-28w+El-IS-RLO(44w)-dWP28-dWC15 | Commercial Indoor General Lighting: more efficient Linear Fluorescent Lamp & Ballast installed. Measure includes Code case. Impacts: Linear Fluorescent-based HOU (varies by BldgType) | DEER1314 | Lighting Disposition | 2015-03-06 | Com-Iltg-dWatt-LF | DEER | Scaled | Delta |  |  | None |  | FALSE |  | TRUE | Com | Any | Lighting | InGen-LF | Ltg_Lmp+Blst | LF_LmpBlst | LFLmpBlst-T8-48in-28w+El-IS-RLO(44w) | LFLmpBlst-T8-48in-32w-2g+El-IS-NLO(59w) | ILtg-Lfluor-Elec |  |  |  | LFLmpBlst-T12-48in-34w+MagES-RS-NLO(72w) | LFLmpBlst-T8-48in-32w-2g+El-IS-NLO(59w) | LFLmpBlst-T8-48in-28w+El-IS-RLO(44w) | Proposed | WP source e.g.: SCE13LG087r0 | FALSE | FALSE | Disposition: MeasuresList-May222014.xlsx | ErRobNc | ILtg-Lfluor-T12Mag |  | DEER1316-Ltg-Com-LF | 2013-01-01 |  | DEER2016 HOU Update |  |  |  |  | Standard | 33.54 | 29.42 | 4.12 | LFLmpBlst-T8-48in-28w+El-IS-RLO(44w) | LFLmpBlst-T8-48in-32w-2g+El-IS-NLO(59w) | 2 | 1 | 2 | 1
2172 | Com-Lighting-InGen_T12-48in-115w_T5-46in-64w_T5-46in-64w | Commercial Indoor General Lighting: more efficient Linear Fluorescent Lamp & Ballast installed. Measure includes Code case. Impacts: Linear Fluorescent-based HOU (varies by BldgType) | DEER2014 | D13 v1.2 | 2014-05-23 | Com-Iltg-dWatt-LF | DEER | Scaled | Delta |  |  | None |  | FALSE |  | TRUE | Com | Any | Lighting | InGen-LF | Ltg_Lmp+Blst | LF_LmpBlst | LFLmpBlst-T5-46in-28w+El-PS-HLO(64w) | LFLmpBlst-T5-46in-28w+El-PS-HLO(64w) | ILtg-Lfluor-fix |  |  |  | LFLmpBlst-T12-48in-34w+MagES-RS-NLO(115w) | LFLmpBlst-T5-46in-28w+El-PS-HLO(64w) | LFLmpBlst-T5-46in-28w+El-PS-HLO(64w) | Proposed |  | FALSE | FALSE | DEER Lighting measure | ErRul | ILtg-Lfluor-fix | D08-NE-ILtg-LFluor-Prim-RplLPD-48in34wT12ESMg115w-46in28wT5PSEl64w | DEER1316-Ltg-Com-LF | 2013-01-01 |  | DEER2016 HOU Update |  |  |  |  | Standard | 59.33 | 59.33 | 0 | LFLmpBlst-T5-46in-28w+El-PS-HLO(64w) | LFLmpBlst-T5-46in-28w+El-PS-HLO(64w) | 2 | 1 | 2 | 1
2193 | Com-Lighting-InGen_T12-48in-68w_T8-48in-60w-B_T8-48in-54w-B | Commercial Indoor General Lighting: more efficient Linear Fluorescent Lamp & Ballast installed. Measure includes Code case. Impacts: Linear Fluorescent-based HOU (varies by BldgType) | DEER2014 | D13 v1.2 | 2014-05-23 | Com-Iltg-dWatt-LF | DEER | Scaled | Delta |  |  | None |  | FALSE |  | TRUE | Com | Any | Lighting | InGen-LF | Ltg_Lmp+Blst | LF_LmpBlst |  |  | ILtg-Lfluor-fix |  |  |  | LFLmpBlst-T12-48in-34w+Hyb-RS-NLO(68w) | LFLmpBlst-T8-48in-32w-2g+El-RS-NLO(60w) | LFLmpBlst-T8-48in-32w-2g+El-RS-RLO(54w) | Proposed |  | FALSE | FALSE | DEER Lighting measure | ErRobNc | ILtg-Lfluor-fix |  | DEER1316-Ltg-Com-LF | 2013-01-01 |  | DEER2016 HOU Update |  |  |  |  | Standard
2289 | Com-Lighting-InGen_T12-48in-72w-A_T8-48in-59w-C_T8-48in-54w-C | Commercial Indoor General Lighting: more efficient Linear Fluorescent Lamp & Ballast installed. Measure includes Code case. Impacts: Linear Fluorescent-based HOU (varies by BldgType) | DEER2014 | D13 v1.2 | 2014-05-23 | Com-Iltg-dWatt-LF | DEER | Scaled | Delta |  |  | None |  | FALSE |  | TRUE | Com | Any | Lighting | InGen-LF | Ltg_Lmp+Blst | LF_LmpBlst | LFLmpBlst-T8-48in-32w-3g+El-IS-NLO(54w) | LFLmpBlst-T8-48in-32w-2g+El-IS-NLO+Refl(59w) | ILtg-Lfluor-fix |  |  |  | LFLmpBlst-T12-48in-34w+MagES-RS-NLO(72w) | LFLmpBlst-T8-48in-32w-2g+El-IS-NLO+Refl(59w) | LFLmpBlst-T8-48in-32w-3g+El-IS-NLO(54w) | Proposed |  | FALSE | FALSE | DEER Lighting measure | ErRobNc | ILtg-Lfluor-fix | D08-NE-ILtg-LFluor-Prim-RplLPD-48in34wT12ESMg72w-48in2g32wT8RSREl54w | DEER1316-Ltg-Com-LF | 2013-01-01 |  | DEER2016 HOU Update |  |  |  |  | Standard | 30.94 | 29.42 | 1.52 | LFLmpBlst-T8-48in-32w-3g+El-IS-NLO(54w) | LFLmpBlst-T8-48in-32w-2g+El-IS-NLO+Refl(59w) | 2 | 1 | 2 | 1
2332 | Com-Lighting-InGen_T8-48in-27w-D_T8-48in-31w-D_T8-48in-25w-C | Commercial Indoor General Lighting: more efficient Linear Fluorescent Lamp & Ballast installed. Measure includes Code case. Impacts: Linear Fluorescent-based HOU (varies by BldgType) | DEER2014 | D13 v1.2 | 2014-05-23 | Com-Iltg-dWatt-LF | DEER | Scaled | Delta |  |  | None |  | FALSE |  | TRUE | Com | Any | Lighting | InGen-LF | Ltg_Lmp+Blst | LF_LmpBlst | LFLmpBlst-T8-48in-32w-3g+El-IS-RLO(25w) | LFLmpBlst-T8-48in-32w-2g+El-IS-NLO(31w) | ILtg-Lfluor-fix |  |  |  | LFLmpBlst-T8-48in-32w-2g+El-RS-RLO-2(27w) | LFLmpBlst-T8-48in-32w-2g+El-IS-NLO(31w) | LFLmpBlst-T8-48in-32w-3g+El-IS-RLO(25w) | Proposed |  | FALSE | FALSE | DEER Lighting measure | ErRobNc | ILtg-Lfluor-fix |  | DEER1316-Ltg-Com-LF | 2013-01-01 |  | DEER2016 HOU Update |  |  |  |  | Standard | 21.36 | 20.6 | 0.76 | LFLmpBlst-T8-48in-32w-3g+El-IS-RLO(25w) | LFLmpBlst-T8-48in-32w-2g+El-IS-NLO(31w) | 1 | 1 | 1 | 1
4507 | C-In-LFLmpBlst-T8-48in-25w+El-IS-NLO(26w)-dWP4-2 | Commercial Indoor General Lighting: more efficient Linear Fluorescent Lamp & Ballast installed. Measure includes Code case. Impacts: Linear Fluorescent-based HOU (varies by BldgType) | DEER1314 | Lighting Disposition | 2015-03-06 | Com-Iltg-dWatt-LF | NonDEER | Scaled | Delta |  |  | None |  | TRUE |  | TRUE | Com | Any | Lighting | InGen-LF | Ltg_Lmp+Blst | LF_LmpBlst | LFLmpBlst-T8-48in-25w+El-IS-NLO(26w) | LFLmpBlst-T8-48in-32w-1g+El-IS-NLO-3(30w) | ILtg-Lfluor-Elec |  |  |  | LFLmpBlst-T8-48in-32w-1g+El-IS-NLO-3(30w) | LFLmpBlst-T8-48in-32w-1g+El-IS-NLO-3(30w) | LFLmpBlst-T8-48in-25w+El-IS-NLO(26w) | Proposed |  | FALSE | FALSE | Disposition: MeasuresList-Dec1-2014.xlsx | RobNc | ILtg-Lfluor-Elec |  | DEER1316-Ltg-Com-LF | 2013-01-01 |  | DEER2016 HOU Update |  |  |  |  | Standard | 23.87 | 13.69 | 10.18 | LFLmpBlst-T8-48in-25w+El-IS-NLO(26w) | LFLmpBlst-T8-48in-32w-1g+El-IS-NLO-3(30w) | 1 | 1 | 1 | 0.5
5154 | R-InCmn-LFLmpBlst-T8-36in-25w+El-PS-NLO(58w)-dWP9 | Residential Indoor Common-Area Lighting: more efficient Linear Fluorescent Lamp & Ballast installed. Measure includes Code case. Impacts: HOU = 4340; CDF = 0.423 | DEER1314 | Lighting Disposition | 2014-05-30 | Res-Iltg-Cmn-dWatt-LF | NonDEER | Scaled | Delta |  |  | None |  | TRUE |  | TRUE | Res | Any | Lighting | InCommon | Ltg_Lmp+Blst | LF_LmpBlst |  |  | ILtg-Lfluor-CommArea |  |  |  | LFLmpBlst-T8-36in-25w+El-IS-NLO(67w) | LFLmpBlst-T8-36in-25w+El-IS-NLO(67w) | LFLmpBlst-T8-36in-25w+El-PS-NLO(58w) | Available | WP source e.g.: SCE13LG106r1 | FALSE | FALSE | Disposition: MeasuresList-May222014.xlsx | RobNc | ILtg-Lfluor-CommArea |  | DEER1314 | 2013-01-01 |  | DEER |  |  |  |  | Standard
5155 | R-InCmn-LFLmpBlst-T8-48in-25w+El-IS-NLO(23w)-dWP7 | Residential Indoor Common-Area Lighting: more efficient Linear Fluorescent Lamp & Ballast installed. Measure includes Code case. Impacts: HOU = 4340; CDF = 0.423 | DEER2014 | Lighting Disposition | 2014-11-06 | Res-Iltg-Cmn-dWatt-LF | NonDEER | Scaled | Delta |  |  | None |  | TRUE |  | TRUE | Res | Any | Lighting | InCommon | Ltg_Lmp+Blst | LF_LmpBlst | LFLmpBlst-T8-48in-25w+El-IS-NLO(23w) | LFLmpBlst-T8-48in-32w-1g+El-IS-NLO-3(30w) | ILtg-Lfluor-CommArea |  |  |  | LFLmpBlst-T8-48in-32w-1g+El-IS-NLO-3(30w) | LFLmpBlst-T8-48in-32w-1g+El-IS-NLO-3(30w) | LFLmpBlst-T8-48in-25w+El-IS-NLO(23w) | Available |  | FALSE | FALSE | Disposition: MeasuresList-Dec1-2014.xlsx | RobNc | ILtg-Lfluor-CommArea |  | None | 2014-07-01 |  | DEER |  |  |  |  | Standard | 17.98 | 13.69 | 4.29 | LFLmpBlst-T8-48in-25w+El-IS-NLO(23w) | LFLmpBlst-T8-48in-32w-1g+El-IS-NLO-3(30w) | 1 | 0.5 | 1 | 0.5
4733 | C-OutDD-LFLmpBlst-T8-48in-32w-1g+El-RS-NLO-Del(32w)-dWP28 | Commercial Dusk-to-Dawn outdoor lighting: Linear Fluorescent Lamp & Ballast permanently delamped. Measure includes Code case. Impacts: HOU = 4100; CDF = 0 | DEER1314 | Lighting Disposition | 2014-11-06 | Com-Oltg-DuskDawn-dWatt | NonDEER | Scaled | Delta |  |  | None |  | FALSE |  | TRUE | Com | Any | Lighting | OutDuskDawn | Ltg_Lmp+Blst | LF_LmpBlst |  |  | OLtg-LFluor-Dusk-to-Dawn |  |  |  | LFLmpBlst-T8-48in-32w-1g+El-RS-NLO(60w) | LFLmpBlst-T8-48in-32w-1g+El-RS-NLO(60w) | LFLmpBlst-T8-48in-32w-1g+El-RS-NLO-Del(32w) | Available |  | FALSE | FALSE | Disposition: MeasuresList-Dec1-2014.xlsx | RobNc | OLtg-LFluor-Dusk-to-Dawn |  | None | 2013-01-01 |  | DEER |  |  |  |  | Standard
5151 | R-InCmn-LFLmpBlst-T8-36in-25w+El-IS-RLO(21w)-dWP5 | Residential Indoor Common-Area Lighting: more efficient Linear Fluorescent Lamp & Ballast installed. Measure includes Code case. Impacts: HOU = 4340; CDF = 0.423 | DEER1314 | Lighting Disposition | 2014-05-30 | Res-Iltg-Cmn-dWatt-LF | NonDEER | Scaled | Delta |  |  | None |  | TRUE |  | TRUE | Res | Any | Lighting | InCommon | Ltg_Lmp+Blst | LF_LmpBlst |  |  | ILtg-Lfluor-CommArea |  |  |  | LFLmpBlst-T8-36in-25w+El-IS-NLO(26w) | LFLmpBlst-T8-36in-25w+El-IS-NLO(26w) | LFLmpBlst-T8-36in-25w+El-IS-RLO(21w) | Available | WP source e.g.: SCE13LG106rx | FALSE | FALSE | Disposition: MeasuresList-May222014.xlsx | RobNc | ILtg-Lfluor-CommArea |  | DEER1314 | 2013-01-01 |  | DEER |  |  |  |  | Standard
5153 | R-InCmn-LFLmpBlst-T8-36in-25w+El-IS-RLO(77w)-dWP10 | Residential Indoor Common-Area Lighting: more efficient Linear Fluorescent Lamp & Ballast installed. Measure includes Code case. Impacts: HOU = 4340; CDF = 0.423 | DEER1314 | Lighting Disposition | 2014-05-30 | Res-Iltg-Cmn-dWatt-LF | NonDEER | Scaled | Delta |  |  | None |  | TRUE |  | TRUE | Res | Any | Lighting | InCommon | Ltg_Lmp+Blst | LF_LmpBlst |  |  | ILtg-Lfluor-CommArea |  |  |  | LFLmpBlst-T8-36in-25w+El-IS-NLO(87w) | LFLmpBlst-T8-36in-25w+El-IS-NLO(87w) | LFLmpBlst-T8-36in-25w+El-IS-RLO(77w) | Available | WP source e.g.: SCE13LG106rx | FALSE | FALSE | Disposition: MeasuresList-May222014.xlsx | RobNc | ILtg-Lfluor-CommArea |  | DEER1314 | 2013-01-01 |  | DEER |  |  |  |  | Standard
5166 | R-InCmn-LFLmpBlst-T8-48in-28w+El-IS-NLO(53w)-dWP6 | Residential Indoor Common-Area Lighting: more efficient Linear Fluorescent Lamp & Ballast installed. Measure includes Code case. Impacts: HOU = 4340; CDF = 0.423 | DEER1314 | Lighting Disposition | 2014-05-30 | Res-Iltg-Cmn-dWatt-LF | NonDEER | Scaled | Delta |  |  | None |  | TRUE |  | TRUE | Res | Any | Lighting | InCommon | Ltg_Lmp+Blst | LF_LmpBlst | LFLmpBlst-T8-48in-28w+El-IS-NLO(53w) | LFLmpBlst-T8-48in-32w-2g+El-IS-NLO(59w) | ILtg-Lfluor-CommArea |  |  |  | LFLmpBlst-T8-48in-32w-2g+El-IS-NLO(59w) | LFLmpBlst-T8-48in-32w-2g+El-IS-NLO(59w) | LFLmpBlst-T8-48in-28w+El-IS-NLO(53w) | Available | WP source e.g.: PGE3PLTG172r2 | FALSE | FALSE | Disposition: MeasuresList-May222014.xlsx | RobNc | ILtg-Lfluor-CommArea |  | DEER1314 | 2013-01-01 |  | DEER |  |  |  |  | Standard | 33.54 | 29.42 | 4.12 | LFLmpBlst-T8-48in-28w+El-IS-NLO(53w) | LFLmpBlst-T8-48in-32w-2g+El-IS-NLO(59w) | 2 | 1 | 2 | 1
5167 | R-InCmn-LFLmpBlst-T8-48in-28w+El-IS-NLO(75w)-dWP14 | Residential Indoor Common-Area Lighting: more efficient Linear Fluorescent Lamp & Ballast installed. Measure includes Code case. Impacts: HOU = 4340; CDF = 0.423 | DEER1314 | Lighting Disposition | 2014-05-30 | Res-Iltg-Cmn-dWatt-LF | NonDEER | Scaled | Delta |  |  | None |  | TRUE |  | TRUE | Res | Any | Lighting | InCommon | Ltg_Lmp+Blst | LF_LmpBlst | LFLmpBlst-T8-48in-28w+El-IS-NLO(75w) | LFLmpBlst-T8-48in-32w-2g+El-IS-NLO(89w) | ILtg-Lfluor-CommArea |  |  |  | LFLmpBlst-T8-48in-32w-2g+El-IS-NLO(89w) | LFLmpBlst-T8-48in-32w-2g+El-IS-NLO(89w) | LFLmpBlst-T8-48in-28w+El-IS-NLO(75w) | Available | WP source e.g.: PGE3PLTG172r2 | FALSE | FALSE | Disposition: MeasuresList-May222014.xlsx | RobNc | ILtg-Lfluor-CommArea |  | DEER1314 | 2013-01-01 |  | DEER |  |  |  |  | Standard | 44.41 | 38.25 | 6.16 | LFLmpBlst-T8-48in-28w+El-IS-NLO(75w) | LFLmpBlst-T8-48in-32w-2g+El-IS-NLO(89w) | 3 | 1 | 3 | 1
5172 | R-InCmn-LFLmpBlst-T8-48in-32w-3g+El-PS-RLO(24w)-dWP7 | Residential Indoor Common-Area Lighting: more efficient Linear Fluorescent Lamp & Ballast installed. Measure includes Code case. Impacts: HOU = 4340; CDF = 0.423 | DEER1314 | Lighting Disposition | 2014-05-30 | Res-Iltg-Cmn-dWatt-LF | NonDEER | Scaled | Delta |  |  | None |  | TRUE |  | TRUE | Res | Any | Lighting | InCommon | Ltg_Lmp+Blst | LF_LmpBlst | LFLmpBlst-T8-48in-32w-3g+El-PS-RLO(24w) | LFLmpBlst-T8-48in-32w-2g+El-IS-NLO(31w) | ILtg-Lfluor-CommArea |  |  |  | LFLmpBlst-T8-48in-32w-2g+El-IS-NLO(31w) | LFLmpBlst-T8-48in-32w-2g+El-IS-NLO(31w) | LFLmpBlst-T8-48in-32w-3g+El-PS-RLO(24w) | Available | WP source e.g.: SCE13LG087r0 | FALSE | FALSE | Disposition: MeasuresList-May222014.xlsx | RobNc | ILtg-Lfluor-CommArea |  | DEER1314 | 2013-01-01 |  | DEER |  |  |  |  | Standard | 38.55 | 20.6 | 17.95 | LFLmpBlst-T8-48in-32w-3g+El-PS-RLO(24w) | LFLmpBlst-T8-48in-32w-2g+El-IS-NLO(31w) | 1 | 1 | 1 | 1
5177 | R-InCmn-LFLmpBlst-T8-96in-59w+El-IS-RLO(98w)-dWP11 | Residential Indoor Common-Area Lighting: more efficient Linear Fluorescent Lamp & Ballast installed. Measure includes Code case. Impacts: HOU = 4340; CDF = 0.423 | DEER1314 | Lighting Disposition | 2014-05-30 | Res-Iltg-Cmn-dWatt-LF | NonDEER | Scaled | Delta |  |  | None |  | TRUE |  | TRUE | Res | Any | Lighting | InCommon | Ltg_Lmp+Blst | LF_LmpBlst | LFLmpBlst-T8-96in-59w+El-IS-RLO(98w) | LFLmpBlst-T8-96in-59w+El-IS-NLO(109w) | ILtg-Lfluor-CommArea |  |  |  | LFLmpBlst-T8-96in-59w+El-IS-NLO(109w) | LFLmpBlst-T8-96in-59w+El-IS-NLO(109w) | LFLmpBlst-T8-96in-59w+El-IS-RLO(98w) | Available | WP source e.g.: SCE13LG087r0 | FALSE | FALSE | Disposition: MeasuresList-May222014.xlsx | RobNc | ILtg-Lfluor-CommArea |  | DEER1314 | 2013-01-01 |  | DEER |  |  |  |  | Standard | 50.16 | 50.16 | 0 | LFLmpBlst-T8-96in-59w+El-IS-RLO(98w) | LFLmpBlst-T8-96in-59w+El-IS-NLO(109w) | 2 | 1 | 2 | 1
5322 | R-In-LFLmpBlst-T8-36in-25w+El-IS-RLO(38w)-dWP8 | Residential Indoor General Lighting: more efficient Linear Fluorescent Lamp & Ballast installed. Measure includes Code case. Impacts: CFL-based HOU (varies by BldgType) | DEER1314 | Lighting Disposition | 2014-05-30 | Res-Iltg-dWatt-CFL | DEER | Scaled | Delta |  |  | None |  | TRUE |  | TRUE | Res | Any | Lighting | InGen-CFL | Ltg_Lmp+Blst | LF_LmpBlst |  |  | ILtg-Lfluor-Elec |  |  |  | LFLmpBlst-T8-36in-25w+El-IS-NLO(46w) | LFLmpBlst-T8-36in-25w+El-IS-NLO(46w) | LFLmpBlst-T8-36in-25w+El-IS-RLO(38w) | Available | WP source e.g.: WPSDGENRLG0106r2 | FALSE | FALSE | Disposition: MeasuresList-May222014.xlsx | RobNc | ILtg-Lfluor-Elec |  | DEER1314 | 2013-01-01 |  | DEER |  |  |  |  | Standard
5591 | R-pGar-LFLmpBlst-T8-48in-32w-1g+El-RS-NLO-Del(32w)-dWP28 | Residential Parking Garage 24-hour lighting: Linear Fluorescent Lamp & Ballast permanently delamped. Measure includes Code case. Impacts: HOU = 8760; CDF = 1 | DEER1314 | Lighting Disposition | 2014-11-06 | Oltg-24hr-dWatt | NonDEER | Scaled | Delta |  |  | None |  | FALSE |  | TRUE | Res | Any | Lighting | ParkGar | Ltg_Lmp+Blst | LF_LmpBlst |  |  | OLtg-LFluor |  |  |  | LFLmpBlst-T8-48in-32w-1g+El-RS-NLO(60w) | LFLmpBlst-T8-48in-32w-1g+El-RS-NLO(60w) | LFLmpBlst-T8-48in-32w-1g+El-RS-NLO-Del(32w) | Available |  | FALSE | FALSE | Disposition: MeasuresList-Dec1-2014.xlsx | RobNc | OLtg-LFluor |  | None | 2013-01-01 |  | DEER |  |  |  |  | Standard
5584 | R-Out-LFLmpBlst-T8-48in-25w+El-IS-NLO(23w)-dWP7 | Residential Outdoor General Lighting: more efficient Linear Fluorescent Lamp & Ballast installed. Measure includes Code case. Impacts: HOU = 1249; CDF = 0 | DEER1314 | Lighting Disposition | 2014-11-06 | Res-Oltg-dWatt | NonDEER | Scaled | Delta |  |  | None |  | FALSE |  | TRUE | Res | Any | Lighting | OutGen | Ltg_Lmp+Blst | LF_LmpBlst | LFLmpBlst-T8-48in-25w+El-IS-NLO(23w) | LFLmpBlst-T8-48in-32w-1g+El-IS-NLO-3(30w) | OLtg-LFluor |  |  |  | LFLmpBlst-T8-48in-32w-1g+El-IS-NLO-3(30w) | LFLmpBlst-T8-48in-32w-1g+El-IS-NLO-3(30w) | LFLmpBlst-T8-48in-25w+El-IS-NLO(23w) | Available |  | FALSE | FALSE | Disposition: MeasuresList-Dec1-2014.xlsx | RobNc | OLtg-LFluor |  | None | 2014-07-01 |  | DEER |  |  |  |  | Standard | 17.98 | 13.69 | 4.29 | LFLmpBlst-T8-48in-25w+El-IS-NLO(23w) | LFLmpBlst-T8-48in-32w-1g+El-IS-NLO-3(30w) | 1 | 0.5 | 1 | 0.5
5587 | R-Out-LFLmpBlst-T8-48in-28w+El-IS-NLO(26w)-dWP4 | Residential Outdoor General Lighting: more efficient Linear Fluorescent Lamp & Ballast installed. Measure includes Code case. Impacts: HOU = 1249; CDF = 0 | DEER1314 | Lighting Disposition | 2014-11-06 | Res-Oltg-dWatt | NonDEER | Scaled | Delta |  |  | None |  | FALSE |  | TRUE | Res | Any | Lighting | OutGen | Ltg_Lmp+Blst | LF_LmpBlst | LFLmpBlst-T8-48in-28w+El-IS-NLO(26w) | LFLmpBlst-T8-48in-32w-1g+El-IS-NLO-3(30w) | OLtg-LFluor |  |  |  | LFLmpBlst-T8-48in-32w-1g+El-IS-NLO-3(30w) | LFLmpBlst-T8-48in-32w-1g+El-IS-NLO-3(30w) | LFLmpBlst-T8-48in-28w+El-IS-NLO(26w) | Available |  | FALSE | FALSE | Disposition: MeasuresList-Dec1-2014.xlsx | RobNc | OLtg-LFluor |  | None | 2014-07-01 |  | DEER |  |  |  |  | Standard | 22.66 | 13.69 | 8.97 | LFLmpBlst-T8-48in-28w+El-IS-NLO(26w) | LFLmpBlst-T8-48in-32w-1g+El-IS-NLO-3(30w) | 1 | 1 | 1 | 0.5
5588 | R-Out-LFLmpBlst-T8-48in-28w+El-IS-NLO(27w)-dWP3 | Residential Outdoor General Lighting: more efficient Linear Fluorescent Lamp & Ballast installed. Measure includes Code case. Impacts: HOU = 1249; CDF = 0 | DEER1314 | Lighting Disposition | 2014-11-06 | Res-Oltg-dWatt | NonDEER | Scaled | Delta |  |  | None |  | FALSE |  | TRUE | Res | Any | Lighting | OutGen | Ltg_Lmp+Blst | LF_LmpBlst | LFLmpBlst-T8-48in-28w+El-IS-NLO(27w) | LFLmpBlst-T8-48in-32w-2g+El-IS-NLO-2(30w) | OLtg-LFluor |  |  |  | LFLmpBlst-T8-48in-32w-2g+El-IS-NLO-2(30w) | LFLmpBlst-T8-48in-32w-2g+El-IS-NLO-2(30w) | LFLmpBlst-T8-48in-28w+El-IS-NLO(27w) | Available |  | FALSE | FALSE | Disposition: MeasuresList-Dec1-2014.xlsx | RobNc | OLtg-LFluor |  | None | 2013-01-01 |  | DEER |  |  |  |  | Standard | 16.77 | 14.71 | 2.06 | LFLmpBlst-T8-48in-28w+El-IS-NLO(27w) | LFLmpBlst-T8-48in-32w-2g+El-IS-NLO-2(30w) | 1 | 0.5 | 1 | 0.5
2179 | Com-Lighting-InGen_PSMH-456w_PSMH-456w_T5-46in-351w | Commercial Indoor General Lighting: Linear Fluorescent Lamp & Ballast replaces HID Lamp & Ballast. Measure includes Code case. Impacts: Linear Fluorescent-based HOU (varies by BldgType) | DEER2014 | D13 v1.2 | 2014-05-23 | Com-Iltg-dWatt-LF | DEER | Scaled | Delta |  |  | None |  | FALSE |  | TRUE | Com | Any | Lighting | InGen-HB | Ltg_Lmp+Blst | LF_LmpBlst | LFLmpBlst-T5-46in-54w+El-PS-HLO-1(351w) |  | ILtg-Lfluor-fix |  |  |  | PSMH-400w(456w) | PSMH-400w(456w) | LFLmpBlst-T5-46in-54w+El-PS-HLO-1(351w) | Available | Transition to new HOU begin 6/1/2015 since this is a T5 High Bay measure | FALSE | FALSE | DEER Lighting measure | RobNc | ILtg-Lfluor-fix | D08-NE-ILtg-Othr-Prim-RplLPD-400wPSMHMgC456w-46in54wT5HO3PSEl351w | DEER1316-T5-Com-HB | 2013-01-01 |  | DEER2015 Uncertain Msr Update |  |  |  |  | Standard | 171.24
4826 | C-pGar-LFLmpBlst-T8-48in-32w-1g+El-RS-NLO-Del(32w)-dWP28 | Commercial Parking Garage 24-hour lighting: Linear Fluorescent Lamp & Ballast permanently delamped. Measure includes Code case. Impacts: HOU = 8760; CDF = 1 | DEER1314 | Lighting Disposition | 2014-11-06 | Oltg-24hr-dWatt | NonDEER | Scaled | Delta |  |  | None |  | FALSE |  | TRUE | Com | Any | Lighting | ParkGar | Ltg_Lmp+Blst | LF_LmpBlst |  |  | OLtg-LFluor |  |  |  | LFLmpBlst-T8-48in-32w-1g+El-RS-NLO(60w) | LFLmpBlst-T8-48in-32w-1g+El-RS-NLO(60w) | LFLmpBlst-T8-48in-32w-1g+El-RS-NLO-Del(32w) | Available |  | FALSE | FALSE | Disposition: MeasuresList-Dec1-2014.xlsx | RobNc | OLtg-LFluor |  | None | 2013-01-01 |  | DEER |  |  |  |  | Standard
2181 | Com-Lighting-InGen_MV-455w_T5-46in-234w_T5-46in-234w | Commercial Indoor General Lighting: Linear Fluorescent Lamp & Ballast replaces HID Lamp & Ballast. Measure includes Code case. Impacts: Linear Fluorescent-based HOU (varies by BldgType) | DEER2014 | D13 v1.2 | 2014-05-23 | Com-Iltg-dWatt-LF | DEER | Scaled | Delta |  |  | None |  | FALSE |  | TRUE | Com | Any | Lighting | InGen-HB | Ltg_Lmp+Blst | LF_LmpBlst | LFLmpBlst-T5-46in-54w+El-PS-HLO-1(234w) | LFLmpBlst-T5-46in-54w+El-PS-HLO-1(234w) | ILtg-Lfluor-fix |  |  |  | MV-400w(455w) | LFLmpBlst-T5-46in-54w+El-PS-HLO-1(234w) | LFLmpBlst-T5-46in-54w+El-PS-HLO-1(234w) | Available | Transition to new HOU begin 6/1/2015 since this is a T5 High Bay measure | FALSE | FALSE | DEER Lighting measure | ErRul | ILtg-Lfluor-fix | D08-NE-ILtg-Othr-Prim-RplLPD-400wMVMgC455w-46in54wT5HO2PSEl234w | DEER1316-T5-Com-HB | 2013-01-01 |  | DEER2015 Uncertain Msr Update |  |  |  |  | Standard | 104.51 | 104.51 | 0 | LFLmpBlst-T5-46in-54w+El-PS-HLO-1(234w) | LFLmpBlst-T5-46in-54w+El-PS-HLO-1(234w) | 4 | 1 | 4 | 1