## Intro
DEER2016 Commercial Indoor Lighting Profiles Update
2015-04-15
This workbook presents an summary of the results of the non-residential lighting profile update process. A more detailed workbook used to create these
summary tables will also be published.
Existing DEER building prototypes have been updated with new activity area lighting profiles for linear fluorescent lighting types (LF),
compact fluorescent and LED lighting types (CFL) and high-bay lighting applications (HB). New activity areas have been
added to the DEER building prototypes where needed to support the more detailed activity area specific lighting profiles.
High-bay lighting use profiles have been assigned to building spaces based on the activity area; prior DEER high-bay measures
used the linear fluorescent lighting profiles in all spaces that had linear fluorescent lighting.
Recent Commercial Staturation Survey (CSS) data have been used to update the building configurations. Where available, the area associated with
each activity area profile for a building type is based on the survey data for that building type and activity area.
Updated Parameters by building type:
| Building Type | Lighting Profiles (HOU and CDF by Activity Area) | Activity Area Building Fraction from CSS | Notes
1 | Assembly | TRUE | TRUE | most activity areas updated for all lighting types (LF, CFL, HB)
2 | Education - Primary School | TRUE | TRUE | LF lighting profile updated in multiple activity areas, CFL updated in restroom and storage only
3 | Education - Secondary School | TRUE | TRUE | LF lighting profile updated in classroom and office, HB profile updated in gymnasium
4 | Education - Community College | TRUE | TRUE | only LF lighting in classroom activity area updated; utilizes the education building profiles for classroom from 06-08 EM&V
5 | Education - University | TRUE |  | only LF lighting in classroom activity area updated; utilizes the education building profiles for classroom from 06-08 EM&V
6 | Education - Relocatable | TRUE | TRUE | only LF lighting in classroom activity area updated
7 | Grocery | TRUE | TRUE | only LF lighting in grocery sales area activity area updated
8 | Health/Medical - Hospital | TRUE |  | few profile data , no CSS activity area update
9 | Health/Medical - Nursing Home | TRUE | TRUE
10 | Lodging - Hotel | TRUE |  | logger data for guest rooms applied to all DEER2014 guest room activity areas (occupied and unoccupied)
11 | Lodging - Motel | TRUE |  | logger data for guest rooms applied to all DEER2014 guest room activity areas (occupied and unoccupied)
12 | Office - Small | TRUE | TRUE | most activity areas updated for LF and CFL lighting profiles, HB profiles not updated
13 | Office - Large | TRUE | TRUE | most activity areas updated for LF lighting profiles, CFL and HB profiles not updated; hallway CFL profile flagged and not used
14 | Manufacturing Light Industrial | TRUE |  | most activity areas updated for LF lighting profiles, many activity areas updated for CFL and HB
15 | Manufacturing Bio/Tech | TRUE | TRUE | some activity areas updated with monitored data
16 | Restaurant - Fast Food | TRUE | TRUE | LF and CFL profiles updated in most areas
17 | Restaurant - Sit Down | TRUE | TRUE | LF and CFL profiles updated in most areas
18 | Retail - 3-Story (Dept Store) | TRUE | TRUE
19 | Retail - Large (Bigbox) | TRUE | TRUE | most activity areas updated for LF and HB lighting profiles, CFL profile for sales area updated
20 | Retail - Small | TRUE | TRUE | most activity areas updated for LF, CFL and HB lighting profiles
21 | Storage Conditioned | TRUE | TRUE | all lighting profiles (LF, CFL, HB) updated for main storage area, LF profiles updated for support areas; logger data for "warehouse" applied to both conditioned and unconditioned storage
22 | Storage Unconditioned | TRUE | TRUE | all lighting profiles (LF, CFL, HB) updated for main storage area, LF profiles updated for support areas; logger data for "warehouse" applied to both conditioned and unconditioned storage
23 | Refrigerated Warehouse |  | TRUE | not enough profile data to support modeling the additional CSS activity areas

## Update Process (hidden)
Outline of DEER2016 Commercial Indoor Lighting Profiles Update Process
Resources
Monitored data (lighting logger data)
Data from the logger data source workbooks are combined into one table for analysis
Itron provided the following workbooks containing processed hourly profiles:
|  | 8day_summaries_03312015.xlsx | 10-12 evaluation results for commercial buildings
|  | 8day_UseShape_ExcelTool_forJJH_CFL_20111021.xlsx | 06-08 evaluation results for CFL measures in commercial buildings
|  | 8day_UseShape_ExcelTool_forJJH_LINEAR_20111021.xlsx | 06-08 evaluation results for LF measures in commercial buildings
|  | 7day_UseShape_ExcelTool_forJJH_LGP_SiteAA_20110914.xlsx | 06-08 evaluation results for University and College buildings
Each siteID from the logger data is assigned a DEER building type or "NA" if not used
Itron provided information on each logger data site to aid in the assignment to a DEER building type
All logger data activity area descriptions associated with a DEER building type are assigned a DEER activity area type
the DEER activity areas for a particular building type are expanded as needed in order to accommodate the range of activity areas included in the monitored data
CSS data
analysis based on CSS data published by Itron: CSSData_2014-06-023.7z
CSS data analyzed to determine total square footage of significant activity areas within a building type
DEER building type prototypes modified to accommodate all major activity areas identified by the CSS data
DEER activity areas assigned to appropriate CSS activity area designations to determine total fractions for each DEER activity area within a given building type
Logger data Assignments
Comparison to DEER 2014 lighting profiles
For each activity area associated with a building type:
equivalent DEER2014 activity area is assigned
lighting type applicability is assigned; in general, all activity areas have LF and CFL lighting types, areas that can accommodate high-bay lighting have HB applicability as well
for activity areas with HB lighting, a fraction of the linear fluorescent and high bay lighting that is high-bay is specified. This value is used to determine the whole-building lighting profile by weighting the individual activity area and lighting type profiles.

## Bldg Summary
Summary of DEER2014 & DEER2016 lighting hours-of-use and peak-period coincident demand
including Linear Fluorescent (LF), Compact Fluorescent Lamp (CFL) and High Bay (HB) lighting usage categories, |  | 4 | 4 | 5 | 5 | 6 | 6 | 7 | 7 | 8 | 8 | 9 | 9 | 3 | High-bay | Annual Hours-Of-Use for: High-bay lighting type | Coincident Demand Factor for: High-bay lighting type | Change in HOU and CDF for: High-bay lighting type
Summary Results formatted for Graphics
|  | Annual hours of use by building type | [5 empty] | Coincident demand factor by building type | [5 empty] | Graph Data
|  | Linear Fluorescent |  | CFL |  | High-bay |  | Linear Fluorescent |  | CFL |  | High-bay |  | HOU |  | CDF |  | Percent Change
Lighting Type: | DEER Building Type | DEER2014 | DEER2016 | DEER2014 | DEER2016 | DEER2014 | DEER2016 | DEER2014 | DEER2016 | DEER2014 | DEER2016 | DEER2014 | DEER2016 | DEER2014 | DEER2016 | DEER2014 | DEER2016 | HOU | CDF
| Assembly | 2712.7238 | 1167.8534 | 2604.8142 | 1181.0127 | 2712.7238 | 1667.5204 | 0.5492 | 0.26355 | 0.53036 | 0.22603 | 0.5492 | 0.49178 | 2712.7238 | 1667.5204 | 0.5492 | 0.49178 | -38.53% | -10.46%
| Primary School | 2326.0649 | 1287.6206 | 2271.944 | 1225.5389 | 2326.0649 | 2290.7016 | 0.63483 | 0.40674 | 0.62624 | 0.42108 | 0.63483 | 0.75173 | 2326.0649 | 2290.7016 | 0.63483 | 0.75173 | -1.52% | 18.41%
| Secondary School | 2426.1605 | 1717.0028 | 2437.8625 | 1522.5524 | 2426.1605 | 2367.8091 | 0.69782 | 0.35478 | 0.72208 | 0.31618 | 0.69782 | 0.79723 | 2426.1605 | 2367.8091 | 0.69782 | 0.79723 | -2.405% | 14.25%
| Community College | 2503.9789 | 2299.1417 | 2509.0197 | 1533.9039 | 2503.9789 | 2478.1164 | 0.80191 | 0.70816 | 0.80378 | 0.53167 | 0.80191 | 0.78567 | 2503.9789 | 2478.1164 | 0.80191 | 0.78567 | -1.033% | -2.026%
| University | 2310.1023 | 2114.3315 | 2312.6807 | 2118.4711 | 2310.1023 | 2645.9277 | 0.68753 | 0.62112 | 0.68878 | 0.6229 | 0.68753 | 0.85 | 2310.1023 | 2645.9277 | 0.68753 | 0.85 | 14.54% | 23.63%
| Relocatable Classroom | 2622.88 | 1085.6065 | 2622.88 | 1085.6065 | 2622.88 | 1085.6065 | 0.7 | 0.4341 | 0.7 | 0.4341 | 0.7 | 0.4341 | 2622.88 | 1085.6065 | 0.7 | 0.4341 | -58.61% | -37.99%
| Grocery | 4864.5812 | 4771.8255 | 4890.8341 | 4897.5213 | 4864.5812 | 5452.7735 | 0.68022 | 0.75432 | 0.68544 | 0.78159 | 0.68022 | 0.89683 | 4864.5812 | 5452.7735 | 0.68022 | 0.89683 | 12.09% | 31.84%
| Manuf. Light Industrial | 3271.3202 | 2322.5317 | 3271.3202 | 2264.9987 | 3271.3202 | 2920.6155 | 0.92035 | 0.55969 | 0.92035 | 0.51418 | 0.92035 | 0.58689 | 3271.3202 | 2920.6155 | 0.92035 | 0.58689 | -10.72% | -36.23%
| Manufacturing Bio/Tech | 4001.6367 | 2290.6266 | 4001.6367 | 2030.4045 | 4001.6367 | 2803.4098 | 0.84544 | 0.6068 | 0.84544 | 0.53636 | 0.84544 | 0.57224 | 4001.6367 | 2803.4098 | 0.84544 | 0.57224 | -29.94% | -32.32%
| Hospital | 5361.6371 | 5100.0344 | 5364.7398 | 5365.9564 | 5361.6371 | 5866.0373 | 0.83286 | 0.81963 | 0.83204 | 0.8319 | 0.83286 | 0.77216 | 5361.6371 | 5866.0373 | 0.83286 | 0.77216 | 9.408% | -7.287%
| Nursing Home | 4326.1613 | 4040.8236 | 4308.4292 | 3425.0268 | 4326.1613 | 3814.25 | 0.67473 | 0.71521 | 0.67474 | 0.4855 | 0.67473 | 0.675 | 4326.1613 | 3814.25 | 0.67473 | 0.675 | -11.83% | 0.04004%
| Hotel | 1457.0947 | 1232.845 | 1961.3077 | 1604.8157 | 1457.0947 | 5350.6601 | 0.17037 | 0.14978 | 0.23494 | 0.19779 | 0.17037 | 0.68124 | 1457.0947 | 5350.6601 | 0.17037 | 0.68124 | 267.2% | 299.9%
| Motel | 1371.8908 | 1034.7565 | 1812.6941 | 967.9946 | 1371.8908 | 4196.9747 | 0.14949 | 0.10463 | 0.20033 | 0.082688 | 0.14949 | 0.3707 | 1371.8908 | 4196.9747 | 0.14949 | 0.3707 | 205.9% | 148%
| Office - Large | 2788.4676 | 2197.7457 | 2788.4676 | 2037.5705 | 2788.4676 | 2863.2102 | 0.71 | 0.59373 | 0.71 | 0.48312 | 0.71 | 0.71756 | 2788.4676 | 2863.2102 | 0.71 | 0.71756 | 2.68% | 1.064%
| Office - Small | 2776.3833 | 1762.5872 | 2776.3833 | 1516.8776 | 2776.3833 | 2101.8644 | 0.69333 | 0.56113 | 0.69333 | 0.45624 | 0.69333 | 0.70236 | 2776.3833 | 2101.8644 | 0.69333 | 0.70236 | -24.29% | 1.302%
| Restaurant - Fast Food | 4829.5825 | 3877.1054 | 4840.0602 | 3716.2554 | 4829.5825 | 3398.3763 | 0.8125 | 0.70273 | 0.8125 | 0.67001 | 0.8125 | 0.62733 | 4829.5825 | 3398.3763 | 0.8125 | 0.62733 | -29.63% | -22.79%
| Restaurant - Sit Down | 4817.2393 | 3123.1843 | 4831.3225 | 3675.6829 | 4817.2393 | 3822.5247 | 0.8 | 0.5321 | 0.8 | 0.61627 | 0.8 | 0.62763 | 4817.2393 | 3822.5247 | 0.8 | 0.62763 | -20.65% | -21.55%
| Retail - 3-Story (Dept Store) | 3408.5829 | 5268.4021 | 3427.5869 | 1886.5687 | 3408.5829 | 5595.7237 | 0.75433 | 0.92905 | 0.75875 | 0.60853 | 0.75433 | 0.96892 | 3408.5829 | 5595.7237 | 0.75433 | 0.96892 | 64.17% | 28.45%
| Retail - Large (Bigbox) | 4167.7018 | 3059.9249 | 4194.7022 | 2936.9874 | 4167.7018 | 4059.0482 | 0.8291 | 0.80153 | 0.82931 | 0.80236 | 0.8291 | 0.92667 | 4167.7018 | 4059.0482 | 0.8291 | 0.92667 | -2.607% | 11.77%
| Retail - Small | 3466.7779 | 2740.2563 | 3466.7779 | 2263.6727 | 3466.7779 | 2288.281 | 0.875 | 0.70193 | 0.875 | 0.52909 | 0.875 | 0.64399 | 3466.7779 | 2288.281 | 0.875 | 0.64399 | -33.99% | -26.4%
| Storage Conditioned | 3450.3 | 2048.2704 | 3450.3 | 2027.1958 | 3450.3 | 2305.3868 | 0.7 | 0.49529 | 0.7 | 0.49164 | 0.7 | 0.51363 | 3450.3 | 2305.3868 | 0.7 | 0.51363 | -33.18% | -26.62%
| Storage Unconditioned | 3450.3 | 1890.8595 | 3450.3 | 1347.4641 | 3450.3 | 2175.2968 | 0.7 | 0.48629 | 0.7 | 0.23553 | 0.7 | 0.45309 | 3450.3 | 2175.2968 | 0.7 | 0.45309 | -36.95% | -35.27%
| Refrigerated Warehouse | 4791.0052 | 4700.0101 | 4792.085 | 4709.473 | 4791.0052 | 4818 | 0.55312 | 0.56366 | 0.553 | 0.56256 | 0.55312 | 0.55 | 4791.0052 | 4818 | 0.55312 | 0.55 | 0.5634% | -0.565%

## ActArea Summary
Summary of Lighting hours-of-use and peak period coincident demand by Building and Activity Area
Including a comparison to DEER2014 equivalent activity area values, see notes at bottom of table
|  |  | DEER 20161 | [8 empty] | DEER2014 values used2 |  |  | DEER 20143 | [5 empty] | Change from DEER2014 => DEER2016
Building | Activity | ActArea | Annual Hours of Use |  |  | coincident demand |  |  | Number of Loggers |  |  | for DEER 2016 |  |  | Annual Hours of Use |  |  | coincident demand |  |  | Annual Hours of Use |  |  | coincident demand
Type | Area | Fraction | LF | CFL | HB | LF | CFL | HB | LF | CFL | HB | LF | CFL | HB | LF | CFL | HB | LF | CFL | HB | LF | CFL | HB | LF | CFL | HB
Asm | OfficeGeneral | 18.2% | 1589.166 | 1315.5226 | 0 | 0.4181 | 0.29905 | 0 | 124 | 38 | 0 | FALSE | FALSE | FALSE | 3173.4722 | 3173.4722 | 3173.4722 | 0.62963 | 0.62963 | 0.62963 | -49.92% | -58.55% | 0% | -33.6% | -52.5% | 0%
Asm | Auditorium | 16.59% | 1240.527 | 952.5148 | 1667.5204 | 0.24636 | 0.13014 | 0.49178 | 152 | 148 | 14 | FALSE | FALSE | FALSE | 2430.9 | 2430.9 | 2430.9 | 0.5 | 0.5 | 0.5 | -48.97% | -60.82% | -31.4% | -50.73% | -73.97% | -1.645%
Asm | Classroom | 14.54% | 573.2079 | 573.2079 | 0 | 0.14403 | 0.14403 | 0 | 43 | 2 | 0 | FALSE | FALSE | FALSE | 2430.9 | 2430.9 | 2430.9 | 0.5 | 0.5 | 0.5 | -76.42% | -76.42% | 0% | -71.19% | -71.19% | 0%
Asm | RelWorship | 13.19% | 307.6751 | 350.8995 | 0 | 0.018167 | 0.08061 | 0 | 3 | 7 | 0 | FALSE | FALSE | FALSE | 2430.9 | 2430.9 | 2430.9 | 0.5 | 0.5 | 0.5 | -87.34% | -85.57% | 0% | -96.37% | -83.88% | 0%
Asm | StockRoom | 8.039% | 1278.591 | 979.367 | 0 | 0.26783 | 0.14253 | 0 | 16 | 46 | 0 | FALSE | FALSE | FALSE | 3173.4722 | 3173.4722 | 3173.4722 | 0.62963 | 0.62963 | 0.62963 | -59.71% | -69.14% | 0% | -57.46% | -77.36% | 0%
Asm | Hall | 6.117% | 1612.9513 | 2288.1098 | 0 | 0.32179 | 0.3488 | 0 | 33 | 100 | 0 | FALSE | FALSE | FALSE | 3173.4722 | 3173.4722 | 3173.4722 | 0.62963 | 0.62963 | 0.62963 | -49.17% | -27.9% | 0% | -48.89% | -44.6% | 0%
Asm | RestRoom | 4.816% | 2286.7056 | 1550.5556 | 0 | 0.54336 | 0.21561 | 0 | 27 | 67 | 0 | FALSE | FALSE | FALSE | 3173.4722 | 3173.4722 | 3173.4722 | 0.62963 | 0.62963 | 0.62963 | -27.94% | -51.14% | 0% | -13.7% | -65.76% | 0%
Asm | Kitchen | 4.497% | 1708.0567 | 757.1914 | 0 | 0.32512 | 0.1287 | 0 | 30 | 18 | 0 | FALSE | FALSE | FALSE | 3173.4722 | 3173.4722 | 3173.4722 | 0.62963 | 0.62963 | 0.62963 | -46.18% | -76.14% | 0% | -48.36% | -79.56% | 0%
Asm | LobbyWaiting | 4.151% | 939.0155 | 4040.1153 | 0 | 0.14151 | 0.71633 | 0 | 5 | 5 | 0 | FALSE | FALSE | FALSE | 3173.4722 | 3173.4722 | 3173.4722 | 0.62963 | 0.62963 | 0.62963 | -70.41% | 27.31% | 0% | -77.53% | 13.77% | 0%
Asm | Conference | 3.974% | 878.9687 | 878.9687 | 0 | 0.31093 | 0.31093 | 0 | 3 | 0 | 0 | FALSE | FALSE | FALSE | 2430.9 | 2430.9 | 2430.9 | 0.5 | 0.5 | 0.5 | -63.84% | -63.84% | 0% | -37.81% | -37.81% | 0%
Asm | Dining | 2.541% | 1029.9906 | 1029.9906 | 0 | 0.27549 | 0.27549 | 0 | 13 | 3 | 0 | FALSE | FALSE | FALSE | 2430.9 | 2430.9 | 2430.9 | 0.5 | 0.5 | 0.5 | -57.63% | -57.63% | 0% | -44.9% | -44.9% | 0%
Asm | Exhibit | 1.331% | 3061.1436 | 3061.1436 | 0 | 0.71641 | 0.71641 | 0 | 0 | 5 | 0 | FALSE | FALSE | FALSE | 2430.9 | 2430.9 | 2430.9 | 0.5 | 0.5 | 0.5 | 25.93% | 25.93% | 0% | 43.28% | 43.28% | 0%
Asm | MechElecRoom | 1.008% | 1616.7167 | 1616.7167 | 0 | 0.36091 | 0.36091 | 0 | 37 | 24 | 0 | FALSE | FALSE | FALSE | 3173.4722 | 3173.4722 | 3173.4722 | 0.62963 | 0.62963 | 0.62963 | -49.06% | -49.06% | 0% | -42.68% | -42.68% | 0%
Asm | RetailSales | 1.008% | 939.0155 | 4040.1153 | 0 | 0.14151 | 0.71633 | 0 | 2 | 2 | 0 | FALSE | FALSE | FALSE | 2430.9 | 2430.9 | 2430.9 | 0.5 | 0.5 | 0.5 | -61.37% | 66.2% | 0% | -71.7% | 43.27% | 0%
Asm | Whole Building | 56.1% | 1167.8534 | 1181.0127 | 1667.5204 | 0.26355 | 0.22603 | 0.49178 | 215 | 10 | 0 | FALSE | FALSE | FALSE | 2712.7238 | 2604.8142 | 2712.7238 | 0.5492 | 0.53036 | 0.5492 | -56.95% | -54.66% | -38.53% | -52.01% | -57.38% | -10.46%
EPr | Classroom | 56.1% | 1132.9839 | 972.3835 | 0 | 0.36928 | 0.37059 | 0 | 215 | 10 | 0 | FALSE | FALSE | FALSE | 2549.44 | 2549.44 | 2549.44 | 0.7 | 0.7 | 0.7 | -55.56% | -61.86% | 0% | -47.25% | -47.06% | 0%
EPr | Gymnasium | 8.361% | 2400.7309 | 2400.7309 | 2400.7309 | 0.81339 | 0.81339 | 0.81339 | 0 | 0 | 60 | FALSE | FALSE | FALSE | 2203.7957 | 2203.7957 | 2203.7957 | 0.69762 | 0.69762 | 0.69762 | 8.936% | 8.936% | 8.936% | 16.6% | 16.6% | 16.6%
EPr | OfficeGeneral | 8.019% | 1693.8811 | 1693.8811 | 0 | 0.56906 | 0.56906 | 0 | 79 | 1 | 0 | FALSE | FALSE | FALSE | 2549.44 | 2549.44 | 2549.44 | 0.7 | 0.7 | 0.7 | -33.56% | -33.56% | 0% | -18.71% | -18.71% | 0%
EPr | Kitchen | 5.065% | 1773.2682 | 1773.2682 | 0 | 0.4684 | 0.4684 | 0 | 39 | 2 | 0 | FALSE | FALSE | FALSE | 1751.04 | 1751.04 | 1751.04 | 0.36667 | 0.36667 | 0.36667 | 1.269% | 1.269% | 0% | 27.75% | 27.75% | 0%
EPr | RestRoom | 4.908% | 1129.8323 | 706.9102 | 0 | 0.39433 | 0.28263 | 0 | 52 | 21 | 0 | FALSE | FALSE | FALSE | 2549.44 | 2549.44 | 2549.44 | 0.7 | 0.7 | 0.7 | -55.68% | -72.27% | 0% | -43.67% | -59.62% | 0%
EPr | LibraryReading | 4.287% | 1252.8476 | 1252.8476 | 0 | 0.41058 | 0.41058 | 0 | 14 | 0 | 0 | FALSE | FALSE | FALSE | 2549.44 | 2549.44 | 2549.44 | 0.7 | 0.7 | 0.7 | -50.86% | -50.86% | 0% | -41.35% | -41.35% | 0%
EPr | StorageSmlCond | 3.699% | 489.572 | 451.4926 | 0 | 0.087817 | 0.16981 | 0 | 20 | 5 | 0 | FALSE | FALSE | FALSE | 2549.44 | 2549.44 | 2549.44 | 0.7 | 0.7 | 0.7 | -80.8% | -82.29% | 0% | -87.45% | -75.74% | 0%
EPr | CorridorStairway | 3.689% | 2125.7971 | 2125.7971 | 2125.7971 | 0.63788 | 0.63788 | 0.63788 | 26 | 1 | 0 | FALSE | FALSE | FALSE | 2549.44 | 2549.44 | 2549.44 | 0.7 | 0.7 | 0.7 | -16.62% | -16.62% | -16.62% | -8.874% | -8.874% | -8.874%
EPr | Dining | 3.203% | 879.7008 | 879.7008 | 2045.498 | 0.050063 | 0.050063 | 0.639 | 3 | 0 | 10 | FALSE | FALSE | FALSE | 1418.84 | 1418.84 | 1418.84 | 0.36667 | 0.36667 | 0.36667 | -38% | -38% | 44.17% | -86.35% | -86.35% | 74.27%
EPr | CompRoomClassrm | 1.391% | 1132.9839 | 972.3835 | 0 | 0.36928 | 0.37059 | 0 | 0 | 0 | 0 | FALSE | FALSE | FALSE | 2549.44 | 2549.44 | 2549.44 | 0.7 | 0.7 | 0.7 | -55.56% | -61.86% | 0% | -47.25% | -47.06% | 0%
EPr | LobbyWaiting | 1.273% | 2229.8733 | 2229.8733 | 0 | 0.60938 | 0.60938 | 0 | 10 | 0 | 0 | FALSE | FALSE | FALSE | 2549.44 | 2549.44 | 2549.44 | 0.7 | 0.7 | 0.7 | -12.53% | -12.53% | 0% | -12.95% | -12.95% | 0%
EPr | Whole Building | 4.863% | 1287.6206 | 1225.5389 | 2290.7016 | 0.40674 | 0.42108 | 0.75173 | 0 | 0 | 0 | TRUE | TRUE | FALSE | 2326.0649 | 2271.944 | 2326.0649 | 0.63483 | 0.62624 | 0.63483 | -44.64% | -46.06% | -1.52% | -35.93% | -32.76% | 18.41%
ESe | Classroom | 43.85% | 1631.225 | 1631.225 | 0 | 0.27269 | 0.27269 | 0 | 14 | 4 | 0 | FALSE | FALSE | FALSE | 2549.44 | 2549.44 | 2549.44 | 0.7 | 0.7 | 0.7 | -36.02% | -36.02% | 0% | -61.04% | -61.04% | 0%
ESe | Gymnasium | 17.27% | 386.5559 | 386.5559 | 2400.7309 | 0.15781 | 0.15781 | 0.81339 | 4 | 0 | 60 | FALSE | FALSE | FALSE | 2500.8525 | 2500.8525 | 2500.8525 | 0.82188 | 0.82188 | 0.82188 | -84.54% | -84.54% | -4.004% | -80.8% | -80.8% | -1.032%
ESe | OfficeGeneral | 7.433% | 1947.4312 | 1947.4312 | 0 | 0.47662 | 0.47662 | 0 | 10 | 1 | 0 | FALSE | FALSE | FALSE | 2397.7768 | 2397.7768 | 2397.7768 | 1 | 1 | 1 | -18.78% | -18.78% | 0% | -52.34% | -52.34% | 0%
ESe | CorridorStairway | 6.235% | 4811.76 | 4811.76 | 0 | 0.79958 | 0.79958 | 0 | 7 | 0 | 0 | FALSE | FALSE | FALSE | 2549.44 | 2549.44 | 2549.44 | 0.7 | 0.7 | 0.7 | 88.74% | 88.74% | 0% | 14.23% | 14.23% | 0%
ESe | LibraryReading | 4.863% | 2397.7768 | 2397.7768 | 0 | 1 | 1 | 0 | 0 | 0 | 0 | TRUE | TRUE | FALSE | 2397.7768 | 2397.7768 | 2397.7768 | 1 | 1 | 1 | 0% | 0% | 0% | 0% | 0% | 0%
ESe | StorageSmlCond | 4.399% | 489.572 | 409.1117 | 0 | 0.087817 | 0.19422 | 0 | 20 | 5 | 0 | FALSE | FALSE | FALSE | 2549.44 | 2549.44 | 2549.44 | 0.7 | 0.7 | 0.7 | -80.8% | -83.95% | 0% | -87.45% | -72.25% | 0%
ESe | Kitchen | 4.084% | 1773.2682 | 652.7568 | 0 | 0.4684 | 0.032564 | 0 | 39 | 2 | 0 | FALSE | FALSE | FALSE | 1197.04 | 1197.04 | 1197.04 | 0.05 | 0.05 | 0.05 | 48.14% | -45.47% | 0% | 836.8% | -34.87% | 0%
ESe | RestRoom | 3.665% | 1129.8323 | 667.1491 | 0 | 0.39433 | 0.2555 | 0 | 52 | 24 | 0 | FALSE | FALSE | FALSE | 2549.44 | 2549.44 | 2549.44 | 0.7 | 0.7 | 0.7 | -55.68% | -73.83% | 0% | -43.67% | -63.5% | 0%
ESe | Dining | 2.672% | 879.7008 | 879.7008 | 2045.498 | 0.050063 | 0.050063 | 0.639 | 3 | 0 | 10 | FALSE | FALSE | FALSE | 2549.44 | 2549.44 | 2549.44 | 1 | 1 | 1 | -65.49% | -65.49% | -19.77% | -94.99% | -94.99% | -36.1%
ESe | CompRoomClassrm | 2.455% | 1631.225 | 1631.225 | 0 | 0.27269 | 0.27269 | 0 | 0 | 0 | 0 | FALSE | FALSE | FALSE | 2240.7242 | 2240.7242 | 2240.7242 | 0.59737 | 0.59737 | 0.59737 | -27.2% | -27.2% | 0% | -54.35% | -54.35% | 0%
ESe | Shop | 1.504% | 1631.225 | 1631.225 | 0 | 0.27269 | 0.27269 | 0 | 0 | 0 | 0 | FALSE | FALSE | FALSE | 2549.44 | 2549.44 | 2549.44 | 0.7 | 0.7 | 0.7 | -36.02% | -36.02% | 0% | -61.04% | -61.04% | 0%
ESe | Conference | 1.018% | 1631.225 | 1631.225 | 0 | 0.27269 | 0.27269 | 0 | 0 | 2 | 0 | FALSE | FALSE | FALSE | 2549.44 | 2549.44 | 2549.44 | 0.7 | 0.7 | 0.7 | -36.02% | -36.02% | 0% | -61.04% | -61.04% | 0%
ESe | MechElecRoom | 0.5529% | 2033.207 | 958.513 | 0 | 0.36064 | 0.23355 | 0 | 26 | 22 | 0 | FALSE | FALSE | FALSE | 2549.44 | 2549.44 | 2549.44 | 0.7 | 0.7 | 0.7 | -20.25% | -62.4% | 0% | -48.48% | -66.64% | 0%
ESe | Whole Building | 6.223% | 1717.0028 | 1522.5524 | 2367.8091 | 0.35478 | 0.31618 | 0.79723 | 0 | 0 | 0 | TRUE | TRUE | FALSE | 2426.1605 | 2437.8625 | 2426.1605 | 0.69782 | 0.72208 | 0.69782 | -29.23% | -37.55% | -2.405% | -49.16% | -56.21% | 14.25%
ERC | Classroom | 100% | 1085.6065 | 1085.6065 | 1085.6065 | 0.4341 | 0.4341 | 0.4341 | 30 | 1 | 0 | FALSE | FALSE | FALSE | 2622.88 | 2622.88 | 2622.88 | 0.7 | 0.7 | 0.7 | -58.61% | -58.61% | -58.61% | -37.99% | -37.99% | -37.99%
ERC | Whole Building | 1.5% | 1085.6065 | 1085.6065 | 1085.6065 | 0.4341 | 0.4341 | 0.4341 | 0 | 0 | 0 | TRUE | TRUE | FALSE | 2622.88 | 2622.88 | 2622.88 | 0.7 | 0.7 | 0.7 | -58.61% | -58.61% | -58.61% | -37.99% | -37.99% | -37.99%
ECC | OfficeGeneral | 42.91% | 2069.7253 | 550.4213 | 0 | 0.66947 | 0.28683 | 0 | 1042 | 4 | 0 | FALSE | FALSE | FALSE | 2697.7671 | 2697.7671 | 2697.7671 | 0.9 | 0.9 | 0.9 | -23.28% | -79.6% | 0% | -25.61% | -68.13% | 0%
ECC | Classroom | 20.6% | 2367.9134 | 2414.61 | 0 | 0.63326 | 0.76 | 0 | 1660 | 0 | 0 | FALSE | TRUE | FALSE | 2414.61 | 2414.61 | 2414.61 | 0.76 | 0.76 | 0.76 | -1.934% | 0% | 0% | -16.68% | 0% | 0%
ECC | CorridorStairway | 10.96% | 2414.61 | 2414.61 | 0 | 0.76 | 0.76 | 0 | 0 | 0 | 0 | TRUE | TRUE | FALSE | 2414.61 | 2414.61 | 2414.61 | 0.76 | 0.76 | 0.76 | 0% | 0% | 0% | 0% | 0% | 0%
ECC | RestRoom | 6.606% | 2414.61 | 508.7716 | 0 | 0.76 | 0.15913 | 0 | 2 | 7 | 0 | TRUE | FALSE | FALSE | 2414.61 | 2414.61 | 2414.61 | 0.76 | 0.76 | 0.76 | 0% | -78.93% | 0% | 0% | -79.06% | 0%
ECC | Conference | 6.223% | 2697.7671 | 2697.7671 | 0 | 0.9 | 0.9 | 0 | 0 | 0 | 0 | TRUE | TRUE | FALSE | 2697.7671 | 2697.7671 | 2697.7671 | 0.9 | 0.9 | 0.9 | 0% | 0% | 0% | 0% | 0% | 0%
ECC | Kitchen | 4.295% | 3085.0908 | 3085.0908 | 0 | 0.86667 | 0.86667 | 0 | 0 | 0 | 0 | TRUE | TRUE | FALSE | 3085.0908 | 3085.0908 | 3085.0908 | 0.86667 | 0.86667 | 0.86667 | 0% | 0% | 0% | 0% | 0% | 0%
ECC | StorageSmlCond | 2.738% | 2414.61 | 2414.61 | 0 | 0.76 | 0.76 | 0 | 0 | 0 | 0 | TRUE | TRUE | FALSE | 2414.61 | 2414.61 | 2414.61 | 0.76 | 0.76 | 0.76 | 0% | 0% | 0% | 0% | 0% | 0%
ECC | Gymnasium | 2.541% | 2414.61 | 2414.61 | 2414.61 | 0.76 | 0.76 | 0.76 | 0 | 0 | 0 | TRUE | TRUE | TRUE | 2414.61 | 2414.61 | 2414.61 | 0.76 | 0.76 | 0.76 | 0% | 0% | 0% | 0% | 0% | 0%
ECC | CompRoomClassrm | 1.91% | 2178.8917 | 2178.8917 | 0 | 0.75 | 0.75 | 0 | 0 | 0 | 0 | TRUE | TRUE | FALSE | 2178.8917 | 2178.8917 | 2178.8917 | 0.75 | 0.75 | 0.75 | 0% | 0% | 0% | 0% | 0% | 0%
ECC | Dining | 1.22% | 2678.5293 | 2678.5293 | 2678.5293 | 0.86667 | 0.86667 | 0.86667 | 0 | 0 | 0 | TRUE | TRUE | TRUE | 2678.5293 | 2678.5293 | 2678.5293 | 0.86667 | 0.86667 | 0.86667 | 0% | 0% | 0% | 0% | 0% | 0%
ECC | Whole Building | 9.3% | 2299.1417 | 1533.9039 | 2478.1164 | 0.70816 | 0.53167 | 0.78567 | 7 | 0 | 0 | FALSE | TRUE | FALSE | 2503.9789 | 2509.0197 | 2503.9789 | 0.80191 | 0.80378 | 0.80191 | -8.18% | -38.86% | -1.033% | -11.69% | -33.85% | -2.026%
EUn | Classroom | 40.3% | 1935.393 | 1935.393 | 0 | 0.53641 | 0.53641 | 0 | 529 | 0 | 0 | FALSE | FALSE | FALSE | 2417.5158 | 2417.5158 | 2417.5158 | 0.7 | 0.7 | 0.7 | -19.94% | -19.94% | 0% | -23.37% | -23.37% | 0%
EUn | OfficeGeneral | 20% | 2859.227 | 2859.227 | 0 | 0.96481 | 0.96481 | 0 | 0 | 0 | 0 | TRUE | TRUE | FALSE | 2859.227 | 2859.227 | 2859.227 | 0.96481 | 0.96481 | 0.96481 | 0% | 0% | 0% | 0% | 0% | 0%
EUn | DormitoryRoom | 17% | 1155.325 | 1155.325 | 0 | 0.17813 | 0.17813 | 0 | 0 | 0 | 0 | TRUE | TRUE | FALSE | 1155.325 | 1155.325 | 1155.325 | 0.17813 | 0.17813 | 0.17813 | 0% | 0% | 0% | 0% | 0% | 0%
EUn | Gymnasium | 5.5% | 2417.5158 | 2417.5158 | 2417.5158 | 0.7 | 0.7 | 0.7 | 0 | 0 | 0 | TRUE | TRUE | TRUE | 2417.5158 | 2417.5158 | 2417.5158 | 0.7 | 0.7 | 0.7 | 0% | 0% | 0% | 0% | 0% | 0%
EUn | Conference | 4.5% | 2859.227 | 2859.227 | 0 | 0.96481 | 0.96481 | 0 | 0 | 0 | 0 | TRUE | TRUE | FALSE | 2859.227 | 2859.227 | 2859.227 | 0.96481 | 0.96481 | 0.96481 | 0% | 0% | 0% | 0% | 0% | 0%
EUn | CompRoomClassrm | 3.8% | 2153.6059 | 2153.6059 | 0 | 0.7 | 0.7 | 0 | 0 | 0 | 0 | TRUE | TRUE | FALSE | 2153.6059 | 2153.6059 | 2153.6059 | 0.7 | 0.7 | 0.7 | 0% | 0% | 0% | 0% | 0% | 0%
EUn | StorageSmlCond | 2.5% | 2417.5158 | 2417.5158 | 0 | 0.7 | 0.7 | 0 | 0 | 0 | 0 | TRUE | TRUE | FALSE | 2417.5158 | 2417.5158 | 2417.5158 | 0.7 | 0.7 | 0.7 | 0% | 0% | 0% | 0% | 0% | 0%
EUn | Dining | 2.4% | 2645.9277 | 2645.9277 | 2645.9277 | 0.85 | 0.85 | 0.85 | 0 | 0 | 0 | TRUE | TRUE | TRUE | 2645.9277 | 2645.9277 | 2645.9277 | 0.85 | 0.85 | 0.85 | 0% | 0% | 0% | 0% | 0% | 0%
EUn | CorridorStairway | 1.5% | 2550.5611 | 2550.5611 | 0 | 0.96481 | 0.96481 | 0 | 0 | 0 | 0 | TRUE | TRUE | FALSE | 2550.5611 | 2550.5611 | 2550.5611 | 0.96481 | 0.96481 | 0.96481 | 0% | 0% | 0% | 0% | 0% | 0%
EUn | RestRoom | 1.5% | 2550.5611 | 2550.5611 | 0 | 0.96481 | 0.96481 | 0 | 0 | 0 | 0 | TRUE | TRUE | FALSE | 2550.5611 | 2550.5611 | 2550.5611 | 0.96481 | 0.96481 | 0.96481 | 0% | 0% | 0% | 0% | 0% | 0%
EUn | Kitchen | 1% | 2715.8284 | 2715.8284 | 0 | 0.85 | 0.85 | 0 | 0 | 0 | 0 | TRUE | TRUE | FALSE | 2715.8284 | 2715.8284 | 2715.8284 | 0.85 | 0.85 | 0.85 | 0% | 0% | 0% | 0% | 0% | 0%
EUn | Whole Building | 6.448% | 2114.3315 | 2118.4711 | 2645.9277 | 0.62112 | 0.6229 | 0.85 | 5 | 1 | 0 | FALSE | FALSE | FALSE | 2310.1023 | 2312.6807 | 2310.1023 | 0.68753 | 0.68878 | 0.68753 | -8.475% | -8.398% | 14.54% | -9.66% | -9.565% | 23.63%
Gro | GrocSales | 62.26% | 5452.7735 | 5452.7735 | 5452.7735 | 0.89683 | 0.89683 | 0.89683 | 23 | 2 | 4 | FALSE | FALSE | FALSE | 4964 | 4964 | 4964 | 0.7 | 0.7 | 0.7 | 9.846% | 9.846% | 9.846% | 28.12% | 28.12% | 28.12%
Gro | StockRoom | 15.57% | 4964 | 4964 | 0 | 0.7 | 0.7 | 0 | 2 | 1 | 0 | TRUE | TRUE | FALSE | 4964 | 4964 | 4964 | 0.7 | 0.7 | 0.7 | 0% | 0% | 0% | 0% | 0% | 0%
Gro | RefWalkInCool | 8.254% | 1837.4148 | 1837.4148 | 0 | 0.39998 | 0.39998 | 0 | 0 | 2 | 0 | FALSE | FALSE | FALSE | 4380 | 4380 | 4380 | 0.5 | 0.5 | 0.5 | -58.05% | -58.05% | 0% | -20% | -20% | 0%
Gro | Kitchen | 5.091% | 4380 | 4380 | 0 | 0.5 | 0.5 | 0 | 1 | 0 | 0 | TRUE | TRUE | FALSE | 4380 | 4380 | 4380 | 0.5 | 0.5 | 0.5 | 0% | 0% | 0% | 0% | 0% | 0%
Gro | OfficeGeneral | 3.877% | 4526 | 4526 | 0 | 0.7 | 0.7 | 0 | 0 | 1 | 0 | TRUE | TRUE | FALSE | 4526 | 4526 | 4526 | 0.7 | 0.7 | 0.7 | 0% | 0% | 0% | 0% | 0% | 0%
Gro | RestRoom | 2.677% | 4526 | 4526 | 0 | 0.7 | 0.7 | 0 | 0 | 2 | 0 | TRUE | TRUE | FALSE | 4526 | 4526 | 4526 | 0.7 | 0.7 | 0.7 | 0% | 0% | 0% | 0% | 0% | 0%
Gro | MechElecRoom | 1.582% | 2216.1549 | 1317.8506 | 0 | 0.36091 | 0.23367 | 0 | 26 | 22 | 0 | FALSE | FALSE | FALSE | 4964 | 4964 | 4964 | 0.7 | 0.7 | 0.7 | -55.36% | -73.45% | 0% | -48.44% | -66.62% | 0%
Gro | CorridorStairway | 0.6932% | 5452.7735 | 5452.7735 | 0 | 0.89683 | 0.89683 | 0 | 0 | 0 | 0 | FALSE | FALSE | FALSE | 4964 | 4964 | 4964 | 0.7 | 0.7 | 0.7 | 9.846% | 9.846% | 0% | 28.12% | 28.12% | 0%
Gro | Whole Building | 20% | 4771.8255 | 4897.5213 | 5452.7735 | 0.75432 | 0.78159 | 0.89683 | 0 | 0 | 0 | FALSE | FALSE | FALSE | 4864.5812 | 4890.8341 | 4864.5812 | 0.68022 | 0.68544 | 0.68022 | -1.907% | 0.1367% | 12.09% | 10.89% | 14.03% | 31.84%
Hsp | HspSurgOutptLab | 17.3% | 4269 | 4269 | 0 | 0.75 | 0.75 | 0 | 0 | 0 | 0 | TRUE | TRUE | FALSE | 4269 | 4269 | 4269 | 0.75 | 0.75 | 0.75 | 0% | 0% | 0% | 0% | 0% | 0%
Hsp | PatientRoom | 16% | 5192.8269 | 5192.8269 | 0 | 0.75 | 0.75 | 0 | 0 | 0 | 0 | TRUE | TRUE | FALSE | 5192.8269 | 5192.8269 | 5192.8269 | 0.75 | 0.75 | 0.75 | 0% | 0% | 0% | 0% | 0% | 0%
Hsp | StockRoom | 15% | 4902 | 4902 | 0 | 0.9 | 0.9 | 0 | 1 | 4 | 0 | TRUE | TRUE | FALSE | 4902 | 4902 | 4902 | 0.9 | 0.9 | 0.9 | 0% | 0% | 0% | 0% | 0% | 0%
Hsp | HspNursing | 14% | 7884 | 7884 | 0 | 0.9 | 0.9 | 0 | 0 | 0 | 0 | TRUE | TRUE | FALSE | 7884 | 7884 | 7884 | 0.9 | 0.9 | 0.9 | 0% | 0% | 0% | 0% | 0% | 0%
Hsp | OfficeGeneral | 9.3% | 2403.0912 | 4728 | 0 | 0.72476 | 0.9 | 0 | 7 | 0 | 0 | FALSE | TRUE | FALSE | 4728 | 4728 | 4728 | 0.9 | 0.9 | 0.9 | -49.17% | 0% | 0% | -19.47% | 0% | 0%
Hsp | FacMaint | 8% | 4902 | 4902 | 0 | 0.9 | 0.9 | 0 | 0 | 0 | 0 | TRUE | TRUE | FALSE | 4902 | 4902 | 4902 | 0.9 | 0.9 | 0.9 | 0% | 0% | 0% | 0% | 0% | 0%
Hsp | Hall | 6% | 4949.986 | 5192.8269 | 5192.8269 | 0.83016 | 0.75 | 0.75 | 11 | 0 | 0 | FALSE | TRUE | TRUE | 5192.8269 | 5192.8269 | 5192.8269 | 0.75 | 0.75 | 0.75 | -4.676% | 0% | 0% | 10.69% | 0% | 0%
Hsp | LobbyWaiting | 2% | 7884 | 7884 | 7884 | 0.9 | 0.9 | 0.9 | 0 | 0 | 0 | TRUE | TRUE | TRUE | 7884 | 7884 | 7884 | 0.9 | 0.9 | 0.9 | 0% | 0% | 0% | 0% | 0% | 0%
Hsp | RestRoom | 2% | 4902 | 4902 | 0 | 0.9 | 0.9 | 0 | 1 | 1 | 0 | TRUE | TRUE | FALSE | 4902 | 4902 | 4902 | 0.9 | 0.9 | 0.9 | 0% | 0% | 0% | 0% | 0% | 0%
Hsp | RetailSales | 2% | 4728 | 4728 | 0 | 0.9 | 0.9 | 0 | 0 | 0 | 0 | TRUE | TRUE | FALSE | 4728 | 4728 | 4728 | 0.9 | 0.9 | 0.9 | 0% | 0% | 0% | 0% | 0% | 0%
Hsp | Dining | 1.7% | 5868 | 5868 | 5868 | 0.7 | 0.7 | 0.7 | 0 | 0 | 0 | TRUE | TRUE | TRUE | 5868 | 5868 | 5868 | 0.7 | 0.7 | 0.7 | 0% | 0% | 0% | 0% | 0% | 0%
Hsp | Kitchen | 0.9% | 5868 | 5868 | 0 | 0.7 | 0.7 | 0 | 1 | 0 | 0 | TRUE | TRUE | FALSE | 5868 | 5868 | 5868 | 0.7 | 0.7 | 0.7 | 0% | 0% | 0% | 0% | 0% | 0%
Hsp | Whole Building | 2.5% | 5100.0344 | 5365.9564 | 5866.0373 | 0.81963 | 0.8319 | 0.77216 | 17 | 3 | 0 | FALSE | FALSE | FALSE | 5361.6371 | 5364.7398 | 5361.6371 | 0.83286 | 0.83204 | 0.83286 | -4.879% | 0.02268% | 9.408% | -1.588% | -0.01733% | -7.287%
Nrs | OfficeGeneral | 20.26% | 3715.8727 | 3715.8727 | 0 | 0.82688 | 0.82688 | 0 | 14 | 0 | 0 | FALSE | FALSE | FALSE | 3942 | 3942 | 3942 | 0.7 | 0.7 | 0.7 | -5.736% | -5.736% | 0% | 18.13% | 18.13% | 0%
Nrs | PatientRoom | 17.7% | 2186.5442 | 2186.5442 | 0 | 0.39077 | 0.39077 | 0 | 18 | 0 | 0 | FALSE | FALSE | FALSE | 4366.6167 | 4366.6167 | 4366.6167 | 0.62667 | 0.62667 | 0.62667 | -49.93% | -49.93% | 0% | -37.64% | -37.64% | 0%
Nrs | CorridorStairway | 15.42% | 6012.0465 | 4367.2375 | 0 | 0.95676 | 0.41831 | 0 | 20 | 13 | 0 | FALSE | FALSE | FALSE | 7884 | 7884 | 7884 | 0.9 | 0.9 | 0.9 | -23.74% | -44.61% | 0% | 6.307% | -53.52% | 0%
Nrs | LobbyWaiting | 10.75% | 6012.0465 | 4367.2375 | 0 | 0.95676 | 0.41831 | 0 | 1 | 0 | 0 | FALSE | FALSE | FALSE | 7884 | 7884 | 7884 | 0.9 | 0.9 | 0.9 | -23.74% | -44.61% | 0% | 6.307% | -53.52% | 0%
Nrs | Dining | 10.48% | 4706.2481 | 3629.9354 | 3814.25 | 0.89069 | 0.37304 | 0.675 | 1 | 0 | 0 | FALSE | FALSE | TRUE | 3814.25 | 3814.25 | 3814.25 | 0.675 | 0.675 | 0.675 | 23.39% | -4.832% | 0% | 31.95% | -44.74% | 0%
Nrs | Kitchen | 7.423% | 4706.2481 | 3629.9354 | 0 | 0.89069 | 0.37304 | 0 | 12 | 3 | 0 | FALSE | FALSE | FALSE | 3814.25 | 3814.25 | 3814.25 | 0.675 | 0.675 | 0.675 | 23.39% | -4.832% | 0% | 31.95% | -44.74% | 0%
Nrs | RestRoom | 7.176% | 1415.1927 | 1415.1927 | 0 | 0.18565 | 0.18565 | 0 | 1 | 10 | 0 | FALSE | FALSE | FALSE | 7884 | 7884 | 7884 | 0.9 | 0.9 | 0.9 | -82.05% | -82.05% | 0% | -79.37% | -79.37% | 0%
Nrs | StorageSmlCond | 6.448% | 4121.1703 | 4121.1703 | 0 | 0.57358 | 0.57358 | 0 | 5 | 1 | 0 | FALSE | FALSE | FALSE | 3942 | 3942 | 3942 | 0.7 | 0.7 | 0.7 | 4.545% | 4.545% | 0% | -18.06% | -18.06% | 0%
Nrs | Laundry | 2.593% | 3942 | 3942 | 0 | 0.7 | 0.7 | 0 | 0 | 0 | 0 | TRUE | TRUE | FALSE | 3942 | 3942 | 3942 | 0.7 | 0.7 | 0.7 | 0% | 0% | 0% | 0% | 0% | 0%
Nrs | MechElecRoom | 1.757% | 2216.1549 | 1317.8506 | 0 | 0.36091 | 0.23367 | 0 | 26 | 22 | 0 | FALSE | FALSE | FALSE | 3723 | 3723 | 3723 | 0.7 | 0.7 | 0.7 | -40.47% | -64.6% | 0% | -48.44% | -66.62% | 0%
Nrs | Whole Building |  | 4040.8236 | 3425.0268 | 3814.25 | 0.71521 | 0.4855 | 0.675 | [6 empty] | 4326.1613 | 4308.4292 | 4326.1613 | 0.67473 | 0.67474 | 0.67473 | -6.596% | -20.5% | -11.83% | 6% | -28.05% | 0.04004%
Htl | Dining | 0.9% | 3508.2737 | 3508.2737 | 3508.2737 | 0.82544 | 0.82544 | 0.82544 | 0 | 0 | 0 | TRUE | TRUE | TRUE | 3508.2737 | 3508.2737 | 3508.2737 | 0.82544 | 0.82544 | 0.82544 | 0% | 0% | 0% | 0% | 0% | 0%
Htl | GuestRmCorrid | 10.1% | 5033.1496 | 5033.1496 | 5033.1496 | 0.56743 | 0.56743 | 0.56743 | 1 | 56 | 0 | FALSE | FALSE | FALSE | 7884 | 7884 | 7884 | 0.9 | 0.9 | 0.9 | -36.16% | -36.16% | -36.16% | -36.95% | -36.95% | -36.95%
Htl | GuestRmOcc | 60.2% | 740.7814 | 740.7814 | 0 | 0.085078 | 0.085078 | 0 | 11 | 276 | 0 | FALSE | FALSE | FALSE | 1064.8374 | 1064.8374 | 1064.8374 | 0.1089 | 0.1089 | 0.1089 | -30.43% | -30.43% | 0% | -21.88% | -21.88% | 0%
Htl | HotelLobby | 4.1% | 7884 | 7884 | 7884 | 0.9 | 0.9 | 0.9 | 0 | 0 | 0 | TRUE | TRUE | TRUE | 7884 | 7884 | 7884 | 0.9 | 0.9 | 0.9 | 0% | 0% | 0% | 0% | 0% | 0%
Htl | Kitchen | 0.5% | 2599.634 | 2599.634 | 0 | 0.18257 | 0.18257 | 0 | 0 | 12 | 0 | FALSE | FALSE | FALSE | 4530.8663 | 4530.8663 | 4530.8663 | 0.88 | 0.88 | 0.88 | -42.62% | -42.62% | 0% | -79.25% | -79.25% | 0%
Htl | Laundry | 2.1% | 4153.7 | 4153.7 | 4153.7 | 0.78667 | 0.78667 | 0.78667 | 1 | 0 | 0 | TRUE | TRUE | TRUE | 4153.7 | 4153.7 | 4153.7 | 0.78667 | 0.78667 | 0.78667 | 0% | 0% | 0% | 0% | 0% | 0%
Htl | BarCasino | 0.5% | 3508.2737 | 3508.2737 | 0 | 0.82544 | 0.82544 | 0 | 0 | 0 | 0 | TRUE | TRUE | FALSE | 3508.2737 | 3508.2737 | 3508.2737 | 0.82544 | 0.82544 | 0.82544 | 0% | 0% | 0% | 0% | 0% | 0%
Htl | OfficeGeneral | 1% | 2342.5862 | 2342.5862 | 2342.5862 | 0.58258 | 0.58258 | 0.58258 | 0 | 8 | 0 | FALSE | FALSE | FALSE | 3331.01 | 3331.01 | 3331.01 | 0.71 | 0.71 | 0.71 | -29.67% | -29.67% | -29.67% | -17.95% | -17.95% | -17.95%
Htl | RestRoom | 0.5% | 2410.6689 | 2410.6689 | 0 | 0.25762 | 0.25762 | 0 | 2 | 23 | 0 | FALSE | FALSE | FALSE | 3331.01 | 3331.01 | 3331.01 | 0.71 | 0.71 | 0.71 | -27.63% | -27.63% | 0% | -63.71% | -63.71% | 0%
Htl | StockRoom | 0% | 900.7076 | 900.7076 | 0 | 0.24625 | 0.24625 | 0 | 2 | 6 | 0 | FALSE | FALSE | FALSE | 3331.01 | 3331.01 | 3331.01 | 0.71 | 0.71 | 0.71 | -72.96% | -72.96% | 0% | -65.32% | -65.32% | 0%
Htl | GuestRmUnOcc | 20.1% | 740.7814 | 740.7814 | 0 | 0.085078 | 0.085078 | 0 | 0 | 0 | 0 | FALSE | FALSE | FALSE | 0 | 0 | 0 | 0 | 0 | 0 | 0% | 0% | 0% | 0% | 0% | 0%
Htl | Whole Building | 5.889% | 1232.845 | 1604.8157 | 5350.6601 | 0.14978 | 0.19779 | 0.68124 | 23 | 18 | 0 | FALSE | FALSE | FALSE | 1457.0947 | 1961.3077 | 1457.0947 | 0.17037 | 0.23494 | 0.17037 | -15.39% | -18.18% | 267.2% | -12.08% | -15.81% | 299.9%
Mtl | GuestRmUnOcc | 20% | 478.4963 | 478.4963 | 0 | 0.039518 | 0.039518 | 0 | 0 | 0 | 0 | FALSE | FALSE | FALSE | 0 | 0 | 0 | 0 | 0 | 0 | 0% | 0% | 0% | 0% | 0% | 0%
Mtl | GuestRmOcc | 63.9% | 478.4963 | 478.4963 | 0 | 0.039518 | 0.039518 | 0 | 11 | 332 | 0 | FALSE | FALSE | FALSE | 1131.5862 | 1131.5862 | 1131.5862 | 0.11894 | 0.11894 | 0.11894 | -57.71% | -57.71% | 0% | -66.78% | -66.78% | 0%
Mtl | GuestRmCorrid | 10% | 7884 | 4126.5437 | 4126.5437 | 0.9 | 0.32772 | 0.32772 | 0 | 54 | 0 | TRUE | FALSE | FALSE | 7884 | 7884 | 7884 | 0.9 | 0.9 | 0.9 | 0% | -47.66% | -47.66% | 0% | -63.59% | -63.59%
Mtl | OfficeGeneral | 2% | 3701.9095 | 2704.4891 | 3701.9095 | 0.40212 | 0.26064 | 0.40212 | 3 | 12 | 0 | FALSE | FALSE | FALSE | 6132 | 6132 | 6132 | 0.7 | 0.7 | 0.7 | -39.63% | -55.9% | -39.63% | -42.55% | -62.77% | -42.55%
Mtl | Laundry | 1.6% | 5256 | 5256 | 5256 | 0.6 | 0.6 | 0.6 | 1 | 0 | 0 | TRUE | TRUE | TRUE | 5256 | 5256 | 5256 | 0.6 | 0.6 | 0.6 | 0% | 0% | 0% | 0% | 0% | 0%
Mtl | Restroom | 0.5% | 614.3656 | 614.3656 | 0 | 0.053571 | 0.053571 | 0 | 0 | 49 | 0 | FALSE | FALSE | FALSE | 6132 | 6132 | 6132 | 0.7 | 0.7 | 0.7 | -89.98% | -89.98% | 0% | -92.35% | -92.35% | 0%
Mtl | StorageSmlCond | 0.5% | 890.8443 | 890.8443 | 0 | 0.1455 | 0.1455 | 0 | 3 | 10 | 0 | FALSE | FALSE | FALSE | 6132 | 6132 | 6132 | 0.7 | 0.7 | 0.7 | -85.47% | -85.47% | 0% | -79.21% | -79.21% | 0%
Mtl | MechElecRoom | 0.5% | 1184.9972 | 1184.9972 | 0 | 0.17045 | 0.17045 | 0 | 0 | 8 | 0 | FALSE | FALSE | FALSE | 6132 | 6132 | 6132 | 0.7 | 0.7 | 0.7 | -80.68% | -80.68% | 0% | -75.65% | -75.65% | 0%
Mtl | Break | 1% | 7884 | 452.1406 | 0 | 0.9 | 0.030009 | 0 | 0 | 3 | 0 | TRUE | FALSE | FALSE | 7884 | 7884 | 7884 | 0.9 | 0.9 | 0.9 | 0% | -94.27% | 0% | 0% | -96.67% | 0%
Mtl | Whole Building | 50.5% | 1034.7565 | 967.9946 | 4196.9747 | 0.10463 | 0.082688 | 0.3707 | 7 | 144 | 0 | FALSE | FALSE | FALSE | 1371.8908 | 1812.6941 | 1371.8908 | 0.14949 | 0.20033 | 0.14949 | -24.57% | -46.6% | 205.9% | -30.01% | -58.72% | 148%
MLI | Work | 62.5% | 2629.6684 | 2629.6684 | 2888.6431 | 0.58125 | 0.58125 | 0.59621 | 160 | 0 | 108 | FALSE | FALSE | FALSE | 3240.3158 | 3240.3158 | 3240.3158 | 0.92544 | 0.92544 | 0.92544 | -18.85% | -18.85% | -10.85% | -37.19% | -37.19% | -35.58%
MLI | OfficeGeneral | 10% | 1847.3467 | 1960.6031 | 1701.631 | 0.55553 | 0.47742 | 0.44534 | 215 | 18 | 10 | FALSE | FALSE | FALSE | 3240.3158 | 3240.3158 | 3240.3158 | 0.92544 | 0.92544 | 0.92544 | -42.99% | -39.49% | -47.49% | -39.97% | -48.41% | -51.88%
MLI | RetailSales | 5% | 2413.0589 | 732.9608 | 0 | 0.86122 | 0.24028 | 0 | 8 | 3 | 0 | FALSE | FALSE | FALSE | 3240.3158 | 3240.3158 | 3240.3158 | 0.92544 | 0.92544 | 0.92544 | -25.53% | -77.38% | 0% | -6.939% | -74.04% | 0%
MLI | CorridorStairway | 5% | 2485.9089 | 2936.4222 | 7012.2623 | 0.60904 | 0.58315 | 0.94307 | 58 | 13 | 2 | FALSE | FALSE | FALSE | 3395.3289 | 3395.3289 | 3395.3289 | 0.9 | 0.9 | 0.9 | -26.78% | -13.52% | 106.5% | -32.33% | -35.21% | 4.786%
MLI | RestRoom | 5% | 1209.0672 | 631.4272 | 0 | 0.27807 | 0.15672 | 0 | 32 | 75 | 2 | FALSE | FALSE | FALSE | 3395.3289 | 3395.3289 | 3395.3289 | 0.9 | 0.9 | 0.9 | -64.39% | -81.4% | 0% | -69.1% | -82.59% | 0%
MLI | StockRoom | 5% | 1751.5015 | 1751.5015 | 1860.9161 | 0.4362 | 0.4362 | 0.36923 | 100 | 11 | 66 | FALSE | FALSE | FALSE | 3395.3289 | 3395.3289 | 3395.3289 | 0.9 | 0.9 | 0.9 | -48.41% | -48.41% | -45.19% | -51.53% | -51.53% | -58.97%
MLI | LobbyWaiting | 2.5% | 2531.9686 | 1704.4716 | 2531.9686 | 0.64313 | 0.56993 | 0.64313 | 17 | 3 | 0 | FALSE | FALSE | FALSE | 3240.3158 | 3240.3158 | 3240.3158 | 0.92544 | 0.92544 | 0.92544 | -21.86% | -47.4% | -21.86% | -30.51% | -38.41% | -30.51%
MLI | Break | 2.5% | 1888.8796 | 1888.8796 | 0 | 0.48987 | 0.48987 | 0 | 30 | 1 | 2 | FALSE | FALSE | FALSE | 3395.3289 | 3395.3289 | 3395.3289 | 0.9 | 0.9 | 0.9 | -44.37% | -44.37% | 0% | -45.57% | -45.57% | 0%
MLI | MechElecRoom | 2.5% | 2216.1549 | 1317.8506 | 0 | 0.36091 | 0.23367 | 0 | 26 | 22 | 0 | FALSE | FALSE | FALSE | 3395.3289 | 3395.3289 | 3395.3289 | 0.9 | 0.9 | 0.9 | -34.73% | -61.19% | 0% | -59.9% | -74.04% | 0%
MLI | Whole Building |  | 2322.5317 | 2264.9987 | 2920.6155 | 0.55969 | 0.51418 | 0.58689 | [6 empty] | 3271.3202 | 3271.3202 | 3271.3202 | 0.92035 | 0.92035 | 0.92035 | -29% | -30.76% | -10.72% | -39.19% | -44.13% | -36.23%
MBT | OfficeOpen | 28.42% | 3116.8421 | 3116.8421 | 0 | 0.85965 | 0.85965 | 0 | 0 | 0 | 0 | TRUE | TRUE | FALSE | 3116.8421 | 3116.8421 | 3116.8421 | 0.85965 | 0.85965 | 0.85965 | 0% | 0% | 0% | 0% | 0% | 0%
MBT | Laboratory | 16.25% | 3081.9474 | 3081.9474 | 0 | 0.85877 | 0.85877 | 0 | 2 | 0 | 0 | TRUE | TRUE | FALSE | 3081.9474 | 3081.9474 | 3081.9474 | 0.85877 | 0.85877 | 0.85877 | 0% | 0% | 0% | 0% | 0% | 0%
MBT | StorageSmlCond | 12.54% | 658.5057 | 658.5057 | 0 | 0.1858 | 0.1858 | 0 | 14 | 2 | 0 | FALSE | FALSE | FALSE | 3116.8421 | 3116.8421 | 3116.8421 | 0.85965 | 0.85965 | 0.85965 | -78.87% | -78.87% | 0% | -78.39% | -78.39% | 0%
MBT | OfficeSmall | 10.19% | 1145.401 | 1145.401 | 0 | 0.4563 | 0.4563 | 0 | 6 | 0 | 0 | FALSE | FALSE | FALSE | 3116.8421 | 3116.8421 | 3116.8421 | 0.85965 | 0.85965 | 0.85965 | -63.25% | -63.25% | 0% | -46.92% | -46.92% | 0%
MBT | Conference | 6.091% | 590.3754 | 590.3754 | 0 | 0.17467 | 0.17467 | 0 | 3 | 0 | 0 | FALSE | FALSE | FALSE | 3595.5 | 3595.5 | 3595.5 | 0.775 | 0.775 | 0.775 | -83.58% | -83.58% | 0% | -77.46% | -77.46% | 0%
MBT | CorridorStairway | 5.774% | 2432.4305 | 1000.8159 | 0 | 0.50373 | 0.094835 | 0 | 17 | 3 | 0 | FALSE | FALSE | FALSE | 7536 | 7536 | 7536 | 0.8 | 0.8 | 0.8 | -67.72% | -86.72% | 0% | -37.03% | -88.15% | 0%
MBT | Work | 5.377% | 2803.4098 | 2803.4098 | 2803.4098 | 0.57224 | 0.57224 | 0.57224 | 26 | 0 | 5 | FALSE | FALSE | FALSE | 3081.9474 | 3081.9474 | 3081.9474 | 0.85877 | 0.85877 | 0.85877 | -9.038% | -9.038% | -9.038% | -33.37% | -33.37% | -33.37%
MBT | LobbyWaiting | 4.54% | 3116.8421 | 74.1732 | 0 | 0.85965 | 0.01819 | 0 | 1 | 2 | 0 | TRUE | FALSE | FALSE | 3116.8421 | 3116.8421 | 3116.8421 | 0.85965 | 0.85965 | 0.85965 | 0% | -97.62% | 0% | 0% | -97.88% | 0%
MBT | Break | 4.433% | 2808.8145 | 2808.8145 | 0 | 0.37611 | 0.37611 | 0 | 6 | 0 | 0 | FALSE | FALSE | FALSE | 3081.9474 | 3081.9474 | 3081.9474 | 0.85877 | 0.85877 | 0.85877 | -8.862% | -8.862% | 0% | -56.2% | -56.2% | 0%
MBT | RestRoom | 3.434% | 1356.8609 | 174.0822 | 0 | 0.22341 | 0.051202 | 0 | 2 | 7 | 0 | FALSE | FALSE | FALSE | 3116.8421 | 3116.8421 | 3116.8421 | 0.85965 | 0.85965 | 0.85965 | -56.47% | -94.41% | 0% | -74.01% | -94.04% | 0%
MBT | CompRoomData | 1.545% | 3081.9474 | 3081.9474 | 0 | 0.85877 | 0.85877 | 0 | 0 | 0 | 0 | TRUE | TRUE | FALSE | 3081.9474 | 3081.9474 | 3081.9474 | 0.85877 | 0.85877 | 0.85877 | 0% | 0% | 0% | 0% | 0% | 0%
MBT | MechElecRoom | 1.403% | 2216.1549 | 1317.8506 | 0 | 0.36091 | 0.23367 | 0 | 26 | 22 | 0 | FALSE | FALSE | FALSE | 3116.8421 | 3116.8421 | 3116.8421 | 0.85965 | 0.85965 | 0.85965 | -28.9% | -57.72% | 0% | -58.02% | -72.82% | 0%
MBT | Whole Building |  | 2290.6266 | 2030.4045 | 2803.4098 | 0.6068 | 0.53636 | 0.57224 | [6 empty] | 4001.6367 | 4001.6367 | 4001.6367 | 0.84544 | 0.84544 | 0.84544 | -42.76% | -49.26% | -29.94% | -28.23% | -36.56% | -32.32%
OfL | OfficeOpen | 46.02% | 2430.4849 | 2339.1058 | 2788.4676 | 0.71157 | 0.53503 | 0.71 | 183 | 23 | 0 | FALSE | FALSE | TRUE | 2788.4676 | 2788.4676 | 2788.4676 | 0.71 | 0.71 | 0.71 | -12.84% | -16.12% | 0% | 0.2213% | -24.64% | 0%
OfL | OfficeSmall | 20.41% | 1259.0679 | 1143.7046 | 0 | 0.44 | 0.46424 | 0 | 25 | 10 | 0 | FALSE | FALSE | FALSE | 2788.4676 | 2788.4676 | 2788.4676 | 0.71 | 0.71 | 0.71 | -54.85% | -58.98% | 0% | -38.03% | -34.61% | 0%
OfL | CorridorStairway | 13.36% | 3743.6961 | 2933.1244 | 0 | 0.80657 | 0.5136 | 0 | 39 | 27 | 0 | FALSE | FALSE | FALSE | 2788.4676 | 2788.4676 | 2788.4676 | 0.71 | 0.71 | 0.71 | 34.26% | 5.188% | 0% | 13.6% | -27.66% | 0%
OfL | StorageSmlCond | 4.737% | 1349.2193 | 1349.2193 | 0 | 0.3238 | 0.3238 | 0 | 34 | 10 | 0 | FALSE | FALSE | FALSE | 2788.4676 | 2788.4676 | 2788.4676 | 0.71 | 0.71 | 0.71 | -51.61% | -51.61% | 0% | -54.39% | -54.39% | 0%
OfL | LobbyWaiting | 3.907% | 3743.6961 | 2933.1244 | 3743.6961 | 0.80657 | 0.5136 | 0.80657 | 2 | 7 | 0 | FALSE | FALSE | FALSE | 2788.4676 | 2788.4676 | 2788.4676 | 0.71 | 0.71 | 0.71 | 34.26% | 5.188% | 34.26% | 13.6% | -27.66% | 13.6%
OfL | Conference | 3.196% | 1059.6762 | 1059.6762 | 0 | 0.31058 | 0.31058 | 0 | 16 | 3 | 0 | FALSE | FALSE | FALSE | 2788.4676 | 2788.4676 | 2788.4676 | 0.71 | 0.71 | 0.71 | -62% | -62% | 0% | -56.26% | -56.26% | 0%
OfL | Restroom | 3.004% | 986.7184 | 806.1197 | 0 | 0.2356 | 0.17103 | 0 | 41 | 186 | 0 | FALSE | FALSE | FALSE | 2788.4676 | 2788.4676 | 2788.4676 | 0.71 | 0.71 | 0.71 | -64.61% | -71.09% | 0% | -66.82% | -75.91% | 0%
OfL | Break | 2.457% | 2077.0012 | 2077.0012 | 0 | 0.50229 | 0.50229 | 0 | 12 | 0 | 0 | FALSE | FALSE | FALSE | 2788.4676 | 2788.4676 | 2788.4676 | 0.71 | 0.71 | 0.71 | -25.51% | -25.51% | 0% | -29.26% | -29.26% | 0%
OfL | MechElecRoom | 1.902% | 1616.7167 | 1382.8931 | 0 | 0.36091 | 0.23367 | 0 | 26 | 22 | 0 | FALSE | FALSE | FALSE | 2788.4676 | 2788.4676 | 2788.4676 | 0.71 | 0.71 | 0.71 | -42.02% | -50.41% | 0% | -49.17% | -67.09% | 0%
OfL | CopyRoom | 1.002% | 2173.1268 | 2173.1268 | 0 | 0.62386 | 0.62386 | 0 | 5 | 1 | 0 | FALSE | FALSE | FALSE | 2788.4676 | 2788.4676 | 2788.4676 | 0.71 | 0.71 | 0.71 | -22.07% | -22.07% | 0% | -12.13% | -12.13% | 0%
OfL | Whole Building | 1.454% | 2197.7457 | 2037.5705 | 2863.2102 | 0.59373 | 0.48312 | 0.71756 | 0 | 0 | 0 | TRUE | TRUE | FALSE | 2788.4676 | 2788.4676 | 2788.4676 | 0.71 | 0.71 | 0.71 | -21.18% | -26.93% | 2.68% | -16.38% | -31.95% | 1.064%
Ofs | OfficeOpen | 35.66% | 2084.2233 | 1525.7322 | 2084.2233 | 0.70038 | 0.53022 | 0.70038 | 63 | 17 | 0 | FALSE | FALSE | FALSE | 2776.3833 | 2776.3833 | 2776.3833 | 0.69333 | 0.69333 | 0.69333 | -24.93% | -45.05% | -24.93% | 1.016% | -23.53% | 1.016%
Ofs | OfficeSmall | 24.67% | 1750.1535 | 1589.0625 | 0 | 0.60146 | 0.48836 | 0 | 450 | 117 | 0 | FALSE | FALSE | FALSE | 2776.3833 | 2776.3833 | 2776.3833 | 0.69333 | 0.69333 | 0.69333 | -36.96% | -42.77% | 0% | -13.25% | -29.56% | 0%
Ofs | StorageSmlCond | 9.797% | 1228.2456 | 673.8243 | 0 | 0.34707 | 0.16106 | 0 | 83 | 40 | 3 | FALSE | FALSE | FALSE | 2776.3833 | 2776.3833 | 2776.3833 | 0.69333 | 0.69333 | 0.69333 | -55.76% | -75.73% | 0% | -49.94% | -76.77% | 0%
Ofs | Hall | 6.402% | 2389.641 | 2591.3101 | 0 | 0.67914 | 0.53885 | 0 | 140 | 151 | 1 | FALSE | FALSE | FALSE | 2776.3833 | 2776.3833 | 2776.3833 | 0.69333 | 0.69333 | 0.69333 | -13.93% | -6.666% | 0% | -2.047% | -22.28% | 0%
Ofs | LobbyWaiting | 5.889% | 2208.6947 | 1845.3323 | 2208.6947 | 0.71433 | 0.56671 | 0.71433 | 23 | 18 | 0 | FALSE | FALSE | FALSE | 2776.3833 | 2776.3833 | 2776.3833 | 0.69333 | 0.69333 | 0.69333 | -20.45% | -33.53% | -20.45% | 3.029% | -18.26% | 3.029%
Ofs | Conference | 5.692% | 813.6718 | 979.5788 | 0 | 0.27173 | 0.32362 | 0 | 38 | 3 | 0 | FALSE | FALSE | FALSE | 2776.3833 | 2776.3833 | 2776.3833 | 0.69333 | 0.69333 | 0.69333 | -70.69% | -64.72% | 0% | -60.81% | -53.32% | 0%
Ofs | Restroom | 4.271% | 986.7184 | 806.1197 | 0 | 0.2356 | 0.17103 | 0 | 41 | 186 | 0 | FALSE | FALSE | FALSE | 2776.3833 | 2776.3833 | 2776.3833 | 0.69333 | 0.69333 | 0.69333 | -64.46% | -70.97% | 0% | -66.02% | -75.33% | 0%
Ofs | Break | 3.682% | 1598.2762 | 1888.9851 | 0 | 0.4273 | 0.49516 | 0 | 68 | 2 | 0 | FALSE | FALSE | FALSE | 2776.3833 | 2776.3833 | 2776.3833 | 0.69333 | 0.69333 | 0.69333 | -42.43% | -31.96% | 0% | -38.37% | -28.58% | 0%
Ofs | MechElecRoom | 1.636% | 1563.932 | 1382.8931 | 0 | 0.3848 | 0.23367 | 0 | 40 | 22 | 1 | FALSE | FALSE | FALSE | 2776.3833 | 2776.3833 | 2776.3833 | 0.69333 | 0.69333 | 0.69333 | -43.67% | -50.19% | 0% | -44.5% | -66.3% | 0%
Ofs | CompRoomData | 1.296% | 2776.3833 | 2776.3833 | 0 | 0.69333 | 0.69333 | 0 | 0 | 0 | 0 | TRUE | TRUE | FALSE | 2776.3833 | 2776.3833 | 2776.3833 | 0.69333 | 0.69333 | 0.69333 | 0% | 0% | 0% | 0% | 0% | 0%
Ofs | CopyRoom | 1.007% | 2173.1268 | 2173.1268 | 0 | 0.62386 | 0.62386 | 0 | 5 | 1 | 0 | FALSE | FALSE | FALSE | 2776.3833 | 2776.3833 | 2776.3833 | 0.69333 | 0.69333 | 0.69333 | -21.73% | -21.73% | 0% | -10.02% | -10.02% | 0%
Ofs | Whole Building |  | 1762.5872 | 1516.8776 | 2101.8644 | 0.56113 | 0.45624 | 0.70236 | [6 empty] | 2776.3833 | 2776.3833 | 2776.3833 | 0.69333 | 0.69333 | 0.69333 | -36.51% | -45.36% | -24.29% | -19.07% | -34.2% | 1.302%
RFF | Dining | 41.48% | 3398.3763 | 3847.7206 | 3398.3763 | 0.62733 | 0.70665 | 0.62733 | 21 | 47 | 0 | FALSE | FALSE | FALSE | 4849.398 | 4849.398 | 4849.398 | 0.8125 | 0.8125 | 0.8125 | -29.92% | -20.66% | -29.92% | -22.79% | -13.03% | -22.79%
RFF | Kitchen | 32.74% | 4396.6612 | 4577.0449 | 0 | 0.72741 | 0.81527 | 0 | 23 | 13 | 0 | FALSE | FALSE | FALSE | 4811.5164 | 4811.5164 | 4811.5164 | 0.8125 | 0.8125 | 0.8125 | -8.622% | -4.873% | 0% | -10.47% | 0.3411% | 0%
RFF | StockRoom | 8.313% | 3890.2372 | 3480.8694 | 0 | 0.95925 | 0.50219 | 0 | 3 | 14 | 0 | FALSE | FALSE | FALSE | 4811.5164 | 4811.5164 | 4811.5164 | 0.8125 | 0.8125 | 0.8125 | -19.15% | -27.66% | 0% | 18.06% | -38.19% | 0%
RFF | LobbyWaiting | 6.795% | 3398.3763 | 3847.7206 | 3398.3763 | 0.62733 | 0.70665 | 0.62733 | 0 | 1 | 0 | FALSE | FALSE | FALSE | 4849.398 | 4849.398 | 4849.398 | 0.8125 | 0.8125 | 0.8125 | -29.92% | -20.66% | -29.92% | -22.79% | -13.03% | -22.79%
RFF | Restroom | 5.67% | 3567.3866 | 1452.1017 | 0 | 0.65977 | 0.26656 | 0 | 3 | 14 | 0 | FALSE | FALSE | FALSE | 4849.398 | 4849.398 | 4849.398 | 0.8125 | 0.8125 | 0.8125 | -26.44% | -70.06% | 0% | -18.8% | -67.19% | 0%
RFF | OfficeGeneral | 3.544% | 3398.3763 | 2391.326 | 0 | 0.62733 | 0.54219 | 0 | 2 | 3 | 0 | FALSE | FALSE | FALSE | 4849.398 | 4849.398 | 4849.398 | 0.8125 | 0.8125 | 0.8125 | -29.92% | -50.69% | 0% | -22.79% | -33.27% | 0%
RFF | CorridorStairway | 1.457% | 3398.3763 | 3244.5585 | 0 | 0.62733 | 0.69276 | 0 | 1 | 5 | 0 | FALSE | FALSE | FALSE | 4849.398 | 4849.398 | 4849.398 | 0.8125 | 0.8125 | 0.8125 | -29.92% | -33.09% | 0% | -22.79% | -14.74% | 0%
RFF | Whole Building |  | 3877.1054 | 3716.2554 | 3398.3763 | 0.70273 | 0.67001 | 0.62733 | [6 empty] | 4829.5825 | 4840.0602 | 4829.5825 | 0.8125 | 0.8125 | 0.8125 | -19.72% | -23.22% | -29.63% | -13.51% | -17.54% | -22.79%
RSD | Dining | 50.5% | 1684.5323 | 3822.5247 | 3822.5247 | 0.27805 | 0.62763 | 0.62763 | 7 | 144 | 0 | FALSE | FALSE | FALSE | 4834.2816 | 4834.2816 | 4834.2816 | 0.8 | 0.8 | 0.8 | -65.15% | -20.93% | -20.93% | -65.24% | -21.55% | -21.55%
RSD | Kitchen | 27.6% | 4191.8473 | 4416.313 | 0 | 0.72054 | 0.85846 | 0 | 20 | 22 | 1 | FALSE | FALSE | FALSE | 4802.2145 | 4802.2145 | 4802.2145 | 0.8 | 0.8 | 0.8 | -12.71% | -8.036% | 0% | -9.932% | 7.308% | 0%
RSD | Restroom | 6.162% | 2717.3149 | 2717.3149 | 0 | 0.45477 | 0.45477 | 0 | 2 | 95 | 0 | FALSE | FALSE | FALSE | 4834.2816 | 4834.2816 | 4834.2816 | 0.8 | 0.8 | 0.8 | -43.79% | -43.79% | 0% | -43.15% | -43.15% | 0%
RSD | StockRoom | 6.146% | 1667.8281 | 2896.0681 | 0 | 0.31909 | 0.48253 | 0 | 14 | 65 | 12 | FALSE | FALSE | FALSE | 4802.2145 | 4802.2145 | 4802.2145 | 0.8 | 0.8 | 0.8 | -65.27% | -39.69% | 0% | -60.11% | -39.68% | 0%
RSD | OfficeGeneral | 4.722% | 2816.8571 | 2816.8571 | 0 | 0.49173 | 0.49173 | 0 | 11 | 16 | 0 | FALSE | FALSE | FALSE | 4834.2816 | 4834.2816 | 4834.2816 | 0.8 | 0.8 | 0.8 | -41.73% | -41.73% | 0% | -38.53% | -38.53% | 0%
RSD | LobbyWaiting | 2.543% | 3822.5247 | 3822.5247 | 3822.5247 | 0.62763 | 0.62763 | 0.62763 | 0 | 1 | 0 | FALSE | FALSE | FALSE | 4834.2816 | 4834.2816 | 4834.2816 | 0.8 | 0.8 | 0.8 | -20.93% | -20.93% | -20.93% | -21.55% | -21.55% | -21.55%
RSD | CorridorStairway | 2.324% | 4440.7206 | 4440.7206 | 0 | 0.66237 | 0.66237 | 0 | 3 | 54 | 0 | FALSE | FALSE | FALSE | 4834.2816 | 4834.2816 | 4834.2816 | 0.8 | 0.8 | 0.8 | -8.141% | -8.141% | 0% | -17.2% | -17.2% | 0%
RSD | Whole Building |  | 3123.1843 | 3675.6829 | 3822.5247 | 0.5321 | 0.61627 | 0.62763 | [6 empty] | 4817.2393 | 4831.3225 | 4817.2393 | 0.8 | 0.8 | 0.8 | -35.17% | -23.92% | -20.65% | -33.49% | -22.97% | -21.55%
Rt3 | RetailSales | 62.61% | 5564.7015 | 1676.1191 | 5564.7015 | 1 | 0.64378 | 1 | 5 | 5 | 1 | FALSE | FALSE | FALSE | 3605.0694 | 3605.0694 | 3605.0694 | 0.8 | 0.8 | 0.8 | 54.36% | -53.51% | 54.36% | 25% | -19.53% | 25%
Rt3 | StockRoom | 17.12% | 6160.4804 | 2744.5139 | 6160.4804 | 0.89352 | 0.6 | 0.89352 | 4 | 1 | 0 | FALSE | TRUE | FALSE | 2744.5139 | 2744.5139 | 2744.5139 | 0.6 | 0.6 | 0.6 | 124.5% | 0% | 124.5% | 48.92% | 0% | 48.92%
Rt3 | OfficeGeneral | 8.279% | 2636.9444 | 2636.9444 | 0 | 0.575 | 0.575 | 0 | 0 | 1 | 0 | TRUE | TRUE | FALSE | 2636.9444 | 2636.9444 | 2636.9444 | 0.575 | 0.575 | 0.575 | 0% | 0% | 0% | 0% | 0% | 0%
Rt3 | Restroom | 3.287% | 4966.7605 | 162.0769 | 0 | 1 | 0.050196 | 0 | 2 | 2 | 0 | FALSE | FALSE | FALSE | 2636.9444 | 2636.9444 | 2636.9444 | 0.575 | 0.575 | 0.575 | 88.35% | -93.85% | 0% | 73.91% | -91.27% | 0%
Rt3 | Work | 3.881% | 5564.7015 | 1676.1191 | 3605.0694 | 1 | 0.64378 | 0.8 | 2 | 0 | 0 | FALSE | FALSE | TRUE | 3605.0694 | 3605.0694 | 3605.0694 | 0.8 | 0.8 | 0.8 | 54.36% | -53.51% | 0% | 25% | -19.53% | 0%
Rt3 | Break | 2.607% | 5564.7015 | 1676.1191 | 0 | 1 | 0.64378 | 0 | 2 | 0 | 0 | FALSE | FALSE | FALSE | 3605.0694 | 3605.0694 | 3605.0694 | 0.8 | 0.8 | 0.8 | 54.36% | -53.51% | 0% | 25% | -19.53% | 0%
Rt3 | CorridorStairway | 1.596% | 5564.7015 | 1676.1191 | 0 | 1 | 0.64378 | 0 | 0 | 0 | 0 | FALSE | FALSE | FALSE | 3605.0694 | 3605.0694 | 3605.0694 | 0.8 | 0.8 | 0.8 | 54.36% | -53.51% | 0% | 25% | -19.53% | 0%
Rt3 | MechElecRoom | 0.6225% | 2216.1549 | 1317.8506 | 0 | 0.36091 | 0.23367 | 0 | 26 | 22 | 0 | FALSE | FALSE | FALSE | 2744.5139 | 2744.5139 | 2744.5139 | 0.6 | 0.6 | 0.6 | -19.25% | -51.98% | 0% | -39.85% | -61.06% | 0%
Rt3 | Whole Building |  | 5268.4021 | 1886.5687 | 5595.7237 | 0.92905 | 0.60853 | 0.96892 | [6 empty] | 3408.5829 | 3427.5869 | 3408.5829 | 0.75433 | 0.75875 | 0.75433 | 54.56% | -44.96% | 64.17% | 23.16% | -19.8% | 28.45%
RtL | RetailSales | 57.93% | 3053.0681 | 3053.0681 | 4192.8791 | 0.88945 | 0.88945 | 0.96711 | 21 | 10 | 14 | FALSE | FALSE | FALSE | 4461.25 | 4461.25 | 4461.25 | 0.875 | 0.875 | 0.875 | -31.56% | -31.56% | -6.016% | 1.652% | 1.652% | 10.53%
RtL | StockRoom | 14.76% | 3031.6575 | 3031.6575 | 3410.521 | 0.64776 | 0.64776 | 0.7307 | 30 | 5 | 13 | FALSE | FALSE | FALSE | 2737.5 | 2737.5 | 2737.5 | 0.5 | 0.5 | 0.5 | 10.75% | 10.75% | 24.59% | 29.55% | 29.55% | 46.14%
RtL | Work | 13.58% | 3053.0681 | 3053.0681 | 4192.8791 | 0.88945 | 0.88945 | 0.96711 | 6 | 0 | 5 | FALSE | FALSE | FALSE | 3432.8684 | 3432.8684 | 3432.8684 | 0.65 | 0.65 | 0.65 | -11.06% | -11.06% | 22.14% | 36.84% | 36.84% | 48.79%
RtL | OfficeGeneral | 8.369% | 2730.9634 | 2730.9634 | 0 | 0.65641 | 0.65641 | 0 | 31 | 1 | 0 | FALSE | FALSE | FALSE | 2890.3055 | 2890.3055 | 2890.3055 | 0.85 | 0.85 | 0.85 | -5.513% | -5.513% | 0% | -22.78% | -22.78% | 0%
RtL | Restroom | 3.021% | 4469.3525 | 605.9077 | 0 | 0.56995 | 0.17375 | 0 | 4 | 12 | 0 | FALSE | FALSE | FALSE | 2737.5 | 2737.5 | 2737.5 | 0.5 | 0.5 | 0.5 | 63.26% | -77.87% | 0% | 13.99% | -65.25% | 0%
RtL | Break | 1.991% | 2761.1547 | 2761.1547 | 0 | 0.49015 | 0.49015 | 0 | 4 | 0 | 0 | FALSE | FALSE | FALSE | 3374.2687 | 3374.2687 | 3374.2687 | 0.725 | 0.725 | 0.725 | -18.17% | -18.17% | 0% | -32.39% | -32.39% | 0%
RtL | MechElecRoom | 0.3584% | 2216.1549 | 1317.8506 | 0 | 0.36091 | 0.23367 | 0 | 27 | 22 | 0 | FALSE | FALSE | FALSE | 2737.5 | 2737.5 | 2737.5 | 0.5 | 0.5 | 0.5 | -19.04% | -51.86% | 0% | -27.82% | -53.27% | 0%
RtL | Whole Building |  | 3059.9249 | 2936.9874 | 4059.0482 | 0.80153 | 0.80236 | 0.92667 | [6 empty] | 4167.7018 | 4194.7022 | 4167.7018 | 0.8291 | 0.82931 | 0.8291 | -26.58% | -29.98% | -2.607% | -3.325% | -3.249% | 11.77%
RtS | RetailSales | 48.83% | 3373.9771 | 3148.3377 | 2711.3155 | 0.84483 | 0.73736 | 0.74471 | 496 | 154 | 26 | FALSE | FALSE | FALSE | 3466.7779 | 3466.7779 | 3466.7779 | 0.875 | 0.875 | 0.875 | -2.677% | -9.185% | -21.79% | -3.448% | -15.73% | -14.89%
RtS | StockRoom | 32.56% | 2455.51 | 1128.6043 | 1653.8118 | 0.62267 | 0.24698 | 0.49292 | 106 | 58 | 21 | FALSE | FALSE | FALSE | 3466.7779 | 3466.7779 | 3466.7779 | 0.875 | 0.875 | 0.875 | -29.17% | -67.45% | -52.3% | -28.84% | -71.77% | -43.67%
RtS | OfficeGeneral | 10.66% | 2090.1441 | 2444.3421 | 0 | 0.64943 | 0.62911 | 0 | 171 | 30 | 2 | FALSE | FALSE | FALSE | 3466.7779 | 3466.7779 | 3466.7779 | 0.875 | 0.875 | 0.875 | -39.71% | -29.49% | 0% | -25.78% | -28.1% | 0%
RtS | RestRoom | 3.583% | 898.3057 | 642.828 | 0 | 0.19471 | 0.12997 | 0 | 26 | 134 | 0 | FALSE | FALSE | FALSE | 3466.7779 | 3466.7779 | 3466.7779 | 0.875 | 0.875 | 0.875 | -74.09% | -81.46% | 0% | -77.75% | -85.15% | 0%
RtS | Break | 2.185% | 1950.0483 | 447.9555 | 0 | 0.47969 | 0.12094 | 0 | 42 | 5 | 1 | FALSE | FALSE | FALSE | 3466.7779 | 3466.7779 | 3466.7779 | 0.875 | 0.875 | 0.875 | -43.75% | -87.08% | 0% | -45.18% | -86.18% | 0%
RtS | Hall | 1.998% | 3158.5289 | 3158.5289 | 0 | 0.69277 | 0.69277 | 0 | 50 | 27 | 1 | FALSE | FALSE | FALSE | 3466.7779 | 3466.7779 | 3466.7779 | 0.875 | 0.875 | 0.875 | -8.892% | -8.892% | 0% | -20.83% | -20.83% | 0%
RtS | MechElecRoom | 0.1908% | 2216.1549 | 1317.8506 | 0 | 0.36091 | 0.23367 | 0 | 27 | 22 | 0 | FALSE | FALSE | FALSE | 3466.7779 | 3466.7779 | 3466.7779 | 0.875 | 0.875 | 0.875 | -36.07% | -61.99% | 0% | -58.75% | -73.3% | 0%
RtS | Whole Building |  | 2740.2563 | 2263.6727 | 2288.281 | 0.70193 | 0.52909 | 0.64399 | [6 empty] | 3466.7779 | 3466.7779 | 3466.7779 | 0.875 | 0.875 | 0.875 | -20.96% | -34.7% | -33.99% | -19.78% | -39.53% | -26.4%
SCn | WarehouseCond | 88.82% | 2041.7007 | 2041.7007 | 2305.3868 | 0.49311 | 0.49311 | 0.51363 | 61 | 6 | 30 | FALSE | FALSE | FALSE | 3450.3 | 3450.3 | 3450.3 | 0.7 | 0.7 | 0.7 | -40.83% | -40.83% | -33.18% | -29.56% | -29.56% | -26.62%
SCn | OfficeGeneral | 6.947% | 1887.2966 | 1887.2966 | 0 | 0.52581 | 0.52581 | 0 | 35 | 1 | 0 | FALSE | FALSE | FALSE | 3450.3 | 3450.3 | 3450.3 | 0.7 | 0.7 | 0.7 | -45.3% | -45.3% | 0% | -24.88% | -24.88% | 0%
SCn | Hall | 1.765% | 2041.7007 | 2041.7007 | 0 | 0.49311 | 0.49311 | 0 | 1 | 2 | 1 | FALSE | FALSE | FALSE | 3450.3 | 3450.3 | 3450.3 | 0.7 | 0.7 | 0.7 | -40.83% | -40.83% | 0% | -29.56% | -29.56% | 0%
SCn | RestRoom | 1.323% | 1929.3507 | 631.9945 | 0 | 0.32095 | 0.14289 | 0 | 4 | 7 | 0 | FALSE | FALSE | FALSE | 3450.3 | 3450.3 | 3450.3 | 0.7 | 0.7 | 0.7 | -44.08% | -81.68% | 0% | -54.15% | -79.59% | 0%
SCn | Break | 1.142% | 3344.3893 | 3344.3893 | 0 | 0.57118 | 0.57118 | 0 | 3 | 0 | 0 | FALSE | FALSE | FALSE | 3450.3 | 3450.3 | 3450.3 | 0.7 | 0.7 | 0.7 | -3.07% | -3.07% | 0% | -18.4% | -18.4% | 0%
SCn | Whole Building |  | 2048.2704 | 2027.1958 | 2305.3868 | 0.49529 | 0.49164 | 0.51363 | [6 empty] | 3450.3 | 3450.3 | 3450.3 | 0.7 | 0.7 | 0.7 | -40.64% | -41.25% | -33.18% | -29.24% | -29.77% | -26.62%
SUn | WarehouseUnCond | 92.22% | 1901.2258 | 1302.229 | 2175.2968 | 0.48652 | 0.21362 | 0.45309 | 212 | 9 | 47 | FALSE | FALSE | FALSE | 3450.3 | 3450.3 | 3450.3 | 0.7 | 0.7 | 0.7 | -44.9% | -62.26% | -36.95% | -30.5% | -69.48% | -35.27%
SUn | OfficeGeneral | 6.72% | 2003.8188 | 2138.0189 | 0 | 0.52605 | 0.55965 | 0 | 179 | 10 | 0 | FALSE | FALSE | FALSE | 3450.3 | 3450.3 | 3450.3 | 0.7 | 0.7 | 0.7 | -41.92% | -38.03% | 0% | -24.85% | -20.05% | 0%
SUn | RestRoom | 1.063% | 726.6625 | 273.5797 | 0 | 0.22494 | 0.087251 | 0 | 8 | 23 | 0 | FALSE | FALSE | FALSE | 3450.3 | 3450.3 | 3450.3 | 0.7 | 0.7 | 0.7 | -78.94% | -92.07% | 0% | -67.87% | -87.54% | 0%
SUn | Whole Building |  | 1890.8595 | 1347.4641 | 2175.2968 | 0.48629 | 0.23553 | 0.45309 | [6 empty] | 3450.3 | 3450.3 | 3450.3 | 0.7 | 0.7 | 0.7 | -45.2% | -60.95% | -36.95% | -30.53% | -66.35% | -35.27%
WRf | RefStorFreezer | 61.94% | 4818 | 4818 | 0 | 0.55 | 0.55 | 0 | 0 | 0 | 0 | TRUE | TRUE | FALSE | 4818 | 4818 | 4818 | 0.55 | 0.55 | 0.55 | 0% | 0% | 0% | 0% | 0% | 0%
WRf | IndLoadDock | 16.04% | 4818 | 4818 | 4818 | 0.55 | 0.55 | 0.55 | 0 | 0 | 0 | TRUE | TRUE | TRUE | 4818 | 4818 | 4818 | 0.55 | 0.55 | 0.55 | 0% | 0% | 0% | 0% | 0% | 0%
WRf | RefStorCooler | 13.65% | 4818 | 4818 | 0 | 0.55 | 0.55 | 0 | 0 | 0 | 0 | TRUE | TRUE | FALSE | 4818 | 4818 | 4818 | 0.55 | 0.55 | 0.55 | 0% | 0% | 0% | 0% | 0% | 0%
WRf | OfficeGeneral | 5.089% | 3522.25 | 3522.25 | 0 | 0.7 | 0.7 | 0 | 5 | 0 | 0 | TRUE | TRUE | FALSE | 3522.25 | 3522.25 | 3522.25 | 0.7 | 0.7 | 0.7 | 0% | 0% | 0% | 0% | 0% | 0%
WRf | Restroom | 1.833% | 3522.25 | 3522.25 | 0 | 0.7 | 0.7 | 0 | 0 | 0 | 0 | TRUE | TRUE | FALSE | 3522.25 | 3522.25 | 3522.25 | 0.7 | 0.7 | 0.7 | 0% | 0% | 0% | 0% | 0% | 0%
WRf | MechElecRoom | 1.454% | 3522.25 | 3522.25 | 0 | 0.7 | 0.7 | 0 | 0 | 0 | 0 | TRUE | TRUE | FALSE | 3522.25 | 3522.25 | 3522.25 | 0.7 | 0.7 | 0.7 | 0% | 0% | 0% | 0% | 0% | 0%
WRf | Whole Building |  | 4700.0101 | 4709.473 | 4818 | 0.56366 | 0.56256 | 0.55 | [6 empty] | 4791.0052 | 4792.085 | 4791.0052 | 0.55312 | 0.553 | 0.55312 | -1.899% | -1.724% | 0.5634% | 1.904% | 1.729% | -0.565%
Notes: | 1. High-bay lighting type for DEER 2016 is only applicable to designated activity areas; for DEER 2014 high-bay lighting was assumed in all activity areas.
2. DEER 2014 values for hours-of-use of peak demand are used for DEER 2016 if:
a. logger data for the specific building type/activity area/lighing type is not available AND
b. logger data for an alternative lighting type within the same building type/activity area is not appropriate AND
c. logger data for an similar activity area within the same building type is not approrirate.
3. the DEER 2014 whole-building values are based on updated activity area fractions to make them comparable to the proposed DEER 2016 values and may differ from the actual values used in DEER2014.
4. logger data for hotel and motel guest rooms are used for activity areas designated as both occupied and unoccupied in DEER 2014
5. logger data for mechanical rooms (MechElecRoom activity area) are accumulated across building types.

## DEER BldgType Assignment
DEER Building Type Assignment
This worksheet assigns the DEER building type to the survey/audit building descriptions.
| DEER Building Type |  |  | Building Type Assignment Pivot Table
Audit/Survey Building Description | Code | Description | Logger Count | DEER Building Type | Sum of Count
Administration and management | OfL | Office - Large | 222 | Assembly
Ag Packing Plant | SUn | Storage Unconditioned | 8 | Bowling Alley | 16
Ag Sales | RtS | Retail - Small | 2 | Community Center | 109
Art Studio | OfS | Office - Small | 6 | Government Services | 11
Assembly/Light Manufacturing | MLI | Manuf. Light Industrial | 460 | Health/Fitness Center | 79
Assisted Living | Nrs | Nursing Home | 17 | Library / Museum | 47
Auto Parts | RtS | Retail - Small | 63 | Movie Theaters | 8
Auto Repair | MLI | Manuf. Light Industrial | 306 | Other Recreational/Public Assembly | 62
Auto Sales | RtS | Retail - Small | 151 | Poolhall | 9
Bagel Shop | RFF | Restaurant - Fast Food | 1 | Religious Assembly (mixed use) | 469
Bakery/Catering | RSD | Restaurant - Sit Down | 31 | Religious Assembly (worship only) | 66
Bar/Tavern/Nightclub/Other | RSD | Restaurant - Sit Down | 76 | Theater / Performing Arts | 7
Beauty Salon | RtS | Retail - Small | 25 | College/University | 87
Bed & Breakfast | Htl | Hotel | 42 | Community College
Bookstore | RtS | Retail - Small | 17 | Vocational or Trade School | 55
Bowling Alley | Asm | Assembly | 16 | Grocery
Brewery | RSD | Restaurant - Sit Down | 5 | Small General Grocery | 26
Campground | RtS | Retail - Small | 21 | Specialty Food Store | 2
Car Rental | RtS | Retail - Small | 6 | Specialty/Ethnic Grocery | 10
Carwash | RtS | Retail - Small | 6 | Supermarkets | 10
Cigar Shop | RtS | Retail - Small | 3 | Hospital | 39
Clinic/Outpatient Care | OfS | Office - Small | 142 | Hotel | 444
Clock Repair | RtS | Retail - Small | 5 | Manuf. Light Industrial
Coffee Shop | RSD | Restaurant - Sit Down | 14 | Assembly/Light Manufacturing | 460
College/University | ECU | College/University | 87 | Auto Repair | 306
Commercial Farm | NA | Not Assigned | 5 | Commercial Laundry | 1
Commercial Greenhouse | GrH | Greenhouse | 5 | Electronics Manufacturing | 8
Commercial Greenhouse | Grh | Greenhouse | 5 | Fabrication | 16
Commercial Laundry | MLI | Manuf. Light Industrial | 1 | Food Processing | 61
Community Center | Asm | Assembly | 109 | Light Industrial Process | 2
Conditioned Warehouse, High Bay | SCn | Storage Conditioned | 90 | Machine Shop | 5
Conditioned Warehouse, Low Bay | SCn | Storage Conditioned | 34 | Machine Shop and Hardware Store | 3
Convenience Store | RtS | Retail - Small | 29 | Manufacturing | 5
Data Processing/Computer Center | OfS | Office - Small | 24 | Mixed Office and Workspace | 18
Day Spa | RtS | Retail - Small | 2 | Other Industrial | 21
Daycare or Preschool | EPr | Primary School | 251 | Other Service Shop | 26
Delicatessen | RFF | Restaurant - Fast Food | 13 | Recycling | 4
Department / Variety Store | Rt3 | Retail - 3-Story (Dept Store) | 22 | Repair (Non-Auto) | 83
Dog Grooming | RtS | Retail - Small | 4 | Manufacturing Bio/Tech
Donut Shop | RFF | Restaurant - Fast Food | 15 | Lab/R&D Facility | 95
Drug Store | RtS | Retail - Small | 8 | Medical/Dental Lab | 31
Dry Cleaning | RtS | Retail - Small | 2 | Motel | 485
Electronics Manufacturing | MLI | Manuf. Light Industrial | 8 | Not Assigned | 106
Electronics Warehouse | SCn | Storage Conditioned | 4 | Nursing Home | 162
Elementary School | EPr | Primary School | 128 | Office - Large | 389
Fabrication | MLI | Manuf. Light Industrial | 16 | Office - Small | 1564
Fast Food or Self Service | RFF | Restaurant - Fast Food | 132 | Primary School | 379
Financial / Legal | OfS | Office - Small | 142 | Refrigerated Warehouse | 13
Florist | RtS | Retail - Small | 10 | Restaurant - Fast Food | 161
Food Processing | MLI | Manuf. Light Industrial | 61 | Restaurant - Sit Down | 511
Funeral Services | OfS | Office - Small | 12 | Retail - 3-Story (Dept Store) | 20
Furniture Store | RtL | Retail - Large (Bigbox) | 4 | Retail - Large (Bigbox) | 152
Gas Station w/Convenience Store | RtS | Retail - Small | 9 | Retail - Small | 1367
General Offices | OfS | Office - Small | 344 | Secondary School | 75
Golf Club | RSD | Restaurant - Sit Down | 20 | Storage Conditioned | 171
Government Services | OfL | Office - Large | 70 | Storage Unconditioned | 487
Hair Salon | RtS | Retail - Small | 25 | Greenhouse | 5
Hardware Store | RtS | Retail - Small | 28 | Grand Total | 8748
Health/Fitness Center | Asm | Assembly | 79
High-Rise | NA | Not Assigned | 3
Home Improvement | RtL | Retail - Large (Bigbox) | 3
Hospital | Hsp | Hospital | 39
Hotel | Htl | Hotel | 264
Insurance/Real Estate | OfS | Office - Small | 106
Lab/R&D Facility | MBT | Manufacturing Bio/Tech | 95
Laundry | RtS | Retail - Small | 46
Library / Museum | Asm | Assembly | 47
Light Industrial Process | MLI | Manuf. Light Industrial | 2
Liquor Store | RtS | Retail - Small | 22
Machine Shop | MLI | Manuf. Light Industrial | 5
Machine Shop and Hardware Store | MLI | Manuf. Light Industrial | 3
Manufacturing | MLI | Manuf. Light Industrial | 5
Medical/Dental Lab | MBT | Manufacturing Bio/Tech | 31
Medical/Dental Office | OfS | Office - Small | 357
Message Spa | RtS | Retail - Small | 4
Middle / Secondary School | ESe | Secondary School | 75
Mixed Office and Workspace | MLI | Manuf. Light Industrial | 23
Mixed Retail and Warehouse | SCn | Storage Conditioned | 30
Mixed Storage and Workspace | MLI | Manuf. Light Industrial | 1
Mixed-Use/Multi-tenant | OfS | Office - Small | 94
Motel | Mtl | Motel | 481
Motel (Inn) | Mtl | Motel | 4
Movie Theaters | Asm | Assembly | 8
Music Lessons | OfS | Office - Small | 2
Nail Salon | RtS | Retail - Small | 4
Nursing Home | Nrs | Nursing Home | 142
Office Building | OfL | Office - Large | 91
Office Park | OfL | Office - Large | 23
Other | NA | Not Assigned | 9
Other Agr. | NA | Not Assigned | 3
Other Commercial | NA | Not Assigned | 32
Other Industrial | MLI | Manuf. Light Industrial | 21
Other Lodging | Htl | Hotel | 24
Other Office | OfS | Office - Small | 261
Other Recreational/Public Assembly | Asm | Assembly | 62
Other Retail Store | RtS | Retail - Small | 498
Other Service Shop | MLI | Manuf. Light Industrial | 26
Outlet Store | RtL | Retail - Large (Bigbox) | 16
Parking Structure | NA | Not Assigned | 6
Police/Fire Station | NA | Not Assigned | 47
Poolhall | Asm | Assembly | 9
Post Office | OfS | Office - Small | 1
Recycling | MLI | Manuf. Light Industrial | 4
Refrigerated Warehouse | WRf | Refrigerated Warehouse | 13
Rehabilitation Center | Nrs | Nursing Home | 3
Religious Assembly (mixed use) | Asm | Assembly | 469
Religious Assembly (worship only) | Asm | Assembly | 66
Rental Shop | RtS | Retail - Small | 1
Repair (Non-Auto) | MLI | Manuf. Light Industrial | 83
Resort | Htl | Hotel | 106
Retail Showroom | RtL | Retail - Large (Bigbox) | 15
Retail Warehouse/Clubs | RtL | Retail - Large (Bigbox) | 109
Service Company | OfS | Office - Small | 2
Shop in Enclosed Mall | RtS | Retail - Small | 128
Shop in Strip Mall | RtS | Retail - Small | 230
Showroom | RtL | Retail - Large (Bigbox) | 4
Small General Grocery | Gro | Grocery | 26
Small Hotel (Inn) | Htl | Hotel | 8
Software Development | OfS | Office - Small | 43
Specialty Food Store | Gro | Grocery | 2
Specialty/Ethnic Grocery | Gro | Grocery | 10
Storage | SCn | Storage Conditioned | 12
Supermarkets | Gro | Grocery | 10
Table Service | RSD | Restaurant - Sit Down | 337
Tattoo parlor | RtS | Retail - Small | 10
Theater / Performing Arts | Asm | Assembly | 7
Townhouse | NA | Not Assigned | 1
Unconditioned Warehouse, High Bay | SUn | Storage Unconditioned | 418
Unconditioned Warehouse, Low Bay | SUn | Storage Unconditioned | 61
Vetinary Services | RtS | Retail - Small | 5
Vocational or Trade School | ECC | Community College | 55
Wholesale Sales | OfS | Office - Small | 19
Winery | RSD | Restaurant - Sit Down | 28

## Site Info
SiteID Building Type Assignment
This worksheet shows the result of the DEER building type assignment to the SiteID and Activity Area labels supplied by the on-site surveys and allows individual sites to be overriden.
This table is the basis for the pivot table on the previous tab.
Survey/Audit building type assignment | Survey/Audit DEER building type | Final | Survey/Audit activity area assignment | DEER Bldg Type |  |  | Logger
OsBuildingType | Fillin_OnSiteDEERBldgType | DEER Building Type | ActivityAreaLabel | Lookup | Override | Final | Count
College/University | College/University | College/University | Classroom | ECU |  | ECU | 31
College/University | College/University | College/University | Lab | ECU |  | ECU | 10
College/University | College/University | College/University | Office | ECU |  | ECU | 27
College/University | College/University | College/University | Other | ECU |  | ECU | 8
Rental Shop | Retail - Small | Retail - Small | Restrooms | RtS |  | RtS | 1
Table Service | Restaurant - Sit Down | Restaurant - Sit Down | HallwayLobby | RSD |  | RSD | 2
Table Service | Restaurant - Sit Down | Restaurant - Sit Down | Restrooms | RSD |  | RSD | 2
Motel | Lodging | Motel | Guest Rooms | Mtl |  | Mtl | 4
Motel | Lodging | Motel | HallwayLobby | Mtl |  | Mtl | 2
Motel | Lodging | Motel | Restrooms | Mtl |  | Mtl | 3
Mixed Retail and Warehouse | Other Industrial | Storage Conditioned | Comm/Ind Work | SCn |  | SCn | 3
Mixed Retail and Warehouse | Other Industrial | Storage Conditioned | Office | SCn |  | SCn | 4
Mixed Retail and Warehouse | Other Industrial | Storage Conditioned | OtherMisc | SCn |  | SCn | 2
Mixed Retail and Warehouse | Other Industrial | Storage Conditioned | Storage | SCn |  | SCn | 1
Middle / Secondary School | Education - Primary School | Secondary School | HallwayLobby | ESe |  | ESe | 1
Middle / Secondary School | Education - Primary School | Secondary School | Office | ESe |  | ESe | 2
Middle / Secondary School | Education - Primary School | Secondary School | OtherMisc | ESe |  | ESe | 7
Shop in Strip Mall | Retail - Small | Retail - Small | Kitchen/Break Room | RtS |  | RtS | 1
Shop in Strip Mall | Retail - Small | Retail - Small | Office | RtS |  | RtS | 1
Shop in Strip Mall | Retail - Small | Retail - Small | RetailSales | RtS |  | RtS | 2
Unconditioned Warehouse, High Bay | Warehouse | Storage Unconditioned | Office | SUn |  | SUn | 2
Unconditioned Warehouse, High Bay | Warehouse | Storage Unconditioned | OtherMisc | SUn |  | SUn | 1
Unconditioned Warehouse, High Bay | Warehouse | Storage Unconditioned | Storage | SUn |  | SUn | 5
Hotel | Lodging | Hotel | Guest Rooms | Htl |  | Htl | 14
Hotel | Lodging | Hotel | HallwayLobby | Htl |  | Htl | 1
Motel | Lodging | Motel | Guest Rooms | Mtl |  | Mtl | 8
Financial / Legal | Office - Small | Office - Small | Office | OfS |  | OfS | 1
Financial / Legal | Office - Small | Office - Small | Storage | OfS |  | OfS | 1
Brewery | Other Industrial | Restaurant - Sit Down | Storage | RSD |  | RSD | 3
Table Service | Restaurant - Sit Down | Restaurant - Sit Down | Dining | RSD |  | RSD | 1
Insurance/Real Estate | Office - Small | Office - Small | HallwayLobby | OfS |  | OfS | 2
Insurance/Real Estate | Office - Small | Office - Small | Kitchen/Break Room | OfS |  | OfS | 1
Insurance/Real Estate | Office - Small | Office - Small | Office | OfS |  | OfS | 1
Government Services | Assembly | Assembly | Assembly | OfL | Asm | Asm | 3
Government Services | Assembly | Assembly | Kitchen/Break Room | OfL | Asm | Asm | 1
Government Services | Assembly | Assembly | Office | OfL | Asm | Asm | 3
Government Services | Assembly | Assembly | OtherMisc | OfL | Asm | Asm | 4
Bar/Tavern/Nightclub/Other | Restaurant - Sit Down | Restaurant - Sit Down | Restrooms | RSD |  | RSD | 1
Shop in Strip Mall | Retail - Small | Retail - Small | RetailSales | RtS |  | RtS | 2
Shop in Strip Mall | Retail - Small | Retail - Small | Storage | RtS |  | RtS | 1
Medical/Dental Office | Health/Medical - Clinic | Office - Small | Office | OfS |  | OfS | 2
Medical/Dental Office | Health/Medical - Clinic | Office - Small | Restrooms | OfS |  | OfS | 1
Unconditioned Warehouse, High Bay | Other Industrial | Storage Unconditioned | Comm/Ind Work | SUn |  | SUn | 2
Unconditioned Warehouse, High Bay | Other Industrial | Storage Unconditioned | Storage | SUn |  | SUn | 2
Hardware Store | Retail - Large | Retail - Small | OtherMisc | RtS |  | RtS | 2
Hardware Store | Retail - Large | Retail - Small | Storage | RtS |  | RtS | 1
Assembly/Light Manufacturing | Other Industrial | Manuf. Light Industrial | Comm/Ind Work | MLI |  | MLI | 3
Hotel | Lodging | Hotel | Guest Rooms | Htl |  | Htl | 11
Hotel | Lodging | Hotel | Restrooms | Htl |  | Htl | 5
Hotel | Lodging | Hotel | Guest Rooms | Htl |  | Htl | 1
Hotel | Lodging | Hotel | OtherMisc | Htl |  | Htl | 1
General Offices | Utilities | Office - Small | Restrooms | OfS |  | OfS | 1
General Offices | Utilities | Office - Small | Office | OfS |  | OfS | 5
General Offices | Utilities | Office - Small | Storage | OfS |  | OfS | 4
Shop in Strip Mall | Office - Small | Retail - Small | OtherMisc | RtS |  | RtS | 1
Other Retail Store | Retail - Small | Retail - Small | Restrooms | RtS |  | RtS | 1
Other Retail Store | Retail - Small | Retail - Small | Storage | RtS |  | RtS | 1
Religious Assembly (mixed use) | Assembly | Assembly | HallwayLobby | Asm |  | Asm | 2
Religious Assembly (mixed use) | Assembly | Assembly | OtherMisc | Asm |  | Asm | 4
Drug Store | Retail - Small | Retail - Small | Comm/Ind Work | RtS |  | RtS | 1
Drug Store | Retail - Small | Retail - Small | Office | RtS |  | RtS | 1
Drug Store | Retail - Small | Retail - Small | RetailSales | RtS |  | RtS | 4
Drug Store | Retail - Small | Retail - Small | Storage | RtS |  | RtS | 2
Table Service | Restaurant - Sit Down | Restaurant - Sit Down | HallwayLobby | RSD |  | RSD | 2
Other Retail Store | Retail - Small | Retail - Small | Office | RtS |  | RtS | 2
Other Retail Store | Retail - Small | Retail - Small | RetailSales | RtS |  | RtS | 1
Table Service | All Commercial | Restaurant - Sit Down | HallwayLobby | RSD |  | RSD | 1
Table Service | All Commercial | Restaurant - Sit Down | OtherMisc | RSD |  | RSD | 1
Table Service | All Commercial | Restaurant - Sit Down | Restrooms | RSD |  | RSD | 1
Specialty/Ethnic Grocery | Grocery | Grocery | RetailSales | Gro |  | Gro | 5
Table Service | Restaurant - Sit Down | Restaurant - Sit Down | Kitchen/Break Room | RSD |  | RSD | 1
Table Service | Restaurant - Sit Down | Restaurant - Sit Down | Storage | RSD |  | RSD | 1
General Offices | Office - Small | Office - Small | Storage | OfS |  | OfS | 1
Other Lodging | Lodging | Hotel | Guest Rooms | Htl |  | Htl | 1
Other Lodging | Lodging | Hotel | HallwayLobby | Htl |  | Htl | 2
Other Lodging | Lodging | Hotel | Kitchen/Break Room | Htl |  | Htl | 1
Other Lodging | Lodging | Hotel | Restrooms | Htl |  | Htl | 1
Religious Assembly (worship only) | Assembly | Assembly | Assembly | Asm |  | Asm | 2
Religious Assembly (worship only) | Assembly | Assembly | HallwayLobby | Asm |  | Asm | 1
Religious Assembly (worship only) | Assembly | Assembly | Storage | Asm |  | Asm | 1
Unconditioned Warehouse, High Bay | Warehouse | Storage Unconditioned | Storage | SUn |  | SUn | 1
Motel | Lodging | Motel | Guest Rooms | Mtl |  | Mtl | 2
Motel | Lodging | Motel | HallwayLobby | Mtl |  | Mtl | 2
Motel | Lodging | Motel | Mechanical/Electrical Room | Mtl |  | Mtl | 1
Motel | Lodging | Motel | Office | Mtl |  | Mtl | 1
Motel | Lodging | Motel | Restrooms | Mtl |  | Mtl | 3
Table Service | Restaurant - Sit Down | Restaurant - Sit Down | Dining | RSD |  | RSD | 6
Table Service | Restaurant - Sit Down | Restaurant - Sit Down | HallwayLobby | RSD |  | RSD | 1
Table Service | Restaurant - Sit Down | Restaurant - Sit Down | Kitchen/Break Room | RSD |  | RSD | 1
Table Service | Restaurant - Sit Down | Restaurant - Sit Down | OtherMisc | RSD |  | RSD | 1
Table Service | Restaurant - Sit Down | Restaurant - Sit Down | Restrooms | RSD |  | RSD | 2
Table Service | Restaurant - Sit Down | Restaurant - Sit Down | Storage | RSD |  | RSD | 1
Shop in Strip Mall | Office - Small | Retail - Small | HallwayLobby | RtS |  | RtS | 1
Shop in Strip Mall | Office - Small | Retail - Small | Restrooms | RtS |  | RtS | 1
Shop in Strip Mall | Office - Small | Retail - Small | Conference Room | RtS |  | RtS | 2
Shop in Strip Mall | Office - Small | Retail - Small | Kitchen/Break Room | RtS |  | RtS | 1
Shop in Strip Mall | Office - Small | Retail - Small | Office | RtS |  | RtS | 2
Shop in Strip Mall | Office - Small | Retail - Small | Storage | RtS |  | RtS | 1
Florist | Retail - Small | Retail - Small | RetailSales | RtS |  | RtS | 1
Administration and management | Office - Small | Office - Large | Office | OfL |  | OfL | 4
Table Service | Restaurant - Sit Down | Restaurant - Sit Down | Storage | RSD |  | RSD | 1
Office Building | Office - Large | Office - Large | HallwayLobby | OfL |  | OfL | 3
Office Building | Office - Large | Office - Large | OtherMisc | OfL |  | OfL | 1
Daycare or Preschool | Education - Primary School | Primary School | OtherMisc | EPr |  | EPr | 7
Daycare or Preschool | Education - Primary School | Primary School | Restrooms | EPr |  | EPr | 1
Hospital | Office - Small | Hospital | Conference Room | Hsp |  | Hsp | 1
Hospital | Office - Small | Hospital | HallwayLobby | Hsp |  | Hsp | 3
Hospital | Office - Small | Hospital | Kitchen/Break Room | Hsp |  | Hsp | 1
Hospital | Office - Small | Hospital | Office | Hsp |  | Hsp | 4
Hospital | Office - Small | Hospital | Storage | Hsp |  | Hsp | 1
Health/Fitness Center | All Commercial | Assembly | OtherMisc | Asm |  | Asm | 7
Hotel | Lodging | Hotel | Guest Rooms | Htl |  | Htl | 9
Hotel | Lodging | Hotel | Restrooms | Htl |  | Htl | 2
Clinic/Outpatient Care | Health/Medical - Clinic | Office - Small | Restrooms | OfS |  | OfS | 2
Clinic/Outpatient Care | Health/Medical - Clinic | Office - Small | Office | OfS |  | OfS | 2
Elementary School | Education - Primary School | Primary School | Storage | EPr |  | EPr | 1
Fast Food or Self Service | Restaurant - Fast Food | Restaurant - Fast Food | Storage | RFF |  | RFF | 1
Religious Assembly (mixed use) | Education - Primary School | Assembly | Storage | Asm |  | Asm | 2
Religious Assembly (mixed use) | Assembly | Assembly | Storage | Asm |  | Asm | 2
General Offices | Government | Office - Small | OtherMisc | OfS |  | OfS | 2
Auto Sales | Retail - Small | Retail - Small | Auto Repair Workshop | RtS |  | RtS | 1
Auto Sales | Retail - Small | Retail - Small | OtherMisc | RtS |  | RtS | 1
Auto Sales | Retail - Small | Retail - Small | RetailSales | RtS |  | RtS | 2
Mixed Retail and Warehouse | Retail - Small | Storage Conditioned | Restrooms | SCn |  | SCn | 2
Mixed Retail and Warehouse | Retail - Small | Storage Conditioned | RetailSales | SCn |  | SCn | 1
Mixed Retail and Warehouse | Retail - Small | Storage Conditioned | Storage | SCn |  | SCn | 1
Mixed Retail and Warehouse | Retail - Small | Storage Conditioned | Comm/Ind Work | SCn |  | SCn | 5
Mixed Retail and Warehouse | Retail - Small | Storage Conditioned | Office | SCn |  | SCn | 2
Unconditioned Warehouse, Low Bay | Warehouse | Storage Unconditioned | Storage | SUn |  | SUn | 4
Other Retail Store | Retail - Small | Retail - Small | Restrooms | RtS |  | RtS | 2
Other Retail Store | Retail - Small | Retail - Small | RetailSales | RtS |  | RtS | 2
General Offices | Office - Small | Office - Small | HallwayLobby | OfS |  | OfS | 1
General Offices | Office - Small | Office - Small | Storage | OfS |  | OfS | 2
General Offices | Office - Small | Office - Small | Comm/Ind Work | OfS |  | OfS | 4
General Offices | Office - Small | Office - Small | Conference Room | OfS |  | OfS | 1
General Offices | Office - Small | Office - Small | Kitchen/Break Room | OfS |  | OfS | 1
General Offices | Office - Small | Office - Small | Office | OfS |  | OfS | 6
General Offices | Office - Small | Office - Small | Restrooms | OfS |  | OfS | 2
Shop in Strip Mall | Retail - Small | Retail - Small | RetailSales | RtS |  | RtS | 4
Bar/Tavern/Nightclub/Other | Assembly | Restaurant - Sit Down | HallwayLobby | RSD |  | RSD | 1
Bar/Tavern/Nightclub/Other | Assembly | Restaurant - Sit Down | OtherMisc | RSD |  | RSD | 2
Bar/Tavern/Nightclub/Other | Assembly | Restaurant - Sit Down | Restrooms | RSD |  | RSD | 2
Bar/Tavern/Nightclub/Other | Assembly | Restaurant - Sit Down | Storage | RSD |  | RSD | 1
General Offices | Office - Small | Office - Small | Restrooms | OfS |  | OfS | 2
General Offices | Office - Small | Office - Small | Storage | OfS |  | OfS | 1
General Offices | Office - Small | Office - Small | Conference Room | OfS |  | OfS | 1
General Offices | Office - Small | Office - Small | HallwayLobby | OfS |  | OfS | 1
General Offices | Office - Small | Office - Small | Office | OfS |  | OfS | 2
General Offices | All Commercial | Office - Small | Comm/Ind Work | OfS |  | OfS | 2
Other Retail Store | Retail - Small | Retail - Small | RetailSales | RtS |  | RtS | 1
Other Retail Store | Retail - Small | Retail - Small | Comm/Ind Work | RtS |  | RtS | 1
Other Retail Store | Retail - Small | Retail - Small | Restrooms | RtS |  | RtS | 1
Assembly/Light Manufacturing | Other Industrial | Manuf. Light Industrial | Comm/Ind Work | MLI |  | MLI | 3
Motel | Lodging | Motel | Guest Rooms | Mtl |  | Mtl | 17
Motel | Lodging | Motel | Storage | Mtl |  | Mtl | 1
General Offices | Retail - Small | Office - Small | Office | OfS |  | OfS | 4
Auto Parts | Retail - Small | Retail - Small | Storage | RtS |  | RtS | 2
Auto Parts | Retail - Small | Retail - Small | Office | RtS |  | RtS | 2
Auto Parts | Retail - Small | Retail - Small | Restrooms | RtS |  | RtS | 1
Auto Parts | Retail - Small | Retail - Small | RetailSales | RtS |  | RtS | 3
Community Center | Assembly | Assembly | HallwayLobby | Asm |  | Asm | 2
Community Center | Assembly | Assembly | OtherMisc | Asm |  | Asm | 3
Assembly/Light Manufacturing | Other Industrial | Manuf. Light Industrial | Comm/Ind Work | MLI |  | MLI | 1
General Offices | Office - Small | Office - Small | Restrooms | OfS |  | OfS | 2
General Offices | Office - Small | Office - Small | Storage | OfS |  | OfS | 1
General Offices | Office - Small | Office - Small | Conference Room | OfS |  | OfS | 1
General Offices | Office - Small | Office - Small | HallwayLobby | OfS |  | OfS | 2
General Offices | Office - Small | Office - Small | Kitchen/Break Room | OfS |  | OfS | 1
General Offices | Office - Small | Office - Small | Office | OfS |  | OfS | 3
Other Retail Store | Retail - Small | Retail - Small | RetailSales | RtS |  | RtS | 1
Laundry | Retail - Small | Retail - Small | OtherMisc | RtS |  | RtS | 1
Laundry | Retail - Small | Retail - Small | Restrooms | RtS |  | RtS | 1
Table Service | Restaurant - Sit Down | Restaurant - Sit Down | Storage | RSD |  | RSD | 1
Lab/R&D Facility | Other Industrial | Manufacturing Bio/Tech | Storage | MBT |  | MBT | 2
Motel | Lodging | Motel | Guest Rooms | Mtl |  | Mtl | 1
Motel | Lodging | Motel | Restrooms | Mtl |  | Mtl | 6
Clinic/Outpatient Care | Health/Medical - Clinic | Office - Small | HallwayLobby | OfS |  | OfS | 1
Clinic/Outpatient Care | Health/Medical - Clinic | Office - Small | Office | OfS |  | OfS | 3
Insurance/Real Estate | Office - Small | Office - Small | HallwayLobby | OfS |  | OfS | 2
Insurance/Real Estate | Office - Small | Office - Small | Office | OfS |  | OfS | 1
Shop in Strip Mall | Retail - Small | Retail - Small | RetailSales | RtS |  | RtS | 4
Mixed Office and Workspace | Other Industrial | Manuf. Light Industrial | Storage | MLI |  | MLI | 1
Other Office | Retail - Small | Office - Small | HallwayLobby | OfS |  | OfS | 2
Other Office | Retail - Small | Office - Small | Office | OfS |  | OfS | 9
Florist | Retail - Small | Retail - Small | RetailSales | RtS |  | RtS | 1
Shop in Strip Mall | Retail - Small | Retail - Small | Restrooms | RtS |  | RtS | 1
General Offices | Retail - Small | Office - Small | HallwayLobby | OfS |  | OfS | 2
General Offices | Retail - Small | Office - Small | Restrooms | OfS |  | OfS | 2
General Offices | Retail - Small | Office - Small | Auto Repair Workshop | OfS |  | OfS | 5
General Offices | Retail - Small | Office - Small | Kitchen/Break Room | OfS |  | OfS | 1
General Offices | Retail - Small | Office - Small | Office | OfS |  | OfS | 5
General Offices | Retail - Small | Office - Small | Storage | OfS |  | OfS | 3
Religious Assembly (mixed use) | Assembly | Assembly | Assembly | Asm |  | Asm | 3
Religious Assembly (mixed use) | Assembly | Assembly | Office | Asm |  | Asm | 4
Religious Assembly (mixed use) | Assembly | Assembly | OtherMisc | Asm |  | Asm | 1
General Offices | Office - Small | Office - Small | OtherMisc | OfS |  | OfS | 1
General Offices | Office - Small | Office - Small | Storage | OfS |  | OfS | 1
Mixed Storage and Workspace | Agriculture | Storage Conditioned | Storage | MLI | SCn | SCn | 1
Other Lodging | Lodging | Hotel | Guest Rooms | Htl |  | Htl | 2
Other Lodging | Lodging | Hotel | HallwayLobby | Htl |  | Htl | 2
Hotel | Lodging | Hotel | Guest Rooms | Htl |  | Htl | 4
Hotel | Lodging | Hotel | Mechanical/Electrical Room | Htl |  | Htl | 3
Auto Repair | Retail - Small | Manuf. Light Industrial | Auto Repair Workshop | MLI |  | MLI | 4
Office Building | Office - Large | Office - Large | Storage | OfL |  | OfL | 7
Hotel | Lodging | Hotel | OtherMisc | Htl |  | Htl | 2
Repair (Non-Auto) | Retail - Small | Manuf. Light Industrial | Restrooms | MLI |  | MLI | 1
Repair (Non-Auto) | Retail - Small | Manuf. Light Industrial | OtherMisc | MLI |  | MLI | 1
Repair (Non-Auto) | Retail - Small | Manuf. Light Industrial | Storage | MLI |  | MLI | 1
Machine Shop | Other Industrial | Manuf. Light Industrial | Restrooms | MLI |  | MLI | 2
Machine Shop | Other Industrial | Manuf. Light Industrial | Office | MLI |  | MLI | 1
Machine Shop | Other Industrial | Manuf. Light Industrial | Comm/Ind Work | MLI |  | MLI | 2
Mixed Office and Workspace | Other Industrial | Manuf. Light Industrial | Office | MLI |  | MLI | 1
Mixed Office and Workspace | Other Industrial | Manuf. Light Industrial | OtherMisc | MLI |  | MLI | 1
Shop in Strip Mall | Retail - Small | Retail - Small | Restrooms | RtS |  | RtS | 1
Shop in Strip Mall | Retail - Small | Retail - Small | HallwayLobby | RtS |  | RtS | 2
Shop in Strip Mall | Retail - Small | Retail - Small | Office | RtS |  | RtS | 1
Bar/Tavern/Nightclub/Other | Restaurant - Sit Down | Restaurant - Sit Down | Dining | RSD |  | RSD | 1
Bar/Tavern/Nightclub/Other | Restaurant - Sit Down | Restaurant - Sit Down | Restrooms | RSD |  | RSD | 1
Bar/Tavern/Nightclub/Other | Restaurant - Sit Down | Restaurant - Sit Down | Storage | RSD |  | RSD | 1
Medical/Dental Office | Health/Medical - Clinic | Office - Small | HallwayLobby | OfS |  | OfS | 4
Medical/Dental Office | Health/Medical - Clinic | Office - Small | Office | OfS |  | OfS | 2
Religious Assembly (mixed use) | Assembly | Assembly | Assembly | Asm |  | Asm | 2
Religious Assembly (mixed use) | Assembly | Assembly | HallwayLobby | Asm |  | Asm | 1
Mixed-Use/Multi-tenant | Office - Small | Office - Small | HallwayLobby | OfS |  | OfS | 3
Mixed-Use/Multi-tenant | Office - Small | Office - Small | Office | OfS |  | OfS | 2
Mixed-Use/Multi-tenant | Office - Small | Office - Small | OtherMisc | OfS |  | OfS | 3
Mixed-Use/Multi-tenant | Office - Small | Office - Small | Storage | OfS |  | OfS | 1
Auto Repair | Retail - Small | Manuf. Light Industrial | Auto Repair Workshop | MLI |  | MLI | 3
Health/Fitness Center | Assembly | Assembly | OtherMisc | Asm |  | Asm | 2
Motel | Lodging | Motel | Guest Rooms | Mtl |  | Mtl | 4
Mixed-Use/Multi-tenant | Office - Small | Office - Small | HallwayLobby | OfS |  | OfS | 2
Mixed-Use/Multi-tenant | Office - Small | Office - Small | OtherMisc | OfS |  | OfS | 1
Mixed-Use/Multi-tenant | Office - Small | Office - Small | Restrooms | OfS |  | OfS | 1
Mixed-Use/Multi-tenant | Office - Small | Office - Small | Storage | OfS |  | OfS | 1
Other Retail Store | Retail - Small | Retail - Small | RetailSales | RtS |  | RtS | 2
Other Retail Store | Retail - Small | Retail - Small | Auto Repair Workshop | RtS |  | RtS | 5
Assembly/Light Manufacturing | Other Industrial | Manuf. Light Industrial | Comm/Ind Work | MLI |  | MLI | 1
Assembly/Light Manufacturing | Other Industrial | Manuf. Light Industrial | Office | MLI |  | MLI | 2
Administration and management | Office - Small | Office - Large | HallwayLobby | OfL |  | OfL | 3
Administration and management | Office - Small | Office - Large | Office | OfL |  | OfL | 1
Administration and management | Office - Small | Office - Large | Restrooms | OfL |  | OfL | 2
Administration and management | Office - Small | Office - Large | Storage | OfL |  | OfL | 2
Bar/Tavern/Nightclub/Other | Restaurant - Sit Down | Restaurant - Sit Down | Dining | RSD |  | RSD | 1
Bar/Tavern/Nightclub/Other | Restaurant - Sit Down | Restaurant - Sit Down | Restrooms | RSD |  | RSD | 2
Motel | Lodging | Motel | Guest Rooms | Mtl |  | Mtl | 4
Motel | Lodging | Motel | Kitchen/Break Room | Mtl |  | Mtl | 1
Motel | Lodging | Motel | OtherMisc | Mtl |  | Mtl | 1
Health/Fitness Center | Assembly | Assembly | Kitchen/Break Room | Asm |  | Asm | 2
Health/Fitness Center | Assembly | Assembly | Office | Asm |  | Asm | 1
Health/Fitness Center | Assembly | Assembly | OtherMisc | Asm |  | Asm | 4
Theater / Performing Arts | Assembly | Assembly | Restrooms | Asm |  | Asm | 1
Theater / Performing Arts | Assembly | Assembly | Storage | Asm |  | Asm | 3
Government Services | Office - Small | Office - Large | Conference Room | OfL |  | OfL | 1
Government Services | Office - Small | Office - Large | HallwayLobby | OfL |  | OfL | 1
Government Services | Office - Small | Office - Large | Office | OfL |  | OfL | 4
Vetinary Services | Health/Medical - Clinic | Retail - Small | Office | RtS |  | RtS | 1
Vetinary Services | Health/Medical - Clinic | Retail - Small | OtherMisc | RtS |  | RtS | 1
Repair (Non-Auto) | Retail - Small | Manuf. Light Industrial | Restrooms | MLI |  | MLI | 2
Repair (Non-Auto) | Retail - Small | Manuf. Light Industrial | Auto Repair Workshop | MLI |  | MLI | 2
Repair (Non-Auto) | Retail - Small | Manuf. Light Industrial | HallwayLobby | MLI |  | MLI | 2
Repair (Non-Auto) | Retail - Small | Manuf. Light Industrial | Office | MLI |  | MLI | 3
Repair (Non-Auto) | Retail - Small | Manuf. Light Industrial | Storage | MLI |  | MLI | 2
Government Services | Government | Office - Large | Office | OfL |  | OfL | 3
Government Services | Government | Office - Large | OtherMisc | OfL |  | OfL | 3
Government Services | Government | Office - Large | Restrooms | OfL |  | OfL | 2
Government Services | Government | Office - Large | Storage | OfL |  | OfL | 1
Hotel | Lodging | Hotel | Guest Rooms | Htl |  | Htl | 4
Auto Repair | Retail - Small | Manuf. Light Industrial | Restrooms | MLI |  | MLI | 1
Auto Repair | Retail - Small | Manuf. Light Industrial | Comm/Ind Work | MLI |  | MLI | 1
Auto Repair | Retail - Small | Manuf. Light Industrial | HallwayLobby | MLI |  | MLI | 1
Auto Repair | Retail - Small | Manuf. Light Industrial | Office | MLI |  | MLI | 1
Resort | Lodging | Hotel | HallwayLobby | Htl |  | Htl | 4
Resort | Lodging | Hotel | OtherMisc | Htl |  | Htl | 6
Financial / Legal | Office - Small | Office - Small | HallwayLobby | OfS |  | OfS | 4
Financial / Legal | Office - Small | Office - Small | Office | OfS |  | OfS | 5
Religious Assembly (worship only) | Assembly | Assembly | HallwayLobby | Asm |  | Asm | 3
Other Retail Store | Retail - Small | Retail - Small | Restrooms | RtS |  | RtS | 2
Other Retail Store | Retail - Small | Retail - Small | RetailSales | RtS |  | RtS | 1
Bar/Tavern/Nightclub/Other | Restaurant - Sit Down | Restaurant - Sit Down | Dining | RSD |  | RSD | 1
Bar/Tavern/Nightclub/Other | Restaurant - Sit Down | Restaurant - Sit Down | HallwayLobby | RSD |  | RSD | 1
Hardware Store | Retail - Small | Retail - Small | Restrooms | RtS |  | RtS | 1
Hardware Store | Retail - Small | Retail - Small | Storage | RtS |  | RtS | 1
Hardware Store | Retail - Small | Retail - Small | Office | RtS |  | RtS | 1
Government Services | Government | Office - Large | Comm/Ind Work | OfL |  | OfL | 1
Government Services | Government | Office - Large | HallwayLobby | OfL |  | OfL | 1
Government Services | Government | Office - Large | Office | OfL |  | OfL | 1
Government Services | Government | Office - Large | Storage | OfL |  | OfL | 1
Auto Repair | Retail - Small | Manuf. Light Industrial | Auto Repair Workshop | MLI |  | MLI | 2
Auto Repair | Retail - Small | Manuf. Light Industrial | HallwayLobby | MLI |  | MLI | 2
Auto Repair | Retail - Small | Manuf. Light Industrial | Office | MLI |  | MLI | 2
Auto Repair | Retail - Small | Manuf. Light Industrial | Restrooms | MLI |  | MLI | 3
Hotel | Lodging | Hotel | Guest Rooms | Htl |  | Htl | 9
Medical/Dental Office | Health/Medical - Clinic | Office - Small | HallwayLobby | OfS |  | OfS | 3
Medical/Dental Office | Health/Medical - Clinic | Office - Small | Restrooms | OfS |  | OfS | 1
Medical/Dental Office | Health/Medical - Clinic | Office - Small | Kitchen/Break Room | OfS |  | OfS | 1
Medical/Dental Office | Health/Medical - Clinic | Office - Small | Office | OfS |  | OfS | 4
Medical/Dental Office | Health/Medical - Clinic | Office - Small | OtherMisc | OfS |  | OfS | 2
Medical/Dental Office | Health/Medical - Clinic | Office - Small | Storage | OfS |  | OfS | 2
Other Recreational/Public Assembly | Assembly | Assembly | OtherMisc | Asm |  | Asm | 3
Unconditioned Warehouse, High Bay | Warehouse | Storage Unconditioned | Comm/Ind Work | SUn |  | SUn | 2
Bed & Breakfast | Lodging | Hotel | Guest Rooms | Htl |  | Htl | 14
Bed & Breakfast | Lodging | Hotel | HallwayLobby | Htl |  | Htl | 4
Other Retail Store | Retail - Small | Retail - Small | Storage | RtS |  | RtS | 1
Hotel | Lodging | Hotel | Guest Rooms | Htl |  | Htl | 13
Religious Assembly (mixed use) | Assembly | Assembly | Assembly | Asm |  | Asm | 3
Religious Assembly (mixed use) | Assembly | Assembly | Kitchen/Break Room | Asm |  | Asm | 2
Religious Assembly (mixed use) | Assembly | Assembly | Office | Asm |  | Asm | 1
Religious Assembly (mixed use) | Assembly | Assembly | Restrooms | Asm |  | Asm | 2
Other Retail Store | Retail - Small | Retail - Small | Comm/Ind Work | RtS |  | RtS | 1
Other Retail Store | Retail - Small | Retail - Small | HallwayLobby | RtS |  | RtS | 1
Other Retail Store | Retail - Small | Retail - Small | Kitchen/Break Room | RtS |  | RtS | 1
Other Retail Store | Retail - Small | Retail - Small | Office | RtS |  | RtS | 5
Other Retail Store | Retail - Small | Retail - Small | OtherMisc | RtS |  | RtS | 1
Other Retail Store | Retail - Small | Retail - Small | RetailSales | RtS |  | RtS | 2
Other Retail Store | Retail - Small | Retail - Small | Storage | RtS |  | RtS | 2
Bed & Breakfast | Lodging | Hotel | Guest Rooms | Htl |  | Htl | 5
Bed & Breakfast | Lodging | Hotel | HallwayLobby | Htl |  | Htl | 3
Fast Food or Self Service | Restaurant - Fast Food | Restaurant - Fast Food | Kitchen/Break Room | RFF |  | RFF | 1
Fast Food or Self Service | Restaurant - Fast Food | Restaurant - Fast Food | OtherMisc | RFF |  | RFF | 3
Religious Assembly (worship only) | Assembly | Assembly | Assembly | Asm |  | Asm | 2
Religious Assembly (worship only) | Assembly | Assembly | HallwayLobby | Asm |  | Asm | 2
Religious Assembly (worship only) | Assembly | Assembly | Restrooms | Asm |  | Asm | 1
Religious Assembly (worship only) | Assembly | Assembly | Storage | Asm |  | Asm | 1
Shop in Strip Mall | Retail - Small | Retail - Small | RetailSales | RtS |  | RtS | 2
Mixed-Use/Multi-tenant | Office - Small | Office - Small | HallwayLobby | OfS |  | OfS | 2
Assembly/Light Manufacturing | Other Industrial | Manuf. Light Industrial | Restrooms | MLI |  | MLI | 1
Community Center | Assembly | Assembly | HallwayLobby | Asm |  | Asm | 1
Campground | Lodging | Retail - Small | Office | RtS |  | RtS | 1
Campground | Lodging | Retail - Small | HallwayLobby | RtS |  | RtS | 7
Campground | Lodging | Retail - Small | Restrooms | RtS |  | RtS | 2
Campground | Lodging | Retail - Small | Storage | RtS |  | RtS | 3
Motel | Lodging | Motel | Guest Rooms | Mtl |  | Mtl | 8
Campground | All Commercial | Retail - Small | HallwayLobby | RtS |  | RtS | 1
Campground | All Commercial | Retail - Small | Office | RtS |  | RtS | 1
Campground | All Commercial | Retail - Small | OtherMisc | RtS |  | RtS | 2
Campground | All Commercial | Retail - Small | Storage | RtS |  | RtS | 1
Unconditioned Warehouse, High Bay | Other Industrial | Storage Unconditioned | HallwayLobby | SUn |  | SUn | 1
Shop in Strip Mall | Retail - Small | Retail - Small | Office | RtS |  | RtS | 1
Shop in Strip Mall | Retail - Small | Retail - Small | Restrooms | RtS |  | RtS | 1
Shop in Strip Mall | Retail - Small | Retail - Small | Storage | RtS |  | RtS | 1
Mixed Office and Workspace | Agriculture | Office - Small | HallwayLobby | MLI | OfS | OfS | 1
Mixed Office and Workspace | Agriculture | Office - Small | Restrooms | MLI | OfS | OfS | 1
Mixed Office and Workspace | Agriculture | Manuf. Light Industrial | Comm/Ind Work | MLI |  | MLI | 7
Mixed Office and Workspace | Agriculture | Manuf. Light Industrial | Office | MLI |  | MLI | 5
Unconditioned Warehouse, High Bay | Warehouse | Storage Unconditioned | Comm/Ind Work | SUn |  | SUn | 9
Office Building | Office - Large | Office - Large | HallwayLobby | OfL |  | OfL | 2
Office Building | Office - Large | Office - Large | Restrooms | OfL |  | OfL | 3
Office Building | Office - Large | Office - Large | Storage | OfL |  | OfL | 3
Medical/Dental Office | Health/Medical - Clinic | Office - Small | HallwayLobby | OfS |  | OfS | 1
Medical/Dental Office | Health/Medical - Clinic | Office - Small | OtherMisc | OfS |  | OfS | 1
Medical/Dental Office | Health/Medical - Clinic | Office - Small | Restrooms | OfS |  | OfS | 1
Resort | Lodging | Hotel | Guest Rooms | Htl |  | Htl | 3
Resort | Lodging | Hotel | HallwayLobby | Htl |  | Htl | 1
General Offices | Office - Small | Office - Small | Restrooms | OfS |  | OfS | 2
General Offices | Office - Small | Office - Small | HallwayLobby | OfS |  | OfS | 2
General Offices | Office - Small | Office - Small | Office | OfS |  | OfS | 4
General Offices | Office - Small | Office - Small | Storage | OfS |  | OfS | 1
Mixed-Use/Multi-tenant | Office - Small | Office - Small | HallwayLobby | OfS |  | OfS | 2
Hotel | Lodging | Hotel | OtherMisc | Htl |  | Htl | 3
Auto Parts | Retail - Small | Retail - Small | Restrooms | RtS |  | RtS | 1
Auto Parts | Retail - Small | Retail - Small | Storage | RtS |  | RtS | 1
Nursing Home | Health/Medical - Clinic | Nursing Home | Kitchen/Break Room | Nrs |  | Nrs | 1
Nursing Home | Health/Medical - Clinic | Nursing Home | Office | Nrs |  | Nrs | 2
Motel | Lodging | Motel | Guest Rooms | Mtl |  | Mtl | 3
Motel | Lodging | Motel | HallwayLobby | Mtl |  | Mtl | 1
Table Service | Restaurant - Sit Down | Restaurant - Sit Down | Dining | RSD |  | RSD | 2
Table Service | Restaurant - Sit Down | Restaurant - Sit Down | HallwayLobby | RSD |  | RSD | 1
Table Service | Restaurant - Sit Down | Restaurant - Sit Down | Kitchen/Break Room | RSD |  | RSD | 1
Table Service | Restaurant - Sit Down | Restaurant - Sit Down | Restrooms | RSD |  | RSD | 2
Repair (Non-Auto) | Retail - Small | Manuf. Light Industrial | Auto Repair Workshop | MLI |  | MLI | 1
Repair (Non-Auto) | Retail - Small | Manuf. Light Industrial | Kitchen/Break Room | MLI |  | MLI | 1
Repair (Non-Auto) | Retail - Small | Manuf. Light Industrial | Office | MLI |  | MLI | 4
Repair (Non-Auto) | Retail - Small | Manuf. Light Industrial | OtherMisc | MLI |  | MLI | 1
Repair (Non-Auto) | Retail - Small | Manuf. Light Industrial | Restrooms | MLI |  | MLI | 2
Repair (Non-Auto) | Retail - Small | Manuf. Light Industrial | RetailSales | MLI |  | MLI | 2
Repair (Non-Auto) | Retail - Small | Manuf. Light Industrial | Storage | MLI |  | MLI | 1
Small Hotel (Inn) | Lodging | Hotel | Guest Rooms | Htl |  | Htl | 4
Small Hotel (Inn) | Lodging | Hotel | HallwayLobby | Htl |  | Htl | 3
Small Hotel (Inn) | Lodging | Hotel | Mechanical/Electrical Room | Htl |  | Htl | 1
Resort | Lodging | Hotel | Guest Rooms | Htl |  | Htl | 3
Resort | Lodging | Hotel | Restrooms | Htl |  | Htl | 2
Clock Repair | Retail - Small | Retail - Small | Comm/Ind Work | RtS |  | RtS | 4
Clock Repair | Retail - Small | Retail - Small | RetailSales | RtS |  | RtS | 1
Coffee Shop | Restaurant - Sit Down | Restaurant - Sit Down | Dining | RSD |  | RSD | 6
Coffee Shop | Restaurant - Sit Down | Restaurant - Sit Down | Office | RSD |  | RSD | 1
Donut Shop | Restaurant - Sit Down | Restaurant - Fast Food | Dining | RFF |  | RFF | 2
Medical/Dental Lab | Health/Medical - Clinic | Manufacturing Bio/Tech | HallwayLobby | MBT |  | MBT | 1
Medical/Dental Lab | Health/Medical - Clinic | Manufacturing Bio/Tech | OtherMisc | MBT |  | MBT | 1
Medical/Dental Lab | Health/Medical - Clinic | Manufacturing Bio/Tech | Restrooms | MBT |  | MBT | 1
Bar/Tavern/Nightclub/Other | Restaurant - Sit Down | Restaurant - Sit Down | Office | RSD |  | RSD | 2
Bar/Tavern/Nightclub/Other | Restaurant - Sit Down | Restaurant - Sit Down | Restrooms | RSD |  | RSD | 1
Bar/Tavern/Nightclub/Other | Restaurant - Sit Down | Restaurant - Sit Down | Storage | RSD |  | RSD | 1
Auto Parts | Retail - Small | Retail - Small | Restrooms | RtS |  | RtS | 1
Auto Parts | Retail - Small | Retail - Small | Storage | RtS |  | RtS | 1
Auto Parts | Retail - Small | Retail - Small | Office | RtS |  | RtS | 2
Auto Parts | Retail - Small | Retail - Small | RetailSales | RtS |  | RtS | 5
Financial / Legal | Office - Small | Office - Small | HallwayLobby | OfS |  | OfS | 1
Financial / Legal | Office - Small | Office - Small | Office | OfS |  | OfS | 1
Auto Repair | All Commercial | Manuf. Light Industrial | Comm/Ind Work | MLI |  | MLI | 2
Unconditioned Warehouse, Low Bay | Agriculture | Storage Unconditioned | OtherMisc | SUn |  | SUn | 1
Elementary School | Education - Primary School | Primary School | HallwayLobby | EPr |  | EPr | 1
Elementary School | Education - Primary School | Primary School | Office | EPr |  | EPr | 1
Elementary School | Education - Primary School | Primary School | OtherMisc | EPr |  | EPr | 2
Other Office | Office - Small | Office - Small | OtherMisc | OfS |  | OfS | 1
Motel | Lodging | Motel | Guest Rooms | Mtl |  | Mtl | 2
Motel | Lodging | Motel | Restrooms | Mtl |  | Mtl | 1
Medical/Dental Office | Health/Medical - Clinic | Office - Small | HallwayLobby | OfS |  | OfS | 2
Medical/Dental Office | Health/Medical - Clinic | Office - Small | Kitchen/Break Room | OfS |  | OfS | 1
Medical/Dental Office | Health/Medical - Clinic | Office - Small | Office | OfS |  | OfS | 7
Medical/Dental Office | Health/Medical - Clinic | Office - Small | OtherMisc | OfS |  | OfS | 2
Other Retail Store | Retail - Small | Retail - Small | Storage | RtS |  | RtS | 2
Administration and management | Office - Small | Office - Large | Conference Room | OfL |  | OfL | 1
Administration and management | Office - Small | Office - Large | HallwayLobby | OfL |  | OfL | 3
Administration and management | Office - Small | Office - Large | Office | OfL |  | OfL | 6
Administration and management | Office - Small | Office - Large | Storage | OfL |  | OfL | 1
Shop in Strip Mall | Retail - Small | Retail - Small | Office | RtS |  | RtS | 1
Shop in Strip Mall | Retail - Small | Retail - Small | RetailSales | RtS |  | RtS | 1
Shop in Strip Mall | Retail - Small | Retail - Small | Storage | RtS |  | RtS | 2
Assembly/Light Manufacturing | Other Industrial | Manuf. Light Industrial | HallwayLobby | MLI |  | MLI | 1
Assembly/Light Manufacturing | Other Industrial | Manuf. Light Industrial | Restrooms | MLI |  | MLI | 1
Assembly/Light Manufacturing | Other Industrial | Manuf. Light Industrial | Storage | MLI |  | MLI | 1
Retail Warehouse/Clubs | Retail - Small | Retail - Large (Bigbox) | Restrooms | RtL |  | RtL | 1
Bar/Tavern/Nightclub/Other | Restaurant - Sit Down | Restaurant - Sit Down | Dining | RSD |  | RSD | 1
Bar/Tavern/Nightclub/Other | Restaurant - Sit Down | Restaurant - Sit Down | HallwayLobby | RSD |  | RSD | 1
Bar/Tavern/Nightclub/Other | Restaurant - Sit Down | Restaurant - Sit Down | Restrooms | RSD |  | RSD | 2
Bar/Tavern/Nightclub/Other | Restaurant - Sit Down | Restaurant - Sit Down | Storage | RSD |  | RSD | 7
Shop in Strip Mall | Retail - Small | Retail - Small | HallwayLobby | RtS |  | RtS | 1
Shop in Strip Mall | Retail - Small | Retail - Small | Kitchen/Break Room | RtS |  | RtS | 1
Shop in Strip Mall | Retail - Small | Retail - Small | Office | RtS |  | RtS | 1
Shop in Strip Mall | Retail - Small | Retail - Small | RetailSales | RtS |  | RtS | 2
Other Recreational/Public Assembly | Assembly | Assembly | HallwayLobby | Asm |  | Asm | 2
Other Recreational/Public Assembly | Assembly | Assembly | OtherMisc | Asm |  | Asm | 2
Other Recreational/Public Assembly | Assembly | Assembly | Restrooms | Asm |  | Asm | 1
Other Recreational/Public Assembly | Assembly | Assembly | Kitchen/Break Room | Asm |  | Asm | 1
Other Recreational/Public Assembly | Assembly | Assembly | Office | Asm |  | Asm | 1
Unconditioned Warehouse, High Bay | Warehouse | Storage Unconditioned | Office | SUn |  | SUn | 6
Unconditioned Warehouse, High Bay | Warehouse | Storage Unconditioned | OtherMisc | SUn |  | SUn | 5
Office Building | Office - Large | Office - Large | HallwayLobby | OfL |  | OfL | 3
Office Building | Office - Large | Office - Large | Office | OfL |  | OfL | 1
Office Building | Office - Large | Office - Large | OtherMisc | OfL |  | OfL | 6
Nursing Home | Health/Medical - Clinic | Nursing Home | HallwayLobby | Nrs |  | Nrs | 3
Nursing Home | Health/Medical - Clinic | Nursing Home | Kitchen/Break Room | Nrs |  | Nrs | 3
Nursing Home | Health/Medical - Clinic | Nursing Home | OtherMisc | Nrs |  | Nrs | 3
Fast Food or Self Service | Restaurant - Fast Food | Restaurant - Fast Food | Restrooms | RFF |  | RFF | 1
Fast Food or Self Service | Restaurant - Fast Food | Restaurant - Fast Food | Dining | RFF |  | RFF | 3
Medical/Dental Office | Health/Medical - Clinic | Office - Small | HallwayLobby | OfS |  | OfS | 8
Medical/Dental Office | Health/Medical - Clinic | Office - Small | Office | OfS |  | OfS | 1
Medical/Dental Office | Health/Medical - Clinic | Office - Small | OtherMisc | OfS |  | OfS | 4
Medical/Dental Office | Health/Medical - Clinic | Office - Small | Restrooms | OfS |  | OfS | 1
Vocational or Trade School | Education - University | Community College | HallwayLobby | ECC |  | ECC | 4
Vocational or Trade School | Education - University | Community College | Office | ECC |  | ECC | 5
Vocational or Trade School | Education - University | Community College | OtherMisc | ECC |  | ECC | 9
Unconditioned Warehouse, High Bay | Other Industrial | Storage Unconditioned | Office | SUn |  | SUn | 3
Unconditioned Warehouse, High Bay | Other Industrial | Storage Unconditioned | Restrooms | SUn |  | SUn | 2
Unconditioned Warehouse, High Bay | Other Industrial | Storage Unconditioned | Storage | SUn |  | SUn | 2
Medical/Dental Office | Health/Medical - Clinic | Office - Small | HallwayLobby | OfS |  | OfS | 2
Medical/Dental Office | Health/Medical - Clinic | Office - Small | Office | OfS |  | OfS | 1
Shop in Strip Mall | Retail - Small | Retail - Small | Storage | RtS |  | RtS | 1
Other Retail Store | Retail - Small | Retail - Small | Restrooms | RtS |  | RtS | 1
Other Retail Store | Retail - Small | Retail - Small | RetailSales | RtS |  | RtS | 2
Government Services | Government | Office - Large | HallwayLobby | OfL |  | OfL | 1
Government Services | Government | Office - Large | Office | OfL |  | OfL | 1
Government Services | Government | Office - Large | OtherMisc | OfL |  | OfL | 2
Government Services | Government | Office - Large | Restrooms | OfL |  | OfL | 2
Government Services | Government | Office - Large | Storage | OfL |  | OfL | 1
Motel | Lodging | Motel | Guest Rooms | Mtl |  | Mtl | 15
Motel | Lodging | Motel | OtherMisc | Mtl |  | Mtl | 1
Auto Sales | Retail - Small | Retail - Small | Auto Repair Workshop | RtS |  | RtS | 2
Auto Sales | Retail - Small | Retail - Small | RetailSales | RtS |  | RtS | 2
Mixed Retail and Warehouse | Agriculture | Storage Conditioned | HallwayLobby | SCn |  | SCn | 1
Mixed Retail and Warehouse | Agriculture | Storage Conditioned | Office | SCn |  | SCn | 1
Mixed Retail and Warehouse | Agriculture | Storage Conditioned | OtherMisc | SCn |  | SCn | 1
Mixed Retail and Warehouse | Agriculture | Storage Conditioned | Restrooms | SCn |  | SCn | 1
Financial / Legal | Office - Small | Office - Small | HallwayLobby | OfS |  | OfS | 2
Financial / Legal | Office - Small | Office - Small | OtherMisc | OfS |  | OfS | 1
Financial / Legal | Office - Small | Office - Small | Restrooms | OfS |  | OfS | 2
Other Retail Store | Retail - Small | Retail - Small | HallwayLobby | RtS |  | RtS | 1
Other Retail Store | Retail - Small | Retail - Small | Restrooms | RtS |  | RtS | 1
Other Retail Store | Retail - Small | Retail - Small | Storage | RtS |  | RtS | 3
Table Service | Restaurant - Sit Down | Restaurant - Sit Down | HallwayLobby | RSD |  | RSD | 1
Table Service | Restaurant - Sit Down | Restaurant - Sit Down | Kitchen/Break Room | RSD |  | RSD | 2
Table Service | Restaurant - Sit Down | Restaurant - Sit Down | Restrooms | RSD |  | RSD | 1
Gas Station w/Convenience Store | Retail - Small | Retail - Small | Storage | RtS |  | RtS | 1
Gas Station w/Convenience Store | Retail - Small | Retail - Small | Kitchen/Break Room | RtS |  | RtS | 1
Gas Station w/Convenience Store | Retail - Small | Retail - Small | Office | RtS |  | RtS | 1
Gas Station w/Convenience Store | Retail - Small | Retail - Small | Restrooms | RtS |  | RtS | 1
Gas Station w/Convenience Store | Retail - Small | Retail - Small | RetailSales | RtS |  | RtS | 2
Other Office | Office - Small | Office - Small | HallwayLobby | OfS |  | OfS | 5
Other Office | Office - Small | Office - Small | Office | OfS |  | OfS | 2
Unconditioned Warehouse, Low Bay | Warehouse | Storage Unconditioned | Comm/Ind Work | SUn |  | SUn | 3
Table Service | Restaurant - Sit Down | Restaurant - Sit Down | Dining | RSD |  | RSD | 4
Table Service | Restaurant - Sit Down | Restaurant - Sit Down | HallwayLobby | RSD |  | RSD | 5
Table Service | Restaurant - Sit Down | Restaurant - Sit Down | Restrooms | RSD |  | RSD | 1
Table Service | Restaurant - Sit Down | Restaurant - Sit Down | Storage | RSD |  | RSD | 1
Shop in Enclosed Mall | Retail - Small | Retail - Small | RetailSales | RtS |  | RtS | 2
Hotel | Lodging | Hotel | Guest Rooms | Htl |  | Htl | 4
Hotel | Lodging | Hotel | HallwayLobby | Htl |  | Htl | 2
Table Service | Restaurant - Sit Down | Restaurant - Sit Down | Restrooms | RSD |  | RSD | 1
Table Service | Restaurant - Sit Down | Restaurant - Sit Down | Storage | RSD |  | RSD | 4
Nursing Home | Health/Medical - Clinic | Nursing Home | HallwayLobby | Nrs |  | Nrs | 3
Nursing Home | Health/Medical - Clinic | Nursing Home | Kitchen/Break Room | Nrs |  | Nrs | 1
Nursing Home | Health/Medical - Clinic | Nursing Home | OtherMisc | Nrs |  | Nrs | 4
Bar/Tavern/Nightclub/Other | Restaurant - Sit Down | Restaurant - Sit Down | HallwayLobby | RSD |  | RSD | 1
Table Service | Restaurant - Sit Down | Restaurant - Sit Down | HallwayLobby | RSD |  | RSD | 1
Table Service | Restaurant - Sit Down | Restaurant - Sit Down | Restrooms | RSD |  | RSD | 2
Auto Repair | Retail - Small | Manuf. Light Industrial | Auto Repair Workshop | MLI |  | MLI | 2
Auto Repair | Retail - Small | Manuf. Light Industrial | HallwayLobby | MLI |  | MLI | 1
Auto Repair | Retail - Small | Manuf. Light Industrial | Storage | MLI |  | MLI | 1
Auto Repair | Retail - Small | Manuf. Light Industrial | Auto Repair Workshop | MLI |  | MLI | 4
Other Retail Store | Retail - Small | Retail - Small | Restrooms | RtS |  | RtS | 2
Other Retail Store | Retail - Small | Retail - Small | Storage | RtS |  | RtS | 1
Other Retail Store | Retail - Small | Retail - Small | Comm/Ind Work | RtS |  | RtS | 1
Other Retail Store | Retail - Small | Retail - Small | Office | RtS |  | RtS | 1
Other Retail Store | Retail - Small | Retail - Small | RetailSales | RtS |  | RtS | 8
Repair (Non-Auto) | Retail - Small | Manuf. Light Industrial | Restrooms | MLI |  | MLI | 1
Other Retail Store | Retail - Small | Retail - Small | Restrooms | RtS |  | RtS | 2
Other Retail Store | Retail - Small | Retail - Small | RetailSales | RtS |  | RtS | 1
Other Retail Store | Retail - Small | Retail - Small | Kitchen/Break Room | RtS |  | RtS | 1
Other Retail Store | Retail - Small | Retail - Small | Office | RtS |  | RtS | 1
Other Retail Store | Retail - Small | Retail - Small | Storage | RtS |  | RtS | 2
Police/Fire Station | Government | Not Assigned | OtherMisc | NA |  | NA | 4
Insurance/Real Estate | Office - Small | Office - Small | HallwayLobby | OfS |  | OfS | 1
Insurance/Real Estate | Office - Small | Office - Small | Office | OfS |  | OfS | 3
Insurance/Real Estate | Office - Small | Office - Small | OtherMisc | OfS |  | OfS | 1
Religious Assembly (mixed use) | Assembly | Assembly | Storage | Asm |  | Asm | 1
Government Services | Office - Large | Office - Large | HallwayLobby | OfL |  | OfL | 1
Government Services | Office - Large | Office - Large | Storage | OfL |  | OfL | 2
Other Office | Office - Small | Office - Small | Office | OfS |  | OfS | 2
Other Office | Office - Small | Office - Small | OtherMisc | OfS |  | OfS | 1
Other Office | Office - Small | Office - Small | Storage | OfS |  | OfS | 1
Funeral Services | All Commercial | Office - Small | HallwayLobby | OfS |  | OfS | 2
Funeral Services | All Commercial | Office - Small | OtherMisc | OfS |  | OfS | 1
Funeral Services | All Commercial | Office - Small | Restrooms | OfS |  | OfS | 1
Funeral Services | All Commercial | Office - Small | Office | OfS |  | OfS | 1
Bed & Breakfast | Lodging | Hotel | Guest Rooms | Htl |  | Htl | 2
Bed & Breakfast | Lodging | Hotel | HallwayLobby | Htl |  | Htl | 1
Bed & Breakfast | Lodging | Hotel | Kitchen/Break Room | Htl |  | Htl | 2
Bed & Breakfast | Lodging | Hotel | OtherMisc | Htl |  | Htl | 1
Bed & Breakfast | Lodging | Hotel | Restrooms | Htl |  | Htl | 1
Bed & Breakfast | Lodging | Hotel | Storage | Htl |  | Htl | 1
Mixed Office and Workspace | Agriculture | Office - Small | Restrooms | MLI | OfS | OfS | 2
Motel | Lodging | Motel | Guest Rooms | Mtl |  | Mtl | 9
Motel | Lodging | Motel | Comm/Ind Work | Mtl |  | Mtl | 1
Motel | Lodging | Motel | OtherMisc | Mtl |  | Mtl | 1
Motel | Lodging | Motel | Storage | Mtl |  | Mtl | 2
Lab/R&D Facility | Office - Small | Manufacturing Bio/Tech | Comm/Ind Work | MBT |  | MBT | 5
Lab/R&D Facility | Office - Small | Manufacturing Bio/Tech | Conference Room | MBT |  | MBT | 2
Lab/R&D Facility | Office - Small | Manufacturing Bio/Tech | HallwayLobby | MBT |  | MBT | 2
Lab/R&D Facility | Office - Small | Manufacturing Bio/Tech | Kitchen/Break Room | MBT |  | MBT | 1
Lab/R&D Facility | Office - Small | Manufacturing Bio/Tech | Office | MBT |  | MBT | 8
Religious Assembly (mixed use) | Assembly | Assembly | Assembly | Asm |  | Asm | 2
Religious Assembly (mixed use) | Assembly | Assembly | HallwayLobby | Asm |  | Asm | 2
Religious Assembly (mixed use) | Assembly | Assembly | Kitchen/Break Room | Asm |  | Asm | 1
Religious Assembly (mixed use) | Assembly | Assembly | Office | Asm |  | Asm | 8
Religious Assembly (mixed use) | Assembly | Assembly | Restrooms | Asm |  | Asm | 1
Auto Sales | Retail - Small | Retail - Small | RetailSales | RtS |  | RtS | 4
Other Office | Other Industrial | Office - Small | HallwayLobby | OfS |  | OfS | 3
Other Office | Other Industrial | Office - Small | Office | OfS |  | OfS | 5
Other Retail Store | Retail - Small | Retail - Small | RetailSales | RtS |  | RtS | 2
Shop in Strip Mall | Retail - Small | Retail - Small | Restrooms | RtS |  | RtS | 2
Shop in Strip Mall | Retail - Small | Retail - Small | RetailSales | RtS |  | RtS | 1
Shop in Strip Mall | Retail - Small | Retail - Small | Storage | RtS |  | RtS | 1
Retail Warehouse/Clubs | Retail - Small | Retail - Large (Bigbox) | Restrooms | RtL |  | RtL | 1
Retail Warehouse/Clubs | Retail - Small | Retail - Large (Bigbox) | Storage | RtL |  | RtL | 2
Retail Warehouse/Clubs | Retail - Small | Retail - Large (Bigbox) | Office | RtL |  | RtL | 1
Retail Warehouse/Clubs | Retail - Small | Retail - Large (Bigbox) | RetailSales | RtL |  | RtL | 2
Health/Fitness Center | Assembly | Assembly | OtherMisc | Asm |  | Asm | 2
Table Service | Restaurant - Sit Down | Restaurant - Sit Down | Dining | RSD |  | RSD | 3
Table Service | Restaurant - Sit Down | Restaurant - Sit Down | HallwayLobby | RSD |  | RSD | 1
Table Service | Restaurant - Sit Down | Restaurant - Sit Down | Kitchen/Break Room | RSD |  | RSD | 1
Table Service | Restaurant - Sit Down | Restaurant - Sit Down | OtherMisc | RSD |  | RSD | 4
Table Service | Restaurant - Sit Down | Restaurant - Sit Down | Restrooms | RSD |  | RSD | 1
Table Service | Restaurant - Sit Down | Restaurant - Sit Down | Storage | RSD |  | RSD | 1
Unconditioned Warehouse, High Bay | Warehouse | Storage Unconditioned | Storage | SUn |  | SUn | 1
Unconditioned Warehouse, High Bay | Warehouse | Storage Unconditioned | Office | SUn |  | SUn | 1
Unconditioned Warehouse, High Bay | Warehouse | Storage Unconditioned | OtherMisc | SUn |  | SUn | 5
Auto Sales | Retail - Small | Retail - Small | Office | RtS |  | RtS | 2
Auto Sales | Retail - Small | Retail - Small | Restrooms | RtS |  | RtS | 1
Auto Sales | Retail - Small | Retail - Small | Storage | RtS |  | RtS | 1
Religious Assembly (mixed use) | Assembly | Assembly | HallwayLobby | Asm |  | Asm | 2
Religious Assembly (mixed use) | Assembly | Assembly | Office | Asm |  | Asm | 1
Religious Assembly (mixed use) | Assembly | Assembly | OtherMisc | Asm |  | Asm | 1
Religious Assembly (mixed use) | Assembly | Assembly | Restrooms | Asm |  | Asm | 3
Religious Assembly (mixed use) | Assembly | Assembly | Storage | Asm |  | Asm | 1
Medical/Dental Lab | Health/Medical - Clinic | Manufacturing Bio/Tech | HallwayLobby | MBT |  | MBT | 1
Bar/Tavern/Nightclub/Other | Restaurant - Sit Down | Restaurant - Sit Down | OtherMisc | RSD |  | RSD | 1
Bar/Tavern/Nightclub/Other | Restaurant - Sit Down | Restaurant - Sit Down | Storage | RSD |  | RSD | 2
General Offices | Office - Small | Office - Small | HallwayLobby | OfS |  | OfS | 1
General Offices | Office - Small | Office - Small | Office | OfS |  | OfS | 2
General Offices | Office - Small | Office - Small | OtherMisc | OfS |  | OfS | 1
Software Development | Office - Small | Office - Small | Comm/Ind Work | OfS |  | OfS | 1
Software Development | Office - Small | Office - Small | Conference Room | OfS |  | OfS | 1
Software Development | Office - Small | Office - Small | HallwayLobby | OfS |  | OfS | 1
Software Development | Office - Small | Office - Small | Kitchen/Break Room | OfS |  | OfS | 3
Software Development | Office - Small | Office - Small | Office | OfS |  | OfS | 4
Software Development | Office - Small | Office - Small | OtherMisc | OfS |  | OfS | 1
Software Development | Office - Small | Office - Small | Storage | OfS |  | OfS | 1
Motel | Lodging | Motel | Guest Rooms | Mtl |  | Mtl | 16
Motel | Lodging | Motel | Restrooms | Mtl |  | Mtl | 2
Elementary School | Education - Primary School | Primary School | OtherMisc | EPr |  | EPr | 6
Motel | Lodging | Motel | Guest Rooms | Mtl |  | Mtl | 6
Motel | Lodging | Motel | Restrooms | Mtl |  | Mtl | 2
Nursing Home | Health/Medical - Clinic | Nursing Home | HallwayLobby | Nrs |  | Nrs | 1
Nursing Home | Health/Medical - Clinic | Nursing Home | OtherMisc | Nrs |  | Nrs | 3
Nursing Home | Health/Medical - Clinic | Nursing Home | Restrooms | Nrs |  | Nrs | 1
Supermarkets | Grocery | Grocery | OtherMisc | Gro |  | Gro | 1
Supermarkets | Grocery | Grocery | RetailSales | Gro |  | Gro | 5
Laundry | Retail - Small | Retail - Small | Comm/Ind Work | RtS |  | RtS | 3
Office Park | Office - Large | Office - Large | HallwayLobby | OfL |  | OfL | 1
Office Park | Office - Large | Office - Large | Office | OfL |  | OfL | 13
General Offices | Retail - Small | Office - Small | Restrooms | OfS |  | OfS | 2
Other Retail Store | Retail - Small | Retail - Small | RetailSales | RtS |  | RtS | 2
Religious Assembly (mixed use) | Assembly | Assembly | HallwayLobby | Asm |  | Asm | 2
Administration and management | Office - Small | Office - Large | HallwayLobby | OfL |  | OfL | 1
Administration and management | Office - Small | Office - Large | OtherMisc | OfL |  | OfL | 1
Administration and management | Office - Small | Office - Large | Restrooms | OfL |  | OfL | 2
Administration and management | Office - Small | Office - Large | Conference Room | OfL |  | OfL | 1
Administration and management | Office - Small | Office - Large | Kitchen/Break Room | OfL |  | OfL | 1
Administration and management | Office - Small | Office - Large | Office | OfL |  | OfL | 4
Vocational or Trade School | Education - Community College | Community College | HallwayLobby | ECC |  | ECC | 1
Vocational or Trade School | Education - Community College | Community College | Office | ECC |  | ECC | 3
Vocational or Trade School | Education - Community College | Community College | OtherMisc | ECC |  | ECC | 5
Other Retail Store | Retail - Small | Retail - Small | Restrooms | RtS |  | RtS | 1
Other Retail Store | Retail - Small | Retail - Small | RetailSales | RtS |  | RtS | 1
Other Office | Health/Medical - Clinic | Office - Small | Office | OfS |  | OfS | 2
Mixed-Use/Multi-tenant | Office - Small | Office - Small | HallwayLobby | OfS |  | OfS | 1
Mixed-Use/Multi-tenant | Office - Small | Office - Small | Office | OfS |  | OfS | 1
Mixed-Use/Multi-tenant | Office - Small | Office - Small | OtherMisc | OfS |  | OfS | 2
Table Service | Restaurant - Sit Down | Restaurant - Sit Down | Office | RSD |  | RSD | 1
Table Service | Restaurant - Sit Down | Restaurant - Sit Down | Restrooms | RSD |  | RSD | 2
Table Service | Restaurant - Sit Down | Restaurant - Sit Down | Storage | RSD |  | RSD | 3
Other Retail Store | Retail - Small | Retail - Small | Office | RtS |  | RtS | 1
Other Retail Store | Retail - Small | Retail - Small | Restrooms | RtS |  | RtS | 1
Other Retail Store | Retail - Small | Retail - Small | Storage | RtS |  | RtS | 1
Mixed-Use/Multi-tenant | Office - Small | Office - Small | Office | OfS |  | OfS | 4
Shop in Strip Mall | Retail - Small | Retail - Small | RetailSales | RtS |  | RtS | 3
Bar/Tavern/Nightclub/Other | Restaurant - Sit Down | Restaurant - Sit Down | HallwayLobby | RSD |  | RSD | 1
Bar/Tavern/Nightclub/Other | Restaurant - Sit Down | Restaurant - Sit Down | Restrooms | RSD |  | RSD | 3
Auto Sales | Retail - Small | Retail - Small | Office | RtS |  | RtS | 1
Auto Sales | Retail - Small | Retail - Small | HallwayLobby | RtS |  | RtS | 2
Auto Sales | Retail - Small | Retail - Small | Kitchen/Break Room | RtS |  | RtS | 1
Auto Sales | Retail - Small | Retail - Small | OtherMisc | RtS |  | RtS | 2
Auto Sales | Retail - Small | Retail - Small | RetailSales | RtS |  | RtS | 1
Insurance/Real Estate | Office - Small | Office - Small | Conference Room | OfS |  | OfS | 1
Insurance/Real Estate | Office - Small | Office - Small | HallwayLobby | OfS |  | OfS | 1
Insurance/Real Estate | Office - Small | Office - Small | Office | OfS |  | OfS | 3
General Offices | Office - Small | Office - Small | HallwayLobby | OfS |  | OfS | 2
General Offices | Office - Small | Office - Small | Restrooms | OfS |  | OfS | 1
General Offices | Office - Small | Office - Small | Storage | OfS |  | OfS | 1
Bed & Breakfast | Lodging | Hotel | Guest Rooms | Htl |  | Htl | 3
Bed & Breakfast | Lodging | Hotel | HallwayLobby | Htl |  | Htl | 1
Bed & Breakfast | Lodging | Hotel | Restrooms | Htl |  | Htl | 3
Bed & Breakfast | Lodging | Hotel | Storage | Htl |  | Htl | 1
Religious Assembly (worship only) | Assembly | Assembly | Assembly | Asm |  | Asm | 1
Religious Assembly (worship only) | Assembly | Assembly | Restrooms | Asm |  | Asm | 2
Religious Assembly (worship only) | Assembly | Assembly | Storage | Asm |  | Asm | 1
Fast Food or Self Service | Restaurant - Fast Food | Restaurant - Fast Food | Dining | RFF |  | RFF | 3
Fast Food or Self Service | Restaurant - Fast Food | Restaurant - Fast Food | Kitchen/Break Room | RFF |  | RFF | 1
Fast Food or Self Service | Restaurant - Fast Food | Restaurant - Fast Food | Office | RFF |  | RFF | 1
Nursing Home | Health/Medical - Clinic | Nursing Home | HallwayLobby | Nrs |  | Nrs | 6
Nursing Home | Health/Medical - Clinic | Nursing Home | OtherMisc | Nrs |  | Nrs | 10
Shop in Strip Mall | Retail - Small | Retail - Small | RetailSales | RtS |  | RtS | 1
Middle / Secondary School | Lodging | Secondary School | Guest Rooms | ESe |  | ESe | 4
Middle / Secondary School | Lodging | Secondary School | Restrooms | ESe |  | ESe | 1
Financial / Legal | Office - Small | Office - Small | HallwayLobby | OfS |  | OfS | 3
Financial / Legal | Office - Small | Office - Small | Office | OfS |  | OfS | 2
Financial / Legal | Office - Small | Office - Small | OtherMisc | OfS |  | OfS | 1
Religious Assembly (worship only) | Assembly | Assembly | Assembly | Asm |  | Asm | 4
Table Service | Restaurant - Sit Down | Restaurant - Sit Down | Dining | RSD |  | RSD | 1
Mixed-Use/Multi-tenant | Office - Small | Office - Small | Comm/Ind Work | OfS |  | OfS | 4
Hardware Store | Retail - Small | Retail - Small | RetailSales | RtS |  | RtS | 7
Hardware Store | Retail - Small | Retail - Small | Storage | RtS |  | RtS | 1
Hotel | Lodging | Hotel | Guest Rooms | Htl |  | Htl | 12
Religious Assembly (mixed use) | Assembly | Assembly | OtherMisc | Asm |  | Asm | 1
Motel | Lodging | Motel | Guest Rooms | Mtl |  | Mtl | 10
Motel | Lodging | Motel | HallwayLobby | Mtl |  | Mtl | 1
Motel | Lodging | Motel | OtherMisc | Mtl |  | Mtl | 1
Motel | Lodging | Motel | Restrooms | Mtl |  | Mtl | 2
Shop in Strip Mall | Retail - Small | Retail - Small | Restrooms | RtS |  | RtS | 1
Shop in Strip Mall | Retail - Small | Retail - Small | Office | RtS |  | RtS | 1
Hospital | Health/Medical - Hospital | Hospital | Comm/Ind Work | Hsp |  | Hsp | 1
Hospital | Health/Medical - Hospital | Hospital | HallwayLobby | Hsp |  | Hsp | 8
Hospital | Health/Medical - Hospital | Hospital | Office | Hsp |  | Hsp | 2
Hospital | Health/Medical - Hospital | Hospital | OtherMisc | Hsp |  | Hsp | 6
Hospital | Health/Medical - Hospital | Hospital | Restrooms | Hsp |  | Hsp | 1
Fast Food or Self Service | Restaurant - Fast Food | Restaurant - Fast Food | Storage | RFF |  | RFF | 2
Fast Food or Self Service | Restaurant - Fast Food | Restaurant - Fast Food | Dining | RFF |  | RFF | 2
Fast Food or Self Service | Restaurant - Fast Food | Restaurant - Fast Food | OtherMisc | RFF |  | RFF | 1
Motel | Lodging | Motel | Guest Rooms | Mtl |  | Mtl | 12
Motel | Lodging | Motel | HallwayLobby | Mtl |  | Mtl | 2
Motel | Lodging | Motel | Mechanical/Electrical Room | Mtl |  | Mtl | 1
Motel | Lodging | Motel | OtherMisc | Mtl |  | Mtl | 1
Motel | Lodging | Motel | Restrooms | Mtl |  | Mtl | 1
Motel | Lodging | Motel | Storage | Mtl |  | Mtl | 1
Auto Repair | Retail - Small | Manuf. Light Industrial | Restrooms | MLI |  | MLI | 1
Auto Repair | Retail - Small | Manuf. Light Industrial | Storage | MLI |  | MLI | 2
Convenience Store | Retail - Small | Retail - Small | Restrooms | RtS |  | RtS | 1
Convenience Store | Retail - Small | Retail - Small | RetailSales | RtS |  | RtS | 1
Assisted Living | Health/Medical - Clinic | Nursing Home | OtherMisc | Nrs |  | Nrs | 3
Assisted Living | Health/Medical - Clinic | Nursing Home | Comm/Ind Work | Nrs |  | Nrs | 3
Assisted Living | Health/Medical - Clinic | Nursing Home | HallwayLobby | Nrs |  | Nrs | 2
Assisted Living | Health/Medical - Clinic | Nursing Home | Patient Rooms | Nrs |  | Nrs | 9
Other Retail Store | Retail - Small | Retail - Small | OtherMisc | RtS |  | RtS | 1
Liquor Store | Grocery | Retail - Small | Storage | RtS |  | RtS | 1
Liquor Store | Grocery | Retail - Small | OtherMisc | RtS |  | RtS | 1
Liquor Store | Grocery | Retail - Small | RetailSales | RtS |  | RtS | 2
Table Service | Restaurant - Sit Down | Restaurant - Sit Down | Dining | RSD |  | RSD | 1
Table Service | Restaurant - Sit Down | Restaurant - Sit Down | Restrooms | RSD |  | RSD | 1
Table Service | Restaurant - Sit Down | Restaurant - Sit Down | Storage | RSD |  | RSD | 1
Table Service | Restaurant - Sit Down | Restaurant - Sit Down | OtherMisc | RSD |  | RSD | 1
Health/Fitness Center | Assembly | Assembly | HallwayLobby | Asm |  | Asm | 1
Health/Fitness Center | Assembly | Assembly | Kitchen/Break Room | Asm |  | Asm | 1
Health/Fitness Center | Assembly | Assembly | Office | Asm |  | Asm | 1
Health/Fitness Center | Assembly | Assembly | Restrooms | Asm |  | Asm | 2
Health/Fitness Center | Assembly | Assembly | OtherMisc | Asm |  | Asm | 2
Table Service | Restaurant - Sit Down | Restaurant - Sit Down | Kitchen/Break Room | RSD |  | RSD | 1
Table Service | Restaurant - Sit Down | Restaurant - Sit Down | Storage | RSD |  | RSD | 1
Table Service | Restaurant - Sit Down | Restaurant - Sit Down | Kitchen/Break Room | RSD |  | RSD | 2
General Offices | Office - Small | Office - Small | OtherMisc | OfS |  | OfS | 1
General Offices | All Commercial | Office - Small | Office | OfS |  | OfS | 1
General Offices | All Commercial | Office - Small | Restrooms | OfS |  | OfS | 1
General Offices | All Commercial | Office - Small | Storage | OfS |  | OfS | 1
Bookstore | Retail - Small | Retail - Small | HallwayLobby | RtS |  | RtS | 1
Bookstore | Retail - Small | Retail - Small | Restrooms | RtS |  | RtS | 1
Other Retail Store | Retail - Small | Retail - Small | Restrooms | RtS |  | RtS | 1
Other Retail Store | Retail - Small | Retail - Small | Auto Repair Workshop | RtS |  | RtS | 1
Other Retail Store | Retail - Small | Retail - Small | Comm/Ind Work | RtS |  | RtS | 1
Other Retail Store | Retail - Small | Retail - Small | RetailSales | RtS |  | RtS | 2
Other Retail Store | Retail - Small | Retail - Small | Storage | RtS |  | RtS | 2
Vetinary Services | Health/Medical - Clinic | Retail - Small | Office | RtS |  | RtS | 1
Vetinary Services | Health/Medical - Clinic | Retail - Small | OtherMisc | RtS |  | RtS | 1
Conditioned Warehouse, Low Bay | Warehouse | Storage Conditioned | Office | SCn |  | SCn | 1
Conditioned Warehouse, Low Bay | Warehouse | Storage Conditioned | Storage | SCn |  | SCn | 2
Table Service | Restaurant - Sit Down | Restaurant - Sit Down | Restrooms | RSD |  | RSD | 2
Auto Sales | Retail - Small | Retail - Small | Restrooms | RtS |  | RtS | 1
Auto Sales | Retail - Small | Retail - Small | Auto Repair Workshop | RtS |  | RtS | 2
Auto Sales | Retail - Small | Retail - Small | Office | RtS |  | RtS | 1
Auto Sales | Retail - Small | Retail - Small | RetailSales | RtS |  | RtS | 2
Motel | Lodging | Motel | Guest Rooms | Mtl |  | Mtl | 2
Motel | Lodging | Motel | HallwayLobby | Mtl |  | Mtl | 3
Motel | Lodging | Motel | Restrooms | Mtl |  | Mtl | 1
Shop in Strip Mall | Retail - Small | Retail - Small | RetailSales | RtS |  | RtS | 3
Beauty Salon | Retail - Small | Retail - Small | Kitchen/Break Room | RtS |  | RtS | 2
Beauty Salon | Retail - Small | Retail - Small | Office | RtS |  | RtS | 4
Beauty Salon | Retail - Small | Retail - Small | OtherMisc | RtS |  | RtS | 2
Beauty Salon | Retail - Small | Retail - Small | RetailSales | RtS |  | RtS | 2
Shop in Strip Mall | Retail - Small | Retail - Small | OtherMisc | RtS |  | RtS | 6
Middle / Secondary School | Education - Primary School | Secondary School | Office | ESe |  | ESe | 1
Religious Assembly (worship only) | Assembly | Assembly | Assembly | Asm |  | Asm | 2
Religious Assembly (worship only) | Assembly | Assembly | HallwayLobby | Asm |  | Asm | 1
Motel | Lodging | Motel | Guest Rooms | Mtl |  | Mtl | 3
Motel | Lodging | Motel | HallwayLobby | Mtl |  | Mtl | 1
Motel | Lodging | Motel | OtherMisc | Mtl |  | Mtl | 2
Nursing Home | Health/Medical - Clinic | Nursing Home | HallwayLobby | Nrs |  | Nrs | 1
Nursing Home | Health/Medical - Clinic | Nursing Home | OtherMisc | Nrs |  | Nrs | 11
Auto Repair | Retail - Small | Manuf. Light Industrial | Office | MLI |  | MLI | 1
Auto Repair | Retail - Small | Manuf. Light Industrial | OtherMisc | MLI |  | MLI | 1
Medical/Dental Office | Health/Medical - Clinic | Office - Small | Office | OfS |  | OfS | 3
Motel | Lodging | Motel | Guest Rooms | Mtl |  | Mtl | 3
Motel | Lodging | Motel | HallwayLobby | Mtl |  | Mtl | 1
Motel | Lodging | Motel | Restrooms | Mtl |  | Mtl | 1
Mixed-Use/Multi-tenant | Office - Small | Office - Small | Office | OfS |  | OfS | 1
Mixed-Use/Multi-tenant | Office - Small | Office - Small | Restrooms | OfS |  | OfS | 1
Mixed-Use/Multi-tenant | Office - Small | Office - Small | Storage | OfS |  | OfS | 1
General Offices | Office - Small | Office - Small | HallwayLobby | OfS |  | OfS | 1
General Offices | Office - Small | Office - Small | Office | OfS |  | OfS | 1
General Offices | Office - Small | Office - Small | OtherMisc | OfS |  | OfS | 2
Poolhall | Assembly | Assembly | HallwayLobby | Asm |  | Asm | 1
Poolhall | Assembly | Assembly | OtherMisc | Asm |  | Asm | 5
Poolhall | Assembly | Assembly | Restrooms | Asm |  | Asm | 2
Poolhall | Assembly | Assembly | Storage | Asm |  | Asm | 1
Insurance/Real Estate | Office - Small | Office - Small | Restrooms | OfS |  | OfS | 1
Insurance/Real Estate | Office - Small | Office - Small | Office | OfS |  | OfS | 1
Insurance/Real Estate | Office - Small | Office - Small | Storage | OfS |  | OfS | 1
Auto Repair | Other Industrial | Manuf. Light Industrial | Comm/Ind Work | MLI |  | MLI | 2
Clinic/Outpatient Care | Health/Medical - Clinic | Office - Small | HallwayLobby | OfS |  | OfS | 4
Repair (Non-Auto) | Retail - Small | Manuf. Light Industrial | Comm/Ind Work | MLI |  | MLI | 1
Motel | Lodging | Motel | Guest Rooms | Mtl |  | Mtl | 4
Conditioned Warehouse, Low Bay | Other Industrial | Storage Conditioned | HallwayLobby | SCn |  | SCn | 1
Conditioned Warehouse, Low Bay | Other Industrial | Storage Conditioned | OtherMisc | SCn |  | SCn | 2
Conditioned Warehouse, Low Bay | Other Industrial | Storage Conditioned | Restrooms | SCn |  | SCn | 1
Conditioned Warehouse, Low Bay | Other Industrial | Storage Conditioned | Storage | SCn |  | SCn | 1
General Offices | All Commercial | Office - Small | HallwayLobby | OfS |  | OfS | 1
General Offices | All Commercial | Office - Small | OtherMisc | OfS |  | OfS | 1
General Offices | All Commercial | Office - Small | Restrooms | OfS |  | OfS | 1
General Offices | All Commercial | Office - Small | Storage | OfS |  | OfS | 1
Auto Repair | Retail - Small | Manuf. Light Industrial | OtherMisc | MLI |  | MLI | 1
Auto Repair | Retail - Small | Manuf. Light Industrial | RetailSales | MLI |  | MLI | 1
Auto Repair | Retail - Small | Manuf. Light Industrial | Storage | MLI |  | MLI | 1
Shop in Strip Mall | Office - Small | Retail - Small | Restrooms | RtS |  | RtS | 1
Shop in Strip Mall | Office - Small | Retail - Small | Office | RtS |  | RtS | 3
Convenience Store | Retail - Small | Retail - Small | HallwayLobby | RtS |  | RtS | 1
Police/Fire Station | Government | Not Assigned | HallwayLobby | NA |  | NA | 2
Police/Fire Station | Government | Not Assigned | Office | NA |  | NA | 1
Police/Fire Station | Government | Not Assigned | OtherMisc | NA |  | NA | 5
Bar/Tavern/Nightclub/Other | Restaurant - Sit Down | Restaurant - Sit Down | Dining | RSD |  | RSD | 1
Bar/Tavern/Nightclub/Other | Restaurant - Sit Down | Restaurant - Sit Down | Restrooms | RSD |  | RSD | 1
Bar/Tavern/Nightclub/Other | Restaurant - Sit Down | Restaurant - Sit Down | Storage | RSD |  | RSD | 1
Delicatessen | Restaurant - Fast Food | Restaurant - Fast Food | Restrooms | RFF |  | RFF | 1
Delicatessen | Restaurant - Fast Food | Restaurant - Fast Food | Storage | RFF |  | RFF | 1
Motel | Lodging | Motel | Guest Rooms | Mtl |  | Mtl | 8
Motel | Lodging | Motel | Restrooms | Mtl |  | Mtl | 2
Motel | Lodging | Motel | Guest Rooms | Mtl |  | Mtl | 2
Religious Assembly (worship only) | Assembly | Assembly | OtherMisc | Asm |  | Asm | 1
Beauty Salon | Retail - Small | Retail - Small | RetailSales | RtS |  | RtS | 2
General Offices | Office - Small | Office - Small | Office | OfS |  | OfS | 3
General Offices | Office - Small | Office - Small | Storage | OfS |  | OfS | 1
Bagel Shop | Restaurant - Sit Down | Restaurant - Fast Food | Dining | RFF |  | RFF | 1
General Offices | Office - Small | Office - Small | HallwayLobby | OfS |  | OfS | 1
General Offices | Office - Small | Office - Small | Restrooms | OfS |  | OfS | 1
General Offices | Office - Small | Office - Small | Storage | OfS |  | OfS | 2
Retail Warehouse/Clubs | Warehouse | Retail - Large (Bigbox) | Storage | RtL |  | RtL | 3
Fast Food or Self Service | Restaurant - Fast Food | Restaurant - Fast Food | Dining | RFF |  | RFF | 2
Fast Food or Self Service | Restaurant - Fast Food | Restaurant - Fast Food | Kitchen/Break Room | RFF |  | RFF | 1
Fast Food or Self Service | Restaurant - Fast Food | Restaurant - Fast Food | OtherMisc | RFF |  | RFF | 1
Other Retail Store | Retail - Small | Retail - Small | Office | RtS |  | RtS | 1
Other Retail Store | Retail - Small | Retail - Small | OtherMisc | RtS |  | RtS | 1
Other Retail Store | Retail - Small | Retail - Small | RetailSales | RtS |  | RtS | 13
Financial / Legal | Office - Small | Office - Small | HallwayLobby | OfS |  | OfS | 1
Financial / Legal | Office - Small | Office - Small | Restrooms | OfS |  | OfS | 1
Financial / Legal | Office - Small | Office - Small | Storage | OfS |  | OfS | 1
General Offices | Office - Small | Office - Small | Restrooms | OfS |  | OfS | 1
General Offices | Office - Small | Office - Small | Office | OfS |  | OfS | 1
General Offices | Office - Small | Office - Small | OtherMisc | OfS |  | OfS | 1
General Offices | Office - Small | Office - Small | Storage | OfS |  | OfS | 1
Software Development | Office - Small | Office - Small | HallwayLobby | OfS |  | OfS | 2
Software Development | Office - Small | Office - Small | Office | OfS |  | OfS | 8
General Offices | Office - Small | Office - Small | Restrooms | OfS |  | OfS | 2
General Offices | Office - Small | Office - Small | Comm/Ind Work | OfS |  | OfS | 2
General Offices | Office - Small | Office - Small | Conference Room | OfS |  | OfS | 1
General Offices | Office - Small | Office - Small | Office | OfS |  | OfS | 6
General Offices | Office - Small | Office - Small | Storage | OfS |  | OfS | 1
Motel | Lodging | Motel | Guest Rooms | Mtl |  | Mtl | 23
Motel | Lodging | Motel | HallwayLobby | Mtl |  | Mtl | 4
Auto Repair | Retail - Small | Manuf. Light Industrial | Restrooms | MLI |  | MLI | 1
Auto Repair | Retail - Small | Manuf. Light Industrial | Auto Repair Workshop | MLI |  | MLI | 3
Auto Repair | Retail - Small | Manuf. Light Industrial | Office | MLI |  | MLI | 4
Department / Variety Store | Retail - Small | Retail - 3-Story (Dept Store) | RetailSales | Rt3 |  | Rt3 | 2
Other Retail Store | Retail - Small | Retail - Small | RetailSales | RtS |  | RtS | 1
Motel | Lodging | Motel | Restrooms | Mtl |  | Mtl | 4
Bar/Tavern/Nightclub/Other | Restaurant - Sit Down | Restaurant - Sit Down | Office | RSD |  | RSD | 1
Bar/Tavern/Nightclub/Other | Restaurant - Sit Down | Restaurant - Sit Down | Restrooms | RSD |  | RSD | 2
Bar/Tavern/Nightclub/Other | Restaurant - Sit Down | Restaurant - Sit Down | Storage | RSD |  | RSD | 4
Other Retail Store | Retail - Small | Retail - Small | RetailSales | RtS |  | RtS | 4
Conditioned Warehouse, Low Bay | Other Industrial | Storage Conditioned | Restrooms | SCn |  | SCn | 1
Mixed-Use/Multi-tenant | All Commercial | Office - Small | Office | OfS |  | OfS | 4
Mixed-Use/Multi-tenant | All Commercial | Office - Small | OtherMisc | OfS |  | OfS | 2
Hotel | Lodging | Hotel | HallwayLobby | Htl |  | Htl | 1
Hotel | Lodging | Hotel | Mechanical/Electrical Room | Htl |  | Htl | 1
Hotel | Lodging | Hotel | OtherMisc | Htl |  | Htl | 1
Hotel | Lodging | Hotel | Storage | Htl |  | Htl | 2
Tattoo parlor | Retail - Small | Retail - Small | Restrooms | RtS |  | RtS | 1
Tattoo Parlor | Retail - Small | Retail - Small | Office | RtS |  | RtS | 1
Tattoo Parlor | Retail - Small | Retail - Small | RetailSales | RtS |  | RtS | 1
Table Service | Restaurant - Sit Down | Restaurant - Sit Down | Dining | RSD |  | RSD | 2
Table Service | Restaurant - Sit Down | Restaurant - Sit Down | Kitchen/Break Room | RSD |  | RSD | 2
Table Service | Restaurant - Sit Down | Restaurant - Sit Down | OtherMisc | RSD |  | RSD | 1
Table Service | Restaurant - Sit Down | Restaurant - Sit Down | Restrooms | RSD |  | RSD | 3
Table Service | Restaurant - Sit Down | Restaurant - Sit Down | Storage | RSD |  | RSD | 2
Bakery/Catering | All Commercial | Restaurant - Sit Down | OtherMisc | RSD |  | RSD | 2
Commercial Greenhouse | Agriculture | Greenhouse | OtherMisc | GrH |  | GrH | 1
Health/Fitness Center | Assembly | Assembly | OtherMisc | Asm |  | Asm | 1
Government Services | Government | Office - Large | Office | OfL |  | OfL | 4
Government Services | Government | Office - Large | Storage | OfL |  | OfL | 1
Unconditioned Warehouse, High Bay | Warehouse | Storage Unconditioned | Office | SUn |  | SUn | 4
Unconditioned Warehouse, High Bay | Warehouse | Storage Unconditioned | OtherMisc | SUn |  | SUn | 2
Unconditioned Warehouse, High Bay | Warehouse | Storage Unconditioned | Storage | SUn |  | SUn | 3
Motel | Lodging | Motel | Guest Rooms | Mtl |  | Mtl | 6
Office Building | Office - Large | Office - Large | Office | OfL |  | OfL | 5
Mixed Office and Workspace | Agriculture | Office - Small | Office | MLI | OfS | OfS | 1
Bowling Alley | Assembly | Assembly | HallwayLobby | Asm |  | Asm | 3
Bowling Alley | Assembly | Assembly | OtherMisc | Asm |  | Asm | 5
Bowling Alley | Assembly | Assembly | Restrooms | Asm |  | Asm | 2
Auto Repair | Retail - Small | Manuf. Light Industrial | Office | MLI |  | MLI | 3
Bakery/Catering | All Commercial | Restaurant - Sit Down | Restrooms | RSD |  | RSD | 1
Auto Sales | Retail - Small | Retail - Small | HallwayLobby | RtS |  | RtS | 1
Auto Sales | Retail - Small | Retail - Small | Comm/Ind Work | RtS |  | RtS | 3
Auto Sales | Retail - Small | Retail - Small | Office | RtS |  | RtS | 1
Auto Sales | Retail - Small | Retail - Small | RetailSales | RtS |  | RtS | 3
Auto Sales | Retail - Small | Retail - Small | Storage | RtS |  | RtS | 1
Motel | Lodging | Motel | Guest Rooms | Mtl |  | Mtl | 8
Table Service | Restaurant - Sit Down | Restaurant - Sit Down | Dining | RSD |  | RSD | 2
Table Service | Restaurant - Sit Down | Restaurant - Sit Down | HallwayLobby | RSD |  | RSD | 1
Table Service | Restaurant - Sit Down | Restaurant - Sit Down | Dining | RSD |  | RSD | 3
Table Service | Restaurant - Sit Down | Restaurant - Sit Down | HallwayLobby | RSD |  | RSD | 1
Table Service | Restaurant - Sit Down | Restaurant - Sit Down | HallwayLobby | RSD |  | RSD | 1
Motel | Lodging | Motel | Guest Rooms | Mtl |  | Mtl | 4
Religious Assembly (worship only) | Assembly | Assembly | Assembly | Asm |  | Asm | 1
Insurance/Real Estate | Office - Small | Office - Small | Office | OfS |  | OfS | 1
Insurance/Real Estate | Office - Small | Office - Small | Kitchen/Break Room | OfS |  | OfS | 1
Unconditioned Warehouse, High Bay | Other Industrial | Storage Unconditioned | Storage | SUn |  | SUn | 4
Other Retail Store | Retail - Small | Retail - Small | RetailSales | RtS |  | RtS | 4
Bar/Tavern/Nightclub/Other | Restaurant - Sit Down | Restaurant - Sit Down | Kitchen/Break Room | RSD |  | RSD | 1
Bar/Tavern/Nightclub/Other | Restaurant - Sit Down | Restaurant - Sit Down | Office | RSD |  | RSD | 1
Bar/Tavern/Nightclub/Other | Restaurant - Sit Down | Restaurant - Sit Down | OtherMisc | RSD |  | RSD | 1
Bar/Tavern/Nightclub/Other | Restaurant - Sit Down | Restaurant - Sit Down | Restrooms | RSD |  | RSD | 2
College/University | Education - Secondary School | College/University | Office | ECU |  | ECU | 1
College/University | Education - Secondary School | College/University | Restrooms | ECU |  | ECU | 1
Shop in Strip Mall | Retail - Small | Retail - Small | HallwayLobby | RtS |  | RtS | 2
Shop in Strip Mall | Retail - Small | Retail - Small | OtherMisc | RtS |  | RtS | 2
Shop in Strip Mall | Retail - Small | Retail - Small | RetailSales | RtS |  | RtS | 1
Unconditioned Warehouse, High Bay | Warehouse | Storage Unconditioned | Storage | SUn |  | SUn | 5
Insurance/Real Estate | Office - Small | Office - Small | HallwayLobby | OfS |  | OfS | 3
Insurance/Real Estate | Office - Small | Office - Small | Storage | OfS |  | OfS | 2
Conditioned Warehouse, High Bay | Warehouse | Storage Conditioned | Office | SCn |  | SCn | 2
Conditioned Warehouse, High Bay | Warehouse | Storage Conditioned | Storage | SCn |  | SCn | 3
Religious Assembly (mixed use) | Assembly | Assembly | Assembly | Asm |  | Asm | 3
Religious Assembly (mixed use) | Assembly | Assembly | HallwayLobby | Asm |  | Asm | 2
Clinic/Outpatient Care | Health/Medical - Clinic | Office - Small | Comm/Ind Work | OfS |  | OfS | 1
Clinic/Outpatient Care | Health/Medical - Clinic | Office - Small | HallwayLobby | OfS |  | OfS | 1
Clinic/Outpatient Care | Health/Medical - Clinic | Office - Small | Kitchen/Break Room | OfS |  | OfS | 1
Clinic/Outpatient Care | Health/Medical - Clinic | Office - Small | Office | OfS |  | OfS | 4
Clinic/Outpatient Care | Health/Medical - Clinic | Office - Small | OtherMisc | OfS |  | OfS | 6
Motel | Lodging | Motel | Guest Rooms | Mtl |  | Mtl | 11
Shop in Strip Mall | Retail - Small | Retail - Small | Comm/Ind Work | RtS |  | RtS | 1
Shop in Strip Mall | Retail - Small | Retail - Small | RetailSales | RtS |  | RtS | 2
Assembly/Light Manufacturing | Other Industrial | Manuf. Light Industrial | Comm/Ind Work | MLI |  | MLI | 2
Hotel | Lodging | Hotel | Guest Rooms | Htl |  | Htl | 8
Resort | Lodging | Hotel | Guest Rooms | Htl |  | Htl | 3
Resort | Lodging | Hotel | HallwayLobby | Htl |  | Htl | 2
Resort | Lodging | Hotel | Kitchen/Break Room | Htl |  | Htl | 1
Resort | Lodging | Hotel | Mechanical/Electrical Room | Htl |  | Htl | 1
Resort | Lodging | Hotel | Restrooms | Htl |  | Htl | 1
Bar/Tavern/Nightclub/Other | Restaurant - Sit Down | Restaurant - Sit Down | Restrooms | RSD |  | RSD | 2
General Offices | Other Industrial | Office - Small | Hallways/Corridors/Stairways | OfS |  | OfS | 1
General Offices | Other Industrial | Office - Small | Office (General) | OfS |  | OfS | 1
General Offices | Other Industrial | Office - Small | Restrooms | OfS |  | OfS | 1
Food Processing | Other Industrial | Manuf. Light Industrial | Hallways/Corridors/Stairways | MLI |  | MLI | 1
Food Processing | Other Industrial | Manuf. Light Industrial | Storage (Unconditioned) | MLI |  | MLI | 1
Commercial Farm | Agriculture | Not Assigned | Comm/Ind Work (General Low Bay) | NA |  | NA | 1
Commercial Farm | Agriculture | Not Assigned | Storage (Unconditioned) | NA |  | NA | 1
Elementary School | Education - Primary School | Primary School | Classroom/Lecture | EPr |  | EPr | 4
Elementary School | Education - Primary School | Primary School | Classrooms (Portable) | EPr |  | EPr | 1
Elementary School | Education - Primary School | Primary School | Kitchen/Break room and Food Preparation | EPr |  | EPr | 1
Elementary School | Education - Primary School | Primary School | Lobby (Main Entry and Assembly) | EPr |  | EPr | 1
Elementary School | Education - Primary School | Primary School | Office (General) | EPr |  | EPr | 1
Elementary School | Education - Primary School | Primary School | Other Unlisted Activity Types | EPr |  | EPr | 1
Elementary School | Education - Primary School | Primary School | Restrooms | EPr |  | EPr | 1
Elementary School | Education - Primary School | Primary School | Unknown | EPr |  | EPr | 1
Ag Sales | Agriculture | Retail - Small | Storage (Unconditioned) | RtS |  | RtS | 2
General Offices | Other Industrial | Office - Small | Hallways/Corridors/Stairways | OfS |  | OfS | 1
General Offices | Other Industrial | Office - Small | Other Unlisted Activity Types | OfS |  | OfS | 1
General Offices | Other Industrial | Office - Small | Copy Room | OfS |  | OfS | 1
General Offices | Other Industrial | Office - Small | Kitchen/Break room and Food Preparation | OfS |  | OfS | 1
Assembly/Light Manufacturing | Other Industrial | Manuf. Light Industrial | Comm/Ind Work (General High Bay) | MLI |  | MLI | 1
Assembly/Light Manufacturing | Other Industrial | Manuf. Light Industrial | Restrooms | MLI |  | MLI | 1
Assembly/Light Manufacturing | Other Industrial | Manuf. Light Industrial | Comm/Ind Work (General Low Bay) | MLI |  | MLI | 1
Assembly/Light Manufacturing | Other Industrial | Manuf. Light Industrial | Kitchen/Break room and Food Preparation | MLI |  | MLI | 1
Assembly/Light Manufacturing | Other Industrial | Manuf. Light Industrial | Office (Executive/Private) | MLI |  | MLI | 1
Assembly/Light Manufacturing | Other Industrial | Manuf. Light Industrial | Office (Open Plan) | MLI |  | MLI | 1
Assembly/Light Manufacturing | Other Industrial | Manuf. Light Industrial | Storage (Unconditioned) | MLI |  | MLI | 1
Commercial Farm | Agriculture | Not Assigned | Other Unlisted Activity Types | NA |  | NA | 1
Library / Museum | Assembly | Assembly | Storage (Unconditioned) | Asm |  | Asm | 1
Library / Museum | Assembly | Assembly | Restrooms | Asm |  | Asm | 1
Library / Museum | Assembly | Assembly | Library | Asm |  | Asm | 3
Religious Assembly (mixed use) | Assembly | Assembly | Restrooms | Asm |  | Asm | 2
Religious Assembly (mixed use) | Assembly | Assembly | Auditorium | Asm |  | Asm | 2
Religious Assembly (mixed use) | Assembly | Assembly | Classroom/Lecture | Asm |  | Asm | 3
Religious Assembly (mixed use) | Assembly | Assembly | Hallways/Corridors/Stairways | Asm |  | Asm | 1
Religious Assembly (mixed use) | Assembly | Assembly | Office (General) | Asm |  | Asm | 1
Food Processing | Other Industrial | Manuf. Light Industrial | Storage (Unconditioned) | MLI |  | MLI | 6
Medical/Dental Office | Health/Medical - Clinic | Office - Small | Office (Open Plan) | OfS |  | OfS | 1
Medical/Dental Office | Health/Medical - Clinic | Office - Small | Restrooms | OfS |  | OfS | 1
Auto Repair | Retail - Large | Manuf. Light Industrial | Auto Repair Workshop | MLI |  | MLI | 3
Auto Repair | Retail - Large | Manuf. Light Industrial | Restrooms | MLI |  | MLI | 2
Auto Repair | Retail - Large | Manuf. Light Industrial | Storage (Unconditioned) | MLI |  | MLI | 1
Auto Repair | Retail - Large | Manuf. Light Industrial | Office (General) | MLI |  | MLI | 5
Retail Warehouse/Clubs | Retail - Large | Retail - Large (Bigbox) | Office (Executive/Private) | RtL |  | RtL | 2
Retail Warehouse/Clubs | Retail - Large | Retail - Large (Bigbox) | Restrooms | RtL |  | RtL | 1
Retail Warehouse/Clubs | Retail - Large | Retail - Large (Bigbox) | Storage (Conditioned) | RtL |  | RtL | 1
Retail Warehouse/Clubs | Retail - Large | Retail - Large (Bigbox) | Retail Sales/Showroom | RtL |  | RtL | 1
Retail Warehouse/Clubs | Retail - Large | Retail - Large (Bigbox) | Kitchen/Break room and Food Preparation | RtL |  | RtL | 1
Retail Warehouse/Clubs | Retail - Large | Retail - Large (Bigbox) | Office (Open Plan) | RtL |  | RtL | 2
Middle / Secondary School | Education - Secondary School | Secondary School | Exercise Centers/Gymnasium | ESe |  | ESe | 6
Unconditioned Warehouse, High Bay | Warehouse | Storage Unconditioned | Office (General) | SUn |  | SUn | 2
Unconditioned Warehouse, High Bay | Warehouse | Storage Unconditioned | Conference Room | SUn |  | SUn | 1
Small General Grocery | Grocery | Grocery | Office (General) | Gro |  | Gro | 1
Small General Grocery | Grocery | Grocery | Storage (Refrigerated/Freezer), Walk-in | Gro |  | Gro | 2
Auto Repair | Retail - Small | Manuf. Light Industrial | Comm/Ind Work (General Low Bay) | MLI |  | MLI | 1
Auto Repair | Retail - Small | Manuf. Light Industrial | Restrooms | MLI |  | MLI | 1
Auto Repair | Retail - Small | Manuf. Light Industrial | Hallways/Corridors/Stairways | MLI |  | MLI | 1
Nursing Home | Health/Medical - Clinic | Nursing Home | Convention and Meeting Center | Nrs |  | Nrs | 1
Nursing Home | Health/Medical - Clinic | Nursing Home | Hallways/Corridors/Stairways | Nrs |  | Nrs | 1
Nursing Home | Health/Medical - Clinic | Nursing Home | Kitchen/Break room and Food Preparation | Nrs |  | Nrs | 1
Nursing Home | Health/Medical - Clinic | Nursing Home | Lobby (Main Entry and Assembly) | Nrs |  | Nrs | 1
Nursing Home | Health/Medical - Clinic | Nursing Home | Office (Executive/Private) | Nrs |  | Nrs | 3
Nursing Home | Health/Medical - Clinic | Nursing Home | Other Unlisted Activity Types | Nrs |  | Nrs | 1
Nursing Home | Health/Medical - Clinic | Nursing Home | Storage (Unconditioned) | Nrs |  | Nrs | 1
Nursing Home | Health/Medical - Clinic | Nursing Home | Copy Room | Nrs |  | Nrs | 1
Nursing Home | Health/Medical - Clinic | Nursing Home | Restrooms | Nrs |  | Nrs | 1
Table Service | Restaurant - Sit Down | Restaurant - Sit Down | Hallways/Corridors/Stairways | RSD |  | RSD | 1
Rehabilitation Center | Health/Medical - Clinic | Nursing Home | Storage (Unconditioned) | Nrs |  | Nrs | 1
Rehabilitation Center | Health/Medical - Clinic | Nursing Home | Kitchen/Break room and Food Preparation | Nrs |  | Nrs | 1
Rehabilitation Center | Health/Medical - Clinic | Nursing Home | Restrooms | Nrs |  | Nrs | 1
Assembly/Light Manufacturing | Other Industrial | Manuf. Light Industrial | Lobby (Main Entry and Assembly) | MLI |  | MLI | 1
Assembly/Light Manufacturing | Other Industrial | Manuf. Light Industrial | Hallways/Corridors/Stairways | MLI |  | MLI | 1
Assembly/Light Manufacturing | Other Industrial | Manuf. Light Industrial | Office (General) | MLI |  | MLI | 1
Assembly/Light Manufacturing | Other Industrial | Manuf. Light Industrial | Storage (Conditioned) | MLI |  | MLI | 4
Assembly/Light Manufacturing | Other Industrial | Manuf. Light Industrial | Comm/Ind Work (General High Bay) | MLI |  | MLI | 3
Table Service | Restaurant - Sit Down | Restaurant - Sit Down | Dining Area | RSD |  | RSD | 1
Table Service | Restaurant - Sit Down | Restaurant - Sit Down | Kitchen/Break room and Food Preparation | RSD |  | RSD | 1
Daycare or Preschool | Education - Primary School | Primary School | Restrooms | EPr |  | EPr | 1
Daycare or Preschool | Education - Primary School | Primary School | Classroom/Lecture | EPr |  | EPr | 1
Daycare or Preschool | Education - Primary School | Primary School | Office (Executive/Private) | EPr |  | EPr | 1
Winery | Restaurant - Sit Down | Restaurant - Sit Down | Retail Sales/Showroom | RSD |  | RSD | 3
Winery | Other Industrial | Restaurant - Sit Down | Storage (Unconditioned) | RSD |  | RSD | 2
Table Service | Restaurant - Sit Down | Restaurant - Sit Down | Dining Area | RSD |  | RSD | 2
Table Service | Restaurant - Sit Down | Restaurant - Sit Down | Restrooms | RSD |  | RSD | 1
Vocational or Trade School | Education - Community College | Community College | Conference Room | ECC |  | ECC | 2
Vocational or Trade School | Education - Community College | Community College | Office (Executive/Private) | ECC |  | ECC | 1
Vocational or Trade School | Education - Community College | Community College | Restrooms | ECC |  | ECC | 2
Vocational or Trade School | Education - Community College | Community College | Storage (Conditioned) | ECC |  | ECC | 1
Daycare or Preschool | Education - Primary School | Primary School | Classroom/Lecture | EPr |  | EPr | 4
Daycare or Preschool | Education - Primary School | Primary School | Office (Open Plan) | EPr |  | EPr | 1
Repair (Non-Auto) | Retail - Large | Manuf. Light Industrial | Storage (Unconditioned) | MLI |  | MLI | 2
Auto Parts | Retail - Small | Retail - Small | Lobby (Office Reception/Waiting) | RtS |  | RtS | 1
Auto Parts | Retail - Small | Retail - Small | Other Unlisted Activity Types | RtS |  | RtS | 2
Food Processing | Other Industrial | Manuf. Light Industrial | Retail Sales/Showroom | MLI |  | MLI | 1
Food Processing | Other Industrial | Manuf. Light Industrial | Office (Open Plan) | MLI |  | MLI | 1
Food Processing | Other Industrial | Manuf. Light Industrial | Loading Dock | MLI |  | MLI | 1
Food Processing | Other Industrial | Manuf. Light Industrial | Other Unlisted Activity Types | MLI |  | MLI | 1
Other Recreational/Public Assembly | Assembly | Assembly | Dining Area | Asm |  | Asm | 1
Other Recreational/Public Assembly | Assembly | Assembly | Exercise Centers/Gymnasium | Asm |  | Asm | 2
Other Recreational/Public Assembly | Assembly | Assembly | Mechanical/Electrical Room | Asm |  | Asm | 1
Other Recreational/Public Assembly | Assembly | Assembly | Office (Open Plan) | Asm |  | Asm | 1
Other Recreational/Public Assembly | Assembly | Assembly | Restrooms | Asm |  | Asm | 1
Other Recreational/Public Assembly | Assembly | Assembly | Retail Sales/Showroom | Asm |  | Asm | 1
Other Recreational/Public Assembly | Assembly | Assembly | Storage (Conditioned) | Asm |  | Asm | 1
Shop in Enclosed Mall | Retail - Small | Retail - Small | Retail Sales/Showroom | RtS |  | RtS | 1
Middle / Secondary School | Education - Secondary School | Secondary School | Exercise Centers/Gymnasium | ESe |  | ESe | 3
Other Retail Store | Retail - Small | Retail - Small | Other Unlisted Activity Types | RtS |  | RtS | 1
Other Retail Store | Retail - Small | Retail - Small | Retail Sales/Showroom | RtS |  | RtS | 1
Other Retail Store | Retail - Small | Retail - Small | Office (General) | RtS |  | RtS | 1
Conditioned Warehouse, High Bay | Warehouse | Storage Conditioned | Mechanical/Electrical Room | SCn |  | SCn | 1
Conditioned Warehouse, High Bay | Warehouse | Storage Conditioned | Storage (Conditioned) | SCn |  | SCn | 1
Conditioned Warehouse, High Bay | Warehouse | Storage Conditioned | Hallways/Corridors/Stairways | SCn |  | SCn | 1
Elementary School | Education - Primary School | Primary School | Classrooms (Portable) | EPr |  | EPr | 1
Elementary School | Education - Primary School | Primary School | Classroom/Lecture | EPr |  | EPr | 2
Elementary School | Education - Primary School | Primary School | Hallways/Corridors/Stairways | EPr |  | EPr | 1
Elementary School | Education - Primary School | Primary School | Kitchen/Break room and Food Preparation | EPr |  | EPr | 1
Elementary School | Education - Primary School | Primary School | Library | EPr |  | EPr | 1
Elementary School | Education - Primary School | Primary School | Office (General) | EPr |  | EPr | 3
Elementary School | Education - Primary School | Primary School | Restrooms | EPr |  | EPr | 2
Elementary School | Education - Primary School | Primary School | Storage (Unconditioned) | EPr |  | EPr | 4
Assembly/Light Manufacturing | Other Industrial | Manuf. Light Industrial | Lobby (Main Entry and Assembly) | MLI |  | MLI | 1
Assembly/Light Manufacturing | Other Industrial | Manuf. Light Industrial | Comm/Ind Work (General High Bay) | MLI |  | MLI | 1
Assembly/Light Manufacturing | Other Industrial | Manuf. Light Industrial | Office (General) | MLI |  | MLI | 1
Health/Fitness Center | Assembly | Assembly | Copy Room | Asm |  | Asm | 1
Health/Fitness Center | Assembly | Assembly | Exercise Centers/Gymnasium | Asm |  | Asm | 2
Health/Fitness Center | Assembly | Assembly | Hallways/Corridors/Stairways | Asm |  | Asm | 1
Assembly/Light Manufacturing | Other Industrial | Manuf. Light Industrial | Comm/Ind Work (Precision) | MLI |  | MLI | 1
Assembly/Light Manufacturing | Other Industrial | Manuf. Light Industrial | Kitchen/Break room and Food Preparation | MLI |  | MLI | 1
Assembly/Light Manufacturing | Other Industrial | Manuf. Light Industrial | Office (Executive/Private) | MLI |  | MLI | 2
Assembly/Light Manufacturing | Other Industrial | Manuf. Light Industrial | Office (General) | MLI |  | MLI | 1
General Offices | Office - Small | Office - Small | Office (Open Plan) | OfS |  | OfS | 1
Repair (Non-Auto) | Retail - Large | Manuf. Light Industrial | Comm/Ind Work (General High Bay) | MLI |  | MLI | 1
Repair (Non-Auto) | Retail - Large | Manuf. Light Industrial | Retail Sales/Showroom | MLI |  | MLI | 1
Repair (Non-Auto) | Retail - Large | Manuf. Light Industrial | Storage (Unconditioned) | MLI |  | MLI | 1
Repair (Non-Auto) | Retail - Large | Manuf. Light Industrial | Auto Repair Workshop | MLI |  | MLI | 2
Assembly/Light Manufacturing | Other Industrial | Manuf. Light Industrial | Comm/Ind Work (General High Bay) | MLI |  | MLI | 7
Assembly/Light Manufacturing | Other Industrial | Manuf. Light Industrial | Hallways/Corridors/Stairways | MLI |  | MLI | 1
Assembly/Light Manufacturing | Other Industrial | Manuf. Light Industrial | Kitchen/Break room and Food Preparation | MLI |  | MLI | 1
Assembly/Light Manufacturing | Other Industrial | Manuf. Light Industrial | Office (General) | MLI |  | MLI | 5
Assembly/Light Manufacturing | Other Industrial | Manuf. Light Industrial | Restrooms | MLI |  | MLI | 2
Assembly/Light Manufacturing | Other Industrial | Manuf. Light Industrial | Storage (Unconditioned) | MLI |  | MLI | 1
Health/Fitness Center | Assembly | Assembly | Exercise Centers/Gymnasium | Asm |  | Asm | 4
Health/Fitness Center | Assembly | Assembly | Locker and Dressing Room | Asm |  | Asm | 2
Assembly/Light Manufacturing | Other Industrial | Manuf. Light Industrial | Comm/Ind Work (General High Bay) | MLI |  | MLI | 5
Assembly/Light Manufacturing | Other Industrial | Manuf. Light Industrial | Restrooms | MLI |  | MLI | 2
Assembly/Light Manufacturing | Other Industrial | Manuf. Light Industrial | Storage (Unconditioned) | MLI |  | MLI | 2
Unconditioned Warehouse, High Bay | Warehouse | Storage Unconditioned | Storage (Unconditioned) | SUn |  | SUn | 3
Unconditioned Warehouse, High Bay | Warehouse | Storage Unconditioned | Restrooms | SUn |  | SUn | 2
Unconditioned Warehouse, High Bay | Warehouse | Storage Unconditioned | Kitchen/Break room and Food Preparation | SUn |  | SUn | 1
Unconditioned Warehouse, High Bay | Warehouse | Storage Unconditioned | Lobby (Main Entry and Assembly) | SUn |  | SUn | 1
Unconditioned Warehouse, High Bay | Warehouse | Storage Unconditioned | Office (Executive/Private) | SUn |  | SUn | 2
Unconditioned Warehouse, High Bay | Warehouse | Storage Unconditioned | Office (General) | SUn |  | SUn | 1
Unconditioned Warehouse, High Bay | Warehouse | Storage Unconditioned | Storage (Conditioned) | SUn |  | SUn | 2
Food Processing | Other Industrial | Manuf. Light Industrial | Auto Repair Workshop | MLI |  | MLI | 5
Assembly/Light Manufacturing | Other Industrial | Manuf. Light Industrial | Office (General) | MLI |  | MLI | 1
General Offices | Retail - Small | Office - Small | Kitchen/Break room and Food Preparation | OfS |  | OfS | 1
General Offices | Retail - Small | Office - Small | Office (Open Plan) | OfS |  | OfS | 2
Retail Warehouse/Clubs | Retail - Large | Retail - Large (Bigbox) | Retail Sales/Showroom | RtL |  | RtL | 3
Retail Warehouse/Clubs | Retail - Large | Retail - Large (Bigbox) | Storage (Unconditioned) | RtL |  | RtL | 1
Middle / Secondary School | Education - Secondary School | Secondary School | Exercise Centers/Gymnasium | ESe |  | ESe | 2
Motel | Lodging | Motel | Guest Rooms (Hotel/Motel) | Mtl |  | Mtl | 4
Motel | Lodging | Motel | Restrooms | Mtl |  | Mtl | 5
Outlet Store | Retail - Large | Retail - Large (Bigbox) | Retail Sales/Showroom | RtL |  | RtL | 2
Outlet Store | Retail - Large | Retail - Large (Bigbox) | Storage (Unconditioned) | RtL |  | RtL | 3
Outlet Store | Retail - Large | Retail - Large (Bigbox) | Hallways/Corridors/Stairways | RtL |  | RtL | 2
Outlet Store | Retail - Large | Retail - Large (Bigbox) | Office (General) | RtL |  | RtL | 1
Outlet Store | Retail - Large | Retail - Large (Bigbox) | Restrooms | RtL |  | RtL | 1
General Offices | Office - Large | Office - Small | Conference Room | OfS |  | OfS | 1
General Offices | Office - Large | Office - Small | Copy Room | OfS |  | OfS | 1
General Offices | Office - Large | Office - Small | Kitchen/Break room and Food Preparation | OfS |  | OfS | 1
General Offices | Office - Large | Office - Small | Lobby (Office Reception/Waiting) | OfS |  | OfS | 1
General Offices | Office - Large | Office - Small | Mechanical/Electrical Room | OfS |  | OfS | 1
General Offices | Office - Large | Office - Small | Office (General) | OfS |  | OfS | 1
General Offices | Office - Large | Office - Small | Office (Open Plan) | OfS |  | OfS | 4
Recycling | Other Industrial | Manuf. Light Industrial | Comm/Ind Work (General High Bay) | MLI |  | MLI | 4
Daycare or Preschool | Education - Primary School | Primary School | Classrooms (Portable) | EPr |  | EPr | 4
Movie Theaters | Assembly | Assembly | Hallways/Corridors/Stairways | Asm |  | Asm | 1
Movie Theaters | Assembly | Assembly | Lobby (Main Entry and Assembly) | Asm |  | Asm | 1
Movie Theaters | Assembly | Assembly | Kitchen/Break room and Food Preparation | Asm |  | Asm | 1
Movie Theaters | Assembly | Assembly | Restrooms | Asm |  | Asm | 1
Movie Theaters | Assembly | Assembly | Storage (Conditioned) | Asm |  | Asm | 1
Daycare or Preschool | Education - Primary School | Primary School | Classroom/Lecture | EPr |  | EPr | 4
Daycare or Preschool | Education - Primary School | Primary School | Hallways/Corridors/Stairways | EPr |  | EPr | 1
Daycare or Preschool | Education - Primary School | Primary School | Kitchen/Break room and Food Preparation | EPr |  | EPr | 1
Daycare or Preschool | Education - Primary School | Primary School | Restrooms | EPr |  | EPr | 2
Daycare or Preschool | Education - Primary School | Primary School | Storage (Conditioned) | EPr |  | EPr | 1
Laundry | Laundry | Retail - Small | Laundry | RtS |  | RtS | 1
Assembly/Light Manufacturing | Other Industrial | Manuf. Light Industrial | Comm/Ind Work (General High Bay) | MLI |  | MLI | 2
Food Processing | Other Industrial | Manuf. Light Industrial | Storage (Conditioned) | MLI |  | MLI | 4
Shop in Enclosed Mall | Retail - Large | Retail - Small | Storage (Unconditioned) | RtS |  | RtS | 4
Repair (Non-Auto) | Retail - Small | Manuf. Light Industrial | Retail Sales/Showroom | MLI |  | MLI | 1
Repair (Non-Auto) | Retail - Small | Manuf. Light Industrial | Auditorium | MLI |  | MLI | 2
Other Retail Store | Retail - Large | Retail - Small | Retail Sales/Showroom | RtS |  | RtS | 2
Daycare or Preschool | Education - Primary School | Primary School | Classrooms (Portable) | EPr |  | EPr | 2
Daycare or Preschool | Education - Primary School | Primary School | Restrooms | EPr |  | EPr | 1
Office Building | Office - Large | Office - Large | Kitchen/Break room and Food Preparation | OfL |  | OfL | 1
Office Building | Office - Large | Office - Large | Office (Open Plan) | OfL |  | OfL | 3
Mixed Office and Workspace | Office - Large | Manuf. Light Industrial | Auto Repair Workshop | MLI |  | MLI | 1
Data Processing/Computer Center | Office - Small | Office - Small | Comm/Ind Work (General High Bay) | OfS |  | OfS | 1
Data Processing/Computer Center | Office - Small | Office - Small | Hallways/Corridors/Stairways | OfS |  | OfS | 1
Data Processing/Computer Center | Office - Small | Office - Small | Storage (Unconditioned) | OfS |  | OfS | 1
Health/Fitness Center | Assembly | Assembly | Dining Area | Asm |  | Asm | 1
Health/Fitness Center | Assembly | Assembly | Lobby (Main Entry and Assembly) | Asm |  | Asm | 2
Health/Fitness Center | Assembly | Assembly | Office (Open Plan) | Asm |  | Asm | 1
Health/Fitness Center | Assembly | Assembly | Other Unlisted Activity Types | Asm |  | Asm | 1
Elementary School | Education - Primary School | Primary School | Classroom/Lecture | EPr |  | EPr | 1
Elementary School | Education - Primary School | Primary School | Hallways/Corridors/Stairways | EPr |  | EPr | 1
Elementary School | Education - Primary School | Primary School | Kitchen/Break room and Food Preparation | EPr |  | EPr | 1
Elementary School | Education - Primary School | Primary School | Lobby (Office Reception/Waiting) | EPr |  | EPr | 1
Daycare or Preschool | Education - Primary School | Primary School | Kitchen/Break room and Food Preparation | EPr |  | EPr | 1
Daycare or Preschool | Education - Primary School | Primary School | Office (Executive/Private) | EPr |  | EPr | 1
Daycare or Preschool | Education - Primary School | Primary School | Other Unlisted Activity Types | EPr |  | EPr | 3
Daycare or Preschool | Education - Primary School | Primary School | Restrooms | EPr |  | EPr | 1
Assembly/Light Manufacturing | Other Industrial | Manuf. Light Industrial | Comm/Ind Work (General High Bay) | MLI |  | MLI | 1
Assembly/Light Manufacturing | Other Industrial | Manuf. Light Industrial | Storage (Unconditioned) | MLI |  | MLI | 1
Assembly/Light Manufacturing | Other Industrial | Manuf. Light Industrial | Copy Room | MLI |  | MLI | 1
Assembly/Light Manufacturing | Other Industrial | Manuf. Light Industrial | Hallways/Corridors/Stairways | MLI |  | MLI | 1
Assembly/Light Manufacturing | Other Industrial | Manuf. Light Industrial | Office (General) | MLI |  | MLI | 1
Assembly/Light Manufacturing | Other Industrial | Manuf. Light Industrial | Restrooms | MLI |  | MLI | 1
Auto Repair | Retail - Small | Manuf. Light Industrial | Auto Repair Workshop | MLI |  | MLI | 2
Auto Repair | Warehouse | Manuf. Light Industrial | Comm/Ind Work (General High Bay) | MLI |  | MLI | 2
Shop in Enclosed Mall | Retail - Small | Retail - Small | Retail Sales/Showroom | RtS |  | RtS | 1
Other Retail Store | Retail - Large | Retail - Small | Retail Sales/Showroom | RtS |  | RtS | 2
Other Retail Store | Retail - Large | Retail - Small | Storage (Unconditioned) | RtS |  | RtS | 7
Religious Assembly (mixed use) | Assembly | Assembly | Classroom/Lecture | Asm |  | Asm | 1
Religious Assembly (mixed use) | Assembly | Assembly | Office (Executive/Private) | Asm |  | Asm | 1
Religious Assembly (mixed use) | Assembly | Assembly | Restrooms | Asm |  | Asm | 1
Community Center | Assembly | Assembly | Hallways/Corridors/Stairways | Asm |  | Asm | 1
Community Center | Assembly | Assembly | Classroom/Lecture | Asm |  | Asm | 3
Community Center | Assembly | Assembly | Kitchen/Break room and Food Preparation | Asm |  | Asm | 1
Community Center | Assembly | Assembly | Office (General) | Asm |  | Asm | 7
Community Center | Assembly | Assembly | Office (Open Plan) | Asm |  | Asm | 1
Community Center | Assembly | Assembly | Restrooms | Asm |  | Asm | 1
Community Center | Assembly | Assembly | Storage (Conditioned) | Asm |  | Asm | 1
Community Center | Assembly | Assembly | Storage (Unconditioned) | Asm |  | Asm | 1
Community Center | Assembly | Assembly | Auditorium | Asm |  | Asm | 1
Religious Assembly (mixed use) | Assembly | Assembly | Religious Worship | Asm |  | Asm | 1
Religious Assembly (mixed use) | Assembly | Assembly | Hallways/Corridors/Stairways | Asm |  | Asm | 1
Religious Assembly (mixed use) | Assembly | Assembly | Restrooms | Asm |  | Asm | 1
Religious Assembly (mixed use) | Assembly | Assembly | Classroom/Lecture | Asm |  | Asm | 4
Religious Assembly (mixed use) | Assembly | Assembly | Kitchen/Break room and Food Preparation | Asm |  | Asm | 1
Religious Assembly (mixed use) | Assembly | Assembly | Office (General) | Asm |  | Asm | 1
Retail Showroom | Retail - Large | Retail - Large (Bigbox) | Retail Sales/Showroom | RtL |  | RtL | 4
Police/Fire Station | Government | Not Assigned | Restrooms | NA |  | NA | 1
Police/Fire Station | Government | Not Assigned | Classroom/Lecture | NA |  | NA | 1
Police/Fire Station | Government | Not Assigned | Hallways/Corridors/Stairways | NA |  | NA | 1
Police/Fire Station | Government | Not Assigned | Kitchen/Break room and Food Preparation | NA |  | NA | 1
Police/Fire Station | Government | Not Assigned | Laundry | NA |  | NA | 1
Police/Fire Station | Government | Not Assigned | Office (General) | NA |  | NA | 1
Police/Fire Station | Government | Not Assigned | Auto Repair Workshop | NA |  | NA | 3
Religious Assembly (mixed use) | Assembly | Assembly | Restrooms | Asm |  | Asm | 1
Religious Assembly (mixed use) | Assembly | Assembly | Dining Area | Asm |  | Asm | 1
Religious Assembly (mixed use) | Assembly | Assembly | Office (General) | Asm |  | Asm | 2
Religious Assembly (mixed use) | Assembly | Assembly | Kitchen/Break room and Food Preparation | Asm |  | Asm | 1
Other Recreational/Public Assembly | Assembly | Assembly | Auditorium | Asm |  | Asm | 1
Other Recreational/Public Assembly | Assembly | Assembly | Mall Arcade and Atrium | Asm |  | Asm | 6
Other Recreational/Public Assembly | Assembly | Assembly | Office (General) | Asm |  | Asm | 1
Other Recreational/Public Assembly | Assembly | Assembly | Restrooms | Asm |  | Asm | 1
Assembly/Light Manufacturing | Other Industrial | Manuf. Light Industrial | Comm/Ind Work (General High Bay) | MLI |  | MLI | 2
Assembly/Light Manufacturing | Other Industrial | Manuf. Light Industrial | Storage (Unconditioned) | MLI |  | MLI | 6
Other Retail Store | Retail - Large | Retail - Small | Retail Sales/Showroom | RtS |  | RtS | 1
Other Retail Store | Retail - Large | Retail - Small | Storage (Unconditioned) | RtS |  | RtS | 1
Other Retail Store | Retail - Large | Retail - Small | Kitchen/Break room and Food Preparation | RtS |  | RtS | 1
Retail Warehouse/Clubs | Retail - Large | Retail - Large (Bigbox) | Storage (Unconditioned) | RtL |  | RtL | 2
Conditioned Warehouse, High Bay | Warehouse | Storage Conditioned | Storage (Conditioned) | SCn |  | SCn | 10
Daycare or Preschool | Education - Primary School | Primary School | Classroom/Lecture | EPr |  | EPr | 3
Daycare or Preschool | Education - Primary School | Primary School | Hallways/Corridors/Stairways | EPr |  | EPr | 1
Daycare or Preschool | Education - Primary School | Primary School | Kitchen/Break room and Food Preparation | EPr |  | EPr | 1
Daycare or Preschool | Education - Primary School | Primary School | Office (Open Plan) | EPr |  | EPr | 1
Daycare or Preschool | Education - Primary School | Primary School | Restrooms | EPr |  | EPr | 2
Daycare or Preschool | Education - Primary School | Primary School | Storage (Conditioned) | EPr |  | EPr | 2
Daycare or Preschool | Education - Primary School | Primary School | Storage (Unconditioned) | EPr |  | EPr | 1
Assembly/Light Manufacturing | Other Industrial | Manuf. Light Industrial | Comm/Ind Work (General High Bay) | MLI |  | MLI | 3
Other Retail Store | Retail - Large | Retail - Small | Kitchen/Break room and Food Preparation | RtS |  | RtS | 1
Other Retail Store | Retail - Large | Retail - Small | Office (Executive/Private) | RtS |  | RtS | 1
Other Retail Store | Retail - Large | Retail - Small | Office (Open Plan) | RtS |  | RtS | 1
Other Retail Store | Retail - Large | Retail - Small | Storage (Unconditioned) | RtS |  | RtS | 1
Religious Assembly (mixed use) | Assembly | Assembly | Kitchen/Break room and Food Preparation | Asm |  | Asm | 1
Religious Assembly (mixed use) | Assembly | Assembly | Other Unlisted Activity Types | Asm |  | Asm | 4
Religious Assembly (mixed use) | Assembly | Assembly | Restrooms | Asm |  | Asm | 4
Auto Sales | Retail - Large | Retail - Small | Auto Repair Workshop | RtS |  | RtS | 1
Auto Sales | Retail - Large | Retail - Small | Conference Room | RtS |  | RtS | 1
Auto Sales | Retail - Large | Retail - Small | Hallways/Corridors/Stairways | RtS |  | RtS | 1
Auto Sales | Retail - Large | Retail - Small | Kitchen/Break room and Food Preparation | RtS |  | RtS | 2
Auto Sales | Retail - Large | Retail - Small | Lobby (Office Reception/Waiting) | RtS |  | RtS | 2
Auto Sales | Retail - Large | Retail - Small | Office (Executive/Private) | RtS |  | RtS | 2
Auto Sales | Retail - Large | Retail - Small | Office (Open Plan) | RtS |  | RtS | 3
Auto Sales | Retail - Large | Retail - Small | Restrooms | RtS |  | RtS | 4
Auto Sales | Retail - Large | Retail - Small | Storage (Conditioned) | RtS |  | RtS | 1
Unconditioned Warehouse, High Bay | Warehouse | Storage Unconditioned | Storage (Unconditioned) | SUn |  | SUn | 4
Hair Salon | Retail - Small | Retail - Small | Barber/Beauty Shop | RtS |  | RtS | 2
Hair Salon | Retail - Small | Retail - Small | Office (General) | RtS |  | RtS | 1
Hair Salon | Retail - Small | Retail - Small | Retail Sales/Showroom | RtS |  | RtS | 1
Hair Salon | Retail - Small | Retail - Small | Storage (Conditioned) | RtS |  | RtS | 1
Religious Assembly (mixed use) | Assembly | Assembly | Classrooms (Portable) | Asm |  | Asm | 1
Religious Assembly (mixed use) | Assembly | Assembly | Hallways/Corridors/Stairways | Asm |  | Asm | 1
Religious Assembly (mixed use) | Assembly | Assembly | Office (Executive/Private) | Asm |  | Asm | 1
Religious Assembly (mixed use) | Assembly | Assembly | Office (General) | Asm |  | Asm | 1
Religious Assembly (mixed use) | Assembly | Assembly | Restrooms | Asm |  | Asm | 3
Unconditioned Warehouse, High Bay | Warehouse | Storage Unconditioned | Auto Repair Workshop | SUn |  | SUn | 2
Unconditioned Warehouse, High Bay | Warehouse | Storage Unconditioned | Storage (Unconditioned) | SUn |  | SUn | 1
Other Retail Store | Retail - Large | Retail - Small | Retail Sales/Showroom | RtS |  | RtS | 1
Other Retail Store | Retail - Large | Retail - Small | Storage (Unconditioned) | RtS |  | RtS | 2
Assembly/Light Manufacturing | Other Industrial | Manuf. Light Industrial | Comm/Ind Work (General High Bay) | MLI |  | MLI | 3
Other Retail Store | Retail - Large | Retail - Small | Retail Sales/Showroom | RtS |  | RtS | 2
Hair Salon | Retail - Small | Retail - Small | Kitchen/Break room and Food Preparation | RtS |  | RtS | 1
Hair Salon | Retail - Small | Retail - Small | Restrooms | RtS |  | RtS | 1
Hair Salon | Retail - Small | Retail - Small | Barber/Beauty Shop | RtS |  | RtS | 1
Conditioned Warehouse, High Bay | Warehouse | Storage Conditioned | Storage (Unconditioned) | SCn |  | SCn | 1
Conditioned Warehouse, High Bay | Warehouse | Storage Conditioned | Hallways/Corridors/Stairways | SCn |  | SCn | 1
Conditioned Warehouse, High Bay | Warehouse | Storage Conditioned | Kitchen/Break room and Food Preparation | SCn |  | SCn | 1
Conditioned Warehouse, High Bay | Warehouse | Storage Conditioned | Office (General) | SCn |  | SCn | 2
Conditioned Warehouse, High Bay | Warehouse | Storage Conditioned | Restrooms | SCn |  | SCn | 1
Lab/R&D Facility | Office - Large | Manufacturing Bio/Tech | Comm/Ind Work (General High Bay) | MBT |  | MBT | 5
Lab/R&D Facility | Office - Large | Manufacturing Bio/Tech | Office (Open Plan) | MBT |  | MBT | 1
Lab/R&D Facility | Office - Large | Manufacturing Bio/Tech | Lobby (Main Entry and Assembly) | MBT |  | MBT | 1
Lab/R&D Facility | Office - Large | Manufacturing Bio/Tech | Lobby (Office Reception/Waiting) | MBT |  | MBT | 1
Lab/R&D Facility | Office - Large | Manufacturing Bio/Tech | Conference Room | MBT |  | MBT | 1
Lab/R&D Facility | Office - Large | Manufacturing Bio/Tech | Hallways/Corridors/Stairways | MBT |  | MBT | 1
Lab/R&D Facility | Office - Large | Manufacturing Bio/Tech | Kitchen/Break room and Food Preparation | MBT |  | MBT | 2
Lab/R&D Facility | Office - Large | Manufacturing Bio/Tech | Office (Executive/Private) | MBT |  | MBT | 1
Lab/R&D Facility | Office - Large | Manufacturing Bio/Tech | Other Unlisted Activity Types | MBT |  | MBT | 1
Lab/R&D Facility | Office - Large | Manufacturing Bio/Tech | Restrooms | MBT |  | MBT | 1
Lab/R&D Facility | Office - Large | Manufacturing Bio/Tech | Storage (Unconditioned) | MBT |  | MBT | 1
Movie Theaters | Assembly | Assembly | Restrooms | Asm |  | Asm | 1
Movie Theaters | Assembly | Assembly | Retail Sales/Showroom | Asm |  | Asm | 1
Movie Theaters | Assembly | Assembly | Storage (Conditioned) | Asm |  | Asm | 1
Nail Salon | Retail - Small | Retail - Small | Barber/Beauty Shop | RtS |  | RtS | 1
Nail Salon | Retail - Small | Retail - Small | Kitchen/Break room and Food Preparation | RtS |  | RtS | 1
Nail Salon | Retail - Small | Retail - Small | Lobby (Office Reception/Waiting) | RtS |  | RtS | 1
Nail Salon | Retail - Small | Retail - Small | Storage (Conditioned) | RtS |  | RtS | 1
Retail Showroom | Retail - Large | Retail - Large (Bigbox) | Office (Executive/Private) | RtL |  | RtL | 1
Retail Showroom | Retail - Large | Retail - Large (Bigbox) | Office (General) | RtL |  | RtL | 1
Retail Showroom | Retail - Large | Retail - Large (Bigbox) | Retail Sales/Showroom | RtL |  | RtL | 2
Retail Showroom | Retail - Large | Retail - Large (Bigbox) | Storage (Conditioned) | RtL |  | RtL | 2
Elementary School | Education - Primary School | Primary School | Dining Area | EPr |  | EPr | 5
Auto Repair | Retail - Small | Manuf. Light Industrial | Auto Repair Workshop | MLI |  | MLI | 1
General Offices | Other | Office - Small | Kitchen/Break room and Food Preparation | OfS |  | OfS | 1
General Offices | Other | Office - Small | Office (Open Plan) | OfS |  | OfS | 1
General Offices | Other | Office - Small | Restrooms | OfS |  | OfS | 1
General Offices | Other | Office - Small | Storage (Unconditioned) | OfS |  | OfS | 1
Fast Food or Self Service | Restaurant - Fast Food | Restaurant - Fast Food | Dining Area | RFF |  | RFF | 1
Fast Food or Self Service | Restaurant - Fast Food | Restaurant - Fast Food | Kitchen/Break room and Food Preparation | RFF |  | RFF | 1
Fast Food or Self Service | Restaurant - Fast Food | Restaurant - Fast Food | Office (Executive/Private) | RFF |  | RFF | 1
Daycare or Preschool | Education - Primary School | Primary School | Restrooms | EPr |  | EPr | 5
Daycare or Preschool | Education - Primary School | Primary School | Office (Executive/Private) | EPr |  | EPr | 1
Daycare or Preschool | Education - Primary School | Primary School | Mechanical/Electrical Room | EPr |  | EPr | 1
Winery | Other Industrial | Restaurant - Sit Down | Storage (Conditioned) | RSD |  | RSD | 8
Daycare or Preschool | Education - Primary School | Primary School | Kitchen/Break room and Food Preparation | EPr |  | EPr | 1
Daycare or Preschool | Education - Primary School | Primary School | Office (General) | EPr |  | EPr | 1
Assembly/Light Manufacturing | Other Industrial | Manuf. Light Industrial | Restrooms | MLI |  | MLI | 1
Assembly/Light Manufacturing | Other Industrial | Manuf. Light Industrial | Comm/Ind Work (General High Bay) | MLI |  | MLI | 2
Assembly/Light Manufacturing | Other Industrial | Manuf. Light Industrial | Copy Room | MLI |  | MLI | 1
Assembly/Light Manufacturing | Other Industrial | Manuf. Light Industrial | Hallways/Corridors/Stairways | MLI |  | MLI | 2
Assembly/Light Manufacturing | Other Industrial | Manuf. Light Industrial | Lobby (Office Reception/Waiting) | MLI |  | MLI | 1
Library / Museum | Assembly | Assembly | Restrooms | Asm |  | Asm | 1
Shop in Enclosed Mall | Retail - Small | Retail - Small | Kitchen/Break room and Food Preparation | RtS |  | RtS | 1
Shop in Enclosed Mall | Retail - Small | Retail - Small | Retail Sales/Showroom | RtS |  | RtS | 4
Shop in Enclosed Mall | Retail - Small | Retail - Small | Restrooms | RtS |  | RtS | 2
Winery | Other Industrial | Restaurant - Sit Down | Storage (Conditioned) | RSD |  | RSD | 2
Winery | Other Industrial | Restaurant - Sit Down | Office (General) | RSD |  | RSD | 5
Winery | Other Industrial | Restaurant - Sit Down | Restrooms | RSD |  | RSD | 2
Retail Warehouse/Clubs | Retail - Small | Retail - Large (Bigbox) | Kitchen/Break room and Food Preparation | RtL |  | RtL | 1
Retail Warehouse/Clubs | Retail - Small | Retail - Large (Bigbox) | Restrooms | RtL |  | RtL | 1
Retail Warehouse/Clubs | Retail - Small | Retail - Large (Bigbox) | Office (General) | RtL |  | RtL | 1
Retail Warehouse/Clubs | Retail - Small | Retail - Large (Bigbox) | Retail Sales/Showroom | RtL |  | RtL | 3
Religious Assembly (mixed use) | Assembly | Assembly | Religious Worship | Asm |  | Asm | 2
Religious Assembly (mixed use) | Assembly | Assembly | Office (Executive/Private) | Asm |  | Asm | 1
Religious Assembly (mixed use) | Assembly | Assembly | Lobby (Main Entry and Assembly) | Asm |  | Asm | 1
Assembly/Light Manufacturing | Other Industrial | Manuf. Light Industrial | Comm/Ind Work (General High Bay) | MLI |  | MLI | 2
Outlet Store | Retail - Large | Retail - Large (Bigbox) | Office (Executive/Private) | RtL |  | RtL | 1
Outlet Store | Retail - Large | Retail - Large (Bigbox) | Office (General) | RtL |  | RtL | 1
Outlet Store | Retail - Large | Retail - Large (Bigbox) | Retail Sales/Showroom | RtL |  | RtL | 1
Outlet Store | Retail - Large | Retail - Large (Bigbox) | Storage (Unconditioned) | RtL |  | RtL | 4
Other Industrial | Other Industrial | Manuf. Light Industrial | Comm/Ind Work (General High Bay) | MLI |  | MLI | 3
Auto Repair | Retail - Small | Manuf. Light Industrial | Auto Repair Workshop | MLI |  | MLI | 4
Auto Repair | Retail - Small | Manuf. Light Industrial | Storage (Conditioned) | MLI |  | MLI | 1
Religious Assembly (mixed use) | Assembly | Assembly | Classroom/Lecture | Asm |  | Asm | 3
Religious Assembly (mixed use) | Assembly | Assembly | Conference Room | Asm |  | Asm | 1
Religious Assembly (mixed use) | Assembly | Assembly | Dining Area | Asm |  | Asm | 1
Religious Assembly (mixed use) | Assembly | Assembly | Hallways/Corridors/Stairways | Asm |  | Asm | 1
Religious Assembly (mixed use) | Assembly | Assembly | Kitchen/Break room and Food Preparation | Asm |  | Asm | 1
Religious Assembly (mixed use) | Assembly | Assembly | Office (General) | Asm |  | Asm | 1
Religious Assembly (mixed use) | Assembly | Assembly | Restrooms | Asm |  | Asm | 1
Religious Assembly (mixed use) | Assembly | Assembly | Storage (Unconditioned) | Asm |  | Asm | 1
Table Service | Restaurant - Sit Down | Restaurant - Sit Down | Storage (Unconditioned) | RSD |  | RSD | 1
Table Service | Restaurant - Sit Down | Restaurant - Sit Down | Kitchen/Break room and Food Preparation | RSD |  | RSD | 1
Table Service | Restaurant - Sit Down | Restaurant - Sit Down | Office (Executive/Private) | RSD |  | RSD | 1
Shop in Enclosed Mall | Retail - Large | Retail - Small | Restrooms | RtS |  | RtS | 1
Shop in Enclosed Mall | Retail - Large | Retail - Small | Retail Sales/Showroom | RtS |  | RtS | 2
Conditioned Warehouse, High Bay | Warehouse | Storage Conditioned | Storage (Conditioned) | SCn |  | SCn | 3
Shop in Enclosed Mall | Retail - Small | Retail - Small | Storage (Unconditioned) | RtS |  | RtS | 3
Shop in Enclosed Mall | Retail - Small | Retail - Small | Retail Sales/Showroom | RtS |  | RtS | 1
Other Retail Store | Retail - Small | Retail - Small | Retail Sales/Showroom | RtS |  | RtS | 1
Auto Repair | Retail - Small | Manuf. Light Industrial | Storage (Unconditioned) | MLI |  | MLI | 1
Middle / Secondary School | Education - Secondary School | Secondary School | Dining Area | ESe |  | ESe | 1
Elementary School | Education - Primary School | Primary School | Auditorium | EPr |  | EPr | 5
Elementary School | Education - Primary School | Primary School | Classroom/Lecture | EPr |  | EPr | 7
Elementary School | Education - Primary School | Primary School | Hallways/Corridors/Stairways | EPr |  | EPr | 1
Elementary School | Education - Primary School | Primary School | Library | EPr |  | EPr | 2
Elementary School | Education - Primary School | Primary School | Office (Executive/Private) | EPr |  | EPr | 1
Elementary School | Education - Primary School | Primary School | Restrooms | EPr |  | EPr | 1
Assembly/Light Manufacturing | Other Industrial | Manuf. Light Industrial | Comm/Ind Work (General High Bay) | MLI |  | MLI | 3
Assembly/Light Manufacturing | Other Industrial | Manuf. Light Industrial | Other Unlisted Activity Types | MLI |  | MLI | 1
Assembly/Light Manufacturing | Other Industrial | Manuf. Light Industrial | Storage (Conditioned) | MLI |  | MLI | 1
Shop in Enclosed Mall | Retail - Small | Retail - Small | Restrooms | RtS |  | RtS | 1
General Offices | Office - Small | Office - Small | Storage (Conditioned) | OfS |  | OfS | 1
Other Retail Store | Retail - Small | Retail - Small | Retail Sales/Showroom | RtS |  | RtS | 1
Other Retail Store | Retail - Small | Retail - Small | Kitchen/Break room and Food Preparation | RtS |  | RtS | 1
Other Retail Store | Retail - Small | Retail - Small | Restrooms | RtS |  | RtS | 1
Other Retail Store | Retail - Small | Retail - Small | Storage (Unconditioned) | RtS |  | RtS | 2
Machine Shop and Hardware Store | Retail - Large | Manuf. Light Industrial | Storage (Unconditioned) | MLI |  | MLI | 2
Machine Shop and Hardware Store | Retail - Large | Manuf. Light Industrial | Comm/Ind Work (General High Bay) | MLI |  | MLI | 1
Conditioned Warehouse, High Bay | Warehouse | Storage Conditioned | Comm/Ind Work (General High Bay) | SCn |  | SCn | 1
Conditioned Warehouse, High Bay | Warehouse | Storage Conditioned | Lobby (Main Entry and Assembly) | SCn |  | SCn | 1
Conditioned Warehouse, High Bay | Warehouse | Storage Conditioned | Locker and Dressing Room | SCn |  | SCn | 1
Conditioned Warehouse, High Bay | Warehouse | Storage Conditioned | Office (Executive/Private) | SCn |  | SCn | 1
Conditioned Warehouse, High Bay | Warehouse | Storage Conditioned | Office (General) | SCn |  | SCn | 1
Conditioned Warehouse, High Bay | Warehouse | Storage Conditioned | Storage (Unconditioned) | SCn |  | SCn | 1
Unconditioned Warehouse, High Bay | Warehouse | Storage Unconditioned | Storage (Unconditioned) | SUn |  | SUn | 2
Shop in Strip Mall | Retail - Small | Retail - Small | Restrooms | RtS |  | RtS | 1
Food Processing | Other Industrial | Manuf. Light Industrial | Comm/Ind Work (General High Bay) | MLI |  | MLI | 2
Other Industrial | Other Industrial | Manuf. Light Industrial | Comm/Ind Work (General High Bay) | MLI |  | MLI | 2
Office Building | Office - Large | Office - Large | Hallways/Corridors/Stairways | OfL |  | OfL | 1
Office Building | Office - Large | Office - Large | Office (Executive/Private) | OfL |  | OfL | 1
Office Building | Office - Large | Office - Large | Office (General) | OfL |  | OfL | 1
Office Building | Office - Large | Office - Large | Conference Room | OfL |  | OfL | 1
Office Building | Office - Large | Office - Large | Kitchen/Break room and Food Preparation | OfL |  | OfL | 1
Office Building | Office - Large | Office - Large | Lobby (Office Reception/Waiting) | OfL |  | OfL | 2
Office Building | Office - Large | Office - Large | Office (Open Plan) | OfL |  | OfL | 1
Office Building | Office - Large | Office - Large | Restrooms | OfL |  | OfL | 1
Office Building | Office - Large | Office - Large | Storage (Conditioned) | OfL |  | OfL | 2
Other Lodging | Assembly | Hotel | Laundry | Htl |  | Htl | 1
Religious Assembly (mixed use) | Assembly | Assembly | Auditorium | Asm |  | Asm | 1
Religious Assembly (mixed use) | Assembly | Assembly | Lobby (Main Entry and Assembly) | Asm |  | Asm | 1
Commercial Farm | Other Industrial | Not Assigned | Auto Repair Workshop | NA |  | NA | 1
Auto Parts | Other Industrial | Retail - Small | Auto Repair Workshop | RtS |  | RtS | 1
Auto Parts | Other Industrial | Retail - Small | Retail Sales/Showroom | RtS |  | RtS | 1
Middle / Secondary School | Education - Secondary School | Secondary School | Classroom/Lecture | ESe |  | ESe | 3
Middle / Secondary School | Education - Secondary School | Secondary School | Locker and Dressing Room | ESe |  | ESe | 2
Middle / Secondary School | Education - Secondary School | Secondary School | Office (General) | ESe |  | ESe | 1
Middle / Secondary School | Education - Secondary School | Secondary School | Exercise Centers/Gymnasium | ESe |  | ESe | 1
Middle / Secondary School | Education - Secondary School | Secondary School | Theater (Performance) | ESe |  | ESe | 1
Bowling Alley | Assembly | Assembly | Mechanical/Electrical Room | Asm |  | Asm | 2
Bowling Alley | Assembly | Assembly | Other Unlisted Activity Types | Asm |  | Asm | 1
Bowling Alley | Assembly | Assembly | Bar Cocktail Lounge | Asm |  | Asm | 1
Bowling Alley | Assembly | Assembly | Dining Area | Asm |  | Asm | 1
Bowling Alley | Assembly | Assembly | Office (General) | Asm |  | Asm | 1
Elementary School | Education - Primary School | Primary School | Classroom/Lecture | EPr |  | EPr | 4
Elementary School | Education - Primary School | Primary School | Classrooms (Portable) | EPr |  | EPr | 4
Hotel | Lodging | Hotel | Computer (Network Room/Server Room | Htl |  | Htl | 1
Hotel | Lodging | Hotel | Guest Rooms (Hotel/Motel) | Htl |  | Htl | 3
Hotel | Lodging | Hotel | Restrooms | Htl |  | Htl | 2
Conditioned Warehouse, High Bay | Warehouse | Storage Conditioned | Storage (Conditioned) | SCn |  | SCn | 3
Police/Fire Station | Government | Not Assigned | Restrooms | NA |  | NA | 1
Police/Fire Station | Government | Not Assigned | Kitchen/Break room and Food Preparation | NA |  | NA | 2
Police/Fire Station | Government | Not Assigned | Residential | NA |  | NA | 1
Police/Fire Station | Government | Not Assigned | Hallways/Corridors/Stairways | NA |  | NA | 1
Police/Fire Station | Government | Not Assigned | Office (General) | NA |  | NA | 1
Religious Assembly (mixed use) | Assembly | Assembly | Hallways/Corridors/Stairways | Asm |  | Asm | 1
Religious Assembly (mixed use) | Assembly | Assembly | Religious Worship | Asm |  | Asm | 1
Religious Assembly (mixed use) | Assembly | Assembly | Restrooms | Asm |  | Asm | 1
Other Service Shop | Retail - Small | Manuf. Light Industrial | Comm/Ind Work (General Low Bay) | MLI |  | MLI | 1
Other Service Shop | Retail - Small | Manuf. Light Industrial | Lobby (Office Reception/Waiting) | MLI |  | MLI | 1
Other Service Shop | Retail - Small | Manuf. Light Industrial | Office (Open Plan) | MLI |  | MLI | 1
Auto Sales | Retail - Small | Retail - Small | Kitchen/Break room and Food Preparation | RtS |  | RtS | 1
Auto Sales | Retail - Small | Retail - Small | Office (Executive/Private) | RtS |  | RtS | 1
Auto Sales | Retail - Small | Retail - Small | Office (Open Plan) | RtS |  | RtS | 2
Hotel | Lodging | Hotel | Guest Rooms (Hotel/Motel) | Htl |  | Htl | 5
Motel | Lodging | Motel | Guest Rooms (Hotel/Motel) | Mtl |  | Mtl | 2
Motel | Lodging | Motel | Hallways/Corridors/Stairways | Mtl |  | Mtl | 1
Motel | Lodging | Motel | Kitchen/Break room and Food Preparation | Mtl |  | Mtl | 1
Motel | Lodging | Motel | Storage (Unconditioned) | Mtl |  | Mtl | 1
Food Processing | Other Industrial | Manuf. Light Industrial | Storage (Unconditioned) | MLI |  | MLI | 9
Shop in Enclosed Mall | Retail - Small | Retail - Small | Office (General) | RtS |  | RtS | 1
Shop in Enclosed Mall | Retail - Small | Retail - Small | Retail Sales/Showroom | RtS |  | RtS | 1
Other Industrial | Other Industrial | Manuf. Light Industrial | Storage (Unconditioned) | MLI |  | MLI | 3
Repair (Non-Auto) | Retail - Small | Manuf. Light Industrial | Office (Executive/Private) | MLI |  | MLI | 2
Repair (Non-Auto) | Retail - Small | Manuf. Light Industrial | Office (Open Plan) | MLI |  | MLI | 2
Repair (Non-Auto) | Retail - Small | Manuf. Light Industrial | Storage (Conditioned) | MLI |  | MLI | 1
Data Processing/Computer Center | Office - Small | Office - Small | Copy Room | OfS |  | OfS | 1
Data Processing/Computer Center | Office - Small | Office - Small | Hallways/Corridors/Stairways | OfS |  | OfS | 3
Data Processing/Computer Center | Office - Small | Office - Small | Lobby (Main Entry and Assembly) | OfS |  | OfS | 2
Data Processing/Computer Center | Office - Small | Office - Small | Restrooms | OfS |  | OfS | 2
Resort | Lodging | Hotel | Computer (Network Room/Server Room | Htl |  | Htl | 1
Resort | Lodging | Hotel | Office (Executive/Private) | Htl |  | Htl | 3
Resort | Lodging | Hotel | Office (Open Plan) | Htl |  | Htl | 1
Resort | Lodging | Hotel | Storage (Conditioned) | Htl |  | Htl | 1
Medical/Dental Office | Health/Medical - Clinic | Office - Small | Hallways/Corridors/Stairways | OfS |  | OfS | 1
Medical/Dental Office | Health/Medical - Clinic | Office - Small | Medical Offices and Exam Rooms | OfS |  | OfS | 4
Medical/Dental Office | Health/Medical - Clinic | Office - Small | Office (General) | OfS |  | OfS | 2
Medical/Dental Office | Health/Medical - Clinic | Office - Small | Restrooms | OfS |  | OfS | 1
Assembly/Light Manufacturing | Other Industrial | Manuf. Light Industrial | Comm/Ind Work (General High Bay) | MLI |  | MLI | 2
Assembly/Light Manufacturing | Other Industrial | Manuf. Light Industrial | Lobby (Office Reception/Waiting) | MLI |  | MLI | 1
Assembly/Light Manufacturing | Other Industrial | Manuf. Light Industrial | Storage (Conditioned) | MLI |  | MLI | 2
Assembly/Light Manufacturing | Other Industrial | Manuf. Light Industrial | Restrooms | MLI |  | MLI | 1
Assembly/Light Manufacturing | Other Industrial | Manuf. Light Industrial | Comm/Ind Work (General High Bay) | MLI |  | MLI | 3
Assembly/Light Manufacturing | Other Industrial | Manuf. Light Industrial | Storage (Conditioned) | MLI |  | MLI | 2
Hardware Store | Retail - Small | Retail - Small | Retail Sales/Showroom | RtS |  | RtS | 1
Hardware Store | Retail - Small | Retail - Small | Kitchen/Break room and Food Preparation | RtS |  | RtS | 1
Hardware Store | Retail - Small | Retail - Small | Restrooms | RtS |  | RtS | 2
Daycare or Preschool | Education - Primary School | Primary School | Classroom/Lecture | EPr |  | EPr | 1
Daycare or Preschool | Education - Primary School | Primary School | Hallways/Corridors/Stairways | EPr |  | EPr | 1
Daycare or Preschool | Education - Primary School | Primary School | Kitchen/Break room and Food Preparation | EPr |  | EPr | 1
Daycare or Preschool | Education - Primary School | Primary School | Restrooms | EPr |  | EPr | 2
Food Processing | Other Industrial | Manuf. Light Industrial | Other Unlisted Activity Types | MLI |  | MLI | 4
Food Processing | Other Industrial | Manuf. Light Industrial | Storage (Unconditioned) | MLI |  | MLI | 2
Commercial Laundry | Laundry | Manuf. Light Industrial | Loading Dock | MLI |  | MLI | 1
Religious Assembly (mixed use) | Assembly | Assembly | Classroom/Lecture | Asm |  | Asm | 2
Religious Assembly (mixed use) | Assembly | Assembly | Office (Executive/Private) | Asm |  | Asm | 2
Religious Assembly (mixed use) | Assembly | Assembly | Other Unlisted Activity Types | Asm |  | Asm | 1
Religious Assembly (mixed use) | Assembly | Assembly | Storage (Conditioned) | Asm |  | Asm | 1
Religious Assembly (mixed use) | Assembly | Assembly | Hallways/Corridors/Stairways | Asm |  | Asm | 2
Religious Assembly (mixed use) | Assembly | Assembly | Restrooms | Asm |  | Asm | 1
Assembly/Light Manufacturing | Other Industrial | Manuf. Light Industrial | Office (General) | MLI |  | MLI | 1
Assembly/Light Manufacturing | Other Industrial | Manuf. Light Industrial | Comm/Ind Work (General High Bay) | MLI |  | MLI | 3
Supermarkets | Grocery | Grocery | Retail Sales/Showroom | Gro |  | Gro | 4
Unconditioned Warehouse, Low Bay | Other Industrial | Storage Unconditioned | Comm/Ind Work | SUn |  | SUn | 11
Unconditioned Warehouse, Low Bay | Other Industrial | Storage Unconditioned | HallwayLobby | SUn |  | SUn | 1
Unconditioned Warehouse, Low Bay | Other Industrial | Storage Unconditioned | Office | SUn |  | SUn | 2
Unconditioned Warehouse, Low Bay | Other Industrial | Storage Unconditioned | OtherMisc | SUn |  | SUn | 3
Financial / Legal | Office - Small | Office - Small | HallwayLobby | OfS |  | OfS | 1
Financial / Legal | Office - Small | Office - Small | Restrooms | OfS |  | OfS | 1
Financial / Legal | Office - Small | Office - Small | Conference Room | OfS |  | OfS | 2
Electronics Warehouse | Warehouse | Storage Conditioned | Storage | SCn |  | SCn | 4
Nursing Home | Health/Medical - Clinic | Nursing Home | HallwayLobby | Nrs |  | Nrs | 1
Nursing Home | Health/Medical - Clinic | Nursing Home | OtherMisc | Nrs |  | Nrs | 2
Nursing Home | Health/Medical - Clinic | Nursing Home | Restrooms | Nrs |  | Nrs | 5
Assembly/Light Manufacturing | Other Industrial | Manuf. Light Industrial | Comm/Ind Work | MLI |  | MLI | 2
Assembly/Light Manufacturing | Other Industrial | Manuf. Light Industrial | OtherMisc | MLI |  | MLI | 1
Assembly/Light Manufacturing | Other Industrial | Manuf. Light Industrial | Storage | MLI |  | MLI | 1
Auto Repair | All Commercial | Manuf. Light Industrial | Comm/Ind Work | MLI |  | MLI | 2
Auto Repair | All Commercial | Manuf. Light Industrial | Storage | MLI |  | MLI | 2
Elementary School | Education - Primary School | Primary School | OtherMisc | EPr |  | EPr | 1
Elementary School | Education - Primary School | Primary School | HallwayLobby | EPr |  | EPr | 2
Elementary School | Education - Primary School | Primary School | Office | EPr |  | EPr | 3
Elementary School | Education - Primary School | Primary School | Restrooms | EPr |  | EPr | 2
Police/Fire Station | Government | Not Assigned | Comm/Ind Work | NA |  | NA | 1
Police/Fire Station | Government | Not Assigned | HallwayLobby | NA |  | NA | 2
Police/Fire Station | Government | Not Assigned | Office | NA |  | NA | 1
Police/Fire Station | Government | Not Assigned | OtherMisc | NA |  | NA | 3
Police/Fire Station | Government | Not Assigned | Restrooms | NA |  | NA | 2
Unconditioned Warehouse, High Bay | Warehouse | Storage Unconditioned | Storage | SUn |  | SUn | 4
Assembly/Light Manufacturing | Other Industrial | Manuf. Light Industrial | Comm/Ind Work | MLI |  | MLI | 3
Religious Assembly (mixed use) | Assembly | Assembly | Assembly | Asm |  | Asm | 6
Religious Assembly (mixed use) | Assembly | Assembly | HallwayLobby | Asm |  | Asm | 1
Religious Assembly (mixed use) | Assembly | Assembly | Office | Asm |  | Asm | 1
Assembly/Light Manufacturing | Other Industrial | Manuf. Light Industrial | Office | MLI |  | MLI | 2
Assembly/Light Manufacturing | Other Industrial | Manuf. Light Industrial | Comm/Ind Work | MLI |  | MLI | 1
Unconditioned Warehouse, High Bay | Warehouse | Storage Unconditioned | Storage | SUn |  | SUn | 2
Manufacturing | Warehouse | Manuf. Light Industrial | Comm/Ind Work | MLI |  | MLI | 2
Unconditioned Warehouse, High Bay | Warehouse | Storage Unconditioned | Storage | SUn |  | SUn | 4
Middle / Secondary School | Education - Primary School | Secondary School | Office | ESe |  | ESe | 2
Middle / Secondary School | Education - Primary School | Secondary School | OtherMisc | ESe |  | ESe | 7
Motel | Lodging | Motel | Guest Rooms | Mtl |  | Mtl | 9
Conditioned Warehouse, High Bay | Warehouse | Storage Conditioned | Storage | SCn |  | SCn | 4
Assembly/Light Manufacturing | All Commercial | Manuf. Light Industrial | Comm/Ind Work | MLI |  | MLI | 1
Assembly/Light Manufacturing | All Commercial | Manuf. Light Industrial | HallwayLobby | MLI |  | MLI | 1
Assembly/Light Manufacturing | Other Industrial | Manuf. Light Industrial | OtherMisc | MLI |  | MLI | 2
Assembly/Light Manufacturing | Other Industrial | Manuf. Light Industrial | Comm/Ind Work | MLI |  | MLI | 1
Unconditioned Warehouse, Low Bay | Warehouse | Storage Unconditioned | Storage | SUn |  | SUn | 2
Manufacturing | Other Industrial | Manuf. Light Industrial | Comm/Ind Work | MLI |  | MLI | 3
Specialty Food Store | All Commercial | Grocery | Storage | Gro |  | Gro | 2
Assembly/Light Manufacturing | All Commercial | Manuf. Light Industrial | Comm/Ind Work | MLI |  | MLI | 4
Middle / Secondary School | Education - Secondary School | Secondary School | OtherMisc | ESe |  | ESe | 2
Other Retail Store | Retail - Small | Retail - Small | RetailSales | RtS |  | RtS | 2
Assembly/Light Manufacturing | Other Industrial | Manuf. Light Industrial | Comm/Ind Work | MLI |  | MLI | 1
Auto Parts | Retail - Small | Retail - Small | Auto Repair Workshop | RtS |  | RtS | 1
Auto Parts | Retail - Small | Retail - Small | HallwayLobby | RtS |  | RtS | 2
Auto Parts | Retail - Small | Retail - Small | Storage | RtS |  | RtS | 2
Hotel | Lodging | Hotel | Guest Rooms | Htl |  | Htl | 10
Middle / Secondary School | Education - Primary School | Secondary School | OtherMisc | ESe |  | ESe | 1
Middle / Secondary School | Education - Primary School | Secondary School | Restrooms | ESe |  | ESe | 2
Middle / Secondary School | Education - Primary School | Secondary School | Storage | ESe |  | ESe | 1
Religious Assembly (mixed use) | Assembly | Assembly | Assembly | Asm |  | Asm | 4
Religious Assembly (mixed use) | Assembly | Assembly | HallwayLobby | Asm |  | Asm | 3
Religious Assembly (mixed use) | Assembly | Assembly | Office | Asm |  | Asm | 3
Religious Assembly (mixed use) | Assembly | Assembly | Restrooms | Asm |  | Asm | 1
Golf Club | Assembly | Restaurant - Sit Down | HallwayLobby | RSD |  | RSD | 3
Golf Club | Assembly | Restaurant - Sit Down | Office | RSD |  | RSD | 2
Golf Club | Assembly | Restaurant - Sit Down | OtherMisc | RSD |  | RSD | 2
Golf Club | Assembly | Restaurant - Sit Down | Restrooms | RSD |  | RSD | 1
Golf Club | Assembly | Restaurant - Sit Down | Storage | RSD |  | RSD | 1
Daycare or Preschool | Education - Primary School | Primary School | Office | EPr |  | EPr | 1
Daycare or Preschool | Education - Primary School | Primary School | Restrooms | EPr |  | EPr | 1
Religious Assembly (mixed use) | Assembly | Assembly | HallwayLobby | Asm |  | Asm | 3
Religious Assembly (mixed use) | Assembly | Assembly | Kitchen/Break Room | Asm |  | Asm | 1
Religious Assembly (mixed use) | Assembly | Assembly | Office | Asm |  | Asm | 1
Religious Assembly (mixed use) | Assembly | Assembly | Restrooms | Asm |  | Asm | 2
Government Services | Government | Office - Large | Restrooms | OfL |  | OfL | 3
Medical/Dental Lab | Health/Medical - Clinic | Manufacturing Bio/Tech | HallwayLobby | MBT |  | MBT | 4
Medical/Dental Lab | Health/Medical - Clinic | Manufacturing Bio/Tech | Office | MBT |  | MBT | 1
Government Services | Government | Office - Large | OtherMisc | OfL |  | OfL | 2
Assembly/Light Manufacturing | Other Industrial | Manuf. Light Industrial | OtherMisc | MLI |  | MLI | 1
Assembly/Light Manufacturing | Other Industrial | Manuf. Light Industrial | Restrooms | MLI |  | MLI | 1
Motel | Lodging | Motel | Guest Rooms | Mtl |  | Mtl | 2
Motel | Lodging | Motel | Guest Rooms | Mtl |  | Mtl | 2
Motel | Lodging | Motel | HallwayLobby | Mtl |  | Mtl | 1
Clinic/Outpatient Care | Health/Medical - Clinic | Office - Small | HallwayLobby | OfS |  | OfS | 2
Clinic/Outpatient Care | Health/Medical - Clinic | Office - Small | OtherMisc | OfS |  | OfS | 2
Clinic/Outpatient Care | Health/Medical - Clinic | Office - Small | Patient Rooms | OfS |  | OfS | 1
Clinic/Outpatient Care | Health/Medical - Clinic | Office - Small | Storage | OfS |  | OfS | 2
Police/Fire Station | Government | Not Assigned | OtherMisc | NA |  | NA | 1
Police/Fire Station | Government | Not Assigned | Restrooms | NA |  | NA | 2
Religious Assembly (mixed use) | Assembly | Assembly | HallwayLobby | Asm |  | Asm | 2
Religious Assembly (mixed use) | Assembly | Assembly | Kitchen/Break Room | Asm |  | Asm | 2
Religious Assembly (mixed use) | Assembly | Assembly | OtherMisc | Asm |  | Asm | 2
Religious Assembly (mixed use) | Assembly | Assembly | Restrooms | Asm |  | Asm | 1
Religious Assembly (mixed use) | Assembly | Assembly | Storage | Asm |  | Asm | 1
Other Retail Store | Retail - Small | Retail - Small | Restrooms | RtS |  | RtS | 1
Other Retail Store | Retail - Small | Retail - Small | Comm/Ind Work | RtS |  | RtS | 2
Other Retail Store | Retail - Small | Retail - Small | Office | RtS |  | RtS | 1
Other Retail Store | Retail - Small | Retail - Small | RetailSales | RtS |  | RtS | 3
Other Retail Store | Retail - Small | Retail - Small | Storage | RtS |  | RtS | 1
Financial / Legal | Office - Small | Office - Small | HallwayLobby | OfS |  | OfS | 1
Financial / Legal | Office - Small | Office - Small | Office | OfS |  | OfS | 2
Motel | Lodging | Motel | Guest Rooms | Mtl |  | Mtl | 1
Motel | Lodging | Motel | Mechanical/Electrical Room | Mtl |  | Mtl | 1
Motel | Lodging | Motel | Restrooms | Mtl |  | Mtl | 1
Religious Assembly (worship only) | Assembly | Assembly | HallwayLobby | Asm |  | Asm | 3
Religious Assembly (worship only) | Assembly | Assembly | Storage | Asm |  | Asm | 1
Administration and management | Office - Small | Office - Large | HallwayLobby | OfL |  | OfL | 2
Administration and management | Office - Small | Office - Large | Office | OfL |  | OfL | 1
Clinic/Outpatient Care | Health/Medical - Clinic | Office - Small | Restrooms | OfS |  | OfS | 1
Clinic/Outpatient Care | Health/Medical - Clinic | Office - Small | HallwayLobby | OfS |  | OfS | 1
Clinic/Outpatient Care | Health/Medical - Clinic | Office - Small | Office | OfS |  | OfS | 1
Clinic/Outpatient Care | Health/Medical - Clinic | Office - Small | OtherMisc | OfS |  | OfS | 2
Clinic/Outpatient Care | Health/Medical - Clinic | Office - Small | Storage | OfS |  | OfS | 1
Repair (Non-Auto) | Retail - Small | Manuf. Light Industrial | Restrooms | MLI |  | MLI | 4
Motel | Lodging | Motel | Guest Rooms | Mtl |  | Mtl | 3
Motel | Lodging | Motel | Storage | Mtl |  | Mtl | 1
Table Service | Restaurant - Sit Down | Restaurant - Sit Down | HallwayLobby | RSD |  | RSD | 1
Table Service | Restaurant - Sit Down | Restaurant - Sit Down | Office | RSD |  | RSD | 2
Table Service | Restaurant - Sit Down | Restaurant - Sit Down | Restrooms | RSD |  | RSD | 1
Table Service | Restaurant - Sit Down | Restaurant - Sit Down | Storage | RSD |  | RSD | 1
Daycare or Preschool | Education - Primary School | Primary School | OtherMisc | EPr |  | EPr | 3
Daycare or Preschool | Education - Primary School | Primary School | Restrooms | EPr |  | EPr | 2
Bakery/Catering | All Commercial | Restaurant - Sit Down | Office | RSD |  | RSD | 1
Bakery/Catering | All Commercial | Restaurant - Sit Down | OtherMisc | RSD |  | RSD | 1
Religious Assembly (worship only) | Assembly | Assembly | Assembly | Asm |  | Asm | 2
Religious Assembly (worship only) | Assembly | Assembly | HallwayLobby | Asm |  | Asm | 4
Shop in Strip Mall | Retail - Small | Retail - Small | RetailSales | RtS |  | RtS | 1
Mixed-Use/Multi-tenant | Office - Small | Office - Small | HallwayLobby | OfS |  | OfS | 1
Hardware Store | Retail - Small | Retail - Small | Office | RtS |  | RtS | 1
Hardware Store | Retail - Small | Retail - Small | Restrooms | RtS |  | RtS | 1
Hardware Store | Retail - Small | Retail - Small | Storage | RtS |  | RtS | 6
Auto Repair | Retail - Small | Manuf. Light Industrial | OtherMisc | MLI |  | MLI | 1
Auto Repair | Retail - Small | Manuf. Light Industrial | Auto Repair Workshop | MLI |  | MLI | 4
Auto Repair | Retail - Small | Manuf. Light Industrial | Office | MLI |  | MLI | 1
Auto Repair | Retail - Small | Manuf. Light Industrial | Storage | MLI |  | MLI | 2
Other Retail Store | Retail - Small | Retail - Small | Office | RtS |  | RtS | 2
Other Retail Store | Retail - Small | Retail - Small | RetailSales | RtS |  | RtS | 4
Assembly/Light Manufacturing | Other Industrial | Manuf. Light Industrial | Restrooms | MLI |  | MLI | 2
Mixed Retail and Warehouse | Other Industrial | Storage Conditioned | Comm/Ind Work | SCn |  | SCn | 1
Mixed Retail and Warehouse | Other Industrial | Storage Conditioned | Office | SCn |  | SCn | 2
Mixed Retail and Warehouse | Other Industrial | Storage Conditioned | OtherMisc | SCn |  | SCn | 1
Mixed Retail and Warehouse | Other Industrial | Storage Conditioned | Storage | SCn |  | SCn | 1
Office Building | Office - Large | Office - Large | HallwayLobby | OfL |  | OfL | 1
Office Building | Office - Large | Office - Large | Restrooms | OfL |  | OfL | 1
Bar/Tavern/Nightclub/Other | Assembly | Restaurant - Sit Down | OtherMisc | RSD |  | RSD | 1
Religious Assembly (mixed use) | Assembly | Assembly | Assembly | Asm |  | Asm | 3
Religious Assembly (mixed use) | Assembly | Assembly | Kitchen/Break Room | Asm |  | Asm | 1
Religious Assembly (mixed use) | Assembly | Assembly | Office | Asm |  | Asm | 1
Religious Assembly (mixed use) | Assembly | Assembly | Restrooms | Asm |  | Asm | 1
Religious Assembly (mixed use) | Assembly | Assembly | Storage | Asm |  | Asm | 1
Shop in Strip Mall | Retail - Small | Retail - Small | Storage | RtS |  | RtS | 1
Table Service | Restaurant - Sit Down | Restaurant - Sit Down | Dining | RSD |  | RSD | 2
Table Service | Restaurant - Sit Down | Restaurant - Sit Down | Kitchen/Break Room | RSD |  | RSD | 1
Table Service | Restaurant - Sit Down | Restaurant - Sit Down | Restrooms | RSD |  | RSD | 1
Table Service | Restaurant - Sit Down | Restaurant - Sit Down | Storage | RSD |  | RSD | 1
Assembly/Light Manufacturing | Other Industrial | Manuf. Light Industrial | HallwayLobby | MLI |  | MLI | 1
Assembly/Light Manufacturing | Other Industrial | Manuf. Light Industrial | OtherMisc | MLI |  | MLI | 1
General Offices | Office - Small | Office - Small | HallwayLobby | OfS |  | OfS | 1
General Offices | Office - Small | Office - Small | Restrooms | OfS |  | OfS | 1
Bakery/Catering | Restaurant - Sit Down | Restaurant - Sit Down | Restrooms | RSD |  | RSD | 1
Other Recreational/Public Assembly | Assembly | Assembly | HallwayLobby | Asm |  | Asm | 1
Other Recreational/Public Assembly | Assembly | Assembly | Kitchen/Break Room | Asm |  | Asm | 1
Other Recreational/Public Assembly | Assembly | Assembly | Office | Asm |  | Asm | 1
Other Recreational/Public Assembly | Assembly | Assembly | OtherMisc | Asm |  | Asm | 3
Other Recreational/Public Assembly | Assembly | Assembly | Restrooms | Asm |  | Asm | 1
Other Recreational/Public Assembly | Assembly | Assembly | Storage | Asm |  | Asm | 2
Other Retail Store | Retail - Small | Retail - Small | Restrooms | RtS |  | RtS | 1
Other Retail Store | Retail - Small | Retail - Small | Office | RtS |  | RtS | 2
Other Retail Store | Retail - Small | Retail - Small | RetailSales | RtS |  | RtS | 5
Religious Assembly (worship only) | Assembly | Assembly | Assembly | Asm |  | Asm | 2
Religious Assembly (worship only) | Assembly | Assembly | HallwayLobby | Asm |  | Asm | 1
Hotel | Lodging | Hotel | HallwayLobby | Htl |  | Htl | 4
Auto Repair | Retail - Small | Manuf. Light Industrial | Restrooms | MLI |  | MLI | 1
Auto Repair | Retail - Small | Manuf. Light Industrial | Auto Repair Workshop | MLI |  | MLI | 2
Auto Repair | Retail - Small | Manuf. Light Industrial | Storage | MLI |  | MLI | 3
Other Service Shop | Retail - Small | Manuf. Light Industrial | Office | MLI |  | MLI | 1
Other Service Shop | Retail - Small | Manuf. Light Industrial | Restrooms | MLI |  | MLI | 1
Specialty/Ethnic Grocery | Grocery | Grocery | OtherMisc | Gro |  | Gro | 1
Specialty/Ethnic Grocery | Grocery | Grocery | Storage | Gro |  | Gro | 1
Specialty/Ethnic Grocery | Grocery | Grocery | RetailSales | Gro |  | Gro | 3
Religious Assembly (mixed use) | Assembly | Assembly | HallwayLobby | Asm |  | Asm | 1
Religious Assembly (mixed use) | Assembly | Assembly | OtherMisc | Asm |  | Asm | 1
Table Service | Restaurant - Sit Down | Restaurant - Sit Down | Dining | RSD |  | RSD | 3
Insurance/Real Estate | Office - Small | Office - Small | OtherMisc | OfS |  | OfS | 1
Insurance/Real Estate | Office - Small | Office - Small | Restrooms | OfS |  | OfS | 1
Insurance/Real Estate | Office - Small | Office - Small | Conference Room | OfS |  | OfS | 1
Insurance/Real Estate | Office - Small | Office - Small | Office | OfS |  | OfS | 4
Wholesale Sales | Retail - Small | Office - Small | Restrooms | OfS |  | OfS | 1
Wholesale Sales | Retail - Small | Office - Small | Storage | OfS |  | OfS | 1
Bookstore | Retail - Small | Retail - Small | Restrooms | RtS |  | RtS | 1
Bookstore | Retail - Small | Retail - Small | RetailSales | RtS |  | RtS | 4
Religious Assembly (mixed use) | Assembly | Assembly | HallwayLobby | Asm |  | Asm | 3
Motel | Lodging | Motel | Guest Rooms | Mtl |  | Mtl | 4
Office Building | Office - Large | Office - Large | HallwayLobby | OfL |  | OfL | 2
Fabrication | Other Industrial | Manuf. Light Industrial | Comm/Ind Work | MLI |  | MLI | 2
Fabrication | Other Industrial | Manuf. Light Industrial | Office | MLI |  | MLI | 1
Insurance/Real Estate | Office - Small | Office - Small | Restrooms | OfS |  | OfS | 1
Insurance/Real Estate | Office - Small | Office - Small | Comm/Ind Work | OfS |  | OfS | 1
Insurance/Real Estate | Office - Small | Office - Small | Conference Room | OfS |  | OfS | 1
Insurance/Real Estate | Office - Small | Office - Small | HallwayLobby | OfS |  | OfS | 1
Insurance/Real Estate | Office - Small | Office - Small | Office | OfS |  | OfS | 2
Religious Assembly (mixed use) | Assembly | Assembly | HallwayLobby | Asm |  | Asm | 4
Religious Assembly (mixed use) | Assembly | Assembly | Restrooms | Asm |  | Asm | 1
Religious Assembly (mixed use) | Assembly | Assembly | Assembly | Asm |  | Asm | 4
Religious Assembly (mixed use) | Assembly | Assembly | OtherMisc | Asm |  | Asm | 2
Other Retail Store | All Commercial | Retail - Small | Comm/Ind Work | RtS |  | RtS | 2
Other Retail Store | All Commercial | Retail - Small | OtherMisc | RtS |  | RtS | 1
Other Retail Store | Retail - Small | Retail - Small | Restrooms | RtS |  | RtS | 2
Hotel | Lodging | Hotel | Guest Rooms | Htl |  | Htl | 1
Hotel | Lodging | Hotel | Mechanical/Electrical Room | Htl |  | Htl | 1
Hotel | Lodging | Hotel | Storage | Htl |  | Htl | 1
Other Recreational/Public Assembly | Assembly | Assembly | HallwayLobby | Asm |  | Asm | 1
Other Recreational/Public Assembly | Assembly | Assembly | Kitchen/Break Room | Asm |  | Asm | 1
Other Recreational/Public Assembly | Assembly | Assembly | OtherMisc | Asm |  | Asm | 3
Repair (Non-Auto) | Retail - Small | Manuf. Light Industrial | Office | MLI |  | MLI | 1
Clinic/Outpatient Care | Health/Medical - Clinic | Office - Small | HallwayLobby | OfS |  | OfS | 1
Clinic/Outpatient Care | Health/Medical - Clinic | Office - Small | Restrooms | OfS |  | OfS | 1
Clinic/Outpatient Care | Health/Medical - Clinic | Office - Small | Comm/Ind Work | OfS |  | OfS | 2
Clinic/Outpatient Care | Health/Medical - Clinic | Office - Small | Kitchen/Break Room | OfS |  | OfS | 1
Clinic/Outpatient Care | Health/Medical - Clinic | Office - Small | Office | OfS |  | OfS | 5
Insurance/Real Estate | Office - Small | Office - Small | Restrooms | OfS |  | OfS | 1
Insurance/Real Estate | Office - Small | Office - Small | Office | OfS |  | OfS | 1
Resort | Lodging | Hotel | HallwayLobby | Htl |  | Htl | 2
Resort | Lodging | Hotel | Office | Htl |  | Htl | 2
Resort | Lodging | Hotel | Restrooms | Htl |  | Htl | 1
Motel | Lodging | Motel | Guest Rooms | Mtl |  | Mtl | 1
Motel | Lodging | Motel | HallwayLobby | Mtl |  | Mtl | 1
Motel | Lodging | Motel | Restrooms | Mtl |  | Mtl | 1
Table Service | Restaurant - Sit Down | Restaurant - Sit Down | Dining | RSD |  | RSD | 1
Table Service | Restaurant - Sit Down | Restaurant - Sit Down | Storage | RSD |  | RSD | 1
Shop in Strip Mall | Retail - Small | Retail - Small | Restrooms | RtS |  | RtS | 1
Shop in Strip Mall | Retail - Small | Retail - Small | HallwayLobby | RtS |  | RtS | 1
Shop in Strip Mall | Retail - Small | Retail - Small | Kitchen/Break Room | RtS |  | RtS | 1
Shop in Strip Mall | Retail - Small | Retail - Small | Office | RtS |  | RtS | 2
Shop in Strip Mall | Retail - Small | Retail - Small | OtherMisc | RtS |  | RtS | 1
Medical/Dental Office | Health/Medical - Clinic | Office - Small | OtherMisc | OfS |  | OfS | 2
Medical/Dental Office | Health/Medical - Clinic | Office - Small | Kitchen/Break Room | OfS |  | OfS | 1
Medical/Dental Office | Health/Medical - Clinic | Office - Small | Office | OfS |  | OfS | 3
Medical/Dental Office | Health/Medical - Clinic | Office - Small | Patient Rooms | OfS |  | OfS | 2
Medical/Dental Office | Health/Medical - Clinic | Office - Small | Storage | OfS |  | OfS | 1
Motel | Lodging | Motel | Guest Rooms | Mtl |  | Mtl | 3
Motel | Lodging | Motel | Restrooms | Mtl |  | Mtl | 2
Motel | Lodging | Motel | Storage | Mtl |  | Mtl | 1
Auto Repair | Retail - Small | Manuf. Light Industrial | HallwayLobby | MLI |  | MLI | 1
Auto Repair | Retail - Small | Manuf. Light Industrial | Office | MLI |  | MLI | 1
Auto Repair | Retail - Small | Manuf. Light Industrial | Storage | MLI |  | MLI | 1
Other Retail Store | Retail - Small | Retail - Small | OtherMisc | RtS |  | RtS | 1
Other Retail Store | Retail - Small | Retail - Small | Restrooms | RtS |  | RtS | 2
Medical/Dental Office | Health/Medical - Clinic | Office - Small | HallwayLobby | OfS |  | OfS | 2
Medical/Dental Office | Health/Medical - Clinic | Office - Small | Office | OfS |  | OfS | 5
Medical/Dental Office | Health/Medical - Clinic | Office - Small | OtherMisc | OfS |  | OfS | 1
Medical/Dental Office | Health/Medical - Clinic | Office - Small | Storage | OfS |  | OfS | 3
Other Recreational/Public Assembly | Assembly | Assembly | HallwayLobby | Asm |  | Asm | 1
Other Recreational/Public Assembly | Assembly | Assembly | Office | Asm |  | Asm | 1
Other Recreational/Public Assembly | Assembly | Assembly | OtherMisc | Asm |  | Asm | 2
Delicatessen | Restaurant - Sit Down | Restaurant - Fast Food | Dining | RFF |  | RFF | 1
Delicatessen | Restaurant - Sit Down | Restaurant - Fast Food | Kitchen/Break Room | RFF |  | RFF | 1
Auto Repair | Retail - Small | Manuf. Light Industrial | HallwayLobby | MLI |  | MLI | 2
Auto Repair | Retail - Small | Manuf. Light Industrial | Restrooms | MLI |  | MLI | 1
Assembly/Light Manufacturing | Other Industrial | Manuf. Light Industrial | Comm/Ind Work | MLI |  | MLI | 1
Assembly/Light Manufacturing | Other Industrial | Manuf. Light Industrial | HallwayLobby | MLI |  | MLI | 1
Assembly/Light Manufacturing | Other Industrial | Manuf. Light Industrial | Office | MLI |  | MLI | 4
Assembly/Light Manufacturing | Other Industrial | Manuf. Light Industrial | OtherMisc | MLI |  | MLI | 1
Assembly/Light Manufacturing | Other Industrial | Manuf. Light Industrial | Restrooms | MLI |  | MLI | 1
Library / Museum | Assembly | Assembly | Restrooms | Asm |  | Asm | 2
Other Retail Store | Retail - Small | Retail - Small | RetailSales | RtS |  | RtS | 1
Other Retail Store | Retail - Small | Retail - Small | Comm/Ind Work | RtS |  | RtS | 1
Other Retail Store | Retail - Small | Retail - Small | Kitchen/Break Room | RtS |  | RtS | 1
Other Retail Store | Warehouse | Retail - Small | Restrooms | RtS |  | RtS | 1
Other Retail Store | Warehouse | Retail - Small | Office | RtS |  | RtS | 2
Other Retail Store | Warehouse | Retail - Small | OtherMisc | RtS |  | RtS | 2
Lab/R&D Facility | Office - Small | Manufacturing Bio/Tech | Restrooms | MBT |  | MBT | 1
Lab/R&D Facility | Office - Small | Manufacturing Bio/Tech | Comm/Ind Work | MBT |  | MBT | 2
Lab/R&D Facility | Office - Small | Manufacturing Bio/Tech | Office | MBT |  | MBT | 1
Lab/R&D Facility | Office - Small | Manufacturing Bio/Tech | Storage | MBT |  | MBT | 2
Other Retail Store | Warehouse | Retail - Small | Restrooms | RtS |  | RtS | 4
Motel | Lodging | Motel | HallwayLobby | Mtl |  | Mtl | 2
Motel | Lodging | Motel | Office | Mtl |  | Mtl | 1
Motel | Lodging | Motel | Storage | Mtl |  | Mtl | 1
Resort | Lodging | Hotel | Guest Rooms | Htl |  | Htl | 3
Resort | Lodging | Hotel | HallwayLobby | Htl |  | Htl | 1
Resort | Lodging | Hotel | Office | Htl |  | Htl | 1
Resort | Lodging | Hotel | OtherMisc | Htl |  | Htl | 1
Resort | Lodging | Hotel | Restrooms | Htl |  | Htl | 1
Medical/Dental Office | Health/Medical - Clinic | Office - Small | HallwayLobby | OfS |  | OfS | 1
Medical/Dental Office | Health/Medical - Clinic | Office - Small | Kitchen/Break Room | OfS |  | OfS | 1
Medical/Dental Office | Health/Medical - Clinic | Office - Small | Office | OfS |  | OfS | 3
Medical/Dental Office | Health/Medical - Clinic | Office - Small | OtherMisc | OfS |  | OfS | 1
Medical/Dental Office | Health/Medical - Clinic | Office - Small | HallwayLobby | OfS |  | OfS | 1
Medical/Dental Office | Health/Medical - Clinic | Office - Small | Office | OfS |  | OfS | 1
Medical/Dental Office | Health/Medical - Clinic | Office - Small | OtherMisc | OfS |  | OfS | 1
Health/Fitness Center | Assembly | Assembly | OtherMisc | Asm |  | Asm | 2
Shop in Strip Mall | Retail - Small | Retail - Small | HallwayLobby | RtS |  | RtS | 1
Shop in Strip Mall | Retail - Small | Retail - Small | Office | RtS |  | RtS | 2
Shop in Strip Mall | Retail - Small | Retail - Small | RetailSales | RtS |  | RtS | 4
Assembly/Light Manufacturing | Other Industrial | Manuf. Light Industrial | OtherMisc | MLI |  | MLI | 1
Assembly/Light Manufacturing | Other Industrial | Manuf. Light Industrial | Restrooms | MLI |  | MLI | 1
Assembly/Light Manufacturing | Other Industrial | Manuf. Light Industrial | Comm/Ind Work | MLI |  | MLI | 2
Assembly/Light Manufacturing | Other Industrial | Manuf. Light Industrial | HallwayLobby | MLI |  | MLI | 2
Assembly/Light Manufacturing | Other Industrial | Manuf. Light Industrial | Office | MLI |  | MLI | 2
Assembly/Light Manufacturing | Other Industrial | Manuf. Light Industrial | Storage | MLI |  | MLI | 2
Laundry | Retail - Small | Retail - Small | Restrooms | RtS |  | RtS | 1
Laundry | Retail - Small | Retail - Small | Comm/Ind Work | RtS |  | RtS | 1
Table Service | Restaurant - Sit Down | Restaurant - Sit Down | HallwayLobby | RSD |  | RSD | 2
Table Service | Restaurant - Sit Down | Restaurant - Sit Down | Kitchen/Break Room | RSD |  | RSD | 1
Table Service | Restaurant - Sit Down | Restaurant - Sit Down | Office | RSD |  | RSD | 1
Insurance/Real Estate | Office - Small | Office - Small | Restrooms | OfS |  | OfS | 1
Auto Parts | Retail - Small | Retail - Small | Restrooms | RtS |  | RtS | 3
Auto Parts | Retail - Small | Retail - Small | Auto Repair Workshop | RtS |  | RtS | 1
Auto Parts | Retail - Small | Retail - Small | RetailSales | RtS |  | RtS | 1
Auto Parts | Retail - Small | Retail - Small | Storage | RtS |  | RtS | 3
Liquor Store | Grocery | Retail - Small | Restrooms | RtS |  | RtS | 1
Liquor Store | Grocery | Retail - Small | Storage | RtS |  | RtS | 1
Liquor Store | Grocery | Retail - Small | RetailSales | RtS |  | RtS | 2
General Offices | All Commercial | Office - Small | Storage | OfS |  | OfS | 1
General Offices | All Commercial | Office - Small | HallwayLobby | OfS |  | OfS | 1
General Offices | All Commercial | Office - Small | Office | OfS |  | OfS | 2
General Offices | All Commercial | Office - Small | OtherMisc | OfS |  | OfS | 2
Table Service | Restaurant - Sit Down | Restaurant - Sit Down | Dining | RSD |  | RSD | 1
Table Service | Restaurant - Sit Down | Restaurant - Sit Down | HallwayLobby | RSD |  | RSD | 2
Table Service | Restaurant - Sit Down | Restaurant - Sit Down | Office | RSD |  | RSD | 1
Table Service | Restaurant - Sit Down | Restaurant - Sit Down | Restrooms | RSD |  | RSD | 1
Table Service | Restaurant - Sit Down | Restaurant - Sit Down | Storage | RSD |  | RSD | 1
General Offices | Office - Small | Office - Small | Restrooms | OfS |  | OfS | 1
Other Lodging | Health/Medical - Clinic | Hotel | OtherMisc | Htl |  | Htl | 1
Other Lodging | Health/Medical - Clinic | Hotel | Restrooms | Htl |  | Htl | 1
Auto Repair | Retail - Small | Manuf. Light Industrial | Restrooms | MLI |  | MLI | 1
Auto Repair | Retail - Small | Manuf. Light Industrial | Auto Repair Workshop | MLI |  | MLI | 1
Auto Repair | Retail - Small | Manuf. Light Industrial | Office | MLI |  | MLI | 1
Hotel | Lodging | Hotel | Guest Rooms | Htl |  | Htl | 1
Hotel | Lodging | Hotel | Mechanical/Electrical Room | Htl |  | Htl | 1
Hotel | Lodging | Hotel | Office | Htl |  | Htl | 1
Insurance/Real Estate | Office - Small | Office - Small | HallwayLobby | OfS |  | OfS | 1
Insurance/Real Estate | Office - Small | Office - Small | Storage | OfS |  | OfS | 1
Motel | Lodging | Motel | Guest Rooms | Mtl |  | Mtl | 3
Motel | Lodging | Motel | Mechanical/Electrical Room | Mtl |  | Mtl | 1
Carwash | Retail - Small | Retail - Small | OtherMisc | RtS |  | RtS | 1
Carwash | Retail - Small | Retail - Small | Restrooms | RtS |  | RtS | 1
Carwash | Retail - Small | Retail - Small | RetailSales | RtS |  | RtS | 2
Carwash | Retail - Small | Retail - Small | Storage | RtS |  | RtS | 2
Nursing Home | Health/Medical - Clinic | Nursing Home | HallwayLobby | Nrs |  | Nrs | 1
Nursing Home | Health/Medical - Clinic | Nursing Home | OtherMisc | Nrs |  | Nrs | 2
Insurance/Real Estate | Office - Small | Office - Small | Restrooms | OfS |  | OfS | 1
Insurance/Real Estate | Office - Small | Office - Small | Storage | OfS |  | OfS | 1
Insurance/Real Estate | Office - Small | Office - Small | Office | OfS |  | OfS | 3
Shop in Strip Mall | Retail - Small | Retail - Small | Comm/Ind Work | RtS |  | RtS | 1
Shop in Strip Mall | Retail - Small | Retail - Small | RetailSales | RtS |  | RtS | 2
Motel | Lodging | Motel | Guest Rooms | Mtl |  | Mtl | 3
Delicatessen | Restaurant - Sit Down | Restaurant - Fast Food | Dining | RFF |  | RFF | 2
Delicatessen | Restaurant - Sit Down | Restaurant - Fast Food | Kitchen/Break Room | RFF |  | RFF | 1
Delicatessen | Restaurant - Sit Down | Restaurant - Fast Food | OtherMisc | RFF |  | RFF | 2
College/University | Assembly | College/University | HallwayLobby | ECU |  | ECU | 4
College/University | Assembly | College/University | OtherMisc | ECU |  | ECU | 3
College/University | Assembly | College/University | Restrooms | ECU |  | ECU | 2
Clinic/Outpatient Care | Health/Medical - Clinic | Office - Small | Office | OfS |  | OfS | 3
Clinic/Outpatient Care | Health/Medical - Clinic | Office - Small | OtherMisc | OfS |  | OfS | 6
Clinic/Outpatient Care | Health/Medical - Clinic | Office - Small | Restrooms | OfS |  | OfS | 1
Mixed-Use/Multi-tenant | Office - Small | Office - Small | Office | OfS |  | OfS | 3
Mixed-Use/Multi-tenant | Office - Small | Office - Small | HallwayLobby | OfS |  | OfS | 2
Auto Repair | Retail - Small | Manuf. Light Industrial | Auto Repair Workshop | MLI |  | MLI | 2
Auto Repair | Retail - Small | Manuf. Light Industrial | Office | MLI |  | MLI | 1
Auto Repair | Retail - Small | Manuf. Light Industrial | Storage | MLI |  | MLI | 1
Table Service | Restaurant - Sit Down | Restaurant - Sit Down | Restrooms | RSD |  | RSD | 1
Table Service | Restaurant - Sit Down | Restaurant - Sit Down | Dining | RSD |  | RSD | 2
Table Service | Restaurant - Sit Down | Restaurant - Sit Down | Kitchen/Break Room | RSD |  | RSD | 1
Table Service | Restaurant - Sit Down | Restaurant - Sit Down | OtherMisc | RSD |  | RSD | 2
Other Office | Office - Small | Office - Small | Office | OfS |  | OfS | 2
Other Office | Office - Small | Office - Small | OtherMisc | OfS |  | OfS | 1
Medical/Dental Office | Health/Medical - Clinic | Office - Small | HallwayLobby | OfS |  | OfS | 1
Medical/Dental Office | Health/Medical - Clinic | Office - Small | Office | OfS |  | OfS | 2
Medical/Dental Office | Health/Medical - Clinic | Office - Small | Patient Rooms | OfS |  | OfS | 2
Financial / Legal | Office - Small | Office - Small | Restrooms | OfS |  | OfS | 1
Financial / Legal | Office - Small | Office - Small | Office | OfS |  | OfS | 3
Other Office | Office - Small | Office - Small | Restrooms | OfS |  | OfS | 1
Hotel | Lodging | Hotel | Guest Rooms | Htl |  | Htl | 14
Hotel | Lodging | Hotel | HallwayLobby | Htl |  | Htl | 1
Hotel | Lodging | Hotel | Guest Rooms | Htl |  | Htl | 1
Hotel | Lodging | Hotel | HallwayLobby | Htl |  | Htl | 1
Hotel | Lodging | Hotel | Kitchen/Break Room | Htl |  | Htl | 1
Hotel | Lodging | Hotel | Restrooms | Htl |  | Htl | 2
Medical/Dental Office | Health/Medical - Clinic | Office - Small | HallwayLobby | OfS |  | OfS | 1
Medical/Dental Office | Health/Medical - Clinic | Office - Small | OtherMisc | OfS |  | OfS | 3
Medical/Dental Office | Health/Medical - Clinic | Office - Small | Patient Rooms | OfS |  | OfS | 1
Medical/Dental Office | Health/Medical - Clinic | Office - Small | Storage | OfS |  | OfS | 1
Auto Repair | Retail - Small | Manuf. Light Industrial | Office | MLI |  | MLI | 1
Auto Repair | Retail - Small | Manuf. Light Industrial | OtherMisc | MLI |  | MLI | 1
Clinic/Outpatient Care | Health/Medical - Clinic | Office - Small | HallwayLobby | OfS |  | OfS | 1
Clinic/Outpatient Care | Health/Medical - Clinic | Office - Small | Office | OfS |  | OfS | 1
Small General Grocery | Grocery | Grocery | OtherMisc | Gro |  | Gro | 1
Small General Grocery | Grocery | Grocery | RetailSales | Gro |  | Gro | 3
Repair (Non-Auto) | Retail - Small | Manuf. Light Industrial | Restrooms | MLI |  | MLI | 1
Repair (Non-Auto) | Retail - Small | Manuf. Light Industrial | HallwayLobby | MLI |  | MLI | 1
Repair (Non-Auto) | Retail - Small | Manuf. Light Industrial | RetailSales | MLI |  | MLI | 2
Repair (Non-Auto) | Retail - Small | Manuf. Light Industrial | Storage | MLI |  | MLI | 2
Fast Food or Self Service | Restaurant - Fast Food | Restaurant - Fast Food | Dining | RFF |  | RFF | 1
Fast Food or Self Service | Restaurant - Fast Food | Restaurant - Fast Food | OtherMisc | RFF |  | RFF | 1
Fast Food or Self Service | Restaurant - Fast Food | Restaurant - Fast Food | Restrooms | RFF |  | RFF | 1
Fast Food or Self Service | Restaurant - Fast Food | Restaurant - Fast Food | Storage | RFF |  | RFF | 1
Laundry | Retail - Small | Retail - Small | Restrooms | RtS |  | RtS | 1
Laundry | Retail - Small | Retail - Small | HallwayLobby | RtS |  | RtS | 2
Laundry | Retail - Small | Retail - Small | RetailSales | RtS |  | RtS | 2
Other Retail Store | Retail - Small | Retail - Small | Restrooms | RtS |  | RtS | 1
Other Retail Store | Retail - Small | Retail - Small | Kitchen/Break Room | RtS |  | RtS | 1
Other Retail Store | Retail - Small | Retail - Small | Office | RtS |  | RtS | 1
Other Retail Store | Retail - Small | Retail - Small | RetailSales | RtS |  | RtS | 2
Resort | Lodging | Hotel | OtherMisc | Htl |  | Htl | 1
Auto Repair | Retail - Small | Manuf. Light Industrial | OtherMisc | MLI |  | MLI | 2
Other Retail Store | Retail - Small | Retail - Small | OtherMisc | RtS |  | RtS | 2
Auto Sales | Retail - Small | Retail - Small | Office | RtS |  | RtS | 1
Auto Sales | Retail - Small | Retail - Small | RetailSales | RtS |  | RtS | 4
Shop in Strip Mall | Retail - Small | Retail - Small | Office | RtS |  | RtS | 1
Shop in Strip Mall | Retail - Small | Retail - Small | Restrooms | RtS |  | RtS | 1
Shop in Strip Mall | Retail - Small | Retail - Small | RetailSales | RtS |  | RtS | 1
Other Office | Office - Small | Office - Small | Restrooms | OfS |  | OfS | 1
Other Office | Office - Small | Office - Small | Conference Room | OfS |  | OfS | 1
Other Office | Office - Small | Office - Small | Kitchen/Break Room | OfS |  | OfS | 1
Other Office | Office - Small | Office - Small | Office | OfS |  | OfS | 4
Other Office | Office - Small | Office - Small | Storage | OfS |  | OfS | 1
Auto Sales | Retail - Small | Retail - Small | HallwayLobby | RtS |  | RtS | 1
Auto Sales | Retail - Small | Retail - Small | RetailSales | RtS |  | RtS | 2
Shop in Strip Mall | Retail - Small | Retail - Small | Office | RtS |  | RtS | 1
Shop in Strip Mall | Retail - Small | Retail - Small | Restrooms | RtS |  | RtS | 1
Shop in Strip Mall | Retail - Small | Retail - Small | HallwayLobby | RtS |  | RtS | 1
Auto Repair | Retail - Small | Manuf. Light Industrial | Restrooms | MLI |  | MLI | 2
Auto Repair | Retail - Small | Manuf. Light Industrial | Auto Repair Workshop | MLI |  | MLI | 1
Auto Repair | Retail - Small | Manuf. Light Industrial | Storage | MLI |  | MLI | 3
Hotel | Lodging | Hotel | Guest Rooms | Htl |  | Htl | 10
Hotel | Lodging | Hotel | HallwayLobby | Htl |  | Htl | 1
Financial / Legal | Office - Small | Office - Small | Restrooms | OfS |  | OfS | 1
Financial / Legal | Office - Small | Office - Small | Kitchen/Break Room | OfS |  | OfS | 1
Financial / Legal | Office - Small | Office - Small | Office | OfS |  | OfS | 3
Other Office | Office - Small | Office - Small | HallwayLobby | OfS |  | OfS | 3
Other Office | Office - Small | Office - Small | OtherMisc | OfS |  | OfS | 3
Financial / Legal | Office - Small | Office - Small | Restrooms | OfS |  | OfS | 1
Financial / Legal | Office - Small | Office - Small | Kitchen/Break Room | OfS |  | OfS | 1
Financial / Legal | Office - Small | Office - Small | Office | OfS |  | OfS | 7
Financial / Legal | Office - Small | Office - Small | Storage | OfS |  | OfS | 1
Assembly/Light Manufacturing | Other Industrial | Manuf. Light Industrial | Restrooms | MLI |  | MLI | 1
Insurance/Real Estate | Office - Small | Office - Small | Restrooms | OfS |  | OfS | 1
Insurance/Real Estate | Office - Small | Office - Small | Office | OfS |  | OfS | 1
Insurance/Real Estate | Office - Small | Office - Small | Storage | OfS |  | OfS | 1
Fast Food or Self Service | Restaurant - Fast Food | Restaurant - Fast Food | Dining | RFF |  | RFF | 3
Fast Food or Self Service | Restaurant - Fast Food | Restaurant - Fast Food | Kitchen/Break Room | RFF |  | RFF | 2
Fast Food or Self Service | Restaurant - Fast Food | Restaurant - Fast Food | Storage | RFF |  | RFF | 1
Auto Repair | Retail - Small | Manuf. Light Industrial | Auto Repair Workshop | MLI |  | MLI | 2
Auto Repair | Retail - Small | Manuf. Light Industrial | HallwayLobby | MLI |  | MLI | 1
General Offices | Office - Small | Office - Small | Restrooms | OfS |  | OfS | 1
General Offices | Office - Small | Office - Small | Conference Room | OfS |  | OfS | 2
General Offices | Office - Small | Office - Small | Kitchen/Break Room | OfS |  | OfS | 2
General Offices | Office - Small | Office - Small | Office | OfS |  | OfS | 6
General Offices | Office - Small | Office - Small | Storage | OfS |  | OfS | 2
Table Service | Restaurant - Sit Down | Restaurant - Sit Down | Dining | RSD |  | RSD | 7
Table Service | Restaurant - Sit Down | Restaurant - Sit Down | HallwayLobby | RSD |  | RSD | 2
Table Service | Restaurant - Sit Down | Restaurant - Sit Down | Restrooms | RSD |  | RSD | 2
Insurance/Real Estate | Office - Small | Office - Small | Restrooms | OfS |  | OfS | 1
Insurance/Real Estate | Office - Small | Office - Small | HallwayLobby | OfS |  | OfS | 1
Insurance/Real Estate | Office - Small | Office - Small | Office | OfS |  | OfS | 2
Insurance/Real Estate | Office - Small | Office - Small | Storage | OfS |  | OfS | 1
Elementary School | Education - Primary School | Primary School | OtherMisc | EPr |  | EPr | 3
Elementary School | Education - Primary School | Primary School | Restrooms | EPr |  | EPr | 1
Laundry | Retail - Small | Retail - Small | Comm/Ind Work | RtS |  | RtS | 3
Other Office | Office - Small | Office - Small | Restrooms | OfS |  | OfS | 1
Other Office | Office - Small | Office - Small | Conference Room | OfS |  | OfS | 2
Other Office | Office - Small | Office - Small | HallwayLobby | OfS |  | OfS | 2
Shop in Strip Mall | Retail - Small | Retail - Small | HallwayLobby | RtS |  | RtS | 1
Shop in Strip Mall | Retail - Small | Retail - Small | OtherMisc | RtS |  | RtS | 1
Shop in Strip Mall | Retail - Small | Retail - Small | Restrooms | RtS |  | RtS | 1
Shop in Strip Mall | Retail - Small | Retail - Small | Storage | RtS |  | RtS | 1
Shop in Strip Mall | Retail - Small | Retail - Small | RetailSales | RtS |  | RtS | 5
Community Center | Assembly | Assembly | Office | Asm |  | Asm | 2
Community Center | Assembly | Assembly | OtherMisc | Asm |  | Asm | 6
Community Center | Assembly | Assembly | Restrooms | Asm |  | Asm | 1
Community Center | Assembly | Assembly | Storage | Asm |  | Asm | 1
Medical/Dental Office | Health/Medical - Clinic | Office - Small | HallwayLobby | OfS |  | OfS | 2
Medical/Dental Office | Health/Medical - Clinic | Office - Small | Restrooms | OfS |  | OfS | 1
Clinic/Outpatient Care | Health/Medical - Clinic | Office - Small | Office | OfS |  | OfS | 7
Clinic/Outpatient Care | Health/Medical - Clinic | Office - Small | OtherMisc | OfS |  | OfS | 1
Other Office | Office - Small | Office - Small | Restrooms | OfS |  | OfS | 2
Clinic/Outpatient Care | Health/Medical - Clinic | Office - Small | HallwayLobby | OfS |  | OfS | 1
Clinic/Outpatient Care | Health/Medical - Clinic | Office - Small | Restrooms | OfS |  | OfS | 1
Clinic/Outpatient Care | Health/Medical - Clinic | Office - Small | Comm/Ind Work | OfS |  | OfS | 1
Clinic/Outpatient Care | Health/Medical - Clinic | Office - Small | Office | OfS |  | OfS | 5
Donut Shop | Restaurant - Sit Down | Restaurant - Fast Food | Restrooms | RFF |  | RFF | 1
Donut Shop | Restaurant - Sit Down | Restaurant - Fast Food | Storage | RFF |  | RFF | 1
Donut Shop | Restaurant - Sit Down | Restaurant - Fast Food | Dining | RFF |  | RFF | 1
Donut Shop | Restaurant - Sit Down | Restaurant - Fast Food | Kitchen/Break Room | RFF |  | RFF | 2
Donut Shop | Restaurant - Sit Down | Restaurant - Fast Food | OtherMisc | RFF |  | RFF | 1
Medical/Dental Office | Health/Medical - Clinic | Office - Small | HallwayLobby | OfS |  | OfS | 1
Medical/Dental Office | Health/Medical - Clinic | Office - Small | Restrooms | OfS |  | OfS | 2
Medical/Dental Office | Health/Medical - Clinic | Office - Small | Office | OfS |  | OfS | 3
Fast Food or Self Service | Restaurant - Fast Food | Restaurant - Fast Food | Dining | RFF |  | RFF | 2
Fast Food or Self Service | Restaurant - Fast Food | Restaurant - Fast Food | Kitchen/Break Room | RFF |  | RFF | 1
Other Retail Store | Retail - Small | Retail - Small | RetailSales | RtS |  | RtS | 1
Other Retail Store | Retail - Small | Retail - Small | Storage | RtS |  | RtS | 1
Winery | All Commercial | Restaurant - Sit Down | HallwayLobby | RSD |  | RSD | 1
Winery | All Commercial | Restaurant - Sit Down | OtherMisc | RSD |  | RSD | 3
Winery | All Commercial | Restaurant - Sit Down | Restrooms | RSD |  | RSD | 1
Winery | All Commercial | Restaurant - Sit Down | Storage | RSD |  | RSD | 1
Other Retail Store | Retail - Small | Retail - Small | Office | RtS |  | RtS | 1
Other Retail Store | Retail - Small | Retail - Small | RetailSales | RtS |  | RtS | 4
Other Retail Store | Retail - Small | Retail - Small | Storage | RtS |  | RtS | 1
Bookstore | Retail - Small | Retail - Small | Restrooms | RtS |  | RtS | 1
Bookstore | Retail - Small | Retail - Small | HallwayLobby | RtS |  | RtS | 1
Bookstore | Retail - Small | Retail - Small | OtherMisc | RtS |  | RtS | 1
Bookstore | Retail - Small | Retail - Small | RetailSales | RtS |  | RtS | 1
Bookstore | Retail - Small | Retail - Small | Storage | RtS |  | RtS | 2
Financial / Legal | Office - Small | Office - Small | Restrooms | OfS |  | OfS | 1
Financial / Legal | Office - Small | Office - Small | Office | OfS |  | OfS | 5
Financial / Legal | Office - Small | Office - Small | Restrooms | OfS |  | OfS | 1
Financial / Legal | Office - Small | Office - Small | Comm/Ind Work | OfS |  | OfS | 1
Financial / Legal | Office - Small | Office - Small | Conference Room | OfS |  | OfS | 1
Financial / Legal | Office - Small | Office - Small | HallwayLobby | OfS |  | OfS | 1
Financial / Legal | Office - Small | Office - Small | Office | OfS |  | OfS | 4
Motel | Lodging | Motel | Guest Rooms | Mtl |  | Mtl | 1
Motel | Lodging | Motel | HallwayLobby | Mtl |  | Mtl | 1
Campground | All Commercial | Retail - Small | OtherMisc | RtS |  | RtS | 1
Campground | All Commercial | Retail - Small | Restrooms | RtS |  | RtS | 2
Other Office | Office - Small | Office - Small | HallwayLobby | OfS |  | OfS | 1
Other Office | Office - Small | Office - Small | Office | OfS |  | OfS | 2
Other Office | Office - Small | Office - Small | Storage | OfS |  | OfS | 1
Motel | Lodging | Motel | Guest Rooms | Mtl |  | Mtl | 1
Motel | Lodging | Motel | HallwayLobby | Mtl |  | Mtl | 1
Motel | Lodging | Motel | OtherMisc | Mtl |  | Mtl | 1
Motel | Lodging | Motel | Restrooms | Mtl |  | Mtl | 2
Motel | Lodging | Motel | Storage | Mtl |  | Mtl | 1
Other Retail Store | Retail - Small | Retail - Small | Restrooms | RtS |  | RtS | 1
Other Retail Store | Retail - Small | Retail - Small | Office | RtS |  | RtS | 1
Other Retail Store | Retail - Small | Retail - Small | RetailSales | RtS |  | RtS | 2
Motel | Lodging | Motel | Guest Rooms | Mtl |  | Mtl | 2
Motel | Lodging | Motel | HallwayLobby | Mtl |  | Mtl | 1
Hotel | Lodging | Hotel | Guest Rooms | Htl |  | Htl | 4
Hotel | Lodging | Hotel | HallwayLobby | Htl |  | Htl | 1
Hotel | Lodging | Hotel | OtherMisc | Htl |  | Htl | 1
Insurance/Real Estate | Office - Small | Office - Small | Office | OfS |  | OfS | 1
Resort | Lodging | Hotel | Guest Rooms | Htl |  | Htl | 2
Resort | Lodging | Hotel | Kitchen/Break Room | Htl |  | Htl | 1
Other Retail Store | Retail - Small | Retail - Small | Storage | RtS |  | RtS | 1
Other Retail Store | Retail - Small | Retail - Small | RetailSales | RtS |  | RtS | 1
Religious Assembly (mixed use) | Assembly | Assembly | HallwayLobby | Asm |  | Asm | 7
Government Services | Office - Small | Office - Large | HallwayLobby | OfL |  | OfL | 1
Government Services | Office - Small | Office - Large | Kitchen/Break Room | OfL |  | OfL | 1
Government Services | Office - Small | Office - Large | Office | OfL |  | OfL | 4
Government Services | Office - Small | Office - Large | Restrooms | OfL |  | OfL | 1
Government Services | Government | Office - Large | Restrooms | OfL |  | OfL | 5
Government Services | Government | Office - Large | Storage | OfL |  | OfL | 3
Office Building | Office - Large | Office - Large | HallwayLobby | OfL |  | OfL | 3
Medical/Dental Office | Health/Medical - Clinic | Office - Small | HallwayLobby | OfS |  | OfS | 4
Clinic/Outpatient Care | Health/Medical - Clinic | Office - Small | OtherMisc | OfS |  | OfS | 1
Clinic/Outpatient Care | Health/Medical - Clinic | Office - Small | Comm/Ind Work | OfS |  | OfS | 3
Clinic/Outpatient Care | Health/Medical - Clinic | Office - Small | HallwayLobby | OfS |  | OfS | 1
Clinic/Outpatient Care | Health/Medical - Clinic | Office - Small | Office | OfS |  | OfS | 2
Other Retail Store | Retail - Small | Retail - Small | Restrooms | RtS |  | RtS | 1
Other Retail Store | Retail - Small | Retail - Small | Storage | RtS |  | RtS | 2
Other Retail Store | Retail - Small | Retail - Small | Kitchen/Break Room | RtS |  | RtS | 1
Other Retail Store | Retail - Small | Retail - Small | RetailSales | RtS |  | RtS | 4
Florist | Retail - Small | Retail - Small | Comm/Ind Work | RtS |  | RtS | 1
Florist | Retail - Small | Retail - Small | RetailSales | RtS |  | RtS | 1
Florist | Retail - Small | Retail - Small | Storage | RtS |  | RtS | 1
Auto Parts | Retail - Small | Retail - Small | RetailSales | RtS |  | RtS | 1
Auto Parts | Retail - Small | Retail - Small | Storage | RtS |  | RtS | 2
Medical/Dental Office | Health/Medical - Clinic | Office - Small | HallwayLobby | OfS |  | OfS | 7
Medical/Dental Office | Health/Medical - Clinic | Office - Small | OtherMisc | OfS |  | OfS | 1
Other Retail Store | All Commercial | Retail - Small | HallwayLobby | RtS |  | RtS | 1
Other Retail Store | All Commercial | Retail - Small | Office | RtS |  | RtS | 2
Other Retail Store | All Commercial | Retail - Small | OtherMisc | RtS |  | RtS | 4
Other Retail Store | All Commercial | Retail - Small | Restrooms | RtS |  | RtS | 1
Insurance/Real Estate | Office - Small | Office - Small | Restrooms | OfS |  | OfS | 1
Insurance/Real Estate | Office - Small | Office - Small | Kitchen/Break Room | OfS |  | OfS | 1
Insurance/Real Estate | Office - Small | Office - Small | Office | OfS |  | OfS | 1
Table Service | Restaurant - Sit Down | Restaurant - Sit Down | Dining | RSD |  | RSD | 1
Table Service | Restaurant - Sit Down | Restaurant - Sit Down | Restrooms | RSD |  | RSD | 2
Administration and management | Office - Small | Office - Large | HallwayLobby | OfL |  | OfL | 2
Administration and management | Office - Small | Office - Large | Office | OfL |  | OfL | 2
Middle / Secondary School | Education - Primary School | Secondary School | OtherMisc | ESe |  | ESe | 2
Bakery/Catering | All Commercial | Restaurant - Sit Down | Restrooms | RSD |  | RSD | 1
Bakery/Catering | All Commercial | Restaurant - Sit Down | Comm/Ind Work | RSD |  | RSD | 5
Bakery/Catering | All Commercial | Restaurant - Sit Down | Office | RSD |  | RSD | 1
Bakery/Catering | All Commercial | Restaurant - Sit Down | OtherMisc | RSD |  | RSD | 1
Liquor Store | Grocery | Retail - Small | Restrooms | RtS |  | RtS | 1
Liquor Store | Grocery | Retail - Small | Storage | RtS |  | RtS | 2
Liquor Store | Grocery | Retail - Small | RetailSales | RtS |  | RtS | 5
Other Retail Store | Retail - Small | Retail - Small | Restrooms | RtS |  | RtS | 1
Other Retail Store | Retail - Small | Retail - Small | Comm/Ind Work | RtS |  | RtS | 2
Other Retail Store | Retail - Small | Retail - Small | Kitchen/Break Room | RtS |  | RtS | 1
Other Retail Store | Retail - Small | Retail - Small | Office | RtS |  | RtS | 2
Other Retail Store | Retail - Small | Retail - Small | Storage | RtS |  | RtS | 1
Nursing Home | Health/Medical - Clinic | Nursing Home | HallwayLobby | Nrs |  | Nrs | 3
Nursing Home | Health/Medical - Clinic | Nursing Home | OtherMisc | Nrs |  | Nrs | 1
Nursing Home | Health/Medical - Clinic | Nursing Home | Restrooms | Nrs |  | Nrs | 2
Insurance/Real Estate | Office - Small | Office - Small | Restrooms | OfS |  | OfS | 1
General Offices | Office - Small | Office - Small | Restrooms | OfS |  | OfS | 1
General Offices | Office - Small | Office - Small | Comm/Ind Work | OfS |  | OfS | 1
General Offices | Office - Small | Office - Small | Office | OfS |  | OfS | 5
General Offices | Office - Small | Office - Small | Storage | OfS |  | OfS | 1
Motel | Lodging | Motel | Guest Rooms | Mtl |  | Mtl | 2
Motel | Lodging | Motel | HallwayLobby | Mtl |  | Mtl | 1
Motel | Lodging | Motel | Office | Mtl |  | Mtl | 1
Motel | Lodging | Motel | Restrooms | Mtl |  | Mtl | 3
Shop in Strip Mall | Retail - Small | Retail - Small | Storage | RtS |  | RtS | 1
Shop in Strip Mall | Retail - Small | Retail - Small | RetailSales | RtS |  | RtS | 1
Administration and management | Office - Small | Office - Large | HallwayLobby | OfL |  | OfL | 1
Administration and management | Office - Small | Office - Large | Restrooms | OfL |  | OfL | 1
Administration and management | Office - Small | Office - Large | Conference Room | OfL |  | OfL | 1
Hotel | Lodging | Hotel | Guest Rooms | Htl |  | Htl | 1
Hotel | Lodging | Hotel | Kitchen/Break Room | Htl |  | Htl | 1
Hotel | Lodging | Hotel | Office | Htl |  | Htl | 1
Hotel | Lodging | Hotel | Restrooms | Htl |  | Htl | 1
Beauty Salon | Retail - Small | Retail - Small | Restrooms | RtS |  | RtS | 2
Beauty Salon | Retail - Small | Retail - Small | RetailSales | RtS |  | RtS | 2
Beauty Salon | Retail - Small | Retail - Small | Comm/Ind Work | RtS |  | RtS | 1
Beauty Salon | Retail - Small | Retail - Small | OtherMisc | RtS |  | RtS | 1
Assembly/Light Manufacturing | Other Industrial | Manuf. Light Industrial | Restrooms | MLI |  | MLI | 2
Retail Warehouse/Clubs | Retail - Small | Retail - Large (Bigbox) | OtherMisc | RtL |  | RtL | 1
Retail Warehouse/Clubs | Retail - Small | Retail - Large (Bigbox) | Restrooms | RtL |  | RtL | 5
Retail Warehouse/Clubs | Retail - Small | Retail - Large (Bigbox) | RetailSales | RtL |  | RtL | 1
Coffee Shop | Restaurant - Sit Down | Restaurant - Sit Down | Dining | RSD |  | RSD | 1
Coffee Shop | Restaurant - Sit Down | Restaurant - Sit Down | HallwayLobby | RSD |  | RSD | 1
Coffee Shop | Restaurant - Sit Down | Restaurant - Sit Down | Office | RSD |  | RSD | 1
Coffee Shop | Restaurant - Sit Down | Restaurant - Sit Down | Restrooms | RSD |  | RSD | 1
Coffee Shop | Restaurant - Sit Down | Restaurant - Sit Down | Storage | RSD |  | RSD | 2
Table Service | Restaurant - Sit Down | Restaurant - Sit Down | HallwayLobby | RSD |  | RSD | 2
Table Service | Restaurant - Sit Down | Restaurant - Sit Down | Restrooms | RSD |  | RSD | 2
Table Service | Restaurant - Sit Down | Restaurant - Sit Down | Storage | RSD |  | RSD | 2
Table Service | Restaurant - Sit Down | Restaurant - Sit Down | Kitchen/Break Room | RSD |  | RSD | 1
Assembly/Light Manufacturing | Retail - Small | Manuf. Light Industrial | Restrooms | MLI |  | MLI | 2
Motel (Inn) | Lodging | Motel | Guest Rooms | Mtl |  | Mtl | 1
Motel (Inn) | Lodging | Motel | HallwayLobby | Mtl |  | Mtl | 1
Motel (Inn) | Lodging | Motel | Restrooms | Mtl |  | Mtl | 2
Other Recreational/Public Assembly | Assembly | Assembly | Restrooms | Asm |  | Asm | 2
Other Retail Store | Retail - Small | Retail - Small | HallwayLobby | RtS |  | RtS | 1
Other Retail Store | Retail - Small | Retail - Small | RetailSales | RtS |  | RtS | 2
Other Retail Store | Retail - Small | Retail - Small | Storage | RtS |  | RtS | 1
Financial / Legal | Office - Small | Office - Small | Storage | OfS |  | OfS | 1
Medical/Dental Office | Health/Medical - Clinic | Office - Small | Restrooms | OfS |  | OfS | 3
Medical/Dental Office | Health/Medical - Clinic | Office - Small | Comm/Ind Work | OfS |  | OfS | 2
Medical/Dental Office | Health/Medical - Clinic | Office - Small | HallwayLobby | OfS |  | OfS | 4
Medical/Dental Office | Health/Medical - Clinic | Office - Small | Office | OfS |  | OfS | 6
Other Retail Store | Retail - Small | Retail - Small | RetailSales | RtS |  | RtS | 3
Auto Repair | Retail - Small | Manuf. Light Industrial | Restrooms | MLI |  | MLI | 2
Auto Repair | Retail - Small | Manuf. Light Industrial | HallwayLobby | MLI |  | MLI | 3
Auto Repair | Retail - Small | Manuf. Light Industrial | Office | MLI |  | MLI | 5
Auto Repair | Retail - Small | Manuf. Light Industrial | OtherMisc | MLI |  | MLI | 1
Auto Repair | Retail - Small | Manuf. Light Industrial | Storage | MLI |  | MLI | 1
Shop in Strip Mall | Retail - Small | Retail - Small | RetailSales | RtS |  | RtS | 2
Shop in Strip Mall | Retail - Small | Retail - Small | Restrooms | RtS |  | RtS | 1
Shop in Strip Mall | Retail - Small | Retail - Small | Office | RtS |  | RtS | 1
Shop in Strip Mall | Retail - Small | Retail - Small | RetailSales | RtS |  | RtS | 1
Shop in Strip Mall | Retail - Small | Retail - Small | Storage | RtS |  | RtS | 2
Gas Station w/Convenience Store | Retail - Small | Retail - Small | RetailSales | RtS |  | RtS | 1
Unconditioned Warehouse, High Bay | Warehouse | Storage Unconditioned | Office | SUn |  | SUn | 2
Unconditioned Warehouse, High Bay | Warehouse | Storage Unconditioned | Storage | SUn |  | SUn | 5
Other Retail Store | Retail - Small | Retail - Small | RetailSales | RtS |  | RtS | 1
Other Retail Store | Retail - Small | Retail - Small | Kitchen/Break Room | RtS |  | RtS | 1
Other Retail Store | Retail - Small | Retail - Small | OtherMisc | RtS |  | RtS | 1
Other Retail Store | Retail - Small | Retail - Small | Storage | RtS |  | RtS | 1
Motel | Lodging | Motel | Guest Rooms | Mtl |  | Mtl | 1
Motel | Lodging | Motel | Mechanical/Electrical Room | Mtl |  | Mtl | 1
Motel | Lodging | Motel | OtherMisc | Mtl |  | Mtl | 1
Motel | Lodging | Motel | Restrooms | Mtl |  | Mtl | 1
Medical/Dental Office | Health/Medical - Clinic | Office - Small | Restrooms | OfS |  | OfS | 1
Medical/Dental Office | Health/Medical - Clinic | Office - Small | Comm/Ind Work | OfS |  | OfS | 1
Medical/Dental Office | Health/Medical - Clinic | Office - Small | HallwayLobby | OfS |  | OfS | 2
Medical/Dental Office | Health/Medical - Clinic | Office - Small | Kitchen/Break Room | OfS |  | OfS | 1
Medical/Dental Office | Health/Medical - Clinic | Office - Small | Office | OfS |  | OfS | 1
Medical/Dental Office | Health/Medical - Clinic | Office - Small | Patient Rooms | OfS |  | OfS | 1
Other Retail Store | All Commercial | Retail - Small | HallwayLobby | RtS |  | RtS | 2
Other Retail Store | All Commercial | Retail - Small | Office | RtS |  | RtS | 3
Medical/Dental Office | Health/Medical - Clinic | Office - Small | HallwayLobby | OfS |  | OfS | 1
Medical/Dental Office | Health/Medical - Clinic | Office - Small | Office | OfS |  | OfS | 2
Liquor Store | Grocery | Retail - Small | Storage | RtS |  | RtS | 1
Liquor Store | Grocery | Retail - Small | RetailSales | RtS |  | RtS | 3
Auto Sales | Retail - Small | Retail - Small | Restrooms | RtS |  | RtS | 1
Auto Sales | Retail - Small | Retail - Small | HallwayLobby | RtS |  | RtS | 2
Auto Sales | Retail - Small | Retail - Small | Kitchen/Break Room | RtS |  | RtS | 2
Auto Sales | Retail - Small | Retail - Small | Office | RtS |  | RtS | 2
Auto Sales | Retail - Small | Retail - Small | Storage | RtS |  | RtS | 1
Motel | Lodging | Motel | Guest Rooms | Mtl |  | Mtl | 22
Motel | Lodging | Motel | HallwayLobby | Mtl |  | Mtl | 5
Motel | Lodging | Motel | Mechanical/Electrical Room | Mtl |  | Mtl | 1
Motel | Lodging | Motel | Storage | Mtl |  | Mtl | 1
Fast Food or Self Service | Restaurant - Fast Food | Restaurant - Fast Food | Dining | RFF |  | RFF | 1
Fast Food or Self Service | Restaurant - Fast Food | Restaurant - Fast Food | Restrooms | RFF |  | RFF | 1
Fast Food or Self Service | Restaurant - Fast Food | Restaurant - Fast Food | Dining | RFF |  | RFF | 2
Fast Food or Self Service | Restaurant - Fast Food | Restaurant - Fast Food | Kitchen/Break Room | RFF |  | RFF | 1
Fast Food or Self Service | Restaurant - Fast Food | Restaurant - Fast Food | Office | RFF |  | RFF | 1
Bar/Tavern/Nightclub/Other | Restaurant - Sit Down | Restaurant - Sit Down | Dining | RSD |  | RSD | 2
Other Retail Store | Retail - Small | Retail - Small | Restrooms | RtS |  | RtS | 1
Other Retail Store | Retail - Small | Retail - Small | RetailSales | RtS |  | RtS | 1
Insurance/Real Estate | Office - Small | Office - Small | HallwayLobby | OfS |  | OfS | 3
Insurance/Real Estate | Office - Small | Office - Small | OtherMisc | OfS |  | OfS | 4
Insurance/Real Estate | Office - Small | Office - Small | Restrooms | OfS |  | OfS | 1
Other Retail Store | Retail - Small | Retail - Small | RetailSales | RtS |  | RtS | 2
Other Retail Store | Retail - Small | Retail - Small | Storage | RtS |  | RtS | 1
Table Service | Restaurant - Sit Down | Restaurant - Sit Down | Dining | RSD |  | RSD | 6
Table Service | Restaurant - Sit Down | Restaurant - Sit Down | Restrooms | RSD |  | RSD | 3
Table Service | Restaurant - Sit Down | Restaurant - Sit Down | Dining | RSD |  | RSD | 2
Table Service | Restaurant - Sit Down | Restaurant - Sit Down | HallwayLobby | RSD |  | RSD | 1
Table Service | Restaurant - Sit Down | Restaurant - Sit Down | Office | RSD |  | RSD | 1
Table Service | Restaurant - Sit Down | Restaurant - Sit Down | Restrooms | RSD |  | RSD | 2
Other Retail Store | Retail - Small | Retail - Small | RetailSales | RtS |  | RtS | 3
Medical/Dental Office | Health/Medical - Clinic | Office - Small | HallwayLobby | OfS |  | OfS | 1
Medical/Dental Office | Health/Medical - Clinic | Office - Small | Office | OfS |  | OfS | 3
Medical/Dental Office | Health/Medical - Clinic | Office - Small | Patient Rooms | OfS |  | OfS | 3
Hotel | Lodging | Hotel | Guest Rooms | Htl |  | Htl | 2
Insurance/Real Estate | Office - Small | Office - Small | Restrooms | OfS |  | OfS | 1
Insurance/Real Estate | Office - Small | Office - Small | HallwayLobby | OfS |  | OfS | 4
Insurance/Real Estate | Office - Small | Office - Small | Kitchen/Break Room | OfS |  | OfS | 1
Insurance/Real Estate | Office - Small | Office - Small | Office | OfS |  | OfS | 2
Other Office | Office - Small | Office - Small | Restrooms | OfS |  | OfS | 1
Other Office | Office - Small | Office - Small | Kitchen/Break Room | OfS |  | OfS | 1
Other Office | Office - Small | Office - Small | Office | OfS |  | OfS | 5
Other Office | Office - Small | Office - Small | OtherMisc | OfS |  | OfS | 3
Table Service | Restaurant - Sit Down | Restaurant - Sit Down | Kitchen/Break Room | RSD |  | RSD | 1
Shop in Strip Mall | All Commercial | Retail - Small | OtherMisc | RtS |  | RtS | 2
Other Office | Office - Small | Office - Small | OtherMisc | OfS |  | OfS | 1
Other Office | Office - Small | Office - Small | Restrooms | OfS |  | OfS | 1
Other Office | Office - Small | Office - Small | Comm/Ind Work | OfS |  | OfS | 5
Other Office | Office - Small | Office - Small | Kitchen/Break Room | OfS |  | OfS | 1
Other Office | Office - Small | Office - Small | Office | OfS |  | OfS | 4
Other Office | Office - Small | Office - Small | Storage | OfS |  | OfS | 4
Shop in Strip Mall | Retail - Small | Retail - Small | Restrooms | RtS |  | RtS | 1
Shop in Strip Mall | Retail - Small | Retail - Small | RetailSales | RtS |  | RtS | 1
Fast Food or Self Service | Restaurant - Fast Food | Restaurant - Fast Food | Dining | RFF |  | RFF | 2
Fast Food or Self Service | Restaurant - Fast Food | Restaurant - Fast Food | Restrooms | RFF |  | RFF | 1
Mixed-Use/Multi-tenant | Office - Small | Office - Small | HallwayLobby | OfS |  | OfS | 2
Mixed-Use/Multi-tenant | Office - Small | Office - Small | Office | OfS |  | OfS | 1
Financial / Legal | Office - Small | Office - Small | HallwayLobby | OfS |  | OfS | 1
Financial / Legal | Office - Small | Office - Small | Office | OfS |  | OfS | 2
Data Processing/Computer Center | Office - Small | Office - Small | HallwayLobby | OfS |  | OfS | 1
Funeral Services | Assembly | Office - Small | HallwayLobby | OfS |  | OfS | 4
Funeral Services | Assembly | Office - Small | Office | OfS |  | OfS | 1
Funeral Services | Assembly | Office - Small | Restrooms | OfS |  | OfS | 1
Funeral Services | Assembly | Office - Small | Storage | OfS |  | OfS | 1
Table Service | Restaurant - Sit Down | Restaurant - Sit Down | Dining | RSD |  | RSD | 1
Table Service | Restaurant - Sit Down | Restaurant - Sit Down | HallwayLobby | RSD |  | RSD | 1
Table Service | Restaurant - Sit Down | Restaurant - Sit Down | Kitchen/Break Room | RSD |  | RSD | 1
Table Service | Restaurant - Sit Down | Restaurant - Sit Down | Restrooms | RSD |  | RSD | 2
Religious Assembly (mixed use) | Assembly | Assembly | HallwayLobby | Asm |  | Asm | 1
Religious Assembly (mixed use) | Assembly | Assembly | Office | Asm |  | Asm | 2
Administration and management | Office - Small | Office - Large | Office | OfL |  | OfL | 1
Table Service | Restaurant - Sit Down | Restaurant - Sit Down | Dining | RSD |  | RSD | 2
Table Service | Restaurant - Sit Down | Restaurant - Sit Down | Kitchen/Break Room | RSD |  | RSD | 1
Fast Food or Self Service | Restaurant - Fast Food | Restaurant - Fast Food | Dining | RFF |  | RFF | 3
Fast Food or Self Service | Restaurant - Fast Food | Restaurant - Fast Food | HallwayLobby | RFF |  | RFF | 2
Fast Food or Self Service | Restaurant - Fast Food | Restaurant - Fast Food | Kitchen/Break Room | RFF |  | RFF | 1
Fast Food or Self Service | Restaurant - Fast Food | Restaurant - Fast Food | Storage | RFF |  | RFF | 1
Table Service | Restaurant - Sit Down | Restaurant - Sit Down | Dining | RSD |  | RSD | 2
Table Service | Restaurant - Sit Down | Restaurant - Sit Down | HallwayLobby | RSD |  | RSD | 1
Table Service | Restaurant - Sit Down | Restaurant - Sit Down | Storage | RSD |  | RSD | 4
Other Office | Office - Small | Office - Small | HallwayLobby | OfS |  | OfS | 1
Other Office | Office - Small | Office - Small | Restrooms | OfS |  | OfS | 1
Motel | Lodging | Motel | Guest Rooms | Mtl |  | Mtl | 26
Motel | Lodging | Motel | HallwayLobby | Mtl |  | Mtl | 1
Motel | Lodging | Motel | Mechanical/Electrical Room | Mtl |  | Mtl | 1
Motel | Lodging | Motel | Storage | Mtl |  | Mtl | 2
Bakery/Catering | Restaurant - Sit Down | Restaurant - Sit Down | Kitchen/Break Room | RSD |  | RSD | 1
Financial / Legal | Office - Small | Office - Small | Restrooms | OfS |  | OfS | 1
Financial / Legal | Office - Small | Office - Small | Conference Room | OfS |  | OfS | 1
Financial / Legal | Office - Small | Office - Small | Kitchen/Break Room | OfS |  | OfS | 1
Financial / Legal | Office - Small | Office - Small | Office | OfS |  | OfS | 1
Medical/Dental Office | Health/Medical - Clinic | Office - Small | OtherMisc | OfS |  | OfS | 2
Medical/Dental Office | Health/Medical - Clinic | Office - Small | HallwayLobby | OfS |  | OfS | 1
Medical/Dental Office | Health/Medical - Clinic | Office - Small | Office | OfS |  | OfS | 1
Medical/Dental Office | Health/Medical - Clinic | Office - Small | Patient Rooms | OfS |  | OfS | 2
Medical/Dental Office | Health/Medical - Clinic | Office - Small | Storage | OfS |  | OfS | 1
Religious Assembly (worship only) | Assembly | Assembly | OtherMisc | Asm |  | Asm | 2
Shop in Strip Mall | Retail - Small | Retail - Small | Kitchen/Break Room | RtS |  | RtS | 2
Shop in Strip Mall | Retail - Small | Retail - Small | Restrooms | RtS |  | RtS | 1
Shop in Strip Mall | Retail - Small | Retail - Small | RetailSales | RtS |  | RtS | 1
Unconditioned Warehouse, High Bay | Other Industrial | Storage Unconditioned | Restrooms | SUn |  | SUn | 2
Unconditioned Warehouse, High Bay | Other Industrial | Storage Unconditioned | Comm/Ind Work | SUn |  | SUn | 2
Unconditioned Warehouse, High Bay | Other Industrial | Storage Unconditioned | HallwayLobby | SUn |  | SUn | 2
Unconditioned Warehouse, High Bay | Other Industrial | Storage Unconditioned | Office | SUn |  | SUn | 3
Department / Variety Store | Retail - Small | Retail - 3-Story (Dept Store) | Restrooms | Rt3 |  | Rt3 | 1
Department / Variety Store | Retail - Small | Retail - 3-Story (Dept Store) | RetailSales | Rt3 |  | Rt3 | 1
Other Retail Store | Retail - Small | Retail - Small | Restrooms | RtS |  | RtS | 2
Other Retail Store | Retail - Small | Retail - Small | Kitchen/Break Room | RtS |  | RtS | 1
Other Retail Store | Retail - Small | Retail - Small | Office | RtS |  | RtS | 3
Other Retail Store | Retail - Small | Retail - Small | OtherMisc | RtS |  | RtS | 1
Other Retail Store | Retail - Small | Retail - Small | Storage | RtS |  | RtS | 2
Other Retail Store | Retail - Small | Retail - Small | RetailSales | RtS |  | RtS | 2
Other Office | Office - Small | Office - Small | Office | OfS |  | OfS | 1
Table Service | Restaurant - Sit Down | Restaurant - Sit Down | Dining | RSD |  | RSD | 1
Table Service | Restaurant - Sit Down | Restaurant - Sit Down | Kitchen/Break Room | RSD |  | RSD | 1
Table Service | Restaurant - Sit Down | Restaurant - Sit Down | Restrooms | RSD |  | RSD | 3
Health/Fitness Center | Assembly | Assembly | OtherMisc | Asm |  | Asm | 6
Health/Fitness Center | Assembly | Assembly | Storage | Asm |  | Asm | 2
Fast Food or Self Service | Restaurant - Sit Down | Restaurant - Fast Food | HallwayLobby | RFF |  | RFF | 2
Fast Food or Self Service | Restaurant - Sit Down | Restaurant - Fast Food | Kitchen/Break Room | RFF |  | RFF | 1
Home Improvement | Retail - Small | Retail - Large (Bigbox) | Office | RtL |  | RtL | 1
Home Improvement | Retail - Small | Retail - Large (Bigbox) | Restrooms | RtL |  | RtL | 2
Daycare or Preschool | Education - Primary School | Primary School | Restrooms | EPr |  | EPr | 1
Daycare or Preschool | Education - Primary School | Primary School | OtherMisc | EPr |  | EPr | 2
Other Office | Office - Small | Office - Small | HallwayLobby | OfS |  | OfS | 1
Other Office | Office - Small | Office - Small | Restrooms | OfS |  | OfS | 3
Mixed-Use/Multi-tenant | Office - Small | Office - Small | HallwayLobby | OfS |  | OfS | 1
Mixed-Use/Multi-tenant | Office - Small | Office - Small | Restrooms | OfS |  | OfS | 2
Other Office | Other Industrial | Office - Small | Office | OfS |  | OfS | 1
Health/Fitness Center | Assembly | Assembly | Office | Asm |  | Asm | 1
Health/Fitness Center | Assembly | Assembly | OtherMisc | Asm |  | Asm | 1
Health/Fitness Center | Assembly | Assembly | Restrooms | Asm |  | Asm | 2
Insurance/Real Estate | Office - Small | Office - Small | Office | OfS |  | OfS | 1
Insurance/Real Estate | Office - Small | Office - Small | OtherMisc | OfS |  | OfS | 1
Motel | Lodging | Motel | Guest Rooms | Mtl |  | Mtl | 2
Motel | Lodging | Motel | HallwayLobby | Mtl |  | Mtl | 1
Furniture Store | Retail - Small | Retail - Large (Bigbox) | Comm/Ind Work | RtL |  | RtL | 3
Furniture Store | Retail - Small | Retail - Large (Bigbox) | RetailSales | RtL |  | RtL | 1
Medical/Dental Office | Health/Medical - Clinic | Office - Small | HallwayLobby | OfS |  | OfS | 1
Medical/Dental Office | Health/Medical - Clinic | Office - Small | Office | OfS |  | OfS | 2
Medical/Dental Office | Health/Medical - Clinic | Office - Small | OtherMisc | OfS |  | OfS | 2
Medical/Dental Office | Health/Medical - Clinic | Office - Small | Patient Rooms | OfS |  | OfS | 3
Medical/Dental Office | Health/Medical - Clinic | Office - Small | Storage | OfS |  | OfS | 1
Religious Assembly (worship only) | Assembly | Assembly | Assembly | Asm |  | Asm | 1
Religious Assembly (worship only) | Assembly | Assembly | HallwayLobby | Asm |  | Asm | 1
Religious Assembly (worship only) | Assembly | Assembly | Office | Asm |  | Asm | 4
Religious Assembly (worship only) | Assembly | Assembly | OtherMisc | Asm |  | Asm | 3
Repair (Non-Auto) | All Commercial | Manuf. Light Industrial | Restrooms | MLI |  | MLI | 1
Repair (Non-Auto) | All Commercial | Manuf. Light Industrial | OtherMisc | MLI |  | MLI | 4
Auto Sales | Warehouse | Retail - Small | Storage | RtS |  | RtS | 7
Fast Food or Self Service | Restaurant - Fast Food | Restaurant - Fast Food | Dining | RFF |  | RFF | 1
Shop in Strip Mall | Retail - Small | Retail - Small | RetailSales | RtS |  | RtS | 2
Hotel | Lodging | Hotel | Guest Rooms | Htl |  | Htl | 3
Hotel | Lodging | Hotel | Kitchen/Break Room | Htl |  | Htl | 1
Unconditioned Warehouse, High Bay | Warehouse | Storage Unconditioned | HallwayLobby | SUn |  | SUn | 1
Unconditioned Warehouse, High Bay | Warehouse | Storage Unconditioned | Restrooms | SUn |  | SUn | 1
Mixed-Use/Multi-tenant | Office - Small | Office - Small | HallwayLobby | OfS |  | OfS | 2
Mixed Office and Workspace | All Commercial | Manuf. Light Industrial | Restrooms | MLI |  | MLI | 1
Mixed Office and Workspace | All Commercial | Manuf. Light Industrial | Storage | MLI |  | MLI | 1
Department / Variety Store | Retail - Small | Retail - 3-Story (Dept Store) | Office | Rt3 |  | Rt3 | 1
Department / Variety Store | Retail - Small | Retail - 3-Story (Dept Store) | Restrooms | Rt3 |  | Rt3 | 1
Department / Variety Store | Retail - Small | Retail - 3-Story (Dept Store) | Storage | Rt3 |  | Rt3 | 1
Software Development | Office - Small | Office - Small | HallwayLobby | OfS |  | OfS | 1
Auto Repair | Retail - Small | Manuf. Light Industrial | Restrooms | MLI |  | MLI | 1
Auto Repair | Retail - Small | Manuf. Light Industrial | Auto Repair Workshop | MLI |  | MLI | 4
Auto Repair | Retail - Small | Manuf. Light Industrial | Office | MLI |  | MLI | 2
Auto Repair | Retail - Small | Manuf. Light Industrial | Storage | MLI |  | MLI | 2
Laundry | Retail - Small | Retail - Small | Comm/Ind Work | RtS |  | RtS | 3
Motel | Lodging | Motel | Guest Rooms | Mtl |  | Mtl | 5
Motel | Lodging | Motel | HallwayLobby | Mtl |  | Mtl | 7
Motel | Lodging | Motel | Restrooms | Mtl |  | Mtl | 2
Religious Assembly (mixed use) | Assembly | Assembly | Assembly | Asm |  | Asm | 3
Religious Assembly (mixed use) | Assembly | Assembly | OtherMisc | Asm |  | Asm | 1
Laundry | Retail - Small | Retail - Small | OtherMisc | RtS |  | RtS | 1
Laundry | Retail - Small | Retail - Small | Comm/Ind Work | RtS |  | RtS | 2
Shop in Strip Mall | Retail - Small | Retail - Small | Kitchen/Break Room | RtS |  | RtS | 1
Shop in Strip Mall | Retail - Small | Retail - Small | RetailSales | RtS |  | RtS | 7
Shop in Strip Mall | Retail - Small | Retail - Small | Storage | RtS |  | RtS | 1
Table Service | Restaurant - Sit Down | Restaurant - Sit Down | Dining | RSD |  | RSD | 2
Table Service | Restaurant - Sit Down | Restaurant - Sit Down | HallwayLobby | RSD |  | RSD | 1
Motel | Lodging | Motel | Guest Rooms | Mtl |  | Mtl | 12
Motel | Lodging | Motel | HallwayLobby | Mtl |  | Mtl | 1
Hotel | Lodging | Hotel | Guest Rooms | Htl |  | Htl | 2
Hotel | Lodging | Hotel | HallwayLobby | Htl |  | Htl | 1
Hotel | Lodging | Hotel | OtherMisc | Htl |  | Htl | 1
Financial / Legal | Office - Small | Office - Small | HallwayLobby | OfS |  | OfS | 3
Resort | Lodging | Hotel | Guest Rooms | Htl |  | Htl | 2
Resort | Lodging | Hotel | HallwayLobby | Htl |  | Htl | 1
Resort | Lodging | Hotel | Office | Htl |  | Htl | 1
Resort | Lodging | Hotel | OtherMisc | Htl |  | Htl | 2
Assembly/Light Manufacturing | Other Industrial | Manuf. Light Industrial | Office | MLI |  | MLI | 1
Fast Food or Self Service | Restaurant - Fast Food | Restaurant - Fast Food | Dining | RFF |  | RFF | 1
Fast Food or Self Service | Restaurant - Fast Food | Restaurant - Fast Food | Kitchen/Break Room | RFF |  | RFF | 1
Table Service | Restaurant - Sit Down | Restaurant - Sit Down | Dining | RSD |  | RSD | 1
Table Service | Restaurant - Sit Down | Restaurant - Sit Down | HallwayLobby | RSD |  | RSD | 1
Table Service | Restaurant - Sit Down | Restaurant - Sit Down | Kitchen/Break Room | RSD |  | RSD | 1
Religious Assembly (mixed use) | Assembly | Assembly | Assembly | Asm |  | Asm | 3
Religious Assembly (mixed use) | Assembly | Assembly | HallwayLobby | Asm |  | Asm | 1
Religious Assembly (mixed use) | Assembly | Assembly | Restrooms | Asm |  | Asm | 1
Religious Assembly (mixed use) | Assembly | Assembly | Storage | Asm |  | Asm | 1
Table Service | Restaurant - Sit Down | Restaurant - Sit Down | Dining | RSD |  | RSD | 1
Table Service | Restaurant - Sit Down | Restaurant - Sit Down | HallwayLobby | RSD |  | RSD | 1
Table Service | Restaurant - Sit Down | Restaurant - Sit Down | Kitchen/Break Room | RSD |  | RSD | 1
Table Service | Restaurant - Sit Down | Restaurant - Sit Down | Restrooms | RSD |  | RSD | 1
Table Service | Restaurant - Sit Down | Restaurant - Sit Down | Storage | RSD |  | RSD | 1
Shop in Strip Mall | Retail - Small | Retail - Small | Restrooms | RtS |  | RtS | 1
Other Office | Office - Small | Office - Small | Office | OfS |  | OfS | 1
Other Office | Office - Small | Office - Small | Restrooms | OfS |  | OfS | 1
Auto Repair | All Commercial | Manuf. Light Industrial | Restrooms | MLI |  | MLI | 2
Auto Repair | All Commercial | Manuf. Light Industrial | HallwayLobby | MLI |  | MLI | 1
Auto Repair | All Commercial | Manuf. Light Industrial | Office | MLI |  | MLI | 2
Auto Repair | All Commercial | Manuf. Light Industrial | Storage | MLI |  | MLI | 1
Insurance/Real Estate | Office - Small | Office - Small | Office | OfS |  | OfS | 1
Insurance/Real Estate | Office - Small | Office - Small | Restrooms | OfS |  | OfS | 1
Insurance/Real Estate | Office - Small | Office - Small | Storage | OfS |  | OfS | 1
Table Service | Restaurant - Sit Down | Restaurant - Sit Down | Dining | RSD |  | RSD | 2
Table Service | Restaurant - Sit Down | Restaurant - Sit Down | HallwayLobby | RSD |  | RSD | 1
Table Service | Restaurant - Sit Down | Restaurant - Sit Down | Restrooms | RSD |  | RSD | 1
Health/Fitness Center | Assembly | Assembly | OtherMisc | Asm |  | Asm | 1
Other Office | Office - Small | Office - Small | OtherMisc | OfS |  | OfS | 1
Table Service | Restaurant - Sit Down | Restaurant - Sit Down | Dining | RSD |  | RSD | 1
Table Service | Restaurant - Sit Down | Restaurant - Sit Down | Restrooms | RSD |  | RSD | 1
Mixed-Use/Multi-tenant | Office - Small | Office - Small | HallwayLobby | OfS |  | OfS | 1
Mixed-Use/Multi-tenant | Office - Small | Office - Small | Restrooms | OfS |  | OfS | 2
Resort | Lodging | Hotel | Guest Rooms | Htl |  | Htl | 5
Resort | Lodging | Hotel | HallwayLobby | Htl |  | Htl | 3
Resort | Lodging | Hotel | Kitchen/Break Room | Htl |  | Htl | 1
Resort | Lodging | Hotel | Mechanical/Electrical Room | Htl |  | Htl | 1
Resort | Lodging | Hotel | Office | Htl |  | Htl | 1
Resort | Lodging | Hotel | OtherMisc | Htl |  | Htl | 3
Resort | Lodging | Hotel | Restrooms | Htl |  | Htl | 1
Resort | Lodging | Hotel | Storage | Htl |  | Htl | 2
Assembly/Light Manufacturing | Other Industrial | Manuf. Light Industrial | Storage | MLI |  | MLI | 3
Unconditioned Warehouse, High Bay | Other Industrial | Storage Unconditioned | Comm/Ind Work | SUn |  | SUn | 2
Unconditioned Warehouse, High Bay | Other Industrial | Storage Unconditioned | Storage | SUn |  | SUn | 1
Assembly/Light Manufacturing | Other Industrial | Manuf. Light Industrial | Storage | MLI |  | MLI | 2
Auto Repair | Retail - Small | Manuf. Light Industrial | Auto Repair Workshop | MLI |  | MLI | 1
Bar/Tavern/Nightclub/Other | Assembly | Restaurant - Sit Down | OtherMisc | RSD |  | RSD | 2
Unconditioned Warehouse, High Bay | Warehouse | Storage Unconditioned | Comm/Ind Work | SUn |  | SUn | 2
Unconditioned Warehouse, High Bay | Warehouse | Storage Unconditioned | OtherMisc | SUn |  | SUn | 3
Religious Assembly (mixed use) | Assembly | Assembly | Assembly | Asm |  | Asm | 1
Religious Assembly (mixed use) | Assembly | Assembly | HallwayLobby | Asm |  | Asm | 4
Religious Assembly (mixed use) | Assembly | Assembly | Kitchen/Break Room | Asm |  | Asm | 1
Religious Assembly (mixed use) | Assembly | Assembly | Office | Asm |  | Asm | 3
Religious Assembly (mixed use) | Assembly | Assembly | Restrooms | Asm |  | Asm | 1
Religious Assembly (mixed use) | Assembly | Assembly | Storage | Asm |  | Asm | 1
Administration and management | Office - Small | Office - Large | Comm/Ind Work | OfL |  | OfL | 1
Administration and management | Office - Small | Office - Large | HallwayLobby | OfL |  | OfL | 1
Administration and management | Office - Small | Office - Large | Office | OfL |  | OfL | 4
Religious Assembly (mixed use) | Assembly | Assembly | Assembly | Asm |  | Asm | 8
Religious Assembly (mixed use) | Assembly | Assembly | Kitchen/Break Room | Asm |  | Asm | 2
Religious Assembly (mixed use) | Assembly | Assembly | Office | Asm |  | Asm | 2
Religious Assembly (mixed use) | Assembly | Assembly | OtherMisc | Asm |  | Asm | 4
Shop in Strip Mall | Retail - Small | Retail - Small | RetailSales | RtS |  | RtS | 1
Other Retail Store | Retail - Small | Retail - Small | OtherMisc | RtS |  | RtS | 1
Other Retail Store | Retail - Small | Retail - Small | Restrooms | RtS |  | RtS | 2
Other Retail Store | Retail - Small | Retail - Small | Storage | RtS |  | RtS | 1
Medical/Dental Office | Health/Medical - Clinic | Office - Small | Comm/Ind Work | OfS |  | OfS | 3
Medical/Dental Office | Health/Medical - Clinic | Office - Small | HallwayLobby | OfS |  | OfS | 4
Medical/Dental Office | Health/Medical - Clinic | Office - Small | Kitchen/Break Room | OfS |  | OfS | 2
Medical/Dental Office | Health/Medical - Clinic | Office - Small | Office | OfS |  | OfS | 4
Medical/Dental Office | Health/Medical - Clinic | Office - Small | OtherMisc | OfS |  | OfS | 2
Unconditioned Warehouse, High Bay | Warehouse | Storage Unconditioned | Office | SUn |  | SUn | 6
Unconditioned Warehouse, High Bay | Warehouse | Storage Unconditioned | OtherMisc | SUn |  | SUn | 3
Assembly/Light Manufacturing | Other Industrial | Manuf. Light Industrial | Comm/Ind Work | MLI |  | MLI | 3
Assembly/Light Manufacturing | Other Industrial | Manuf. Light Industrial | HallwayLobby | MLI |  | MLI | 1
Assembly/Light Manufacturing | Other Industrial | Manuf. Light Industrial | Office | MLI |  | MLI | 2
Assembly/Light Manufacturing | Other Industrial | Manuf. Light Industrial | OtherMisc | MLI |  | MLI | 3
Assembly/Light Manufacturing | Other Industrial | Manuf. Light Industrial | Storage | MLI |  | MLI | 2
Unconditioned Warehouse, High Bay | Warehouse | Storage Unconditioned | Office | SUn |  | SUn | 8
Unconditioned Warehouse, High Bay | Warehouse | Storage Unconditioned | OtherMisc | SUn |  | SUn | 3
Unconditioned Warehouse, High Bay | Warehouse | Storage Unconditioned | Storage | SUn |  | SUn | 1
Community Center | Assembly | Assembly | HallwayLobby | Asm |  | Asm | 1
Community Center | Assembly | Assembly | Office | Asm |  | Asm | 1
Assembly/Light Manufacturing | Other Industrial | Manuf. Light Industrial | Comm/Ind Work | MLI |  | MLI | 4
Religious Assembly (mixed use) | Assembly | Assembly | Restrooms | Asm |  | Asm | 1
Religious Assembly (mixed use) | Assembly | Assembly | Convention and Meeting Center | Asm |  | Asm | 1
Religious Assembly (mixed use) | Assembly | Assembly | Kitchen/Break room and Food Preparation | Asm |  | Asm | 1
Religious Assembly (mixed use) | Assembly | Assembly | Office (Executive/Private) | Asm |  | Asm | 1
Assembly/Light Manufacturing | Other Industrial | Manuf. Light Industrial | Storage (Unconditioned) | MLI |  | MLI | 6
Auto Repair | Retail - Small | Manuf. Light Industrial | Auto Repair Workshop | MLI |  | MLI | 6
Auto Repair | Retail - Small | Manuf. Light Industrial | Kitchen/Break room and Food Preparation | MLI |  | MLI | 1
Auto Repair | Retail - Small | Manuf. Light Industrial | Lobby (Office Reception/Waiting) | MLI |  | MLI | 1
Auto Repair | Retail - Small | Manuf. Light Industrial | Office (General) | MLI |  | MLI | 1
Auto Repair | Retail - Small | Manuf. Light Industrial | Storage (Unconditioned) | MLI |  | MLI | 2
Unconditioned Warehouse, High Bay | Warehouse | Storage Unconditioned | Storage (Unconditioned) | SUn |  | SUn | 3
Assembly/Light Manufacturing | Other Industrial | Manuf. Light Industrial | Lobby (Main Entry and Assembly) | MLI |  | MLI | 1
Assembly/Light Manufacturing | Other Industrial | Manuf. Light Industrial | Office (General) | MLI |  | MLI | 1
Assembly/Light Manufacturing | Other Industrial | Manuf. Light Industrial | Comm/Ind Work (General High Bay) | MLI |  | MLI | 2
Assembly/Light Manufacturing | Other Industrial | Manuf. Light Industrial | Storage (Unconditioned) | MLI |  | MLI | 1
Food Processing | Other Industrial | Manuf. Light Industrial | Comm/Ind Work (General High Bay) | MLI |  | MLI | 3
Food Processing | Other Industrial | Manuf. Light Industrial | Kitchen/Break room and Food Preparation | MLI |  | MLI | 1
Food Processing | Other Industrial | Manuf. Light Industrial | Loading Dock | MLI |  | MLI | 2
Food Processing | Other Industrial | Manuf. Light Industrial | Office (Executive/Private) | MLI |  | MLI | 2
Food Processing | Other Industrial | Manuf. Light Industrial | Storage (Unconditioned) | MLI |  | MLI | 1
Shop in Enclosed Mall | Retail - Small | Retail - Small | Restrooms | RtS |  | RtS | 1
Other Recreational/Public Assembly | Assembly | Assembly | Storage (Unconditioned) | Asm |  | Asm | 1
Other Recreational/Public Assembly | Assembly | Assembly | Restrooms | Asm |  | Asm | 1
Assembly/Light Manufacturing | Other Industrial | Manuf. Light Industrial | Comm/Ind Work (General Low Bay) | MLI |  | MLI | 1
Assembly/Light Manufacturing | Other Industrial | Manuf. Light Industrial | Lobby (Office Reception/Waiting) | MLI |  | MLI | 1
Assembly/Light Manufacturing | Other Industrial | Manuf. Light Industrial | Office (General) | MLI |  | MLI | 1
Bar/Tavern/Nightclub/Other | Restaurant - Fast Food | Restaurant - Sit Down | Bar Cocktail Lounge | RSD |  | RSD | 1
Bar/Tavern/Nightclub/Other | Restaurant - Fast Food | Restaurant - Sit Down | Dining Area | RSD |  | RSD | 1
Assembly/Light Manufacturing | Other Industrial | Manuf. Light Industrial | Office (General) | MLI |  | MLI | 1
Assembly/Light Manufacturing | Other Industrial | Manuf. Light Industrial | Comm/Ind Work (General High Bay) | MLI |  | MLI | 2
Assembly/Light Manufacturing | Other Industrial | Manuf. Light Industrial | Restrooms | MLI |  | MLI | 1
Car Rental | Office - Small | Retail - Small | Hallways/Corridors/Stairways | RtS |  | RtS | 1
Car Rental | Office - Small | Retail - Small | Kitchen/Break room and Food Preparation | RtS |  | RtS | 1
Car Rental | Office - Small | Retail - Small | Lobby (Office Reception/Waiting) | RtS |  | RtS | 2
Car Rental | Office - Small | Retail - Small | Office (Executive/Private) | RtS |  | RtS | 2
Fast Food or Self Service | Restaurant - Sit Down | Restaurant - Fast Food | Dining Area | RFF |  | RFF | 1
Fast Food or Self Service | Restaurant - Sit Down | Restaurant - Fast Food | Storage (Refrigerated/Freezer), Walk-in | RFF |  | RFF | 1
Office Building | Office - Large | Office - Large | Conference Room | OfL |  | OfL | 1
Office Building | Office - Large | Office - Large | Lobby (Office Reception/Waiting) | OfL |  | OfL | 5
Office Building | Office - Large | Office - Large | Office (General) | OfL |  | OfL | 1
Assembly/Light Manufacturing | Other Industrial | Manuf. Light Industrial | Office (Open Plan) | MLI |  | MLI | 1
Assembly/Light Manufacturing | Other Industrial | Manuf. Light Industrial | Comm/Ind Work (General High Bay) | MLI |  | MLI | 1
Assembly/Light Manufacturing | Other Industrial | Manuf. Light Industrial | Conference Room | MLI |  | MLI | 1
Assembly/Light Manufacturing | Other Industrial | Manuf. Light Industrial | Comm/Ind Work (General High Bay) | MLI |  | MLI | 1
Assembly/Light Manufacturing | Other Industrial | Manuf. Light Industrial | Hallways/Corridors/Stairways | MLI |  | MLI | 1
Assembly/Light Manufacturing | Other Industrial | Manuf. Light Industrial | Office (General) | MLI |  | MLI | 1
Assembly/Light Manufacturing | Other Industrial | Manuf. Light Industrial | Office (Open Plan) | MLI |  | MLI | 1
Assembly/Light Manufacturing | Other Industrial | Manuf. Light Industrial | Restrooms | MLI |  | MLI | 1
Assembly/Light Manufacturing | Other Industrial | Manuf. Light Industrial | Other Unlisted Activity Types | MLI |  | MLI | 1
Unconditioned Warehouse, Low Bay | Retail - Small | Storage Unconditioned | Restrooms | SUn |  | SUn | 1
Assembly/Light Manufacturing | Other Industrial | Manuf. Light Industrial | Comm/Ind Work (General High Bay) | MLI |  | MLI | 8
Assembly/Light Manufacturing | Other Industrial | Manuf. Light Industrial | Office (General) | MLI |  | MLI | 2
Convenience Store | Grocery | Retail - Small | Restrooms | RtS |  | RtS | 1
Convenience Store | Grocery | Retail - Small | Retail Sales/Showroom | RtS |  | RtS | 1
Table Service | Restaurant - Sit Down | Restaurant - Sit Down | Dining Area | RSD |  | RSD | 1
Clinic/Outpatient Care | Health/Medical - Clinic | Office - Small | Hallways/Corridors/Stairways | OfS |  | OfS | 1
Clinic/Outpatient Care | Health/Medical - Clinic | Office - Small | Kitchen/Break room and Food Preparation | OfS |  | OfS | 1
Clinic/Outpatient Care | Health/Medical - Clinic | Office - Small | Lobby (Office Reception/Waiting) | OfS |  | OfS | 2
Clinic/Outpatient Care | Health/Medical - Clinic | Office - Small | Office (Executive/Private) | OfS |  | OfS | 1
Clinic/Outpatient Care | Health/Medical - Clinic | Office - Small | Patient Rooms | OfS |  | OfS | 1
Clinic/Outpatient Care | Health/Medical - Clinic | Office - Small | Restrooms | OfS |  | OfS | 1
Retail Warehouse/Clubs | Retail - Small | Retail - Large (Bigbox) | Restrooms | RtL |  | RtL | 1
Fast Food or Self Service | Restaurant - Fast Food | Restaurant - Fast Food | Dining Area | RFF |  | RFF | 1
Fast Food or Self Service | Restaurant - Fast Food | Restaurant - Fast Food | Hallways/Corridors/Stairways | RFF |  | RFF | 1
Fast Food or Self Service | Restaurant - Fast Food | Restaurant - Fast Food | Kitchen/Break room and Food Preparation | RFF |  | RFF | 3
Fast Food or Self Service | Restaurant - Fast Food | Restaurant - Fast Food | Storage (Conditioned) | RFF |  | RFF | 1
Religious Assembly (worship only) | Assembly | Assembly | Classroom/Lecture | Asm |  | Asm | 2
Religious Assembly (worship only) | Assembly | Assembly | Hallways/Corridors/Stairways | Asm |  | Asm | 1
Religious Assembly (worship only) | Assembly | Assembly | Kitchen/Break room and Food Preparation | Asm |  | Asm | 1
Religious Assembly (worship only) | Assembly | Assembly | Religious Worship | Asm |  | Asm | 2
Religious Assembly (worship only) | Assembly | Assembly | Restrooms | Asm |  | Asm | 1
General Offices | Office - Large | Office - Small | Loading Dock | OfS |  | OfS | 1
Table Service | Restaurant - Sit Down | Restaurant - Sit Down | Hallways/Corridors/Stairways | RSD |  | RSD | 1
Table Service | Restaurant - Sit Down | Restaurant - Sit Down | Dining Area | RSD |  | RSD | 2
Table Service | Restaurant - Sit Down | Restaurant - Sit Down | Storage (Unconditioned) | RSD |  | RSD | 1
Food Processing | Other Industrial | Manuf. Light Industrial | Comm/Ind Work (General High Bay) | MLI |  | MLI | 1
Food Processing | Other Industrial | Manuf. Light Industrial | Storage (Unconditioned) | MLI |  | MLI | 1
Food Processing | Other Industrial | Manuf. Light Industrial | Office (Open Plan) | MLI |  | MLI | 1
Medical/Dental Office | Health/Medical - Clinic | Office - Small | Office (Open Plan) | OfS |  | OfS | 1
Medical/Dental Office | Health/Medical - Clinic | Office - Small | Storage (Conditioned) | OfS |  | OfS | 2
Medical/Dental Office | Health/Medical - Clinic | Office - Small | Medical Offices and Exam Rooms | OfS |  | OfS | 1
Fast Food or Self Service | Restaurant - Fast Food | Restaurant - Fast Food | Dining Area | RFF |  | RFF | 1
Assembly/Light Manufacturing | Other Industrial | Manuf. Light Industrial | Comm/Ind Work (General High Bay) | MLI |  | MLI | 2
Post Office | Office - Small | Office - Small | Retail Sales/Showroom | OfS |  | OfS | 1
Shop in Enclosed Mall | Retail - Small | Retail - Small | Retail Sales/Showroom | RtS |  | RtS | 1
Shop in Enclosed Mall | Retail - Small | Retail - Small | Office (Open Plan) | RtS |  | RtS | 1
Assembly/Light Manufacturing | Other Industrial | Manuf. Light Industrial | Hallways/Corridors/Stairways | MLI |  | MLI | 1
Assembly/Light Manufacturing | Other Industrial | Manuf. Light Industrial | Kitchen/Break room and Food Preparation | MLI |  | MLI | 1
Assembly/Light Manufacturing | Other Industrial | Manuf. Light Industrial | Office (General) | MLI |  | MLI | 1
Assembly/Light Manufacturing | Other Industrial | Manuf. Light Industrial | Storage (Unconditioned) | MLI |  | MLI | 2
Assembly/Light Manufacturing | Other Industrial | Manuf. Light Industrial | Conference Room | MLI |  | MLI | 1
Assembly/Light Manufacturing | Other Industrial | Manuf. Light Industrial | Restrooms | MLI |  | MLI | 2
Assembly/Light Manufacturing | Other Industrial | Manuf. Light Industrial | Office (Open Plan) | MLI |  | MLI | 2
Assembly/Light Manufacturing | Other Industrial | Manuf. Light Industrial | Restrooms | MLI |  | MLI | 2
Assembly/Light Manufacturing | Other Industrial | Manuf. Light Industrial | Comm/Ind Work (General High Bay) | MLI |  | MLI | 1
General Offices | Office - Small | Office - Small | Restrooms | OfS |  | OfS | 1
Middle / Secondary School | Education - Secondary School | Secondary School | Classroom/Lecture | ESe |  | ESe | 9
Middle / Secondary School | Education - Secondary School | Secondary School | Office (General) | ESe |  | ESe | 2
Middle / Secondary School | Education - Secondary School | Secondary School | Restrooms | ESe |  | ESe | 3
Middle / Secondary School | Education - Secondary School | Secondary School | Storage (Unconditioned) | ESe |  | ESe | 1
Table Service | Restaurant - Sit Down | Restaurant - Sit Down | Restrooms | RSD |  | RSD | 2
Small General Grocery | Restaurant - Fast Food | Grocery | Restrooms | Gro |  | Gro | 2
Small General Grocery | Restaurant - Fast Food | Grocery | Retail Sales/Showroom | Gro |  | Gro | 1
Small General Grocery | Restaurant - Fast Food | Grocery | Storage (Unconditioned) | Gro |  | Gro | 1
Shop in Enclosed Mall | Retail - Small | Retail - Small | Retail Sales/Showroom | RtS |  | RtS | 1
Shop in Enclosed Mall | Retail - Small | Retail - Small | Retail Sales/Showroom | RtS |  | RtS | 2
General Offices | Retail - Small | Office - Small | Hallways/Corridors/Stairways | OfS |  | OfS | 1
General Offices | Retail - Small | Office - Small | Other Unlisted Activity Types | OfS |  | OfS | 1
General Offices | Retail - Small | Office - Small | Restrooms | OfS |  | OfS | 1
General Offices | Retail - Small | Office - Small | Storage (Unconditioned) | OfS |  | OfS | 1
Fast Food or Self Service | Restaurant - Fast Food | Restaurant - Fast Food | Restrooms | RFF |  | RFF | 1
Fast Food or Self Service | Restaurant - Fast Food | Restaurant - Fast Food | Dining Area | RFF |  | RFF | 1
Auto Repair | Retail - Large | Manuf. Light Industrial | Comm/Ind Work (General High Bay) | MLI |  | MLI | 2
Religious Assembly (mixed use) | Assembly | Assembly | Office (General) | Asm |  | Asm | 1
Religious Assembly (mixed use) | Assembly | Assembly | Storage (Conditioned) | Asm |  | Asm | 1
Religious Assembly (mixed use) | Assembly | Assembly | Classroom/Lecture | Asm |  | Asm | 3
Religious Assembly (mixed use) | Assembly | Assembly | Hallways/Corridors/Stairways | Asm |  | Asm | 1
Religious Assembly (mixed use) | Assembly | Assembly | Kitchen/Break room and Food Preparation | Asm |  | Asm | 1
Religious Assembly (mixed use) | Assembly | Assembly | Restrooms | Asm |  | Asm | 2
Religious Assembly (mixed use) | Assembly | Assembly | Conference Room | Asm |  | Asm | 1
Religious Assembly (mixed use) | Assembly | Assembly | Religious Worship | Asm |  | Asm | 2
Conditioned Warehouse, Low Bay | Warehouse | Storage Conditioned | Office (Executive/Private) | SCn |  | SCn | 2
Conditioned Warehouse, Low Bay | Warehouse | Storage Conditioned | Office (General) | SCn |  | SCn | 1
Conditioned Warehouse, Low Bay | Warehouse | Storage Conditioned | Retail Sales/Showroom | SCn |  | SCn | 2
Assembly/Light Manufacturing | Other Industrial | Manuf. Light Industrial | Comm/Ind Work (General High Bay) | MLI |  | MLI | 5
Assembly/Light Manufacturing | Other Industrial | Manuf. Light Industrial | Restrooms | MLI |  | MLI | 1
Assembly/Light Manufacturing | Other Industrial | Manuf. Light Industrial | Comm/Ind Work (General High Bay) | MLI |  | MLI | 4
Religious Assembly (mixed use) | Assembly | Assembly | Classroom/Lecture | Asm |  | Asm | 3
Religious Assembly (mixed use) | Assembly | Assembly | Kitchen/Break room and Food Preparation | Asm |  | Asm | 1
Religious Assembly (mixed use) | Assembly | Assembly | Restrooms | Asm |  | Asm | 2
Lab/R&D Facility | Office - Small | Manufacturing Bio/Tech | Other Unlisted Activity Types | MBT |  | MBT | 4
Lab/R&D Facility | Office - Small | Manufacturing Bio/Tech | Hallways/Corridors/Stairways | MBT |  | MBT | 1
Lab/R&D Facility | Office - Small | Manufacturing Bio/Tech | Laboratory | MBT |  | MBT | 2
Lab/R&D Facility | Office - Small | Manufacturing Bio/Tech | Office (Executive/Private) | MBT |  | MBT | 3
Lab/R&D Facility | Office - Small | Manufacturing Bio/Tech | Restrooms | MBT |  | MBT | 1
Lab/R&D Facility | Office - Small | Manufacturing Bio/Tech | Storage (Unconditioned) | MBT |  | MBT | 1
Lab/R&D Facility | Office - Small | Manufacturing Bio/Tech | Kitchen/Break room and Food Preparation | MBT |  | MBT | 1
Lab/R&D Facility | Office - Small | Manufacturing Bio/Tech | Office (General) | MBT |  | MBT | 1
Lab/R&D Facility | Office - Small | Manufacturing Bio/Tech | Office (Open Plan) | MBT |  | MBT | 1
Religious Assembly (mixed use) | Assembly | Assembly | Classroom/Lecture | Asm |  | Asm | 1
Religious Assembly (mixed use) | Assembly | Assembly | Copy Room | Asm |  | Asm | 1
Religious Assembly (mixed use) | Assembly | Assembly | Hallways/Corridors/Stairways | Asm |  | Asm | 2
Religious Assembly (mixed use) | Assembly | Assembly | Office (Executive/Private) | Asm |  | Asm | 2
Religious Assembly (mixed use) | Assembly | Assembly | Restrooms | Asm |  | Asm | 1
Religious Assembly (mixed use) | Assembly | Assembly | Storage (Conditioned) | Asm |  | Asm | 1
Religious Assembly (mixed use) | Assembly | Assembly | Kitchen/Break room and Food Preparation | Asm |  | Asm | 1
General Offices | Office - Small | Office - Small | Kitchen/Break room and Food Preparation | OfS |  | OfS | 1
General Offices | Office - Small | Office - Small | Comm/Ind Work (General High Bay) | OfS |  | OfS | 2
Other Retail Store | Retail - Large | Retail - Small | Hallways/Corridors/Stairways | RtS |  | RtS | 1
Other Retail Store | Retail - Large | Retail - Small | Mechanical/Electrical Room | RtS |  | RtS | 1
Other Retail Store | Retail - Large | Retail - Small | Storage (Conditioned) | RtS |  | RtS | 1
Other Retail Store | Retail - Large | Retail - Small | Bank/Financial | RtS |  | RtS | 1
Other Retail Store | Retail - Large | Retail - Small | Conference Room | RtS |  | RtS | 1
Other Retail Store | Retail - Large | Retail - Small | Locker and Dressing Room | RtS |  | RtS | 1
Other Retail Store | Retail - Large | Retail - Small | Restrooms | RtS |  | RtS | 1
Other Retail Store | Retail - Large | Retail - Small | Office (General) | RtS |  | RtS | 1
Unconditioned Warehouse, High Bay | Warehouse | Storage Unconditioned | Hallways/Corridors/Stairways | SUn |  | SUn | 1
Unconditioned Warehouse, High Bay | Warehouse | Storage Unconditioned | Kitchen/Break room and Food Preparation | SUn |  | SUn | 1
Unconditioned Warehouse, High Bay | Warehouse | Storage Unconditioned | Office (General) | SUn |  | SUn | 1
Unconditioned Warehouse, High Bay | Warehouse | Storage Unconditioned | Storage (Conditioned) | SUn |  | SUn | 2
Laundry | Retail - Small | Retail - Small | Comm/Ind Work (General Low Bay) | RtS |  | RtS | 1
Laundry | Retail - Small | Retail - Small | Locker and Dressing Room | RtS |  | RtS | 1
Laundry | Retail - Small | Retail - Small | Storage (Conditioned) | RtS |  | RtS | 1
Hair Salon | Retail - Small | Retail - Small | Restrooms | RtS |  | RtS | 1
Hair Salon | Retail - Small | Retail - Small | Hallways/Corridors/Stairways | RtS |  | RtS | 1
General Offices | Other Industrial | Office - Small | Conference Room | OfS |  | OfS | 1
General Offices | Other Industrial | Office - Small | Office (Executive/Private) | OfS |  | OfS | 1
General Offices | Other Industrial | Office - Small | Office (Open Plan) | OfS |  | OfS | 1
General Offices | Other Industrial | Office - Small | Restrooms | OfS |  | OfS | 2
Unconditioned Warehouse, High Bay | Warehouse | Storage Unconditioned | Non Rebated Area | SUn |  | SUn | 3
Unconditioned Warehouse, High Bay | Warehouse | Storage Unconditioned | Storage (Unconditioned) | SUn |  | SUn | 6
Other | Warehouse | Not Assigned | Conference Room | NA |  | NA | 1
Other | Warehouse | Not Assigned | Kitchen/Break room and Food Preparation | NA |  | NA | 1
Other | Warehouse | Not Assigned | Lobby (Office Reception/Waiting) | NA |  | NA | 1
Other | Warehouse | Not Assigned | Office (Executive/Private) | NA |  | NA | 1
Other | Warehouse | Not Assigned | Office (Open Plan) | NA |  | NA | 1
Other | Warehouse | Not Assigned | Storage (Unconditioned) | NA |  | NA | 4
Unconditioned Warehouse, High Bay | Warehouse | Storage Unconditioned | Storage (Unconditioned) | SUn |  | SUn | 2
Bar/Tavern/Nightclub/Other | Restaurant - Sit Down | Restaurant - Sit Down | Bar Cocktail Lounge | RSD |  | RSD | 1
Bar/Tavern/Nightclub/Other | Restaurant - Sit Down | Restaurant - Sit Down | Restrooms | RSD |  | RSD | 1
Laundry | Laundry | Retail - Small | Dry Cleaning | RtS |  | RtS | 3
Hair Salon | Retail - Small | Retail - Small | Barber/Beauty Shop | RtS |  | RtS | 1
Hair Salon | Retail - Small | Retail - Small | Office (General) | RtS |  | RtS | 1
Hair Salon | Retail - Small | Retail - Small | Restrooms | RtS |  | RtS | 1
Shop in Enclosed Mall | Retail - Large | Retail - Small | Retail Sales/Showroom | RtS |  | RtS | 1
Unconditioned Warehouse, High Bay | Warehouse | Storage Unconditioned | Storage (Unconditioned) | SUn |  | SUn | 1
Daycare or Preschool | Education - Primary School | Primary School | Restrooms | EPr |  | EPr | 1
Fast Food or Self Service | Restaurant - Fast Food | Restaurant - Fast Food | Kitchen/Break room and Food Preparation | RFF |  | RFF | 1
Daycare or Preschool | Education - Primary School | Primary School | Classroom/Lecture | EPr |  | EPr | 3
Daycare or Preschool | Education - Primary School | Primary School | Hallways/Corridors/Stairways | EPr |  | EPr | 1
Daycare or Preschool | Education - Primary School | Primary School | Kitchen/Break room and Food Preparation | EPr |  | EPr | 1
Daycare or Preschool | Education - Primary School | Primary School | Office (Executive/Private) | EPr |  | EPr | 1
Financial / Legal | Office - Small | Office - Small | Restrooms | OfS |  | OfS | 1
Financial / Legal | Office - Small | Office - Small | Office (Open Plan) | OfS |  | OfS | 1
General Offices | Office - Small | Office - Small | Copy Room | OfS |  | OfS | 1
General Offices | Office - Small | Office - Small | Kitchen/Break room and Food Preparation | OfS |  | OfS | 1
General Offices | Office - Small | Office - Small | Office (General) | OfS |  | OfS | 2
General Offices | Office - Small | Office - Small | Restrooms | OfS |  | OfS | 1
Fast Food or Self Service | Restaurant - Sit Down | Restaurant - Fast Food | Restrooms | RFF |  | RFF | 1
Table Service | Restaurant - Sit Down | Restaurant - Sit Down | Dining Area | RSD |  | RSD | 1
Table Service | Restaurant - Sit Down | Restaurant - Sit Down | Restrooms | RSD |  | RSD | 1
Table Service | Restaurant - Sit Down | Restaurant - Sit Down | Storage (Unconditioned) | RSD |  | RSD | 1
Fast Food or Self Service | Restaurant - Fast Food | Restaurant - Fast Food | Lobby (Main Entry and Assembly) | RFF |  | RFF | 1
Fast Food or Self Service | Restaurant - Fast Food | Restaurant - Fast Food | Restrooms | RFF |  | RFF | 1
Gas Station w/Convenience Store | Restaurant - Fast Food | Retail - Small | Retail Sales/Showroom | RtS |  | RtS | 1
Shop in Enclosed Mall | Retail - Small | Retail - Small | Retail Sales/Showroom | RtS |  | RtS | 1
Storage | Retail - Large | Storage Conditioned | Storage (Unconditioned) | SCn |  | SCn | 9
Storage | Retail - Large | Storage Conditioned | Auto Repair Workshop | SCn |  | SCn | 1
Storage | Retail - Large | Storage Conditioned | Retail Sales/Showroom | SCn |  | SCn | 1
Elementary School | Education - Primary School | Primary School | Classrooms (Portable) | EPr |  | EPr | 6
Daycare or Preschool | Education - Primary School | Primary School | Classroom/Lecture | EPr |  | EPr | 1
Daycare or Preschool | Education - Primary School | Primary School | Office (Executive/Private) | EPr |  | EPr | 1
Daycare or Preschool | Education - Primary School | Primary School | Kitchen/Break room and Food Preparation | EPr |  | EPr | 1
Daycare or Preschool | Education - Primary School | Primary School | Storage (Conditioned) | EPr |  | EPr | 1
Daycare or Preschool | Education - Primary School | Primary School | Conference Room | EPr |  | EPr | 1
Daycare or Preschool | Education - Primary School | Primary School | Hallways/Corridors/Stairways | EPr |  | EPr | 1
Daycare or Preschool | Education - Primary School | Primary School | Restrooms | EPr |  | EPr | 1
Daycare or Preschool | Education - Primary School | Primary School | Classroom/Lecture | EPr |  | EPr | 1
Daycare or Preschool | Education - Primary School | Primary School | Office (Executive/Private) | EPr |  | EPr | 1
Daycare or Preschool | Education - Primary School | Primary School | Restrooms | EPr |  | EPr | 3
Unconditioned Warehouse, High Bay | Warehouse | Storage Unconditioned | Convention and Meeting Center | SUn |  | SUn | 1
Unconditioned Warehouse, High Bay | Warehouse | Storage Unconditioned | Office (General) | SUn |  | SUn | 3
Unconditioned Warehouse, High Bay | Warehouse | Storage Unconditioned | Office (Open Plan) | SUn |  | SUn | 1
Unconditioned Warehouse, High Bay | Warehouse | Storage Unconditioned | Restrooms | SUn |  | SUn | 1
Unconditioned Warehouse, High Bay | Warehouse | Storage Unconditioned | Storage (Unconditioned) | SUn |  | SUn | 3
Daycare or Preschool | Education - Primary School | Primary School | Hallways/Corridors/Stairways | EPr |  | EPr | 1
Daycare or Preschool | Education - Primary School | Primary School | Lobby (Office Reception/Waiting) | EPr |  | EPr | 1
Daycare or Preschool | Education - Primary School | Primary School | Office (General) | EPr |  | EPr | 1
Daycare or Preschool | Education - Primary School | Primary School | Classroom/Lecture | EPr |  | EPr | 13
Daycare or Preschool | Education - Primary School | Primary School | Kitchen/Break room and Food Preparation | EPr |  | EPr | 1
Daycare or Preschool | Education - Primary School | Primary School | Laundry | EPr |  | EPr | 1
Daycare or Preschool | Education - Primary School | Primary School | Restrooms | EPr |  | EPr | 3
Laundry | Laundry | Retail - Small | Office (General) | RtS |  | RtS | 2
Daycare or Preschool | Education - Primary School | Primary School | Classroom/Lecture | EPr |  | EPr | 3
Daycare or Preschool | Education - Primary School | Primary School | Office (Open Plan) | EPr |  | EPr | 1
Daycare or Preschool | Education - Primary School | Primary School | Kitchen/Break room and Food Preparation | EPr |  | EPr | 2
Daycare or Preschool | Education - Primary School | Primary School | Restrooms | EPr |  | EPr | 2
Retail Warehouse/Clubs | Retail - Large | Retail - Large (Bigbox) | Retail Sales/Showroom | RtL |  | RtL | 3
Unconditioned Warehouse, High Bay | Warehouse | Storage Unconditioned | Storage (Unconditioned) | SUn |  | SUn | 1
Unconditioned Warehouse, High Bay | Warehouse | Storage Unconditioned | Hallways/Corridors/Stairways | SUn |  | SUn | 3
Unconditioned Warehouse, High Bay | Warehouse | Storage Unconditioned | Kitchen/Break room and Food Preparation | SUn |  | SUn | 1
Unconditioned Warehouse, High Bay | Warehouse | Storage Unconditioned | Lobby (Office Reception/Waiting) | SUn |  | SUn | 1
Unconditioned Warehouse, High Bay | Warehouse | Storage Unconditioned | Office (Executive/Private) | SUn |  | SUn | 4
Unconditioned Warehouse, High Bay | Warehouse | Storage Unconditioned | Office (General) | SUn |  | SUn | 2
Unconditioned Warehouse, High Bay | Warehouse | Storage Unconditioned | Storage (Conditioned) | SUn |  | SUn | 4
Shop in Enclosed Mall | Retail - Small | Retail - Small | Retail Sales/Showroom | RtS |  | RtS | 2
Shop in Enclosed Mall | Retail - Small | Retail - Small | Office (Executive/Private) | RtS |  | RtS | 1
Medical/Dental Office | Health/Medical - Clinic | Office - Small | Lobby (Main Entry and Assembly) | OfS |  | OfS | 2
Medical/Dental Office | Health/Medical - Clinic | Office - Small | Medical Offices and Exam Rooms | OfS |  | OfS | 2
Medical/Dental Office | Health/Medical - Clinic | Office - Small | Mechanical/Electrical Room | OfS |  | OfS | 1
Medical/Dental Office | Health/Medical - Clinic | Office - Small | Restrooms | OfS |  | OfS | 1
Medical/Dental Office | Health/Medical - Clinic | Office - Small | Storage (Conditioned) | OfS |  | OfS | 1
Medical/Dental Office | Health/Medical - Clinic | Office - Small | Hallways/Corridors/Stairways | OfS |  | OfS | 1
Medical/Dental Office | Health/Medical - Clinic | Office - Small | Laboratory | OfS |  | OfS | 1
Religious Assembly (mixed use) | Assembly | Assembly | Auditorium | Asm |  | Asm | 2
Religious Assembly (mixed use) | Assembly | Assembly | Copy Room | Asm |  | Asm | 1
Religious Assembly (mixed use) | Assembly | Assembly | Kitchen/Break room and Food Preparation | Asm |  | Asm | 1
Religious Assembly (mixed use) | Assembly | Assembly | Office (Executive/Private) | Asm |  | Asm | 1
Religious Assembly (mixed use) | Assembly | Assembly | Storage (Unconditioned) | Asm |  | Asm | 1
Religious Assembly (mixed use) | Assembly | Assembly | Classroom/Lecture | Asm |  | Asm | 2
Religious Assembly (mixed use) | Assembly | Assembly | Dining Area | Asm |  | Asm | 1
Religious Assembly (mixed use) | Assembly | Assembly | Hallways/Corridors/Stairways | Asm |  | Asm | 1
Religious Assembly (mixed use) | Assembly | Assembly | Kitchen/Break room and Food Preparation | Asm |  | Asm | 1
Religious Assembly (mixed use) | Assembly | Assembly | Lobby (Main Entry and Assembly) | Asm |  | Asm | 1
Religious Assembly (mixed use) | Assembly | Assembly | Office (General) | Asm |  | Asm | 2
Religious Assembly (mixed use) | Assembly | Assembly | Restrooms | Asm |  | Asm | 2
Religious Assembly (mixed use) | Assembly | Assembly | Storage (Unconditioned) | Asm |  | Asm | 2
Daycare or Preschool | Education - Primary School | Primary School | Restrooms | EPr |  | EPr | 2
Daycare or Preschool | Education - Primary School | Primary School | Storage (Unconditioned) | EPr |  | EPr | 1
Daycare or Preschool | Education - Primary School | Primary School | Classroom/Lecture | EPr |  | EPr | 6
Daycare or Preschool | Education - Primary School | Primary School | Lobby (Office Reception/Waiting) | EPr |  | EPr | 1
Daycare or Preschool | Education - Primary School | Primary School | Office (Executive/Private) | EPr |  | EPr | 1
Daycare or Preschool | Education - Primary School | Primary School | Dining Area | EPr |  | EPr | 1
Daycare or Preschool | Education - Primary School | Primary School | Hallways/Corridors/Stairways | EPr |  | EPr | 2
Daycare or Preschool | Education - Primary School | Primary School | Kitchen/Break room and Food Preparation | EPr |  | EPr | 1
Daycare or Preschool | Education - Primary School | Primary School | Laundry | EPr |  | EPr | 1
Daycare or Preschool | Education - Primary School | Primary School | Office (Open Plan) | EPr |  | EPr | 1
Unconditioned Warehouse, High Bay | Warehouse | Storage Unconditioned | Office (General) | SUn |  | SUn | 3
Unconditioned Warehouse, High Bay | Warehouse | Storage Unconditioned | Storage (Unconditioned) | SUn |  | SUn | 1
Unconditioned Warehouse, High Bay | Warehouse | Storage Unconditioned | Hallways/Corridors/Stairways | SUn |  | SUn | 1
Unconditioned Warehouse, High Bay | Warehouse | Storage Unconditioned | Restrooms | SUn |  | SUn | 1
General Offices | Other Industrial | Office - Small | Conference Room | OfS |  | OfS | 1
General Offices | Other Industrial | Office - Small | Storage (Conditioned) | OfS |  | OfS | 1
General Offices | Other Industrial | Office - Small | Office (General) | OfS |  | OfS | 1
General Offices | Other Industrial | Office - Small | Hallways/Corridors/Stairways | OfS |  | OfS | 1
General Offices | Other Industrial | Office - Small | Lobby (Main Entry and Assembly) | OfS |  | OfS | 1
General Offices | Other Industrial | Office - Small | Office (Executive/Private) | OfS |  | OfS | 1
General Offices | Other Industrial | Office - Small | Restrooms | OfS |  | OfS | 1
Department / Variety Store | Retail - Large | Retail - 3-Story (Dept Store) | Restrooms | Rt3 |  | Rt3 | 1
Department / Variety Store | Retail - Large | Retail - 3-Story (Dept Store) | Retail Sales/Showroom | Rt3 |  | Rt3 | 2
Department / Variety Store | Retail - Large | Retail - 3-Story (Dept Store) | Storage (Conditioned) | Rt3 |  | Rt3 | 2
Other Retail Store | Retail - Large | Retail - Small | Hallways/Corridors/Stairways | RtS |  | RtS | 1
Other Retail Store | Retail - Large | Retail - Small | Retail Sales/Showroom | RtS |  | RtS | 2
Unconditioned Warehouse, High Bay | Warehouse | Storage Unconditioned | Storage (Unconditioned) | SUn |  | SUn | 5
Auto Repair | Retail - Small | Manuf. Light Industrial | Auto Repair Workshop | MLI |  | MLI | 1
Auto Repair | Retail - Small | Manuf. Light Industrial | Office (General) | MLI |  | MLI | 1
Auto Repair | Retail - Small | Manuf. Light Industrial | Storage (Unconditioned) | MLI |  | MLI | 1
Auto Repair | Retail - Small | Manuf. Light Industrial | Kitchen/Break room and Food Preparation | MLI |  | MLI | 1
Retail Warehouse/Clubs | Retail - Large | Retail - Large (Bigbox) | Retail Sales/Showroom | RtL |  | RtL | 3
Retail Warehouse/Clubs | Retail - Large | Retail - Large (Bigbox) | Hallways/Corridors/Stairways | RtL |  | RtL | 1
Retail Warehouse/Clubs | Retail - Large | Retail - Large (Bigbox) | Kitchen/Break room and Food Preparation | RtL |  | RtL | 1
Retail Warehouse/Clubs | Retail - Large | Retail - Large (Bigbox) | Loading Dock | RtL |  | RtL | 1
Retail Warehouse/Clubs | Retail - Large | Retail - Large (Bigbox) | Locker and Dressing Room | RtL |  | RtL | 1
Retail Warehouse/Clubs | Retail - Large | Retail - Large (Bigbox) | Mechanical/Electrical Room | RtL |  | RtL | 1
Retail Warehouse/Clubs | Retail - Large | Retail - Large (Bigbox) | Office (General) | RtL |  | RtL | 6
Retail Warehouse/Clubs | Retail - Large | Retail - Large (Bigbox) | Office (Open Plan) | RtL |  | RtL | 2
Retail Warehouse/Clubs | Retail - Large | Retail - Large (Bigbox) | Other Unlisted Activity Types | RtL |  | RtL | 1
Retail Warehouse/Clubs | Retail - Large | Retail - Large (Bigbox) | Restrooms | RtL |  | RtL | 3
Retail Warehouse/Clubs | Retail - Large | Retail - Large (Bigbox) | Storage (Conditioned) | RtL |  | RtL | 2
Retail Warehouse/Clubs | Retail - Large | Retail - Large (Bigbox) | Storage (Unconditioned) | RtL |  | RtL | 3
Auto Repair | Retail - Large | Manuf. Light Industrial | Storage (Unconditioned) | MLI |  | MLI | 4
Auto Repair | Retail - Large | Manuf. Light Industrial | Computer Room | MLI |  | MLI | 1
Auto Repair | Retail - Large | Manuf. Light Industrial | Restrooms | MLI |  | MLI | 1
Auto Repair | Retail - Large | Manuf. Light Industrial | Office (General) | MLI |  | MLI | 1
Other Retail Store | Retail - Small | Retail - Small | Office (General) | RtS |  | RtS | 1
Other Retail Store | Retail - Small | Retail - Small | Retail Sales/Showroom | RtS |  | RtS | 2
Other Retail Store | Retail - Small | Retail - Small | Restrooms | RtS |  | RtS | 1
Assembly/Light Manufacturing | Other Industrial | Manuf. Light Industrial | Comm/Ind Work (General High Bay) | MLI |  | MLI | 1
Assembly/Light Manufacturing | Other Industrial | Manuf. Light Industrial | Conference Room | MLI |  | MLI | 1
Assembly/Light Manufacturing | Other Industrial | Manuf. Light Industrial | Office (General) | MLI |  | MLI | 10
Assembly/Light Manufacturing | Other Industrial | Manuf. Light Industrial | Hallways/Corridors/Stairways | MLI |  | MLI | 1
Assembly/Light Manufacturing | Other Industrial | Manuf. Light Industrial | Kitchen/Break room and Food Preparation | MLI |  | MLI | 2
Assembly/Light Manufacturing | Other Industrial | Manuf. Light Industrial | Office (Open Plan) | MLI |  | MLI | 2
Assembly/Light Manufacturing | Other Industrial | Manuf. Light Industrial | Restrooms | MLI |  | MLI | 3
Assembly/Light Manufacturing | Other Industrial | Manuf. Light Industrial | Comm/Ind Work (General High Bay) | MLI |  | MLI | 3
Assembly/Light Manufacturing | Other Industrial | Manuf. Light Industrial | Hallways/Corridors/Stairways | MLI |  | MLI | 1
Assembly/Light Manufacturing | Other Industrial | Manuf. Light Industrial | Lobby (Office Reception/Waiting) | MLI |  | MLI | 1
Assembly/Light Manufacturing | Other Industrial | Manuf. Light Industrial | Office (General) | MLI |  | MLI | 3
Assembly/Light Manufacturing | Other Industrial | Manuf. Light Industrial | Kitchen/Break room and Food Preparation | MLI |  | MLI | 2
Assembly/Light Manufacturing | Other Industrial | Manuf. Light Industrial | Office (Executive/Private) | MLI |  | MLI | 1
Assembly/Light Manufacturing | Other Industrial | Manuf. Light Industrial | Conference Room | MLI |  | MLI | 1
Assembly/Light Manufacturing | Other Industrial | Manuf. Light Industrial | Hallways/Corridors/Stairways | MLI |  | MLI | 1
Community Center | Assembly | Assembly | Vacant Office (Open Plan) | Asm |  | Asm | 1
Community Center | Assembly | Assembly | Office (Open Plan) | Asm |  | Asm | 1
Parking Structure | Other | Not Assigned | Stairwells (not stairways/hallways) | NA |  | NA | 1
Parking Structure | Other | Not Assigned | Parking | NA |  | NA | 5
Shop in Enclosed Mall | Retail - Small | Retail - Small | Non Rebated Area | RtS |  | RtS | 5
Fast Food or Self Service | Restaurant - Fast Food | Restaurant - Fast Food | Dining Area | RFF |  | RFF | 1
Vocational or Trade School | Education - Community College | Community College | Restrooms | ECC |  | ECC | 1
Commercial Farm | Agriculture | Not Assigned | Storage (Refrigerated/Freezer), Building | NA |  | NA | 1
Assembly/Light Manufacturing | Other Industrial | Manuf. Light Industrial | Comm/Ind Work (General Low Bay) | MLI |  | MLI | 1
Auto Repair | Retail - Small | Manuf. Light Industrial | Office (General) | MLI |  | MLI | 1
Auto Repair | Retail - Small | Manuf. Light Industrial | Restrooms | MLI |  | MLI | 2
Auto Repair | Retail - Small | Manuf. Light Industrial | Auto Repair Workshop | MLI |  | MLI | 2
Unconditioned Warehouse, High Bay | Office - Large | Storage Unconditioned | Restrooms | SUn |  | SUn | 1
Unconditioned Warehouse, High Bay | Office - Large | Storage Unconditioned | Conference Room | SUn |  | SUn | 2
Unconditioned Warehouse, High Bay | Office - Large | Storage Unconditioned | Hallways/Corridors/Stairways | SUn |  | SUn | 1
Unconditioned Warehouse, High Bay | Office - Large | Storage Unconditioned | Kitchen/Break room and Food Preparation | SUn |  | SUn | 2
Unconditioned Warehouse, High Bay | Office - Large | Storage Unconditioned | Lobby (Office Reception/Waiting) | SUn |  | SUn | 1
Unconditioned Warehouse, High Bay | Office - Large | Storage Unconditioned | Office (General) | SUn |  | SUn | 2
Unconditioned Warehouse, High Bay | Office - Large | Storage Unconditioned | Storage (Conditioned) | SUn |  | SUn | 1
Shop in Enclosed Mall | Retail - Small | Retail - Small | Retail Sales/Showroom | RtS |  | RtS | 2
Health/Fitness Center | Assembly | Assembly | Auditorium | Asm |  | Asm | 2
Unconditioned Warehouse, High Bay | Warehouse | Storage Unconditioned | Storage (Conditioned) | SUn |  | SUn | 1
Unconditioned Warehouse, High Bay | Warehouse | Storage Unconditioned | Restrooms | SUn |  | SUn | 2
Unconditioned Warehouse, High Bay | Warehouse | Storage Unconditioned | Office (Executive/Private) | SUn |  | SUn | 2
Library / Museum | Assembly | Assembly | Hallways/Corridors/Stairways | Asm |  | Asm | 1
Library / Museum | Assembly | Assembly | Retail Sales/Showroom | Asm |  | Asm | 1
Library / Museum | Assembly | Assembly | Mechanical/Electrical Room | Asm |  | Asm | 1
Library / Museum | Assembly | Assembly | Kitchen/Break room and Food Preparation | Asm |  | Asm | 2
Library / Museum | Assembly | Assembly | Office (General) | Asm |  | Asm | 1
Library / Museum | Assembly | Assembly | Restrooms | Asm |  | Asm | 2
Medical/Dental Office | Health/Medical - Clinic | Office - Small | Restrooms | OfS |  | OfS | 1
Medical/Dental Office | Health/Medical - Clinic | Office - Small | Medical Offices and Exam Rooms | OfS |  | OfS | 1
Medical/Dental Office | Health/Medical - Clinic | Office - Small | Lobby (Office Reception/Waiting) | OfS |  | OfS | 1
Medical/Dental Office | Health/Medical - Clinic | Office - Small | Storage (Conditioned) | OfS |  | OfS | 1
Assembly/Light Manufacturing | Other Industrial | Manuf. Light Industrial | Comm/Ind Work (General High Bay) | MLI |  | MLI | 1
Assembly/Light Manufacturing | Other Industrial | Manuf. Light Industrial | Restrooms | MLI |  | MLI | 1
Assembly/Light Manufacturing | Other Industrial | Manuf. Light Industrial | Lobby (Office Reception/Waiting) | MLI |  | MLI | 1
Assembly/Light Manufacturing | Other Industrial | Manuf. Light Industrial | Office (General) | MLI |  | MLI | 1
Table Service | Restaurant - Sit Down | Restaurant - Sit Down | Bar Cocktail Lounge | RSD |  | RSD | 1
Table Service | Restaurant - Sit Down | Restaurant - Sit Down | Dining Area | RSD |  | RSD | 2
Table Service | Restaurant - Sit Down | Restaurant - Sit Down | Hallways/Corridors/Stairways | RSD |  | RSD | 1
Table Service | Restaurant - Sit Down | Restaurant - Sit Down | Dining Area | RSD |  | RSD | 1
Library / Museum | Assembly | Assembly | Hallways/Corridors/Stairways | Asm |  | Asm | 2
Library / Museum | Assembly | Assembly | Kitchen/Break room and Food Preparation | Asm |  | Asm | 1
Library / Museum | Assembly | Assembly | Mechanical/Electrical Room | Asm |  | Asm | 2
Library / Museum | Assembly | Assembly | Comm/Ind Work (General High Bay) | Asm |  | Asm | 1
Medical/Dental Office | Health/Medical - Clinic | Office - Small | Hallways/Corridors/Stairways | OfS |  | OfS | 1
Medical/Dental Office | Health/Medical - Clinic | Office - Small | Medical Offices and Exam Rooms | OfS |  | OfS | 1
Medical/Dental Office | Health/Medical - Clinic | Office - Small | Office (Executive/Private) | OfS |  | OfS | 2
Medical/Dental Office | Health/Medical - Clinic | Office - Small | Office (General) | OfS |  | OfS | 1
Medical/Dental Office | Health/Medical - Clinic | Office - Small | Hallways/Corridors/Stairways | OfS |  | OfS | 1
Medical/Dental Office | Health/Medical - Clinic | Office - Small | Laboratory | OfS |  | OfS | 1
Medical/Dental Office | Health/Medical - Clinic | Office - Small | Other Unlisted Activity Types | OfS |  | OfS | 1
Medical/Dental Office | Health/Medical - Clinic | Office - Small | Medical Offices and Exam Rooms | OfS |  | OfS | 1
Medical/Dental Office | Health/Medical - Clinic | Office - Small | Kitchen/Break room and Food Preparation | OfS |  | OfS | 1
Medical/Dental Office | Health/Medical - Clinic | Office - Small | Lobby (Main Entry and Assembly) | OfS |  | OfS | 1
Medical/Dental Office | Health/Medical - Clinic | Office - Small | Restrooms | OfS |  | OfS | 1
Daycare or Preschool | Education - Primary School | Primary School | Classroom/Lecture | EPr |  | EPr | 3
Daycare or Preschool | Education - Primary School | Primary School | Office (General) | EPr |  | EPr | 1
Daycare or Preschool | Education - Primary School | Primary School | Kitchen/Break room and Food Preparation | EPr |  | EPr | 1
Daycare or Preschool | Education - Primary School | Primary School | Restrooms | EPr |  | EPr | 1
Department / Variety Store | Retail - Small | Retail - 3-Story (Dept Store) | Restrooms | Rt3 |  | Rt3 | 1
Food Processing | Other Industrial | Manuf. Light Industrial | Restrooms | MLI |  | MLI | 1
Food Processing | Other Industrial | Manuf. Light Industrial | Storage (Conditioned) | MLI |  | MLI | 1
Food Processing | Other Industrial | Manuf. Light Industrial | Kitchen/Break room and Food Preparation | MLI |  | MLI | 4
Food Processing | Other Industrial | Manuf. Light Industrial | Office (General) | MLI |  | MLI | 1
Food Processing | Other Industrial | Manuf. Light Industrial | Office (Open Plan) | MLI |  | MLI | 2
Food Processing | Other Industrial | Manuf. Light Industrial | Retail Sales/Showroom | MLI |  | MLI | 1
Food Processing | Other Industrial | Manuf. Light Industrial | Storage (Unconditioned) | MLI |  | MLI | 1
Repair (Non-Auto) | Restaurant - Sit Down | Manuf. Light Industrial | Dining Area | MLI |  | MLI | 1
Financial / Legal | Office - Small | Office - Small | Office (Open Plan) | OfS |  | OfS | 2
Financial / Legal | Office - Small | Office - Small | Restrooms | OfS |  | OfS | 1
Shop in Enclosed Mall | Retail - Small | Retail - Small | Retail Sales/Showroom | RtS |  | RtS | 2
Fast Food or Self Service | Restaurant - Fast Food | Restaurant - Fast Food | Kitchen/Break room and Food Preparation | RFF |  | RFF | 1
Table Service | Restaurant - Sit Down | Restaurant - Sit Down | Lobby (Office Reception/Waiting) | RSD |  | RSD | 1
Table Service | Restaurant - Sit Down | Restaurant - Sit Down | Kitchen/Break room and Food Preparation | RSD |  | RSD | 1
Table Service | Restaurant - Sit Down | Restaurant - Sit Down | Smoking Lounge | RSD |  | RSD | 1
Data Processing/Computer Center | Office - Small | Office - Small | Auto Repair Workshop | OfS |  | OfS | 2
Shop in Enclosed Mall | Retail - Small | Retail - Small | Restrooms | RtS |  | RtS | 1
Auto Repair | Retail - Small | Manuf. Light Industrial | Restrooms | MLI |  | MLI | 2
Medical/Dental Office | Health/Medical - Clinic | Office - Small | Hallways/Corridors/Stairways | OfS |  | OfS | 1
Medical/Dental Office | Health/Medical - Clinic | Office - Small | Lobby (Office Reception/Waiting) | OfS |  | OfS | 1
Medical/Dental Office | Health/Medical - Clinic | Office - Small | Medical Offices and Exam Rooms | OfS |  | OfS | 1
Medical/Dental Office | Health/Medical - Clinic | Office - Small | Storage (Conditioned) | OfS |  | OfS | 1
Health/Fitness Center | Assembly | Assembly | Exercise Centers/Gymnasium | Asm |  | Asm | 1
Health/Fitness Center | Assembly | Assembly | Storage (Unconditioned) | Asm |  | Asm | 1
Other Office | Office - Small | Office - Small | Restrooms | OfS |  | OfS | 1
Table Service | Restaurant - Sit Down | Restaurant - Sit Down | Dining Area | RSD |  | RSD | 2
Shop in Enclosed Mall | Retail - Small | Retail - Small | Storage (Unconditioned) | RtS |  | RtS | 2
Shop in Enclosed Mall | Retail - Small | Retail - Small | Retail Sales/Showroom | RtS |  | RtS | 4
Shop in Enclosed Mall | Retail - Small | Retail - Small | Office (General) | RtS |  | RtS | 1
Shop in Enclosed Mall | Retail - Small | Retail - Small | Restrooms | RtS |  | RtS | 1
Shop in Enclosed Mall | Retail - Small | Retail - Small | Retail Sales/Showroom | RtS |  | RtS | 5
Shop in Enclosed Mall | Retail - Small | Retail - Small | Kitchen/Break room and Food Preparation | RtS |  | RtS | 1
Financial / Legal | Office - Small | Office - Small | Copy Room | OfS |  | OfS | 1
Financial / Legal | Office - Small | Office - Small | Kitchen/Break room and Food Preparation | OfS |  | OfS | 1
Financial / Legal | Office - Small | Office - Small | Office (Open Plan) | OfS |  | OfS | 2
Shop in Enclosed Mall | Retail - Small | Retail - Small | Storage (Conditioned) | RtS |  | RtS | 1
Shop in Enclosed Mall | Retail - Small | Retail - Small | Kitchen/Break room and Food Preparation | RtS |  | RtS | 1
Shop in Enclosed Mall | Retail - Small | Retail - Small | Lobby (Main Entry and Assembly) | RtS |  | RtS | 1
Shop in Enclosed Mall | Retail - Small | Retail - Small | Restrooms | RtS |  | RtS | 1
Religious Assembly (mixed use) | Assembly | Assembly | Office (General) | Asm |  | Asm | 1
Religious Assembly (mixed use) | Assembly | Assembly | Restrooms | Asm |  | Asm | 2
Religious Assembly (mixed use) | Assembly | Assembly | Hallways/Corridors/Stairways | Asm |  | Asm | 1
Religious Assembly (mixed use) | Assembly | Assembly | Religious Worship | Asm |  | Asm | 1
Religious Assembly (mixed use) | Assembly | Assembly | Classroom/Lecture | Asm |  | Asm | 4
Religious Assembly (mixed use) | Assembly | Assembly | Dining Area | Asm |  | Asm | 2
Religious Assembly (mixed use) | Assembly | Assembly | Kitchen/Break room and Food Preparation | Asm |  | Asm | 1
Medical/Dental Office | Health/Medical - Clinic | Office - Small | Lobby (Main Entry and Assembly) | OfS |  | OfS | 1
Medical/Dental Office | Health/Medical - Clinic | Office - Small | Storage (Unconditioned) | OfS |  | OfS | 1
Medical/Dental Office | Health/Medical - Clinic | Office - Small | Office (General) | OfS |  | OfS | 2
Medical/Dental Office | Health/Medical - Clinic | Office - Small | Patient Rooms | OfS |  | OfS | 1
General Offices | Retail - Small | Office - Small | Auto Repair Workshop | OfS |  | OfS | 1
General Offices | Retail - Small | Office - Small | Restrooms | OfS |  | OfS | 1
Auto Repair | Retail - Small | Manuf. Light Industrial | Storage (Unconditioned) | MLI |  | MLI | 1
Auto Repair | Retail - Small | Manuf. Light Industrial | Lobby (Office Reception/Waiting) | MLI |  | MLI | 1
Auto Repair | Retail - Small | Manuf. Light Industrial | Office (General) | MLI |  | MLI | 1
Auto Repair | Retail - Small | Manuf. Light Industrial | Office (Executive/Private) | MLI |  | MLI | 1
Table Service | Restaurant - Sit Down | Restaurant - Sit Down | Locker and Dressing Room | RSD |  | RSD | 1
Table Service | Restaurant - Sit Down | Restaurant - Sit Down | Restrooms | RSD |  | RSD | 1
Table Service | Restaurant - Sit Down | Restaurant - Sit Down | Storage (Unconditioned) | RSD |  | RSD | 1
Table Service | Restaurant - Sit Down | Restaurant - Sit Down | Kitchen/Break room and Food Preparation | RSD |  | RSD | 1
Medical/Dental Office | Health/Medical - Clinic | Office - Small | Office (Executive/Private) | OfS |  | OfS | 1
Medical/Dental Office | Health/Medical - Clinic | Office - Small | Restrooms | OfS |  | OfS | 1
Medical/Dental Office | Health/Medical - Clinic | Office - Small | Lobby (Main Entry and Assembly) | OfS |  | OfS | 1
Medical/Dental Office | Health/Medical - Clinic | Office - Small | Lobby (Office Reception/Waiting) | OfS |  | OfS | 1
Auto Repair | Retail - Small | Manuf. Light Industrial | Auto Repair Workshop | MLI |  | MLI | 1
Administration and management | Office - Small | Office - Large | Restrooms | OfL |  | OfL | 1
Laundry | Laundry | Retail - Small | Laundry | RtS |  | RtS | 2
Medical/Dental Office | Health/Medical - Clinic | Office - Small | Office (General) | OfS |  | OfS | 1
Medical/Dental Office | Health/Medical - Clinic | Office - Small | Restrooms | OfS |  | OfS | 1
Daycare or Preschool | Education - Primary School | Primary School | Restrooms | EPr |  | EPr | 3
Daycare or Preschool | Education - Primary School | Primary School | Lobby (Main Entry and Assembly) | EPr |  | EPr | 1
Daycare or Preschool | Education - Primary School | Primary School | Classroom/Lecture | EPr |  | EPr | 6
Day Spa | Retail - Small | Retail - Small | Lobby (Office Reception/Waiting) | RtS |  | RtS | 1
Medical/Dental Office | Health/Medical - Clinic | Office - Small | Restrooms | OfS |  | OfS | 1
Medical/Dental Office | Health/Medical - Clinic | Office - Small | Lobby (Main Entry and Assembly) | OfS |  | OfS | 1
Medical/Dental Office | Health/Medical - Clinic | Office - Small | Lobby (Office Reception/Waiting) | OfS |  | OfS | 1
Medical/Dental Office | Health/Medical - Clinic | Office - Small | Medical Offices and Exam Rooms | OfS |  | OfS | 6
Medical/Dental Office | Health/Medical - Clinic | Office - Small | Office (General) | OfS |  | OfS | 3
Financial / Legal | Office - Small | Office - Small | Restrooms | OfS |  | OfS | 1
Financial / Legal | Office - Small | Office - Small | Kitchen/Break room and Food Preparation | OfS |  | OfS | 1
Financial / Legal | Office - Small | Office - Small | Office (Executive/Private) | OfS |  | OfS | 1
Religious Assembly (mixed use) | Assembly | Assembly | Hallways/Corridors/Stairways | Asm |  | Asm | 1
Religious Assembly (mixed use) | Assembly | Assembly | Lobby (Main Entry and Assembly) | Asm |  | Asm | 3
Medical/Dental Office | Health/Medical - Clinic | Office - Small | Restrooms | OfS |  | OfS | 1
Daycare or Preschool | Education - Primary School | Primary School | Classroom/Lecture | EPr |  | EPr | 2
Daycare or Preschool | Education - Primary School | Primary School | Office (Open Plan) | EPr |  | EPr | 1
Daycare or Preschool | Education - Primary School | Primary School | Restrooms | EPr |  | EPr | 1
Daycare or Preschool | Education - Primary School | Primary School | Kitchen/Break room and Food Preparation | EPr |  | EPr | 1
Daycare or Preschool | Education - Primary School | Primary School | Office (Executive/Private) | EPr |  | EPr | 1
Message Spa | Retail - Small | Retail - Small | Restrooms | RtS |  | RtS | 1
Message Spa | Retail - Small | Retail - Small | Storage (Unconditioned) | RtS |  | RtS | 1
Message Spa | Retail - Small | Retail - Small | Office (Executive/Private) | RtS |  | RtS | 1
Message Spa | Retail - Small | Retail - Small | Patient Rooms | RtS |  | RtS | 1
Shop in Enclosed Mall | Retail - Small | Retail - Small | Restrooms | RtS |  | RtS | 2
Shop in Enclosed Mall | Retail - Large | Retail - Small | Retail Sales/Showroom | RtS |  | RtS | 2
Daycare or Preschool | Education - Primary School | Primary School | Classroom/Lecture | EPr |  | EPr | 1
Daycare or Preschool | Education - Primary School | Primary School | Kitchen/Break room and Food Preparation | EPr |  | EPr | 1
Daycare or Preschool | Education - Primary School | Primary School | Storage (Conditioned) | EPr |  | EPr | 1
Daycare or Preschool | Education - Primary School | Primary School | Hallways/Corridors/Stairways | EPr |  | EPr | 1
Daycare or Preschool | Education - Primary School | Primary School | Restrooms | EPr |  | EPr | 2
Fast Food or Self Service | Restaurant - Fast Food | Restaurant - Fast Food | Retail Sales/Showroom | RFF |  | RFF | 1
Hair Salon | Retail - Small | Retail - Small | Restrooms | RtS |  | RtS | 1
Hair Salon | Retail - Small | Retail - Small | Barber/Beauty Shop | RtS |  | RtS | 3
Electronics Manufacturing | Other Industrial | Manuf. Light Industrial | Hallways/Corridors/Stairways | MLI |  | MLI | 1
Electronics Manufacturing | Other Industrial | Manuf. Light Industrial | Office (Executive/Private) | MLI |  | MLI | 1
Electronics Manufacturing | Other Industrial | Manuf. Light Industrial | Office (Open Plan) | MLI |  | MLI | 1
Electronics Manufacturing | Other Industrial | Manuf. Light Industrial | Lobby (Office Reception/Waiting) | MLI |  | MLI | 1
Electronics Manufacturing | Other Industrial | Manuf. Light Industrial | Office (General) | MLI |  | MLI | 1
Electronics Manufacturing | Other Industrial | Manuf. Light Industrial | Restrooms | MLI |  | MLI | 1
Electronics Manufacturing | Other Industrial | Manuf. Light Industrial | Comm/Ind Work (Precision) | MLI |  | MLI | 1
Electronics Manufacturing | Other Industrial | Manuf. Light Industrial | Comm/Ind Work (General Low Bay) | MLI |  | MLI | 1
Refrigerated Warehouse | Warehouse | Refrigerated Warehouse | Comm/Ind Work (General High Bay) | WRf |  | WRf | 5
Golf Club | Assembly | Restaurant - Sit Down | Kitchen/Break room and Food Preparation | RSD |  | RSD | 1
Golf Club | Assembly | Restaurant - Sit Down | Locker and Dressing Room | RSD |  | RSD | 1
Golf Club | Assembly | Restaurant - Sit Down | Restrooms | RSD |  | RSD | 5
Golf Club | Assembly | Restaurant - Sit Down | Storage (Unconditioned) | RSD |  | RSD | 2
Golf Club | Assembly | Restaurant - Sit Down | Auto Repair Workshop | RSD |  | RSD | 2
Nursing Home | Health/Medical - Clinic | Nursing Home | Kitchen/Break room and Food Preparation | Nrs |  | Nrs | 1
Nursing Home | Health/Medical - Clinic | Nursing Home | Storage (Unconditioned) | Nrs |  | Nrs | 1
Nursing Home | Health/Medical - Clinic | Nursing Home | Restrooms | Nrs |  | Nrs | 1
Nursing Home | Health/Medical - Clinic | Nursing Home | Auto Repair Workshop | Nrs |  | Nrs | 1
Table Service | Restaurant - Sit Down | Restaurant - Sit Down | Dining Area | RSD |  | RSD | 2
Table Service | Restaurant - Sit Down | Restaurant - Sit Down | Kitchen/Break room and Food Preparation | RSD |  | RSD | 1
Fast Food or Self Service | Restaurant - Fast Food | Restaurant - Fast Food | Retail Sales/Showroom | RFF |  | RFF | 1
Assembly/Light Manufacturing | Other Industrial | Manuf. Light Industrial | Kitchen/Break room and Food Preparation | MLI |  | MLI | 1
Assembly/Light Manufacturing | Other Industrial | Manuf. Light Industrial | Storage (Conditioned) | MLI |  | MLI | 1
Clinic/Outpatient Care | Health/Medical - Clinic | Office - Small | Restrooms | OfS |  | OfS | 2
Clinic/Outpatient Care | Health/Medical - Clinic | Office - Small | Lobby (Office Reception/Waiting) | OfS |  | OfS | 1
Table Service | Restaurant - Sit Down | Restaurant - Sit Down | Restrooms | RSD |  | RSD | 2
Other Retail Store | Retail - Small | Retail - Small | Restrooms | RtS |  | RtS | 1
Townhouse | Other | Not Assigned | Parking | NA |  | NA | 1
Community Center | Assembly | Assembly | Classroom/Lecture | Asm |  | Asm | 2
Community Center | Assembly | Assembly | Hallways/Corridors/Stairways | Asm |  | Asm | 1
Community Center | Assembly | Assembly | Kitchen/Break room and Food Preparation | Asm |  | Asm | 1
Community Center | Assembly | Assembly | Lobby (Main Entry and Assembly) | Asm |  | Asm | 1
Community Center | Assembly | Assembly | Office (General) | Asm |  | Asm | 3
Community Center | Assembly | Assembly | Storage (Conditioned) | Asm |  | Asm | 1
Daycare or Preschool | Education - Primary School | Primary School | Classrooms (Portable) | EPr |  | EPr | 2
Data Processing/Computer Center | Office - Small | Office - Small | Restrooms | OfS |  | OfS | 1
Repair (Non-Auto) | Retail - Small | Manuf. Light Industrial | Storage (Unconditioned) | MLI |  | MLI | 1
Conditioned Warehouse, Low Bay | Warehouse | Storage Conditioned | Conference Room | SCn |  | SCn | 1
Conditioned Warehouse, Low Bay | Warehouse | Storage Conditioned | Hallways/Corridors/Stairways | SCn |  | SCn | 1
Conditioned Warehouse, Low Bay | Warehouse | Storage Conditioned | Lobby (Office Reception/Waiting) | SCn |  | SCn | 1
Conditioned Warehouse, Low Bay | Warehouse | Storage Conditioned | Office (General) | SCn |  | SCn | 4
Conditioned Warehouse, Low Bay | Warehouse | Storage Conditioned | Comm/Ind Work (General High Bay) | SCn |  | SCn | 1
Conditioned Warehouse, Low Bay | Warehouse | Storage Conditioned | Restrooms | SCn |  | SCn | 1
Administration and management | Office - Small | Office - Large | Hallways/Corridors/Stairways | OfL |  | OfL | 1
Administration and management | Office - Small | Office - Large | Restrooms | OfL |  | OfL | 1
Community Center | Assembly | Assembly | Bar Cocktail Lounge | Asm |  | Asm | 1
Community Center | Assembly | Assembly | Storage (Conditioned) | Asm |  | Asm | 2
Community Center | Assembly | Assembly | Dining Area | Asm |  | Asm | 1
Shop in Enclosed Mall | Retail - Small | Retail - Small | Retail Sales/Showroom | RtS |  | RtS | 1
Table Service | Restaurant - Sit Down | Restaurant - Sit Down | Dining Area | RSD |  | RSD | 1
Shop in Enclosed Mall | Retail - Small | Retail - Small | Retail Sales/Showroom | RtS |  | RtS | 1
Office Building | Office - Small | Office - Large | Hallways/Corridors/Stairways | OfL |  | OfL | 1
Office Building | Office - Small | Office - Large | Lobby (Office Reception/Waiting) | OfL |  | OfL | 1
Office Building | Office - Small | Office - Large | Office (General) | OfL |  | OfL | 2
Office Building | Office - Small | Office - Large | Storage (Conditioned) | OfL |  | OfL | 1
Table Service | Restaurant - Sit Down | Restaurant - Sit Down | Dining Area | RSD |  | RSD | 1
Table Service | Restaurant - Sit Down | Restaurant - Sit Down | Restrooms | RSD |  | RSD | 1
Table Service | Restaurant - Sit Down | Restaurant - Sit Down | Restrooms | RSD |  | RSD | 1
Table Service | Restaurant - Sit Down | Restaurant - Sit Down | Storage (Unconditioned) | RSD |  | RSD | 2
Shop in Enclosed Mall | Retail - Small | Retail - Small | Restrooms | RtS |  | RtS | 1
Shop in Enclosed Mall | Retail - Small | Retail - Small | Retail Sales/Showroom | RtS |  | RtS | 1
Table Service | Restaurant - Sit Down | Restaurant - Sit Down | Dining Area | RSD |  | RSD | 1
Shop in Enclosed Mall | Retail - Small | Retail - Small | Restrooms | RtS |  | RtS | 1
General Offices | Office - Small | Office - Small | Hallways/Corridors/Stairways | OfS |  | OfS | 1
General Offices | Office - Small | Office - Small | Restrooms | OfS |  | OfS | 1
Daycare or Preschool | Education - Primary School | Primary School | Classroom/Lecture | EPr |  | EPr | 1
Daycare or Preschool | Education - Primary School | Primary School | Restrooms | EPr |  | EPr | 2
Shop in Enclosed Mall | Retail - Small | Retail - Small | Kitchen/Break room and Food Preparation | RtS |  | RtS | 1
Shop in Enclosed Mall | Retail - Small | Retail - Small | Restrooms | RtS |  | RtS | 1
Table Service | Restaurant - Sit Down | Restaurant - Sit Down | Dining Area | RSD |  | RSD | 1
Table Service | Restaurant - Sit Down | Restaurant - Sit Down | Restrooms | RSD |  | RSD | 1
Repair (Non-Auto) | Other Industrial | Manuf. Light Industrial | Comm/Ind Work (General High Bay) | MLI |  | MLI | 1
Repair (Non-Auto) | Other Industrial | Manuf. Light Industrial | Lobby (Office Reception/Waiting) | MLI |  | MLI | 1
Repair (Non-Auto) | Other Industrial | Manuf. Light Industrial | Office (Executive/Private) | MLI |  | MLI | 1
Shop in Enclosed Mall | Retail - Small | Retail - Small | Restrooms | RtS |  | RtS | 1
Assembly/Light Manufacturing | Other Industrial | Manuf. Light Industrial | Restrooms | MLI |  | MLI | 1
Assembly/Light Manufacturing | Other Industrial | Manuf. Light Industrial | Comm/Ind Work (General High Bay) | MLI |  | MLI | 3
Assembly/Light Manufacturing | Other Industrial | Manuf. Light Industrial | Comm/Ind Work (General Low Bay) | MLI |  | MLI | 2
Assembly/Light Manufacturing | Other Industrial | Manuf. Light Industrial | Conference Room | MLI |  | MLI | 2
Assembly/Light Manufacturing | Other Industrial | Manuf. Light Industrial | Kitchen/Break room and Food Preparation | MLI |  | MLI | 1
Assembly/Light Manufacturing | Other Industrial | Manuf. Light Industrial | Lobby (Office Reception/Waiting) | MLI |  | MLI | 1
Assembly/Light Manufacturing | Other Industrial | Manuf. Light Industrial | Office (General) | MLI |  | MLI | 1
Assembly/Light Manufacturing | Other Industrial | Manuf. Light Industrial | Office (Open Plan) | MLI |  | MLI | 2
Bar/Tavern/Nightclub/Other | Restaurant - Sit Down | Restaurant - Sit Down | Hallways/Corridors/Stairways | RSD |  | RSD | 1
Bar/Tavern/Nightclub/Other | Restaurant - Sit Down | Restaurant - Sit Down | Storage (Conditioned) | RSD |  | RSD | 1
Administration and management | Office - Small | Office - Large | Conference Room | OfL |  | OfL | 1
Religious Assembly (mixed use) | Assembly | Assembly | Office (General) | Asm |  | Asm | 1
Religious Assembly (mixed use) | Assembly | Assembly | Restrooms | Asm |  | Asm | 2
Religious Assembly (mixed use) | Assembly | Assembly | Storage (Unconditioned) | Asm |  | Asm | 1
Religious Assembly (mixed use) | Assembly | Assembly | Classroom/Lecture | Asm |  | Asm | 1
General Offices | Office - Small | Office - Small | Restrooms | OfS |  | OfS | 1
Other Retail Store | Retail - Large | Retail - Small | Retail Sales/Showroom | RtS |  | RtS | 3
Auto Repair | Retail - Small | Manuf. Light Industrial | Restrooms | MLI |  | MLI | 2
Fast Food or Self Service | Restaurant - Sit Down | Restaurant - Fast Food | Restrooms | RFF |  | RFF | 1
General Offices | Office - Small | Office - Small | Conference Room | OfS |  | OfS | 1
Fast Food or Self Service | Restaurant - Fast Food | Restaurant - Fast Food | Retail Sales/Showroom | RFF |  | RFF | 1
Shop in Enclosed Mall | Retail - Small | Retail - Small | Retail Sales/Showroom | RtS |  | RtS | 2
Fast Food or Self Service | Restaurant - Fast Food | Restaurant - Fast Food | Storage (Conditioned) | RFF |  | RFF | 1
Bakery/Catering | Restaurant - Fast Food | Restaurant - Sit Down | Dining Area | RSD |  | RSD | 1
Hair Salon | Retail - Small | Retail - Small | Barber/Beauty Shop | RtS |  | RtS | 1
Shop in Enclosed Mall | Retail - Small | Retail - Small | Retail Sales/Showroom | RtS |  | RtS | 2
Shop in Enclosed Mall | Retail - Small | Retail - Small | Restrooms | RtS |  | RtS | 1
Shop in Enclosed Mall | Retail - Small | Retail - Small | Retail Sales/Showroom | RtS |  | RtS | 1
Shop in Enclosed Mall | Retail - Small | Retail - Small | Retail Sales/Showroom | RtS |  | RtS | 2
Financial / Legal | Office - Small | Office - Small | Restrooms | OfS |  | OfS | 1
Fast Food or Self Service | Restaurant - Sit Down | Restaurant - Fast Food | Restrooms | RFF |  | RFF | 1
Fast Food or Self Service | Restaurant - Sit Down | Restaurant - Fast Food | Dining Area | RFF |  | RFF | 1
Other Retail Store | Retail - Large | Retail - Small | Office (General) | RtS |  | RtS | 1
Other Retail Store | Retail - Large | Retail - Small | Retail Sales/Showroom | RtS |  | RtS | 2
Table Service | Restaurant - Sit Down | Restaurant - Sit Down | Dining Area | RSD |  | RSD | 1
Table Service | Restaurant - Sit Down | Restaurant - Sit Down | Hallways/Corridors/Stairways | RSD |  | RSD | 1
Table Service | Restaurant - Sit Down | Restaurant - Sit Down | Office (Executive/Private) | RSD |  | RSD | 1
Table Service | Restaurant - Sit Down | Restaurant - Sit Down | Restrooms | RSD |  | RSD | 1
Wholesale Sales | Warehouse | Office - Small | Storage (Unconditioned) | OfS |  | OfS | 3
Wholesale Sales | Warehouse | Office - Small | Conference Room | OfS |  | OfS | 1
Wholesale Sales | Warehouse | Office - Small | Hallways/Corridors/Stairways | OfS |  | OfS | 1
Wholesale Sales | Warehouse | Office - Small | Lobby (Office Reception/Waiting) | OfS |  | OfS | 1
Wholesale Sales | Warehouse | Office - Small | Office (Executive/Private) | OfS |  | OfS | 2
Wholesale Sales | Warehouse | Office - Small | Office (Open Plan) | OfS |  | OfS | 4
Wholesale Sales | Warehouse | Office - Small | Restrooms | OfS |  | OfS | 3
Wholesale Sales | Warehouse | Retail - Large (Bigbox) | Retail Sales/Showroom | OfS | RtL | RtL | 2
Fast Food or Self Service | Restaurant - Sit Down | Restaurant - Fast Food | Restrooms | RFF |  | RFF | 1
Fast Food or Self Service | Restaurant - Fast Food | Restaurant - Fast Food | Dining Area | RFF |  | RFF | 1
Shop in Enclosed Mall | Retail - Small | Retail - Small | Retail Sales/Showroom | RtS |  | RtS | 1
Shop in Enclosed Mall | Retail - Small | Retail - Small | Retail Sales/Showroom | RtS |  | RtS | 2
Shop in Enclosed Mall | Retail - Small | Retail - Small | Restrooms | RtS |  | RtS | 1
Shop in Enclosed Mall | Retail - Large | Retail - Small | Office (General) | RtS |  | RtS | 1
Shop in Enclosed Mall | Retail - Large | Retail - Small | Restrooms | RtS |  | RtS | 1
Shop in Enclosed Mall | Retail - Large | Retail - Small | Storage (Conditioned) | RtS |  | RtS | 1
Shop in Enclosed Mall | Retail - Large | Retail - Small | Stairwells (not stairways/hallways) | RtS |  | RtS | 1
Shop in Enclosed Mall | Retail - Large | Retail - Small | Retail Sales/Showroom | RtS |  | RtS | 2
General Offices | Office - Small | Office - Small | Auditorium | OfS |  | OfS | 1
General Offices | Office - Small | Office - Small | Copy Room | OfS |  | OfS | 1
General Offices | Office - Small | Office - Small | Hallways/Corridors/Stairways | OfS |  | OfS | 3
General Offices | Office - Small | Office - Small | Kitchen/Break room and Food Preparation | OfS |  | OfS | 1
General Offices | Office - Small | Office - Small | Office (Executive/Private) | OfS |  | OfS | 2
General Offices | Office - Small | Office - Small | Office (General) | OfS |  | OfS | 2
Shop in Enclosed Mall | Retail - Small | Retail - Small | Kitchen/Break room and Food Preparation | RtS |  | RtS | 1
Shop in Enclosed Mall | Retail - Small | Retail - Small | Office (Executive/Private) | RtS |  | RtS | 1
Shop in Enclosed Mall | Retail - Small | Retail - Small | Restrooms | RtS |  | RtS | 1
Shop in Enclosed Mall | Retail - Small | Retail - Small | Retail Sales/Showroom | RtS |  | RtS | 1
Auto Sales | Retail - Small | Retail - Small | Restrooms | RtS |  | RtS | 1
Health/Fitness Center | Assembly | Assembly | Auditorium | Asm |  | Asm | 1
Fast Food or Self Service | Restaurant - Fast Food | Restaurant - Fast Food | Storage (Refrigerated/Freezer), Walk-in | RFF |  | RFF | 1
Other Office | Office - Small | Office - Small | Restrooms | OfS |  | OfS | 1
Music Lessons | Retail - Small | Office - Small | Bank/Financial | OfS |  | OfS | 1
Music Lessons | Retail - Small | Office - Small | Office (Executive/Private) | OfS |  | OfS | 1
Retail Warehouse/Clubs | Retail - Small | Retail - Large (Bigbox) | Bar Cocktail Lounge | RtL |  | RtL | 1
Retail Warehouse/Clubs | Retail - Small | Retail - Large (Bigbox) | Storage (Unconditioned) | RtL |  | RtL | 1
Retail Warehouse/Clubs | Retail - Small | Retail - Large (Bigbox) | Retail Sales/Showroom | RtL |  | RtL | 2
General Offices | Government | Office - Small | Auto Repair Workshop | OfS |  | OfS | 1
General Offices | Government | Office - Small | Office (Executive/Private) | OfS |  | OfS | 1
General Offices | Government | Office - Small | Office (Open Plan) | OfS |  | OfS | 1
General Offices | Government | Office - Small | Storage (Unconditioned) | OfS |  | OfS | 5
General Offices | Government | Office - Small | Kitchen/Break room and Food Preparation | OfS |  | OfS | 1
General Offices | Government | Office - Small | Lobby (Office Reception/Waiting) | OfS |  | OfS | 1
General Offices | Government | Office - Small | Restrooms | OfS |  | OfS | 1
Fast Food or Self Service | Restaurant - Fast Food | Restaurant - Fast Food | Kitchen/Break room and Food Preparation | RFF |  | RFF | 1
Shop in Enclosed Mall | Retail - Small | Retail - Small | Retail Sales/Showroom | RtS |  | RtS | 1
Shop in Enclosed Mall | Retail - Small | Retail - Small | Restrooms | RtS |  | RtS | 1
Shop in Enclosed Mall | Retail - Small | Retail - Small | Retail Sales/Showroom | RtS |  | RtS | 1
Table Service | Restaurant - Sit Down | Restaurant - Sit Down | Storage (Conditioned) | RSD |  | RSD | 1
Administration and management | Office - Small | Office - Large | Restrooms | OfL |  | OfL | 1
Retail Warehouse/Clubs | Retail - Small | Retail - Large (Bigbox) | Restrooms | RtL |  | RtL | 2
Retail Warehouse/Clubs | Retail - Small | Retail - Large (Bigbox) | Kitchen/Break room and Food Preparation | RtL |  | RtL | 1
Retail Warehouse/Clubs | Retail - Small | Retail - Large (Bigbox) | Office (General) | RtL |  | RtL | 1
Retail Warehouse/Clubs | Retail - Small | Retail - Large (Bigbox) | Retail Sales/Showroom | RtL |  | RtL | 2
Retail Warehouse/Clubs | Retail - Small | Retail - Large (Bigbox) | Office (Executive/Private) | RtL |  | RtL | 2
Retail Warehouse/Clubs | Retail - Small | Retail - Large (Bigbox) | Comm/Ind Work (General High Bay) | RtL |  | RtL | 1
Table Service | Restaurant - Sit Down | Restaurant - Sit Down | Dining Area | RSD |  | RSD | 1
Table Service | Restaurant - Sit Down | Restaurant - Sit Down | Restrooms | RSD |  | RSD | 1
Other Retail Store | Retail - Small | Retail - Small | Retail Sales/Showroom | RtS |  | RtS | 1
Daycare or Preschool | Education - Primary School | Primary School | Classrooms (Portable) | EPr |  | EPr | 1
Daycare or Preschool | Education - Primary School | Primary School | Restrooms | EPr |  | EPr | 1
Table Service | Restaurant - Sit Down | Restaurant - Sit Down | Dining Area | RSD |  | RSD | 1
Table Service | Restaurant - Sit Down | Restaurant - Sit Down | Storage (Conditioned) | RSD |  | RSD | 1
Administration and management | Office - Small | Office - Large | Restrooms | OfL |  | OfL | 1
Administration and management | Office - Small | Office - Large | Hallways/Corridors/Stairways | OfL |  | OfL | 1
Data Processing/Computer Center | Office - Small | Office - Small | Office (Open Plan) | OfS |  | OfS | 1
Fabrication | Other Industrial | Manuf. Light Industrial | Comm/Ind Work (Precision) | MLI |  | MLI | 6
Unconditioned Warehouse, High Bay | Office - Small | Storage Unconditioned | Restrooms | SUn |  | SUn | 1
Repair (Non-Auto) | Warehouse | Manuf. Light Industrial | Comm/Ind Work (General High Bay) | MLI |  | MLI | 2
Repair (Non-Auto) | Warehouse | Manuf. Light Industrial | Copy Room | MLI |  | MLI | 1
Repair (Non-Auto) | Warehouse | Manuf. Light Industrial | Hallways/Corridors/Stairways | MLI |  | MLI | 1
Repair (Non-Auto) | Warehouse | Manuf. Light Industrial | Office (General) | MLI |  | MLI | 1
Administration and management | Office - Small | Office - Large | Conference Room | OfL |  | OfL | 1
Administration and management | Office - Small | Office - Large | Office (Executive/Private) | OfL |  | OfL | 1
Medical/Dental Office | Office - Small | Office - Small | Laboratory | OfS |  | OfS | 1
Medical/Dental Office | Office - Small | Office - Small | Lobby (Office Reception/Waiting) | OfS |  | OfS | 1
Shop in Enclosed Mall | Retail - Small | Retail - Small | Restrooms | RtS |  | RtS | 1
Shop in Enclosed Mall | Retail - Small | Retail - Small | Retail Sales/Showroom | RtS |  | RtS | 1
General Offices | Retail - Small | Office - Small | Restrooms | OfS |  | OfS | 1
Lab/R&D Facility | Office - Small | Manufacturing Bio/Tech | Restrooms | MBT |  | MBT | 2
Administration and management | Office - Small | Office - Large | Hallways/Corridors/Stairways | OfL |  | OfL | 1
Administration and management | Office - Small | Office - Large | Lobby (Office Reception/Waiting) | OfL |  | OfL | 1
Table Service | Restaurant - Sit Down | Restaurant - Sit Down | Dining Area | RSD |  | RSD | 1
Medical/Dental Office | Office - Small | Office - Small | Restrooms | OfS |  | OfS | 1
Administration and management | Office - Small | Office - Large | Office (General) | OfL |  | OfL | 1
Shop in Enclosed Mall | Retail - Small | Retail - Small | Storage (Conditioned) | RtS |  | RtS | 1
Clinic/Outpatient Care | Office - Small | Office - Small | Hallways/Corridors/Stairways | OfS |  | OfS | 1
Clinic/Outpatient Care | Office - Small | Office - Small | Restrooms | OfS |  | OfS | 1
Medical/Dental Office | Office - Small | Office - Small | Restrooms | OfS |  | OfS | 1
Medical/Dental Office | Office - Small | Office - Small | Storage (Unconditioned) | OfS |  | OfS | 1
Table Service | Restaurant - Sit Down | Restaurant - Sit Down | Restrooms | RSD |  | RSD | 1
Financial / Legal | Office - Small | Office - Small | Lobby (Office Reception/Waiting) | OfS |  | OfS | 1
Auto Sales | Retail - Small | Retail - Small | Restrooms | RtS |  | RtS | 1
Auto Sales | Retail - Small | Retail - Small | Storage (Unconditioned) | RtS |  | RtS | 1
Assembly/Light Manufacturing | Office - Small | Manuf. Light Industrial | Restrooms | MLI |  | MLI | 2
Storage | Warehouse | Storage Conditioned | Storage (Unconditioned) | SCn |  | SCn | 1
Religious Assembly (mixed use) | Assembly | Assembly | Classroom/Lecture | Asm |  | Asm | 2
Religious Assembly (mixed use) | Assembly | Assembly | Kitchen/Break room and Food Preparation | Asm |  | Asm | 1
Religious Assembly (mixed use) | Assembly | Assembly | Lobby (Office Reception/Waiting) | Asm |  | Asm | 1
Religious Assembly (mixed use) | Assembly | Assembly | Mechanical/Electrical Room | Asm |  | Asm | 1
Religious Assembly (mixed use) | Assembly | Assembly | Office (Executive/Private) | Asm |  | Asm | 1
Religious Assembly (mixed use) | Assembly | Assembly | Religious Worship | Asm |  | Asm | 1
Religious Assembly (mixed use) | Assembly | Assembly | Restrooms | Asm |  | Asm | 2
Religious Assembly (mixed use) | Assembly | Assembly | Hallways/Corridors/Stairways | Asm |  | Asm | 4
Middle / Secondary School | Education - Secondary School | Secondary School | Classroom/Lecture | ESe |  | ESe | 2
Middle / Secondary School | Education - Secondary School | Secondary School | Hallways/Corridors/Stairways | ESe |  | ESe | 3
Middle / Secondary School | Education - Secondary School | Secondary School | Office (Executive/Private) | ESe |  | ESe | 1
Middle / Secondary School | Education - Secondary School | Secondary School | Office (General) | ESe |  | ESe | 1
Elementary School | Education - Primary School | Primary School | Classroom/Lecture | EPr |  | EPr | 3
Elementary School | Education - Primary School | Primary School | Office (General) | EPr |  | EPr | 1
Elementary School | Education - Primary School | Primary School | Storage (Unconditioned) | EPr |  | EPr | 1
Office Building | Office - Large | Office - Large | Office (Open Plan) | OfL |  | OfL | 2
Office Building | Office - Large | Office - Large | Conference Room | OfL |  | OfL | 1
Office Building | Office - Large | Office - Large | Office (Executive/Private) | OfL |  | OfL | 7
Police/Fire Station | Government | Not Assigned | Restrooms | NA |  | NA | 1
Police/Fire Station | Government | Not Assigned | Parking | NA |  | NA | 1
Police/Fire Station | Government | Not Assigned | Hallways/Corridors/Stairways | NA |  | NA | 1
Police/Fire Station | Government | Not Assigned | Lobby (Main Entry and Assembly) | NA |  | NA | 1
Police/Fire Station | Government | Not Assigned | Locker and Dressing Room | NA |  | NA | 1
Other Industrial | Other Industrial | Manuf. Light Industrial | Comm/Ind Work (General High Bay) | MLI |  | MLI | 5
Assembly/Light Manufacturing | Other Industrial | Manuf. Light Industrial | Office (Executive/Private) | MLI |  | MLI | 2
Assembly/Light Manufacturing | Other Industrial | Manuf. Light Industrial | Office (General) | MLI |  | MLI | 1
Assembly/Light Manufacturing | Other Industrial | Manuf. Light Industrial | Office (Open Plan) | MLI |  | MLI | 2
Assembly/Light Manufacturing | Other Industrial | Manuf. Light Industrial | Kitchen/Break room and Food Preparation | MLI |  | MLI | 1
Assembly/Light Manufacturing | Other Industrial | Manuf. Light Industrial | Restrooms | MLI |  | MLI | 2
Assembly/Light Manufacturing | Other Industrial | Manuf. Light Industrial | Hallways/Corridors/Stairways | MLI |  | MLI | 1
Dry Cleaning | Laundry | Retail - Small | Dry Cleaning | RtS |  | RtS | 2
Financial / Legal | Office - Small | Office - Small | Restrooms | OfS |  | OfS | 2
Assembly/Light Manufacturing | Other Industrial | Manuf. Light Industrial | Storage (Conditioned) | MLI |  | MLI | 5
Shop in Enclosed Mall | Retail - Small | Retail - Small | Retail Sales/Showroom | RtS |  | RtS | 1
Assembly/Light Manufacturing | Other Industrial | Manuf. Light Industrial | Hallways/Corridors/Stairways | MLI |  | MLI | 1
Assembly/Light Manufacturing | Other Industrial | Manuf. Light Industrial | Kitchen/Break room and Food Preparation | MLI |  | MLI | 2
Assembly/Light Manufacturing | Other Industrial | Manuf. Light Industrial | Lobby (Main Entry and Assembly) | MLI |  | MLI | 1
Assembly/Light Manufacturing | Other Industrial | Manuf. Light Industrial | Office (General) | MLI |  | MLI | 2
Assembly/Light Manufacturing | Other Industrial | Manuf. Light Industrial | Storage (Conditioned) | MLI |  | MLI | 2
Auto Repair | Retail - Small | Manuf. Light Industrial | Office (Executive/Private) | MLI |  | MLI | 1
Auto Repair | Retail - Small | Manuf. Light Industrial | Restrooms | MLI |  | MLI | 2
Auto Repair | Retail - Small | Manuf. Light Industrial | Storage (Unconditioned) | MLI |  | MLI | 1
Auto Repair | Retail - Small | Manuf. Light Industrial | Auto Repair Workshop | MLI |  | MLI | 1
Auto Repair | Retail - Small | Manuf. Light Industrial | Lobby (Office Reception/Waiting) | MLI |  | MLI | 1
Shop in Enclosed Mall | Retail - Small | Retail - Small | Kitchen/Break room and Food Preparation | RtS |  | RtS | 1
Shop in Enclosed Mall | Retail - Small | Retail - Small | Office (Executive/Private) | RtS |  | RtS | 2
Shop in Enclosed Mall | Retail - Small | Retail - Small | Office (Open Plan) | RtS |  | RtS | 2
Daycare or Preschool | Education - Primary School | Primary School | Kitchen/Break room and Food Preparation | EPr |  | EPr | 1
Daycare or Preschool | Education - Primary School | Primary School | Lobby (Main Entry and Assembly) | EPr |  | EPr | 2
Daycare or Preschool | Education - Primary School | Primary School | Office (Executive/Private) | EPr |  | EPr | 1
Repair (Non-Auto) | Retail - Small | Manuf. Light Industrial | Comm/Ind Work (General High Bay) | MLI |  | MLI | 4
General Offices | Office - Small | Office - Small | Lobby (Office Reception/Waiting) | OfS |  | OfS | 1
General Offices | Office - Small | Office - Small | Kitchen/Break room and Food Preparation | OfS |  | OfS | 1
Religious Assembly (mixed use) | Assembly | Assembly | Classroom/Lecture | Asm |  | Asm | 1
Religious Assembly (mixed use) | Assembly | Assembly | Dining Area | Asm |  | Asm | 1
Religious Assembly (mixed use) | Assembly | Assembly | Kitchen/Break room and Food Preparation | Asm |  | Asm | 1
Religious Assembly (mixed use) | Assembly | Assembly | Office (Open Plan) | Asm |  | Asm | 1
Auto Repair | Retail - Small | Manuf. Light Industrial | Auto Repair Workshop | MLI |  | MLI | 3
Unconditioned Warehouse, High Bay | Warehouse | Storage Unconditioned | Restrooms | SUn |  | SUn | 2
Unconditioned Warehouse, High Bay | Warehouse | Storage Unconditioned | Mechanical/Electrical Room | SUn |  | SUn | 1
Unconditioned Warehouse, High Bay | Warehouse | Storage Unconditioned | Conference Room | SUn |  | SUn | 1
Unconditioned Warehouse, High Bay | Warehouse | Storage Unconditioned | Office (Executive/Private) | SUn |  | SUn | 1
Religious Assembly (mixed use) | Assembly | Assembly | Lobby (Main Entry and Assembly) | Asm |  | Asm | 1
Religious Assembly (mixed use) | Assembly | Assembly | Office (Executive/Private) | Asm |  | Asm | 1
Religious Assembly (mixed use) | Assembly | Assembly | Religious Worship | Asm |  | Asm | 1
Financial / Legal | Office - Small | Office - Small | Office (Executive/Private) | OfS |  | OfS | 1
Daycare or Preschool | Education - Primary School | Primary School | Office (Executive/Private) | EPr |  | EPr | 2
Daycare or Preschool | Education - Primary School | Primary School | Storage (Conditioned) | EPr |  | EPr | 1
Daycare or Preschool | Education - Primary School | Primary School | Classroom/Lecture | EPr |  | EPr | 1
Daycare or Preschool | Education - Primary School | Primary School | Office (General) | EPr |  | EPr | 1
Daycare or Preschool | Education - Primary School | Primary School | Kitchen/Break room and Food Preparation | EPr |  | EPr | 3
Daycare or Preschool | Education - Primary School | Primary School | Classroom/Lecture | EPr |  | EPr | 4
Daycare or Preschool | Education - Primary School | Primary School | Hallways/Corridors/Stairways | EPr |  | EPr | 1
Daycare or Preschool | Education - Primary School | Primary School | Library | EPr |  | EPr | 1
Daycare or Preschool | Education - Primary School | Primary School | Office (Executive/Private) | EPr |  | EPr | 1
Daycare or Preschool | Education - Primary School | Primary School | Storage (Conditioned) | EPr |  | EPr | 1
Religious Assembly (mixed use) | Assembly | Assembly | Restrooms | Asm |  | Asm | 1
Religious Assembly (mixed use) | Assembly | Assembly | Classroom/Lecture | Asm |  | Asm | 1
Daycare or Preschool | Education - Primary School | Primary School | Classroom/Lecture | EPr |  | EPr | 3
Daycare or Preschool | Education - Primary School | Primary School | Dining Area | EPr |  | EPr | 1
Daycare or Preschool | Education - Primary School | Primary School | Office (Executive/Private) | EPr |  | EPr | 1
Hair Salon | Retail - Small | Retail - Small | Restrooms | RtS |  | RtS | 1
Hair Salon | Retail - Small | Retail - Small | Office (General) | RtS |  | RtS | 1
Hair Salon | Retail - Small | Retail - Small | Retail Sales/Showroom | RtS |  | RtS | 1
Hair Salon | Retail - Small | Retail - Small | Storage (Conditioned) | RtS |  | RtS | 1
Auto Parts | Retail - Small | Retail - Small | Restrooms | RtS |  | RtS | 1
Auto Parts | Retail - Small | Retail - Small | Lobby (Office Reception/Waiting) | RtS |  | RtS | 1
Assembly/Light Manufacturing | Other Industrial | Manuf. Light Industrial | Office (General) | MLI |  | MLI | 1
Hair Salon | Retail - Small | Retail - Small | Pool/Spa Area | RtS |  | RtS | 1
Hair Salon | Retail - Small | Retail - Small | Kitchen/Break room and Food Preparation | RtS |  | RtS | 1
Table Service | Restaurant - Sit Down | Restaurant - Sit Down | Dining Area | RSD |  | RSD | 1
Table Service | Restaurant - Sit Down | Restaurant - Sit Down | Dining Area | RSD |  | RSD | 2
Daycare or Preschool | Education - Primary School | Primary School | Classroom/Lecture | EPr |  | EPr | 4
Daycare or Preschool | Education - Primary School | Primary School | Kitchen/Break room and Food Preparation | EPr |  | EPr | 1
Daycare or Preschool | Education - Primary School | Primary School | Mechanical/Electrical Room | EPr |  | EPr | 1
Daycare or Preschool | Education - Primary School | Primary School | Restrooms | EPr |  | EPr | 2
General Offices | Other | Office - Small | Conference Room | OfS |  | OfS | 2
General Offices | Other | Office - Small | Lobby (Office Reception/Waiting) | OfS |  | OfS | 2
General Offices | Other | Office - Small | Office (Executive/Private) | OfS |  | OfS | 1
General Offices | Other | Office - Small | Office (Open Plan) | OfS |  | OfS | 1
Fast Food or Self Service | Restaurant - Fast Food | Restaurant - Fast Food | Dining Area | RFF |  | RFF | 1
Table Service | Restaurant - Sit Down | Restaurant - Sit Down | Storage (Refrigerated/Freezer), Walk-in | RSD |  | RSD | 1
Police/Fire Station | Government | Not Assigned | Police/Fire Station | NA |  | NA | 3
Library / Museum | Assembly | Assembly | Exhibit Display Area/Museum | Asm |  | Asm | 4
Shop in Enclosed Mall | Retail - Small | Retail - Small | Retail Sales/Showroom | RtS |  | RtS | 1
Medical/Dental Office | Health/Medical - Clinic | Office - Small | Kitchen/Break room and Food Preparation | OfS |  | OfS | 1
Medical/Dental Office | Health/Medical - Clinic | Office - Small | Laboratory | OfS |  | OfS | 2
Medical/Dental Office | Health/Medical - Clinic | Office - Small | Office (Executive/Private) | OfS |  | OfS | 1
Medical/Dental Office | Health/Medical - Clinic | Office - Small | Medical Offices and Exam Rooms | OfS |  | OfS | 1
Liquor Store | Grocery | Retail - Small | Retail Sales/Showroom | RtS |  | RtS | 1
Liquor Store | Grocery | Retail - Small | Storage (Conditioned) | RtS |  | RtS | 1
Bakery/Catering | Restaurant - Fast Food | Restaurant - Sit Down | Dining Area | RSD |  | RSD | 1
Shop in Enclosed Mall | Retail - Small | Retail - Small | Retail Sales/Showroom | RtS |  | RtS | 1
Daycare or Preschool | Education - Primary School | Primary School | Classroom/Lecture | EPr |  | EPr | 4
Daycare or Preschool | Education - Primary School | Primary School | Hallways/Corridors/Stairways | EPr |  | EPr | 2
Daycare or Preschool | Education - Primary School | Primary School | Restrooms | EPr |  | EPr | 2
Other Agr. | Agriculture | Not Assigned | Other Unlisted Activity Types | NA |  | NA | 1
Other Agr. | Agriculture | Not Assigned | Storage (Unconditioned) | NA |  | NA | 2
Daycare or Preschool | Education - Primary School | Primary School | Classroom/Lecture | EPr |  | EPr | 1
Daycare or Preschool | Education - Primary School | Primary School | Office (General) | EPr |  | EPr | 2
Daycare or Preschool | Education - Primary School | Primary School | Restrooms | EPr |  | EPr | 2
Daycare or Preschool | Education - Primary School | Primary School | Hallways/Corridors/Stairways | EPr |  | EPr | 1
Daycare or Preschool | Education - Primary School | Primary School | Kitchen/Break room and Food Preparation | EPr |  | EPr | 3
Daycare or Preschool | Education - Primary School | Primary School | Laundry | EPr |  | EPr | 1
Daycare or Preschool | Education - Primary School | Primary School | Storage (Conditioned) | EPr |  | EPr | 1
Assembly/Light Manufacturing | Other Industrial | Manuf. Light Industrial | Comm/Ind Work (General High Bay) | MLI |  | MLI | 7
Ag Packing Plant | Agriculture | Storage Unconditioned | Comm/Ind Work (General High Bay) | SUn |  | SUn | 7
Ag Packing Plant | Agriculture | Storage Unconditioned | Storage (Refrigerated/Freezer), Walk-in | SUn |  | SUn | 1
Daycare or Preschool | Education - Primary School | Primary School | Classroom/Lecture | EPr |  | EPr | 2
Daycare or Preschool | Education - Primary School | Primary School | Office (General) | EPr |  | EPr | 1
Daycare or Preschool | Education - Primary School | Primary School | Kitchen/Break room and Food Preparation | EPr |  | EPr | 1
Daycare or Preschool | Education - Primary School | Primary School | Restrooms | EPr |  | EPr | 1
Daycare or Preschool | Education - Primary School | Primary School | Storage (Conditioned) | EPr |  | EPr | 2
Conditioned Warehouse, High Bay | Warehouse | Storage Conditioned | Kitchen/Break room and Food Preparation | SCn |  | SCn | 1
Conditioned Warehouse, High Bay | Warehouse | Storage Conditioned | Office (General) | SCn |  | SCn | 1
Conditioned Warehouse, High Bay | Warehouse | Storage Conditioned | Restrooms | SCn |  | SCn | 1
Conditioned Warehouse, High Bay | Warehouse | Storage Conditioned | Storage (Unconditioned) | SCn |  | SCn | 1
General Offices | Agriculture | Office - Small | Hallways/Corridors/Stairways | OfS |  | OfS | 1
General Offices | Agriculture | Office - Small | Kitchen/Break room and Food Preparation | OfS |  | OfS | 1
General Offices | Agriculture | Office - Small | Office (Executive/Private) | OfS |  | OfS | 1
General Offices | Agriculture | Office - Small | Office (Open Plan) | OfS |  | OfS | 1
General Offices | Agriculture | Office - Small | Storage (Conditioned) | OfS |  | OfS | 1
General Offices | Agriculture | Office - Small | Comm/Ind Work (General Low Bay) | OfS |  | OfS | 1
General Offices | Agriculture | Office - Small | Restrooms | OfS |  | OfS | 1
General Offices | Agriculture | Office - Small | Conference Room | OfS |  | OfS | 1
General Offices | Agriculture | Office - Small | Laboratory | OfS |  | OfS | 1
Auto Sales | Retail - Small | Retail - Small | Restrooms | RtS |  | RtS | 1
Assembly/Light Manufacturing | Other Industrial | Manuf. Light Industrial | Comm/Ind Work (General High Bay) | MLI |  | MLI | 6
Assembly/Light Manufacturing | Other Industrial | Manuf. Light Industrial | Conference Room | MLI |  | MLI | 1
Assembly/Light Manufacturing | Other Industrial | Manuf. Light Industrial | Hallways/Corridors/Stairways | MLI |  | MLI | 2
Assembly/Light Manufacturing | Other Industrial | Manuf. Light Industrial | Kitchen/Break room and Food Preparation | MLI |  | MLI | 2
Assembly/Light Manufacturing | Other Industrial | Manuf. Light Industrial | Lobby (Office Reception/Waiting) | MLI |  | MLI | 1
Assembly/Light Manufacturing | Other Industrial | Manuf. Light Industrial | Office (General) | MLI |  | MLI | 6
Assembly/Light Manufacturing | Other Industrial | Manuf. Light Industrial | Office (Open Plan) | MLI |  | MLI | 3
Assembly/Light Manufacturing | Other Industrial | Manuf. Light Industrial | Restrooms | MLI |  | MLI | 2
Assembly/Light Manufacturing | Other Industrial | Manuf. Light Industrial | Storage (Unconditioned) | MLI |  | MLI | 1
Daycare or Preschool | Education - Primary School | Primary School | Restrooms | EPr |  | EPr | 1
Daycare or Preschool | Education - Primary School | Primary School | Lobby (Office Reception/Waiting) | EPr |  | EPr | 1
Daycare or Preschool | Education - Primary School | Primary School | Office (General) | EPr |  | EPr | 3
Daycare or Preschool | Education - Primary School | Primary School | Storage (Unconditioned) | EPr |  | EPr | 1
Daycare or Preschool | Education - Primary School | Primary School | Classroom/Lecture | EPr |  | EPr | 2
Daycare or Preschool | Education - Primary School | Primary School | Office (Open Plan) | EPr |  | EPr | 1
General Offices | Other Industrial | Office - Small | Storage (Unconditioned) | OfS |  | OfS | 1
General Offices | Other Industrial | Office - Small | Auto Repair Workshop | OfS |  | OfS | 1
General Offices | Other Industrial | Office - Small | Comm/Ind Work (General High Bay) | OfS |  | OfS | 1
General Offices | Other Industrial | Office - Small | Restrooms | OfS |  | OfS | 1
General Offices | Other Industrial | Office - Small | Kitchen/Break room and Food Preparation | OfS |  | OfS | 1
General Offices | Other Industrial | Office - Small | Lobby (Main Entry and Assembly) | OfS |  | OfS | 1
General Offices | Other Industrial | Office - Small | Office (General) | OfS |  | OfS | 9
General Offices | Other Industrial | Office - Small | Office (Open Plan) | OfS |  | OfS | 1
Community Center | Assembly | Assembly | Kitchen/Break room and Food Preparation | Asm |  | Asm | 1
Community Center | Assembly | Assembly | Storage (Unconditioned) | Asm |  | Asm | 1
Community Center | Assembly | Assembly | Auditorium | Asm |  | Asm | 1
Community Center | Assembly | Assembly | Dining Area | Asm |  | Asm | 2
Community Center | Assembly | Assembly | Library | Asm |  | Asm | 3
Community Center | Assembly | Assembly | Mechanical/Electrical Room | Asm |  | Asm | 1
Community Center | Assembly | Assembly | Office (General) | Asm |  | Asm | 1
Community Center | Assembly | Assembly | Restrooms | Asm |  | Asm | 8
Government Services | Office - Small | Office - Large | Office (Open Plan) | OfL |  | OfL | 1
Government Services | Office - Small | Office - Large | Office (General) | OfL |  | OfL | 1
Government Services | Office - Small | Office - Large | Kitchen/Break room and Food Preparation | OfL |  | OfL | 1
Government Services | Office - Small | Office - Large | Other Unlisted Activity Types | OfL |  | OfL | 1
Government Services | Office - Small | Office - Large | Storage (Conditioned) | OfL |  | OfL | 1
Unconditioned Warehouse, High Bay | Warehouse | Storage Unconditioned | Restrooms | SUn |  | SUn | 1
Laundry | Laundry | Retail - Small | Storage (Conditioned) | RtS |  | RtS | 1
Laundry | Laundry | Retail - Small | Restrooms | RtS |  | RtS | 1
Laundry | Laundry | Retail - Small | Office (Executive/Private) | RtS |  | RtS | 1
Laundry | Laundry | Retail - Small | Laundry | RtS |  | RtS | 2
Assembly/Light Manufacturing | Other Industrial | Manuf. Light Industrial | Storage (Conditioned) | MLI |  | MLI | 1
Assembly/Light Manufacturing | Other Industrial | Manuf. Light Industrial | Unknown | MLI |  | MLI | 1
Assembly/Light Manufacturing | Other Industrial | Manuf. Light Industrial | Storage (Conditioned) | MLI |  | MLI | 1
Shop in Enclosed Mall | Retail - Small | Retail - Small | Restrooms | RtS |  | RtS | 1
Shop in Enclosed Mall | Retail - Small | Retail - Small | Storage (Unconditioned) | RtS |  | RtS | 1
Unconditioned Warehouse, High Bay | Warehouse | Storage Unconditioned | Restrooms | SUn |  | SUn | 1
Unconditioned Warehouse, High Bay | Warehouse | Storage Unconditioned | Office (Executive/Private) | SUn |  | SUn | 1
Unconditioned Warehouse, High Bay | Warehouse | Storage Unconditioned | Office (General) | SUn |  | SUn | 1
Unconditioned Warehouse, High Bay | Warehouse | Storage Unconditioned | Retail Sales/Showroom | SUn |  | SUn | 2
Shop in Enclosed Mall | Retail - Small | Retail - Small | Office (General) | RtS |  | RtS | 4
Shop in Enclosed Mall | Retail - Small | Retail - Small | Storage (Conditioned) | RtS |  | RtS | 1
Daycare or Preschool | Education - Primary School | Primary School | Kitchen/Break room and Food Preparation | EPr |  | EPr | 1
Daycare or Preschool | Education - Primary School | Primary School | Restrooms | EPr |  | EPr | 3
Daycare or Preschool | Education - Primary School | Primary School | Library | EPr |  | EPr | 1
Daycare or Preschool | Education - Primary School | Primary School | Office (Open Plan) | EPr |  | EPr | 1
Daycare or Preschool | Education - Primary School | Primary School | Classroom/Lecture | EPr |  | EPr | 3
Daycare or Preschool | Education - Primary School | Primary School | Storage (Conditioned) | EPr |  | EPr | 1
Clinic/Outpatient Care | Health/Medical - Clinic | Office - Small | Restrooms | OfS |  | OfS | 4
Assembly/Light Manufacturing | Other Industrial | Manuf. Light Industrial | HallwayLobby | MLI |  | MLI | 1
Medical/Dental Office | Health/Medical - Clinic | Office - Small | HallwayLobby | OfS |  | OfS | 2
Medical/Dental Office | Health/Medical - Clinic | Office - Small | Office | OfS |  | OfS | 1
Other Office | Office - Small | Office - Small | HallwayLobby | OfS |  | OfS | 5
Other Office | Office - Small | Office - Small | Restrooms | OfS |  | OfS | 3
Brewery | Other Industrial | Restaurant - Sit Down | Restrooms | RSD |  | RSD | 2
Shop in Strip Mall | Retail - Small | Retail - Small | RetailSales | RtS |  | RtS | 1
Fast Food or Self Service | Restaurant - Fast Food | Restaurant - Fast Food | Dining | RFF |  | RFF | 2
Fast Food or Self Service | Restaurant - Fast Food | Restaurant - Fast Food | HallwayLobby | RFF |  | RFF | 1
Fast Food or Self Service | Restaurant - Fast Food | Restaurant - Fast Food | Storage | RFF |  | RFF | 1
Table Service | Restaurant - Sit Down | Restaurant - Sit Down | HallwayLobby | RSD |  | RSD | 1
Table Service | Restaurant - Sit Down | Restaurant - Sit Down | Restrooms | RSD |  | RSD | 1
Table Service | Restaurant - Sit Down | Restaurant - Sit Down | Storage | RSD |  | RSD | 1
Shop in Strip Mall | Retail - Small | Retail - Small | RetailSales | RtS |  | RtS | 1
Library / Museum | Assembly | Assembly | HallwayLobby | Asm |  | Asm | 1
Other Retail Store | Retail - Small | Retail - Small | Office | RtS |  | RtS | 1
Other Retail Store | Retail - Small | Retail - Small | OtherMisc | RtS |  | RtS | 3
Other Retail Store | Retail - Small | Retail - Small | Restrooms | RtS |  | RtS | 1
Other Retail Store | Retail - Small | Retail - Small | RetailSales | RtS |  | RtS | 2
Unconditioned Warehouse, High Bay | Warehouse | Storage Unconditioned | Restrooms | SUn |  | SUn | 1
Fast Food or Self Service | Restaurant - Fast Food | Restaurant - Fast Food | Dining | RFF |  | RFF | 1
Fast Food or Self Service | Restaurant - Fast Food | Restaurant - Fast Food | Kitchen/Break Room | RFF |  | RFF | 1
Fast Food or Self Service | Restaurant - Fast Food | Restaurant - Fast Food | Storage | RFF |  | RFF | 2
Administration and management | Office - Small | Office - Large | HallwayLobby | OfL |  | OfL | 2
Administration and management | Office - Small | Office - Large | OtherMisc | OfL |  | OfL | 3
Administration and management | Office - Small | Office - Large | Restrooms | OfL |  | OfL | 1
Administration and management | Office - Small | Office - Large | Office | OfL |  | OfL | 1
Administration and management | Office - Small | Office - Large | Restrooms | OfL |  | OfL | 1
Other Retail Store | Retail - Small | Retail - Small | RetailSales | RtS |  | RtS | 4
Mixed-Use/Multi-tenant | Office - Small | Office - Small | HallwayLobby | OfS |  | OfS | 3
Financial / Legal | Office - Small | Office - Small | Office | OfS |  | OfS | 1
Financial / Legal | Office - Small | Office - Small | Restrooms | OfS |  | OfS | 1
Other Recreational/Public Assembly | Assembly | Assembly | OtherMisc | Asm |  | Asm | 3
Other Recreational/Public Assembly | Assembly | Assembly | HallwayLobby | Asm |  | Asm | 2
Other Recreational/Public Assembly | Assembly | Assembly | OtherMisc | Asm |  | Asm | 4
Other Recreational/Public Assembly | Assembly | Assembly | Restrooms | Asm |  | Asm | 2
Other Recreational/Public Assembly | Assembly | Assembly | Storage | Asm |  | Asm | 2
Nursing Home | Health/Medical - Clinic | Nursing Home | OtherMisc | Nrs |  | Nrs | 2
Repair (Non-Auto) | Office - Small | Manuf. Light Industrial | HallwayLobby | MLI |  | MLI | 1
Repair (Non-Auto) | Office - Small | Manuf. Light Industrial | Office | MLI |  | MLI | 1
Clinic/Outpatient Care | Health/Medical - Clinic | Office - Small | HallwayLobby | OfS |  | OfS | 1
Library / Museum | Assembly | Assembly | HallwayLobby | Asm |  | Asm | 1
Library / Museum | Assembly | Assembly | Office | Asm |  | Asm | 1
Library / Museum | Assembly | Assembly | OtherMisc | Asm |  | Asm | 2
Library / Museum | Assembly | Assembly | Restrooms | Asm |  | Asm | 2
Library / Museum | Assembly | Assembly | Storage | Asm |  | Asm | 1
Auto Repair | Retail - Small | Manuf. Light Industrial | Restrooms | MLI |  | MLI | 1
Administration and management | Office - Small | Office - Large | HallwayLobby | OfL |  | OfL | 1
Religious Assembly (mixed use) | Assembly | Assembly | Assembly | Asm |  | Asm | 1
Religious Assembly (mixed use) | Assembly | Assembly | Assembly | Asm |  | Asm | 1
Religious Assembly (mixed use) | Assembly | Assembly | Restrooms | Asm |  | Asm | 2
Religious Assembly (mixed use) | Assembly | Assembly | Storage | Asm |  | Asm | 1
Resort | Lodging | Hotel | HallwayLobby | Htl |  | Htl | 1
Health/Fitness Center | Assembly | Assembly | Assembly | Asm |  | Asm | 1
Health/Fitness Center | Assembly | Assembly | HallwayLobby | Asm |  | Asm | 2
Beauty Salon | Retail - Small | Retail - Small | HallwayLobby | RtS |  | RtS | 1
Beauty Salon | Retail - Small | Retail - Small | RetailSales | RtS |  | RtS | 1
Clinic/Outpatient Care | Health/Medical - Clinic | Office - Small | HallwayLobby | OfS |  | OfS | 1
Clinic/Outpatient Care | Health/Medical - Clinic | Office - Small | Office | OfS |  | OfS | 2
Clinic/Outpatient Care | Health/Medical - Clinic | Office - Small | Restrooms | OfS |  | OfS | 1
Financial / Legal | Office - Small | Office - Small | Restrooms | OfS |  | OfS | 1
Fast Food or Self Service | Restaurant - Fast Food | Restaurant - Fast Food | Office | RFF |  | RFF | 1
Fast Food or Self Service | Restaurant - Fast Food | Restaurant - Fast Food | Storage | RFF |  | RFF | 1
Mixed-Use/Multi-tenant | Health/Medical - Clinic | Office - Small | HallwayLobby | OfS |  | OfS | 1
Mixed-Use/Multi-tenant | Health/Medical - Clinic | Office - Small | Office | OfS |  | OfS | 5
Mixed-Use/Multi-tenant | Health/Medical - Clinic | Office - Small | OtherMisc | OfS |  | OfS | 1
Mixed-Use/Multi-tenant | Health/Medical - Clinic | Office - Small | Restrooms | OfS |  | OfS | 1
Table Service | Restaurant - Sit Down | Restaurant - Sit Down | Kitchen/Break Room | RSD |  | RSD | 1
Table Service | Restaurant - Sit Down | Restaurant - Sit Down | Storage | RSD |  | RSD | 1
Unconditioned Warehouse, Low Bay | Warehouse | Storage Unconditioned | Storage | SUn |  | SUn | 1
Beauty Salon | Retail - Small | Retail - Small | OtherMisc | RtS |  | RtS | 1
Beauty Salon | Retail - Small | Retail - Small | RetailSales | RtS |  | RtS | 3
Medical/Dental Office | Health/Medical - Clinic | Office - Small | HallwayLobby | OfS |  | OfS | 1
Medical/Dental Office | Health/Medical - Clinic | Office - Small | OtherMisc | OfS |  | OfS | 1
Medical/Dental Office | Health/Medical - Clinic | Office - Small | Restrooms | OfS |  | OfS | 1
Other Office | Office - Small | Office - Small | HallwayLobby | OfS |  | OfS | 1
Medical/Dental Office | Health/Medical - Clinic | Office - Small | HallwayLobby | OfS |  | OfS | 3
Health/Fitness Center | Assembly | Assembly | Restrooms | Asm |  | Asm | 1
Religious Assembly (worship only) | Assembly | Assembly | Restrooms | Asm |  | Asm | 1
Hardware Store | Retail - Small | Retail - Small | RetailSales | RtS |  | RtS | 2
Shop in Strip Mall | Retail - Small | Retail - Small | Restrooms | RtS |  | RtS | 1
Clinic/Outpatient Care | Health/Medical - Clinic | Office - Small | Office | OfS |  | OfS | 1
Lab/R&D Facility | Other Industrial | Manufacturing Bio/Tech | HallwayLobby | MBT |  | MBT | 1
Lab/R&D Facility | Other Industrial | Manufacturing Bio/Tech | Office | MBT |  | MBT | 1
Bar/Tavern/Nightclub/Other | Restaurant - Sit Down | Restaurant - Sit Down | Dining | RSD |  | RSD | 1
Table Service | Restaurant - Sit Down | Restaurant - Sit Down | Kitchen/Break Room | RSD |  | RSD | 1
Table Service | Restaurant - Sit Down | Restaurant - Sit Down | Storage | RSD |  | RSD | 1
Mixed-Use/Multi-tenant | Office - Small | Office - Small | Restrooms | OfS |  | OfS | 4
Resort | Lodging | Hotel | HallwayLobby | Htl |  | Htl | 2
Resort | Lodging | Hotel | Office | Htl |  | Htl | 1
Resort | Lodging | Hotel | OtherMisc | Htl |  | Htl | 4
Financial / Legal | Office - Small | Office - Small | Storage | OfS |  | OfS | 1
Fast Food or Self Service | Restaurant - Fast Food | Restaurant - Fast Food | Kitchen/Break Room | RFF |  | RFF | 1
Art Studio | Office - Small | Office - Small | OtherMisc | OfS |  | OfS | 2
Art Studio | Office - Small | Office - Small | Restrooms | OfS |  | OfS | 3
Art Studio | Office - Small | Office - Small | Storage | OfS |  | OfS | 1
Table Service | Restaurant - Sit Down | Restaurant - Sit Down | Dining | RSD |  | RSD | 3
Table Service | Restaurant - Sit Down | Restaurant - Sit Down | HallwayLobby | RSD |  | RSD | 1
Table Service | Restaurant - Sit Down | Restaurant - Sit Down | OtherMisc | RSD |  | RSD | 2
Table Service | Restaurant - Sit Down | Restaurant - Sit Down | Storage | RSD |  | RSD | 1
Other Retail Store | Retail - Small | Retail - Small | Restrooms | RtS |  | RtS | 2
Clinic/Outpatient Care | Agriculture | Office - Small | HallwayLobby | OfS |  | OfS | 1
Clinic/Outpatient Care | Agriculture | Office - Small | Office | OfS |  | OfS | 1
Clinic/Outpatient Care | Agriculture | Office - Small | Storage | OfS |  | OfS | 1
Bar/Tavern/Nightclub/Other | Restaurant - Sit Down | Restaurant - Sit Down | Dining | RSD |  | RSD | 1
Shop in Strip Mall | Retail - Small | Retail - Small | OtherMisc | RtS |  | RtS | 1
Religious Assembly (mixed use) | Assembly | Assembly | Assembly | Asm |  | Asm | 2
Religious Assembly (mixed use) | Assembly | Assembly | HallwayLobby | Asm |  | Asm | 2
Other Retail Store | Retail - Small | Retail - Small | Office | RtS |  | RtS | 1
Other Retail Store | Retail - Small | Retail - Small | Restrooms | RtS |  | RtS | 1
Community Center | Assembly | Assembly | OtherMisc | Asm |  | Asm | 2
Community Center | Assembly | Assembly | Restrooms | Asm |  | Asm | 1
Other Retail Store | Retail - Small | Retail - Small | RetailSales | RtS |  | RtS | 2
Other Retail Store | Retail - Small | Retail - Small | RetailSales | RtS |  | RtS | 2
Shop in Enclosed Mall | Retail - Small | Retail - Small | RetailSales | RtS |  | RtS | 1
Table Service | Restaurant - Sit Down | Restaurant - Sit Down | Dining | RSD |  | RSD | 5
Religious Assembly (mixed use) | Assembly | Assembly | HallwayLobby | Asm |  | Asm | 1
Religious Assembly (mixed use) | Assembly | Assembly | Office | Asm |  | Asm | 2
Religious Assembly (mixed use) | Assembly | Assembly | Restrooms | Asm |  | Asm | 1
Medical/Dental Office | Health/Medical - Clinic | Office - Small | HallwayLobby | OfS |  | OfS | 1
Medical/Dental Office | Health/Medical - Clinic | Office - Small | Restrooms | OfS |  | OfS | 2
Dog Grooming | Retail - Small | Retail - Small | Office | RtS |  | RtS | 1
Dog Grooming | Retail - Small | Retail - Small | OtherMisc | RtS |  | RtS | 1
Dog Grooming | Retail - Small | Retail - Small | Restrooms | RtS |  | RtS | 1
Auto Repair | Retail - Small | Manuf. Light Industrial | HallwayLobby | MLI |  | MLI | 1
Other Retail Store | Retail - Small | Retail - Small | HallwayLobby | RtS |  | RtS | 2
Retail Showroom | Retail - Small | Retail - Small | Office | RtL | RtS | RtS | 1
Clinic/Outpatient Care | Health/Medical - Clinic | Office - Small | HallwayLobby | OfS |  | OfS | 2
Clinic/Outpatient Care | Health/Medical - Clinic | Office - Small | Office | OfS |  | OfS | 2
Medical/Dental Office | Health/Medical - Clinic | Office - Small | HallwayLobby | OfS |  | OfS | 1
Medical/Dental Office | Health/Medical - Clinic | Office - Small | Office | OfS |  | OfS | 1
Other Retail Store | Retail - Small | Retail - Small | HallwayLobby | RtS |  | RtS | 2
Other Retail Store | Retail - Small | Retail - Small | OtherMisc | RtS |  | RtS | 1
Other Retail Store | Retail - Small | Retail - Small | Restrooms | RtS |  | RtS | 1
Table Service | Restaurant - Sit Down | Restaurant - Sit Down | Dining | RSD |  | RSD | 1
Table Service | Restaurant - Sit Down | Restaurant - Sit Down | Restrooms | RSD |  | RSD | 2
Gas Station w/Convenience Store | Retail - Small | Retail - Small | Office | RtS |  | RtS | 1
Other Retail Store | Retail - Small | Retail - Small | HallwayLobby | RtS |  | RtS | 2
Religious Assembly (mixed use) | Assembly | Assembly | Assembly | Asm |  | Asm | 1
Religious Assembly (mixed use) | Assembly | Assembly | HallwayLobby | Asm |  | Asm | 1
Religious Assembly (mixed use) | Assembly | Assembly | OtherMisc | Asm |  | Asm | 2
Religious Assembly (mixed use) | Assembly | Assembly | Restrooms | Asm |  | Asm | 1
Bar/Tavern/Nightclub/Other | Assembly | Restaurant - Sit Down | OtherMisc | RSD |  | RSD | 1
Bar/Tavern/Nightclub/Other | Assembly | Restaurant - Sit Down | Restrooms | RSD |  | RSD | 2
Bar/Tavern/Nightclub/Other | Assembly | Restaurant - Sit Down | Storage | RSD |  | RSD | 1
Shop in Strip Mall | Retail - Small | Retail - Small | OtherMisc | RtS |  | RtS | 1
Table Service | Restaurant - Sit Down | Restaurant - Sit Down | Restrooms | RSD |  | RSD | 1
Unconditioned Warehouse, Low Bay | Warehouse | Storage Unconditioned | Restrooms | SUn |  | SUn | 1
Auto Repair | Retail - Small | Manuf. Light Industrial | Restrooms | MLI |  | MLI | 1
Bookstore | Retail - Small | Retail - Small | OtherMisc | RtS |  | RtS | 1
Table Service | Restaurant - Sit Down | Restaurant - Sit Down | Dining | RSD |  | RSD | 2
Fast Food or Self Service | Restaurant - Fast Food | Restaurant - Fast Food | Dining | RFF |  | RFF | 1
Table Service | Restaurant - Sit Down | Restaurant - Sit Down | Dining | RSD |  | RSD | 2
Table Service | Restaurant - Sit Down | Restaurant - Sit Down | HallwayLobby | RSD |  | RSD | 1
Table Service | Restaurant - Sit Down | Restaurant - Sit Down | Restrooms | RSD |  | RSD | 1
Dog Grooming | Retail - Small | Retail - Small | RetailSales | RtS |  | RtS | 1
Bakery/Catering | Restaurant - Sit Down | Restaurant - Sit Down | Dining | RSD |  | RSD | 1
Hospital | Health/Medical - Hospital | Hospital | Storage | Hsp |  | Hsp | 4
Florist | Agriculture | Retail - Small | Restrooms | RtS |  | RtS | 1
Unconditioned Warehouse, High Bay | Warehouse | Storage Unconditioned | HallwayLobby | SUn |  | SUn | 5
Unconditioned Warehouse, High Bay | Warehouse | Storage Unconditioned | OtherMisc | SUn |  | SUn | 3
Donut Shop | Restaurant - Sit Down | Restaurant - Fast Food | Restrooms | RFF |  | RFF | 1
Auto Sales | Retail - Large | Retail - Small | OtherMisc | RtS |  | RtS | 1
Auto Sales | Retail - Large | Retail - Small | Restrooms | RtS |  | RtS | 1
Other Office | Office - Small | Office - Small | HallwayLobby | OfS |  | OfS | 2
Auto Parts | Retail - Small | Retail - Small | Restrooms | RtS |  | RtS | 2
Other Office | Office - Small | Office - Small | Restrooms | OfS |  | OfS | 1
Other Office | Office - Small | Office - Small | Restrooms | OfS |  | OfS | 1
Assembly/Light Manufacturing | Other Industrial | Manuf. Light Industrial | Restrooms | MLI |  | MLI | 2
Auto Repair | Retail - Small | Manuf. Light Industrial | Restrooms | MLI |  | MLI | 1
Administration and management | Office - Small | Office - Large | Restrooms | OfL |  | OfL | 1
Financial / Legal | Office - Small | Office - Small | OtherMisc | OfS |  | OfS | 2
Cigar Shop | Retail - Small | Retail - Small | Office | RtS |  | RtS | 1
Cigar Shop | Retail - Small | Retail - Small | OtherMisc | RtS |  | RtS | 2
Other Retail Store | Retail - Small | Retail - Small | Restrooms | RtS |  | RtS | 1
Other Retail Store | Retail - Small | Retail - Small | RetailSales | RtS |  | RtS | 1
Other Retail Store | Retail - Small | Retail - Small | Storage | RtS |  | RtS | 1
Light Industrial Process | Other Industrial | Manuf. Light Industrial | HallwayLobby | MLI |  | MLI | 1
Light Industrial Process | Other Industrial | Manuf. Light Industrial | Office | MLI |  | MLI | 1
Other Retail Store | Retail - Small | Retail - Small | Office | RtS |  | RtS | 1
Insurance/Real Estate | Office - Small | Office - Small | OtherMisc | OfS |  | OfS | 1
Insurance/Real Estate | Office - Small | Office - Small | Restrooms | OfS |  | OfS | 2
General Offices | All Commercial | Office - Small | OtherMisc | OfS |  | OfS | 1
General Offices | All Commercial | Office - Small | Restrooms | OfS |  | OfS | 1
Fast Food or Self Service | Restaurant - Fast Food | Restaurant - Fast Food | Dining | RFF |  | RFF | 1
Laundry | Retail - Small | Retail - Small | HallwayLobby | RtS |  | RtS | 2
Laundry | Retail - Small | Retail - Small | OtherMisc | RtS |  | RtS | 1
Conditioned Warehouse, High Bay | Other Industrial | Storage Conditioned | Restrooms | SCn |  | SCn | 2
Other Retail Store | Office - Small | Retail - Small | Restrooms | RtS |  | RtS | 2
Other Office | Office - Small | Office - Small | HallwayLobby | OfS |  | OfS | 1
Other Office | Office - Small | Office - Small | Office | OfS |  | OfS | 2
Religious Assembly (mixed use) | Assembly | Assembly | Storage | Asm |  | Asm | 1
Vocational or Trade School | All Commercial | Community College | HallwayLobby | ECC |  | ECC | 7
Vocational or Trade School | All Commercial | Community College | OtherMisc | ECC |  | ECC | 7
Vocational or Trade School | All Commercial | Community College | Restrooms | ECC |  | ECC | 2
Table Service | Restaurant - Sit Down | Restaurant - Sit Down | HallwayLobby | RSD |  | RSD | 1
Table Service | Restaurant - Sit Down | Restaurant - Sit Down | Office | RSD |  | RSD | 1
Table Service | Restaurant - Sit Down | Restaurant - Sit Down | Storage | RSD |  | RSD | 2
Other Office | Office - Small | Office - Small | Office | OfS |  | OfS | 1
Department / Variety Store | Retail - Small | Retail - 3-Story (Dept Store) | RetailSales | Rt3 |  | Rt3 | 2
Repair (Non-Auto) | Retail - Small | Manuf. Light Industrial | Restrooms | MLI |  | MLI | 1
Religious Assembly (mixed use) | Assembly | Assembly | Assembly | Asm |  | Asm | 3
Other Retail Store | Office - Small | Retail - Small | Storage | RtS |  | RtS | 1
Office Building | Office - Large | Office - Large | Restrooms | OfL |  | OfL | 5
Office Building | Office - Large | Office - Large | Restrooms | OfL |  | OfL | 4
Other Retail Store | Retail - Small | Retail - Small | HallwayLobby | RtS |  | RtS | 1
Table Service | Restaurant - Sit Down | Restaurant - Sit Down | Dining | RSD |  | RSD | 2
Table Service | All Commercial | Restaurant - Sit Down | Restrooms | RSD |  | RSD | 1
Other Retail Store | Retail - Small | Retail - Small | Restrooms | RtS |  | RtS | 1
Other Retail Store | Retail - Small | Retail - Small | RetailSales | RtS |  | RtS | 4
Table Service | Restaurant - Sit Down | Restaurant - Sit Down | Dining | RSD |  | RSD | 3
Table Service | Restaurant - Sit Down | Restaurant - Sit Down | HallwayLobby | RSD |  | RSD | 1
Table Service | Restaurant - Sit Down | Restaurant - Sit Down | Storage | RSD |  | RSD | 1
Table Service | Restaurant - Sit Down | Restaurant - Sit Down | Dining | RSD |  | RSD | 4
Table Service | Restaurant - Sit Down | Restaurant - Sit Down | Restrooms | RSD |  | RSD | 1
Religious Assembly (mixed use) | Assembly | Assembly | HallwayLobby | Asm |  | Asm | 1
Religious Assembly (mixed use) | Assembly | Assembly | Kitchen/Break Room | Asm |  | Asm | 1
Hotel | Lodging | Hotel | Kitchen/Break Room | Htl |  | Htl | 1
Fast Food or Self Service | Restaurant - Fast Food | Restaurant - Fast Food | Dining | RFF |  | RFF | 1
Assembly/Light Manufacturing | Other Industrial | Manuf. Light Industrial | Restrooms | MLI |  | MLI | 1
Insurance/Real Estate | Office - Small | Office - Small | Office | OfS |  | OfS | 2
Insurance/Real Estate | Office - Small | Office - Small | OtherMisc | OfS |  | OfS | 1
Religious Assembly (mixed use) | Assembly | Assembly | Office | Asm |  | Asm | 1
Religious Assembly (mixed use) | Assembly | Assembly | OtherMisc | Asm |  | Asm | 1
Religious Assembly (mixed use) | Assembly | Assembly | Restrooms | Asm |  | Asm | 2
Religious Assembly (mixed use) | Assembly | Assembly | Storage | Asm |  | Asm | 3
Fast Food or Self Service | Restaurant - Fast Food | Restaurant - Fast Food | Dining | RFF |  | RFF | 1
Medical/Dental Office | Health/Medical - Clinic | Office - Small | HallwayLobby | OfS |  | OfS | 1
Medical/Dental Office | Health/Medical - Clinic | Office - Small | Office | OfS |  | OfS | 1
Medical/Dental Office | Health/Medical - Clinic | Office - Small | OtherMisc | OfS |  | OfS | 2
Vetinary Services | All Commercial | Retail - Small | OtherMisc | RtS |  | RtS | 1
Religious Assembly (worship only) | Assembly | Assembly | HallwayLobby | Asm |  | Asm | 2
Religious Assembly (worship only) | Assembly | Assembly | Kitchen/Break Room | Asm |  | Asm | 1
Religious Assembly (worship only) | Assembly | Assembly | OtherMisc | Asm |  | Asm | 1
Religious Assembly (worship only) | Assembly | Assembly | Restrooms | Asm |  | Asm | 1
Religious Assembly (worship only) | Assembly | Assembly | Storage | Asm |  | Asm | 1
Other Retail Store | Retail - Small | Retail - Small | RetailSales | RtS |  | RtS | 1
Clinic/Outpatient Care | Health/Medical - Clinic | Office - Small | HallwayLobby | OfS |  | OfS | 1
Clinic/Outpatient Care | Health/Medical - Clinic | Office - Small | Office | OfS |  | OfS | 1
Other Office | Office - Small | Office - Small | Office | OfS |  | OfS | 1
Other Office | Office - Small | Office - Small | Storage | OfS |  | OfS | 1
Religious Assembly (mixed use) | Assembly | Assembly | Assembly | Asm |  | Asm | 6
Mixed-Use/Multi-tenant | Office - Small | Office - Small | Restrooms | OfS |  | OfS | 2
General Offices | Office - Small | Office - Small | HallwayLobby | OfS |  | OfS | 1
General Offices | Office - Small | Office - Small | Office | OfS |  | OfS | 2
General Offices | Office - Small | Office - Small | Storage | OfS |  | OfS | 2
Religious Assembly (mixed use) | Assembly | Assembly | HallwayLobby | Asm |  | Asm | 2
Shop in Strip Mall | Retail - Small | Retail - Small | HallwayLobby | RtS |  | RtS | 2
Shop in Strip Mall | Retail - Small | Retail - Small | Office | RtS |  | RtS | 1
Medical/Dental Office | Health/Medical - Clinic | Office - Small | HallwayLobby | OfS |  | OfS | 2
Medical/Dental Office | Health/Medical - Clinic | Office - Small | Office | OfS |  | OfS | 1
Medical/Dental Office | Health/Medical - Clinic | Office - Small | OtherMisc | OfS |  | OfS | 1
Medical/Dental Office | Health/Medical - Clinic | Office - Small | Restrooms | OfS |  | OfS | 1
Clinic/Outpatient Care | Health/Medical - Clinic | Office - Small | Office | OfS |  | OfS | 2
Clinic/Outpatient Care | Health/Medical - Clinic | Office - Small | OtherMisc | OfS |  | OfS | 1
Other Office | Office - Small | Office - Small | Office | OfS |  | OfS | 2
Health/Fitness Center | Assembly | Assembly | Restrooms | Asm |  | Asm | 2
Financial / Legal | Office - Small | Office - Small | OtherMisc | OfS |  | OfS | 1
Hospital | Health/Medical - Hospital | Hospital | OtherMisc | Hsp |  | Hsp | 6
Hospital | Health/Medical - Hospital | Hospital | Restrooms | Hsp |  | Hsp | 1
Vocational or Trade School | Assembly | Community College | HallwayLobby | ECC |  | ECC | 1
Vocational or Trade School | Assembly | Community College | Office | ECC |  | ECC | 2
Vocational or Trade School | Assembly | Community College | OtherMisc | ECC |  | ECC | 1
Vocational or Trade School | Assembly | Community College | Restrooms | ECC |  | ECC | 1
Other Office | Office - Small | Office - Small | Office | OfS |  | OfS | 1
Auto Parts | Retail - Small | Retail - Small | Restrooms | RtS |  | RtS | 1
Hotel | Lodging | Hotel | Guest Rooms | Htl |  | Htl | 11
Administration and management | Office - Small | Office - Large | Comm/Ind Work | OfL |  | OfL | 1
Administration and management | Office - Small | Office - Large | Kitchen/Break Room | OfL |  | OfL | 1
Administration and management | Office - Small | Office - Large | Office | OfL |  | OfL | 5
Administration and management | Office - Small | Office - Large | OtherMisc | OfL |  | OfL | 1
Florist | Retail - Small | Retail - Small | Comm/Ind Work | RtS |  | RtS | 1
Florist | Retail - Small | Retail - Small | RetailSales | RtS |  | RtS | 3
Other Office | Office - Small | Office - Small | Comm/Ind Work | OfS |  | OfS | 4
Other Retail Store | Retail - Small | Retail - Small | Kitchen/Break Room | RtS |  | RtS | 1
Other Retail Store | Retail - Small | Retail - Small | OtherMisc | RtS |  | RtS | 1
Other Retail Store | Retail - Small | Retail - Small | RetailSales | RtS |  | RtS | 3
Resort | Lodging | Hotel | Guest Rooms | Htl |  | Htl | 23
Shop in Strip Mall | Retail - Small | Retail - Small | RetailSales | RtS |  | RtS | 3
Shop in Strip Mall | Retail - Small | Retail - Small | Storage | RtS |  | RtS | 1
Assembly/Light Manufacturing | Other Industrial | Manuf. Light Industrial | Comm/Ind Work | MLI |  | MLI | 4
Assembly/Light Manufacturing | Other Industrial | Manuf. Light Industrial | HallwayLobby | MLI |  | MLI | 2
Assembly/Light Manufacturing | Other Industrial | Manuf. Light Industrial | Office | MLI |  | MLI | 4
Assembly/Light Manufacturing | Other Industrial | Manuf. Light Industrial | OtherMisc | MLI |  | MLI | 1
Assembly/Light Manufacturing | Other Industrial | Manuf. Light Industrial | Restrooms | MLI |  | MLI | 1
Religious Assembly (mixed use) | Assembly | Assembly | OtherMisc | Asm |  | Asm | 2
Religious Assembly (mixed use) | Assembly | Assembly | Storage | Asm |  | Asm | 2
Assembly/Light Manufacturing | Other Industrial | Manuf. Light Industrial | Restrooms | MLI |  | MLI | 1
Assembly/Light Manufacturing | Other Industrial | Manuf. Light Industrial | Office | MLI |  | MLI | 4
Assembly/Light Manufacturing | All Commercial | Manuf. Light Industrial | Office | MLI |  | MLI | 2
Assembly/Light Manufacturing | All Commercial | Manuf. Light Industrial | Restrooms | MLI |  | MLI | 1
Financial / Legal | Office - Small | Office - Small | Comm/Ind Work | OfS |  | OfS | 1
Financial / Legal | Office - Small | Office - Small | Kitchen/Break Room | OfS |  | OfS | 1
Financial / Legal | Office - Small | Office - Small | Office | OfS |  | OfS | 5
Bakery/Catering | All Commercial | Restaurant - Sit Down | HallwayLobby | RSD |  | RSD | 3
Bakery/Catering | All Commercial | Restaurant - Sit Down | Office | RSD |  | RSD | 3
Bakery/Catering | All Commercial | Restaurant - Sit Down | OtherMisc | RSD |  | RSD | 1
Bakery/Catering | All Commercial | Restaurant - Sit Down | Storage | RSD |  | RSD | 4
Unconditioned Warehouse, Low Bay | Warehouse | Storage Unconditioned | Office | SUn |  | SUn | 9
Unconditioned Warehouse, Low Bay | Warehouse | Storage Unconditioned | OtherMisc | SUn |  | SUn | 5
Unconditioned Warehouse, Low Bay | Warehouse | Storage Unconditioned | Storage | SUn |  | SUn | 2
Lab/R&D Facility | Office - Small | Manufacturing Bio/Tech | Comm/Ind Work | MBT |  | MBT | 1
Lab/R&D Facility | Office - Small | Manufacturing Bio/Tech | Office | MBT |  | MBT | 4
Lab/R&D Facility | Office - Small | Manufacturing Bio/Tech | Storage | MBT |  | MBT | 2
Assembly/Light Manufacturing | Other Industrial | Manuf. Light Industrial | Comm/Ind Work | MLI |  | MLI | 2
Assembly/Light Manufacturing | Other Industrial | Manuf. Light Industrial | Office | MLI |  | MLI | 1
Assembly/Light Manufacturing | Other Industrial | Manuf. Light Industrial | OtherMisc | MLI |  | MLI | 4
Religious Assembly (mixed use) | Assembly | Assembly | Restrooms | Asm |  | Asm | 2
Religious Assembly (mixed use) | Assembly | Assembly | Storage | Asm |  | Asm | 1
Religious Assembly (mixed use) | Assembly | Assembly | Assembly | Asm |  | Asm | 7
Religious Assembly (mixed use) | Assembly | Assembly | Kitchen/Break Room | Asm |  | Asm | 2
Religious Assembly (mixed use) | Assembly | Assembly | Office | Asm |  | Asm | 4
Religious Assembly (mixed use) | Assembly | Assembly | OtherMisc | Asm |  | Asm | 2
Administration and management | Office - Small | Office - Large | HallwayLobby | OfL |  | OfL | 1
Administration and management | Office - Small | Office - Large | Kitchen/Break Room | OfL |  | OfL | 1
Administration and management | Office - Small | Office - Large | Office | OfL |  | OfL | 1
Administration and management | Office - Small | Office - Large | Restrooms | OfL |  | OfL | 1
Administration and management | Office - Small | Office - Large | Storage | OfL |  | OfL | 2
Other Retail Store | Retail - Small | Retail - Small | Restrooms | RtS |  | RtS | 1
Other Retail Store | Retail - Small | Retail - Small | RetailSales | RtS |  | RtS | 1
Donut Shop | Restaurant - Sit Down | Restaurant - Fast Food | Storage | RFF |  | RFF | 1
Donut Shop | Restaurant - Sit Down | Restaurant - Fast Food | Dining | RFF |  | RFF | 1
Donut Shop | Restaurant - Fast Food | Restaurant - Fast Food | Dining | RFF |  | RFF | 2
Donut Shop | Restaurant - Fast Food | Restaurant - Fast Food | Kitchen/Break Room | RFF |  | RFF | 2
Other Retail Store | Retail - Small | Retail - Small | RetailSales | RtS |  | RtS | 5
Other Retail Store | Retail - Small | Retail - Small | RetailSales | RtS |  | RtS | 7
Other Retail Store | Retail - Small | Retail - Small | Storage | RtS |  | RtS | 1
Auto Repair | Retail - Small | Manuf. Light Industrial | Kitchen/Break Room | MLI |  | MLI | 1
Auto Repair | Retail - Small | Manuf. Light Industrial | Office | MLI |  | MLI | 2
Auto Repair | Retail - Small | Manuf. Light Industrial | Storage | MLI |  | MLI | 2
Motel | Lodging | Motel | Guest Rooms | Mtl |  | Mtl | 3
Motel | Lodging | Motel | HallwayLobby | Mtl |  | Mtl | 1
Retail Warehouse/Clubs | Retail - Small | Retail - Large (Bigbox) | Storage | RtL |  | RtL | 2
Retail Warehouse/Clubs | Retail - Small | Retail - Large (Bigbox) | Comm/Ind Work | RtL |  | RtL | 2
Retail Warehouse/Clubs | Retail - Small | Retail - Large (Bigbox) | Kitchen/Break Room | RtL |  | RtL | 1
Retail Warehouse/Clubs | Retail - Small | Retail - Large (Bigbox) | Office | RtL |  | RtL | 2
Retail Warehouse/Clubs | Retail - Small | Retail - Large (Bigbox) | RetailSales | RtL |  | RtL | 4
Religious Assembly (mixed use) | Assembly | Assembly | Assembly | Asm |  | Asm | 5
Religious Assembly (mixed use) | Assembly | Assembly | HallwayLobby | Asm |  | Asm | 1
Religious Assembly (mixed use) | Assembly | Assembly | Kitchen/Break Room | Asm |  | Asm | 1
Religious Assembly (mixed use) | Assembly | Assembly | OtherMisc | Asm |  | Asm | 1
Other Retail Store | Retail - Small | Retail - Small | Office | RtS |  | RtS | 3
Other Retail Store | Retail - Small | Retail - Small | RetailSales | RtS |  | RtS | 2
Religious Assembly (mixed use) | Assembly | Assembly | Assembly | Asm |  | Asm | 2
Religious Assembly (mixed use) | Assembly | Assembly | HallwayLobby | Asm |  | Asm | 1
Religious Assembly (mixed use) | Assembly | Assembly | Kitchen/Break Room | Asm |  | Asm | 2
Religious Assembly (mixed use) | Assembly | Assembly | OtherMisc | Asm |  | Asm | 1
Unconditioned Warehouse, High Bay | Warehouse | Storage Unconditioned | OtherMisc | SUn |  | SUn | 1
Unconditioned Warehouse, High Bay | Warehouse | Storage Unconditioned | Office | SUn |  | SUn | 2
Shop in Strip Mall | Retail - Small | Retail - Small | Office | RtS |  | RtS | 1
Shop in Strip Mall | Retail - Small | Retail - Small | RetailSales | RtS |  | RtS | 3
Shop in Strip Mall | Retail - Small | Retail - Small | Storage | RtS |  | RtS | 1
Other Retail Store | Retail - Small | Retail - Small | Comm/Ind Work | RtS |  | RtS | 3
Other Retail Store | Retail - Small | Retail - Small | HallwayLobby | RtS |  | RtS | 2
Other Retail Store | Retail - Small | Retail - Small | Office | RtS |  | RtS | 4
Other Retail Store | Retail - Small | Retail - Small | HallwayLobby | RtS |  | RtS | 1
Other Retail Store | Retail - Small | Retail - Small | RetailSales | RtS |  | RtS | 1
Other Retail Store | Retail - Small | Retail - Small | Storage | RtS |  | RtS | 1
Fast Food or Self Service | Restaurant - Fast Food | Restaurant - Fast Food | Dining | RFF |  | RFF | 1
Auto Sales | Retail - Small | Retail - Small | Restrooms | RtS |  | RtS | 1
Auto Sales | Retail - Small | Retail - Small | Auto Repair Workshop | RtS |  | RtS | 2
Auto Sales | Retail - Small | Retail - Small | Office | RtS |  | RtS | 1
Auto Sales | Retail - Small | Retail - Small | RetailSales | RtS |  | RtS | 1
Community Center | Assembly | Assembly | Assembly | Asm |  | Asm | 1
Community Center | Assembly | Assembly | Kitchen/Break Room | Asm |  | Asm | 2
Community Center | Assembly | Assembly | Office | Asm |  | Asm | 1
Community Center | Assembly | Assembly | OtherMisc | Asm |  | Asm | 7
Elementary School | Education - Primary School | Primary School | OtherMisc | EPr |  | EPr | 9
Software Development | Office - Small | Office - Small | Kitchen/Break Room | OfS |  | OfS | 2
Software Development | Office - Small | Office - Small | Office | OfS |  | OfS | 8
Software Development | Office - Small | Office - Small | OtherMisc | OfS |  | OfS | 4
Software Development | Office - Small | Office - Small | Restrooms | OfS |  | OfS | 1
Other Office | Office - Small | Office - Small | Office | OfS |  | OfS | 4
Fabrication | Office - Small | Manuf. Light Industrial | HallwayLobby | MLI |  | MLI | 2
Fabrication | Office - Small | Manuf. Light Industrial | Office | MLI |  | MLI | 2
Fabrication | Office - Small | Manuf. Light Industrial | OtherMisc | MLI |  | MLI | 3
Financial / Legal | Office - Small | Office - Small | HallwayLobby | OfS |  | OfS | 2
Financial / Legal | Office - Small | Office - Small | Office | OfS |  | OfS | 4
Laundry | Retail - Small | Retail - Small | RetailSales | RtS |  | RtS | 1
Mixed-Use/Multi-tenant | Office - Small | Office - Small | Comm/Ind Work | OfS |  | OfS | 1
Mixed-Use/Multi-tenant | Office - Small | Office - Small | HallwayLobby | OfS |  | OfS | 6
Mixed-Use/Multi-tenant | Office - Small | Office - Small | Office | OfS |  | OfS | 1
Convenience Store | Grocery | Retail - Small | OtherMisc | RtS |  | RtS | 1
Convenience Store | Grocery | Retail - Small | RetailSales | RtS |  | RtS | 1
Religious Assembly (mixed use) | Assembly | Assembly | Assembly | Asm |  | Asm | 1
Religious Assembly (mixed use) | Assembly | Assembly | HallwayLobby | Asm |  | Asm | 2
Religious Assembly (mixed use) | Assembly | Assembly | OtherMisc | Asm |  | Asm | 1
Other Retail Store | Retail - Small | Retail - Small | RetailSales | RtS |  | RtS | 1
Other Retail Store | Retail - Small | Retail - Small | Storage | RtS |  | RtS | 2
Motel | Lodging | Motel | HallwayLobby | Mtl |  | Mtl | 3
Other Office | Office - Small | Office - Small | Comm/Ind Work | OfS |  | OfS | 3
Other Office | Office - Small | Office - Small | Office | OfS |  | OfS | 7
Shop in Strip Mall | Retail - Small | Retail - Small | OtherMisc | RtS |  | RtS | 2
Shop in Strip Mall | Retail - Small | Retail - Small | RetailSales | RtS |  | RtS | 3
Shop in Strip Mall | Retail - Small | Retail - Small | Storage | RtS |  | RtS | 1
Shop in Strip Mall | Retail - Small | Retail - Small | RetailSales | RtS |  | RtS | 1
Other Retail Store | Retail - Small | Retail - Small | OtherMisc | RtS |  | RtS | 1
Other Retail Store | Retail - Small | Retail - Small | RetailSales | RtS |  | RtS | 5
Lab/R&D Facility | Office - Small | Manufacturing Bio/Tech | Comm/Ind Work | MBT |  | MBT | 4
Lab/R&D Facility | Office - Small | Manufacturing Bio/Tech | HallwayLobby | MBT |  | MBT | 2
Lab/R&D Facility | Office - Small | Manufacturing Bio/Tech | Office | MBT |  | MBT | 4
Assembly/Light Manufacturing | Other Industrial | Manuf. Light Industrial | HallwayLobby | MLI |  | MLI | 3
Assembly/Light Manufacturing | Other Industrial | Manuf. Light Industrial | Office | MLI |  | MLI | 2
Assembly/Light Manufacturing | Other Industrial | Manuf. Light Industrial | Restrooms | MLI |  | MLI | 2
Assembly/Light Manufacturing | Other Industrial | Manuf. Light Industrial | Comm/Ind Work | MLI |  | MLI | 1
Assembly/Light Manufacturing | Other Industrial | Manuf. Light Industrial | HallwayLobby | MLI |  | MLI | 1
Assembly/Light Manufacturing | Other Industrial | Manuf. Light Industrial | Office | MLI |  | MLI | 3
Assembly/Light Manufacturing | Other Industrial | Manuf. Light Industrial | OtherMisc | MLI |  | MLI | 1
Auto Repair | Retail - Small | Manuf. Light Industrial | Auto Repair Workshop | MLI |  | MLI | 2
Auto Repair | Retail - Small | Manuf. Light Industrial | Office | MLI |  | MLI | 1
Other Office | Office - Small | Office - Small | Restrooms | OfS |  | OfS | 1
Other Office | Office - Small | Office - Small | HallwayLobby | OfS |  | OfS | 1
Other Office | Office - Small | Office - Small | Kitchen/Break Room | OfS |  | OfS | 1
Other Office | Office - Small | Office - Small | Office | OfS |  | OfS | 4
Unconditioned Warehouse, High Bay | Warehouse | Storage Unconditioned | Comm/Ind Work | SUn |  | SUn | 1
Auto Repair | Retail - Small | Manuf. Light Industrial | Auto Repair Workshop | MLI |  | MLI | 1
Auto Repair | Retail - Small | Manuf. Light Industrial | HallwayLobby | MLI |  | MLI | 3
Auto Repair | Retail - Small | Manuf. Light Industrial | Office | MLI |  | MLI | 1
Auto Repair | Retail - Small | Manuf. Light Industrial | Storage | MLI |  | MLI | 1
Refrigerated Warehouse | Warehouse | Refrigerated Warehouse | Office | WRf |  | WRf | 5
Refrigerated Warehouse | Warehouse | Refrigerated Warehouse | OtherMisc | WRf |  | WRf | 2
Refrigerated Warehouse | Warehouse | Refrigerated Warehouse | Storage | WRf |  | WRf | 1
Fast Food or Self Service | Restaurant - Fast Food | Restaurant - Fast Food | Dining | RFF |  | RFF | 1
Fast Food or Self Service | Restaurant - Fast Food | Restaurant - Fast Food | Kitchen/Break Room | RFF |  | RFF | 1
Lab/R&D Facility | Office - Small | Manufacturing Bio/Tech | Comm/Ind Work | MBT |  | MBT | 3
Lab/R&D Facility | Office - Small | Manufacturing Bio/Tech | HallwayLobby | MBT |  | MBT | 3
Lab/R&D Facility | Office - Small | Manufacturing Bio/Tech | Office | MBT |  | MBT | 1
Service Company | Retail - Small | Office - Small | Comm/Ind Work | OfS |  | OfS | 1
Service Company | Retail - Small | Office - Small | RetailSales | OfS |  | OfS | 1
Shop in Enclosed Mall | Retail - Small | Retail - Small | RetailSales | RtS |  | RtS | 3
Shop in Strip Mall | Retail - Small | Retail - Small | Office | RtS |  | RtS | 1
Shop in Strip Mall | Retail - Small | Retail - Small | RetailSales | RtS |  | RtS | 3
Mixed-Use/Multi-tenant | Office - Small | Office - Small | Office | OfS |  | OfS | 2
Clinic/Outpatient Care | Health/Medical - Clinic | Office - Small | HallwayLobby | OfS |  | OfS | 11
Clinic/Outpatient Care | Health/Medical - Clinic | Office - Small | Office | OfS |  | OfS | 2
Other Retail Store | Office - Small | Retail - Small | Comm/Ind Work | RtS |  | RtS | 1
Other Retail Store | Office - Small | Retail - Small | HallwayLobby | RtS |  | RtS | 1
Other Retail Store | Office - Small | Retail - Small | Kitchen/Break Room | RtS |  | RtS | 1
Other Retail Store | Office - Small | Retail - Small | Office | RtS |  | RtS | 3
Auto Parts | Retail - Small | Retail - Small | Auto Repair Workshop | RtS |  | RtS | 1
Auto Parts | Retail - Small | Retail - Small | HallwayLobby | RtS |  | RtS | 3
Auto Parts | Retail - Small | Retail - Small | Kitchen/Break Room | RtS |  | RtS | 1
Auto Parts | Retail - Small | Retail - Small | Office | RtS |  | RtS | 1
Auto Parts | Retail - Small | Retail - Small | Restrooms | RtS |  | RtS | 1
Auto Parts | Retail - Small | Retail - Small | Storage | RtS |  | RtS | 1
Religious Assembly (mixed use) | Assembly | Assembly | Assembly | Asm |  | Asm | 5
Religious Assembly (mixed use) | Assembly | Assembly | Kitchen/Break Room | Asm |  | Asm | 2
Auto Sales | Retail - Small | Retail - Small | RetailSales | RtS |  | RtS | 4
Auto Sales | Retail - Small | Retail - Small | Storage | RtS |  | RtS | 2
Financial / Legal | Office - Small | Office - Small | Conference Room | OfS |  | OfS | 2
Financial / Legal | Office - Small | Office - Small | HallwayLobby | OfS |  | OfS | 2
Financial / Legal | Office - Small | Office - Small | Kitchen/Break Room | OfS |  | OfS | 1
Financial / Legal | Office - Small | Office - Small | Office | OfS |  | OfS | 5
Conditioned Warehouse, High Bay | Other Industrial | Storage Conditioned | Comm/Ind Work | SCn |  | SCn | 1
Conditioned Warehouse, High Bay | Other Industrial | Storage Conditioned | Office | SCn |  | SCn | 2
Other Office | Office - Small | Office - Small | HallwayLobby | OfS |  | OfS | 1
Other Office | Office - Small | Office - Small | Office | OfS |  | OfS | 2
Small General Grocery | Grocery | Grocery | OtherMisc | Gro |  | Gro | 6
Small General Grocery | Grocery | Grocery | RetailSales | Gro |  | Gro | 5
Unconditioned Warehouse, High Bay | Warehouse | Storage Unconditioned | Comm/Ind Work | SUn |  | SUn | 5
Unconditioned Warehouse, High Bay | Warehouse | Storage Unconditioned | Office | SUn |  | SUn | 2
Unconditioned Warehouse, High Bay | Warehouse | Storage Unconditioned | OtherMisc | SUn |  | SUn | 1
Unconditioned Warehouse, High Bay | Warehouse | Storage Unconditioned | Storage | SUn |  | SUn | 1
Unconditioned Warehouse, High Bay | Warehouse | Storage Unconditioned | Storage | SUn |  | SUn | 3
Insurance/Real Estate | Office - Small | Office - Small | Restrooms | OfS |  | OfS | 1
Other Service Shop | All Commercial | Manuf. Light Industrial | Comm/Ind Work | MLI |  | MLI | 2
Other Service Shop | All Commercial | Manuf. Light Industrial | Office | MLI |  | MLI | 2
Other Office | Office - Small | Office - Small | Comm/Ind Work | OfS |  | OfS | 2
Other Office | Office - Small | Office - Small | HallwayLobby | OfS |  | OfS | 1
Other Office | Office - Small | Office - Small | Kitchen/Break Room | OfS |  | OfS | 2
Other Office | Office - Small | Office - Small | Office | OfS |  | OfS | 9
Auto Repair | Retail - Small | Manuf. Light Industrial | Auto Repair Workshop | MLI |  | MLI | 1
Auto Repair | Retail - Small | Manuf. Light Industrial | Comm/Ind Work | MLI |  | MLI | 1
Auto Repair | Retail - Small | Manuf. Light Industrial | HallwayLobby | MLI |  | MLI | 1
Auto Repair | Retail - Small | Manuf. Light Industrial | Office | MLI |  | MLI | 2
Tattoo Parlor | Retail - Small | Retail - Small | Restrooms | RtS |  | RtS | 1
Tattoo Parlor | Retail - Small | Retail - Small | HallwayLobby | RtS |  | RtS | 1
Tattoo Parlor | Retail - Small | Retail - Small | Kitchen/Break Room | RtS |  | RtS | 1
Tattoo Parlor | Retail - Small | Retail - Small | RetailSales | RtS |  | RtS | 3
Tattoo Parlor | Retail - Small | Retail - Small | Storage | RtS |  | RtS | 1
Retail Warehouse/Clubs | Retail - Small | Retail - Large (Bigbox) | Restrooms | RtL |  | RtL | 1
Retail Warehouse/Clubs | Retail - Small | Retail - Large (Bigbox) | HallwayLobby | RtL |  | RtL | 1
Retail Warehouse/Clubs | Retail - Small | Retail - Large (Bigbox) | Office | RtL |  | RtL | 1
Other Office | Retail - Small | Office - Small | HallwayLobby | OfS |  | OfS | 1
Other Office | Retail - Small | Office - Small | Office | OfS |  | OfS | 2
Other Office | Retail - Small | Office - Small | RetailSales | OfS |  | OfS | 1
Religious Assembly (mixed use) | Assembly | Assembly | Assembly | Asm |  | Asm | 2
Religious Assembly (mixed use) | Assembly | Assembly | HallwayLobby | Asm |  | Asm | 2
Religious Assembly (mixed use) | Assembly | Assembly | Office | Asm |  | Asm | 1
Religious Assembly (mixed use) | Assembly | Assembly | Restrooms | Asm |  | Asm | 2
Religious Assembly (mixed use) | Assembly | Assembly | Storage | Asm |  | Asm | 2
Medical/Dental Office | Health/Medical - Clinic | Office - Small | HallwayLobby | OfS |  | OfS | 2
Medical/Dental Office | Health/Medical - Clinic | Office - Small | OtherMisc | OfS |  | OfS | 2
Auto Repair | Retail - Small | Manuf. Light Industrial | Auto Repair Workshop | MLI |  | MLI | 1
Religious Assembly (mixed use) | Assembly | Assembly | Assembly | Asm |  | Asm | 2
Religious Assembly (mixed use) | Assembly | Assembly | Office | Asm |  | Asm | 3
Religious Assembly (mixed use) | Assembly | Assembly | OtherMisc | Asm |  | Asm | 3
Assembly/Light Manufacturing | All Commercial | Manuf. Light Industrial | Comm/Ind Work | MLI |  | MLI | 4
Assembly/Light Manufacturing | All Commercial | Manuf. Light Industrial | HallwayLobby | MLI |  | MLI | 1
Assembly/Light Manufacturing | All Commercial | Manuf. Light Industrial | Office | MLI |  | MLI | 5
Assembly/Light Manufacturing | All Commercial | Manuf. Light Industrial | OtherMisc | MLI |  | MLI | 1
Assembly/Light Manufacturing | All Commercial | Manuf. Light Industrial | Storage | MLI |  | MLI | 2
Assembly/Light Manufacturing | Other Industrial | Manuf. Light Industrial | Comm/Ind Work | MLI |  | MLI | 3
Other Retail Store | Retail - Small | Retail - Small | RetailSales | RtS |  | RtS | 2
Other Office | Office - Small | Office - Small | HallwayLobby | OfS |  | OfS | 2
Other Office | Office - Small | Office - Small | Kitchen/Break Room | OfS |  | OfS | 1
Administration and management | Office - Small | Office - Large | Restrooms | OfL |  | OfL | 1
Administration and management | Office - Small | Office - Large | Office | OfL |  | OfL | 2
Other Lodging | Lodging | Hotel | Guest Rooms | Htl |  | Htl | 5
Other Lodging | Lodging | Hotel | HallwayLobby | Htl |  | Htl | 4
Other Lodging | Lodging | Hotel | Kitchen/Break Room | Htl |  | Htl | 2
Other Lodging | Lodging | Hotel | Restrooms | Htl |  | Htl | 1
Unconditioned Warehouse, High Bay | Warehouse | Storage Unconditioned | Office | SUn |  | SUn | 6
Unconditioned Warehouse, High Bay | Warehouse | Storage Unconditioned | OtherMisc | SUn |  | SUn | 4
Unconditioned Warehouse, High Bay | Warehouse | Storage Unconditioned | Comm/Ind Work | SUn |  | SUn | 2
Unconditioned Warehouse, High Bay | Warehouse | Storage Unconditioned | Office | SUn |  | SUn | 5
Unconditioned Warehouse, High Bay | Warehouse | Storage Unconditioned | OtherMisc | SUn |  | SUn | 5
Other Retail Store | Retail - Small | Retail - Small | Office | RtS |  | RtS | 1
Other Retail Store | Retail - Small | Retail - Small | RetailSales | RtS |  | RtS | 7
Nursing Home | Health/Medical - Clinic | Nursing Home | Comm/Ind Work | Nrs |  | Nrs | 1
Nursing Home | Health/Medical - Clinic | Nursing Home | HallwayLobby | Nrs |  | Nrs | 4
Nursing Home | Health/Medical - Clinic | Nursing Home | Kitchen/Break Room | Nrs |  | Nrs | 1
Nursing Home | Health/Medical - Clinic | Nursing Home | Office | Nrs |  | Nrs | 2
Nursing Home | Health/Medical - Clinic | Nursing Home | OtherMisc | Nrs |  | Nrs | 1
Nursing Home | Health/Medical - Clinic | Nursing Home | Patient Rooms | Nrs |  | Nrs | 9
Nursing Home | Health/Medical - Clinic | Nursing Home | Storage | Nrs |  | Nrs | 1
Laundry | Retail - Small | Retail - Small | RetailSales | RtS |  | RtS | 2
Library / Museum | Assembly | Assembly | Restrooms | Asm |  | Asm | 1
Library / Museum | Assembly | Assembly | Assembly | Asm |  | Asm | 1
Library / Museum | Assembly | Assembly | Office | Asm |  | Asm | 2
Library / Museum | Assembly | Assembly | OtherMisc | Asm |  | Asm | 8
Administration and management | Office - Small | Office - Large | Comm/Ind Work | OfL |  | OfL | 4
Administration and management | Office - Small | Office - Large | Office | OfL |  | OfL | 3
Administration and management | Office - Small | Office - Large | Restrooms | OfL |  | OfL | 1
Other Service Shop | Office - Small | Manuf. Light Industrial | Restrooms | MLI |  | MLI | 2
Other Service Shop | Office - Small | Manuf. Light Industrial | Comm/Ind Work | MLI |  | MLI | 1
Other Service Shop | Office - Small | Manuf. Light Industrial | HallwayLobby | MLI |  | MLI | 2
Other Service Shop | Office - Small | Manuf. Light Industrial | Kitchen/Break Room | MLI |  | MLI | 2
Other Service Shop | Office - Small | Manuf. Light Industrial | Office | MLI |  | MLI | 4
Other Service Shop | Office - Small | Manuf. Light Industrial | Storage | MLI |  | MLI | 1
Administration and management | Office - Small | Office - Large | HallwayLobby | OfL |  | OfL | 1
Administration and management | Office - Small | Office - Large | Storage | OfL |  | OfL | 1
Retail Warehouse/Clubs | Retail - Small | Retail - Large (Bigbox) | Office | RtL |  | RtL | 3
Retail Warehouse/Clubs | Retail - Small | Retail - Large (Bigbox) | Storage | RtL |  | RtL | 3
General Offices | Office - Small | Office - Small | Kitchen/Break Room | OfS |  | OfS | 1
General Offices | Office - Small | Office - Small | Office | OfS |  | OfS | 2
General Offices | Office - Small | Office - Small | Restrooms | OfS |  | OfS | 1
Religious Assembly (mixed use) | Assembly | Assembly | Assembly | Asm |  | Asm | 1
Religious Assembly (mixed use) | Assembly | Assembly | HallwayLobby | Asm |  | Asm | 1
Religious Assembly (mixed use) | Assembly | Assembly | Restrooms | Asm |  | Asm | 2
Religious Assembly (mixed use) | Assembly | Assembly | Storage | Asm |  | Asm | 1
Religious Assembly (mixed use) | Assembly | Assembly | Kitchen/Break Room | Asm |  | Asm | 1
Religious Assembly (mixed use) | Assembly | Assembly | Office | Asm |  | Asm | 1
Religious Assembly (mixed use) | Assembly | Assembly | OtherMisc | Asm |  | Asm | 1
Laundry | Retail - Small | Retail - Small | Comm/Ind Work | RtS |  | RtS | 3
Administration and management | Office - Small | Office - Large | Office | OfL |  | OfL | 4
Other Office | Retail - Small | Office - Small | Office | OfS |  | OfS | 1
Other Office | Retail - Small | Office - Small | OtherMisc | OfS |  | OfS | 1
Other Office | Retail - Small | Office - Small | Restrooms | OfS |  | OfS | 1
Other Office | Retail - Small | Office - Small | RetailSales | OfS |  | OfS | 2
Auto Repair | Retail - Small | Manuf. Light Industrial | Auto Repair Workshop | MLI |  | MLI | 1
Auto Repair | Retail - Small | Manuf. Light Industrial | HallwayLobby | MLI |  | MLI | 1
Auto Repair | Retail - Small | Manuf. Light Industrial | Storage | MLI |  | MLI | 2
Auto Repair | Retail - Small | Manuf. Light Industrial | Comm/Ind Work | MLI |  | MLI | 1
Auto Repair | Retail - Small | Manuf. Light Industrial | Office | MLI |  | MLI | 2
Unconditioned Warehouse, High Bay | Warehouse | Storage Unconditioned | Restrooms | SUn |  | SUn | 1
Unconditioned Warehouse, High Bay | Warehouse | Storage Unconditioned | Office | SUn |  | SUn | 3
Unconditioned Warehouse, High Bay | Warehouse | Storage Unconditioned | Storage | SUn |  | SUn | 1
Religious Assembly (mixed use) | Assembly | Assembly | HallwayLobby | Asm |  | Asm | 2
Religious Assembly (mixed use) | Assembly | Assembly | Assembly | Asm |  | Asm | 2
Religious Assembly (mixed use) | Assembly | Assembly | Office | Asm |  | Asm | 3
Assembly/Light Manufacturing | Other Industrial | Manuf. Light Industrial | Comm/Ind Work | MLI |  | MLI | 2
Other Retail Store | Retail - Small | Retail - Small | Comm/Ind Work | RtS |  | RtS | 2
Other Retail Store | Retail - Small | Retail - Small | RetailSales | RtS |  | RtS | 4
Shop in Strip Mall | Other Industrial | Retail - Small | Comm/Ind Work | RtS |  | RtS | 5
Shop in Strip Mall | Other Industrial | Retail - Small | HallwayLobby | RtS |  | RtS | 1
Shop in Strip Mall | Other Industrial | Retail - Small | Office | RtS |  | RtS | 1
Shop in Strip Mall | Other Industrial | Retail - Small | Storage | RtS |  | RtS | 3
Unconditioned Warehouse, High Bay | Warehouse | Storage Unconditioned | Restrooms | SUn |  | SUn | 2
Unconditioned Warehouse, High Bay | Warehouse | Storage Unconditioned | OtherMisc | SUn |  | SUn | 2
Other Office | Office - Small | Office - Small | HallwayLobby | OfS |  | OfS | 1
Other Office | Office - Small | Office - Small | Kitchen/Break Room | OfS |  | OfS | 1
Other Office | Office - Small | Office - Small | Office | OfS |  | OfS | 7
Retail Warehouse/Clubs | Retail - Small | Retail - Large (Bigbox) | Storage | RtL |  | RtL | 3
General Offices | Restaurant - Fast Food | Office - Small | OtherMisc | OfS |  | OfS | 4
Data Processing/Computer Center | Office - Small | Office - Small | Restrooms | OfS |  | OfS | 1
Data Processing/Computer Center | Office - Small | Office - Small | Comm/Ind Work | OfS |  | OfS | 3
Data Processing/Computer Center | Office - Small | Office - Small | Office | OfS |  | OfS | 2
Data Processing/Computer Center | Office - Small | Office - Small | Storage | OfS |  | OfS | 2
Religious Assembly (mixed use) | Assembly | Assembly | Storage | Asm |  | Asm | 1
Religious Assembly (mixed use) | Assembly | Assembly | Assembly | Asm |  | Asm | 8
Religious Assembly (mixed use) | Assembly | Assembly | HallwayLobby | Asm |  | Asm | 1
Religious Assembly (mixed use) | Assembly | Assembly | Kitchen/Break Room | Asm |  | Asm | 2
Religious Assembly (mixed use) | Assembly | Assembly | Office | Asm |  | Asm | 6
Religious Assembly (mixed use) | Assembly | Assembly | OtherMisc | Asm |  | Asm | 6
Other Office | Office - Small | Office - Small | Comm/Ind Work | OfS |  | OfS | 2
Other Office | Office - Small | Office - Small | HallwayLobby | OfS |  | OfS | 2
Other Office | Office - Small | Office - Small | Office | OfS |  | OfS | 3
Other Office | Office - Small | Office - Small | Storage | OfS |  | OfS | 1
Medical/Dental Lab | Health/Medical - Clinic | Manufacturing Bio/Tech | Comm/Ind Work | MBT |  | MBT | 2
Medical/Dental Lab | Health/Medical - Clinic | Manufacturing Bio/Tech | HallwayLobby | MBT |  | MBT | 2
Medical/Dental Lab | Health/Medical - Clinic | Manufacturing Bio/Tech | Storage | MBT |  | MBT | 1
Unconditioned Warehouse, High Bay | Warehouse | Storage Unconditioned | Restrooms | SUn |  | SUn | 1
Unconditioned Warehouse, High Bay | Warehouse | Storage Unconditioned | Office | SUn |  | SUn | 2
Fast Food or Self Service | Restaurant - Fast Food | Restaurant - Fast Food | Restrooms | RFF |  | RFF | 1
Fast Food or Self Service | Restaurant - Fast Food | Restaurant - Fast Food | Dining | RFF |  | RFF | 1
Fast Food or Self Service | Restaurant - Fast Food | Restaurant - Fast Food | Kitchen/Break Room | RFF |  | RFF | 1
Fast Food or Self Service | Restaurant - Fast Food | Restaurant - Fast Food | OtherMisc | RFF |  | RFF | 1
Beauty Salon | Retail - Small | Retail - Small | Office | RtS |  | RtS | 1
Administration and management | Office - Small | Office - Large | Office | OfL |  | OfL | 4
Shop in Strip Mall | Retail - Small | Retail - Small | Comm/Ind Work | RtS |  | RtS | 1
Auto Repair | Retail - Small | Manuf. Light Industrial | Auto Repair Workshop | MLI |  | MLI | 4
Auto Repair | Retail - Small | Manuf. Light Industrial | HallwayLobby | MLI |  | MLI | 2
Auto Repair | Retail - Small | Manuf. Light Industrial | Office | MLI |  | MLI | 1
Auto Repair | Retail - Small | Manuf. Light Industrial | Restrooms | MLI |  | MLI | 1
Auto Repair | Retail - Small | Manuf. Light Industrial | Storage | MLI |  | MLI | 2
Shop in Strip Mall | Retail - Small | Retail - Small | Restrooms | RtS |  | RtS | 1
Shop in Strip Mall | Retail - Small | Retail - Small | RetailSales | RtS |  | RtS | 2
Other Retail Store | Retail - Small | Retail - Small | Restrooms | RtS |  | RtS | 1
Other Retail Store | Retail - Small | Retail - Small | RetailSales | RtS |  | RtS | 9
Medical/Dental Lab | Office - Small | Manufacturing Bio/Tech | Comm/Ind Work | MBT |  | MBT | 5
Medical/Dental Lab | Office - Small | Manufacturing Bio/Tech | HallwayLobby | MBT |  | MBT | 2
Medical/Dental Lab | Office - Small | Manufacturing Bio/Tech | Kitchen/Break Room | MBT |  | MBT | 2
Medical/Dental Lab | Office - Small | Manufacturing Bio/Tech | Office | MBT |  | MBT | 2
Medical/Dental Lab | Office - Small | Manufacturing Bio/Tech | Storage | MBT |  | MBT | 1
Other Office | Office - Small | Office - Small | HallwayLobby | OfS |  | OfS | 2
Other Office | Office - Small | Office - Small | Office | OfS |  | OfS | 3
Other Retail Store | Retail - Small | Retail - Small | Restrooms | RtS |  | RtS | 2
Other Retail Store | Retail - Small | Retail - Small | Office | RtS |  | RtS | 3
Other Retail Store | Retail - Small | Retail - Small | RetailSales | RtS |  | RtS | 1
Other Retail Store | Retail - Small | Retail - Small | Storage | RtS |  | RtS | 1
Shop in Strip Mall | Office - Small | Retail - Small | Office | RtS |  | RtS | 2
Auto Sales | Retail - Small | Retail - Small | Restrooms | RtS |  | RtS | 1
Auto Sales | Retail - Small | Retail - Small | Comm/Ind Work | RtS |  | RtS | 2
Auto Sales | Retail - Small | Retail - Small | RetailSales | RtS |  | RtS | 3
Other Service Shop | All Commercial | Manuf. Light Industrial | Office | MLI |  | MLI | 2
Other Service Shop | All Commercial | Manuf. Light Industrial | Restrooms | MLI |  | MLI | 1
Other Service Shop | All Commercial | Manuf. Light Industrial | Storage | MLI |  | MLI | 2
Shop in Strip Mall | Retail - Small | Retail - Small | Restrooms | RtS |  | RtS | 1
Shop in Strip Mall | Retail - Small | Retail - Small | RetailSales | RtS |  | RtS | 6
Unconditioned Warehouse, High Bay | Warehouse | Storage Unconditioned | Office | SUn |  | SUn | 6
Unconditioned Warehouse, High Bay | Warehouse | Storage Unconditioned | OtherMisc | SUn |  | SUn | 4
Religious Assembly (mixed use) | Assembly | Assembly | HallwayLobby | Asm |  | Asm | 1
Other Office | Office - Small | Office - Small | Conference Room | OfS |  | OfS | 1
Other Office | Office - Small | Office - Small | Kitchen/Break Room | OfS |  | OfS | 1
Other Office | Office - Small | Office - Small | Office | OfS |  | OfS | 4
Other Office | Office - Small | Office - Small | OtherMisc | OfS |  | OfS | 1
Auto Repair | Retail - Small | Manuf. Light Industrial | Comm/Ind Work | MLI |  | MLI | 3
Auto Repair | Retail - Small | Manuf. Light Industrial | HallwayLobby | MLI |  | MLI | 4
Auto Repair | Retail - Small | Manuf. Light Industrial | Office | MLI |  | MLI | 2
Auto Repair | Retail - Small | Manuf. Light Industrial | Restrooms | MLI |  | MLI | 1
Auto Repair | Retail - Small | Manuf. Light Industrial | Storage | MLI |  | MLI | 1
Other Office | Office - Small | Office - Small | Kitchen/Break Room | OfS |  | OfS | 1
Other Office | Office - Small | Office - Small | Office | OfS |  | OfS | 5
Other Office | Office - Small | Office - Small | Restrooms | OfS |  | OfS | 1
Other Office | Office - Small | Office - Small | Storage | OfS |  | OfS | 1
Assembly/Light Manufacturing | Other Industrial | Manuf. Light Industrial | Office | MLI |  | MLI | 2
Bakery/Catering | All Commercial | Restaurant - Sit Down | OtherMisc | RSD |  | RSD | 1
Bakery/Catering | All Commercial | Restaurant - Sit Down | Storage | RSD |  | RSD | 1
Medical/Dental Office | Health/Medical - Clinic | Office - Small | Restrooms | OfS |  | OfS | 1
Medical/Dental Office | Health/Medical - Clinic | Office - Small | Lobby (Office Reception/Waiting) | OfS |  | OfS | 2
Medical/Dental Office | Health/Medical - Clinic | Office - Small | Office (Executive/Private) | OfS |  | OfS | 1
Medical/Dental Office | Health/Medical - Clinic | Office - Small | Hallways/Corridors/Stairways | OfS |  | OfS | 2
Medical/Dental Office | Health/Medical - Clinic | Office - Small | Medical Offices and Exam Rooms | OfS |  | OfS | 3
Medical/Dental Office | Health/Medical - Clinic | Office - Small | Laboratory | OfS |  | OfS | 1
Small General Grocery | Grocery | Grocery | Storage (Unconditioned) | Gro |  | Gro | 1
Small General Grocery | Grocery | Grocery | Retail Sales/Showroom | Gro |  | Gro | 1
Unconditioned Warehouse, High Bay | Warehouse | Storage Unconditioned | Hallways/Corridors/Stairways | SUn |  | SUn | 1
Unconditioned Warehouse, High Bay | Warehouse | Storage Unconditioned | Kitchen/Break room and Food Preparation | SUn |  | SUn | 2
Unconditioned Warehouse, High Bay | Warehouse | Storage Unconditioned | Lobby (Main Entry and Assembly) | SUn |  | SUn | 2
Unconditioned Warehouse, High Bay | Warehouse | Storage Unconditioned | Office (General) | SUn |  | SUn | 1
Unconditioned Warehouse, High Bay | Warehouse | Storage Unconditioned | Restrooms | SUn |  | SUn | 2
Unconditioned Warehouse, High Bay | Warehouse | Storage Unconditioned | Storage (Conditioned) | SUn |  | SUn | 1
Unconditioned Warehouse, High Bay | Warehouse | Storage Unconditioned | Vacant Office (General) | SUn |  | SUn | 1
Unconditioned Warehouse, High Bay | Warehouse | Storage Unconditioned | Storage (Unconditioned) | SUn |  | SUn | 3
Fast Food or Self Service | Restaurant - Fast Food | Restaurant - Fast Food | Kitchen/Break room and Food Preparation | RFF |  | RFF | 2
Fast Food or Self Service | Restaurant - Fast Food | Restaurant - Fast Food | Restrooms | RFF |  | RFF | 1
Fast Food or Self Service | Restaurant - Fast Food | Restaurant - Fast Food | Dining Area | RFF |  | RFF | 2
Fast Food or Self Service | Restaurant - Fast Food | Restaurant - Fast Food | Storage (Refrigerated/Freezer), Walk-in | RFF |  | RFF | 1
Shop in Enclosed Mall | Retail - Small | Retail - Small | Restrooms | RtS |  | RtS | 1
Shop in Enclosed Mall | Retail - Small | Retail - Small | Comm/Ind Work (General Low Bay) | RtS |  | RtS | 1
Shop in Enclosed Mall | Retail - Small | Retail - Small | Office (General) | RtS |  | RtS | 1
Shop in Enclosed Mall | Retail - Small | Retail - Small | Retail Sales/Showroom | RtS |  | RtS | 1
Table Service | Restaurant - Sit Down | Restaurant - Sit Down | Bar Cocktail Lounge | RSD |  | RSD | 1
Clinic/Outpatient Care | Health/Medical - Clinic | Office - Small | Storage (Unconditioned) | OfS |  | OfS | 1
Clinic/Outpatient Care | Health/Medical - Clinic | Office - Small | Conference Room | OfS |  | OfS | 1
Clinic/Outpatient Care | Health/Medical - Clinic | Office - Small | Classroom/Lecture | OfS |  | OfS | 1
Clinic/Outpatient Care | Health/Medical - Clinic | Office - Small | Restrooms | OfS |  | OfS | 1
Clinic/Outpatient Care | Health/Medical - Clinic | Office - Small | Hallways/Corridors/Stairways | OfS |  | OfS | 1
Clinic/Outpatient Care | Health/Medical - Clinic | Office - Small | Copy Room | OfS |  | OfS | 1
Clinic/Outpatient Care | Health/Medical - Clinic | Office - Small | Office (Open Plan) | OfS |  | OfS | 1
Clinic/Outpatient Care | Health/Medical - Clinic | Office - Small | Kitchen/Break room and Food Preparation | OfS |  | OfS | 3
Clinic/Outpatient Care | Health/Medical - Clinic | Office - Small | Office (Executive/Private) | OfS |  | OfS | 2
Auto Parts | Retail - Small | Retail - Small | Comm/Ind Work (General Low Bay) | RtS |  | RtS | 3
Auto Parts | Retail - Small | Retail - Small | Lobby (Office Reception/Waiting) | RtS |  | RtS | 1
Auto Parts | Retail - Small | Retail - Small | Restrooms | RtS |  | RtS | 2
Auto Parts | Retail - Small | Retail - Small | Storage (Unconditioned) | RtS |  | RtS | 1
Software Development | Office - Small | Office - Small | Restrooms | OfS |  | OfS | 1
Software Development | Office - Small | Office - Small | Lobby (Office Reception/Waiting) | OfS |  | OfS | 1
Software Development | Office - Small | Office - Small | Office (Executive/Private) | OfS |  | OfS | 1
Software Development | Office - Small | Office - Small | Office (Open Plan) | OfS |  | OfS | 1
Software Development | Office - Small | Office - Small | Comm/Ind Work (General High Bay) | OfS |  | OfS | 1
Unconditioned Warehouse, High Bay | Warehouse | Storage Unconditioned | Conference Room | SUn |  | SUn | 2
Unconditioned Warehouse, High Bay | Warehouse | Storage Unconditioned | Hallways/Corridors/Stairways | SUn |  | SUn | 1
Unconditioned Warehouse, High Bay | Warehouse | Storage Unconditioned | Lobby (Office Reception/Waiting) | SUn |  | SUn | 1
Unconditioned Warehouse, High Bay | Warehouse | Storage Unconditioned | Office (Executive/Private) | SUn |  | SUn | 3
Unconditioned Warehouse, High Bay | Warehouse | Storage Unconditioned | Restrooms | SUn |  | SUn | 1
Unconditioned Warehouse, High Bay | Warehouse | Storage Unconditioned | Storage (Conditioned) | SUn |  | SUn | 1
Unconditioned Warehouse, High Bay | Warehouse | Storage Unconditioned | Storage (Unconditioned) | SUn |  | SUn | 4
Auto Repair | Retail - Small | Manuf. Light Industrial | Auto Repair Workshop | MLI |  | MLI | 3
Day Spa | Retail - Small | Retail - Small | Restrooms | RtS |  | RtS | 1
Hair Salon | Retail - Small | Retail - Small | Lobby (Office Reception/Waiting) | RtS |  | RtS | 1
Retail Showroom | Retail - Large | Retail - Large (Bigbox) | Retail Sales/Showroom | RtL |  | RtL | 2
Other Retail Store | Retail - Small | Retail - Small | Retail Sales/Showroom | RtS |  | RtS | 2
Nursing Home | Health/Medical - Clinic | Nursing Home | Laundry | Nrs |  | Nrs | 1
Nursing Home | Health/Medical - Clinic | Nursing Home | Mechanical/Electrical Room | Nrs |  | Nrs | 2
Nursing Home | Health/Medical - Clinic | Nursing Home | Restrooms | Nrs |  | Nrs | 1
Nursing Home | Health/Medical - Clinic | Nursing Home | Storage (Conditioned) | Nrs |  | Nrs | 2
General Offices | Other Industrial | Office - Small | Hallways/Corridors/Stairways | OfS |  | OfS | 1
General Offices | Other Industrial | Office - Small | Restrooms | OfS |  | OfS | 1
General Offices | Other Industrial | Office - Small | Storage (Unconditioned) | OfS |  | OfS | 1
General Offices | Other Industrial | Office - Small | Kitchen/Break room and Food Preparation | OfS |  | OfS | 1
General Offices | Other Industrial | Office - Small | Office (General) | OfS |  | OfS | 1
Small General Grocery | Grocery | Grocery | Kitchen/Break room and Food Preparation | Gro |  | Gro | 1
Small General Grocery | Grocery | Grocery | Retail Sales/Showroom | Gro |  | Gro | 1
General Offices | Utilities | Office - Small | Comm/Ind Work (General High Bay) | OfS |  | OfS | 2
General Offices | Utilities | Office - Small | Conference Room | OfS |  | OfS | 1
General Offices | Utilities | Office - Small | Kitchen/Break room and Food Preparation | OfS |  | OfS | 1
General Offices | Utilities | Office - Small | Office (Executive/Private) | OfS |  | OfS | 1
General Offices | Utilities | Office - Small | Office (General) | OfS |  | OfS | 1
General Offices | Utilities | Office - Small | Restrooms | OfS |  | OfS | 1
General Offices | Utilities | Office - Small | Storage (Conditioned) | OfS |  | OfS | 2
Shop in Enclosed Mall | Retail - Small | Retail - Small | Storage (Conditioned) | RtS |  | RtS | 1
Assembly/Light Manufacturing | Other Industrial | Manuf. Light Industrial | Restrooms | MLI |  | MLI | 1
Assembly/Light Manufacturing | Other Industrial | Manuf. Light Industrial | Hallways/Corridors/Stairways | MLI |  | MLI | 1
Assembly/Light Manufacturing | Other Industrial | Manuf. Light Industrial | Storage (Unconditioned) | MLI |  | MLI | 1
General Offices | Office - Small | Office - Small | Hallways/Corridors/Stairways | OfS |  | OfS | 1
General Offices | Office - Small | Office - Small | Lobby (Office Reception/Waiting) | OfS |  | OfS | 1
General Offices | Office - Small | Office - Small | Office (Executive/Private) | OfS |  | OfS | 1
General Offices | Office - Small | Office - Small | Office (General) | OfS |  | OfS | 1
General Offices | Office - Small | Office - Small | Storage (Conditioned) | OfS |  | OfS | 1
General Offices | Office - Small | Office - Small | Storage (Unconditioned) | OfS |  | OfS | 2
Health/Fitness Center | Assembly | Assembly | Exercise Centers/Gymnasium | Asm |  | Asm | 4
Shop in Strip Mall | Retail - Small | Retail - Small | Retail Sales/Showroom | RtS |  | RtS | 2
Retail Warehouse/Clubs | Retail - Large | Retail - Large (Bigbox) | Office (Executive/Private) | RtL |  | RtL | 1
Retail Warehouse/Clubs | Retail - Large | Retail - Large (Bigbox) | Restrooms | RtL |  | RtL | 1
Conditioned Warehouse, High Bay | Warehouse | Storage Conditioned | Storage (Unconditioned) | SCn |  | SCn | 3
Conditioned Warehouse, High Bay | Warehouse | Storage Conditioned | Restrooms | SCn |  | SCn | 7
Assembly/Light Manufacturing | Other Industrial | Manuf. Light Industrial | Comm/Ind Work (General High Bay) | MLI |  | MLI | 2
Assembly/Light Manufacturing | Other Industrial | Manuf. Light Industrial | Kitchen/Break room and Food Preparation | MLI |  | MLI | 1
Assembly/Light Manufacturing | Other Industrial | Manuf. Light Industrial | Laboratory | MLI |  | MLI | 1
Assembly/Light Manufacturing | Other Industrial | Manuf. Light Industrial | Lobby (Office Reception/Waiting) | MLI |  | MLI | 1
Assembly/Light Manufacturing | Other Industrial | Manuf. Light Industrial | Office (General) | MLI |  | MLI | 2
Assembly/Light Manufacturing | Other Industrial | Manuf. Light Industrial | Restrooms | MLI |  | MLI | 1
Assembly/Light Manufacturing | Other Industrial | Manuf. Light Industrial | Storage (Unconditioned) | MLI |  | MLI | 1
General Offices | Other Industrial | Office - Small | Computer Room | OfS |  | OfS | 1
General Offices | Other Industrial | Office - Small | Conference Room | OfS |  | OfS | 1
General Offices | Other Industrial | Office - Small | Kitchen/Break room and Food Preparation | OfS |  | OfS | 1
General Offices | Other Industrial | Office - Small | Laboratory | OfS |  | OfS | 1
General Offices | Other Industrial | Office - Small | Lobby (Office Reception/Waiting) | OfS |  | OfS | 1
General Offices | Other Industrial | Office - Small | Mechanical/Electrical Room | OfS |  | OfS | 5
General Offices | Other Industrial | Office - Small | Other Unlisted Activity Types | OfS |  | OfS | 1
General Offices | Other Industrial | Office - Small | Restrooms | OfS |  | OfS | 2
General Offices | Other Industrial | Office - Small | Stairwells (not stairways/hallways) | OfS |  | OfS | 1
Auto Sales | Retail - Large | Retail - Small | Auto Repair Workshop | RtS |  | RtS | 2
Auto Sales | Retail - Large | Retail - Small | Conference Room | RtS |  | RtS | 1
Auto Sales | Retail - Large | Retail - Small | Dining Area | RtS |  | RtS | 1
Auto Sales | Retail - Large | Retail - Small | Kitchen/Break room and Food Preparation | RtS |  | RtS | 1
Auto Sales | Retail - Large | Retail - Small | Office (Executive/Private) | RtS |  | RtS | 1
Auto Sales | Retail - Large | Retail - Small | Office (General) | RtS |  | RtS | 1
Auto Sales | Retail - Large | Retail - Small | Office (Open Plan) | RtS |  | RtS | 2
Auto Sales | Retail - Large | Retail - Small | Other Unlisted Activity Types | RtS |  | RtS | 2
Auto Sales | Retail - Large | Retail - Small | Retail Sales/Showroom | RtS |  | RtS | 3
General Offices | Office - Small | Office - Small | Hallways/Corridors/Stairways | OfS |  | OfS | 1
General Offices | Office - Small | Office - Small | Lobby (Office Reception/Waiting) | OfS |  | OfS | 1
General Offices | Office - Small | Office - Small | Restrooms | OfS |  | OfS | 1
General Offices | Office - Small | Office - Small | Office (Executive/Private) | OfS |  | OfS | 1
General Offices | Office - Small | Office - Small | Copy Room | OfS |  | OfS | 1
General Offices | Office - Small | Office - Small | Kitchen/Break room and Food Preparation | OfS |  | OfS | 1
Community Center | Assembly | Assembly | Hallways/Corridors/Stairways | Asm |  | Asm | 2
Community Center | Assembly | Assembly | Auditorium | Asm |  | Asm | 3
Community Center | Assembly | Assembly | Classroom/Lecture | Asm |  | Asm | 4
Community Center | Assembly | Assembly | Office (General) | Asm |  | Asm | 2
Community Center | Assembly | Assembly | Storage (Unconditioned) | Asm |  | Asm | 1
Hotel | Lodging | Hotel | Guest Rooms (Hotel/Motel) | Htl |  | Htl | 3
Hotel | Lodging | Hotel | Hallways/Corridors/Stairways | Htl |  | Htl | 2
Hotel | Lodging | Hotel | Laundry | Htl |  | Htl | 1
Medical/Dental Office | Health/Medical - Clinic | Office - Small | Storage (Conditioned) | OfS |  | OfS | 1
Medical/Dental Office | Health/Medical - Clinic | Office - Small | Lobby (Office Reception/Waiting) | OfS |  | OfS | 1
Medical/Dental Office | Health/Medical - Clinic | Office - Small | Restrooms | OfS |  | OfS | 1
Medical/Dental Office | Health/Medical - Clinic | Office - Small | Laboratory | OfS |  | OfS | 1
Medical/Dental Office | Health/Medical - Clinic | Office - Small | Medical Offices and Exam Rooms | OfS |  | OfS | 1
Medical/Dental Office | Health/Medical - Clinic | Office - Small | Office (General) | OfS |  | OfS | 1
Elementary School | Education - Primary School | Primary School | Auditorium | EPr |  | EPr | 3
Elementary School | Education - Primary School | Primary School | Classroom/Lecture | EPr |  | EPr | 6
Elementary School | Education - Primary School | Primary School | Copy Room | EPr |  | EPr | 2
Elementary School | Education - Primary School | Primary School | Hallways/Corridors/Stairways | EPr |  | EPr | 1
Elementary School | Education - Primary School | Primary School | Kitchen/Break room and Food Preparation | EPr |  | EPr | 3
Elementary School | Education - Primary School | Primary School | Library | EPr |  | EPr | 2
Elementary School | Education - Primary School | Primary School | Medical Offices and Exam Rooms | EPr |  | EPr | 1
Elementary School | Education - Primary School | Primary School | Office (Executive/Private) | EPr |  | EPr | 1
Elementary School | Education - Primary School | Primary School | Office (Open Plan) | EPr |  | EPr | 2
Elementary School | Education - Primary School | Primary School | Classrooms (Portable) | EPr |  | EPr | 4
Auto Repair | Retail - Small | Manuf. Light Industrial | Restrooms | MLI |  | MLI | 1
Auto Repair | Retail - Small | Manuf. Light Industrial | Auto Repair Workshop | MLI |  | MLI | 2
Auto Repair | Retail - Small | Manuf. Light Industrial | Storage (Unconditioned) | MLI |  | MLI | 1
Auto Repair | Retail - Small | Manuf. Light Industrial | Office (General) | MLI |  | MLI | 1
Auto Repair | Retail - Small | Manuf. Light Industrial | Auto Repair Workshop | MLI |  | MLI | 1
Auto Repair | Retail - Small | Manuf. Light Industrial | Storage (Unconditioned) | MLI |  | MLI | 1
Assembly/Light Manufacturing | Other Industrial | Manuf. Light Industrial | Storage (Conditioned) | MLI |  | MLI | 2
Assembly/Light Manufacturing | Other Industrial | Manuf. Light Industrial | Office (Executive/Private) | MLI |  | MLI | 1
Assembly/Light Manufacturing | Other Industrial | Manuf. Light Industrial | Office (Open Plan) | MLI |  | MLI | 1
Lab/R&D Facility | Office - Small | Manufacturing Bio/Tech | Restrooms | MBT |  | MBT | 2
Lab/R&D Facility | Office - Small | Manufacturing Bio/Tech | Storage (Unconditioned) | MBT |  | MBT | 2
Assembly/Light Manufacturing | Other Industrial | Manuf. Light Industrial | Office (Executive/Private) | MLI |  | MLI | 1
Assembly/Light Manufacturing | Other Industrial | Manuf. Light Industrial | Office (Open Plan) | MLI |  | MLI | 1
Assembly/Light Manufacturing | Other Industrial | Manuf. Light Industrial | Other Unlisted Activity Types | MLI |  | MLI | 2
Assembly/Light Manufacturing | Other Industrial | Manuf. Light Industrial | Comm/Ind Work (Precision) | MLI |  | MLI | 2
Assembly/Light Manufacturing | Other Industrial | Manuf. Light Industrial | Comm/Ind Work (General High Bay) | MLI |  | MLI | 2
Delicatessen | Restaurant - Sit Down | Restaurant - Fast Food | Dining Area | RFF |  | RFF | 1
Delicatessen | Restaurant - Sit Down | Restaurant - Fast Food | Restrooms | RFF |  | RFF | 1
Delicatessen | Restaurant - Sit Down | Restaurant - Fast Food | Office (General) | RFF |  | RFF | 1
Delicatessen | Restaurant - Sit Down | Restaurant - Fast Food | Storage (Conditioned) | RFF |  | RFF | 1
Unconditioned Warehouse, High Bay | Warehouse | Storage Unconditioned | Restrooms | SUn |  | SUn | 2
Unconditioned Warehouse, High Bay | Warehouse | Storage Unconditioned | Storage (Unconditioned) | SUn |  | SUn | 1
General Offices | Other Industrial | Office - Small | Office (Open Plan) | OfS |  | OfS | 1
General Offices | Other Industrial | Office - Small | Storage (Unconditioned) | OfS |  | OfS | 1
General Offices | Other Industrial | Office - Small | Conference Room | OfS |  | OfS | 1
General Offices | Other Industrial | Office - Small | Computer (Network Room/Server Room | OfS |  | OfS | 2
General Offices | Other Industrial | Office - Small | Hallways/Corridors/Stairways | OfS |  | OfS | 1
General Offices | Other Industrial | Office - Small | Office (Executive/Private) | OfS |  | OfS | 3
General Offices | Other Industrial | Office - Small | Restrooms | OfS |  | OfS | 1
Table Service | Restaurant - Sit Down | Restaurant - Sit Down | Kitchen/Break room and Food Preparation | RSD |  | RSD | 1
Table Service | Restaurant - Sit Down | Restaurant - Sit Down | Storage (Conditioned) | RSD |  | RSD | 1
Medical/Dental Office | Health/Medical - Clinic | Office - Small | Restrooms | OfS |  | OfS | 1
Medical/Dental Office | Health/Medical - Clinic | Office - Small | Hallways/Corridors/Stairways | OfS |  | OfS | 1
Medical/Dental Office | Health/Medical - Clinic | Office - Small | Medical Offices and Exam Rooms | OfS |  | OfS | 1
Medical/Dental Office | Health/Medical - Clinic | Office - Small | Office (Open Plan) | OfS |  | OfS | 1
Assembly/Light Manufacturing | Warehouse | Manuf. Light Industrial | Restrooms | MLI |  | MLI | 1
Assembly/Light Manufacturing | Warehouse | Manuf. Light Industrial | Office (Open Plan) | MLI |  | MLI | 1
Nursing Home | Health/Medical - Clinic | Nursing Home | Copy Room | Nrs |  | Nrs | 1
Nursing Home | Health/Medical - Clinic | Nursing Home | Laboratory | Nrs |  | Nrs | 1
Nursing Home | Health/Medical - Clinic | Nursing Home | Office (Executive/Private) | Nrs |  | Nrs | 1
Nursing Home | Health/Medical - Clinic | Nursing Home | Patient Rooms | Nrs |  | Nrs | 3
Nursing Home | Health/Medical - Clinic | Nursing Home | Restrooms | Nrs |  | Nrs | 4
Nursing Home | Health/Medical - Clinic | Nursing Home | Storage (Conditioned) | Nrs |  | Nrs | 3
Assembly/Light Manufacturing | Other Industrial | Manuf. Light Industrial | Outside/Outdoor Area | MLI |  | MLI | 1
Retail Warehouse/Clubs | Retail - Large | Retail - Large (Bigbox) | Storage (Unconditioned) | RtL |  | RtL | 5
Other Retail Store | Retail - Large | Retail - Small | Auto Repair Workshop | RtS |  | RtS | 2
Other Retail Store | Retail - Large | Retail - Small | Retail Sales/Showroom | RtS |  | RtS | 1
Office Park | Assembly | Office - Large | Office (General) | OfL |  | OfL | 1
Office Park | Assembly | Office - Large | Office (Open Plan) | OfL |  | OfL | 1
Office Park | Assembly | Office - Large | Conference Room | OfL |  | OfL | 2
Office Park | Assembly | Office - Large | Exercise Centers/Gymnasium | OfL |  | OfL | 1
Office Park | Assembly | Office - Large | Kitchen/Break room and Food Preparation | OfL |  | OfL | 1
Office Park | Assembly | Office - Large | Office (Executive/Private) | OfL |  | OfL | 1
Office Park | Assembly | Office - Large | Restrooms | OfL |  | OfL | 2
Other Retail Store | Retail - Small | Retail - Small | Storage (Unconditioned) | RtS |  | RtS | 1
Repair (Non-Auto) | Other Industrial | Manuf. Light Industrial | Storage (Unconditioned) | MLI |  | MLI | 2
Conditioned Warehouse, High Bay | Warehouse | Storage Conditioned | Conference Room | SCn |  | SCn | 1
Conditioned Warehouse, High Bay | Warehouse | Storage Conditioned | Kitchen/Break room and Food Preparation | SCn |  | SCn | 2
Conditioned Warehouse, High Bay | Warehouse | Storage Conditioned | Lobby (Main Entry and Assembly) | SCn |  | SCn | 1
Conditioned Warehouse, High Bay | Warehouse | Storage Conditioned | Mechanical/Electrical Room | SCn |  | SCn | 4
Conditioned Warehouse, High Bay | Warehouse | Storage Conditioned | Office (General) | SCn |  | SCn | 2
Conditioned Warehouse, High Bay | Warehouse | Storage Conditioned | Restrooms | SCn |  | SCn | 2
Conditioned Warehouse, High Bay | Warehouse | Storage Conditioned | Vacant Office (General) | SCn |  | SCn | 1
Conditioned Warehouse, High Bay | Warehouse | Storage Conditioned | Storage (Conditioned) | SCn |  | SCn | 5
Department / Variety Store | Retail - Large | Retail - 3-Story (Dept Store) | Retail Sales/Showroom | Rt3 |  | Rt3 | 1
Unconditioned Warehouse, High Bay | Warehouse | Storage Unconditioned | Hallways/Corridors/Stairways | SUn |  | SUn | 1
Unconditioned Warehouse, High Bay | Warehouse | Storage Unconditioned | Lobby (Office Reception/Waiting) | SUn |  | SUn | 1
Unconditioned Warehouse, High Bay | Warehouse | Storage Unconditioned | Office (Executive/Private) | SUn |  | SUn | 1
Unconditioned Warehouse, High Bay | Warehouse | Storage Unconditioned | Office (General) | SUn |  | SUn | 1
Unconditioned Warehouse, High Bay | Warehouse | Storage Unconditioned | Restrooms | SUn |  | SUn | 1
Nursing Home | Health/Medical - Clinic | Nursing Home | Kitchen/Break room and Food Preparation | Nrs |  | Nrs | 1
Nursing Home | Health/Medical - Clinic | Nursing Home | Dining Area | Nrs |  | Nrs | 1
Nursing Home | Health/Medical - Clinic | Nursing Home | Office (General) | Nrs |  | Nrs | 1
Fast Food or Self Service | Restaurant - Fast Food | Restaurant - Fast Food | Kitchen/Break room and Food Preparation | RFF |  | RFF | 1
Fast Food or Self Service | Restaurant - Fast Food | Restaurant - Fast Food | Restrooms | RFF |  | RFF | 1
Fast Food or Self Service | Restaurant - Fast Food | Restaurant - Fast Food | Dining Area | RFF |  | RFF | 1
Fast Food or Self Service | Restaurant - Fast Food | Restaurant - Fast Food | Storage (Conditioned) | RFF |  | RFF | 1
Unconditioned Warehouse, High Bay | Warehouse | Storage Unconditioned | Restrooms | SUn |  | SUn | 2
Coffee Shop | Restaurant - Sit Down | Restaurant - Sit Down | Dining Area | RSD |  | RSD | 1
General Offices | Other Industrial | Office - Small | Office (Open Plan) | OfS |  | OfS | 1
General Offices | Other Industrial | Office - Small | Office (Executive/Private) | OfS |  | OfS | 2
General Offices | Other Industrial | Office - Small | Comm/Ind Work (General Low Bay) | OfS |  | OfS | 2
General Offices | Other Industrial | Office - Small | Conference Room | OfS |  | OfS | 1
Unconditioned Warehouse, High Bay | Warehouse | Storage Unconditioned | Kitchen/Break room and Food Preparation | SUn |  | SUn | 1
Unconditioned Warehouse, High Bay | Warehouse | Storage Unconditioned | Lobby (Office Reception/Waiting) | SUn |  | SUn | 1
Unconditioned Warehouse, High Bay | Warehouse | Storage Unconditioned | Office (Executive/Private) | SUn |  | SUn | 3
Unconditioned Warehouse, High Bay | Warehouse | Storage Unconditioned | Retail Sales/Showroom | SUn |  | SUn | 1
Department / Variety Store | Retail - Small | Retail - Small | Comm/Ind Work (Precision) | Rt3 | RtS | RtS | 1
Department / Variety Store | Retail - Small | Retail - Small | Lobby (Office Reception/Waiting) | Rt3 | RtS | RtS | 1
Fast Food or Self Service | Restaurant - Fast Food | Restaurant - Fast Food | Dining Area | RFF |  | RFF | 3
Fast Food or Self Service | Restaurant - Fast Food | Restaurant - Fast Food | Kitchen/Break room and Food Preparation | RFF |  | RFF | 1
Assembly/Light Manufacturing | Other Industrial | Manuf. Light Industrial | Comm/Ind Work (General High Bay) | MLI |  | MLI | 3
Assembly/Light Manufacturing | Other Industrial | Manuf. Light Industrial | Storage (Unconditioned) | MLI |  | MLI | 1
Showroom | Retail - Large | Retail - Large (Bigbox) | Storage (Unconditioned) | RtL |  | RtL | 4
Other Industrial | Other Industrial | Manuf. Light Industrial | Lobby (Main Entry and Assembly) | MLI |  | MLI | 2
Other Industrial | Other Industrial | Manuf. Light Industrial | Office (General) | MLI |  | MLI | 3
Other Industrial | Other Industrial | Manuf. Light Industrial | Restrooms | MLI |  | MLI | 2
Other Industrial | Other Industrial | Manuf. Light Industrial | Comm/Ind Work (General High Bay) | MLI |  | MLI | 1
Library / Museum | Assembly | Assembly | Exhibit Display Area/Museum | Asm |  | Asm | 1
Repair (Non-Auto) | Retail - Small | Manuf. Light Industrial | Auto Repair Workshop | MLI |  | MLI | 3
General Offices | Warehouse | Office - Small | Storage (Unconditioned) | OfS |  | OfS | 1
Unconditioned Warehouse, High Bay | Warehouse | Storage Unconditioned | Office (Open Plan) | SUn |  | SUn | 2
Unconditioned Warehouse, High Bay | Warehouse | Storage Unconditioned | Storage (Unconditioned) | SUn |  | SUn | 1
High-Rise | Residential Multi-family | Not Assigned | Parking | NA |  | NA | 1
High-Rise | Residential Multi-family | Not Assigned | Storage (Unconditioned) | NA |  | NA | 2
Unconditioned Warehouse, High Bay | Warehouse | Storage Unconditioned | Storage (Unconditioned) | SUn |  | SUn | 2
Unconditioned Warehouse, High Bay | Warehouse | Storage Unconditioned | Storage (Unconditioned) | SUn |  | SUn | 4
Retail Showroom | Retail - Large | Retail - Large (Bigbox) | Retail Sales/Showroom | RtL |  | RtL | 2
Unconditioned Warehouse, High Bay | Warehouse | Storage Unconditioned | Conference Room | SUn |  | SUn | 1
Unconditioned Warehouse, High Bay | Warehouse | Storage Unconditioned | Storage (Conditioned) | SUn |  | SUn | 1
Unconditioned Warehouse, High Bay | Warehouse | Storage Unconditioned | Storage (Unconditioned) | SUn |  | SUn | 1
Auto Sales | Retail - Large | Retail - Small | Conference Room | RtS |  | RtS | 1
Auto Sales | Retail - Large | Retail - Small | Convention and Meeting Center | RtS |  | RtS | 1
Auto Sales | Retail - Large | Retail - Small | Copy Room | RtS |  | RtS | 1
Auto Sales | Retail - Large | Retail - Small | Hallways/Corridors/Stairways | RtS |  | RtS | 3
Auto Sales | Retail - Large | Retail - Small | Office (Executive/Private) | RtS |  | RtS | 4
Auto Sales | Retail - Large | Retail - Small | Office (Open Plan) | RtS |  | RtS | 3
Office Building | Office - Large | Office - Large | HallwayLobby | OfL |  | OfL | 4
Table Service | Restaurant - Sit Down | Restaurant - Sit Down | Dining | RSD |  | RSD | 2
Table Service | Restaurant - Sit Down | Restaurant - Sit Down | Restrooms | RSD |  | RSD | 1
Commercial Greenhouse | Agriculture | Greenhouse | HallwayLobby | GrH |  | GrH | 1
Commercial Greenhouse | Agriculture | Greenhouse | Office | GrH |  | GrH | 3
Auto Sales | Retail - Small | Retail - Small | Restrooms | RtS |  | RtS | 2
Other Retail Store | Retail - Small | Retail - Small | RetailSales | RtS |  | RtS | 1
Assembly/Light Manufacturing | Other Industrial | Manuf. Light Industrial | Restrooms | MLI |  | MLI | 2
Financial / Legal | Office - Small | Office - Small | Office | OfS |  | OfS | 4
Shop in Strip Mall | Retail - Small | Retail - Small | RetailSales | RtS |  | RtS | 1
Resort | Lodging | Hotel | HallwayLobby | Htl |  | Htl | 2
Resort | Lodging | Hotel | Restrooms | Htl |  | Htl | 1
Bookstore | Retail - Small | Retail - Small | Restrooms | RtS |  | RtS | 1
Bookstore | Retail - Small | Retail - Small | RetailSales | RtS |  | RtS | 1
Bookstore | Retail - Small | Retail - Small | Storage | RtS |  | RtS | 1
Hotel | Lodging | Hotel | Guest Rooms | Htl |  | Htl | 27
Hotel | Lodging | Hotel | HallwayLobby | Htl |  | Htl | 2
Hotel | Lodging | Hotel | Mechanical/Electrical Room | Htl |  | Htl | 2
Hotel | Lodging | Hotel | Restrooms | Htl |  | Htl | 1
Hotel | Lodging | Hotel | Storage | Htl |  | Htl | 1
Table Service | Restaurant - Sit Down | Restaurant - Sit Down | Dining | RSD |  | RSD | 1
Motel | Lodging | Motel | Guest Rooms | Mtl |  | Mtl | 14
Motel | Lodging | Motel | HallwayLobby | Mtl |  | Mtl | 2
Motel | Lodging | Motel | Office | Mtl |  | Mtl | 1
Motel | Lodging | Motel | Restrooms | Mtl |  | Mtl | 2
Other Office | Office - Small | Office - Small | HallwayLobby | OfS |  | OfS | 1
Other Office | Office - Small | Office - Small | Office | OfS |  | OfS | 1
Other Office | Office - Small | Office - Small | Restrooms | OfS |  | OfS | 1
Other Office | Office - Small | Office - Small | Restrooms | OfS |  | OfS | 1
Motel | Lodging | Motel | Guest Rooms | Mtl |  | Mtl | 3
Motel | Lodging | Motel | Mechanical/Electrical Room | Mtl |  | Mtl | 1
Motel | Lodging | Motel | Restrooms | Mtl |  | Mtl | 1
Medical/Dental Office | Health/Medical - Clinic | Office - Small | OtherMisc | OfS |  | OfS | 1
Medical/Dental Office | Health/Medical - Clinic | Office - Small | HallwayLobby | OfS |  | OfS | 1
Other Office | Retail - Small | Office - Small | Restrooms | OfS |  | OfS | 1
Auto Parts | Retail - Small | Retail - Small | HallwayLobby | RtS |  | RtS | 1
Auto Parts | Retail - Small | Retail - Small | Restrooms | RtS |  | RtS | 1
Auto Parts | Retail - Small | Retail - Small | RetailSales | RtS |  | RtS | 1
Auto Sales | Retail - Large | Retail - Small | HallwayLobby | RtS |  | RtS | 1
Shop in Strip Mall | Retail - Small | Retail - Small | Office | RtS |  | RtS | 1
Shop in Strip Mall | Retail - Small | Retail - Small | OtherMisc | RtS |  | RtS | 1
Hotel | Lodging | Hotel | Guest Rooms | Htl |  | Htl | 17
Hotel | Lodging | Hotel | HallwayLobby | Htl |  | Htl | 1
Motel | Lodging | Motel | Guest Rooms | Mtl |  | Mtl | 8
Motel | Lodging | Motel | HallwayLobby | Mtl |  | Mtl | 1
Motel | Lodging | Motel | Office | Mtl |  | Mtl | 1
Auto Sales | Retail - Small | Retail - Small | HallwayLobby | RtS |  | RtS | 1
Medical/Dental Office | Health/Medical - Clinic | Office - Small | HallwayLobby | OfS |  | OfS | 1
Medical/Dental Office | Health/Medical - Clinic | Office - Small | Office | OfS |  | OfS | 1
Table Service | Restaurant - Sit Down | Restaurant - Sit Down | Dining | RSD |  | RSD | 1
Other Office | Office - Small | Office - Small | Office | OfS |  | OfS | 2
Other Office | Office - Small | Office - Small | Restrooms | OfS |  | OfS | 1
Motel | Lodging | Motel | HallwayLobby | Mtl |  | Mtl | 2
Motel | Lodging | Motel | Restrooms | Mtl |  | Mtl | 2
Religious Assembly (worship only) | Assembly | Assembly | Assembly | Asm |  | Asm | 1
Religious Assembly (worship only) | Assembly | Assembly | HallwayLobby | Asm |  | Asm | 1
Other Retail Store | Retail - Small | Retail - Small | RetailSales | RtS |  | RtS | 2
Medical/Dental Office | Health/Medical - Clinic | Office - Small | HallwayLobby | OfS |  | OfS | 1
Medical/Dental Office | Health/Medical - Clinic | Office - Small | Office | OfS |  | OfS | 2
Motel | Lodging | Motel | HallwayLobby | Mtl |  | Mtl | 2
Motel | Lodging | Motel | Kitchen/Break Room | Mtl |  | Mtl | 2
Motel | Lodging | Motel | Restrooms | Mtl |  | Mtl | 2
Motel | Lodging | Motel | Storage | Mtl |  | Mtl | 2
Auto Repair | Retail - Small | Manuf. Light Industrial | Auto Repair Workshop | MLI |  | MLI | 1
Auto Repair | Retail - Small | Manuf. Light Industrial | Office | MLI |  | MLI | 2
Insurance/Real Estate | Office - Small | Office - Small | Comm/Ind Work | OfS |  | OfS | 1
Insurance/Real Estate | Office - Small | Office - Small | Office | OfS |  | OfS | 4
Fast Food or Self Service | Restaurant - Fast Food | Restaurant - Fast Food | Dining | RFF |  | RFF | 1
Fast Food or Self Service | Restaurant - Fast Food | Restaurant - Fast Food | Kitchen/Break Room | RFF |  | RFF | 1
Shop in Strip Mall | Retail - Small | Retail - Small | OtherMisc | RtS |  | RtS | 1
Shop in Strip Mall | Retail - Small | Retail - Small | Storage | RtS |  | RtS | 1
Department / Variety Store | Retail - Small | Retail - 3-Story (Dept Store) | Comm/Ind Work | Rt3 |  | Rt3 | 2
Department / Variety Store | Retail - Small | Retail - 3-Story (Dept Store) | Kitchen/Break Room | Rt3 |  | Rt3 | 2
Motel | Lodging | Motel | Comm/Ind Work | Mtl |  | Mtl | 1
Motel | Lodging | Motel | Office | Mtl |  | Mtl | 1
Convenience Store | Grocery | Retail - Small | OtherMisc | RtS |  | RtS | 3
Convenience Store | Grocery | Retail - Small | RetailSales | RtS |  | RtS | 2
Shop in Strip Mall | Retail - Small | Retail - Small | Office | RtS |  | RtS | 4
Shop in Strip Mall | Retail - Small | Retail - Small | OtherMisc | RtS |  | RtS | 4
Shop in Strip Mall | Retail - Small | Retail - Small | RetailSales | RtS |  | RtS | 5
Shop in Strip Mall | Retail - Small | Retail - Small | Storage | RtS |  | RtS | 2
Administration and management | Office - Small | Office - Large | Comm/Ind Work | OfL |  | OfL | 1
Administration and management | Office - Small | Office - Large | Office | OfL |  | OfL | 4
Other Retail Store | Retail - Small | Retail - Small | Office | RtS |  | RtS | 5
Other Retail Store | Retail - Small | Retail - Small | Storage | RtS |  | RtS | 1
Other Retail Store | Retail - Small | Retail - Small | Storage | RtS |  | RtS | 1
Unconditioned Warehouse, Low Bay | Warehouse | Storage Unconditioned | Storage | SUn |  | SUn | 1
Medical/Dental Lab | Health/Medical - Clinic | Manufacturing Bio/Tech | Comm/Ind Work | MBT |  | MBT | 2
Medical/Dental Lab | Health/Medical - Clinic | Manufacturing Bio/Tech | Office | MBT |  | MBT | 1
Medical/Dental Lab | Health/Medical - Clinic | Manufacturing Bio/Tech | OtherMisc | MBT |  | MBT | 2
Auto Repair | Retail - Small | Manuf. Light Industrial | Auto Repair Workshop | MLI |  | MLI | 4
Auto Repair | Retail - Small | Manuf. Light Industrial | HallwayLobby | MLI |  | MLI | 2
Auto Repair | Retail - Small | Manuf. Light Industrial | Office | MLI |  | MLI | 2
Auto Repair | Retail - Small | Manuf. Light Industrial | OtherMisc | MLI |  | MLI | 1
Other Retail Store | Retail - Small | Retail - Small | RetailSales | RtS |  | RtS | 4
Other Retail Store | Retail - Small | Retail - Small | Storage | RtS |  | RtS | 2
Convenience Store | Grocery | Retail - Small | RetailSales | RtS |  | RtS | 4
Medical/Dental Office | Health/Medical - Clinic | Office - Small | Comm/Ind Work | OfS |  | OfS | 1
Medical/Dental Office | Health/Medical - Clinic | Office - Small | HallwayLobby | OfS |  | OfS | 2
Medical/Dental Office | Health/Medical - Clinic | Office - Small | Kitchen/Break Room | OfS |  | OfS | 2
Medical/Dental Office | Health/Medical - Clinic | Office - Small | Office | OfS |  | OfS | 5
Medical/Dental Office | Health/Medical - Clinic | Office - Small | OtherMisc | OfS |  | OfS | 2
Medical/Dental Office | Health/Medical - Clinic | Office - Small | Storage | OfS |  | OfS | 1
Mixed-Use/Multi-tenant | Office - Small | Office - Small | Office | OfS |  | OfS | 10
Mixed-Use/Multi-tenant | Office - Small | Office - Small | Restrooms | OfS |  | OfS | 1
Auto Repair | Retail - Small | Manuf. Light Industrial | Restrooms | MLI |  | MLI | 1
Auto Repair | Retail - Small | Manuf. Light Industrial | Auto Repair Workshop | MLI |  | MLI | 5
Auto Repair | Retail - Small | Manuf. Light Industrial | Office | MLI |  | MLI | 2
Auto Repair | Retail - Small | Manuf. Light Industrial | Restrooms | MLI |  | MLI | 1
Financial / Legal | Office - Small | Office - Small | Comm/Ind Work | OfS |  | OfS | 1
Financial / Legal | Office - Small | Office - Small | Office | OfS |  | OfS | 1
Financial / Legal | Office - Small | Office - Small | Restrooms | OfS |  | OfS | 1
Financial / Legal | Office - Small | Office - Small | Storage | OfS |  | OfS | 2
Auto Repair | Retail - Small | Manuf. Light Industrial | Auto Repair Workshop | MLI |  | MLI | 8
Auto Repair | Retail - Small | Manuf. Light Industrial | Office | MLI |  | MLI | 2
Table Service | Restaurant - Sit Down | Restaurant - Sit Down | Dining | RSD |  | RSD | 2
Table Service | Restaurant - Sit Down | Restaurant - Sit Down | Kitchen/Break Room | RSD |  | RSD | 1
Health/Fitness Center | Assembly | Assembly | OtherMisc | Asm |  | Asm | 5
Auto Repair | Retail - Small | Manuf. Light Industrial | Auto Repair Workshop | MLI |  | MLI | 4
Auto Repair | Retail - Small | Manuf. Light Industrial | Office | MLI |  | MLI | 1
Auto Repair | Retail - Small | Manuf. Light Industrial | Storage | MLI |  | MLI | 2
Shop in Strip Mall | Retail - Small | Retail - Small | HallwayLobby | RtS |  | RtS | 1
Shop in Strip Mall | Retail - Small | Retail - Small | Restrooms | RtS |  | RtS | 1
Shop in Strip Mall | Retail - Small | Retail - Small | RetailSales | RtS |  | RtS | 4
Other Retail Store | Retail - Small | Retail - Small | Comm/Ind Work | RtS |  | RtS | 2
Other Retail Store | Retail - Small | Retail - Small | Office | RtS |  | RtS | 1
Other Retail Store | Retail - Small | Retail - Small | Restrooms | RtS |  | RtS | 1
Other Retail Store | Retail - Small | Retail - Small | Storage | RtS |  | RtS | 1
Other Office | Office - Small | Office - Small | Conference Room | OfS |  | OfS | 1
Other Office | Office - Small | Office - Small | HallwayLobby | OfS |  | OfS | 3
Other Office | Office - Small | Office - Small | Kitchen/Break Room | OfS |  | OfS | 1
Other Office | Office - Small | Office - Small | Office | OfS |  | OfS | 7
Other Office | Office - Small | Office - Small | Restrooms | OfS |  | OfS | 1
Other Office | Office - Small | Office - Small | Storage | OfS |  | OfS | 2
Medical/Dental Office | Health/Medical - Clinic | Office - Small | Patient Rooms | OfS |  | OfS | 3
Convenience Store | Grocery | Retail - Small | OtherMisc | RtS |  | RtS | 4
Convenience Store | Grocery | Retail - Small | RetailSales | RtS |  | RtS | 3
Unconditioned Warehouse, High Bay | Warehouse | Storage Unconditioned | Storage | SUn |  | SUn | 6
Other Commercial | All Commercial | Not Assigned | OtherMisc | NA |  | NA | 5
Other Commercial | All Commercial | Not Assigned | Storage | NA |  | NA | 1
Auto Repair | Retail - Small | Manuf. Light Industrial | Auto Repair Workshop | MLI |  | MLI | 1
Financial / Legal | Office - Small | Office - Small | HallwayLobby | OfS |  | OfS | 1
Financial / Legal | Office - Small | Office - Small | Kitchen/Break Room | OfS |  | OfS | 1
Financial / Legal | Office - Small | Office - Small | Office | OfS |  | OfS | 2
Financial / Legal | Office - Small | Office - Small | Storage | OfS |  | OfS | 1
Other Retail Store | Retail - Small | Retail - Small | RetailSales | RtS |  | RtS | 3
Other Retail Store | Retail - Small | Retail - Small | Storage | RtS |  | RtS | 5
Repair (Non-Auto) | Retail - Small | Manuf. Light Industrial | Office | MLI |  | MLI | 1
Repair (Non-Auto) | Retail - Small | Manuf. Light Industrial | OtherMisc | MLI |  | MLI | 1
Auto Repair | Retail - Small | Manuf. Light Industrial | Auto Repair Workshop | MLI |  | MLI | 5
Auto Repair | Retail - Small | Manuf. Light Industrial | Storage | MLI |  | MLI | 3
Administration and management | Office - Small | Office - Large | HallwayLobby | OfL |  | OfL | 1
Administration and management | Office - Small | Office - Large | Kitchen/Break Room | OfL |  | OfL | 1
Administration and management | Office - Small | Office - Large | Office | OfL |  | OfL | 3
Administration and management | Office - Small | Office - Large | Restrooms | OfL |  | OfL | 1
Other Retail Store | Retail - Small | Retail - Small | Restrooms | RtS |  | RtS | 1
Other Retail Store | Retail - Small | Retail - Small | RetailSales | RtS |  | RtS | 1
Insurance/Real Estate | Office - Small | Office - Small | Office | OfS |  | OfS | 9
Shop in Strip Mall | Retail - Small | Retail - Small | RetailSales | RtS |  | RtS | 5
Other Retail Store | Retail - Small | Retail - Small | RetailSales | RtS |  | RtS | 6
Other Retail Store | Retail - Small | Retail - Small | Storage | RtS |  | RtS | 1
Other Office | Office - Small | Office - Small | HallwayLobby | OfS |  | OfS | 1
Other Office | Office - Small | Office - Small | Office | OfS |  | OfS | 1
Other Office | Office - Small | Office - Small | Storage | OfS |  | OfS | 2
Administration and management | Office - Small | Office - Large | HallwayLobby | OfL |  | OfL | 3
Administration and management | Office - Small | Office - Large | Kitchen/Break Room | OfL |  | OfL | 1
Administration and management | Office - Small | Office - Large | Office | OfL |  | OfL | 7
Administration and management | Office - Small | Office - Large | OtherMisc | OfL |  | OfL | 2
Administration and management | Office - Small | Office - Large | Restrooms | OfL |  | OfL | 4
Administration and management | Office - Small | Office - Large | Storage | OfL |  | OfL | 2
Other Retail Store | Retail - Small | Retail - Small | Comm/Ind Work | RtS |  | RtS | 2
Other Retail Store | Retail - Small | Retail - Small | OtherMisc | RtS |  | RtS | 1
Other Retail Store | Retail - Small | Retail - Small | RetailSales | RtS |  | RtS | 1
Shop in Strip Mall | Retail - Small | Retail - Small | RetailSales | RtS |  | RtS | 2
Shop in Strip Mall | Retail - Small | Retail - Small | Storage | RtS |  | RtS | 1
Insurance/Real Estate | Office - Small | Office - Small | Office | OfS |  | OfS | 1
Auto Repair | Retail - Small | Manuf. Light Industrial | Office | MLI |  | MLI | 2
Unconditioned Warehouse, High Bay | Warehouse | Storage Unconditioned | Storage | SUn |  | SUn | 1
Unconditioned Warehouse, High Bay | Warehouse | Storage Unconditioned | Storage | SUn |  | SUn | 8
Other Office | Office - Small | Office - Small | Office | OfS |  | OfS | 4
Financial / Legal | Office - Small | Office - Small | HallwayLobby | OfS |  | OfS | 1
Financial / Legal | Office - Small | Office - Small | Office | OfS |  | OfS | 2
Other Retail Store | Retail - Small | Retail - Small | Office | RtS |  | RtS | 1
Other Retail Store | Retail - Small | Retail - Small | RetailSales | RtS |  | RtS | 6
Other Retail Store | Retail - Small | Retail - Small | Storage | RtS |  | RtS | 1
Administration and management | Office - Small | Office - Large | HallwayLobby | OfL |  | OfL | 5
Administration and management | Office - Small | Office - Large | Office | OfL |  | OfL | 5
Administration and management | Office - Small | Office - Large | Storage | OfL |  | OfL | 5
Auto Sales | Retail - Small | Retail - Small | Comm/Ind Work | RtS |  | RtS | 2
Auto Sales | Retail - Small | Retail - Small | HallwayLobby | RtS |  | RtS | 3
Auto Sales | Retail - Small | Retail - Small | Kitchen/Break Room | RtS |  | RtS | 2
Auto Sales | Retail - Small | Retail - Small | Office | RtS |  | RtS | 6
Auto Sales | Retail - Small | Retail - Small | Office | RtS |  | RtS | 1
Auto Sales | Retail - Small | Retail - Small | OtherMisc | RtS |  | RtS | 1
Conditioned Warehouse, Low Bay | Warehouse | Storage Conditioned | Comm/Ind Work | SCn |  | SCn | 3
Conditioned Warehouse, Low Bay | Warehouse | Storage Conditioned | Office | SCn |  | SCn | 1
Conditioned Warehouse, High Bay | Warehouse | Storage Conditioned | Comm/Ind Work | SCn |  | SCn | 6
Conditioned Warehouse, High Bay | Warehouse | Storage Conditioned | Office | SCn |  | SCn | 3
Conditioned Warehouse, High Bay | Warehouse | Storage Conditioned | OtherMisc | SCn |  | SCn | 4
Other Retail Store | Retail - Small | Retail - Small | Auto Repair Workshop | RtS |  | RtS | 2
Other Retail Store | Retail - Small | Retail - Small | RetailSales | RtS |  | RtS | 2
Administration and management | Office - Small | Office - Large | Conference Room | OfL |  | OfL | 3
Administration and management | Office - Small | Office - Large | HallwayLobby | OfL |  | OfL | 2
Administration and management | Office - Small | Office - Large | Kitchen/Break Room | OfL |  | OfL | 1
Administration and management | Office - Small | Office - Large | Office | OfL |  | OfL | 8
Administration and management | Office - Small | Office - Large | Storage | OfL |  | OfL | 1
Medical/Dental Office | Health/Medical - Clinic | Office - Small | HallwayLobby | OfS |  | OfS | 2
Medical/Dental Office | Health/Medical - Clinic | Office - Small | Kitchen/Break Room | OfS |  | OfS | 1
Medical/Dental Office | Health/Medical - Clinic | Office - Small | Office | OfS |  | OfS | 2
Medical/Dental Office | Health/Medical - Clinic | Office - Small | Storage | OfS |  | OfS | 1
Convenience Store | Grocery | Retail - Small | RetailSales | RtS |  | RtS | 3
Administration and management | Office - Small | Office - Large | Comm/Ind Work | OfL |  | OfL | 2
Administration and management | Office - Small | Office - Large | Office | OfL |  | OfL | 5
Administration and management | Office - Small | Office - Large | Storage | OfL |  | OfL | 1
Administration and management | Office - Small | Office - Large | Comm/Ind Work | OfL |  | OfL | 1
Administration and management | Office - Small | Office - Large | Conference Room | OfL |  | OfL | 6
Administration and management | Office - Small | Office - Large | HallwayLobby | OfL |  | OfL | 1
Administration and management | Office - Small | Office - Large | Kitchen/Break Room | OfL |  | OfL | 1
Administration and management | Office - Small | Office - Large | Office | OfL |  | OfL | 3
Administration and management | Office - Small | Office - Large | OtherMisc | OfL |  | OfL | 4
Administration and management | Office - Small | Office - Large | Storage | OfL |  | OfL | 1
Medical/Dental Office | Health/Medical - Clinic | Office - Small | Comm/Ind Work | OfS |  | OfS | 1
Medical/Dental Office | Health/Medical - Clinic | Office - Small | HallwayLobby | OfS |  | OfS | 1
Medical/Dental Office | Health/Medical - Clinic | Office - Small | Office | OfS |  | OfS | 6
Table Service | Restaurant - Sit Down | Restaurant - Sit Down | Kitchen/Break Room | RSD |  | RSD | 4
Other Commercial | All Commercial | Not Assigned | Comm/Ind Work | NA |  | NA | 5
Administration and management | Office - Small | Office - Large | Conference Room | OfL |  | OfL | 2
Administration and management | Office - Small | Office - Large | Kitchen/Break Room | OfL |  | OfL | 1
Administration and management | Office - Small | Office - Large | Office | OfL |  | OfL | 3
Medical/Dental Office | Health/Medical - Clinic | Office - Small | Kitchen/Break Room | OfS |  | OfS | 1
Medical/Dental Office | Health/Medical - Clinic | Office - Small | Office | OfS |  | OfS | 8
Table Service | Restaurant - Sit Down | Restaurant - Sit Down | Kitchen/Break Room | RSD |  | RSD | 3
Table Service | Restaurant - Sit Down | Restaurant - Sit Down | OtherMisc | RSD |  | RSD | 2
Convenience Store | Grocery | Retail - Small | OtherMisc | RtS |  | RtS | 1
Convenience Store | Grocery | Retail - Small | RetailSales | RtS |  | RtS | 2
Unconditioned Warehouse, High Bay | Warehouse | Storage Unconditioned | Office | SUn |  | SUn | 11
Unconditioned Warehouse, High Bay | Warehouse | Storage Unconditioned | OtherMisc | SUn |  | SUn | 1
Unconditioned Warehouse, High Bay | Warehouse | Storage Unconditioned | Storage | SUn |  | SUn | 5
Nursing Home | Health/Medical - Clinic | Nursing Home | HallwayLobby | Nrs |  | Nrs | 7
Nursing Home | Health/Medical - Clinic | Nursing Home | Kitchen/Break Room | Nrs |  | Nrs | 2
Nursing Home | Health/Medical - Clinic | Nursing Home | Office | Nrs |  | Nrs | 2
Nursing Home | Health/Medical - Clinic | Nursing Home | OtherMisc | Nrs |  | Nrs | 2
Nursing Home | Health/Medical - Clinic | Nursing Home | Storage | Nrs |  | Nrs | 1
Other Retail Store | Retail - Small | Retail - Small | Kitchen/Break Room | RtS |  | RtS | 2
Other Retail Store | Retail - Small | Retail - Small | OtherMisc | RtS |  | RtS | 2
Unconditioned Warehouse, High Bay | Warehouse | Storage Unconditioned | Office | SUn |  | SUn | 7
Unconditioned Warehouse, High Bay | Warehouse | Storage Unconditioned | OtherMisc | SUn |  | SUn | 2
Unconditioned Warehouse, High Bay | Warehouse | Storage Unconditioned | Storage | SUn |  | SUn | 6
Unconditioned Warehouse, Low Bay | Warehouse | Storage Unconditioned | Office | SUn |  | SUn | 10
Unconditioned Warehouse, Low Bay | Warehouse | Storage Unconditioned | OtherMisc | SUn |  | SUn | 1
Unconditioned Warehouse, Low Bay | Warehouse | Storage Unconditioned | Storage | SUn |  | SUn | 3
Unconditioned Warehouse, High Bay | Warehouse | Storage Unconditioned | Office | SUn |  | SUn | 7
Unconditioned Warehouse, High Bay | Warehouse | Storage Unconditioned | Storage | SUn |  | SUn | 3
Other Retail Store | Retail - Small | Retail - Small | HallwayLobby | RtS |  | RtS | 1
Other Retail Store | Retail - Small | Retail - Small | Office | RtS |  | RtS | 2
Other Retail Store | Retail - Small | Retail - Small | OtherMisc | RtS |  | RtS | 2
Other Retail Store | Retail - Small | Retail - Small | Storage | RtS |  | RtS | 1
Other Office | Office - Small | Office - Small | Comm/Ind Work | OfS |  | OfS | 2
Other Office | Office - Small | Office - Small | Office | OfS |  | OfS | 2
Other Office | Office - Small | Office - Small | OtherMisc | OfS |  | OfS | 2
Other Office | Office - Small | Office - Small | Restrooms | OfS |  | OfS | 1
Other Office | Office - Small | Office - Small | Storage | OfS |  | OfS | 3
Table Service | Restaurant - Sit Down | Restaurant - Sit Down | Kitchen/Break Room | RSD |  | RSD | 1
Table Service | Restaurant - Sit Down | Restaurant - Sit Down | OtherMisc | RSD |  | RSD | 2
Fast Food or Self Service | Restaurant - Fast Food | Restaurant - Fast Food | Kitchen/Break Room | RFF |  | RFF | 3
Fast Food or Self Service | Restaurant - Fast Food | Restaurant - Fast Food | OtherMisc | RFF |  | RFF | 1
Administration and management | Office - Small | Office - Large | Office | OfL |  | OfL | 1
Administration and management | Office - Small | Office - Large | Storage | OfL |  | OfL | 2
Other Office | Office - Small | Office - Small | Comm/Ind Work | OfS |  | OfS | 1
Other Office | Office - Small | Office - Small | Office | OfS |  | OfS | 1
Conditioned Warehouse, Low Bay | Warehouse | Storage Conditioned | Office | SCn |  | SCn | 4
Conditioned Warehouse, Low Bay | Warehouse | Storage Conditioned | Storage | SCn |  | SCn | 3
Community Center | Assembly | Assembly | Assembly | Asm |  | Asm | 2
Community Center | Assembly | Assembly | Office | Asm |  | Asm | 13
Other Commercial | All Commercial | Not Assigned | HallwayLobby | NA |  | NA | 3
Other Commercial | All Commercial | Not Assigned | Office | NA |  | NA | 5
Other Commercial | All Commercial | Not Assigned | OtherMisc | NA |  | NA | 2
Other Commercial | All Commercial | Not Assigned | Restrooms | NA |  | NA | 1
Bar/Tavern/Nightclub/Other | Restaurant - Sit Down | Restaurant - Sit Down | Kitchen/Break Room | RSD |  | RSD | 2
Bar/Tavern/Nightclub/Other | Restaurant - Sit Down | Restaurant - Sit Down | OtherMisc | RSD |  | RSD | 2
Other Commercial | All Commercial | Not Assigned | Office | NA |  | NA | 1
Other Commercial | All Commercial | Not Assigned | OtherMisc | NA |  | NA | 5
Lab/R&D Facility | Office - Small | Manufacturing Bio/Tech | Comm/Ind Work | MBT |  | MBT | 2
Lab/R&D Facility | Office - Small | Manufacturing Bio/Tech | Office | MBT |  | MBT | 1
Lab/R&D Facility | Office - Small | Manufacturing Bio/Tech | Storage | MBT |  | MBT | 3
Health/Fitness Center | Assembly | Assembly | OtherMisc | Asm |  | Asm | 3
Other Office | Office - Small | Office - Small | HallwayLobby | OfS |  | OfS | 1
Other Office | Office - Small | Office - Small | Office | OfS |  | OfS | 3
Other Commercial | All Commercial | Not Assigned | Comm/Ind Work | NA |  | NA | 4
Medical/Dental Office | Health/Medical - Clinic | Office - Small | Comm/Ind Work | OfS |  | OfS | 1
Medical/Dental Office | Health/Medical - Clinic | Office - Small | Kitchen/Break Room | OfS |  | OfS | 1
Medical/Dental Office | Health/Medical - Clinic | Office - Small | Office | OfS |  | OfS | 4
Theater / Performing Arts | Assembly | Assembly | OtherMisc | Asm |  | Asm | 3
Administration and management | Office - Large | Office - Large | HallwayLobby | OfL |  | OfL | 2
Administration and management | Office - Large | Office - Large | Office | OfL |  | OfL | 8
Administration and management | Office - Large | Office - Large | OtherMisc | OfL |  | OfL | 5
Other Retail Store | Retail - Small | Retail - Small | RetailSales | RtS |  | RtS | 2
Shop in Strip Mall | Retail - Small | Retail - Small | RetailSales | RtS |  | RtS | 4
Administration and management | Office - Small | Office - Small | HallwayLobby | OfL | OfS | OfS | 2
Administration and management | Office - Small | Office - Small | Kitchen/Break Room | OfL | OfS | OfS | 1
Administration and management | Office - Small | Office - Small | Office | OfL | OfS | OfS | 3
Unconditioned Warehouse, High Bay | Warehouse | Storage Unconditioned | Comm/Ind Work | SUn |  | SUn | 3
Unconditioned Warehouse, High Bay | Warehouse | Storage Unconditioned | Office | SUn |  | SUn | 2
Unconditioned Warehouse, High Bay | Warehouse | Storage Unconditioned | Storage | SUn |  | SUn | 1
Other Retail Store | Retail - Small | Retail - Small | Office | RtS |  | RtS | 5
Other Retail Store | Retail - Small | Retail - Small | Restrooms | RtS |  | RtS | 1
Other Retail Store | Retail - Small | Retail - Small | Storage | RtS |  | RtS | 1
Other Retail Store | Retail - Small | Retail - Small | RetailSales | RtS |  | RtS | 3

## CSS ActArea
CSS Activity Area Percent of Building
based on CSS data published by Itron: CSSData_2014-06-023.7z
Lookup | DEERBldg | Building Type | CSS Activity Area Type | DEER Activity Area | CSS Area | % Total | Min % | Adj. Area | Final Area
AsmClassroom/Lecture | Asm | Assembly | Classroom/Lecture | Classroom | 84292910.3191 | 12.88% |  |  | 84292910.3191
AsmReligious Worship | Asm | Assembly | Religious Worship | RelWorship | 81196049.3204 | 12.41% |  |  | 81196049.3204
AsmExercise Centers/Gymnasium | Asm | Assembly | Exercise Centers/Gymnasium | Auditorium | 53067640.4179 | 8.111% |  |  | 53067640.4179
AsmAuditorium | Asm | Assembly | Auditorium | Auditorium | 39990740.3076 | 6.113% |  |  | 39990740.3076
AsmHallways/Corridors/Stairways | Asm | Assembly | Hallways/Corridors/Stairways | Hall | 36960111.2449 | 5.649% |  |  | 36960111.2449
AsmOffice (General) | Asm | Assembly | Office (General) | OfficeGeneral | 34796527.0277 | 5.319% |  |  | 34796527.0277
AsmStorage (Unconditioned) | Asm | Assembly | Storage (Unconditioned) | StockRoom | 31160862.8599 | 4.763% |  |  | 31160862.8599
AsmOffice (Executive/Private) | Asm | Assembly | Office (Executive/Private) | OfficeGeneral | 30976155.7439 | 4.735% |  |  | 30976155.7439
AsmRestrooms | Asm | Assembly | Restrooms | RestRoom | 29649266.1983 | 4.532% |  |  | 29649266.1983
AsmKitchen/Break room and Food Preparation | Asm | Assembly | Kitchen/Break room and Food Preparation | Kitchen | 27683754.2859 | 4.231% |  |  | 27683754.2859
AsmLibrary | Asm | Assembly | Library | OfficeGeneral | 23020791.9542 | 3.519% |  |  | 23020791.9542
AsmConference Room | Asm | Assembly | Conference Room | Conference | 17452187.1374 | 2.668% |  |  | 17452187.1374
AsmGuest Rooms (Hotel/Motel) | Asm | Assembly | Guest Rooms (Hotel/Motel) | NA | 15301685 | 2.339% |  |  | 15301685
AsmDining Area | Asm | Assembly | Dining Area | Dining | 15274630.3919 | 2.335% |  |  | 15274630.3919
AsmLobby (Main Entry and Assembly) | Asm | Assembly | Lobby (Main Entry and Assembly) | LobbyWaiting | 12682878.3178 | 1.939% |  |  | 12682878.3178
AsmStorage (Conditioned) | Asm | Assembly | Storage (Conditioned) | StockRoom | 11766068.5044 | 1.798% |  |  | 11766068.5044
AsmOffice (Open Plan) | Asm | Assembly | Office (Open Plan) | OfficeGeneral | 11217402.2489 | 1.715% |  |  | 11217402.2489
AsmExhibit Display Area/Museum | Asm | Assembly | Exhibit Display Area/Museum | Exhibit | 8195755.4625 | 1.253% |  |  | 8195755.4625
AsmLobby (Office Reception/Waiting) | Asm | Assembly | Lobby (Office Reception/Waiting) | LobbyWaiting | 7634199.5795 | 1.167% |  |  | 7634199.5795
AsmOther Unlisted Activity Types | Asm | Assembly | Other Unlisted Activity Types | NA | 7426211.7033 | 1.135% |  |  | 7426211.7033
AsmComputer Room | Asm | Assembly | Computer Room | OfficeGeneral | 7244798.7111 | 1.107% |  |  | 7244798.7111
AsmPool/Spa Area | Asm | Assembly | Pool/Spa Area | NA | 7237996.15 | 1.106% |  |  | 7237996.15
AsmConvention and Meeting Center | Asm | Assembly | Convention and Meeting Center | Conference | 7013808.22 | 1.072% |  |  | 7013808.22
AsmLocker and Dressing Room | Asm | Assembly | Locker and Dressing Room | StockRoom | 6563964.9714 | 1.003% |  |  | 6563964.9714
AsmMechanical/Electrical Room | Asm | Assembly | Mechanical/Electrical Room | MechElecRoom | 5908117.1701 | 0.903% | 1% | 6202565.9743 | 6202565.9743
AsmClassrooms (Portable) | Asm | Assembly | Classrooms (Portable) | Classroom | 5237993.7162 | 0.8006% |  |  | 5237993.7162
AsmCasino/Gaming | Asm | Assembly | Casino/Gaming | LobbyWaiting | 5127885.9176 | 0.7838% |  |  | 5127885.9176
AsmTheater (Performance) | Asm | Assembly | Theater (Performance) | Auditorium | 5008723.138 | 0.7656% |  |  | 5008723.138
AsmRetail Sales/Showroom | Asm | Assembly | Retail Sales/Showroom | RetailSales | 4953203.8818 | 0.7571% | 1% | 6202565.9743 | 6202565.9743
AsmTheater (Motion Picture) | Asm | Assembly | Theater (Motion Picture) | Auditorium | 4051200.8678 | 0.6192% |  |  | 4051200.8678
AsmComm/Ind Work (General High Bay) | Asm | Assembly | Comm/Ind Work (General High Bay) | NA | 3224088 | 0.4928% |  |  | 3224088
AsmVacant Other Unlisted Activity Types | Asm | Assembly | Vacant Other Unlisted Activity Types | NA | 3020226 | 0.4616% |  |  | 3020226
AsmStorage (Refrigerated/Freezer), Walk-in | Asm | Assembly | Storage (Refrigerated/Freezer), Walk-in | NA | 1811046.0371 | 0.2768% |  |  | 1811046.0371
AsmCopy Room | Asm | Assembly | Copy Room | OfficeGeneral | 1794318.9916 | 0.2743% |  |  | 1794318.9916
AsmComputer (Network Room/Server Room | Asm | Assembly | Computer (Network Room/Server Room | OfficeGeneral | 1094155.2548 | 0.1672% |  |  | 1094155.2548
AsmVacant (Conditioned) | Asm | Assembly | Vacant (Conditioned) | OfficeGeneral | 955346.936 | 0.146% |  |  | 955346.936
AsmStairwells (not stairways/hallways) | Asm | Assembly | Stairwells (not stairways/hallways) | Hall | 591488.665 | 0.09041% |  |  | 591488.665
AsmComm/Ind Work (General Low Bay) | Asm | Assembly | Comm/Ind Work (General Low Bay) | NA | 541119.6372 | 0.08271% |  |  | 541119.6372
AsmCourtrooms | Asm | Assembly | Courtrooms | OfficeGeneral | 437462.5 | 0.06687% |  |  | 437462.5
AsmAuto Repair Workshop | Asm | Assembly | Auto Repair Workshop | NA | 414985.6 | 0.06343% |  |  | 414985.6
AsmPatio Area | Asm | Assembly | Patio Area | NA | 394409.74 | 0.06029% |  |  | 394409.74
AsmBar Cocktail Lounge | Asm | Assembly | Bar Cocktail Lounge | Dining | 364886.5 | 0.05577% |  |  | 364886.5
AsmLaundry | Asm | Assembly | Laundry | NA | 212880.176 | 0.03254% |  |  | 212880.176
AsmLaboratory | Asm | Assembly | Laboratory | NA | 187666.472 | 0.02868% |  |  | 187666.472
AsmLoading Dock | Asm | Assembly | Loading Dock | NA | 167931.18 | 0.02567% |  |  | 167931.18
AsmMedical Offices and Exam Rooms | Asm | Assembly | Medical Offices and Exam Rooms | OfficeGeneral | 158565.625 | 0.02424% |  |  | 158565.625
AsmBarber/Beauty Shop | Asm | Assembly | Barber/Beauty Shop | NA | 145957.68 | 0.02231% |  |  | 145957.68
AsmNon-Surveyed Suite (Master-Metered Multi-Tenant Suites Only) | Asm | Assembly | Non-Surveyed Suite (Master-Metered Multi-Tenant Suites Only) | OfficeGeneral | 139000 | 0.02125% |  |  | 139000
AsmComputer (Data Center) | Asm | Assembly | Computer (Data Center) | OfficeGeneral | 121564.8 | 0.01858% |  |  | 121564.8
AsmSmoking Lounge | Asm | Assembly | Smoking Lounge | LobbyWaiting | 108554.6 | 0.01659% |  |  | 108554.6
AsmElevators | Asm | Assembly | Elevators | Hall | 103917.6073 | 0.01588% |  |  | 103917.6073
AsmUnknown | Asm | Assembly | Unknown | NA | 89356 | 0.01366% |  |  | 89356
AsmVacant Office (General) | Asm | Assembly | Vacant Office (General) | OfficeGeneral | 57142.0575 | 0.008734% |  |  | 57142.0575
AsmPatient Rooms | Asm | Assembly | Patient Rooms | NA | 11556.18 | 0.001766% |  |  | 11556.18
AsmParking | Asm | Assembly | Parking | NA | 0 | 0% |  |  | 0
AsmResidential | Asm | Assembly | Residential | NA | 0 | 0% |  |  | 0
AsmOutside/Outdoor Area | Asm | Assembly | Outside/Outdoor Area | NA | 0 | 0% |  |  | 0
ECCClassroom/Lecture | ECC | Education - Community College | Classroom/Lecture | Classroom | 2305587.24 | 20.6% |  |  | 2305587.24
ECCOffice (General) | ECC | Education - Community College | Office (General) | OfficeGeneral | 1555451.663 | 13.89% |  |  | 1555451.663
ECCOffice (Executive/Private) | ECC | Education - Community College | Office (Executive/Private) | OfficeGeneral | 1483247.9286 | 13.25% |  |  | 1483247.9286
ECCOffice (Open Plan) | ECC | Education - Community College | Office (Open Plan) | OfficeGeneral | 1434921.4 | 12.82% |  |  | 1434921.4
ECCHallways/Corridors/Stairways | ECC | Education - Community College | Hallways/Corridors/Stairways | CorridorStairway | 978982.844 | 8.745% |  |  | 978982.844
ECCRestrooms | ECC | Education - Community College | Restrooms | RestRoom | 739497.7368 | 6.606% |  |  | 739497.7368
ECCConference Room | ECC | Education - Community College | Conference Room | Conference | 696670 | 6.223% |  |  | 696670
ECCKitchen/Break room and Food Preparation | ECC | Education - Community College | Kitchen/Break room and Food Preparation | Kitchen | 456467.0552 | 4.078% |  |  | 456467.0552
ECCAuditorium | ECC | Education - Community College | Auditorium | Gymnasium | 263020.401 | 2.35% |  |  | 263020.401
ECCLobby (Office Reception/Waiting) | ECC | Education - Community College | Lobby (Office Reception/Waiting) | CorridorStairway | 186096.2 | 1.662% |  |  | 186096.2
ECCStorage (Conditioned) | ECC | Education - Community College | Storage (Conditioned) | StorageSmlCond | 180973.8864 | 1.617% |  |  | 180973.8864
ECCDining Area | ECC | Education - Community College | Dining Area | Dining | 136555.2 | 1.22% |  |  | 136555.2
ECCCopy Room | ECC | Education - Community College | Copy Room | OfficeGeneral | 132618.2 | 1.185% |  |  | 132618.2
ECCStorage (Unconditioned) | ECC | Education - Community College | Storage (Unconditioned) | StorageSmlCond | 125548.2 | 1.122% |  |  | 125548.2
ECCComputer Room | ECC | Education - Community College | Computer Room | CompRoomClassrm | 122719.59 | 1.096% |  |  | 122719.59
ECCMedical Offices and Exam Rooms | ECC | Education - Community College | Medical Offices and Exam Rooms | OfficeGeneral | 102789 | 0.9182% |  |  | 102789
ECCComputer (Network Room/Server Room | ECC | Education - Community College | Computer (Network Room/Server Room | CompRoomClassrm | 91058.2 | 0.8134% |  |  | 91058.2
ECCRetail Sales/Showroom | ECC | Education - Community College | Retail Sales/Showroom | OfficeGeneral | 54441.99 | 0.4863% |  |  | 54441.99
ECCLibrary | ECC | Education - Community College | Library | OfficeGeneral | 40252.464 | 0.3596% |  |  | 40252.464
ECCLobby (Main Entry and Assembly) | ECC | Education - Community College | Lobby (Main Entry and Assembly) | CorridorStairway | 37555.254 | 0.3355% |  |  | 37555.254
ECCStorage (Refrigerated/Freezer), Walk-in | ECC | Education - Community College | Storage (Refrigerated/Freezer), Walk-in | Kitchen | 24351.12 | 0.2175% |  |  | 24351.12
ECCElevators | ECC | Education - Community College | Elevators | CorridorStairway | 24351.12 | 0.2175% |  |  | 24351.12
ECCTheater (Performance) | ECC | Education - Community College | Theater (Performance) | Gymnasium | 21399.651 | 0.1912% |  |  | 21399.651
ECCOutside/Outdoor Area | ECC | Education - Community College | Outside/Outdoor Area | NA | 0 | 0% |  |  | 0
EPrClassroom/Lecture | EPr | Education - Primary School | Classroom/Lecture | Classroom | 154177439.2962 | 55.42% |  |  | 154177439.2962
EPrAuditorium | EPr | Education - Primary School | Auditorium | Gymnasium | 18067447.2084 | 6.495% |  |  | 18067447.2084
EPrKitchen/Break room and Food Preparation | EPr | Education - Primary School | Kitchen/Break room and Food Preparation | Kitchen | 13920892.2773 | 5.004% |  |  | 13920892.2773
EPrRestrooms | EPr | Education - Primary School | Restrooms | RestRoom | 13491830.6415 | 4.85% |  |  | 13491830.6415
EPrLibrary | EPr | Education - Primary School | Library | LibraryReading | 11782695.556 | 4.236% |  |  | 11782695.556
EPrOffice (General) | EPr | Education - Primary School | Office (General) | OfficeGeneral | 9696094.256 | 3.485% |  |  | 9696094.256
EPrHallways/Corridors/Stairways | EPr | Education - Primary School | Hallways/Corridors/Stairways | CorridorStairway | 9303779.9086 | 3.344% |  |  | 9303779.9086
EPrDining Area | EPr | Education - Primary School | Dining Area | Dining | 8804317.6161 | 3.165% |  |  | 8804317.6161
EPrOffice (Executive/Private) | EPr | Education - Primary School | Office (Executive/Private) | OfficeGeneral | 4801800.5406 | 1.726% |  |  | 4801800.5406
EPrStorage (Unconditioned) | EPr | Education - Primary School | Storage (Unconditioned) | StorageSmlCond | 4353448.4107 | 1.565% |  |  | 4353448.4107
EPrOffice (Open Plan) | EPr | Education - Primary School | Office (Open Plan) | OfficeGeneral | 3570719.7792 | 1.284% |  |  | 3570719.7792
EPrComputer Room | EPr | Education - Primary School | Computer Room | CompRoomClassrm | 3489680.7103 | 1.254% |  |  | 3489680.7103
EPrStorage (Conditioned) | EPr | Education - Primary School | Storage (Conditioned) | StorageSmlCond | 3461759.6724 | 1.244% |  |  | 3461759.6724
EPrExercise Centers/Gymnasium | EPr | Education - Primary School | Exercise Centers/Gymnasium | Gymnasium | 3287086.18 | 1.182% |  |  | 3287086.18
EPrLobby (Office Reception/Waiting) | EPr | Education - Primary School | Lobby (Office Reception/Waiting) | LobbyWaiting | 1836593.3392 | 0.6602% |  |  | 1836593.3392
EPrAuto Repair Workshop | EPr | Education - Primary School | Auto Repair Workshop | NA | 1666140.35 | 0.5989% |  |  | 1666140.35
EPrLobby (Main Entry and Assembly) | EPr | Education - Primary School | Lobby (Main Entry and Assembly) | LobbyWaiting | 1662424.7317 | 0.5976% |  |  | 1662424.7317
EPrCopy Room | EPr | Education - Primary School | Copy Room | OfficeGeneral | 1629877.2849 | 0.5859% |  |  | 1629877.2849
EPrMechanical/Electrical Room | EPr | Education - Primary School | Mechanical/Electrical Room | StorageSmlCond | 1412410.1232 | 0.5077% |  |  | 1412410.1232
EPrConference Room | EPr | Education - Primary School | Conference Room | OfficeGeneral | 961672.6212 | 0.3457% |  |  | 961672.6212
EPrMedical Offices and Exam Rooms | EPr | Education - Primary School | Medical Offices and Exam Rooms | OfficeGeneral | 916860.739 | 0.3296% |  |  | 916860.739
EPrStorage (Refrigerated/Freezer), Walk-in | EPr | Education - Primary School | Storage (Refrigerated/Freezer), Walk-in | StorageSmlCond | 881562.7475 | 0.3169% |  |  | 881562.7475
EPrLocker and Dressing Room | EPr | Education - Primary School | Locker and Dressing Room | Gymnasium | 833710.359 | 0.2997% |  |  | 833710.359
EPrTheater (Performance) | EPr | Education - Primary School | Theater (Performance) | Gymnasium | 792438.699 | 0.2849% |  |  | 792438.699
EPrStairwells (not stairways/hallways) | EPr | Education - Primary School | Stairwells (not stairways/hallways) | CorridorStairway | 763362.9486 | 0.2744% |  |  | 763362.9486
EPrReligious Worship | EPr | Education - Primary School | Religious Worship | NA | 578680.3589 | 0.208% |  |  | 578680.3589
EPrConvention and Meeting Center | EPr | Education - Primary School | Convention and Meeting Center | OfficeGeneral | 465738.5446 | 0.1674% |  |  | 465738.5446
EPrOther Unlisted Activity Types | EPr | Education - Primary School | Other Unlisted Activity Types | NA | 402806.763 | 0.1448% |  |  | 402806.763
EPrComputer (Network Room/Server Room | EPr | Education - Primary School | Computer (Network Room/Server Room | CompRoomClassrm | 323594.6011 | 0.1163% |  |  | 323594.6011
EPrCasino/Gaming | EPr | Education - Primary School | Casino/Gaming | NA | 285794.6 | 0.1027% |  |  | 285794.6
EPrComm/Ind Work (General Low Bay) | EPr | Education - Primary School | Comm/Ind Work (General Low Bay) | NA | 143339.5 | 0.05153% |  |  | 143339.5
EPrUnknown | EPr | Education - Primary School | Unknown | NA | 93785.4085 | 0.03371% |  |  | 93785.4085
EPrLaundry | EPr | Education - Primary School | Laundry | NA | 80321.2 | 0.02887% |  |  | 80321.2
EPrElevators | EPr | Education - Primary School | Elevators | CorridorStairway | 73774.684 | 0.02652% |  |  | 73774.684
EPrPatient Rooms | EPr | Education - Primary School | Patient Rooms | NA | 58358.6325 | 0.02098% |  |  | 58358.6325
EPrLaboratory | EPr | Education - Primary School | Laboratory | Classroom | 35928.2 | 0.01292% |  |  | 35928.2
EPrVacant (Unconditioned) | EPr | Education - Primary School | Vacant (Unconditioned) | StorageSmlCond | 29944.075 | 0.01076% |  |  | 29944.075
EPrVacant (Conditioned) | EPr | Education - Primary School | Vacant (Conditioned) | StorageSmlCond | 28579.46 | 0.01027% |  |  | 28579.46
EPrComputer (Data Center) | EPr | Education - Primary School | Computer (Data Center) | CompRoomClassrm | 11315 | 0.004067% |  |  | 11315
EPrBarber/Beauty Shop | EPr | Education - Primary School | Barber/Beauty Shop | NA | 6276.9168 | 0.002256% |  |  | 6276.9168
EPrOutside/Outdoor Area | EPr | Education - Primary School | Outside/Outdoor Area | NA | 0 | 0% |  |  | 0
EPrParking | EPr | Education - Primary School | Parking | NA | 0 | 0% |  |  | 0
EPrPatio Area | EPr | Education - Primary School | Patio Area | NA | 0 | 0% |  |  | 0
ERCClassrooms (Portable) | ERC | Education - Relocatable Classroom | Classrooms (Portable) | Classroom | 90639178.7683 | 99.33% |  |  | 90639178.7683
ERCVacant Classrooms (Portable) | ERC | Education - Relocatable Classroom | Vacant Classrooms (Portable) | Classroom | 615384 | 0.6744% |  |  | 615384
ESeClassroom/Lecture | ESe | Education - Secondary School | Classroom/Lecture | Classroom | 137484418.3089 | 41.33% |  |  | 137484418.3089
ESeAuditorium | ESe | Education - Secondary School | Auditorium | Gymnasium | 23252216.002 | 6.991% |  |  | 23252216.002
ESeLibrary | ESe | Education - Secondary School | Library | LibraryReading | 14989491.6355 | 4.507% |  |  | 14989491.6355
ESeExercise Centers/Gymnasium | ESe | Education - Secondary School | Exercise Centers/Gymnasium | Gymnasium | 13836138.6435 | 4.16% |  |  | 13836138.6435
ESeHallways/Corridors/Stairways | ESe | Education - Secondary School | Hallways/Corridors/Stairways | CorridorStairway | 13758993.1724 | 4.137% |  |  | 13758993.1724
ESeKitchen/Break room and Food Preparation | ESe | Education - Secondary School | Kitchen/Break room and Food Preparation | Kitchen | 12867477.279 | 3.869% |  |  | 12867477.279
ESeRestrooms | ESe | Education - Secondary School | Restrooms | RestRoom | 11545396.7008 | 3.471% |  |  | 11545396.7008
ESeLocker and Dressing Room | ESe | Education - Secondary School | Locker and Dressing Room | Gymnasium | 10744758.0002 | 3.23% |  |  | 10744758.0002
ESeNon-Surveyed Suite (Master-Metered Multi-Tenant Suites Only) | ESe | Education - Secondary School | Non-Surveyed Suite (Master-Metered Multi-Tenant Suites Only) | NA | 10396366.2024 | 3.126% |  |  | 10396366.2024
ESeOffice (Executive/Private) | ESe | Education - Secondary School | Office (Executive/Private) | OfficeGeneral | 8581754.7627 | 2.58% |  |  | 8581754.7627
ESeDining Area | ESe | Education - Secondary School | Dining Area | Dining | 8418542.212 | 2.531% |  |  | 8418542.212
ESeOffice (General) | ESe | Education - Secondary School | Office (General) | OfficeGeneral | 8002778.0444 | 2.406% |  |  | 8002778.0444
ESeComputer Room | ESe | Education - Secondary School | Computer Room | CompRoomClassrm | 7341069.5823 | 2.207% |  |  | 7341069.5823
ESeTheater (Performance) | ESe | Education - Secondary School | Theater (Performance) | Gymnasium | 6099441.4696 | 1.834% |  |  | 6099441.4696
ESeStorage (Unconditioned) | ESe | Education - Secondary School | Storage (Unconditioned) | StorageSmlCond | 6035208.7102 | 1.814% |  |  | 6035208.7102
ESeOffice (Open Plan) | ESe | Education - Secondary School | Office (Open Plan) | OfficeGeneral | 5159369.1135 | 1.551% |  |  | 5159369.1135
ESeStorage (Conditioned) | ESe | Education - Secondary School | Storage (Conditioned) | StorageSmlCond | 5059826.8883 | 1.521% |  |  | 5059826.8883
ESeOther Unlisted Activity Types | ESe | Education - Secondary School | Other Unlisted Activity Types | NA | 3908639.8316 | 1.175% |  |  | 3908639.8316
ESeLobby (Main Entry and Assembly) | ESe | Education - Secondary School | Lobby (Main Entry and Assembly) | CorridorStairway | 3010184.139 | 0.905% |  |  | 3010184.139
ESeReligious Worship | ESe | Education - Secondary School | Religious Worship | NA | 2723631.393 | 0.8188% |  |  | 2723631.393
ESeComm/Ind Work (General Low Bay) | ESe | Education - Secondary School | Comm/Ind Work (General Low Bay) | Shop | 2366407.137 | 0.7114% |  |  | 2366407.137
ESeConference Room | ESe | Education - Secondary School | Conference Room | Conference | 1998125.0022 | 0.6007% | 0.7665% | 2430072.9757 | 2430072.9757
ESeMechanical/Electrical Room | ESe | Education - Secondary School | Mechanical/Electrical Room | MechElecRoom | 1741830.6466 | 0.5237% |  |  | 1741830.6466
ESeLobby (Office Reception/Waiting) | ESe | Education - Secondary School | Lobby (Office Reception/Waiting) | CorridorStairway | 1708753.2876 | 0.5137% |  |  | 1708753.2876
ESeComm/Ind Work (General High Bay) | ESe | Education - Secondary School | Comm/Ind Work (General High Bay) | Shop | 1228800.06 | 0.3694% |  |  | 1228800.06
ESeAuto Repair Workshop | ESe | Education - Secondary School | Auto Repair Workshop | Shop | 1142683.362 | 0.3435% |  |  | 1142683.362
ESeVacant (Unconditioned) | ESe | Education - Secondary School | Vacant (Unconditioned) | StorageSmlCond | 1103317.95 | 0.3317% |  |  | 1103317.95
ESeStairwells (not stairways/hallways) | ESe | Education - Secondary School | Stairwells (not stairways/hallways) | CorridorStairway | 1093102.043 | 0.3286% |  |  | 1093102.043
ESeStorage (Refrigerated/Freezer), Walk-in | ESe | Education - Secondary School | Storage (Refrigerated/Freezer), Walk-in | StorageSmlCond | 872535.4499 | 0.2623% |  |  | 872535.4499
ESeConvention and Meeting Center | ESe | Education - Secondary School | Convention and Meeting Center | Conference | 776670 | 0.2335% |  |  | 776670
ESeVacant Classroom/Lecture | ESe | Education - Secondary School | Vacant Classroom/Lecture | StorageSmlCond | 764224.8 | 0.2298% |  |  | 764224.8
ESeMedical Offices and Exam Rooms | ESe | Education - Secondary School | Medical Offices and Exam Rooms | OfficeGeneral | 726255.8357 | 0.2183% |  |  | 726255.8357
ESeCopy Room | ESe | Education - Secondary School | Copy Room | OfficeGeneral | 704956.1183 | 0.2119% |  |  | 704956.1183
ESeLaboratory | ESe | Education - Secondary School | Laboratory | Classroom | 662443.045 | 0.1992% |  |  | 662443.045
ESeUnknown | ESe | Education - Secondary School | Unknown | NA | 642855.795 | 0.1933% |  |  | 642855.795
ESeTheater (Motion Picture) | ESe | Education - Secondary School | Theater (Motion Picture) | Gymnasium | 464163 | 0.1395% |  |  | 464163
ESeComputer (Network Room/Server Room | ESe | Education - Secondary School | Computer (Network Room/Server Room | CompRoomClassrm | 361833.2645 | 0.1088% |  |  | 361833.2645
ESeExhibit Display Area/Museum | ESe | Education - Secondary School | Exhibit Display Area/Museum | LibraryReading | 331228.8 | 0.09958% |  |  | 331228.8
ESeRetail Sales/Showroom | ESe | Education - Secondary School | Retail Sales/Showroom | OfficeGeneral | 242363.6131 | 0.07287% |  |  | 242363.6131
ESeDry Cleaning | ESe | Education - Secondary School | Dry Cleaning | NA | 180000 | 0.05412% |  |  | 180000
ESeLaundry | ESe | Education - Secondary School | Laundry | NA | 103620.0608 | 0.03115% |  |  | 103620.0608
ESeElevators | ESe | Education - Secondary School | Elevators | CorridorStairway | 73143.918 | 0.02199% |  |  | 73143.918
ESePatient Rooms | ESe | Education - Secondary School | Patient Rooms | NA | 56984.34 | 0.01713% |  |  | 56984.34
ESeComputer (Data Center) | ESe | Education - Secondary School | Computer (Data Center) | CompRoomClassrm | 31078.74 | 0.009344% |  |  | 31078.74
ESeVacant (Conditioned) | ESe | Education - Secondary School | Vacant (Conditioned) | StorageSmlCond | 24807.2 | 0.007458% |  |  | 24807.2
ESeOutside/Outdoor Area | ESe | Education - Secondary School | Outside/Outdoor Area | NA | 0 | 0% |  |  | 0
ESeParking | ESe | Education - Secondary School | Parking | NA | 0 | 0% |  |  | 0
ESeResidential | ESe | Education - Secondary School | Residential | NA | 0 | 0% |  |  | 0
ESePatio Area | ESe | Education - Secondary School | Patio Area | NA | 0 | 0% |  |  | 0
GroRetail Sales/Showroom | Gro | Grocery | Retail Sales/Showroom | GrocSales | 81694217.8101 | 61.09% |  |  | 81694217.8101
GroStorage (Conditioned) | Gro | Grocery | Storage (Conditioned) | StockRoom | 11846710.6661 | 8.859% |  |  | 11846710.6661
GroStorage (Refrigerated/Freezer), Walk-in | Gro | Grocery | Storage (Refrigerated/Freezer), Walk-in | RefWalkInCool | 10961691.9695 | 8.197% |  |  | 10961691.9695
GroStorage (Unconditioned) | Gro | Grocery | Storage (Unconditioned) | StockRoom | 8898190.2626 | 6.654% |  |  | 8898190.2626
GroKitchen/Break room and Food Preparation | Gro | Grocery | Kitchen/Break room and Food Preparation | Kitchen | 6579513.7506 | 4.92% |  |  | 6579513.7506
GroRestrooms | Gro | Grocery | Restrooms | RestRoom | 3579864.6976 | 2.677% |  |  | 3579864.6976
GroOffice (Executive/Private) | Gro | Grocery | Office (Executive/Private) | OfficeGeneral | 2406930.6859 | 1.8% |  |  | 2406930.6859
GroMechanical/Electrical Room | Gro | Grocery | Mechanical/Electrical Room | MechElecRoom | 2115573.9392 | 1.582% |  |  | 2115573.9392
GroOffice (General) | Gro | Grocery | Office (General) | OfficeGeneral | 1633537.8798 | 1.222% |  |  | 1633537.8798
GroDining Area | Gro | Grocery | Dining Area | GrocSales | 1314273.7636 | 0.9828% |  |  | 1314273.7636
GroHallways/Corridors/Stairways | Gro | Grocery | Hallways/Corridors/Stairways | CorridorStairway | 897941.0497 | 0.6715% |  |  | 897941.0497
GroOffice (Open Plan) | Gro | Grocery | Office (Open Plan) | OfficeGeneral | 362788.74 | 0.2713% |  |  | 362788.74
GroMedical Offices and Exam Rooms | Gro | Grocery | Medical Offices and Exam Rooms | OfficeGeneral | 278599.4 | 0.2083% |  |  | 278599.4
GroLobby (Office Reception/Waiting) | Gro | Grocery | Lobby (Office Reception/Waiting) | GrocSales | 252081.05 | 0.1885% |  |  | 252081.05
GroBank/Financial | Gro | Grocery | Bank/Financial | OfficeGeneral | 164465.504 | 0.123% |  |  | 164465.504
GroConference Room | Gro | Grocery | Conference Room | OfficeGeneral | 132895.6568 | 0.09938% |  |  | 132895.6568
GroComm/Ind Work (General Low Bay) | Gro | Grocery | Comm/Ind Work (General Low Bay) | Kitchen | 121220 | 0.09065% |  |  | 121220
GroComm/Ind Work (General High Bay) | Gro | Grocery | Comm/Ind Work (General High Bay) | Kitchen | 106856.8 | 0.0799% |  |  | 106856.8
GroClassroom/Lecture | Gro | Grocery | Classroom/Lecture | OfficeGeneral | 79967.7 | 0.0598% |  |  | 79967.7
GroLoading Dock | Gro | Grocery | Loading Dock | StockRoom | 72154.075 | 0.05396% |  |  | 72154.075
GroStorage (Refrigerated/Freezer), Building | Gro | Grocery | Storage (Refrigerated/Freezer), Building | RefWalkInCool | 59925.25 | 0.04481% |  |  | 59925.25
GroLocker and Dressing Room | Gro | Grocery | Locker and Dressing Room | OfficeGeneral | 52339.582 | 0.03914% |  |  | 52339.582
GroConvention and Meeting Center | Gro | Grocery | Convention and Meeting Center | OfficeGeneral | 41184.74 | 0.0308% |  |  | 41184.74
GroComputer (Network Room/Server Room | Gro | Grocery | Computer (Network Room/Server Room | OfficeGeneral | 23158.0675 | 0.01732% |  |  | 23158.0675
GroElevators | Gro | Grocery | Elevators | CorridorStairway | 20531.85 | 0.01535% |  |  | 20531.85
GroVacant Storage (Refrigerated/Freezer), Walk-in | Gro | Grocery | Vacant Storage (Refrigerated/Freezer), Walk-in | RefWalkInCool | 16232 | 0.01214% |  |  | 16232
GroStairwells (not stairways/hallways) | Gro | Grocery | Stairwells (not stairways/hallways) | CorridorStairway | 8560.75 | 0.006402% |  |  | 8560.75
GroCopy Room | Gro | Grocery | Copy Room | OfficeGeneral | 8560.75 | 0.006402% |  |  | 8560.75
GroOutside/Outdoor Area | Gro | Grocery | Outside/Outdoor Area | NA | 0 | 0% |  |  | 0
GroPatio Area | Gro | Grocery | Patio Area | NA | 0 | 0% |  |  | 0
GroParking | Gro | Grocery | Parking | NA | 0 | 0% |  |  | 0
MBTLaboratory | MBT | Manufacturing - Bio/Tech | Laboratory | Laboratory | 5601620.412 | 16.12% |  |  | 5601620.412
MBTOffice (Open Plan) | MBT | Manufacturing - Bio/Tech | Office (Open Plan) | OfficeOpen | 4565191.662 | 13.14% |  |  | 4565191.662
MBTOffice (General) | MBT | Manufacturing - Bio/Tech | Office (General) | OfficeOpen | 4330586.4884 | 12.47% |  |  | 4330586.4884
MBTStorage (Conditioned) | MBT | Manufacturing - Bio/Tech | Storage (Conditioned) | StorageSmlCond | 3637889.9832 | 10.47% |  |  | 3637889.9832
MBTOffice (Executive/Private) | MBT | Manufacturing - Bio/Tech | Office (Executive/Private) | OfficeSmall | 3466698.374 | 9.979% |  |  | 3466698.374
MBTConference Room | MBT | Manufacturing - Bio/Tech | Conference Room | Conference | 1994998.1032 | 5.743% |  |  | 1994998.1032
MBTHallways/Corridors/Stairways | MBT | Manufacturing - Bio/Tech | Hallways/Corridors/Stairways | CorridorStairway | 1990421.748 | 5.729% |  |  | 1990421.748
MBTLobby (Office Reception/Waiting) | MBT | Manufacturing - Bio/Tech | Lobby (Office Reception/Waiting) | LobbyWaiting | 1382990.1356 | 3.981% |  |  | 1382990.1356
MBTRestrooms | MBT | Manufacturing - Bio/Tech | Restrooms | RestRoom | 1183567.7 | 3.407% |  |  | 1183567.7
MBTKitchen/Break room and Food Preparation | MBT | Manufacturing - Bio/Tech | Kitchen/Break room and Food Preparation | Break | 1025427.1528 | 2.952% |  |  | 1025427.1528
MBTComm/Ind Work (General High Bay) | MBT | Manufacturing - Bio/Tech | Comm/Ind Work (General High Bay) | Work | 1009343.664 | 2.905% |  |  | 1009343.664
MBTStorage (Unconditioned) | MBT | Manufacturing - Bio/Tech | Storage (Unconditioned) | StorageSmlCond | 685103.9328 | 1.972% |  |  | 685103.9328
MBTComm/Ind Work (Precision) | MBT | Manufacturing - Bio/Tech | Comm/Ind Work (Precision) | Work | 650092.8 | 1.871% |  |  | 650092.8
MBTVacant Office (Open Plan) | MBT | Manufacturing - Bio/Tech | Vacant Office (Open Plan) | OfficeOpen | 534004.8 | 1.537% |  |  | 534004.8
MBTComputer (Network Room/Server Room | MBT | Manufacturing - Bio/Tech | Computer (Network Room/Server Room | CompRoomData | 518860.2688 | 1.494% |  |  | 518860.2688
MBTStorage (Refrigerated/Freezer), Walk-in | MBT | Manufacturing - Bio/Tech | Storage (Refrigerated/Freezer), Walk-in | Break | 502753.4536 | 1.447% |  |  | 502753.4536
MBTMechanical/Electrical Room | MBT | Manufacturing - Bio/Tech | Mechanical/Electrical Room | MechElecRoom | 483570.9448 | 1.392% |  |  | 483570.9448
MBTCopy Room | MBT | Manufacturing - Bio/Tech | Copy Room | OfficeOpen | 366035.7 | 1.054% |  |  | 366035.7
MBTLobby (Main Entry and Assembly) | MBT | Manufacturing - Bio/Tech | Lobby (Main Entry and Assembly) | LobbyWaiting | 181787 | 0.5233% |  |  | 181787
MBTComm/Ind Work (General Low Bay) | MBT | Manufacturing - Bio/Tech | Comm/Ind Work (General Low Bay) | Work | 170648.4 | 0.4912% |  |  | 170648.4
MBTLoading Dock | MBT | Manufacturing - Bio/Tech | Loading Dock | NA | 159482.8 | 0.4591% |  |  | 159482.8
MBTVacant Conference Room | MBT | Manufacturing - Bio/Tech | Vacant Conference Room | Conference | 104479.2 | 0.3007% |  |  | 104479.2
MBTExercise Centers/Gymnasium | MBT | Manufacturing - Bio/Tech | Exercise Centers/Gymnasium | NA | 57668.9568 | 0.166% |  |  | 57668.9568
MBTLocker and Dressing Room | MBT | Manufacturing - Bio/Tech | Locker and Dressing Room | NA | 53497.4 | 0.154% |  |  | 53497.4
MBTVacant Office (Executive/Private) | MBT | Manufacturing - Bio/Tech | Vacant Office (Executive/Private) | OfficeSmall | 46435.2 | 0.1337% |  |  | 46435.2
MBTClean Room | MBT | Manufacturing - Bio/Tech | Clean Room | Work | 23217.6 | 0.06683% |  |  | 23217.6
MBTComputer Room | MBT | Manufacturing - Bio/Tech | Computer Room | CompRoomData | 13820 | 0.03978% |  |  | 13820
MBTOutside/Outdoor Area | MBT | Manufacturing - Bio/Tech | Outside/Outdoor Area | NA | 0 | 0% |  |  | 0
NrsPatient Rooms | Nrs | Nursing Home | Patient Rooms | PatientRoom | 9242642.4453 | 17.03% |  |  | 9242642.4453
NrsHallways/Corridors/Stairways | Nrs | Nursing Home | Hallways/Corridors/Stairways | CorridorStairway | 7637299.8247 | 14.07% |  |  | 7637299.8247
NrsDining Area | Nrs | Nursing Home | Dining Area | Dining | 5471867.4111 | 10.08% |  |  | 5471867.4111
NrsKitchen/Break room and Food Preparation | Nrs | Nursing Home | Kitchen/Break room and Food Preparation | Kitchen | 3876529.2013 | 7.142% |  |  | 3876529.2013
NrsRestrooms | Nrs | Nursing Home | Restrooms | RestRoom | 3747781.307 | 6.905% |  |  | 3747781.307
NrsLobby (Office Reception/Waiting) | Nrs | Nursing Home | Lobby (Office Reception/Waiting) | LobbyWaiting | 3271582.7277 | 6.028% |  |  | 3271582.7277
NrsStorage (Conditioned) | Nrs | Nursing Home | Storage (Conditioned) | StorageSmlCond | 2860786.1014 | 5.271% |  |  | 2860786.1014
NrsOffice (Executive/Private) | Nrs | Nursing Home | Office (Executive/Private) | OfficeGeneral | 2285784.4355 | 4.212% |  |  | 2285784.4355
NrsLobby (Main Entry and Assembly) | Nrs | Nursing Home | Lobby (Main Entry and Assembly) | LobbyWaiting | 2211178.2495 | 4.074% |  |  | 2211178.2495
NrsRetail Sales/Showroom | Nrs | Nursing Home | Retail Sales/Showroom | OfficeGeneral | 1821868.3017 | 3.357% |  |  | 1821868.3017
NrsOffice (General) | Nrs | Nursing Home | Office (General) | OfficeGeneral | 1750719.2153 | 3.226% |  |  | 1750719.2153
NrsOther Unlisted Activity Types | Nrs | Nursing Home | Other Unlisted Activity Types | NA | 1632806.3993 | 3.008% |  |  | 1632806.3993
NrsLaundry | Nrs | Nursing Home | Laundry | Laundry | 1354400.2969 | 2.495% |  |  | 1354400.2969
NrsOffice (Open Plan) | Nrs | Nursing Home | Office (Open Plan) | OfficeGeneral | 921225.7508 | 1.697% |  |  | 921225.7508
NrsMechanical/Electrical Room | Nrs | Nursing Home | Mechanical/Electrical Room | MechElecRoom | 917325.1253 | 1.69% |  |  | 917325.1253
NrsExercise Centers/Gymnasium | Nrs | Nursing Home | Exercise Centers/Gymnasium | OfficeGeneral | 893297.1564 | 1.646% |  |  | 893297.1564
NrsBarber/Beauty Shop | Nrs | Nursing Home | Barber/Beauty Shop | OfficeGeneral | 791127.9661 | 1.458% |  |  | 791127.9661
NrsMedical Offices and Exam Rooms | Nrs | Nursing Home | Medical Offices and Exam Rooms | OfficeGeneral | 695781.573 | 1.282% |  |  | 695781.573
NrsStorage (Unconditioned) | Nrs | Nursing Home | Storage (Unconditioned) | StorageSmlCond | 506426.0668 | 0.9331% |  |  | 506426.0668
NrsAuditorium | Nrs | Nursing Home | Auditorium | OfficeGeneral | 409479 | 0.7545% |  |  | 409479
NrsLibrary | Nrs | Nursing Home | Library | OfficeGeneral | 340962.2314 | 0.6282% |  |  | 340962.2314
NrsConference Room | Nrs | Nursing Home | Conference Room | OfficeGeneral | 326653.5878 | 0.6019% |  |  | 326653.5878
NrsStairwells (not stairways/hallways) | Nrs | Nursing Home | Stairwells (not stairways/hallways) | CorridorStairway | 289972.9481 | 0.5343% |  |  | 289972.9481
NrsComm/Ind Work (General High Bay) | Nrs | Nursing Home | Comm/Ind Work (General High Bay) | NA | 239837.7 | 0.4419% |  |  | 239837.7
NrsStorage (Refrigerated/Freezer), Walk-in | Nrs | Nursing Home | Storage (Refrigerated/Freezer), Walk-in | NA | 132595.4204 | 0.2443% |  |  | 132595.4204
NrsClassroom/Lecture | Nrs | Nursing Home | Classroom/Lecture | OfficeGeneral | 127647.2632 | 0.2352% |  |  | 127647.2632
NrsElevators | Nrs | Nursing Home | Elevators | CorridorStairway | 124563.9974 | 0.2295% |  |  | 124563.9974
NrsLocker and Dressing Room | Nrs | Nursing Home | Locker and Dressing Room | OfficeGeneral | 104016 | 0.1916% |  |  | 104016
NrsSmoking Lounge | Nrs | Nursing Home | Smoking Lounge | LobbyWaiting | 89879.8362 | 0.1656% |  |  | 89879.8362
NrsCopy Room | Nrs | Nursing Home | Copy Room | OfficeGeneral | 53732.8903 | 0.099% |  |  | 53732.8903
NrsLobby (Hotel) | Nrs | Nursing Home | Lobby (Hotel) | LobbyWaiting | 39839.8616 | 0.0734% |  |  | 39839.8616
NrsConvention and Meeting Center | Nrs | Nursing Home | Convention and Meeting Center | OfficeGeneral | 27272.7 | 0.05025% |  |  | 27272.7
NrsUnknown | Nrs | Nursing Home | Unknown | NA | 23398.8 | 0.04311% |  |  | 23398.8
NrsVacant (Conditioned) | Nrs | Nursing Home | Vacant (Conditioned) | NA | 21818.16 | 0.0402% |  |  | 21818.16
NrsComputer (Data Center) | Nrs | Nursing Home | Computer (Data Center) | OfficeGeneral | 14671.7025 | 0.02703% |  |  | 14671.7025
NrsComputer Room | Nrs | Nursing Home | Computer Room | OfficeGeneral | 13125.5863 | 0.02418% |  |  | 13125.5863
NrsTheater (Performance) | Nrs | Nursing Home | Theater (Performance) | OfficeGeneral | 4700.5 | 0.008661% |  |  | 4700.5
NrsPatio Area | Nrs | Nursing Home | Patio Area | NA | 0 | 0% |  |  | 0
NrsResidential | Nrs | Nursing Home | Residential | NA | 0 | 0% |  |  | 0
NrsOutside/Outdoor Area | Nrs | Nursing Home | Outside/Outdoor Area | NA | 0 | 0% |  |  | 0
NrsParking | Nrs | Nursing Home | Parking | NA | 0 | 0% |  |  | 0
OfLNon-Surveyed Suite (Master-Metered Multi-Tenant Suites Only) | OfL | Office - Large | Non-Surveyed Suite (Master-Metered Multi-Tenant Suites Only) | NA | 318529833.2802 | 42.42% |  |  | 318529833.2802
OfLOffice (Open Plan) | OfL | Office - Large | Office (Open Plan) | OfficeOpen | 91753613.3882 | 12.22% |  |  | 91753613.3882
OfLOffice (General) | OfL | Office - Large | Office (General) | OfficeOpen | 73676373.234 | 9.812% |  |  | 73676373.234
OfLOffice (Executive/Private) | OfL | Office - Large | Office (Executive/Private) | OfficeSmall | 60009679.5784 | 7.992% |  |  | 60009679.5784
OfLHallways/Corridors/Stairways | OfL | Office - Large | Hallways/Corridors/Stairways | CorridorStairway | 51356092.8049 | 6.84% |  |  | 51356092.8049
OfLVacant Office (Open Plan) | OfL | Office - Large | Vacant Office (Open Plan) | OfficeOpen | 22399103.3 | 2.983% |  |  | 22399103.3
OfLRestrooms | OfL | Office - Large | Restrooms | Restroom | 11705417.5787 | 1.559% |  |  | 11705417.5787
OfLConference Room | OfL | Office - Large | Conference Room | Conference | 11410239.2438 | 1.52% |  |  | 11410239.2438
OfLMedical Offices and Exam Rooms | OfL | Office - Large | Medical Offices and Exam Rooms | OfficeSmall | 11334187.0843 | 1.509% |  |  | 11334187.0843
OfLStorage (Conditioned) | OfL | Office - Large | Storage (Conditioned) | StorageSmlCond | 11008648.3822 | 1.466% |  |  | 11008648.3822
OfLMechanical/Electrical Room | OfL | Office - Large | Mechanical/Electrical Room | MechElecRoom | 7970766.6856 | 1.062% |  |  | 7970766.6856
OfLLobby (Main Entry and Assembly) | OfL | Office - Large | Lobby (Main Entry and Assembly) | LobbyWaiting | 7528504.6547 | 1.003% |  |  | 7528504.6547
OfLKitchen/Break room and Food Preparation | OfL | Office - Large | Kitchen/Break room and Food Preparation | Break | 7447111.3905 | 0.9918% |  |  | 7447111.3905
OfLVacant Office (Executive/Private) | OfL | Office - Large | Vacant Office (Executive/Private) | OfficeSmall | 6524432.123 | 0.8689% |  |  | 6524432.123
OfLLobby (Office Reception/Waiting) | OfL | Office - Large | Lobby (Office Reception/Waiting) | LobbyWaiting | 6308395.6776 | 0.8401% |  |  | 6308395.6776
OfLLaboratory | OfL | Office - Large | Laboratory | OfficeSmall | 6171303 | 0.8219% |  |  | 6171303
OfLVacant Non-Surveyed Suite (MM-MT Suites Only) | OfL | Office - Large | Vacant Non-Surveyed Suite (MM-MT Suites Only) | NA | 5533175.12 | 0.7369% |  |  | 5533175.12
OfLParking | OfL | Office - Large | Parking | NA | 5275454.4565 | 0.7026% |  |  | 5275454.4565
OfLVacant Office (General) | OfL | Office - Large | Vacant Office (General) | OfficeOpen | 5182653.8627 | 0.6902% |  |  | 5182653.8627
OfLVacant (Conditioned) | OfL | Office - Large | Vacant (Conditioned) | StorageSmlCond | 4012622.8543 | 0.5344% |  |  | 4012622.8543
OfLStorage (Unconditioned) | OfL | Office - Large | Storage (Unconditioned) | StorageSmlCond | 3593628.3039 | 0.4786% |  |  | 3593628.3039
OfLStairwells (not stairways/hallways) | OfL | Office - Large | Stairwells (not stairways/hallways) | CorridorStairway | 2901307.7641 | 0.3864% |  |  | 2901307.7641
OfLDining Area | OfL | Office - Large | Dining Area | Break | 2194482.1818 | 0.2923% |  |  | 2194482.1818
OfLElevators | OfL | Office - Large | Elevators | CorridorStairway | 1736416.8069 | 0.2313% |  |  | 1736416.8069
OfLComputer (Network Room/Server Room | OfL | Office - Large | Computer (Network Room/Server Room | OfficeSmall | 1438440.1752 | 0.1916% |  |  | 1438440.1752
OfLClassroom/Lecture | OfL | Office - Large | Classroom/Lecture | Conference | 1246024.8418 | 0.1659% |  |  | 1246024.8418
OfLExercise Centers/Gymnasium | OfL | Office - Large | Exercise Centers/Gymnasium | LobbyWaiting | 1190033.7744 | 0.1585% |  |  | 1190033.7744
OfLRetail Sales/Showroom | OfL | Office - Large | Retail Sales/Showroom | LobbyWaiting | 1167505.3648 | 0.1555% |  |  | 1167505.3648
OfLCopy Room | OfL | Office - Large | Copy Room | CopyRoom | 1042813.4929 | 0.1389% | 1% | 4207288.8394 | 4207288.8394
OfLVacant Restrooms | OfL | Office - Large | Vacant Restrooms | Restroom | 901911.96 | 0.1201% |  |  | 901911.96
OfLOther Unlisted Activity Types | OfL | Office - Large | Other Unlisted Activity Types | NA | 897534.6 | 0.1195% |  |  | 897534.6
OfLStorage (Refrigerated/Freezer), Walk-in | OfL | Office - Large | Storage (Refrigerated/Freezer), Walk-in | NA | 884847.7153 | 0.1178% |  |  | 884847.7153
OfLLoading Dock | OfL | Office - Large | Loading Dock | NA | 810266.128 | 0.1079% |  |  | 810266.128
OfLAuditorium | OfL | Office - Large | Auditorium | Conference | 753993.921 | 0.1004% |  |  | 753993.921
OfLMall Arcade and Atrium | OfL | Office - Large | Mall Arcade and Atrium | NA | 723638.308 | 0.09637% |  |  | 723638.308
OfLVacant Kitchen/Break room and Food Preparation | OfL | Office - Large | Vacant Kitchen/Break room and Food Preparation | Break | 670943.452 | 0.08936% |  |  | 670943.452
OfLVacant (Unconditioned) | OfL | Office - Large | Vacant (Unconditioned) | StorageSmlCond | 669134.69 | 0.08911% |  |  | 669134.69
OfLVacant Storage (Conditioned) | OfL | Office - Large | Vacant Storage (Conditioned) | StorageSmlCond | 597114 | 0.07952% |  |  | 597114
OfLAuto Repair Workshop | OfL | Office - Large | Auto Repair Workshop | NA | 537950 | 0.07164% |  |  | 537950
OfLConvention and Meeting Center | OfL | Office - Large | Convention and Meeting Center | NA | 391200.288 | 0.0521% |  |  | 391200.288
OfLLobby (Hotel) | OfL | Office - Large | Lobby (Hotel) | NA | 220029.1663 | 0.0293% |  |  | 220029.1663
OfLExhibit Display Area/Museum | OfL | Office - Large | Exhibit Display Area/Museum | LobbyWaiting | 134886.744 | 0.01796% |  |  | 134886.744
OfLPool/Spa Area | OfL | Office - Large | Pool/Spa Area | NA | 125371.5525 | 0.0167% |  |  | 125371.5525
OfLComputer Room | OfL | Office - Large | Computer Room | OfficeSmall | 113088.8 | 0.01506% |  |  | 113088.8
OfLComm/Ind Work (General High Bay) | OfL | Office - Large | Comm/Ind Work (General High Bay) | NA | 97637.76 | 0.013% |  |  | 97637.76
OfLVacant Hallways/Corridors/Stairways | OfL | Office - Large | Vacant Hallways/Corridors/Stairways | CorridorStairway | 86377.012 | 0.0115% |  |  | 86377.012
OfLDry Cleaning | OfL | Office - Large | Dry Cleaning | NA | 77365.2001 | 0.0103% |  |  | 77365.2001
OfLVacant Medical Offices and Exam Rooms | OfL | Office - Large | Vacant Medical Offices and Exam Rooms | OfficeSmall | 69588.6 | 0.009268% |  |  | 69588.6
OfLUnknown | OfL | Office - Large | Unknown | NA | 69003 | 0.00919% |  |  | 69003
OfLLibrary | OfL | Office - Large | Library | OfficeOpen | 66848.152 | 0.008903% |  |  | 66848.152
OfLVacant Lobby (Office Reception/Waiting) | OfL | Office - Large | Vacant Lobby (Office Reception/Waiting) | LobbyWaiting | 66297.904 | 0.00883% |  |  | 66297.904
OfLVacant Copy Room | OfL | Office - Large | Vacant Copy Room | OfficeOpen | 65995.65 | 0.008789% |  |  | 65995.65
OfLPatient Rooms | OfL | Office - Large | Patient Rooms | NA | 50557.8219 | 0.006733% |  |  | 50557.8219
OfLBank/Financial | OfL | Office - Large | Bank/Financial | NA | 39223.488 | 0.005224% |  |  | 39223.488
OfLBarber/Beauty Shop | OfL | Office - Large | Barber/Beauty Shop | NA | 28787.5 | 0.003834% |  |  | 28787.5
OfLSurgery Rooms | OfL | Office - Large | Surgery Rooms | NA | 28087.6789 | 0.003741% |  |  | 28087.6789
OfLComm/Ind Work (Precision) | OfL | Office - Large | Comm/Ind Work (Precision) | NA | 20508.8 | 0.002731% |  |  | 20508.8
OfLVacant Mechanical/Electrical Room | OfL | Office - Large | Vacant Mechanical/Electrical Room | MechElecRoom | 13057.744 | 0.001739% |  |  | 13057.744
OfLPatio Area | OfL | Office - Large | Patio Area | NA | 5617.5358 | 0.0007481% |  |  | 5617.5358
OfLVacant Conference Room | OfL | Office - Large | Vacant Conference Room | Conference | 2558.92 | 0.0003408% |  |  | 2558.92
OfLOutside/Outdoor Area | OfL | Office - Large | Outside/Outdoor Area | NA | 0 | 0% |  |  | 0
OfSOffice (Open Plan) | OfS | Office - Small | Office (Open Plan) | OfficeOpen | 134171414.8719 | 17.08% |  |  | 134171414.8719
OfSOffice (General) | OfS | Office - Small | Office (General) | OfficeOpen | 103566590.6498 | 13.18% |  |  | 103566590.6498
OfSOffice (Executive/Private) | OfS | Office - Small | Office (Executive/Private) | OfficeSmall | 98505905.1466 | 12.54% |  |  | 98505905.1466
OfSNon-Surveyed Suite (Master-Metered Multi-Tenant Suites Only) | OfS | Office - Small | Non-Surveyed Suite (Master-Metered Multi-Tenant Suites Only) | OfficeSmall | 50212640.6673 | 6.392% |  |  | 50212640.6673
OfSHallways/Corridors/Stairways | OfS | Office - Small | Hallways/Corridors/Stairways | Hall | 45681692.2803 | 5.815% |  |  | 45681692.2803
OfSLobby (Office Reception/Waiting) | OfS | Office - Small | Lobby (Office Reception/Waiting) | LobbyWaiting | 34851226.3771 | 4.436% |  |  | 34851226.3771
OfSStorage (Unconditioned) | OfS | Office - Small | Storage (Unconditioned) | StorageSmlCond | 34205565.3716 | 4.354% |  |  | 34205565.3716
OfSStorage (Conditioned) | OfS | Office - Small | Storage (Conditioned) | StorageSmlCond | 33290064.4461 | 4.238% |  |  | 33290064.4461
OfSRestrooms | OfS | Office - Small | Restrooms | Restroom | 32682781.6626 | 4.16% |  |  | 32682781.6626
OfSConference Room | OfS | Office - Small | Conference Room | Conference | 32532970.0463 | 4.141% |  |  | 32532970.0463
OfSKitchen/Break room and Food Preparation | OfS | Office - Small | Kitchen/Break room and Food Preparation | Break | 26745964.2511 | 3.405% |  |  | 26745964.2511
OfSMedical Offices and Exam Rooms | OfS | Office - Small | Medical Offices and Exam Rooms | OfficeSmall | 21786657.0542 | 2.773% |  |  | 21786657.0542
OfSVacant (Conditioned) | OfS | Office - Small | Vacant (Conditioned) | OfficeOpen | 12975727.9574 | 1.652% |  |  | 12975727.9574
OfSVacant Office (Open Plan) | OfS | Office - Small | Vacant Office (Open Plan) | OfficeOpen | 11776279.7352 | 1.499% |  |  | 11776279.7352
OfSComm/Ind Work (General Low Bay) | OfS | Office - Small | Comm/Ind Work (General Low Bay) | OfficeOpen | 10151015.7494 | 1.292% |  |  | 10151015.7494
OfSPatient Rooms | OfS | Office - Small | Patient Rooms | NA | 7476841.0344 | 0.9517% |  |  | 7476841.0344
OfSClassroom/Lecture | OfS | Office - Small | Classroom/Lecture | Conference | 7197733.1539 | 0.9162% |  |  | 7197733.1539
OfSLaboratory | OfS | Office - Small | Laboratory | OfficeSmall | 6822947.8906 | 0.8685% |  |  | 6822947.8906
OfSMechanical/Electrical Room | OfS | Office - Small | Mechanical/Electrical Room | MechElecRoom | 6195532.8156 | 0.7886% |  |  | 6195532.8156
OfSLobby (Main Entry and Assembly) | OfS | Office - Small | Lobby (Main Entry and Assembly) | LobbyWaiting | 6045502.2839 | 0.7695% |  |  | 6045502.2839
OfSAuto Repair Workshop | OfS | Office - Small | Auto Repair Workshop | MechElecRoom | 5932713.8756 | 0.7552% |  |  | 5932713.8756
OfSCopy Room | OfS | Office - Small | Copy Room | CopyRoom | 5378647.6711 | 0.6847% | 1% | 7705806.3324 | 7705806.3324
OfSOther Unlisted Activity Types | OfS | Office - Small | Other Unlisted Activity Types | StorageSmlCond | 5109735.5794 | 0.6504% |  |  | 5109735.5794
OfSComm/Ind Work (General High Bay) | OfS | Office - Small | Comm/Ind Work (General High Bay) | NA | 4773162.44 | 0.6076% |  |  | 4773162.44
OfSComputer (Network Room/Server Room | OfS | Office - Small | Computer (Network Room/Server Room | CompRoomData | 4634457.7599 | 0.5899% |  |  | 4634457.7599
OfSComputer (Data Center) | OfS | Office - Small | Computer (Data Center) | CompRoomData | 4142917.7357 | 0.5274% |  |  | 4142917.7357
OfSVacant Other Unlisted Activity Types | OfS | Office - Small | Vacant Other Unlisted Activity Types | NA | 3581992.7216 | 0.456% |  |  | 3581992.7216
OfSRetail Sales/Showroom | OfS | Office - Small | Retail Sales/Showroom | LobbyWaiting | 3316758.1079 | 0.4222% |  |  | 3316758.1079
OfSVacant Non-Surveyed Suite (MM-MT Suites Only) | OfS | Office - Small | Vacant Non-Surveyed Suite (MM-MT Suites Only) | OfficeSmall | 3035136.7516 | 0.3863% |  |  | 3035136.7516
OfSVacant Office (General) | OfS | Office - Small | Vacant Office (General) | OfficeSmall | 2949725.1612 | 0.3755% |  |  | 2949725.1612
OfSStairwells (not stairways/hallways) | OfS | Office - Small | Stairwells (not stairways/hallways) | Hall | 2889795.886 | 0.3678% |  |  | 2889795.886
OfSVacant Office (Executive/Private) | OfS | Office - Small | Vacant Office (Executive/Private) | OfficeSmall | 2339936.432 | 0.2979% |  |  | 2339936.432
OfSAuditorium | OfS | Office - Small | Auditorium | Conference | 1992037.64 | 0.2536% |  |  | 1992037.64
OfSBank/Financial | OfS | Office - Small | Bank/Financial | OfficeSmall | 1726523.129 | 0.2198% |  |  | 1726523.129
OfSLocker and Dressing Room | OfS | Office - Small | Locker and Dressing Room | NA | 1635297.584 | 0.2082% |  |  | 1635297.584
OfSConvention and Meeting Center | OfS | Office - Small | Convention and Meeting Center | Conference | 1553960.2672 | 0.1978% |  |  | 1553960.2672
OfSDining Area | OfS | Office - Small | Dining Area | Break | 1431205.84 | 0.1822% |  |  | 1431205.84
OfSBarber/Beauty Shop | OfS | Office - Small | Barber/Beauty Shop | NA | 1286553.875 | 0.1638% |  |  | 1286553.875
OfSComputer Room | OfS | Office - Small | Computer Room | CompRoomData | 1140522.3083 | 0.1452% |  |  | 1140522.3083
OfSExercise Centers/Gymnasium | OfS | Office - Small | Exercise Centers/Gymnasium | StorageSmlCond | 1029814.1829 | 0.1311% |  |  | 1029814.1829
OfSLibrary | OfS | Office - Small | Library | OfficeSmall | 955060.2284 | 0.1216% |  |  | 955060.2284
OfSUnknown | OfS | Office - Small | Unknown | NA | 899110.4496 | 0.1144% |  |  | 899110.4496
OfSExhibit Display Area/Museum | OfS | Office - Small | Exhibit Display Area/Museum | LobbyWaiting | 846208 | 0.1077% |  |  | 846208
OfSMall Arcade and Atrium | OfS | Office - Small | Mall Arcade and Atrium | NA | 797580 | 0.1015% |  |  | 797580
OfSLaundry | OfS | Office - Small | Laundry | StorageSmlCond | 678192.7941 | 0.08633% |  |  | 678192.7941
OfSVacant Storage (Conditioned) | OfS | Office - Small | Vacant Storage (Conditioned) | StorageSmlCond | 652102.99 | 0.08301% |  |  | 652102.99
OfSVacant (Unconditioned) | OfS | Office - Small | Vacant (Unconditioned) | NA | 523554.5498 | 0.06664% |  |  | 523554.5498
OfSGuest Rooms (Hotel/Motel) | OfS | Office - Small | Guest Rooms (Hotel/Motel) | NA | 511968.6 | 0.06517% |  |  | 511968.6
OfSSurgery Rooms | OfS | Office - Small | Surgery Rooms | NA | 423124.4342 | 0.05386% |  |  | 423124.4342
OfSElevators | OfS | Office - Small | Elevators | Hall | 417276.6987 | 0.05312% |  |  | 417276.6987
OfSLoading Dock | OfS | Office - Small | Loading Dock | MechElecRoom | 390775.628 | 0.04974% |  |  | 390775.628
OfSClean Room | OfS | Office - Small | Clean Room | OfficeSmall | 335424.3276 | 0.0427% |  |  | 335424.3276
OfSStorage (Refrigerated/Freezer), Walk-in | OfS | Office - Small | Storage (Refrigerated/Freezer), Walk-in | NA | 307467.2513 | 0.03914% |  |  | 307467.2513
OfSCourtrooms | OfS | Office - Small | Courtrooms | Conference | 280734 | 0.03574% |  |  | 280734
OfSPolice/Fire Station | OfS | Office - Small | Police/Fire Station | NA | 270340 | 0.03441% |  |  | 270340
OfSComm/Ind Work (Precision) | OfS | Office - Small | Comm/Ind Work (Precision) | OfficeOpen | 241398.6825 | 0.03073% |  |  | 241398.6825
OfSTheater (Motion Picture) | OfS | Office - Small | Theater (Motion Picture) | NA | 232092 | 0.02954% |  |  | 232092
OfSVacant Medical Offices and Exam Rooms | OfS | Office - Small | Vacant Medical Offices and Exam Rooms | OfficeSmall | 73376.82 | 0.00934% |  |  | 73376.82
OfSBar Cocktail Lounge | OfS | Office - Small | Bar Cocktail Lounge | LobbyWaiting | 2176 | 0.000277% |  |  | 2176
OfSPatio Area | OfS | Office - Small | Patio Area | NA | 0 | 0% |  |  | 0
OfSResidential | OfS | Office - Small | Residential | NA | 0 | 0% |  |  | 0
OfSParking | OfS | Office - Small | Parking | NA | 0 | 0% |  |  | 0
OfSOutside/Outdoor Area | OfS | Office - Small | Outside/Outdoor Area | NA | 0 | 0% |  |  | 0
RFFDining Area | RFF | Restaurant - FastFood | Dining Area | Dining | 32346951.9873 | 40.96% |  |  | 32346951.9873
RFFKitchen/Break room and Food Preparation | RFF | Restaurant - FastFood | Kitchen/Break room and Food Preparation | Kitchen | 22043101.4362 | 27.91% |  |  | 22043101.4362
RFFRetail Sales/Showroom | RFF | Restaurant - FastFood | Retail Sales/Showroom | LobbyWaiting | 5166495.124 | 6.542% |  |  | 5166495.124
RFFRestrooms | RFF | Restaurant - FastFood | Restrooms | Restroom | 4450221.2968 | 5.635% |  |  | 4450221.2968
RFFStorage (Conditioned) | RFF | Restaurant - FastFood | Storage (Conditioned) | StockRoom | 3672495.5182 | 4.65% |  |  | 3672495.5182
RFFStorage (Refrigerated/Freezer), Walk-in | RFF | Restaurant - FastFood | Storage (Refrigerated/Freezer), Walk-in | Kitchen | 3653285.2931 | 4.626% |  |  | 3653285.2931
RFFStorage (Unconditioned) | RFF | Restaurant - FastFood | Storage (Unconditioned) | StockRoom | 2473961.9867 | 3.133% |  |  | 2473961.9867
RFFOffice (Executive/Private) | RFF | Restaurant - FastFood | Office (Executive/Private) | OfficeGeneral | 1540367.749 | 1.95% |  |  | 1540367.749
RFFHallways/Corridors/Stairways | RFF | Restaurant - FastFood | Hallways/Corridors/Stairways | CorridorStairway | 1143536.21 | 1.448% |  |  | 1143536.21
RFFOffice (General) | RFF | Restaurant - FastFood | Office (General) | OfficeGeneral | 855292.5561 | 1.083% |  |  | 855292.5561
RFFLoading Dock | RFF | Restaurant - FastFood | Loading Dock | StockRoom | 378400 | 0.4791% |  |  | 378400
RFFOffice (Open Plan) | RFF | Restaurant - FastFood | Office (Open Plan) | OfficeGeneral | 326756.494 | 0.4137% |  |  | 326756.494
RFFMall Arcade and Atrium | RFF | Restaurant - FastFood | Mall Arcade and Atrium | NA | 295386.98 | 0.374% |  |  | 295386.98
RFFCasino/Gaming | RFF | Restaurant - FastFood | Casino/Gaming | Dining | 209129.28 | 0.2648% |  |  | 209129.28
RFFLobby (Main Entry and Assembly) | RFF | Restaurant - FastFood | Lobby (Main Entry and Assembly) | LobbyWaiting | 166367.7194 | 0.2107% |  |  | 166367.7194
RFFOther Unlisted Activity Types | RFF | Restaurant - FastFood | Other Unlisted Activity Types | NA | 142740 | 0.1807% |  |  | 142740
RFFConference Room | RFF | Restaurant - FastFood | Conference Room | OfficeGeneral | 59115.392 | 0.07485% |  |  | 59115.392
RFFPatio Area | RFF | Restaurant - FastFood | Patio Area | NA | 28286.28 | 0.03582% |  |  | 28286.28
RFFMechanical/Electrical Room | RFF | Restaurant - FastFood | Mechanical/Electrical Room | NA | 23368.5272 | 0.02959% |  |  | 23368.5272
RFFOutside/Outdoor Area | RFF | Restaurant - FastFood | Outside/Outdoor Area | NA | 0 | 0% |  |  | 0
RSDDining Area | RSD | Restaurant - SitDown | Dining Area | Dining | 45014206.9779 | 39.29% |  |  | 45014206.9779
RSDKitchen/Break room and Food Preparation | RSD | Restaurant - SitDown | Kitchen/Break room and Food Preparation | Kitchen | 27376863.1064 | 23.89% |  |  | 27376863.1064
RSDBar Cocktail Lounge | RSD | Restaurant - SitDown | Bar Cocktail Lounge | Dining | 10603297.3606 | 9.255% |  |  | 10603297.3606
RSDRestrooms | RSD | Restaurant - SitDown | Restrooms | Restroom | 6973029.48 | 6.086% |  |  | 6973029.48
RSDStorage (Refrigerated/Freezer), Walk-in | RSD | Restaurant - SitDown | Storage (Refrigerated/Freezer), Walk-in | Kitchen | 3860003.2351 | 3.369% |  |  | 3860003.2351
RSDStorage (Unconditioned) | RSD | Restaurant - SitDown | Storage (Unconditioned) | StockRoom | 3597017.4886 | 3.14% |  |  | 3597017.4886
RSDOffice (Executive/Private) | RSD | Restaurant - SitDown | Office (Executive/Private) | OfficeGeneral | 3380491.9115 | 2.951% |  |  | 3380491.9115
RSDStorage (Conditioned) | RSD | Restaurant - SitDown | Storage (Conditioned) | StockRoom | 3358274.8976 | 2.931% |  |  | 3358274.8976
RSDHallways/Corridors/Stairways | RSD | Restaurant - SitDown | Hallways/Corridors/Stairways | CorridorStairway | 2468183.0301 | 2.154% |  |  | 2468183.0301
RSDRetail Sales/Showroom | RSD | Restaurant - SitDown | Retail Sales/Showroom | LobbyWaiting | 1783361.0442 | 1.557% |  |  | 1783361.0442
RSDConvention and Meeting Center | RSD | Restaurant - SitDown | Convention and Meeting Center | Dining | 1530373.699 | 1.336% |  |  | 1530373.699
RSDOffice (General) | RSD | Restaurant - SitDown | Office (General) | OfficeGeneral | 1301812.5292 | 1.136% |  |  | 1301812.5292
RSDOther Unlisted Activity Types | RSD | Restaurant - SitDown | Other Unlisted Activity Types | NA | 807294.8 | 0.7046% |  |  | 807294.8
RSDOffice (Open Plan) | RSD | Restaurant - SitDown | Office (Open Plan) | OfficeGeneral | 661400.2777 | 0.5773% |  |  | 661400.2777
RSDLobby (Office Reception/Waiting) | RSD | Restaurant - SitDown | Lobby (Office Reception/Waiting) | LobbyWaiting | 603895.37 | 0.5271% |  |  | 603895.37
RSDLobby (Main Entry and Assembly) | RSD | Restaurant - SitDown | Lobby (Main Entry and Assembly) | LobbyWaiting | 490354.9473 | 0.428% |  |  | 490354.9473
RSDMechanical/Electrical Room | RSD | Restaurant - SitDown | Mechanical/Electrical Room | MechElecRoom | 338455.3758 | 0.2954% |  |  | 338455.3758
RSDStairwells (not stairways/hallways) | RSD | Restaurant - SitDown | Stairwells (not stairways/hallways) | CorridorStairway | 161748.548 | 0.1412% |  |  | 161748.548
RSDLocker and Dressing Room | RSD | Restaurant - SitDown | Locker and Dressing Room | NA | 119823.8477 | 0.1046% |  |  | 119823.8477
RSDElevators | RSD | Restaurant - SitDown | Elevators | NA | 102229.911 | 0.08923% |  |  | 102229.911
RSDTheater (Performance) | RSD | Restaurant - SitDown | Theater (Performance) | NA | 40818.9625 | 0.03563% |  |  | 40818.9625
RSDOutside/Outdoor Area | RSD | Restaurant - SitDown | Outside/Outdoor Area | NA | 0 | 0% |  |  | 0
RSDPatio Area | RSD | Restaurant - SitDown | Patio Area | NA | 0 | 0% |  |  | 0
Rt3Retail Sales/Showroom | Rt3 | Retail - 3Story | Retail Sales/Showroom | RetailSales | 323044621.3003 | 59.11% |  |  | 323044621.3003
Rt3Storage (Unconditioned) | Rt3 | Retail - 3Story | Storage (Unconditioned) | StockRoom | 55983155.1302 | 10.24% |  |  | 55983155.1302
Rt3Storage (Conditioned) | Rt3 | Retail - 3Story | Storage (Conditioned) | StockRoom | 33694273.9976 | 6.165% |  |  | 33694273.9976
Rt3Office (General) | Rt3 | Retail - 3Story | Office (General) | OfficeGeneral | 18745139.8372 | 3.43% |  |  | 18745139.8372
Rt3Restrooms | Rt3 | Retail - 3Story | Restrooms | Restroom | 17275821.551 | 3.161% |  |  | 17275821.551
Rt3Office (Executive/Private) | Rt3 | Retail - 3Story | Office (Executive/Private) | OfficeGeneral | 10287190.2542 | 1.882% |  |  | 10287190.2542
Rt3Comm/Ind Work (General High Bay) | Rt3 | Retail - 3Story | Comm/Ind Work (General High Bay) | Work | 9416166.225 | 1.723% |  |  | 9416166.225
Rt3Kitchen/Break room and Food Preparation | Rt3 | Retail - 3Story | Kitchen/Break room and Food Preparation | Break | 8639799.1889 | 1.581% |  |  | 8639799.1889
Rt3Hallways/Corridors/Stairways | Rt3 | Retail - 3Story | Hallways/Corridors/Stairways | CorridorStairway | 7997785.3793 | 1.463% |  |  | 7997785.3793
Rt3Comm/Ind Work (General Low Bay) | Rt3 | Retail - 3Story | Comm/Ind Work (General Low Bay) | Work | 7872121.6555 | 1.44% |  |  | 7872121.6555
Rt3Unknown | Rt3 | Retail - 3Story | Unknown | NA | 6602465.25 | 1.208% |  |  | 6602465.25
Rt3Other Unlisted Activity Types | Rt3 | Retail - 3Story | Other Unlisted Activity Types | NA | 6421669.2998 | 1.175% |  |  | 6421669.2998
Rt3Barber/Beauty Shop | Rt3 | Retail - 3Story | Barber/Beauty Shop | RetailSales | 4530906.729 | 0.8291% |  |  | 4530906.729
Rt3Office (Open Plan) | Rt3 | Retail - 3Story | Office (Open Plan) | OfficeGeneral | 3348633.3221 | 0.6127% |  |  | 3348633.3221
Rt3Mechanical/Electrical Room | Rt3 | Retail - 3Story | Mechanical/Electrical Room | MechElecRoom | 3272114.4084 | 0.5987% |  |  | 3272114.4084
Rt3Classroom/Lecture | Rt3 | Retail - 3Story | Classroom/Lecture | OfficeGeneral | 3093882.701 | 0.5661% |  |  | 3093882.701
Rt3Theater (Performance) | Rt3 | Retail - 3Story | Theater (Performance) | NA | 3024918 | 0.5535% |  |  | 3024918
Rt3Locker and Dressing Room | Rt3 | Retail - 3Story | Locker and Dressing Room | Break | 2984862.4868 | 0.5462% |  |  | 2984862.4868
Rt3Convention and Meeting Center | Rt3 | Retail - 3Story | Convention and Meeting Center | OfficeGeneral | 2520000 | 0.4611% |  |  | 2520000
Rt3Vacant (Unconditioned) | Rt3 | Retail - 3Story | Vacant (Unconditioned) | NA | 2468119.6 | 0.4516% |  |  | 2468119.6
Rt3Dining Area | Rt3 | Retail - 3Story | Dining Area | Break | 2078059.724 | 0.3802% |  |  | 2078059.724
Rt3Comm/Ind Work (Precision) | Rt3 | Retail - 3Story | Comm/Ind Work (Precision) | Work | 2013887.7755 | 0.3685% |  |  | 2013887.7755
Rt3Storage (Refrigerated/Freezer), Walk-in | Rt3 | Retail - 3Story | Storage (Refrigerated/Freezer), Walk-in | NA | 1911703.454 | 0.3498% |  |  | 1911703.454
Rt3Medical Offices and Exam Rooms | Rt3 | Retail - 3Story | Medical Offices and Exam Rooms | OfficeGeneral | 1870762.75 | 0.3423% |  |  | 1870762.75
Rt3Lobby (Main Entry and Assembly) | Rt3 | Retail - 3Story | Lobby (Main Entry and Assembly) | RetailSales | 1535236.932 | 0.2809% |  |  | 1535236.932
Rt3Lobby (Office Reception/Waiting) | Rt3 | Retail - 3Story | Lobby (Office Reception/Waiting) | OfficeGeneral | 1326618.41 | 0.2427% |  |  | 1326618.41
Rt3Library | Rt3 | Retail - 3Story | Library | OfficeGeneral | 1080000 | 0.1976% |  |  | 1080000
Rt3Conference Room | Rt3 | Retail - 3Story | Conference Room | OfficeGeneral | 769734.8491 | 0.1408% |  |  | 769734.8491
Rt3Auto Repair Workshop | Rt3 | Retail - 3Story | Auto Repair Workshop | Work | 650218.1 | 0.119% |  |  | 650218.1
Rt3Laboratory | Rt3 | Retail - 3Story | Laboratory | Work | 447684.65 | 0.08192% |  |  | 447684.65
Rt3Stairwells (not stairways/hallways) | Rt3 | Retail - 3Story | Stairwells (not stairways/hallways) | CorridorStairway | 389467.9092 | 0.07126% |  |  | 389467.9092
Rt3Computer (Network Room/Server Room | Rt3 | Retail - 3Story | Computer (Network Room/Server Room | OfficeGeneral | 334393.65 | 0.06119% |  |  | 334393.65
Rt3Loading Dock | Rt3 | Retail - 3Story | Loading Dock | StockRoom | 306840.24 | 0.05615% |  |  | 306840.24
Rt3Pool/Spa Area | Rt3 | Retail - 3Story | Pool/Spa Area | NA | 151943.4 | 0.0278% |  |  | 151943.4
Rt3Copy Room | Rt3 | Retail - 3Story | Copy Room | OfficeGeneral | 141294.06 | 0.02585% |  |  | 141294.06
Rt3Elevators | Rt3 | Retail - 3Story | Elevators | NA | 131276.37 | 0.02402% |  |  | 131276.37
Rt3Computer (Data Center) | Rt3 | Retail - 3Story | Computer (Data Center) | NA | 103334.4 | 0.01891% |  |  | 103334.4
Rt3Theater (Motion Picture) | Rt3 | Retail - 3Story | Theater (Motion Picture) | NA | 25170.68 | 0.004606% |  |  | 25170.68
Rt3Exhibit Display Area/Museum | Rt3 | Retail - 3Story | Exhibit Display Area/Museum | NA | 8925 | 0.001633% |  |  | 8925
Rt3Bar Cocktail Lounge | Rt3 | Retail - 3Story | Bar Cocktail Lounge | NA | 7140 | 0.001306% |  |  | 7140
Rt3Computer Room | Rt3 | Retail - 3Story | Computer Room | NA | 6528 | 0.001194% |  |  | 6528
Rt3Patio Area | Rt3 | Retail - 3Story | Patio Area | NA | 0 | 0% |  |  | 0
Rt3Residential | Rt3 | Retail - 3Story | Residential | NA | 0 | 0% |  |  | 0
Rt3Outside/Outdoor Area | Rt3 | Retail - 3Story | Outside/Outdoor Area | NA | 0 | 0% |  |  | 0
Rt3Parking | Rt3 | Retail - 3Story | Parking | NA | 0 | 0% |  |  | 0
RtLRetail Sales/Showroom | RtL | Retail - Large | Retail Sales/Showroom | RetailSales | 53833309.3812 | 57.23% |  |  | 53833309.3812
RtLStorage (Unconditioned) | RtL | Retail - Large | Storage (Unconditioned) | StockRoom | 12322402.4046 | 13.1% |  |  | 12322402.4046
RtLComm/Ind Work (General High Bay) | RtL | Retail - Large | Comm/Ind Work (General High Bay) | Work | 11884788.4 | 12.64% |  |  | 11884788.4
RtLRestrooms | RtL | Retail - Large | Restrooms | Restroom | 2823867.6298 | 3.002% |  |  | 2823867.6298
RtLOffice (Executive/Private) | RtL | Retail - Large | Office (Executive/Private) | OfficeGeneral | 2295982.05 | 2.441% |  |  | 2295982.05
RtLOffice (Open Plan) | RtL | Retail - Large | Office (Open Plan) | OfficeGeneral | 2067993.5776 | 2.199% |  |  | 2067993.5776
RtLOffice (General) | RtL | Retail - Large | Office (General) | OfficeGeneral | 1533907.3349 | 1.631% |  |  | 1533907.3349
RtLLobby (Office Reception/Waiting) | RtL | Retail - Large | Lobby (Office Reception/Waiting) | OfficeGeneral | 1400274.3 | 1.489% |  |  | 1400274.3
RtLKitchen/Break room and Food Preparation | RtL | Retail - Large | Kitchen/Break room and Food Preparation | Break | 945195.2667 | 1.005% |  |  | 945195.2667
RtLStorage (Refrigerated/Freezer), Walk-in | RtL | Retail - Large | Storage (Refrigerated/Freezer), Walk-in | Break | 915649.4 | 0.9735% |  |  | 915649.4
RtLLoading Dock | RtL | Retail - Large | Loading Dock | StockRoom | 775883.1974 | 0.8249% |  |  | 775883.1974
RtLComm/Ind Work (General Low Bay) | RtL | Retail - Large | Comm/Ind Work (General Low Bay) | Work | 720000 | 0.7655% |  |  | 720000
RtLStorage (Conditioned) | RtL | Retail - Large | Storage (Conditioned) | StockRoom | 693692.462 | 0.7375% |  |  | 693692.462
RtLPatio Area | RtL | Retail - Large | Patio Area | NA | 450141.12 | 0.4786% |  |  | 450141.12
RtLMechanical/Electrical Room | RtL | Retail - Large | Mechanical/Electrical Room | MechElecRoom | 335033.596 | 0.3562% |  |  | 335033.596
RtLHallways/Corridors/Stairways | RtL | Retail - Large | Hallways/Corridors/Stairways | RetailSales | 309463.0678 | 0.329% |  |  | 309463.0678
RtLConference Room | RtL | Retail - Large | Conference Room | OfficeGeneral | 253515.98 | 0.2695% |  |  | 253515.98
RtLVacant Office (Open Plan) | RtL | Retail - Large | Vacant Office (Open Plan) | OfficeGeneral | 200113.2 | 0.2128% |  |  | 200113.2
RtLAuto Repair Workshop | RtL | Retail - Large | Auto Repair Workshop | Work | 86561.28 | 0.09203% |  |  | 86561.28
RtLComputer (Network Room/Server Room | RtL | Retail - Large | Computer (Network Room/Server Room | OfficeGeneral | 70201.656 | 0.07463% |  |  | 70201.656
RtLCopy Room | RtL | Retail - Large | Copy Room | NA | 69510.7 | 0.0739% |  |  | 69510.7
RtLLocker and Dressing Room | RtL | Retail - Large | Locker and Dressing Room | NA | 50028.3 | 0.05319% |  |  | 50028.3
RtLClassroom/Lecture | RtL | Retail - Large | Classroom/Lecture | NA | 22507.056 | 0.02393% |  |  | 22507.056
RtLOutside/Outdoor Area | RtL | Retail - Large | Outside/Outdoor Area | NA | 0 | 0% |  |  | 0
RtSStorage (Unconditioned) | RtS | Retail - Small | Storage (Unconditioned) | StockRoom | 168739352.0612 | 26.21% |  |  | 168739352.0612
RtSAuto Repair Workshop | RtS | Retail - Small | Auto Repair Workshop | RetailSales | 167772216.13 | 26.06% |  |  | 167772216.13
RtSRetail Sales/Showroom | RtS | Retail - Small | Retail Sales/Showroom | RetailSales | 72528711.5383 | 11.27% |  |  | 72528711.5383
RtSStorage (Conditioned) | RtS | Retail - Small | Storage (Conditioned) | StockRoom | 38156127.9862 | 5.926% |  |  | 38156127.9862
RtSOffice (General) | RtS | Retail - Small | Office (General) | OfficeGeneral | 31312582.411 | 4.864% |  |  | 31312582.411
RtSRestrooms | RtS | Retail - Small | Restrooms | Restroom | 22783647.5769 | 3.539% |  |  | 22783647.5769
RtSBarber/Beauty Shop | RtS | Retail - Small | Barber/Beauty Shop | RetailSales | 19754526.864 | 3.068% |  |  | 19754526.864
RtSOffice (Executive/Private) | RtS | Retail - Small | Office (Executive/Private) | OfficeGeneral | 18083496.9136 | 2.809% |  |  | 18083496.9136
RtSLobby (Office Reception/Waiting) | RtS | Retail - Small | Lobby (Office Reception/Waiting) | RetailSales | 13173862.9007 | 2.046% |  |  | 13173862.9007
RtSKitchen/Break room and Food Preparation | RtS | Retail - Small | Kitchen/Break room and Food Preparation | Break | 12907074.8775 | 2.005% |  |  | 12907074.8775
RtSOffice (Open Plan) | RtS | Retail - Small | Office (Open Plan) | OfficeGeneral | 12296408.8693 | 1.91% |  |  | 12296408.8693
RtSHallways/Corridors/Stairways | RtS | Retail - Small | Hallways/Corridors/Stairways | Hall | 12081964.9721 | 1.877% |  |  | 12081964.9721
RtSBank/Financial | RtS | Retail - Small | Bank/Financial | RetailSales | 9071787.8 | 1.409% |  |  | 9071787.8
RtSAuditorium | RtS | Retail - Small | Auditorium | RetailSales | 9000000 | 1.398% |  |  | 9000000
RtSComm/Ind Work (General Low Bay) | RtS | Retail - Small | Comm/Ind Work (General Low Bay) | RetailSales | 5398031.5512 | 0.8384% |  |  | 5398031.5512
RtSComm/Ind Work (General High Bay) | RtS | Retail - Small | Comm/Ind Work (General High Bay) | RetailSales | 4698684.781 | 0.7298% |  |  | 4698684.781
RtSConference Room | RtS | Retail - Small | Conference Room | OfficeGeneral | 4682354.4058 | 0.7273% |  |  | 4682354.4058
RtSComm/Ind Work (Precision) | RtS | Retail - Small | Comm/Ind Work (Precision) | RetailSales | 4394521.95 | 0.6826% |  |  | 4394521.95
RtSOther Unlisted Activity Types | RtS | Retail - Small | Other Unlisted Activity Types | NA | 3517987.6216 | 0.5464% |  |  | 3517987.6216
RtSLobby (Main Entry and Assembly) | RtS | Retail - Small | Lobby (Main Entry and Assembly) | RetailSales | 2673736.7235 | 0.4153% |  |  | 2673736.7235
RtSLaundry | RtS | Retail - Small | Laundry | RetailSales | 1995000 | 0.3099% |  |  | 1995000
RtSStorage (Refrigerated/Freezer), Walk-in | RtS | Retail - Small | Storage (Refrigerated/Freezer), Walk-in | NA | 1862718.2309 | 0.2893% |  |  | 1862718.2309
RtSMechanical/Electrical Room | RtS | Retail - Small | Mechanical/Electrical Room | MechElecRoom | 1212959.1406 | 0.1884% |  |  | 1212959.1406
RtSLocker and Dressing Room | RtS | Retail - Small | Locker and Dressing Room | NA | 930357.4899 | 0.1445% |  |  | 930357.4899
RtSSmoking Lounge | RtS | Retail - Small | Smoking Lounge | Break | 670710 | 0.1042% |  |  | 670710
RtSCopy Room | RtS | Retail - Small | Copy Room | OfficeGeneral | 629051.4165 | 0.09771% |  |  | 629051.4165
RtSBar Cocktail Lounge | RtS | Retail - Small | Bar Cocktail Lounge | NA | 621420 | 0.09652% |  |  | 621420
RtSTheater (Motion Picture) | RtS | Retail - Small | Theater (Motion Picture) | NA | 461077.5 | 0.07162% |  |  | 461077.5
RtSStairwells (not stairways/hallways) | RtS | Retail - Small | Stairwells (not stairways/hallways) | Hall | 393542.2833 | 0.06113% |  |  | 393542.2833
RtSUnknown | RtS | Retail - Small | Unknown | NA | 385113.4916 | 0.05982% |  |  | 385113.4916
RtSDining Area | RtS | Retail - Small | Dining Area | Break | 316839.7704 | 0.04921% |  |  | 316839.7704
RtSComputer (Network Room/Server Room | RtS | Retail - Small | Computer (Network Room/Server Room | OfficeGeneral | 264344.0009 | 0.04106% |  |  | 264344.0009
RtSClassroom/Lecture | RtS | Retail - Small | Classroom/Lecture | OfficeGeneral | 259165.424 | 0.04025% |  |  | 259165.424
RtSElevators | RtS | Retail - Small | Elevators | Hall | 226713.396 | 0.03521% |  |  | 226713.396
RtSComputer Room | RtS | Retail - Small | Computer Room | OfficeGeneral | 134364.482 | 0.02087% |  |  | 134364.482
RtSMedical Offices and Exam Rooms | RtS | Retail - Small | Medical Offices and Exam Rooms | OfficeGeneral | 109954.89 | 0.01708% |  |  | 109954.89
RtSVacant Office (Executive/Private) | RtS | Retail - Small | Vacant Office (Executive/Private) | StockRoom | 105528.0656 | 0.01639% |  |  | 105528.0656
RtSLoading Dock | RtS | Retail - Small | Loading Dock | NA | 89259.4368 | 0.01386% |  |  | 89259.4368
RtSLibrary | RtS | Retail - Small | Library | NA | 65905.28 | 0.01024% |  |  | 65905.28
RtSVacant Medical Offices and Exam Rooms | RtS | Retail - Small | Vacant Medical Offices and Exam Rooms | NA | 36701.28 | 0.005701% |  |  | 36701.28
RtSLaboratory | RtS | Retail - Small | Laboratory | NA | 25144.5 | 0.003905% |  |  | 25144.5
RtSParking | RtS | Retail - Small | Parking | NA | 0 | 0% |  |  | 0
RtSPatio Area | RtS | Retail - Small | Patio Area | NA | 0 | 0% |  |  | 0
RtSResidential | RtS | Retail - Small | Residential | NA | 0 | 0% |  |  | 0
RtSOutside/Outdoor Area | RtS | Retail - Small | Outside/Outdoor Area | NA | 0 | 0% |  |  | 0
SCnStorage (Unconditioned) | SCn | Warehouse - Cond | Storage (Unconditioned) | WarehouseCond | 778797122.6465 | 46.5% |  |  | 778797122.6465
SCnComm/Ind Work (General High Bay) | SCn | Warehouse - Cond | Comm/Ind Work (General High Bay) | WarehouseCond | 439562440.99 | 26.25% |  |  | 439562440.99
SCnStorage (Conditioned) | SCn | Warehouse - Cond | Storage (Conditioned) | WarehouseCond | 125708756.1289 | 7.506% |  |  | 125708756.1289
SCnStorage (Refrigerated/Freezer), Building | SCn | Warehouse - Cond | Storage (Refrigerated/Freezer), Building | NA | 39488085.84 | 2.358% |  |  | 39488085.84
SCnOffice (Open Plan) | SCn | Warehouse - Cond | Office (Open Plan) | OfficeGeneral | 32255375.2063 | 1.926% |  |  | 32255375.2063
SCnOffice (General) | SCn | Warehouse - Cond | Office (General) | OfficeGeneral | 30955023.9969 | 1.848% |  |  | 30955023.9969
SCnHallways/Corridors/Stairways | SCn | Warehouse - Cond | Hallways/Corridors/Stairways | Hall | 28278490.0337 | 1.689% |  |  | 28278490.0337
SCnVacant (Conditioned) | SCn | Warehouse - Cond | Vacant (Conditioned) | WarehouseCond | 26038235.84 | 1.555% |  |  | 26038235.84
SCnOffice (Executive/Private) | SCn | Warehouse - Cond | Office (Executive/Private) | OfficeGeneral | 25983820.1243 | 1.552% |  |  | 25983820.1243
SCnRetail Sales/Showroom | SCn | Warehouse - Cond | Retail Sales/Showroom | WarehouseCond | 24317079.42 | 1.452% |  |  | 24317079.42
SCnRestrooms | SCn | Warehouse - Cond | Restrooms | Restroom | 21203884.1997 | 1.266% |  |  | 21203884.1997
SCnKitchen/Break room and Food Preparation | SCn | Warehouse - Cond | Kitchen/Break room and Food Preparation | Break | 18297979.7125 | 1.093% |  |  | 18297979.7125
SCnOther Unlisted Activity Types | SCn | Warehouse - Cond | Other Unlisted Activity Types | NA | 16882864.65 | 1.008% |  |  | 16882864.65
SCnComm/Ind Work (General Low Bay) | SCn | Warehouse - Cond | Comm/Ind Work (General Low Bay) | WarehouseCond | 11047110.2178 | 0.6596% |  |  | 11047110.2178
SCnLobby (Office Reception/Waiting) | SCn | Warehouse - Cond | Lobby (Office Reception/Waiting) | OfficeGeneral | 9925452.3173 | 0.5927% |  |  | 9925452.3173
SCnGuest Rooms (Hotel/Motel) | SCn | Warehouse - Cond | Guest Rooms (Hotel/Motel) | NA | 6418192.8492 | 0.3832% |  |  | 6418192.8492
SCnConference Room | SCn | Warehouse - Cond | Conference Room | OfficeGeneral | 5824010.1646 | 0.3478% |  |  | 5824010.1646
SCnMechanical/Electrical Room | SCn | Warehouse - Cond | Mechanical/Electrical Room |  | 5071439.217 | 0.3028% |  |  | 5071439.217
SCnLobby (Main Entry and Assembly) | SCn | Warehouse - Cond | Lobby (Main Entry and Assembly) | WarehouseCond | 5036524.7374 | 0.3007% |  |  | 5036524.7374
SCnAuto Repair Workshop | SCn | Warehouse - Cond | Auto Repair Workshop | WarehouseCond | 4325752.0911 | 0.2583% |  |  | 4325752.0911
SCnComm/Ind Work (Precision) | SCn | Warehouse - Cond | Comm/Ind Work (Precision) | WarehouseCond | 3143945.7 | 0.1877% |  |  | 3143945.7
SCnVacant (Unconditioned) | SCn | Warehouse - Cond | Vacant (Unconditioned) | WarehouseCond | 2609085.8077 | 0.1558% |  |  | 2609085.8077
SCnLoading Dock | SCn | Warehouse - Cond | Loading Dock | WarehouseCond | 2025000 | 0.1209% |  |  | 2025000
SCnCasino/Gaming | SCn | Warehouse - Cond | Casino/Gaming | NA | 1111320 | 0.06636% |  |  | 1111320
SCnCopy Room | SCn | Warehouse - Cond | Copy Room | OfficeGeneral | 1037888.0652 | 0.06197% |  |  | 1037888.0652
SCnVacant Office (Open Plan) | SCn | Warehouse - Cond | Vacant Office (Open Plan) | OfficeGeneral | 1026816 | 0.06131% |  |  | 1026816
SCnVacant Office (General) | SCn | Warehouse - Cond | Vacant Office (General) | OfficeGeneral | 1013247.9 | 0.0605% |  |  | 1013247.9
SCnLocker and Dressing Room | SCn | Warehouse - Cond | Locker and Dressing Room |  | 965041.9316 | 0.05762% |  |  | 965041.9316
SCnStairwells (not stairways/hallways) | SCn | Warehouse - Cond | Stairwells (not stairways/hallways) | WarehouseCond | 901132.268 | 0.05381% |  |  | 901132.268
SCnComputer (Network Room/Server Room | SCn | Warehouse - Cond | Computer (Network Room/Server Room | OfficeGeneral | 899362.3052 | 0.0537% |  |  | 899362.3052
SCnStorage (Refrigerated/Freezer), Walk-in | SCn | Warehouse - Cond | Storage (Refrigerated/Freezer), Walk-in | OfficeGeneral | 874791.9412 | 0.05223% |  |  | 874791.9412
SCnClassroom/Lecture | SCn | Warehouse - Cond | Classroom/Lecture | OfficeGeneral | 839500.9734 | 0.05013% |  |  | 839500.9734
SCnLaboratory | SCn | Warehouse - Cond | Laboratory | OfficeGeneral | 704858.37 | 0.04209% |  |  | 704858.37
SCnDining Area | SCn | Warehouse - Cond | Dining Area |  | 462000 | 0.02759% |  |  | 462000
SCnLaundry | SCn | Warehouse - Cond | Laundry |  | 326141.6788 | 0.01947% |  |  | 326141.6788
SCnExercise Centers/Gymnasium | SCn | Warehouse - Cond | Exercise Centers/Gymnasium |  | 280462 | 0.01675% |  |  | 280462
SCnConvention and Meeting Center | SCn | Warehouse - Cond | Convention and Meeting Center |  | 254303.0557 | 0.01518% |  |  | 254303.0557
SCnVacant Office (Executive/Private) | SCn | Warehouse - Cond | Vacant Office (Executive/Private) |  | 202478.22 | 0.01209% |  |  | 202478.22
SCnElevators | SCn | Warehouse - Cond | Elevators |  | 174276.4802 | 0.01041% |  |  | 174276.4802
SCnClassrooms (Portable) | SCn | Warehouse - Cond | Classrooms (Portable) |  | 135953.0479 | 0.008118% |  |  | 135953.0479
SCnSmoking Lounge | SCn | Warehouse - Cond | Smoking Lounge |  | 99663.2 | 0.005951% |  |  | 99663.2
SCnResidential | SCn | Warehouse - Cond | Residential |  | 74607.8 | 0.004455% |  |  | 74607.8
SCnMedical Offices and Exam Rooms | SCn | Warehouse - Cond | Medical Offices and Exam Rooms |  | 71725.5 | 0.004283% |  |  | 71725.5
SCnComputer Room | SCn | Warehouse - Cond | Computer Room |  | 67925.2321 | 0.004056% |  |  | 67925.2321
SCnComputer (Data Center) | SCn | Warehouse - Cond | Computer (Data Center) |  | 24528 | 0.001465% |  |  | 24528
SCnOutside/Outdoor Area | SCn | Warehouse - Cond | Outside/Outdoor Area |  | 0 | 0% |  |  | 0
WRfStorage (Refrigerated/Freezer), Building | WRf | Warehouse - Refrig | Storage (Refrigerated/Freezer), Building | RefStorFreezer | 8968497.4 | 39.52% |  |  | 8968497.4
WRfStorage (Unconditioned) | WRf | Warehouse - Refrig | Storage (Unconditioned) | NA | 8211778.72 | 36.19% |  |  | 8211778.72
WRfAuto Repair Workshop | WRf | Warehouse - Refrig | Auto Repair Workshop | IndLoadDock | 2202565.632 | 9.707% |  |  | 2202565.632
WRfStorage (Refrigerated/Freezer), Walk-in | WRf | Warehouse - Refrig | Storage (Refrigerated/Freezer), Walk-in | RefStorCooler | 1975799.968 | 8.707% |  |  | 1975799.968
WRfOffice (Executive/Private) | WRf | Warehouse - Refrig | Office (Executive/Private) | OfficeGeneral | 289390.162 | 1.275% |  |  | 289390.162
WRfRestrooms | WRf | Warehouse - Refrig | Restrooms | Restroom | 265344.23 | 1.169% |  |  | 265344.23
WRfMechanical/Electrical Room | WRf | Warehouse - Refrig | Mechanical/Electrical Room | MechElecRoom | 210589.27 | 0.9281% |  |  | 210589.27
WRfOffice (General) | WRf | Warehouse - Refrig | Office (General) | OfficeGeneral | 125236.27 | 0.5519% |  |  | 125236.27
WRfHallways/Corridors/Stairways | WRf | Warehouse - Refrig | Hallways/Corridors/Stairways | OfficeGeneral | 90295.012 | 0.3979% |  |  | 90295.012
WRfRetail Sales/Showroom | WRf | Warehouse - Refrig | Retail Sales/Showroom | OfficeGeneral | 77915.2 | 0.3434% |  |  | 77915.2
WRfVacant Office (Executive/Private) | WRf | Warehouse - Refrig | Vacant Office (Executive/Private) | OfficeGeneral | 77915.2 | 0.3434% |  |  | 77915.2
WRfLocker and Dressing Room | WRf | Warehouse - Refrig | Locker and Dressing Room | IndLoadDock | 66790.016 | 0.2943% |  |  | 66790.016
WRfKitchen/Break room and Food Preparation | WRf | Warehouse - Refrig | Kitchen/Break room and Food Preparation | IndLoadDock | 53187.008 | 0.2344% |  |  | 53187.008
WRfStorage (Conditioned) | WRf | Warehouse - Refrig | Storage (Conditioned) | OfficeGeneral | 53185.012 | 0.2344% |  |  | 53185.012
WRfOffice (Open Plan) | WRf | Warehouse - Refrig | Office (Open Plan) | OfficeGeneral | 16699.5 | 0.07359% |  |  | 16699.5
WRfComputer (Network Room/Server Room | WRf | Warehouse - Refrig | Computer (Network Room/Server Room | OfficeGeneral | 3092.5 | 0.01363% |  |  | 3092.5
WRfConference Room | WRf | Warehouse - Refrig | Conference Room | OfficeGeneral | 3092.5 | 0.01363% |  |  | 3092.5
WRfOutside/Outdoor Area | WRf | Warehouse - Refrig | Outside/Outdoor Area | NA | 0 | 0% |  |  | 0
SUnStorage (Unconditioned) | SUn | Warehouse - UnCond | Storage (Unconditioned) | WarehouseUnCond | 58858167.5829 | 66.06% |  |  | 58858167.5829
SUnComm/Ind Work (General High Bay) | SUn | Warehouse - UnCond | Comm/Ind Work (General High Bay) | WarehouseUnCond | 10857961.253 | 12.19% |  |  | 10857961.253
SUnStorage (Conditioned) | SUn | Warehouse - UnCond | Storage (Conditioned) | WarehouseUnCond | 10033214.7536 | 11.26% |  |  | 10033214.7536
SUnComm/Ind Work (General Low Bay) | SUn | Warehouse - UnCond | Comm/Ind Work (General Low Bay) | WarehouseUnCond | 1678493.396 | 1.884% |  |  | 1678493.396
SUnOffice (General) | SUn | Warehouse - UnCond | Office (General) | OfficeGeneral | 1477326.9628 | 1.658% |  |  | 1477326.9628
SUnOffice (Executive/Private) | SUn | Warehouse - UnCond | Office (Executive/Private) | OfficeGeneral | 1132756.2516 | 1.271% |  |  | 1132756.2516
SUnOffice (Open Plan) | SUn | Warehouse - UnCond | Office (Open Plan) | OfficeGeneral | 963951.0304 | 1.082% |  |  | 963951.0304
SUnRestrooms | SUn | Warehouse - UnCond | Restrooms | Restroom | 938267.3055 | 1.053% |  |  | 938267.3055
SUnHallways/Corridors/Stairways | SUn | Warehouse - UnCond | Hallways/Corridors/Stairways | OfficeGeneral | 764693.2686 | 0.8582% |  |  | 764693.2686
SUnStorage (Refrigerated/Freezer), Walk-in | SUn | Warehouse - UnCond | Storage (Refrigerated/Freezer), Walk-in | NA | 641260.8 | 0.7197% |  |  | 641260.8
SUnKitchen/Break room and Food Preparation | SUn | Warehouse - UnCond | Kitchen/Break room and Food Preparation | OfficeGeneral | 540278.9832 | 0.6064% |  |  | 540278.9832
SUnLobby (Office Reception/Waiting) | SUn | Warehouse - UnCond | Lobby (Office Reception/Waiting) | OfficeGeneral | 309700.1944 | 0.3476% |  |  | 309700.1944
SUnLaboratory | SUn | Warehouse - UnCond | Laboratory | OfficeGeneral | 218970.18 | 0.2458% |  |  | 218970.18
SUnConference Room | SUn | Warehouse - UnCond | Conference Room | OfficeGeneral | 191699.8344 | 0.2151% |  |  | 191699.8344
SUnRetail Sales/Showroom | SUn | Warehouse - UnCond | Retail Sales/Showroom | OfficeGeneral | 149533.08 | 0.1678% |  |  | 149533.08
SUnNon-Surveyed Suite (Master-Metered Multi-Tenant Suites Only) | SUn | Warehouse - UnCond | Non-Surveyed Suite (Master-Metered Multi-Tenant Suites Only) | NA | 102234 | 0.1147% |  |  | 102234
SUnLocker and Dressing Room | SUn | Warehouse - UnCond | Locker and Dressing Room | OfficeGeneral | 74586.08 | 0.08371% |  |  | 74586.08
SUnComputer (Network Room/Server Room | SUn | Warehouse - UnCond | Computer (Network Room/Server Room | OfficeGeneral | 57917.3536 | 0.065% |  |  | 57917.3536
SUnCopy Room | SUn | Warehouse - UnCond | Copy Room | OfficeGeneral | 52384.2 | 0.05879% |  |  | 52384.2
SUnMechanical/Electrical Room | SUn | Warehouse - UnCond | Mechanical/Electrical Room | Na | 36945.38 | 0.04146% |  |  | 36945.38
SUnVacant (Conditioned) | SUn | Warehouse - UnCond | Vacant (Conditioned) | NA | 21855 | 0.02453% |  |  | 21855
SUnOutside/Outdoor Area | SUn | Warehouse - UnCond | Outside/Outdoor Area | NA | 0 | 0% |  |  | 0

## DEER Measures
DEER and Non-DEER Lighting Measures
The energy impacts associated with all commercial indoor general lighting measures are impacted by these changes of hours-of-use and coincident demand. The tables
below lists each of the measures in this category. The Use-Subcategory for these measures has been expanded to better identify the lighting application.
Indoor General Lighting (InGen) has three variations as listed below:
Use Category | Use Subcategory | Code | Note
Lighting | Indoor General CFL Lighting | InGen-CFL | Uses CFL hours-of-use and coincident demand
Lighting | Indoor General High Bay Lighting | InGen-HB | Uses high-bay hours-of-use and coincident demand
Lighting | Indoor General Linear Fluorescent Lighting | InGen-LF | Uses linear fluorescent hours-of-use and coincident demand
In DEER2011 and DEER2014, lighting measures that utilize high bay technologies used the same hours-of-use and coincident demand as linear fluorescent technology measures.
Now that high bay lighting hours-of-use are available, these measures are set to use the high bay hours of use starting 01/01/2016.
The measures that fall into this category are listed below.
DEER2014 Lighting measures with Linear Fluorescent hours-of-use through 12/31/2015 and High Bay hours-of-use starting 1/1/2016:
Index | MeasureID | Sector | PA | UseCategory | UseSubCategory | TechGroup | TechType | Qualifier | StartDate | ReviewStatus
2178 | Com-Lighting-InGen_PSMH-365w_PSMH-365w_T5-46in-234w | Com | Any | Lighting | InGen-HB | Ltg_Lmp+Blst | LF_LmpBlst | DEER1316-Ltg-Com-HB | 1/1/2013 | DEER2016 Comment Period
2179 | Com-Lighting-InGen_PSMH-456w_PSMH-456w_T5-46in-351w | Com | Any | Lighting | InGen-HB | Ltg_Lmp+Blst | LF_LmpBlst | DEER1316-Ltg-Com-HB | 1/1/2013 | DEER2016 Comment Period
2180 | Com-Lighting-InGen_PSMH-456w_T5-46in-351w_T5-46in-351w | Com | Any | Lighting | InGen-HB | Ltg_Lmp+Blst | LF_LmpBlst | DEER1316-Ltg-Com-HB | 1/1/2013 | DEER2016 Comment Period
2181 | Com-Lighting-InGen_MV-455w_T5-46in-234w_T5-46in-234w | Com | Any | Lighting | InGen-HB | Ltg_Lmp+Blst | LF_LmpBlst | DEER1316-Ltg-Com-HB | 1/1/2013 | DEER2016 Comment Period
2182 | Com-Lighting-InGen_MV-455w_PSMH-365w_T5-46in-234w | Com | Any | Lighting | InGen-HB | Ltg_Lmp+Blst | LF_LmpBlst | DEER1316-Ltg-Com-HB | 1/1/2013 | DEER2016 Comment Period
2183 | Com-Lighting-InGen_MV-780w_T5-46in-351w_T5-46in-351w | Com | Any | Lighting | InGen-HB | Ltg_Lmp+Blst | LF_LmpBlst | DEER1316-Ltg-Com-HB | 1/1/2013 | DEER2016 Comment Period
2184 | Com-Lighting-InGen_MV-780w_PSMH-456w_T5-46in-351w | Com | Any | Lighting | InGen-HB | Ltg_Lmp+Blst | LF_LmpBlst | DEER1316-Ltg-Com-HB | 1/1/2013 | DEER2016 Comment Period
2351 | Com-Lighting-InGen_MH-295w_PSMH-208w_PSMH-208w | Com | Any | Lighting | InGen-HB | Ltg_Lmp+Blst | HID_LmpBlst | DEER1316-Ltg-Com-HB | 1/1/2013 | DEER2016 Comment Period
2352 | Com-Lighting-InGen_Incan-500w_PSMH-208w_PSMH-208w | Com | Any | Lighting | InGen-HB | Ltg_Lmp+Blst | HID_LmpBlst | DEER1316-Ltg-Com-HB | 1/1/2013 | DEER2016 Comment Period
2353 | Com-Lighting-InGen_MH-295w_PSMH-288w_PSMH-288w | Com | Any | Lighting | InGen-HB | Ltg_Lmp+Blst | HID_LmpBlst | DEER1316-Ltg-Com-HB | 1/1/2013 | DEER2016 Comment Period
2354 | Com-Lighting-InGen_MV-455w_PSMH-288w_PSMH-288w | Com | Any | Lighting | InGen-HB | Ltg_Lmp+Blst | HID_LmpBlst | DEER1316-Ltg-Com-HB | 1/1/2013 | DEER2016 Comment Period
2355 | Com-Lighting-InGen_MH-458w_PSMH-400w_PSMH-400w | Com | Any | Lighting | InGen-HB | Ltg_Lmp+Blst | HID_LmpBlst | DEER1316-Ltg-Com-HB | 1/1/2013 | DEER2016 Comment Period
2356 | Com-Lighting-InGen_Incan-1000w_PSMH-400w_PSMH-400w | Com | Any | Lighting | InGen-HB | Ltg_Lmp+Blst | HID_LmpBlst | DEER1316-Ltg-Com-HB | 1/1/2013 | DEER2016 Comment Period
High bay measures that are part of the lighting disposition will also utilize the high bay hours-of-use beginning in 2016.
DispositionLighting measures with Linear Fluorescent hours-of-use through 12/31/2015 and High Bay hours-of-use starting 1/1/2016:
Index | MeasureID | Sector | PA | UseCategory | UseSubCategory | TechGroup | TechType | Qualifier | StartDate | ReviewStatus
4018 | C-In-CFLfixt-26w-2Lmp(56w)-dWP39 | Com | Any | Lighting | InGen-HB | Ltg_Fixture | CFL_fixt | DEER1316-Ltg-Com-HB | 1/1/2013 | DEER2016 Comment Period
4019 | C-In-CFLfixt-26w-2Lmp(70w)-dWP25 | Com | Any | Lighting | InGen-HB | Ltg_Fixture | CFL_fixt | DEER1316-Ltg-Com-HB | 1/1/2013 | DEER2016 Comment Period
4020 | C-In-CFLfixt-26w-4Lmp(112w)-dWP78-dWC73 | Com | Any | Lighting | InGen-HB | Ltg_Fixture | CFL_fixt | DEER1316-Ltg-Com-HB | 1/1/2013 | DEER2016 Comment Period
4021 | C-In-CFLfixt-26w-4Lmp(128w)-dWP62-dWC57 | Com | Any | Lighting | InGen-HB | Ltg_Fixture | CFL_fixt | DEER1316-Ltg-Com-HB | 1/1/2013 | DEER2016 Comment Period
4033 | C-In-CFLfixt-42w-4Lmp(182w)-dWP113-dWC50 | Com | Any | Lighting | InGen-HB | Ltg_Fixture | CFL_fixt | DEER1316-Ltg-Com-HB | 1/1/2013 | DEER2016 Comment Period
4034 | C-In-CFLfixt-42w-4Lmp(192w)-dWP103-dWC40 | Com | Any | Lighting | InGen-HB | Ltg_Fixture | CFL_fixt | DEER1316-Ltg-Com-HB | 1/1/2013 | DEER2016 Comment Period
4040 | C-In-CFLfixt-50w-4Lmp(244w)-dWP214-dWC121 | Com | Any | Lighting | InGen-HB | Ltg_Fixture | CFL_fixt | DEER1316-Ltg-Com-HB | 1/1/2013 | DEER2016 Comment Period
4041 | C-In-CFLfixt-50w-4Lmp(244w)-dwP214-dwC156 | Com | Any | Lighting | InGen-HB | Ltg_Fixture | CFL_fixt | DEER1316-Ltg-Com-HB | 1/1/2013 | DEER2016 Comment Period
4042 | C-In-CFLfixt-50w-6Lmp(360w)-dWP98 | Com | Any | Lighting | InGen-HB | Ltg_Fixture | CFL_fixt | DEER1316-Ltg-Com-HB | 1/1/2013 | DEER2016 Comment Period
4043 | C-In-CFLfixt-50w-6Lmp(360w)-dwP98-dwC40 | Com | Any | Lighting | InGen-HB | Ltg_Fixture | CFL_fixt | DEER1316-Ltg-Com-HB | 1/1/2013 | DEER2016 Comment Period
4058 | C-In-CFLretrofit-42w+6Blst(273w)-dwP185-dwC127 | Com | Any | Lighting | InGen-HB | Ltg_Lmp+Blst | CFL_LmpBlst | DEER1316-Ltg-Com-HB | 1/1/2013 | DEER2016 Comment Period
4059 | C-In-CFLretrofit-42w+6Blst(273w)-dWP185-dWC92 | Com | Any | Lighting | InGen-HB | Ltg_Lmp+Blst | CFL_LmpBlst | DEER1316-Ltg-Com-HB | 1/1/2013 | DEER2016 Comment Period
4060 | C-In-CFLretrofit-50w+4Blst(233w)-dWP225-dWC132 | Com | Any | Lighting | InGen-HB | Ltg_Lmp+Blst | CFL_LmpBlst | DEER1316-Ltg-Com-HB | 1/1/2013 | DEER2016 Comment Period
4061 | C-In-CFLretrofit-50w+4Blst(233w)-dwP225-dwC167 | Com | Any | Lighting | InGen-HB | Ltg_Lmp+Blst | CFL_LmpBlst | DEER1316-Ltg-Com-HB | 1/1/2013 | DEER2016 Comment Period
4231 | C-In-Ind(110w)-dwP80-dwC75 | Com | Any | Lighting | InGen-HB | Ltg_Lmp+Blst | Ind_LmpBlst | DEER1316-Ltg-Com-HB | 1/1/2013 | DEER2016 Comment Period
4232 | C-In-Ind(165w)-dwP130-dwC67 | Com | Any | Lighting | InGen-HB | Ltg_Lmp+Blst | Ind_LmpBlst | DEER1316-Ltg-Com-HB | 1/1/2013 | DEER2016 Comment Period
4233 | C-In-Ind(215w)-dWP243-dWC150 | Com | Any | Lighting | InGen-HB | Ltg_Lmp+Blst | Ind_LmpBlst | DEER1316-Ltg-Com-HB | 1/1/2013 | DEER2016 Comment Period
4234 | C-In-Ind(220w)-dwP238-dwC180 | Com | Any | Lighting | InGen-HB | Ltg_Lmp+Blst | Ind_LmpBlst | DEER1316-Ltg-Com-HB | 1/1/2013 | DEER2016 Comment Period
4235 | C-In-Ind(320w)-dWP138-dWC45 | Com | Any | Lighting | InGen-HB | Ltg_Lmp+Blst | Ind_LmpBlst | DEER1316-Ltg-Com-HB | 1/1/2013 | DEER2016 Comment Period
4236 | C-In-Ind(330w)-dwP128-dwC126 | Com | Any | Lighting | InGen-HB | Ltg_Lmp+Blst | Ind_LmpBlst | DEER1316-Ltg-Com-HB | 1/1/2013 | DEER2016 Comment Period
4237 | C-In-Ind(43w)-dWP85 | Com | Any | Lighting | InGen-HB | Ltg_Lmp+Blst | Ind_LmpBlst | DEER1316-Ltg-Com-HB | 1/1/2013 | DEER2016 Comment Period
4238 | C-In-Ind(44w)-dwP84 | Com | Any | Lighting | InGen-HB | Ltg_Lmp+Blst | Ind_LmpBlst | DEER1316-Ltg-Com-HB | 1/1/2013 | DEER2016 Comment Period
4239 | C-In-Ind(70w)-dwP58 | Com | Any | Lighting | InGen-HB | Ltg_Lmp+Blst | Ind_LmpBlst | DEER1316-Ltg-Com-HB | 1/1/2013 | DEER2016 Comment Period
4240 | C-In-Ind-120w(132w)-dwP58-dwC53 | Com | Any | Lighting | InGen-HB | Ltg_Lmp+Blst | Ind_LmpBlst | DEER1316-Ltg-Com-HB | 1/1/2013 | DEER2016 Comment Period
4241 | C-In-Ind-120w(132w)-dWP83-dWC53 | Com | Any | Lighting | InGen-HB | Ltg_Lmp+Blst | Ind_LmpBlst | DEER1316-Ltg-Com-HB | 1/1/2013 | DEER2016 Comment Period
4242 | C-In-Ind-120w(132w)-dwP83-dwC76 | Com | Any | Lighting | InGen-HB | Ltg_Lmp+Blst | Ind_LmpBlst | DEER1316-Ltg-Com-HB | 1/1/2013 | DEER2016 Comment Period
4243 | C-In-Ind-180w(198w)-dWP97-dWC34 | Com | Any | Lighting | InGen-HB | Ltg_Lmp+Blst | Ind_LmpBlst | DEER1316-Ltg-Com-HB | 1/1/2013 | DEER2016 Comment Period
4244 | C-In-Ind-180w(198w)-dWP97-dWC90 | Com | Any | Lighting | InGen-HB | Ltg_Lmp+Blst | Ind_LmpBlst | DEER1316-Ltg-Com-HB | 1/1/2013 | DEER2016 Comment Period
4245 | C-In-Ind-250w(275w)-dwP183-dwC125 | Com | Any | Lighting | InGen-HB | Ltg_Lmp+Blst | Ind_LmpBlst | DEER1316-Ltg-Com-HB | 1/1/2013 | DEER2016 Comment Period
4246 | C-In-Ind-250w(275w)-dWP183-dWC90 | Com | Any | Lighting | InGen-HB | Ltg_Lmp+Blst | Ind_LmpBlst | DEER1316-Ltg-Com-HB | 1/1/2013 | DEER2016 Comment Period
4247 | C-In-Ind-360w(396w)-dWP62 | Com | Any | Lighting | InGen-HB | Ltg_Lmp+Blst | Ind_LmpBlst | DEER1316-Ltg-Com-HB | 1/1/2013 | DEER2016 Comment Period
4248 | C-In-Ind-360w(396w)-dwP62-dwC4 | Com | Any | Lighting | InGen-HB | Ltg_Lmp+Blst | Ind_LmpBlst | DEER1316-Ltg-Com-HB | 1/1/2013 | DEER2016 Comment Period
4249 | C-In-Ind-70w(77w)-dWP51 | Com | Any | Lighting | InGen-HB | Ltg_Lmp+Blst | Ind_LmpBlst | DEER1316-Ltg-Com-HB | 1/1/2013 | DEER2016 Comment Period
4291 | C-In-LEDFixt(131w)-dWP20 | Com | Any | Lighting | InGen-HB | Ltg_Fixture | LED_fixt | DEER1316-Ltg-Com-HB | 1/1/2013 | DEER2016 Comment Period
4292 | C-In-LEDFixt(131w)-dWP77 | Com | Any | Lighting | InGen-HB | Ltg_Fixture | LED_fixt | DEER1316-Ltg-Com-HB | 1/1/2013 | DEER2016 Comment Period
4293 | C-In-LEDFixt(160w)-dwP66 | Com | Any | Lighting | InGen-HB | Ltg_Fixture | LED_fixt | DEER1316-Ltg-Com-HB | 1/1/2013 | DEER2016 Comment Period
4294 | C-In-LEDFixt(160w)-dwP72 | Com | Any | Lighting | InGen-HB | Ltg_Fixture | LED_fixt | DEER1316-Ltg-Com-HB | 1/1/2013 | DEER2016 Comment Period
4295 | C-In-LEDFixt(17w)-dWP33 | Com | Any | Lighting | InGen-HB | Ltg_Fixture | LED_fixt | DEER1316-Ltg-Com-HB | 1/1/2013 | DEER2016 Comment Period
4296 | C-In-LEDFixt(187w)-dWP101 | Com | Any | Lighting | InGen-HB | Ltg_Fixture | LED_fixt | DEER1316-Ltg-Com-HB | 1/1/2013 | DEER2016 Comment Period
4298 | C-In-LEDFixt(220w)-dWP145 | Com | Any | Lighting | InGen-HB | Ltg_Fixture | LED_fixt | DEER1316-Ltg-Com-HB | 1/1/2013 | DEER2016 Comment Period
4299 | C-In-LEDFixt(220w)-dWP82 | Com | Any | Lighting | InGen-HB | Ltg_Fixture | LED_fixt | DEER1316-Ltg-Com-HB | 1/1/2013 | DEER2016 Comment Period
4302 | C-In-LEDFixt(262w)-dWP138 | Com | Any | Lighting | InGen-HB | Ltg_Fixture | LED_fixt | DEER1316-Ltg-Com-HB | 1/1/2013 | DEER2016 Comment Period
4303 | C-In-LEDFixt(280w)-dwP176 | Com | Any | Lighting | InGen-HB | Ltg_Fixture | LED_fixt | DEER1316-Ltg-Com-HB | 1/1/2013 | DEER2016 Comment Period
4304 | C-In-LEDFixt(320w)-dWP186 | Com | Any | Lighting | InGen-HB | Ltg_Fixture | LED_fixt | DEER1316-Ltg-Com-HB | 1/1/2013 | DEER2016 Comment Period
4305 | C-In-LEDFixt(500w)-dWP318 | Com | Any | Lighting | InGen-HB | Ltg_Fixture | LED_fixt | DEER1316-Ltg-Com-HB | 1/1/2013 | DEER2016 Comment Period
4306 | C-In-LEDFixt(750w)-dWP330 | Com | Any | Lighting | InGen-HB | Ltg_Fixture | LED_fixt | DEER1316-Ltg-Com-HB | 1/1/2013 | DEER2016 Comment Period
4314 | C-In-LEDFixt-2(280w)-dWP176 | Com | Any | Lighting | InGen-HB | Ltg_Fixture | LED_fixt | DEER1316-Ltg-Com-HB | 1/1/2013 | DEER2016 Comment Period
4322 | C-In-LEDFixt-4(160w)-dWP66 | Com | Any | Lighting | InGen-HB | Ltg_Fixture | LED_fixt | DEER1316-Ltg-Com-HB | 1/1/2013 | DEER2016 Comment Period
4323 | C-In-LEDFixt-4(160w)-dWP72 | Com | Any | Lighting | InGen-HB | Ltg_Fixture | LED_fixt | DEER1316-Ltg-Com-HB | 1/1/2013 | DEER2016 Comment Period
4695 | C-In-PSMH-125w(150w)-dwP65-dwC0 | Com | Any | Lighting | InGen-HB | Ltg_Lmp+Blst | HID_LmpBlst | DEER1316-Ltg-Com-HB | 1/1/2013 | DEER2016 Comment Period
4696 | C-In-PSMH-125w(150w)-dWP65-dWC35 | Com | Any | Lighting | InGen-HB | Ltg_Lmp+Blst | HID_LmpBlst | DEER1316-Ltg-Com-HB | 1/1/2013 | DEER2016 Comment Period
4697 | C-In-PSMH-150w(165w)-dWP130-dWC67 | Com | Any | Lighting | InGen-HB | Ltg_Lmp+Blst | HID_LmpBlst | DEER1316-Ltg-Com-HB | 1/1/2013 | DEER2016 Comment Period
4698 | C-In-PSMH-175w(208w)-dwP24-dwC0 | Com | Any | Lighting | InGen-HB | Ltg_Lmp+Blst | HID_LmpBlst | DEER1316-Ltg-Com-HB | 1/1/2013 | DEER2016 Comment Period
4699 | C-In-PSMH-175w(208w)-dWP292-dWC0 | Com | Any | Lighting | InGen-HB | Ltg_Lmp+Blst | HID_LmpBlst | DEER1316-Ltg-Com-HB | 1/1/2013 | DEER2016 Comment Period
4700 | C-In-PSMH-175w(208w)-dwP87-dwC0 | Com | Any | Lighting | InGen-HB | Ltg_Lmp+Blst | HID_LmpBlst | DEER1316-Ltg-Com-HB | 1/1/2013 | DEER2016 Comment Period
4701 | C-In-PSMH-175w(208w)-dWP87-dWC24 | Com | Any | Lighting | InGen-HB | Ltg_Lmp+Blst | HID_LmpBlst | DEER1316-Ltg-Com-HB | 1/1/2013 | DEER2016 Comment Period
4702 | C-In-PSMH-175w-Ext(208w)-dwP87-dwC80 | Com | Any | Lighting | InGen-HB | Ltg_Lmp+Blst | HID_LmpBlst | DEER1316-Ltg-Com-HB | 1/1/2013 | DEER2016 Comment Period
4703 | C-In-PSMH-250w(278w)-dWP180-dWC87 | Com | Any | Lighting | InGen-HB | Ltg_Lmp+Blst | HID_LmpBlst | DEER1316-Ltg-Com-HB | 1/1/2013 | DEER2016 Comment Period
4704 | C-In-PSMH-250w(278w)-dwP87-dwC80 | Com | Any | Lighting | InGen-HB | Ltg_Lmp+Blst | HID_LmpBlst | DEER1316-Ltg-Com-HB | 1/1/2013 | DEER2016 Comment Period
4705 | C-In-PSMH-250w(288w)-dwP112-dwC0 | Com | Any | Lighting | InGen-HB | Ltg_Lmp+Blst | HID_LmpBlst | DEER1316-Ltg-Com-HB | 1/1/2013 | DEER2016 Comment Period
4706 | C-In-PSMH-250w(288w)-dWP167-dWC0 | Com | Any | Lighting | InGen-HB | Ltg_Lmp+Blst | HID_LmpBlst | DEER1316-Ltg-Com-HB | 1/1/2013 | DEER2016 Comment Period
4707 | C-In-PSMH-350w(400w)-dWP600-dWC0 | Com | Any | Lighting | InGen-HB | Ltg_Lmp+Blst | HID_LmpBlst | DEER1316-Ltg-Com-HB | 1/1/2013 | DEER2016 Comment Period
4708 | C-In-PSMH-450w(506w)-dwP434-dwC0 | Com | Any | Lighting | InGen-HB | Ltg_Lmp+Blst | HID_LmpBlst | DEER1316-Ltg-Com-HB | 1/1/2013 | DEER2016 Comment Period
4709 | C-In-PSMH-600w(635w)-dWP445-dWC183 | Com | Any | Lighting | InGen-HB | Ltg_Lmp+Blst | HID_LmpBlst | DEER1316-Ltg-Com-HB | 1/1/2013 | DEER2016 Comment Period
4710 | C-In-PSMH-70w(79w)-dWP49 | Com | Any | Lighting | InGen-HB | Ltg_Lmp+Blst | HID_LmpBlst | DEER1316-Ltg-Com-HB | 1/1/2013 | DEER2016 Comment Period
4711 | C-In-PSMH-70w(92w)-dwP36 | Com | Any | Lighting | InGen-HB | Ltg_Lmp+Blst | HID_LmpBlst | DEER1316-Ltg-Com-HB | 1/1/2013 | DEER2016 Comment Period
4712 | C-In-PSMH-750w(810w)-dWP270 | Com | Any | Lighting | InGen-HB | Ltg_Lmp+Blst | HID_LmpBlst | DEER1316-Ltg-Com-HB | 1/1/2013 | DEER2016 Comment Period
4713 | C-In-PSMH-750w(818w)-dwP262-dwC0 | Com | Any | Lighting | InGen-HB | Ltg_Lmp+Blst | HID_LmpBlst | DEER1316-Ltg-Com-HB | 1/1/2013 | DEER2016 Comment Period
All other indoor commercial lighting measures will use the updated hours-of-use for the appropriate lighting type beginning 1/1/2016:
Lighting Meaures that will use updated hours-of-use beginning in 2016:
Index | MeasureID | Sector | PA | UseCategory | UseSubCategory | TechGroup | TechType | Qualifier | StartDate | ReviewStatus
2357 | Com-Lighting-InGen_CFLratio0357_CFLscw-3w | Com | Any | Lighting | InGen-CFL | Ltg_Lamp | CFLint_lamp | DEER1316-Ltg-Com-CFL | 1/1/2013 | DEER2016 Comment Period
2359 | Com-Lighting-InGen_CFLratio0357_CFLscw-4w | Com | Any | Lighting | InGen-CFL | Ltg_Lamp | CFLint_lamp | DEER1316-Ltg-Com-CFL | 1/1/2013 | DEER2016 Comment Period
2361 | Com-Lighting-InGen_CFLratio0357_CFLscw-5w | Com | Any | Lighting | InGen-CFL | Ltg_Lamp | CFLint_lamp | DEER1316-Ltg-Com-CFL | 1/1/2013 | DEER2016 Comment Period
2363 | Com-Lighting-InGen_CFLratio0357_CFLscw-6w | Com | Any | Lighting | InGen-CFL | Ltg_Lamp | CFLint_lamp | DEER1316-Ltg-Com-CFL | 1/1/2013 | DEER2016 Comment Period
2366 | Com-Lighting-InGen_CFLratio0357_CFLscw-7w | Com | Any | Lighting | InGen-CFL | Ltg_Lamp | CFLint_lamp | DEER1316-Ltg-Com-CFL | 1/1/2013 | DEER2016 Comment Period
2367 | Com-Lighting-InGen_CFLratio0357_CFLscw-8w | Com | Any | Lighting | InGen-CFL | Ltg_Lamp | CFLint_lamp | DEER1316-Ltg-Com-CFL | 1/1/2013 | DEER2016 Comment Period
2369 | Com-Lighting-InGen_CFLratio0357_CFLscw-9w | Com | Any | Lighting | InGen-CFL | Ltg_Lamp | CFLint_lamp | DEER1316-Ltg-Com-CFL | 1/1/2013 | DEER2016 Comment Period
2372 | Com-Lighting-InGen_CFLratio0357_CFLscw-10w | Com | Any | Lighting | InGen-CFL | Ltg_Lamp | CFLint_lamp | DEER1316-Ltg-Com-CFL | 1/1/2013 | DEER2016 Comment Period
2373 | Com-Lighting-InGen_CFLratio0357_CFLscw-11w | Com | Any | Lighting | InGen-CFL | Ltg_Lamp | CFLint_lamp | DEER1316-Ltg-Com-CFL | 1/1/2013 | DEER2016 Comment Period
2374 | Com-Lighting-InGen_CFLratio0357_CFLscw-12w | Com | Any | Lighting | InGen-CFL | Ltg_Lamp | CFLint_lamp | DEER1316-Ltg-Com-CFL | 1/1/2013 | DEER2016 Comment Period
2375 | Com-Lighting-InGen_CFLratio0357_CFLscw-13w | Com | Any | Lighting | InGen-CFL | Ltg_Lamp | CFLint_lamp | DEER1316-Ltg-Com-CFL | 1/1/2013 | DEER2016 Comment Period
2376 | Com-Lighting-InGen_CFLratio0357_CFLscw-14w | Com | Any | Lighting | InGen-CFL | Ltg_Lamp | CFLint_lamp | DEER1316-Ltg-Com-CFL | 1/1/2013 | DEER2016 Comment Period
2377 | Com-Lighting-InGen_CFLratio0357_CFLscw-15w | Com | Any | Lighting | InGen-CFL | Ltg_Lamp | CFLint_lamp | DEER1316-Ltg-Com-CFL | 1/1/2013 | DEER2016 Comment Period
2378 | Com-Lighting-InGen_CFLratio0357_CFLscw-16w | Com | Any | Lighting | InGen-CFL | Ltg_Lamp | CFLint_lamp | DEER1316-Ltg-Com-CFL | 1/1/2013 | DEER2016 Comment Period
2379 | Com-Lighting-InGen_CFLratio0357_CFLscw-17w | Com | Any | Lighting | InGen-CFL | Ltg_Lamp | CFLint_lamp | DEER1316-Ltg-Com-CFL | 1/1/2013 | DEER2016 Comment Period
2380 | Com-Lighting-InGen_CFLratio0357_CFLscw-18w | Com | Any | Lighting | InGen-CFL | Ltg_Lamp | CFLint_lamp | DEER1316-Ltg-Com-CFL | 1/1/2013 | DEER2016 Comment Period
2381 | Com-Lighting-InGen_CFLratio0357_CFLscw-19w | Com | Any | Lighting | InGen-CFL | Ltg_Lamp | CFLint_lamp | DEER1316-Ltg-Com-CFL | 1/1/2013 | DEER2016 Comment Period
2382 | Com-Lighting-InGen_CFLratio0357_CFLscw-20w | Com | Any | Lighting | InGen-CFL | Ltg_Lamp | CFLint_lamp | DEER1316-Ltg-Com-CFL | 1/1/2013 | DEER2016 Comment Period
2383 | Com-Lighting-InGen_CFLratio0357_CFLscw-21w | Com | Any | Lighting | InGen-CFL | Ltg_Lamp | CFLint_lamp | DEER1316-Ltg-Com-CFL | 1/1/2013 | DEER2016 Comment Period
2384 | Com-Lighting-InGen_CFLratio0357_CFLscw-22w | Com | Any | Lighting | InGen-CFL | Ltg_Lamp | CFLint_lamp | DEER1316-Ltg-Com-CFL | 1/1/2013 | DEER2016 Comment Period
2385 | Com-Lighting-InGen_CFLratio0357_CFLscw-23w | Com | Any | Lighting | InGen-CFL | Ltg_Lamp | CFLint_lamp | DEER1316-Ltg-Com-CFL | 1/1/2013 | DEER2016 Comment Period
2386 | Com-Lighting-InGen_CFLratio0357_CFLscw-24w | Com | Any | Lighting | InGen-CFL | Ltg_Lamp | CFLint_lamp | DEER1316-Ltg-Com-CFL | 1/1/2013 | DEER2016 Comment Period
2387 | Com-Lighting-InGen_CFLratio0357_CFLscw-25w | Com | Any | Lighting | InGen-CFL | Ltg_Lamp | CFLint_lamp | DEER1316-Ltg-Com-CFL | 1/1/2013 | DEER2016 Comment Period
2388 | Com-Lighting-InGen_CFLratio0357_CFLscw-26w | Com | Any | Lighting | InGen-CFL | Ltg_Lamp | CFLint_lamp | DEER1316-Ltg-Com-CFL | 1/1/2013 | DEER2016 Comment Period
2389 | Com-Lighting-InGen_CFLratio0357_CFLscw-27w | Com | Any | Lighting | InGen-CFL | Ltg_Lamp | CFLint_lamp | DEER1316-Ltg-Com-CFL | 1/1/2013 | DEER2016 Comment Period
2390 | Com-Lighting-InGen_CFLratio0357_CFLscw-28w | Com | Any | Lighting | InGen-CFL | Ltg_Lamp | CFLint_lamp | DEER1316-Ltg-Com-CFL | 1/1/2013 | DEER2016 Comment Period
2391 | Com-Lighting-InGen_CFLratio0357_CFLscw-29w | Com | Any | Lighting | InGen-CFL | Ltg_Lamp | CFLint_lamp | DEER1316-Ltg-Com-CFL | 1/1/2013 | DEER2016 Comment Period
2392 | Com-Lighting-InGen_CFLratio0357_CFLscw-30w | Com | Any | Lighting | InGen-CFL | Ltg_Lamp | CFLint_lamp | DEER1316-Ltg-Com-CFL | 1/1/2013 | DEER2016 Comment Period
2393 | Com-Lighting-InGen_CFLratio0357_CFLscw-31w | Com | Any | Lighting | InGen-CFL | Ltg_Lamp | CFLint_lamp | DEER1316-Ltg-Com-CFL | 1/1/2013 | DEER2016 Comment Period
2394 | Com-Lighting-InGen_CFLratio0357_CFLscw-32w | Com | Any | Lighting | InGen-CFL | Ltg_Lamp | CFLint_lamp | DEER1316-Ltg-Com-CFL | 1/1/2013 | DEER2016 Comment Period
2395 | Com-Lighting-InGen_CFLratio0357_CFLscw-40w | Com | Any | Lighting | InGen-CFL | Ltg_Lamp | CFLint_lamp | DEER1316-Ltg-Com-CFL | 1/1/2013 | DEER2016 Comment Period
2396 | Com-Lighting-InGen_CFLratio0357_CFLscw-42w | Com | Any | Lighting | InGen-CFL | Ltg_Lamp | CFLint_lamp | DEER1316-Ltg-Com-CFL | 1/1/2013 | DEER2016 Comment Period
2397 | Com-Lighting-InGen_CFLratio0357_CFLscw-55w | Com | Any | Lighting | InGen-CFL | Ltg_Lamp | CFLint_lamp | DEER1316-Ltg-Com-CFL | 1/1/2013 | DEER2016 Comment Period
2398 | Com-Lighting-InGen_CFLratio0357_CFLscw-60w | Com | Any | Lighting | InGen-CFL | Ltg_Lamp | CFLint_lamp | DEER1316-Ltg-Com-CFL | 1/1/2013 | DEER2016 Comment Period
2399 | Com-Lighting-InGen_CFLratio0357_CFLscw-80w | Com | Any | Lighting | InGen-CFL | Ltg_Lamp | CFLint_lamp | DEER1316-Ltg-Com-CFL | 1/1/2013 | DEER2016 Comment Period
2400 | Com-Lighting-InGen_CFLratio0357_CFLscw-100w | Com | Any | Lighting | InGen-CFL | Ltg_Lamp | CFLint_lamp | DEER1316-Ltg-Com-CFL | 1/1/2013 | DEER2016 Comment Period
2401 | Com-Lighting-InGen_CFLratio0357_CFLscw-150w | Com | Any | Lighting | InGen-CFL | Ltg_Lamp | CFLint_lamp | DEER1316-Ltg-Com-CFL | 1/1/2013 | DEER2016 Comment Period
2402 | Com-Lighting-InGen_CFLratio0357_CFLscw-200w | Com | Any | Lighting | InGen-CFL | Ltg_Lamp | CFLint_lamp | DEER1316-Ltg-Com-CFL | 1/1/2013 | DEER2016 Comment Period
2403 | Com-Lighting-InGen_CFLratio0353_CFLfixt-5W | Com | Any | Lighting | InGen-CFL | Ltg_Fixture | CFL_fixt | DEER1316-Ltg-Com-CFL | 1/1/2013 | DEER2016 Comment Period
2404 | Com-Lighting-InGen_CFLratio0353_CFLfixt-7W | Com | Any | Lighting | InGen-CFL | Ltg_Fixture | CFL_fixt | DEER1316-Ltg-Com-CFL | 1/1/2013 | DEER2016 Comment Period
2405 | Com-Lighting-InGen_CFLratio0353_CFLfixt-9W | Com | Any | Lighting | InGen-CFL | Ltg_Fixture | CFL_fixt | DEER1316-Ltg-Com-CFL | 1/1/2013 | DEER2016 Comment Period
2406 | Com-Lighting-InGen_CFLratio0353_CFLfixt-13W | Com | Any | Lighting | InGen-CFL | Ltg_Fixture | CFL_fixt | DEER1316-Ltg-Com-CFL | 1/1/2013 | DEER2016 Comment Period
2407 | Com-Lighting-InGen_CFLratio0353_CFLfixt-15W | Com | Any | Lighting | InGen-CFL | Ltg_Fixture | CFL_fixt | DEER1316-Ltg-Com-CFL | 1/1/2013 | DEER2016 Comment Period
2408 | Com-Lighting-InGen_CFLratio0353_CFLfixt-18W | Com | Any | Lighting | InGen-CFL | Ltg_Fixture | CFL_fixt | DEER1316-Ltg-Com-CFL | 1/1/2013 | DEER2016 Comment Period
2409 | Com-Lighting-InGen_CFLratio0353_CFLfixt-20W | Com | Any | Lighting | InGen-CFL | Ltg_Fixture | CFL_fixt | DEER1316-Ltg-Com-CFL | 1/1/2013 | DEER2016 Comment Period
2410 | Com-Lighting-InGen_CFLratio0353_CFLfixt-24W | Com | Any | Lighting | InGen-CFL | Ltg_Fixture | CFL_fixt | DEER1316-Ltg-Com-CFL | 1/1/2013 | DEER2016 Comment Period
2411 | Com-Lighting-InGen_CFLratio0353_CFLfixt-25W | Com | Any | Lighting | InGen-CFL | Ltg_Fixture | CFL_fixt | DEER1316-Ltg-Com-CFL | 1/1/2013 | DEER2016 Comment Period
2412 | Com-Lighting-InGen_CFLratio0353_CFLfixt-26W | Com | Any | Lighting | InGen-CFL | Ltg_Fixture | CFL_fixt | DEER1316-Ltg-Com-CFL | 1/1/2013 | DEER2016 Comment Period
2413 | Com-Lighting-InGen_CFLratio0353_CFLfixt-27W | Com | Any | Lighting | InGen-CFL | Ltg_Fixture | CFL_fixt | DEER1316-Ltg-Com-CFL | 1/1/2013 | DEER2016 Comment Period
2414 | Com-Lighting-InGen_CFLratio0353_CFLfixt-28W | Com | Any | Lighting | InGen-CFL | Ltg_Fixture | CFL_fixt | DEER1316-Ltg-Com-CFL | 1/1/2013 | DEER2016 Comment Period
2415 | Com-Lighting-InGen_CFLratio0353_CFLfixt-32W | Com | Any | Lighting | InGen-CFL | Ltg_Fixture | CFL_fixt | DEER1316-Ltg-Com-CFL | 1/1/2013 | DEER2016 Comment Period
2416 | Com-Lighting-InGen_CFLratio0353_CFLfixt-34W | Com | Any | Lighting | InGen-CFL | Ltg_Fixture | CFL_fixt | DEER1316-Ltg-Com-CFL | 1/1/2013 | DEER2016 Comment Period
2417 | Com-Lighting-InGen_CFLratio0353_CFLfixt-35W | Com | Any | Lighting | InGen-CFL | Ltg_Fixture | CFL_fixt | DEER1316-Ltg-Com-CFL | 1/1/2013 | DEER2016 Comment Period
2418 | Com-Lighting-InGen_CFLratio0353_CFLfixt-36W | Com | Any | Lighting | InGen-CFL | Ltg_Fixture | CFL_fixt | DEER1316-Ltg-Com-CFL | 1/1/2013 | DEER2016 Comment Period
2419 | Com-Lighting-InGen_CFLratio0353_CFLfixt-40W | Com | Any | Lighting | InGen-CFL | Ltg_Fixture | CFL_fixt | DEER1316-Ltg-Com-CFL | 1/1/2013 | DEER2016 Comment Period
2420 | Com-Lighting-InGen_CFLratio0353_CFLfixt-42W | Com | Any | Lighting | InGen-CFL | Ltg_Fixture | CFL_fixt | DEER1316-Ltg-Com-CFL | 1/1/2013 | DEER2016 Comment Period
2421 | Com-Lighting-InGen_CFLratio0353_CFLfixt-50W | Com | Any | Lighting | InGen-CFL | Ltg_Fixture | CFL_fixt | DEER1316-Ltg-Com-CFL | 1/1/2013 | DEER2016 Comment Period
2422 | Com-Lighting-InGen_CFLratio0353_CFLfixt-55W | Com | Any | Lighting | InGen-CFL | Ltg_Fixture | CFL_fixt | DEER1316-Ltg-Com-CFL | 1/1/2013 | DEER2016 Comment Period
2423 | Com-Lighting-InGen_CFLratio0353_CFLfixt-57W | Com | Any | Lighting | InGen-CFL | Ltg_Fixture | CFL_fixt | DEER1316-Ltg-Com-CFL | 1/1/2013 | DEER2016 Comment Period
2424 | Com-Lighting-InGen_CFLratio0353_CFLfixt-60W | Com | Any | Lighting | InGen-CFL | Ltg_Fixture | CFL_fixt | DEER1316-Ltg-Com-CFL | 1/1/2013 | DEER2016 Comment Period
2425 | Com-Lighting-InGen_CFLratio0353_CFLfixt-75W | Com | Any | Lighting | InGen-CFL | Ltg_Fixture | CFL_fixt | DEER1316-Ltg-Com-CFL | 1/1/2013 | DEER2016 Comment Period
2426 | Com-Lighting-InGen_CFLratio0353_CFLfixt-80W | Com | Any | Lighting | InGen-CFL | Ltg_Fixture | CFL_fixt | DEER1316-Ltg-Com-CFL | 1/1/2013 | DEER2016 Comment Period
2427 | Com-Lighting-InGen_CFLratio0353_CFLfixt-85W | Com | Any | Lighting | InGen-CFL | Ltg_Fixture | CFL_fixt | DEER1316-Ltg-Com-CFL | 1/1/2013 | DEER2016 Comment Period
2428 | Com-Lighting-InGen_CFLratio0353_CFLfixt-95W | Com | Any | Lighting | InGen-CFL | Ltg_Fixture | CFL_fixt | DEER1316-Ltg-Com-CFL | 1/1/2013 | DEER2016 Comment Period
2429 | Com-Lighting-InGen_CFLratio0353_CFLfixt-110W | Com | Any | Lighting | InGen-CFL | Ltg_Fixture | CFL_fixt | DEER1316-Ltg-Com-CFL | 1/1/2013 | DEER2016 Comment Period
2430 | Com-Lighting-InGen_CFLratio0353_CFLfixt-120W | Com | Any | Lighting | InGen-CFL | Ltg_Fixture | CFL_fixt | DEER1316-Ltg-Com-CFL | 1/1/2013 | DEER2016 Comment Period
4001 | C-In-CFLfixt-117w(117w)-dWP296 | Com | Any | Lighting | InGen-CFL | Ltg_Fixture | CFL_fixt | DEER1316-Ltg-Com-CFL | 1/1/2013 | DEER2016 Comment Period
4002 | C-In-CFLfixt-11w(11w)-dWP27 | Com | Any | Lighting | InGen-CFL | Ltg_Fixture | CFL_fixt | DEER1316-Ltg-Com-CFL | 1/1/2013 | DEER2016 Comment Period
4003 | C-In-CFLfixt-128w(128w)-dWP323 | Com | Any | Lighting | InGen-CFL | Ltg_Fixture | CFL_fixt | DEER1316-Ltg-Com-CFL | 1/1/2013 | DEER2016 Comment Period
4004 | C-In-CFLfixt-13w(13w)-dWP32 | Com | Any | Lighting | InGen-CFL | Ltg_Fixture | CFL_fixt | DEER1316-Ltg-Com-CFL | 1/1/2013 | DEER2016 Comment Period
4005 | C-In-CFLfixt-15w(15w)-dWP37 | Com | Any | Lighting | InGen-CFL | Ltg_Fixture | CFL_fixt | DEER1316-Ltg-Com-CFL | 1/1/2013 | DEER2016 Comment Period
4006 | C-In-CFLfixt-16w(16w)-dWP40 | Com | Any | Lighting | InGen-CFL | Ltg_Fixture | CFL_fixt | DEER1316-Ltg-Com-CFL | 1/1/2013 | DEER2016 Comment Period
4007 | C-In-CFLfixt-17w(17w)-dWP43 | Com | Any | Lighting | InGen-CFL | Ltg_Fixture | CFL_fixt | DEER1316-Ltg-Com-CFL | 1/1/2013 | DEER2016 Comment Period
4008 | C-In-CFLfixt-18w(18w)-dWP45 | Com | Any | Lighting | InGen-CFL | Ltg_Fixture | CFL_fixt | DEER1316-Ltg-Com-CFL | 1/1/2013 | DEER2016 Comment Period
4009 | C-In-CFLfixt-195w(195w)-dWP493 | Com | Any | Lighting | InGen-CFL | Ltg_Fixture | CFL_fixt | DEER1316-Ltg-Com-CFL | 1/1/2013 | DEER2016 Comment Period
4010 | C-In-CFLfixt-19w(19w)-dWP48 | Com | Any | Lighting | InGen-CFL | Ltg_Fixture | CFL_fixt | DEER1316-Ltg-Com-CFL | 1/1/2013 | DEER2016 Comment Period
4011 | C-In-CFLfixt-20w(20w)-dWP50 | Com | Any | Lighting | InGen-CFL | Ltg_Fixture | CFL_fixt | DEER1316-Ltg-Com-CFL | 1/1/2013 | DEER2016 Comment Period
4012 | C-In-CFLfixt-21w(21w)-dWP53 | Com | Any | Lighting | InGen-CFL | Ltg_Fixture | CFL_fixt | DEER1316-Ltg-Com-CFL | 1/1/2013 | DEER2016 Comment Period
4013 | C-In-CFLfixt-22w(22w)-dWP55 | Com | Any | Lighting | InGen-CFL | Ltg_Fixture | CFL_fixt | DEER1316-Ltg-Com-CFL | 1/1/2013 | DEER2016 Comment Period
4014 | C-In-CFLfixt-23w(23w)-dWP58 | Com | Any | Lighting | InGen-CFL | Ltg_Fixture | CFL_fixt | DEER1316-Ltg-Com-CFL | 1/1/2013 | DEER2016 Comment Period
4015 | C-In-CFLfixt-24w(24w)-dWP60 | Com | Any | Lighting | InGen-CFL | Ltg_Fixture | CFL_fixt | DEER1316-Ltg-Com-CFL | 1/1/2013 | DEER2016 Comment Period
4016 | C-In-CFLfixt-25w(25w)-dWP63 | Com | Any | Lighting | InGen-CFL | Ltg_Fixture | CFL_fixt | DEER1316-Ltg-Com-CFL | 1/1/2013 | DEER2016 Comment Period
4017 | C-In-CFLfixt-26w(26w)-dWP65 | Com | Any | Lighting | InGen-CFL | Ltg_Fixture | CFL_fixt | DEER1316-Ltg-Com-CFL | 1/1/2013 | DEER2016 Comment Period
4022 | C-In-CFLfixt-27w(27w)-dWP68 | Com | Any | Lighting | InGen-CFL | Ltg_Fixture | CFL_fixt | DEER1316-Ltg-Com-CFL | 1/1/2013 | DEER2016 Comment Period
4023 | C-In-CFLfixt-28w(28w)-dWP70 | Com | Any | Lighting | InGen-CFL | Ltg_Fixture | CFL_fixt | DEER1316-Ltg-Com-CFL | 1/1/2013 | DEER2016 Comment Period
4024 | C-In-CFLfixt-29w(29w)-dWP73 | Com | Any | Lighting | InGen-CFL | Ltg_Fixture | CFL_fixt | DEER1316-Ltg-Com-CFL | 1/1/2013 | DEER2016 Comment Period
4025 | C-In-CFLfixt-30w(30w)-dWP75 | Com | Any | Lighting | InGen-CFL | Ltg_Fixture | CFL_fixt | DEER1316-Ltg-Com-CFL | 1/1/2013 | DEER2016 Comment Period
4026 | C-In-CFLfixt-31w(31w)-dWP78 | Com | Any | Lighting | InGen-CFL | Ltg_Fixture | CFL_fixt | DEER1316-Ltg-Com-CFL | 1/1/2013 | DEER2016 Comment Period
4027 | C-In-CFLfixt-32w(32w)-dWP80 | Com | Any | Lighting | InGen-CFL | Ltg_Fixture | CFL_fixt | DEER1316-Ltg-Com-CFL | 1/1/2013 | DEER2016 Comment Period
4028 | C-In-CFLfixt-36w(36w)-dWP91 | Com | Any | Lighting | InGen-CFL | Ltg_Fixture | CFL_fixt | DEER1316-Ltg-Com-CFL | 1/1/2013 | DEER2016 Comment Period
4029 | C-In-CFLfixt-38w(38w)-dWP96 | Com | Any | Lighting | InGen-CFL | Ltg_Fixture | CFL_fixt | DEER1316-Ltg-Com-CFL | 1/1/2013 | DEER2016 Comment Period
4030 | C-In-CFLfixt-39w(39w)-dWP98 | Com | Any | Lighting | InGen-CFL | Ltg_Fixture | CFL_fixt | DEER1316-Ltg-Com-CFL | 1/1/2013 | DEER2016 Comment Period
4031 | C-In-CFLfixt-40w(40w)-dWP101 | Com | Any | Lighting | InGen-CFL | Ltg_Fixture | CFL_fixt | DEER1316-Ltg-Com-CFL | 1/1/2013 | DEER2016 Comment Period
4032 | C-In-CFLfixt-42w(42w)-dWP106 | Com | Any | Lighting | InGen-CFL | Ltg_Fixture | CFL_fixt | DEER1316-Ltg-Com-CFL | 1/1/2013 | DEER2016 Comment Period
4035 | C-In-CFLfixt-44w(44w)-dWP111 | Com | Any | Lighting | InGen-CFL | Ltg_Fixture | CFL_fixt | DEER1316-Ltg-Com-CFL | 1/1/2013 | DEER2016 Comment Period
4036 | C-In-CFLfixt-45w(45w)-dWP113 | Com | Any | Lighting | InGen-CFL | Ltg_Fixture | CFL_fixt | DEER1316-Ltg-Com-CFL | 1/1/2013 | DEER2016 Comment Period
4037 | C-In-CFLfixt-46w(46w)-dWP116 | Com | Any | Lighting | InGen-CFL | Ltg_Fixture | CFL_fixt | DEER1316-Ltg-Com-CFL | 1/1/2013 | DEER2016 Comment Period
4038 | C-In-CFLfixt-48w(48w)-dWP121 | Com | Any | Lighting | InGen-CFL | Ltg_Fixture | CFL_fixt | DEER1316-Ltg-Com-CFL | 1/1/2013 | DEER2016 Comment Period
4039 | C-In-CFLfixt-50w(50w)-dWP126 | Com | Any | Lighting | InGen-CFL | Ltg_Fixture | CFL_fixt | DEER1316-Ltg-Com-CFL | 1/1/2013 | DEER2016 Comment Period
4044 | C-In-CFLfixt-52w(52w)-dWP131 | Com | Any | Lighting | InGen-CFL | Ltg_Fixture | CFL_fixt | DEER1316-Ltg-Com-CFL | 1/1/2013 | DEER2016 Comment Period
4045 | C-In-CFLfixt-54w(54w)-dWP136 | Com | Any | Lighting | InGen-CFL | Ltg_Fixture | CFL_fixt | DEER1316-Ltg-Com-CFL | 1/1/2013 | DEER2016 Comment Period
4046 | C-In-CFLfixt-55w(55w)-dWP139 | Com | Any | Lighting | InGen-CFL | Ltg_Fixture | CFL_fixt | DEER1316-Ltg-Com-CFL | 1/1/2013 | DEER2016 Comment Period
4047 | C-In-CFLfixt-64w(64w)-dWP161 | Com | Any | Lighting | InGen-CFL | Ltg_Fixture | CFL_fixt | DEER1316-Ltg-Com-CFL | 1/1/2013 | DEER2016 Comment Period
4048 | C-In-CFLfixt-65w(65w)-dWP164 | Com | Any | Lighting | InGen-CFL | Ltg_Fixture | CFL_fixt | DEER1316-Ltg-Com-CFL | 1/1/2013 | DEER2016 Comment Period
4049 | C-In-CFLfixt-69w(69w)-dWP174 | Com | Any | Lighting | InGen-CFL | Ltg_Fixture | CFL_fixt | DEER1316-Ltg-Com-CFL | 1/1/2013 | DEER2016 Comment Period
4050 | C-In-CFLfixt-70w(70w)-dWP177 | Com | Any | Lighting | InGen-CFL | Ltg_Fixture | CFL_fixt | DEER1316-Ltg-Com-CFL | 1/1/2013 | DEER2016 Comment Period
4051 | C-In-CFLfixt-72w(72w)-dWP182 | Com | Any | Lighting | InGen-CFL | Ltg_Fixture | CFL_fixt | DEER1316-Ltg-Com-CFL | 1/1/2013 | DEER2016 Comment Period
4052 | C-In-CFLfixt-78w(78w)-dWP197 | Com | Any | Lighting | InGen-CFL | Ltg_Fixture | CFL_fixt | DEER1316-Ltg-Com-CFL | 1/1/2013 | DEER2016 Comment Period
4053 | C-In-CFLfixt-7w(7w)-dWP17 | Com | Any | Lighting | InGen-CFL | Ltg_Fixture | CFL_fixt | DEER1316-Ltg-Com-CFL | 1/1/2013 | DEER2016 Comment Period
4054 | C-In-CFLfixt-8w(8w)-dWP20 | Com | Any | Lighting | InGen-CFL | Ltg_Fixture | CFL_fixt | DEER1316-Ltg-Com-CFL | 1/1/2013 | DEER2016 Comment Period
4055 | C-In-CFLfixt-92w(92w)-dWP232 | Com | Any | Lighting | InGen-CFL | Ltg_Fixture | CFL_fixt | DEER1316-Ltg-Com-CFL | 1/1/2013 | DEER2016 Comment Period
4056 | C-In-CFLfixt-96w(96w)-dWP242 | Com | Any | Lighting | InGen-CFL | Ltg_Fixture | CFL_fixt | DEER1316-Ltg-Com-CFL | 1/1/2013 | DEER2016 Comment Period
4057 | C-In-CFLfixt-Circ-22w(22w)-dWP55 | Com | Any | Lighting | InGen-CFL | Ltg_Fixture | CFL_fixt | DEER1316-Ltg-Com-CFL | 1/1/2013 | DEER2016 Comment Period
4062 | C-In-CFLscw(100w)-dWP257 | Com | Any | Lighting | InGen-CFL | Ltg_Lamp | CFLint_lamp | DEER1316-Ltg-Com-CFL | 1/1/2013 | DEER2016 Comment Period
4063 | C-In-CFLscw(10w)-dWP25 | Com | Any | Lighting | InGen-CFL | Ltg_Lamp | CFLint_lamp | DEER1316-Ltg-Com-CFL | 1/1/2013 | DEER2016 Comment Period
4064 | C-In-CFLscw(11w)-dWP28 | Com | Any | Lighting | InGen-CFL | Ltg_Lamp | CFLint_lamp | DEER1316-Ltg-Com-CFL | 1/1/2013 | DEER2016 Comment Period
4065 | C-In-CFLscw(12w)-dWP30 | Com | Any | Lighting | InGen-CFL | Ltg_Lamp | CFLint_lamp | DEER1316-Ltg-Com-CFL | 1/1/2013 | DEER2016 Comment Period
4066 | C-In-CFLscw(13w)-dWP33 | Com | Any | Lighting | InGen-CFL | Ltg_Lamp | CFLint_lamp | DEER1316-Ltg-Com-CFL | 1/1/2013 | DEER2016 Comment Period
4067 | C-In-CFLscw(14w)-dWP35 | Com | Any | Lighting | InGen-CFL | Ltg_Lamp | CFLint_lamp | DEER1316-Ltg-Com-CFL | 1/1/2013 | DEER2016 Comment Period
4068 | C-In-CFLscw(150w)-dWP385 | Com | Any | Lighting | InGen-CFL | Ltg_Lamp | CFLint_lamp | DEER1316-Ltg-Com-CFL | 1/1/2013 | DEER2016 Comment Period
4069 | C-In-CFLscw(15w)-dWP38 | Com | Any | Lighting | InGen-CFL | Ltg_Lamp | CFLint_lamp | DEER1316-Ltg-Com-CFL | 1/1/2013 | DEER2016 Comment Period
4070 | C-In-CFLscw(16w)-dWP41 | Com | Any | Lighting | InGen-CFL | Ltg_Lamp | CFLint_lamp | DEER1316-Ltg-Com-CFL | 1/1/2013 | DEER2016 Comment Period
4071 | C-In-CFLscw(17w)-dWP43 | Com | Any | Lighting | InGen-CFL | Ltg_Lamp | CFLint_lamp | DEER1316-Ltg-Com-CFL | 1/1/2013 | DEER2016 Comment Period
4072 | C-In-CFLscw(18w)-dWP132 | Com | Any | Lighting | InGen-CFL | Ltg_Lamp | CFLint_lamp | DEER1316-Ltg-Com-CFL | 1/1/2013 | DEER2016 Comment Period
4073 | C-In-CFLscw(18w)-dWP46-1 | Com | Any | Lighting | InGen-CFL | Ltg_Lamp | CFLint_lamp | DEER1316-Ltg-Com-CFL | 1/1/2013 | DEER2016 Comment Period
4074 | C-In-CFLscw(18w)-dWP46-2 | Com | Any | Lighting | InGen-CFL | Ltg_Lamp | CFLint_lamp | DEER1316-Ltg-Com-CFL | 1/1/2013 | DEER2016 Comment Period
4075 | C-In-CFLscw(19w)-dWP48 | Com | Any | Lighting | InGen-CFL | Ltg_Lamp | CFLint_lamp | DEER1316-Ltg-Com-CFL | 1/1/2013 | DEER2016 Comment Period
4076 | C-In-CFLscw(200w)-dWP514 | Com | Any | Lighting | InGen-CFL | Ltg_Lamp | CFLint_lamp | DEER1316-Ltg-Com-CFL | 1/1/2013 | DEER2016 Comment Period
4077 | C-In-CFLscw(20w)-dWP51 | Com | Any | Lighting | InGen-CFL | Ltg_Lamp | CFLint_lamp | DEER1316-Ltg-Com-CFL | 1/1/2013 | DEER2016 Comment Period
4078 | C-In-CFLscw(22w)-dWP56 | Com | Any | Lighting | InGen-CFL | Ltg_Lamp | CFLint_lamp | DEER1316-Ltg-Com-CFL | 1/1/2013 | DEER2016 Comment Period
4079 | C-In-CFLscw(23w)-dWP127 | Com | Any | Lighting | InGen-CFL | Ltg_Lamp | CFLint_lamp | DEER1316-Ltg-Com-CFL | 1/1/2013 | DEER2016 Comment Period
4080 | C-In-CFLscw(23w)-dWP177 | Com | Any | Lighting | InGen-CFL | Ltg_Lamp | CFLint_lamp | DEER1316-Ltg-Com-CFL | 1/1/2013 | DEER2016 Comment Period
4081 | C-In-CFLscw(23w)-dWP59 | Com | Any | Lighting | InGen-CFL | Ltg_Lamp | CFLint_lamp | DEER1316-Ltg-Com-CFL | 1/1/2013 | DEER2016 Comment Period
4082 | C-In-CFLscw(24w)-dWP61 | Com | Any | Lighting | InGen-CFL | Ltg_Lamp | CFLint_lamp | DEER1316-Ltg-Com-CFL | 1/1/2013 | DEER2016 Comment Period
4083 | C-In-CFLscw(25w)-dWP64 | Com | Any | Lighting | InGen-CFL | Ltg_Lamp | CFLint_lamp | DEER1316-Ltg-Com-CFL | 1/1/2013 | DEER2016 Comment Period
4084 | C-In-CFLscw(26w)-dWP66 | Com | Any | Lighting | InGen-CFL | Ltg_Lamp | CFLint_lamp | DEER1316-Ltg-Com-CFL | 1/1/2013 | DEER2016 Comment Period
4085 | C-In-CFLscw(27w)-dWP69 | Com | Any | Lighting | InGen-CFL | Ltg_Lamp | CFLint_lamp | DEER1316-Ltg-Com-CFL | 1/1/2013 | DEER2016 Comment Period
4086 | C-In-CFLscw(28w)-dWP71 | Com | Any | Lighting | InGen-CFL | Ltg_Lamp | CFLint_lamp | DEER1316-Ltg-Com-CFL | 1/1/2013 | DEER2016 Comment Period
4087 | C-In-CFLscw(30w)-dWP77 | Com | Any | Lighting | InGen-CFL | Ltg_Lamp | CFLint_lamp | DEER1316-Ltg-Com-CFL | 1/1/2013 | DEER2016 Comment Period
4088 | C-In-CFLscw(31w)-dWP79 | Com | Any | Lighting | InGen-CFL | Ltg_Lamp | CFLint_lamp | DEER1316-Ltg-Com-CFL | 1/1/2013 | DEER2016 Comment Period
4089 | C-In-CFLscw(32w)-dWP118 | Com | Any | Lighting | InGen-CFL | Ltg_Lamp | CFLint_lamp | DEER1316-Ltg-Com-CFL | 1/1/2013 | DEER2016 Comment Period
4090 | C-In-CFLscw(32w)-dWP168 | Com | Any | Lighting | InGen-CFL | Ltg_Lamp | CFLint_lamp | DEER1316-Ltg-Com-CFL | 1/1/2013 | DEER2016 Comment Period
4091 | C-In-CFLscw(32w)-dWP82 | Com | Any | Lighting | InGen-CFL | Ltg_Lamp | CFLint_lamp | DEER1316-Ltg-Com-CFL | 1/1/2013 | DEER2016 Comment Period
4092 | C-In-CFLscw(36w)-dWP114 | Com | Any | Lighting | InGen-CFL | Ltg_Lamp | CFLint_lamp | DEER1316-Ltg-Com-CFL | 1/1/2013 | DEER2016 Comment Period
4093 | C-In-CFLscw(40w)-dWP102 | Com | Any | Lighting | InGen-CFL | Ltg_Lamp | CFLint_lamp | DEER1316-Ltg-Com-CFL | 1/1/2013 | DEER2016 Comment Period
4094 | C-In-CFLscw(42w)-dWP107 | Com | Any | Lighting | InGen-CFL | Ltg_Lamp | CFLint_lamp | DEER1316-Ltg-Com-CFL | 1/1/2013 | DEER2016 Comment Period
4095 | C-In-CFLscw(42w)-dWP108 | Com | Any | Lighting | InGen-CFL | Ltg_Lamp | CFLint_lamp | DEER1316-Ltg-Com-CFL | 1/1/2013 | DEER2016 Comment Period
4096 | C-In-CFLscw(42w)-dWP458 | Com | Any | Lighting | InGen-CFL | Ltg_Lamp | CFLint_lamp | DEER1316-Ltg-Com-CFL | 1/1/2013 | DEER2016 Comment Period
4097 | C-In-CFLscw(42w)-dWP58 | Com | Any | Lighting | InGen-CFL | Ltg_Lamp | CFLint_lamp | DEER1316-Ltg-Com-CFL | 1/1/2013 | DEER2016 Comment Period
4098 | C-In-CFLscw(45w)-dWP115 | Com | Any | Lighting | InGen-CFL | Ltg_Lamp | CFLint_lamp | DEER1316-Ltg-Com-CFL | 1/1/2013 | DEER2016 Comment Period
4099 | C-In-CFLscw(4w)-dWP10 | Com | Any | Lighting | InGen-CFL | Ltg_Lamp | CFLint_lamp | DEER1316-Ltg-Com-CFL | 1/1/2013 | DEER2016 Comment Period
4101 | C-In-CFLscw(55w)-dWP141 | Com | Any | Lighting | InGen-CFL | Ltg_Lamp | CFLint_lamp | DEER1316-Ltg-Com-CFL | 1/1/2013 | DEER2016 Comment Period
4102 | C-In-CFLscw(55w)-dWP145 | Com | Any | Lighting | InGen-CFL | Ltg_Lamp | CFLint_lamp | DEER1316-Ltg-Com-CFL | 1/1/2013 | DEER2016 Comment Period
4103 | C-In-CFLscw(60w)-dWP154 | Com | Any | Lighting | InGen-CFL | Ltg_Lamp | CFLint_lamp | DEER1316-Ltg-Com-CFL | 1/1/2013 | DEER2016 Comment Period
4104 | C-In-CFLscw(7w)-dWP17 | Com | Any | Lighting | InGen-CFL | Ltg_Lamp | CFLint_lamp | DEER1316-Ltg-Com-CFL | 1/1/2013 | DEER2016 Comment Period
4105 | C-In-CFLscw(80w)-dWP205 | Com | Any | Lighting | InGen-CFL | Ltg_Lamp | CFLint_lamp | DEER1316-Ltg-Com-CFL | 1/1/2013 | DEER2016 Comment Period
4106 | C-In-CFLscw(8w)-dWP20 | Com | Any | Lighting | InGen-CFL | Ltg_Lamp | CFLint_lamp | DEER1316-Ltg-Com-CFL | 1/1/2013 | DEER2016 Comment Period
4107 | C-In-CFLscw(9w)-dWP23 | Com | Any | Lighting | InGen-CFL | Ltg_Lamp | CFLint_lamp | DEER1316-Ltg-Com-CFL | 1/1/2013 | DEER2016 Comment Period
4108 | C-In-CFLscw-A(10w)-dWP25 | Com | Any | Lighting | InGen-CFL | Ltg_Lamp | CFLint_lamp | DEER1316-Ltg-Com-CFL | 1/1/2013 | DEER2016 Comment Period
4109 | C-In-CFLscw-A(11w)-dWP28 | Com | Any | Lighting | InGen-CFL | Ltg_Lamp | CFLint_lamp | DEER1316-Ltg-Com-CFL | 1/1/2013 | DEER2016 Comment Period
4110 | C-In-CFLscw-A(12w)-dWP30 | Com | Any | Lighting | InGen-CFL | Ltg_Lamp | CFLint_lamp | DEER1316-Ltg-Com-CFL | 1/1/2013 | DEER2016 Comment Period
4111 | C-In-CFLscw-A(13w)-dWP33 | Com | Any | Lighting | InGen-CFL | Ltg_Lamp | CFLint_lamp | DEER1316-Ltg-Com-CFL | 1/1/2013 | DEER2016 Comment Period
4112 | C-In-CFLscw-A(14w)-dWP35 | Com | Any | Lighting | InGen-CFL | Ltg_Lamp | CFLint_lamp | DEER1316-Ltg-Com-CFL | 1/1/2013 | DEER2016 Comment Period
4113 | C-In-CFLscw-A(15w)-dWP38 | Com | Any | Lighting | InGen-CFL | Ltg_Lamp | CFLint_lamp | DEER1316-Ltg-Com-CFL | 1/1/2013 | DEER2016 Comment Period
4114 | C-In-CFLscw-A(16w)-dWP41 | Com | Any | Lighting | InGen-CFL | Ltg_Lamp | CFLint_lamp | DEER1316-Ltg-Com-CFL | 1/1/2013 | DEER2016 Comment Period
4115 | C-In-CFLscw-A(18w)-dWP46 | Com | Any | Lighting | InGen-CFL | Ltg_Lamp | CFLint_lamp | DEER1316-Ltg-Com-CFL | 1/1/2013 | DEER2016 Comment Period
4116 | C-In-CFLscw-A(19w)-dWP48 | Com | Any | Lighting | InGen-CFL | Ltg_Lamp | CFLint_lamp | DEER1316-Ltg-Com-CFL | 1/1/2013 | DEER2016 Comment Period
4117 | C-In-CFLscw-A(20w)-dWP51 | Com | Any | Lighting | InGen-CFL | Ltg_Lamp | CFLint_lamp | DEER1316-Ltg-Com-CFL | 1/1/2013 | DEER2016 Comment Period
4118 | C-In-CFLscw-A(22w)-dWP56 | Com | Any | Lighting | InGen-CFL | Ltg_Lamp | CFLint_lamp | DEER1316-Ltg-Com-CFL | 1/1/2013 | DEER2016 Comment Period
4119 | C-In-CFLscw-A(23w)-dWP59 | Com | Any | Lighting | InGen-CFL | Ltg_Lamp | CFLint_lamp | DEER1316-Ltg-Com-CFL | 1/1/2013 | DEER2016 Comment Period
4120 | C-In-CFLscw-A(24w)-dWP61 | Com | Any | Lighting | InGen-CFL | Ltg_Lamp | CFLint_lamp | DEER1316-Ltg-Com-CFL | 1/1/2013 | DEER2016 Comment Period
4121 | C-In-CFLscw-A(25w)-dWP64 | Com | Any | Lighting | InGen-CFL | Ltg_Lamp | CFLint_lamp | DEER1316-Ltg-Com-CFL | 1/1/2013 | DEER2016 Comment Period
4122 | C-In-CFLscw-A(26w)-dWP66 | Com | Any | Lighting | InGen-CFL | Ltg_Lamp | CFLint_lamp | DEER1316-Ltg-Com-CFL | 1/1/2013 | DEER2016 Comment Period
4123 | C-In-CFLscw-A(27w)-dWP69 | Com | Any | Lighting | InGen-CFL | Ltg_Lamp | CFLint_lamp | DEER1316-Ltg-Com-CFL | 1/1/2013 | DEER2016 Comment Period
4124 | C-In-CFLscw-A(28w)-dWP71 | Com | Any | Lighting | InGen-CFL | Ltg_Lamp | CFLint_lamp | DEER1316-Ltg-Com-CFL | 1/1/2013 | DEER2016 Comment Period
4125 | C-In-CFLscw-A(30w)-dWP77 | Com | Any | Lighting | InGen-CFL | Ltg_Lamp | CFLint_lamp | DEER1316-Ltg-Com-CFL | 1/1/2013 | DEER2016 Comment Period
4126 | C-In-CFLscw-A(32w)-dWP82 | Com | Any | Lighting | InGen-CFL | Ltg_Lamp | CFLint_lamp | DEER1316-Ltg-Com-CFL | 1/1/2013 | DEER2016 Comment Period
4127 | C-In-CFLscw-A(40w)-dWP102 | Com | Any | Lighting | InGen-CFL | Ltg_Lamp | CFLint_lamp | DEER1316-Ltg-Com-CFL | 1/1/2013 | DEER2016 Comment Period
4128 | C-In-CFLscw-A(42w)-dWP107 | Com | Any | Lighting | InGen-CFL | Ltg_Lamp | CFLint_lamp | DEER1316-Ltg-Com-CFL | 1/1/2013 | DEER2016 Comment Period
4129 | C-In-CFLscw-A(45w)-dWP115 | Com | Any | Lighting | InGen-CFL | Ltg_Lamp | CFLint_lamp | DEER1316-Ltg-Com-CFL | 1/1/2013 | DEER2016 Comment Period
4130 | C-In-CFLscw-A(55w)-dWP141 | Com | Any | Lighting | InGen-CFL | Ltg_Lamp | CFLint_lamp | DEER1316-Ltg-Com-CFL | 1/1/2013 | DEER2016 Comment Period
4131 | C-In-CFLscw-A(7w)-dWP17 | Com | Any | Lighting | InGen-CFL | Ltg_Lamp | CFLint_lamp | DEER1316-Ltg-Com-CFL | 1/1/2013 | DEER2016 Comment Period
4132 | C-In-CFLscw-A(8w)-dWP20 | Com | Any | Lighting | InGen-CFL | Ltg_Lamp | CFLint_lamp | DEER1316-Ltg-Com-CFL | 1/1/2013 | DEER2016 Comment Period
4133 | C-In-CFLscw-A(9w)-dWP23 | Com | Any | Lighting | InGen-CFL | Ltg_Lamp | CFLint_lamp | DEER1316-Ltg-Com-CFL | 1/1/2013 | DEER2016 Comment Period
4134 | C-In-CFLscw-Candle(10w)-dWP25 | Com | Any | Lighting | InGen-CFL | Ltg_Lamp | CFLint_lamp | DEER1316-Ltg-Com-CFL | 1/1/2013 | DEER2016 Comment Period
4135 | C-In-CFLscw-Candle(11w)-dWP28 | Com | Any | Lighting | InGen-CFL | Ltg_Lamp | CFLint_lamp | DEER1316-Ltg-Com-CFL | 1/1/2013 | DEER2016 Comment Period
4136 | C-In-CFLscw-Candle(12w)-dWP30 | Com | Any | Lighting | InGen-CFL | Ltg_Lamp | CFLint_lamp | DEER1316-Ltg-Com-CFL | 1/1/2013 | DEER2016 Comment Period
4137 | C-In-CFLscw-Candle(13w)-dWP33 | Com | Any | Lighting | InGen-CFL | Ltg_Lamp | CFLint_lamp | DEER1316-Ltg-Com-CFL | 1/1/2013 | DEER2016 Comment Period
4138 | C-In-CFLscw-Candle(14w)-dWP35 | Com | Any | Lighting | InGen-CFL | Ltg_Lamp | CFLint_lamp | DEER1316-Ltg-Com-CFL | 1/1/2013 | DEER2016 Comment Period
4139 | C-In-CFLscw-Candle(15w)-dWP38 | Com | Any | Lighting | InGen-CFL | Ltg_Lamp | CFLint_lamp | DEER1316-Ltg-Com-CFL | 1/1/2013 | DEER2016 Comment Period
4140 | C-In-CFLscw-Candle(16w)-dWP41 | Com | Any | Lighting | InGen-CFL | Ltg_Lamp | CFLint_lamp | DEER1316-Ltg-Com-CFL | 1/1/2013 | DEER2016 Comment Period
4141 | C-In-CFLscw-Candle(18w)-dWP46 | Com | Any | Lighting | InGen-CFL | Ltg_Lamp | CFLint_lamp | DEER1316-Ltg-Com-CFL | 1/1/2013 | DEER2016 Comment Period
4142 | C-In-CFLscw-Candle(19w)-dWP48 | Com | Any | Lighting | InGen-CFL | Ltg_Lamp | CFLint_lamp | DEER1316-Ltg-Com-CFL | 1/1/2013 | DEER2016 Comment Period
4143 | C-In-CFLscw-Candle(20w)-dWP51 | Com | Any | Lighting | InGen-CFL | Ltg_Lamp | CFLint_lamp | DEER1316-Ltg-Com-CFL | 1/1/2013 | DEER2016 Comment Period
4144 | C-In-CFLscw-Candle(22w)-dWP56 | Com | Any | Lighting | InGen-CFL | Ltg_Lamp | CFLint_lamp | DEER1316-Ltg-Com-CFL | 1/1/2013 | DEER2016 Comment Period
4145 | C-In-CFLscw-Candle(23w)-dWP59 | Com | Any | Lighting | InGen-CFL | Ltg_Lamp | CFLint_lamp | DEER1316-Ltg-Com-CFL | 1/1/2013 | DEER2016 Comment Period
4146 | C-In-CFLscw-Candle(24w)-dWP61 | Com | Any | Lighting | InGen-CFL | Ltg_Lamp | CFLint_lamp | DEER1316-Ltg-Com-CFL | 1/1/2013 | DEER2016 Comment Period
4147 | C-In-CFLscw-Candle(25w)-dWP64 | Com | Any | Lighting | InGen-CFL | Ltg_Lamp | CFLint_lamp | DEER1316-Ltg-Com-CFL | 1/1/2013 | DEER2016 Comment Period
4148 | C-In-CFLscw-Candle(26w)-dWP66 | Com | Any | Lighting | InGen-CFL | Ltg_Lamp | CFLint_lamp | DEER1316-Ltg-Com-CFL | 1/1/2013 | DEER2016 Comment Period
4149 | C-In-CFLscw-Candle(27w)-dWP69 | Com | Any | Lighting | InGen-CFL | Ltg_Lamp | CFLint_lamp | DEER1316-Ltg-Com-CFL | 1/1/2013 | DEER2016 Comment Period
4150 | C-In-CFLscw-Candle(28w)-dWP71 | Com | Any | Lighting | InGen-CFL | Ltg_Lamp | CFLint_lamp | DEER1316-Ltg-Com-CFL | 1/1/2013 | DEER2016 Comment Period
4151 | C-In-CFLscw-Candle(30w)-dWP77 | Com | Any | Lighting | InGen-CFL | Ltg_Lamp | CFLint_lamp | DEER1316-Ltg-Com-CFL | 1/1/2013 | DEER2016 Comment Period
4152 | C-In-CFLscw-Candle(32w)-dWP82 | Com | Any | Lighting | InGen-CFL | Ltg_Lamp | CFLint_lamp | DEER1316-Ltg-Com-CFL | 1/1/2013 | DEER2016 Comment Period
4153 | C-In-CFLscw-Candle(40w)-dWP102 | Com | Any | Lighting | InGen-CFL | Ltg_Lamp | CFLint_lamp | DEER1316-Ltg-Com-CFL | 1/1/2013 | DEER2016 Comment Period
4154 | C-In-CFLscw-Candle(42w)-dWP107 | Com | Any | Lighting | InGen-CFL | Ltg_Lamp | CFLint_lamp | DEER1316-Ltg-Com-CFL | 1/1/2013 | DEER2016 Comment Period
4155 | C-In-CFLscw-Candle(45w)-dWP115 | Com | Any | Lighting | InGen-CFL | Ltg_Lamp | CFLint_lamp | DEER1316-Ltg-Com-CFL | 1/1/2013 | DEER2016 Comment Period
4156 | C-In-CFLscw-Candle(55w)-dWP141 | Com | Any | Lighting | InGen-CFL | Ltg_Lamp | CFLint_lamp | DEER1316-Ltg-Com-CFL | 1/1/2013 | DEER2016 Comment Period
4157 | C-In-CFLscw-Candle(7w)-dWP17 | Com | Any | Lighting | InGen-CFL | Ltg_Lamp | CFLint_lamp | DEER1316-Ltg-Com-CFL | 1/1/2013 | DEER2016 Comment Period
4158 | C-In-CFLscw-Candle(8w)-dWP20 | Com | Any | Lighting | InGen-CFL | Ltg_Lamp | CFLint_lamp | DEER1316-Ltg-Com-CFL | 1/1/2013 | DEER2016 Comment Period
4159 | C-In-CFLscw-Candle(9w)-dWP23 | Com | Any | Lighting | InGen-CFL | Ltg_Lamp | CFLint_lamp | DEER1316-Ltg-Com-CFL | 1/1/2013 | DEER2016 Comment Period
4162 | C-In-CFLscw-CC(3w)-dWP7 | Com | Any | Lighting | InGen-CFL | Ltg_Lamp | CFLint_lamp | DEER1316-Ltg-Com-CFL | 10/31/2014 | DEER2016 Comment Period
4163 | C-In-CFLscw-CC(5w)-dWP10 | Com | Any | Lighting | InGen-CFL | Ltg_Lamp | CFLint_lamp | DEER1316-Ltg-Com-CFL | 10/31/2014 | DEER2016 Comment Period
4164 | C-In-CFLscw-CC(5w)-dWP12-1 | Com | Any | Lighting | InGen-CFL | Ltg_Lamp | CFLint_lamp | DEER1316-Ltg-Com-CFL | 10/31/2014 | DEER2016 Comment Period
4166 | C-In-CFLscw-CC(8w)-dWP20-1 | Com | Any | Lighting | InGen-CFL | Ltg_Lamp | CFLint_lamp | DEER1316-Ltg-Com-CFL | 10/31/2014 | DEER2016 Comment Period
4168 | C-In-CFLscw-Circ9(22w)-dWP103 | Com | Any | Lighting | InGen-CFL | Ltg_Lamp | CFLint_lamp | DEER1316-Ltg-Com-CFL | 10/31/2014 | DEER2016 Comment Period
4169 | C-In-CFLscw-Circ9(22w)-dWP56 | Com | Any | Lighting | InGen-CFL | Ltg_Lamp | CFLint_lamp | DEER1316-Ltg-Com-CFL | 1/1/2013 | DEER2016 Comment Period
4171 | C-In-CFLscw-Circ9(26w)-dWP66 | Com | Any | Lighting | InGen-CFL | Ltg_Lamp | CFLint_lamp | DEER1316-Ltg-Com-CFL | 1/1/2013 | DEER2016 Comment Period
4172 | C-In-CFLscw-Circ9(32w)-dWP112 | Com | Any | Lighting | InGen-CFL | Ltg_Lamp | CFLint_lamp | DEER1316-Ltg-Com-CFL | 10/31/2014 | DEER2016 Comment Period
4174 | C-In-CFLscw-Circ9(32w)-dWP82 | Com | Any | Lighting | InGen-CFL | Ltg_Lamp | CFLint_lamp | DEER1316-Ltg-Com-CFL | 1/1/2013 | DEER2016 Comment Period
4175 | C-In-CFLscw-Circ9(40w)-dWP102 | Com | Any | Lighting | InGen-CFL | Ltg_Lamp | CFLint_lamp | DEER1316-Ltg-Com-CFL | 1/1/2013 | DEER2016 Comment Period
4176 | C-In-CFLscw-Circ9(55w)-dWP141 | Com | Any | Lighting | InGen-CFL | Ltg_Lamp | CFLint_lamp | DEER1316-Ltg-Com-CFL | 1/1/2013 | DEER2016 Comment Period
4177 | C-In-CFLscw-Glb(10w)-dWP25 | Com | Any | Lighting | InGen-CFL | Ltg_Lamp | CFLint_lamp | DEER1316-Ltg-Com-CFL | 1/1/2013 | DEER2016 Comment Period
4178 | C-In-CFLscw-Glb(11w)-dWP28 | Com | Any | Lighting | InGen-CFL | Ltg_Lamp | CFLint_lamp | DEER1316-Ltg-Com-CFL | 1/1/2013 | DEER2016 Comment Period
4179 | C-In-CFLscw-Glb(12w)-dWP30 | Com | Any | Lighting | InGen-CFL | Ltg_Lamp | CFLint_lamp | DEER1316-Ltg-Com-CFL | 1/1/2013 | DEER2016 Comment Period
4180 | C-In-CFLscw-Glb(13w)-dWP33 | Com | Any | Lighting | InGen-CFL | Ltg_Lamp | CFLint_lamp | DEER1316-Ltg-Com-CFL | 1/1/2013 | DEER2016 Comment Period
4181 | C-In-CFLscw-Glb(14w)-dWP35 | Com | Any | Lighting | InGen-CFL | Ltg_Lamp | CFLint_lamp | DEER1316-Ltg-Com-CFL | 1/1/2013 | DEER2016 Comment Period
4182 | C-In-CFLscw-Glb(15w)-dWP38 | Com | Any | Lighting | InGen-CFL | Ltg_Lamp | CFLint_lamp | DEER1316-Ltg-Com-CFL | 1/1/2013 | DEER2016 Comment Period
4183 | C-In-CFLscw-Glb(16w)-dWP41 | Com | Any | Lighting | InGen-CFL | Ltg_Lamp | CFLint_lamp | DEER1316-Ltg-Com-CFL | 1/1/2013 | DEER2016 Comment Period
4184 | C-In-CFLscw-Glb(18w)-dWP46 | Com | Any | Lighting | InGen-CFL | Ltg_Lamp | CFLint_lamp | DEER1316-Ltg-Com-CFL | 1/1/2013 | DEER2016 Comment Period
4185 | C-In-CFLscw-Glb(19w)-dWP48 | Com | Any | Lighting | InGen-CFL | Ltg_Lamp | CFLint_lamp | DEER1316-Ltg-Com-CFL | 1/1/2013 | DEER2016 Comment Period
4186 | C-In-CFLscw-Glb(20w)-dWP51 | Com | Any | Lighting | InGen-CFL | Ltg_Lamp | CFLint_lamp | DEER1316-Ltg-Com-CFL | 1/1/2013 | DEER2016 Comment Period
4187 | C-In-CFLscw-Glb(22w)-dWP56 | Com | Any | Lighting | InGen-CFL | Ltg_Lamp | CFLint_lamp | DEER1316-Ltg-Com-CFL | 1/1/2013 | DEER2016 Comment Period
4188 | C-In-CFLscw-Glb(23w)-dWP59 | Com | Any | Lighting | InGen-CFL | Ltg_Lamp | CFLint_lamp | DEER1316-Ltg-Com-CFL | 1/1/2013 | DEER2016 Comment Period
4189 | C-In-CFLscw-Glb(24w)-dWP61 | Com | Any | Lighting | InGen-CFL | Ltg_Lamp | CFLint_lamp | DEER1316-Ltg-Com-CFL | 1/1/2013 | DEER2016 Comment Period
4190 | C-In-CFLscw-Glb(25w)-dWP64 | Com | Any | Lighting | InGen-CFL | Ltg_Lamp | CFLint_lamp | DEER1316-Ltg-Com-CFL | 1/1/2013 | DEER2016 Comment Period
4191 | C-In-CFLscw-Glb(26w)-dWP66 | Com | Any | Lighting | InGen-CFL | Ltg_Lamp | CFLint_lamp | DEER1316-Ltg-Com-CFL | 1/1/2013 | DEER2016 Comment Period
4192 | C-In-CFLscw-Glb(27w)-dWP69 | Com | Any | Lighting | InGen-CFL | Ltg_Lamp | CFLint_lamp | DEER1316-Ltg-Com-CFL | 1/1/2013 | DEER2016 Comment Period
4193 | C-In-CFLscw-Glb(28w)-dWP71 | Com | Any | Lighting | InGen-CFL | Ltg_Lamp | CFLint_lamp | DEER1316-Ltg-Com-CFL | 1/1/2013 | DEER2016 Comment Period
4194 | C-In-CFLscw-Glb(30w)-dWP77 | Com | Any | Lighting | InGen-CFL | Ltg_Lamp | CFLint_lamp | DEER1316-Ltg-Com-CFL | 1/1/2013 | DEER2016 Comment Period
4195 | C-In-CFLscw-Glb(32w)-dWP82 | Com | Any | Lighting | InGen-CFL | Ltg_Lamp | CFLint_lamp | DEER1316-Ltg-Com-CFL | 1/1/2013 | DEER2016 Comment Period
4196 | C-In-CFLscw-Glb(40w)-dWP102 | Com | Any | Lighting | InGen-CFL | Ltg_Lamp | CFLint_lamp | DEER1316-Ltg-Com-CFL | 1/1/2013 | DEER2016 Comment Period
4197 | C-In-CFLscw-Glb(42w)-dWP107 | Com | Any | Lighting | InGen-CFL | Ltg_Lamp | CFLint_lamp | DEER1316-Ltg-Com-CFL | 1/1/2013 | DEER2016 Comment Period
4198 | C-In-CFLscw-Glb(45w)-dWP115 | Com | Any | Lighting | InGen-CFL | Ltg_Lamp | CFLint_lamp | DEER1316-Ltg-Com-CFL | 1/1/2013 | DEER2016 Comment Period
4199 | C-In-CFLscw-Glb(55w)-dWP141 | Com | Any | Lighting | InGen-CFL | Ltg_Lamp | CFLint_lamp | DEER1316-Ltg-Com-CFL | 1/1/2013 | DEER2016 Comment Period
4200 | C-In-CFLscw-Glb(7w)-dWP17 | Com | Any | Lighting | InGen-CFL | Ltg_Lamp | CFLint_lamp | DEER1316-Ltg-Com-CFL | 1/1/2013 | DEER2016 Comment Period
4201 | C-In-CFLscw-Glb(8w)-dWP20 | Com | Any | Lighting | InGen-CFL | Ltg_Lamp | CFLint_lamp | DEER1316-Ltg-Com-CFL | 1/1/2013 | DEER2016 Comment Period
4202 | C-In-CFLscw-Glb(9w)-dWP23 | Com | Any | Lighting | InGen-CFL | Ltg_Lamp | CFLint_lamp | DEER1316-Ltg-Com-CFL | 1/1/2013 | DEER2016 Comment Period
4203 | C-In-CFLscw-PAR38(23w)-dWP59 | Com | Any | Lighting | InGen-CFL | Ltg_Lamp | CFLint_lamp | DEER1316-Ltg-Com-CFL | 1/1/2013 | DEER2016 Comment Period
4204 | C-In-CFLscw-Refl(10w)-dWP25 | Com | Any | Lighting | InGen-CFL | Ltg_Lamp | CFLint_lamp | DEER1316-Ltg-Com-CFL | 1/1/2013 | DEER2016 Comment Period
4205 | C-In-CFLscw-Refl(11w)-dWP28 | Com | Any | Lighting | InGen-CFL | Ltg_Lamp | CFLint_lamp | DEER1316-Ltg-Com-CFL | 1/1/2013 | DEER2016 Comment Period
4206 | C-In-CFLscw-Refl(12w)-dWP30 | Com | Any | Lighting | InGen-CFL | Ltg_Lamp | CFLint_lamp | DEER1316-Ltg-Com-CFL | 1/1/2013 | DEER2016 Comment Period
4207 | C-In-CFLscw-Refl(13w)-dWP33 | Com | Any | Lighting | InGen-CFL | Ltg_Lamp | CFLint_lamp | DEER1316-Ltg-Com-CFL | 1/1/2013 | DEER2016 Comment Period
4208 | C-In-CFLscw-Refl(14w)-dWP35 | Com | Any | Lighting | InGen-CFL | Ltg_Lamp | CFLint_lamp | DEER1316-Ltg-Com-CFL | 1/1/2013 | DEER2016 Comment Period
4209 | C-In-CFLscw-Refl(16w)-dWP41 | Com | Any | Lighting | InGen-CFL | Ltg_Lamp | CFLint_lamp | DEER1316-Ltg-Com-CFL | 1/1/2013 | DEER2016 Comment Period
4210 | C-In-CFLscw-Refl(18w)-dWP46 | Com | Any | Lighting | InGen-CFL | Ltg_Lamp | CFLint_lamp | DEER1316-Ltg-Com-CFL | 1/1/2013 | DEER2016 Comment Period
4211 | C-In-CFLscw-Refl(19w)-dWP48 | Com | Any | Lighting | InGen-CFL | Ltg_Lamp | CFLint_lamp | DEER1316-Ltg-Com-CFL | 1/1/2013 | DEER2016 Comment Period
4212 | C-In-CFLscw-Refl(20w)-dWP51 | Com | Any | Lighting | InGen-CFL | Ltg_Lamp | CFLint_lamp | DEER1316-Ltg-Com-CFL | 1/1/2013 | DEER2016 Comment Period
4213 | C-In-CFLscw-Refl(22w)-dWP56 | Com | Any | Lighting | InGen-CFL | Ltg_Lamp | CFLint_lamp | DEER1316-Ltg-Com-CFL | 1/1/2013 | DEER2016 Comment Period
4214 | C-In-CFLscw-Refl(24w)-dWP61 | Com | Any | Lighting | InGen-CFL | Ltg_Lamp | CFLint_lamp | DEER1316-Ltg-Com-CFL | 1/1/2013 | DEER2016 Comment Period
4215 | C-In-CFLscw-Refl(25w)-dWP64 | Com | Any | Lighting | InGen-CFL | Ltg_Lamp | CFLint_lamp | DEER1316-Ltg-Com-CFL | 1/1/2013 | DEER2016 Comment Period
4216 | C-In-CFLscw-Refl(26w)-dWP66 | Com | Any | Lighting | InGen-CFL | Ltg_Lamp | CFLint_lamp | DEER1316-Ltg-Com-CFL | 1/1/2013 | DEER2016 Comment Period
4217 | C-In-CFLscw-Refl(27w)-dWP69 | Com | Any | Lighting | InGen-CFL | Ltg_Lamp | CFLint_lamp | DEER1316-Ltg-Com-CFL | 1/1/2013 | DEER2016 Comment Period
4218 | C-In-CFLscw-Refl(28w)-dWP71 | Com | Any | Lighting | InGen-CFL | Ltg_Lamp | CFLint_lamp | DEER1316-Ltg-Com-CFL | 1/1/2013 | DEER2016 Comment Period
4219 | C-In-CFLscw-Refl(30w)-dWP77 | Com | Any | Lighting | InGen-CFL | Ltg_Lamp | CFLint_lamp | DEER1316-Ltg-Com-CFL | 1/1/2013 | DEER2016 Comment Period
4220 | C-In-CFLscw-Refl(32w)-dWP82 | Com | Any | Lighting | InGen-CFL | Ltg_Lamp | CFLint_lamp | DEER1316-Ltg-Com-CFL | 1/1/2013 | DEER2016 Comment Period
4221 | C-In-CFLscw-Refl(40w)-dWP102 | Com | Any | Lighting | InGen-CFL | Ltg_Lamp | CFLint_lamp | DEER1316-Ltg-Com-CFL | 1/1/2013 | DEER2016 Comment Period
4222 | C-In-CFLscw-Refl(42w)-dWP107 | Com | Any | Lighting | InGen-CFL | Ltg_Lamp | CFLint_lamp | DEER1316-Ltg-Com-CFL | 1/1/2013 | DEER2016 Comment Period
4223 | C-In-CFLscw-Refl(45w)-dWP115 | Com | Any | Lighting | InGen-CFL | Ltg_Lamp | CFLint_lamp | DEER1316-Ltg-Com-CFL | 1/1/2013 | DEER2016 Comment Period
4224 | C-In-CFLscw-Refl(55w)-dWP141 | Com | Any | Lighting | InGen-CFL | Ltg_Lamp | CFLint_lamp | DEER1316-Ltg-Com-CFL | 1/1/2013 | DEER2016 Comment Period
4225 | C-In-CFLscw-Refl(7w)-dWP17 | Com | Any | Lighting | InGen-CFL | Ltg_Lamp | CFLint_lamp | DEER1316-Ltg-Com-CFL | 1/1/2013 | DEER2016 Comment Period
4226 | C-In-CFLscw-Refl(8w)-dWP20 | Com | Any | Lighting | InGen-CFL | Ltg_Lamp | CFLint_lamp | DEER1316-Ltg-Com-CFL | 1/1/2013 | DEER2016 Comment Period
4227 | C-In-CFLscw-Refl(9w)-dWP23 | Com | Any | Lighting | InGen-CFL | Ltg_Lamp | CFLint_lamp | DEER1316-Ltg-Com-CFL | 1/1/2013 | DEER2016 Comment Period
4228 | C-In-CFLscw-Refl-1(15w)-dWP38 | Com | Any | Lighting | InGen-CFL | Ltg_Lamp | CFLint_lamp | DEER1316-Ltg-Com-CFL | 1/1/2013 | DEER2016 Comment Period
4229 | C-In-CFLscw-Refl-1(23w)-dWP59 | Com | Any | Lighting | InGen-CFL | Ltg_Lamp | CFLint_lamp | DEER1316-Ltg-Com-CFL | 1/1/2013 | DEER2016 Comment Period
4250 | C-In-LED-A19(10w)-dWP19 | Com | Any | Lighting | InGen-CFL | Ltg_Lamp | LED_lamp | DEER1316-Ltg-Com-CFL | 1/1/2013 | DEER2016 Comment Period
4251 | C-In-LED-A19(11w)-dWP21 | Com | Any | Lighting | InGen-CFL | Ltg_Lamp | LED_lamp | DEER1316-Ltg-Com-CFL | 1/1/2013 | DEER2016 Comment Period
4252 | C-In-LED-A19(12w)-dWP23 | Com | Any | Lighting | InGen-CFL | Ltg_Lamp | LED_lamp | DEER1316-Ltg-Com-CFL | 1/1/2013 | DEER2016 Comment Period
4253 | C-In-LED-A19(13w)-dWP25 | Com | Any | Lighting | InGen-CFL | Ltg_Lamp | LED_lamp | DEER1316-Ltg-Com-CFL | 1/1/2013 | DEER2016 Comment Period
4254 | C-In-LED-A19(14w)-dWP27 | Com | Any | Lighting | InGen-CFL | Ltg_Lamp | LED_lamp | DEER1316-Ltg-Com-CFL | 1/1/2013 | DEER2016 Comment Period
4255 | C-In-LED-A19(15w)-dWP29 | Com | Any | Lighting | InGen-CFL | Ltg_Lamp | LED_lamp | DEER1316-Ltg-Com-CFL | 1/1/2013 | DEER2016 Comment Period
4256 | C-In-LED-A19(16w)-dWP31 | Com | Any | Lighting | InGen-CFL | Ltg_Lamp | LED_lamp | DEER1316-Ltg-Com-CFL | 1/1/2013 | DEER2016 Comment Period
4257 | C-In-LED-A19(17w)-dWP33 | Com | Any | Lighting | InGen-CFL | Ltg_Lamp | LED_lamp | DEER1316-Ltg-Com-CFL | 1/1/2013 | DEER2016 Comment Period
4258 | C-In-LED-A19(18w)-dWP35 | Com | Any | Lighting | InGen-CFL | Ltg_Lamp | LED_lamp | DEER1316-Ltg-Com-CFL | 1/1/2013 | DEER2016 Comment Period
4259 | C-In-LED-A19(19w)-dWP37 | Com | Any | Lighting | InGen-CFL | Ltg_Lamp | LED_lamp | DEER1316-Ltg-Com-CFL | 1/1/2013 | DEER2016 Comment Period
4260 | C-In-LED-A19(20w)-dWP39 | Com | Any | Lighting | InGen-CFL | Ltg_Lamp | LED_lamp | DEER1316-Ltg-Com-CFL | 1/1/2013 | DEER2016 Comment Period
4261 | C-In-LED-A19(21w)-dWP41 | Com | Any | Lighting | InGen-CFL | Ltg_Lamp | LED_lamp | DEER1316-Ltg-Com-CFL | 1/1/2013 | DEER2016 Comment Period
4262 | C-In-LED-A19(22w)-dWP43 | Com | Any | Lighting | InGen-CFL | Ltg_Lamp | LED_lamp | DEER1316-Ltg-Com-CFL | 1/1/2013 | DEER2016 Comment Period
4263 | C-In-LED-A19(23w)-dWP45 | Com | Any | Lighting | InGen-CFL | Ltg_Lamp | LED_lamp | DEER1316-Ltg-Com-CFL | 1/1/2013 | DEER2016 Comment Period
4264 | C-In-LED-A19(24w)-dWP47 | Com | Any | Lighting | InGen-CFL | Ltg_Lamp | LED_lamp | DEER1316-Ltg-Com-CFL | 1/1/2013 | DEER2016 Comment Period
4265 | C-In-LED-A19(25w)-dWP49 | Com | Any | Lighting | InGen-CFL | Ltg_Lamp | LED_lamp | DEER1316-Ltg-Com-CFL | 1/1/2013 | DEER2016 Comment Period
4266 | C-In-LED-A19(30w)-dWP58 | Com | Any | Lighting | InGen-CFL | Ltg_Lamp | LED_lamp | DEER1316-Ltg-Com-CFL | 1/1/2013 | DEER2016 Comment Period
4267 | C-In-LED-A19(35w)-dWP68 | Com | Any | Lighting | InGen-CFL | Ltg_Lamp | LED_lamp | DEER1316-Ltg-Com-CFL | 1/1/2013 | DEER2016 Comment Period
4268 | C-In-LED-A19(4w)-dWP7 | Com | Any | Lighting | InGen-CFL | Ltg_Lamp | LED_lamp | DEER1316-Ltg-Com-CFL | 1/1/2013 | DEER2016 Comment Period
4269 | C-In-LED-A19(6w)-dWP11 | Com | Any | Lighting | InGen-CFL | Ltg_Lamp | LED_lamp | DEER1316-Ltg-Com-CFL | 1/1/2013 | DEER2016 Comment Period
4270 | C-In-LED-A19(7w)-dWP13 | Com | Any | Lighting | InGen-CFL | Ltg_Lamp | LED_lamp | DEER1316-Ltg-Com-CFL | 1/1/2013 | DEER2016 Comment Period
4271 | C-In-LED-A19(8w)-dWP15 | Com | Any | Lighting | InGen-CFL | Ltg_Lamp | LED_lamp | DEER1316-Ltg-Com-CFL | 1/1/2013 | DEER2016 Comment Period
4272 | C-In-LED-A19(9w)-dWP17 | Com | Any | Lighting | InGen-CFL | Ltg_Lamp | LED_lamp | DEER1316-Ltg-Com-CFL | 1/1/2013 | DEER2016 Comment Period
4274 | C-In-LED-BR(11w)-dWP41 | Com | Any | Lighting | InGen-CFL | Ltg_Lamp | LED_lamp | DEER1316-Ltg-Com-CFL | 1/1/2013 | DEER2016 Comment Period
4276 | C-In-LED-BR(14w)-dWP46 | Com | Any | Lighting | InGen-CFL | Ltg_Lamp | LED_lamp | DEER1316-Ltg-Com-CFL | 1/1/2013 | DEER2016 Comment Period
4278 | C-In-LED-BR(6w)-dWP30 | Com | Any | Lighting | InGen-CFL | Ltg_Lamp | LED_lamp | DEER1316-Ltg-Com-CFL | 1/1/2013 | DEER2016 Comment Period
4279 | C-In-LED-Candle(1.8w)-dWP11 | Com | Any | Lighting | InGen-CFL | Ltg_Lamp | LED_lamp | DEER1316-Ltg-Com-CFL | 1/1/2013 | DEER2016 Comment Period
4280 | C-In-LED-Candle(2w)-dWP12 | Com | Any | Lighting | InGen-CFL | Ltg_Lamp | LED_lamp | DEER1316-Ltg-Com-CFL | 1/1/2013 | DEER2016 Comment Period
4281 | C-In-LED-Candle(3w)-dWP19 | Com | Any | Lighting | InGen-CFL | Ltg_Lamp | LED_lamp | DEER1316-Ltg-Com-CFL | 1/1/2013 | DEER2016 Comment Period
4282 | C-In-LED-CanRet(10w)-dWP24 | Com | Any | Lighting | InGen-CFL | Ltg_Lamp | LED_lamp | DEER1316-Ltg-Com-CFL | 1/1/2013 | DEER2016 Comment Period
4285 | C-In-LED-CanRet(15w)-dWP36 | Com | Any | Lighting | InGen-CFL | Ltg_Lamp | LED_lamp | DEER1316-Ltg-Com-CFL | 1/1/2013 | DEER2016 Comment Period
4288 | C-In-LED-CanRet(8w)-dWP19 | Com | Any | Lighting | InGen-CFL | Ltg_Lamp | LED_lamp | DEER1316-Ltg-Com-CFL | 1/1/2013 | DEER2016 Comment Period
4290 | C-In-LEDFixt(12.1w)-dWP23 | Com | Any | Lighting | InGen-CFL | Ltg_Fixture | LED_fixt | DEER1316-Ltg-Com-CFL | 1/1/2013 | DEER2016 Comment Period
4297 | C-In-LEDFixt(20w)-dWP39 | Com | Any | Lighting | InGen-CFL | Ltg_Fixture | LED_fixt | DEER1316-Ltg-Com-CFL | 1/1/2013 | DEER2016 Comment Period
4301 | C-In-LEDFixt(22w)-dWP43 | Com | Any | Lighting | InGen-CFL | Ltg_Fixture | LED_fixt | DEER1316-Ltg-Com-CFL | 1/1/2013 | DEER2016 Comment Period
4307 | C-In-LEDFixt(7w)-dWP13 | Com | Any | Lighting | InGen-CFL | Ltg_Fixture | LED_fixt | DEER1316-Ltg-Com-CFL | 1/1/2013 | DEER2016 Comment Period
4308 | C-In-LEDFixt-1(11w)-dWP21 | Com | Any | Lighting | InGen-CFL | Ltg_Fixture | LED_fixt | DEER1316-Ltg-Com-CFL | 1/1/2013 | DEER2016 Comment Period
4309 | C-In-LEDFixt-1(14w)-dWP27 | Com | Any | Lighting | InGen-CFL | Ltg_Fixture | LED_fixt | DEER1316-Ltg-Com-CFL | 1/1/2013 | DEER2016 Comment Period
4310 | C-In-LEDFixt-1(16w)-dWP31 | Com | Any | Lighting | InGen-CFL | Ltg_Fixture | LED_fixt | DEER1316-Ltg-Com-CFL | 1/1/2013 | DEER2016 Comment Period
4311 | C-In-LEDFixt-2(13w)-dWP25 | Com | Any | Lighting | InGen-CFL | Ltg_Fixture | LED_fixt | DEER1316-Ltg-Com-CFL | 1/1/2013 | DEER2016 Comment Period
4312 | C-In-LEDFixt-2(24w)-dWP47 | Com | Any | Lighting | InGen-CFL | Ltg_Fixture | LED_fixt | DEER1316-Ltg-Com-CFL | 1/1/2013 | DEER2016 Comment Period
4313 | C-In-LEDFixt-2(25w)-dWP49 | Com | Any | Lighting | InGen-CFL | Ltg_Fixture | LED_fixt | DEER1316-Ltg-Com-CFL | 1/1/2013 | DEER2016 Comment Period
4315 | C-In-LEDFixt-2(5w)-dWP9 | Com | Any | Lighting | InGen-CFL | Ltg_Fixture | LED_fixt | DEER1316-Ltg-Com-CFL | 1/1/2013 | DEER2016 Comment Period
4316 | C-In-LEDFixt-3(15w)-dWP29 | Com | Any | Lighting | InGen-CFL | Ltg_Fixture | LED_fixt | DEER1316-Ltg-Com-CFL | 1/1/2013 | DEER2016 Comment Period
4317 | C-In-LEDFixt-3(18w)-dWP35 | Com | Any | Lighting | InGen-CFL | Ltg_Fixture | LED_fixt | DEER1316-Ltg-Com-CFL | 1/1/2013 | DEER2016 Comment Period
4318 | C-In-LEDFixt-3(19w)-dWP37 | Com | Any | Lighting | InGen-CFL | Ltg_Fixture | LED_fixt | DEER1316-Ltg-Com-CFL | 1/1/2013 | DEER2016 Comment Period
4319 | C-In-LEDFixt-3(21w)-dWP41 | Com | Any | Lighting | InGen-CFL | Ltg_Fixture | LED_fixt | DEER1316-Ltg-Com-CFL | 1/1/2013 | DEER2016 Comment Period
4320 | C-In-LEDFixt-3(8w)-dWP15 | Com | Any | Lighting | InGen-CFL | Ltg_Fixture | LED_fixt | DEER1316-Ltg-Com-CFL | 1/1/2013 | DEER2016 Comment Period
4321 | C-In-LEDFixt-3(9w)-dWP17 | Com | Any | Lighting | InGen-CFL | Ltg_Fixture | LED_fixt | DEER1316-Ltg-Com-CFL | 1/1/2013 | DEER2016 Comment Period
4324 | C-In-LEDFixt-4(23w)-dWP45 | Com | Any | Lighting | InGen-CFL | Ltg_Fixture | LED_fixt | DEER1316-Ltg-Com-CFL | 1/1/2013 | DEER2016 Comment Period
4325 | C-In-LEDFixt-6(10w)-dWP19 | Com | Any | Lighting | InGen-CFL | Ltg_Fixture | LED_fixt | DEER1316-Ltg-Com-CFL | 1/1/2013 | DEER2016 Comment Period
4326 | C-In-LEDFixt-6(12w)-dWP23 | Com | Any | Lighting | InGen-CFL | Ltg_Fixture | LED_fixt | DEER1316-Ltg-Com-CFL | 1/1/2013 | DEER2016 Comment Period
4327 | C-In-LEDFixt-7(10w)-dWP19 | Com | Any | Lighting | InGen-CFL | Ltg_Fixture | LED_fixt | DEER1316-Ltg-Com-CFL | 1/1/2013 | DEER2016 Comment Period
4328 | C-In-LEDFixt-RDR(21w)-dWP41 | Com | Any | Lighting | InGen-CFL | Ltg_Fixture | LED_fixt | DEER1316-Ltg-Com-CFL | 1/1/2013 | DEER2016 Comment Period
4329 | C-In-LEDFixt-RDR-3(12w)-dWP23 | Com | Any | Lighting | InGen-CFL | Ltg_Fixture | LED_fixt | DEER1316-Ltg-Com-CFL | 1/1/2013 | DEER2016 Comment Period
4330 | C-In-LED-Glb(1w)-dWP6 | Com | Any | Lighting | InGen-CFL | Ltg_Lamp | LED_lamp | DEER1316-Ltg-Com-CFL | 1/1/2013 | DEER2016 Comment Period
4331 | C-In-LED-Glb(2w)-dWP12 | Com | Any | Lighting | InGen-CFL | Ltg_Lamp | LED_lamp | DEER1316-Ltg-Com-CFL | 7/1/2014 | DEER2016 Comment Period
4332 | C-In-LED-Glb(3w)-dWP11 | Com | Any | Lighting | InGen-CFL | Ltg_Lamp | LED_lamp | DEER1316-Ltg-Com-CFL | 1/1/2013 | DEER2016 Comment Period
4333 | C-In-LED-MR16(10w)-dWP32 | Com | Any | Lighting | InGen-CFL | Ltg_Lamp | LED_lamp | DEER1316-Ltg-Com-CFL | 1/1/2013 | DEER2016 Comment Period
4334 | C-In-LED-MR16(11w)-dWP35 | Com | Any | Lighting | InGen-CFL | Ltg_Lamp | LED_lamp | DEER1316-Ltg-Com-CFL | 1/1/2013 | DEER2016 Comment Period
4335 | C-In-LED-MR16(12w)-dWP38 | Com | Any | Lighting | InGen-CFL | Ltg_Lamp | LED_lamp | DEER1316-Ltg-Com-CFL | 1/1/2013 | DEER2016 Comment Period
4336 | C-In-LED-MR16(2w)-dWP6 | Com | Any | Lighting | InGen-CFL | Ltg_Lamp | LED_lamp | DEER1316-Ltg-Com-CFL | 1/1/2013 | DEER2016 Comment Period
4337 | C-In-LED-MR16(3w)-dWP9 | Com | Any | Lighting | InGen-CFL | Ltg_Lamp | LED_lamp | DEER1316-Ltg-Com-CFL | 1/1/2013 | DEER2016 Comment Period
4338 | C-In-LED-MR16(4w)-dWP12 | Com | Any | Lighting | InGen-CFL | Ltg_Lamp | LED_lamp | DEER1316-Ltg-Com-CFL | 1/1/2013 | DEER2016 Comment Period
4339 | C-In-LED-MR16(5w)-dWP16 | Com | Any | Lighting | InGen-CFL | Ltg_Lamp | LED_lamp | DEER1316-Ltg-Com-CFL | 1/1/2013 | DEER2016 Comment Period
4340 | C-In-LED-MR16(6.1w)-dWP19 | Com | Any | Lighting | InGen-CFL | Ltg_Lamp | LED_lamp | DEER1316-Ltg-Com-CFL | 1/1/2013 | DEER2016 Comment Period
4341 | C-In-LED-MR16(6w)-dWP19 | Com | Any | Lighting | InGen-CFL | Ltg_Lamp | LED_lamp | DEER1316-Ltg-Com-CFL | 1/1/2013 | DEER2016 Comment Period
4342 | C-In-LED-MR16(7w)-dWP22 | Com | Any | Lighting | InGen-CFL | Ltg_Lamp | LED_lamp | DEER1316-Ltg-Com-CFL | 1/1/2013 | DEER2016 Comment Period
4343 | C-In-LED-MR16(8.1w)-dWP26 | Com | Any | Lighting | InGen-CFL | Ltg_Lamp | LED_lamp | DEER1316-Ltg-Com-CFL | 1/1/2013 | DEER2016 Comment Period
4344 | C-In-LED-MR16(8w)-dWP25 | Com | Any | Lighting | InGen-CFL | Ltg_Lamp | LED_lamp | DEER1316-Ltg-Com-CFL | 1/1/2013 | DEER2016 Comment Period
4345 | C-In-LED-MR16(9w)-dWP29 | Com | Any | Lighting | InGen-CFL | Ltg_Lamp | LED_lamp | DEER1316-Ltg-Com-CFL | 1/1/2013 | DEER2016 Comment Period
4346 | C-In-LED-PAR20(10w)-dWP37 | Com | Any | Lighting | InGen-CFL | Ltg_Lamp | LED_lamp | DEER1316-Ltg-Com-CFL | 1/1/2013 | DEER2016 Comment Period
4347 | C-In-LED-PAR20(4w)-dWP14 | Com | Any | Lighting | InGen-CFL | Ltg_Lamp | LED_lamp | DEER1316-Ltg-Com-CFL | 1/1/2013 | DEER2016 Comment Period
4349 | C-In-LED-PAR20(6w)-dWP22 | Com | Any | Lighting | InGen-CFL | Ltg_Lamp | LED_lamp | DEER1316-Ltg-Com-CFL | 1/1/2013 | DEER2016 Comment Period
4350 | C-In-LED-PAR20(7w)-dWP25 | Com | Any | Lighting | InGen-CFL | Ltg_Lamp | LED_lamp | DEER1316-Ltg-Com-CFL | 1/1/2013 | DEER2016 Comment Period
4351 | C-In-LED-PAR20(8w)-dWP29 | Com | Any | Lighting | InGen-CFL | Ltg_Lamp | LED_lamp | DEER1316-Ltg-Com-CFL | 1/1/2013 | DEER2016 Comment Period
4352 | C-In-LED-PAR20(9w)-dWP33 | Com | Any | Lighting | InGen-CFL | Ltg_Lamp | LED_lamp | DEER1316-Ltg-Com-CFL | 1/1/2013 | DEER2016 Comment Period
4353 | C-In-LED-PAR30(10w)-dWP24 | Com | Any | Lighting | InGen-CFL | Ltg_Lamp | LED_lamp | DEER1316-Ltg-Com-CFL | 1/1/2013 | DEER2016 Comment Period
4354 | C-In-LED-PAR30(11w)-dWP26 | Com | Any | Lighting | InGen-CFL | Ltg_Lamp | LED_lamp | DEER1316-Ltg-Com-CFL | 1/1/2013 | DEER2016 Comment Period
4355 | C-In-LED-PAR30(12w)-dWP29 | Com | Any | Lighting | InGen-CFL | Ltg_Lamp | LED_lamp | DEER1316-Ltg-Com-CFL | 1/1/2013 | DEER2016 Comment Period
4356 | C-In-LED-PAR30(13w)-dWP31 | Com | Any | Lighting | InGen-CFL | Ltg_Lamp | LED_lamp | DEER1316-Ltg-Com-CFL | 1/1/2013 | DEER2016 Comment Period
4357 | C-In-LED-PAR30(14w)-dWP33 | Com | Any | Lighting | InGen-CFL | Ltg_Lamp | LED_lamp | DEER1316-Ltg-Com-CFL | 1/1/2013 | DEER2016 Comment Period
4358 | C-In-LED-PAR30(15w)-dWP36 | Com | Any | Lighting | InGen-CFL | Ltg_Lamp | LED_lamp | DEER1316-Ltg-Com-CFL | 1/1/2013 | DEER2016 Comment Period
4359 | C-In-LED-PAR30(16w)-dWP38 | Com | Any | Lighting | InGen-CFL | Ltg_Lamp | LED_lamp | DEER1316-Ltg-Com-CFL | 1/1/2013 | DEER2016 Comment Period
4360 | C-In-LED-PAR30(17w)-dWP41 | Com | Any | Lighting | InGen-CFL | Ltg_Lamp | LED_lamp | DEER1316-Ltg-Com-CFL | 1/1/2013 | DEER2016 Comment Period
4361 | C-In-LED-PAR30(18w)-dWP43 | Com | Any | Lighting | InGen-CFL | Ltg_Lamp | LED_lamp | DEER1316-Ltg-Com-CFL | 1/1/2013 | DEER2016 Comment Period
4362 | C-In-LED-PAR30(19w)-dWP45 | Com | Any | Lighting | InGen-CFL | Ltg_Lamp | LED_lamp | DEER1316-Ltg-Com-CFL | 1/1/2013 | DEER2016 Comment Period
4363 | C-In-LED-PAR30(20w)-dWP48 | Com | Any | Lighting | InGen-CFL | Ltg_Lamp | LED_lamp | DEER1316-Ltg-Com-CFL | 1/1/2013 | DEER2016 Comment Period
4364 | C-In-LED-PAR30(6w)-dWP14 | Com | Any | Lighting | InGen-CFL | Ltg_Lamp | LED_lamp | DEER1316-Ltg-Com-CFL | 1/1/2013 | DEER2016 Comment Period
4365 | C-In-LED-PAR30(8w)-dWP19 | Com | Any | Lighting | InGen-CFL | Ltg_Lamp | LED_lamp | DEER1316-Ltg-Com-CFL | 1/1/2013 | DEER2016 Comment Period
4366 | C-In-LED-PAR38(10w)-dWP28 | Com | Any | Lighting | InGen-CFL | Ltg_Lamp | LED_lamp | DEER1316-Ltg-Com-CFL | 1/1/2013 | DEER2016 Comment Period
4367 | C-In-LED-PAR38(12w)-dWP33 | Com | Any | Lighting | InGen-CFL | Ltg_Lamp | LED_lamp | DEER1316-Ltg-Com-CFL | 1/1/2013 | DEER2016 Comment Period
4368 | C-In-LED-PAR38(13w)-dWP36 | Com | Any | Lighting | InGen-CFL | Ltg_Lamp | LED_lamp | DEER1316-Ltg-Com-CFL | 1/1/2013 | DEER2016 Comment Period
4369 | C-In-LED-PAR38(14w)-dWP39 | Com | Any | Lighting | InGen-CFL | Ltg_Lamp | LED_lamp | DEER1316-Ltg-Com-CFL | 1/1/2013 | DEER2016 Comment Period
4370 | C-In-LED-PAR38(15w)-dWP42 | Com | Any | Lighting | InGen-CFL | Ltg_Lamp | LED_lamp | DEER1316-Ltg-Com-CFL | 1/1/2013 | DEER2016 Comment Period
4371 | C-In-LED-PAR38(16w)-dWP44 | Com | Any | Lighting | InGen-CFL | Ltg_Lamp | LED_lamp | DEER1316-Ltg-Com-CFL | 1/1/2013 | DEER2016 Comment Period
4372 | C-In-LED-PAR38(17w)-dWP47 | Com | Any | Lighting | InGen-CFL | Ltg_Lamp | LED_lamp | DEER1316-Ltg-Com-CFL | 1/1/2013 | DEER2016 Comment Period
4373 | C-In-LED-PAR38(18w)-dWP50 | Com | Any | Lighting | InGen-CFL | Ltg_Lamp | LED_lamp | DEER1316-Ltg-Com-CFL | 1/1/2013 | DEER2016 Comment Period
4374 | C-In-LED-PAR38(19w)-dWP53 | Com | Any | Lighting | InGen-CFL | Ltg_Lamp | LED_lamp | DEER1316-Ltg-Com-CFL | 1/1/2013 | DEER2016 Comment Period
4375 | C-In-LED-PAR38(20.1w)-dWP56 | Com | Any | Lighting | InGen-CFL | Ltg_Lamp | LED_lamp | DEER1316-Ltg-Com-CFL | 1/1/2013 | DEER2016 Comment Period
4376 | C-In-LED-PAR38(20w)-dWP56 | Com | Any | Lighting | InGen-CFL | Ltg_Lamp | LED_lamp | DEER1316-Ltg-Com-CFL | 1/1/2013 | DEER2016 Comment Period
4377 | C-In-LED-PAR38(21w)-dWP59 | Com | Any | Lighting | InGen-CFL | Ltg_Lamp | LED_lamp | DEER1316-Ltg-Com-CFL | 1/1/2013 | DEER2016 Comment Period
4378 | C-In-LED-PAR38(22w)-dWP61 | Com | Any | Lighting | InGen-CFL | Ltg_Lamp | LED_lamp | DEER1316-Ltg-Com-CFL | 1/1/2013 | DEER2016 Comment Period
4379 | C-In-LED-PAR38(23w)-dWP64 | Com | Any | Lighting | InGen-CFL | Ltg_Lamp | LED_lamp | DEER1316-Ltg-Com-CFL | 1/1/2013 | DEER2016 Comment Period
4380 | C-In-LED-PAR38(24w)-dWP67 | Com | Any | Lighting | InGen-CFL | Ltg_Lamp | LED_lamp | DEER1316-Ltg-Com-CFL | 1/1/2013 | DEER2016 Comment Period
4381 | C-In-LED-PAR38(25w)-dWP70 | Com | Any | Lighting | InGen-CFL | Ltg_Lamp | LED_lamp | DEER1316-Ltg-Com-CFL | 1/1/2013 | DEER2016 Comment Period
4382 | C-In-LED-PAR38(26w)-dWP73 | Com | Any | Lighting | InGen-CFL | Ltg_Lamp | LED_lamp | DEER1316-Ltg-Com-CFL | 1/1/2013 | DEER2016 Comment Period
4383 | C-In-LED-PAR38(27w)-dWP75 | Com | Any | Lighting | InGen-CFL | Ltg_Lamp | LED_lamp | DEER1316-Ltg-Com-CFL | 1/1/2013 | DEER2016 Comment Period
4384 | C-In-LED-PAR38(7w)-dWP19 | Com | Any | Lighting | InGen-CFL | Ltg_Lamp | LED_lamp | DEER1316-Ltg-Com-CFL | 1/1/2013 | DEER2016 Comment Period
4385 | C-In-LED-PAR38(8w)-dWP22 | Com | Any | Lighting | InGen-CFL | Ltg_Lamp | LED_lamp | DEER1316-Ltg-Com-CFL | 1/1/2013 | DEER2016 Comment Period
4387 | C-In-LED-RefR(11w)-dWP41 | Com | Any | Lighting | InGen-CFL | Ltg_Lamp | LED_lamp | DEER1316-Ltg-Com-CFL | 7/1/2014 | DEER2016 Comment Period
4389 | C-In-LED-RefR(14w)-dWP46 | Com | Any | Lighting | InGen-CFL | Ltg_Lamp | LED_lamp | DEER1316-Ltg-Com-CFL | 7/1/2014 | DEER2016 Comment Period
4391 | C-In-LED-RefR(6w)-dWP30 | Com | Any | Lighting | InGen-CFL | Ltg_Lamp | LED_lamp | DEER1316-Ltg-Com-CFL | 7/1/2014 | DEER2016 Comment Period
2168 | Com-Lighting-InGen_T12-48in-144w-A_T12-48in-144w-A_T12-48in-76w | Com | Any | Lighting | InGen-LF | Ltg_Lmp+Blst | LF_LmpBlst | DEER1316-Ltg-Com-LF | 1/1/2013 | DEER2016 Comment Period
2169 | Com-Lighting-InGen_T12-48in-216w_T12-48in-216w_T12-48in-152w | Com | Any | Lighting | InGen-LF | Ltg_Lmp+Blst | LF_LmpBlst | DEER1316-Ltg-Com-LF | 1/1/2013 | DEER2016 Comment Period
2170 | Com-Lighting-InGen_T12-48in-43w-A_T5-46in-33w_T5-46in-33w | Com | Any | Lighting | InGen-LF | Ltg_Lmp+Blst | LF_LmpBlst | DEER1316-Ltg-Com-LF | 1/1/2013 | DEER2016 Comment Period
2171 | Com-Lighting-InGen_T12-48in-72w-A_T5-46in-64w_T5-46in-64w | Com | Any | Lighting | InGen-LF | Ltg_Lmp+Blst | LF_LmpBlst | DEER1316-Ltg-Com-LF | 1/1/2013 | DEER2016 Comment Period
2172 | Com-Lighting-InGen_T12-48in-115w_T5-46in-64w_T5-46in-64w | Com | Any | Lighting | InGen-LF | Ltg_Lmp+Blst | LF_LmpBlst | DEER1316-Ltg-Com-LF | 1/1/2013 | DEER2016 Comment Period
2173 | Com-Lighting-InGen_T12-48in-144w-A_T5-46in-97w_T5-46in-97w | Com | Any | Lighting | InGen-LF | Ltg_Lmp+Blst | LF_LmpBlst | DEER1316-Ltg-Com-LF | 1/1/2013 | DEER2016 Comment Period
2174 | Com-Lighting-InGen_T8-48in-102w-B_T5-46in-97w_T5-46in-97w | Com | Any | Lighting | InGen-LF | Ltg_Lmp+Blst | LF_LmpBlst | DEER1316-Ltg-Com-LF | 1/1/2013 | DEER2016 Comment Period
2175 | Com-Lighting-InGen_T12-48in-72w-A_T5-46in-59w_T5-46in-59w | Com | Any | Lighting | InGen-LF | Ltg_Lmp+Blst | LF_LmpBlst | DEER1316-Ltg-Com-LF | 1/1/2013 | DEER2016 Comment Period
2176 | Com-Lighting-InGen_T12-48in-72w-A_T5-46in-62w_T5-46in-62w | Com | Any | Lighting | InGen-LF | Ltg_Lmp+Blst | LF_LmpBlst | DEER1316-Ltg-Com-LF | 1/1/2013 | DEER2016 Comment Period
2177 | Com-Lighting-InGen_T12-48in-144w-A_T5-46in-117w_T5-46in-117w | Com | Any | Lighting | InGen-LF | Ltg_Lmp+Blst | LF_LmpBlst | DEER1316-Ltg-Com-LF | 1/1/2013 | DEER2016 Comment Period
2185 | Com-Lighting-InGen_T12-48in-36w-B_T8-48in-31w-D_T8-48in-31w-D | Com | Any | Lighting | InGen-LF | Ltg_Lmp+Blst | LF_LmpBlst | DEER1316-Ltg-Com-LF | 1/1/2013 | DEER2016 Comment Period
2186 | Com-Lighting-InGen_T12-48in-41w_T8-48in-31w-D_T8-48in-31w-D | Com | Any | Lighting | InGen-LF | Ltg_Lmp+Blst | LF_LmpBlst | DEER1316-Ltg-Com-LF | 1/1/2013 | DEER2016 Comment Period
2187 | Com-Lighting-InGen_T12-48in-43w-A_T8-48in-31w-D_T8-48in-31w-D | Com | Any | Lighting | InGen-LF | Ltg_Lmp+Blst | LF_LmpBlst | DEER1316-Ltg-Com-LF | 1/1/2013 | DEER2016 Comment Period
2189 | Com-Lighting-InGen_T12-48in-43w-C_T8-48in-31w-D_T8-48in-31w-D | Com | Any | Lighting | InGen-LF | Ltg_Lmp+Blst | LF_LmpBlst | DEER1316-Ltg-Com-LF | 1/1/2013 | DEER2016 Comment Period
2191 | Com-Lighting-InGen_T12-48in-48w_T8-48in-31w-D_T8-48in-31w-D | Com | Any | Lighting | InGen-LF | Ltg_Lmp+Blst | LF_LmpBlst | DEER1316-Ltg-Com-LF | 1/1/2013 | DEER2016 Comment Period
2193 | Com-Lighting-InGen_T12-48in-68w_T8-48in-60w-B_T8-48in-54w-B | Com | Any | Lighting | InGen-LF | Ltg_Lmp+Blst | LF_LmpBlst | DEER1316-Ltg-Com-LF | 1/1/2013 | DEER2016 Comment Period
2195 | Com-Lighting-InGen_T12-48in-72w-A_T8-48in-41w-B_T8-48in-41w-B | Com | Any | Lighting | InGen-LF | Ltg_Lmp+Blst | LF_LmpBlst | DEER1316-Ltg-Com-LF | 1/1/2013 | DEER2016 Comment Period
2197 | Com-Lighting-InGen_T12-48in-72w-A_T8-48in-60w-B_T8-48in-54w-B | Com | Any | Lighting | InGen-LF | Ltg_Lmp+Blst | LF_LmpBlst | DEER1316-Ltg-Com-LF | 1/1/2013 | DEER2016 Comment Period
2199 | Com-Lighting-InGen_T12-48in-74w-B_T8-48in-60w-B_T8-48in-54w-B | Com | Any | Lighting | InGen-LF | Ltg_Lmp+Blst | LF_LmpBlst | DEER1316-Ltg-Com-LF | 1/1/2013 | DEER2016 Comment Period
2201 | Com-Lighting-InGen_T12-48in-80w-C_T8-48in-60w-B_T8-48in-54w-B | Com | Any | Lighting | InGen-LF | Ltg_Lmp+Blst | LF_LmpBlst | DEER1316-Ltg-Com-LF | 1/1/2013 | DEER2016 Comment Period
2203 | Com-Lighting-InGen_T12-48in-72w-B_T8-48in-60w-B_T8-48in-54w-B | Com | Any | Lighting | InGen-LF | Ltg_Lmp+Blst | LF_LmpBlst | DEER1316-Ltg-Com-LF | 1/1/2013 | DEER2016 Comment Period
2205 | Com-Lighting-InGen_T12-48in-74w-C_T8-48in-60w-B_T8-48in-54w-B | Com | Any | Lighting | InGen-LF | Ltg_Lmp+Blst | LF_LmpBlst | DEER1316-Ltg-Com-LF | 1/1/2013 | DEER2016 Comment Period
2207 | Com-Lighting-InGen_T12-48in-102w_T8-48in-89w-B_T8-48in-78w-B | Com | Any | Lighting | InGen-LF | Ltg_Lmp+Blst | LF_LmpBlst | DEER1316-Ltg-Com-LF | 1/1/2013 | DEER2016 Comment Period
2209 | Com-Lighting-InGen_T12-48in-115w_T8-48in-89w-B_T8-48in-78w-B | Com | Any | Lighting | InGen-LF | Ltg_Lmp+Blst | LF_LmpBlst | DEER1316-Ltg-Com-LF | 1/1/2013 | DEER2016 Comment Period
2211 | Com-Lighting-InGen_T12-48in-120w-C_T8-48in-89w-B_T8-48in-78w-B | Com | Any | Lighting | InGen-LF | Ltg_Lmp+Blst | LF_LmpBlst | DEER1316-Ltg-Com-LF | 1/1/2013 | DEER2016 Comment Period
2213 | Com-Lighting-InGen_T12-48in-109w_T8-48in-89w-B_T8-48in-78w-B | Com | Any | Lighting | InGen-LF | Ltg_Lmp+Blst | LF_LmpBlst | DEER1316-Ltg-Com-LF | 1/1/2013 | DEER2016 Comment Period
2215 | Com-Lighting-InGen_T12-48in-112w_T8-48in-89w-B_T8-48in-78w-B | Com | Any | Lighting | InGen-LF | Ltg_Lmp+Blst | LF_LmpBlst | DEER1316-Ltg-Com-LF | 1/1/2013 | DEER2016 Comment Period
2217 | Com-Lighting-InGen_T12-48in-136w_T8-48in-112w-D_T8-48in-102w-B | Com | Any | Lighting | InGen-LF | Ltg_Lmp+Blst | LF_LmpBlst | DEER1316-Ltg-Com-LF | 1/1/2013 | DEER2016 Comment Period
2220 | Com-Lighting-InGen_T12-48in-144w-A_T8-48in-79w-B_T8-48in-79w-B | Com | Any | Lighting | InGen-LF | Ltg_Lmp+Blst | LF_LmpBlst | DEER1316-Ltg-Com-LF | 1/1/2013 | DEER2016 Comment Period
2221 | Com-Lighting-InGen_T12-48in-144w-A_T8-48in-112w-D_T8-48in-102w-B | Com | Any | Lighting | InGen-LF | Ltg_Lmp+Blst | LF_LmpBlst | DEER1316-Ltg-Com-LF | 1/1/2013 | DEER2016 Comment Period
2223 | Com-Lighting-InGen_T12-48in-160w_T8-48in-112w-D_T8-48in-102w-B | Com | Any | Lighting | InGen-LF | Ltg_Lmp+Blst | LF_LmpBlst | DEER1316-Ltg-Com-LF | 1/1/2013 | DEER2016 Comment Period
2226 | Com-Lighting-InGen_T12-48in-168w_T8-48in-112w-D_T8-48in-102w-B | Com | Any | Lighting | InGen-LF | Ltg_Lmp+Blst | LF_LmpBlst | DEER1316-Ltg-Com-LF | 1/1/2013 | DEER2016 Comment Period
2227 | Com-Lighting-InGen_T12-96in-62w-A_T8-48in-60w-B_T8-48in-54w-B | Com | Any | Lighting | InGen-LF | Ltg_Lmp+Blst | LF_LmpBlst | DEER1316-Ltg-Com-LF | 1/1/2013 | DEER2016 Comment Period
2229 | Com-Lighting-InGen_T12-96in-123w-A_T8-48in-112w-D_T8-48in-102w-B | Com | Any | Lighting | InGen-LF | Ltg_Lmp+Blst | LF_LmpBlst | DEER1316-Ltg-Com-LF | 1/1/2013 | DEER2016 Comment Period
2231 | Com-Lighting-InGen_T12-96in-210w_T8-48in-175w-B_T8-48in-156w-B | Com | Any | Lighting | InGen-LF | Ltg_Lmp+Blst | LF_LmpBlst | DEER1316-Ltg-Com-LF | 1/1/2013 | DEER2016 Comment Period
2233 | Com-Lighting-InGen_T12-96in-246w-A_T8-48in-175w-B_T8-48in-175w-B | Com | Any | Lighting | InGen-LF | Ltg_Lmp+Blst | LF_LmpBlst | DEER1316-Ltg-Com-LF | 1/1/2013 | DEER2016 Comment Period
2234 | Com-Lighting-InGen_T8-48in-52w-B_T8-48in-41w-B_T8-48in-41w-B | Com | Any | Lighting | InGen-LF | Ltg_Lmp+Blst | LF_LmpBlst | DEER1316-Ltg-Com-LF | 1/1/2013 | DEER2016 Comment Period
2237 | Com-Lighting-InGen_T12-48in-36w-B_T8-48in-31w-D_T8-48in-24w | Com | Any | Lighting | InGen-LF | Ltg_Lmp+Blst | LF_LmpBlst | DEER1316-Ltg-Com-LF | 1/1/2013 | DEER2016 Comment Period
2238 | Com-Lighting-InGen_T12-48in-36w-B_T8-48in-31w-D_T8-48in-25w-C | Com | Any | Lighting | InGen-LF | Ltg_Lmp+Blst | LF_LmpBlst | DEER1316-Ltg-Com-LF | 1/1/2013 | DEER2016 Comment Period
2240 | Com-Lighting-InGen_T12-48in-36w-B_T8-48in-31w-D_T8-48in-27w-E | Com | Any | Lighting | InGen-LF | Ltg_Lmp+Blst | LF_LmpBlst | DEER1316-Ltg-Com-LF | 1/1/2013 | DEER2016 Comment Period
2241 | Com-Lighting-InGen_T12-48in-36w-B_T8-48in-31w-D_T8-48in-28w-C | Com | Any | Lighting | InGen-LF | Ltg_Lmp+Blst | LF_LmpBlst | DEER1316-Ltg-Com-LF | 1/1/2013 | DEER2016 Comment Period
2245 | Com-Lighting-InGen_T12-48in-41w_T8-48in-31w-D_T8-48in-24w | Com | Any | Lighting | InGen-LF | Ltg_Lmp+Blst | LF_LmpBlst | DEER1316-Ltg-Com-LF | 1/1/2013 | DEER2016 Comment Period
2246 | Com-Lighting-InGen_T12-48in-41w_T8-48in-31w-D_T8-48in-25w-C | Com | Any | Lighting | InGen-LF | Ltg_Lmp+Blst | LF_LmpBlst | DEER1316-Ltg-Com-LF | 1/1/2013 | DEER2016 Comment Period
2247 | Com-Lighting-InGen_T12-48in-41w_T8-48in-31w-D_T8-48in-27w-E | Com | Any | Lighting | InGen-LF | Ltg_Lmp+Blst | LF_LmpBlst | DEER1316-Ltg-Com-LF | 1/1/2013 | DEER2016 Comment Period
2250 | Com-Lighting-InGen_T12-48in-41w_T8-48in-31w-D_T8-48in-28w-C | Com | Any | Lighting | InGen-LF | Ltg_Lmp+Blst | LF_LmpBlst | DEER1316-Ltg-Com-LF | 1/1/2013 | DEER2016 Comment Period
2253 | Com-Lighting-InGen_T12-48in-43w-A_T8-48in-31w-D_T8-48in-24w | Com | Any | Lighting | InGen-LF | Ltg_Lmp+Blst | LF_LmpBlst | DEER1316-Ltg-Com-LF | 1/1/2013 | DEER2016 Comment Period
2254 | Com-Lighting-InGen_T12-48in-43w-A_T8-48in-31w-D_T8-48in-25w-C | Com | Any | Lighting | InGen-LF | Ltg_Lmp+Blst | LF_LmpBlst | DEER1316-Ltg-Com-LF | 1/1/2013 | DEER2016 Comment Period
2255 | Com-Lighting-InGen_T12-48in-43w-A_T8-48in-31w-D_T8-48in-27w-E | Com | Any | Lighting | InGen-LF | Ltg_Lmp+Blst | LF_LmpBlst | DEER1316-Ltg-Com-LF | 1/1/2013 | DEER2016 Comment Period
2258 | Com-Lighting-InGen_T12-48in-43w-A_T8-48in-31w-D_T8-48in-28w-C | Com | Any | Lighting | InGen-LF | Ltg_Lmp+Blst | LF_LmpBlst | DEER1316-Ltg-Com-LF | 1/1/2013 | DEER2016 Comment Period
2261 | Com-Lighting-InGen_T12-48in-43w-C_T8-48in-31w-D_T8-48in-24w | Com | Any | Lighting | InGen-LF | Ltg_Lmp+Blst | LF_LmpBlst | DEER1316-Ltg-Com-LF | 1/1/2013 | DEER2016 Comment Period
2262 | Com-Lighting-InGen_T12-48in-43w-C_T8-48in-31w-D_T8-48in-25w-C | Com | Any | Lighting | InGen-LF | Ltg_Lmp+Blst | LF_LmpBlst | DEER1316-Ltg-Com-LF | 1/1/2013 | DEER2016 Comment Period
2263 | Com-Lighting-InGen_T12-48in-43w-C_T8-48in-31w-D_T8-48in-27w-E | Com | Any | Lighting | InGen-LF | Ltg_Lmp+Blst | LF_LmpBlst | DEER1316-Ltg-Com-LF | 1/1/2013 | DEER2016 Comment Period
2265 | Com-Lighting-InGen_T12-48in-43w-C_T8-48in-31w-D_T8-48in-28w-C | Com | Any | Lighting | InGen-LF | Ltg_Lmp+Blst | LF_LmpBlst | DEER1316-Ltg-Com-LF | 1/1/2013 | DEER2016 Comment Period
2269 | Com-Lighting-InGen_T12-48in-48w_T8-48in-31w-D_T8-48in-24w | Com | Any | Lighting | InGen-LF | Ltg_Lmp+Blst | LF_LmpBlst | DEER1316-Ltg-Com-LF | 1/1/2013 | DEER2016 Comment Period
2270 | Com-Lighting-InGen_T12-48in-48w_T8-48in-31w-D_T8-48in-25w-C | Com | Any | Lighting | InGen-LF | Ltg_Lmp+Blst | LF_LmpBlst | DEER1316-Ltg-Com-LF | 1/1/2013 | DEER2016 Comment Period
2271 | Com-Lighting-InGen_T12-48in-48w_T8-48in-31w-D_T8-48in-27w-E | Com | Any | Lighting | InGen-LF | Ltg_Lmp+Blst | LF_LmpBlst | DEER1316-Ltg-Com-LF | 1/1/2013 | DEER2016 Comment Period
2274 | Com-Lighting-InGen_T12-48in-48w_T8-48in-31w-D_T8-48in-28w-C | Com | Any | Lighting | InGen-LF | Ltg_Lmp+Blst | LF_LmpBlst | DEER1316-Ltg-Com-LF | 1/1/2013 | DEER2016 Comment Period
2277 | Com-Lighting-InGen_T12-48in-68w_T8-48in-52w-B_T8-48in-45w | Com | Any | Lighting | InGen-LF | Ltg_Lmp+Blst | LF_LmpBlst | DEER1316-Ltg-Com-LF | 1/1/2013 | DEER2016 Comment Period
2278 | Com-Lighting-InGen_T12-48in-68w_T8-48in-52w-B_T8-48in-48w | Com | Any | Lighting | InGen-LF | Ltg_Lmp+Blst | LF_LmpBlst | DEER1316-Ltg-Com-LF | 1/1/2013 | DEER2016 Comment Period
2279 | Com-Lighting-InGen_T12-48in-68w_T8-48in-59w-C_T8-48in-51w-C | Com | Any | Lighting | InGen-LF | Ltg_Lmp+Blst | LF_LmpBlst | DEER1316-Ltg-Com-LF | 1/1/2013 | DEER2016 Comment Period
2281 | Com-Lighting-InGen_T12-48in-68w_T8-48in-59w-C_T8-48in-54w-C | Com | Any | Lighting | InGen-LF | Ltg_Lmp+Blst | LF_LmpBlst | DEER1316-Ltg-Com-LF | 1/1/2013 | DEER2016 Comment Period
2285 | Com-Lighting-InGen_T12-48in-72w-A_T8-48in-59w-C_T8-48in-45w | Com | Any | Lighting | InGen-LF | Ltg_Lmp+Blst | LF_LmpBlst | DEER1316-Ltg-Com-LF | 1/1/2013 | DEER2016 Comment Period
2286 | Com-Lighting-InGen_T12-48in-72w-A_T8-48in-52w-B_T8-48in-48w | Com | Any | Lighting | InGen-LF | Ltg_Lmp+Blst | LF_LmpBlst | DEER1316-Ltg-Com-LF | 1/1/2013 | DEER2016 Comment Period
2288 | Com-Lighting-InGen_T12-48in-72w-A_T8-48in-59w-C_T8-48in-51w-C | Com | Any | Lighting | InGen-LF | Ltg_Lmp+Blst | LF_LmpBlst | DEER1316-Ltg-Com-LF | 1/1/2013 | DEER2016 Comment Period
2289 | Com-Lighting-InGen_T12-48in-72w-A_T8-48in-59w-C_T8-48in-54w-C | Com | Any | Lighting | InGen-LF | Ltg_Lmp+Blst | LF_LmpBlst | DEER1316-Ltg-Com-LF | 1/1/2013 | DEER2016 Comment Period
2293 | Com-Lighting-InGen_T12-48in-74w-B_T8-48in-52w-B_T8-48in-45w | Com | Any | Lighting | InGen-LF | Ltg_Lmp+Blst | LF_LmpBlst | DEER1316-Ltg-Com-LF | 1/1/2013 | DEER2016 Comment Period
2294 | Com-Lighting-InGen_T12-48in-74w-B_T8-48in-52w-B_T8-48in-48w | Com | Any | Lighting | InGen-LF | Ltg_Lmp+Blst | LF_LmpBlst | DEER1316-Ltg-Com-LF | 1/1/2013 | DEER2016 Comment Period
2295 | Com-Lighting-InGen_T12-48in-74w-B_T8-48in-59w-C_T8-48in-51w-C | Com | Any | Lighting | InGen-LF | Ltg_Lmp+Blst | LF_LmpBlst | DEER1316-Ltg-Com-LF | 1/1/2013 | DEER2016 Comment Period
2298 | Com-Lighting-InGen_T12-48in-74w-B_T8-48in-59w-C_T8-48in-54w-C | Com | Any | Lighting | InGen-LF | Ltg_Lmp+Blst | LF_LmpBlst | DEER1316-Ltg-Com-LF | 1/1/2013 | DEER2016 Comment Period
2301 | Com-Lighting-InGen_T12-48in-80w-C_T8-48in-52w-B_T8-48in-45w | Com | Any | Lighting | InGen-LF | Ltg_Lmp+Blst | LF_LmpBlst | DEER1316-Ltg-Com-LF | 1/1/2013 | DEER2016 Comment Period
2302 | Com-Lighting-InGen_T12-48in-80w-C_T8-48in-52w-B_T8-48in-48w | Com | Any | Lighting | InGen-LF | Ltg_Lmp+Blst | LF_LmpBlst | DEER1316-Ltg-Com-LF | 1/1/2013 | DEER2016 Comment Period
2304 | Com-Lighting-InGen_T12-48in-80w-C_T8-48in-59w-C_T8-48in-51w-C | Com | Any | Lighting | InGen-LF | Ltg_Lmp+Blst | LF_LmpBlst | DEER1316-Ltg-Com-LF | 1/1/2013 | DEER2016 Comment Period
2305 | Com-Lighting-InGen_T12-48in-80w-C_T8-48in-59w-C_T8-48in-54w-C | Com | Any | Lighting | InGen-LF | Ltg_Lmp+Blst | LF_LmpBlst | DEER1316-Ltg-Com-LF | 1/1/2013 | DEER2016 Comment Period
2309 | Com-Lighting-InGen_T12-48in-72w-B_T8-48in-59w-C_T8-48in-45w | Com | Any | Lighting | InGen-LF | Ltg_Lmp+Blst | LF_LmpBlst | DEER1316-Ltg-Com-LF | 1/1/2013 | DEER2016 Comment Period
2310 | Com-Lighting-InGen_T12-48in-72w-B_T8-48in-52w-B_T8-48in-48w | Com | Any | Lighting | InGen-LF | Ltg_Lmp+Blst | LF_LmpBlst | DEER1316-Ltg-Com-LF | 1/1/2013 | DEER2016 Comment Period
2312 | Com-Lighting-InGen_T12-48in-72w-B_T8-48in-59w-C_T8-48in-51w-C | Com | Any | Lighting | InGen-LF | Ltg_Lmp+Blst | LF_LmpBlst | DEER1316-Ltg-Com-LF | 1/1/2013 | DEER2016 Comment Period
2313 | Com-Lighting-InGen_T12-48in-72w-B_T8-48in-59w-C_T8-48in-54w-C | Com | Any | Lighting | InGen-LF | Ltg_Lmp+Blst | LF_LmpBlst | DEER1316-Ltg-Com-LF | 1/1/2013 | DEER2016 Comment Period
2317 | Com-Lighting-InGen_T12-48in-74w-C_T8-48in-52w-B_T8-48in-45w | Com | Any | Lighting | InGen-LF | Ltg_Lmp+Blst | LF_LmpBlst | DEER1316-Ltg-Com-LF | 1/1/2013 | DEER2016 Comment Period
2318 | Com-Lighting-InGen_T12-48in-74w-C_T8-48in-52w-B_T8-48in-48w | Com | Any | Lighting | InGen-LF | Ltg_Lmp+Blst | LF_LmpBlst | DEER1316-Ltg-Com-LF | 1/1/2013 | DEER2016 Comment Period
2319 | Com-Lighting-InGen_T12-48in-74w-C_T8-48in-59w-C_T8-48in-51w-C | Com | Any | Lighting | InGen-LF | Ltg_Lmp+Blst | LF_LmpBlst | DEER1316-Ltg-Com-LF | 1/1/2013 | DEER2016 Comment Period
2322 | Com-Lighting-InGen_T12-48in-74w-C_T8-48in-59w-C_T8-48in-54w-C | Com | Any | Lighting | InGen-LF | Ltg_Lmp+Blst | LF_LmpBlst | DEER1316-Ltg-Com-LF | 1/1/2013 | DEER2016 Comment Period
2324 | Com-Lighting-InGen_T12-48in-144w-A_T8-48in-89w-B_T8-48in-83w | Com | Any | Lighting | InGen-LF | Ltg_Lmp+Blst | LF_LmpBlst | DEER1316-Ltg-Com-LF | 1/1/2013 | DEER2016 Comment Period
2326 | Com-Lighting-InGen_T12-96in-210w_T8-48in-175w-B_T8-48in-142w-B | Com | Any | Lighting | InGen-LF | Ltg_Lmp+Blst | LF_LmpBlst | DEER1316-Ltg-Com-LF | 1/1/2013 | DEER2016 Comment Period
2328 | Com-Lighting-InGen_T12-96in-246w-A_T8-48in-175w-B_T8-48in-162w | Com | Any | Lighting | InGen-LF | Ltg_Lmp+Blst | LF_LmpBlst | DEER1316-Ltg-Com-LF | 1/1/2013 | DEER2016 Comment Period
2329 | Com-Lighting-InGen_T12-96in-246w-A_T8-48in-224w-B_T8-48in-188w | Com | Any | Lighting | InGen-LF | Ltg_Lmp+Blst | LF_LmpBlst | DEER1316-Ltg-Com-LF | 1/1/2013 | DEER2016 Comment Period
2330 | Com-Lighting-InGen_T8-48in-27w-D_T8-48in-31w-D_T8-48in-24w | Com | Any | Lighting | InGen-LF | Ltg_Lmp+Blst | LF_LmpBlst | DEER1316-Ltg-Com-LF | 1/1/2013 | DEER2016 Comment Period
2332 | Com-Lighting-InGen_T8-48in-27w-D_T8-48in-31w-D_T8-48in-25w-C | Com | Any | Lighting | InGen-LF | Ltg_Lmp+Blst | LF_LmpBlst | DEER1316-Ltg-Com-LF | 1/1/2013 | DEER2016 Comment Period
2333 | Com-Lighting-InGen_T8-48in-31w-D_T8-48in-31w-D_T8-48in-27w-E | Com | Any | Lighting | InGen-LF | Ltg_Lmp+Blst | LF_LmpBlst | DEER1316-Ltg-Com-LF | 1/1/2013 | DEER2016 Comment Period
2336 | Com-Lighting-InGen_T8-48in-31w-D_T8-48in-31w-D_T8-48in-28w-C | Com | Any | Lighting | InGen-LF | Ltg_Lmp+Blst | LF_LmpBlst | DEER1316-Ltg-Com-LF | 1/1/2013 | DEER2016 Comment Period
2337 | Com-Lighting-InGen_T8-48in-52w-B_T8-48in-59w-C_T8-48in-45w | Com | Any | Lighting | InGen-LF | Ltg_Lmp+Blst | LF_LmpBlst | DEER1316-Ltg-Com-LF | 1/1/2013 | DEER2016 Comment Period
2338 | Com-Lighting-InGen_T8-48in-52w-B_T8-48in-59w-C_T8-48in-48w | Com | Any | Lighting | InGen-LF | Ltg_Lmp+Blst | LF_LmpBlst | DEER1316-Ltg-Com-LF | 1/1/2013 | DEER2016 Comment Period
2339 | Com-Lighting-InGen_T8-48in-59w-C_T8-48in-59w-C_T8-48in-51w-C | Com | Any | Lighting | InGen-LF | Ltg_Lmp+Blst | LF_LmpBlst | DEER1316-Ltg-Com-LF | 1/1/2013 | DEER2016 Comment Period
2340 | Com-Lighting-InGen_T8-48in-59w-C_T8-48in-59w-C_T8-48in-54w-C | Com | Any | Lighting | InGen-LF | Ltg_Lmp+Blst | LF_LmpBlst | DEER1316-Ltg-Com-LF | 1/1/2013 | DEER2016 Comment Period
2341 | Com-Lighting-InGen_T8-48in-89w-B_T8-48in-89w-B_T8-48in-83w | Com | Any | Lighting | InGen-LF | Ltg_Lmp+Blst | LF_LmpBlst | DEER1316-Ltg-Com-LF | 1/1/2013 | DEER2016 Comment Period
2342 | Com-Lighting-InGen_T8-48in-156w-B_T8-48in-175w-B_T8-48in-142w-B | Com | Any | Lighting | InGen-LF | Ltg_Lmp+Blst | LF_LmpBlst | DEER1316-Ltg-Com-LF | 1/1/2013 | DEER2016 Comment Period
2343 | Com-Lighting-InGen_T8-48in-175w-B_T8-48in-175w-B_T8-48in-162w | Com | Any | Lighting | InGen-LF | Ltg_Lmp+Blst | LF_LmpBlst | DEER1316-Ltg-Com-LF | 1/1/2013 | DEER2016 Comment Period
2344 | Com-Lighting-InGen_T8-48in-204w-B_T8-48in-224w-B_T8-48in-188w | Com | Any | Lighting | InGen-LF | Ltg_Lmp+Blst | LF_LmpBlst | DEER1316-Ltg-Com-LF | 1/1/2013 | DEER2016 Comment Period
2345 | Com-Lighting-InGen_T12-96in-62w-A_T8-96in-55w_T8-96in-49w | Com | Any | Lighting | InGen-LF | Ltg_Lmp+Blst | LF_LmpBlst | DEER1316-Ltg-Com-LF | 1/1/2013 | DEER2016 Comment Period
2346 | Com-Lighting-InGen_T12-96in-123w-A_T8-96in-109w_T8-96in-98w | Com | Any | Lighting | InGen-LF | Ltg_Lmp+Blst | LF_LmpBlst | DEER1316-Ltg-Com-LF | 1/1/2013 | DEER2016 Comment Period
2347 | Com-Lighting-InGen_T12-96in-210w_T8-96in-160w_T8-96in-160w | Com | Any | Lighting | InGen-LF | Ltg_Lmp+Blst | LF_LmpBlst | DEER1316-Ltg-Com-LF | 1/1/2013 | DEER2016 Comment Period
2348 | Com-Lighting-InGen_T12-96in-210w_T8-96in-167w_T8-96in-167w | Com | Any | Lighting | InGen-LF | Ltg_Lmp+Blst | LF_LmpBlst | DEER1316-Ltg-Com-LF | 1/1/2013 | DEER2016 Comment Period
2349 | Com-Lighting-InGen_T12-96in-246w-A_T8-96in-219w_T8-96in-219w | Com | Any | Lighting | InGen-LF | Ltg_Lmp+Blst | LF_LmpBlst | DEER1316-Ltg-Com-LF | 1/1/2013 | DEER2016 Comment Period
4230 | C-In-CMH-24w(24w)-dWP46 | Com | Any | Lighting | InGen-LF | Ltg_Lmp+Blst | HID_LmpBlst | DEER1316-Ltg-Com-LF | 1/1/2013 | DEER2016 Comment Period
4283 | C-In-LED-CanRet(10w)-dWP38 | Com | Any | Lighting | InGen-CFL | Ltg_Lamp | LED_lamp | DEER1316-Ltg-Com-LF | 1/1/2013 | DEER2016 Comment Period
4284 | C-In-LED-CanRet(12w)-dWP54 | Com | Any | Lighting | InGen-CFL | Ltg_Lamp | LED_lamp | DEER1316-Ltg-Com-LF | 1/1/2013 | DEER2016 Comment Period
4286 | C-In-LED-CanRet(15w)-dWP62 | Com | Any | Lighting | InGen-CFL | Ltg_Lamp | LED_lamp | DEER1316-Ltg-Com-LF | 1/1/2013 | DEER2016 Comment Period
4287 | C-In-LED-CanRet(21w)-dWP57 | Com | Any | Lighting | InGen-CFL | Ltg_Lamp | LED_lamp | DEER1316-Ltg-Com-LF | 1/1/2013 | DEER2016 Comment Period
4289 | C-In-LED-CanRet(8w)-dWP25 | Com | Any | Lighting | InGen-CFL | Ltg_Lamp | LED_lamp | DEER1316-Ltg-Com-LF | 1/1/2013 | DEER2016 Comment Period
4300 | C-In-LEDFixt(22w)-dwP37 | Com | Any | Lighting | InGen-CFL | Ltg_Fixture | LED_fixt | DEER1316-Ltg-Com-LF | 1/1/2013 | DEER2016 Comment Period
4392 | C-In-LFFixt-T5-22in-14w+El-RS-HLO(34w)-dWP26 | Com | Any | Lighting | InGen-LF | Ltg_Fixture | LinFluor_fixt | DEER1316-Ltg-Com-LF | 1/1/2013 | DEER2016 Comment Period
4393 | C-In-LFFixt-T5-22in-14w+El-RS-NLO(32w)-dWP28 | Com | Any | Lighting | InGen-LF | Ltg_Fixture | LinFluor_fixt | DEER1316-Ltg-Com-LF | 1/1/2013 | DEER2016 Comment Period
4394 | C-In-LFFixt-T5-46in-28w+El-RS-HLO(64w)-dWP19 | Com | Any | Lighting | InGen-LF | Ltg_Fixture | LinFluor_fixt | DEER1316-Ltg-Com-LF | 1/1/2013 | DEER2016 Comment Period
4395 | C-In-LFFixt-T5-46in-28w+El-RS-NLO(58w)-dWP25 | Com | Any | Lighting | InGen-LF | Ltg_Fixture | LinFluor_fixt | DEER1316-Ltg-Com-LF | 1/1/2013 | DEER2016 Comment Period
4396 | C-In-LFFixt-T5-46in-54w+El-PS-HLO(117w)-dWP73 | Com | Any | Lighting | InGen-LF | Ltg_Fixture | LinFluor_fixt | DEER1316-Ltg-Com-LF | 1/1/2013 | DEER2016 Comment Period
4397 | C-In-LFFixt-T5-46in-54w+El-PS-HLO(117w)-dwP98-dwC91 | Com | Any | Lighting | InGen-LF | Ltg_Fixture | LinFluor_fixt | DEER1316-Ltg-Com-LF | 1/1/2013 | DEER2016 Comment Period
4398 | C-In-LFFixt-T5-46in-54w+El-PS-HLO(585w)-dwP265-dwC233 | Com | Any | Lighting | InGen-LF | Ltg_Fixture | LinFluor_fixt | DEER1316-Ltg-Com-LF | 1/1/2013 | DEER2016 Comment Period
4399 | C-In-LFFixt-T5-46in-54w+El-PS-HLO(585w)-dWP495-dWC233 | Com | Any | Lighting | InGen-LF | Ltg_Fixture | LinFluor_fixt | DEER1316-Ltg-Com-LF | 1/1/2013 | DEER2016 Comment Period
4400 | C-In-LFFixt-T5-46in-54w+El-PS-HLO(62w)-dWP66 | Com | Any | Lighting | InGen-LF | Ltg_Fixture | LinFluor_fixt | DEER1316-Ltg-Com-LF | 1/1/2013 | DEER2016 Comment Period
4401 | C-In-LFFixt-T5-46in-54w+El-PS-HLO-1(179w)-dWP116-dWC109 | Com | Any | Lighting | InGen-LF | Ltg_Fixture | LinFluor_fixt | DEER1316-Ltg-Com-LF | 1/1/2013 | DEER2016 Comment Period
4402 | C-In-LFFixt-T5-46in-54w+El-PS-HLO-1(234w)-dwP166-dwC131 | Com | Any | Lighting | InGen-LF | Ltg_Fixture | LinFluor_fixt | DEER1316-Ltg-Com-LF | 1/1/2013 | DEER2016 Comment Period
4403 | C-In-LFFixt-T5-46in-54w+El-PS-HLO-1(234w)-dWP170-dWC166 | Com | Any | Lighting | InGen-LF | Ltg_Fixture | LinFluor_fixt | DEER1316-Ltg-Com-LF | 1/1/2013 | DEER2016 Comment Period
4404 | C-In-LFFixt-T5-46in-54w+El-PS-HLO-1(234w)-dwP221-dwC131 | Com | Any | Lighting | InGen-LF | Ltg_Fixture | LinFluor_fixt | DEER1316-Ltg-Com-LF | 1/1/2013 | DEER2016 Comment Period
4405 | C-In-LFFixt-T5-46in-54w+El-PS-HLO-1(234w)-dwP224-dwC131 | Com | Any | Lighting | InGen-LF | Ltg_Fixture | LinFluor_fixt | DEER1316-Ltg-Com-LF | 1/1/2013 | DEER2016 Comment Period
4406 | C-In-LFFixt-T5-46in-54w+El-PS-HLO-1(234w)-dWP224-dWC166 | Com | Any | Lighting | InGen-LF | Ltg_Fixture | LinFluor_fixt | DEER1316-Ltg-Com-LF | 1/1/2013 | DEER2016 Comment Period
4407 | C-In-LFFixt-T5-46in-54w+El-PS-HLO-1(351w)-dwP105 | Com | Any | Lighting | InGen-LF | Ltg_Fixture | LinFluor_fixt | DEER1316-Ltg-Com-LF | 1/1/2013 | DEER2016 Comment Period
4408 | C-In-LFFixt-T5-46in-54w+El-PS-HLO-1(351w)-dWP107-dWC105 | Com | Any | Lighting | InGen-LF | Ltg_Fixture | LinFluor_fixt | DEER1316-Ltg-Com-LF | 1/1/2013 | DEER2016 Comment Period
4409 | C-In-LFFixt-T5-46in-54w+El-PS-HLO-1(351w)-dwP429-dwC105 | Com | Any | Lighting | InGen-LF | Ltg_Fixture | LinFluor_fixt | DEER1316-Ltg-Com-LF | 1/1/2013 | DEER2016 Comment Period
4410 | C-In-LFFixt-T8-24in-17w+El-IS-NLO(16w)-dWP44 | Com | Any | Lighting | InGen-LF | Ltg_Fixture | LinFluor_fixt | DEER1316-Ltg-Com-LF | 1/1/2013 | DEER2016 Comment Period
4411 | C-In-LFFixt-T8-24in-17w+El-RS-HLO(19w)-dWP41 | Com | Any | Lighting | InGen-LF | Ltg_Fixture | LinFluor_fixt | DEER1316-Ltg-Com-LF | 1/1/2013 | DEER2016 Comment Period
4412 | C-In-LFFixt-T8-24in-17w+El-RS-HLO(41w)-dWP19 | Com | Any | Lighting | InGen-LF | Ltg_Fixture | LinFluor_fixt | DEER1316-Ltg-Com-LF | 1/1/2013 | DEER2016 Comment Period
4413 | C-In-LFFixt-T8-24in-17w+El-RS-NLO(31w)-dWP29 | Com | Any | Lighting | InGen-LF | Ltg_Fixture | LinFluor_fixt | DEER1316-Ltg-Com-LF | 1/1/2013 | DEER2016 Comment Period
4414 | C-In-LFFixt-T8-24in-17w+El-RS-RLO(28w)-dWP32 | Com | Any | Lighting | InGen-LF | Ltg_Fixture | LinFluor_fixt | DEER1316-Ltg-Com-LF | 1/1/2013 | DEER2016 Comment Period
4415 | C-In-LFFixt-T8-24in-17w+El-RS-VHLO(22w)-dWP38 | Com | Any | Lighting | InGen-LF | Ltg_Fixture | LinFluor_fixt | DEER1316-Ltg-Com-LF | 1/1/2013 | DEER2016 Comment Period
4416 | C-In-LFFixt-T8-48in-28w+El-IS-NLO(28w)-dWP55 | Com | Any | Lighting | InGen-LF | Ltg_Fixture | LinFluor_fixt | DEER1316-Ltg-Com-LF | 1/1/2013 | DEER2016 Comment Period
4417 | C-In-LFFixt-T8-48in-28w+El-IS-RLO(42w)-dWP41 | Com | Any | Lighting | InGen-LF | Ltg_Fixture | LinFluor_fixt | DEER1316-Ltg-Com-LF | 1/1/2013 | DEER2016 Comment Period
4418 | C-In-LFFixt-T8-48in-28w+El-IS-RLO(44w)-dWP39 | Com | Any | Lighting | InGen-LF | Ltg_Fixture | LinFluor_fixt | DEER1316-Ltg-Com-LF | 1/1/2013 | DEER2016 Comment Period
4419 | C-In-LFFixt-T8-48in-30w+El-IS-NLO(51w)-dWP32 | Com | Any | Lighting | InGen-LF | Ltg_Fixture | LinFluor_fixt | DEER1316-Ltg-Com-LF | 1/1/2013 | DEER2016 Comment Period
4420 | C-In-LFFixt-T8-48in-32w-3g+El-IS-HLO(62w)-dWP21 | Com | Any | Lighting | InGen-LF | Ltg_Fixture | LinFluor_fixt | DEER1316-Ltg-Com-LF | 1/1/2013 | DEER2016 Comment Period
4421 | C-In-LFFixt-T8-48in-32w-3g+El-RS-HLO(34w)-dWP49 | Com | Any | Lighting | InGen-LF | Ltg_Fixture | LinFluor_fixt | DEER1316-Ltg-Com-LF | 1/1/2013 | DEER2016 Comment Period
4422 | C-In-LFFixt-T8-48in-32w-3g+El-RS-VHLO(38w)-dWP45 | Com | Any | Lighting | InGen-LF | Ltg_Fixture | LinFluor_fixt | DEER1316-Ltg-Com-LF | 1/1/2013 | DEER2016 Comment Period
4424 | C-In-LFLmpBlst-T12-36in-25w+MagStd-RS-NLO-Del(73w)-dWP42 | Com | Any | Lighting | InGen-LF | Ltg_Lmp+Blst | LF_LmpBlst | DEER1316-Ltg-Com-LF | 1/1/2013 | DEER2016 Comment Period
4426 | C-In-LFLmpBlst-T12-48in-34w+MagES-RS-NLO-Del(123w)-dWP29 | Com | Any | Lighting | InGen-LF | Ltg_Lmp+Blst | LF_LmpBlst | DEER1316-Ltg-Com-LF | 1/1/2013 | DEER2016 Comment Period
4430 | C-In-LFLmpBlst-T12-96in-60w+MagES-RS-NLO-Del(133w)-dWP77 | Com | Any | Lighting | InGen-LF | Ltg_Lmp+Blst | LF_LmpBlst | DEER1316-Ltg-Com-LF | 1/1/2013 | DEER2016 Comment Period
4432 | C-In-LFLmpBlst-T5-22in-14w+El-IS-NLO(34w)-dWP22 | Com | Any | Lighting | InGen-LF | Ltg_Lmp+Blst | LF_LmpBlst | DEER1316-Ltg-Com-LF | 1/1/2013 | DEER2016 Comment Period
4433 | C-In-LFLmpBlst-T5-22in-14w+El-PS-HLO(34w)-dWP22 | Com | Any | Lighting | InGen-LF | Ltg_Lmp+Blst | LF_LmpBlst | DEER1316-Ltg-Com-LF | 1/1/2013 | DEER2016 Comment Period
4434 | C-In-LFLmpBlst-T5-22in-14w+El-PS-NLO(17w)-dWP11 | Com | Any | Lighting | InGen-LF | Ltg_Lmp+Blst | LF_LmpBlst | DEER1316-Ltg-Com-LF | 1/1/2013 | DEER2016 Comment Period
4435 | C-In-LFLmpBlst-T5-22in-14w+El-RS-HLO(34w)-dWP26 | Com | Any | Lighting | InGen-LF | Ltg_Lmp+Blst | LF_LmpBlst | DEER1316-Ltg-Com-LF | 1/1/2013 | DEER2016 Comment Period
4436 | C-In-LFLmpBlst-T5-22in-14w+El-RS-NLO(32w)-dWP28 | Com | Any | Lighting | InGen-LF | Ltg_Lmp+Blst | LF_LmpBlst | DEER1316-Ltg-Com-LF | 1/1/2013 | DEER2016 Comment Period
4437 | C-In-LFLmpBlst-T5-34in-21w+El-IS-NLO(48w)-dWP18 | Com | Any | Lighting | InGen-LF | Ltg_Lmp+Blst | LF_LmpBlst | DEER1316-Ltg-Com-LF | 1/1/2013 | DEER2016 Comment Period
4438 | C-In-LFLmpBlst-T5-34in-21w+El-IS-RLO(24w)-dWP22 | Com | Any | Lighting | InGen-LF | Ltg_Lmp+Blst | LF_LmpBlst | DEER1316-Ltg-Com-LF | 1/1/2013 | DEER2016 Comment Period
4439 | C-In-LFLmpBlst-T5-34in-21w+El-IS-RLO(48w)-dWP18 | Com | Any | Lighting | InGen-LF | Ltg_Lmp+Blst | LF_LmpBlst | DEER1316-Ltg-Com-LF | 1/1/2013 | DEER2016 Comment Period
4440 | C-In-LFLmpBlst-T5-46in-28w+El-IS-NLO(54w)-dWP69-dWC0 | Com | Any | Lighting | InGen-LF | Ltg_Lmp+Blst | LF_LmpBlst | DEER1316-Ltg-Com-LF | 1/1/2013 | DEER2016 Comment Period
4441 | C-In-LFLmpBlst-T5-46in-28w+El-IS-NLO(54w)-dWP69-dWC55 | Com | Any | Lighting | InGen-LF | Ltg_Lmp+Blst | LF_LmpBlst | DEER1316-Ltg-Com-LF | 1/1/2013 | DEER2016 Comment Period
4442 | C-In-LFLmpBlst-T5-46in-28w+El-IS-NLO-Dim(72w)-dWP72-dWC0 | Com | Any | Lighting | InGen-LF | Ltg_Lmp+Blst | LF_LmpBlst | DEER1316-Ltg-Com-LF | 1/1/2013 | DEER2016 Comment Period
4444 | C-In-LFLmpBlst-T5-46in-28w+El-PS-HLO(33w)-dWP10-dWC0 | Com | Any | Lighting | InGen-LF | Ltg_Lmp+Blst | LF_LmpBlst | DEER1316-Ltg-Com-LF | 1/1/2013 | DEER2016 Comment Period
4445 | C-In-LFLmpBlst-T5-46in-28w+El-PS-HLO(64w)-dWP51-dWC0 | Com | Any | Lighting | InGen-LF | Ltg_Lmp+Blst | LF_LmpBlst | DEER1316-Ltg-Com-LF | 1/1/2013 | DEER2016 Comment Period
4446 | C-In-LFLmpBlst-T5-46in-28w+El-PS-HLO(64w)-dWP8-dWC0 | Com | Any | Lighting | InGen-LF | Ltg_Lmp+Blst | LF_LmpBlst | DEER1316-Ltg-Com-LF | 1/1/2013 | DEER2016 Comment Period
4447 | C-In-LFLmpBlst-T5-46in-28w+El-RS-HLO(64w)-dWP19 | Com | Any | Lighting | InGen-LF | Ltg_Lmp+Blst | LF_LmpBlst | DEER1316-Ltg-Com-LF | 1/1/2013 | DEER2016 Comment Period
4448 | C-In-LFLmpBlst-T5-46in-28w+El-RS-NLO(58w)-dWP25 | Com | Any | Lighting | InGen-LF | Ltg_Lmp+Blst | LF_LmpBlst | DEER1316-Ltg-Com-LF | 1/1/2013 | DEER2016 Comment Period
4449 | C-In-LFLmpBlst-T5-46in-49w+El-IS-HLO(106w)-dWP10 | Com | Any | Lighting | InGen-LF | Ltg_Lmp+Blst | LF_LmpBlst | DEER1316-Ltg-Com-LF | 1/1/2013 | DEER2016 Comment Period
4452 | C-In-LFLmpBlst-T5-46in-49w+El-IS-HLO(49w)-dWP5 | Com | Any | Lighting | InGen-LF | Ltg_Lmp+Blst | LF_LmpBlst | DEER1316-Ltg-Com-LF | 1/1/2013 | DEER2016 Comment Period
4453 | C-In-LFLmpBlst-T5-46in-49w+El-IS-NLO(106w)-dWP10 | Com | Any | Lighting | InGen-LF | Ltg_Lmp+Blst | LF_LmpBlst | DEER1316-Ltg-Com-LF | 1/1/2013 | DEER2016 Comment Period
4454 | C-In-LFLmpBlst-T5-46in-49w+El-IS-NLO(172w)-dWP15 | Com | Any | Lighting | InGen-LF | Ltg_Lmp+Blst | LF_LmpBlst | DEER1316-Ltg-Com-LF | 1/1/2013 | DEER2016 Comment Period
4455 | C-In-LFLmpBlst-T5-46in-49w+El-IS-NLO(172w)-dWP7-dWC7 | Com | Any | Lighting | InGen-LF | Ltg_Lmp+Blst | LF_LmpBlst | DEER1316-Ltg-Com-LF | 1/1/2013 | DEER2016 Comment Period
4456 | C-In-LFLmpBlst-T5-46in-49w+El-IS-NLO(214w)-dWP20 | Com | Any | Lighting | InGen-LF | Ltg_Lmp+Blst | LF_LmpBlst | DEER1316-Ltg-Com-LF | 1/1/2013 | DEER2016 Comment Period
4457 | C-In-LFLmpBlst-T5-46in-49w+El-IS-NLO(49.3w)-dWP4 | Com | Any | Lighting | InGen-LF | Ltg_Lmp+Blst | LF_LmpBlst | DEER1316-Ltg-Com-LF | 1/1/2013 | DEER2016 Comment Period
4458 | C-In-LFLmpBlst-T5-46in-49w+El-IS-NLO(49w)-dWP5 | Com | Any | Lighting | InGen-LF | Ltg_Lmp+Blst | LF_LmpBlst | DEER1316-Ltg-Com-LF | 1/1/2013 | DEER2016 Comment Period
4459 | C-In-LFLmpBlst-T5-46in-51w+El-IS-HLO(109w)-dWP7 | Com | Any | Lighting | InGen-LF | Ltg_Lmp+Blst | LF_LmpBlst | DEER1316-Ltg-Com-LF | 1/1/2013 | DEER2016 Comment Period
4460 | C-In-LFLmpBlst-T5-46in-51w+El-IS-HLO(176w)-dWP11 | Com | Any | Lighting | InGen-LF | Ltg_Lmp+Blst | LF_LmpBlst | DEER1316-Ltg-Com-LF | 1/1/2013 | DEER2016 Comment Period
4462 | C-In-LFLmpBlst-T5-46in-51w+El-IS-HLO(51w)-dWP3 | Com | Any | Lighting | InGen-LF | Ltg_Lmp+Blst | LF_LmpBlst | DEER1316-Ltg-Com-LF | 1/1/2013 | DEER2016 Comment Period
4463 | C-In-LFLmpBlst-T5-46in-51w+El-IS-NLO(109w)-dWP7 | Com | Any | Lighting | InGen-LF | Ltg_Lmp+Blst | LF_LmpBlst | DEER1316-Ltg-Com-LF | 1/1/2013 | DEER2016 Comment Period
4464 | C-In-LFLmpBlst-T5-46in-51w+El-IS-NLO(109w)-dWP7-dWC7 | Com | Any | Lighting | InGen-LF | Ltg_Lmp+Blst | LF_LmpBlst | DEER1316-Ltg-Com-LF | 1/1/2013 | DEER2016 Comment Period
4465 | C-In-LFLmpBlst-T5-46in-51w+El-IS-NLO(176w)-dWP3-dWC3 | Com | Any | Lighting | InGen-LF | Ltg_Lmp+Blst | LF_LmpBlst | DEER1316-Ltg-Com-LF | 1/1/2013 | DEER2016 Comment Period
4466 | C-In-LFLmpBlst-T5-46in-51w+El-IS-NLO(218w)-dWP16 | Com | Any | Lighting | InGen-LF | Ltg_Lmp+Blst | LF_LmpBlst | DEER1316-Ltg-Com-LF | 1/1/2013 | DEER2016 Comment Period
4467 | C-In-LFLmpBlst-T5-46in-51w+El-IS-NLO(51w)-dWP3-dWC3 | Com | Any | Lighting | InGen-LF | Ltg_Lmp+Blst | LF_LmpBlst | DEER1316-Ltg-Com-LF | 1/1/2013 | DEER2016 Comment Period
4468 | C-In-LFLmpBlst-T5-46in-54w+El-IS-NLO(109w)-dWP7-dWC7 | Com | Any | Lighting | InGen-LF | Ltg_Lmp+Blst | LF_LmpBlst | DEER1316-Ltg-Com-LF | 1/1/2013 | DEER2016 Comment Period
4469 | C-In-LFLmpBlst-T5-46in-54w+El-IS-NLO(54w)-dWP-18 | Com | Any | Lighting | InGen-LF | Ltg_Lmp+Blst | LF_LmpBlst | DEER1316-Ltg-Com-LF | 1/1/2013 | DEER2016 Comment Period
4470 | C-In-LFLmpBlst-T5-46in-54w+El-PS-HLO(117w)-dWP27-dWC0 | Com | Any | Lighting | InGen-LF | Ltg_Lmp+Blst | LF_LmpBlst | DEER1316-Ltg-Com-LF | 1/1/2013 | DEER2016 Comment Period
4472 | C-In-LFLmpBlst-T5-46in-54w+El-PS-HLO(59w)-dWP13-dWC0 | Com | Any | Lighting | InGen-LF | Ltg_Lmp+Blst | LF_LmpBlst | DEER1316-Ltg-Com-LF | 1/1/2013 | DEER2016 Comment Period
4473 | C-In-LFLmpBlst-T5-46in-54w+El-PS-HLO(62w)-dWP10-dWC0 | Com | Any | Lighting | InGen-LF | Ltg_Lmp+Blst | LF_LmpBlst | DEER1316-Ltg-Com-LF | 1/1/2013 | DEER2016 Comment Period
4474 | C-In-LFLmpBlst-T8-24in-17w+El-IS-HLO(35w)-dWP25 | Com | Any | Lighting | InGen-LF | Ltg_Lmp+Blst | LF_LmpBlst | DEER1316-Ltg-Com-LF | 1/1/2013 | DEER2016 Comment Period
4475 | C-In-LFLmpBlst-T8-24in-17w+El-IS-HLO(35w)-dWP37-dWC25 | Com | Any | Lighting | InGen-LF | Ltg_Lmp+Blst | LF_LmpBlst | DEER1316-Ltg-Com-LF | 1/1/2013 | DEER2016 Comment Period
4476 | C-In-LFLmpBlst-T8-24in-17w+El-IS-NLO(16w)-dWP44 | Com | Any | Lighting | InGen-LF | Ltg_Lmp+Blst | LF_LmpBlst | DEER1316-Ltg-Com-LF | 1/1/2013 | DEER2016 Comment Period
4477 | C-In-LFLmpBlst-T8-24in-17w+El-IS-NLO(17w)-dWP11 | Com | Any | Lighting | InGen-LF | Ltg_Lmp+Blst | LF_LmpBlst | DEER1316-Ltg-Com-LF | 1/1/2013 | DEER2016 Comment Period
4478 | C-In-LFLmpBlst-T8-24in-17w+El-IS-NLO(31w)-dWP29 | Com | Any | Lighting | InGen-LF | Ltg_Lmp+Blst | LF_LmpBlst | DEER1316-Ltg-Com-LF | 1/1/2013 | DEER2016 Comment Period
4479 | C-In-LFLmpBlst-T8-24in-17w+El-IS-NLO(31w)-dWP41-dWC29 | Com | Any | Lighting | InGen-LF | Ltg_Lmp+Blst | LF_LmpBlst | DEER1316-Ltg-Com-LF | 1/1/2013 | DEER2016 Comment Period
4480 | C-In-LFLmpBlst-T8-24in-17w+El-IS-NLO(33w)-dWP23 | Com | Any | Lighting | InGen-LF | Ltg_Lmp+Blst | LF_LmpBlst | DEER1316-Ltg-Com-LF | 1/1/2013 | DEER2016 Comment Period
4481 | C-In-LFLmpBlst-T8-24in-17w+El-IS-NLO(33w)-dWP39-dWC0 | Com | Any | Lighting | InGen-LF | Ltg_Lmp+Blst | LF_LmpBlst | DEER1316-Ltg-Com-LF | 1/1/2013 | DEER2016 Comment Period
4483 | C-In-LFLmpBlst-T8-24in-17w+El-IS-NLO(33w)-dWP79 | Com | Any | Lighting | InGen-LF | Ltg_Lmp+Blst | LF_LmpBlst | DEER1316-Ltg-Com-LF | 1/1/2013 | DEER2016 Comment Period
4484 | C-In-LFLmpBlst-T8-24in-17w+El-IS-NLO(47w)-dWP15 | Com | Any | Lighting | InGen-LF | Ltg_Lmp+Blst | LF_LmpBlst | DEER1316-Ltg-Com-LF | 1/1/2013 | DEER2016 Comment Period
4485 | C-In-LFLmpBlst-T8-24in-17w+El-IS-NLO(61w)-dWP51 | Com | Any | Lighting | InGen-LF | Ltg_Lmp+Blst | LF_LmpBlst | DEER1316-Ltg-Com-LF | 1/1/2013 | DEER2016 Comment Period
4486 | C-In-LFLmpBlst-T8-24in-17w+El-IS-NLO+Refl(31w)-dWP25 | Com | Any | Lighting | InGen-LF | Ltg_Lmp+Blst | LF_LmpBlst | DEER1316-Ltg-Com-LF | 1/1/2013 | DEER2016 Comment Period
4487 | C-In-LFLmpBlst-T8-24in-17w+El-IS-NLO+Refl(31w)-dWP29 | Com | Any | Lighting | InGen-LF | Ltg_Lmp+Blst | LF_LmpBlst | DEER1316-Ltg-Com-LF | 1/1/2013 | DEER2016 Comment Period
4488 | C-In-LFLmpBlst-T8-24in-17w+El-IS-NLO+Refl(31w)-dWP41-dWC29 | Com | Any | Lighting | InGen-LF | Ltg_Lmp+Blst | LF_LmpBlst | DEER1316-Ltg-Com-LF | 1/1/2013 | DEER2016 Comment Period
4489 | C-In-LFLmpBlst-T8-24in-17w+El-IS-RLO(29w)-dWP27 | Com | Any | Lighting | InGen-LF | Ltg_Lmp+Blst | LF_LmpBlst | DEER1316-Ltg-Com-LF | 1/1/2013 | DEER2016 Comment Period
4490 | C-In-LFLmpBlst-T8-24in-17w+El-IS-RLO-1(14w)-dWP14 | Com | Any | Lighting | InGen-LF | Ltg_Lmp+Blst | LF_LmpBlst | DEER1316-Ltg-Com-LF | 1/1/2013 | DEER2016 Comment Period
4491 | C-In-LFLmpBlst-T8-24in-17w+El-RS-HLO(19w)-dWP41 | Com | Any | Lighting | InGen-LF | Ltg_Lmp+Blst | LF_LmpBlst | DEER1316-Ltg-Com-LF | 1/1/2013 | DEER2016 Comment Period
4492 | C-In-LFLmpBlst-T8-24in-17w+El-RS-HLO(41w)-dWP19 | Com | Any | Lighting | InGen-LF | Ltg_Lmp+Blst | LF_LmpBlst | DEER1316-Ltg-Com-LF | 1/1/2013 | DEER2016 Comment Period
4493 | C-In-LFLmpBlst-T8-24in-17w+El-RS-NLO(31w)-dWP29 | Com | Any | Lighting | InGen-LF | Ltg_Lmp+Blst | LF_LmpBlst | DEER1316-Ltg-Com-LF | 1/1/2013 | DEER2016 Comment Period
4494 | C-In-LFLmpBlst-T8-24in-17w+El-RS-RLO(28w)-dWP32 | Com | Any | Lighting | InGen-LF | Ltg_Lmp+Blst | LF_LmpBlst | DEER1316-Ltg-Com-LF | 1/1/2013 | DEER2016 Comment Period
4495 | C-In-LFLmpBlst-T8-24in-17w+El-RS-VHLO(22w)-dWP38 | Com | Any | Lighting | InGen-LF | Ltg_Lmp+Blst | LF_LmpBlst | DEER1316-Ltg-Com-LF | 1/1/2013 | DEER2016 Comment Period
4496 | C-In-LFLmpBlst-T8-36in-25w+El-IS-NLO(26w)-dWP20 | Com | Any | Lighting | InGen-LF | Ltg_Lmp+Blst | LF_LmpBlst | DEER1316-Ltg-Com-LF | 1/1/2013 | DEER2016 Comment Period
4497 | C-In-LFLmpBlst-T8-36in-25w+El-IS-NLO(46w)-dWP30 | Com | Any | Lighting | InGen-LF | Ltg_Lmp+Blst | LF_LmpBlst | DEER1316-Ltg-Com-LF | 1/1/2013 | DEER2016 Comment Period
4498 | C-In-LFLmpBlst-T8-36in-25w+El-IS-NLO(87w)-dWP35 | Com | Any | Lighting | InGen-LF | Ltg_Lmp+Blst | LF_LmpBlst | DEER1316-Ltg-Com-LF | 1/1/2013 | DEER2016 Comment Period
4499 | C-In-LFLmpBlst-T8-36in-25w+El-IS-NLO(87w)-dWP75-dWC25 | Com | Any | Lighting | InGen-LF | Ltg_Lmp+Blst | LF_LmpBlst | DEER1316-Ltg-Com-LF | 1/1/2013 | DEER2016 Comment Period
4500 | C-In-LFLmpBlst-T8-36in-25w+El-IS-RLO(23w)-dWP23 | Com | Any | Lighting | InGen-LF | Ltg_Lmp+Blst | LF_LmpBlst | DEER1316-Ltg-Com-LF | 1/1/2013 | DEER2016 Comment Period
4501 | C-In-LFLmpBlst-T8-36in-25w+El-IS-RLO(27w)-dWP19 | Com | Any | Lighting | InGen-LF | Ltg_Lmp+Blst | LF_LmpBlst | DEER1316-Ltg-Com-LF | 1/1/2013 | DEER2016 Comment Period
4502 | C-In-LFLmpBlst-T8-36in-25w+El-IS-RLO(46w)-dWP20 | Com | Any | Lighting | InGen-LF | Ltg_Lmp+Blst | LF_LmpBlst | DEER1316-Ltg-Com-LF | 1/1/2013 | DEER2016 Comment Period
4503 | C-In-LFLmpBlst-T8-36in-25w+El-IS-RLO(86w)-dWP26 | Com | Any | Lighting | InGen-LF | Ltg_Lmp+Blst | LF_LmpBlst | DEER1316-Ltg-Com-LF | 1/1/2013 | DEER2016 Comment Period
4504 | C-In-LFLmpBlst-T8-48in-25w+El-IS-NLO(23w)-dWP7 | Com | Any | Lighting | InGen-LF | Ltg_Lmp+Blst | LF_LmpBlst | DEER1316-Ltg-Com-LF | 7/1/2014 | DEER2016 Comment Period
4506 | C-In-LFLmpBlst-T8-48in-25w+El-IS-NLO(26w)-dWP4-1 | Com | Any | Lighting | InGen-LF | Ltg_Lmp+Blst | LF_LmpBlst | DEER1316-Ltg-Com-LF | 1/1/2013 | DEER2016 Comment Period
4507 | C-In-LFLmpBlst-T8-48in-25w+El-IS-NLO(26w)-dWP4-2 | Com | Any | Lighting | InGen-LF | Ltg_Lmp+Blst | LF_LmpBlst | DEER1316-Ltg-Com-LF | 1/1/2013 | DEER2016 Comment Period
4511 | C-In-LFLmpBlst-T8-48in-25w+El-IS-NLO(28w)-dWP15-dWC3 | Com | Any | Lighting | InGen-LF | Ltg_Lmp+Blst | LF_LmpBlst | DEER1316-Ltg-Com-LF | 1/1/2013 | DEER2016 Comment Period
4514 | C-In-LFLmpBlst-T8-48in-25w+El-IS-NLO(45w)-dWP14-dWC14 | Com | Any | Lighting | InGen-LF | Ltg_Lmp+Blst | LF_LmpBlst | DEER1316-Ltg-Com-LF | 1/1/2013 | DEER2016 Comment Period
4515 | C-In-LFLmpBlst-T8-48in-25w+El-IS-NLO(68w)-dWP21 | Com | Any | Lighting | InGen-LF | Ltg_Lmp+Blst | LF_LmpBlst | DEER1316-Ltg-Com-LF | 1/1/2013 | DEER2016 Comment Period
4516 | C-In-LFLmpBlst-T8-48in-25w+El-IS-NLO(90w)-dWP22 | Com | Any | Lighting | InGen-LF | Ltg_Lmp+Blst | LF_LmpBlst | DEER1316-Ltg-Com-LF | 1/1/2013 | DEER2016 Comment Period
4517 | C-In-LFLmpBlst-T8-48in-25w+El-IS-RLO(22w)-dWP14-dWC9 | Com | Any | Lighting | InGen-LF | Ltg_Lmp+Blst | LF_LmpBlst | DEER1316-Ltg-Com-LF | 1/1/2013 | DEER2016 Comment Period
4518 | C-In-LFLmpBlst-T8-48in-25w+El-IS-RLO(22w)-dWP9 | Com | Any | Lighting | InGen-LF | Ltg_Lmp+Blst | LF_LmpBlst | DEER1316-Ltg-Com-LF | 1/1/2013 | DEER2016 Comment Period
4519 | C-In-LFLmpBlst-T8-48in-25w+El-IS-RLO(38w)-dWP21-dWC21 | Com | Any | Lighting | InGen-LF | Ltg_Lmp+Blst | LF_LmpBlst | DEER1316-Ltg-Com-LF | 1/1/2013 | DEER2016 Comment Period
4520 | C-In-LFLmpBlst-T8-48in-25w+El-IS-RLO(38w)-dWP34-dWC21 | Com | Any | Lighting | InGen-LF | Ltg_Lmp+Blst | LF_LmpBlst | DEER1316-Ltg-Com-LF | 1/1/2013 | DEER2016 Comment Period
4527 | C-In-LFLmpBlst-T8-48in-25w+El-IS-RLO-1(58w)-dWP31-dWC31 | Com | Any | Lighting | InGen-LF | Ltg_Lmp+Blst | LF_LmpBlst | DEER1316-Ltg-Com-LF | 1/1/2013 | DEER2016 Comment Period
4528 | C-In-LFLmpBlst-T8-48in-25w+El-IS-RLO-1(58w)-dWP57-dWC31 | Com | Any | Lighting | InGen-LF | Ltg_Lmp+Blst | LF_LmpBlst | DEER1316-Ltg-Com-LF | 1/1/2013 | DEER2016 Comment Period
4529 | C-In-LFLmpBlst-T8-48in-25w+El-IS-RLO-1(76w)-dWP36-dWC36 | Com | Any | Lighting | InGen-LF | Ltg_Lmp+Blst | LF_LmpBlst | DEER1316-Ltg-Com-LF | 1/1/2013 | DEER2016 Comment Period
4530 | C-In-LFLmpBlst-T8-48in-25w+El-IS-RLO-1(76w)-dWP68-dWC36 | Com | Any | Lighting | InGen-LF | Ltg_Lmp+Blst | LF_LmpBlst | DEER1316-Ltg-Com-LF | 1/1/2013 | DEER2016 Comment Period
4531 | C-In-LFLmpBlst-T8-48in-28w+El-IS-HLO(67w)-dWP22 | Com | Any | Lighting | InGen-LF | Ltg_Lmp+Blst | LF_LmpBlst | DEER1316-Ltg-Com-LF | 1/1/2013 | DEER2016 Comment Period
4532 | C-In-LFLmpBlst-T8-48in-28w+El-IS-HLO(67w)-dWP45 | Com | Any | Lighting | InGen-LF | Ltg_Lmp+Blst | LF_LmpBlst | DEER1316-Ltg-Com-LF | 1/1/2013 | DEER2016 Comment Period
4533 | C-In-LFLmpBlst-T8-48in-28w+El-IS-HLO+Refl(67w)-dWP22 | Com | Any | Lighting | InGen-LF | Ltg_Lmp+Blst | LF_LmpBlst | DEER1316-Ltg-Com-LF | 1/1/2013 | DEER2016 Comment Period
4534 | C-In-LFLmpBlst-T8-48in-28w+El-IS-HLO+Refl(67w)-dWP45 | Com | Any | Lighting | InGen-LF | Ltg_Lmp+Blst | LF_LmpBlst | DEER1316-Ltg-Com-LF | 1/1/2013 | DEER2016 Comment Period
4535 | C-In-LFLmpBlst-T8-48in-28w+El-IS-NLO(26w)-dWP4 | Com | Any | Lighting | InGen-LF | Ltg_Lmp+Blst | LF_LmpBlst | DEER1316-Ltg-Com-LF | 7/1/2014 | DEER2016 Comment Period
4536 | C-In-LFLmpBlst-T8-48in-28w+El-IS-NLO(27w)-dWP3-1 | Com | Any | Lighting | InGen-LF | Ltg_Lmp+Blst | LF_LmpBlst | DEER1316-Ltg-Com-LF | 1/1/2013 | DEER2016 Comment Period
4537 | C-In-LFLmpBlst-T8-48in-28w+El-IS-NLO(27w)-dWP3-2 | Com | Any | Lighting | InGen-LF | Ltg_Lmp+Blst | LF_LmpBlst | DEER1316-Ltg-Com-LF | 1/1/2013 | DEER2016 Comment Period
4539 | C-In-LFLmpBlst-T8-48in-28w+El-IS-NLO(28w)-dWP31 | Com | Any | Lighting | InGen-LF | Ltg_Lmp+Blst | LF_LmpBlst | DEER1316-Ltg-Com-LF | 1/1/2013 | DEER2016 Comment Period
4542 | C-In-LFLmpBlst-T8-48in-28w+El-IS-NLO(28w)-dWP55 | Com | Any | Lighting | InGen-LF | Ltg_Lmp+Blst | LF_LmpBlst | DEER1316-Ltg-Com-LF | 1/1/2013 | DEER2016 Comment Period
4544 | C-In-LFLmpBlst-T8-48in-28w+El-IS-NLO(53w)-dWP115-dWC0 | Com | Any | Lighting | InGen-LF | Ltg_Lmp+Blst | LF_LmpBlst | DEER1316-Ltg-Com-LF | 1/1/2013 | DEER2016 Comment Period
4546 | C-In-LFLmpBlst-T8-48in-28w+El-IS-NLO(53w)-dWP36 | Com | Any | Lighting | InGen-LF | Ltg_Lmp+Blst | LF_LmpBlst | DEER1316-Ltg-Com-LF | 1/1/2013 | DEER2016 Comment Period
4547 | C-In-LFLmpBlst-T8-48in-28w+El-IS-NLO(53w)-dWP59 | Com | Any | Lighting | InGen-LF | Ltg_Lmp+Blst | LF_LmpBlst | DEER1316-Ltg-Com-LF | 1/1/2013 | DEER2016 Comment Period
4548 | C-In-LFLmpBlst-T8-48in-28w+El-IS-NLO(53w)-dWP6-1 | Com | Any | Lighting | InGen-LF | Ltg_Lmp+Blst | LF_LmpBlst | DEER1316-Ltg-Com-LF | 1/1/2013 | DEER2016 Comment Period
4550 | C-In-LFLmpBlst-T8-48in-28w+El-IS-NLO(53w)-dWP67-dWC0 | Com | Any | Lighting | InGen-LF | Ltg_Lmp+Blst | LF_LmpBlst | DEER1316-Ltg-Com-LF | 1/1/2013 | DEER2016 Comment Period
4552 | C-In-LFLmpBlst-T8-48in-28w+El-IS-NLO(75w)-dWP14 | Com | Any | Lighting | InGen-LF | Ltg_Lmp+Blst | LF_LmpBlst | DEER1316-Ltg-Com-LF | 1/1/2013 | DEER2016 Comment Period
4553 | C-In-LFLmpBlst-T8-48in-28w+El-IS-NLO(98w)-dWP14 | Com | Any | Lighting | InGen-LF | Ltg_Lmp+Blst | LF_LmpBlst | DEER1316-Ltg-Com-LF | 1/1/2013 | DEER2016 Comment Period
4554 | C-In-LFLmpBlst-T8-48in-28w+El-IS-NLO+Refl(53w)-dWP36 | Com | Any | Lighting | InGen-LF | Ltg_Lmp+Blst | LF_LmpBlst | DEER1316-Ltg-Com-LF | 1/1/2013 | DEER2016 Comment Period
4555 | C-In-LFLmpBlst-T8-48in-28w+El-IS-NLO+Refl(53w)-dWP59 | Com | Any | Lighting | InGen-LF | Ltg_Lmp+Blst | LF_LmpBlst | DEER1316-Ltg-Com-LF | 1/1/2013 | DEER2016 Comment Period
4556 | C-In-LFLmpBlst-T8-48in-28w+El-IS-NLO+Refl(53w)-dWP67-dWC0 | Com | Any | Lighting | InGen-LF | Ltg_Lmp+Blst | LF_LmpBlst | DEER1316-Ltg-Com-LF | 1/1/2013 | DEER2016 Comment Period
4558 | C-In-LFLmpBlst-T8-48in-28w+El-IS-RLO(24w)-dWP12-dWC7 | Com | Any | Lighting | InGen-LF | Ltg_Lmp+Blst | LF_LmpBlst | DEER1316-Ltg-Com-LF | 1/1/2013 | DEER2016 Comment Period
4559 | C-In-LFLmpBlst-T8-48in-28w+El-IS-RLO(24w)-dWP48-dWC0 | Com | Any | Lighting | InGen-LF | Ltg_Lmp+Blst | LF_LmpBlst | DEER1316-Ltg-Com-LF | 5/29/2014 | DEER2016 Comment Period
4561 | C-In-LFLmpBlst-T8-48in-28w+El-IS-RLO(24w)-dWP7-2 | Com | Any | Lighting | InGen-LF | Ltg_Lmp+Blst | LF_LmpBlst | DEER1316-Ltg-Com-LF | 1/1/2013 | DEER2016 Comment Period
4562 | C-In-LFLmpBlst-T8-48in-28w+El-IS-RLO(24w)-dWP7-dWC7 | Com | Any | Lighting | InGen-LF | Ltg_Lmp+Blst | LF_LmpBlst | DEER1316-Ltg-Com-LF | 1/1/2013 | DEER2016 Comment Period
4563 | C-In-LFLmpBlst-T8-48in-28w+El-IS-RLO(24w)-dWP85-dWC0 | Com | Any | Lighting | InGen-LF | Ltg_Lmp+Blst | LF_LmpBlst | DEER1316-Ltg-Com-LF | 5/29/2014 | DEER2016 Comment Period
4564 | C-In-LFLmpBlst-T8-48in-28w+El-IS-RLO(44w)-dWP100-dWC0 | Com | Any | Lighting | InGen-LF | Ltg_Lmp+Blst | LF_LmpBlst | DEER1316-Ltg-Com-LF | 5/29/2014 | DEER2016 Comment Period
4565 | C-In-LFLmpBlst-T8-48in-28w+El-IS-RLO(44w)-dWP15-dWC15 | Com | Any | Lighting | InGen-LF | Ltg_Lmp+Blst | LF_LmpBlst | DEER1316-Ltg-Com-LF | 1/1/2013 | DEER2016 Comment Period
4566 | C-In-LFLmpBlst-T8-48in-28w+El-IS-RLO(44w)-dWP202-dWC0 | Com | Any | Lighting | InGen-LF | Ltg_Lmp+Blst | LF_LmpBlst | DEER1316-Ltg-Com-LF | 5/29/2014 | DEER2016 Comment Period
4567 | C-In-LFLmpBlst-T8-48in-28w+El-IS-RLO(44w)-dWP28-dWC15 | Com | Any | Lighting | InGen-LF | Ltg_Lmp+Blst | LF_LmpBlst | DEER1316-Ltg-Com-LF | 1/1/2013 | DEER2016 Comment Period
4568 | C-In-LFLmpBlst-T8-48in-28w+El-IS-RLO(44w)-dWP39 | Com | Any | Lighting | InGen-LF | Ltg_Lmp+Blst | LF_LmpBlst | DEER1316-Ltg-Com-LF | 1/1/2013 | DEER2016 Comment Period
4569 | C-In-LFLmpBlst-T8-48in-28w+El-IS-RLO(44w)-dWP65-dWC0 | Com | Any | Lighting | InGen-LF | Ltg_Lmp+Blst | LF_LmpBlst | DEER1316-Ltg-Com-LF | 5/29/2014 | DEER2016 Comment Period
4571 | C-In-LFLmpBlst-T8-48in-28w+El-IS-RLO(65w)-dWP24-dWC24 | Com | Any | Lighting | InGen-LF | Ltg_Lmp+Blst | LF_LmpBlst | DEER1316-Ltg-Com-LF | 1/1/2013 | DEER2016 Comment Period
4572 | C-In-LFLmpBlst-T8-48in-28w+El-IS-RLO(65w)-dWP50-dWC24 | Com | Any | Lighting | InGen-LF | Ltg_Lmp+Blst | LF_LmpBlst | DEER1316-Ltg-Com-LF | 1/1/2013 | DEER2016 Comment Period
4574 | C-In-LFLmpBlst-T8-48in-28w+El-IS-RLO(65w)-dWP79-dWC0 | Com | Any | Lighting | InGen-LF | Ltg_Lmp+Blst | LF_LmpBlst | DEER1316-Ltg-Com-LF | 5/29/2014 | DEER2016 Comment Period
4577 | C-In-LFLmpBlst-T8-48in-28w+El-IS-RLO(88w)-dWP158-dWC0 | Com | Any | Lighting | InGen-LF | Ltg_Lmp+Blst | LF_LmpBlst | DEER1316-Ltg-Com-LF | 5/29/2014 | DEER2016 Comment Period
4578 | C-In-LFLmpBlst-T8-48in-28w+El-IS-RLO(88w)-dWP24-dWC24 | Com | Any | Lighting | InGen-LF | Ltg_Lmp+Blst | LF_LmpBlst | DEER1316-Ltg-Com-LF | 1/1/2013 | DEER2016 Comment Period
4579 | C-In-LFLmpBlst-T8-48in-28w+El-IS-RLO(88w)-dWP56-dWC24 | Com | Any | Lighting | InGen-LF | Ltg_Lmp+Blst | LF_LmpBlst | DEER1316-Ltg-Com-LF | 1/1/2013 | DEER2016 Comment Period
4580 | C-In-LFLmpBlst-T8-48in-28w+El-IS-VHLO(70w)-dWP42 | Com | Any | Lighting | InGen-LF | Ltg_Lmp+Blst | LF_LmpBlst | DEER1316-Ltg-Com-LF | 1/1/2013 | DEER2016 Comment Period
4581 | C-In-LFLmpBlst-T8-48in-28w+El-IS-VHLO+Refl(70w)-dWP19 | Com | Any | Lighting | InGen-LF | Ltg_Lmp+Blst | LF_LmpBlst | DEER1316-Ltg-Com-LF | 1/1/2013 | DEER2016 Comment Period
4582 | C-In-LFLmpBlst-T8-48in-28w+El-IS-VHLO+Refl(70w)-dWP42 | Com | Any | Lighting | InGen-LF | Ltg_Lmp+Blst | LF_LmpBlst | DEER1316-Ltg-Com-LF | 1/1/2013 | DEER2016 Comment Period
4583 | C-In-LFLmpBlst-T8-48in-28w+El-PS-HLO(31w)-dWP28 | Com | Any | Lighting | InGen-LF | Ltg_Lmp+Blst | LF_LmpBlst | DEER1316-Ltg-Com-LF | 1/1/2013 | DEER2016 Comment Period
4584 | C-In-LFLmpBlst-T8-48in-28w+El-PS-HLO(54.3w)-dWP34 | Com | Any | Lighting | InGen-LF | Ltg_Lmp+Blst | LF_LmpBlst | DEER1316-Ltg-Com-LF | 1/1/2013 | DEER2016 Comment Period
4585 | C-In-LFLmpBlst-T8-48in-28w+El-PS-HLO(54.3w)-dWP57 | Com | Any | Lighting | InGen-LF | Ltg_Lmp+Blst | LF_LmpBlst | DEER1316-Ltg-Com-LF | 1/1/2013 | DEER2016 Comment Period
4586 | C-In-LFLmpBlst-T8-48in-28w+El-PS-HLO(92w)-dWP20 | Com | Any | Lighting | InGen-LF | Ltg_Lmp+Blst | LF_LmpBlst | DEER1316-Ltg-Com-LF | 1/1/2013 | DEER2016 Comment Period
4587 | C-In-LFLmpBlst-T8-48in-28w+El-PS-NLO(50w)-dWP39 | Com | Any | Lighting | InGen-LF | Ltg_Lmp+Blst | LF_LmpBlst | DEER1316-Ltg-Com-LF | 1/1/2013 | DEER2016 Comment Period
4588 | C-In-LFLmpBlst-T8-48in-28w+El-PS-NLO(50w)-dWP62 | Com | Any | Lighting | InGen-LF | Ltg_Lmp+Blst | LF_LmpBlst | DEER1316-Ltg-Com-LF | 1/1/2013 | DEER2016 Comment Period
4589 | C-In-LFLmpBlst-T8-48in-28w+El-PS-NLO+Refl(51w)-dWP38 | Com | Any | Lighting | InGen-LF | Ltg_Lmp+Blst | LF_LmpBlst | DEER1316-Ltg-Com-LF | 1/1/2013 | DEER2016 Comment Period
4590 | C-In-LFLmpBlst-T8-48in-28w+El-PS-NLO-2(74w)-dWP38 | Com | Any | Lighting | InGen-LF | Ltg_Lmp+Blst | LF_LmpBlst | DEER1316-Ltg-Com-LF | 1/1/2013 | DEER2016 Comment Period
4591 | C-In-LFLmpBlst-T8-48in-28w+El-PS-VHLO(37.4w)-dWP21 | Com | Any | Lighting | InGen-LF | Ltg_Lmp+Blst | LF_LmpBlst | DEER1316-Ltg-Com-LF | 1/1/2013 | DEER2016 Comment Period
4592 | C-In-LFLmpBlst-T8-48in-28w+El-PS-VHLO(64w)-dWP25 | Com | Any | Lighting | InGen-LF | Ltg_Lmp+Blst | LF_LmpBlst | DEER1316-Ltg-Com-LF | 1/1/2013 | DEER2016 Comment Period
4593 | C-In-LFLmpBlst-T8-48in-28w+El-PS-VHLO(64w)-dWP48 | Com | Any | Lighting | InGen-LF | Ltg_Lmp+Blst | LF_LmpBlst | DEER1316-Ltg-Com-LF | 1/1/2013 | DEER2016 Comment Period
4594 | C-In-LFLmpBlst-T8-48in-28w+El-PS-VHLO(64w)-dWP51-dWC0 | Com | Any | Lighting | InGen-LF | Ltg_Lmp+Blst | LF_LmpBlst | DEER1316-Ltg-Com-LF | 1/1/2013 | DEER2016 Comment Period
4596 | C-In-LFLmpBlst-T8-48in-28w+El-PS-VHLO(97w)-dWP15 | Com | Any | Lighting | InGen-LF | Ltg_Lmp+Blst | LF_LmpBlst | DEER1316-Ltg-Com-LF | 1/1/2013 | DEER2016 Comment Period
4597 | C-In-LFLmpBlst-T8-48in-30w+El-IS-NLO(27w)-dWP16-dWC4 | Com | Any | Lighting | InGen-LF | Ltg_Lmp+Blst | LF_LmpBlst | DEER1316-Ltg-Com-LF | 1/1/2013 | DEER2016 Comment Period
4598 | C-In-LFLmpBlst-T8-48in-30w+El-IS-NLO(27w)-dWP9-dWC4 | Com | Any | Lighting | InGen-LF | Ltg_Lmp+Blst | LF_LmpBlst | DEER1316-Ltg-Com-LF | 1/1/2013 | DEER2016 Comment Period
4599 | C-In-LFLmpBlst-T8-48in-30w+El-IS-NLO(51w)-dWP32 | Com | Any | Lighting | InGen-LF | Ltg_Lmp+Blst | LF_LmpBlst | DEER1316-Ltg-Com-LF | 1/1/2013 | DEER2016 Comment Period
4600 | C-In-LFLmpBlst-T8-48in-30w+El-IS-RLO(45w)-dWP27-dWC14 | Com | Any | Lighting | InGen-LF | Ltg_Lmp+Blst | LF_LmpBlst | DEER1316-Ltg-Com-LF | 1/1/2013 | DEER2016 Comment Period
4602 | C-In-LFLmpBlst-T8-48in-32w-1g+El-IS-NLO-Del(59w)-dWP30 | Com | Any | Lighting | InGen-LF | Ltg_Lmp+Blst | LF_LmpBlst | DEER1316-Ltg-Com-LF | 1/1/2013 | DEER2016 Comment Period
4604 | C-In-LFLmpBlst-T8-48in-32w-1g+El-IS-NLO-Del(59w)-dWP53 | Com | Any | Lighting | InGen-LF | Ltg_Lmp+Blst | LF_LmpBlst | DEER1316-Ltg-Com-LF | 1/1/2013 | DEER2016 Comment Period
4607 | C-In-LFLmpBlst-T8-48in-32w-1g+El-RS-NLO-Del(32w)-dWP28 | Com | Any | Lighting | InGen-LF | Ltg_Lmp+Blst | LF_LmpBlst | DEER1316-Ltg-Com-LF | 1/1/2013 | DEER2016 Comment Period
4608 | C-In-LFLmpBlst-T8-48in-32w-1g+El-RS-NLO-Del(32w)-dWP80 | Com | Any | Lighting | InGen-LF | Ltg_Lmp+Blst | LF_LmpBlst | DEER1316-Ltg-Com-LF | 1/1/2013 | DEER2016 Comment Period
4609 | C-In-LFLmpBlst-T8-48in-32w-2g+El-IS-HLO(65w)-dWP58-dWC0 | Com | Any | Lighting | InGen-LF | Ltg_Lmp+Blst | LF_LmpBlst | DEER1316-Ltg-Com-LF | 1/1/2013 | DEER2016 Comment Period
4611 | C-In-LFLmpBlst-T8-48in-32w-2g+El-IS-HLO(65w)-dWP79-dWC0 | Com | Any | Lighting | InGen-LF | Ltg_Lmp+Blst | LF_LmpBlst | DEER1316-Ltg-Com-LF | 1/1/2013 | DEER2016 Comment Period
4612 | C-In-LFLmpBlst-T8-48in-32w-2g+El-IS-NLO(112w)-dWP104-dWC0 | Com | Any | Lighting | InGen-LF | Ltg_Lmp+Blst | LF_LmpBlst | DEER1316-Ltg-Com-LF | 1/1/2013 | DEER2016 Comment Period
4614 | C-In-LFLmpBlst-T8-48in-32w-2g+El-IS-NLO(175w)-dWP41-dWC0 | Com | Any | Lighting | InGen-LF | Ltg_Lmp+Blst | LF_LmpBlst | DEER1316-Ltg-Com-LF | 1/1/2013 | DEER2016 Comment Period
4615 | C-In-LFLmpBlst-T8-48in-32w-2g+El-IS-NLO(175w)-dWP41-dWC7 | Com | Any | Lighting | InGen-LF | Ltg_Lmp+Blst | LF_LmpBlst | DEER1316-Ltg-Com-LF | 1/1/2013 | DEER2016 Comment Period
4616 | C-In-LFLmpBlst-T8-48in-32w-2g+El-IS-NLO(175w)-dWP71-dWC0 | Com | Any | Lighting | InGen-LF | Ltg_Lmp+Blst | LF_LmpBlst | DEER1316-Ltg-Com-LF | 1/1/2013 | DEER2016 Comment Period
4617 | C-In-LFLmpBlst-T8-48in-32w-2g+El-IS-NLO(31w)-dWP12-dWC0 | Com | Any | Lighting | InGen-LF | Ltg_Lmp+Blst | LF_LmpBlst | DEER1316-Ltg-Com-LF | 1/1/2013 | DEER2016 Comment Period
4618 | C-In-LFLmpBlst-T8-48in-32w-2g+El-IS-NLO(59w)-dWP13-dWC1 | Com | Any | Lighting | InGen-LF | Ltg_Lmp+Blst | LF_LmpBlst | DEER1316-Ltg-Com-LF | 1/1/2013 | DEER2016 Comment Period
4619 | C-In-LFLmpBlst-T8-48in-32w-2g+El-IS-NLO(59w)-dWP85-dWC0 | Com | Any | Lighting | InGen-LF | Ltg_Lmp+Blst | LF_LmpBlst | DEER1316-Ltg-Com-LF | 1/1/2013 | DEER2016 Comment Period
4620 | C-In-LFLmpBlst-T8-48in-32w-2g+El-IS-NLO+Refl(59w)-dWP85-dWC0 | Com | Any | Lighting | InGen-LF | Ltg_Lmp+Blst | LF_LmpBlst | DEER1316-Ltg-Com-LF | 1/1/2013 | DEER2016 Comment Period
4622 | C-In-LFLmpBlst-T8-48in-32w-2g+El-IS-NLO-Dim(59w)-dWP85-dWC0 | Com | Any | Lighting | InGen-LF | Ltg_Lmp+Blst | LF_LmpBlst | DEER1316-Ltg-Com-LF | 1/1/2013 | DEER2016 Comment Period
4624 | C-In-LFLmpBlst-T8-48in-32w-2g+El-IS-NLO-Dim(70w)-dWP42-dWC10 | Com | Any | Lighting | InGen-LF | Ltg_Lmp+Blst | LF_LmpBlst | DEER1316-Ltg-Com-LF | 1/1/2013 | DEER2016 Comment Period
4625 | C-In-LFLmpBlst-T8-48in-32w-2g+El-IS-RLO(102w)-dWP21-dWC10 | Com | Any | Lighting | InGen-LF | Ltg_Lmp+Blst | LF_LmpBlst | DEER1316-Ltg-Com-LF | 1/1/2013 | DEER2016 Comment Period
4626 | C-In-LFLmpBlst-T8-48in-32w-2g+El-IS-RLO(102w)-dWP42-dWC10 | Com | Any | Lighting | InGen-LF | Ltg_Lmp+Blst | LF_LmpBlst | DEER1316-Ltg-Com-LF | 1/1/2013 | DEER2016 Comment Period
4627 | C-In-LFLmpBlst-T8-48in-32w-2g+El-IS-RLO(102w)-dWP58-dWC10 | Com | Any | Lighting | InGen-LF | Ltg_Lmp+Blst | LF_LmpBlst | DEER1316-Ltg-Com-LF | 1/1/2013 | DEER2016 Comment Period
4628 | C-In-LFLmpBlst-T8-48in-32w-2g+El-IS-RLO(156w)-dWP54-dWC19 | Com | Any | Lighting | InGen-LF | Ltg_Lmp+Blst | LF_LmpBlst | DEER1316-Ltg-Com-LF | 1/1/2013 | DEER2016 Comment Period
4630 | C-In-LFLmpBlst-T8-48in-32w-2g+El-IS-RLO(78w)-dWP37-dWC11 | Com | Any | Lighting | InGen-LF | Ltg_Lmp+Blst | LF_LmpBlst | DEER1316-Ltg-Com-LF | 1/1/2013 | DEER2016 Comment Period
4631 | C-In-LFLmpBlst-T8-48in-32w-2g+El-IS-RLO(78w)-dWP42-dWC11 | Com | Any | Lighting | InGen-LF | Ltg_Lmp+Blst | LF_LmpBlst | DEER1316-Ltg-Com-LF | 1/1/2013 | DEER2016 Comment Period
4632 | C-In-LFLmpBlst-T8-48in-32w-2g+El-IS-VHLO(41w)-dWP31-dWC19 | Com | Any | Lighting | InGen-LF | Ltg_Lmp+Blst | LF_LmpBlst | DEER1316-Ltg-Com-LF | 1/1/2013 | DEER2016 Comment Period
4635 | C-In-LFLmpBlst-T8-48in-32w-2g+El-RS-RLO(54w)-dWP18-dWC6 | Com | Any | Lighting | InGen-LF | Ltg_Lmp+Blst | LF_LmpBlst | DEER1316-Ltg-Com-LF | 1/1/2013 | DEER2016 Comment Period
4636 | C-In-LFLmpBlst-T8-48in-32w-2g+El-RS-RLO(54w)-dWP8-dWC6 | Com | Any | Lighting | InGen-LF | Ltg_Lmp+Blst | LF_LmpBlst | DEER1316-Ltg-Com-LF | 1/1/2013 | DEER2016 Comment Period
4637 | C-In-LFLmpBlst-T8-48in-32w-3g+El-IS-HLO(62w)-dWP21 | Com | Any | Lighting | InGen-LF | Ltg_Lmp+Blst | LF_LmpBlst | DEER1316-Ltg-Com-LF | 1/1/2013 | DEER2016 Comment Period
4638 | C-In-LFLmpBlst-T8-48in-32w-3g+El-IS-NLO(54w)-dWP18-dWC16 | Com | Any | Lighting | InGen-LF | Ltg_Lmp+Blst | LF_LmpBlst | DEER1316-Ltg-Com-LF | 1/1/2013 | DEER2016 Comment Period
4639 | C-In-LFLmpBlst-T8-48in-32w-3g+El-IS-NLO(54w)-dWP20-dWC5 | Com | Any | Lighting | InGen-LF | Ltg_Lmp+Blst | LF_LmpBlst | DEER1316-Ltg-Com-LF | 1/1/2013 | DEER2016 Comment Period
4641 | C-In-LFLmpBlst-T8-48in-32w-3g+El-IS-NLO(54w)-dWP61-dWC5 | Com | Any | Lighting | InGen-LF | Ltg_Lmp+Blst | LF_LmpBlst | DEER1316-Ltg-Com-LF | 1/1/2013 | DEER2016 Comment Period
4642 | C-In-LFLmpBlst-T8-48in-32w-3g+El-IS-NLO(54w)-dWP90-dWC5 | Com | Any | Lighting | InGen-LF | Ltg_Lmp+Blst | LF_LmpBlst | DEER1316-Ltg-Com-LF | 1/1/2013 | DEER2016 Comment Period
4644 | C-In-LFLmpBlst-T8-48in-32w-3g+El-IS-NLO(83w)-dWP61-dWC6 | Com | Any | Lighting | InGen-LF | Ltg_Lmp+Blst | LF_LmpBlst | DEER1316-Ltg-Com-LF | 1/1/2013 | DEER2016 Comment Period
4645 | C-In-LFLmpBlst-T8-48in-32w-3g+El-IS-NLO+Refl(54w)-dWP114-dWC0 | Com | Any | Lighting | InGen-LF | Ltg_Lmp+Blst | LF_LmpBlst | DEER1316-Ltg-Com-LF | 1/1/2013 | DEER2016 Comment Period
4647 | C-In-LFLmpBlst-T8-48in-32w-3g+El-IS-NLO+Refl(54w)-dWP26-dWC5 | Com | Any | Lighting | InGen-LF | Ltg_Lmp+Blst | LF_LmpBlst | DEER1316-Ltg-Com-LF | 1/1/2013 | DEER2016 Comment Period
4648 | C-In-LFLmpBlst-T8-48in-32w-3g+El-IS-NLO+Refl(54w)-dWP61-dWC35 | Com | Any | Lighting | InGen-LF | Ltg_Lmp+Blst | LF_LmpBlst | DEER1316-Ltg-Com-LF | 1/1/2013 | DEER2016 Comment Period
4649 | C-In-LFLmpBlst-T8-48in-32w-3g+El-IS-NLO+Refl(54w)-dWP90-dWC54 | Com | Any | Lighting | InGen-LF | Ltg_Lmp+Blst | LF_LmpBlst | DEER1316-Ltg-Com-LF | 1/1/2013 | DEER2016 Comment Period
4650 | C-In-LFLmpBlst-T8-48in-32w-3g+El-IS-NLO-1(162w)-dWP84-dWC13 | Com | Any | Lighting | InGen-LF | Ltg_Lmp+Blst | LF_LmpBlst | DEER1316-Ltg-Com-LF | 1/1/2013 | DEER2016 Comment Period
4651 | C-In-LFLmpBlst-T8-48in-32w-3g+El-IS-RLO(142w)-dWP68-dWC33 | Com | Any | Lighting | InGen-LF | Ltg_Lmp+Blst | LF_LmpBlst | DEER1316-Ltg-Com-LF | 1/1/2013 | DEER2016 Comment Period
4652 | C-In-LFLmpBlst-T8-48in-32w-3g+El-IS-RLO(188w)-dWP58-dWC36 | Com | Any | Lighting | InGen-LF | Ltg_Lmp+Blst | LF_LmpBlst | DEER1316-Ltg-Com-LF | 1/1/2013 | DEER2016 Comment Period
4653 | C-In-LFLmpBlst-T8-48in-32w-3g+El-IS-RLO(25w)-dWP16-dWC6 | Com | Any | Lighting | InGen-LF | Ltg_Lmp+Blst | LF_LmpBlst | DEER1316-Ltg-Com-LF | 1/1/2013 | DEER2016 Comment Period
4655 | C-In-LFLmpBlst-T8-48in-32w-3g+El-IS-RLO(48w)-dWP11-dWC0 | Com | Any | Lighting | InGen-LF | Ltg_Lmp+Blst | LF_LmpBlst | DEER1316-Ltg-Com-LF | 1/1/2013 | DEER2016 Comment Period
4656 | C-In-LFLmpBlst-T8-48in-32w-3g+El-IS-RLO(48w)-dWP24-dWC11 | Com | Any | Lighting | InGen-LF | Ltg_Lmp+Blst | LF_LmpBlst | DEER1316-Ltg-Com-LF | 1/1/2013 | DEER2016 Comment Period
4657 | C-In-LFLmpBlst-T8-48in-32w-3g+El-IS-RLO(48w)-dWP67-dWC11 | Com | Any | Lighting | InGen-LF | Ltg_Lmp+Blst | LF_LmpBlst | DEER1316-Ltg-Com-LF | 1/1/2013 | DEER2016 Comment Period
4659 | C-In-LFLmpBlst-T8-48in-32w-3g+El-IS-RLO(48w)-dWP96-dWC11 | Com | Any | Lighting | InGen-LF | Ltg_Lmp+Blst | LF_LmpBlst | DEER1316-Ltg-Com-LF | 1/1/2013 | DEER2016 Comment Period
4661 | C-In-LFLmpBlst-T8-48in-32w-3g+El-IS-RLO(94w)-dWP113-dWC18 | Com | Any | Lighting | InGen-LF | Ltg_Lmp+Blst | LF_LmpBlst | DEER1316-Ltg-Com-LF | 1/1/2013 | DEER2016 Comment Period
4663 | C-In-LFLmpBlst-T8-48in-32w-3g+El-IS-RLO+Refl(48w)-dWP54 | Com | Any | Lighting | InGen-LF | Ltg_Lmp+Blst | LF_LmpBlst | DEER1316-Ltg-Com-LF | 1/1/2013 | DEER2016 Comment Period
4664 | C-In-LFLmpBlst-T8-48in-32w-3g+El-IS-RLO+Refl(48w)-dWP64 | Com | Any | Lighting | InGen-LF | Ltg_Lmp+Blst | LF_LmpBlst | DEER1316-Ltg-Com-LF | 1/1/2013 | DEER2016 Comment Period
4665 | C-In-LFLmpBlst-T8-48in-32w-3g+El-IS-RLO+Refl(48w)-dWP96-dWC0 | Com | Any | Lighting | InGen-LF | Ltg_Lmp+Blst | LF_LmpBlst | DEER1316-Ltg-Com-LF | 1/1/2013 | DEER2016 Comment Period
4666 | C-In-LFLmpBlst-T8-48in-32w-3g+El-IS-VHLO(70w)-dWP19 | Com | Any | Lighting | InGen-LF | Ltg_Lmp+Blst | LF_LmpBlst | DEER1316-Ltg-Com-LF | 1/1/2013 | DEER2016 Comment Period
4667 | C-In-LFLmpBlst-T8-48in-32w-3g+El-RS-HLO(34w)-dWP49 | Com | Any | Lighting | InGen-LF | Ltg_Lmp+Blst | LF_LmpBlst | DEER1316-Ltg-Com-LF | 1/1/2013 | DEER2016 Comment Period
4668 | C-In-LFLmpBlst-T8-48in-32w-3g+El-RS-VHLO(38w)-dWP45 | Com | Any | Lighting | InGen-LF | Ltg_Lmp+Blst | LF_LmpBlst | DEER1316-Ltg-Com-LF | 1/1/2013 | DEER2016 Comment Period
4669 | C-In-LFLmpBlst-T8-72in-45w+El-IS-NLO(90w)-dWP32 | Com | Any | Lighting | InGen-LF | Ltg_Lmp+Blst | LF_LmpBlst | DEER1316-Ltg-Com-LF | 1/1/2013 | DEER2016 Comment Period
4670 | C-In-LFLmpBlst-T8-72in-58w+El-IS-NLO(58w)-dWP18 | Com | Any | Lighting | InGen-LF | Ltg_Lmp+Blst | LF_LmpBlst | DEER1316-Ltg-Com-LF | 1/1/2013 | DEER2016 Comment Period
4671 | C-In-LFLmpBlst-T8-96in-59w+El-IS-NLO(109w)-dWP137-dWC0-1 | Com | Any | Lighting | InGen-LF | Ltg_Lmp+Blst | LF_LmpBlst | DEER1316-Ltg-Com-LF | 1/1/2013 | DEER2016 Comment Period
4672 | C-In-LFLmpBlst-T8-96in-59w+El-IS-NLO(109w)-dWP137-dWC0-2 | Com | Any | Lighting | InGen-LF | Ltg_Lmp+Blst | LF_LmpBlst | DEER1316-Ltg-Com-LF | 5/29/2014 | DEER2016 Comment Period
4674 | C-In-LFLmpBlst-T8-96in-59w+El-IS-NLO(167w)-dWP43-dWC0 | Com | Any | Lighting | InGen-LF | Ltg_Lmp+Blst | LF_LmpBlst | DEER1316-Ltg-Com-LF | 1/1/2013 | DEER2016 Comment Period
4675 | C-In-LFLmpBlst-T8-96in-59w+El-IS-NLO(219w)-dWP27-dWC0 | Com | Any | Lighting | InGen-LF | Ltg_Lmp+Blst | LF_LmpBlst | DEER1316-Ltg-Com-LF | 1/1/2013 | DEER2016 Comment Period
4676 | C-In-LFLmpBlst-T8-96in-59w+El-IS-NLO(55w)-dWP68-dWC0 | Com | Any | Lighting | InGen-LF | Ltg_Lmp+Blst | LF_LmpBlst | DEER1316-Ltg-Com-LF | 5/29/2014 | DEER2016 Comment Period
4677 | C-In-LFLmpBlst-T8-96in-59w+El-IS-RLO(49w)-dWP13-dWC6 | Com | Any | Lighting | InGen-LF | Ltg_Lmp+Blst | LF_LmpBlst | DEER1316-Ltg-Com-LF | 1/1/2013 | DEER2016 Comment Period
4679 | C-In-LFLmpBlst-T8-96in-59w+El-IS-RLO(49w)-dWP63-dWC9 | Com | Any | Lighting | InGen-LF | Ltg_Lmp+Blst | LF_LmpBlst | DEER1316-Ltg-Com-LF | 1/1/2013 | DEER2016 Comment Period
4680 | C-In-LFLmpBlst-T8-96in-59w+El-IS-RLO(57w)-dWP66-dWC0 | Com | Any | Lighting | InGen-LF | Ltg_Lmp+Blst | LF_LmpBlst | DEER1316-Ltg-Com-LF | 1/1/2013 | DEER2016 Comment Period
4682 | C-In-LFLmpBlst-T8-96in-59w+El-IS-RLO(98w)-dWP109-dWC11 | Com | Any | Lighting | InGen-LF | Ltg_Lmp+Blst | LF_LmpBlst | DEER1316-Ltg-Com-LF | 1/1/2013 | DEER2016 Comment Period
4683 | C-In-LFLmpBlst-T8-96in-59w+El-IS-RLO(98w)-dWP25-dWC11 | Com | Any | Lighting | InGen-LF | Ltg_Lmp+Blst | LF_LmpBlst | DEER1316-Ltg-Com-LF | 1/1/2013 | DEER2016 Comment Period
4684 | C-In-LFLmpBlst-T8-96in-86w+El-IS-NLO(160w)-dWP50-dWC0 | Com | Any | Lighting | InGen-LF | Ltg_Lmp+Blst | LF_LmpBlst | DEER1316-Ltg-Com-LF | 1/1/2013 | DEER2016 Comment Period
4685 | C-In-LFLmpBlst-T8-96in-86w+El-IS-NLO(160w)-dWP50-dWC7 | Com | Any | Lighting | InGen-LF | Ltg_Lmp+Blst | LF_LmpBlst | DEER1316-Ltg-Com-LF | 1/1/2013 | DEER2016 Comment Period
4686 | C-In-LFLmpBlst-U6-22in-32w+El-IS-NLO(60w)-dWP12 | Com | Any | Lighting | InGen-LF | Ltg_Lmp+Blst | LF_LmpBlst | DEER1316-Ltg-Com-LF | 1/1/2013 | DEER2016 Comment Period
4687 | C-In-LFLmpBlst-U6-22in-32w+El-IS-NLO(60w)-dWP12-dWC0 | Com | Any | Lighting | InGen-LF | Ltg_Lmp+Blst | LF_LmpBlst | DEER1316-Ltg-Com-LF | 1/1/2013 | DEER2016 Comment Period
4688 | C-In-LFLmpBlst-U6-22in-32w+El-IS-NLO+Refl(60w)-dWP12 | Com | Any | Lighting | InGen-LF | Ltg_Lmp+Blst | LF_LmpBlst | DEER1316-Ltg-Com-LF | 1/1/2013 | DEER2016 Comment Period
4689 | C-In-LFLmpBlst-U6-22in-32w+El-IS-NLO+Refl(60w)-dWP12-dWC0 | Com | Any | Lighting | InGen-LF | Ltg_Lmp+Blst | LF_LmpBlst | DEER1316-Ltg-Com-LF | 1/1/2013 | DEER2016 Comment Period
4690 | C-In-LFLmpBlst-U6-22in-32w+El-IS-RLO(52w)-dWP20 | Com | Any | Lighting | InGen-LF | Ltg_Lmp+Blst | LF_LmpBlst | DEER1316-Ltg-Com-LF | 1/1/2013 | DEER2016 Comment Period
4691 | C-In-LFLmpBlst-U6-22in-32w+El-IS-RLO(52w)-dWP20-dWC8 | Com | Any | Lighting | InGen-LF | Ltg_Lmp+Blst | LF_LmpBlst | DEER1316-Ltg-Com-LF | 1/1/2013 | DEER2016 Comment Period
4692 | C-In-MH-25w(25w)-dWP38 | Com | Any | Lighting | InGen-LF | Ltg_Lmp+Blst | HID_LmpBlst | DEER1316-Ltg-Com-LF | 1/1/2013 | DEER2016 Comment Period
4693 | C-In-MH-32w(43w)-dwP57 | Com | Any | Lighting | InGen-LF | Ltg_Lmp+Blst | HID_LmpBlst | DEER1316-Ltg-Com-LF | 1/1/2013 | DEER2016 Comment Period
4694 | C-In-MH-32w(43w)-dWP57-dWC0 | Com | Any | Lighting | InGen-LF | Ltg_Lmp+Blst | HID_LmpBlst | DEER1316-Ltg-Com-LF | 1/1/2013 | DEER2016 Comment Period

## lookup
The worksheet contains various lookup tables used thoughout this and the Development workbook.
[11 empty] | Profile weights by BldgType, Schedule and DayNum | [5 empty] | Building Type Selection | [9 empty] | Schedule DayTypes based on the building type | [11 empty] | Comparison Profile to
|  | Initial DEER Building Type Assignment |  | Lighting Type Assgn. |  | Hours per DayType and Schedule by Building type | [13 empty] | Schedule Names by Building Type | [7 empty] | Assign DayTYpe for each Day Number | [10 empty] | use from 2014 data:
[11 empty] | lookup | Bldg | Sched | DayNum | Days | Wt | Description | 23 |  | Lookup | Bldg | Sched | SchedName | 7-day season | sch flag |  | BldgType | 1 | 2 | 3 | 4 | 5 | 6 | 7 | 8 |  |  |  | 2016 | 2014
LtgTypes | Description | Fillin_OnSiteDEERBldgType | DEER Bldg | HIMgroup | LtgSys | lookup | Bldg | Sch | DayType | Days/yr | Any01 | Any | 0 | 1 | 52 | 0.14247 | Assembly | Asm |  | Any0 | Any | 0 | Standard | Full-session | 0 |  | Asm | SunHol | Weekday | Weekday | Weekday | Weekday | Weekday | Sat | SunHol | SunHol | Weekday | Sat | SunHol | Sun
LF | Linear Fluorescent | Assembly | Asm | CFL | CFL | Any0SatSun | Any | 0 | SatSun | 103 | Any02 | Any | 0 | 2 | 48 | 0.13151 | Primary School | EPr |  | Any1 | Any | 1 | NA | Holiday | 0 |  | ECC | SatSun | Weekday | Weekday | Weekday | Weekday | Weekday | SatSun | Holiday | SatSun | Weekday | Holiday | SatSun | Sat
CFL | Compact Fluorescent | Community Center | Asm | CFL_BAS | CFL | Any0Weekday | Any | 0 | Weekday | 255 | Any03 | Any | 0 | 3 | 51 | 0.13973 | Secondary School | ESe |  | Any2 | Any | 2 | NA | Partial-session | 1 |  | EPr | SatSun | Weekday | Weekday | Weekday | Weekday | Weekday | SatSun | Holiday | SatSun | Weekday | Holiday | WEH | Sat
HB | High-bay | Health/Fitness Center | Asm | CFL_REF | CFL | Any0Holiday | Any | 0 | Holiday | 7 | Any04 | Any | 0 | 4 | 52 | 0.14247 | Relocatable Classroom | ERC |  | EPr0 | EPr | 0 | Standard | No session | 2 |  | ESe | SatSun | Weekday | Weekday | Weekday | Weekday | Weekday | SatSun | Holiday | SatSun | Weekday | Holiday | Weekday | Weekday
|  | Library / Museum | Asm | HB | HB | Any0WEH | Any | 0 | WEH | 110 | Any05 | Any | 0 | 5 | 51 | 0.13973 | Community College | ECC |  | EPr1 | EPr | 1 | Break |  |  |  | EUn | SatSun | Weekday | Weekday | Weekday | Weekday | Weekday | SatSun | Holiday | SatSun | Weekday | Holiday | Sat | Sat
|  | Movie Theaters | Asm | LED_Lamp | CFL | EPr0SatSun | EPr | 0 | SatSun | 72 | Any06 | Any | 0 | 6 | 52 | 0.14247 | University | EUn |  | EPr2 | EPr | 2 | NA | Schedule Options |  |  | ERC | SatSun | Weekday | Weekday | Weekday | Weekday | Weekday | SatSun | Holiday | SatSun | Weekday | Holiday | Holiday | Hol
|  | Other Recreational/Public Assembly | Asm | LED_REF | CFL | EPr0Weekday | EPr | 0 | Weekday | 188 | Any07 | Any | 0 | 7 | 52 | 0.14247 | Grocery | Gro |  | Ese0 | Ese | 0 | Standard | Standard | 1 |  | Gro | SatSun | Weekday | Weekday | Weekday | Weekday | Weekday | SatSun | Holiday | SatSun | Weekday | Holiday | NA | NA
|  | Religious Assembly (mixed use) | Asm | LF_Delamp | LF | EPr0Holiday | EPr | 0 | Holiday | 7 | Any08 | Any | 0 | 8 | 7 | 0.019178 | Hospital | Hsp |  | Ese1 | Ese | 1 | Break | NA | 2 |  | Hsp | SatSun | Weekday | Weekday | Weekday | Weekday | Weekday | SatSun | Holiday | SatSun | Weekday | Holiday
|  | Religious Assembly (worship only) | Asm | HID | HB | EPr1SatSun | EPr | 1 | SatSun | 32 | EPr01 | EPr | 0 | 1 | 36 | 0.13483 | Nursing Home | Nrs |  | Ese2 | Ese | 2 | NA | NA | 3 |  | Nrs | SatSun | Weekday | Weekday | Weekday | Weekday | Weekday | SatSun | Holiday | SatSun | Weekday | Holiday
|  | Theater / Performing Arts | Asm | LINEAR | LF | EPr1Weekday | EPr | 1 | Weekday | 63 | EPr02 | EPr | 0 | 2 | 36 | 0.13483 | Hotel | Htl |  | ERC0 | ERC | 0 | Standard |  |  |  | Htl | SatSun | Weekday | Weekday | Weekday | Weekday | Weekday | SatSun | Holiday | SatSun | Weekday | Holiday
|  | Clinic/Outpatient Care | Cnc | OCC | OccSens | EPr1Holiday | EPr | 1 | Holiday | 3 | EPr03 | EPr | 0 | 3 | 38 | 0.14232 | Motel | Mtl |  | ERC1 | ERC | 1 | Break |  |  |  | Mtl | SatSun | Weekday | Weekday | Weekday | Weekday | Weekday | SatSun | Holiday | SatSun | Weekday | Holiday
|  | Health/Medical - Clinic | Cnc |  |  | Ese0SatSun | Ese | 0 | SatSun | 72 | EPr04 | EPr | 0 | 4 | 38 | 0.14232 | Manuf. Light Industrial | MLI |  | ERC2 | ERC | 2 | NA |  |  |  | OfL | WEH | Weekday | Weekday | Weekday | Weekday | Weekday | WEH | WEH | WEH | Weekday | NA
|  | Com | Com |  |  | Ese0Weekday | Ese | 0 | Weekday | 188 | EPr05 | EPr | 0 | 5 | 38 | 0.14232 | Manufacturing Bio/Tech | MBT |  | ECC0 | ECC | 0 | Standard |  |  |  | OfS | WEH | Weekday | Weekday | Weekday | Weekday | Weekday | WEH | WEH | WEH | Weekday | NA
|  | College or University | ECC |  |  | Ese0Holiday | Ese | 0 | Holiday | 7 | EPr06 | EPr | 0 | 6 | 38 | 0.14232 | Office - Large | OfL |  | ECC1 | ECC | 1 | Summer |  |  |  | MBT | SatSun | Weekday | Weekday | Weekday | Weekday | Weekday | SatSun | Holiday | SatSun | Weekday | Holiday
|  | Education - Community College | ECC |  |  | Ese1SatSun | Ese | 1 | SatSun | 32 | EPr07 | EPr | 0 | 7 | 36 | 0.13483 | Office - Small | Ofs |  | ECC2 | ECC | 2 | Break |  |  |  | MLI | SatSun | Weekday | Weekday | Weekday | Weekday | Weekday | SatSun | Holiday | SatSun | Weekday | Holiday
|  | Vocational or Trade School | ECC |  |  | Ese1Weekday | Ese | 1 | Weekday | 63 | EPr08 | EPr | 0 | 8 | 7 | 0.026217 | Restaurant - Fast Food | RFF |  | EUn0 | EUn | 0 | Standard |  |  |  | RFF | WEH | Weekday | Weekday | Weekday | Weekday | Weekday | WEH | WEH | WEH | Weekday | NA
|  | College/University | ECU |  |  | Ese1Holiday | Ese | 1 | Holiday | 3 | EPr11 | EPr | 1 | 1 | 16 | 0.16327 | Restaurant - Sit Down | RSD |  | EUn1 | EUn | 1 | Summer |  |  |  | RSD | WEH | Weekday | Weekday | Weekday | Weekday | Weekday | WEH | WEH | WEH | Weekday | NA
|  | Daycare or Preschool | EPr |  |  | ERC0SatSun | ERC | 0 | SatSun | 72 | EPr12 | EPr | 1 | 2 | 11 | 0.11224 | Retail - 3-Story (Dept Store) | Rt3 |  | EUn2 | EUn | 2 | Break |  |  |  | Rt3 | SatSun | Weekday | Weekday | Weekday | Weekday | Weekday | SatSun | Holiday | SatSun | Weekday | Holiday
|  | Education - Primary School | EPr |  |  | ERC0Weekday | ERC | 0 | Weekday | 188 | EPr13 | EPr | 1 | 3 | 13 | 0.13265 | Retail - Large (Bigbox) | RtL | [8 empty] | RtL | SatSun | Weekday | Weekday | Weekday | Weekday | Weekday | SatSun | Holiday | SatSun | Weekday | Holiday
|  | Elementary School | EPr |  |  | ERC0Holiday | ERC | 0 | Holiday | 7 | EPr14 | EPr | 1 | 4 | 13 | 0.13265 | Retail - Small | RtS | [8 empty] | RtS | SatSun | Weekday | Weekday | Weekday | Weekday | Weekday | SatSun | Holiday | SatSun | Weekday | Holiday
|  | Education - Secondary School | ESe |  |  | ERC1SatSun | ERC | 1 | SatSun | 32 | EPr15 | EPr | 1 | 5 | 13 | 0.13265 | Storage Conditioned | SCn | [8 empty] | SCn | SatSun | Weekday | Weekday | Weekday | Weekday | Weekday | SatSun | Holiday | SatSun | Weekday | Holiday
|  | Middle / Secondary School | ESe |  |  | ERC1Weekday | ERC | 1 | Weekday | 63 | EPr16 | EPr | 1 | 6 | 13 | 0.13265 | Storage Unconditioned | SUn | [8 empty] | SUn | SatSun | Weekday | Weekday | Weekday | Weekday | Weekday | SatSun | Holiday | SatSun | Weekday | Holiday
|  | Education - University | EUn |  |  | ERC1Holiday | ERC | 1 | Holiday | 3 | EPr17 | EPr | 1 | 7 | 16 | 0.16327 | Refrigerated Warehouse | WRf | [8 empty] | WRf | SatSun | Weekday | Weekday | Weekday | Weekday | Weekday | SatSun | Holiday | SatSun | Weekday | Holiday
|  | Commercial Greenhouse | GrH |  |  | ECC0SatSun | ECC | 0 | SatSun | 64 | EPr18 | EPr | 1 | 8 | 3 | 0.030612 | Test | Test | [8 empty] | NA | SatSun | Weekday | Weekday | Weekday | Weekday | Weekday | SatSun | Holiday | SatSun | Weekday | Holiday
|  | Grocery | Gro |  |  | ECC0Weekday | ECC | 0 | Weekday | 169 | EPr21 | EPr | 2 | 1 | 0 | 0 | Guest Rooms | Gst | [8 empty] | Test | SatSun | Weekday | Weekday | Weekday | Weekday | Weekday | SatSun | Holiday | SatSun | Weekday | Holiday
|  | Other Food Store | Gro |  |  | ECC0Holiday | ECC | 0 | Holiday | 6 | EPr22 | EPr | 2 | 2 | 0 | 0 | Hotel/Motel Common | HMC | [7 empty] | #REF! | Current | #REF! | #REF! | #REF! | #REF! | #REF! | #REF! | #REF! | #REF! | #REF! | #REF! | #REF!
|  | Small General Grocery | Gro |  |  | ECC1SatSun | ECC | 1 | SatSun | 16 | EPr23 | EPr | 2 | 3 | 0 | 0 | Health Clinic | Cnc
|  | Specialty/Ethnic Grocery | Gro |  |  | ECC1Weekday | ECC | 1 | Weekday | 44 | EPr24 | EPr | 2 | 4 | 0 | 0 | Not Assigned | NA
|  | Specialty/Novelty Food Service | Com |  |  | ECC1Holiday | ECC | 1 | Holiday | 1 | EPr25 | EPr | 2 | 5 | 0 | 0 | College/University | ECU
|  | Supermarkets | Gro |  |  | ECC2SatSun | ECC | 2 | SatSun | 24 | EPr26 | EPr | 2 | 6 | 0 | 0 | Greenhouse | GrH
|  | Health/Medical - Hospital | Hsp |  |  | ECC2Weekday | ECC | 2 | Weekday | 38 | EPr27 | EPr | 2 | 7 | 0 | 0
|  | Hospital | Hsp |  |  | ECC2Holiday | ECC | 2 | Holiday | 3 | EPr28 | EPr | 2 | 8 | 0 | 0
|  | Hotel | Htl |  |  | EUn0SatSun | EUn | 0 | SatSun | 64 | ESe01 | ESe | 0 | 1 | 36 | 0.13483 | Assembly | Asm | 1 | #VALUE!
|  | Lodging | Htl |  |  | EUn0Weekday | EUn | 0 | Weekday | 169 | ESe02 | ESe | 0 | 2 | 36 | 0.13483 | Education - Community College | ECC | 5 | #VALUE!
|  | Other Lodging | Htl |  |  | EUn0Holiday | EUn | 0 | Holiday | 6 | ESe03 | ESe | 0 | 3 | 38 | 0.14232 | Education - Primary School | EPr | 2 | #VALUE!
|  | Resort | Htl |  |  | EUn1SatSun | EUn | 1 | SatSun | 16 | ESe04 | ESe | 0 | 4 | 38 | 0.14232 | Education - Secondary School | ESe | 3 | #VALUE!
|  | Lab/R&D Facility | MBT |  |  | EUn1Weekday | EUn | 1 | Weekday | 44 | ESe05 | ESe | 0 | 5 | 38 | 0.14232 | Education - University | EUn | 6 | #VALUE!
|  | Residential Multi-family | MFm |  |  | EUn1Holiday | EUn | 1 | Holiday | 1 | ESe06 | ESe | 0 | 6 | 38 | 0.14232 | Education - Relocatable | ERC | 4 | #VALUE!
|  | Assembly / Light Mfg. | MLI |  |  | EUn2SatSun | EUn | 2 | SatSun | 24 | ESe07 | ESe | 0 | 7 | 36 | 0.13483 | Grocery | Gro | 7 | #VALUE!
|  | Assembly/Light Manufacturing | MLI |  |  | EUn2Weekday | EUn | 2 | Weekday | 38 | ESe08 | ESe | 0 | 8 | 7 | 0.026217 | Health/Medical - Hospital | Hsp | 8 | #VALUE!
|  | Auto Repair | MLI |  |  | EUn2Holiday | EUn | 2 | Holiday | 3 | ESe11 | ESe | 1 | 1 | 16 | 0.16327 | Health/Medical - Nursing Home | Nrs | 9 | #VALUE!
|  | Commercial Laundry | MLI |  |  | Asm0Sat | Asm | 0 | Sat | 52 | ESe12 | ESe | 1 | 2 | 11 | 0.11224 | Hotel | Htl | 10 | #VALUE!
|  | Fabrication | MLI |  |  | Asm0Weekday | Asm | 0 | Weekday | 255 | ESe13 | ESe | 1 | 3 | 13 | 0.13265 | Motel | Mtl | 11 | #VALUE!
|  | Food Processing | MLI |  |  | Asm0SunHol | Asm | 0 | SunHol | 58 | ESe14 | ESe | 1 | 4 | 13 | 0.13265 | Office - Large | OfL | 14 | #VALUE!
|  | Other Industrial | MLI |  |  | 1SatSun |  | 1 | SatSun |  | ESe15 | ESe | 1 | 5 | 13 | 0.13265 | Office - Small | OfS | 15 | #VALUE!
|  | Other Service Shop | MLI |  |  | 1Weekday |  | 1 | Weekday | 255 | ESe16 | ESe | 1 | 6 | 13 | 0.13265 | Manufacturing Bio/Tech | MBT | 13 | #VALUE!
|  | Repair (Non-Auto) | MLI |  |  | 1Holiday |  | 1 | Holiday |  | ESe17 | ESe | 1 | 7 | 16 | 0.16327 | Manufacturing Light Industrial | MLI | 12 | #VALUE!
|  | Motel | Mtl | [7 empty] | ESe18 | ESe | 1 | 8 | 3 | 0.030612 | Restaurant - Fast Food | RFF | 16 | #VALUE!
|  | Agriculture | NA | [7 empty] | ESe21 | ESe | 2 | 1 | 0 | 0 | Restaurant - Sit Down | RSD | 17 | #VALUE!
|  | All Commercial | NA | [7 empty] | ESe22 | ESe | 2 | 2 | 0 | 0 | Retail - 3-Story (Dept Store) | Rt3 | 18 | #VALUE!
|  | Coin-Op | NA | [7 empty] | ESe23 | ESe | 2 | 3 | 0 | 0 | Retail - Large (Bigbox) | RtL | 19 | #VALUE!
|  | Commercial Farm | NA | [7 empty] | ESe24 | ESe | 2 | 4 | 0 | 0 | Retail - Small | RtS | 20 | #VALUE!
|  | High-Rise | NA | [7 empty] | ESe25 | ESe | 2 | 5 | 0 | 0 | Storage Conditioned | SCn | 21 | #VALUE!
|  | Other | NA | [7 empty] | ESe26 | ESe | 2 | 6 | 0 | 0 | Storage Unconditioned | SUn | 22 | #VALUE!
|  | Other Ag. (Describe below) | NA | [7 empty] | ESe27 | ESe | 2 | 7 | 0 | 0 | Refrigerated Warehouse | WRf | 23 | #VALUE!
|  | Other Agr. | NA | [7 empty] | ESe28 | ESe | 2 | 8 | 0 | 0
|  | Other Comm. (Describe above) | NA | [7 empty] | ECC01 | ECC | 0 | 1 | 32 | 0.11985
|  | Other Food Service | NA | [7 empty] | ECC02 | ECC | 0 | 2 | 33 | 0.1236
|  | Police / Fire Stations | NA | [7 empty] | ECC03 | ECC | 0 | 3 | 34 | 0.12734
|  | Police/Fire Station | NA | [7 empty] | ECC04 | ECC | 0 | 4 | 34 | 0.12734
|  | Townhouse | NA | [7 empty] | ECC05 | ECC | 0 | 5 | 34 | 0.12734
|  | Nursing Home | Nrs | [7 empty] | ECC06 | ECC | 0 | 6 | 34 | 0.12734
|  | Administration and management | OfL | [7 empty] | ECC07 | ECC | 0 | 7 | 32 | 0.11985
|  | Government | OfL | [7 empty] | ECC08 | ECC | 0 | 8 | 6 | 0.022472
|  | Government Services | OfL | [7 empty] | ECC11 | ECC | 1 | 1 | 8 | 0.081633
|  | Office - Large | OfL | [7 empty] | ECC12 | ECC | 1 | 2 | 8 | 0.081633
|  | Data Processing/Computer Center | OfS | [7 empty] | ECC13 | ECC | 1 | 3 | 9 | 0.091837
|  | Financial / Legal | OfS | [7 empty] | ECC14 | ECC | 1 | 4 | 9 | 0.091837
|  | Insurance/Real Estate | OfS | [7 empty] | ECC15 | ECC | 1 | 5 | 9 | 0.091837
|  | Medical/Dental Lab | OfS | [7 empty] | ECC16 | ECC | 1 | 6 | 9 | 0.091837
|  | Medical/Dental Office | OfS | [7 empty] | ECC17 | ECC | 1 | 7 | 8 | 0.081633
|  | Mixed-Use/Multi-tenant | OfS | [7 empty] | ECC18 | ECC | 1 | 8 | 1 | 0.010204
|  | Office - Small | OfS | [7 empty] | ECC21 | ECC | 2 | 1 | 12 | 0.12245
|  | Other Office | OfS | [7 empty] | ECC22 | ECC | 2 | 2 | 6 | 0.061224
|  | Offices | OfS | [7 empty] | ECC23 | ECC | 2 | 3 | 8 | 0.081633
|  | Post Office | OfS | [7 empty] | ECC24 | ECC | 2 | 4 | 8 | 0.081633
|  | Software Development | OfS | [7 empty] | ECC25 | ECC | 2 | 5 | 8 | 0.081633
|  | Laundry | Oth | [7 empty] | ECC26 | ECC | 2 | 6 | 8 | 0.081633
|  | Utilities | Oth | [7 empty] | ECC27 | ECC | 2 | 7 | 12 | 0.12245
|  | Fast Food or Self Service | RFF | [7 empty] | ECC28 | ECC | 2 | 8 | 3 | 0.030612
|  | Restaurant - Fast Food | RFF | [7 empty] | EUn01 | EUn | 0 | 1 | 32 | 0.11985
|  | Bar/Tavern/Nightclub/Other | RSD | [7 empty] | EUn02 | EUn | 0 | 2 | 33 | 0.1236
|  | Restaurant - Sit Down | RSD | [7 empty] | EUn03 | EUn | 0 | 3 | 34 | 0.12734
|  | Table Service | RSD | [7 empty] | EUn04 | EUn | 0 | 4 | 34 | 0.12734
|  | Department / Variety Store | Rt3 | [7 empty] | EUn05 | EUn | 0 | 5 | 34 | 0.12734
|  | HomeDepot | RtL | [7 empty] | EUn06 | EUn | 0 | 6 | 34 | 0.12734
|  | Retail - Large | RtL | [7 empty] | EUn07 | EUn | 0 | 7 | 32 | 0.11985
|  | Retail Warehouse/Clubs | RtL | [7 empty] | EUn08 | EUn | 0 | 8 | 6 | 0.022472
|  | Auto Sales | RtS | [7 empty] | EUn11 | EUn | 1 | 1 | 8 | 0.081633
|  | Convenience Store | RtS | [7 empty] | EUn12 | EUn | 1 | 2 | 8 | 0.081633
|  | Day Spa | RtS | [7 empty] | EUn13 | EUn | 1 | 3 | 9 | 0.091837
|  | Dry Cleaning | RtS | [7 empty] | EUn14 | EUn | 1 | 4 | 9 | 0.091837
|  | Gas Station w/Convenience Store** | RtS | [7 empty] | EUn15 | EUn | 1 | 5 | 9 | 0.091837
|  | Gas Station / Auto Repair | RtS | [7 empty] | EUn16 | EUn | 1 | 6 | 9 | 0.091837
|  | Gas Station w/Convenience Store | RtS | [7 empty] | EUn17 | EUn | 1 | 7 | 8 | 0.081633
|  | Hair Salon | RtS | [7 empty] | EUn18 | EUn | 1 | 8 | 1 | 0.010204
|  | Liquor Store | RtS | [7 empty] | EUn21 | EUn | 2 | 1 | 12 | 0.12245
|  | Message Spa | RtS | [7 empty] | EUn22 | EUn | 2 | 2 | 6 | 0.061224
|  | Nail Salon | RtS | [7 empty] | EUn23 | EUn | 2 | 3 | 8 | 0.081633
|  | Other Retail Store | RtS | [7 empty] | EUn24 | EUn | 2 | 4 | 8 | 0.081633
|  | Retail - Small | RtS | [7 empty] | EUn25 | EUn | 2 | 5 | 8 | 0.081633
|  | Shop in Enclosed Mall | RtS | [7 empty] | EUn26 | EUn | 2 | 6 | 8 | 0.081633
|  | Shop in Strip Mall | RtS | [7 empty] | EUn27 | EUn | 2 | 7 | 12 | 0.12245
|  | Conditioned Warehouse, High Bay | SCn | [7 empty] | EUn28 | EUn | 2 | 8 | 3 | 0.030612
|  | Conditioned Warehouse, Low Bay | SCn | [7 empty] | ERC01 | ERC | 0 | 1 | 36 | 0.13483
|  | Warehouse | SCn | [7 empty] | ERC02 | ERC | 0 | 2 | 36 | 0.13483
|  | Unconditioned Warehouse, High Bay | SUn | [7 empty] | ERC03 | ERC | 0 | 3 | 38 | 0.14232
|  | Unconditioned Warehouse, Low Bay | SUn | [7 empty] | ERC04 | ERC | 0 | 4 | 38 | 0.14232
|  | Refrigerated Warehouse | WRf | [7 empty] | ERC05 | ERC | 0 | 5 | 38 | 0.14232
[11 empty] | ERC06 | ERC | 0 | 6 | 38 | 0.14232
[11 empty] | ERC07 | ERC | 0 | 7 | 36 | 0.13483
|  | Table Service | Restaurant - Sit Down | [7 empty] | ERC08 | ERC | 0 | 8 | 7 | 0.026217
|  | Fast Food or Self Service | Restaurant - Fast Food | [7 empty] | ERC11 | ERC | 1 | 1 | 16 | 0.16327
|  | Office Park | Assembly | [7 empty] | ERC12 | ERC | 1 | 2 | 11 | 0.11224
|  | Police/Fire Station | Government | [7 empty] | ERC13 | ERC | 1 | 3 | 13 | 0.13265
|  | Library / Museum | Assembly | [7 empty] | ERC14 | ERC | 1 | 4 | 13 | 0.13265
|  | Daycare or Preschool | Education - Primary School | [7 empty] | ERC15 | ERC | 1 | 5 | 13 | 0.13265
|  | Unconditioned Warehouse, High Bay | Warehouse | [7 empty] | ERC16 | ERC | 1 | 6 | 13 | 0.13265
|  | Other Industrial | Other Industrial | [7 empty] | ERC17 | ERC | 1 | 7 | 16 | 0.16327
|  | Religious Assembly (mixed use) | Assembly | [7 empty] | ERC18 | ERC | 1 | 8 | 3 | 0.030612
|  | Nursing Home | Health/Medical - Clinic | [7 empty] | ERC21 | ERC | 2 | 1 | 0 | 0
|  | Gas Station / Auto Repair | Other Industrial | [7 empty] | ERC22 | ERC | 2 | 2 | 0 | 0
|  | Administration and management | Office - Small | [7 empty] | ERC23 | ERC | 2 | 3 | 0 | 0
|  | Clinic/Outpatient Care | Office - Small | [7 empty] | ERC24 | ERC | 2 | 4 | 0 | 0
|  | Repair (Non-Auto) | Warehouse | [7 empty] | ERC25 | ERC | 2 | 5 | 0 | 0
|  | Offices | Other Industrial | [7 empty] | ERC26 | ERC | 2 | 6 | 0 | 0
|  | Other Retail Store | Retail - Large | [7 empty] | ERC27 | ERC | 2 | 7 | 0 | 0
|  | Other Retail Store | Retail - Small | [7 empty] | ERC28 | ERC | 2 | 8 | 0 | 0
|  | Fabrication | Other Industrial | [7 empty] | Any11 | Any | 1 | 1 | 0 | 0
|  | Gas Station / Auto Repair | Retail - Small | [7 empty] | Any12 | Any | 1 | 2 | 0 | 0
|  | Shop in Enclosed Mall | Retail - Small | [7 empty] | Any13 | Any | 1 | 3 | 0 | 0
|  | Office Building | Office - Small | [7 empty] | Any14 | Any | 1 | 4 | 0 | 0
|  | Assembly/Light Manufacturing | Other Industrial | [7 empty] | Any15 | Any | 1 | 5 | 0 | 0
|  | Offices | Agriculture | [7 empty] | Any16 | Any | 1 | 6 | 0 | 0
|  | Food Processing | Other Industrial | [7 empty] | Any17 | Any | 1 | 7 | 0 | 0
|  | Specialty/Novelty Food Service | Restaurant - Sit Down | [7 empty] | Any18 | Any | 1 | 8 | 0 | 0
|  | Auto Sales | Retail - Large
|  | Auto Sales | Retail - Small
|  | Repair (Non-Auto) | Retail - Small
|  | Bowling Alley | Assembly
|  | Offices | Office - Small
|  | Specialty/Novelty Food Service | Restaurant - Fast Food
|  | Hair Salon | Retail - Small
|  | Fast Food or Self Service | Restaurant - Sit Down
|  | Bar/Tavern/Nightclub/Other | Restaurant - Sit Down
|  | Community Center | Assembly
|  | Coin-Op | Laundry
|  | Retail Warehouse/Clubs | Retail - Large
|  | Department / Variety Store | Retail - Small
|  | Unconditioned Warehouse, High Bay | Office - Large
|  | High-Rise | Residential Multi-family
|  | Health/Fitness Center | Assembly
|  | Commercial Farm | Agriculture
|  | Medical/Dental Office | Health/Medical - Clinic
|  | Medical/Dental Office | Office - Small
|  | Electronics Manufacturing | Other Industrial
|  | Offices | Utilities
|  | Clinic/Outpatient Care | Health/Medical - Clinic
|  | Nail Salon | Retail - Small
|  | Department / Variety Store | Retail - Large
|  | Shop in Strip Mall | Retail - Small
|  | Dry Cleaning | Laundry
|  | Middle / Secondary School | Education - Secondary School
|  | Recycling | Other Industrial
|  | Lab/R&D Facility | Office - Small
|  | Elementary School | Education - Primary School
|  | Assembly/Light Manufacturing | Office - Small
|  | Car Rental | Office - Small
|  | Clinic/Outpatient Care | Retail - Small
|  | Repair (Non-Auto) | Other Industrial
|  | Financial / Legal | Office - Small
|  | Unconditioned Warehouse, Low Bay | Retail - Small
|  | Lab/R&D Facility | Office - Large
|  | Conditioned Warehouse, High Bay | Warehouse
|  | Conditioned Warehouse, Low Bay | Warehouse
|  | Shop in Enclosed Mall | Retail - Large
|  | Showroom | Retail - Large
|  | Gas Station w/Convenience Store** | Restaurant - Fast Food
|  | Retail Warehouse/Clubs | Retail - Small
|  | Vocational or Trade School | Education - Community College
|  | Hotel | Lodging
|  | Motel | Lodging
|  | Resort | Lodging
|  | Offices | Other
|  | Other Lodging | Assembly
|  | Other Service Shop | Retail - Small
|  | Mixed Office and Workspace | Office - Large
|  | Commercial Farm | Other Industrial
|  | Movie Theaters | Assembly
|  | Data Processing/Computer Center | Office - Small
|  | Liquor Store | Grocery
|  | Offices | Government
|  | Gas Station / Auto Repair | Retail - Large
|  | Offices | Office - Large
|  | Repair (Non-Auto) | Restaurant - Sit Down
|  | Small General Grocery | Grocery
|  | Repair (Non-Auto) | Retail - Large
|  | Data Processing/Computer Center | Office - Large
|  | Unconditioned Warehouse, High Bay | Office - Small
|  | Offices | Retail - Small
|  | Financial / Legal | Office - Large
|  | Offices | Warehouse
|  | Post Office | Office - Small
|  | Software Development | Office - Small
|  | Refrigerated Warehouse | Warehouse
|  | Parking Structure | Other
|  | Religious Assembly (worship only) | Assembly
|  | Other Recreational/Public Assembly | Assembly
|  | Convenience Store | Grocery
|  | Storage | Warehouse
|  | Government Services | Office - Small
|  | Other | Warehouse
|  | Ag Sales | Agriculture
|  | Rehab | Health/Medical - Clinic
|  | Supermarkets | Grocery
|  | Small General Grocery | Restaurant - Fast Food
|  | Day Spa | Retail - Small
|  | Golf Club | Assembly
|  | Storage | Retail - Large
|  | Message Spa | Retail - Small
|  | Other Service Shop | Retail - Large
|  | Other Office | Office - Small
|  | Commercial Laundry | Laundry
|  | Ag Packing Plant | Agriculture
|  | Other Agr. | Agriculture
|  | Bar/Tavern/Nightclub/Other | Restaurant - Fast Food
|  | Mixed Retail and Workspace | Retail - Small
|  | Retail Showroom | Retail - Large
|  | Gas Station / Auto Repair | Warehouse
|  | Townhouse | Other
|  | Assembly/Light Manufacturing | Warehouse
|  | Wholesale Sales | Warehouse
|  | Other Food Service | Restaurant - Sit Down
|  | College/University | College/University
|  | Rental Shop | Retail - Small
|  | Shop in Strip Mall | Office - Small
|  | Table Service | All Commercial
|  | Other Lodging | Lodging
|  | Flower Shop | Retail - Small
|  | Mixed-Use/Multi-tenant | Office - Large
|  | Religious Assembly (mixed use) | Education - Primary School
|  | Mixed Retail and Warehouse | Retail - Small
|  | Bar/Tavern/Nightclub/Other | Assembly
|  | Ag Packing Plant | Office - Small
|  | Laundry | Retail - Small
|  | Lab/R&D Facility | Other Industrial
|  | Insurance/Real Estate | Office - Small
|  | Mixed Office and Workspace | Other Industrial
|  | Florist | Retail - Small
|  | Mixed Storage and Workspace | Agriculture
|  | Other Service Shop | Other Industrial
|  | Mixed-Use/Multi-tenant | Office - Small
|  | Theater / Performing Arts | Assembly
|  | Vetinary | Health/Medical - Clinic
|  | Bed & Breakfast | Lodging
|  | Assembly / Light Mfg. | Other Industrial
|  | Campground | Lodging
|  | Resort | All Commercial
|  | Unconditioned Warehouse, High Bay | Other Industrial
|  | Mixed Office and Workspace | Agriculture
|  | Small Hotel (Inn) | Lodging
|  | Medical/Dental Lab | Health/Medical - Clinic
|  | Unconditioned Warehouse, Low Bay | Agriculture
|  | Government Services | Government
|  | Mixed Retail and Warehouse | Agriculture
|  | Gas Station w/Convenience Store | Retail - Small
|  | Government Services | Office - Large
|  | Mixed Office and Workspace | All Commercial
|  | Other Office | Other Industrial
|  | f | Lodging
|  | Other Office | Health/Medical - Clinic
|  | Middle / Secondary School | Lodging
|  | Shop in Strip Mall | Restaurant - Fast Food
|  | Other Food Store | Retail - Small
|  | Offices | All Commercial
|  | Bookstore | Retail - Small
|  | Middle / Secondary School | Education - Primary School
|  | Poolhall | Assembly
|  | Conditioned Warehouse, Low Bay | Other Industrial
|  | Other Lodging | All Commercial
|  | Police / Fire Stations | Government
|  | Landscape | Office - Small
|  | Mixed-Use/Multi-tenant | All Commercial
|  | Tattoo parlor | Retail - Small
|  | Other Food Service | All Commercial
|  | Commercial Greenhouse | Agriculture
|  | College or University | Education - Secondary School
|  | Specialty/Ethnic Grocery | Grocery
|  | Wholesale Retail | Retail - Small
|  | Assembly / Light Mfg. | Retail - Small
|  | Auto Repair | Retail - Small
|  | Other Retail Store | Warehouse
|  | Other Lodging | Health/Medical - Clinic
|  | College or University | Assembly
|  | Campground | All Commercial
|  | Other Food Store | All Commercial
|  | Beauty Salon | Retail - Small
|  | Coffee Shop | Restaurant - Sit Down
|  | Motel (Inn) | Lodging
|  | Funeral Services | Assembly
|  | Repair (Non-Auto) | All Commercial
|  | Auto Sales | Warehouse
|  | Other Service Shop | All Commercial
|  | Other Office | Retail - Small
|  | Brewery | Other Industrial
|  | Repair (Non-Auto) | Office - Small
|  | Mixed-Use/Multi-tenant | Health/Medical - Clinic
|  | Unconditioned Warehouse, Low Bay | Warehouse
|  | Studio | Office - Small
|  | Clinic/Outpatient Care | Agriculture
|  | Dog Grooming | Retail - Small
|  | Retail Showroom | Retail - Small
|  | Hospital | Health/Medical - Hospital
|  | Florist | Agriculture
|  | Cigar Shop | Retail - Small
|  | Light Industrial Process | Other Industrial
|  | Conditioned Warehouse, High Bay | Other Industrial
|  | Other Retail Store | Office - Small
|  | Vocational or Trade School | All Commercial
|  | Vetinary Services | All Commercial
|  | Vocational or Trade School | Assembly
|  | Other Comm. (Describe above) | All Commercial
|  | Administration and management | Office - Large
|  | Other Food Service | Restaurant - Fast Food
|  | Mixed Retail and Warehouse | Other Industrial
|  | Government Services | Assembly
|  | Drug Store | Retail - Small
|  | Hospital | Office - Small
|  | Health/Fitness Center | All Commercial
|  | Auto Parts | Retail - Small
|  | Office Building | Office - Large
|  | Machine Shop | Other Industrial
|  | Clock Repair | Retail - Small
|  | Gas Station / Auto Repair | All Commercial
|  | Vocational or Trade School | Education - University
|  | Funeral Services | All Commercial
|  | Convenience Store | Retail - Small
|  | Assisted Living | Health/Medical - Clinic
|  | Auto Repair | Other Industrial
|  | Retail Warehouse/Clubs | Warehouse
|  | Unconditioned Warehouse, Low Bay | Other Industrial
|  | Electronics Warehouse | Warehouse
|  | Manufacturing | Warehouse
|  | Assembly / Light Mfg. | All Commercial
|  | Manufacturing | Other Industrial
|  | Specialty Food Store | All Commercial
|  | Specialty/Novelty Food Service | All Commercial
|  | Other Retail Store | All Commercial
|  | Carwash | Retail - Small
|  | Service Company | Office - Small
|  | Bakery/Catering | All Commercial
|  | Shop in Strip Mall | All Commercial
|  | Furniture Store | Retail - Small
|  | Other Food Store | Restaurant - Fast Food
|  | Fabrication | Office - Small
|  | Service Company | Retail - Small
|  | Other Service Shop | Office - Small
|  | Other Food Service | Office - Small
|  | Shop in Strip Mall | Other Industrial
|  | Medical/Dental Lab | Office - Small