## Summary
DEER2011 Measure and Support Tables
This workbook contains tables saved from the DEER2011 update database, downloaded using READI (v0.99.3) on 30 November 2011.
Tab names are the default "save file as csv" names from READI.
Tab | Description
MeasureDefinitions | Measure definitions for all measures included in the update.
EUL | EUL/RUL table from the "Support Tables" section of READI.
Location | Location (applicability field) codes and descriptions from the "Support Tables" section of READI.
BldgVint | Building Vintage (applicability field) codes and descriptions from the "Support Tables" section of READI.
BldgHVAC | Building HVAC system type (applicability field) codes and descriptions from the "Support Tables" section of READI.
IOU | IOU codes and descriptions from the "Support Tables" section of READI.
NormUnits | Normalizing Units codes and descriptions from the "Support Tables" section of READI.
VersionSrc | Version Source codes and descriptions from the "Support Tables" section of READI.
Com-InLtg-CFL | Interactive Effects lookup table for commercial indoor lighting CFL measures.
Com-InLtg-LF | Interactive Effects lookup table for commercial indoor lighting Non-CFL measures.
Com-InLtg-Exit | Interactive Effects lookup table for commercial indoor lighting Exit Fixture measures.

## MeasureDefinitions
DEER_SPT Database tables: MeasList
This file created on 11/30/2011 6:14:49 PM while connected to deeresources.net as sptviewer by READI (v0.99.3)
Index | MeasureID | Description | Version | VersionSrc | LastMod | SourceDesc | MeasAppType | RUL_ID | PrimImpactID | SecImpactID | MeasImpactType | EnImpCalcType | ImpScaleBasis | CodeScaleVal | CustScaleVal | InterpFrac | ImpWeighting | WeightGroupID | ApplyIE | IETableName | TechBased | Sector | IOU | UseCategory | UseSubCat | TechGroup | TechType | MeasCostID | CodeCostID | EUL_ID | BaseDesc | StdDesc | MeasDesc | BaseTechID | StdTechID | MeasTechID | Status | Comment | UseCatName | UseSubCatName | TechGroupName | TechTypeName
1 | NB-HVAC-DuctSeal-high | Duct Sealing (Total leakage reduced from 40% of AHU flow to 18%) | DEER2011 | D11 v4.00 | 2008-06-15 |  |  | HVAC-DuctSeal | NB-HVAC-DuctSeal-high | None | DEER | Standard | None |  |  |  | None |  | FALSE |  | FALSE | Com | All | HVAC | VentAirDist | HV_AirDist | DuctSysC |  |  | HVAC-DuctSeal | Duct Leakage: 20% supply; 20% return (40% total) | NULL | Duct Sealing (Total leakage reduced from 40% of AHU flow to 18%) |  |  | NB-HVAC-DuctSeal-high | Standard |  | HVAC | Ventilation and Air Distribution | HVAC Air Distribution | Duct System Integrity - Commercial
2 | NB-HVAC-DuctSeal-low | Duct Sealing (Total leakage reduced from 28% of AHU flow to 18%) | DEER2011 | D11 v4.00 | 2008-06-15 |  |  | HVAC-DuctSeal | NB-HVAC-DuctSeal-low | None | DEER | Standard | None |  |  |  | None |  | FALSE |  | FALSE | Com | All | HVAC | VentAirDist | HV_AirDist | DuctSysC |  |  | HVAC-DuctSeal | Duct Leakage: 14% supply; 14% return (28% total) | NULL | Duct Sealing (Total leakage reduced from 28% of AHU flow to 18%) |  |  | NB-HVAC-DuctSeal-low | Standard |  | HVAC | Ventilation and Air Distribution | HVAC Air Distribution | Duct System Integrity - Commercial
3 | NE-HVAC-airAC-Pkg-lt65kBtuh-13p0seer | Pkg AC SEER = 13.0 (< 65 kBtuh), EER = 11.06, Clg EIR = 0.2557, Supply Fan W/cfm = 0.379 | DEER2011 | D11 v4.00 | 2008-06-15 |  |  | HVAC-airAC | NE-HVAC-airAC-Pkg-lt65kBtuh-13p0seer | None | DEER | Standard | None |  |  |  | None |  | FALSE |  | FALSE | Com | All | HVAC | SpaceCool | dxAC_equip | pkgSEER |  |  | HVAC-airAC | multiple base efficiency levels used, example: Pkg AC SEER = 13.00; EER = 11.06; Clg EIR = 0.256; Indoor W/cfm = 0.379; no econo | Pkg AC SEER = 13.00; EER = 11.06; Clg EIR = 0.256; Supply Fan W/cfm = 0.379; no econo | Pkg AC SEER = 13.0 (< 65 kBtuh), EER = 11.06, Clg EIR = 0.2557, Supply Fan W/cfm = 0.379 | dxAC-pkgS-lt65k | dxAC-pkgS-lt65k-13 | dxAC-pkgS-lt65k-13 | Standard |  | HVAC | Space Cooling | dX AC Equipment | SEER Rated Package Rooftop AC
4 | NE-HVAC-airAC-Pkg-lt65kBtuh-14p0seer | Pkg AC SEER = 14.0 (< 65 kBtuh), EER = 12.04, Clg EIR = 0.2456, Supply Fan W/cfm = 0.306 | DEER2011 | D11 v4.00 | 2008-06-15 |  |  | HVAC-airAC | NE-HVAC-airAC-Pkg-lt65kBtuh-14p0seer | None | DEER | Standard | None |  |  |  | None |  | FALSE |  | FALSE | Com | All | HVAC | SpaceCool | dxAC_equip | pkgSEER |  |  | HVAC-airAC | multiple base efficiency levels used, example: Pkg AC SEER = 13.00; EER = 11.06; Clg EIR = 0.256; Indoor W/cfm = 0.379; no econo | Pkg AC SEER = 13.00; EER = 11.06; Clg EIR = 0.256; Supply Fan W/cfm = 0.379; no econo | Pkg AC SEER = 14.0 (< 65 kBtuh), EER = 12.04, Clg EIR = 0.2456, Supply Fan W/cfm = 0.306 | dxAC-pkgS-lt65k | dxAC-pkgS-lt65k-13 | dxAC-pkgS-lt65k-14 | Standard |  | HVAC | Space Cooling | dX AC Equipment | SEER Rated Package Rooftop AC
5 | NE-HVAC-airAC-Pkg-lt65kBtuh3phs-12p0seer | Pkg AC SEER = 12.0 (< 65 kBtuh, 3ph), EER = 10.21, Clg EIR = 0.2761, Supply Fan W/cfm = 0.409 | DEER2011 | D11 v4.00 | 2008-06-15 |  |  | HVAC-airAC | NE-HVAC-airAC-Pkg-lt65kBtuh3phs-12p0seer | None | DEER | Standard | None |  |  |  | None |  | FALSE |  | FALSE | Com | All | HVAC | SpaceCool | dxAC_equip | pkgSEER |  |  | HVAC-airAC | multiple base efficiency levels used, example: Pkg AC SEER = 9.70; EER = 9.22; Clg EIR = 0.306; Indoor W/cfm = 0.445794; no econo | Pkg AC SEER = 9.70; EER = 9.22; Clg EIR = 0.306; Supply Fan W/cfm = 0.445794; no econo | Pkg AC SEER = 12.0 (< 65 kBtuh, 3ph), EER = 10.21, Clg EIR = 0.2761, Supply Fan W/cfm = 0.409 |  |  |  | Standard |  | HVAC | Space Cooling | dX AC Equipment | SEER Rated Package Rooftop AC
6 | NE-HVAC-airAC-Pkg-lt65kBtuh3phs-13p0seer | Pkg AC SEER = 13.0 (< 65 kBtuh, 3ph), EER = 11.06, Clg EIR = 0.2557, Supply Fan W/cfm = 0.379 | DEER2011 | D11 v4.00 | 2008-06-15 |  |  | HVAC-airAC | NE-HVAC-airAC-Pkg-lt65kBtuh3phs-13p0seer | None | DEER | Standard | None |  |  |  | None |  | FALSE |  | FALSE | Com | All | HVAC | SpaceCool | dxAC_equip | pkgSEER |  |  | HVAC-airAC | multiple base efficiency levels used, example: Pkg AC SEER = 9.70; EER = 9.22; Clg EIR = 0.306; Indoor W/cfm = 0.445794; no econo | Pkg AC SEER = 9.70; EER = 9.22; Clg EIR = 0.306; Supply Fan W/cfm = 0.445794; no econo | Pkg AC SEER = 13.0 (< 65 kBtuh, 3ph), EER = 11.06, Clg EIR = 0.2557, Supply Fan W/cfm = 0.379 |  |  |  | Standard |  | HVAC | Space Cooling | dX AC Equipment | SEER Rated Package Rooftop AC
7 | NE-HVAC-airAC-Pkg-lt65kBtuh3phs-14p0seer | Pkg AC SEER = 14.0 (< 65 kBtuh, 3ph), EER = 12.04, Clg EIR = 0.2456, Supply Fan W/cfm = 0.306 | DEER2011 | D11 v4.00 | 2008-06-15 |  |  | HVAC-airAC | NE-HVAC-airAC-Pkg-lt65kBtuh3phs-14p0seer | None | DEER | Standard | None |  |  |  | None |  | FALSE |  | FALSE | Com | All | HVAC | SpaceCool | dxAC_equip | pkgSEER |  |  | HVAC-airAC | multiple base efficiency levels used, example: Pkg AC SEER = 9.70; EER = 9.22; Clg EIR = 0.306; Indoor W/cfm = 0.445794; no econo | Pkg AC SEER = 9.70; EER = 9.22; Clg EIR = 0.306; Supply Fan W/cfm = 0.445794; no econo | Pkg AC SEER = 14.0 (< 65 kBtuh, 3ph), EER = 12.04, Clg EIR = 0.2456, Supply Fan W/cfm = 0.306 |  |  |  | Standard |  | HVAC | Space Cooling | dX AC Equipment | SEER Rated Package Rooftop AC
8 | NE-HVAC-airAC-Split-lt65kBtuh-13p0seer | Split AC SEER = 13.0 (< 65 kBtuh), EER = 11.06, Clg EIR = 0.2557, Supply Fan W/cfm = 0.379 | DEER2011 | D11 v4.00 | 2008-06-15 |  |  | HVAC-airAC | NE-HVAC-airAC-Split-lt65kBtuh-13p0seer | None | DEER | Standard | None |  |  |  | None |  | FALSE |  | FALSE | Com | All | HVAC | SpaceCool | dxAC_equip | spltSEER |  |  | HVAC-airAC | multiple base efficiency levels used, example: Split AC SEER = 13.00; EER = 11.06; Clg EIR = 0.256; Indoor W/cfm = 0.379; no econo | Split AC SEER = 13.00; EER = 11.06; Clg EIR = 0.256; Supply Fan W/cfm = 0.379; no econo | Split AC SEER = 13.0 (< 65 kBtuh), EER = 11.06, Clg EIR = 0.2557, Supply Fan W/cfm = 0.379 | dxAC-spltS-Air-lt65k | dxAC-spltS-Air-lt65k-13 | dxAC-spltS-Air-lt65k-13 | Standard |  | HVAC | Space Cooling | dX AC Equipment | SEER Rated Split System AC
9 | NE-HVAC-airAC-Split-lt65kBtuh-14p0seer | Split AC SEER = 14.0 (< 65 kBtuh), EER = 12.04, Clg EIR = 0.2456, Supply Fan W/cfm = 0.306 | DEER2011 | D11 v4.00 | 2008-06-15 |  |  | HVAC-airAC | NE-HVAC-airAC-Split-lt65kBtuh-14p0seer | None | DEER | Standard | None |  |  |  | None |  | FALSE |  | FALSE | Com | All | HVAC | SpaceCool | dxAC_equip | spltSEER |  |  | HVAC-airAC | multiple base efficiency levels used, example: Split AC SEER = 13.00; EER = 11.06; Clg EIR = 0.256; Indoor W/cfm = 0.379; no econo | Split AC SEER = 13.00; EER = 11.06; Clg EIR = 0.256; Supply Fan W/cfm = 0.379; no econo | Split AC SEER = 14.0 (< 65 kBtuh), EER = 12.04, Clg EIR = 0.2456, Supply Fan W/cfm = 0.306 | dxAC-spltS-Air-lt65k | dxAC-spltS-Air-lt65k-13 | dxAC-spltS-Air-lt65k-14 | Standard |  | HVAC | Space Cooling | dX AC Equipment | SEER Rated Split System AC
10 | NE-HVAC-airAC-Split-lt65kBtuh3phs-12p0seer | Split AC SEER = 12.0 (< 65 kBtuh, 3ph), EER = 10.21, Clg EIR = 0.2761, Supply Fan W/cfm = 0.409 | DEER2011 | D11 v4.00 | 2008-06-15 |  |  | HVAC-airAC | NE-HVAC-airAC-Split-lt65kBtuh3phs-12p0seer | None | DEER | Standard | None |  |  |  | None |  | FALSE |  | FALSE | Com | All | HVAC | SpaceCool | dxAC_equip | spltSEER |  |  | HVAC-airAC | multiple base efficiency levels used, example: Split AC SEER = 10.00; EER = 9.50; Clg EIR = 0.297; Indoor W/cfm = 0.433; no econo | Split AC SEER = 10.00; EER = 9.50; Clg EIR = 0.297; Supply Fan W/cfm = 0.433; no econo | Split AC SEER = 12.0 (< 65 kBtuh, 3ph), EER = 10.21, Clg EIR = 0.2761, Supply Fan W/cfm = 0.409 |  |  |  | Standard |  | HVAC | Space Cooling | dX AC Equipment | SEER Rated Split System AC
11 | NE-HVAC-airAC-Split-lt65kBtuh3phs-13p0seer | Split AC SEER = 13.0 (< 65 kBtuh, 3ph), EER = 11.06, Clg EIR = 0.2557, Supply Fan W/cfm = 0.379 | DEER2011 | D11 v4.00 | 2008-06-15 |  |  | HVAC-airAC | NE-HVAC-airAC-Split-lt65kBtuh3phs-13p0seer | None | DEER | Standard | None |  |  |  | None |  | FALSE |  | FALSE | Com | All | HVAC | SpaceCool | dxAC_equip | spltSEER |  |  | HVAC-airAC | multiple base efficiency levels used, example: Split AC SEER = 10.00; EER = 9.50; Clg EIR = 0.297; Indoor W/cfm = 0.433; no econo | Split AC SEER = 10.00; EER = 9.50; Clg EIR = 0.297; Supply Fan W/cfm = 0.433; no econo | Split AC SEER = 13.0 (< 65 kBtuh, 3ph), EER = 11.06, Clg EIR = 0.2557, Supply Fan W/cfm = 0.379 |  |  |  | Standard |  | HVAC | Space Cooling | dX AC Equipment | SEER Rated Split System AC
12 | NE-HVAC-airAC-Split-lt65kBtuh3phs-14p0seer | Split AC SEER = 14.0 (< 65 kBtuh, 3ph), EER = 12.04, Clg EIR = 0.2456, Supply Fan W/cfm = 0.306 | DEER2011 | D11 v4.00 | 2008-06-15 |  |  | HVAC-airAC | NE-HVAC-airAC-Split-lt65kBtuh3phs-14p0seer | None | DEER | Standard | None |  |  |  | None |  | FALSE |  | FALSE | Com | All | HVAC | SpaceCool | dxAC_equip | spltSEER |  |  | HVAC-airAC | multiple base efficiency levels used, example: Split AC SEER = 10.00; EER = 9.50; Clg EIR = 0.297; Indoor W/cfm = 0.433; no econo | Split AC SEER = 10.00; EER = 9.50; Clg EIR = 0.297; Supply Fan W/cfm = 0.433; no econo | Split AC SEER = 14.0 (< 65 kBtuh, 3ph), EER = 12.04, Clg EIR = 0.2456, Supply Fan W/cfm = 0.306 |  |  |  | Standard |  | HVAC | Space Cooling | dX AC Equipment | SEER Rated Split System AC
13 | NE-HVAC-airAC-SpltPkg-135to239kBtuh-10p8eer | Pkg AC EER = 10.8 (135-239 kBtuh), Clg EIR = 0.2622, Supply Fan W/cfm = 0.270, Cond Fan W/Btuh = 0.0053 | DEER2011 | D11 v4.00 | 2008-06-15 |  |  | HVAC-airAC | NE-HVAC-airAC-SpltPkg-135to239kBtuh-10p8eer | None | DEER | Standard | None |  |  |  | None |  | FALSE |  | FALSE | Com | All | HVAC | SpaceCool | dxAC_equip | pkgEER |  |  | HVAC-airAC | multiple base efficiency levels used, example: Pkg AC EER = 9.50; Clg EIR = 0.275; Supply Fan W/cfm = 0.419; Cond Fan W/Btuh = 0.0079; w/ econo | Pkg AC EER = 9.50; Clg EIR = 0.275; Supply Fan W/cfm = 0.419; Cond Fan W/Btuh = 0.0079; w/ econo | Pkg AC EER = 10.8 (135-239 kBtuh), Clg EIR = 0.2622, Supply Fan W/cfm = 0.270, Cond Fan W/Btuh = 0.0053 |  |  |  | Standard |  | HVAC | Space Cooling | dX AC Equipment | EER Rated Package Rooftop AC
14 | NE-HVAC-airAC-SpltPkg-135to239kBtuh-11p5eer | Pkg AC EER = 11.5 (135-239 kBtuh), Clg EIR = 0.2439, Supply Fan W/cfm = 0.233, Cond Fan W/Btuh = 0.0064 | DEER2011 | D11 v4.00 | 2008-06-15 |  |  | HVAC-airAC | NE-HVAC-airAC-SpltPkg-135to239kBtuh-11p5eer | None | DEER | Standard | None |  |  |  | None |  | FALSE |  | FALSE | Com | All | HVAC | SpaceCool | dxAC_equip | pkgEER |  |  | HVAC-airAC | multiple base efficiency levels used, example: Pkg AC EER = 9.50; Clg EIR = 0.275; Supply Fan W/cfm = 0.419; Cond Fan W/Btuh = 0.0079; w/ econo | Pkg AC EER = 9.50; Clg EIR = 0.275; Supply Fan W/cfm = 0.419; Cond Fan W/Btuh = 0.0079; w/ econo | Pkg AC EER = 11.5 (135-239 kBtuh), Clg EIR = 0.2439, Supply Fan W/cfm = 0.233, Cond Fan W/Btuh = 0.0064 |  |  |  | Standard |  | HVAC | Space Cooling | dX AC Equipment | EER Rated Package Rooftop AC
15 | NE-HVAC-airAC-SpltPkg-135to239kBtuh-12p0eer | Pkg AC EER = 12.0 (135-239 kBtuh), Clg EIR = 0.2307, Supply Fan W/cfm = 0.165, Cond Fan W/Btuh = 0.0089 | DEER2011 | D11 v4.00 | 2008-06-15 |  |  | HVAC-airAC | NE-HVAC-airAC-SpltPkg-135to239kBtuh-12p0eer | None | DEER | Standard | None |  |  |  | None |  | FALSE |  | FALSE | Com | All | HVAC | SpaceCool | dxAC_equip | pkgEER |  |  | HVAC-airAC | multiple base efficiency levels used, example: Pkg AC EER = 9.50; Clg EIR = 0.275; Supply Fan W/cfm = 0.419; Cond Fan W/Btuh = 0.0079; w/ econo | Pkg AC EER = 9.50; Clg EIR = 0.275; Supply Fan W/cfm = 0.419; Cond Fan W/Btuh = 0.0079; w/ econo | Pkg AC EER = 12.0 (135-239 kBtuh), Clg EIR = 0.2307, Supply Fan W/cfm = 0.165, Cond Fan W/Btuh = 0.0089 |  |  |  | Standard |  | HVAC | Space Cooling | dX AC Equipment | EER Rated Package Rooftop AC
16 | NE-HVAC-airAC-SpltPkg-240to759kBtuh-10p5eer | Pkg AC EER = 10.5 (240-759 kBtuh) | DEER2011 | D11 v4.00 | 2008-06-15 |  |  | HVAC-airAC | NE-HVAC-airAC-SpltPkg-240to759kBtuh-10p5eer | None | DEER | Standard | None |  |  |  | None |  | FALSE |  | FALSE | Com | All | HVAC | SpaceCool | dxAC_equip | pkgEER |  |  | HVAC-airAC | multiple base efficiency levels used, example: Pkg AC EER = 9.30; w/ furnace; w/ econo | Pkg AC EER = 9.30; w/ furnace; w/ econo | Pkg AC EER = 10.5 (240-759 kBtuh) |  |  |  | Standard |  | HVAC | Space Cooling | dX AC Equipment | EER Rated Package Rooftop AC
17 | NE-HVAC-airAC-SpltPkg-240to759kBtuh-10p8eer | Pkg AC EER = 10.8 (240-759 kBtuh) | DEER2011 | D11 v4.00 | 2008-06-15 |  |  | HVAC-airAC | NE-HVAC-airAC-SpltPkg-240to759kBtuh-10p8eer | None | DEER | Standard | None |  |  |  | None |  | FALSE |  | FALSE | Com | All | HVAC | SpaceCool | dxAC_equip | pkgEER |  |  | HVAC-airAC | multiple base efficiency levels used, example: Pkg AC EER = 9.30; w/ furnace; w/ econo | Pkg AC EER = 9.30; w/ furnace; w/ econo | Pkg AC EER = 10.8 (240-759 kBtuh) |  |  |  | Standard |  | HVAC | Space Cooling | dX AC Equipment | EER Rated Package Rooftop AC
18 | NE-HVAC-airAC-SpltPkg-240to759kBtuh-9p8eer | Pkg AC EER = 9.8 (240-759 kBtuh) | DEER2011 | D11 v4.00 | 2008-06-15 |  |  | HVAC-airAC | NE-HVAC-airAC-SpltPkg-240to759kBtuh-9p8eer | None | DEER | Standard | None |  |  |  | None |  | FALSE |  | FALSE | Com | All | HVAC | SpaceCool | dxAC_equip | pkgEER |  |  | HVAC-airAC | multiple base efficiency levels used, example: Pkg AC EER = 9.30; w/ furnace; w/ econo | Pkg AC EER = 9.30; w/ furnace; w/ econo | Pkg AC EER = 9.8 (240-759 kBtuh) |  |  |  | Standard |  | HVAC | Space Cooling | dX AC Equipment | EER Rated Package Rooftop AC
19 | NE-HVAC-airAC-SpltPkg-65to89kBtuh-11p0eer | Pkg AC EER = 11.0 (65-89 kBtuh), Clg EIR = 0.2570, Supply Fan W/cfm = 0.298, Cond Fan W/Btuh = 0.0053 | DEER2011 | D11 v4.00 | 2008-06-15 |  |  | HVAC-airAC | NE-HVAC-airAC-SpltPkg-65to89kBtuh-11p0eer | None | DEER | Standard | None |  |  |  | None |  | FALSE |  | FALSE | Com | All | HVAC | SpaceCool | dxAC_equip | pkgEER |  |  | HVAC-airAC | multiple base efficiency levels used, example: Pkg AC EER = 10.10; Clg EIR = 0.262; Supply Fan W/cfm = 0.385; Cond Fan W/Btuh = 0.0054; no econo | Pkg AC EER = 10.10; Clg EIR = 0.262; Supply Fan W/cfm = 0.385; Cond Fan W/Btuh = 0.0054; no econo | Pkg AC EER = 11.0 (65-89 kBtuh), Clg EIR = 0.2570, Supply Fan W/cfm = 0.298, Cond Fan W/Btuh = 0.0053 | dxAC-spltE-Air-65to75k | dxAC-spltE-Air-65to75k-10.1 | dxAC-spltE-Air-65to75k-11.5 | Standard |  | HVAC | Space Cooling | dX AC Equipment | EER Rated Package Rooftop AC
20 | NE-HVAC-airAC-SpltPkg-65to89kBtuh-11p5eer | Pkg AC EER = 11.5 (65-89 kBtuh), Clg EIR = 0.2401, Supply Fan W/cfm = 0.248, Cond Fan W/Btuh = 0.0060 | DEER2011 | D11 v4.00 | 2008-06-15 |  |  | HVAC-airAC | NE-HVAC-airAC-SpltPkg-65to89kBtuh-11p5eer | None | DEER | Standard | None |  |  |  | None |  | FALSE |  | FALSE | Com | All | HVAC | SpaceCool | dxAC_equip | pkgEER |  |  | HVAC-airAC | multiple base efficiency levels used, example: Pkg AC EER = 10.10; Clg EIR = 0.262; Supply Fan W/cfm = 0.385; Cond Fan W/Btuh = 0.0054; no econo | Pkg AC EER = 10.10; Clg EIR = 0.262; Supply Fan W/cfm = 0.385; Cond Fan W/Btuh = 0.0054; no econo | Pkg AC EER = 11.5 (65-89 kBtuh), Clg EIR = 0.2401, Supply Fan W/cfm = 0.248, Cond Fan W/Btuh = 0.0060 | dxAC-spltE-Air-65to75k | dxAC-spltE-Air-65to75k-10.1 | dxAC-spltE-Air-65to75k-11.5 | Standard |  | HVAC | Space Cooling | dX AC Equipment | EER Rated Package Rooftop AC
21 | NE-HVAC-airAC-SpltPkg-65to89kBtuh-12p0eer | Pkg AC EER = 12.0 (65-89 kBtuh), Clg EIR = 0.2304, Supply Fan W/cfm = 0.238, Cond Fan W/Btuh = 0.0057 | DEER2011 | D11 v4.00 | 2008-06-15 |  |  | HVAC-airAC | NE-HVAC-airAC-SpltPkg-65to89kBtuh-12p0eer | None | DEER | Standard | None |  |  |  | None |  | FALSE |  | FALSE | Com | All | HVAC | SpaceCool | dxAC_equip | pkgEER |  |  | HVAC-airAC | multiple base efficiency levels used, example: Pkg AC EER = 10.10; Clg EIR = 0.262; Supply Fan W/cfm = 0.385; Cond Fan W/Btuh = 0.0054; no econo | Pkg AC EER = 10.10; Clg EIR = 0.262; Supply Fan W/cfm = 0.385; Cond Fan W/Btuh = 0.0054; no econo | Pkg AC EER = 12.0 (65-89 kBtuh), Clg EIR = 0.2304, Supply Fan W/cfm = 0.238, Cond Fan W/Btuh = 0.0057 | dxAC-spltE-Air-65to75k | dxAC-spltE-Air-65to75k-10.1 | dxAC-spltE-Air-65to75k-12 | Standard |  | HVAC | Space Cooling | dX AC Equipment | EER Rated Package Rooftop AC
22 | NE-HVAC-airAC-SpltPkg-90to134kBtuh-11p0eer | Pkg AC EER = 11.0 (90-134 kBtuh), Clg EIR = 0.2570, Supply Fan W/cfm = 0.298, Cond Fan W/Btuh = 0.0053 | DEER2011 | D11 v4.00 | 2008-06-15 |  |  | HVAC-airAC | NE-HVAC-airAC-SpltPkg-90to134kBtuh-11p0eer | None | DEER | Standard | None |  |  |  | None |  | FALSE |  | FALSE | Com | All | HVAC | SpaceCool | dxAC_equip | pkgEER |  |  | HVAC-airAC | multiple base efficiency levels used, example: Pkg AC EER = 10.10; Clg EIR = 0.262; Supply Fan W/cfm = 0.385; Cond Fan W/Btuh = 0.0054; w/ econo | Pkg AC EER = 10.10; Clg EIR = 0.262; Supply Fan W/cfm = 0.385; Cond Fan W/Btuh = 0.0054; w/ econo | Pkg AC EER = 11.0 (90-134 kBtuh), Clg EIR = 0.2570, Supply Fan W/cfm = 0.298, Cond Fan W/Btuh = 0.0053 |  |  | NE-HVAC-airAC-SpltPkg-90to134kBtuh-11p0eer | Standard |  | HVAC | Space Cooling | dX AC Equipment | EER Rated Package Rooftop AC
23 | NE-HVAC-airAC-SpltPkg-90to134kBtuh-11p5eer | Pkg AC EER = 11.5 (90-134 kBtuh), Clg EIR = 0.2401, Supply Fan W/cfm = 0.248, Cond Fan W/Btuh = 0.0060 | DEER2011 | D11 v4.00 | 2008-06-15 |  |  | HVAC-airAC | NE-HVAC-airAC-SpltPkg-90to134kBtuh-11p5eer | None | DEER | Standard | None |  |  |  | None |  | FALSE |  | FALSE | Com | All | HVAC | SpaceCool | dxAC_equip | pkgEER |  |  | HVAC-airAC | multiple base efficiency levels used, example: Pkg AC EER = 10.10; Clg EIR = 0.262; Supply Fan W/cfm = 0.385; Cond Fan W/Btuh = 0.0054; w/ econo | Pkg AC EER = 10.10; Clg EIR = 0.262; Supply Fan W/cfm = 0.385; Cond Fan W/Btuh = 0.0054; w/ econo | Pkg AC EER = 11.5 (90-134 kBtuh), Clg EIR = 0.2401, Supply Fan W/cfm = 0.248, Cond Fan W/Btuh = 0.0060 |  |  | NE-HVAC-airAC-SpltPkg-90to134kBtuh-11p5eer | Standard |  | HVAC | Space Cooling | dX AC Equipment | EER Rated Package Rooftop AC
24 | NE-HVAC-airAC-SpltPkg-90to134kBtuh-12p0eer | Pkg AC EER = 12.0 (90-134 kBtuh), Clg EIR = 0.2304, Supply Fan W/cfm = 0.238, Cond Fan W/Btuh = 0.0057 | DEER2011 | D11 v4.00 | 2008-06-15 |  |  | HVAC-airAC | NE-HVAC-airAC-SpltPkg-90to134kBtuh-12p0eer | None | DEER | Standard | None |  |  |  | None |  | FALSE |  | FALSE | Com | All | HVAC | SpaceCool | dxAC_equip | pkgEER |  |  | HVAC-airAC | multiple base efficiency levels used, example: Pkg AC EER = 10.10; Clg EIR = 0.262; Supply Fan W/cfm = 0.385; Cond Fan W/Btuh = 0.0054; w/ econo | Pkg AC EER = 10.10; Clg EIR = 0.262; Supply Fan W/cfm = 0.385; Cond Fan W/Btuh = 0.0054; w/ econo | Pkg AC EER = 12.0 (90-134 kBtuh), Clg EIR = 0.2304, Supply Fan W/cfm = 0.238, Cond Fan W/Btuh = 0.0057 |  |  | NE-HVAC-airAC-SpltPkg-90to134kBtuh-12p0eer | Standard |  | HVAC | Space Cooling | dX AC Equipment | EER Rated Package Rooftop AC
25 | NE-HVAC-airAC-SpltPkg-gte760kBtuh-10p2eer | Pkg AC EER = 10.2 (>= 760 kBtuh) | DEER2011 | D11 v4.00 | 2008-06-15 |  |  | HVAC-airAC | NE-HVAC-airAC-SpltPkg-gte760kBtuh-10p2eer | None | DEER | Standard | None |  |  |  | None |  | FALSE |  | FALSE | Com | All | HVAC | SpaceCool | dxAC_equip | pkgEER |  |  | HVAC-airAC | multiple base efficiency levels used, example: Pkg AC EER = 9.00; w/ furnace; w/ econo | Pkg AC EER = 9.00; w/ furnace; w/ econo | Pkg AC EER = 10.2 (>= 760 kBtuh) |  |  | NE-HVAC-airAC-SpltPkg-gte760kBtuh-10p2eer | Standard |  | HVAC | Space Cooling | dX AC Equipment | EER Rated Package Rooftop AC
26 | NE-HVAC-airAC-SpltPkg-gte760kBtuh-9p5eer | Pkg AC EER = 9.5 (>= 760 kBtuh) | DEER2011 | D11 v4.00 | 2008-06-15 |  |  | HVAC-airAC | NE-HVAC-airAC-SpltPkg-gte760kBtuh-9p5eer | None | DEER | Standard | None |  |  |  | None |  | FALSE |  | FALSE | Com | All | HVAC | SpaceCool | dxAC_equip | pkgEER |  |  | HVAC-airAC | multiple base efficiency levels used, example: Pkg AC EER = 9.00; w/ furnace; w/ econo | Pkg AC EER = 9.00; w/ furnace; w/ econo | Pkg AC EER = 9.5 (>= 760 kBtuh) |  |  | NE-HVAC-airAC-SpltPkg-gte760kBtuh-9p5eer | Standard |  | HVAC | Space Cooling | dX AC Equipment | EER Rated Package Rooftop AC
27 | NE-HVAC-airAC-SpltPkg-gte760kBtuh-9p7eer | Pkg AC EER = 9.7 (>= 760 kBtuh) | DEER2011 | D11 v4.00 | 2008-06-15 |  |  | HVAC-airAC | NE-HVAC-airAC-SpltPkg-gte760kBtuh-9p7eer | None | DEER | Standard | None |  |  |  | None |  | FALSE |  | FALSE | Com | All | HVAC | SpaceCool | dxAC_equip | pkgEER |  |  | HVAC-airAC | multiple base efficiency levels used, example: Pkg AC EER = 9.00; w/ furnace; w/ econo | Pkg AC EER = 9.00; w/ furnace; w/ econo | Pkg AC EER = 9.7 (>= 760 kBtuh) |  |  | NE-HVAC-airAC-SpltPkg-gte760kBtuh-9p7eer | Standard |  | HVAC | Space Cooling | dX AC Equipment | EER Rated Package Rooftop AC
28 | NE-HVAC-Chlr-AirPkgRecip-AllSizes-1p008kwpton | Air cooled package reciprocating chiller (1.008 kW/ton) | DEER2011 | D11 v4.00 | 2008-06-15 |  |  | HVAC-Chlr | NE-HVAC-Chlr-AirPkgRecip-AllSizes-1p008kwpton | None | DEER | Standard | None |  |  |  | None |  | FALSE |  | FALSE | Com | All | HVAC | SpaceCool | Chiller | RecipComp |  |  | HVAC-Chlr | multiple base efficiency levels used, example: Air cooled package reciprocating chiller (1.260 kW/ton) | Air cooled package reciprocating chiller (1.260 kW/ton) | Air cooled package reciprocating chiller (1.008 kW/ton) |  |  | NE-HVAC-Chlr-AirPkgRecip-AllSizes-1p008kwpton | Standard |  | HVAC | Space Cooling | Liquid Chilling Equipment | Reciprocating Water Chilling Compressor
29 | NE-HVAC-Chlr-AirScrew-AllSizes-1p008kwpton | Air cooled screw chiller (1.008 kW/ton) | DEER2011 | D11 v4.00 | 2008-06-15 |  |  | HVAC-Chlr | NE-HVAC-Chlr-AirScrew-AllSizes-1p008kwpton | None | DEER | Standard | None |  |  |  | None |  | FALSE |  | FALSE | Com | All | HVAC | SpaceCool | Chiller | Screw |  |  | HVAC-Chlr | multiple base efficiency levels used, example: Air cooled package screw chiller (1.260 kW/ton) | Air cooled package screw chiller (1.260 kW/ton) | Air cooled screw chiller (1.008 kW/ton) |  |  | NE-HVAC-Chlr-AirScrew-AllSizes-1p008kwpton | Standard |  | HVAC | Space Cooling | Liquid Chilling Equipment | Screw Water Chiller
30 | NE-HVAC-Chlr-Cent-150to299tons-0p507kwpton-ConstSpd | Water cooled centrifugal chiller (150-299 tons, 0.507 kW/ton) | DEER2011 | D11 v4.00 | 2008-06-15 |  |  | HVAC-Chlr | NE-HVAC-Chlr-Cent-150to299tons-0p507kwpton-ConstSpd | None | DEER | Standard | None |  |  |  | None |  | FALSE |  | FALSE | Com | All | HVAC | SpaceCool | Chiller | CentChlr |  |  | HVAC-Chlr | multiple base efficiency levels used, example: Water cooled centrifugal chiller (0.634 kW/ton) | Water cooled centrifugal chiller (0.634 kW/ton) | Water cooled centrifugal chiller (150-299 tons, 0.507 kW/ton) |  |  | NE-HVAC-Chlr-Cent-150to299tons-0p507kwpton-ConstSpd | Standard |  | HVAC | Space Cooling | Liquid Chilling Equipment | Centrifugal Water Chiller
31 | NE-HVAC-Chlr-Cent-150to299tons-0p507kwpton-VSD | Water cooled VSD centrifugal chiller (150-299 tons, 0.507 kW/ton), load control tower | DEER2011 | D11 v4.00 | 2008-06-15 |  |  | HVAC-Chlr | NE-HVAC-Chlr-Cent-150to299tons-0p507kwpton-VSD | None | DEER | Standard | None |  |  |  | None |  | FALSE |  | FALSE | Com | All | HVAC | SpaceCool | Chiller | CentChlr |  |  | HVAC-Chlr | multiple base efficiency levels used, example: Water cooled centrifugal chiller (0.634 kW/ton) | Water cooled centrifugal chiller (0.634 kW/ton) | Water cooled VSD centrifugal chiller (150-299 tons, 0.507 kW/ton), load control tower |  |  | NE-HVAC-Chlr-Cent-150to299tons-0p507kwpton-VSD | Standard |  | HVAC | Space Cooling | Liquid Chilling Equipment | Centrifugal Water Chiller
32 | NE-HVAC-Chlr-Cent-gte300tons-0p461kwpton-ConstSpd | Water cooled centrifugal chiller (>= 300 tons, 0.461 kW/ton) | DEER2011 | D11 v4.00 | 2008-06-15 |  |  | HVAC-Chlr | NE-HVAC-Chlr-Cent-gte300tons-0p461kwpton-ConstSpd | None | DEER | Standard | None |  |  |  | None |  | FALSE |  | FALSE | Com | All | HVAC | SpaceCool | Chiller | CentChlr |  |  | HVAC-Chlr | multiple base efficiency levels used, example: Water cooled centrifugal chiller (0.576 kW/ton) | Water cooled centrifugal chiller (0.576 kW/ton) | Water cooled centrifugal chiller (>= 300 tons, 0.461 kW/ton) |  |  | NE-HVAC-Chlr-Cent-gte300tons-0p461kwpton-ConstSpd | Standard |  | HVAC | Space Cooling | Liquid Chilling Equipment | Centrifugal Water Chiller
33 | NE-HVAC-Chlr-Cent-gte300tons-0p461kwpton-VSD | Water cooled VSD centrifugal chiller (>= 300 tons, 0.461 kW/ton), load control tower | DEER2011 | D11 v4.00 | 2008-06-15 |  |  | HVAC-Chlr | NE-HVAC-Chlr-Cent-gte300tons-0p461kwpton-VSD | None | DEER | Standard | None |  |  |  | None |  | FALSE |  | FALSE | Com | All | HVAC | SpaceCool | Chiller | CentChlr |  |  | HVAC-Chlr | multiple base efficiency levels used, example: Water cooled centrifugal chiller (0.576 kW/ton) | Water cooled centrifugal chiller (0.576 kW/ton) | Water cooled VSD centrifugal chiller (>= 300 tons, 0.461 kW/ton), load control tower |  |  | NE-HVAC-Chlr-Cent-gte300tons-0p461kwpton-VSD | Standard |  | HVAC | Space Cooling | Liquid Chilling Equipment | Centrifugal Water Chiller
34 | NE-HVAC-Chlr-Cent-lt150tons-0p560kwpton-ConstSpd | Water cooled centrifugal chiller (< 150 tons, 0.560 kW/ton) | DEER2011 | D11 v4.00 | 2008-06-15 |  |  | HVAC-Chlr | NE-HVAC-Chlr-Cent-lt150tons-0p560kwpton-ConstSpd | None | DEER | Standard | None |  |  |  | None |  | FALSE |  | FALSE | Com | All | HVAC | SpaceCool | Chiller | CentChlr |  |  | HVAC-Chlr | multiple base efficiency levels used, example: Water cooled centrifugal chiller (0.700 kW/ton) | Water cooled centrifugal chiller (0.700 kW/ton) | Water cooled centrifugal chiller (< 150 tons, 0.560 kW/ton) |  |  | NE-HVAC-Chlr-Cent-lt150tons-0p560kwpton-ConstSpd | Standard |  | HVAC | Space Cooling | Liquid Chilling Equipment | Centrifugal Water Chiller
35 | NE-HVAC-Chlr-Cent-lt150tons-0p560kwpton-VSD | Water cooled VSD centrifugal chiller (< 150 tons, 0.560 kW/ton), load control tower | DEER2011 | D11 v4.00 | 2008-06-15 |  |  | HVAC-Chlr | NE-HVAC-Chlr-Cent-lt150tons-0p560kwpton-VSD | None | DEER | Standard | None |  |  |  | None |  | FALSE |  | FALSE | Com | All | HVAC | SpaceCool | Chiller | CentChlr |  |  | HVAC-Chlr | multiple base efficiency levels used, example: Water cooled centrifugal chiller (0.700 kW/ton) | Water cooled centrifugal chiller (0.700 kW/ton) | Water cooled VSD centrifugal chiller (< 150 tons, 0.560 kW/ton), load control tower |  |  | NE-HVAC-Chlr-Cent-lt150tons-0p560kwpton-VSD | Standard |  | HVAC | Space Cooling | Liquid Chilling Equipment | Centrifugal Water Chiller
36 | NE-HVAC-Chlr-Cent-lt150tons-0p700kwpton-1FrctnlsComp | Water cooled centrifugal chiller (< 150 tons, 0.700 kW/ton, 1 frictionless compressor(s) w/ VSD) | DEER2011 | D11 v4.00 | 2008-06-15 |  |  | HVAC-Chlr | NE-HVAC-Chlr-Cent-lt150tons-0p700kwpton-1FrctnlsComp | None | DEER | Standard | None |  |  |  | None |  | FALSE |  | FALSE | Com | All | HVAC | SpaceCool | Chiller | CentChlr |  |  | HVAC-Chlr | multiple base efficiency levels used, example: Water cooled centrifugal chiller (0.700 kW/ton) | Water cooled centrifugal chiller (0.700 kW/ton) | Water cooled centrifugal chiller (< 150 tons, 0.700 kW/ton, 1 frictionless compressor(s) w/ VSD) |  |  | NE-HVAC-Chlr-Cent-lt150tons-0p700kwpton-1FrctnlsComp | Standard |  | HVAC | Space Cooling | Liquid Chilling Equipment | Centrifugal Water Chiller
37 | NE-HVAC-Chlr-Cent-lt150tons-0p700kwpton-gt1FrctnlsComp | Water cooled centrifugal chiller (< 150 tons, 0.700 kW/ton, >1 frictionless compressor(s) w/ VSD) | DEER2011 | D11 v4.00 | 2008-06-15 |  |  | HVAC-Chlr | NE-HVAC-Chlr-Cent-lt150tons-0p700kwpton-gt1FrctnlsComp | None | DEER | Standard | None |  |  |  | None |  | FALSE |  | FALSE | Com | All | HVAC | SpaceCool | Chiller | CentChlr |  |  | HVAC-Chlr | multiple base efficiency levels used, example: Water cooled centrifugal chiller (0.700 kW/ton) | Water cooled centrifugal chiller (0.700 kW/ton) | Water cooled centrifugal chiller (< 150 tons, 0.700 kW/ton, >1 frictionless compressor(s) w/ VSD) |  |  | NE-HVAC-Chlr-Cent-lt150tons-0p700kwpton-gt1FrctnlsComp | Standard |  | HVAC | Space Cooling | Liquid Chilling Equipment | Centrifugal Water Chiller
38 | NE-HVAC-Chlr-Screw-150to299tons-0p574kwpton | Water cooled screw chiller (150-299 tons, 0.574 kW/ton) | DEER2011 | D11 v4.00 | 2008-06-15 |  |  | HVAC-Chlr | NE-HVAC-Chlr-Screw-150to299tons-0p574kwpton | None | DEER | Standard | None |  |  |  | None |  | FALSE |  | FALSE | Com | All | HVAC | SpaceCool | Chiller | Screw |  |  | HVAC-Chlr | multiple base efficiency levels used, example: Water cooled screw chiller (0.718 kW/ton) | Water cooled screw chiller (0.718 kW/ton) | Water cooled screw chiller (150-299 tons, 0.574 kW/ton) |  |  | NE-HVAC-Chlr-Screw-150to299tons-0p574kwpton | Standard |  | HVAC | Space Cooling | Liquid Chilling Equipment | Screw Water Chiller
39 | NE-HVAC-Chlr-Screw-gte300tons-0p511kwpton | Water cooled screw chiller (>= 300 tons, 0.511 kW/ton) | DEER2011 | D11 v4.00 | 2008-06-15 |  |  | HVAC-Chlr | NE-HVAC-Chlr-Screw-gte300tons-0p511kwpton | None | DEER | Standard | None |  |  |  | None |  | FALSE |  | FALSE | Com | All | HVAC | SpaceCool | Chiller | Screw |  |  | HVAC-Chlr | multiple base efficiency levels used, example: Water cooled screw chiller (0.639 kW/ton) | Water cooled screw chiller (0.639 kW/ton) | Water cooled screw chiller (>= 300 tons, 0.511 kW/ton) |  |  | NE-HVAC-Chlr-Screw-gte300tons-0p511kwpton | Standard |  | HVAC | Space Cooling | Liquid Chilling Equipment | Screw Water Chiller
40 | NE-HVAC-Chlr-Screw-lt150tons-0p632kwpton | Water cooled screw chiller (< 150 tons, 0.632 kW/ton) | DEER2011 | D11 v4.00 | 2008-06-15 |  |  | HVAC-Chlr | NE-HVAC-Chlr-Screw-lt150tons-0p632kwpton | None | DEER | Standard | None |  |  |  | None |  | FALSE |  | FALSE | Com | All | HVAC | SpaceCool | Chiller | Screw |  |  | HVAC-Chlr | Water cooled screw chiller (0.790 kW/ton) | Water cooled screw chiller (0.790 kW/ton) | Water cooled screw chiller (< 150 tons, 0.632 kW/ton) |  |  | NE-HVAC-Chlr-Screw-lt150tons-0p632kwpton | Standard |  | HVAC | Space Cooling | Liquid Chilling Equipment | Screw Water Chiller
41 | NE-HVAC-Chlr-WtrRecip-AllSizes-0p672kwpton | Water cooled reciprocating chiller (0.672 kW/ton) | DEER2011 | D11 v4.00 | 2008-06-15 |  |  | HVAC-Chlr | NE-HVAC-Chlr-WtrRecip-AllSizes-0p672kwpton | None | DEER | Standard | None |  |  |  | None |  | FALSE |  | FALSE | Com | All | HVAC | SpaceCool | Chiller | RecipComp |  |  | HVAC-Chlr | Water cooled reciprocating chiller (0.837 kW/ton) | Water cooled reciprocating chiller (0.837 kW/ton) | Water cooled reciprocating chiller (0.672 kW/ton) |  |  | NE-HVAC-Chlr-WtrRecip-AllSizes-0p672kwpton | Standard |  | HVAC | Space Cooling | Liquid Chilling Equipment | Reciprocating Water Chilling Compressor
42 | NE-HVAC-RefChg-Dec-high | Small Pkg AC, decrease refrigerant charge from high over-charge to factory specified level | DEER2011 | D11 v4.00 | 2008-06-15 |  |  | HVAC-RefChg | NE-HVAC-RefChg-Dec-high | None | DEER | Standard | None |  |  |  | None |  | FALSE |  | FALSE | Com | All | HVAC | SpaceCool | dxAC_equip | pkgSEER |  |  | HVAC-RefChg | Small Pkg AC w/ >20% refrigerant over-charge | NULL | Small Pkg AC, decrease refrigerant charge from high over-charge to factory specified level |  |  | NE-HVAC-RefChg-Dec-high | Standard |  | HVAC | Space Cooling | dX AC Equipment | SEER Rated Package Rooftop AC
43 | NE-HVAC-RefChg-Dec-typ | Small Pkg AC, decrease refrigerant charge from typical over-charge to factory specified level | DEER2011 | D11 v4.00 | 2008-06-15 |  |  | HVAC-RefChg | NE-HVAC-RefChg-Dec-typ | None | DEER | Standard | None |  |  |  | None |  | FALSE |  | FALSE | Com | All | HVAC | SpaceCool | dxAC_equip | pkgSEER |  |  | HVAC-RefChg | Small Pkg AC w/ <=20% refrigerant over-charge | NULL | Small Pkg AC, decrease refrigerant charge from typical over-charge to factory specified level |  |  | NE-HVAC-RefChg-Dec-typ | Standard |  | HVAC | Space Cooling | dX AC Equipment | SEER Rated Package Rooftop AC
44 | NE-HVAC-RefChg-Inc-high | Small Pkg AC, increase refrigerant charge from high under-charge to factory specified level | DEER2011 | D11 v4.00 | 2008-06-15 |  |  | HVAC-RefChg | NE-HVAC-RefChg-Inc-high | None | DEER | Standard | None |  |  |  | None |  | FALSE |  | FALSE | Com | All | HVAC | SpaceCool | dxAC_equip | pkgSEER |  |  | HVAC-RefChg | Small Pkg AC w/ >20% refrigerant under-charge | NULL | Small Pkg AC, increase refrigerant charge from high under-charge to factory specified level |  |  | NE-HVAC-RefChg-Inc-high | Standard |  | HVAC | Space Cooling | dX AC Equipment | SEER Rated Package Rooftop AC
45 | NE-HVAC-RefChg-Inc-typ | Small Pkg AC, increase refrigerant charge from typical under-charge to factory specified level | DEER2011 | D11 v4.00 | 2008-06-15 |  |  | HVAC-RefChg | NE-HVAC-RefChg-Inc-typ | None | DEER | Standard | None |  |  |  | None |  | FALSE |  | FALSE | Com | All | HVAC | SpaceCool | dxAC_equip | pkgSEER |  |  | HVAC-RefChg | Small Pkg AC w/ <=20% refrigerant under-charge | NULL | Small Pkg AC, increase refrigerant charge from typical under-charge to factory specified level |  |  | NE-HVAC-RefChg-Inc-typ | Standard |  | HVAC | Space Cooling | dX AC Equipment | SEER Rated Package Rooftop AC
46 | NE-WtrHt-LrgInst-Elec-gt12kW | High Efficiency Large Electric Instantaneous Water Heater | DEER2011 | D11 v4.00 | 2008-06-15 |  |  | WtrHt-LrgInst | NE-WtrHt-LrgInst-Elec-gt12kW | None | DEER | Standard | None |  |  |  | None |  | FALSE |  | FALSE | Com | All | SHW | Heating | WaterHtg_eq | Instant_Et |  |  | WtrHt-LrgInst | Large Electric Storage Water Heater; Recov Eff = 0.98; Stdby Loss = 0.98%/hr | Large Electric Storage Water Heater; Recov Eff = 0.98; Stdby Loss = 0.98%/hr | High Efficiency Large Electric Instantaneous Water Heater |  |  | NE-WtrHt-LrgInst-Elec-gt12kW | Standard |  | Service and Domestic Hot Water | Water Heating | Water Heating Equipment | Et Rated Instantaneous Water Heater
47 | NE-WtrHt-LrgStrg-Elec-gt12kW | High Efficiency Large Electric Storage Water Heater | DEER2011 | D11 v4.00 | 2008-06-15 |  |  | WtrHt-LrgStrg | NE-WtrHt-LrgStrg-Elec-gt12kW | None | DEER | Standard | None |  |  |  | None |  | FALSE |  | FALSE | Com | All | SHW | Heating | WaterHtg_eq | Instant_Et |  |  | WtrHt-LrgStrg | Large Electric Storage Water Heater; Recov Eff = 0.98; Stdby Loss = 0.98%/hr | Large Electric Storage Water Heater; Recov Eff = 0.98; Stdby Loss = 0.98%/hr | High Efficiency Large Electric Storage Water Heater |  |  | NE-WtrHt-LrgStrg-Elec-gt12kW | Standard |  | Service and Domestic Hot Water | Water Heating | Water Heating Equipment | Et Rated Instantaneous Water Heater
48 | NE-WtrHt-SmlInst-Elec-lte12kW-lt2G | High Efficiency Small Electric Instantaneous Water Heater | DEER2011 | D11 v4.00 | 2008-06-15 |  |  | WtrHt-SmlInst | NE-WtrHt-SmlInst-Elec-lte12kW-lt2G | None | DEER | Standard | None |  |  |  | None |  | FALSE |  | FALSE | Com | All | SHW | Heating | WaterHtg_eq | Instant_EF |  |  | WtrHt-SmlInst | Small Electric Storage Water Heater 40 Gal; EF = 0.88; Recov Eff = 0.98 | Small Electric Storage Water Heater 40 Gal; EF = 0.88; Recov Eff = 0.98 | High Efficiency Small Electric Instantaneous Water Heater |  |  | NE-WtrHt-SmlInst-Elec-lte12kW-lt2G | Standard |  | Service and Domestic Hot Water | Water Heating | Water Heating Equipment | EF Rated Instantaneous Water Heater
49 | NE-WtrHt-SmlStrg-Elec-lte12kW-30G-0p95EF | High Efficiency Small Electric Storage Water Heater - 30 Gal, 0.95 EF | DEER2011 | D11 v4.00 | 2008-06-15 |  |  | WtrHt-SmlStrg | NE-WtrHt-SmlStrg-Elec-lte12kW-30G-0p95EF | None | DEER | Standard | None |  |  |  | None |  | FALSE |  | FALSE | Com | All | SHW | Heating | WaterHtg_eq | Stor_EF |  |  | WtrHt-SmlStrg | Small Electric Storage Water Heater 30 Gal; EF = 0.89; Recov Eff = 0.98 | Small Electric Storage Water Heater 30 Gal; EF = 0.89; Recov Eff = 0.98 | High Efficiency Small Electric Storage Water Heater - 30 Gal, 0.95 EF |  |  | NE-WtrHt-SmlStrg-Elec-lte12kW-30G-0p95EF | Standard |  | Service and Domestic Hot Water | Water Heating | Water Heating Equipment | EF Rated Storage Water Heater
50 | NE-WtrHt-SmlStrg-Elec-lte12kW-40G-0p94EF | High Efficiency Small Electric Storage Water Heater - 40 Gal, 0.94 EF | DEER2011 | D11 v4.00 | 2008-06-15 |  |  | WtrHt-SmlStrg | NE-WtrHt-SmlStrg-Elec-lte12kW-40G-0p94EF | None | DEER | Standard | None |  |  |  | None |  | FALSE |  | FALSE | Com | All | SHW | Heating | WaterHtg_eq | Stor_EF |  |  | WtrHt-SmlStrg | Small Electric Storage Water Heater 40 Gal; EF = 0.88; Recov Eff = 0.98 | Small Electric Storage Water Heater 40 Gal; EF = 0.88; Recov Eff = 0.98 | High Efficiency Small Electric Storage Water Heater - 40 Gal, 0.94 EF |  |  | NE-WtrHt-SmlStrg-Elec-lte12kW-40G-0p94EF | Standard |  | Service and Domestic Hot Water | Water Heating | Water Heating Equipment | EF Rated Storage Water Heater
51 | NE-WtrHt-SmlStrg-Elec-lte12kW-50G-0p93EF | High Efficiency Small Electric Storage Water Heater - 50 Gal, 0.93 EF | DEER2011 | D11 v4.00 | 2008-06-15 |  |  | WtrHt-SmlStrg | NE-WtrHt-SmlStrg-Elec-lte12kW-50G-0p93EF | None | DEER | Standard | None |  |  |  | None |  | FALSE |  | FALSE | Com | All | SHW | Heating | WaterHtg_eq | Stor_EF |  |  | WtrHt-SmlStrg | Small Electric Storage Water Heater 50 Gal; EF = 0.86; Recov Eff = 0.98 | Small Electric Storage Water Heater 50 Gal; EF = 0.86; Recov Eff = 0.98 | High Efficiency Small Electric Storage Water Heater - 50 Gal, 0.93 EF |  |  | NE-WtrHt-SmlStrg-Elec-lte12kW-50G-0p93EF | Standard |  | Service and Domestic Hot Water | Water Heating | Water Heating Equipment | EF Rated Storage Water Heater
52 | NE-WtrHt-SmlStrg-Elec-lte12kW-60G-0p92EF | High Efficiency Small Electric Storage Water Heater - 60 Gal, 0.92 EF | DEER2011 | D11 v4.00 | 2008-06-15 |  |  | WtrHt-SmlStrg | NE-WtrHt-SmlStrg-Elec-lte12kW-60G-0p92EF | None | DEER | Standard | None |  |  |  | None |  | FALSE |  | FALSE | Com | All | SHW | Heating | WaterHtg_eq | Stor_EF |  |  | WtrHt-SmlStrg | Small Electric Storage Water Heater 60 Gal; EF = 0.85; Recov Eff = 0.98 | Small Electric Storage Water Heater 60 Gal; EF = 0.85; Recov Eff = 0.98 | High Efficiency Small Electric Storage Water Heater - 60 Gal, 0.92 EF |  |  | NE-WtrHt-SmlStrg-Elec-lte12kW-60G-0p92EF | Standard |  | Service and Domestic Hot Water | Water Heating | Water Heating Equipment | EF Rated Storage Water Heater
53 | NE-WtrHt-SmlStrg-Elec-lte12kW-75G-0p91EF | High Efficiency Small Electric Storage Water Heater - 75 Gal, 0.91 EF | DEER2011 | D11 v4.00 | 2008-06-15 |  |  | WtrHt-SmlStrg | NE-WtrHt-SmlStrg-Elec-lte12kW-75G-0p91EF | None | DEER | Standard | None |  |  |  | None |  | FALSE |  | FALSE | Com | All | SHW | Heating | WaterHtg_eq | Stor_EF |  |  | WtrHt-SmlStrg | Small Electric Storage Water Heater 75 Gal; EF = 0.83; Recov Eff = 0.98 | Small Electric Storage Water Heater 75 Gal; EF = 0.83; Recov Eff = 0.98 | High Efficiency Small Electric Storage Water Heater - 75 Gal, 0.91 EF |  |  | NE-WtrHt-SmlStrg-Elec-lte12kW-75G-0p91EF | Standard |  | Service and Domestic Hot Water | Water Heating | Water Heating Equipment | EF Rated Storage Water Heater
54 | NG-HVAC-Blr-HW-300to2500kBtuh-85p0ET-Atm | Hot water boiler (300-2500 kBtuh, 85.0% thermal efficiency, atmospheric) | DEER2011 | D11 v4.00 | 2008-06-15 |  |  | HVAC-Blr | NG-HVAC-Blr-HW-300to2500kBtuh-85p0ET-Atm | None | DEER | Standard | None |  |  |  | None |  | FALSE |  | FALSE | Com | All | HVAC | SpaceHeat | WaterHtg_eq | Boiler_Et |  |  | HVAC-Blr | Hot water boiler (300-2500 kBtuh; 75.0% thermal efficiency; atmospheric) | Hot water boiler (300-2500 kBtuh; 75.0% thermal efficiency; atmospheric) | Hot water boiler (300-2500 kBtuh, 85.0% thermal efficiency, atmospheric) |  |  | NG-HVAC-Blr-HW-300to2500kBtuh-85p0ET-Atm | Standard |  | HVAC | Space Heating | Water Heating Equipment | Et Rated Boiler
55 | NG-HVAC-Blr-HW-300to2500kBtuh-85p0ET-Drft | Hot water boiler (300-2500 kBtuh, 85.0% thermal efficiency, forced draft) | DEER2011 | D11 v4.00 | 2008-06-15 |  |  | HVAC-Blr | NG-HVAC-Blr-HW-300to2500kBtuh-85p0ET-Drft | None | DEER | Standard | None |  |  |  | None |  | FALSE |  | FALSE | Com | All | HVAC | SpaceHeat | WaterHtg_eq | Boiler_Et |  |  | HVAC-Blr | Hot water boiler (300-2500 kBtuh; 75.0% thermal efficiency; atmospheric) | Hot water boiler (300-2500 kBtuh; 75.0% thermal efficiency; atmospheric) | Hot water boiler (300-2500 kBtuh, 85.0% thermal efficiency, forced draft) |  |  | NG-HVAC-Blr-HW-300to2500kBtuh-85p0ET-Drft | Standard |  | HVAC | Space Heating | Water Heating Equipment | Et Rated Boiler
56 | NG-HVAC-Blr-HW-300to2500kBtuh-94p0ET-Cnd | Hot water boiler (300-2500 kBtuh, 94.0% thermal efficiency, condensing) | DEER2011 | D11 v4.00 | 2008-06-15 |  |  | HVAC-Blr | NG-HVAC-Blr-HW-300to2500kBtuh-94p0ET-Cnd | None | DEER | Standard | None |  |  |  | None |  | FALSE |  | FALSE | Com | All | HVAC | SpaceHeat | WaterHtg_eq | Boiler_Et |  |  | HVAC-Blr | Hot water boiler (300-2500 kBtuh; 75.0% thermal efficiency; atmospheric) | Hot water boiler (300-2500 kBtuh; 75.0% thermal efficiency; atmospheric) | Hot water boiler (300-2500 kBtuh, 94.0% thermal efficiency, condensing) |  |  | NG-HVAC-Blr-HW-300to2500kBtuh-94p0ET-Cnd | Standard |  | HVAC | Space Heating | Water Heating Equipment | Et Rated Boiler
57 | NG-HVAC-Blr-HW-gt2500kBtuh-85p0EC-Atm | Hot water boiler (> 2500 kBtuh, 85.0% combustion efficiency, atmospheric) | DEER2011 | D11 v4.00 | 2008-06-15 |  |  | HVAC-Blr | NG-HVAC-Blr-HW-gt2500kBtuh-85p0EC-Atm | None | DEER | Standard | None |  |  |  | None |  | FALSE |  | FALSE | Com | All | HVAC | SpaceHeat | WaterHtg_eq | Boiler_Et |  |  | HVAC-Blr | Hot water boiler (> 2500 kBtuh; 75.0% combustion efficiency; atmospheric) | Hot water boiler (> 2500 kBtuh; 75.0% combustion efficiency; atmospheric) | Hot water boiler (> 2500 kBtuh, 85.0% combustion efficiency, atmospheric) |  |  | NG-HVAC-Blr-HW-gt2500kBtuh-85p0EC-Atm | Standard |  | HVAC | Space Heating | Water Heating Equipment | Et Rated Boiler
58 | NG-HVAC-Blr-HW-gt2500kBtuh-85p0EC-Drft | Hot water boiler (> 2500 kBtuh, 85.0% combustion efficiency, forced draft) | DEER2011 | D11 v4.00 | 2008-06-15 |  |  | HVAC-Blr | NG-HVAC-Blr-HW-gt2500kBtuh-85p0EC-Drft | None | DEER | Standard | None |  |  |  | None |  | FALSE |  | FALSE | Com | All | HVAC | SpaceHeat | WaterHtg_eq | Boiler_Et |  |  | HVAC-Blr | Hot water boiler (> 2500 kBtuh; 75.0% combustion efficiency; atmospheric) | Hot water boiler (> 2500 kBtuh; 75.0% combustion efficiency; atmospheric) | Hot water boiler (> 2500 kBtuh, 85.0% combustion efficiency, forced draft) |  |  | NG-HVAC-Blr-HW-gt2500kBtuh-85p0EC-Drft | Standard |  | HVAC | Space Heating | Water Heating Equipment | Et Rated Boiler
59 | NG-HVAC-Blr-HW-lt300kBtuh-84p5AFUE-Atm | Hot water boiler (< 300 kBtuh, 84.5% AFUE, atmospheric) | DEER2011 | D11 v4.00 | 2008-06-15 |  |  | HVAC-Blr | NG-HVAC-Blr-HW-lt300kBtuh-84p5AFUE-Atm | None | DEER | Standard | None |  |  |  | None |  | FALSE |  | FALSE | Com | All | HVAC | SpaceHeat | WaterHtg_eq | Boiler_AF |  |  | HVAC-Blr | Hot water boiler (<300 kBtuh; 80.0% AFUE; atmospheric) | Hot water boiler (<300 kBtuh; 80.0% AFUE; atmospheric) | Hot water boiler (< 300 kBtuh, 84.5% AFUE, atmospheric) |  |  | NG-HVAC-Blr-HW-lt300kBtuh-84p5AFUE-Atm | Standard |  | HVAC | Space Heating | Water Heating Equipment | AFUE Rated Boiler
60 | NG-HVAC-Blr-HW-lt300kBtuh-84p5AFUE-Drft | Hot water boiler (< 300 kBtuh, 84.5% AFUE, forced draft) | DEER2011 | D11 v4.00 | 2008-06-15 |  |  | HVAC-Blr | NG-HVAC-Blr-HW-lt300kBtuh-84p5AFUE-Drft | None | DEER | Standard | None |  |  |  | None |  | FALSE |  | FALSE | Com | All | HVAC | SpaceHeat | WaterHtg_eq | Boiler_AF |  |  | HVAC-Blr | Hot water boiler (<300 kBtuh; 80.0% AFUE; atmospheric) | Hot water boiler (<300 kBtuh; 80.0% AFUE; atmospheric) | Hot water boiler (< 300 kBtuh, 84.5% AFUE, forced draft) |  |  | NG-HVAC-Blr-HW-lt300kBtuh-84p5AFUE-Drft | Standard |  | HVAC | Space Heating | Water Heating Equipment | AFUE Rated Boiler
61 | NG-HVAC-Blr-HW-lt300kBtuh-94p0AFUE-Cnd | Hot water boiler (< 300 kBtuh, 94.0 AFUE, condensing) | DEER2011 | D11 v4.00 | 2008-06-15 |  |  | HVAC-Blr | NG-HVAC-Blr-HW-lt300kBtuh-94p0AFUE-Cnd | None | DEER | Standard | None |  |  |  | None |  | FALSE |  | FALSE | Com | All | HVAC | SpaceHeat | WaterHtg_eq | Boiler_AF |  |  | HVAC-Blr | Hot water boiler (<300 kBtuh; 80.0% AFUE; atmospheric) | Hot water boiler (<300 kBtuh; 80.0% AFUE; atmospheric) | Hot water boiler (< 300 kBtuh, 94.0 AFUE, condensing) |  |  | NG-HVAC-Blr-HW-lt300kBtuh-94p0AFUE-Cnd | Standard |  | HVAC | Space Heating | Water Heating Equipment | AFUE Rated Boiler
62 | NG-HVAC-Blr-Stm-300to2500kBtuh-85p0ET-Atm | Steam boiler (300-2500 kBtuh, 85.0% thermal efficiency, atmospheric) | DEER2011 | D11 v4.00 | 2008-06-15 |  |  | HVAC-Blr | NG-HVAC-Blr-Stm-300to2500kBtuh-85p0ET-Atm | None | DEER | Standard | None |  |  |  | None |  | FALSE |  | FALSE | Com | All | HVAC | SpaceHeat | SteamHtg_eq | Boiler_Et |  |  | HVAC-Blr | Steam boiler (300-2500 kBtuh; 75.0% thermal efficiency; atmospheric) | Steam boiler (300-2500 kBtuh; 75.0% thermal efficiency; atmospheric) | Steam boiler (300-2500 kBtuh, 85.0% thermal efficiency, atmospheric) |  |  | NG-HVAC-Blr-Stm-300to2500kBtuh-85p0ET-Atm | Standard |  | HVAC | Space Heating | Steam Heating Equipment | Et Rated Boiler
63 | NG-HVAC-Blr-Stm-300to2500kBtuh-85p0ET-Drft | Steam boiler (300-2500 kBtuh, 85.0% thermal efficiency, forced draft) | DEER2011 | D11 v4.00 | 2008-06-15 |  |  | HVAC-Blr | NG-HVAC-Blr-Stm-300to2500kBtuh-85p0ET-Drft | None | DEER | Standard | None |  |  |  | None |  | FALSE |  | FALSE | Com | All | HVAC | SpaceHeat | SteamHtg_eq | Boiler_Et |  |  | HVAC-Blr | Steam boiler (300-2500 kBtuh; 75.0% thermal efficiency; atmospheric) | Steam boiler (300-2500 kBtuh; 75.0% thermal efficiency; atmospheric) | Steam boiler (300-2500 kBtuh, 85.0% thermal efficiency, forced draft) |  |  | NG-HVAC-Blr-Stm-300to2500kBtuh-85p0ET-Drft | Standard |  | HVAC | Space Heating | Steam Heating Equipment | Et Rated Boiler
64 | NG-HVAC-Blr-Stm-gt2500kBtuh-80p0EC-Atm | Steam boiler (> 2500 kBtuh, 80.0% combustion efficiency, atmospheric) | DEER2011 | D11 v4.00 | 2008-06-15 |  |  | HVAC-Blr | NG-HVAC-Blr-Stm-gt2500kBtuh-80p0EC-Atm | None | DEER | Standard | None |  |  |  | None |  | FALSE |  | FALSE | Com | All | HVAC | SpaceHeat | SteamHtg_eq | Boiler_Et |  |  | HVAC-Blr | Steam boiler (> 2500 kBtuh; 75.0% combustion efficiency; atmospheric) | Steam boiler (> 2500 kBtuh; 75.0% combustion efficiency; atmospheric) | Steam boiler (> 2500 kBtuh, 80.0% combustion efficiency, atmospheric) |  |  | NG-HVAC-Blr-Stm-gt2500kBtuh-80p0EC-Atm | Standard |  | HVAC | Space Heating | Steam Heating Equipment | Et Rated Boiler
65 | NG-HVAC-Blr-Stm-gt2500kBtuh-80p0EC-Drft | Steam boiler (> 2500 kBtuh, 80.0% combustion efficiency, forced draft) | DEER2011 | D11 v4.00 | 2008-06-15 |  |  | HVAC-Blr | NG-HVAC-Blr-Stm-gt2500kBtuh-80p0EC-Drft | None | DEER | Standard | None |  |  |  | None |  | FALSE |  | FALSE | Com | All | HVAC | SpaceHeat | SteamHtg_eq | Boiler_Et |  |  | HVAC-Blr | Steam boiler (> 2500 kBtuh; 75.0% combustion efficiency; atmospheric) | Steam boiler (> 2500 kBtuh; 75.0% combustion efficiency; atmospheric) | Steam boiler (> 2500 kBtuh, 80.0% combustion efficiency, forced draft) |  |  | NG-HVAC-Blr-Stm-gt2500kBtuh-80p0EC-Drft | Standard |  | HVAC | Space Heating | Steam Heating Equipment | Et Rated Boiler
66 | NG-HVAC-Blr-Stm-lt300kBtuh-82p0AFUE-Atm | Steam boiler (< 300 kBtuh, 82.0 AFUE, atmospheric) | DEER2011 | D11 v4.00 | 2008-06-15 |  |  | HVAC-Blr | NG-HVAC-Blr-Stm-lt300kBtuh-82p0AFUE-Atm | None | DEER | Standard | None |  |  |  | None |  | FALSE |  | FALSE | Com | All | HVAC | SpaceHeat | SteamHtg_eq | Boiler_AF |  |  | HVAC-Blr | Steam boiler (<300 kBtuh; 75.0% AFUE; atmospheric) | Steam boiler (<300 kBtuh; 75.0% AFUE; atmospheric) | Steam boiler (< 300 kBtuh, 82.0 AFUE, atmospheric) |  |  | NG-HVAC-Blr-Stm-lt300kBtuh-82p0AFUE-Atm | Standard |  | HVAC | Space Heating | Steam Heating Equipment | AFUE Rated Boiler
67 | NG-HVAC-Blr-Stm-lt300kBtuh-82p0AFUE-Drft | Steam boiler (< 300 kBtuh, 82.0 AFUE, forced draft) | DEER2011 | D11 v4.00 | 2008-06-15 |  |  | HVAC-Blr | NG-HVAC-Blr-Stm-lt300kBtuh-82p0AFUE-Drft | None | DEER | Standard | None |  |  |  | None |  | FALSE |  | FALSE | Com | All | HVAC | SpaceHeat | SteamHtg_eq | Boiler_AF |  |  | HVAC-Blr | Steam boiler (<300 kBtuh; 75.0% AFUE; atmospheric) | Steam boiler (<300 kBtuh; 75.0% AFUE; atmospheric) | Steam boiler (< 300 kBtuh, 82.0 AFUE, forced draft) |  |  | NG-HVAC-Blr-Stm-lt300kBtuh-82p0AFUE-Drft | Standard |  | HVAC | Space Heating | Steam Heating Equipment | AFUE Rated Boiler
68 | NG-WtrHt-LrgInst-Gas-gt200kBtuh-0p80Et | High Efficiency Large Gas Instantaneous Water heater - 0.80 Et | DEER2011 | D11 v4.00 | 2008-06-15 |  |  | WtrHt-LrgInst | NG-WtrHt-LrgInst-Gas-gt200kBtuh-0p80Et | None | DEER | Standard | None |  |  |  | None |  | FALSE |  | FALSE | Com | All | SHW | Heating | WaterHtg_eq | Instant_Et |  |  | WtrHt-LrgInst | multiple base efficiency levels used, example: Large Gas Storage Water Heater; Et = 0.80; Stdby Loss = 0.56%/hr | Large Gas Storage Water Heater; Et = 0.80; Stdby Loss = 0.56%/hr | High Efficiency Large Gas Instantaneous Water heater - 0.80 Et |  |  | NG-WtrHt-LrgInst-Gas-gt200kBtuh-0p80Et | Standard |  | Service and Domestic Hot Water | Water Heating | Water Heating Equipment | Et Rated Instantaneous Water Heater
69 | NG-WtrHt-LrgInst-Gas-gt200kBtuh-0p85Et | High Efficiency Large Gas Instantaneous Water heater - 0.85 Et | DEER2011 | D11 v4.00 | 2008-06-15 |  |  | WtrHt-LrgInst | NG-WtrHt-LrgInst-Gas-gt200kBtuh-0p85Et | None | DEER | Standard | None |  |  |  | None |  | FALSE |  | FALSE | Com | All | SHW | Heating | WaterHtg_eq | Instant_Et |  |  | WtrHt-LrgInst | multiple base efficiency levels used, example: Large Gas Storage Water Heater; Et = 0.80; Stdby Loss = 0.56%/hr | Large Gas Storage Water Heater; Et = 0.80; Stdby Loss = 0.56%/hr | High Efficiency Large Gas Instantaneous Water heater - 0.85 Et |  |  | NG-WtrHt-LrgInst-Gas-gt200kBtuh-0p85Et | Standard |  | Service and Domestic Hot Water | Water Heating | Water Heating Equipment | Et Rated Instantaneous Water Heater
70 | NG-WtrHt-LrgInst-Gas-gt200kBtuh-0p90Et | High Efficiency Large Gas Instantaneous Water heater - 0.90 Et | DEER2011 | D11 v4.00 | 2008-06-15 |  |  | WtrHt-LrgInst | NG-WtrHt-LrgInst-Gas-gt200kBtuh-0p90Et | None | DEER | Standard | None |  |  |  | None |  | FALSE |  | FALSE | Com | All | SHW | Heating | WaterHtg_eq | Instant_Et |  |  | WtrHt-LrgInst | multiple base efficiency levels used, example: Large Gas Storage Water Heater; Et = 0.80; Stdby Loss = 0.56%/hr | Large Gas Storage Water Heater; Et = 0.80; Stdby Loss = 0.56%/hr | High Efficiency Large Gas Instantaneous Water heater - 0.90 Et |  |  | NG-WtrHt-LrgInst-Gas-gt200kBtuh-0p90Et | Standard |  | Service and Domestic Hot Water | Water Heating | Water Heating Equipment | Et Rated Instantaneous Water Heater
71 | NG-WtrHt-LrgStrg-Gas-gte75kBtuh-0p83Et | High Efficiency Large Gas Storage Water Heater - 0.83 Et | DEER2011 | D11 v4.00 | 2008-06-15 |  |  | WtrHt-LrgStrg | NG-WtrHt-LrgStrg-Gas-gte75kBtuh-0p83Et | None | DEER | Standard | None |  |  |  | None |  | FALSE |  | FALSE | Com | All | SHW | Heating | WaterHtg_eq | Stor_Et |  |  | WtrHt-LrgStrg | multiple base efficiency levels used, example: Large Gas Storage Water Heater; Et = 0.80; Stdby Loss = 0.56%/hr | Large Gas Storage Water Heater; Et = 0.80; Stdby Loss = 0.56%/hr | High Efficiency Large Gas Storage Water Heater - 0.83 Et |  |  | NG-WtrHt-LrgStrg-Gas-gte75kBtuh-0p83Et | Standard |  | Service and Domestic Hot Water | Water Heating | Water Heating Equipment | Et Rated Storage Water Heater
72 | NG-WtrHt-LrgStrg-Gas-gte75kBtuh-0p90Et | High Efficiency Large Gas Storage Water Heater - 0.90 Et | DEER2011 | D11 v4.00 | 2008-06-15 |  |  | WtrHt-LrgStrg | NG-WtrHt-LrgStrg-Gas-gte75kBtuh-0p90Et | None | DEER | Standard | None |  |  |  | None |  | FALSE |  | FALSE | Com | All | SHW | Heating | WaterHtg_eq | Stor_Et |  |  | WtrHt-LrgStrg | multiple base efficiency levels used, example: Large Gas Storage Water Heater; Et = 0.80; Stdby Loss = 0.56%/hr | Large Gas Storage Water Heater; Et = 0.80; Stdby Loss = 0.56%/hr | High Efficiency Large Gas Storage Water Heater - 0.90 Et |  |  | NG-WtrHt-LrgStrg-Gas-gte75kBtuh-0p90Et | Standard |  | Service and Domestic Hot Water | Water Heating | Water Heating Equipment | Et Rated Storage Water Heater
73 | NG-WtrHt-MedInst-Gas-76to200kBtuh-0p80Et | High Efficiency Medium Gas Instantaneous Water heater - 0.80 Et | DEER2011 | D11 v4.00 | 2008-06-15 |  |  | WtrHt-MedInst | NG-WtrHt-MedInst-Gas-76to200kBtuh-0p80Et | None | DEER | Standard | None |  |  |  | None |  | FALSE |  | FALSE | Com | All | SHW | Heating | WaterHtg_eq | Instant_Et |  |  | WtrHt-MedInst | multiple base efficiency levels used, example: Large Gas Storage Water Heater; Et = 0.80; Stdby Loss = 0.56%/hr | Large Gas Storage Water Heater; Et = 0.80; Stdby Loss = 0.56%/hr | High Efficiency Medium Gas Instantaneous Water heater - 0.80 Et |  |  | NG-WtrHt-MedInst-Gas-76to200kBtuh-0p80Et | Standard |  | Service and Domestic Hot Water | Water Heating | Water Heating Equipment | Et Rated Instantaneous Water Heater
74 | NG-WtrHt-MedInst-Gas-76to200kBtuh-0p85Et | High Efficiency Medium Gas Instantaneous Water heater - 0.85 Et | DEER2011 | D11 v4.00 | 2008-06-15 |  |  | WtrHt-MedInst | NG-WtrHt-MedInst-Gas-76to200kBtuh-0p85Et | None | DEER | Standard | None |  |  |  | None |  | FALSE |  | FALSE | Com | All | SHW | Heating | WaterHtg_eq | Instant_Et |  |  | WtrHt-MedInst | multiple base efficiency levels used, example: Large Gas Storage Water Heater; Et = 0.80; Stdby Loss = 0.56%/hr | Large Gas Storage Water Heater; Et = 0.80; Stdby Loss = 0.56%/hr | High Efficiency Medium Gas Instantaneous Water heater - 0.85 Et |  |  | NG-WtrHt-MedInst-Gas-76to200kBtuh-0p85Et | Standard |  | Service and Domestic Hot Water | Water Heating | Water Heating Equipment | Et Rated Instantaneous Water Heater
75 | NG-WtrHt-MedInst-Gas-76to200kBtuh-0p90Et | High Efficiency Medium Gas Instantaneous Water heater - 0.90 Et | DEER2011 | D11 v4.00 | 2008-06-15 |  |  | WtrHt-MedInst | NG-WtrHt-MedInst-Gas-76to200kBtuh-0p90Et | None | DEER | Standard | None |  |  |  | None |  | FALSE |  | FALSE | Com | All | SHW | Heating | WaterHtg_eq | Instant_Et |  |  | WtrHt-MedInst | multiple base efficiency levels used, example: Large Gas Storage Water Heater; Et = 0.80; Stdby Loss = 0.56%/hr | Large Gas Storage Water Heater; Et = 0.80; Stdby Loss = 0.56%/hr | High Efficiency Medium Gas Instantaneous Water heater - 0.90 Et |  |  | NG-WtrHt-MedInst-Gas-76to200kBtuh-0p90Et | Standard |  | Service and Domestic Hot Water | Water Heating | Water Heating Equipment | Et Rated Instantaneous Water Heater
76 | NG-WtrHt-SmlInst-Gas-lte75kBtuh-lt2G-0p82EF | High Efficiency Small Gas Instantaneous Water Heater - <2 Gallons | DEER2011 | D11 v4.00 | 2008-06-15 |  |  | WtrHt-SmlInst | NG-WtrHt-SmlInst-Gas-lte75kBtuh-lt2G-0p82EF | None | DEER | Standard | None |  |  |  | None |  | FALSE |  | FALSE | Com | All | SHW | Heating | WaterHtg_eq | Instant_EF |  |  | WtrHt-SmlInst | multiple base efficiency levels used, example: Small Gas Storage Water Heater 40 Gal; EF = 0.59; Recov Eff = 0.76 | Small Gas Storage Water Heater 40 Gal; EF = 0.59; Recov Eff = 0.76 | High Efficiency Small Gas Instantaneous Water Heater - <2 Gallons |  |  | NG-WtrHt-SmlInst-Gas-lte75kBtuh-lt2G-0p82EF | Standard |  | Service and Domestic Hot Water | Water Heating | Water Heating Equipment | EF Rated Instantaneous Water Heater
77 | NG-WtrHt-SmlStrg-Gas-lte75kBtuh-30G-0p62EF | High Efficiency Small Gas Storage Water Heater - 30 Gal , 0.62 EF | DEER2011 | D11 v4.00 | 2008-06-15 |  |  | WtrHt-SmlStrg | NG-WtrHt-SmlStrg-Gas-lte75kBtuh-30G-0p62EF | None | DEER | Standard | None |  |  |  | None |  | FALSE |  | FALSE | Com | All | SHW | Heating | WaterHtg_eq | Stor_EF |  |  | WtrHt-SmlStrg | multiple base efficiency levels used, example: Small Gas Storage Water Heater 30 Gal; EF = 0.61; Recov Eff = 0.76 | Small Gas Storage Water Heater 30 Gal; EF = 0.61; Recov Eff = 0.76 | High Efficiency Small Gas Storage Water Heater - 30 Gal , 0.62 EF |  |  | NG-WtrHt-SmlStrg-Gas-lte75kBtuh-30G-0p62EF | Standard |  | Service and Domestic Hot Water | Water Heating | Water Heating Equipment | EF Rated Storage Water Heater
78 | NG-WtrHt-SmlStrg-Gas-lte75kBtuh-30G-0p65EF | High Efficiency Small Gas Storage Water Heater - 30 Gal , 0.65 EF | DEER2011 | D11 v4.00 | 2008-06-15 |  |  | WtrHt-SmlStrg | NG-WtrHt-SmlStrg-Gas-lte75kBtuh-30G-0p65EF | None | DEER | Standard | None |  |  |  | None |  | FALSE |  | FALSE | Com | All | SHW | Heating | WaterHtg_eq | Stor_EF |  |  | WtrHt-SmlStrg | multiple base efficiency levels used, example: Small Gas Storage Water Heater 30 Gal; EF = 0.61; Recov Eff = 0.76 | Small Gas Storage Water Heater 30 Gal; EF = 0.61; Recov Eff = 0.76 | High Efficiency Small Gas Storage Water Heater - 30 Gal , 0.65 EF |  |  | NG-WtrHt-SmlStrg-Gas-lte75kBtuh-30G-0p65EF | Standard |  | Service and Domestic Hot Water | Water Heating | Water Heating Equipment | EF Rated Storage Water Heater
79 | NG-WtrHt-SmlStrg-Gas-lte75kBtuh-30G-0p70EF | High Efficiency Small Gas Storage Water Heater - 30 Gal , 0.70 EF | DEER2011 | D11 v4.00 | 2008-06-15 |  |  | WtrHt-SmlStrg | NG-WtrHt-SmlStrg-Gas-lte75kBtuh-30G-0p70EF | None | DEER | Standard | None |  |  |  | None |  | FALSE |  | FALSE | Com | All | SHW | Heating | WaterHtg_eq | Stor_EF |  |  | WtrHt-SmlStrg | multiple base efficiency levels used, example: Small Gas Storage Water Heater 30 Gal; EF = 0.61; Recov Eff = 0.76 | Small Gas Storage Water Heater 30 Gal; EF = 0.61; Recov Eff = 0.76 | High Efficiency Small Gas Storage Water Heater - 30 Gal , 0.70 EF |  |  | NG-WtrHt-SmlStrg-Gas-lte75kBtuh-30G-0p70EF | Standard |  | Service and Domestic Hot Water | Water Heating | Water Heating Equipment | EF Rated Storage Water Heater
80 | NG-WtrHt-SmlStrg-Gas-lte75kBtuh-40G-0p62EF | High Efficiency Small Gas Storage Water Heater - 40 Gal , 0.62 EF | DEER2011 | D11 v4.00 | 2008-06-15 |  |  | WtrHt-SmlStrg | NG-WtrHt-SmlStrg-Gas-lte75kBtuh-40G-0p62EF | None | DEER | Standard | None |  |  |  | None |  | FALSE |  | FALSE | Com | All | SHW | Heating | WaterHtg_eq | Stor_EF |  |  | WtrHt-SmlStrg | multiple base efficiency levels used, example: Small Gas Storage Water Heater 40 Gal; EF = 0.59; Recov Eff = 0.76 | Small Gas Storage Water Heater 40 Gal; EF = 0.59; Recov Eff = 0.76 | High Efficiency Small Gas Storage Water Heater - 40 Gal , 0.62 EF |  |  | NG-WtrHt-SmlStrg-Gas-lte75kBtuh-40G-0p62EF | Standard |  | Service and Domestic Hot Water | Water Heating | Water Heating Equipment | EF Rated Storage Water Heater
81 | NG-WtrHt-SmlStrg-Gas-lte75kBtuh-40G-0p67EF | High Efficiency Small Gas Storage Water Heater - 40 Gal , 0.67 EF | DEER2011 | D11 v4.00 | 2008-06-15 |  |  | WtrHt-SmlStrg | NG-WtrHt-SmlStrg-Gas-lte75kBtuh-40G-0p67EF | None | DEER | Standard | None |  |  |  | None |  | FALSE |  | FALSE | Com | All | SHW | Heating | WaterHtg_eq | Stor_EF |  |  | WtrHt-SmlStrg | multiple base efficiency levels used, example: Small Gas Storage Water Heater 40 Gal; EF = 0.59; Recov Eff = 0.76 | Small Gas Storage Water Heater 40 Gal; EF = 0.59; Recov Eff = 0.76 | High Efficiency Small Gas Storage Water Heater - 40 Gal , 0.67 EF |  |  | NG-WtrHt-SmlStrg-Gas-lte75kBtuh-40G-0p67EF | Standard |  | Service and Domestic Hot Water | Water Heating | Water Heating Equipment | EF Rated Storage Water Heater
82 | NG-WtrHt-SmlStrg-Gas-lte75kBtuh-40G-0p70EF | High Efficiency Small Gas Storage Water Heater - 40 Gal , 0.70 EF | DEER2011 | D11 v4.00 | 2008-06-15 |  |  | WtrHt-SmlStrg | NG-WtrHt-SmlStrg-Gas-lte75kBtuh-40G-0p70EF | None | DEER | Standard | None |  |  |  | None |  | FALSE |  | FALSE | Com | All | SHW | Heating | WaterHtg_eq | Stor_EF |  |  | WtrHt-SmlStrg | multiple base efficiency levels used, example: Small Gas Storage Water Heater 40 Gal; EF = 0.59; Recov Eff = 0.76 | Small Gas Storage Water Heater 40 Gal; EF = 0.59; Recov Eff = 0.76 | High Efficiency Small Gas Storage Water Heater - 40 Gal , 0.70 EF |  |  | NG-WtrHt-SmlStrg-Gas-lte75kBtuh-40G-0p70EF | Standard |  | Service and Domestic Hot Water | Water Heating | Water Heating Equipment | EF Rated Storage Water Heater
83 | NG-WtrHt-SmlStrg-Gas-lte75kBtuh-50G-0p62EF | High Efficiency Small Gas Storage Water Heater - 50 Gal , 0.62 EF | DEER2011 | D11 v4.00 | 2008-06-15 |  |  | WtrHt-SmlStrg | NG-WtrHt-SmlStrg-Gas-lte75kBtuh-50G-0p62EF | None | DEER | Standard | None |  |  |  | None |  | FALSE |  | FALSE | Com | All | SHW | Heating | WaterHtg_eq | Stor_EF |  |  | WtrHt-SmlStrg | Small Gas Storage Water Heater 50 Gal; EF = 0.57; Recov Eff = 0.76 | Small Gas Storage Water Heater 50 Gal; EF = 0.57; Recov Eff = 0.76 | High Efficiency Small Gas Storage Water Heater - 50 Gal , 0.62 EF |  |  | NG-WtrHt-SmlStrg-Gas-lte75kBtuh-50G-0p62EF | Standard |  | Service and Domestic Hot Water | Water Heating | Water Heating Equipment | EF Rated Storage Water Heater
84 | NG-WtrHt-SmlStrg-Gas-lte75kBtuh-50G-0p67EF | High Efficiency Small Gas Storage Water Heater - 50 Gal , 0.67 EF | DEER2011 | D11 v4.00 | 2008-06-15 |  |  | WtrHt-SmlStrg | NG-WtrHt-SmlStrg-Gas-lte75kBtuh-50G-0p67EF | None | DEER | Standard | None |  |  |  | None |  | FALSE |  | FALSE | Com | All | SHW | Heating | WaterHtg_eq | Stor_EF |  |  | WtrHt-SmlStrg | Small Gas Storage Water Heater 50 Gal; EF = 0.57; Recov Eff = 0.76 | Small Gas Storage Water Heater 50 Gal; EF = 0.57; Recov Eff = 0.76 | High Efficiency Small Gas Storage Water Heater - 50 Gal , 0.67 EF |  |  | NG-WtrHt-SmlStrg-Gas-lte75kBtuh-50G-0p67EF | Standard |  | Service and Domestic Hot Water | Water Heating | Water Heating Equipment | EF Rated Storage Water Heater
85 | NG-WtrHt-SmlStrg-Gas-lte75kBtuh-50G-0p70EF | High Efficiency Small Gas Storage Water Heater - 50 Gal , 0.70 EF | DEER2011 | D11 v4.00 | 2008-06-15 |  |  | WtrHt-SmlStrg | NG-WtrHt-SmlStrg-Gas-lte75kBtuh-50G-0p70EF | None | DEER | Standard | None |  |  |  | None |  | FALSE |  | FALSE | Com | All | SHW | Heating | WaterHtg_eq | Stor_EF |  |  | WtrHt-SmlStrg | Small Gas Storage Water Heater 50 Gal; EF = 0.57; Recov Eff = 0.76 | Small Gas Storage Water Heater 50 Gal; EF = 0.57; Recov Eff = 0.76 | High Efficiency Small Gas Storage Water Heater - 50 Gal , 0.70 EF |  |  | NG-WtrHt-SmlStrg-Gas-lte75kBtuh-50G-0p70EF | Standard |  | Service and Domestic Hot Water | Water Heating | Water Heating Equipment | EF Rated Storage Water Heater
86 | NG-WtrHt-SmlStrg-Gas-lte75kBtuh-60G-0p62EF | High Efficiency Small Gas Storage Water Heater - 60 Gal , 0.62 EF | DEER2011 | D11 v4.00 | 2008-06-15 |  |  | WtrHt-SmlStrg | NG-WtrHt-SmlStrg-Gas-lte75kBtuh-60G-0p62EF | None | DEER | Standard | None |  |  |  | None |  | FALSE |  | FALSE | Com | All | SHW | Heating | WaterHtg_eq | Stor_EF |  |  | WtrHt-SmlStrg | Small Gas Storage Water Heater 60 Gal; EF = 0.56; Recov Eff = 0.76 | Small Gas Storage Water Heater 60 Gal; EF = 0.56; Recov Eff = 0.76 | High Efficiency Small Gas Storage Water Heater - 60 Gal , 0.62 EF |  |  | NG-WtrHt-SmlStrg-Gas-lte75kBtuh-60G-0p62EF | Standard |  | Service and Domestic Hot Water | Water Heating | Water Heating Equipment | EF Rated Storage Water Heater
87 | NG-WtrHt-SmlStrg-Gas-lte75kBtuh-60G-0p66EF | High Efficiency Small Gas Storage Water Heater - 60 Gal , 0.66 EF | DEER2011 | D11 v4.00 | 2008-06-15 |  |  | WtrHt-SmlStrg | NG-WtrHt-SmlStrg-Gas-lte75kBtuh-60G-0p66EF | None | DEER | Standard | None |  |  |  | None |  | FALSE |  | FALSE | Com | All | SHW | Heating | WaterHtg_eq | Stor_EF |  |  | WtrHt-SmlStrg | Small Gas Storage Water Heater 60 Gal; EF = 0.56; Recov Eff = 0.76 | Small Gas Storage Water Heater 60 Gal; EF = 0.56; Recov Eff = 0.76 | High Efficiency Small Gas Storage Water Heater - 60 Gal , 0.66 EF |  |  | NG-WtrHt-SmlStrg-Gas-lte75kBtuh-60G-0p66EF | Standard |  | Service and Domestic Hot Water | Water Heating | Water Heating Equipment | EF Rated Storage Water Heater
88 | NG-WtrHt-SmlStrg-Gas-lte75kBtuh-60G-0p70EF | High Efficiency Small Gas Storage Water Heater - 60 Gal , 0.70 EF | DEER2011 | D11 v4.00 | 2008-06-15 |  |  | WtrHt-SmlStrg | NG-WtrHt-SmlStrg-Gas-lte75kBtuh-60G-0p70EF | None | DEER | Standard | None |  |  |  | None |  | FALSE |  | FALSE | Com | All | SHW | Heating | WaterHtg_eq | Stor_EF |  |  | WtrHt-SmlStrg | Small Gas Storage Water Heater 60 Gal; EF = 0.56; Recov Eff = 0.76 | Small Gas Storage Water Heater 60 Gal; EF = 0.56; Recov Eff = 0.76 | High Efficiency Small Gas Storage Water Heater - 60 Gal , 0.70 EF |  |  | NG-WtrHt-SmlStrg-Gas-lte75kBtuh-60G-0p70EF | Standard |  | Service and Domestic Hot Water | Water Heating | Water Heating Equipment | EF Rated Storage Water Heater
89 | NG-WtrHt-SmlStrg-Gas-lte75kBtuh-75G-0p62EF | High Efficiency Small Gas Storage Water Heater - 75 Gal , 0.62 EF | DEER2011 | D11 v4.00 | 2008-06-15 |  |  | WtrHt-SmlStrg | NG-WtrHt-SmlStrg-Gas-lte75kBtuh-75G-0p62EF | None | DEER | Standard | None |  |  |  | None |  | FALSE |  | FALSE | Com | All | SHW | Heating | WaterHtg_eq | Stor_EF |  |  | WtrHt-SmlStrg | multiple base efficiency levels used, example: Small Gas Storage Water Heater 75 Gal; EF = 0.53; Recov Eff = 0.76 | Small Gas Storage Water Heater 75 Gal; EF = 0.53; Recov Eff = 0.76 | High Efficiency Small Gas Storage Water Heater - 75 Gal , 0.62 EF |  |  | NG-WtrHt-SmlStrg-Gas-lte75kBtuh-75G-0p62EF | Standard |  | Service and Domestic Hot Water | Water Heating | Water Heating Equipment | EF Rated Storage Water Heater
90 | NG-WtrHt-SmlStrg-Gas-lte75kBtuh-75G-0p66EF | High Efficiency Small Gas Storage Water Heater - 75 Gal , 0.66 EF | DEER2011 | D11 v4.00 | 2008-06-15 |  |  | WtrHt-SmlStrg | NG-WtrHt-SmlStrg-Gas-lte75kBtuh-75G-0p66EF | None | DEER | Standard | None |  |  |  | None |  | FALSE |  | FALSE | Com | All | SHW | Heating | WaterHtg_eq | Stor_EF |  |  | WtrHt-SmlStrg | multiple base efficiency levels used, example: Small Gas Storage Water Heater 75 Gal; EF = 0.53; Recov Eff = 0.76 | Small Gas Storage Water Heater 75 Gal; EF = 0.53; Recov Eff = 0.76 | High Efficiency Small Gas Storage Water Heater - 75 Gal , 0.66 EF |  |  | NG-WtrHt-SmlStrg-Gas-lte75kBtuh-75G-0p66EF | Standard |  | Service and Domestic Hot Water | Water Heating | Water Heating Equipment | EF Rated Storage Water Heater
91 | NG-WtrHt-SmlStrg-Gas-lte75kBtuh-75G-0p70EF | High Efficiency Small Gas Storage Water Heater - 75 Gal , 0.70 EF | DEER2011 | D11 v4.00 | 2008-06-15 |  |  | WtrHt-SmlStrg | NG-WtrHt-SmlStrg-Gas-lte75kBtuh-75G-0p70EF | None | DEER | Standard | None |  |  |  | None |  | FALSE |  | FALSE | Com | All | SHW | Heating | WaterHtg_eq | Stor_EF |  |  | WtrHt-SmlStrg | multiple base efficiency levels used, example: Small Gas Storage Water Heater 75 Gal; EF = 0.53; Recov Eff = 0.76 | Small Gas Storage Water Heater 75 Gal; EF = 0.53; Recov Eff = 0.76 | High Efficiency Small Gas Storage Water Heater - 75 Gal , 0.70 EF |  |  | NG-WtrHt-SmlStrg-Gas-lte75kBtuh-75G-0p70EF | Standard |  | Service and Domestic Hot Water | Water Heating | Water Heating Equipment | EF Rated Storage Water Heater
92 | RB-Appl-CmnEffCW-lrg-ElecDHW-gasCDryer-2p0mef | Clothes Washer - CEE Tier 2 - Lrg - (Elec DHW - Gas Dryer) | DEER2011 | D11 v4.00 | 2008-06-15 |  |  | Appl-EffCW | RB-Appl-CmnEffCW-lrg-ElecDHW-gasCDryer-2p0mef | None | DEER | Standard | None |  |  |  | None |  | FALSE |  | FALSE | Res | All | AppPlug | Laundry | Clean_equip | ClothesWash |  |  | Appl-EffCW | MEF about 0.78 (EF=1.77); 3.5 capacity; electric water heat and gas dryer | MEF=1.26; 3.5 capacity; electric water heat and gas dryer | Clothes Washer - MEF=2.0 - CEE Tier 2 - Lrg - (Elec DHW - Gas Dryer) |  |  | RB-Appl-CmnEffCW-lrg-ElecDHW-gasCDryer-2p0mef | Standard |  | Applicance or Plug Load | Laundry Appliances | Cleaning Equipment | Clothes washer
93 | RB-Appl-CmnEffCW-lrg-ElecDHW-gasCDryer-2p2mef | Clothes Washer - CEE Tier 3 - Lrg - (Elec DHW - Gas Dryer) | DEER2011 | D11 v4.00 | 2008-06-15 |  |  | Appl-EffCW | RB-Appl-CmnEffCW-lrg-ElecDHW-gasCDryer-2p2mef | None | DEER | Standard | None |  |  |  | None |  | FALSE |  | FALSE | Res | All | AppPlug | Laundry | Clean_equip | ClothesWash |  |  | Appl-EffCW | MEF about 0.78 (EF=1.77); 3.5 capacity; electric water heat and gas dryer | MEF=1.26; 3.5 capacity; electric water heat and gas dryer | Clothes Washer - MEF=2.2 - CEE Tier 3 - Lrg - (Elec DHW - Gas Dryer) |  |  | RB-Appl-CmnEffCW-lrg-ElecDHW-gasCDryer-2p2mef | Standard |  | Applicance or Plug Load | Laundry Appliances | Cleaning Equipment | Clothes washer
94 | RB-Appl-CmnEffCW-lrg-gasDHW-ElecCDryer-2p0mef | Clothes Washer - CEE Tier 2 - Lrg - (Gas DHW - Electric Dryer) | DEER2011 | D11 v4.00 | 2008-06-15 |  |  | Appl-EffCW | RB-Appl-CmnEffCW-lrg-gasDHW-ElecCDryer-2p0mef | None | DEER | Standard | None |  |  |  | None |  | FALSE |  | FALSE | Res | All | AppPlug | Laundry | Clean_equip | ClothesWash |  |  | Appl-EffCW | MEF about 0.78 (EF=1.77); 3.5 capacity; gas water heat and electric dryer | MEF=1.26; 3.5 capacity; gas water heat and electric dryer | Clothes Washer - MEF=2.0 - CEE Tier 2 - Lrg - (Gas DHW - Electric Dryer) |  |  | RB-Appl-CmnEffCW-lrg-gasDHW-ElecCDryer-2p0mef | Standard |  | Applicance or Plug Load | Laundry Appliances | Cleaning Equipment | Clothes washer
95 | RB-Appl-CmnEffCW-lrg-gasDHW-ElecCDryer-2p2mef | Clothes Washer - CEE Tier 3 - Lrg - (Gas DHW - Electric Dryer) | DEER2011 | D11 v4.00 | 2008-06-15 |  |  | Appl-EffCW | RB-Appl-CmnEffCW-lrg-gasDHW-ElecCDryer-2p2mef | None | DEER | Standard | None |  |  |  | None |  | FALSE |  | FALSE | Res | All | AppPlug | Laundry | Clean_equip | ClothesWash |  |  | Appl-EffCW | MEF about 0.78 (EF=1.77); 3.5 capacity; gas water heat and electric dryer | MEF=1.26; 3.5 capacity; gas water heat and electric dryer | Clothes Washer - MEF=2.2 - CEE Tier 3 - Lrg - (Gas DHW - Electric Dryer) |  |  | RB-Appl-CmnEffCW-lrg-gasDHW-ElecCDryer-2p2mef | Standard |  | Applicance or Plug Load | Laundry Appliances | Cleaning Equipment | Clothes washer
96 | RB-Appl-EffCW-med-ElecDHW-gasCDryer-2p0mef | Clothes Washer - CEE Tier 2 - Med - (Elec DHW - Gas Dryer) | DEER2011 | D11 v4.00 | 2008-06-15 |  |  | Appl-EffCW | RB-Appl-EffCW-med-ElecDHW-gasCDryer-2p0mef | None | DEER | Standard | None |  |  |  | None |  | FALSE |  | FALSE | Res | All | AppPlug | Laundry | Clean_equip | ClothesWash |  |  | Appl-EffCW | MEF about 0.78 (EF=1.77); 2.65 capacity; electric water heat and gas dryer | MEF=1.26; 2.65 capacity; electric water heat and gas dryer | Clothes Washer - MEF=2.0 - CEE Tier 2 - Med - (Elec DHW - Gas Dryer) |  |  | RB-Appl-EffCW-med-ElecDHW-gasCDryer-2p0mef | Standard |  | Applicance or Plug Load | Laundry Appliances | Cleaning Equipment | Clothes washer
97 | RB-Appl-EffCW-med-ElecDHW-gasCDryer-2p2mef | Clothes Washer - CEE Tier 3 - Med - (Elec DHW - Gas Dryer) | DEER2011 | D11 v4.00 | 2008-06-15 |  |  | Appl-EffCW | RB-Appl-EffCW-med-ElecDHW-gasCDryer-2p2mef | None | DEER | Standard | None |  |  |  | None |  | FALSE |  | FALSE | Res | All | AppPlug | Laundry | Clean_equip | ClothesWash |  |  | Appl-EffCW | MEF about 0.78 (EF=1.77); 2.65 capacity; electric water heat and gas dryer | MEF=1.26; 2.65 capacity; electric water heat and gas dryer | Clothes Washer - MEF=2.2 - CEE Tier 3 - Med - (Elec DHW - Gas Dryer) |  |  | RB-Appl-EffCW-med-ElecDHW-gasCDryer-2p2mef | Standard |  | Applicance or Plug Load | Laundry Appliances | Cleaning Equipment | Clothes washer
98 | RB-Appl-EffCW-med-gasDHW-ElecCDryer-2p0mef | Clothes Washer - CEE Tier 2 - Med - (Gas DHW - Electric Dryer) | DEER2011 | D11 v4.00 | 2008-06-15 |  |  | Appl-EffCW | RB-Appl-EffCW-med-gasDHW-ElecCDryer-2p0mef | None | DEER | Standard | None |  |  |  | None |  | FALSE |  | FALSE | Res | All | AppPlug | Laundry | Clean_equip | ClothesWash |  |  | Appl-EffCW | MEF about 0.78 (EF=1.77); 2.65 capacity; gas water heat and electric dryer | MEF=1.26; 2.65 capacity; gas water heat and electric dryer | Clothes Washer - MEF=2.0 - CEE Tier 2 - Med - (Gas DHW - Electric Dryer) |  |  | RB-Appl-EffCW-med-gasDHW-ElecCDryer-2p0mef | Standard |  | Applicance or Plug Load | Laundry Appliances | Cleaning Equipment | Clothes washer
99 | RB-Appl-EffCW-med-gasDHW-ElecCDryer-2p2mef | Clothes Washer - CEE Tier 3 - Med - (Gas DHW - Electric Dryer) | DEER2011 | D11 v4.00 | 2008-06-15 |  |  | Appl-EffCW | RB-Appl-EffCW-med-gasDHW-ElecCDryer-2p2mef | None | DEER | Standard | None |  |  |  | None |  | FALSE |  | FALSE | Res | All | AppPlug | Laundry | Clean_equip | ClothesWash |  |  | Appl-EffCW | MEF about 0.78 (EF=1.77); 2.65 capacity; gas water heat and electric dryer | MEF=1.26; 2.65 capacity; gas water heat and electric dryer | Clothes Washer - MEF=2.2 - CEE Tier 3 - Med - (Gas DHW - Electric Dryer) |  |  | RB-Appl-EffCW-med-gasDHW-ElecCDryer-2p2mef | Standard |  | Applicance or Plug Load | Laundry Appliances | Cleaning Equipment | Clothes washer
100 | Appl-Dishwash-StdSize-GasDHW-0p65EF | Energy Star(R) Dish Washer - Standard Size w/Gas Water Heater - Level 1 | DEER2011 | D11 v4.00 | 2008-06-15 |  |  | Appl-EffDW | perCycle-Dishwash-StdSize-GasDHW-0p65EF | None | DEER | Scaled | None |  | 160 |  | None |  | FALSE |  | FALSE | Res | All | AppPlug | KitchenApp | Clean_equip | DishWash |  |  | Appl-EffDW | Dishwasher; EF=0.45; 160 wash cycles/year | NULL | Energy Star(R) Dish Washer - Standard Size w/Gas Water Heater - Level 1 |  |  | RB-Appl-EffDW-StdSize-GasDHW-0p65EF | Standard |  | Applicance or Plug Load | Kitchen Appliances | Cleaning Equipment | Dishwasher
101 | Appl-Dishwash-StdSize-GasDHW-0p68EF | Energy Star(R) Dish Washer - Standard Size w/Gas Water Heater - Level 2 | DEER2011 | D11 v4.00 | 2008-06-15 |  |  | Appl-EffDW | perCycle-Dishwash-StdSize-GasDHW-0p68EF | None | DEER | Scaled | None |  | 160 |  | None |  | FALSE |  | FALSE | Res | All | AppPlug | KitchenApp | Clean_equip | DishWash |  |  | Appl-EffDW | Dishwasher; EF=0.45; 160 wash cycles/year | NULL | Energy Star(R) Dish Washer - Standard Size w/Gas Water Heater - Level 2 |  |  | RB-Appl-EffDW-StdSize-GasDHW-0p68EF | Standard |  | Applicance or Plug Load | Kitchen Appliances | Cleaning Equipment | Dishwasher
102 | RB-HV-MFDuctSeal-24pct-12pct | Duct Sealing (Total Leakage Reduced from 24% of AHU flow to 12%) | DEER2011 | D11 v4.00 | 2008-06-15 |  |  | HV-DuctSeal | RB-HV-MFDuctSeal-24pct-12pct | None | DEER | Standard | None |  |  |  | None |  | FALSE |  | FALSE | Res | All | HVAC | VentAirDist | HV_AirDist | DuctSysR |  |  | HV-DuctSeal | 12% Supply/12% Return (24% Total leakage) of AHU flow | 6% Supply/6% Return (12% Total leakage) of AHU flow | Duct Sealing (Total Leakage Reduced from 24% of AHU flow to 12%) |  |  | RB-HV-MFDuctSeal-24pct-12pct | Standard |  | HVAC | Ventilation and Air Distribution | HVAC Air Distribution | Duct System Integrity - Residential
103 | RB-HV-MFDuctSeal-40pct-12pct | Duct Sealing (Total Leakage Reduced from 40% of AHU flow to 12%) | DEER2011 | D11 v4.00 | 2008-06-15 |  |  | HV-DuctSeal | RB-HV-MFDuctSeal-40pct-12pct | None | DEER | Standard | None |  |  |  | None |  | FALSE |  | FALSE | Res | All | HVAC | VentAirDist | HV_AirDist | DuctSysR |  |  | HV-DuctSeal | 20% Supply/20% Return (40% Total leakage) of AHU flow | 6% Supply/6% Return (12% Total leakage) of AHU flow | Duct Sealing (Total Leakage Reduced from 40% of AHU flow to 12%) |  |  | RB-HV-MFDuctSeal-40pct-12pct | Standard |  | HVAC | Ventilation and Air Distribution | HVAC Air Distribution | Duct System Integrity - Residential
104 | RB-HV-MFRefChrg-Dec-high-24pct-12pct | Decrease Refrigerant Charge - High (>= 20% rated charge) + 12% Duct Leakage Reduction | DEER2011 | D11 v4.00 | 2008-06-15 |  |  | HV-MFRefChrg | RB-HV-MFRefChrg-Dec-high-24pct-12pct | None | DEER | Standard | None |  |  |  | None |  | FALSE |  | FALSE | Res | All | HVAC | SpaceCool | dxAC_equip | spltSEER |  |  | HV-MFRefChrg | >=20% Refrig Ovrchg (0.418 Cooling EIR) 12% Supply/12% Return (24% Total leakage) of AHU flow | Rated Refrig Chg (0.310 Cooling EIR) 6% Supply/6% Return (12% Total leakage) of AHU flow | Decrease Refrigerant Charge - High (>= 20% rated charge) + 12% Duct Leakage Reduction |  |  | RB-HV-MFRefChrg-Dec-high-24pct-12pct | Standard |  | HVAC | Space Cooling | dX AC Equipment | SEER Rated Split System AC
105 | RB-HV-MFRefChrg-Dec-typ-24pct-12pct | Decrease Refrigerant Charge - Typical (< 20% rated charge) + 12% Duct Leakage Reduction | DEER2011 | D11 v4.00 | 2008-06-15 |  |  | HV-MFRefChrg | RB-HV-MFRefChrg-Dec-typ-24pct-12pct | None | DEER | Standard | None |  |  |  | None |  | FALSE |  | FALSE | Res | All | HVAC | SpaceCool | dxAC_equip | spltSEER |  |  | HV-MFRefChrg | <20% Refrig Ovrchg (0.360 Cooling EIR) 12% Supply/12% Return (24% Total leakage) of AHU flow | Rated Refrig Chg (0.310 Cooling EIR) 6% Supply/6% Return (12% Total leakage) of AHU flow | Decrease Refrigerant Charge - Typical (< 20% rated charge) + 12% Duct Leakage Reduction |  |  | RB-HV-MFRefChrg-Dec-typ-24pct-12pct | Standard |  | HVAC | Space Cooling | dX AC Equipment | SEER Rated Split System AC
106 | RB-HV-MFRefChrg-Inc-high-24pct-12pct | Increase Refrigerant Charge - High (>= 20% rated charge) + 12% Duct Leakage Reduction | DEER2011 | D11 v4.00 | 2008-06-15 |  |  | HV-MFRefChrg | RB-HV-MFRefChrg-Inc-high-24pct-12pct | None | DEER | Standard | None |  |  |  | None |  | FALSE |  | FALSE | Res | All | HVAC | SpaceCool | dxAC_equip | spltSEER |  |  | HV-MFRefChrg | >=20% Refrig Undchg (0.360 Cooling EIR) 12% Supply/12% Return (24% Total leakage) of AHU flow | Rated Refrig Chg (0.310 Cooling EIR) 6% Supply/6% Return (12% Total leakage) of AHU flow | Increase Refrigerant Charge - High (>= 20% rated charge) + 12% Duct Leakage Reduction |  |  | RB-HV-MFRefChrg-Inc-high-24pct-12pct | Standard |  | HVAC | Space Cooling | dX AC Equipment | SEER Rated Split System AC
107 | RB-HV-MFRefChrg-Inc-typ-24pct-12pct | Increase Refrigerant Charge - Typical (< 20% rated charge) + 12% Duct Leakage Reduction | DEER2011 | D11 v4.00 | 2008-06-15 |  |  | HV-MFRefChrg | RB-HV-MFRefChrg-Inc-typ-24pct-12pct | None | DEER | Standard | None |  |  |  | None |  | FALSE |  | FALSE | Res | All | HVAC | SpaceCool | dxAC_equip | spltSEER |  |  | HV-MFRefChrg | <20% Refrig Undchg (0.346 Cooling EIR) 12% Supply/12% Return (24% Total leakage) of AHU flow | Rated Refrig Chg (0.310 Cooling EIR) 6% Supply/6% Return (12% Total leakage) of AHU flow | Increase Refrigerant Charge - Typical (< 20% rated charge) + 12% Duct Leakage Reduction |  |  | RB-HV-MFRefChrg-Inc-typ-24pct-12pct | Standard |  | HVAC | Space Cooling | dX AC Equipment | SEER Rated Split System AC
108 | RB-HV-MHDuctSeal-25pct-15pct | Duct Sealing (Supply Leakage Reduced from 25% of AHU flow to 15%) | DEER2011 | D11 v4.00 | 2008-06-15 |  |  | HV-DuctSeal | RB-HV-MHDuctSeal-25pct-15pct | None | DEER | Standard | None |  |  |  | None |  | FALSE |  | FALSE | Res | All | HVAC | VentAirDist | HV_AirDist | DuctSysR |  |  | HV-DuctSeal | 25% Supply leakage of AHU flow | 15% Supply leakage of AHU flow | Duct Sealing (Supply Leakage Reduced from 25% of AHU flow to 15%) |  |  | RB-HV-MHDuctSeal-25pct-15pct | Standard |  | HVAC | Ventilation and Air Distribution | HVAC Air Distribution | Duct System Integrity - Residential
109 | RB-HV-MHDuctSeal-35pct-15pct | Duct Sealing (Supply Leakage Reduced from 35% of AHU flow to 15%) | DEER2011 | D11 v4.00 | 2008-06-15 |  |  | HV-DuctSeal | RB-HV-MHDuctSeal-35pct-15pct | None | DEER | Standard | None |  |  |  | None |  | FALSE |  | FALSE | Res | All | HVAC | VentAirDist | HV_AirDist | DuctSysR |  |  | HV-DuctSeal | 35% Supply leakage of AHU flow | 15% Supply leakage of AHU flow | Duct Sealing (Supply Leakage Reduced from 35% of AHU flow to 15%) |  |  | RB-HV-MHDuctSeal-35pct-15pct | Standard |  | HVAC | Ventilation and Air Distribution | HVAC Air Distribution | Duct System Integrity - Residential
110 | RB-HV-MHRefChrg-Dec-high-25pct-15pct | Decrease Refrigerant Charge - High (>= 20% rated charge) + 10% Duct Leakage Reduction | DEER2011 | D11 v4.00 | 2008-06-15 |  |  | HV-MHRefChrg | RB-HV-MHRefChrg-Dec-high-25pct-15pct | None | DEER | Standard | None |  |  |  | None |  | FALSE |  | FALSE | Res | All | HVAC | SpaceCool | dxAC_equip | spltSEER |  |  | HV-MHRefChrg | >=20% Refrig Ovrchg (0.657 Cooling EIR) 25% Supply leakage of AHU flow | Rated Refrig Chg (0.487 Cooling EIR) 15% Supply leakage of AHU flow | Decrease Refrigerant Charge - High (>= 20% rated charge) + 10% Duct Leakage Reduction |  |  | RB-HV-MHRefChrg-Dec-high-25pct-15pct | Standard |  | HVAC | Space Cooling | dX AC Equipment | SEER Rated Split System AC
111 | RB-HV-MHRefChrg-Dec-typ-25pct-15pct | Decrease Refrigerant Charge - Typical (< 20% rated charge) + 10% Duct Leakage Reduction | DEER2011 | D11 v4.00 | 2008-06-15 |  |  | HV-MHRefChrg | RB-HV-MHRefChrg-Dec-typ-25pct-15pct | None | DEER | Standard | None |  |  |  | None |  | FALSE |  | FALSE | Res | All | HVAC | SpaceCool | dxAC_equip | spltSEER |  |  | HV-MHRefChrg | <20% Refrig Ovrchg (0.565 Cooling EIR) 25% Supply leakage of AHU flow | Rated Refrig Chg (0.487 Cooling EIR) 15% Supply leakage of AHU flow | Decrease Refrigerant Charge - Typical (< 20% rated charge) + 10% Duct Leakage Reduction |  |  | RB-HV-MHRefChrg-Dec-typ-25pct-15pct | Standard |  | HVAC | Space Cooling | dX AC Equipment | SEER Rated Split System AC
112 | RB-HV-MHRefChrg-Inc-high-25pct-15pct | Increase Refrigerant Charge - High (>= 20% rated charge) + 10% Duct Leakage Reduction | DEER2011 | D11 v4.00 | 2008-06-15 |  |  | HV-MHRefChrg | RB-HV-MHRefChrg-Inc-high-25pct-15pct | None | DEER | Standard | None |  |  |  | None |  | FALSE |  | FALSE | Res | All | HVAC | SpaceCool | dxAC_equip | spltSEER |  |  | HV-MHRefChrg | >=20% Refrig Undchg (0.565 Cooling EIR) 25% Supply leakage of AHU flow | Rated Refrig Chg (0.487 Cooling EIR) 15% Supply leakage of AHU flow | Increase Refrigerant Charge - High (>= 20% rated charge) + 10% Duct Leakage Reduction |  |  | RB-HV-MHRefChrg-Inc-high-25pct-15pct | Standard |  | HVAC | Space Cooling | dX AC Equipment | SEER Rated Split System AC
113 | RB-HV-MHRefChrg-Inc-typ-25pct-15pct | Increase Refrigerant Charge - Typical (< 20% rated charge) + 10% Duct Leakage Reduction | DEER2011 | D11 v4.00 | 2008-06-15 |  |  | HV-MHRefChrg | RB-HV-MHRefChrg-Inc-typ-25pct-15pct | None | DEER | Standard | None |  |  |  | None |  | FALSE |  | FALSE | Res | All | HVAC | SpaceCool | dxAC_equip | spltSEER |  |  | HV-MHRefChrg | <20% Refrig Undchg (0.543 Cooling EIR) 25% Supply leakage of AHU flow | Rated Refrig Chg (0.487 Cooling EIR) 15% Supply leakage of AHU flow | Increase Refrigerant Charge - Typical (< 20% rated charge) + 10% Duct Leakage Reduction |  |  | RB-HV-MHRefChrg-Inc-typ-25pct-15pct | Standard |  | HVAC | Space Cooling | dX AC Equipment | SEER Rated Split System AC
114 | RB-HV-SFDuctSeal-24pct-12pct | Duct Sealing (Total Leakage Reduced from 24% of AHU flow to 12%) | DEER2011 | D11 v4.00 | 2008-06-15 |  |  | HV-DuctSeal | RB-HV-SFDuctSeal-24pct-12pct | None | DEER | Standard | None |  |  |  | None |  | FALSE |  | FALSE | Res | All | HVAC | VentAirDist | HV_AirDist | DuctSysR |  |  | HV-DuctSeal | 12% Supply/12% Return (24% Total leakage) of AHU flow | 6% Supply/6% Return (12% Total leakage) of AHU flow | Duct Sealing (Total Leakage Reduced from 24% of AHU flow to 12%) |  |  | RB-HV-SFDuctSeal-24pct-12pct | Standard |  | HVAC | Ventilation and Air Distribution | HVAC Air Distribution | Duct System Integrity - Residential
115 | RB-HV-SFDuctSeal-40pct-12pct | Duct Sealing (Total Leakage Reduced from 40% of AHU flow to 12%) | DEER2011 | D11 v4.00 | 2008-06-15 |  |  | HV-DuctSeal | RB-HV-SFDuctSeal-40pct-12pct | None | DEER | Standard | None |  |  |  | None |  | FALSE |  | FALSE | Res | All | HVAC | VentAirDist | HV_AirDist | DuctSysR |  |  | HV-DuctSeal | 20% Supply/20% Return (40% Total leakage) of AHU flow | 6% Supply/6% Return (12% Total leakage) of AHU flow | Duct Sealing (Total Leakage Reduced from 40% of AHU flow to 12%) |  |  | RB-HV-SFDuctSeal-40pct-12pct | Standard |  | HVAC | Ventilation and Air Distribution | HVAC Air Distribution | Duct System Integrity - Residential
116 | RB-HV-SFRefChrg-Dec-high-24pct-12pct | Decrease Refrigerant Charge - High (>= 20% rated charge) + 12% Duct Leakage Reduction | DEER2011 | D11 v4.00 | 2008-06-15 |  |  | HV-SFRefChrg | RB-HV-SFRefChrg-Dec-high-24pct-12pct | None | DEER | Standard | None |  |  |  | None |  | FALSE |  | FALSE | Res | All | HVAC | SpaceCool | dxAC_equip | spltSEER |  |  | HV-SFRefChrg | >=20% Refrig Ovrchg (0.418 Cooling EIR) 12% Supply/12% Return (24% Total leakage) of AHU flow | Rated Refrig Chg (0.310 Cooling EIR) 6% Supply/6% Return (12% Total leakage) of AHU flow | Decrease Refrigerant Charge - High (>= 20% rated charge) + 12% Duct Leakage Reduction |  |  | RB-HV-SFRefChrg-Dec-high-24pct-12pct | Standard |  | HVAC | Space Cooling | dX AC Equipment | SEER Rated Split System AC
117 | RB-HV-SFRefChrg-Dec-typ-24pct-12pct | Decrease Refrigerant Charge - Typical (< 20% rated charge) + 12% Duct Leakage Reduction | DEER2011 | D11 v4.00 | 2008-06-15 |  |  | HV-SFRefChrg | RB-HV-SFRefChrg-Dec-typ-24pct-12pct | None | DEER | Standard | None |  |  |  | None |  | FALSE |  | FALSE | Res | All | HVAC | SpaceCool | dxAC_equip | spltSEER |  |  | HV-SFRefChrg | <20% Refrig Ovrchg (0.360 Cooling EIR) 12% Supply/12% Return (24% Total leakage) of AHU flow | Rated Refrig Chg (0.310 Cooling EIR) 6% Supply/6% Return (12% Total leakage) of AHU flow | Decrease Refrigerant Charge - Typical (< 20% rated charge) + 12% Duct Leakage Reduction |  |  | RB-HV-SFRefChrg-Dec-typ-24pct-12pct | Standard |  | HVAC | Space Cooling | dX AC Equipment | SEER Rated Split System AC
118 | RB-HV-SFRefChrg-Inc-high-24pct-12pct | Increase Refrigerant Charge - High (>= 20% rated charge) + 12% Duct Leakage Reduction | DEER2011 | D11 v4.00 | 2008-06-15 |  |  | HV-SFRefChrg | RB-HV-SFRefChrg-Inc-high-24pct-12pct | None | DEER | Standard | None |  |  |  | None |  | FALSE |  | FALSE | Res | All | HVAC | SpaceCool | dxAC_equip | spltSEER |  |  | HV-SFRefChrg | >=20% Refrig Undchg (0.360 Cooling EIR) 12% Supply/12% Return (24% Total leakage) of AHU flow | Rated Refrig Chg (0.310 Cooling EIR) 6% Supply/6% Return (12% Total leakage) of AHU flow | Increase Refrigerant Charge - High (>= 20% rated charge) + 12% Duct Leakage Reduction |  |  | RB-HV-SFRefChrg-Inc-high-24pct-12pct | Standard |  | HVAC | Space Cooling | dX AC Equipment | SEER Rated Split System AC
119 | RB-HV-SFRefChrg-Inc-typ-24pct-12pct | Increase Refrigerant Charge - Typical (< 20% rated charge) + 12% Duct Leakage Reduction | DEER2011 | D11 v4.00 | 2008-06-15 |  |  | HV-SFRefChrg | RB-HV-SFRefChrg-Inc-typ-24pct-12pct | None | DEER | Standard | None |  |  |  | None |  | FALSE |  | FALSE | Res | All | HVAC | SpaceCool | dxAC_equip | spltSEER |  |  | HV-SFRefChrg | <20% Refrig Undchg (0.346 Cooling EIR) 12% Supply/12% Return (24% Total leakage) of AHU flow | Rated Refrig Chg (0.310 Cooling EIR) 6% Supply/6% Return (12% Total leakage) of AHU flow | Increase Refrigerant Charge - Typical (< 20% rated charge) + 12% Duct Leakage Reduction |  |  | RB-HV-SFRefChrg-Inc-typ-24pct-12pct | Standard |  | HVAC | Space Cooling | dX AC Equipment | SEER Rated Split System AC
120 | RE-Appl-CmnEffCW-lrg-ElecDHW-ElecCDryer-2p0mef | Clothes Washer - CEE Tier 2 - Lrg - (Elec DHW - Elec Dryer) | DEER2011 | D11 v4.00 | 2008-06-15 |  |  | Appl-EffCW | RE-Appl-CmnEffCW-lrg-ElecDHW-ElecCDryer-2p0mef | None | DEER | Standard | None |  |  |  | None |  | FALSE |  | FALSE | Res | All | AppPlug | Laundry | Clean_equip | ClothesWash |  |  | Appl-EffCW | MEF about 0.78 (EF=1.77); 3.5 capacity; electric water heat and electric dryer | MEF=1.26; 3.5 capacity; electric water heat and electric dryer | Clothes Washer - CEE Tier 2 - Lrg - (Elec DHW - Elec Dryer) |  |  | RE-Appl-CmnEffCW-lrg-ElecDHW-ElecCDryer-2p0mef | Standard |  | Applicance or Plug Load | Laundry Appliances | Cleaning Equipment | Clothes washer
121 | RE-Appl-CmnEffCW-lrg-ElecDHW-ElecCDryer-2p2mef | Clothes Washer - CEE Tier 3 - Lrg - (Elec DHW - Elec Dryer) | DEER2011 | D11 v4.00 | 2008-06-15 |  |  | Appl-EffCW | RE-Appl-CmnEffCW-lrg-ElecDHW-ElecCDryer-2p2mef | None | DEER | Standard | None |  |  |  | None |  | FALSE |  | FALSE | Res | All | AppPlug | Laundry | Clean_equip | ClothesWash |  |  | Appl-EffCW | MEF about 0.78 (EF=1.77); 3.5 capacity; electric water heat and electric dryer | MEF=1.26; 3.5 capacity; electric water heat and electric dryer | Clothes Washer - CEE Tier 3 - Lrg - (Elec DHW - Elec Dryer) |  |  | RE-Appl-CmnEffCW-lrg-ElecDHW-ElecCDryer-2p2mef | Standard |  | Applicance or Plug Load | Laundry Appliances | Cleaning Equipment | Clothes washer
122 | RE-Appl-EffCW-med-ElecDHW-ElecCDryer-2p0mef | Clothes Washer - CEE Tier 2 - Med - (Elec DHW - Elec Dryer) | DEER2011 | D11 v4.00 | 2008-06-15 |  |  | Appl-EffCW | RE-Appl-EffCW-med-ElecDHW-ElecCDryer-2p0mef | None | DEER | Standard | None |  |  |  | None |  | FALSE |  | FALSE | Res | All | AppPlug | Laundry | Clean_equip | ClothesWash |  |  | Appl-EffCW | MEF about 0.78 (EF=1.77); 2.65 capacity; electric water heat and electric dryer | MEF=1.26; 2.65 capacity; electric water heat and electric dryer | Clothes Washer - CEE Tier 2 - Med - (Elec DHW - Elec Dryer) |  |  | RE-Appl-EffCW-med-ElecDHW-ElecCDryer-2p0mef | Standard |  | Applicance or Plug Load | Laundry Appliances | Cleaning Equipment | Clothes washer
123 | RE-Appl-EffCW-med-ElecDHW-ElecCDryer-2p2mef | Clothes Washer - CEE Tier 3 - Med - (Elec DHW - Elec Dryer) | DEER2011 | D11 v4.00 | 2008-06-15 |  |  | Appl-EffCW | RE-Appl-EffCW-med-ElecDHW-ElecCDryer-2p2mef | None | DEER | Standard | None |  |  |  | None |  | FALSE |  | FALSE | Res | All | AppPlug | Laundry | Clean_equip | ClothesWash |  |  | Appl-EffCW | MEF about 0.78 (EF=1.77); 2.65 capacity; electric water heat and electric dryer | MEF=1.26; 2.65 capacity; electric water heat and electric dryer | Clothes Washer - CEE Tier 3 - Med - (Elec DHW - Elec Dryer) |  |  | RE-Appl-EffCW-med-ElecDHW-ElecCDryer-2p2mef | Standard |  | Applicance or Plug Load | Laundry Appliances | Cleaning Equipment | Clothes washer
124 | Appl-Dishwash-StdSize-ElecDHW-0p65EF | Energy Star(R) Dish Washer - Standard Size w/Electric Water Heater - Level 1 | DEER2011 | D11 v4.00 | 2008-06-15 |  |  | Appl-EffDW | perCycle-Dishwash-StdSize-ElecDHW-0p65EF | None | DEER | Scaled | CyclesPerYr |  | 160 |  | None |  | FALSE |  | FALSE | Res | All | AppPlug | KitchenApp | Clean_equip | DishWash |  |  | Appl-EffDW | Dishwasher; EF=0.45; 160 wash cycles/year | NULL | Energy Star(R) Dish Washer - Standard Size w/Electric Water Heater - Level 1 |  |  | RE-Appl-EffDW-StdSize-ElecDHW-0p65EF | Standard |  | Applicance or Plug Load | Kitchen Appliances | Cleaning Equipment | Dishwasher
125 | Appl-Dishwash-StdSize-ElecDHW-0p68EF | Energy Star(R) Dish Washer - Standard Size w/Electric Water Heater - Level 2 | DEER2011 | D11 v4.00 | 2008-06-15 |  |  | Appl-EffDW | perCycle-Dishwash-StdSize-ElecDHW-0p68EF | None | DEER | Scaled | CyclesPerYr |  | 160 |  | None |  | FALSE |  | FALSE | Res | All | AppPlug | KitchenApp | Clean_equip | DishWash |  |  | Appl-EffDW | Dishwasher; EF=0.45; 160 wash cycles/year | NULL | Energy Star(R) Dish Washer - Standard Size w/Electric Water Heater - Level 2 |  |  | RE-Appl-EffDW-StdSize-ElecDHW-0p68EF | Standard |  | Applicance or Plug Load | Kitchen Appliances | Cleaning Equipment | Dishwasher
126 | RE-Appl-ESFrzr-ChstManDef-700kWh-368kWh | Energy Star(R) Freezer: Chest - manual defrost - 368 kWh/yr | DEER2011 | D11 v4.00 | 2008-06-15 |  |  | Appl-ESFrzr | Res-Frzr-dKWH-Cond | None | DEER | Scaled | Delta | 41 | 332 |  | None |  | FALSE |  | FALSE | Res | All | AppPlug | Refrig | Ref_Storage | Freezer |  |  | Appl-ESFrzr | Freezer: Chest, Manual Defrost; 700 rated kWh/yr | Freezer: Chest, Manual Defrost; 409 rated kWh/yr | Energy Star(R) Freezer: Chest - manual defrost - 368 kWh/yr |  |  | RE-Appl-ESFrzr-ChstManDef-700kWh-368kWh | Standard |  | Applicance or Plug Load | Refrigerated Storage | Refrigerated Storage | Freezer
127 | RE-Appl-ESFrzr-UpAutoDef-849kWh-642kWh | Energy Star(R) Freezer: Upright - automatic defrost - 642 kWh/yr | DEER2011 | D11 v4.00 | 2008-06-15 |  |  | Appl-ESFrzr | Res-Frzr-dKWH-Cond | None | DEER | Scaled | Delta | 71 | 207 |  | None |  | FALSE |  | FALSE | Res | All | AppPlug | Refrig | Ref_Storage | Freezer |  |  | Appl-ESFrzr | Freezer: Upright, Auto-defrost; 849 rated kWh/yr | Freezer: Upright, Auto-defrost; 713 rated kWh/yr | Energy Star(R) Freezer: Upright - automatic defrost - 642 kWh/yr |  |  | RE-Appl-ESFrzr-UpAutoDef-849kWh-642kWh | Standard |  | Applicance or Plug Load | Refrigerated Storage | Refrigerated Storage | Freezer
128 | RE-Appl-ESFrzr-UpManDef-708kWh-409kWh | Energy Star(R) Freezer: Upright - manual defrost - 409 kWh/yr | DEER2011 | D11 v4.00 | 2008-06-15 |  |  | Appl-ESFrzr | Res-Frzr-dKWH-Cond | None | DEER | Scaled | Delta | 45 | 299 |  | None |  | FALSE |  | FALSE | Res | All | AppPlug | Refrig | Ref_Storage | Freezer |  |  | Appl-ESFrzr | Freezer: Upright, Manual Defrost; 454 rated kWh/yr | Freezer: Upright, Manual Defrost; 708 rated kWh/yr | Energy Star(R) Freezer: Upright - manual defrost - 409 kWh/yr |  |  | RE-Appl-ESFrzr-UpManDef-708kWh-409kWh | Standard |  | Applicance or Plug Load | Refrigerated Storage | Refrigerated Storage | Freezer
129 | RE-Appl-ESRefg-BMLrg-573kWh-487kWh | Energy Star(R) Refrigerator: Bottom Mount Freezer without through-the-door ice - large (16.5-25 ft3 TV) - 487 kWh/yr | DEER2011 | D11 v4.00 | 2008-06-15 |  |  | Appl-ESRefg | Res-Refg-dKWH-Cond | None | DEER | Scaled | Delta | 86 | 86 |  | None |  | FALSE |  | FALSE | Res | All | AppPlug | Refrig | Ref_Storage | RefrigFrz |  |  | Appl-ESRefg | Refrigerator: Bottom Mount Freezer, Large, 573 rated kWh/yr | Refrigerator: Bottom Mount Freezer, Large, 573 rated kWh/yr | Energy Star(R) Refrigerator: Bottom Mount Freezer without through-the-door ice - large (16.5-25 ft3 TV) - 487 kWh/yr |  |  | RE-Appl-ESRefg-BMLrg-573kWh-487kWh | Standard |  | Applicance or Plug Load | Refrigerated Storage | Refrigerated Storage | Refrigerator/Freezer
130 | RE-Appl-ESRefg-BMSml-518kWh-447kWh | Energy Star(R) Refrigerator: Bottom Mount Freezer without through-the-door ice - small (8-16.5 ft3 TV) - 447 kWh/yr | DEER2011 | D11 v4.00 | 2008-06-15 |  |  | Appl-ESRefg | Res-Refg-dKWH-Cond | None | DEER | Scaled | Delta | 71 | 71 |  | None |  | FALSE |  | FALSE | Res | All | AppPlug | Refrig | Ref_Storage | RefrigFrz |  |  | Appl-ESRefg | Refrigerator: Bottom Mount Freezer, Small; 518 rated kWh/yr | Refrigerator: Bottom Mount Freezer, Small; 518 rated kWh/yr | Energy Star(R) Refrigerator: Bottom Mount Freezer without through-the-door ice - small (8-16.5 ft3 TV) - 447 kWh/yr |  |  | RE-Appl-ESRefg-BMSml-518kWh-447kWh | Standard |  | Applicance or Plug Load | Refrigerated Storage | Refrigerated Storage | Refrigerator/Freezer
131 | RE-Appl-ESRefg-SMLrg-921kWh-565kWh | Energy Star(R) Refrigerator: Side Mount Freezer without through-the-door ice - large (23-31ft3 TV) - 565 kWh/yr | DEER2011 | D11 v4.00 | 2008-06-15 |  |  | Appl-ESRefg | Res-Refg-dKWH-Cond | None | DEER | Scaled | Delta | 100 | 356 |  | None |  | FALSE |  | FALSE | Res | All | AppPlug | Refrig | Ref_Storage | RefrigFrz |  |  | Appl-ESRefg | Refrigerator: Side Mount Freezer, Large; 921 rated kWh/yr | Refrigerator: Side Mount Freezer, Large; 665 rated kWh/yr | Energy Star(R) Refrigerator: Side Mount Freezer without through-the-door ice - large (23-31ft3 TV) - 565 kWh/yr |  |  | RE-Appl-ESRefg-SMLrg-921kWh-565kWh | Standard |  | Applicance or Plug Load | Refrigerated Storage | Refrigerated Storage | Refrigerator/Freezer
132 | RE-Appl-ESRefg-SMLrgIce-821kWh-620kWh | Energy Star(R) Refrigerator: Side Mount Freezer with through-the-door ice - large (23-31 ft3 TV) - 620 kWh/yr | DEER2011 | D11 v4.00 | 2008-06-15 |  |  | Appl-ESRefg | Res-Refg-dKWH-Cond | None | DEER | Scaled | Delta | 110 | 201 |  | None |  | FALSE |  | FALSE | Res | All | AppPlug | Refrig | Ref_Storage | RefrigFrz |  |  | Appl-ESRefg | Refrigerator: Side Mount Freezer, Large, Ice Maker; 821 rated kWh/yr | Refrigerator: Side Mount Freezer, Large, Ice Maker; 730 rated kWh/yr | Energy Star(R) Refrigerator: Side Mount Freezer with through-the-door ice - large (23-31 ft3 TV) - 620 kWh/yr |  |  | RE-Appl-ESRefg-SMLrgIce-821kWh-620kWh | Standard |  | Applicance or Plug Load | Refrigerated Storage | Refrigerated Storage | Refrigerator/Freezer
133 | RE-Appl-ESRefg-SMMed-703kWh-528kWh | Energy Star(R) Refrigerator: Side Mount Freezer without through-the-door ice - medium (15-23 ft3 TV) - 528 kWh/yr | DEER2011 | D11 v4.00 | 2008-06-15 |  |  | Appl-ESRefg | Res-Refg-dKWH-Cond | None | DEER | Scaled | Delta | 92 | 175 |  | None |  | FALSE |  | FALSE | Res | All | AppPlug | Refrig | Ref_Storage | RefrigFrz |  |  | Appl-ESRefg | Refrigerator: 703 rated kWh/yr | Refrigerator: 620 rated kWh/yr | Energy Star(R) Refrigerator: Side Mount Freezer without through-the-door ice - medium (15-23 ft3 TV) - 528 kWh/yr |  |  | RE-Appl-ESRefg-SMMed-703kWh-528kWh | Standard |  | Applicance or Plug Load | Refrigerated Storage | Refrigerated Storage | Refrigerator/Freezer
134 | RE-Appl-ESRefg-SMMedIce-835kWh-543kWh | Energy Star(R) Refrigerator: Side Mount Freezer with through-the-door ice - medium (15-23 ft3 TV) - 543 kWh/yr | DEER2011 | D11 v4.00 | 2008-06-15 |  |  | Appl-ESRefg | Res-Refg-dKWH-Cond | None | DEER | Scaled | Delta | 96 | 292 |  | None |  | FALSE |  | FALSE | Res | All | AppPlug | Refrig | Ref_Storage | RefrigFrz |  |  | Appl-ESRefg | Refrigerator: 835 rated kWh/yr | Refrigerator: 639 rated kWh/yr | Energy Star(R) Refrigerator: Side Mount Freezer with through-the-door ice - medium (15-23 ft3 TV) - 543 kWh/yr |  |  | RE-Appl-ESRefg-SMMedIce-835kWh-543kWh | Standard |  | Applicance or Plug Load | Refrigerated Storage | Refrigerated Storage | Refrigerator/Freezer
135 | RE-Appl-ESRefg-TMLrg-697kWh-452kWh | Energy Star(R) Refrigerator: Top Mount Freezer without through-the-door ice - large (20-25 ft3 TV) - 452 kWh/yr | DEER2011 | D11 v4.00 | 2008-06-15 |  |  | Appl-ESRefg | Res-Refg-dKWH-Cond | None | DEER | Scaled | Delta | 80 | 245 |  | None |  | FALSE |  | FALSE | Res | All | AppPlug | Refrig | Ref_Storage | RefrigFrz |  |  | Appl-ESRefg | Refrigerator: Top Mount Freezer, Large; 697 rated kWh/yr | Refrigerator: Top Mount Freezer, Large; 532 rated kWh/yr | Energy Star(R) Refrigerator: Top Mount Freezer without through-the-door ice - large (20-25 ft3 TV) - 452 kWh/yr |  |  | RE-Appl-ESRefg-TMLrg-576kWh-452kWh | Standard |  | Applicance or Plug Load | Refrigerated Storage | Refrigerated Storage | Refrigerator/Freezer
136 | RE-Appl-ESRefg-TMMed-652kWh-399kWh | Energy Star(R) Refrigerator: Top Mount Freezer without through-the-door ice - medium (15-20 ft3 TV) - 399 kWh/yr | DEER2011 | D11 v4.00 | 2008-06-15 |  |  | Appl-ESRefg | Res-Refg-dKWH-Cond | None | DEER | Scaled | Delta | 70 | 253 |  | None |  | FALSE |  | FALSE | Res | All | AppPlug | Refrig | Ref_Storage | RefrigFrz |  |  | Appl-ESRefg | Refrigerator: Top Mount Freezer, Medium; 652 rated kWh/yr | Refrigerator: Top Mount Freezer, Medium; 469 rated kWh/yr | Energy Star(R) Refrigerator: Top Mount Freezer without through-the-door ice - medium (15-20 ft3 TV) - 399 kWh/yr |  |  | RE-Appl-ESRefg-TMMed-602kWh-399kWh | Standard |  | Applicance or Plug Load | Refrigerated Storage | Refrigerated Storage | Refrigerator/Freezer
137 | RE-Appl-ESRefg-TMSml-621kWh-357kWh | Energy Star(R) Refrigerator: Top Mount Freezer without through-the-door ice - small (10-15 ft3 TV) - 357 kWh/yr | DEER2011 | D11 v4.00 | 2008-06-15 |  |  | Appl-ESRefg | Res-Refg-dKWH-Cond | None | DEER | Scaled | Delta | 63 | 264 |  | None |  | FALSE |  | FALSE | Res | All | AppPlug | Refrig | Ref_Storage | RefrigFrz |  |  | Appl-ESRefg | Refrigerator: Top Mount Freezer, Small; 621 rated kWh/yr | Refrigerator: Top Mount Freezer, Small; 420 rated kWh/yr | Energy Star(R) Refrigerator: Top Mount Freezer without through-the-door ice - small (10-15 ft3 TV) - 357 kWh/yr |  |  | RE-Appl-ESRefg-TMSml-582kWh-357kWh | Standard |  | Applicance or Plug Load | Refrigerated Storage | Refrigerated Storage | Refrigerator/Freezer
152 | RE-HV-RefChrg-Dec-high | Decrease Refrigerant Charge - High (>= 20% rated charge) | DEER2011 | D11 v4.00 | 2008-06-15 |  |  | HV-RefChrg | RE-HV-RefChrg-Dec-high | None | DEER | Standard | None |  |  |  | None |  | FALSE |  | FALSE | Res | All | HVAC | SpaceCool | dxAC_equip | spltSEER |  |  | HV-RefChrg | >=20% Refrig Ovrchg (0.418 Cooling EIR) | Rated Refrig Chg (0.310 Cooling EIR) | Decrease Refrigerant Charge - High (>= 20% rated charge) |  |  | RE-HV-RefChrg-Dec-high | Standard |  | HVAC | Space Cooling | dX AC Equipment | SEER Rated Split System AC
153 | RE-HV-RefChrg-Dec-typ | Decrease Refrigerant Charge - Typical (< 20% rated charge) | DEER2011 | D11 v4.00 | 2008-06-15 |  |  | HV-RefChrg | RE-HV-RefChrg-Dec-typ | None | DEER | Standard | None |  |  |  | None |  | FALSE |  | FALSE | Res | All | HVAC | SpaceCool | dxAC_equip | spltSEER |  |  | HV-RefChrg | <20% Refrig Ovrchg (0.360 Cooling EIR) | Rated Refrig Chg (0.310 Cooling EIR) | Decrease Refrigerant Charge - Typical (< 20% rated charge) |  |  | RE-HV-RefChrg-Dec-typ | Standard |  | HVAC | Space Cooling | dX AC Equipment | SEER Rated Split System AC
154 | RE-HV-RefChrg-Inc-high | Increase Refrigerant Charge - High (>= 20% rated charge) | DEER2011 | D11 v4.00 | 2008-06-15 |  |  | HV-RefChrg | RE-HV-RefChrg-Inc-high | None | DEER | Standard | None |  |  |  | None |  | FALSE |  | FALSE | Res | All | HVAC | SpaceCool | dxAC_equip | spltSEER |  |  | HV-RefChrg | >=20% Refrig Undchg (0.360 Cooling EIR) | Rated Refrig Chg (0.310 Cooling EIR) | Increase Refrigerant Charge - High (>= 20% rated charge) |  |  | RE-HV-RefChrg-Inc-high | Standard |  | HVAC | Space Cooling | dX AC Equipment | SEER Rated Split System AC
155 | RE-HV-RefChrg-Inc-typ | Increase Refrigerant Charge - Typical (< 20% rated charge) | DEER2011 | D11 v4.00 | 2008-06-15 |  |  | HV-RefChrg | RE-HV-RefChrg-Inc-typ | None | DEER | Standard | None |  |  |  | None |  | FALSE |  | FALSE | Res | All | HVAC | SpaceCool | dxAC_equip | spltSEER |  |  | HV-RefChrg | <20% Refrig Undchg (0.346 Cooling EIR) | Rated Refrig Chg (0.310 Cooling EIR) | Increase Refrigerant Charge - Typical (< 20% rated charge) |  |  | RE-HV-RefChrg-Inc-typ | Standard |  | HVAC | Space Cooling | dX AC Equipment | SEER Rated Split System AC
156 | RE-HV-ResAC-13S | 13 SEER(11.09 EER) Split System Air Conditioner | DEER2011 | D11 v4.00 | 2008-06-15 |  |  | HV-ResAC | RE-HV-ResAC-13S | None | DEER | Standard | None |  |  |  | None |  | FALSE |  | FALSE | Res | All | HVAC | SpaceCool | dxAC_equip | spltSEER |  |  | HV-ResAC | 10 SEER (9.31 EER) Split System Air Conditioner | 13 SEER (11.09 EER) Split System Air Conditioner | 13 SEER(11.09 EER) Split System Air Conditioner |  |  | RE-HV-ResAC-13S | Standard |  | HVAC | Space Cooling | dX AC Equipment | SEER Rated Split System AC
157 | RE-HV-ResAC-14S | 14 SEER(12.15 EER) Split-System Air Conditioner | DEER2011 | D11 v4.00 | 2008-06-15 |  |  | HV-ResAC | RE-HV-ResAC-14S | None | DEER | Standard | None |  |  |  | None |  | FALSE |  | FALSE | Res | All | HVAC | SpaceCool | dxAC_equip | spltSEER |  |  | HV-ResAC | 10 SEER (9.31 EER) Split System Air Conditioner | 13 SEER (11.09 EER) Split System Air Conditioner | 14 SEER(12.15 EER) Split-System Air Conditioner |  |  | RE-HV-ResAC-14S | Standard |  | HVAC | Space Cooling | dX AC Equipment | SEER Rated Split System AC
158 | RE-HV-ResAC-15S | 15 SEER(12.72 EER) Split-System Air Conditioner | DEER2011 | D11 v4.00 | 2008-06-15 |  |  | HV-ResAC | RE-HV-ResAC-15S | None | DEER | Standard | None |  |  |  | None |  | FALSE |  | FALSE | Res | All | HVAC | SpaceCool | dxAC_equip | spltSEER |  |  | HV-ResAC | 10 SEER (9.31 EER) Split System Air Conditioner | 13 SEER (11.09 EER) Split System Air Conditioner | 15 SEER(12.72 EER) Split-System Air Conditioner |  |  | RE-HV-ResAC-15S | Standard |  | HVAC | Space Cooling | dX AC Equipment | SEER Rated Split System AC
159 | RE-HV-ResAC-16S | 16 SEER (11.61 EER) Split System Air Conditioner | DEER2011 | D11 v4.00 | 2008-06-15 |  |  | HV-ResAC | RE-HV-ResAC-16S | None | DEER | Standard | None |  |  |  | None |  | FALSE |  | FALSE | Res | All | HVAC | SpaceCool | dxAC_equip | spltSEER |  |  | HV-ResAC | 10 SEER (9.31 EER) Split System Air Conditioner | 13 SEER (11.09 EER) Split System Air Conditioner | 16 SEER (11.61 EER) Split System Air Conditioner |  |  | RE-HV-ResAC-16S | Standard |  | HVAC | Space Cooling | dX AC Equipment | SEER Rated Split System AC
160 | RE-HV-ResAC-17S | 17 SEER (12.28 EER) Split-System Air Conditioner | DEER2011 | D11 v4.00 | 2008-06-15 |  |  | HV-ResAC | RE-HV-ResAC-17S | None | DEER | Standard | None |  |  |  | None |  | FALSE |  | FALSE | Res | All | HVAC | SpaceCool | dxAC_equip | spltSEER |  |  | HV-ResAC | 10 SEER (9.31 EER) Split System Air Conditioner | 13 SEER (11.09 EER) Split System Air Conditioner | 17 SEER (12.28 EER) Split-System Air Conditioner |  |  | RE-HV-ResAC-17S | Standard |  | HVAC | Space Cooling | dX AC Equipment | SEER Rated Split System AC
161 | RE-HV-ResAC-18S | 18 SEER (13.37 EER) Split-System Air Conditioner | DEER2011 | D11 v4.00 | 2008-06-15 |  |  | HV-ResAC | RE-HV-ResAC-18S | None | DEER | Standard | None |  |  |  | None |  | FALSE |  | FALSE | Res | All | HVAC | SpaceCool | dxAC_equip | spltSEER |  |  | HV-ResAC | 10 SEER (9.31 EER) Split System Air Conditioner | 13 SEER (11.09 EER) Split System Air Conditioner | 18 SEER (13.37 EER) Split-System Air Conditioner |  |  | RE-HV-ResAC-18S | Standard |  | HVAC | Space Cooling | dX AC Equipment | SEER Rated Split System AC
162 | RE-HV-ResAC-19S | 19 SEER (13.82 EER) Split-System Air Conditioner | DEER2011 | D11 v4.00 | 2008-06-15 |  |  | HV-ResAC | RE-HV-ResAC-19S | None | DEER | Standard | None |  |  |  | None |  | FALSE |  | FALSE | Res | All | HVAC | SpaceCool | dxAC_equip | spltSEER |  |  | HV-ResAC | 10 SEER (9.31 EER) Split System Air Conditioner | 13 SEER (11.09 EER) Split System Air Conditioner | 19 SEER (13.82 EER) Split-System Air Conditioner |  |  | RE-HV-ResAC-19S | Standard |  | HVAC | Space Cooling | dX AC Equipment | SEER Rated Split System AC
163 | RE-HV-ResAC-20S | 20 SEER (14.43 EER) Split-System Air Conditioner | DEER2011 | D11 v4.00 | 2008-06-15 |  |  | HV-ResAC | RE-HV-ResAC-20S | None | DEER | Standard | None |  |  |  | None |  | FALSE |  | FALSE | Res | All | HVAC | SpaceCool | dxAC_equip | spltSEER |  |  | HV-ResAC | 10 SEER (9.31 EER) Split System Air Conditioner | 13 SEER (11.09 EER) Split System Air Conditioner | 20 SEER (14.43 EER) Split-System Air Conditioner |  |  | RE-HV-ResAC-20S | Standard |  | HVAC | Space Cooling | dX AC Equipment | SEER Rated Split System AC
164 | RE-HV-ResAC-21S | 21 SEER (15.03 EER) Split-System Air Conditioner | DEER2011 | D11 v4.00 | 2008-06-15 |  |  | HV-ResAC | RE-HV-ResAC-21S | None | DEER | Standard | None |  |  |  | None |  | FALSE |  | FALSE | Res | All | HVAC | SpaceCool | dxAC_equip | spltSEER |  |  | HV-ResAC | 10 SEER (9.31 EER) Split System Air Conditioner | 13 SEER (11.09 EER) Split System Air Conditioner | 21 SEER (15.03 EER) Split-System Air Conditioner |  |  | RE-HV-ResAC-21S | Standard |  | HVAC | Space Cooling | dX AC Equipment | SEER Rated Split System AC
165 | RE-HV-ResEvapAC-17p4S | 17.4 SEER (15.1 EER) Evap-Cooled Split-System Air Conditioner | DEER2011 | D11 v4.00 | 2008-06-15 |  |  | HV-ResEvapAC | RE-HV-ResEvapAC-17p4S | None | DEER | Standard | None |  |  |  | None |  | FALSE |  | FALSE | Res | All | HVAC | SpaceCool | dxAC_equip | spltSEER |  |  | HV-ResEvapAC | 10 SEER (9.31 EER) Split System Air Conditioner | 13 SEER (11.09 EER) Split System Air Conditioner | 17.4 SEER (15.1 EER) Evap-Cooled Split-System Air Conditioner |  |  | RE-HV-ResEvapAC-17p4S | Standard |  | HVAC | Space Cooling | dX AC Equipment | SEER Rated Split System AC
166 | RE-WtrHt-SmlInst-Elec-lte12kW-lt2G | High Efficiency Small Electric Instantaneous Water Heater | DEER2011 | D11 v4.00 | 2008-06-15 |  |  | WtrHt-SmlInst | RE-WtrHt-SmlInst-Elec-lte12kW-lt2G | None | DEER | Standard | None |  |  |  | None |  | FALSE |  | FALSE | Res | All | SHW | Heating | WaterHtg_eq | Instant_EF |  |  | WtrHt-SmlInst | Small Electric Storage Water Heater 40 Gal; EF = 0.88; Recov Eff = 0.98 | Small Electric Storage Water Heater 40 Gal; EF = 0.88; Recov Eff = 0.98 | High Efficiency Small Electric Instantaneous Water Heater |  |  | RE-WtrHt-SmlInst-Elec-lte12kW-lt2G | Standard |  | Service and Domestic Hot Water | Water Heating | Water Heating Equipment | EF Rated Instantaneous Water Heater
167 | RE-WtrHt-SmlStrg-Elec-lte12kW-30G-0p95EF | High Efficiency Small Electric Storage Water Heater - 30 Gal , 0.95 EF | DEER2011 | D11 v4.00 | 2008-06-15 |  |  | WtrHt-SmlStrg | RE-WtrHt-SmlStrg-Elec-lte12kW-30G-0p95EF | None | DEER | Standard | None |  |  |  | None |  | FALSE |  | FALSE | Res | All | SHW | Heating | WaterHtg_eq | Stor_EF |  |  | WtrHt-SmlStrg | Small Electric Storage Water Heater 30 Gal; EF = 0.89; Recov Eff = 0.98 | Small Electric Storage Water Heater 30 Gal; EF = 0.89; Recov Eff = 0.98 | High Efficiency Small Electric Storage Water Heater - 30 Gal , 0.95 EF |  |  | RE-WtrHt-SmlStrg-Elec-lte12kW-30G-0p95EF | Standard |  | Service and Domestic Hot Water | Water Heating | Water Heating Equipment | EF Rated Storage Water Heater
168 | RE-WtrHt-SmlStrg-Elec-lte12kW-40G-0p94EF | High Efficiency Small Electric Storage Water Heater - 40 Gal , 0.94 EF | DEER2011 | D11 v4.00 | 2008-06-15 |  |  | WtrHt-SmlStrg | RE-WtrHt-SmlStrg-Elec-lte12kW-40G-0p94EF | None | DEER | Standard | None |  |  |  | None |  | FALSE |  | FALSE | Res | All | SHW | Heating | WaterHtg_eq | Stor_EF |  |  | WtrHt-SmlStrg | Small Electric Storage Water Heater 40 Gal; EF = 0.88; Recov Eff = 0.98 | Small Electric Storage Water Heater 40 Gal; EF = 0.88; Recov Eff = 0.98 | High Efficiency Small Electric Storage Water Heater - 40 Gal , 0.94 EF |  |  | RE-WtrHt-SmlStrg-Elec-lte12kW-40G-0p94EF | Standard |  | Service and Domestic Hot Water | Water Heating | Water Heating Equipment | EF Rated Storage Water Heater
169 | RE-WtrHt-SmlStrg-Elec-lte12kW-50G-0p93EF | High Efficiency Small Electric Storage Water Heater - 50 Gal , 0.93 EF | DEER2011 | D11 v4.00 | 2008-06-15 |  |  | WtrHt-SmlStrg | RE-WtrHt-SmlStrg-Elec-lte12kW-50G-0p93EF | None | DEER | Standard | None |  |  |  | None |  | FALSE |  | FALSE | Res | All | SHW | Heating | WaterHtg_eq | Stor_EF |  |  | WtrHt-SmlStrg | Small Electric Storage Water Heater 50 Gal; EF = 0.86; Recov Eff = 0.98 | Small Electric Storage Water Heater 50 Gal; EF = 0.86; Recov Eff = 0.98 | High Efficiency Small Electric Storage Water Heater - 50 Gal , 0.93 EF |  |  | RE-WtrHt-SmlStrg-Elec-lte12kW-50G-0p93EF | Standard |  | Service and Domestic Hot Water | Water Heating | Water Heating Equipment | EF Rated Storage Water Heater
170 | RE-WtrHt-SmlStrg-Elec-lte12kW-60G-0p92EF | High Efficiency Small Electric Storage Water Heater - 60 Gal , 0.92 EF | DEER2011 | D11 v4.00 | 2008-06-15 |  |  | WtrHt-SmlStrg | RE-WtrHt-SmlStrg-Elec-lte12kW-60G-0p92EF | None | DEER | Standard | None |  |  |  | None |  | FALSE |  | FALSE | Res | All | SHW | Heating | WaterHtg_eq | Stor_EF |  |  | WtrHt-SmlStrg | Small Electric Storage Water Heater 60 Gal; EF = 0.85; Recov Eff = 0.98 | Small Electric Storage Water Heater 60 Gal; EF = 0.85; Recov Eff = 0.98 | High Efficiency Small Electric Storage Water Heater - 60 Gal , 0.92 EF |  |  | RE-WtrHt-SmlStrg-Elec-lte12kW-60G-0p92EF | Standard |  | Service and Domestic Hot Water | Water Heating | Water Heating Equipment | EF Rated Storage Water Heater
171 | RE-WtrHt-SmlStrg-Elec-lte12kW-75G-0p91EF | High Efficiency Small Electric Storage Water Heater - 75 Gal , 0.91 EF | DEER2011 | D11 v4.00 | 2008-06-15 |  |  | WtrHt-SmlStrg | RE-WtrHt-SmlStrg-Elec-lte12kW-75G-0p91EF | None | DEER | Standard | None |  |  |  | None |  | FALSE |  | FALSE | Res | All | SHW | Heating | WaterHtg_eq | Stor_EF |  |  | WtrHt-SmlStrg | Small Electric Storage Water Heater 75 Gal; EF = 0.83; Recov Eff = 0.98 | Small Electric Storage Water Heater 75 Gal; EF = 0.83; Recov Eff = 0.98 | High Efficiency Small Electric Storage Water Heater - 75 Gal , 0.91 EF |  |  | RE-WtrHt-SmlStrg-Elec-lte12kW-75G-0p91EF | Standard |  | Service and Domestic Hot Water | Water Heating | Water Heating Equipment | EF Rated Storage Water Heater
172 | RG-Appl-CmnEffCW-lrg-gasDHW-gasCDryer-2p0mef | Clothes Washer - CEE Tier 2 - Lrg - (Gas DHW - Gas Dryer) | DEER2011 | D11 v4.00 | 2008-06-15 |  |  | Appl-EffCW | RG-Appl-CmnEffCW-lrg-gasDHW-gasCDryer-2p0mef | None | DEER | Standard | None |  |  |  | None |  | FALSE |  | FALSE | Res | All | AppPlug | Laundry | Clean_equip | ClothesWash |  |  | Appl-EffCW | MEF about 0.78 (EF=1.77); 3.5 capacity; gas water heat and gas dryer | MEF=1.26; 3.5 capacity; gas water heat and gas dryer | Clothes Washer - CEE Tier 2 - Lrg - (Gas DHW - Gas Dryer) |  |  | RG-Appl-CmnEffCW-lrg-gasDHW-gasCDryer-2p0mef | Standard |  | Applicance or Plug Load | Laundry Appliances | Cleaning Equipment | Clothes washer
173 | RG-Appl-CmnEffCW-lrg-gasDHW-gasCDryer-2p2mef | Clothes Washer - CEE Tier 3 - Lrg - (Gas DHW - Gas Dryer) | DEER2011 | D11 v4.00 | 2008-06-15 |  |  | Appl-EffCW | RG-Appl-CmnEffCW-lrg-gasDHW-gasCDryer-2p2mef | None | DEER | Standard | None |  |  |  | None |  | FALSE |  | FALSE | Res | All | AppPlug | Laundry | Clean_equip | ClothesWash |  |  | Appl-EffCW | MEF about 0.78 (EF=1.77); 3.5 capacity; gas water heat and gas dryer | MEF=1.26; 3.5 capacity; gas water heat and gas dryer | Clothes Washer - CEE Tier 3 - Lrg - (Gas DHW - Gas Dryer) |  |  | RG-Appl-CmnEffCW-lrg-gasDHW-gasCDryer-2p2mef | Standard |  | Applicance or Plug Load | Laundry Appliances | Cleaning Equipment | Clothes washer
174 | RG-Appl-EffCW-med-gasDHW-gasCDryer-2p0mef | Clothes Washer - CEE Tier 2 - Med - (Gas DHW - Gas Dryer) | DEER2011 | D11 v4.00 | 2008-06-15 |  |  | Appl-EffCW | RG-Appl-EffCW-med-gasDHW-gasCDryer-2p0mef | None | DEER | Standard | None |  |  |  | None |  | FALSE |  | FALSE | Res | All | AppPlug | Laundry | Clean_equip | ClothesWash |  |  | Appl-EffCW | MEF about 0.78 (EF=1.77); 2.65 capacity; gas water heat and gas dryer | MEF=1.26; 2.65 capacity; gas water heat and gas dryer | Clothes Washer - CEE Tier 2 - Med - (Gas DHW - Gas Dryer) |  |  | RG-Appl-EffCW-med-gasDHW-gasCDryer-2p0mef | Standard |  | Applicance or Plug Load | Laundry Appliances | Cleaning Equipment | Clothes washer
175 | RG-Appl-EffCW-med-gasDHW-gasCDryer-2p2mef | Clothes Washer - CEE Tier 3 - Med - (Gas DHW - Gas Dryer) | DEER2011 | D11 v4.00 | 2008-06-15 |  |  | Appl-EffCW | RG-Appl-EffCW-med-gasDHW-gasCDryer-2p2mef | None | DEER | Standard | None |  |  |  | None |  | FALSE |  | FALSE | Res | All | AppPlug | Laundry | Clean_equip | ClothesWash |  |  | Appl-EffCW | MEF about 0.78 (EF=1.77); 2.65 capacity; gas water heat and gas dryer | MEF=1.26; 2.65 capacity; gas water heat and gas dryer | Clothes Washer - CEE Tier 3 - Med - (Gas DHW - Gas Dryer) |  |  | RG-Appl-EffCW-med-gasDHW-gasCDryer-2p2mef | Standard |  | Applicance or Plug Load | Laundry Appliances | Cleaning Equipment | Clothes washer
176 | RG-HV-EffFurn-81AFUE | Furnace Upgrade to 81% AFUE | DEER2011 | D11 v4.00 | 2008-06-15 |  |  | HV-EffFurn | RG-HV-EffFurn-81AFUE | None | DEER | Standard | None |  |  |  | None |  | FALSE |  | FALSE | Res | All | HVAC | SpaceHeat | SpaceHtg_eq | GasFurnace |  |  | HV-EffFurn | 72 AFUE (1.269 HIR) Furnace | 78 AFUE (1.242 HIR) Furnace | Furnace Upgrade to 81% AFUE |  |  | RG-HV-EffFurn-81AFUE | Standard |  | HVAC | Space Heating | Space Heating Equipment | Gas Furnace
177 | RG-HV-EffFurn-90AFUE | High Efficiency Furnace 90 AFUE(1.11 HIR) | DEER2011 | D11 v4.00 | 2008-06-15 |  |  | HV-EffFurn | RG-HV-EffFurn-90AFUE | None | DEER | Standard | None |  |  |  | None |  | FALSE |  | FALSE | Res | All | HVAC | SpaceHeat | SpaceHtg_eq | GasFurnace |  |  | HV-EffFurn | 78 AFUE (1.242 HIR) Furnace | 78 AFUE (1.242 HIR) Furnace | High Efficiency Furnace 90 AFUE(1.11 HIR) |  |  | RG-HV-EffFurn-90AFUE | Standard |  | HVAC | Space Heating | Space Heating Equipment | Gas Furnace
178 | RG-HV-EffFurn-92AFUE | High Efficiency Furnace 92 AFUE(1.08 HIR) | DEER2011 | D11 v4.00 | 2008-06-15 |  |  | HV-EffFurn | RG-HV-EffFurn-92AFUE | None | DEER | Standard | None |  |  |  | None |  | FALSE |  | FALSE | Res | All | HVAC | SpaceHeat | SpaceHtg_eq | GasFurnace |  |  | HV-EffFurn | 78 AFUE (1.242 HIR) Furnace | 78 AFUE (1.242 HIR) Furnace | High Efficiency Furnace 92 AFUE(1.08 HIR) |  |  | RG-HV-EffFurn-92AFUE | Standard |  | HVAC | Space Heating | Space Heating Equipment | Gas Furnace
179 | RG-HV-EffFurn-94AFUE | High Efficiency Furnace 94 AFUE(1.06 HIR) | DEER2011 | D11 v4.00 | 2008-06-15 |  |  | HV-EffFurn | RG-HV-EffFurn-94AFUE | None | DEER | Standard | None |  |  |  | None |  | FALSE |  | FALSE | Res | All | HVAC | SpaceHeat | SpaceHtg_eq | GasFurnace |  |  | HV-EffFurn | 78 AFUE (1.242 HIR) Furnace | 78 AFUE (1.242 HIR) Furnace | High Efficiency Furnace 94 AFUE(1.06 HIR) |  |  | RG-HV-EffFurn-94AFUE | Standard |  | HVAC | Space Heating | Space Heating Equipment | Gas Furnace
180 | RG-HV-EffFurn-96AFUE | High Efficiency Furnace 96 AFUE(1.03 HIR) | DEER2011 | D11 v4.00 | 2008-06-15 |  |  | HV-EffFurn | RG-HV-EffFurn-96AFUE | None | DEER | Standard | None |  |  |  | None |  | FALSE |  | FALSE | Res | All | HVAC | SpaceHeat | SpaceHtg_eq | GasFurnace |  |  | HV-EffFurn | 78 AFUE (1.242 HIR) Furnace | 78 AFUE (1.242 HIR) Furnace | High Efficiency Furnace 96 AFUE(1.03 HIR) |  |  | RG-HV-EffFurn-96AFUE | Standard |  | HVAC | Space Heating | Space Heating Equipment | Gas Furnace
181 | RG-WtrHt-SmlInst-Gas-lte75kBtuh-lt2G-0p82EF | High Efficiency Small Gas Instantaneous Water Heater | DEER2011 | D11 v4.00 | 2008-06-15 |  |  | WtrHt-SmlInst | RG-WtrHt-SmlInst-Gas-lte75kBtuh-lt2G-0p82EF | None | DEER | Standard | None |  |  |  | None |  | FALSE |  | FALSE | Res | All | SHW | Heating | WaterHtg_eq | Stor_EF |  |  | WtrHt-SmlInst | Small Gas Storage Water Heater 40 Gal; EF = 0.57; Recov Eff = 0.76 | Small Gas Storage Water Heater 40 Gal; EF = 0.59; Recov Eff = 0.76 | High Efficiency Small Gas Instantaneous Water Heater |  |  | RG-WtrHt-SmlInst-Gas-lte75kBtuh-lt2G-0p82EF | Standard |  | Service and Domestic Hot Water | Water Heating | Water Heating Equipment | EF Rated Storage Water Heater
182 | RG-WtrHt-SmlStrg-Gas-lte75kBtuh-30G-0p62EF | High Efficiency Small Gas Storage Water Heater - 30 Gal , 0.62 EF | DEER2011 | D11 v4.00 | 2008-06-15 |  |  | WtrHt-SmlStrg | RG-WtrHt-SmlStrg-Gas-lte75kBtuh-30G-0p62EF | None | DEER | Standard | None |  |  |  | None |  | FALSE |  | FALSE | Res | All | SHW | Heating | WaterHtg_eq | Stor_EF |  |  | WtrHt-SmlStrg | Small Gas Storage Water Heater 30 Gal; EF = 0.57; Recov Eff = 0.76 | Small Gas Storage Water Heater 30 Gal; EF = 0.61; Recov Eff = 0.76 | High Efficiency Small Gas Storage Water Heater - 30 Gal , 0.62 EF |  |  | RG-WtrHt-SmlStrg-Gas-lte75kBtuh-30G-0p62EF | Standard |  | Service and Domestic Hot Water | Water Heating | Water Heating Equipment | EF Rated Storage Water Heater
183 | RG-WtrHt-SmlStrg-Gas-lte75kBtuh-30G-0p65EF | High Efficiency Small Gas Storage Water Heater - 30 Gal , 0.65 EF | DEER2011 | D11 v4.00 | 2008-06-15 |  |  | WtrHt-SmlStrg | RG-WtrHt-SmlStrg-Gas-lte75kBtuh-30G-0p65EF | None | DEER | Standard | None |  |  |  | None |  | FALSE |  | FALSE | Res | All | SHW | Heating | WaterHtg_eq | Stor_EF |  |  | WtrHt-SmlStrg | Small Gas Storage Water Heater 30 Gal; EF = 0.57; Recov Eff = 0.76 | Small Gas Storage Water Heater 30 Gal; EF = 0.61; Recov Eff = 0.76 | High Efficiency Small Gas Storage Water Heater - 30 Gal , 0.65 EF |  |  | RG-WtrHt-SmlStrg-Gas-lte75kBtuh-30G-0p65EF | Standard |  | Service and Domestic Hot Water | Water Heating | Water Heating Equipment | EF Rated Storage Water Heater
184 | RG-WtrHt-SmlStrg-Gas-lte75kBtuh-30G-0p70EF | High Efficiency Small Gas Storage Water Heater - 30 Gal , 0.70 EF | DEER2011 | D11 v4.00 | 2008-06-15 |  |  | WtrHt-SmlStrg | RG-WtrHt-SmlStrg-Gas-lte75kBtuh-30G-0p70EF | None | DEER | Standard | None |  |  |  | None |  | FALSE |  | FALSE | Res | All | SHW | Heating | WaterHtg_eq | Stor_EF |  |  | WtrHt-SmlStrg | Small Gas Storage Water Heater 30 Gal; EF = 0.57; Recov Eff = 0.76 | Small Gas Storage Water Heater 30 Gal; EF = 0.61; Recov Eff = 0.76 | High Efficiency Small Gas Storage Water Heater - 30 Gal , 0.70 EF |  |  | RG-WtrHt-SmlStrg-Gas-lte75kBtuh-30G-0p70EF | Standard |  | Service and Domestic Hot Water | Water Heating | Water Heating Equipment | EF Rated Storage Water Heater
185 | RG-WtrHt-SmlStrg-Gas-lte75kBtuh-40G-0p62EF | High Efficiency Small Gas Storage Water Heater - 40 Gal , 0.62 EF | DEER2011 | D11 v4.00 | 2008-06-15 |  |  | WtrHt-SmlStrg | RG-WtrHt-SmlStrg-Gas-lte75kBtuh-40G-0p62EF | None | DEER | Standard | None |  |  |  | None |  | FALSE |  | FALSE | Res | All | SHW | Heating | WaterHtg_eq | Stor_EF |  |  | WtrHt-SmlStrg | Small Gas Storage Water Heater 40 Gal; EF = 0.57; Recov Eff = 0.76 | Small Gas Storage Water Heater 40 Gal; EF = 0.59; Recov Eff = 0.76 | High Efficiency Small Gas Storage Water Heater - 40 Gal , 0.62 EF |  |  | RG-WtrHt-SmlStrg-Gas-lte75kBtuh-40G-0p62EF | Standard |  | Service and Domestic Hot Water | Water Heating | Water Heating Equipment | EF Rated Storage Water Heater
186 | RG-WtrHt-SmlStrg-Gas-lte75kBtuh-40G-0p67EF | High Efficiency Small Gas Storage Water Heater - 40 Gal , 0.67 EF | DEER2011 | D11 v4.00 | 2008-06-15 |  |  | WtrHt-SmlStrg | RG-WtrHt-SmlStrg-Gas-lte75kBtuh-40G-0p67EF | None | DEER | Standard | None |  |  |  | None |  | FALSE |  | FALSE | Res | All | SHW | Heating | WaterHtg_eq | Stor_EF |  |  | WtrHt-SmlStrg | Small Gas Storage Water Heater 40 Gal; EF = 0.57; Recov Eff = 0.76 | Small Gas Storage Water Heater 40 Gal; EF = 0.59; Recov Eff = 0.76 | High Efficiency Small Gas Storage Water Heater - 40 Gal , 0.67 EF |  |  | RG-WtrHt-SmlStrg-Gas-lte75kBtuh-40G-0p67EF | Standard |  | Service and Domestic Hot Water | Water Heating | Water Heating Equipment | EF Rated Storage Water Heater
187 | RG-WtrHt-SmlStrg-Gas-lte75kBtuh-40G-0p70EF | High Efficiency Small Gas Storage Water Heater - 40 Gal , 0.70 EF | DEER2011 | D11 v4.00 | 2008-06-15 |  |  | WtrHt-SmlStrg | RG-WtrHt-SmlStrg-Gas-lte75kBtuh-40G-0p70EF | None | DEER | Standard | None |  |  |  | None |  | FALSE |  | FALSE | Res | All | SHW | Heating | WaterHtg_eq | Stor_EF |  |  | WtrHt-SmlStrg | Small Gas Storage Water Heater 40 Gal; EF = 0.57; Recov Eff = 0.76 | Small Gas Storage Water Heater 40 Gal; EF = 0.59; Recov Eff = 0.76 | High Efficiency Small Gas Storage Water Heater - 40 Gal , 0.70 EF |  |  | RG-WtrHt-SmlStrg-Gas-lte75kBtuh-40G-0p70EF | Standard |  | Service and Domestic Hot Water | Water Heating | Water Heating Equipment | EF Rated Storage Water Heater
188 | RG-WtrHt-SmlStrg-Gas-lte75kBtuh-50G-0p62EF | High Efficiency Small Gas Storage Water Heater - 50 Gal , 0.62 EF | DEER2011 | D11 v4.00 | 2008-06-15 |  |  | WtrHt-SmlStrg | RG-WtrHt-SmlStrg-Gas-lte75kBtuh-50G-0p62EF | None | DEER | Standard | None |  |  |  | None |  | FALSE |  | FALSE | Res | All | SHW | Heating | WaterHtg_eq | Stor_EF |  |  | WtrHt-SmlStrg | Small Gas Storage Water Heater 50 Gal; EF = 0.57; Recov Eff = 0.76 | Small Gas Storage Water Heater 50 Gal; EF = 0.57; Recov Eff = 0.76 | High Efficiency Small Gas Storage Water Heater - 50 Gal , 0.62 EF |  |  | RG-WtrHt-SmlStrg-Gas-lte75kBtuh-50G-0p62EF | Standard |  | Service and Domestic Hot Water | Water Heating | Water Heating Equipment | EF Rated Storage Water Heater
189 | RG-WtrHt-SmlStrg-Gas-lte75kBtuh-50G-0p67EF | High Efficiency Small Gas Storage Water Heater - 50 Gal , 0.67 EF | DEER2011 | D11 v4.00 | 2008-06-15 |  |  | WtrHt-SmlStrg | RG-WtrHt-SmlStrg-Gas-lte75kBtuh-50G-0p67EF | None | DEER | Standard | None |  |  |  | None |  | FALSE |  | FALSE | Res | All | SHW | Heating | WaterHtg_eq | Stor_EF |  |  | WtrHt-SmlStrg | Small Gas Storage Water Heater 50 Gal; EF = 0.57; Recov Eff = 0.76 | Small Gas Storage Water Heater 50 Gal; EF = 0.57; Recov Eff = 0.76 | High Efficiency Small Gas Storage Water Heater - 50 Gal , 0.67 EF |  |  | RG-WtrHt-SmlStrg-Gas-lte75kBtuh-50G-0p67EF | Standard |  | Service and Domestic Hot Water | Water Heating | Water Heating Equipment | EF Rated Storage Water Heater
190 | RG-WtrHt-SmlStrg-Gas-lte75kBtuh-50G-0p70EF | High Efficiency Small Gas Storage Water Heater - 50 Gal , 0.70 EF | DEER2011 | D11 v4.00 | 2008-06-15 |  |  | WtrHt-SmlStrg | RG-WtrHt-SmlStrg-Gas-lte75kBtuh-50G-0p70EF | None | DEER | Standard | None |  |  |  | None |  | FALSE |  | FALSE | Res | All | SHW | Heating | WaterHtg_eq | Stor_EF |  |  | WtrHt-SmlStrg | Small Gas Storage Water Heater 50 Gal; EF = 0.57; Recov Eff = 0.76 | Small Gas Storage Water Heater 50 Gal; EF = 0.57; Recov Eff = 0.76 | High Efficiency Small Gas Storage Water Heater - 50 Gal , 0.70 EF |  |  | RG-WtrHt-SmlStrg-Gas-lte75kBtuh-50G-0p70EF | Standard |  | Service and Domestic Hot Water | Water Heating | Water Heating Equipment | EF Rated Storage Water Heater
191 | RG-WtrHt-SmlStrg-Gas-lte75kBtuh-60G-0p62EF | High Efficiency Small Gas Storage Water Heater - 60 Gal , 0.62 EF | DEER2011 | D11 v4.00 | 2008-06-15 |  |  | WtrHt-SmlStrg | RG-WtrHt-SmlStrg-Gas-lte75kBtuh-60G-0p62EF | None | DEER | Standard | None |  |  |  | None |  | FALSE |  | FALSE | Res | All | SHW | Heating | WaterHtg_eq | Stor_EF |  |  | WtrHt-SmlStrg | Small Gas Storage Water Heater 60 Gal; EF = 0.56; Recov Eff = 0.76 | Small Gas Storage Water Heater 60 Gal; EF = 0.56; Recov Eff = 0.76 | High Efficiency Small Gas Storage Water Heater - 60 Gal , 0.62 EF |  |  | RG-WtrHt-SmlStrg-Gas-lte75kBtuh-60G-0p62EF | Standard |  | Service and Domestic Hot Water | Water Heating | Water Heating Equipment | EF Rated Storage Water Heater
192 | RG-WtrHt-SmlStrg-Gas-lte75kBtuh-60G-0p66EF | High Efficiency Small Gas Storage Water Heater - 60 Gal , 0.66 EF | DEER2011 | D11 v4.00 | 2008-06-15 |  |  | WtrHt-SmlStrg | RG-WtrHt-SmlStrg-Gas-lte75kBtuh-60G-0p66EF | None | DEER | Standard | None |  |  |  | None |  | FALSE |  | FALSE | Res | All | SHW | Heating | WaterHtg_eq | Stor_EF |  |  | WtrHt-SmlStrg | Small Gas Storage Water Heater 60 Gal; EF = 0.56; Recov Eff = 0.76 | Small Gas Storage Water Heater 60 Gal; EF = 0.56; Recov Eff = 0.76 | High Efficiency Small Gas Storage Water Heater - 60 Gal , 0.66 EF |  |  | RG-WtrHt-SmlStrg-Gas-lte75kBtuh-60G-0p66EF | Standard |  | Service and Domestic Hot Water | Water Heating | Water Heating Equipment | EF Rated Storage Water Heater
193 | RG-WtrHt-SmlStrg-Gas-lte75kBtuh-60G-0p70EF | High Efficiency Small Gas Storage Water Heater - 60 Gal , 0.70 EF | DEER2011 | D11 v4.00 | 2008-06-15 |  |  | WtrHt-SmlStrg | RG-WtrHt-SmlStrg-Gas-lte75kBtuh-60G-0p70EF | None | DEER | Standard | None |  |  |  | None |  | FALSE |  | FALSE | Res | All | SHW | Heating | WaterHtg_eq | Stor_EF |  |  | WtrHt-SmlStrg | Small Gas Storage Water Heater 60 Gal; EF = 0.56; Recov Eff = 0.76 | Small Gas Storage Water Heater 60 Gal; EF = 0.56; Recov Eff = 0.76 | High Efficiency Small Gas Storage Water Heater - 60 Gal , 0.70 EF |  |  | RG-WtrHt-SmlStrg-Gas-lte75kBtuh-60G-0p70EF | Standard |  | Service and Domestic Hot Water | Water Heating | Water Heating Equipment | EF Rated Storage Water Heater
194 | RG-WtrHt-SmlStrg-Gas-lte75kBtuh-75G-0p62EF | High Efficiency Small Gas Storage Water Heater - 75 Gal , 0.62 EF | DEER2011 | D11 v4.00 | 2008-06-15 |  |  | WtrHt-SmlStrg | RG-WtrHt-SmlStrg-Gas-lte75kBtuh-75G-0p62EF | None | DEER | Standard | None |  |  |  | None |  | FALSE |  | FALSE | Res | All | SHW | Heating | WaterHtg_eq | Stor_EF |  |  | WtrHt-SmlStrg | Small Gas Storage Water Heater 75 Gal; EF = 0.48; Recov Eff = 0.76 | Small Gas Storage Water Heater 75 Gal; EF = 0.53; Recov Eff = 0.76 | High Efficiency Small Gas Storage Water Heater - 75 Gal , 0.62 EF |  |  | RG-WtrHt-SmlStrg-Gas-lte75kBtuh-75G-0p62EF | Standard |  | Service and Domestic Hot Water | Water Heating | Water Heating Equipment | EF Rated Storage Water Heater
195 | RG-WtrHt-SmlStrg-Gas-lte75kBtuh-75G-0p66EF | High Efficiency Small Gas Storage Water Heater - 75 Gal , 0.66 EF | DEER2011 | D11 v4.00 | 2008-06-15 |  |  | WtrHt-SmlStrg | RG-WtrHt-SmlStrg-Gas-lte75kBtuh-75G-0p66EF | None | DEER | Standard | None |  |  |  | None |  | FALSE |  | FALSE | Res | All | SHW | Heating | WaterHtg_eq | Stor_EF |  |  | WtrHt-SmlStrg | Small Gas Storage Water Heater 75 Gal; EF = 0.48; Recov Eff = 0.76 | Small Gas Storage Water Heater 75 Gal; EF = 0.53; Recov Eff = 0.76 | High Efficiency Small Gas Storage Water Heater - 75 Gal , 0.66 EF |  |  | RG-WtrHt-SmlStrg-Gas-lte75kBtuh-75G-0p66EF | Standard |  | Service and Domestic Hot Water | Water Heating | Water Heating Equipment | EF Rated Storage Water Heater
196 | RG-WtrHt-SmlStrg-Gas-lte75kBtuh-75G-0p70EF | High Efficiency Small Gas Storage Water Heater - 75 Gal , 0.70 EF | DEER2011 | D11 v4.00 | 2008-06-15 |  |  | WtrHt-SmlStrg | RG-WtrHt-SmlStrg-Gas-lte75kBtuh-75G-0p70EF | None | DEER | Standard | None |  |  |  | None |  | FALSE |  | FALSE | Res | All | SHW | Heating | WaterHtg_eq | Stor_EF |  |  | WtrHt-SmlStrg | Small Gas Storage Water Heater 75 Gal; EF = 0.48; Recov Eff = 0.76 | Small Gas Storage Water Heater 75 Gal; EF = 0.53; Recov Eff = 0.76 | High Efficiency Small Gas Storage Water Heater - 75 Gal , 0.70 EF |  |  | RG-WtrHt-SmlStrg-Gas-lte75kBtuh-75G-0p70EF | Standard |  | Service and Domestic Hot Water | Water Heating | Water Heating Equipment | EF Rated Storage Water Heater
197 | dxHP-pkgEER-135to239kBtuh-11p5eer-3p2cop | Pkg HP EER = 11.5 (135-239 kBtuh), COP = 3.2 | DEER2011 | D11 v4.00 | 2011-09-15 |  |  | HVAC-airHP | dxHP-pkgEER-135to239kBtuh-11p5eer-3p2cop | None | DEER | Standard | None |  |  |  | None |  | FALSE |  | FALSE | Com | All | HVAC | HeatCool | dxHP_equip | pkgEER |  |  | HVAC-airHP | Multiple Base Efficiency technologies based on building vintage | Pkg HP EER = 10.6 | Pkg HP EER = 11.5 (135-239 kBtuh), COP = 3.2 |  |  | dxHP-pkgEER-135to239kBtuh-11p5eer-3p2cop | Standard |  | HVAC | Space Heating and Cooling | dx HP Equipment | EER Rated Package Rooftop AC
198 | dxHP-pkgEER-135to239kBtuh-12p0eer-3p2cop | Pkg HP EER = 12.0 (135-239 kBtuh), COP = 3.2 | DEER2011 | D11 v4.00 | 2011-09-15 |  |  | HVAC-airHP | dxHP-pkgEER-135to239kBtuh-12p0eer-3p2cop | None | DEER | Standard | None |  |  |  | None |  | FALSE |  | FALSE | Com | All | HVAC | HeatCool | dxHP_equip | pkgEER |  |  | HVAC-airHP | Multiple Base Efficiency technologies based on building vintage | Pkg HP EER = 10.6 | Pkg HP EER = 12.0 (135-239 kBtuh), COP = 3.2 |  |  | dxHP-pkgEER-135to239kBtuh-12p0eer-3p2cop | Standard |  | HVAC | Space Heating and Cooling | dx HP Equipment | EER Rated Package Rooftop AC
199 | dxHP-pkgEER-240to759kBtuh-10p5eer-3p2cop | Pkg HP EER = 10.5 (240-759 kBtuh), COP = 3.2 | DEER2011 | D11 v4.00 | 2011-09-15 |  |  | HVAC-airHP | dxHP-pkgEER-240to759kBtuh-10p5eer-3p2cop | None | DEER | Standard | None |  |  |  | None |  | FALSE |  | FALSE | Com | All | HVAC | HeatCool | dxHP_equip | pkgEER |  |  | HVAC-airHP | Multiple Base Efficiency technologies based on building vintage | Pkg HP EER = 9.5 | Pkg HP EER = 10.5 (240-759 kBtuh), COP = 3.2 |  |  | dxHP-pkgEER-240to759kBtuh-10p5eer-3p2cop | Standard |  | HVAC | Space Heating and Cooling | dx HP Equipment | EER Rated Package Rooftop AC
200 | dxHP-pkgEER-240to759kBtuh-10p8eer-3p2cop | Pkg HP EER = 10.8 (240-759 kBtuh), COP = 3.2 | DEER2011 | D11 v4.00 | 2011-09-15 |  |  | HVAC-airHP | dxHP-pkgEER-240to759kBtuh-10p8eer-3p2cop | None | DEER | Standard | None |  |  |  | None |  | FALSE |  | FALSE | Com | All | HVAC | HeatCool | dxHP_equip | pkgEER |  |  | HVAC-airHP | Multiple Base Efficiency technologies based on building vintage | Pkg HP EER = 9.5 | Pkg HP EER = 10.8 (240-759 kBtuh), COP = 3.2 |  |  | dxHP-pkgEER-240to759kBtuh-10p8eer-3p2cop | Standard |  | HVAC | Space Heating and Cooling | dx HP Equipment | EER Rated Package Rooftop AC
201 | dxHP-pkgEER-gte760kBtuh-10p0eer-3p2cop | Pkg HP EER = 10.0 (>= 760 kBtuh), COP = 3.2 | DEER2011 | D11 v4.00 | 2011-09-15 |  |  | HVAC-airHP | dxHP-pkgEER-gte760kBtuh-10p0eer-3p2cop | None | DEER | Standard | None |  |  |  | None |  | FALSE |  | FALSE | Com | All | HVAC | HeatCool | dxHP_equip | pkgEER |  |  | HVAC-airHP | Multiple Base Efficiency technologies based on building vintage | Pkg HP EER = 9.5 | Pkg HP EER = 10.0 (>= 760 kBtuh), COP = 3.2 |  |  | dxHP-pkgEER-gte760kBtuh-10p0eer-3p2cop | Standard |  | HVAC | Space Heating and Cooling | dx HP Equipment | EER Rated Package Rooftop AC
202 | dxHP-pkgEER-gte760kBtuh-10p2eer-3p2cop | Pkg HP EER = 10.2 (>= 760 kBtuh), COP = 3.2 | DEER2011 | D11 v4.00 | 2011-09-15 |  |  | HVAC-airHP | dxHP-pkgEER-gte760kBtuh-10p2eer-3p2cop | None | DEER | Standard | None |  |  |  | None |  | FALSE |  | FALSE | Com | All | HVAC | HeatCool | dxHP_equip | pkgEER |  |  | HVAC-airHP | Multiple Base Efficiency technologies based on building vintage | Pkg HP EER = 9.5 | Pkg HP EER = 10.2 (>= 760 kBtuh), COP = 3.2 |  |  | dxHP-pkgEER-gte760kBtuh-10p2eer-3p2cop | Standard |  | HVAC | Space Heating and Cooling | dx HP Equipment | EER Rated Package Rooftop AC
203 | dxHP-spltSEER-lt65kBtuh-13p0seer-7p7hspf | Split HP SEER = 13.0 (< 65 kbtuh), EER = 11.07, HSPF = 7.70, COP = 3.28 | DEER2011 | D11 v4.00 | 2011-09-15 |  |  | HVAC-airHP | dxHP-spltSEER-lt65kBtuh-13p0seer-7p7hspf | None | DEER | Standard | None |  |  |  | None |  | FALSE |  | FALSE | Com | All | HVAC | HeatCool | dxHP_equip | spltSEER |  |  | HVAC-airHP | Multiple Base Efficiency technologies based on building vintage | Split HP SEER = 13.0 | Split HP SEER = 13.0 (< 65 kbtuh), EER = 11.07, HSPF = 7.70, COP = 3.28 |  |  | dxHP-spltSEER-lt65kBtuh-13p0seer-7p7hspf | Standard |  | HVAC | Space Heating and Cooling | dx HP Equipment | SEER Rated Split System AC
204 | dxHP-pkgSEER-lt65kBtuh-13p0seer-7p7hspf | Pkg HP SEER = 13.0 (< 65 kbtuh), EER = 11.07, HSPF = 7.70, COP = 3.28 | DEER2011 | D11 v4.00 | 2011-09-15 |  |  | HVAC-airHP | dxHP-pkgSEER-lt65kBtuh-13p0seer-7p7hspf | None | DEER | Standard | None |  |  |  | None |  | FALSE |  | FALSE | Com | All | HVAC | HeatCool | dxHP_equip | pkgSEER |  |  | HVAC-airHP | Multiple Base Efficiency technologies based on building vintage | Pkg HP SEER = 13.0 | Pkg HP SEER = 13.0 (< 65 kbtuh), EER = 11.07, HSPF = 7.70, COP = 3.28 |  |  | dxHP-pkgSEER-lt65kBtuh-13p0seer-7p7hspf | Standard |  | HVAC | Space Heating and Cooling | dx HP Equipment | SEER Rated Package Rooftop AC
205 | dxHP-spltSEER-lt65kBtuh-14p5seer-8p5hspf | Split HP SEER = 14.5 (< 65 kbtuh), EER = 12.00, HSPF = 8.50, COP = 3.74 | DEER2011 | D11 v4.00 | 2011-09-15 |  |  | HVAC-airHP | dxHP-spltSEER-lt65kBtuh-14p5seer-8p5hspf | None | DEER | Standard | None |  |  |  | None |  | FALSE |  | FALSE | Com | All | HVAC | HeatCool | dxHP_equip | spltSEER |  |  | HVAC-airHP | Multiple Base Efficiency technologies based on building vintage | Split HP SEER = 13.0 | Split HP SEER = 14.5 (< 65 kbtuh), EER = 12.00, HSPF = 8.50, COP = 3.74 |  |  | dxHP-spltSEER-lt65kBtuh-14p5seer-8p5hspf | Standard |  | HVAC | Space Heating and Cooling | dx HP Equipment | SEER Rated Split System AC
206 | dxHP-pkgSEER-lt65kBtuh-14p0seer-8p0hspf | Pkg HP SEER = 14.0 (< 65 kbtuh), EER = 11.6, HSPF = 8.00, COP = 3.52 | DEER2011 | D11 v4.00 | 2011-09-15 |  |  | HVAC-airHP | dxHP-pkgSEER-lt65kBtuh-14p0seer-8p0hspf | None | DEER | Standard | None |  |  |  | None |  | FALSE |  | FALSE | Com | All | HVAC | HeatCool | dxHP_equip | pkgSEER |  |  | HVAC-airHP | Multiple Base Efficiency technologies based on building vintage | Pkg HP SEER = 13.0 | Pkg HP SEER = 14.0 (< 65 kbtuh), EER = 11.6, HSPF = 8.00, COP = 3.52 |  |  | dxHP-pkgSEER-lt65kBtuh-14p0seer-8p0hspf | Standard |  | HVAC | Space Heating and Cooling | dx HP Equipment | SEER Rated Package Rooftop AC
207 | dxHP-spltSEER-lt65kBtuh-15p0seer-9p0hspf | Split HP SEER = 15.0 (< 65 kBtuh), EER = 12.5, HSPF = 9.00, COP = 3.96 | DEER2011 | D11 v4.00 | 2011-09-15 |  |  | HVAC-airHP | dxHP-spltSEER-lt65kBtuh-15p0seer-9p0hspf | None | DEER | Standard | None |  |  |  | None |  | FALSE |  | FALSE | Com | All | HVAC | HeatCool | dxHP_equip | spltSEER |  |  | HVAC-airHP | Multiple Base Efficiency technologies based on building vintage | Split HP SEER = 13.0 | Split HP SEER = 15.0 (< 65 kBtuh), EER = 12.5, HSPF = 9.00, COP = 3.96 |  |  | dxHP-spltSEER-lt65kBtuh-15p0seer-9p0hspf | Standard |  | HVAC | Space Heating and Cooling | dx HP Equipment | SEER Rated Split System AC
208 | dxHP-pkgSEER-lt65kBtuh-15p0seer-8p5hspf | Pkg HP SEER = 15.0 (< 65 kbtuh), EER = 12.0, HSPF = 8.50, COP = 3.74 | DEER2011 | D11 v4.00 | 2011-09-15 |  |  | HVAC-airHP | dxHP-pkgSEER-lt65kBtuh-15p0seer-8p5hspf | None | DEER | Standard | None |  |  |  | None |  | FALSE |  | FALSE | Com | All | HVAC | HeatCool | dxHP_equip | pkgSEER |  |  | HVAC-airHP | Multiple Base Efficiency technologies based on building vintage | Pkg HP SEER = 13.0 | Pkg HP SEER = 15.0 (< 65 kbtuh), EER = 12.0, HSPF = 8.50, COP = 3.74 |  |  | dxHP-pkgSEER-lt65kBtuh-15p0seer-8p5hspf | Standard |  | HVAC | Space Heating and Cooling | dx HP Equipment | SEER Rated Package Rooftop AC
209 | dxHP-pkgEER-65to89kBtuh-11p5eer-3p4cop | Pkg HP EER = 11.5 (65-89 kBtuh), COP = 3.4 | DEER2011 | D11 v4.00 | 2011-09-15 |  |  | HVAC-airHP | dxHP-pkgEER-65to89kBtuh-11p5eer-3p4cop | None | DEER | Standard | None |  |  |  | None |  | FALSE |  | FALSE | Com | All | HVAC | HeatCool | dxHP_equip | pkgEER |  |  | HVAC-airHP | Multiple Base Efficiency technologies based on building vintage | Pkg HP EER = 11.0 | Pkg HP EER = 11.5 (65-89 kBtuh), COP = 3.4 |  |  | dxHP-pkgEER-65to89kBtuh-11p5eer-3p4cop | Standard |  | HVAC | Space Heating and Cooling | dx HP Equipment | EER Rated Package Rooftop AC
210 | dxHP-pkgEER-65to89kBtuh-12p0eer-3p4cop | Pkg HP EER = 12.0 (65-89 kBtuh), COP = 3.4 | DEER2011 | D11 v4.00 | 2011-09-15 |  |  | HVAC-airHP | dxHP-pkgEER-65to89kBtuh-12p0eer-3p4cop | None | DEER | Standard | None |  |  |  | None |  | FALSE |  | FALSE | Com | All | HVAC | HeatCool | dxHP_equip | pkgEER |  |  | HVAC-airHP | Multiple Base Efficiency technologies based on building vintage | Pkg HP EER = 11.0 | Pkg HP EER = 12.0 (65-89 kBtuh), COP = 3.4 |  |  | dxHP-pkgEER-65to89kBtuh-12p0eer-3p4cop | Standard |  | HVAC | Space Heating and Cooling | dx HP Equipment | EER Rated Package Rooftop AC
211 | dxHP-pkgEER-90to134kBtuh-11p5eer-3p4cop | Pkg HP EER = 11.5 (90-134 kBtuh), COP = 3.4 | DEER2011 | D11 v4.00 | 2011-09-15 |  |  | HVAC-airHP | dxHP-pkgEER-90to134kBtuh-11p5eer-3p4cop | None | DEER | Standard | None |  |  |  | None |  | FALSE |  | FALSE | Com | All | HVAC | HeatCool | dxHP_equip | pkgEER |  |  | HVAC-airHP | Multiple Base Efficiency technologies based on building vintage | Pkg HP EER = 11.0 | Pkg HP EER = 11.5 (90-134 kBtuh), COP = 3.4 |  |  | dxHP-pkgEER-90to134kBtuh-11p5eer-3p4cop | Standard |  | HVAC | Space Heating and Cooling | dx HP Equipment | EER Rated Package Rooftop AC
212 | dxHP-pkgEER-90to134kBtuh-12p0eer-3p4cop | Pkg HP EER = 12.0 (90-134 kBtuh), COP = 3.4 | DEER2011 | D11 v4.00 | 2011-09-15 |  |  | HVAC-airHP | dxHP-pkgEER-90to134kBtuh-12p0eer-3p4cop | None | DEER | Standard | None |  |  |  | None |  | FALSE |  | FALSE | Com | All | HVAC | HeatCool | dxHP_equip | pkgEER |  |  | HVAC-airHP | Multiple Base Efficiency technologies based on building vintage | Pkg HP EER = 11.0 | Pkg HP EER = 12.0 (90-134 kBtuh), COP = 3.4 |  |  | dxHP-pkgEER-90to134kBtuh-12p0eer-3p4cop | Standard |  | HVAC | Space Heating and Cooling | dx HP Equipment | EER Rated Package Rooftop AC
213 | RE-HV-ResHP-13p0S-8p1H | 13 SEER(11.07 EER)/8.1 HSPF(3.28 COP) A/C Heat pump | DEER2011 | D11 v4.00 | 2011-09-15 |  |  | HVAC-airHP | RE-HV-ResHP-13p0S-8p1H | None | DEER | Standard | None |  |  |  | None |  | FALSE |  | FALSE | Res | All | HVAC | HeatCool | dxHP_equip | spltSEER |  |  | HVAC-airHP | Multiple Base Efficiency technologies based on building vintage | 13 SEER(11.07 EER)/8.1 HSPF(3.28 COP) A/C Heat pump | 13 SEER(11.07 EER)/8.1 HSPF(3.28 COP) A/C Heat pump |  |  | RE-HV-ResHP-13p0S-8p1H | Standard |  | HVAC | Space Heating and Cooling | dx HP Equipment | SEER Rated Split System AC
214 | RE-HV-ResHP-14p0S-8p6H | 14 SEER(12.19 EER)/8.6 HSPF(3.52 COP) A/C Heat Pump | DEER2011 | D11 v4.00 | 2011-09-15 |  |  | HVAC-airHP | RE-HV-ResHP-14p0S-8p6H | None | DEER | Standard | None |  |  |  | None |  | FALSE |  | FALSE | Res | All | HVAC | HeatCool | dxHP_equip | spltSEER |  |  | HVAC-airHP | Multiple Base Efficiency technologies based on building vintage | 13 SEER(11.07 EER)/8.1 HSPF(3.28 COP) A/C Heat pump | 14 SEER(12.19 EER)/8.6 HSPF(3.52 COP) A/C Heat Pump |  |  | RE-HV-ResHP-14p0S-8p6H | Standard |  | HVAC | Space Heating and Cooling | dx HP Equipment | SEER Rated Split System AC
215 | RE-HV-ResHP-15p0S-8p8H | 15 SEER(12.70 EER)/8.8 HSPF(3.74 COP) A/C Heat Pump | DEER2011 | D11 v4.00 | 2011-09-15 |  |  | HVAC-airHP | RE-HV-ResHP-15p0S-8p8H | None | DEER | Standard | None |  |  |  | None |  | FALSE |  | FALSE | Res | All | HVAC | HeatCool | dxHP_equip | spltSEER |  |  | HVAC-airHP | Multiple Base Efficiency technologies based on building vintage | 13 SEER(11.07 EER)/8.1 HSPF(3.28 COP) A/C Heat pump | 15 SEER(12.70 EER)/8.8 HSPF(3.74 COP) A/C Heat Pump |  |  | RE-HV-ResHP-15p0S-8p8H | Standard |  | HVAC | Space Heating and Cooling | dx HP Equipment | SEER Rated Split System AC
216 | RE-HV-ResHP-16p0S-8p4H | 16 SEER (12.06 EER) / 8.4 HSPF (3.48 COP) A/C Heat Pump | DEER2011 | D11 v4.00 | 2011-09-15 |  |  | HVAC-airHP | RE-HV-ResHP-16p0S-8p4H | None | DEER | Standard | None |  |  |  | None |  | FALSE |  | FALSE | Res | All | HVAC | HeatCool | dxHP_equip | spltSEER |  |  | HVAC-airHP | Multiple Base Efficiency technologies based on building vintage | 13 SEER(11.07 EER)/8.1 HSPF(3.28 COP) A/C Heat pump | 16 SEER (12.06 EER) / 8.4 HSPF (3.48 COP) A/C Heat Pump |  |  | RE-HV-ResHP-16p0S-8p4H | Standard |  | HVAC | Space Heating and Cooling | dx HP Equipment | SEER Rated Split System AC
219 | Grnhs-Shell-LowIRroof | Infrared film applied to bare double-poly greenhouse roofs | DEER2011 | D11 v4.00 | 2011-09-15 |  |  | Agr-IrFilm | Grnhs-Shell-LowIRroof | None | DEER | Standard | None |  |  |  | None |  | FALSE |  | FALSE | Ag | All | BldgEnv | Fenestration | Fenest | WinFilm |  |  | Agr-IrFilm | bare double-poly greenhouse roof |  | Infrared film applied to roof |  |  | Grnhs-Shell-LowIRroof | Standard |  | Building Envelope | Fenestration | Fenestration | Window Film
220 | Grnhs-Shell-LowIR_ThermCurt_a | Heat curtain and IR film installed in greenhouse with bare walls and bare double-poly roofs | DEER2011 | D11 v4.00 | 2011-09-15 |  |  | Agr-IrFilm | Grnhs-Shell-LowIR_ThermCurt | None | DEER | Standard | None |  |  |  | None |  | FALSE |  | FALSE | Ag | All | BldgEnv | Fenestration | Fenest | WinFilm |  |  | Agr-IrFilm | bare walls and bare double-poly roof |  | Heat curtain and IR film installed |  |  | Grnhs-Shell-LowIR_ThermCurt | Standard |  | Building Envelope | Fenestration | Fenestration | Window Film
221 | Grnhs-Shell-ThermCurt | Heat curtain installed in greenhouse with bare walls and bare double-poly roofs | DEER2011 | D11 v4.00 | 2011-09-15 |  |  | Agr-GHC | Grnhs-Shell-ThermCurt | None | DEER | Standard | None |  |  |  | None |  | FALSE |  | FALSE | Ag | All | BldgEnv | Fenestration | Fenest | ThermCurtain |  |  | Agr-GHC | bare walls and bare double-poly roof |  | Heat curtain installed |  |  | Grnhs-Shell-ThermCurt | Standard |  | Building Envelope | Fenestration | Fenestration | Thermal Curtain
222 | Grnhs-Shell-LIR_to_LIR_Tcurt | Heat curtain installed in greenhouse that has roofs with IR film and bare walls | DEER2011 | D11 v4.00 | 2011-09-15 |  |  | Agr-IrFilm | Grnhs-Shell-LIR_to_LIR_Tcurt | None | DEER | Standard | None |  |  |  | None |  | FALSE |  | FALSE | Ag | All | BldgEnv | Fenestration | Fenest | ThermCurtain |  |  | Agr-IrFilm | roof has with IR film and bare walls |  | Heat curtain installed |  |  | Grnhs-Shell-LowIR_ThermCurt | Standard |  | Building Envelope | Fenestration | Fenestration | Thermal Curtain
223 | Grnhs-Shell-Tcurt_to_LIR_Tcurt | Infrared film applied to bare double-poly roofs; greenhouse includes heat curtain | DEER2011 | D11 v4.00 | 2011-09-15 |  |  | Agr-IrFilm | Grnhs-Shell-Tcurt_to_LIR_Tcurt | None | DEER | Standard | None |  |  |  | None |  | FALSE |  | FALSE | Ag | All | BldgEnv | Fenestration | Fenest | WinFilm |  |  | Agr-IrFilm | bare double-poly roofs, heat curtain |  | Infrared film applied to roof |  |  | Grnhs-Shell-LowIR_ThermCurt | Standard |  | Building Envelope | Fenestration | Fenestration | Window Film
224 | Grnhs-Shell-LowIR_ThermCurt_b | Heat curtain and IR film installed in greenhouse with bare walls and bare double-poly roofs | DEER2011 | D11 v4.00 | 2011-09-15 |  |  | Agr-IrFilm | Grnhs-Shell-LowIR_ThermCurt | None | DEER | Standard | None |  |  |  | None |  | FALSE |  | FALSE | Ag | All | BldgEnv | Fenestration | Fenest | ThermCurtain |  |  | Agr-IrFilm | bare walls and bare double-poly roof |  | Heat curtain and IR film installed |  |  | Grnhs-Shell-ThermCurt | Standard |  | Building Envelope | Fenestration | Fenestration | Thermal Curtain
225 | Grnhs-Shell-LowIR-SingleLayer | IR Film applied to single-layer wall material or single-layer roofing material | DEER2011 | D11 v4.00 | 2011-09-15 |  |  | Agr-IrFilm | Grnhs-Shell-LowIR-SingleLayer | None | DEER | Standard | None |  |  |  | None |  | FALSE |  | FALSE | Ag | All | BldgEnv | Fenestration | Fenest | WinFilm |  |  | Agr-IrFilm | single-layer wall or roof material |  | Infrared film applied to single-layer wall or roof material |  |  | Grnhs-Shell-LowIR-SingleLayer | Standard |  | Building Envelope | Fenestration | Fenestration | Window Film
226 | RB-BS-CeilIns-R0-R30 | Ceiling R-0 to R-30 Insulation-Batts | DEER2011 | D11 v4.00 | 2011-09-15 |  |  | BS-CeilIns | RB-BS-CeilIns-R0-R30 | None | DEER | Standard | None |  |  |  | None |  | FALSE |  | FALSE | Res | All | BldgEnv | Opaque | BldgShell | AttBatIns |  |  | BS-CeilIns | R-0 Ceiling Insulation | Overall ceiling U-factor based on climate zone | Ceiling R-0 to R-30 Insulation-Batts |  |  |  | Standard |  | Building Envelope | Opaque Envelope | Building Shell (Opaque) | Attic Batt Insulation
227 | RB-BS-CeilIns-R0-R38 | Ceiling R-0 to R-38 Insulation-Batts | DEER2011 | D11 v4.00 | 2011-09-15 |  |  | BS-CeilIns | RB-BS-CeilIns-R0-R38 | None | DEER | Standard | None |  |  |  | None |  | FALSE |  | FALSE | Res | All | BldgEnv | Opaque | BldgShell | AttBatIns |  |  | BS-CeilIns | R-0 Ceiling Insulation | Overall ceiling U-factor based on climate zone | Ceiling R-0 to R-38 Insulation-Batts |  |  |  | Standard |  | Building Envelope | Opaque Envelope | Building Shell (Opaque) | Attic Batt Insulation
228 | RB-BS-CeilIns-VintR-AddR11 | Ceiling - Add R-11 batts on top of vintage-specific existing insulation | DEER2011 | D11 v4.00 | 2011-09-15 |  |  | BS-CeilIns | RB-BS-CeilIns-VintR-AddR11 | None | DEER | Standard | None |  |  |  | None |  | FALSE |  | FALSE | Res | All | BldgEnv | Opaque | BldgShell | AttBatIns |  |  | BS-CeilIns | Per prototype description | Overall ceiling U-factor based on climate zone | Ceiling - Add R-11 batts on top of vintage-specific existing insulation |  |  |  | Standard |  | Building Envelope | Opaque Envelope | Building Shell (Opaque) | Attic Batt Insulation
229 | RB-BS-CeilIns-VintR-AddR19 | Ceiling - Add R-19 batts on top of vintage-specific existing insulation | DEER2011 | D11 v4.00 | 2011-09-15 |  |  | BS-CeilIns | RB-BS-CeilIns-VintR-AddR19 | None | DEER | Standard | None |  |  |  | None |  | FALSE |  | FALSE | Res | All | BldgEnv | Opaque | BldgShell | AttBatIns |  |  | BS-CeilIns | Per prototype description | Overall ceiling U-factor based on climate zone | Ceiling - Add R-19 batts on top of vintage-specific existing insulation |  |  |  | Standard |  | Building Envelope | Opaque Envelope | Building Shell (Opaque) | Attic Batt Insulation
230 | RB-BS-CeilIns-VintR-AddR30 | Ceiling - Add R-30 batts on top of vintage-specific existing insulation | DEER2011 | D11 v4.00 | 2011-09-15 |  |  | BS-CeilIns | RB-BS-CeilIns-VintR-AddR30 | None | DEER | Standard | None |  |  |  | None |  | FALSE |  | FALSE | Res | All | BldgEnv | Opaque | BldgShell | AttBatIns |  |  | BS-CeilIns | Per prototype description | Overall ceiling U-factor based on climate zone | Ceiling - Add R-30 batts on top of vintage-specific existing insulation |  |  |  | Standard |  | Building Envelope | Opaque Envelope | Building Shell (Opaque) | Attic Batt Insulation
231 | RB-BS-BlowInIns-R0-R13 | Wall Blow-In R-0 to R-13 Insulation | DEER2011 | D11 v4.00 | 2011-09-15 |  |  | BS-BlowInIns | RB-BS-BlowInIns-R0-R13 | None | DEER | Standard | None |  |  |  | None |  | FALSE |  | FALSE | Res | All | BldgEnv | Opaque | BldgShell | WallBlowIns |  |  | BS-BlowInIns | 2x4 Wall w/R-0 Insulation | Overall wall U-factor based on climate zone | Wall Blow-In R-0 to R-13 Insulation |  |  |  | Standard |  | Building Envelope | Opaque Envelope | Building Shell (Opaque) | Wall Blown-in Insulation
232 | Res-Refrig-ARP-PGE | PGE appliance recycling program: refrigerator | DEER2011 | D11 v4.00 | 2009-06-15 |  |  | Appl-RecRef | Res-RefgRecyc-dKWH-Wtd-PGE | None | DEER | Scaled | Delta |  | 848 |  | None |  | FALSE |  | FALSE | Res | PGE | AppPlug | Refrig | Ref_Storage | RefrigFrz |  |  | Appl-RecRef | Refrigerator in conditioned and unconditioned spaces (weighted) | Replaced with better, same or none (weighted) | Refrigerator recycled |  |  |  | Standard |  | Applicance or Plug Load | Refrigerated Storage | Refrigerated Storage | Refrigerator/Freezer
233 | Res-Freezer-ARP-PGE | PGE appliance recycling program: freezer | DEER2011 | D11 v4.00 | 2009-06-15 |  |  | Appl-RecRef | Res-FrzrRecyc-dKWH-Wtd-PGE | None | DEER | Scaled | Delta |  | 874 |  | None |  | FALSE |  | FALSE | Res | PGE | AppPlug | Refrig | Ref_Storage | RefrigFrz |  |  | Appl-RecRef | Refrigerator in conditioned and unconditioned spaces (weighted) | Replaced with better, same or none (weighted) | Refrigerator recycled |  |  |  | Standard |  | Applicance or Plug Load | Refrigerated Storage | Refrigerated Storage | Refrigerator/Freezer
234 | Res-Refrig-ARP-SCE | SCE appliance recycling program: refrigerator | DEER2011 | D11 v4.00 | 2009-06-15 |  |  | Appl-RecRef | Res-RefgRecyc-dKWH-Wtd-SCE | None | DEER | Scaled | Delta |  | 737 |  | None |  | FALSE |  | FALSE | Res | SCE | AppPlug | Refrig | Ref_Storage | RefrigFrz |  |  | Appl-RecRef | Refrigerator in conditioned and unconditioned spaces (weighted) | Replaced with better, same or none (weighted) | Refrigerator recycled |  |  |  | Standard |  | Applicance or Plug Load | Refrigerated Storage | Refrigerated Storage | Refrigerator/Freezer
235 | Res-Freezer-ARP-SCE | SCE appliance recycling program: freezer | DEER2011 | D11 v4.00 | 2009-06-15 |  |  | Appl-RecRef | Res-FrzrRecyc-dKWH-Wtd-SCE | None | DEER | Scaled | Delta |  | 917 |  | None |  | FALSE |  | FALSE | Res | SCE | AppPlug | Refrig | Ref_Storage | RefrigFrz |  |  | Appl-RecRef | Refrigerator in conditioned and unconditioned spaces (weighted) | Replaced with better, same or none (weighted) | Refrigerator recycled |  |  |  | Standard |  | Applicance or Plug Load | Refrigerated Storage | Refrigerated Storage | Refrigerator/Freezer
236 | Res-Refrig-ARP-SDGE | SDGE appliance recycling program: refrigerator | DEER2011 | D11 v4.00 | 2009-06-15 |  |  | Appl-RecRef | Res-RefgRecyc-dKWH-Wtd-SDG | None | DEER | Scaled | Delta |  | 737 |  | None |  | FALSE |  | FALSE | Res | SDG | AppPlug | Refrig | Ref_Storage | RefrigFrz |  |  | Appl-RecRef | Refrigerator in conditioned and unconditioned spaces (weighted) | Replaced with better, same or none (weighted) | Refrigerator recycled |  |  |  | Standard |  | Applicance or Plug Load | Refrigerated Storage | Refrigerated Storage | Refrigerator/Freezer
237 | Res-Freezer-ARP-SDGE | SDGE appliance recycling program: freezer | DEER2011 | D11 v4.00 | 2009-06-15 |  |  | Appl-RecRef | Res-FrzrRecyc-dKWH-Wtd-SDG | None | DEER | Scaled | Delta |  | 912 |  | None |  | FALSE |  | FALSE | Res | SDG | AppPlug | Refrig | Ref_Storage | RefrigFrz |  |  | Appl-RecRef | Refrigerator in conditioned and unconditioned spaces (weighted) | Replaced with better, same or none (weighted) | Refrigerator recycled |  |  |  | Standard |  | Applicance or Plug Load | Refrigerated Storage | Refrigerated Storage | Refrigerator/Freezer
238 | Res-Refrig-ARP-PGE-Cond | PGE appliance recycling program: refrigerator (Conditioned space only) | DEER2011 | D11 v4.00 | 2009-06-15 |  |  | Appl-RecRef | Res-Refg-dKWH-Cond-Wtd-PGE | None | DEER | Scaled | Delta |  | 848 |  | None |  | FALSE |  | FALSE | Res | PGE | AppPlug | Refrig | Ref_Storage | RefrigFrz |  |  | Appl-RecRef | Refrigerator in conditioned and unconditioned spaces (weighted) | Replaced with better, same or none (weighted) | Refrigerator recycled |  |  |  | Standard | used to create combined Cond/Uncond ARP measure | Applicance or Plug Load | Refrigerated Storage | Refrigerated Storage | Refrigerator/Freezer
239 | Res-Refrig-ARP-PGE-Uncond | PGE appliance recycling program: refrigerator (Unconditioned space only) | DEER2011 | D11 v4.00 | 2009-06-15 |  |  | Appl-RecRef | Res-RefgFrz-dKWH-Uncond | None | DEER | Scaled | Delta |  | 848 |  | None |  | FALSE |  | FALSE | Res | PGE | AppPlug | Refrig | Ref_Storage | RefrigFrz |  |  | Appl-RecRef | Refrigerator in conditioned and unconditioned spaces (weighted) | Replaced with better, same or none (weighted) | Refrigerator recycled |  |  |  | Standard | used to create combined Cond/Uncond ARP measure | Applicance or Plug Load | Refrigerated Storage | Refrigerated Storage | Refrigerator/Freezer
240 | Res-Freezer-ARP-PGE-Cond | PGE appliance recycling program: freezer (Conditioned space only) | DEER2011 | D11 v4.00 | 2009-06-15 |  |  | Appl-RecRef | Res-Frzr-dKWH-Cond-Wtd-PGE | None | DEER | Scaled | Delta |  | 874 |  | None |  | FALSE |  | FALSE | Res | PGE | AppPlug | Refrig | Ref_Storage | RefrigFrz |  |  | Appl-RecRef | Refrigerator in conditioned and unconditioned spaces (weighted) | Replaced with better, same or none (weighted) | Refrigerator recycled |  |  |  | Standard | used to create combined Cond/Uncond ARP measure | Applicance or Plug Load | Refrigerated Storage | Refrigerated Storage | Refrigerator/Freezer
241 | Res-Freezer-ARP-PGE-Uncond | PGE appliance recycling program: freezer (Unconditioned space only) | DEER2011 | D11 v4.00 | 2009-06-15 |  |  | Appl-RecRef | Res-RefgFrz-dKWH-Uncond | None | DEER | Scaled | Delta |  | 874 |  | None |  | FALSE |  | FALSE | Res | PGE | AppPlug | Refrig | Ref_Storage | RefrigFrz |  |  | Appl-RecRef | Refrigerator in conditioned and unconditioned spaces (weighted) | Replaced with better, same or none (weighted) | Refrigerator recycled |  |  |  | Standard | used to create combined Cond/Uncond ARP measure | Applicance or Plug Load | Refrigerated Storage | Refrigerated Storage | Refrigerator/Freezer
242 | Res-Refrig-ARP-SCE-Cond | SCE appliance recycling program: refrigerator (Conditioned space only) | DEER2011 | D11 v4.00 | 2009-06-15 |  |  | Appl-RecRef | Res-Refg-dKWH-Cond-Wtd-SCE | None | DEER | Scaled | Delta |  | 737 |  | None |  | FALSE |  | FALSE | Res | SCE | AppPlug | Refrig | Ref_Storage | RefrigFrz |  |  | Appl-RecRef | Refrigerator in conditioned and unconditioned spaces (weighted) | Replaced with better, same or none (weighted) | Refrigerator recycled |  |  |  | Standard | used to create combined Cond/Uncond ARP measure | Applicance or Plug Load | Refrigerated Storage | Refrigerated Storage | Refrigerator/Freezer
243 | Res-Refrig-ARP-SCE-Uncond | SCE appliance recycling program: refrigerator (Unconditioned space only) | DEER2011 | D11 v4.00 | 2009-06-15 |  |  | Appl-RecRef | Res-RefgFrz-dKWH-Uncond | None | DEER | Scaled | Delta |  | 737 |  | None |  | FALSE |  | FALSE | Res | SCE | AppPlug | Refrig | Ref_Storage | RefrigFrz |  |  | Appl-RecRef | Refrigerator in conditioned and unconditioned spaces (weighted) | Replaced with better, same or none (weighted) | Refrigerator recycled |  |  |  | Standard | used to create combined Cond/Uncond ARP measure | Applicance or Plug Load | Refrigerated Storage | Refrigerated Storage | Refrigerator/Freezer
244 | Res-Freezer-ARP-SCE-Cond | SCE appliance recycling program: freezer (Conditioned space only) | DEER2011 | D11 v4.00 | 2009-06-15 |  |  | Appl-RecRef | Res-Frzr-dKWH-Cond-Wtd-SCE | None | DEER | Scaled | Delta |  | 917 |  | None |  | FALSE |  | FALSE | Res | SCE | AppPlug | Refrig | Ref_Storage | RefrigFrz |  |  | Appl-RecRef | Refrigerator in conditioned and unconditioned spaces (weighted) | Replaced with better, same or none (weighted) | Refrigerator recycled |  |  |  | Standard | used to create combined Cond/Uncond ARP measure | Applicance or Plug Load | Refrigerated Storage | Refrigerated Storage | Refrigerator/Freezer
245 | Res-Freezer-ARP-SCE-Uncond | SCE appliance recycling program: freezer (Unconditioned space only) | DEER2011 | D11 v4.00 | 2009-06-15 |  |  | Appl-RecRef | Res-RefgFrz-dKWH-Uncond | None | DEER | Scaled | Delta |  | 917 |  | None |  | FALSE |  | FALSE | Res | SCE | AppPlug | Refrig | Ref_Storage | RefrigFrz |  |  | Appl-RecRef | Refrigerator in conditioned and unconditioned spaces (weighted) | Replaced with better, same or none (weighted) | Refrigerator recycled |  |  |  | Standard | used to create combined Cond/Uncond ARP measure | Applicance or Plug Load | Refrigerated Storage | Refrigerated Storage | Refrigerator/Freezer
246 | Res-Refrig-ARP-SDGE-Cond | SDGE appliance recycling program: refrigerator (Conditioned space only) | DEER2011 | D11 v4.00 | 2009-06-15 |  |  | Appl-RecRef | Res-Refg-dKWH-Cond-Wtd-SDG | None | DEER | Scaled | Delta |  | 737 |  | None |  | FALSE |  | FALSE | Res | SDG | AppPlug | Refrig | Ref_Storage | RefrigFrz |  |  | Appl-RecRef | Refrigerator in conditioned and unconditioned spaces (weighted) | Replaced with better, same or none (weighted) | Refrigerator recycled |  |  |  | Standard | used to create combined Cond/Uncond ARP measure | Applicance or Plug Load | Refrigerated Storage | Refrigerated Storage | Refrigerator/Freezer
247 | Res-Refrig-ARP-SDGE-Uncond | SDGE appliance recycling program: refrigerator (Unconditioned space only) | DEER2011 | D11 v4.00 | 2009-06-15 |  |  | Appl-RecRef | Res-RefgFrz-dKWH-Uncond | None | DEER | Scaled | Delta |  | 737 |  | None |  | FALSE |  | FALSE | Res | SDG | AppPlug | Refrig | Ref_Storage | RefrigFrz |  |  | Appl-RecRef | Refrigerator in conditioned and unconditioned spaces (weighted) | Replaced with better, same or none (weighted) | Refrigerator recycled |  |  |  | Standard | used to create combined Cond/Uncond ARP measure | Applicance or Plug Load | Refrigerated Storage | Refrigerated Storage | Refrigerator/Freezer
248 | Res-Freezer-ARP-SDGE-Cond | SDGE appliance recycling program: freezer (Conditioned space only) | DEER2011 | D11 v4.00 | 2009-06-15 |  |  | Appl-RecRef | Res-Frzr-dKWH-Cond-Wtd-SDG | None | DEER | Scaled | Delta |  | 912 |  | None |  | FALSE |  | FALSE | Res | SDG | AppPlug | Refrig | Ref_Storage | RefrigFrz |  |  | Appl-RecRef | Refrigerator in conditioned and unconditioned spaces (weighted) | Replaced with better, same or none (weighted) | Refrigerator recycled |  |  |  | Standard | used to create combined Cond/Uncond ARP measure | Applicance or Plug Load | Refrigerated Storage | Refrigerated Storage | Refrigerator/Freezer
249 | Res-Freezer-ARP-SDGE-Uncond | SDGE appliance recycling program: freezer (Unconditioned space only) | DEER2011 | D11 v4.00 | 2009-06-15 |  |  | Appl-RecRef | Res-RefgFrz-dKWH-Uncond | None | DEER | Scaled | Delta |  | 912 |  | None |  | FALSE |  | FALSE | Res | SDG | AppPlug | Refrig | Ref_Storage | RefrigFrz |  |  | Appl-RecRef | Refrigerator in conditioned and unconditioned spaces (weighted) | Replaced with better, same or none (weighted) | Refrigerator recycled |  |  |  | Standard | used to create combined Cond/Uncond ARP measure | Applicance or Plug Load | Refrigerated Storage | Refrigerated Storage | Refrigerator/Freezer
250 | Com-ILtg-PrimLF-LF-ca10082-ms10068 | FL, (4) 48in, ES lamp, ES Mag, W/fixt=144 ==> FL, (2) 48in, ES lamp w' delamping, W/fixt=76 | DEER2011 | D08 v3.02 | 2008-06-15 | NULL | RobNc |  | Com-Iltg-dWatt-IEbase-LF | NULL | DEER | ScaledDirectIE | Delta |  | 68 |  | None |  | TRUE | Com-InLtg-LF | TRUE | Com | All | Lighting | InGen | Ltg_Wired | LinFluor_fixt |  |  | Iltg-Lfluor-fixt | Linear Fluorescent: T12: 48 inch: Mag-ES: kW/fixture = 0.144 |  | Linear Fluorescent: T12: 48 inch: Mag-ES: kW/fixture = 0.076 | 48in34wT12ESMg144w | NULL | 48in34wT122ESMg76w | Standard |  | Lighting | Indoor General Lighting | Lighting - Hard-wired fixture | Linear Fluorescent Fixture
251 | Com-ILtg-PrimLF-LF-ca10091-ms10083 | FL, (6) 48in, ES lamp, ES Mag, W/fixt=216 ==> FL, (4) 48in, ES lamp w' delamping, W/fixt=152 | DEER2011 | D08 v3.02 | 2008-06-15 | NULL | RobNc |  | Com-Iltg-dWatt-IEbase-LF | NULL | DEER | ScaledDirectIE | Delta |  | 64 |  | None |  | TRUE | Com-InLtg-LF | TRUE | Com | All | Lighting | InGen | Ltg_Wired | LinFluor_fixt |  |  | Iltg-Lfluor-fixt | Linear Fluorescent: T12: 48 inch: Mag-ES: kW/fixture = 0.216 |  | Linear Fluorescent: T12: 48 inch: Mag-ES: kW/fixture = 0.152 | 48in34wT12ESMg216w | NULL | 48in34wT12ESMg152w | Standard |  | Lighting | Indoor General Lighting | Lighting - Hard-wired fixture | Linear Fluorescent Fixture
252 | Com-ILtg-PrimLF-LF-ca10045-cd10232-ms10423 | FL, (1) 48in, ES lamp, ES Mag, W/fixt=43 ==> FL, (1) 46in, T5, PS Ballast, W/fixt=33 | DEER2011 | D08 v3.02 | 2008-06-15 | NULL | ErRobNc |  | Com-Iltg-dWatt-IEbase-LF | NULL | DEER | ScaledDirectIE | Delta | -1 | 10 |  | None |  | TRUE | Com-InLtg-LF | TRUE | Com | All | Lighting | InGen | Ltg_Wired | LinFluor_fixt |  |  | Iltg-Lfluor-fixt | Linear Fluorescent: T12: 48 inch: Mag-ES: kW/fixture = 0.043 | Linear Fluorescent: T8: 48in 1st Gen: Electronic: kW/fixture = 0.032 | Linear Fluorescent: T5: 46 inch: Electronic: kW/fixture = 0.033 | 48in34wT12ESMg43w | 48in1g32wT8RSNEl32w | 46in28wT5PSEl33w | Standard |  | Lighting | Indoor General Lighting | Lighting - Hard-wired fixture | Linear Fluorescent Fixture
253 | Com-ILtg-PrimLF-LF-ca10045-cd10295-ms10423 | FL, (1) 48in, ES lamp, ES Mag, W/fixt=43 ==> FL, (1) 46in, T5, PS Ballast, W/fixt=33 | DEER2011 | D08 v3.02 | 2008-06-15 | NULL | ErRobNc |  | Com-Iltg-dWatt-IEbase-LF | NULL | DEER | ScaledDirectIE | Delta | -2 | 10 |  | None |  | TRUE | Com-InLtg-LF | TRUE | Com | All | Lighting | InGen | Ltg_Wired | LinFluor_fixt |  |  | Iltg-Lfluor-fixt | Linear Fluorescent: T12: 48 inch: Mag-ES: kW/fixture = 0.043 | Linear Fluorescent: T8: 48in 2nd Gen: Electronic: kW/fixture = 0.031 | Linear Fluorescent: T5: 46 inch: Electronic: kW/fixture = 0.033 | 48in34wT12ESMg43w | 48in2g32wT8ISNEl31w | 46in28wT5PSEl33w | Standard |  | Lighting | Indoor General Lighting | Lighting - Hard-wired fixture | Linear Fluorescent Fixture
254 | Com-ILtg-PrimLF-LF-ca10066-cd10250-ms10424 | FL, (2) 48in, ES lamp, ES Mag, W/fixt=72 ==> FL, (2) 46in, T5, PS Ballast, W/fixt=64 | DEER2011 | D08 v3.02 | 2008-06-15 | NULL | ErRobNc |  | Com-Iltg-dWatt-IEbase-LF | NULL | DEER | ScaledDirectIE | Delta | -4 | 8 |  | None |  | TRUE | Com-InLtg-LF | TRUE | Com | All | Lighting | InGen | Ltg_Wired | LinFluor_fixt |  |  | Iltg-Lfluor-fixt | Linear Fluorescent: T12: 48 inch: Mag-ES: kW/fixture = 0.072 | Linear Fluorescent: T8: 48in 1st Gen: Electronic: kW/fixture = 0.060 | Linear Fluorescent: T5: 46 inch: Electronic: kW/fixture = 0.064 | 48in34wT12ESMg72w | 48in1g32wT8RSNEl60w | 46in28wT5PSEl64w | Standard |  | Lighting | Indoor General Lighting | Lighting - Hard-wired fixture | Linear Fluorescent Fixture
255 | Com-ILtg-PrimLF-LF-ca10066-cd10313-ms10424 | FL, (2) 48in, ES lamp, ES Mag, W/fixt=72 ==> FL, (2) 46in, T5, PS Ballast, W/fixt=64 | DEER2011 | D08 v3.02 | 2008-06-15 | NULL | ErRobNc |  | Com-Iltg-dWatt-IEbase-LF | NULL | DEER | ScaledDirectIE | Delta | -5 | 8 |  | None |  | TRUE | Com-InLtg-LF | TRUE | Com | All | Lighting | InGen | Ltg_Wired | LinFluor_fixt |  |  | Iltg-Lfluor-fixt | Linear Fluorescent: T12: 48 inch: Mag-ES: kW/fixture = 0.072 | Linear Fluorescent: T8: 48in 2nd Gen: Electronic: kW/fixture = 0.059 | Linear Fluorescent: T5: 46 inch: Electronic: kW/fixture = 0.064 | 48in34wT12ESMg72w | 48in2g32wT8ISNEl59w | 46in28wT5PSEl64w | Standard |  | Lighting | Indoor General Lighting | Lighting - Hard-wired fixture | Linear Fluorescent Fixture
256 | Com-ILtg-PrimLF-LF-ca10075-cd10250-ms10424 | FL, (3) 48in, ES lamp, ES Mag, W/fixt=115 ==> FL, (2) 46in, T5, PS Ballast, W/fixt=64 | DEER2011 | D08 v3.02 | 2008-06-15 | NULL | ErRobNc |  | Com-Iltg-dWatt-IEbase-LF | NULL | DEER | ScaledDirectIE | Delta | -4 | 51 |  | None |  | TRUE | Com-InLtg-LF | TRUE | Com | All | Lighting | InGen | Ltg_Wired | LinFluor_fixt |  |  | Iltg-Lfluor-fixt | Linear Fluorescent: T12: 48 inch: Mag-ES: kW/fixture = 0.115 | Linear Fluorescent: T8: 48in 1st Gen: Electronic: kW/fixture = 0.060 | Linear Fluorescent: T5: 46 inch: Electronic: kW/fixture = 0.064 | 48in34wT12ESMg115w | 48in1g32wT8RSNEl60w | 46in28wT5PSEl64w | Standard |  | Lighting | Indoor General Lighting | Lighting - Hard-wired fixture | Linear Fluorescent Fixture
257 | Com-ILtg-PrimLF-LF-ca10075-cd10313-ms10424 | FL, (3) 48in, ES lamp, ES Mag, W/fixt=115 ==> FL, (2) 46in, T5, PS Ballast, W/fixt=64 | DEER2011 | D08 v3.02 | 2008-06-15 | NULL | ErRobNc |  | Com-Iltg-dWatt-IEbase-LF | NULL | DEER | ScaledDirectIE | Delta | -5 | 51 |  | None |  | TRUE | Com-InLtg-LF | TRUE | Com | All | Lighting | InGen | Ltg_Wired | LinFluor_fixt |  |  | Iltg-Lfluor-fixt | Linear Fluorescent: T12: 48 inch: Mag-ES: kW/fixture = 0.115 | Linear Fluorescent: T8: 48in 2nd Gen: Electronic: kW/fixture = 0.059 | Linear Fluorescent: T5: 46 inch: Electronic: kW/fixture = 0.064 | 48in34wT12ESMg115w | 48in2g32wT8ISNEl59w | 46in28wT5PSEl64w | Standard |  | Lighting | Indoor General Lighting | Lighting - Hard-wired fixture | Linear Fluorescent Fixture
258 | Com-ILtg-PrimLF-LF-ca10082-cd10270-ms10425 | FL, (4) 48in, ES lamp, ES Mag, W/fixt=144 ==> FL, (3) 46in, T5, (2) PS Ballasts, W/fixt=97 | DEER2011 | D08 v3.02 | 2008-06-15 | NULL | ErRobNc |  | Com-Iltg-dWatt-IEbase-LF | NULL | DEER | ScaledDirectIE | Delta | 21 | 47 |  | None |  | TRUE | Com-InLtg-LF | TRUE | Com | All | Lighting | InGen | Ltg_Wired | LinFluor_fixt |  |  | Iltg-Lfluor-fixt | Linear Fluorescent: T12: 48 inch: Mag-ES: kW/fixture = 0.144 | Linear Fluorescent: T8: 48in 1st Gen: Electronic: kW/fixture = 0.118 | Linear Fluorescent: T5: 46 inch: Electronic: kW/fixture = 0.097 | 48in34wT12ESMg144w | 48in1g32wT8RSNEl118w | 46in28wT52PSEl97w | Standard |  | Lighting | Indoor General Lighting | Lighting - Hard-wired fixture | Linear Fluorescent Fixture
259 | Com-ILtg-PrimLF-LF-ca10082-cd10329-ms10425 | FL, (4) 48in, ES lamp, ES Mag, W/fixt=144 ==> FL, (3) 46in, T5, (2) PS Ballasts, W/fixt=97 | DEER2011 | D08 v3.02 | 2008-06-15 | NULL | ErRobNc |  | Com-Iltg-dWatt-IEbase-LF | NULL | DEER | ScaledDirectIE | Delta | 5 | 47 |  | None |  | TRUE | Com-InLtg-LF | TRUE | Com | All | Lighting | InGen | Ltg_Wired | LinFluor_fixt |  |  | Iltg-Lfluor-fixt | Linear Fluorescent: T12: 48 inch: Mag-ES: kW/fixture = 0.144 | Linear Fluorescent: T8: 48in 2nd Gen: Electronic: kW/fixture = 0.102 | Linear Fluorescent: T5: 46 inch: Electronic: kW/fixture = 0.097 | 48in34wT12ESMg144w | 48in2g32wT8ISREl102w | 46in28wT52PSEl97w | Standard |  | Lighting | Indoor General Lighting | Lighting - Hard-wired fixture | Linear Fluorescent Fixture
260 | Com-ILtg-PrimLF-LF-ca10329-ms10425 | FL, (4) 48in, T8 lamp, IS EB, W/fixt=102 ==> FL, (3) 46in, T5, (2) PS Ballasts, W/fixt=97 | DEER2011 | D08 v3.02 | 2008-06-15 | NULL | RobNc |  | Com-Iltg-dWatt-IEbase-LF | NULL | DEER | ScaledDirectIE | Delta |  | 5 |  | None |  | TRUE | Com-InLtg-LF | TRUE | Com | All | Lighting | InGen | Ltg_Wired | LinFluor_fixt |  |  | Iltg-Lfluor-fixt | Linear Fluorescent: T8: 48in 2nd Gen: Electronic: kW/fixture = 0.102 |  | Linear Fluorescent: T5: 46 inch: Electronic: kW/fixture = 0.097 | 48in2g32wT8ISREl102w | NULL | 46in28wT52PSEl97w | Standard |  | Lighting | Indoor General Lighting | Lighting - Hard-wired fixture | Linear Fluorescent Fixture
261 | Com-ILtg-PrimLF-LF-ca10066-cd10250-ms10445 | FL, (2) 48in, ES lamp, ES Mag, W/fixt=72 ==> FL, (1) 46in, T5HO, PS Ballast, W/fixt=59 | DEER2011 | D08 v3.02 | 2008-06-15 | NULL | ErRobNc |  | Com-Iltg-dWatt-IEbase-LF | NULL | DEER | ScaledDirectIE | Delta | 1 | 13 |  | None |  | TRUE | Com-InLtg-LF | TRUE | Com | All | Lighting | InGen | Ltg_Wired | LinFluor_fixt |  |  | Iltg-Lfluor-fixt | Linear Fluorescent: T12: 48 inch: Mag-ES: kW/fixture = 0.072 | Linear Fluorescent: T8: 48in 1st Gen: Electronic: kW/fixture = 0.060 | Linear Fluorescent: T5HO: 46 inch: Electronic: kW/fixture = 0.059 | 48in34wT12ESMg72w | 48in1g32wT8RSNEl60w | 46in54wT5HOT2PSEl59w | Standard |  | Lighting | Indoor General Lighting | Lighting - Hard-wired fixture | Linear Fluorescent Fixture
262 | Com-ILtg-PrimLF-LF-ca10066-cd10250-ms10446 | FL, (2) 48in, ES lamp, ES Mag, W/fixt=72 ==> FL, (1) 46in, T5HO, PS Ballast, W/fixt=62 | DEER2011 | D08 v3.02 | 2008-06-15 | NULL | ErRobNc |  | Com-Iltg-dWatt-IEbase-LF | NULL | DEER | ScaledDirectIE | Delta | -2 | 10 |  | None |  | TRUE | Com-InLtg-LF | TRUE | Com | All | Lighting | InGen | Ltg_Wired | LinFluor_fixt |  |  | Iltg-Lfluor-fixt | Linear Fluorescent: T12: 48 inch: Mag-ES: kW/fixture = 0.072 | Linear Fluorescent: T8: 48in 1st Gen: Electronic: kW/fixture = 0.060 | Linear Fluorescent: T5HO: 46 inch: Electronic: kW/fixture = 0.062 | 48in34wT12ESMg72w | 48in1g32wT8RSNEl60w | 46in54wT5HOPSEl62w | Standard |  | Lighting | Indoor General Lighting | Lighting - Hard-wired fixture | Linear Fluorescent Fixture
263 | Com-ILtg-PrimLF-LF-ca10066-cd10309-ms10445 | FL, (2) 48in, ES lamp, ES Mag, W/fixt=72 ==> FL, (1) 46in, T5HO, PS Ballast, W/fixt=59 | DEER2011 | D08 v3.02 | 2008-06-15 | NULL | ErRobNc |  | Com-Iltg-dWatt-IEbase-LF | NULL | DEER | ScaledDirectIE | Delta | -7 | 13 |  | None |  | TRUE | Com-InLtg-LF | TRUE | Com | All | Lighting | InGen | Ltg_Wired | LinFluor_fixt |  |  | Iltg-Lfluor-fixt | Linear Fluorescent: T12: 48 inch: Mag-ES: kW/fixture = 0.072 | Linear Fluorescent: T8: 48in 2nd Gen: Electronic: kW/fixture = 0.052 | Linear Fluorescent: T5HO: 46 inch: Electronic: kW/fixture = 0.059 | 48in34wT12ESMg72w | 48in2g32wT8ISREl52w | 46in54wT5HOT2PSEl59w | Standard |  | Lighting | Indoor General Lighting | Lighting - Hard-wired fixture | Linear Fluorescent Fixture
264 | Com-ILtg-PrimLF-LF-ca10066-cd10309-ms10446 | FL, (2) 48in, ES lamp, ES Mag, W/fixt=72 ==> FL, (1) 46in, T5HO, PS Ballast, W/fixt=62 | DEER2011 | D08 v3.02 | 2008-06-15 | NULL | ErRobNc |  | Com-Iltg-dWatt-IEbase-LF | NULL | DEER | ScaledDirectIE | Delta | -10 | 10 |  | None |  | TRUE | Com-InLtg-LF | TRUE | Com | All | Lighting | InGen | Ltg_Wired | LinFluor_fixt |  |  | Iltg-Lfluor-fixt | Linear Fluorescent: T12: 48 inch: Mag-ES: kW/fixture = 0.072 | Linear Fluorescent: T8: 48in 2nd Gen: Electronic: kW/fixture = 0.052 | Linear Fluorescent: T5HO: 46 inch: Electronic: kW/fixture = 0.062 | 48in34wT12ESMg72w | 48in2g32wT8ISREl52w | 46in54wT5HOPSEl62w | Standard |  | Lighting | Indoor General Lighting | Lighting - Hard-wired fixture | Linear Fluorescent Fixture
265 | Com-ILtg-PrimLF-LF-ca10082-cd10270-ms10447 | FL, (4) 48in, ES lamp, ES Mag, W/fixt=144 ==> FL, (2) 46in, T5HO, PS Ballast, W/fixt=117 | DEER2011 | D08 v3.02 | 2008-06-15 | NULL | ErRobNc |  | Com-Iltg-dWatt-IEbase-LF | NULL | DEER | ScaledDirectIE | Delta | 1 | 27 |  | None |  | TRUE | Com-InLtg-LF | TRUE | Com | All | Lighting | InGen | Ltg_Wired | LinFluor_fixt |  |  | Iltg-Lfluor-fixt | Linear Fluorescent: T12: 48 inch: Mag-ES: kW/fixture = 0.144 | Linear Fluorescent: T8: 48in 1st Gen: Electronic: kW/fixture = 0.118 | Linear Fluorescent: T5HO: 46 inch: Electronic: kW/fixture = 0.117 | 48in34wT12ESMg144w | 48in1g32wT8RSNEl118w | 46in54wT5HOPSEl117w | Standard |  | Lighting | Indoor General Lighting | Lighting - Hard-wired fixture | Linear Fluorescent Fixture
266 | Com-ILtg-PrimLF-LF-ca10082-cd10329-ms10447 | FL, (4) 48in, ES lamp, ES Mag, W/fixt=144 ==> FL, (2) 46in, T5HO, PS Ballast, W/fixt=117 | DEER2011 | D08 v3.02 | 2008-06-15 | NULL | ErRobNc |  | Com-Iltg-dWatt-IEbase-LF | NULL | DEER | ScaledDirectIE | Delta | -15 | 27 |  | None |  | TRUE | Com-InLtg-LF | TRUE | Com | All | Lighting | InGen | Ltg_Wired | LinFluor_fixt |  |  | Iltg-Lfluor-fixt | Linear Fluorescent: T12: 48 inch: Mag-ES: kW/fixture = 0.144 | Linear Fluorescent: T8: 48in 2nd Gen: Electronic: kW/fixture = 0.102 | Linear Fluorescent: T5HO: 46 inch: Electronic: kW/fixture = 0.117 | 48in34wT12ESMg144w | 48in2g32wT8ISREl102w | 46in54wT5HOPSEl117w | Standard |  | Lighting | Indoor General Lighting | Lighting - Hard-wired fixture | Linear Fluorescent Fixture
267 | Com-ILtg-PrimLF-LF-ca10611-ms10449 | PSMH, (1) 320W, PS CWA Ballast, W/fixt=365 ==> FL, (4) 46in, T5HO, (2) PS Ballast, W/fixt=234 | DEER2011 | D08 v3.02 | 2008-06-15 | NULL | RobNc |  | Com-Iltg-dWatt-IEbase-LF | NULL | DEER | ScaledDirectIE | Delta | 131 | 131 |  | None |  | TRUE | Com-InLtg-LF | TRUE | Com | All | Lighting | InGen | Ltg_Wired | LinFluor_fixt |  |  | Iltg-Lfluor-fixt | HID: Pulse Start Metal Halide: 320 Watts: Mag-CWA: kW/fixture = 0.365 | HID: Pulse Start Metal Halide: 320 Watts: Mag-CWA: kW/fixture = 0.365 | Linear Fluorescent: T5HO: 46 inch: Electronic: kW/fixture = 0.234 | 320wPSMHMgC365w | NULL | 46in54wT5HO2PSEl234w | Standard | updated code baseline | Lighting | Indoor General Lighting | Lighting - Hard-wired fixture | Linear Fluorescent Fixture
268 | Com-ILtg-PrimLF-LF-ca10613-cd10450-ms10450 | PSMH, (1) 400W, PS CWA Ballast, W/fixt=456 ==> FL, (6) 46in, T5HO, (3) PS Ballast, W/fixt=351 | DEER2011 | D08 v3.02 | 2008-06-15 | NULL | RobNc |  | Com-Iltg-dWatt-IEbase-LF | NULL | DEER | ScaledDirectIE | Delta | 105 | 105 |  | None |  | TRUE | Com-InLtg-LF | TRUE | Com | All | Lighting | InGen | Ltg_Wired | LinFluor_fixt |  |  | Iltg-Lfluor-fixt | HID: Pulse Start Metal Halide: 400 Watts: Mag-CWA: kW/fixture = 0.456 | HID: Pulse Start Metal Halide: 400 Watts: Mag-CWA: kW/fixture = 0.456 | Linear Fluorescent: T5HO: 46 inch: Electronic: kW/fixture = 0.351 | 400wPSMHMgC456w | NULL | 46in54wT5HO3PSEl351w | Standard | updated code baseline | Lighting | Indoor General Lighting | Lighting - Hard-wired fixture | Linear Fluorescent Fixture
269 | Com-ILtg-PrimLF-LF-ca10613-cd10613-ms10450 | PSMH, (1) 400W, PS CWA Ballast, W/fixt=456 ==> FL, (6) 46in, T5HO, (3) PS Ballast, W/fixt=351 | DEER2011 | D08 v3.02 | 2008-06-15 | NULL | RobNc |  | Com-Iltg-dWatt-IEbase-LF | NULL | DEER | ScaledDirectIE | Delta | 105 | 105 |  | None |  | TRUE | Com-InLtg-LF | TRUE | Com | All | Lighting | InGen | Ltg_Wired | LinFluor_fixt |  |  | Iltg-Lfluor-fixt | HID: Pulse Start Metal Halide: 400 Watts: Mag-CWA: kW/fixture = 0.456 | HID: Pulse Start Metal Halide: 400 Watts: Mag-CWA: kW/fixture = 0.456 | Linear Fluorescent: T5HO: 46 inch: Electronic: kW/fixture = 0.351 | 400wPSMHMgC456w | 400wPSMHMgC456w | 46in54wT5HO3PSEl351w | Standard |  | Lighting | Indoor General Lighting | Lighting - Hard-wired fixture | Linear Fluorescent Fixture
270 | Com-ILtg-PrimLF-LF-ca10636-cd10449-ms10449 | Mercury Vapor, (1) 400W lamp, W/fixt=455 ==> FL, (4) 46in, T5HO, (2) PS Ballast, W/fixt=234 | DEER2011 | D08 v3.02 | 2008-06-15 | NULL | RobNc |  | Com-Iltg-dWatt-IEbase-LF | NULL | DEER | ScaledDirectIE | Delta | 0 | 221 |  | None |  | TRUE | Com-InLtg-LF | TRUE | Com | All | Lighting | InGen | Ltg_Wired | LinFluor_fixt |  |  | Iltg-Lfluor-fixt | HID: Mercury Vapor: 400 Watts: Mag-CWA: kW/fixture = 0.455 | Linear Fluorescent: T5HO: 46 inch: Electronic: kW/fixture = 0.234 | Linear Fluorescent: T5HO: 46 inch: Electronic: kW/fixture = 0.234 | 400wMVMgC455w | NULL | 46in54wT5HO2PSEl234w | Standard |  | Lighting | Indoor General Lighting | Lighting - Hard-wired fixture | Linear Fluorescent Fixture
271 | Com-ILtg-PrimLF-LF-ca10636-cd10611-ms10449 | Mercury Vapor, (1) 400W lamp, W/fixt=455 ==> FL, (4) 46in, T5HO, (2) PS Ballast, W/fixt=234 | DEER2011 | D08 v3.02 | 2008-06-15 | NULL | ErRobNc |  | Com-Iltg-dWatt-IEbase-LF | NULL | DEER | ScaledDirectIE | Delta | 131 | 221 |  | None |  | TRUE | Com-InLtg-LF | TRUE | Com | All | Lighting | InGen | Ltg_Wired | LinFluor_fixt |  |  | Iltg-Lfluor-fixt | HID: Mercury Vapor: 400 Watts: Mag-CWA: kW/fixture = 0.455 | HID: Pulse Start Metal Halide: 320 Watts: Mag-CWA: kW/fixture = 0.365 | Linear Fluorescent: T5HO: 46 inch: Electronic: kW/fixture = 0.234 | 400wMVMgC455w | 320wPSMHMgC365w | 46in54wT5HO2PSEl234w | Standard |  | Lighting | Indoor General Lighting | Lighting - Hard-wired fixture | Linear Fluorescent Fixture
272 | Com-ILtg-PrimLF-LF-ca10637-cd10450-ms10450 | Mercury Vapor, (1) 700W lamp, W/fixt=780 ==> FL, (6) 46in, T5HO, (3) PS Ballast, W/fixt=351 | DEER2011 | D08 v3.02 | 2008-06-15 | NULL | RobNc |  | Com-Iltg-dWatt-IEbase-LF | NULL | DEER | ScaledDirectIE | Delta | 0 | 429 |  | None |  | TRUE | Com-InLtg-LF | TRUE | Com | All | Lighting | InGen | Ltg_Wired | LinFluor_fixt |  |  | Iltg-Lfluor-fixt | HID: Mercury Vapor: 700 Watts: Mag-CWA: kW/fixture = 0.780 | Linear Fluorescent: T5HO: 46 inch: Electronic: kW/fixture = 0.351 | Linear Fluorescent: T5HO: 46 inch: Electronic: kW/fixture = 0.351 | 700wMVMgC780w | NULL | 46in54wT5HO3PSEl351w | Standard |  | Lighting | Indoor General Lighting | Lighting - Hard-wired fixture | Linear Fluorescent Fixture
273 | Com-ILtg-PrimLF-LF-ca10637-cd10613-ms10450 | Mercury Vapor, (1) 700W lamp, W/fixt=780 ==> FL, (6) 46in, T5HO, (3) PS Ballast, W/fixt=351 | DEER2011 | D08 v3.02 | 2008-06-15 | NULL | ErRobNc |  | Com-Iltg-dWatt-IEbase-LF | NULL | DEER | ScaledDirectIE | Delta | 105 | 429 |  | None |  | TRUE | Com-InLtg-LF | TRUE | Com | All | Lighting | InGen | Ltg_Wired | LinFluor_fixt |  |  | Iltg-Lfluor-fixt | HID: Mercury Vapor: 700 Watts: Mag-CWA: kW/fixture = 0.780 | HID: Pulse Start Metal Halide: 400 Watts: Mag-CWA: kW/fixture = 0.456 | Linear Fluorescent: T5HO: 46 inch: Electronic: kW/fixture = 0.351 | 700wMVMgC780w | 400wPSMHMgC456w | 46in54wT5HO3PSEl351w | Standard |  | Lighting | Indoor General Lighting | Lighting - Hard-wired fixture | Linear Fluorescent Fixture
274 | Com-ILtg-PrimLF-LF-ca10043-cd10232-ms10295 | FL, (1) 48in, ES lamp, Hyb Mag, W/fixt=36 ==> FL, (1) 48in, T8 lamp, IS EB, W/fixt=31 | DEER2011 | D08 v3.02 | 2008-06-15 | NULL | ErRobNc |  | Com-Iltg-dWatt-IEbase-LF | NULL | DEER | ScaledDirectIE | Delta | 1 | 5 |  | None |  | TRUE | Com-InLtg-LF | TRUE | Com | All | Lighting | InGen | Ltg_Wired | LinFluor_fixt |  |  | Iltg-Lfluor-fixt | Linear Fluorescent: T12: 48 inch: Mag-Hyb: kW/fixture = 0.036 | Linear Fluorescent: T8: 48in 1st Gen: Electronic: kW/fixture = 0.032 | Linear Fluorescent: T8: 48in 2nd Gen: Electronic: kW/fixture = 0.031 | 48in34wT12HMg36w | 48in1g32wT8RSNEl32w | 48in2g32wT8ISNEl31w | Standard |  | Lighting | Indoor General Lighting | Lighting - Hard-wired fixture | Linear Fluorescent Fixture
275 | Com-ILtg-PrimLF-LF-ca10043-cd10295-ms10295 | FL, (1) 48in, ES lamp, Hyb Mag, W/fixt=36 ==> FL, (1) 48in, T8 lamp, IS EB, W/fixt=31 | DEER2011 | D08 v3.02 | 2008-06-15 | NULL | RobNc |  | Com-Iltg-dWatt-IEbase-LF | NULL | DEER | ScaledDirectIE | Delta | 0 | 5 |  | None |  | TRUE | Com-InLtg-LF | TRUE | Com | All | Lighting | InGen | Ltg_Wired | LinFluor_fixt |  |  | Iltg-Lfluor-fixt | Linear Fluorescent: T12: 48 inch: Mag-Hyb: kW/fixture = 0.036 | Linear Fluorescent: T8: 48in 2nd Gen: Electronic: kW/fixture = 0.031 | Linear Fluorescent: T8: 48in 2nd Gen: Electronic: kW/fixture = 0.031 | 48in34wT12HMg36w | NULL | 48in2g32wT8ISNEl31w | Standard |  | Lighting | Indoor General Lighting | Lighting - Hard-wired fixture | Linear Fluorescent Fixture
276 | Com-ILtg-PrimLF-LF-ca10044-cd10232-ms10295 | FL, (1) 48in, STD IS lamp, Hyb Mag, W/fixt=41 ==> FL, (1) 48in, T8 lamp, IS EB, W/fixt=31 | DEER2011 | D08 v3.02 | 2008-06-15 | NULL | ErRobNc |  | Com-Iltg-dWatt-IEbase-LF | NULL | DEER | ScaledDirectIE | Delta | 1 | 10 |  | None |  | TRUE | Com-InLtg-LF | TRUE | Com | All | Lighting | InGen | Ltg_Wired | LinFluor_fixt |  |  | Iltg-Lfluor-fixt | Linear Fluorescent: T12: 48 inch: Mag-Hyb: kW/fixture = 0.041 | Linear Fluorescent: T8: 48in 1st Gen: Electronic: kW/fixture = 0.032 | Linear Fluorescent: T8: 48in 2nd Gen: Electronic: kW/fixture = 0.031 | 48in39wT12HMg41w | 48in1g32wT8RSNEl32w | 48in2g32wT8ISNEl31w | Standard |  | Lighting | Indoor General Lighting | Lighting - Hard-wired fixture | Linear Fluorescent Fixture
277 | Com-ILtg-PrimLF-LF-ca10044-cd10295-ms10295 | FL, (1) 48in, STD IS lamp, Hyb Mag, W/fixt=41 ==> FL, (1) 48in, T8 lamp, IS EB, W/fixt=31 | DEER2011 | D08 v3.02 | 2008-06-15 | NULL | RobNc |  | Com-Iltg-dWatt-IEbase-LF | NULL | DEER | ScaledDirectIE | Delta | 0 | 10 |  | None |  | TRUE | Com-InLtg-LF | TRUE | Com | All | Lighting | InGen | Ltg_Wired | LinFluor_fixt |  |  | Iltg-Lfluor-fixt | Linear Fluorescent: T12: 48 inch: Mag-Hyb: kW/fixture = 0.041 | Linear Fluorescent: T8: 48in 2nd Gen: Electronic: kW/fixture = 0.031 | Linear Fluorescent: T8: 48in 2nd Gen: Electronic: kW/fixture = 0.031 | 48in39wT12HMg41w | NULL | 48in2g32wT8ISNEl31w | Standard |  | Lighting | Indoor General Lighting | Lighting - Hard-wired fixture | Linear Fluorescent Fixture
278 | Com-ILtg-PrimLF-LF-ca10045-cd10232-ms10295 | FL, (1) 48in, ES lamp, ES Mag, W/fixt=43 ==> FL, (1) 48in, T8 lamp, IS EB, W/fixt=31 | DEER2011 | D08 v3.02 | 2008-06-15 | NULL | ErRobNc |  | Com-Iltg-dWatt-IEbase-LF | NULL | DEER | ScaledDirectIE | Delta | 1 | 12 |  | None |  | TRUE | Com-InLtg-LF | TRUE | Com | All | Lighting | InGen | Ltg_Wired | LinFluor_fixt |  |  | Iltg-Lfluor-fixt | Linear Fluorescent: T12: 48 inch: Mag-ES: kW/fixture = 0.043 | Linear Fluorescent: T8: 48in 1st Gen: Electronic: kW/fixture = 0.032 | Linear Fluorescent: T8: 48in 2nd Gen: Electronic: kW/fixture = 0.031 | 48in34wT12ESMg43w | 48in1g32wT8RSNEl32w | 48in2g32wT8ISNEl31w | Standard |  | Lighting | Indoor General Lighting | Lighting - Hard-wired fixture | Linear Fluorescent Fixture
279 | Com-ILtg-PrimLF-LF-ca10045-cd10295-ms10295 | FL, (1) 48in, ES lamp, ES Mag, W/fixt=43 ==> FL, (1) 48in, T8 lamp, IS EB, W/fixt=31 | DEER2011 | D08 v3.02 | 2008-06-15 | NULL | RobNc |  | Com-Iltg-dWatt-IEbase-LF | NULL | DEER | ScaledDirectIE | Delta | 0 | 12 |  | None |  | TRUE | Com-InLtg-LF | TRUE | Com | All | Lighting | InGen | Ltg_Wired | LinFluor_fixt |  |  | Iltg-Lfluor-fixt | Linear Fluorescent: T12: 48 inch: Mag-ES: kW/fixture = 0.043 | Linear Fluorescent: T8: 48in 2nd Gen: Electronic: kW/fixture = 0.031 | Linear Fluorescent: T8: 48in 2nd Gen: Electronic: kW/fixture = 0.031 | 48in34wT12ESMg43w | NULL | 48in2g32wT8ISNEl31w | Standard |  | Lighting | Indoor General Lighting | Lighting - Hard-wired fixture | Linear Fluorescent Fixture
280 | Com-ILtg-PrimLF-LF-ca10047-cd10232-ms10295 | FL, (1) 48in, ES IS lamp, Mag, W/fixt=51 ==> FL, (1) 48in, T8 lamp, IS EB, W/fixt=31 | DEER2011 | D08 v3.02 | 2008-06-15 | NULL | ErRobNc |  | Com-Iltg-dWatt-IEbase-LF | NULL | DEER | ScaledDirectIE | Delta | 1 | 12 |  | None |  | TRUE | Com-InLtg-LF | TRUE | Com | All | Lighting | InGen | Ltg_Wired | LinFluor_fixt |  |  | Iltg-Lfluor-fixt | Linear Fluorescent: T12: 48 inch: Mag-STD: kW/fixture = 0.043 | Linear Fluorescent: T8: 48in 1st Gen: Electronic: kW/fixture = 0.032 | Linear Fluorescent: T8: 48in 2nd Gen: Electronic: kW/fixture = 0.031 | 48in30wT12SMg51w | 48in1g32wT8RSNEl32w | 48in2g32wT8ISNEl31w | Standard | pre-existing fitxure Wattage updated based on ES magnetic ballasts | Lighting | Indoor General Lighting | Lighting - Hard-wired fixture | Linear Fluorescent Fixture
281 | Com-ILtg-PrimLF-LF-ca10047-cd10295-ms10295 | FL, (1) 48in, ES IS lamp, Mag, W/fixt=51 ==> FL, (1) 48in, T8 lamp, IS EB, W/fixt=31 | DEER2011 | D08 v3.02 | 2008-06-15 | NULL | RobNc |  | Com-Iltg-dWatt-IEbase-LF | NULL | DEER | ScaledDirectIE | Delta | 0 | 12 |  | None |  | TRUE | Com-InLtg-LF | TRUE | Com | All | Lighting | InGen | Ltg_Wired | LinFluor_fixt |  |  | Iltg-Lfluor-fixt | Linear Fluorescent: T12: 48 inch: Mag-STD: kW/fixture = 0.043 | Linear Fluorescent: T8: 48in 2nd Gen: Electronic: kW/fixture = 0.031 | Linear Fluorescent: T8: 48in 2nd Gen: Electronic: kW/fixture = 0.031 | 48in30wT12SMg51w | NULL | 48in2g32wT8ISNEl31w | Standard | pre-existing fitxure Wattage updated based on ES magnetic ballasts | Lighting | Indoor General Lighting | Lighting - Hard-wired fixture | Linear Fluorescent Fixture
282 | Com-ILtg-PrimLF-LF-ca10049-cd10232-ms10295 | FL, (1) 48in, STD IS lamp, Mag, W/fixt=60 ==> FL, (1) 48in, T8 lamp, IS EB, W/fixt=31 | DEER2011 | D08 v3.02 | 2008-06-15 | NULL | ErRobNc |  | Com-Iltg-dWatt-IEbase-LF | NULL | DEER | ScaledDirectIE | Delta | 1 | 21 |  | None |  | TRUE | Com-InLtg-LF | TRUE | Com | All | Lighting | InGen | Ltg_Wired | LinFluor_fixt |  |  | Iltg-Lfluor-fixt | Linear Fluorescent: T12: 48 inch: Mag-STD: kW/fixture = 0.052 | Linear Fluorescent: T8: 48in 1st Gen: Electronic: kW/fixture = 0.032 | Linear Fluorescent: T8: 48in 2nd Gen: Electronic: kW/fixture = 0.031 | 48in39wT12SMg60w | 48in1g32wT8RSNEl32w | 48in2g32wT8ISNEl31w | Standard | pre-existing fitxure Wattage updated based on ES magnetic ballasts | Lighting | Indoor General Lighting | Lighting - Hard-wired fixture | Linear Fluorescent Fixture
283 | Com-ILtg-PrimLF-LF-ca10049-cd10295-ms10295 | FL, (1) 48in, STD IS lamp, Mag, W/fixt=60 ==> FL, (1) 48in, T8 lamp, IS EB, W/fixt=31 | DEER2011 | D08 v3.02 | 2008-06-15 | NULL | RobNc |  | Com-Iltg-dWatt-IEbase-LF | NULL | DEER | ScaledDirectIE | Delta | 0 | 21 |  | None |  | TRUE | Com-InLtg-LF | TRUE | Com | All | Lighting | InGen | Ltg_Wired | LinFluor_fixt |  |  | Iltg-Lfluor-fixt | Linear Fluorescent: T12: 48 inch: Mag-STD: kW/fixture = 0.052 | Linear Fluorescent: T8: 48in 2nd Gen: Electronic: kW/fixture = 0.031 | Linear Fluorescent: T8: 48in 2nd Gen: Electronic: kW/fixture = 0.031 | 48in39wT12SMg60w | NULL | 48in2g32wT8ISNEl31w | Standard | pre-existing fitxure Wattage updated based on ES magnetic ballasts | Lighting | Indoor General Lighting | Lighting - Hard-wired fixture | Linear Fluorescent Fixture
284 | Com-ILtg-PrimLF-LF-ca10065-cd10250-ms10311 | FL, (2) 48in, ES lamp, Hyb Mag, W/fixt=68 ==> FL, (2) 48in, T8 lamp, RS EB, W/fixt=54 | DEER2011 | D08 v3.02 | 2008-06-15 | NULL | ErRobNc |  | Com-Iltg-dWatt-IEbase-LF | NULL | DEER | ScaledDirectIE | Delta | 6 | 14 |  | None |  | TRUE | Com-InLtg-LF | TRUE | Com | All | Lighting | InGen | Ltg_Wired | LinFluor_fixt |  |  | Iltg-Lfluor-fixt | Linear Fluorescent: T12: 48 inch: Mag-Hyb: kW/fixture = 0.068 | Linear Fluorescent: T8: 48in 1st Gen: Electronic: kW/fixture = 0.060 | Linear Fluorescent: T8: 48in 2nd Gen: Electronic: kW/fixture = 0.054 | 48in34wT12HMg68w | 48in1g32wT8RSNEl60w | 48in2g32wT8RSREl54w | Standard |  | Lighting | Indoor General Lighting | Lighting - Hard-wired fixture | Linear Fluorescent Fixture
285 | Com-ILtg-PrimLF-LF-ca10065-cd10311-ms10311 | FL, (2) 48in, ES lamp, Hyb Mag, W/fixt=68 ==> FL, (2) 48in, T8 lamp, RS EB, W/fixt=54 | DEER2011 | D08 v3.02 | 2008-06-15 | NULL | RobNc |  | Com-Iltg-dWatt-IEbase-LF | NULL | DEER | ScaledDirectIE | Delta | 0 | 14 |  | None |  | TRUE | Com-InLtg-LF | TRUE | Com | All | Lighting | InGen | Ltg_Wired | LinFluor_fixt |  |  | Iltg-Lfluor-fixt | Linear Fluorescent: T12: 48 inch: Mag-Hyb: kW/fixture = 0.068 | Linear Fluorescent: T8: 48in 2nd Gen: Electronic: kW/fixture = 0.054 | Linear Fluorescent: T8: 48in 2nd Gen: Electronic: kW/fixture = 0.054 | 48in34wT12HMg68w | NULL | 48in2g32wT8RSREl54w | Standard |  | Lighting | Indoor General Lighting | Lighting - Hard-wired fixture | Linear Fluorescent Fixture
286 | Com-ILtg-PrimLF-LF-ca10066-cd10250-ms10307 | FL, (2) 48in, ES lamp, ES Mag, W/fixt=72 ==> FL, (1) 48in, T8 lamp, IS EB, W/fixt=41 | DEER2011 | D08 v3.02 | 2008-06-15 | NULL | ErRobNc |  | Com-Iltg-dWatt-IEbase-LF | NULL | DEER | ScaledDirectIE | Delta | 19 | 31 |  | None |  | TRUE | Com-InLtg-LF | TRUE | Com | All | Lighting | InGen | Ltg_Wired | LinFluor_fixt |  |  | Iltg-Lfluor-fixt | Linear Fluorescent: T12: 48 inch: Mag-ES: kW/fixture = 0.072 | Linear Fluorescent: T8: 48in 1st Gen: Electronic: kW/fixture = 0.060 | Linear Fluorescent: T8: 48in 2nd Gen: Electronic: kW/fixture = 0.041 | 48in34wT12ESMg72w | 48in1g32wT8RSNEl60w | 48in2g32wT8ISVEl41w | Standard |  | Lighting | Indoor General Lighting | Lighting - Hard-wired fixture | Linear Fluorescent Fixture
287 | Com-ILtg-PrimLF-LF-ca10066-cd10250-ms10311 | FL, (2) 48in, ES lamp, ES Mag, W/fixt=72 ==> FL, (2) 48in, T8 lamp, RS EB, W/fixt=54 | DEER2011 | D08 v3.02 | 2008-06-15 | NULL | ErRobNc |  | Com-Iltg-dWatt-IEbase-LF | NULL | DEER | ScaledDirectIE | Delta | 6 | 18 |  | None |  | TRUE | Com-InLtg-LF | TRUE | Com | All | Lighting | InGen | Ltg_Wired | LinFluor_fixt |  |  | Iltg-Lfluor-fixt | Linear Fluorescent: T12: 48 inch: Mag-ES: kW/fixture = 0.072 | Linear Fluorescent: T8: 48in 1st Gen: Electronic: kW/fixture = 0.060 | Linear Fluorescent: T8: 48in 2nd Gen: Electronic: kW/fixture = 0.054 | 48in34wT12ESMg72w | 48in1g32wT8RSNEl60w | 48in2g32wT8RSREl54w | Standard |  | Lighting | Indoor General Lighting | Lighting - Hard-wired fixture | Linear Fluorescent Fixture
288 | Com-ILtg-PrimLF-LF-ca10066-cd10309-ms10307 | FL, (2) 48in, ES lamp, ES Mag, W/fixt=72 ==> FL, (1) 48in, T8 lamp, IS EB, W/fixt=41 | DEER2011 | D08 v3.02 | 2008-06-15 | NULL | ErRobNc |  | Com-Iltg-dWatt-IEbase-LF | NULL | DEER | ScaledDirectIE | Delta | 11 | 31 |  | None |  | TRUE | Com-InLtg-LF | TRUE | Com | All | Lighting | InGen | Ltg_Wired | LinFluor_fixt |  |  | Iltg-Lfluor-fixt | Linear Fluorescent: T12: 48 inch: Mag-ES: kW/fixture = 0.072 | Linear Fluorescent: T8: 48in 2nd Gen: Electronic: kW/fixture = 0.052 | Linear Fluorescent: T8: 48in 2nd Gen: Electronic: kW/fixture = 0.041 | 48in34wT12ESMg72w | 48in2g32wT8ISREl52w | 48in2g32wT8ISVEl41w | Standard |  | Lighting | Indoor General Lighting | Lighting - Hard-wired fixture | Linear Fluorescent Fixture
289 | Com-ILtg-PrimLF-LF-ca10066-cd10311-ms10311 | FL, (2) 48in, ES lamp, ES Mag, W/fixt=72 ==> FL, (2) 48in, T8 lamp, RS EB, W/fixt=54 | DEER2011 | D08 v3.02 | 2008-06-15 | NULL | RobNc |  | Com-Iltg-dWatt-IEbase-LF | NULL | DEER | ScaledDirectIE | Delta | 0 | 18 |  | None |  | TRUE | Com-InLtg-LF | TRUE | Com | All | Lighting | InGen | Ltg_Wired | LinFluor_fixt |  |  | Iltg-Lfluor-fixt | Linear Fluorescent: T12: 48 inch: Mag-ES: kW/fixture = 0.072 | Linear Fluorescent: T8: 48in 2nd Gen: Electronic: kW/fixture = 0.054 | Linear Fluorescent: T8: 48in 2nd Gen: Electronic: kW/fixture = 0.054 | 48in34wT12ESMg72w | NULL | 48in2g32wT8RSREl54w | Standard |  | Lighting | Indoor General Lighting | Lighting - Hard-wired fixture | Linear Fluorescent Fixture
290 | Com-ILtg-PrimLF-LF-ca10067-cd10250-ms10311 | FL, (2) 48in, STD IS lamp, ES Mag, W/fixt=74 ==> FL, (2) 48in, T8 lamp, RS EB, W/fixt=54 | DEER2011 | D08 v3.02 | 2008-06-15 | NULL | ErRobNc |  | Com-Iltg-dWatt-IEbase-LF | NULL | DEER | ScaledDirectIE | Delta | 6 | 20 |  | None |  | TRUE | Com-InLtg-LF | TRUE | Com | All | Lighting | InGen | Ltg_Wired | LinFluor_fixt |  |  | Iltg-Lfluor-fixt | Linear Fluorescent: T12: 48 inch: Mag-ES: kW/fixture = 0.074 | Linear Fluorescent: T8: 48in 1st Gen: Electronic: kW/fixture = 0.060 | Linear Fluorescent: T8: 48in 2nd Gen: Electronic: kW/fixture = 0.054 | 48in39wT12ESMg74w | 48in1g32wT8RSNEl60w | 48in2g32wT8RSREl54w | Standard |  | Lighting | Indoor General Lighting | Lighting - Hard-wired fixture | Linear Fluorescent Fixture
291 | Com-ILtg-PrimLF-LF-ca10067-cd10311-ms10311 | FL, (2) 48in, STD IS lamp, ES Mag, W/fixt=74 ==> FL, (2) 48in, T8 lamp, RS EB, W/fixt=54 | DEER2011 | D08 v3.02 | 2008-06-15 | NULL | RobNc |  | Com-Iltg-dWatt-IEbase-LF | NULL | DEER | ScaledDirectIE | Delta | 0 | 20 |  | None |  | TRUE | Com-InLtg-LF | TRUE | Com | All | Lighting | InGen | Ltg_Wired | LinFluor_fixt |  |  | Iltg-Lfluor-fixt | Linear Fluorescent: T12: 48 inch: Mag-ES: kW/fixture = 0.074 | Linear Fluorescent: T8: 48in 2nd Gen: Electronic: kW/fixture = 0.054 | Linear Fluorescent: T8: 48in 2nd Gen: Electronic: kW/fixture = 0.054 | 48in39wT12ESMg74w | NULL | 48in2g32wT8RSREl54w | Standard |  | Lighting | Indoor General Lighting | Lighting - Hard-wired fixture | Linear Fluorescent Fixture
292 | Com-ILtg-PrimLF-LF-ca10069-cd10250-ms10311 | FL, (2) 48in, STD IS lamp, Hyb Mag, W/fixt=80 ==> FL, (2) 48in, T8 lamp, RS EB, W/fixt=54 | DEER2011 | D08 v3.02 | 2008-06-15 | NULL | ErRobNc |  | Com-Iltg-dWatt-IEbase-LF | NULL | DEER | ScaledDirectIE | Delta | 6 | 26 |  | None |  | TRUE | Com-InLtg-LF | TRUE | Com | All | Lighting | InGen | Ltg_Wired | LinFluor_fixt |  |  | Iltg-Lfluor-fixt | Linear Fluorescent: T12: 48 inch: Mag-Hyb: kW/fixture = 0.080 | Linear Fluorescent: T8: 48in 1st Gen: Electronic: kW/fixture = 0.060 | Linear Fluorescent: T8: 48in 2nd Gen: Electronic: kW/fixture = 0.054 | 48in39wT12HMg80w | 48in1g32wT8RSNEl60w | 48in2g32wT8RSREl54w | Standard |  | Lighting | Indoor General Lighting | Lighting - Hard-wired fixture | Linear Fluorescent Fixture
293 | Com-ILtg-PrimLF-LF-ca10069-cd10311-ms10311 | FL, (2) 48in, STD IS lamp, Hyb Mag, W/fixt=80 ==> FL, (2) 48in, T8 lamp, RS EB, W/fixt=54 | DEER2011 | D08 v3.02 | 2008-06-15 | NULL | RobNc |  | Com-Iltg-dWatt-IEbase-LF | NULL | DEER | ScaledDirectIE | Delta | 0 | 26 |  | None |  | TRUE | Com-InLtg-LF | TRUE | Com | All | Lighting | InGen | Ltg_Wired | LinFluor_fixt |  |  | Iltg-Lfluor-fixt | Linear Fluorescent: T12: 48 inch: Mag-Hyb: kW/fixture = 0.080 | Linear Fluorescent: T8: 48in 2nd Gen: Electronic: kW/fixture = 0.054 | Linear Fluorescent: T8: 48in 2nd Gen: Electronic: kW/fixture = 0.054 | 48in39wT12HMg80w | NULL | 48in2g32wT8RSREl54w | Standard |  | Lighting | Indoor General Lighting | Lighting - Hard-wired fixture | Linear Fluorescent Fixture
294 | Com-ILtg-PrimLF-LF-ca10070-cd10250-ms10311 | FL, (2) 48in, ES IS lamp, Mag, W/fixt=82 ==> FL, (2) 48in, T8 lamp, RS EB, W/fixt=54 | DEER2011 | D08 v3.02 | 2008-06-15 | NULL | ErRobNc |  | Com-Iltg-dWatt-IEbase-LF | NULL | DEER | ScaledDirectIE | Delta | 6 | 18 |  | None |  | TRUE | Com-InLtg-LF | TRUE | Com | All | Lighting | InGen | Ltg_Wired | LinFluor_fixt |  |  | Iltg-Lfluor-fixt | Linear Fluorescent: T12: 48 inch: Mag-STD: kW/fixture = 0.072 | Linear Fluorescent: T8: 48in 1st Gen: Electronic: kW/fixture = 0.060 | Linear Fluorescent: T8: 48in 2nd Gen: Electronic: kW/fixture = 0.054 | 48in30wT12SMg82w | 48in1g32wT8RSNEl60w | 48in2g32wT8RSREl54w | Standard | pre-existing fitxure Wattage updated based on ES magnetic ballasts | Lighting | Indoor General Lighting | Lighting - Hard-wired fixture | Linear Fluorescent Fixture
295 | Com-ILtg-PrimLF-LF-ca10070-cd10311-ms10311 | FL, (2) 48in, ES IS lamp, Mag, W/fixt=82 ==> FL, (2) 48in, T8 lamp, RS EB, W/fixt=54 | DEER2011 | D08 v3.02 | 2008-06-15 | NULL | RobNc |  | Com-Iltg-dWatt-IEbase-LF | NULL | DEER | ScaledDirectIE | Delta | 0 | 18 |  | None |  | TRUE | Com-InLtg-LF | TRUE | Com | All | Lighting | InGen | Ltg_Wired | LinFluor_fixt |  |  | Iltg-Lfluor-fixt | Linear Fluorescent: T12: 48 inch: Mag-STD: kW/fixture = 0.072 | Linear Fluorescent: T8: 48in 2nd Gen: Electronic: kW/fixture = 0.054 | Linear Fluorescent: T8: 48in 2nd Gen: Electronic: kW/fixture = 0.054 | 48in30wT12SMg82w | NULL | 48in2g32wT8RSREl54w | Standard | pre-existing fitxure Wattage updated based on ES magnetic ballasts | Lighting | Indoor General Lighting | Lighting - Hard-wired fixture | Linear Fluorescent Fixture
296 | Com-ILtg-PrimLF-LF-ca10071-cd10250-ms10311 | FL, (2) 48in, STD IS lamp, Mag, W/fixt=84 ==> FL, (2) 48in, T8 lamp, RS EB, W/fixt=54 | DEER2011 | D08 v3.02 | 2008-06-15 | NULL | ErRobNc |  | Com-Iltg-dWatt-IEbase-LF | NULL | DEER | ScaledDirectIE | Delta | 6 | 20 |  | None |  | TRUE | Com-InLtg-LF | TRUE | Com | All | Lighting | InGen | Ltg_Wired | LinFluor_fixt |  |  | Iltg-Lfluor-fixt | Linear Fluorescent: T12: 48 inch: Mag-STD: kW/fixture = 0.074 | Linear Fluorescent: T8: 48in 1st Gen: Electronic: kW/fixture = 0.060 | Linear Fluorescent: T8: 48in 2nd Gen: Electronic: kW/fixture = 0.054 | 48in39wT12SMg84w | 48in1g32wT8RSNEl60w | 48in2g32wT8RSREl54w | Standard | pre-existing fitxure Wattage updated based on ES magnetic ballasts | Lighting | Indoor General Lighting | Lighting - Hard-wired fixture | Linear Fluorescent Fixture
297 | Com-ILtg-PrimLF-LF-ca10071-cd10311-ms10311 | FL, (2) 48in, STD IS lamp, Mag, W/fixt=84 ==> FL, (2) 48in, T8 lamp, RS EB, W/fixt=54 | DEER2011 | D08 v3.02 | 2008-06-15 | NULL | RobNc |  | Com-Iltg-dWatt-IEbase-LF | NULL | DEER | ScaledDirectIE | Delta | 0 | 20 |  | None |  | TRUE | Com-InLtg-LF | TRUE | Com | All | Lighting | InGen | Ltg_Wired | LinFluor_fixt |  |  | Iltg-Lfluor-fixt | Linear Fluorescent: T12: 48 inch: Mag-STD: kW/fixture = 0.074 | Linear Fluorescent: T8: 48in 2nd Gen: Electronic: kW/fixture = 0.054 | Linear Fluorescent: T8: 48in 2nd Gen: Electronic: kW/fixture = 0.054 | 48in39wT12SMg84w | NULL | 48in2g32wT8RSREl54w | Standard | pre-existing fitxure Wattage updated based on ES magnetic ballasts | Lighting | Indoor General Lighting | Lighting - Hard-wired fixture | Linear Fluorescent Fixture
298 | Com-ILtg-PrimLF-LF-ca10074-cd10262-ms10321 | FL, (3) 48in, ES lamp, Hyb Mag, W/fixt=102 ==> FL, (3) 48in, T8 lamp, IS EB, W/fixt=78 | DEER2011 | D08 v3.02 | 2008-06-15 | NULL | ErRobNc |  | Com-Iltg-dWatt-IEbase-LF | NULL | DEER | ScaledDirectIE | Delta | 15 | 24 |  | None |  | TRUE | Com-InLtg-LF | TRUE | Com | All | Lighting | InGen | Ltg_Wired | LinFluor_fixt |  |  | Iltg-Lfluor-fixt | Linear Fluorescent: T12: 48 inch: Mag-Hyb: kW/fixture = 0.102 | Linear Fluorescent: T8: 48in 1st Gen: Electronic: kW/fixture = 0.093 | Linear Fluorescent: T8: 48in 2nd Gen: Electronic: kW/fixture = 0.078 | 48in34wT12HMg102w | 48in1g32wT8RSNEl93w | 48in2g32wT8ISREl78w | Standard |  | Lighting | Indoor General Lighting | Lighting - Hard-wired fixture | Linear Fluorescent Fixture
299 | Com-ILtg-PrimLF-LF-ca10074-cd10321-ms10321 | FL, (3) 48in, ES lamp, Hyb Mag, W/fixt=102 ==> FL, (3) 48in, T8 lamp, IS EB, W/fixt=78 | DEER2011 | D08 v3.02 | 2008-06-15 | NULL | RobNc |  | Com-Iltg-dWatt-IEbase-LF | NULL | DEER | ScaledDirectIE | Delta | 0 | 24 |  | None |  | TRUE | Com-InLtg-LF | TRUE | Com | All | Lighting | InGen | Ltg_Wired | LinFluor_fixt |  |  | Iltg-Lfluor-fixt | Linear Fluorescent: T12: 48 inch: Mag-Hyb: kW/fixture = 0.102 | Linear Fluorescent: T8: 48in 2nd Gen: Electronic: kW/fixture = 0.078 | Linear Fluorescent: T8: 48in 2nd Gen: Electronic: kW/fixture = 0.078 | 48in34wT12HMg102w | NULL | 48in2g32wT8ISREl78w | Standard |  | Lighting | Indoor General Lighting | Lighting - Hard-wired fixture | Linear Fluorescent Fixture
300 | Com-ILtg-PrimLF-LF-ca10075-cd10262-ms10321 | FL, (3) 48in, ES lamp, ES Mag, W/fixt=115 ==> FL, (3) 48in, T8 lamp, IS EB, W/fixt=78 | DEER2011 | D08 v3.02 | 2008-06-15 | NULL | ErRobNc |  | Com-Iltg-dWatt-IEbase-LF | NULL | DEER | ScaledDirectIE | Delta | 15 | 37 |  | None |  | TRUE | Com-InLtg-LF | TRUE | Com | All | Lighting | InGen | Ltg_Wired | LinFluor_fixt |  |  | Iltg-Lfluor-fixt | Linear Fluorescent: T12: 48 inch: Mag-ES: kW/fixture = 0.115 | Linear Fluorescent: T8: 48in 1st Gen: Electronic: kW/fixture = 0.093 | Linear Fluorescent: T8: 48in 2nd Gen: Electronic: kW/fixture = 0.078 | 48in34wT12ESMg115w | 48in1g32wT8RSNEl93w | 48in2g32wT8ISREl78w | Standard |  | Lighting | Indoor General Lighting | Lighting - Hard-wired fixture | Linear Fluorescent Fixture
301 | Com-ILtg-PrimLF-LF-ca10075-cd10321-ms10321 | FL, (3) 48in, ES lamp, ES Mag, W/fixt=115 ==> FL, (3) 48in, T8 lamp, IS EB, W/fixt=78 | DEER2011 | D08 v3.02 | 2008-06-15 | NULL | RobNc |  | Com-Iltg-dWatt-IEbase-LF | NULL | DEER | ScaledDirectIE | Delta | 0 | 37 |  | None |  | TRUE | Com-InLtg-LF | TRUE | Com | All | Lighting | InGen | Ltg_Wired | LinFluor_fixt |  |  | Iltg-Lfluor-fixt | Linear Fluorescent: T12: 48 inch: Mag-ES: kW/fixture = 0.115 | Linear Fluorescent: T8: 48in 2nd Gen: Electronic: kW/fixture = 0.078 | Linear Fluorescent: T8: 48in 2nd Gen: Electronic: kW/fixture = 0.078 | 48in34wT12ESMg115w | NULL | 48in2g32wT8ISREl78w | Standard |  | Lighting | Indoor General Lighting | Lighting - Hard-wired fixture | Linear Fluorescent Fixture
302 | Com-ILtg-PrimLF-LF-ca10076-cd10262-ms10321 | FL, (3) 48in, STD IS lamp, Hyb Mag, W/fixt=120 ==> FL, (3) 48in, T8 lamp, IS EB, W/fixt=78 | DEER2011 | D08 v3.02 | 2008-06-15 | NULL | ErRobNc |  | Com-Iltg-dWatt-IEbase-LF | NULL | DEER | ScaledDirectIE | Delta | 15 | 42 |  | None |  | TRUE | Com-InLtg-LF | TRUE | Com | All | Lighting | InGen | Ltg_Wired | LinFluor_fixt |  |  | Iltg-Lfluor-fixt | Linear Fluorescent: T12: 48 inch: Mag-Hyb: kW/fixture = 0.120 | Linear Fluorescent: T8: 48in 1st Gen: Electronic: kW/fixture = 0.093 | Linear Fluorescent: T8: 48in 2nd Gen: Electronic: kW/fixture = 0.078 | 48in39wT12HMg120w | 48in1g32wT8RSNEl93w | 48in2g32wT8ISREl78w | Standard |  | Lighting | Indoor General Lighting | Lighting - Hard-wired fixture | Linear Fluorescent Fixture
303 | Com-ILtg-PrimLF-LF-ca10076-cd10321-ms10321 | FL, (3) 48in, STD IS lamp, Hyb Mag, W/fixt=120 ==> FL, (3) 48in, T8 lamp, IS EB, W/fixt=78 | DEER2011 | D08 v3.02 | 2008-06-15 | NULL | RobNc |  | Com-Iltg-dWatt-IEbase-LF | NULL | DEER | ScaledDirectIE | Delta | 0 | 42 |  | None |  | TRUE | Com-InLtg-LF | TRUE | Com | All | Lighting | InGen | Ltg_Wired | LinFluor_fixt |  |  | Iltg-Lfluor-fixt | Linear Fluorescent: T12: 48 inch: Mag-Hyb: kW/fixture = 0.120 | Linear Fluorescent: T8: 48in 2nd Gen: Electronic: kW/fixture = 0.078 | Linear Fluorescent: T8: 48in 2nd Gen: Electronic: kW/fixture = 0.078 | 48in39wT12HMg120w | NULL | 48in2g32wT8ISREl78w | Standard |  | Lighting | Indoor General Lighting | Lighting - Hard-wired fixture | Linear Fluorescent Fixture
304 | Com-ILtg-PrimLF-LF-ca10077-cd10262-ms10321 | FL, (3) 48in, ES IS lamp, Mag, W/fixt=133 ==> FL, (3) 48in, T8 lamp, IS EB, W/fixt=78 | DEER2011 | D08 v3.02 | 2008-06-15 | NULL | ErRobNc |  | Com-Iltg-dWatt-IEbase-LF | NULL | DEER | ScaledDirectIE | Delta | 15 | 31 |  | None |  | TRUE | Com-InLtg-LF | TRUE | Com | All | Lighting | InGen | Ltg_Wired | LinFluor_fixt |  |  | Iltg-Lfluor-fixt | Linear Fluorescent: T12: 48 inch: Mag-STD: kW/fixture = 0.109 | Linear Fluorescent: T8: 48in 1st Gen: Electronic: kW/fixture = 0.093 | Linear Fluorescent: T8: 48in 2nd Gen: Electronic: kW/fixture = 0.078 | 48in30wT12SMg133w | 48in1g32wT8RSNEl93w | 48in2g32wT8ISREl78w | Standard | pre-existing fitxure Wattage updated based on ES magnetic ballasts | Lighting | Indoor General Lighting | Lighting - Hard-wired fixture | Linear Fluorescent Fixture
305 | Com-ILtg-PrimLF-LF-ca10077-cd10321-ms10321 | FL, (3) 48in, ES IS lamp, Mag, W/fixt=133 ==> FL, (3) 48in, T8 lamp, IS EB, W/fixt=78 | DEER2011 | D08 v3.02 | 2008-06-15 | NULL | RobNc |  | Com-Iltg-dWatt-IEbase-LF | NULL | DEER | ScaledDirectIE | Delta | 0 | 31 |  | None |  | TRUE | Com-InLtg-LF | TRUE | Com | All | Lighting | InGen | Ltg_Wired | LinFluor_fixt |  |  | Iltg-Lfluor-fixt | Linear Fluorescent: T12: 48 inch: Mag-STD: kW/fixture = 0.109 | Linear Fluorescent: T8: 48in 2nd Gen: Electronic: kW/fixture = 0.078 | Linear Fluorescent: T8: 48in 2nd Gen: Electronic: kW/fixture = 0.078 | 48in30wT12SMg133w | NULL | 48in2g32wT8ISREl78w | Standard | pre-existing fitxure Wattage updated based on ES magnetic ballasts | Lighting | Indoor General Lighting | Lighting - Hard-wired fixture | Linear Fluorescent Fixture
306 | Com-ILtg-PrimLF-LF-ca10078-cd10262-ms10321 | FL, (3) 48in, STD IS lamp, Mag, W/fixt=136 ==> FL, (3) 48in, T8 lamp, IS EB, W/fixt=78 | DEER2011 | D08 v3.02 | 2008-06-15 | NULL | ErRobNc |  | Com-Iltg-dWatt-IEbase-LF | NULL | DEER | ScaledDirectIE | Delta | 15 | 34 |  | None |  | TRUE | Com-InLtg-LF | TRUE | Com | All | Lighting | InGen | Ltg_Wired | LinFluor_fixt |  |  | Iltg-Lfluor-fixt | Linear Fluorescent: T12: 48 inch: Mag-STD: kW/fixture = 0.112 | Linear Fluorescent: T8: 48in 1st Gen: Electronic: kW/fixture = 0.093 | Linear Fluorescent: T8: 48in 2nd Gen: Electronic: kW/fixture = 0.078 | 48in39wT12SMg136w | 48in1g32wT8RSNEl93w | 48in2g32wT8ISREl78w | Standard | pre-existing fitxure Wattage updated based on ES magnetic ballasts | Lighting | Indoor General Lighting | Lighting - Hard-wired fixture | Linear Fluorescent Fixture
307 | Com-ILtg-PrimLF-LF-ca10078-cd10321-ms10321 | FL, (3) 48in, STD IS lamp, Mag, W/fixt=136 ==> FL, (3) 48in, T8 lamp, IS EB, W/fixt=78 | DEER2011 | D08 v3.02 | 2008-06-15 | NULL | RobNc |  | Com-Iltg-dWatt-IEbase-LF | NULL | DEER | ScaledDirectIE | Delta | 0 | 34 |  | None |  | TRUE | Com-InLtg-LF | TRUE | Com | All | Lighting | InGen | Ltg_Wired | LinFluor_fixt |  |  | Iltg-Lfluor-fixt | Linear Fluorescent: T12: 48 inch: Mag-STD: kW/fixture = 0.112 | Linear Fluorescent: T8: 48in 2nd Gen: Electronic: kW/fixture = 0.078 | Linear Fluorescent: T8: 48in 2nd Gen: Electronic: kW/fixture = 0.078 | 48in39wT12SMg136w | NULL | 48in2g32wT8ISREl78w | Standard | pre-existing fitxure Wattage updated based on ES magnetic ballasts | Lighting | Indoor General Lighting | Lighting - Hard-wired fixture | Linear Fluorescent Fixture
308 | Com-ILtg-PrimLF-LF-ca10081-cd10270-ms10329 | FL, (4) 48in, ES lamp, Hyb Mag, W/fixt=136 ==> FL, (4) 48in, T8 lamp, IS EB, W/fixt=102 | DEER2011 | D08 v3.02 | 2008-06-15 | NULL | ErRobNc |  | Com-Iltg-dWatt-IEbase-LF | NULL | DEER | ScaledDirectIE | Delta | 16 | 34 |  | None |  | TRUE | Com-InLtg-LF | TRUE | Com | All | Lighting | InGen | Ltg_Wired | LinFluor_fixt |  |  | Iltg-Lfluor-fixt | Linear Fluorescent: T12: 48 inch: Mag-Hyb: kW/fixture = 0.136 | Linear Fluorescent: T8: 48in 1st Gen: Electronic: kW/fixture = 0.118 | Linear Fluorescent: T8: 48in 2nd Gen: Electronic: kW/fixture = 0.102 | 48in34wT12HMg136w | 48in1g32wT8RSNEl118w | 48in2g32wT8ISREl102w | Standard |  | Lighting | Indoor General Lighting | Lighting - Hard-wired fixture | Linear Fluorescent Fixture
309 | Com-ILtg-PrimLF-LF-ca10081-cd10329-ms10329 | FL, (4) 48in, ES lamp, Hyb Mag, W/fixt=136 ==> FL, (4) 48in, T8 lamp, IS EB, W/fixt=102 | DEER2011 | D08 v3.02 | 2008-06-15 | NULL | RobNc |  | Com-Iltg-dWatt-IEbase-LF | NULL | DEER | ScaledDirectIE | Delta | 0 | 34 |  | None |  | TRUE | Com-InLtg-LF | TRUE | Com | All | Lighting | InGen | Ltg_Wired | LinFluor_fixt |  |  | Iltg-Lfluor-fixt | Linear Fluorescent: T12: 48 inch: Mag-Hyb: kW/fixture = 0.136 | Linear Fluorescent: T8: 48in 2nd Gen: Electronic: kW/fixture = 0.102 | Linear Fluorescent: T8: 48in 2nd Gen: Electronic: kW/fixture = 0.102 | 48in34wT12HMg136w | NULL | 48in2g32wT8ISREl102w | Standard |  | Lighting | Indoor General Lighting | Lighting - Hard-wired fixture | Linear Fluorescent Fixture
310 | Com-ILtg-PrimLF-LF-ca10082-cd10262-ms10318 | FL, (4) 48in, ES lamp, ES Mag, W/fixt=144 ==> FL, (2) 48in, T8 lamp, IS EB, W/fixt=79 | DEER2011 | D08 v3.02 | 2008-06-15 | NULL | ErRobNc |  | Com-Iltg-dWatt-IEbase-LF | NULL | DEER | ScaledDirectIE | Delta | 14 | 65 |  | None |  | TRUE | Com-InLtg-LF | TRUE | Com | All | Lighting | InGen | Ltg_Wired | LinFluor_fixt |  |  | Iltg-Lfluor-fixt | Linear Fluorescent: T12: 48 inch: Mag-ES: kW/fixture = 0.144 | Linear Fluorescent: T8: 48in 1st Gen: Electronic: kW/fixture = 0.093 | Linear Fluorescent: T8: 48in 2nd Gen: Electronic: kW/fixture = 0.079 | 48in34wT12ESMg144w | 48in1g32wT8RSNEl93w | 48in2g32wT8ISVEl79w | Standard |  | Lighting | Indoor General Lighting | Lighting - Hard-wired fixture | Linear Fluorescent Fixture
311 | Com-ILtg-PrimLF-LF-ca10082-cd10270-ms10329 | FL, (4) 48in, ES lamp, ES Mag, W/fixt=144 ==> FL, (4) 48in, T8 lamp, IS EB, W/fixt=102 | DEER2011 | D08 v3.02 | 2008-06-15 | NULL | ErRobNc |  | Com-Iltg-dWatt-IEbase-LF | NULL | DEER | ScaledDirectIE | Delta | 16 | 42 |  | None |  | TRUE | Com-InLtg-LF | TRUE | Com | All | Lighting | InGen | Ltg_Wired | LinFluor_fixt |  |  | Iltg-Lfluor-fixt | Linear Fluorescent: T12: 48 inch: Mag-ES: kW/fixture = 0.144 | Linear Fluorescent: T8: 48in 1st Gen: Electronic: kW/fixture = 0.118 | Linear Fluorescent: T8: 48in 2nd Gen: Electronic: kW/fixture = 0.102 | 48in34wT12ESMg144w | 48in1g32wT8RSNEl118w | 48in2g32wT8ISREl102w | Standard |  | Lighting | Indoor General Lighting | Lighting - Hard-wired fixture | Linear Fluorescent Fixture
312 | Com-ILtg-PrimLF-LF-ca10082-cd10318-ms10318 | FL, (4) 48in, ES lamp, ES Mag, W/fixt=144 ==> FL, (2) 48in, T8 lamp, IS EB, W/fixt=79 | DEER2011 | D08 v3.02 | 2008-06-15 | NULL | RobNc |  | Com-Iltg-dWatt-IEbase-LF | NULL | DEER | ScaledDirectIE | Delta | 0 | 65 |  | None |  | TRUE | Com-InLtg-LF | TRUE | Com | All | Lighting | InGen | Ltg_Wired | LinFluor_fixt |  |  | Iltg-Lfluor-fixt | Linear Fluorescent: T12: 48 inch: Mag-ES: kW/fixture = 0.144 | Linear Fluorescent: T8: 48in 2nd Gen: Electronic: kW/fixture = 0.079 | Linear Fluorescent: T8: 48in 2nd Gen: Electronic: kW/fixture = 0.079 | 48in34wT12ESMg144w | NULL | 48in2g32wT8ISVEl79w | Standard |  | Lighting | Indoor General Lighting | Lighting - Hard-wired fixture | Linear Fluorescent Fixture
313 | Com-ILtg-PrimLF-LF-ca10082-cd10329-ms10329 | FL, (4) 48in, ES lamp, ES Mag, W/fixt=144 ==> FL, (4) 48in, T8 lamp, IS EB, W/fixt=102 | DEER2011 | D08 v3.02 | 2008-06-15 | NULL | RobNc |  | Com-Iltg-dWatt-IEbase-LF | NULL | DEER | ScaledDirectIE | Delta | 0 | 42 |  | None |  | TRUE | Com-InLtg-LF | TRUE | Com | All | Lighting | InGen | Ltg_Wired | LinFluor_fixt |  |  | Iltg-Lfluor-fixt | Linear Fluorescent: T12: 48 inch: Mag-ES: kW/fixture = 0.144 | Linear Fluorescent: T8: 48in 2nd Gen: Electronic: kW/fixture = 0.102 | Linear Fluorescent: T8: 48in 2nd Gen: Electronic: kW/fixture = 0.102 | 48in34wT12ESMg144w | NULL | 48in2g32wT8ISREl102w | Standard |  | Lighting | Indoor General Lighting | Lighting - Hard-wired fixture | Linear Fluorescent Fixture
314 | Com-ILtg-PrimLF-LF-ca10084-cd10270-ms10329 | FL, (4) 48in, STD IS lamp, Hyb Mag, W/fixt=160 ==> FL, (4) 48in, T8 lamp, IS EB, W/fixt=102 | DEER2011 | D08 v3.02 | 2008-06-15 | NULL | ErRobNc |  | Com-Iltg-dWatt-IEbase-LF | NULL | DEER | ScaledDirectIE | Delta | 16 | 58 |  | None |  | TRUE | Com-InLtg-LF | TRUE | Com | All | Lighting | InGen | Ltg_Wired | LinFluor_fixt |  |  | Iltg-Lfluor-fixt | Linear Fluorescent: T12: 48 inch: Mag-Hyb: kW/fixture = 0.160 | Linear Fluorescent: T8: 48in 1st Gen: Electronic: kW/fixture = 0.118 | Linear Fluorescent: T8: 48in 2nd Gen: Electronic: kW/fixture = 0.102 | 48in39wT12HMg160w | 48in1g32wT8RSNEl118w | 48in2g32wT8ISREl102w | Standard |  | Lighting | Indoor General Lighting | Lighting - Hard-wired fixture | Linear Fluorescent Fixture
315 | Com-ILtg-PrimLF-LF-ca10084-cd10329-ms10329 | FL, (4) 48in, STD IS lamp, Hyb Mag, W/fixt=160 ==> FL, (4) 48in, T8 lamp, IS EB, W/fixt=102 | DEER2011 | D08 v3.02 | 2008-06-15 | NULL | RobNc |  | Com-Iltg-dWatt-IEbase-LF | NULL | DEER | ScaledDirectIE | Delta | 0 | 58 |  | None |  | TRUE | Com-InLtg-LF | TRUE | Com | All | Lighting | InGen | Ltg_Wired | LinFluor_fixt |  |  | Iltg-Lfluor-fixt | Linear Fluorescent: T12: 48 inch: Mag-Hyb: kW/fixture = 0.160 | Linear Fluorescent: T8: 48in 2nd Gen: Electronic: kW/fixture = 0.102 | Linear Fluorescent: T8: 48in 2nd Gen: Electronic: kW/fixture = 0.102 | 48in39wT12HMg160w | NULL | 48in2g32wT8ISREl102w | Standard |  | Lighting | Indoor General Lighting | Lighting - Hard-wired fixture | Linear Fluorescent Fixture
316 | Com-ILtg-PrimLF-LF-ca10086-cd10270-ms10329 | FL, (4) 48in, STD IS lamp, Mag, W/fixt=168 ==> FL, (4) 48in, T8 lamp, IS EB, W/fixt=102 | DEER2011 | D08 v3.02 | 2008-06-15 | NULL | ErRobNc |  | Com-Iltg-dWatt-IEbase-LF | NULL | DEER | ScaledDirectIE | Delta | 16 | 46 |  | None |  | TRUE | Com-InLtg-LF | TRUE | Com | All | Lighting | InGen | Ltg_Wired | LinFluor_fixt |  |  | Iltg-Lfluor-fixt | Linear Fluorescent: T12: 48 inch: Mag-STD: kW/fixture = 0.148 | Linear Fluorescent: T8: 48in 1st Gen: Electronic: kW/fixture = 0.118 | Linear Fluorescent: T8: 48in 2nd Gen: Electronic: kW/fixture = 0.102 | 48in39wT12SMg168w | 48in1g32wT8RSNEl118w | 48in2g32wT8ISREl102w | Standard | pre-existing fitxure Wattage updated based on ES magnetic ballasts | Lighting | Indoor General Lighting | Lighting - Hard-wired fixture | Linear Fluorescent Fixture
317 | Com-ILtg-PrimLF-LF-ca10086-cd10329-ms10329 | FL, (4) 48in, STD IS lamp, Mag, W/fixt=168 ==> FL, (4) 48in, T8 lamp, IS EB, W/fixt=102 | DEER2011 | D08 v3.02 | 2008-06-15 | NULL | RobNc |  | Com-Iltg-dWatt-IEbase-LF | NULL | DEER | ScaledDirectIE | Delta | 0 | 46 |  | None |  | TRUE | Com-InLtg-LF | TRUE | Com | All | Lighting | InGen | Ltg_Wired | LinFluor_fixt |  |  | Iltg-Lfluor-fixt | Linear Fluorescent: T12: 48 inch: Mag-STD: kW/fixture = 0.148 | Linear Fluorescent: T8: 48in 2nd Gen: Electronic: kW/fixture = 0.102 | Linear Fluorescent: T8: 48in 2nd Gen: Electronic: kW/fixture = 0.102 | 48in39wT12SMg168w | NULL | 48in2g32wT8ISREl102w | Standard | pre-existing fitxure Wattage updated based on ES magnetic ballasts | Lighting | Indoor General Lighting | Lighting - Hard-wired fixture | Linear Fluorescent Fixture
318 | Com-ILtg-PrimLF-LF-ca10124-cd10246-ms10311 | FL, (1) 96in, ES lamp, W/fixt=62 ==> FL, (2) 48in, T8 lamp, RS EB, W/fixt=54 | DEER2011 | D08 v3.02 | 2008-06-15 | NULL | ErRobNc |  | Com-Iltg-dWatt-IEbase-LF | NULL | DEER | ScaledDirectIE | Delta | 0 | 8 |  | None |  | TRUE | Com-InLtg-LF | TRUE | Com | All | Lighting | InGen | Ltg_Wired | LinFluor_fixt |  |  | Iltg-Lfluor-fixt | Linear Fluorescent: T12: 96 inch: Mag-ES: kW/fixture = 0.062 | Linear Fluorescent: T8: 48in 1st Gen: Electronic: kW/fixture = 0.054 | Linear Fluorescent: T8: 48in 2nd Gen: Electronic: kW/fixture = 0.054 | 96in60wT12ESMg62w | 48in1g32wT8RSREl54w | 48in2g32wT8RSREl54w | Standard |  | Lighting | Indoor General Lighting | Lighting - Hard-wired fixture | Linear Fluorescent Fixture
319 | Com-ILtg-PrimLF-LF-ca10124-cd10311-ms10311 | FL, (1) 96in, ES lamp, W/fixt=62 ==> FL, (2) 48in, T8 lamp, RS EB, W/fixt=54 | DEER2011 | D08 v3.02 | 2008-06-15 | NULL | RobNc |  | Com-Iltg-dWatt-IEbase-LF | NULL | DEER | ScaledDirectIE | Delta | 0 | 8 |  | None |  | TRUE | Com-InLtg-LF | TRUE | Com | All | Lighting | InGen | Ltg_Wired | LinFluor_fixt |  |  | Iltg-Lfluor-fixt | Linear Fluorescent: T12: 96 inch: Mag-ES: kW/fixture = 0.062 | Linear Fluorescent: T8: 48in 2nd Gen: Electronic: kW/fixture = 0.054 | Linear Fluorescent: T8: 48in 2nd Gen: Electronic: kW/fixture = 0.054 | 96in60wT12ESMg62w | NULL | 48in2g32wT8RSREl54w | Standard |  | Lighting | Indoor General Lighting | Lighting - Hard-wired fixture | Linear Fluorescent Fixture
320 | Com-ILtg-PrimLF-LF-ca10134-cd10270-ms10329 | FL, (2) 96in, ES lamp, ES Mag, W/fixt=123 ==> FL, (4) 48in, T8 lamp, IS EB, W/fixt=102 | DEER2011 | D08 v3.02 | 2008-06-15 | NULL | ErRobNc |  | Com-Iltg-dWatt-IEbase-LF | NULL | DEER | ScaledDirectIE | Delta | 16 | 21 |  | None |  | TRUE | Com-InLtg-LF | TRUE | Com | All | Lighting | InGen | Ltg_Wired | LinFluor_fixt |  |  | Iltg-Lfluor-fixt | Linear Fluorescent: T12: 96 inch: Mag-ES: kW/fixture = 0.123 | Linear Fluorescent: T8: 48in 1st Gen: Electronic: kW/fixture = 0.118 | Linear Fluorescent: T8: 48in 2nd Gen: Electronic: kW/fixture = 0.102 | 96in60wT12ESMg123w | 48in1g32wT8RSNEl118w | 48in2g32wT8ISREl102w | Standard |  | Lighting | Indoor General Lighting | Lighting - Hard-wired fixture | Linear Fluorescent Fixture
321 | Com-ILtg-PrimLF-LF-ca10134-cd10329-ms10329 | FL, (2) 96in, ES lamp, ES Mag, W/fixt=123 ==> FL, (4) 48in, T8 lamp, IS EB, W/fixt=102 | DEER2011 | D08 v3.02 | 2008-06-15 | NULL | RobNc |  | Com-Iltg-dWatt-IEbase-LF | NULL | DEER | ScaledDirectIE | Delta | 0 | 21 |  | None |  | TRUE | Com-InLtg-LF | TRUE | Com | All | Lighting | InGen | Ltg_Wired | LinFluor_fixt |  |  | Iltg-Lfluor-fixt | Linear Fluorescent: T12: 96 inch: Mag-ES: kW/fixture = 0.123 | Linear Fluorescent: T8: 48in 2nd Gen: Electronic: kW/fixture = 0.102 | Linear Fluorescent: T8: 48in 2nd Gen: Electronic: kW/fixture = 0.102 | 96in60wT12ESMg123w | NULL | 48in2g32wT8ISREl102w | Standard |  | Lighting | Indoor General Lighting | Lighting - Hard-wired fixture | Linear Fluorescent Fixture
322 | Com-ILtg-PrimLF-LF-ca10140-cd10279-ms10339 | FL, (3) 96in, ES lamp, ES Mag, W/fixt=210 ==> FL, (6) 48in, T8 lamp, IS EB, W/fixt=156 | DEER2011 | D08 v3.02 | 2008-06-15 | NULL | ErRobNc |  | Com-Iltg-dWatt-IEbase-LF | NULL | DEER | ScaledDirectIE | Delta | 26 | 54 |  | None |  | TRUE | Com-InLtg-LF | TRUE | Com | All | Lighting | InGen | Ltg_Wired | LinFluor_fixt |  |  | Iltg-Lfluor-fixt | Linear Fluorescent: T12: 96 inch: Mag-ES: kW/fixture = 0.210 | Linear Fluorescent: T8: 48in 1st Gen: Electronic: kW/fixture = 0.182 | Linear Fluorescent: T8: 48in 2nd Gen: Electronic: kW/fixture = 0.156 | 96in60wT12ESMg210w | 48in1g32wT8RSNEl182w | 48in2g32wT8ISREl156w | Standard |  | Lighting | Indoor General Lighting | Lighting - Hard-wired fixture | Linear Fluorescent Fixture
323 | Com-ILtg-PrimLF-LF-ca10140-cd10339-ms10339 | FL, (3) 96in, ES lamp, ES Mag, W/fixt=210 ==> FL, (6) 48in, T8 lamp, IS EB, W/fixt=156 | DEER2011 | D08 v3.02 | 2008-06-15 | NULL | RobNc |  | Com-Iltg-dWatt-IEbase-LF | NULL | DEER | ScaledDirectIE | Delta | 0 | 54 |  | None |  | TRUE | Com-InLtg-LF | TRUE | Com | All | Lighting | InGen | Ltg_Wired | LinFluor_fixt |  |  | Iltg-Lfluor-fixt | Linear Fluorescent: T12: 96 inch: Mag-ES: kW/fixture = 0.210 | Linear Fluorescent: T8: 48in 2nd Gen: Electronic: kW/fixture = 0.156 | Linear Fluorescent: T8: 48in 2nd Gen: Electronic: kW/fixture = 0.156 | 96in60wT12ESMg210w | NULL | 48in2g32wT8ISREl156w | Standard |  | Lighting | Indoor General Lighting | Lighting - Hard-wired fixture | Linear Fluorescent Fixture
324 | Com-ILtg-PrimLF-LF-ca10144-cd10340-ms10340 | FL, (4) 96in, ES lamp, ES Mag, W/fixt=246 ==> FL, (6) 48in, T8 lamp, IS EB, W/fixt=175 | DEER2011 | D08 v3.02 | 2008-06-15 | NULL | RobNc |  | Com-Iltg-dWatt-IEbase-LF | NULL | DEER | ScaledDirectIE | Delta | 0 | 71 |  | None |  | TRUE | Com-InLtg-LF | TRUE | Com | All | Lighting | InGen | Ltg_Wired | LinFluor_fixt |  |  | Iltg-Lfluor-fixt | Linear Fluorescent: T12: 96 inch: Mag-ES: kW/fixture = 0.246 | Linear Fluorescent: T8: 48in 2nd Gen: Electronic: kW/fixture = 0.175 | Linear Fluorescent: T8: 48in 2nd Gen: Electronic: kW/fixture = 0.175 | 96in60wT12ESMg246w | NULL | 48in2g32wT8ISNEl175w | Standard |  | Lighting | Indoor General Lighting | Lighting - Hard-wired fixture | Linear Fluorescent Fixture
325 | Com-ILtg-PrimLF-LF-ca10309-ms10307 | FL, (2) 48in, T8 lamp, IS EB, W/fixt=52 ==> FL, (1) 48in, T8 lamp, IS EB, W/fixt=41 | DEER2011 | D08 v3.02 | 2008-06-15 | NULL | RobNc |  | Com-Iltg-dWatt-IEbase-LF | NULL | DEER | ScaledDirectIE | Delta |  | 11 |  | None |  | TRUE | Com-InLtg-LF | TRUE | Com | All | Lighting | InGen | Ltg_Wired | LinFluor_fixt |  |  | Iltg-Lfluor-fixt | Linear Fluorescent: T8: 48in 2nd Gen: Electronic: kW/fixture = 0.052 |  | Linear Fluorescent: T8: 48in 2nd Gen: Electronic: kW/fixture = 0.041 | 48in2g32wT8ISREl52w | NULL | 48in2g32wT8ISVEl41w | Standard |  | Lighting | Indoor General Lighting | Lighting - Hard-wired fixture | Linear Fluorescent Fixture
326 | Com-ILtg-PrimLF-LF-ca10043-cd10223-ms10345 | FL, (1) 48in, ES lamp, Hyb Mag, W/fixt=36 ==> FL, (1) 48in, ES T8, Prem IS Bal, W/fixt=24 | DEER2011 | D08 v3.02 | 2008-06-15 | NULL | ErRobNc |  | Com-Iltg-dWatt-IEbase-LF | NULL | DEER | ScaledDirectIE | Delta | 3 | 12 |  | None |  | TRUE | Com-InLtg-LF | TRUE | Com | All | Lighting | InGen | Ltg_Wired | LinFluor_fixt |  |  | Iltg-Lfluor-fixt | Linear Fluorescent: T12: 48 inch: Mag-Hyb: kW/fixture = 0.036 | Linear Fluorescent: T8: 48in 1st Gen: Electronic: kW/fixture = 0.027 | Linear Fluorescent: T8: 48in 3rd Gen: Elec-Prem: kW/fixture = 0.024 | 48in34wT12HMg36w | 48in1g32wT8RSREl27w | 48in3g30wT8ESPISREl24w | Standard |  | Lighting | Indoor General Lighting | Lighting - Hard-wired fixture | Linear Fluorescent Fixture
327 | Com-ILtg-PrimLF-LF-ca10043-cd10223-ms10346 | FL, (1) 48in, ES lamp, Hyb Mag, W/fixt=36 ==> FL, (1) 48in, T8, Prem IS EB, W/fixt=25 | DEER2011 | D08 v3.02 | 2008-06-15 | NULL | ErRobNc |  | Com-Iltg-dWatt-IEbase-LF | NULL | DEER | ScaledDirectIE | Delta | 2 | 11 |  | None |  | TRUE | Com-InLtg-LF | TRUE | Com | All | Lighting | InGen | Ltg_Wired | LinFluor_fixt |  |  | Iltg-Lfluor-fixt | Linear Fluorescent: T12: 48 inch: Mag-Hyb: kW/fixture = 0.036 | Linear Fluorescent: T8: 48in 1st Gen: Electronic: kW/fixture = 0.027 | Linear Fluorescent: T8: 48in 3rd Gen: Elec-Prem: kW/fixture = 0.025 | 48in34wT12HMg36w | 48in1g32wT8RSREl27w | 48in3g32wT8PISREl25w | Standard |  | Lighting | Indoor General Lighting | Lighting - Hard-wired fixture | Linear Fluorescent Fixture
328 | Com-ILtg-PrimLF-LF-ca10043-cd10232-ms10347 | FL, (1) 48in, ES lamp, Hyb Mag, W/fixt=36 ==> FL, (1) 48in, ES T8, Prem IS Bal, W/fixt=27 | DEER2011 | D08 v3.02 | 2008-06-15 | NULL | ErRobNc |  | Com-Iltg-dWatt-IEbase-LF | NULL | DEER | ScaledDirectIE | Delta | 5 | 9 |  | None |  | TRUE | Com-InLtg-LF | TRUE | Com | All | Lighting | InGen | Ltg_Wired | LinFluor_fixt |  |  | Iltg-Lfluor-fixt | Linear Fluorescent: T12: 48 inch: Mag-Hyb: kW/fixture = 0.036 | Linear Fluorescent: T8: 48in 1st Gen: Electronic: kW/fixture = 0.032 | Linear Fluorescent: T8: 48in 3rd Gen: Elec-Prem: kW/fixture = 0.027 | 48in34wT12HMg36w | 48in1g32wT8RSNEl32w | 48in3g30wT8ESPISNEl27w | Standard |  | Lighting | Indoor General Lighting | Lighting - Hard-wired fixture | Linear Fluorescent Fixture
329 | Com-ILtg-PrimLF-LF-ca10043-cd10232-ms10348 | FL, (1) 48in, ES lamp, Hyb Mag, W/fixt=36 ==> FL, (1) 48in, T8, Prem IS EB, W/fixt=28 | DEER2011 | D08 v3.02 | 2008-06-15 | NULL | ErRobNc |  | Com-Iltg-dWatt-IEbase-LF | NULL | DEER | ScaledDirectIE | Delta | 4 | 8 |  | None |  | TRUE | Com-InLtg-LF | TRUE | Com | All | Lighting | InGen | Ltg_Wired | LinFluor_fixt |  |  | Iltg-Lfluor-fixt | Linear Fluorescent: T12: 48 inch: Mag-Hyb: kW/fixture = 0.036 | Linear Fluorescent: T8: 48in 1st Gen: Electronic: kW/fixture = 0.032 | Linear Fluorescent: T8: 48in 3rd Gen: Elec-Prem: kW/fixture = 0.028 | 48in34wT12HMg36w | 48in1g32wT8RSNEl32w | 48in3g32wT8PISNEl28w | Standard |  | Lighting | Indoor General Lighting | Lighting - Hard-wired fixture | Linear Fluorescent Fixture
330 | Com-ILtg-PrimLF-LF-ca10043-cd10289-ms10345 | FL, (1) 48in, ES lamp, Hyb Mag, W/fixt=36 ==> FL, (1) 48in, ES T8, Prem IS Bal, W/fixt=24 | DEER2011 | D08 v3.02 | 2008-06-15 | NULL | ErRobNc |  | Com-Iltg-dWatt-IEbase-LF | NULL | DEER | ScaledDirectIE | Delta | 3 | 12 |  | None |  | TRUE | Com-InLtg-LF | TRUE | Com | All | Lighting | InGen | Ltg_Wired | LinFluor_fixt |  |  | Iltg-Lfluor-fixt | Linear Fluorescent: T12: 48 inch: Mag-Hyb: kW/fixture = 0.036 | Linear Fluorescent: T8: 48in 2nd Gen: Electronic: kW/fixture = 0.027 | Linear Fluorescent: T8: 48in 3rd Gen: Elec-Prem: kW/fixture = 0.024 | 48in34wT12HMg36w | 48in2g32wT8RSREl27w | 48in3g30wT8ESPISREl24w | Standard |  | Lighting | Indoor General Lighting | Lighting - Hard-wired fixture | Linear Fluorescent Fixture
331 | Com-ILtg-PrimLF-LF-ca10043-cd10289-ms10346 | FL, (1) 48in, ES lamp, Hyb Mag, W/fixt=36 ==> FL, (1) 48in, T8, Prem IS EB, W/fixt=25 | DEER2011 | D08 v3.02 | 2008-06-15 | NULL | ErRobNc |  | Com-Iltg-dWatt-IEbase-LF | NULL | DEER | ScaledDirectIE | Delta | 2 | 11 |  | None |  | TRUE | Com-InLtg-LF | TRUE | Com | All | Lighting | InGen | Ltg_Wired | LinFluor_fixt |  |  | Iltg-Lfluor-fixt | Linear Fluorescent: T12: 48 inch: Mag-Hyb: kW/fixture = 0.036 | Linear Fluorescent: T8: 48in 2nd Gen: Electronic: kW/fixture = 0.027 | Linear Fluorescent: T8: 48in 3rd Gen: Elec-Prem: kW/fixture = 0.025 | 48in34wT12HMg36w | 48in2g32wT8RSREl27w | 48in3g32wT8PISREl25w | Standard |  | Lighting | Indoor General Lighting | Lighting - Hard-wired fixture | Linear Fluorescent Fixture
332 | Com-ILtg-PrimLF-LF-ca10043-cd10295-ms10347 | FL, (1) 48in, ES lamp, Hyb Mag, W/fixt=36 ==> FL, (1) 48in, ES T8, Prem IS Bal, W/fixt=27 | DEER2011 | D08 v3.02 | 2008-06-15 | NULL | ErRobNc |  | Com-Iltg-dWatt-IEbase-LF | NULL | DEER | ScaledDirectIE | Delta | 4 | 9 |  | None |  | TRUE | Com-InLtg-LF | TRUE | Com | All | Lighting | InGen | Ltg_Wired | LinFluor_fixt |  |  | Iltg-Lfluor-fixt | Linear Fluorescent: T12: 48 inch: Mag-Hyb: kW/fixture = 0.036 | Linear Fluorescent: T8: 48in 2nd Gen: Electronic: kW/fixture = 0.031 | Linear Fluorescent: T8: 48in 3rd Gen: Elec-Prem: kW/fixture = 0.027 | 48in34wT12HMg36w | 48in2g32wT8ISNEl31w | 48in3g30wT8ESPISNEl27w | Standard |  | Lighting | Indoor General Lighting | Lighting - Hard-wired fixture | Linear Fluorescent Fixture
333 | Com-ILtg-PrimLF-LF-ca10043-cd10295-ms10348 | FL, (1) 48in, ES lamp, Hyb Mag, W/fixt=36 ==> FL, (1) 48in, T8, Prem IS EB, W/fixt=28 | DEER2011 | D08 v3.02 | 2008-06-15 | NULL | ErRobNc |  | Com-Iltg-dWatt-IEbase-LF | NULL | DEER | ScaledDirectIE | Delta | 3 | 8 |  | None |  | TRUE | Com-InLtg-LF | TRUE | Com | All | Lighting | InGen | Ltg_Wired | LinFluor_fixt |  |  | Iltg-Lfluor-fixt | Linear Fluorescent: T12: 48 inch: Mag-Hyb: kW/fixture = 0.036 | Linear Fluorescent: T8: 48in 2nd Gen: Electronic: kW/fixture = 0.031 | Linear Fluorescent: T8: 48in 3rd Gen: Elec-Prem: kW/fixture = 0.028 | 48in34wT12HMg36w | 48in2g32wT8ISNEl31w | 48in3g32wT8PISNEl28w | Standard |  | Lighting | Indoor General Lighting | Lighting - Hard-wired fixture | Linear Fluorescent Fixture
334 | Com-ILtg-PrimLF-LF-ca10044-cd10223-ms10345 | FL, (1) 48in, STD IS lamp, Hyb Mag, W/fixt=41 ==> FL, (1) 48in, ES T8, Prem IS Bal, W/fixt=24 | DEER2011 | D08 v3.02 | 2008-06-15 | NULL | ErRobNc |  | Com-Iltg-dWatt-IEbase-LF | NULL | DEER | ScaledDirectIE | Delta | 3 | 17 |  | None |  | TRUE | Com-InLtg-LF | TRUE | Com | All | Lighting | InGen | Ltg_Wired | LinFluor_fixt |  |  | Iltg-Lfluor-fixt | Linear Fluorescent: T12: 48 inch: Mag-Hyb: kW/fixture = 0.041 | Linear Fluorescent: T8: 48in 1st Gen: Electronic: kW/fixture = 0.027 | Linear Fluorescent: T8: 48in 3rd Gen: Elec-Prem: kW/fixture = 0.024 | 48in39wT12HMg41w | 48in1g32wT8RSREl27w | 48in3g30wT8ESPISREl24w | Standard |  | Lighting | Indoor General Lighting | Lighting - Hard-wired fixture | Linear Fluorescent Fixture
335 | Com-ILtg-PrimLF-LF-ca10044-cd10223-ms10346 | FL, (1) 48in, STD IS lamp, Hyb Mag, W/fixt=41 ==> FL, (1) 48in, T8, Prem IS EB, W/fixt=25 | DEER2011 | D08 v3.02 | 2008-06-15 | NULL | ErRobNc |  | Com-Iltg-dWatt-IEbase-LF | NULL | DEER | ScaledDirectIE | Delta | 2 | 16 |  | None |  | TRUE | Com-InLtg-LF | TRUE | Com | All | Lighting | InGen | Ltg_Wired | LinFluor_fixt |  |  | Iltg-Lfluor-fixt | Linear Fluorescent: T12: 48 inch: Mag-Hyb: kW/fixture = 0.041 | Linear Fluorescent: T8: 48in 1st Gen: Electronic: kW/fixture = 0.027 | Linear Fluorescent: T8: 48in 3rd Gen: Elec-Prem: kW/fixture = 0.025 | 48in39wT12HMg41w | 48in1g32wT8RSREl27w | 48in3g32wT8PISREl25w | Standard |  | Lighting | Indoor General Lighting | Lighting - Hard-wired fixture | Linear Fluorescent Fixture
336 | Com-ILtg-PrimLF-LF-ca10044-cd10232-ms10347 | FL, (1) 48in, STD IS lamp, Hyb Mag, W/fixt=41 ==> FL, (1) 48in, ES T8, Prem IS Bal, W/fixt=27 | DEER2011 | D08 v3.02 | 2008-06-15 | NULL | ErRobNc |  | Com-Iltg-dWatt-IEbase-LF | NULL | DEER | ScaledDirectIE | Delta | 5 | 14 |  | None |  | TRUE | Com-InLtg-LF | TRUE | Com | All | Lighting | InGen | Ltg_Wired | LinFluor_fixt |  |  | Iltg-Lfluor-fixt | Linear Fluorescent: T12: 48 inch: Mag-Hyb: kW/fixture = 0.041 | Linear Fluorescent: T8: 48in 1st Gen: Electronic: kW/fixture = 0.032 | Linear Fluorescent: T8: 48in 3rd Gen: Elec-Prem: kW/fixture = 0.027 | 48in39wT12HMg41w | 48in1g32wT8RSNEl32w | 48in3g30wT8ESPISNEl27w | Standard |  | Lighting | Indoor General Lighting | Lighting - Hard-wired fixture | Linear Fluorescent Fixture
337 | Com-ILtg-PrimLF-LF-ca10044-cd10232-ms10348 | FL, (1) 48in, STD IS lamp, Hyb Mag, W/fixt=41 ==> FL, (1) 48in, T8, Prem IS EB, W/fixt=28 | DEER2011 | D08 v3.02 | 2008-06-15 | NULL | ErRobNc |  | Com-Iltg-dWatt-IEbase-LF | NULL | DEER | ScaledDirectIE | Delta | 4 | 13 |  | None |  | TRUE | Com-InLtg-LF | TRUE | Com | All | Lighting | InGen | Ltg_Wired | LinFluor_fixt |  |  | Iltg-Lfluor-fixt | Linear Fluorescent: T12: 48 inch: Mag-Hyb: kW/fixture = 0.041 | Linear Fluorescent: T8: 48in 1st Gen: Electronic: kW/fixture = 0.032 | Linear Fluorescent: T8: 48in 3rd Gen: Elec-Prem: kW/fixture = 0.028 | 48in39wT12HMg41w | 48in1g32wT8RSNEl32w | 48in3g32wT8PISNEl28w | Standard |  | Lighting | Indoor General Lighting | Lighting - Hard-wired fixture | Linear Fluorescent Fixture
338 | Com-ILtg-PrimLF-LF-ca10044-cd10289-ms10345 | FL, (1) 48in, STD IS lamp, Hyb Mag, W/fixt=41 ==> FL, (1) 48in, ES T8, Prem IS Bal, W/fixt=24 | DEER2011 | D08 v3.02 | 2008-06-15 | NULL | ErRobNc |  | Com-Iltg-dWatt-IEbase-LF | NULL | DEER | ScaledDirectIE | Delta | 3 | 17 |  | None |  | TRUE | Com-InLtg-LF | TRUE | Com | All | Lighting | InGen | Ltg_Wired | LinFluor_fixt |  |  | Iltg-Lfluor-fixt | Linear Fluorescent: T12: 48 inch: Mag-Hyb: kW/fixture = 0.041 | Linear Fluorescent: T8: 48in 2nd Gen: Electronic: kW/fixture = 0.027 | Linear Fluorescent: T8: 48in 3rd Gen: Elec-Prem: kW/fixture = 0.024 | 48in39wT12HMg41w | 48in2g32wT8RSREl27w | 48in3g30wT8ESPISREl24w | Standard |  | Lighting | Indoor General Lighting | Lighting - Hard-wired fixture | Linear Fluorescent Fixture
339 | Com-ILtg-PrimLF-LF-ca10044-cd10289-ms10346 | FL, (1) 48in, STD IS lamp, Hyb Mag, W/fixt=41 ==> FL, (1) 48in, T8, Prem IS EB, W/fixt=25 | DEER2011 | D08 v3.02 | 2008-06-15 | NULL | ErRobNc |  | Com-Iltg-dWatt-IEbase-LF | NULL | DEER | ScaledDirectIE | Delta | 2 | 16 |  | None |  | TRUE | Com-InLtg-LF | TRUE | Com | All | Lighting | InGen | Ltg_Wired | LinFluor_fixt |  |  | Iltg-Lfluor-fixt | Linear Fluorescent: T12: 48 inch: Mag-Hyb: kW/fixture = 0.041 | Linear Fluorescent: T8: 48in 2nd Gen: Electronic: kW/fixture = 0.027 | Linear Fluorescent: T8: 48in 3rd Gen: Elec-Prem: kW/fixture = 0.025 | 48in39wT12HMg41w | 48in2g32wT8RSREl27w | 48in3g32wT8PISREl25w | Standard |  | Lighting | Indoor General Lighting | Lighting - Hard-wired fixture | Linear Fluorescent Fixture
340 | Com-ILtg-PrimLF-LF-ca10044-cd10295-ms10347 | FL, (1) 48in, STD IS lamp, Hyb Mag, W/fixt=41 ==> FL, (1) 48in, ES T8, Prem IS Bal, W/fixt=27 | DEER2011 | D08 v3.02 | 2008-06-15 | NULL | ErRobNc |  | Com-Iltg-dWatt-IEbase-LF | NULL | DEER | ScaledDirectIE | Delta | 4 | 14 |  | None |  | TRUE | Com-InLtg-LF | TRUE | Com | All | Lighting | InGen | Ltg_Wired | LinFluor_fixt |  |  | Iltg-Lfluor-fixt | Linear Fluorescent: T12: 48 inch: Mag-Hyb: kW/fixture = 0.041 | Linear Fluorescent: T8: 48in 2nd Gen: Electronic: kW/fixture = 0.031 | Linear Fluorescent: T8: 48in 3rd Gen: Elec-Prem: kW/fixture = 0.027 | 48in39wT12HMg41w | 48in2g32wT8ISNEl31w | 48in3g30wT8ESPISNEl27w | Standard |  | Lighting | Indoor General Lighting | Lighting - Hard-wired fixture | Linear Fluorescent Fixture
341 | Com-ILtg-PrimLF-LF-ca10044-cd10295-ms10348 | FL, (1) 48in, STD IS lamp, Hyb Mag, W/fixt=41 ==> FL, (1) 48in, T8, Prem IS EB, W/fixt=28 | DEER2011 | D08 v3.02 | 2008-06-15 | NULL | ErRobNc |  | Com-Iltg-dWatt-IEbase-LF | NULL | DEER | ScaledDirectIE | Delta | 3 | 13 |  | None |  | TRUE | Com-InLtg-LF | TRUE | Com | All | Lighting | InGen | Ltg_Wired | LinFluor_fixt |  |  | Iltg-Lfluor-fixt | Linear Fluorescent: T12: 48 inch: Mag-Hyb: kW/fixture = 0.041 | Linear Fluorescent: T8: 48in 2nd Gen: Electronic: kW/fixture = 0.031 | Linear Fluorescent: T8: 48in 3rd Gen: Elec-Prem: kW/fixture = 0.028 | 48in39wT12HMg41w | 48in2g32wT8ISNEl31w | 48in3g32wT8PISNEl28w | Standard |  | Lighting | Indoor General Lighting | Lighting - Hard-wired fixture | Linear Fluorescent Fixture
342 | Com-ILtg-PrimLF-LF-ca10045-cd10223-ms10345 | FL, (1) 48in, ES lamp, ES Mag, W/fixt=43 ==> FL, (1) 48in, ES T8, Prem IS Bal, W/fixt=24 | DEER2011 | D08 v3.02 | 2008-06-15 | NULL | ErRobNc |  | Com-Iltg-dWatt-IEbase-LF | NULL | DEER | ScaledDirectIE | Delta | 3 | 19 |  | None |  | TRUE | Com-InLtg-LF | TRUE | Com | All | Lighting | InGen | Ltg_Wired | LinFluor_fixt |  |  | Iltg-Lfluor-fixt | Linear Fluorescent: T12: 48 inch: Mag-ES: kW/fixture = 0.043 | Linear Fluorescent: T8: 48in 1st Gen: Electronic: kW/fixture = 0.027 | Linear Fluorescent: T8: 48in 3rd Gen: Elec-Prem: kW/fixture = 0.024 | 48in34wT12ESMg43w | 48in1g32wT8RSREl27w | 48in3g30wT8ESPISREl24w | Standard |  | Lighting | Indoor General Lighting | Lighting - Hard-wired fixture | Linear Fluorescent Fixture
343 | Com-ILtg-PrimLF-LF-ca10045-cd10223-ms10346 | FL, (1) 48in, ES lamp, ES Mag, W/fixt=43 ==> FL, (1) 48in, T8, Prem IS EB, W/fixt=25 | DEER2011 | D08 v3.02 | 2008-06-15 | NULL | ErRobNc |  | Com-Iltg-dWatt-IEbase-LF | NULL | DEER | ScaledDirectIE | Delta | 2 | 18 |  | None |  | TRUE | Com-InLtg-LF | TRUE | Com | All | Lighting | InGen | Ltg_Wired | LinFluor_fixt |  |  | Iltg-Lfluor-fixt | Linear Fluorescent: T12: 48 inch: Mag-ES: kW/fixture = 0.043 | Linear Fluorescent: T8: 48in 1st Gen: Electronic: kW/fixture = 0.027 | Linear Fluorescent: T8: 48in 3rd Gen: Elec-Prem: kW/fixture = 0.025 | 48in34wT12ESMg43w | 48in1g32wT8RSREl27w | 48in3g32wT8PISREl25w | Standard |  | Lighting | Indoor General Lighting | Lighting - Hard-wired fixture | Linear Fluorescent Fixture
344 | Com-ILtg-PrimLF-LF-ca10045-cd10232-ms10347 | FL, (1) 48in, ES lamp, ES Mag, W/fixt=43 ==> FL, (1) 48in, ES T8, Prem IS Bal, W/fixt=27 | DEER2011 | D08 v3.02 | 2008-06-15 | NULL | ErRobNc |  | Com-Iltg-dWatt-IEbase-LF | NULL | DEER | ScaledDirectIE | Delta | 5 | 16 |  | None |  | TRUE | Com-InLtg-LF | TRUE | Com | All | Lighting | InGen | Ltg_Wired | LinFluor_fixt |  |  | Iltg-Lfluor-fixt | Linear Fluorescent: T12: 48 inch: Mag-ES: kW/fixture = 0.043 | Linear Fluorescent: T8: 48in 1st Gen: Electronic: kW/fixture = 0.032 | Linear Fluorescent: T8: 48in 3rd Gen: Elec-Prem: kW/fixture = 0.027 | 48in34wT12ESMg43w | 48in1g32wT8RSNEl32w | 48in3g30wT8ESPISNEl27w | Standard |  | Lighting | Indoor General Lighting | Lighting - Hard-wired fixture | Linear Fluorescent Fixture
345 | Com-ILtg-PrimLF-LF-ca10045-cd10232-ms10348 | FL, (1) 48in, ES lamp, ES Mag, W/fixt=43 ==> FL, (1) 48in, T8, Prem IS EB, W/fixt=28 | DEER2011 | D08 v3.02 | 2008-06-15 | NULL | ErRobNc |  | Com-Iltg-dWatt-IEbase-LF | NULL | DEER | ScaledDirectIE | Delta | 4 | 15 |  | None |  | TRUE | Com-InLtg-LF | TRUE | Com | All | Lighting | InGen | Ltg_Wired | LinFluor_fixt |  |  | Iltg-Lfluor-fixt | Linear Fluorescent: T12: 48 inch: Mag-ES: kW/fixture = 0.043 | Linear Fluorescent: T8: 48in 1st Gen: Electronic: kW/fixture = 0.032 | Linear Fluorescent: T8: 48in 3rd Gen: Elec-Prem: kW/fixture = 0.028 | 48in34wT12ESMg43w | 48in1g32wT8RSNEl32w | 48in3g32wT8PISNEl28w | Standard |  | Lighting | Indoor General Lighting | Lighting - Hard-wired fixture | Linear Fluorescent Fixture
346 | Com-ILtg-PrimLF-LF-ca10045-cd10289-ms10345 | FL, (1) 48in, ES lamp, ES Mag, W/fixt=43 ==> FL, (1) 48in, ES T8, Prem IS Bal, W/fixt=24 | DEER2011 | D08 v3.02 | 2008-06-15 | NULL | ErRobNc |  | Com-Iltg-dWatt-IEbase-LF | NULL | DEER | ScaledDirectIE | Delta | 3 | 19 |  | None |  | TRUE | Com-InLtg-LF | TRUE | Com | All | Lighting | InGen | Ltg_Wired | LinFluor_fixt |  |  | Iltg-Lfluor-fixt | Linear Fluorescent: T12: 48 inch: Mag-ES: kW/fixture = 0.043 | Linear Fluorescent: T8: 48in 2nd Gen: Electronic: kW/fixture = 0.027 | Linear Fluorescent: T8: 48in 3rd Gen: Elec-Prem: kW/fixture = 0.024 | 48in34wT12ESMg43w | 48in2g32wT8RSREl27w | 48in3g30wT8ESPISREl24w | Standard |  | Lighting | Indoor General Lighting | Lighting - Hard-wired fixture | Linear Fluorescent Fixture
347 | Com-ILtg-PrimLF-LF-ca10045-cd10289-ms10346 | FL, (1) 48in, ES lamp, ES Mag, W/fixt=43 ==> FL, (1) 48in, T8, Prem IS EB, W/fixt=25 | DEER2011 | D08 v3.02 | 2008-06-15 | NULL | ErRobNc |  | Com-Iltg-dWatt-IEbase-LF | NULL | DEER | ScaledDirectIE | Delta | 2 | 18 |  | None |  | TRUE | Com-InLtg-LF | TRUE | Com | All | Lighting | InGen | Ltg_Wired | LinFluor_fixt |  |  | Iltg-Lfluor-fixt | Linear Fluorescent: T12: 48 inch: Mag-ES: kW/fixture = 0.043 | Linear Fluorescent: T8: 48in 2nd Gen: Electronic: kW/fixture = 0.027 | Linear Fluorescent: T8: 48in 3rd Gen: Elec-Prem: kW/fixture = 0.025 | 48in34wT12ESMg43w | 48in2g32wT8RSREl27w | 48in3g32wT8PISREl25w | Standard |  | Lighting | Indoor General Lighting | Lighting - Hard-wired fixture | Linear Fluorescent Fixture
348 | Com-ILtg-PrimLF-LF-ca10045-cd10295-ms10347 | FL, (1) 48in, ES lamp, ES Mag, W/fixt=43 ==> FL, (1) 48in, ES T8, Prem IS Bal, W/fixt=27 | DEER2011 | D08 v3.02 | 2008-06-15 | NULL | ErRobNc |  | Com-Iltg-dWatt-IEbase-LF | NULL | DEER | ScaledDirectIE | Delta | 4 | 16 |  | None |  | TRUE | Com-InLtg-LF | TRUE | Com | All | Lighting | InGen | Ltg_Wired | LinFluor_fixt |  |  | Iltg-Lfluor-fixt | Linear Fluorescent: T12: 48 inch: Mag-ES: kW/fixture = 0.043 | Linear Fluorescent: T8: 48in 2nd Gen: Electronic: kW/fixture = 0.031 | Linear Fluorescent: T8: 48in 3rd Gen: Elec-Prem: kW/fixture = 0.027 | 48in34wT12ESMg43w | 48in2g32wT8ISNEl31w | 48in3g30wT8ESPISNEl27w | Standard |  | Lighting | Indoor General Lighting | Lighting - Hard-wired fixture | Linear Fluorescent Fixture
349 | Com-ILtg-PrimLF-LF-ca10045-cd10295-ms10348 | FL, (1) 48in, ES lamp, ES Mag, W/fixt=43 ==> FL, (1) 48in, T8, Prem IS EB, W/fixt=28 | DEER2011 | D08 v3.02 | 2008-06-15 | NULL | ErRobNc |  | Com-Iltg-dWatt-IEbase-LF | NULL | DEER | ScaledDirectIE | Delta | 3 | 15 |  | None |  | TRUE | Com-InLtg-LF | TRUE | Com | All | Lighting | InGen | Ltg_Wired | LinFluor_fixt |  |  | Iltg-Lfluor-fixt | Linear Fluorescent: T12: 48 inch: Mag-ES: kW/fixture = 0.043 | Linear Fluorescent: T8: 48in 2nd Gen: Electronic: kW/fixture = 0.031 | Linear Fluorescent: T8: 48in 3rd Gen: Elec-Prem: kW/fixture = 0.028 | 48in34wT12ESMg43w | 48in2g32wT8ISNEl31w | 48in3g32wT8PISNEl28w | Standard |  | Lighting | Indoor General Lighting | Lighting - Hard-wired fixture | Linear Fluorescent Fixture
350 | Com-ILtg-PrimLF-LF-ca10047-cd10223-ms10345 | FL, (1) 48in, ES IS lamp, Mag, W/fixt=51 ==> FL, (1) 48in, ES T8, Prem IS Bal, W/fixt=24 | DEER2011 | D08 v3.02 | 2008-06-15 | NULL | ErRobNc |  | Com-Iltg-dWatt-IEbase-LF | NULL | DEER | ScaledDirectIE | Delta | 3 | 19 |  | None |  | TRUE | Com-InLtg-LF | TRUE | Com | All | Lighting | InGen | Ltg_Wired | LinFluor_fixt |  |  | Iltg-Lfluor-fixt | Linear Fluorescent: T12: 48 inch: Mag-STD: kW/fixture = 0.043 | Linear Fluorescent: T8: 48in 1st Gen: Electronic: kW/fixture = 0.027 | Linear Fluorescent: T8: 48in 3rd Gen: Elec-Prem: kW/fixture = 0.024 | 48in30wT12SMg51w | 48in1g32wT8RSREl27w | 48in3g30wT8ESPISREl24w | Standard | pre-existing fitxure Wattage updated based on ES magnetic ballasts | Lighting | Indoor General Lighting | Lighting - Hard-wired fixture | Linear Fluorescent Fixture
351 | Com-ILtg-PrimLF-LF-ca10047-cd10223-ms10346 | FL, (1) 48in, ES IS lamp, Mag, W/fixt=51 ==> FL, (1) 48in, T8, Prem IS EB, W/fixt=25 | DEER2011 | D08 v3.02 | 2008-06-15 | NULL | ErRobNc |  | Com-Iltg-dWatt-IEbase-LF | NULL | DEER | ScaledDirectIE | Delta | 2 | 18 |  | None |  | TRUE | Com-InLtg-LF | TRUE | Com | All | Lighting | InGen | Ltg_Wired | LinFluor_fixt |  |  | Iltg-Lfluor-fixt | Linear Fluorescent: T12: 48 inch: Mag-STD: kW/fixture = 0.043 | Linear Fluorescent: T8: 48in 1st Gen: Electronic: kW/fixture = 0.027 | Linear Fluorescent: T8: 48in 3rd Gen: Elec-Prem: kW/fixture = 0.025 | 48in30wT12SMg51w | 48in1g32wT8RSREl27w | 48in3g32wT8PISREl25w | Standard | pre-existing fitxure Wattage updated based on ES magnetic ballasts | Lighting | Indoor General Lighting | Lighting - Hard-wired fixture | Linear Fluorescent Fixture
352 | Com-ILtg-PrimLF-LF-ca10047-cd10232-ms10347 | FL, (1) 48in, ES IS lamp, Mag, W/fixt=51 ==> FL, (1) 48in, ES T8, Prem IS Bal, W/fixt=27 | DEER2011 | D08 v3.02 | 2008-06-15 | NULL | ErRobNc |  | Com-Iltg-dWatt-IEbase-LF | NULL | DEER | ScaledDirectIE | Delta | 5 | 16 |  | None |  | TRUE | Com-InLtg-LF | TRUE | Com | All | Lighting | InGen | Ltg_Wired | LinFluor_fixt |  |  | Iltg-Lfluor-fixt | Linear Fluorescent: T12: 48 inch: Mag-STD: kW/fixture = 0.043 | Linear Fluorescent: T8: 48in 1st Gen: Electronic: kW/fixture = 0.032 | Linear Fluorescent: T8: 48in 3rd Gen: Elec-Prem: kW/fixture = 0.027 | 48in30wT12SMg51w | 48in1g32wT8RSNEl32w | 48in3g30wT8ESPISNEl27w | Standard | pre-existing fitxure Wattage updated based on ES magnetic ballasts | Lighting | Indoor General Lighting | Lighting - Hard-wired fixture | Linear Fluorescent Fixture
353 | Com-ILtg-PrimLF-LF-ca10047-cd10232-ms10348 | FL, (1) 48in, ES IS lamp, Mag, W/fixt=51 ==> FL, (1) 48in, T8, Prem IS EB, W/fixt=28 | DEER2011 | D08 v3.02 | 2008-06-15 | NULL | ErRobNc |  | Com-Iltg-dWatt-IEbase-LF | NULL | DEER | ScaledDirectIE | Delta | 4 | 15 |  | None |  | TRUE | Com-InLtg-LF | TRUE | Com | All | Lighting | InGen | Ltg_Wired | LinFluor_fixt |  |  | Iltg-Lfluor-fixt | Linear Fluorescent: T12: 48 inch: Mag-STD: kW/fixture = 0.043 | Linear Fluorescent: T8: 48in 1st Gen: Electronic: kW/fixture = 0.032 | Linear Fluorescent: T8: 48in 3rd Gen: Elec-Prem: kW/fixture = 0.028 | 48in30wT12SMg51w | 48in1g32wT8RSNEl32w | 48in3g32wT8PISNEl28w | Standard | pre-existing fitxure Wattage updated based on ES magnetic ballasts | Lighting | Indoor General Lighting | Lighting - Hard-wired fixture | Linear Fluorescent Fixture
354 | Com-ILtg-PrimLF-LF-ca10047-cd10289-ms10345 | FL, (1) 48in, ES IS lamp, Mag, W/fixt=51 ==> FL, (1) 48in, ES T8, Prem IS Bal, W/fixt=24 | DEER2011 | D08 v3.02 | 2008-06-15 | NULL | ErRobNc |  | Com-Iltg-dWatt-IEbase-LF | NULL | DEER | ScaledDirectIE | Delta | 3 | 19 |  | None |  | TRUE | Com-InLtg-LF | TRUE | Com | All | Lighting | InGen | Ltg_Wired | LinFluor_fixt |  |  | Iltg-Lfluor-fixt | Linear Fluorescent: T12: 48 inch: Mag-STD: kW/fixture = 0.043 | Linear Fluorescent: T8: 48in 2nd Gen: Electronic: kW/fixture = 0.027 | Linear Fluorescent: T8: 48in 3rd Gen: Elec-Prem: kW/fixture = 0.024 | 48in30wT12SMg51w | 48in2g32wT8RSREl27w | 48in3g30wT8ESPISREl24w | Standard | pre-existing fitxure Wattage updated based on ES magnetic ballasts | Lighting | Indoor General Lighting | Lighting - Hard-wired fixture | Linear Fluorescent Fixture
355 | Com-ILtg-PrimLF-LF-ca10047-cd10289-ms10346 | FL, (1) 48in, ES IS lamp, Mag, W/fixt=51 ==> FL, (1) 48in, T8, Prem IS EB, W/fixt=25 | DEER2011 | D08 v3.02 | 2008-06-15 | NULL | ErRobNc |  | Com-Iltg-dWatt-IEbase-LF | NULL | DEER | ScaledDirectIE | Delta | 2 | 18 |  | None |  | TRUE | Com-InLtg-LF | TRUE | Com | All | Lighting | InGen | Ltg_Wired | LinFluor_fixt |  |  | Iltg-Lfluor-fixt | Linear Fluorescent: T12: 48 inch: Mag-STD: kW/fixture = 0.043 | Linear Fluorescent: T8: 48in 2nd Gen: Electronic: kW/fixture = 0.027 | Linear Fluorescent: T8: 48in 3rd Gen: Elec-Prem: kW/fixture = 0.025 | 48in30wT12SMg51w | 48in2g32wT8RSREl27w | 48in3g32wT8PISREl25w | Standard | pre-existing fitxure Wattage updated based on ES magnetic ballasts | Lighting | Indoor General Lighting | Lighting - Hard-wired fixture | Linear Fluorescent Fixture
356 | Com-ILtg-PrimLF-LF-ca10047-cd10295-ms10347 | FL, (1) 48in, ES IS lamp, Mag, W/fixt=51 ==> FL, (1) 48in, ES T8, Prem IS Bal, W/fixt=27 | DEER2011 | D08 v3.02 | 2008-06-15 | NULL | ErRobNc |  | Com-Iltg-dWatt-IEbase-LF | NULL | DEER | ScaledDirectIE | Delta | 4 | 16 |  | None |  | TRUE | Com-InLtg-LF | TRUE | Com | All | Lighting | InGen | Ltg_Wired | LinFluor_fixt |  |  | Iltg-Lfluor-fixt | Linear Fluorescent: T12: 48 inch: Mag-STD: kW/fixture = 0.043 | Linear Fluorescent: T8: 48in 2nd Gen: Electronic: kW/fixture = 0.031 | Linear Fluorescent: T8: 48in 3rd Gen: Elec-Prem: kW/fixture = 0.027 | 48in30wT12SMg51w | 48in2g32wT8ISNEl31w | 48in3g30wT8ESPISNEl27w | Standard | pre-existing fitxure Wattage updated based on ES magnetic ballasts | Lighting | Indoor General Lighting | Lighting - Hard-wired fixture | Linear Fluorescent Fixture
357 | Com-ILtg-PrimLF-LF-ca10047-cd10295-ms10348 | FL, (1) 48in, ES IS lamp, Mag, W/fixt=51 ==> FL, (1) 48in, T8, Prem IS EB, W/fixt=28 | DEER2011 | D08 v3.02 | 2008-06-15 | NULL | ErRobNc |  | Com-Iltg-dWatt-IEbase-LF | NULL | DEER | ScaledDirectIE | Delta | 3 | 15 |  | None |  | TRUE | Com-InLtg-LF | TRUE | Com | All | Lighting | InGen | Ltg_Wired | LinFluor_fixt |  |  | Iltg-Lfluor-fixt | Linear Fluorescent: T12: 48 inch: Mag-STD: kW/fixture = 0.043 | Linear Fluorescent: T8: 48in 2nd Gen: Electronic: kW/fixture = 0.031 | Linear Fluorescent: T8: 48in 3rd Gen: Elec-Prem: kW/fixture = 0.028 | 48in30wT12SMg51w | 48in2g32wT8ISNEl31w | 48in3g32wT8PISNEl28w | Standard | pre-existing fitxure Wattage updated based on ES magnetic ballasts | Lighting | Indoor General Lighting | Lighting - Hard-wired fixture | Linear Fluorescent Fixture
358 | Com-ILtg-PrimLF-LF-ca10049-cd10223-ms10345 | FL, (1) 48in, STD IS lamp, Mag, W/fixt=60 ==> FL, (1) 48in, ES T8, Prem IS Bal, W/fixt=24 | DEER2011 | D08 v3.02 | 2008-06-15 | NULL | ErRobNc |  | Com-Iltg-dWatt-IEbase-LF | NULL | DEER | ScaledDirectIE | Delta | 3 | 28 |  | None |  | TRUE | Com-InLtg-LF | TRUE | Com | All | Lighting | InGen | Ltg_Wired | LinFluor_fixt |  |  | Iltg-Lfluor-fixt | Linear Fluorescent: T12: 48 inch: Mag-STD: kW/fixture = 0.052 | Linear Fluorescent: T8: 48in 1st Gen: Electronic: kW/fixture = 0.027 | Linear Fluorescent: T8: 48in 3rd Gen: Elec-Prem: kW/fixture = 0.024 | 48in39wT12SMg60w | 48in1g32wT8RSREl27w | 48in3g30wT8ESPISREl24w | Standard | pre-existing fitxure Wattage updated based on ES magnetic ballasts | Lighting | Indoor General Lighting | Lighting - Hard-wired fixture | Linear Fluorescent Fixture
359 | Com-ILtg-PrimLF-LF-ca10049-cd10223-ms10346 | FL, (1) 48in, STD IS lamp, Mag, W/fixt=60 ==> FL, (1) 48in, T8, Prem IS EB, W/fixt=25 | DEER2011 | D08 v3.02 | 2008-06-15 | NULL | ErRobNc |  | Com-Iltg-dWatt-IEbase-LF | NULL | DEER | ScaledDirectIE | Delta | 2 | 27 |  | None |  | TRUE | Com-InLtg-LF | TRUE | Com | All | Lighting | InGen | Ltg_Wired | LinFluor_fixt |  |  | Iltg-Lfluor-fixt | Linear Fluorescent: T12: 48 inch: Mag-STD: kW/fixture = 0.052 | Linear Fluorescent: T8: 48in 1st Gen: Electronic: kW/fixture = 0.027 | Linear Fluorescent: T8: 48in 3rd Gen: Elec-Prem: kW/fixture = 0.025 | 48in39wT12SMg60w | 48in1g32wT8RSREl27w | 48in3g32wT8PISREl25w | Standard | pre-existing fitxure Wattage updated based on ES magnetic ballasts | Lighting | Indoor General Lighting | Lighting - Hard-wired fixture | Linear Fluorescent Fixture
360 | Com-ILtg-PrimLF-LF-ca10049-cd10232-ms10347 | FL, (1) 48in, STD IS lamp, Mag, W/fixt=60 ==> FL, (1) 48in, ES T8, Prem IS Bal, W/fixt=27 | DEER2011 | D08 v3.02 | 2008-06-15 | NULL | ErRobNc |  | Com-Iltg-dWatt-IEbase-LF | NULL | DEER | ScaledDirectIE | Delta | 5 | 25 |  | None |  | TRUE | Com-InLtg-LF | TRUE | Com | All | Lighting | InGen | Ltg_Wired | LinFluor_fixt |  |  | Iltg-Lfluor-fixt | Linear Fluorescent: T12: 48 inch: Mag-STD: kW/fixture = 0.052 | Linear Fluorescent: T8: 48in 1st Gen: Electronic: kW/fixture = 0.032 | Linear Fluorescent: T8: 48in 3rd Gen: Elec-Prem: kW/fixture = 0.027 | 48in39wT12SMg60w | 48in1g32wT8RSNEl32w | 48in3g30wT8ESPISNEl27w | Standard | pre-existing fitxure Wattage updated based on ES magnetic ballasts | Lighting | Indoor General Lighting | Lighting - Hard-wired fixture | Linear Fluorescent Fixture
361 | Com-ILtg-PrimLF-LF-ca10049-cd10232-ms10348 | FL, (1) 48in, STD IS lamp, Mag, W/fixt=60 ==> FL, (1) 48in, T8, Prem IS EB, W/fixt=28 | DEER2011 | D08 v3.02 | 2008-06-15 | NULL | ErRobNc |  | Com-Iltg-dWatt-IEbase-LF | NULL | DEER | ScaledDirectIE | Delta | 4 | 24 |  | None |  | TRUE | Com-InLtg-LF | TRUE | Com | All | Lighting | InGen | Ltg_Wired | LinFluor_fixt |  |  | Iltg-Lfluor-fixt | Linear Fluorescent: T12: 48 inch: Mag-STD: kW/fixture = 0.052 | Linear Fluorescent: T8: 48in 1st Gen: Electronic: kW/fixture = 0.032 | Linear Fluorescent: T8: 48in 3rd Gen: Elec-Prem: kW/fixture = 0.028 | 48in39wT12SMg60w | 48in1g32wT8RSNEl32w | 48in3g32wT8PISNEl28w | Standard | pre-existing fitxure Wattage updated based on ES magnetic ballasts | Lighting | Indoor General Lighting | Lighting - Hard-wired fixture | Linear Fluorescent Fixture
362 | Com-ILtg-PrimLF-LF-ca10049-cd10289-ms10345 | FL, (1) 48in, STD IS lamp, Mag, W/fixt=60 ==> FL, (1) 48in, ES T8, Prem IS Bal, W/fixt=24 | DEER2011 | D08 v3.02 | 2008-06-15 | NULL | ErRobNc |  | Com-Iltg-dWatt-IEbase-LF | NULL | DEER | ScaledDirectIE | Delta | 3 | 28 |  | None |  | TRUE | Com-InLtg-LF | TRUE | Com | All | Lighting | InGen | Ltg_Wired | LinFluor_fixt |  |  | Iltg-Lfluor-fixt | Linear Fluorescent: T12: 48 inch: Mag-STD: kW/fixture = 0.052 | Linear Fluorescent: T8: 48in 2nd Gen: Electronic: kW/fixture = 0.027 | Linear Fluorescent: T8: 48in 3rd Gen: Elec-Prem: kW/fixture = 0.024 | 48in39wT12SMg60w | 48in2g32wT8RSREl27w | 48in3g30wT8ESPISREl24w | Standard | pre-existing fitxure Wattage updated based on ES magnetic ballasts | Lighting | Indoor General Lighting | Lighting - Hard-wired fixture | Linear Fluorescent Fixture
363 | Com-ILtg-PrimLF-LF-ca10049-cd10289-ms10346 | FL, (1) 48in, STD IS lamp, Mag, W/fixt=60 ==> FL, (1) 48in, T8, Prem IS EB, W/fixt=25 | DEER2011 | D08 v3.02 | 2008-06-15 | NULL | ErRobNc |  | Com-Iltg-dWatt-IEbase-LF | NULL | DEER | ScaledDirectIE | Delta | 2 | 27 |  | None |  | TRUE | Com-InLtg-LF | TRUE | Com | All | Lighting | InGen | Ltg_Wired | LinFluor_fixt |  |  | Iltg-Lfluor-fixt | Linear Fluorescent: T12: 48 inch: Mag-STD: kW/fixture = 0.052 | Linear Fluorescent: T8: 48in 2nd Gen: Electronic: kW/fixture = 0.027 | Linear Fluorescent: T8: 48in 3rd Gen: Elec-Prem: kW/fixture = 0.025 | 48in39wT12SMg60w | 48in2g32wT8RSREl27w | 48in3g32wT8PISREl25w | Standard | pre-existing fitxure Wattage updated based on ES magnetic ballasts | Lighting | Indoor General Lighting | Lighting - Hard-wired fixture | Linear Fluorescent Fixture
364 | Com-ILtg-PrimLF-LF-ca10049-cd10295-ms10347 | FL, (1) 48in, STD IS lamp, Mag, W/fixt=60 ==> FL, (1) 48in, ES T8, Prem IS Bal, W/fixt=27 | DEER2011 | D08 v3.02 | 2008-06-15 | NULL | ErRobNc |  | Com-Iltg-dWatt-IEbase-LF | NULL | DEER | ScaledDirectIE | Delta | 4 | 25 |  | None |  | TRUE | Com-InLtg-LF | TRUE | Com | All | Lighting | InGen | Ltg_Wired | LinFluor_fixt |  |  | Iltg-Lfluor-fixt | Linear Fluorescent: T12: 48 inch: Mag-STD: kW/fixture = 0.052 | Linear Fluorescent: T8: 48in 2nd Gen: Electronic: kW/fixture = 0.031 | Linear Fluorescent: T8: 48in 3rd Gen: Elec-Prem: kW/fixture = 0.027 | 48in39wT12SMg60w | 48in2g32wT8ISNEl31w | 48in3g30wT8ESPISNEl27w | Standard | pre-existing fitxure Wattage updated based on ES magnetic ballasts | Lighting | Indoor General Lighting | Lighting - Hard-wired fixture | Linear Fluorescent Fixture
365 | Com-ILtg-PrimLF-LF-ca10049-cd10295-ms10348 | FL, (1) 48in, STD IS lamp, Mag, W/fixt=60 ==> FL, (1) 48in, T8, Prem IS EB, W/fixt=28 | DEER2011 | D08 v3.02 | 2008-06-15 | NULL | ErRobNc |  | Com-Iltg-dWatt-IEbase-LF | NULL | DEER | ScaledDirectIE | Delta | 3 | 24 |  | None |  | TRUE | Com-InLtg-LF | TRUE | Com | All | Lighting | InGen | Ltg_Wired | LinFluor_fixt |  |  | Iltg-Lfluor-fixt | Linear Fluorescent: T12: 48 inch: Mag-STD: kW/fixture = 0.052 | Linear Fluorescent: T8: 48in 2nd Gen: Electronic: kW/fixture = 0.031 | Linear Fluorescent: T8: 48in 3rd Gen: Elec-Prem: kW/fixture = 0.028 | 48in39wT12SMg60w | 48in2g32wT8ISNEl31w | 48in3g32wT8PISNEl28w | Standard | pre-existing fitxure Wattage updated based on ES magnetic ballasts | Lighting | Indoor General Lighting | Lighting - Hard-wired fixture | Linear Fluorescent Fixture
366 | Com-ILtg-PrimLF-LF-ca10065-cd10244-ms10351 | FL, (2) 48in, ES lamp, Hyb Mag, W/fixt=68 ==> FL, (2) 48in, ES T8, Prem IS Bal, W/fixt=45 | DEER2011 | D08 v3.02 | 2008-06-15 | NULL | ErRobNc |  | Com-Iltg-dWatt-IEbase-LF | NULL | DEER | ScaledDirectIE | Delta | 7 | 23 |  | None |  | TRUE | Com-InLtg-LF | TRUE | Com | All | Lighting | InGen | Ltg_Wired | LinFluor_fixt |  |  | Iltg-Lfluor-fixt | Linear Fluorescent: T12: 48 inch: Mag-Hyb: kW/fixture = 0.068 | Linear Fluorescent: T8: 48in 1st Gen: Electronic: kW/fixture = 0.052 | Linear Fluorescent: T8: 48in 3rd Gen: Elec-Prem: kW/fixture = 0.045 | 48in34wT12HMg68w | 48in1g32wT8ISREl52w | 48in3g30wT8ESPISREl45w | Standard |  | Lighting | Indoor General Lighting | Lighting - Hard-wired fixture | Linear Fluorescent Fixture
367 | Com-ILtg-PrimLF-LF-ca10065-cd10250-ms10352 | FL, (2) 48in, ES lamp, Hyb Mag, W/fixt=68 ==> FL, (2) 48in, T8, Prem IS EB, W/fixt=48 | DEER2011 | D08 v3.02 | 2008-06-15 | NULL | ErRobNc |  | Com-Iltg-dWatt-IEbase-LF | NULL | DEER | ScaledDirectIE | Delta | 12 | 20 |  | None |  | TRUE | Com-InLtg-LF | TRUE | Com | All | Lighting | InGen | Ltg_Wired | LinFluor_fixt |  |  | Iltg-Lfluor-fixt | Linear Fluorescent: T12: 48 inch: Mag-Hyb: kW/fixture = 0.068 | Linear Fluorescent: T8: 48in 1st Gen: Electronic: kW/fixture = 0.060 | Linear Fluorescent: T8: 48in 3rd Gen: Elec-Prem: kW/fixture = 0.048 | 48in34wT12HMg68w | 48in1g32wT8RSNEl60w | 48in3g32wT8PISREl48w | Standard |  | Lighting | Indoor General Lighting | Lighting - Hard-wired fixture | Linear Fluorescent Fixture
368 | Com-ILtg-PrimLF-LF-ca10065-cd10250-ms10354 | FL, (2) 48in, ES lamp, Hyb Mag, W/fixt=68 ==> FL, (2) 48in, ES T8, Prem IS Bal, W/fixt=51 | DEER2011 | D08 v3.02 | 2008-06-15 | NULL | ErRobNc |  | Com-Iltg-dWatt-IEbase-LF | NULL | DEER | ScaledDirectIE | Delta | 9 | 17 |  | None |  | TRUE | Com-InLtg-LF | TRUE | Com | All | Lighting | InGen | Ltg_Wired | LinFluor_fixt |  |  | Iltg-Lfluor-fixt | Linear Fluorescent: T12: 48 inch: Mag-Hyb: kW/fixture = 0.068 | Linear Fluorescent: T8: 48in 1st Gen: Electronic: kW/fixture = 0.060 | Linear Fluorescent: T8: 48in 3rd Gen: Elec-Prem: kW/fixture = 0.051 | 48in34wT12HMg68w | 48in1g32wT8RSNEl60w | 48in3g30wT8ESPISNEl51w | Standard |  | Lighting | Indoor General Lighting | Lighting - Hard-wired fixture | Linear Fluorescent Fixture
369 | Com-ILtg-PrimLF-LF-ca10065-cd10252-ms10355 | FL, (2) 48in, ES lamp, Hyb Mag, W/fixt=68 ==> FL, (2) 48in, T8, Prem IS EB, W/fixt=54 | DEER2011 | D08 v3.02 | 2008-06-15 | NULL | ErRobNc |  | Com-Iltg-dWatt-IEbase-LF | NULL | DEER | ScaledDirectIE | Delta | 16 | 14 |  | None |  | TRUE | Com-InLtg-LF | TRUE | Com | All | Lighting | InGen | Ltg_Wired | LinFluor_fixt |  |  | Iltg-Lfluor-fixt | Linear Fluorescent: T12: 48 inch: Mag-Hyb: kW/fixture = 0.068 | Linear Fluorescent: T8: 48in 1st Gen: Electronic: kW/fixture = 0.070 | Linear Fluorescent: T8: 48in 3rd Gen: Elec-Prem: kW/fixture = 0.054 | 48in34wT12HMg68w | 48in1g32wT8RSHEl70w | 48in3g32wT8PISNEl54w | Standard |  | Lighting | Indoor General Lighting | Lighting - Hard-wired fixture | Linear Fluorescent Fixture
370 | Com-ILtg-PrimLF-LF-ca10065-cd10309-ms10351 | FL, (2) 48in, ES lamp, Hyb Mag, W/fixt=68 ==> FL, (2) 48in, ES T8, Prem IS Bal, W/fixt=45 | DEER2011 | D08 v3.02 | 2008-06-15 | NULL | ErRobNc |  | Com-Iltg-dWatt-IEbase-LF | NULL | DEER | ScaledDirectIE | Delta | 7 | 23 |  | None |  | TRUE | Com-InLtg-LF | TRUE | Com | All | Lighting | InGen | Ltg_Wired | LinFluor_fixt |  |  | Iltg-Lfluor-fixt | Linear Fluorescent: T12: 48 inch: Mag-Hyb: kW/fixture = 0.068 | Linear Fluorescent: T8: 48in 2nd Gen: Electronic: kW/fixture = 0.052 | Linear Fluorescent: T8: 48in 3rd Gen: Elec-Prem: kW/fixture = 0.045 | 48in34wT12HMg68w | 48in2g32wT8ISREl52w | 48in3g30wT8ESPISREl45w | Standard |  | Lighting | Indoor General Lighting | Lighting - Hard-wired fixture | Linear Fluorescent Fixture
371 | Com-ILtg-PrimLF-LF-ca10065-cd10309-ms10352 | FL, (2) 48in, ES lamp, Hyb Mag, W/fixt=68 ==> FL, (2) 48in, T8, Prem IS EB, W/fixt=48 | DEER2011 | D08 v3.02 | 2008-06-15 | NULL | ErRobNc |  | Com-Iltg-dWatt-IEbase-LF | NULL | DEER | ScaledDirectIE | Delta | 4 | 20 |  | None |  | TRUE | Com-InLtg-LF | TRUE | Com | All | Lighting | InGen | Ltg_Wired | LinFluor_fixt |  |  | Iltg-Lfluor-fixt | Linear Fluorescent: T12: 48 inch: Mag-Hyb: kW/fixture = 0.068 | Linear Fluorescent: T8: 48in 2nd Gen: Electronic: kW/fixture = 0.052 | Linear Fluorescent: T8: 48in 3rd Gen: Elec-Prem: kW/fixture = 0.048 | 48in34wT12HMg68w | 48in2g32wT8ISREl52w | 48in3g32wT8PISREl48w | Standard |  | Lighting | Indoor General Lighting | Lighting - Hard-wired fixture | Linear Fluorescent Fixture
372 | Com-ILtg-PrimLF-LF-ca10065-cd10313-ms10354 | FL, (2) 48in, ES lamp, Hyb Mag, W/fixt=68 ==> FL, (2) 48in, ES T8, Prem IS Bal, W/fixt=51 | DEER2011 | D08 v3.02 | 2008-06-15 | NULL | ErRobNc |  | Com-Iltg-dWatt-IEbase-LF | NULL | DEER | ScaledDirectIE | Delta | 8 | 17 |  | None |  | TRUE | Com-InLtg-LF | TRUE | Com | All | Lighting | InGen | Ltg_Wired | LinFluor_fixt |  |  | Iltg-Lfluor-fixt | Linear Fluorescent: T12: 48 inch: Mag-Hyb: kW/fixture = 0.068 | Linear Fluorescent: T8: 48in 2nd Gen: Electronic: kW/fixture = 0.059 | Linear Fluorescent: T8: 48in 3rd Gen: Elec-Prem: kW/fixture = 0.051 | 48in34wT12HMg68w | 48in2g32wT8ISNEl59w | 48in3g30wT8ESPISNEl51w | Standard |  | Lighting | Indoor General Lighting | Lighting - Hard-wired fixture | Linear Fluorescent Fixture
373 | Com-ILtg-PrimLF-LF-ca10065-cd10313-ms10355 | FL, (2) 48in, ES lamp, Hyb Mag, W/fixt=68 ==> FL, (2) 48in, T8, Prem IS EB, W/fixt=54 | DEER2011 | D08 v3.02 | 2008-06-15 | NULL | ErRobNc |  | Com-Iltg-dWatt-IEbase-LF | NULL | DEER | ScaledDirectIE | Delta | 5 | 14 |  | None |  | TRUE | Com-InLtg-LF | TRUE | Com | All | Lighting | InGen | Ltg_Wired | LinFluor_fixt |  |  | Iltg-Lfluor-fixt | Linear Fluorescent: T12: 48 inch: Mag-Hyb: kW/fixture = 0.068 | Linear Fluorescent: T8: 48in 2nd Gen: Electronic: kW/fixture = 0.059 | Linear Fluorescent: T8: 48in 3rd Gen: Elec-Prem: kW/fixture = 0.054 | 48in34wT12HMg68w | 48in2g32wT8ISNEl59w | 48in3g32wT8PISNEl54w | Standard |  | Lighting | Indoor General Lighting | Lighting - Hard-wired fixture | Linear Fluorescent Fixture
374 | Com-ILtg-PrimLF-LF-ca10066-cd10244-ms10351 | FL, (2) 48in, ES lamp, ES Mag, W/fixt=72 ==> FL, (2) 48in, ES T8, Prem IS Bal, W/fixt=45 | DEER2011 | D08 v3.02 | 2008-06-15 | NULL | ErRobNc |  | Com-Iltg-dWatt-IEbase-LF | NULL | DEER | ScaledDirectIE | Delta | 7 | 27 |  | None |  | TRUE | Com-InLtg-LF | TRUE | Com | All | Lighting | InGen | Ltg_Wired | LinFluor_fixt |  |  | Iltg-Lfluor-fixt | Linear Fluorescent: T12: 48 inch: Mag-ES: kW/fixture = 0.072 | Linear Fluorescent: T8: 48in 1st Gen: Electronic: kW/fixture = 0.052 | Linear Fluorescent: T8: 48in 3rd Gen: Elec-Prem: kW/fixture = 0.045 | 48in34wT12ESMg72w | 48in1g32wT8ISREl52w | 48in3g30wT8ESPISREl45w | Standard |  | Lighting | Indoor General Lighting | Lighting - Hard-wired fixture | Linear Fluorescent Fixture
375 | Com-ILtg-PrimLF-LF-ca10066-cd10250-ms10352 | FL, (2) 48in, ES lamp, ES Mag, W/fixt=72 ==> FL, (2) 48in, T8, Prem IS EB, W/fixt=48 | DEER2011 | D08 v3.02 | 2008-06-15 | NULL | ErRobNc |  | Com-Iltg-dWatt-IEbase-LF | NULL | DEER | ScaledDirectIE | Delta | 12 | 24 |  | None |  | TRUE | Com-InLtg-LF | TRUE | Com | All | Lighting | InGen | Ltg_Wired | LinFluor_fixt |  |  | Iltg-Lfluor-fixt | Linear Fluorescent: T12: 48 inch: Mag-ES: kW/fixture = 0.072 | Linear Fluorescent: T8: 48in 1st Gen: Electronic: kW/fixture = 0.060 | Linear Fluorescent: T8: 48in 3rd Gen: Elec-Prem: kW/fixture = 0.048 | 48in34wT12ESMg72w | 48in1g32wT8RSNEl60w | 48in3g32wT8PISREl48w | Standard |  | Lighting | Indoor General Lighting | Lighting - Hard-wired fixture | Linear Fluorescent Fixture
376 | Com-ILtg-PrimLF-LF-ca10066-cd10250-ms10354 | FL, (2) 48in, ES lamp, ES Mag, W/fixt=72 ==> FL, (2) 48in, ES T8, Prem IS Bal, W/fixt=51 | DEER2011 | D08 v3.02 | 2008-06-15 | NULL | ErRobNc |  | Com-Iltg-dWatt-IEbase-LF | NULL | DEER | ScaledDirectIE | Delta | 9 | 21 |  | None |  | TRUE | Com-InLtg-LF | TRUE | Com | All | Lighting | InGen | Ltg_Wired | LinFluor_fixt |  |  | Iltg-Lfluor-fixt | Linear Fluorescent: T12: 48 inch: Mag-ES: kW/fixture = 0.072 | Linear Fluorescent: T8: 48in 1st Gen: Electronic: kW/fixture = 0.060 | Linear Fluorescent: T8: 48in 3rd Gen: Elec-Prem: kW/fixture = 0.051 | 48in34wT12ESMg72w | 48in1g32wT8RSNEl60w | 48in3g30wT8ESPISNEl51w | Standard |  | Lighting | Indoor General Lighting | Lighting - Hard-wired fixture | Linear Fluorescent Fixture
377 | Com-ILtg-PrimLF-LF-ca10066-cd10252-ms10355 | FL, (2) 48in, ES lamp, ES Mag, W/fixt=72 ==> FL, (2) 48in, T8, Prem IS EB, W/fixt=54 | DEER2011 | D08 v3.02 | 2008-06-15 | NULL | ErRobNc |  | Com-Iltg-dWatt-IEbase-LF | NULL | DEER | ScaledDirectIE | Delta | 16 | 18 |  | None |  | TRUE | Com-InLtg-LF | TRUE | Com | All | Lighting | InGen | Ltg_Wired | LinFluor_fixt |  |  | Iltg-Lfluor-fixt | Linear Fluorescent: T12: 48 inch: Mag-ES: kW/fixture = 0.072 | Linear Fluorescent: T8: 48in 1st Gen: Electronic: kW/fixture = 0.070 | Linear Fluorescent: T8: 48in 3rd Gen: Elec-Prem: kW/fixture = 0.054 | 48in34wT12ESMg72w | 48in1g32wT8RSHEl70w | 48in3g32wT8PISNEl54w | Standard |  | Lighting | Indoor General Lighting | Lighting - Hard-wired fixture | Linear Fluorescent Fixture
378 | Com-ILtg-PrimLF-LF-ca10066-cd10309-ms10351 | FL, (2) 48in, ES lamp, ES Mag, W/fixt=72 ==> FL, (2) 48in, ES T8, Prem IS Bal, W/fixt=45 | DEER2011 | D08 v3.02 | 2008-06-15 | NULL | ErRobNc |  | Com-Iltg-dWatt-IEbase-LF | NULL | DEER | ScaledDirectIE | Delta | 7 | 27 |  | None |  | TRUE | Com-InLtg-LF | TRUE | Com | All | Lighting | InGen | Ltg_Wired | LinFluor_fixt |  |  | Iltg-Lfluor-fixt | Linear Fluorescent: T12: 48 inch: Mag-ES: kW/fixture = 0.072 | Linear Fluorescent: T8: 48in 2nd Gen: Electronic: kW/fixture = 0.052 | Linear Fluorescent: T8: 48in 3rd Gen: Elec-Prem: kW/fixture = 0.045 | 48in34wT12ESMg72w | 48in2g32wT8ISREl52w | 48in3g30wT8ESPISREl45w | Standard |  | Lighting | Indoor General Lighting | Lighting - Hard-wired fixture | Linear Fluorescent Fixture
379 | Com-ILtg-PrimLF-LF-ca10066-cd10309-ms10352 | FL, (2) 48in, ES lamp, ES Mag, W/fixt=72 ==> FL, (2) 48in, T8, Prem IS EB, W/fixt=48 | DEER2011 | D08 v3.02 | 2008-06-15 | NULL | ErRobNc |  | Com-Iltg-dWatt-IEbase-LF | NULL | DEER | ScaledDirectIE | Delta | 4 | 24 |  | None |  | TRUE | Com-InLtg-LF | TRUE | Com | All | Lighting | InGen | Ltg_Wired | LinFluor_fixt |  |  | Iltg-Lfluor-fixt | Linear Fluorescent: T12: 48 inch: Mag-ES: kW/fixture = 0.072 | Linear Fluorescent: T8: 48in 2nd Gen: Electronic: kW/fixture = 0.052 | Linear Fluorescent: T8: 48in 3rd Gen: Elec-Prem: kW/fixture = 0.048 | 48in34wT12ESMg72w | 48in2g32wT8ISREl52w | 48in3g32wT8PISREl48w | Standard |  | Lighting | Indoor General Lighting | Lighting - Hard-wired fixture | Linear Fluorescent Fixture
380 | Com-ILtg-PrimLF-LF-ca10066-cd10313-ms10354 | FL, (2) 48in, ES lamp, ES Mag, W/fixt=72 ==> FL, (2) 48in, ES T8, Prem IS Bal, W/fixt=51 | DEER2011 | D08 v3.02 | 2008-06-15 | NULL | ErRobNc |  | Com-Iltg-dWatt-IEbase-LF | NULL | DEER | ScaledDirectIE | Delta | 8 | 21 |  | None |  | TRUE | Com-InLtg-LF | TRUE | Com | All | Lighting | InGen | Ltg_Wired | LinFluor_fixt |  |  | Iltg-Lfluor-fixt | Linear Fluorescent: T12: 48 inch: Mag-ES: kW/fixture = 0.072 | Linear Fluorescent: T8: 48in 2nd Gen: Electronic: kW/fixture = 0.059 | Linear Fluorescent: T8: 48in 3rd Gen: Elec-Prem: kW/fixture = 0.051 | 48in34wT12ESMg72w | 48in2g32wT8ISNEl59w | 48in3g30wT8ESPISNEl51w | Standard |  | Lighting | Indoor General Lighting | Lighting - Hard-wired fixture | Linear Fluorescent Fixture
381 | Com-ILtg-PrimLF-LF-ca10066-cd10313-ms10355 | FL, (2) 48in, ES lamp, ES Mag, W/fixt=72 ==> FL, (2) 48in, T8, Prem IS EB, W/fixt=54 | DEER2011 | D08 v3.02 | 2008-06-15 | NULL | ErRobNc |  | Com-Iltg-dWatt-IEbase-LF | NULL | DEER | ScaledDirectIE | Delta | 5 | 18 |  | None |  | TRUE | Com-InLtg-LF | TRUE | Com | All | Lighting | InGen | Ltg_Wired | LinFluor_fixt |  |  | Iltg-Lfluor-fixt | Linear Fluorescent: T12: 48 inch: Mag-ES: kW/fixture = 0.072 | Linear Fluorescent: T8: 48in 2nd Gen: Electronic: kW/fixture = 0.059 | Linear Fluorescent: T8: 48in 3rd Gen: Elec-Prem: kW/fixture = 0.054 | 48in34wT12ESMg72w | 48in2g32wT8ISNEl59w | 48in3g32wT8PISNEl54w | Standard |  | Lighting | Indoor General Lighting | Lighting - Hard-wired fixture | Linear Fluorescent Fixture
382 | Com-ILtg-PrimLF-LF-ca10067-cd10244-ms10351 | FL, (2) 48in, STD IS lamp, ES Mag, W/fixt=74 ==> FL, (2) 48in, ES T8, Prem IS Bal, W/fixt=45 | DEER2011 | D08 v3.02 | 2008-06-15 | NULL | ErRobNc |  | Com-Iltg-dWatt-IEbase-LF | NULL | DEER | ScaledDirectIE | Delta | 7 | 29 |  | None |  | TRUE | Com-InLtg-LF | TRUE | Com | All | Lighting | InGen | Ltg_Wired | LinFluor_fixt |  |  | Iltg-Lfluor-fixt | Linear Fluorescent: T12: 48 inch: Mag-ES: kW/fixture = 0.074 | Linear Fluorescent: T8: 48in 1st Gen: Electronic: kW/fixture = 0.052 | Linear Fluorescent: T8: 48in 3rd Gen: Elec-Prem: kW/fixture = 0.045 | 48in39wT12ESMg74w | 48in1g32wT8ISREl52w | 48in3g30wT8ESPISREl45w | Standard |  | Lighting | Indoor General Lighting | Lighting - Hard-wired fixture | Linear Fluorescent Fixture
383 | Com-ILtg-PrimLF-LF-ca10067-cd10250-ms10352 | FL, (2) 48in, STD IS lamp, ES Mag, W/fixt=74 ==> FL, (2) 48in, T8, Prem IS EB, W/fixt=48 | DEER2011 | D08 v3.02 | 2008-06-15 | NULL | ErRobNc |  | Com-Iltg-dWatt-IEbase-LF | NULL | DEER | ScaledDirectIE | Delta | 12 | 26 |  | None |  | TRUE | Com-InLtg-LF | TRUE | Com | All | Lighting | InGen | Ltg_Wired | LinFluor_fixt |  |  | Iltg-Lfluor-fixt | Linear Fluorescent: T12: 48 inch: Mag-ES: kW/fixture = 0.074 | Linear Fluorescent: T8: 48in 1st Gen: Electronic: kW/fixture = 0.060 | Linear Fluorescent: T8: 48in 3rd Gen: Elec-Prem: kW/fixture = 0.048 | 48in39wT12ESMg74w | 48in1g32wT8RSNEl60w | 48in3g32wT8PISREl48w | Standard |  | Lighting | Indoor General Lighting | Lighting - Hard-wired fixture | Linear Fluorescent Fixture
384 | Com-ILtg-PrimLF-LF-ca10067-cd10250-ms10354 | FL, (2) 48in, STD IS lamp, ES Mag, W/fixt=74 ==> FL, (2) 48in, ES T8, Prem IS Bal, W/fixt=51 | DEER2011 | D08 v3.02 | 2008-06-15 | NULL | ErRobNc |  | Com-Iltg-dWatt-IEbase-LF | NULL | DEER | ScaledDirectIE | Delta | 9 | 23 |  | None |  | TRUE | Com-InLtg-LF | TRUE | Com | All | Lighting | InGen | Ltg_Wired | LinFluor_fixt |  |  | Iltg-Lfluor-fixt | Linear Fluorescent: T12: 48 inch: Mag-ES: kW/fixture = 0.074 | Linear Fluorescent: T8: 48in 1st Gen: Electronic: kW/fixture = 0.060 | Linear Fluorescent: T8: 48in 3rd Gen: Elec-Prem: kW/fixture = 0.051 | 48in39wT12ESMg74w | 48in1g32wT8RSNEl60w | 48in3g30wT8ESPISNEl51w | Standard |  | Lighting | Indoor General Lighting | Lighting - Hard-wired fixture | Linear Fluorescent Fixture
385 | Com-ILtg-PrimLF-LF-ca10067-cd10252-ms10355 | FL, (2) 48in, STD IS lamp, ES Mag, W/fixt=74 ==> FL, (2) 48in, T8, Prem IS EB, W/fixt=54 | DEER2011 | D08 v3.02 | 2008-06-15 | NULL | ErRobNc |  | Com-Iltg-dWatt-IEbase-LF | NULL | DEER | ScaledDirectIE | Delta | 16 | 20 |  | None |  | TRUE | Com-InLtg-LF | TRUE | Com | All | Lighting | InGen | Ltg_Wired | LinFluor_fixt |  |  | Iltg-Lfluor-fixt | Linear Fluorescent: T12: 48 inch: Mag-ES: kW/fixture = 0.074 | Linear Fluorescent: T8: 48in 1st Gen: Electronic: kW/fixture = 0.070 | Linear Fluorescent: T8: 48in 3rd Gen: Elec-Prem: kW/fixture = 0.054 | 48in39wT12ESMg74w | 48in1g32wT8RSHEl70w | 48in3g32wT8PISNEl54w | Standard |  | Lighting | Indoor General Lighting | Lighting - Hard-wired fixture | Linear Fluorescent Fixture
386 | Com-ILtg-PrimLF-LF-ca10067-cd10309-ms10351 | FL, (2) 48in, STD IS lamp, ES Mag, W/fixt=74 ==> FL, (2) 48in, ES T8, Prem IS Bal, W/fixt=45 | DEER2011 | D08 v3.02 | 2008-06-15 | NULL | ErRobNc |  | Com-Iltg-dWatt-IEbase-LF | NULL | DEER | ScaledDirectIE | Delta | 7 | 29 |  | None |  | TRUE | Com-InLtg-LF | TRUE | Com | All | Lighting | InGen | Ltg_Wired | LinFluor_fixt |  |  | Iltg-Lfluor-fixt | Linear Fluorescent: T12: 48 inch: Mag-ES: kW/fixture = 0.074 | Linear Fluorescent: T8: 48in 2nd Gen: Electronic: kW/fixture = 0.052 | Linear Fluorescent: T8: 48in 3rd Gen: Elec-Prem: kW/fixture = 0.045 | 48in39wT12ESMg74w | 48in2g32wT8ISREl52w | 48in3g30wT8ESPISREl45w | Standard |  | Lighting | Indoor General Lighting | Lighting - Hard-wired fixture | Linear Fluorescent Fixture
387 | Com-ILtg-PrimLF-LF-ca10067-cd10309-ms10352 | FL, (2) 48in, STD IS lamp, ES Mag, W/fixt=74 ==> FL, (2) 48in, T8, Prem IS EB, W/fixt=48 | DEER2011 | D08 v3.02 | 2008-06-15 | NULL | ErRobNc |  | Com-Iltg-dWatt-IEbase-LF | NULL | DEER | ScaledDirectIE | Delta | 4 | 26 |  | None |  | TRUE | Com-InLtg-LF | TRUE | Com | All | Lighting | InGen | Ltg_Wired | LinFluor_fixt |  |  | Iltg-Lfluor-fixt | Linear Fluorescent: T12: 48 inch: Mag-ES: kW/fixture = 0.074 | Linear Fluorescent: T8: 48in 2nd Gen: Electronic: kW/fixture = 0.052 | Linear Fluorescent: T8: 48in 3rd Gen: Elec-Prem: kW/fixture = 0.048 | 48in39wT12ESMg74w | 48in2g32wT8ISREl52w | 48in3g32wT8PISREl48w | Standard |  | Lighting | Indoor General Lighting | Lighting - Hard-wired fixture | Linear Fluorescent Fixture
388 | Com-ILtg-PrimLF-LF-ca10067-cd10313-ms10354 | FL, (2) 48in, STD IS lamp, ES Mag, W/fixt=74 ==> FL, (2) 48in, ES T8, Prem IS Bal, W/fixt=51 | DEER2011 | D08 v3.02 | 2008-06-15 | NULL | ErRobNc |  | Com-Iltg-dWatt-IEbase-LF | NULL | DEER | ScaledDirectIE | Delta | 8 | 23 |  | None |  | TRUE | Com-InLtg-LF | TRUE | Com | All | Lighting | InGen | Ltg_Wired | LinFluor_fixt |  |  | Iltg-Lfluor-fixt | Linear Fluorescent: T12: 48 inch: Mag-ES: kW/fixture = 0.074 | Linear Fluorescent: T8: 48in 2nd Gen: Electronic: kW/fixture = 0.059 | Linear Fluorescent: T8: 48in 3rd Gen: Elec-Prem: kW/fixture = 0.051 | 48in39wT12ESMg74w | 48in2g32wT8ISNEl59w | 48in3g30wT8ESPISNEl51w | Standard |  | Lighting | Indoor General Lighting | Lighting - Hard-wired fixture | Linear Fluorescent Fixture
389 | Com-ILtg-PrimLF-LF-ca10067-cd10313-ms10355 | FL, (2) 48in, STD IS lamp, ES Mag, W/fixt=74 ==> FL, (2) 48in, T8, Prem IS EB, W/fixt=54 | DEER2011 | D08 v3.02 | 2008-06-15 | NULL | ErRobNc |  | Com-Iltg-dWatt-IEbase-LF | NULL | DEER | ScaledDirectIE | Delta | 5 | 20 |  | None |  | TRUE | Com-InLtg-LF | TRUE | Com | All | Lighting | InGen | Ltg_Wired | LinFluor_fixt |  |  | Iltg-Lfluor-fixt | Linear Fluorescent: T12: 48 inch: Mag-ES: kW/fixture = 0.074 | Linear Fluorescent: T8: 48in 2nd Gen: Electronic: kW/fixture = 0.059 | Linear Fluorescent: T8: 48in 3rd Gen: Elec-Prem: kW/fixture = 0.054 | 48in39wT12ESMg74w | 48in2g32wT8ISNEl59w | 48in3g32wT8PISNEl54w | Standard |  | Lighting | Indoor General Lighting | Lighting - Hard-wired fixture | Linear Fluorescent Fixture
390 | Com-ILtg-PrimLF-LF-ca10069-cd10244-ms10351 | FL, (2) 48in, STD IS lamp, Hyb Mag, W/fixt=80 ==> FL, (2) 48in, ES T8, Prem IS Bal, W/fixt=45 | DEER2011 | D08 v3.02 | 2008-06-15 | NULL | ErRobNc |  | Com-Iltg-dWatt-IEbase-LF | NULL | DEER | ScaledDirectIE | Delta | 7 | 35 |  | None |  | TRUE | Com-InLtg-LF | TRUE | Com | All | Lighting | InGen | Ltg_Wired | LinFluor_fixt |  |  | Iltg-Lfluor-fixt | Linear Fluorescent: T12: 48 inch: Mag-Hyb: kW/fixture = 0.080 | Linear Fluorescent: T8: 48in 1st Gen: Electronic: kW/fixture = 0.052 | Linear Fluorescent: T8: 48in 3rd Gen: Elec-Prem: kW/fixture = 0.045 | 48in39wT12HMg80w | 48in1g32wT8ISREl52w | 48in3g30wT8ESPISREl45w | Standard |  | Lighting | Indoor General Lighting | Lighting - Hard-wired fixture | Linear Fluorescent Fixture
391 | Com-ILtg-PrimLF-LF-ca10069-cd10250-ms10352 | FL, (2) 48in, STD IS lamp, Hyb Mag, W/fixt=80 ==> FL, (2) 48in, T8, Prem IS EB, W/fixt=48 | DEER2011 | D08 v3.02 | 2008-06-15 | NULL | ErRobNc |  | Com-Iltg-dWatt-IEbase-LF | NULL | DEER | ScaledDirectIE | Delta | 12 | 32 |  | None |  | TRUE | Com-InLtg-LF | TRUE | Com | All | Lighting | InGen | Ltg_Wired | LinFluor_fixt |  |  | Iltg-Lfluor-fixt | Linear Fluorescent: T12: 48 inch: Mag-Hyb: kW/fixture = 0.080 | Linear Fluorescent: T8: 48in 1st Gen: Electronic: kW/fixture = 0.060 | Linear Fluorescent: T8: 48in 3rd Gen: Elec-Prem: kW/fixture = 0.048 | 48in39wT12HMg80w | 48in1g32wT8RSNEl60w | 48in3g32wT8PISREl48w | Standard |  | Lighting | Indoor General Lighting | Lighting - Hard-wired fixture | Linear Fluorescent Fixture
392 | Com-ILtg-PrimLF-LF-ca10069-cd10250-ms10354 | FL, (2) 48in, STD IS lamp, Hyb Mag, W/fixt=80 ==> FL, (2) 48in, ES T8, Prem IS Bal, W/fixt=51 | DEER2011 | D08 v3.02 | 2008-06-15 | NULL | ErRobNc |  | Com-Iltg-dWatt-IEbase-LF | NULL | DEER | ScaledDirectIE | Delta | 9 | 29 |  | None |  | TRUE | Com-InLtg-LF | TRUE | Com | All | Lighting | InGen | Ltg_Wired | LinFluor_fixt |  |  | Iltg-Lfluor-fixt | Linear Fluorescent: T12: 48 inch: Mag-Hyb: kW/fixture = 0.080 | Linear Fluorescent: T8: 48in 1st Gen: Electronic: kW/fixture = 0.060 | Linear Fluorescent: T8: 48in 3rd Gen: Elec-Prem: kW/fixture = 0.051 | 48in39wT12HMg80w | 48in1g32wT8RSNEl60w | 48in3g30wT8ESPISNEl51w | Standard |  | Lighting | Indoor General Lighting | Lighting - Hard-wired fixture | Linear Fluorescent Fixture
393 | Com-ILtg-PrimLF-LF-ca10069-cd10252-ms10355 | FL, (2) 48in, STD IS lamp, Hyb Mag, W/fixt=80 ==> FL, (2) 48in, T8, Prem IS EB, W/fixt=54 | DEER2011 | D08 v3.02 | 2008-06-15 | NULL | ErRobNc |  | Com-Iltg-dWatt-IEbase-LF | NULL | DEER | ScaledDirectIE | Delta | 16 | 26 |  | None |  | TRUE | Com-InLtg-LF | TRUE | Com | All | Lighting | InGen | Ltg_Wired | LinFluor_fixt |  |  | Iltg-Lfluor-fixt | Linear Fluorescent: T12: 48 inch: Mag-Hyb: kW/fixture = 0.080 | Linear Fluorescent: T8: 48in 1st Gen: Electronic: kW/fixture = 0.070 | Linear Fluorescent: T8: 48in 3rd Gen: Elec-Prem: kW/fixture = 0.054 | 48in39wT12HMg80w | 48in1g32wT8RSHEl70w | 48in3g32wT8PISNEl54w | Standard |  | Lighting | Indoor General Lighting | Lighting - Hard-wired fixture | Linear Fluorescent Fixture
394 | Com-ILtg-PrimLF-LF-ca10069-cd10309-ms10351 | FL, (2) 48in, STD IS lamp, Hyb Mag, W/fixt=80 ==> FL, (2) 48in, ES T8, Prem IS Bal, W/fixt=45 | DEER2011 | D08 v3.02 | 2008-06-15 | NULL | ErRobNc |  | Com-Iltg-dWatt-IEbase-LF | NULL | DEER | ScaledDirectIE | Delta | 7 | 35 |  | None |  | TRUE | Com-InLtg-LF | TRUE | Com | All | Lighting | InGen | Ltg_Wired | LinFluor_fixt |  |  | Iltg-Lfluor-fixt | Linear Fluorescent: T12: 48 inch: Mag-Hyb: kW/fixture = 0.080 | Linear Fluorescent: T8: 48in 2nd Gen: Electronic: kW/fixture = 0.052 | Linear Fluorescent: T8: 48in 3rd Gen: Elec-Prem: kW/fixture = 0.045 | 48in39wT12HMg80w | 48in2g32wT8ISREl52w | 48in3g30wT8ESPISREl45w | Standard |  | Lighting | Indoor General Lighting | Lighting - Hard-wired fixture | Linear Fluorescent Fixture
395 | Com-ILtg-PrimLF-LF-ca10069-cd10309-ms10352 | FL, (2) 48in, STD IS lamp, Hyb Mag, W/fixt=80 ==> FL, (2) 48in, T8, Prem IS EB, W/fixt=48 | DEER2011 | D08 v3.02 | 2008-06-15 | NULL | ErRobNc |  | Com-Iltg-dWatt-IEbase-LF | NULL | DEER | ScaledDirectIE | Delta | 4 | 32 |  | None |  | TRUE | Com-InLtg-LF | TRUE | Com | All | Lighting | InGen | Ltg_Wired | LinFluor_fixt |  |  | Iltg-Lfluor-fixt | Linear Fluorescent: T12: 48 inch: Mag-Hyb: kW/fixture = 0.080 | Linear Fluorescent: T8: 48in 2nd Gen: Electronic: kW/fixture = 0.052 | Linear Fluorescent: T8: 48in 3rd Gen: Elec-Prem: kW/fixture = 0.048 | 48in39wT12HMg80w | 48in2g32wT8ISREl52w | 48in3g32wT8PISREl48w | Standard |  | Lighting | Indoor General Lighting | Lighting - Hard-wired fixture | Linear Fluorescent Fixture
396 | Com-ILtg-PrimLF-LF-ca10069-cd10313-ms10354 | FL, (2) 48in, STD IS lamp, Hyb Mag, W/fixt=80 ==> FL, (2) 48in, ES T8, Prem IS Bal, W/fixt=51 | DEER2011 | D08 v3.02 | 2008-06-15 | NULL | ErRobNc |  | Com-Iltg-dWatt-IEbase-LF | NULL | DEER | ScaledDirectIE | Delta | 8 | 29 |  | None |  | TRUE | Com-InLtg-LF | TRUE | Com | All | Lighting | InGen | Ltg_Wired | LinFluor_fixt |  |  | Iltg-Lfluor-fixt | Linear Fluorescent: T12: 48 inch: Mag-Hyb: kW/fixture = 0.080 | Linear Fluorescent: T8: 48in 2nd Gen: Electronic: kW/fixture = 0.059 | Linear Fluorescent: T8: 48in 3rd Gen: Elec-Prem: kW/fixture = 0.051 | 48in39wT12HMg80w | 48in2g32wT8ISNEl59w | 48in3g30wT8ESPISNEl51w | Standard |  | Lighting | Indoor General Lighting | Lighting - Hard-wired fixture | Linear Fluorescent Fixture
397 | Com-ILtg-PrimLF-LF-ca10069-cd10313-ms10355 | FL, (2) 48in, STD IS lamp, Hyb Mag, W/fixt=80 ==> FL, (2) 48in, T8, Prem IS EB, W/fixt=54 | DEER2011 | D08 v3.02 | 2008-06-15 | NULL | ErRobNc |  | Com-Iltg-dWatt-IEbase-LF | NULL | DEER | ScaledDirectIE | Delta | 5 | 26 |  | None |  | TRUE | Com-InLtg-LF | TRUE | Com | All | Lighting | InGen | Ltg_Wired | LinFluor_fixt |  |  | Iltg-Lfluor-fixt | Linear Fluorescent: T12: 48 inch: Mag-Hyb: kW/fixture = 0.080 | Linear Fluorescent: T8: 48in 2nd Gen: Electronic: kW/fixture = 0.059 | Linear Fluorescent: T8: 48in 3rd Gen: Elec-Prem: kW/fixture = 0.054 | 48in39wT12HMg80w | 48in2g32wT8ISNEl59w | 48in3g32wT8PISNEl54w | Standard |  | Lighting | Indoor General Lighting | Lighting - Hard-wired fixture | Linear Fluorescent Fixture
398 | Com-ILtg-PrimLF-LF-ca10070-cd10244-ms10351 | FL, (2) 48in, ES IS lamp, Mag, W/fixt=82 ==> FL, (2) 48in, ES T8, Prem IS Bal, W/fixt=45 | DEER2011 | D08 v3.02 | 2008-06-15 | NULL | ErRobNc |  | Com-Iltg-dWatt-IEbase-LF | NULL | DEER | ScaledDirectIE | Delta | 7 | 27 |  | None |  | TRUE | Com-InLtg-LF | TRUE | Com | All | Lighting | InGen | Ltg_Wired | LinFluor_fixt |  |  | Iltg-Lfluor-fixt | Linear Fluorescent: T12: 48 inch: Mag-STD: kW/fixture = 0.072 | Linear Fluorescent: T8: 48in 1st Gen: Electronic: kW/fixture = 0.052 | Linear Fluorescent: T8: 48in 3rd Gen: Elec-Prem: kW/fixture = 0.045 | 48in30wT12SMg82w | 48in1g32wT8ISREl52w | 48in3g30wT8ESPISREl45w | Standard | pre-existing fitxure Wattage updated based on ES magnetic ballasts | Lighting | Indoor General Lighting | Lighting - Hard-wired fixture | Linear Fluorescent Fixture
399 | Com-ILtg-PrimLF-LF-ca10070-cd10250-ms10352 | FL, (2) 48in, ES IS lamp, Mag, W/fixt=82 ==> FL, (2) 48in, T8, Prem IS EB, W/fixt=48 | DEER2011 | D08 v3.02 | 2008-06-15 | NULL | ErRobNc |  | Com-Iltg-dWatt-IEbase-LF | NULL | DEER | ScaledDirectIE | Delta | 12 | 24 |  | None |  | TRUE | Com-InLtg-LF | TRUE | Com | All | Lighting | InGen | Ltg_Wired | LinFluor_fixt |  |  | Iltg-Lfluor-fixt | Linear Fluorescent: T12: 48 inch: Mag-STD: kW/fixture = 0.072 | Linear Fluorescent: T8: 48in 1st Gen: Electronic: kW/fixture = 0.060 | Linear Fluorescent: T8: 48in 3rd Gen: Elec-Prem: kW/fixture = 0.048 | 48in30wT12SMg82w | 48in1g32wT8RSNEl60w | 48in3g32wT8PISREl48w | Standard | pre-existing fitxure Wattage updated based on ES magnetic ballasts | Lighting | Indoor General Lighting | Lighting - Hard-wired fixture | Linear Fluorescent Fixture
400 | Com-ILtg-PrimLF-LF-ca10070-cd10250-ms10354 | FL, (2) 48in, ES IS lamp, Mag, W/fixt=82 ==> FL, (2) 48in, ES T8, Prem IS Bal, W/fixt=51 | DEER2011 | D08 v3.02 | 2008-06-15 | NULL | ErRobNc |  | Com-Iltg-dWatt-IEbase-LF | NULL | DEER | ScaledDirectIE | Delta | 9 | 21 |  | None |  | TRUE | Com-InLtg-LF | TRUE | Com | All | Lighting | InGen | Ltg_Wired | LinFluor_fixt |  |  | Iltg-Lfluor-fixt | Linear Fluorescent: T12: 48 inch: Mag-STD: kW/fixture = 0.072 | Linear Fluorescent: T8: 48in 1st Gen: Electronic: kW/fixture = 0.060 | Linear Fluorescent: T8: 48in 3rd Gen: Elec-Prem: kW/fixture = 0.051 | 48in30wT12SMg82w | 48in1g32wT8RSNEl60w | 48in3g30wT8ESPISNEl51w | Standard | pre-existing fitxure Wattage updated based on ES magnetic ballasts | Lighting | Indoor General Lighting | Lighting - Hard-wired fixture | Linear Fluorescent Fixture
401 | Com-ILtg-PrimLF-LF-ca10070-cd10252-ms10355 | FL, (2) 48in, ES IS lamp, Mag, W/fixt=82 ==> FL, (2) 48in, T8, Prem IS EB, W/fixt=54 | DEER2011 | D08 v3.02 | 2008-06-15 | NULL | ErRobNc |  | Com-Iltg-dWatt-IEbase-LF | NULL | DEER | ScaledDirectIE | Delta | 16 | 18 |  | None |  | TRUE | Com-InLtg-LF | TRUE | Com | All | Lighting | InGen | Ltg_Wired | LinFluor_fixt |  |  | Iltg-Lfluor-fixt | Linear Fluorescent: T12: 48 inch: Mag-STD: kW/fixture = 0.072 | Linear Fluorescent: T8: 48in 1st Gen: Electronic: kW/fixture = 0.070 | Linear Fluorescent: T8: 48in 3rd Gen: Elec-Prem: kW/fixture = 0.054 | 48in30wT12SMg82w | 48in1g32wT8RSHEl70w | 48in3g32wT8PISNEl54w | Standard | pre-existing fitxure Wattage updated based on ES magnetic ballasts | Lighting | Indoor General Lighting | Lighting - Hard-wired fixture | Linear Fluorescent Fixture
402 | Com-ILtg-PrimLF-LF-ca10070-cd10309-ms10351 | FL, (2) 48in, ES IS lamp, Mag, W/fixt=82 ==> FL, (2) 48in, ES T8, Prem IS Bal, W/fixt=45 | DEER2011 | D08 v3.02 | 2008-06-15 | NULL | ErRobNc |  | Com-Iltg-dWatt-IEbase-LF | NULL | DEER | ScaledDirectIE | Delta | 7 | 27 |  | None |  | TRUE | Com-InLtg-LF | TRUE | Com | All | Lighting | InGen | Ltg_Wired | LinFluor_fixt |  |  | Iltg-Lfluor-fixt | Linear Fluorescent: T12: 48 inch: Mag-STD: kW/fixture = 0.072 | Linear Fluorescent: T8: 48in 2nd Gen: Electronic: kW/fixture = 0.052 | Linear Fluorescent: T8: 48in 3rd Gen: Elec-Prem: kW/fixture = 0.045 | 48in30wT12SMg82w | 48in2g32wT8ISREl52w | 48in3g30wT8ESPISREl45w | Standard | pre-existing fitxure Wattage updated based on ES magnetic ballasts | Lighting | Indoor General Lighting | Lighting - Hard-wired fixture | Linear Fluorescent Fixture
403 | Com-ILtg-PrimLF-LF-ca10070-cd10309-ms10352 | FL, (2) 48in, ES IS lamp, Mag, W/fixt=82 ==> FL, (2) 48in, T8, Prem IS EB, W/fixt=48 | DEER2011 | D08 v3.02 | 2008-06-15 | NULL | ErRobNc |  | Com-Iltg-dWatt-IEbase-LF | NULL | DEER | ScaledDirectIE | Delta | 4 | 24 |  | None |  | TRUE | Com-InLtg-LF | TRUE | Com | All | Lighting | InGen | Ltg_Wired | LinFluor_fixt |  |  | Iltg-Lfluor-fixt | Linear Fluorescent: T12: 48 inch: Mag-STD: kW/fixture = 0.072 | Linear Fluorescent: T8: 48in 2nd Gen: Electronic: kW/fixture = 0.052 | Linear Fluorescent: T8: 48in 3rd Gen: Elec-Prem: kW/fixture = 0.048 | 48in30wT12SMg82w | 48in2g32wT8ISREl52w | 48in3g32wT8PISREl48w | Standard | pre-existing fitxure Wattage updated based on ES magnetic ballasts | Lighting | Indoor General Lighting | Lighting - Hard-wired fixture | Linear Fluorescent Fixture
404 | Com-ILtg-PrimLF-LF-ca10070-cd10313-ms10354 | FL, (2) 48in, ES IS lamp, Mag, W/fixt=82 ==> FL, (2) 48in, ES T8, Prem IS Bal, W/fixt=51 | DEER2011 | D08 v3.02 | 2008-06-15 | NULL | ErRobNc |  | Com-Iltg-dWatt-IEbase-LF | NULL | DEER | ScaledDirectIE | Delta | 8 | 21 |  | None |  | TRUE | Com-InLtg-LF | TRUE | Com | All | Lighting | InGen | Ltg_Wired | LinFluor_fixt |  |  | Iltg-Lfluor-fixt | Linear Fluorescent: T12: 48 inch: Mag-STD: kW/fixture = 0.072 | Linear Fluorescent: T8: 48in 2nd Gen: Electronic: kW/fixture = 0.059 | Linear Fluorescent: T8: 48in 3rd Gen: Elec-Prem: kW/fixture = 0.051 | 48in30wT12SMg82w | 48in2g32wT8ISNEl59w | 48in3g30wT8ESPISNEl51w | Standard | pre-existing fitxure Wattage updated based on ES magnetic ballasts | Lighting | Indoor General Lighting | Lighting - Hard-wired fixture | Linear Fluorescent Fixture
405 | Com-ILtg-PrimLF-LF-ca10070-cd10313-ms10355 | FL, (2) 48in, ES IS lamp, Mag, W/fixt=82 ==> FL, (2) 48in, T8, Prem IS EB, W/fixt=54 | DEER2011 | D08 v3.02 | 2008-06-15 | NULL | ErRobNc |  | Com-Iltg-dWatt-IEbase-LF | NULL | DEER | ScaledDirectIE | Delta | 5 | 18 |  | None |  | TRUE | Com-InLtg-LF | TRUE | Com | All | Lighting | InGen | Ltg_Wired | LinFluor_fixt |  |  | Iltg-Lfluor-fixt | Linear Fluorescent: T12: 48 inch: Mag-STD: kW/fixture = 0.072 | Linear Fluorescent: T8: 48in 2nd Gen: Electronic: kW/fixture = 0.059 | Linear Fluorescent: T8: 48in 3rd Gen: Elec-Prem: kW/fixture = 0.054 | 48in30wT12SMg82w | 48in2g32wT8ISNEl59w | 48in3g32wT8PISNEl54w | Standard | pre-existing fitxure Wattage updated based on ES magnetic ballasts | Lighting | Indoor General Lighting | Lighting - Hard-wired fixture | Linear Fluorescent Fixture
406 | Com-ILtg-PrimLF-LF-ca10071-cd10244-ms10351 | FL, (2) 48in, STD IS lamp, Mag, W/fixt=84 ==> FL, (2) 48in, ES T8, Prem IS Bal, W/fixt=45 | DEER2011 | D08 v3.02 | 2008-06-15 | NULL | ErRobNc |  | Com-Iltg-dWatt-IEbase-LF | NULL | DEER | ScaledDirectIE | Delta | 7 | 29 |  | None |  | TRUE | Com-InLtg-LF | TRUE | Com | All | Lighting | InGen | Ltg_Wired | LinFluor_fixt |  |  | Iltg-Lfluor-fixt | Linear Fluorescent: T12: 48 inch: Mag-STD: kW/fixture = 0.074 | Linear Fluorescent: T8: 48in 1st Gen: Electronic: kW/fixture = 0.052 | Linear Fluorescent: T8: 48in 3rd Gen: Elec-Prem: kW/fixture = 0.045 | 48in39wT12SMg84w | 48in1g32wT8ISREl52w | 48in3g30wT8ESPISREl45w | Standard | pre-existing fitxure Wattage updated based on ES magnetic ballasts | Lighting | Indoor General Lighting | Lighting - Hard-wired fixture | Linear Fluorescent Fixture
407 | Com-ILtg-PrimLF-LF-ca10071-cd10250-ms10352 | FL, (2) 48in, STD IS lamp, Mag, W/fixt=84 ==> FL, (2) 48in, T8, Prem IS EB, W/fixt=48 | DEER2011 | D08 v3.02 | 2008-06-15 | NULL | ErRobNc |  | Com-Iltg-dWatt-IEbase-LF | NULL | DEER | ScaledDirectIE | Delta | 12 | 26 |  | None |  | TRUE | Com-InLtg-LF | TRUE | Com | All | Lighting | InGen | Ltg_Wired | LinFluor_fixt |  |  | Iltg-Lfluor-fixt | Linear Fluorescent: T12: 48 inch: Mag-STD: kW/fixture = 0.074 | Linear Fluorescent: T8: 48in 1st Gen: Electronic: kW/fixture = 0.060 | Linear Fluorescent: T8: 48in 3rd Gen: Elec-Prem: kW/fixture = 0.048 | 48in39wT12SMg84w | 48in1g32wT8RSNEl60w | 48in3g32wT8PISREl48w | Standard | pre-existing fitxure Wattage updated based on ES magnetic ballasts | Lighting | Indoor General Lighting | Lighting - Hard-wired fixture | Linear Fluorescent Fixture
408 | Com-ILtg-PrimLF-LF-ca10071-cd10250-ms10354 | FL, (2) 48in, STD IS lamp, Mag, W/fixt=84 ==> FL, (2) 48in, ES T8, Prem IS Bal, W/fixt=51 | DEER2011 | D08 v3.02 | 2008-06-15 | NULL | ErRobNc |  | Com-Iltg-dWatt-IEbase-LF | NULL | DEER | ScaledDirectIE | Delta | 9 | 23 |  | None |  | TRUE | Com-InLtg-LF | TRUE | Com | All | Lighting | InGen | Ltg_Wired | LinFluor_fixt |  |  | Iltg-Lfluor-fixt | Linear Fluorescent: T12: 48 inch: Mag-STD: kW/fixture = 0.074 | Linear Fluorescent: T8: 48in 1st Gen: Electronic: kW/fixture = 0.060 | Linear Fluorescent: T8: 48in 3rd Gen: Elec-Prem: kW/fixture = 0.051 | 48in39wT12SMg84w | 48in1g32wT8RSNEl60w | 48in3g30wT8ESPISNEl51w | Standard | pre-existing fitxure Wattage updated based on ES magnetic ballasts | Lighting | Indoor General Lighting | Lighting - Hard-wired fixture | Linear Fluorescent Fixture
409 | Com-ILtg-PrimLF-LF-ca10071-cd10252-ms10355 | FL, (2) 48in, STD IS lamp, Mag, W/fixt=84 ==> FL, (2) 48in, T8, Prem IS EB, W/fixt=54 | DEER2011 | D08 v3.02 | 2008-06-15 | NULL | ErRobNc |  | Com-Iltg-dWatt-IEbase-LF | NULL | DEER | ScaledDirectIE | Delta | 16 | 20 |  | None |  | TRUE | Com-InLtg-LF | TRUE | Com | All | Lighting | InGen | Ltg_Wired | LinFluor_fixt |  |  | Iltg-Lfluor-fixt | Linear Fluorescent: T12: 48 inch: Mag-STD: kW/fixture = 0.074 | Linear Fluorescent: T8: 48in 1st Gen: Electronic: kW/fixture = 0.070 | Linear Fluorescent: T8: 48in 3rd Gen: Elec-Prem: kW/fixture = 0.054 | 48in39wT12SMg84w | 48in1g32wT8RSHEl70w | 48in3g32wT8PISNEl54w | Standard | pre-existing fitxure Wattage updated based on ES magnetic ballasts | Lighting | Indoor General Lighting | Lighting - Hard-wired fixture | Linear Fluorescent Fixture
410 | Com-ILtg-PrimLF-LF-ca10071-cd10309-ms10351 | FL, (2) 48in, STD IS lamp, Mag, W/fixt=84 ==> FL, (2) 48in, ES T8, Prem IS Bal, W/fixt=45 | DEER2011 | D08 v3.02 | 2008-06-15 | NULL | ErRobNc |  | Com-Iltg-dWatt-IEbase-LF | NULL | DEER | ScaledDirectIE | Delta | 7 | 29 |  | None |  | TRUE | Com-InLtg-LF | TRUE | Com | All | Lighting | InGen | Ltg_Wired | LinFluor_fixt |  |  | Iltg-Lfluor-fixt | Linear Fluorescent: T12: 48 inch: Mag-STD: kW/fixture = 0.074 | Linear Fluorescent: T8: 48in 2nd Gen: Electronic: kW/fixture = 0.052 | Linear Fluorescent: T8: 48in 3rd Gen: Elec-Prem: kW/fixture = 0.045 | 48in39wT12SMg84w | 48in2g32wT8ISREl52w | 48in3g30wT8ESPISREl45w | Standard | pre-existing fitxure Wattage updated based on ES magnetic ballasts | Lighting | Indoor General Lighting | Lighting - Hard-wired fixture | Linear Fluorescent Fixture
411 | Com-ILtg-PrimLF-LF-ca10071-cd10309-ms10352 | FL, (2) 48in, STD IS lamp, Mag, W/fixt=84 ==> FL, (2) 48in, T8, Prem IS EB, W/fixt=48 | DEER2011 | D08 v3.02 | 2008-06-15 | NULL | ErRobNc |  | Com-Iltg-dWatt-IEbase-LF | NULL | DEER | ScaledDirectIE | Delta | 4 | 26 |  | None |  | TRUE | Com-InLtg-LF | TRUE | Com | All | Lighting | InGen | Ltg_Wired | LinFluor_fixt |  |  | Iltg-Lfluor-fixt | Linear Fluorescent: T12: 48 inch: Mag-STD: kW/fixture = 0.074 | Linear Fluorescent: T8: 48in 2nd Gen: Electronic: kW/fixture = 0.052 | Linear Fluorescent: T8: 48in 3rd Gen: Elec-Prem: kW/fixture = 0.048 | 48in39wT12SMg84w | 48in2g32wT8ISREl52w | 48in3g32wT8PISREl48w | Standard | pre-existing fitxure Wattage updated based on ES magnetic ballasts | Lighting | Indoor General Lighting | Lighting - Hard-wired fixture | Linear Fluorescent Fixture
412 | Com-ILtg-PrimLF-LF-ca10071-cd10313-ms10354 | FL, (2) 48in, STD IS lamp, Mag, W/fixt=84 ==> FL, (2) 48in, ES T8, Prem IS Bal, W/fixt=51 | DEER2011 | D08 v3.02 | 2008-06-15 | NULL | ErRobNc |  | Com-Iltg-dWatt-IEbase-LF | NULL | DEER | ScaledDirectIE | Delta | 8 | 23 |  | None |  | TRUE | Com-InLtg-LF | TRUE | Com | All | Lighting | InGen | Ltg_Wired | LinFluor_fixt |  |  | Iltg-Lfluor-fixt | Linear Fluorescent: T12: 48 inch: Mag-STD: kW/fixture = 0.074 | Linear Fluorescent: T8: 48in 2nd Gen: Electronic: kW/fixture = 0.059 | Linear Fluorescent: T8: 48in 3rd Gen: Elec-Prem: kW/fixture = 0.051 | 48in39wT12SMg84w | 48in2g32wT8ISNEl59w | 48in3g30wT8ESPISNEl51w | Standard | pre-existing fitxure Wattage updated based on ES magnetic ballasts | Lighting | Indoor General Lighting | Lighting - Hard-wired fixture | Linear Fluorescent Fixture
413 | Com-ILtg-PrimLF-LF-ca10071-cd10313-ms10355 | FL, (2) 48in, STD IS lamp, Mag, W/fixt=84 ==> FL, (2) 48in, T8, Prem IS EB, W/fixt=54 | DEER2011 | D08 v3.02 | 2008-06-15 | NULL | ErRobNc |  | Com-Iltg-dWatt-IEbase-LF | NULL | DEER | ScaledDirectIE | Delta | 5 | 20 |  | None |  | TRUE | Com-InLtg-LF | TRUE | Com | All | Lighting | InGen | Ltg_Wired | LinFluor_fixt |  |  | Iltg-Lfluor-fixt | Linear Fluorescent: T12: 48 inch: Mag-STD: kW/fixture = 0.074 | Linear Fluorescent: T8: 48in 2nd Gen: Electronic: kW/fixture = 0.059 | Linear Fluorescent: T8: 48in 3rd Gen: Elec-Prem: kW/fixture = 0.054 | 48in39wT12SMg84w | 48in2g32wT8ISNEl59w | 48in3g32wT8PISNEl54w | Standard | pre-existing fitxure Wattage updated based on ES magnetic ballasts | Lighting | Indoor General Lighting | Lighting - Hard-wired fixture | Linear Fluorescent Fixture
414 | Com-ILtg-PrimLF-LF-ca10082-cd10270-ms10363 | FL, (4) 48in, ES lamp, ES Mag, W/fixt=144 ==> FL, (3) 48in, T8, Prem IS EB, W/fixt=83 | DEER2011 | D08 v3.02 | 2008-06-15 | NULL | ErRobNc |  | Com-Iltg-dWatt-IEbase-LF | NULL | DEER | ScaledDirectIE | Delta | 35 | 61 |  | None |  | TRUE | Com-InLtg-LF | TRUE | Com | All | Lighting | InGen | Ltg_Wired | LinFluor_fixt |  |  | Iltg-Lfluor-fixt | Linear Fluorescent: T12: 48 inch: Mag-ES: kW/fixture = 0.144 | Linear Fluorescent: T8: 48in 1st Gen: Electronic: kW/fixture = 0.118 | Linear Fluorescent: T8: 48in 3rd Gen: Elec-Prem: kW/fixture = 0.083 | 48in34wT12ESMg144w | 48in1g32wT8RSNEl118w | 48in3g32wT8PISNEl83w | Standard |  | Lighting | Indoor General Lighting | Lighting - Hard-wired fixture | Linear Fluorescent Fixture
415 | Com-ILtg-PrimLF-LF-ca10082-cd10322-ms10363 | FL, (4) 48in, ES lamp, ES Mag, W/fixt=144 ==> FL, (3) 48in, T8, Prem IS EB, W/fixt=83 | DEER2011 | D08 v3.02 | 2008-06-15 | NULL | ErRobNc |  | Com-Iltg-dWatt-IEbase-LF | NULL | DEER | ScaledDirectIE | Delta | 6 | 61 |  | None |  | TRUE | Com-InLtg-LF | TRUE | Com | All | Lighting | InGen | Ltg_Wired | LinFluor_fixt |  |  | Iltg-Lfluor-fixt | Linear Fluorescent: T12: 48 inch: Mag-ES: kW/fixture = 0.144 | Linear Fluorescent: T8: 48in 2nd Gen: Electronic: kW/fixture = 0.089 | Linear Fluorescent: T8: 48in 3rd Gen: Elec-Prem: kW/fixture = 0.083 | 48in34wT12ESMg144w | 48in2g32wT8ISNEl89w | 48in3g32wT8PISNEl83w | Standard |  | Lighting | Indoor General Lighting | Lighting - Hard-wired fixture | Linear Fluorescent Fixture
416 | Com-ILtg-PrimLF-LF-ca10140-cd10279-ms10374 | FL, (3) 96in, ES lamp, ES Mag, W/fixt=210 ==> FL, (6) 48in, T8, (2) Prem IS EBs, W/fixt=142 | DEER2011 | D08 v3.02 | 2008-06-15 | NULL | ErRobNc |  | Com-Iltg-dWatt-IEbase-LF | NULL | DEER | ScaledDirectIE | Delta | 40 | 68 |  | None |  | TRUE | Com-InLtg-LF | TRUE | Com | All | Lighting | InGen | Ltg_Wired | LinFluor_fixt |  |  | Iltg-Lfluor-fixt | Linear Fluorescent: T12: 96 inch: Mag-ES: kW/fixture = 0.210 | Linear Fluorescent: T8: 48in 1st Gen: Electronic: kW/fixture = 0.182 | Linear Fluorescent: T8: 48in 3rd Gen: Elec-Prem: kW/fixture = 0.142 | 96in60wT12ESMg210w | 48in1g32wT8RSNEl182w | 48in3g32wT82PISREl142w | Standard |  | Lighting | Indoor General Lighting | Lighting - Hard-wired fixture | Linear Fluorescent Fixture
417 | Com-ILtg-PrimLF-LF-ca10140-cd10339-ms10374 | FL, (3) 96in, ES lamp, ES Mag, W/fixt=210 ==> FL, (6) 48in, T8, (2) Prem IS EBs, W/fixt=142 | DEER2011 | D08 v3.02 | 2008-06-15 | NULL | ErRobNc |  | Com-Iltg-dWatt-IEbase-LF | NULL | DEER | ScaledDirectIE | Delta | 14 | 68 |  | None |  | TRUE | Com-InLtg-LF | TRUE | Com | All | Lighting | InGen | Ltg_Wired | LinFluor_fixt |  |  | Iltg-Lfluor-fixt | Linear Fluorescent: T12: 96 inch: Mag-ES: kW/fixture = 0.210 | Linear Fluorescent: T8: 48in 2nd Gen: Electronic: kW/fixture = 0.156 | Linear Fluorescent: T8: 48in 3rd Gen: Elec-Prem: kW/fixture = 0.142 | 96in60wT12ESMg210w | 48in2g32wT8ISREl156w | 48in3g32wT82PISREl142w | Standard |  | Lighting | Indoor General Lighting | Lighting - Hard-wired fixture | Linear Fluorescent Fixture
418 | Com-ILtg-PrimLF-LF-ca10144-cd10279-ms10376 | FL, (4) 96in, ES lamp, ES Mag, W/fixt=246 ==> FL, (6) 48in, T8, (2) Prem IS EBs, W/fixt=162 | DEER2011 | D08 v3.02 | 2008-06-15 | NULL | ErRobNc |  | Com-Iltg-dWatt-IEbase-LF | NULL | DEER | ScaledDirectIE | Delta | 20 | 84 |  | None |  | TRUE | Com-InLtg-LF | TRUE | Com | All | Lighting | InGen | Ltg_Wired | LinFluor_fixt |  |  | Iltg-Lfluor-fixt | Linear Fluorescent: T12: 96 inch: Mag-ES: kW/fixture = 0.246 | Linear Fluorescent: T8: 48in 1st Gen: Electronic: kW/fixture = 0.182 | Linear Fluorescent: T8: 48in 3rd Gen: Elec-Prem: kW/fixture = 0.162 | 96in60wT12ESMg246w | 48in1g32wT8RSNEl182w | 48in3g32wT82PISNEl162w | Standard |  | Lighting | Indoor General Lighting | Lighting - Hard-wired fixture | Linear Fluorescent Fixture
419 | Com-ILtg-PrimLF-LF-ca10144-cd10280-ms10378 | FL, (4) 96in, ES lamp, ES Mag, W/fixt=246 ==> FL, (8) 48in, T8, (2) Prem IS EBs, W/fixt=188 | DEER2011 | D08 v3.02 | 2008-06-15 | NULL | ErRobNc |  | Com-Iltg-dWatt-IEbase-LF | NULL | DEER | ScaledDirectIE | Delta | 38 | 58 |  | None |  | TRUE | Com-InLtg-LF | TRUE | Com | All | Lighting | InGen | Ltg_Wired | LinFluor_fixt |  |  | Iltg-Lfluor-fixt | Linear Fluorescent: T12: 96 inch: Mag-ES: kW/fixture = 0.246 | Linear Fluorescent: T8: 48in 1st Gen: Electronic: kW/fixture = 0.226 | Linear Fluorescent: T8: 48in 3rd Gen: Elec-Prem: kW/fixture = 0.188 | 96in60wT12ESMg246w | 48in1g32wT82ISVEl226w | 48in3g32wT82PISREl188w | Standard |  | Lighting | Indoor General Lighting | Lighting - Hard-wired fixture | Linear Fluorescent Fixture
420 | Com-ILtg-PrimLF-LF-ca10144-cd10340-ms10376 | FL, (4) 96in, ES lamp, ES Mag, W/fixt=246 ==> FL, (6) 48in, T8, (2) Prem IS EBs, W/fixt=162 | DEER2011 | D08 v3.02 | 2008-06-15 | NULL | ErRobNc |  | Com-Iltg-dWatt-IEbase-LF | NULL | DEER | ScaledDirectIE | Delta | 13 | 84 |  | None |  | TRUE | Com-InLtg-LF | TRUE | Com | All | Lighting | InGen | Ltg_Wired | LinFluor_fixt |  |  | Iltg-Lfluor-fixt | Linear Fluorescent: T12: 96 inch: Mag-ES: kW/fixture = 0.246 | Linear Fluorescent: T8: 48in 2nd Gen: Electronic: kW/fixture = 0.175 | Linear Fluorescent: T8: 48in 3rd Gen: Elec-Prem: kW/fixture = 0.162 | 96in60wT12ESMg246w | 48in2g32wT8ISNEl175w | 48in3g32wT82PISNEl162w | Standard |  | Lighting | Indoor General Lighting | Lighting - Hard-wired fixture | Linear Fluorescent Fixture
421 | Com-ILtg-PrimLF-LF-ca10144-cd10343-ms10378 | FL, (4) 96in, ES lamp, ES Mag, W/fixt=246 ==> FL, (8) 48in, T8, (2) Prem IS EBs, W/fixt=188 | DEER2011 | D08 v3.02 | 2008-06-15 | NULL | ErRobNc |  | Com-Iltg-dWatt-IEbase-LF | NULL | DEER | ScaledDirectIE | Delta | 16 | 58 |  | None |  | TRUE | Com-InLtg-LF | TRUE | Com | All | Lighting | InGen | Ltg_Wired | LinFluor_fixt |  |  | Iltg-Lfluor-fixt | Linear Fluorescent: T12: 96 inch: Mag-ES: kW/fixture = 0.246 | Linear Fluorescent: T8: 48in 2nd Gen: Electronic: kW/fixture = 0.204 | Linear Fluorescent: T8: 48in 3rd Gen: Elec-Prem: kW/fixture = 0.188 | 96in60wT12ESMg246w | 48in2g32wT8ISREl204w | 48in3g32wT82PISREl188w | Standard |  | Lighting | Indoor General Lighting | Lighting - Hard-wired fixture | Linear Fluorescent Fixture
422 | Com-ILtg-PrimLF-LF-ca10289-ms10345 | FL, (1) 48in, T8 lamp, RS EB, W/fixt=27 ==> FL, (1) 48in, ES T8, Prem IS Bal, W/fixt=24 | DEER2011 | D08 v3.02 | 2008-06-15 | NULL | RobNc |  | Com-Iltg-dWatt-IEbase-LF | NULL | DEER | ScaledDirectIE | Delta |  | 3 |  | None |  | TRUE | Com-InLtg-LF | TRUE | Com | All | Lighting | InGen | Ltg_Wired | LinFluor_fixt |  |  | Iltg-Lfluor-fixt | Linear Fluorescent: T8: 48in 2nd Gen: Electronic: kW/fixture = 0.027 |  | Linear Fluorescent: T8: 48in 3rd Gen: Elec-Prem: kW/fixture = 0.024 | 48in2g32wT8RSREl27w | NULL | 48in3g30wT8ESPISREl24w | Standard |  | Lighting | Indoor General Lighting | Lighting - Hard-wired fixture | Linear Fluorescent Fixture
423 | Com-ILtg-PrimLF-LF-ca10289-ms10346 | FL, (1) 48in, T8 lamp, RS EB, W/fixt=27 ==> FL, (1) 48in, T8, Prem IS EB, W/fixt=25 | DEER2011 | D08 v3.02 | 2008-06-15 | NULL | RobNc |  | Com-Iltg-dWatt-IEbase-LF | NULL | DEER | ScaledDirectIE | Delta |  | 2 |  | None |  | TRUE | Com-InLtg-LF | TRUE | Com | All | Lighting | InGen | Ltg_Wired | LinFluor_fixt |  |  | Iltg-Lfluor-fixt | Linear Fluorescent: T8: 48in 2nd Gen: Electronic: kW/fixture = 0.027 |  | Linear Fluorescent: T8: 48in 3rd Gen: Elec-Prem: kW/fixture = 0.025 | 48in2g32wT8RSREl27w | NULL | 48in3g32wT8PISREl25w | Standard |  | Lighting | Indoor General Lighting | Lighting - Hard-wired fixture | Linear Fluorescent Fixture
424 | Com-ILtg-PrimLF-LF-ca10295-ms10347 | FL, (1) 48in, T8 lamp, IS EB, W/fixt=31 ==> FL, (1) 48in, ES T8, Prem IS Bal, W/fixt=27 | DEER2011 | D08 v3.02 | 2008-06-15 | NULL | RobNc |  | Com-Iltg-dWatt-IEbase-LF | NULL | DEER | ScaledDirectIE | Delta |  | 4 |  | None |  | TRUE | Com-InLtg-LF | TRUE | Com | All | Lighting | InGen | Ltg_Wired | LinFluor_fixt |  |  | Iltg-Lfluor-fixt | Linear Fluorescent: T8: 48in 2nd Gen: Electronic: kW/fixture = 0.031 |  | Linear Fluorescent: T8: 48in 3rd Gen: Elec-Prem: kW/fixture = 0.027 | 48in2g32wT8ISNEl31w | NULL | 48in3g30wT8ESPISNEl27w | Standard |  | Lighting | Indoor General Lighting | Lighting - Hard-wired fixture | Linear Fluorescent Fixture
425 | Com-ILtg-PrimLF-LF-ca10295-ms10348 | FL, (1) 48in, T8 lamp, IS EB, W/fixt=31 ==> FL, (1) 48in, T8, Prem IS EB, W/fixt=28 | DEER2011 | D08 v3.02 | 2008-06-15 | NULL | RobNc |  | Com-Iltg-dWatt-IEbase-LF | NULL | DEER | ScaledDirectIE | Delta |  | 3 |  | None |  | TRUE | Com-InLtg-LF | TRUE | Com | All | Lighting | InGen | Ltg_Wired | LinFluor_fixt |  |  | Iltg-Lfluor-fixt | Linear Fluorescent: T8: 48in 2nd Gen: Electronic: kW/fixture = 0.031 |  | Linear Fluorescent: T8: 48in 3rd Gen: Elec-Prem: kW/fixture = 0.028 | 48in2g32wT8ISNEl31w | NULL | 48in3g32wT8PISNEl28w | Standard |  | Lighting | Indoor General Lighting | Lighting - Hard-wired fixture | Linear Fluorescent Fixture
426 | Com-ILtg-PrimLF-LF-ca10309-ms10351 | FL, (2) 48in, T8 lamp, IS EB, W/fixt=52 ==> FL, (2) 48in, ES T8, Prem IS Bal, W/fixt=45 | DEER2011 | D08 v3.02 | 2008-06-15 | NULL | RobNc |  | Com-Iltg-dWatt-IEbase-LF | NULL | DEER | ScaledDirectIE | Delta |  | 7 |  | None |  | TRUE | Com-InLtg-LF | TRUE | Com | All | Lighting | InGen | Ltg_Wired | LinFluor_fixt |  |  | Iltg-Lfluor-fixt | Linear Fluorescent: T8: 48in 2nd Gen: Electronic: kW/fixture = 0.052 |  | Linear Fluorescent: T8: 48in 3rd Gen: Elec-Prem: kW/fixture = 0.045 | 48in2g32wT8ISREl52w | NULL | 48in3g30wT8ESPISREl45w | Standard |  | Lighting | Indoor General Lighting | Lighting - Hard-wired fixture | Linear Fluorescent Fixture
427 | Com-ILtg-PrimLF-LF-ca10309-ms10352 | FL, (2) 48in, T8 lamp, IS EB, W/fixt=52 ==> FL, (2) 48in, T8, Prem IS EB, W/fixt=48 | DEER2011 | D08 v3.02 | 2008-06-15 | NULL | RobNc |  | Com-Iltg-dWatt-IEbase-LF | NULL | DEER | ScaledDirectIE | Delta |  | 4 |  | None |  | TRUE | Com-InLtg-LF | TRUE | Com | All | Lighting | InGen | Ltg_Wired | LinFluor_fixt |  |  | Iltg-Lfluor-fixt | Linear Fluorescent: T8: 48in 2nd Gen: Electronic: kW/fixture = 0.052 |  | Linear Fluorescent: T8: 48in 3rd Gen: Elec-Prem: kW/fixture = 0.048 | 48in2g32wT8ISREl52w | NULL | 48in3g32wT8PISREl48w | Standard |  | Lighting | Indoor General Lighting | Lighting - Hard-wired fixture | Linear Fluorescent Fixture
428 | Com-ILtg-PrimLF-LF-ca10313-ms10354 | FL, (2) 48in, T8 lamp, IS EB, W/fixt=59 ==> FL, (2) 48in, ES T8, Prem IS Bal, W/fixt=51 | DEER2011 | D08 v3.02 | 2008-06-15 | NULL | RobNc |  | Com-Iltg-dWatt-IEbase-LF | NULL | DEER | ScaledDirectIE | Delta |  | 8 |  | None |  | TRUE | Com-InLtg-LF | TRUE | Com | All | Lighting | InGen | Ltg_Wired | LinFluor_fixt |  |  | Iltg-Lfluor-fixt | Linear Fluorescent: T8: 48in 2nd Gen: Electronic: kW/fixture = 0.059 |  | Linear Fluorescent: T8: 48in 3rd Gen: Elec-Prem: kW/fixture = 0.051 | 48in2g32wT8ISNEl59w | NULL | 48in3g30wT8ESPISNEl51w | Standard |  | Lighting | Indoor General Lighting | Lighting - Hard-wired fixture | Linear Fluorescent Fixture
429 | Com-ILtg-PrimLF-LF-ca10313-ms10355 | FL, (2) 48in, T8 lamp, IS EB, W/fixt=59 ==> FL, (2) 48in, T8, Prem IS EB, W/fixt=54 | DEER2011 | D08 v3.02 | 2008-06-15 | NULL | RobNc |  | Com-Iltg-dWatt-IEbase-LF | NULL | DEER | ScaledDirectIE | Delta |  | 5 |  | None |  | TRUE | Com-InLtg-LF | TRUE | Com | All | Lighting | InGen | Ltg_Wired | LinFluor_fixt |  |  | Iltg-Lfluor-fixt | Linear Fluorescent: T8: 48in 2nd Gen: Electronic: kW/fixture = 0.059 |  | Linear Fluorescent: T8: 48in 3rd Gen: Elec-Prem: kW/fixture = 0.054 | 48in2g32wT8ISNEl59w | NULL | 48in3g32wT8PISNEl54w | Standard |  | Lighting | Indoor General Lighting | Lighting - Hard-wired fixture | Linear Fluorescent Fixture
430 | Com-ILtg-PrimLF-LF-ca10322-ms10363 | FL, (3) 48in, T8 lamp, IS EB, W/fixt=89 ==> FL, (3) 48in, T8, Prem IS EB, W/fixt=83 | DEER2011 | D08 v3.02 | 2008-06-15 | NULL | RobNc |  | Com-Iltg-dWatt-IEbase-LF | NULL | DEER | ScaledDirectIE | Delta |  | 6 |  | None |  | TRUE | Com-InLtg-LF | TRUE | Com | All | Lighting | InGen | Ltg_Wired | LinFluor_fixt |  |  | Iltg-Lfluor-fixt | Linear Fluorescent: T8: 48in 2nd Gen: Electronic: kW/fixture = 0.089 |  | Linear Fluorescent: T8: 48in 3rd Gen: Elec-Prem: kW/fixture = 0.083 | 48in2g32wT8ISNEl89w | NULL | 48in3g32wT8PISNEl83w | Standard |  | Lighting | Indoor General Lighting | Lighting - Hard-wired fixture | Linear Fluorescent Fixture
431 | Com-ILtg-PrimLF-LF-ca10339-ms10374 | FL, (6) 48in, T8 lamp, IS EB, W/fixt=156 ==> FL, (6) 48in, T8, (2) Prem IS EBs, W/fixt=142 | DEER2011 | D08 v3.02 | 2008-06-15 | NULL | RobNc |  | Com-Iltg-dWatt-IEbase-LF | NULL | DEER | ScaledDirectIE | Delta |  | 14 |  | None |  | TRUE | Com-InLtg-LF | TRUE | Com | All | Lighting | InGen | Ltg_Wired | LinFluor_fixt |  |  | Iltg-Lfluor-fixt | Linear Fluorescent: T8: 48in 2nd Gen: Electronic: kW/fixture = 0.156 |  | Linear Fluorescent: T8: 48in 3rd Gen: Elec-Prem: kW/fixture = 0.142 | 48in2g32wT8ISREl156w | NULL | 48in3g32wT82PISREl142w | Standard |  | Lighting | Indoor General Lighting | Lighting - Hard-wired fixture | Linear Fluorescent Fixture
432 | Com-ILtg-PrimLF-LF-ca10340-ms10376 | FL, (6) 48in, T8 lamp, IS EB, W/fixt=175 ==> FL, (6) 48in, T8, (2) Prem IS EBs, W/fixt=162 | DEER2011 | D08 v3.02 | 2008-06-15 | NULL | RobNc |  | Com-Iltg-dWatt-IEbase-LF | NULL | DEER | ScaledDirectIE | Delta |  | 13 |  | None |  | TRUE | Com-InLtg-LF | TRUE | Com | All | Lighting | InGen | Ltg_Wired | LinFluor_fixt |  |  | Iltg-Lfluor-fixt | Linear Fluorescent: T8: 48in 2nd Gen: Electronic: kW/fixture = 0.175 |  | Linear Fluorescent: T8: 48in 3rd Gen: Elec-Prem: kW/fixture = 0.162 | 48in2g32wT8ISNEl175w | NULL | 48in3g32wT82PISNEl162w | Standard |  | Lighting | Indoor General Lighting | Lighting - Hard-wired fixture | Linear Fluorescent Fixture
433 | Com-ILtg-PrimLF-LF-ca10343-ms10378 | FL, (8) 48in, T8 lamp, IS EB, W/fixt=204 ==> FL, (8) 48in, T8, (2) Prem IS EBs, W/fixt=188 | DEER2011 | D08 v3.02 | 2008-06-15 | NULL | RobNc |  | Com-Iltg-dWatt-IEbase-LF | NULL | DEER | ScaledDirectIE | Delta |  | 16 |  | None |  | TRUE | Com-InLtg-LF | TRUE | Com | All | Lighting | InGen | Ltg_Wired | LinFluor_fixt |  |  | Iltg-Lfluor-fixt | Linear Fluorescent: T8: 48in 2nd Gen: Electronic: kW/fixture = 0.204 |  | Linear Fluorescent: T8: 48in 3rd Gen: Elec-Prem: kW/fixture = 0.188 | 48in2g32wT8ISREl204w | NULL | 48in3g32wT82PISREl188w | Standard |  | Lighting | Indoor General Lighting | Lighting - Hard-wired fixture | Linear Fluorescent Fixture
434 | Com-ILtg-PrimLF-LF-ca10124-cd10250-ms10400 | FL, (1) 96in, ES lamp, W/fixt=62 ==> FL, (1) 96in, T8 lamp, IS EB, W/fixt=49 | DEER2011 | D08 v3.02 | 2008-06-15 | NULL | ErRobNc |  | Com-Iltg-dWatt-IEbase-LF | NULL | DEER | ScaledDirectIE | Delta | 11 | 13 |  | None |  | TRUE | Com-InLtg-LF | TRUE | Com | All | Lighting | InGen | Ltg_Wired | LinFluor_fixt |  |  | Iltg-Lfluor-fixt | Linear Fluorescent: T12: 96 inch: Mag-ES: kW/fixture = 0.062 | Linear Fluorescent: T8: 48in 1st Gen: Electronic: kW/fixture = 0.060 | Linear Fluorescent: T8: 96 inch: Electronic: kW/fixture = 0.049 | 96in60wT12ESMg62w | 48in1g32wT8RSNEl60w | 96in59wT8T2ISREl49w | Standard |  | Lighting | Indoor General Lighting | Lighting - Hard-wired fixture | Linear Fluorescent Fixture
435 | Com-ILtg-PrimLF-LF-ca10124-cd10400-ms10400 | FL, (1) 96in, ES lamp, W/fixt=62 ==> FL, (1) 96in, T8 lamp, IS EB, W/fixt=49 | DEER2011 | D08 v3.02 | 2008-06-15 | NULL | RobNc |  | Com-Iltg-dWatt-IEbase-LF | NULL | DEER | ScaledDirectIE | Delta | 0 | 13 |  | None |  | TRUE | Com-InLtg-LF | TRUE | Com | All | Lighting | InGen | Ltg_Wired | LinFluor_fixt |  |  | Iltg-Lfluor-fixt | Linear Fluorescent: T12: 96 inch: Mag-ES: kW/fixture = 0.062 | Linear Fluorescent: T8: 96 inch: Electronic: kW/fixture = 0.049 | Linear Fluorescent: T8: 96 inch: Electronic: kW/fixture = 0.049 | 96in60wT12ESMg62w | NULL | 96in59wT8T2ISREl49w | Standard |  | Lighting | Indoor General Lighting | Lighting - Hard-wired fixture | Linear Fluorescent Fixture
436 | Com-ILtg-PrimLF-LF-ca10134-cd10270-ms10407 | FL, (2) 96in, ES lamp, ES Mag, W/fixt=123 ==> FL, (2) 96in, T8 lamp, IS EB, W/fixt=98 | DEER2011 | D08 v3.02 | 2008-06-15 | NULL | ErRobNc |  | Com-Iltg-dWatt-IEbase-LF | NULL | DEER | ScaledDirectIE | Delta | 20 | 25 |  | None |  | TRUE | Com-InLtg-LF | TRUE | Com | All | Lighting | InGen | Ltg_Wired | LinFluor_fixt |  |  | Iltg-Lfluor-fixt | Linear Fluorescent: T12: 96 inch: Mag-ES: kW/fixture = 0.123 | Linear Fluorescent: T8: 48in 1st Gen: Electronic: kW/fixture = 0.118 | Linear Fluorescent: T8: 96 inch: Electronic: kW/fixture = 0.098 | 96in60wT12ESMg123w | 48in1g32wT8RSNEl118w | 96in59wT8ISREl98w | Standard |  | Lighting | Indoor General Lighting | Lighting - Hard-wired fixture | Linear Fluorescent Fixture
437 | Com-ILtg-PrimLF-LF-ca10134-cd10407-ms10407 | FL, (2) 96in, ES lamp, ES Mag, W/fixt=123 ==> FL, (2) 96in, T8 lamp, IS EB, W/fixt=98 | DEER2011 | D08 v3.02 | 2008-06-15 | NULL | RobNc |  | Com-Iltg-dWatt-IEbase-LF | NULL | DEER | ScaledDirectIE | Delta | 0 | 25 |  | None |  | TRUE | Com-InLtg-LF | TRUE | Com | All | Lighting | InGen | Ltg_Wired | LinFluor_fixt |  |  | Iltg-Lfluor-fixt | Linear Fluorescent: T12: 96 inch: Mag-ES: kW/fixture = 0.123 | Linear Fluorescent: T8: 96 inch: Electronic: kW/fixture = 0.098 | Linear Fluorescent: T8: 96 inch: Electronic: kW/fixture = 0.098 | 96in60wT12ESMg123w | NULL | 96in59wT8ISREl98w | Standard |  | Lighting | Indoor General Lighting | Lighting - Hard-wired fixture | Linear Fluorescent Fixture
438 | Com-ILtg-PrimLF-LF-ca10140-cd10279-ms10409 | FL, (3) 96in, ES lamp, ES Mag, W/fixt=210 ==> FL, (2) 96in, T8 HO lamp, EB, W/fixt=160 | DEER2011 | D08 v3.02 | 2008-06-15 | NULL | ErRobNc |  | Com-Iltg-dWatt-IEbase-LF | NULL | DEER | ScaledDirectIE | Delta | 22 | 50 |  | None |  | TRUE | Com-InLtg-LF | TRUE | Com | All | Lighting | InGen | Ltg_Wired | LinFluor_fixt |  |  | Iltg-Lfluor-fixt | Linear Fluorescent: T12: 96 inch: Mag-ES: kW/fixture = 0.210 | Linear Fluorescent: T8: 48in 1st Gen: Electronic: kW/fixture = 0.182 | Linear Fluorescent: T8: 96 inch: Electronic: kW/fixture = 0.160 | 96in60wT12ESMg210w | 48in1g32wT8RSNEl182w | 96in86wT8HOEl160w | Standard |  | Lighting | Indoor General Lighting | Lighting - Hard-wired fixture | Linear Fluorescent Fixture
439 | Com-ILtg-PrimLF-LF-ca10140-cd10279-ms10410 | FL, (3) 96in, ES lamp, ES Mag, W/fixt=210 ==> FL, (3) 96in, T8 lamp, IS EB, W/fixt=167 | DEER2011 | D08 v3.02 | 2008-06-15 | NULL | ErRobNc |  | Com-Iltg-dWatt-IEbase-LF | NULL | DEER | ScaledDirectIE | Delta | 15 | 43 |  | None |  | TRUE | Com-InLtg-LF | TRUE | Com | All | Lighting | InGen | Ltg_Wired | LinFluor_fixt |  |  | Iltg-Lfluor-fixt | Linear Fluorescent: T12: 96 inch: Mag-ES: kW/fixture = 0.210 | Linear Fluorescent: T8: 48in 1st Gen: Electronic: kW/fixture = 0.182 | Linear Fluorescent: T8: 96 inch: Electronic: kW/fixture = 0.167 | 96in60wT12ESMg210w | 48in1g32wT8RSNEl182w | 96in59wT8ISNEl167w | Standard |  | Lighting | Indoor General Lighting | Lighting - Hard-wired fixture | Linear Fluorescent Fixture
440 | Com-ILtg-PrimLF-LF-ca10140-cd10409-ms10409 | FL, (3) 96in, ES lamp, ES Mag, W/fixt=210 ==> FL, (2) 96in, T8 HO lamp, EB, W/fixt=160 | DEER2011 | D08 v3.02 | 2008-06-15 | NULL | RobNc |  | Com-Iltg-dWatt-IEbase-LF | NULL | DEER | ScaledDirectIE | Delta | 0 | 50 |  | None |  | TRUE | Com-InLtg-LF | TRUE | Com | All | Lighting | InGen | Ltg_Wired | LinFluor_fixt |  |  | Iltg-Lfluor-fixt | Linear Fluorescent: T12: 96 inch: Mag-ES: kW/fixture = 0.210 | Linear Fluorescent: T8: 96 inch: Electronic: kW/fixture = 0.160 | Linear Fluorescent: T8: 96 inch: Electronic: kW/fixture = 0.160 | 96in60wT12ESMg210w | NULL | 96in86wT8HOEl160w | Standard |  | Lighting | Indoor General Lighting | Lighting - Hard-wired fixture | Linear Fluorescent Fixture
441 | Com-ILtg-PrimLF-LF-ca10140-cd10410-ms10410 | FL, (3) 96in, ES lamp, ES Mag, W/fixt=210 ==> FL, (3) 96in, T8 lamp, IS EB, W/fixt=167 | DEER2011 | D08 v3.02 | 2008-06-15 | NULL | RobNc |  | Com-Iltg-dWatt-IEbase-LF | NULL | DEER | ScaledDirectIE | Delta | 0 | 43 |  | None |  | TRUE | Com-InLtg-LF | TRUE | Com | All | Lighting | InGen | Ltg_Wired | LinFluor_fixt |  |  | Iltg-Lfluor-fixt | Linear Fluorescent: T12: 96 inch: Mag-ES: kW/fixture = 0.210 | Linear Fluorescent: T8: 96 inch: Electronic: kW/fixture = 0.167 | Linear Fluorescent: T8: 96 inch: Electronic: kW/fixture = 0.167 | 96in60wT12ESMg210w | NULL | 96in59wT8ISNEl167w | Standard |  | Lighting | Indoor General Lighting | Lighting - Hard-wired fixture | Linear Fluorescent Fixture
442 | Com-ILtg-PrimLF-LF-ca10144-cd10282-ms10411 | FL, (4) 96in, ES lamp, ES Mag, W/fixt=246 ==> FL, (4) 96in, T8 lamp, IS EB, W/fixt=219 | DEER2011 | D08 v3.02 | 2008-06-15 | NULL | ErRobNc |  | Com-Iltg-dWatt-IEbase-LF | NULL | DEER | ScaledDirectIE | Delta | 5 | 27 |  | None |  | TRUE | Com-InLtg-LF | TRUE | Com | All | Lighting | InGen | Ltg_Wired | LinFluor_fixt |  |  | Iltg-Lfluor-fixt | Linear Fluorescent: T12: 96 inch: Mag-ES: kW/fixture = 0.246 | Linear Fluorescent: T8: 48in 1st Gen: Electronic: kW/fixture = 0.224 | Linear Fluorescent: T8: 96 inch: Electronic: kW/fixture = 0.219 | 96in60wT12ESMg246w | 48in1g32wT8ISNEl224w | 96in59wT8ISNEl219w | Standard |  | Lighting | Indoor General Lighting | Lighting - Hard-wired fixture | Linear Fluorescent Fixture
443 | Com-ILtg-PrimLF-LF-ca10144-cd10411-ms10411 | FL, (4) 96in, ES lamp, ES Mag, W/fixt=246 ==> FL, (4) 96in, T8 lamp, IS EB, W/fixt=219 | DEER2011 | D08 v3.02 | 2008-06-15 | NULL | RobNc |  | Com-Iltg-dWatt-IEbase-LF | NULL | DEER | ScaledDirectIE | Delta | 0 | 27 |  | None |  | TRUE | Com-InLtg-LF | TRUE | Com | All | Lighting | InGen | Ltg_Wired | LinFluor_fixt |  |  | Iltg-Lfluor-fixt | Linear Fluorescent: T12: 96 inch: Mag-ES: kW/fixture = 0.246 | Linear Fluorescent: T8: 96 inch: Electronic: kW/fixture = 0.219 | Linear Fluorescent: T8: 96 inch: Electronic: kW/fixture = 0.219 | 96in60wT12ESMg246w | NULL | 96in59wT8ISNEl219w | Standard |  | Lighting | Indoor General Lighting | Lighting - Hard-wired fixture | Linear Fluorescent Fixture
444 | Com-ILtg-PrimOF-HID-ca10710-cd10618-ms10618 | Incand., (1) 100W lamp, W/fixt=100 ==> Metal Halide, (1) 32W lamp, W/fixt=43 | DEER2011 | D08 v3.02 | 2008-06-15 | NULL | RobNc | Iltg-Com-Incand | Com-Iltg-dWatt-IEbase-LF | NULL | DEER | ScaledDirectIE | Delta | 0 | 57 |  | None |  | TRUE | Com-InLtg-LF | TRUE | Com | All | Lighting | InGen | Ltg_Wired | HID_fixt |  |  | Iltg-MH | Incandescent: Standard: 100 Watts: kW/fixture = 0.100 | HID: Metal Halide: 32 Watts: Reactor: kW/fixture = 0.043 | HID: Metal Halide: 32 Watts: Reactor: kW/fixture = 0.043 | 100wInc100w | NULL | 32wMHR43w | Standard |  | Lighting | Indoor General Lighting | Lighting - Hard-wired fixture | High Intensity Discharge Fixture
445 | Com-ILtg-PrimOF-HID-ca10624-cd10608-ms10608 | Metal Halide, (1) 250W lamp, W/fixt=295 ==> PSMH, (1) 175W, PS CWA Ballast, W/fixt=208 | DEER2011 | D08 v3.02 | 2008-06-15 | NULL | RobNc | Iltg-MH | Com-Iltg-dWatt-IEbase-LF | NULL | DEER | ScaledDirectIE | Delta | 0 | 87 |  | None |  | TRUE | Com-InLtg-LF | TRUE | Com | All | Lighting | InGen | Ltg_Wired | HID_fixt |  |  | Iltg-MH | HID: Metal Halide: 250 Watts: Mag-CWA: kW/fixture = 0.295 | HID: Pulse Start Metal Halide: 175 Watts: Mag-CWA: kW/fixture = 0.208 | HID: Pulse Start Metal Halide: 175 Watts: Mag-CWA: kW/fixture = 0.208 | 250wMHMgC295w | NULL | 175wPSMHMgC208w | Standard |  | Lighting | Indoor General Lighting | Lighting - Hard-wired fixture | High Intensity Discharge Fixture
446 | Com-ILtg-PrimOF-HID-ca10624-cd10624-ms10608 | Metal Halide, (1) 250W lamp, W/fixt=295 ==> PSMH, (1) 175W, PS CWA Ballast, W/fixt=208 | DEER2011 | D08 v3.02 | 2008-06-15 | NULL | RobNc | Iltg-MH | Com-Iltg-dWatt-IEbase-LF | NULL | DEER | ScaledDirectIE | Delta | 80 | 87 |  | None |  | TRUE | Com-InLtg-LF | TRUE | Com | All | Lighting | InGen | Ltg_Wired | HID_fixt |  |  | Iltg-MH | HID: Metal Halide: 250 Watts: Mag-CWA: kW/fixture = 0.295 | HID: Pulse Start Metal Halide: 250 Watts: Mag-CWA: kW/fixture = 0.288 | HID: Pulse Start Metal Halide: 175 Watts: Mag-CWA: kW/fixture = 0.208 | NULL | 250wMHMgC295w | 175wPSMHMgC208w | Standard | updated code baseline | Lighting | Indoor General Lighting | Lighting - Hard-wired fixture | High Intensity Discharge Fixture
447 | Com-ILtg-PrimOF-HID-ca10732-cd10608-ms10608 | Incand., (1) 500W lamp, W/fixt=500 ==> PSMH, (1) 175W, PS CWA Ballast, W/fixt=208 | DEER2011 | D08 v3.02 | 2008-06-15 | NULL | RobNc | Iltg-Com-Incand | Com-Iltg-dWatt-IEbase-LF | NULL | DEER | ScaledDirectIE | Delta | 0 | 292 |  | None |  | TRUE | Com-InLtg-LF | TRUE | Com | All | Lighting | InGen | Ltg_Wired | HID_fixt |  |  | Iltg-MH | Incandescent: Standard: 500 Watts: kW/fixture = 0.500 | HID: Pulse Start Metal Halide: 175 Watts: Mag-CWA: kW/fixture = 0.208 | HID: Pulse Start Metal Halide: 175 Watts: Mag-CWA: kW/fixture = 0.208 | 500wInc500w | NULL | 175wPSMHMgC208w | Standard |  | Lighting | Indoor General Lighting | Lighting - Hard-wired fixture | High Intensity Discharge Fixture
448 | Com-ILtg-PrimOF-HID-ca10732-cd10624-ms10608 | Incand., (1) 500W lamp, W/fixt=500 ==> PSMH, (1) 175W, PS CWA Ballast, W/fixt=208 | DEER2011 | D08 v3.02 | 2008-06-15 | NULL | ErRobNc | Iltg-Com-Incand | Com-Iltg-dWatt-IEbase-LF | NULL | DEER | ScaledDirectIE | Delta | 80 | 292 |  | None |  | TRUE | Com-InLtg-LF | TRUE | Com | All | Lighting | InGen | Ltg_Wired | HID_fixt |  |  | Iltg-MH | Incandescent: Standard: 500 Watts: kW/fixture = 0.500 | HID: Pulse Start Metal Halide: 250 Watts: Mag-CWA: kW/fixture = 0.288 | HID: Pulse Start Metal Halide: 175 Watts: Mag-CWA: kW/fixture = 0.208 | 500wInc500w | 250wMHMgC295w | 175wPSMHMgC208w | Standard | updated code baseline | Lighting | Indoor General Lighting | Lighting - Hard-wired fixture | High Intensity Discharge Fixture
449 | Com-ILtg-PrimOF-HID-ca10624-ms10610 | Metal Halide, (1) 250W lamp, W/fixt=295 ==> PSMH, (1) 250W, PS CWA Ballast, W/fixt=288 | DEER2011 | D08 v3.02 | 2008-06-15 | NULL | RobNc | Iltg-MH | Com-Iltg-dWatt-IEbase-LF | NULL | DEER | ScaledDirectIE | Delta | 0 | 7 |  | None |  | TRUE | Com-InLtg-LF | TRUE | Com | All | Lighting | InGen | Ltg_Wired | HID_fixt |  |  | Iltg-MH | HID: Metal Halide: 250 Watts: Mag-CWA: kW/fixture = 0.295 | HID: Pulse Start Metal Halide: 250 Watts: Mag-CWA: kW/fixture = 0.288 | HID: Pulse Start Metal Halide: 250 Watts: Mag-CWA: kW/fixture = 0.288 | 250wMHMgC295w | NULL | 250wPSMHMgC288w | Standard | updated code baseline | Lighting | Indoor General Lighting | Lighting - Hard-wired fixture | High Intensity Discharge Fixture
450 | Com-ILtg-PrimOF-HID-ca10636-cd10610-ms10610 | Mercury Vapor, (1) 400W lamp, W/fixt=455 ==> PSMH, (1) 250W, PS CWA Ballast, W/fixt=288 | DEER2011 | D08 v3.02 | 2008-06-15 | NULL | RobNc | Iltg-HPS | Com-Iltg-dWatt-IEbase-LF | NULL | DEER | ScaledDirectIE | Delta | 0 | 167 |  | None |  | TRUE | Com-InLtg-LF | TRUE | Com | All | Lighting | InGen | Ltg_Wired | HID_fixt |  |  | Iltg-MH | HID: Mercury Vapor: 400 Watts: Mag-CWA: kW/fixture = 0.455 | HID: Pulse Start Metal Halide: 250 Watts: Mag-CWA: kW/fixture = 0.288 | HID: Pulse Start Metal Halide: 250 Watts: Mag-CWA: kW/fixture = 0.288 | 400wMVMgC455w | NULL | 250wPSMHMgC288w | Standard |  | Lighting | Indoor General Lighting | Lighting - Hard-wired fixture | High Intensity Discharge Fixture
451 | Com-ILtg-PrimOF-HID-ca10636-cd10624-ms10610 | Mercury Vapor, (1) 400W lamp, W/fixt=455 ==> PSMH, (1) 250W, PS CWA Ballast, W/fixt=288 | DEER2011 | D08 v3.02 | 2008-06-15 | NULL | ErRobNc | Iltg-HPS | Com-Iltg-dWatt-IEbase-LF | NULL | DEER | ScaledDirectIE | Delta | 0 | 167 |  | None |  | TRUE | Com-InLtg-LF | TRUE | Com | All | Lighting | InGen | Ltg_Wired | HID_fixt |  |  | Iltg-MH | HID: Mercury Vapor: 400 Watts: Mag-CWA: kW/fixture = 0.455 | HID: Pulse Start Metal Halide: 250 Watts: Mag-CWA: kW/fixture = 0.288 | HID: Pulse Start Metal Halide: 250 Watts: Mag-CWA: kW/fixture = 0.288 | 400wMVMgC455w | 250wMHMgC295w | 250wPSMHMgC288w | Standard | updated code baseline | Lighting | Indoor General Lighting | Lighting - Hard-wired fixture | High Intensity Discharge Fixture
452 | Com-ILtg-PrimOF-HID-ca10625-ms10612 | Metal Halide, (1) 400W lamp, W/fixt=458 ==> PSMH, (1) 350W, PS CWA Ballast, W/fixt=400 | DEER2011 | D08 v3.02 | 2008-06-15 | NULL | RobNc | Iltg-MH | Com-Iltg-dWatt-IEbase-LF | NULL | DEER | ScaledDirectIE | Delta | 0 | 58 |  | None |  | TRUE | Com-InLtg-LF | TRUE | Com | All | Lighting | InGen | Ltg_Wired | HID_fixt |  |  | Iltg-MH | HID: Metal Halide: 400 Watts: Mag-CWA: kW/fixture = 0.458 |  | HID: Pulse Start Metal Halide: 350 Watts: Mag-CWA: kW/fixture = 0.400 | 400wMHMgC458w | NULL | 350wPSMHMgC400w | Standard | updated code baseline | Lighting | Indoor General Lighting | Lighting - Hard-wired fixture | High Intensity Discharge Fixture
453 | Com-ILtg-PrimOF-HID-ca10733-cd10612-ms10612 | Incand., (1) 1000W lamp, W/fixt=1000 ==> PSMH, (1) 350W, PS CWA Ballast, W/fixt=400 | DEER2011 | D08 v3.02 | 2008-06-15 | NULL | RobNc | Iltg-Com-Incand | Com-Iltg-dWatt-IEbase-LF | NULL | DEER | ScaledDirectIE | Delta | 0 | 600 |  | None |  | TRUE | Com-InLtg-LF | TRUE | Com | All | Lighting | InGen | Ltg_Wired | HID_fixt |  |  | Iltg-MH | Incandescent: Standard: 1000 Watts: kW/fixture = 1.000 | HID: Pulse Start Metal Halide: 350 Watts: Mag-CWA: kW/fixture = 0.400 | HID: Pulse Start Metal Halide: 350 Watts: Mag-CWA: kW/fixture = 0.400 | 1kwInc1000w | NULL | 350wPSMHMgC400w | Standard |  | Lighting | Indoor General Lighting | Lighting - Hard-wired fixture | High Intensity Discharge Fixture
454 | Com-ILtg-PrimOF-HID-ca10733-cd10625-ms10612 | Incand., (1) 1000W lamp, W/fixt=1000 ==> PSMH, (1) 350W, PS CWA Ballast, W/fixt=400 | DEER2011 | D08 v3.02 | 2008-06-15 | NULL | ErRobNc | Iltg-Com-Incand | Com-Iltg-dWatt-IEbase-LF | NULL | DEER | ScaledDirectIE | Delta | 0 | 600 |  | None |  | TRUE | Com-InLtg-LF | TRUE | Com | All | Lighting | InGen | Ltg_Wired | HID_fixt |  |  | Iltg-MH | Incandescent: Standard: 1000 Watts: kW/fixture = 1.000 | HID: Pulse Start Metal Halide: 350 Watts: Mag-CWA: kW/fixture = 0.400 | HID: Pulse Start Metal Halide: 350 Watts: Mag-CWA: kW/fixture = 0.400 | 1kwInc1000w | 400wMHMgC458w | 350wPSMHMgC400w | Standard | updated code baseline | Lighting | Indoor General Lighting | Lighting - Hard-wired fixture | High Intensity Discharge Fixture
455 | Com-ILtg-Cont-Exit-ca10749-ms10738 | EXIT Incand., (2) 20W lamps, W/fixt=40 ==> EXIT CFL, (2) 7W lamps, W/fixt=21 | DEER2011 | D08 v3.02 | 2008-06-15 | NULL | RobNc | Iltg-Exit | Com-Iltg-dWatt-IEbase-Exit | NULL | DEER | ScaledDirectIE | Delta |  | 19 |  | None |  | TRUE | Com-InLtg-Exit | TRUE | Com | All | Lighting | InExit | Ltg_Wired | Exit_fixt |  |  | Iltg-Exit | Exit Sign: Incandescent: 20 Watts: kW/fixture = 0.040 |  | Exit Sign: Compact Fluorescent: 7 Watts: Mag-STD: kW/fixture = 0.021 | 20wxInc40w | NULL | 7wxCFLSMg21w | Standard |  | Lighting | Indoor Exit Lighting | Lighting - Hard-wired fixture | Exit Fixture
456 | Com-ILtg-Cont-Exit-ca10750-ms10737 | EXIT Incand., (1) 25W lamp, W/fixt=25 ==> EXIT CFL, (1) 7W lamp, W/fixt=10 | DEER2011 | D08 v3.02 | 2008-06-15 | NULL | RobNc | Iltg-Exit | Com-Iltg-dWatt-IEbase-Exit | NULL | DEER | ScaledDirectIE | Delta |  | 15 |  | None |  | TRUE | Com-InLtg-Exit | TRUE | Com | All | Lighting | InExit | Ltg_Wired | Exit_fixt |  |  | Iltg-Exit | Exit Sign: Incandescent: 25 Watts: kW/fixture = 0.025 |  | Exit Sign: Compact Fluorescent: 7 Watts: Mag-STD: kW/fixture = 0.010 | 25wxInc25w | NULL | 7wxCFLSMg10w | Standard |  | Lighting | Indoor Exit Lighting | Lighting - Hard-wired fixture | Exit Fixture
457 | Com-ILtg-Cont-Exit-ca10737-ms10761 | EXIT CFL, (1) 7W lamp, W/fixt=10 ==> EXIT LED, (1) 2W lamp, Single Sided, W/fixt=4 | DEER2011 | D08 v3.02 | 2008-06-15 | NULL | RobNc | Iltg-Exit | Com-Iltg-dWatt-IEbase-Exit | NULL | DEER | ScaledDirectIE | Delta |  | 6 |  | None |  | TRUE | Com-InLtg-Exit | TRUE | Com | All | Lighting | InExit | Ltg_Wired | Exit_fixt |  |  | Iltg-Exit | Exit Sign: Compact Fluorescent: 7 Watts: Mag-STD: kW/fixture = 0.010 |  | Exit Sign: LED: 2 Watts: Electronic: kW/fixture = 0.004 | 7wxCFLSMg10w | NULL | s2wxLEDEl4w | Standard |  | Lighting | Indoor Exit Lighting | Lighting - Hard-wired fixture | Exit Fixture
458 | Com-ILtg-Cont-Exit-ca10738-ms10762 | EXIT CFL, (2) 7W lamps, W/fixt=21 ==> EXIT LED, (1) 2W lamp, Dual Sided, W/fixt=4 | DEER2011 | D08 v3.02 | 2008-06-15 | NULL | RobNc | Iltg-Exit | Com-Iltg-dWatt-IEbase-Exit | NULL | DEER | ScaledDirectIE | Delta |  | 17 |  | None |  | TRUE | Com-InLtg-Exit | TRUE | Com | All | Lighting | InExit | Ltg_Wired | Exit_fixt |  |  | Iltg-Exit | Exit Sign: Compact Fluorescent: 7 Watts: Mag-STD: kW/fixture = 0.021 |  | Exit Sign: LED: 2 Watts: Electronic: kW/fixture = 0.004 | 7wxCFLSMg21w | NULL | d2wxLEDEl4w | Standard |  | Lighting | Indoor Exit Lighting | Lighting - Hard-wired fixture | Exit Fixture
459 | Com-ILtg-Cont-Exit-ca10749-ms10762 | EXIT Incand., (2) 20W lamps, W/fixt=40 ==> EXIT LED, (1) 2W lamp, Dual Sided, W/fixt=4 | DEER2011 | D08 v3.02 | 2008-06-15 | NULL | RobNc | Iltg-Exit | Com-Iltg-dWatt-IEbase-Exit | NULL | DEER | ScaledDirectIE | Delta |  | 36 |  | None |  | TRUE | Com-InLtg-Exit | TRUE | Com | All | Lighting | InExit | Ltg_Wired | Exit_fixt |  |  | Iltg-Exit | Exit Sign: Incandescent: 20 Watts: kW/fixture = 0.040 |  | Exit Sign: LED: 2 Watts: Electronic: kW/fixture = 0.004 | 20wxInc40w | NULL | d2wxLEDEl4w | Standard |  | Lighting | Indoor Exit Lighting | Lighting - Hard-wired fixture | Exit Fixture
460 | Com-ILtg-Cont-Exit-ca10750-ms10761 | EXIT Incand., (1) 25W lamp, W/fixt=25 ==> EXIT LED, (1) 2W lamp, Single Sided, W/fixt=4 | DEER2011 | D08 v3.02 | 2008-06-15 | NULL | RobNc | Iltg-Exit | Com-Iltg-dWatt-IEbase-Exit | NULL | DEER | ScaledDirectIE | Delta |  | 21 |  | None |  | TRUE | Com-InLtg-Exit | TRUE | Com | All | Lighting | InExit | Ltg_Wired | Exit_fixt |  |  | Iltg-Exit | Exit Sign: Incandescent: 25 Watts: kW/fixture = 0.025 |  | Exit Sign: LED: 2 Watts: Electronic: kW/fixture = 0.004 | 25wxInc25w | NULL | s2wxLEDEl4w | Standard |  | Lighting | Indoor Exit Lighting | Lighting - Hard-wired fixture | Exit Fixture
461 | Com-ILtg-Cont-Exit-ca10749-ms10740 | EXIT Incand., (2) 20W lamps, W/fixt=40 ==> EXIT T5 Fluor., (2) 8W lamps, W/fixt=24 | DEER2011 | D08 v3.02 | 2008-06-15 | NULL | RobNc | Iltg-Exit | Com-Iltg-dWatt-IEbase-Exit | NULL | DEER | ScaledDirectIE | Delta |  | 16 |  | None |  | TRUE | Com-InLtg-Exit | TRUE | Com | All | Lighting | InExit | Ltg_Wired | Exit_fixt |  |  | Iltg-Exit | Exit Sign: Incandescent: 20 Watts: kW/fixture = 0.040 |  | Exit Sign: T5: 8 Watts: Mag-STD: kW/fixture = 0.024 | 20wxInc40w | NULL | 8wxT5SMg24w | Standard |  | Lighting | Indoor Exit Lighting | Lighting - Hard-wired fixture | Exit Fixture
462 | Com-ILtg-Cont-Exit-ca10750-ms10739 | EXIT Incand., (1) 25W lamp, W/fixt=25 ==> EXIT T5 Fluor., (1) 8W lamp, W/fixt=12 | DEER2011 | D08 v3.02 | 2008-06-15 | NULL | RobNc | Iltg-Exit | Com-Iltg-dWatt-IEbase-Exit | NULL | DEER | ScaledDirectIE | Delta |  | 13 |  | None |  | TRUE | Com-InLtg-Exit | TRUE | Com | All | Lighting | InExit | Ltg_Wired | Exit_fixt |  |  | Iltg-Exit | Exit Sign: Incandescent: 25 Watts: kW/fixture = 0.025 |  | Exit Sign: T5: 8 Watts: Mag-STD: kW/fixture = 0.012 | 25wxInc25w | NULL | 8wxT5SMg12w | Standard |  | Lighting | Indoor Exit Lighting | Lighting - Hard-wired fixture | Exit Fixture
463 | Com-Iltg-CFL-Scrw-3W | 3 Watt CFL, screw-in, replaces Incandescdent (Wattage ratio = 3.57) | DEER2011 | D11 v4.00 | 2011-09-15 | NULL | ErRobNc | Iltg-Com-Incand | Com-Iltg-dWatt-IEbase-CFL | NULL | DEER | ScaledDirectIE | BaseRatio |  | 7.71 |  | None |  | TRUE | Com-InLtg-CFL | TRUE | Com | All | Lighting | InGen | Ltg_ScrewIn | CFL_lamp |  |  | Iltg-CFL | Incandescent Lamp: average Watts = 10.7 |  | 3W Compact Fluorescent Lamp: Screw-in, All types | CFLratio0357 |  | CFL-Scw-Com-NRef-3W | Standard |  | Lighting | Indoor General Lighting | Lighting - Screw-in Lamp | Compact Fluorescent
464 | Com-Iltg-CFL-Scrw-4W | 4 Watt CFL, screw-in, replaces Incandescdent (Wattage ratio = 3.57) | DEER2011 | D11 v4.00 | 2011-09-15 | NULL | ErRobNc | Iltg-Com-Incand | Com-Iltg-dWatt-IEbase-CFL | NULL | DEER | ScaledDirectIE | BaseRatio |  | 10.28 |  | None |  | TRUE | Com-InLtg-CFL | TRUE | Com | All | Lighting | InGen | Ltg_ScrewIn | CFL_lamp |  |  | Iltg-CFL | Incandescent Lamp: average Watts = 14.3 |  | 4W Compact Fluorescent Lamp: Screw-in, All types | CFLratio0357 |  | CFL-Scw-Com-NRef-4W | Standard |  | Lighting | Indoor General Lighting | Lighting - Screw-in Lamp | Compact Fluorescent
465 | Com-Iltg-CFL-Scrw-5W | 5 Watt CFL, screw-in, replaces Incandescdent (Wattage ratio = 3.57) | DEER2011 | D11 v4.00 | 2011-09-15 | NULL | ErRobNc | Iltg-Com-Incand | Com-Iltg-dWatt-IEbase-CFL | NULL | DEER | ScaledDirectIE | BaseRatio |  | 12.85 |  | None |  | TRUE | Com-InLtg-CFL | TRUE | Com | All | Lighting | InGen | Ltg_ScrewIn | CFL_lamp |  |  | Iltg-CFL | Incandescent Lamp: average Watts = 17.9 |  | 5W Compact Fluorescent Lamp: Screw-in, All types | CFLratio0357 |  | CFL-Scw-Com-NRef-5W | Standard |  | Lighting | Indoor General Lighting | Lighting - Screw-in Lamp | Compact Fluorescent
466 | Com-Iltg-CFL-Scrw-6W | 6 Watt CFL, screw-in, replaces Incandescdent (Wattage ratio = 3.57) | DEER2011 | D11 v4.00 | 2011-09-15 | NULL | ErRobNc | Iltg-Com-Incand | Com-Iltg-dWatt-IEbase-CFL | NULL | DEER | ScaledDirectIE | BaseRatio |  | 15.42 |  | None |  | TRUE | Com-InLtg-CFL | TRUE | Com | All | Lighting | InGen | Ltg_ScrewIn | CFL_lamp |  |  | Iltg-CFL | Incandescent Lamp: average Watts = 21.4 |  | 6W Compact Fluorescent Lamp: Screw-in, All types | CFLratio0357 |  | CFL-Scw-Com-NRef-6W | Standard |  | Lighting | Indoor General Lighting | Lighting - Screw-in Lamp | Compact Fluorescent
467 | Com-Iltg-CFL-Scrw-7W | 7 Watt CFL, screw-in, replaces Incandescdent (Wattage ratio = 3.57) | DEER2011 | D11 v4.00 | 2011-09-15 | NULL | ErRobNc | Iltg-Com-Incand | Com-Iltg-dWatt-IEbase-CFL | NULL | DEER | ScaledDirectIE | BaseRatio |  | 17.99 |  | None |  | TRUE | Com-InLtg-CFL | TRUE | Com | All | Lighting | InGen | Ltg_ScrewIn | CFL_lamp |  |  | Iltg-CFL | Incandescent Lamp: average Watts = 25.0 |  | 7W Compact Fluorescent Lamp: Screw-in, All types | CFLratio0357 |  | CFL-Scw-Com-NRef-7W | Standard |  | Lighting | Indoor General Lighting | Lighting - Screw-in Lamp | Compact Fluorescent
468 | Com-Iltg-CFL-Scrw-8W | 8 Watt CFL, screw-in, replaces Incandescdent (Wattage ratio = 3.57) | DEER2011 | D11 v4.00 | 2011-09-15 | NULL | ErRobNc | Iltg-Com-Incand | Com-Iltg-dWatt-IEbase-CFL | NULL | DEER | ScaledDirectIE | BaseRatio |  | 20.56 |  | None |  | TRUE | Com-InLtg-CFL | TRUE | Com | All | Lighting | InGen | Ltg_ScrewIn | CFL_lamp |  |  | Iltg-CFL | Incandescent Lamp: average Watts = 28.6 |  | 8W Compact Fluorescent Lamp: Screw-in, All types | CFLratio0357 |  | CFL-Scw-Com-NRef-8W | Standard |  | Lighting | Indoor General Lighting | Lighting - Screw-in Lamp | Compact Fluorescent
469 | Com-Iltg-CFL-Scrw-9W | 9 Watt CFL, screw-in, replaces Incandescdent (Wattage ratio = 3.57) | DEER2011 | D11 v4.00 | 2011-09-15 | NULL | ErRobNc | Iltg-Com-Incand | Com-Iltg-dWatt-IEbase-CFL | NULL | DEER | ScaledDirectIE | BaseRatio |  | 23.13 |  | None |  | TRUE | Com-InLtg-CFL | TRUE | Com | All | Lighting | InGen | Ltg_ScrewIn | CFL_lamp |  |  | Iltg-CFL | Incandescent Lamp: average Watts = 32.1 |  | 9W Compact Fluorescent Lamp: Screw-in, All types | CFLratio0357 |  | CFL-Scw-Com-NRef-9W | Standard |  | Lighting | Indoor General Lighting | Lighting - Screw-in Lamp | Compact Fluorescent
470 | Com-Iltg-CFL-Scrw-10W | 10 Watt CFL, screw-in, replaces Incandescdent (Wattage ratio = 3.57) | DEER2011 | D11 v4.00 | 2011-09-15 | NULL | ErRobNc | Iltg-Com-Incand | Com-Iltg-dWatt-IEbase-CFL | NULL | DEER | ScaledDirectIE | BaseRatio |  | 25.7 |  | None |  | TRUE | Com-InLtg-CFL | TRUE | Com | All | Lighting | InGen | Ltg_ScrewIn | CFL_lamp |  |  | Iltg-CFL | Incandescent Lamp: average Watts = 35.7 |  | 10W Compact Fluorescent Lamp: Screw-in, All types | CFLratio0357 |  | CFL-Scw-Com-NRef-10W | Standard |  | Lighting | Indoor General Lighting | Lighting - Screw-in Lamp | Compact Fluorescent
471 | Com-Iltg-CFL-Scrw-11W | 11 Watt CFL, screw-in, replaces Incandescdent (Wattage ratio = 3.57) | DEER2011 | D11 v4.00 | 2011-09-15 | NULL | ErRobNc | Iltg-Com-Incand | Com-Iltg-dWatt-IEbase-CFL | NULL | DEER | ScaledDirectIE | BaseRatio |  | 28.27 |  | None |  | TRUE | Com-InLtg-CFL | TRUE | Com | All | Lighting | InGen | Ltg_ScrewIn | CFL_lamp |  |  | Iltg-CFL | Incandescent Lamp: average Watts = 39.3 |  | 11W Compact Fluorescent Lamp: Screw-in, All types | CFLratio0357 |  | CFL-Scw-Com-NRef-11W | Standard |  | Lighting | Indoor General Lighting | Lighting - Screw-in Lamp | Compact Fluorescent
472 | Com-Iltg-CFL-Scrw-12W | 12 Watt CFL, screw-in, replaces Incandescdent (Wattage ratio = 3.57) | DEER2011 | D11 v4.00 | 2011-09-15 | NULL | ErRobNc | Iltg-Com-Incand | Com-Iltg-dWatt-IEbase-CFL | NULL | DEER | ScaledDirectIE | BaseRatio |  | 30.84 |  | None |  | TRUE | Com-InLtg-CFL | TRUE | Com | All | Lighting | InGen | Ltg_ScrewIn | CFL_lamp |  |  | Iltg-CFL | Incandescent Lamp: average Watts = 42.8 |  | 12W Compact Fluorescent Lamp: Screw-in, All types | CFLratio0357 |  | CFL-Scw-Com-NRef-12W | Standard |  | Lighting | Indoor General Lighting | Lighting - Screw-in Lamp | Compact Fluorescent
473 | Com-Iltg-CFL-Scrw-13W | 13 Watt CFL, screw-in, replaces Incandescdent (Wattage ratio = 3.57) | DEER2011 | D11 v4.00 | 2011-09-15 | NULL | ErRobNc | Iltg-Com-Incand | Com-Iltg-dWatt-IEbase-CFL | NULL | DEER | ScaledDirectIE | BaseRatio |  | 33.41 |  | None |  | TRUE | Com-InLtg-CFL | TRUE | Com | All | Lighting | InGen | Ltg_ScrewIn | CFL_lamp |  |  | Iltg-CFL | Incandescent Lamp: average Watts = 46.4 |  | 13W Compact Fluorescent Lamp: Screw-in, All types | CFLratio0357 |  | CFL-Scw-Com-NRef-13W | Standard |  | Lighting | Indoor General Lighting | Lighting - Screw-in Lamp | Compact Fluorescent
474 | Com-Iltg-CFL-Scrw-14W | 14 Watt CFL, screw-in, replaces Incandescdent (Wattage ratio = 3.57) | DEER2011 | D11 v4.00 | 2011-09-15 | NULL | ErRobNc | Iltg-Com-Incand | Com-Iltg-dWatt-IEbase-CFL | NULL | DEER | ScaledDirectIE | BaseRatio |  | 35.98 |  | None |  | TRUE | Com-InLtg-CFL | TRUE | Com | All | Lighting | InGen | Ltg_ScrewIn | CFL_lamp |  |  | Iltg-CFL | Incandescent Lamp: average Watts = 50.0 |  | 14W Compact Fluorescent Lamp: Screw-in, All types | CFLratio0357 |  | CFL-Scw-Com-NRef-14W | Standard |  | Lighting | Indoor General Lighting | Lighting - Screw-in Lamp | Compact Fluorescent
475 | Com-Iltg-CFL-Scrw-15W | 15 Watt CFL, screw-in, replaces Incandescdent (Wattage ratio = 3.57) | DEER2011 | D11 v4.00 | 2011-09-15 | NULL | ErRobNc | Iltg-Com-Incand | Com-Iltg-dWatt-IEbase-CFL | NULL | DEER | ScaledDirectIE | BaseRatio |  | 38.55 |  | None |  | TRUE | Com-InLtg-CFL | TRUE | Com | All | Lighting | InGen | Ltg_ScrewIn | CFL_lamp |  |  | Iltg-CFL | Incandescent Lamp: average Watts = 53.6 |  | 15W Compact Fluorescent Lamp: Screw-in, All types | CFLratio0357 |  | CFL-Scw-Com-NRef-15W | Standard |  | Lighting | Indoor General Lighting | Lighting - Screw-in Lamp | Compact Fluorescent
476 | Com-Iltg-CFL-Scrw-16W | 16 Watt CFL, screw-in, replaces Incandescdent (Wattage ratio = 3.57) | DEER2011 | D11 v4.00 | 2011-09-15 | NULL | ErRobNc | Iltg-Com-Incand | Com-Iltg-dWatt-IEbase-CFL | NULL | DEER | ScaledDirectIE | BaseRatio |  | 41.12 |  | None |  | TRUE | Com-InLtg-CFL | TRUE | Com | All | Lighting | InGen | Ltg_ScrewIn | CFL_lamp |  |  | Iltg-CFL | Incandescent Lamp: average Watts = 57.1 |  | 16W Compact Fluorescent Lamp: Screw-in, All types | CFLratio0357 |  | CFL-Scw-Com-NRef-16W | Standard |  | Lighting | Indoor General Lighting | Lighting - Screw-in Lamp | Compact Fluorescent
477 | Com-Iltg-CFL-Scrw-17W | 17 Watt CFL, screw-in, replaces Incandescdent (Wattage ratio = 3.57) | DEER2011 | D11 v4.00 | 2011-09-15 | NULL | ErRobNc | Iltg-Com-Incand | Com-Iltg-dWatt-IEbase-CFL | NULL | DEER | ScaledDirectIE | BaseRatio |  | 43.69 |  | None |  | TRUE | Com-InLtg-CFL | TRUE | Com | All | Lighting | InGen | Ltg_ScrewIn | CFL_lamp |  |  | Iltg-CFL | Incandescent Lamp: average Watts = 60.7 |  | 17W Compact Fluorescent Lamp: Screw-in, All types | CFLratio0357 |  | CFL-Scw-Com-NRef-17W | Standard |  | Lighting | Indoor General Lighting | Lighting - Screw-in Lamp | Compact Fluorescent
478 | Com-Iltg-CFL-Scrw-18W | 18 Watt CFL, screw-in, replaces Incandescdent (Wattage ratio = 3.57) | DEER2011 | D11 v4.00 | 2011-09-15 | NULL | ErRobNc | Iltg-Com-Incand | Com-Iltg-dWatt-IEbase-CFL | NULL | DEER | ScaledDirectIE | BaseRatio |  | 46.26 |  | None |  | TRUE | Com-InLtg-CFL | TRUE | Com | All | Lighting | InGen | Ltg_ScrewIn | CFL_lamp |  |  | Iltg-CFL | Incandescent Lamp: average Watts = 64.3 |  | 18W Compact Fluorescent Lamp: Screw-in, All types | CFLratio0357 |  | CFL-Scw-Com-NRef-18W | Standard |  | Lighting | Indoor General Lighting | Lighting - Screw-in Lamp | Compact Fluorescent
479 | Com-Iltg-CFL-Scrw-19W | 19 Watt CFL, screw-in, replaces Incandescdent (Wattage ratio = 3.57) | DEER2011 | D11 v4.00 | 2011-09-15 | NULL | ErRobNc | Iltg-Com-Incand | Com-Iltg-dWatt-IEbase-CFL | NULL | DEER | ScaledDirectIE | BaseRatio |  | 48.83 |  | None |  | TRUE | Com-InLtg-CFL | TRUE | Com | All | Lighting | InGen | Ltg_ScrewIn | CFL_lamp |  |  | Iltg-CFL | Incandescent Lamp: average Watts = 67.8 |  | 19W Compact Fluorescent Lamp: Screw-in, All types | CFLratio0357 |  | CFL-Scw-Com-NRef-19W | Standard |  | Lighting | Indoor General Lighting | Lighting - Screw-in Lamp | Compact Fluorescent
480 | Com-Iltg-CFL-Scrw-20W | 20 Watt CFL, screw-in, replaces Incandescdent (Wattage ratio = 3.57) | DEER2011 | D11 v4.00 | 2011-09-15 | NULL | ErRobNc | Iltg-Com-Incand | Com-Iltg-dWatt-IEbase-CFL | NULL | DEER | ScaledDirectIE | BaseRatio |  | 51.4 |  | None |  | TRUE | Com-InLtg-CFL | TRUE | Com | All | Lighting | InGen | Ltg_ScrewIn | CFL_lamp |  |  | Iltg-CFL | Incandescent Lamp: average Watts = 71.4 |  | 20W Compact Fluorescent Lamp: Screw-in, All types | CFLratio0357 |  | CFL-Scw-Com-NRef-20W | Standard |  | Lighting | Indoor General Lighting | Lighting - Screw-in Lamp | Compact Fluorescent
481 | Com-Iltg-CFL-Scrw-21W | 21 Watt CFL, screw-in, replaces Incandescdent (Wattage ratio = 3.57) | DEER2011 | D11 v4.00 | 2011-09-15 | NULL | ErRobNc | Iltg-Com-Incand | Com-Iltg-dWatt-IEbase-CFL | NULL | DEER | ScaledDirectIE | BaseRatio |  | 53.97 |  | None |  | TRUE | Com-InLtg-CFL | TRUE | Com | All | Lighting | InGen | Ltg_ScrewIn | CFL_lamp |  |  | Iltg-CFL | Incandescent Lamp: average Watts = 75.0 |  | 21W Compact Fluorescent Lamp: Screw-in, All types | CFLratio0357 |  | CFL-Scw-Com-NRef-21W | Standard |  | Lighting | Indoor General Lighting | Lighting - Screw-in Lamp | Compact Fluorescent
482 | Com-Iltg-CFL-Scrw-22W | 22 Watt CFL, screw-in, replaces Incandescdent (Wattage ratio = 3.57) | DEER2011 | D11 v4.00 | 2011-09-15 | NULL | ErRobNc | Iltg-Com-Incand | Com-Iltg-dWatt-IEbase-CFL | NULL | DEER | ScaledDirectIE | BaseRatio |  | 56.54 |  | None |  | TRUE | Com-InLtg-CFL | TRUE | Com | All | Lighting | InGen | Ltg_ScrewIn | CFL_lamp |  |  | Iltg-CFL | Incandescent Lamp: average Watts = 78.5 |  | 22W Compact Fluorescent Lamp: Screw-in, All types | CFLratio0357 |  | CFL-Scw-Com-NRef-22W | Standard |  | Lighting | Indoor General Lighting | Lighting - Screw-in Lamp | Compact Fluorescent
483 | Com-Iltg-CFL-Scrw-23W | 23 Watt CFL, screw-in, replaces Incandescdent (Wattage ratio = 3.57) | DEER2011 | D11 v4.00 | 2011-09-15 | NULL | ErRobNc | Iltg-Com-Incand | Com-Iltg-dWatt-IEbase-CFL | NULL | DEER | ScaledDirectIE | BaseRatio |  | 59.11 |  | None |  | TRUE | Com-InLtg-CFL | TRUE | Com | All | Lighting | InGen | Ltg_ScrewIn | CFL_lamp |  |  | Iltg-CFL | Incandescent Lamp: average Watts = 82.1 |  | 23W Compact Fluorescent Lamp: Screw-in, All types | CFLratio0357 |  | CFL-Scw-Com-NRef-23W | Standard |  | Lighting | Indoor General Lighting | Lighting - Screw-in Lamp | Compact Fluorescent
484 | Com-Iltg-CFL-Scrw-24W | 24 Watt CFL, screw-in, replaces Incandescdent (Wattage ratio = 3.57) | DEER2011 | D11 v4.00 | 2011-09-15 | NULL | ErRobNc | Iltg-Com-Incand | Com-Iltg-dWatt-IEbase-CFL | NULL | DEER | ScaledDirectIE | BaseRatio |  | 61.68 |  | None |  | TRUE | Com-InLtg-CFL | TRUE | Com | All | Lighting | InGen | Ltg_ScrewIn | CFL_lamp |  |  | Iltg-CFL | Incandescent Lamp: average Watts = 85.7 |  | 24W Compact Fluorescent Lamp: Screw-in, All types | CFLratio0357 |  | CFL-Scw-Com-NRef-24W | Standard |  | Lighting | Indoor General Lighting | Lighting - Screw-in Lamp | Compact Fluorescent
485 | Com-Iltg-CFL-Scrw-25W | 25 Watt CFL, screw-in, replaces Incandescdent (Wattage ratio = 3.57) | DEER2011 | D11 v4.00 | 2011-09-15 | NULL | ErRobNc | Iltg-Com-Incand | Com-Iltg-dWatt-IEbase-CFL | NULL | DEER | ScaledDirectIE | BaseRatio |  | 64.25 |  | None |  | TRUE | Com-InLtg-CFL | TRUE | Com | All | Lighting | InGen | Ltg_ScrewIn | CFL_lamp |  |  | Iltg-CFL | Incandescent Lamp: average Watts = 89.3 |  | 25W Compact Fluorescent Lamp: Screw-in, All types | CFLratio0357 |  | CFL-Scw-Com-NRef-25W | Standard |  | Lighting | Indoor General Lighting | Lighting - Screw-in Lamp | Compact Fluorescent
486 | Com-Iltg-CFL-Scrw-26W | 26 Watt CFL, screw-in, replaces Incandescdent (Wattage ratio = 3.57) | DEER2011 | D11 v4.00 | 2011-09-15 | NULL | ErRobNc | Iltg-Com-Incand | Com-Iltg-dWatt-IEbase-CFL | NULL | DEER | ScaledDirectIE | BaseRatio |  | 66.82 |  | None |  | TRUE | Com-InLtg-CFL | TRUE | Com | All | Lighting | InGen | Ltg_ScrewIn | CFL_lamp |  |  | Iltg-CFL | Incandescent Lamp: average Watts = 92.8 |  | 26W Compact Fluorescent Lamp: Screw-in, All types | CFLratio0357 |  | CFL-Scw-Com-NRef-26W | Standard |  | Lighting | Indoor General Lighting | Lighting - Screw-in Lamp | Compact Fluorescent
487 | Com-Iltg-CFL-Scrw-27W | 27 Watt CFL, screw-in, replaces Incandescdent (Wattage ratio = 3.57) | DEER2011 | D11 v4.00 | 2011-09-15 | NULL | ErRobNc | Iltg-Com-Incand | Com-Iltg-dWatt-IEbase-CFL | NULL | DEER | ScaledDirectIE | BaseRatio |  | 69.39 |  | None |  | TRUE | Com-InLtg-CFL | TRUE | Com | All | Lighting | InGen | Ltg_ScrewIn | CFL_lamp |  |  | Iltg-CFL | Incandescent Lamp: average Watts = 96.4 |  | 27W Compact Fluorescent Lamp: Screw-in, All types | CFLratio0357 |  | CFL-Scw-Com-NRef-27W | Standard |  | Lighting | Indoor General Lighting | Lighting - Screw-in Lamp | Compact Fluorescent
488 | Com-Iltg-CFL-Scrw-28W | 28 Watt CFL, screw-in, replaces Incandescdent (Wattage ratio = 3.57) | DEER2011 | D11 v4.00 | 2011-09-15 | NULL | ErRobNc | Iltg-Com-Incand | Com-Iltg-dWatt-IEbase-CFL | NULL | DEER | ScaledDirectIE | BaseRatio |  | 71.96 |  | None |  | TRUE | Com-InLtg-CFL | TRUE | Com | All | Lighting | InGen | Ltg_ScrewIn | CFL_lamp |  |  | Iltg-CFL | Incandescent Lamp: average Watts = 100.0 |  | 28W Compact Fluorescent Lamp: Screw-in, All types | CFLratio0357 |  | CFL-Scw-Com-NRef-28W | Standard |  | Lighting | Indoor General Lighting | Lighting - Screw-in Lamp | Compact Fluorescent
489 | Com-Iltg-CFL-Scrw-29W | 29 Watt CFL, screw-in, replaces Incandescdent (Wattage ratio = 3.57) | DEER2011 | D11 v4.00 | 2011-09-15 | NULL | ErRobNc | Iltg-Com-Incand | Com-Iltg-dWatt-IEbase-CFL | NULL | DEER | ScaledDirectIE | BaseRatio |  | 74.53 |  | None |  | TRUE | Com-InLtg-CFL | TRUE | Com | All | Lighting | InGen | Ltg_ScrewIn | CFL_lamp |  |  | Iltg-CFL | Incandescent Lamp: average Watts = 103.5 |  | 29W Compact Fluorescent Lamp: Screw-in, All types | CFLratio0357 |  | CFL-Scw-Com-NRef-29W | Standard |  | Lighting | Indoor General Lighting | Lighting - Screw-in Lamp | Compact Fluorescent
490 | Com-Iltg-CFL-Scrw-30W | 30 Watt CFL, screw-in, replaces Incandescdent (Wattage ratio = 3.57) | DEER2011 | D11 v4.00 | 2011-09-15 | NULL | ErRobNc | Iltg-Com-Incand | Com-Iltg-dWatt-IEbase-CFL | NULL | DEER | ScaledDirectIE | BaseRatio |  | 77.1 |  | None |  | TRUE | Com-InLtg-CFL | TRUE | Com | All | Lighting | InGen | Ltg_ScrewIn | CFL_lamp |  |  | Iltg-CFL | Incandescent Lamp: average Watts = 107.1 |  | 30W Compact Fluorescent Lamp: Screw-in, All types | CFLratio0357 |  | CFL-Scw-Com-NRef-30W | Standard |  | Lighting | Indoor General Lighting | Lighting - Screw-in Lamp | Compact Fluorescent
491 | Com-Iltg-CFL-Scrw-31W | 31 Watt CFL, screw-in, replaces Incandescdent (Wattage ratio = 3.57) | DEER2011 | D11 v4.00 | 2011-09-15 | NULL | ErRobNc | Iltg-Com-Incand | Com-Iltg-dWatt-IEbase-CFL | NULL | DEER | ScaledDirectIE | BaseRatio |  | 79.67 |  | None |  | TRUE | Com-InLtg-CFL | TRUE | Com | All | Lighting | InGen | Ltg_ScrewIn | CFL_lamp |  |  | Iltg-CFL | Incandescent Lamp: average Watts = 110.7 |  | 31W Compact Fluorescent Lamp: Screw-in, All types | CFLratio0357 |  | CFL-Scw-Com-NRef-31W | Standard |  | Lighting | Indoor General Lighting | Lighting - Screw-in Lamp | Compact Fluorescent
492 | Com-Iltg-CFL-Scrw-32W | 32 Watt CFL, screw-in, replaces Incandescdent (Wattage ratio = 3.57) | DEER2011 | D11 v4.00 | 2011-09-15 | NULL | ErRobNc | Iltg-Com-Incand | Com-Iltg-dWatt-IEbase-CFL | NULL | DEER | ScaledDirectIE | BaseRatio |  | 82.24 |  | None |  | TRUE | Com-InLtg-CFL | TRUE | Com | All | Lighting | InGen | Ltg_ScrewIn | CFL_lamp |  |  | Iltg-CFL | Incandescent Lamp: average Watts = 114.2 |  | 32W Compact Fluorescent Lamp: Screw-in, All types | CFLratio0357 |  | CFL-Scw-Com-NRef-32W | Standard |  | Lighting | Indoor General Lighting | Lighting - Screw-in Lamp | Compact Fluorescent
493 | Com-Iltg-CFL-Scrw-42W | 42 Watt CFL, screw-in, replaces Incandescdent (Wattage ratio = 3.57) | DEER2011 | D11 v4.00 | 2011-09-15 | NULL | ErRobNc | Iltg-Com-Incand | Com-Iltg-dWatt-IEbase-CFL | NULL | DEER | ScaledDirectIE | BaseRatio |  | 107.94 |  | None |  | TRUE | Com-InLtg-CFL | TRUE | Com | All | Lighting | InGen | Ltg_ScrewIn | CFL_lamp |  |  | Iltg-CFL | Incandescent Lamp: average Watts = 149.9 |  | 42W Compact Fluorescent Lamp: Screw-in, All types | CFLratio0357 |  | CFL-Scw-Com-NRef-42W | Standard |  | Lighting | Indoor General Lighting | Lighting - Screw-in Lamp | Compact Fluorescent
494 | Com-Iltg-CFL-Scrw-55W | 55 Watt CFL, screw-in, replaces Incandescdent (Wattage ratio = 3.57) | DEER2011 | D11 v4.00 | 2011-09-15 | NULL | ErRobNc | Iltg-Com-Incand | Com-Iltg-dWatt-IEbase-CFL | NULL | DEER | ScaledDirectIE | BaseRatio |  | 141.35 |  | None |  | TRUE | Com-InLtg-CFL | TRUE | Com | All | Lighting | InGen | Ltg_ScrewIn | CFL_lamp |  |  | Iltg-CFL | Incandescent Lamp: average Watts = 196.4 |  | 55W Compact Fluorescent Lamp: Screw-in, All types | CFLratio0357 |  | CFL-Scw-Com-NRef-55W | Standard |  | Lighting | Indoor General Lighting | Lighting - Screw-in Lamp | Compact Fluorescent
495 | Com-Iltg-CFL-Scrw-60W | 60 Watt CFL, screw-in, replaces Incandescdent (Wattage ratio = 3.57) | DEER2011 | D11 v4.00 | 2011-09-15 | NULL | ErRobNc | Iltg-Com-Incand | Com-Iltg-dWatt-IEbase-CFL | NULL | DEER | ScaledDirectIE | BaseRatio |  | 154.2 |  | None |  | TRUE | Com-InLtg-CFL | TRUE | Com | All | Lighting | InGen | Ltg_ScrewIn | CFL_lamp |  |  | Iltg-CFL | Incandescent Lamp: average Watts = 214.2 |  | 60W Compact Fluorescent Lamp: Screw-in, All types | CFLratio0357 |  | CFL-Scw-Com-NRef-60W | Standard |  | Lighting | Indoor General Lighting | Lighting - Screw-in Lamp | Compact Fluorescent
496 | Com-Iltg-CFL-Scrw-80W | 80 Watt CFL, screw-in, replaces Incandescdent (Wattage ratio = 3.57) | DEER2011 | D11 v4.00 | 2011-09-15 | NULL | ErRobNc | Iltg-Com-Incand | Com-Iltg-dWatt-IEbase-CFL | NULL | DEER | ScaledDirectIE | BaseRatio |  | 205.6 |  | None |  | TRUE | Com-InLtg-CFL | TRUE | Com | All | Lighting | InGen | Ltg_ScrewIn | CFL_lamp |  |  | Iltg-CFL | Incandescent Lamp: average Watts = 285.6 |  | 80W Compact Fluorescent Lamp: Screw-in, All types | CFLratio0357 |  | CFL-Scw-Com-NRef-80W | Standard |  | Lighting | Indoor General Lighting | Lighting - Screw-in Lamp | Compact Fluorescent
497 | Com-Iltg-CFL-Scrw-100W | 100 Watt CFL, screw-in, replaces Incandescdent (Wattage ratio = 3.57) | DEER2011 | D11 v4.00 | 2011-09-15 | NULL | ErRobNc | Iltg-Com-Incand | Com-Iltg-dWatt-IEbase-CFL | NULL | DEER | ScaledDirectIE | BaseRatio |  | 257 |  | None |  | TRUE | Com-InLtg-CFL | TRUE | Com | All | Lighting | InGen | Ltg_ScrewIn | CFL_lamp |  |  | Iltg-CFL | Incandescent Lamp: average Watts = 357.0 |  | 100W Compact Fluorescent Lamp: Screw-in, All types | CFLratio0357 |  | CFL-Scw-Com-NRef-100W | Standard |  | Lighting | Indoor General Lighting | Lighting - Screw-in Lamp | Compact Fluorescent
498 | Com-Iltg-CFL-Scrw-150W | 150 Watt CFL, screw-in, replaces Incandescdent (Wattage ratio = 3.57) | DEER2011 | D11 v4.00 | 2011-09-15 | NULL | ErRobNc | Iltg-Com-Incand | Com-Iltg-dWatt-IEbase-CFL | NULL | DEER | ScaledDirectIE | BaseRatio |  | 385.5 |  | None |  | TRUE | Com-InLtg-CFL | TRUE | Com | All | Lighting | InGen | Ltg_ScrewIn | CFL_lamp |  |  | Iltg-CFL | Incandescent Lamp: average Watts = 535.5 |  | 150W Compact Fluorescent Lamp: Screw-in, All types | CFLratio0357 |  | CFL-Scw-Com-NRef-150W | Standard |  | Lighting | Indoor General Lighting | Lighting - Screw-in Lamp | Compact Fluorescent
499 | Com-Iltg-CFL-Scrw-200W | 200 Watt CFL, screw-in, replaces Incandescdent (Wattage ratio = 3.57) | DEER2011 | D11 v4.00 | 2011-09-15 | NULL | ErRobNc | Iltg-Com-Incand | Com-Iltg-dWatt-IEbase-CFL | NULL | DEER | ScaledDirectIE | BaseRatio |  | 514 |  | None |  | TRUE | Com-InLtg-CFL | TRUE | Com | All | Lighting | InGen | Ltg_ScrewIn | CFL_lamp |  |  | Iltg-CFL | Incandescent Lamp: average Watts = 714.0 |  | 200W Compact Fluorescent Lamp: Screw-in, All types | CFLratio0357 |  | CFL-Scw-Com-NRef-200W | Standard |  | Lighting | Indoor General Lighting | Lighting - Screw-in Lamp | Compact Fluorescent
500 | Com-Iltg-CFL-Pin-5W | 5 Watt CFL, pin-base, replaces Incandescdent (Wattage ratio = 3.53) | DEER2011 | D11 v4.00 | 2011-09-15 | NULL | ErRobNc | Iltg-Com-Incand | Com-Iltg-dWatt-IEbase-CFL | NULL | DEER | ScaledDirectIE | BaseRatio |  | 12.65 |  | None |  | TRUE | Com-InLtg-CFL | TRUE | Com | All | Lighting | InGen | Ltg_Wired | CFL_fixt |  |  | Iltg-CFL | Incandescent Lamp: average Watts = 17.7 |  | 5W Compact Fluorescent Lamp: Screw-in, All types | CFLratio0353 |  | CFL-Pin-Com-NR-5W | Standard |  | Lighting | Indoor General Lighting | Lighting - Hard-wired fixture | CFL Fixture
501 | Com-Iltg-CFL-Pin-7W | 7 Watt CFL, pin-base, replaces Incandescdent (Wattage ratio = 3.53) | DEER2011 | D11 v4.00 | 2011-09-15 | NULL | ErRobNc | Iltg-Com-Incand | Com-Iltg-dWatt-IEbase-CFL | NULL | DEER | ScaledDirectIE | BaseRatio |  | 17.71 |  | None |  | TRUE | Com-InLtg-CFL | TRUE | Com | All | Lighting | InGen | Ltg_Wired | CFL_fixt |  |  | Iltg-CFL | Incandescent Lamp: average Watts = 24.7 |  | 7W Compact Fluorescent Lamp: Screw-in, All types | CFLratio0353 |  | CFL-Pin-Com-NR-7W | Standard |  | Lighting | Indoor General Lighting | Lighting - Hard-wired fixture | CFL Fixture
502 | Com-Iltg-CFL-Pin-9W | 9 Watt CFL, pin-base, replaces Incandescdent (Wattage ratio = 3.53) | DEER2011 | D11 v4.00 | 2011-09-15 | NULL | ErRobNc | Iltg-Com-Incand | Com-Iltg-dWatt-IEbase-CFL | NULL | DEER | ScaledDirectIE | BaseRatio |  | 22.77 |  | None |  | TRUE | Com-InLtg-CFL | TRUE | Com | All | Lighting | InGen | Ltg_Wired | CFL_fixt |  |  | Iltg-CFL | Incandescent Lamp: average Watts = 31.8 |  | 9W Compact Fluorescent Lamp: Screw-in, All types | CFLratio0353 |  | CFL-Pin-Com-NR-9W | Standard |  | Lighting | Indoor General Lighting | Lighting - Hard-wired fixture | CFL Fixture
503 | Com-Iltg-CFL-Pin-13W | 13 Watt CFL, pin-base, replaces Incandescdent (Wattage ratio = 3.53) | DEER2011 | D11 v4.00 | 2011-09-15 | NULL | ErRobNc | Iltg-Com-Incand | Com-Iltg-dWatt-IEbase-CFL | NULL | DEER | ScaledDirectIE | BaseRatio |  | 32.89 |  | None |  | TRUE | Com-InLtg-CFL | TRUE | Com | All | Lighting | InGen | Ltg_Wired | CFL_fixt |  |  | Iltg-CFL | Incandescent Lamp: average Watts = 45.9 |  | 13W Compact Fluorescent Lamp: Screw-in, All types | CFLratio0353 |  | CFL-Pin-Com-NR-13W | Standard |  | Lighting | Indoor General Lighting | Lighting - Hard-wired fixture | CFL Fixture
504 | Com-Iltg-CFL-Pin-15W | 15 Watt CFL, pin-base, replaces Incandescdent (Wattage ratio = 3.53) | DEER2011 | D11 v4.00 | 2011-09-15 | NULL | ErRobNc | Iltg-Com-Incand | Com-Iltg-dWatt-IEbase-CFL | NULL | DEER | ScaledDirectIE | BaseRatio |  | 37.95 |  | None |  | TRUE | Com-InLtg-CFL | TRUE | Com | All | Lighting | InGen | Ltg_Wired | CFL_fixt |  |  | Iltg-CFL | Incandescent Lamp: average Watts = 53.0 |  | 15W Compact Fluorescent Lamp: Screw-in, All types | CFLratio0353 |  | CFL-Pin-Com-NR-15W | Standard |  | Lighting | Indoor General Lighting | Lighting - Hard-wired fixture | CFL Fixture
505 | Com-Iltg-CFL-Pin-18W | 18 Watt CFL, pin-base, replaces Incandescdent (Wattage ratio = 3.53) | DEER2011 | D11 v4.00 | 2011-09-15 | NULL | ErRobNc | Iltg-Com-Incand | Com-Iltg-dWatt-IEbase-CFL | NULL | DEER | ScaledDirectIE | BaseRatio |  | 45.54 |  | None |  | TRUE | Com-InLtg-CFL | TRUE | Com | All | Lighting | InGen | Ltg_Wired | CFL_fixt |  |  | Iltg-CFL | Incandescent Lamp: average Watts = 63.5 |  | 18W Compact Fluorescent Lamp: Screw-in, All types | CFLratio0353 |  | CFL-Pin-Com-NR-18W | Standard |  | Lighting | Indoor General Lighting | Lighting - Hard-wired fixture | CFL Fixture
506 | Com-Iltg-CFL-Pin-20W | 20 Watt CFL, pin-base, replaces Incandescdent (Wattage ratio = 3.53) | DEER2011 | D11 v4.00 | 2011-09-15 | NULL | ErRobNc | Iltg-Com-Incand | Com-Iltg-dWatt-IEbase-CFL | NULL | DEER | ScaledDirectIE | BaseRatio |  | 50.6 |  | None |  | TRUE | Com-InLtg-CFL | TRUE | Com | All | Lighting | InGen | Ltg_Wired | CFL_fixt |  |  | Iltg-CFL | Incandescent Lamp: average Watts = 70.6 |  | 20W Compact Fluorescent Lamp: Screw-in, All types | CFLratio0353 |  | CFL-Pin-Com-NR-20W | Standard |  | Lighting | Indoor General Lighting | Lighting - Hard-wired fixture | CFL Fixture
507 | Com-Iltg-CFL-Pin-24W | 24 Watt CFL, pin-base, replaces Incandescdent (Wattage ratio = 3.53) | DEER2011 | D11 v4.00 | 2011-09-15 | NULL | ErRobNc | Iltg-Com-Incand | Com-Iltg-dWatt-IEbase-CFL | NULL | DEER | ScaledDirectIE | BaseRatio |  | 60.72 |  | None |  | TRUE | Com-InLtg-CFL | TRUE | Com | All | Lighting | InGen | Ltg_Wired | CFL_fixt |  |  | Iltg-CFL | Incandescent Lamp: average Watts = 84.7 |  | 24W Compact Fluorescent Lamp: Screw-in, All types | CFLratio0353 |  | CFL-Pin-Com-NR-24W | Standard |  | Lighting | Indoor General Lighting | Lighting - Hard-wired fixture | CFL Fixture
508 | Com-Iltg-CFL-Pin-25W | 25 Watt CFL, pin-base, replaces Incandescdent (Wattage ratio = 3.53) | DEER2011 | D11 v4.00 | 2011-09-15 | NULL | ErRobNc | Iltg-Com-Incand | Com-Iltg-dWatt-IEbase-CFL | NULL | DEER | ScaledDirectIE | BaseRatio |  | 63.25 |  | None |  | TRUE | Com-InLtg-CFL | TRUE | Com | All | Lighting | InGen | Ltg_Wired | CFL_fixt |  |  | Iltg-CFL | Incandescent Lamp: average Watts = 88.3 |  | 25W Compact Fluorescent Lamp: Screw-in, All types | CFLratio0353 |  | CFL-Pin-Com-NR-25W | Standard |  | Lighting | Indoor General Lighting | Lighting - Hard-wired fixture | CFL Fixture
509 | Com-Iltg-CFL-Pin-26W | 26 Watt CFL, pin-base, replaces Incandescdent (Wattage ratio = 3.53) | DEER2011 | D11 v4.00 | 2011-09-15 | NULL | ErRobNc | Iltg-Com-Incand | Com-Iltg-dWatt-IEbase-CFL | NULL | DEER | ScaledDirectIE | BaseRatio |  | 65.78 |  | None |  | TRUE | Com-InLtg-CFL | TRUE | Com | All | Lighting | InGen | Ltg_Wired | CFL_fixt |  |  | Iltg-CFL | Incandescent Lamp: average Watts = 91.8 |  | 26W Compact Fluorescent Lamp: Screw-in, All types | CFLratio0353 |  | CFL-Pin-Com-NR-26W | Standard |  | Lighting | Indoor General Lighting | Lighting - Hard-wired fixture | CFL Fixture
510 | Com-Iltg-CFL-Pin-27W | 27 Watt CFL, pin-base, replaces Incandescdent (Wattage ratio = 3.53) | DEER2011 | D11 v4.00 | 2011-09-15 | NULL | ErRobNc | Iltg-Com-Incand | Com-Iltg-dWatt-IEbase-CFL | NULL | DEER | ScaledDirectIE | BaseRatio |  | 68.31 |  | None |  | TRUE | Com-InLtg-CFL | TRUE | Com | All | Lighting | InGen | Ltg_Wired | CFL_fixt |  |  | Iltg-CFL | Incandescent Lamp: average Watts = 95.3 |  | 27W Compact Fluorescent Lamp: Screw-in, All types | CFLratio0353 |  | CFL-Pin-Com-NR-27W | Standard |  | Lighting | Indoor General Lighting | Lighting - Hard-wired fixture | CFL Fixture
511 | Com-Iltg-CFL-Pin-28W | 28 Watt CFL, pin-base, replaces Incandescdent (Wattage ratio = 3.53) | DEER2011 | D11 v4.00 | 2011-09-15 | NULL | ErRobNc | Iltg-Com-Incand | Com-Iltg-dWatt-IEbase-CFL | NULL | DEER | ScaledDirectIE | BaseRatio |  | 70.84 |  | None |  | TRUE | Com-InLtg-CFL | TRUE | Com | All | Lighting | InGen | Ltg_Wired | CFL_fixt |  |  | Iltg-CFL | Incandescent Lamp: average Watts = 98.8 |  | 28W Compact Fluorescent Lamp: Screw-in, All types | CFLratio0353 |  | CFL-Pin-Com-NR-28W | Standard |  | Lighting | Indoor General Lighting | Lighting - Hard-wired fixture | CFL Fixture
512 | Com-Iltg-CFL-Pin-32W | 32 Watt CFL, pin-base, replaces Incandescdent (Wattage ratio = 3.53) | DEER2011 | D11 v4.00 | 2011-09-15 | NULL | ErRobNc | Iltg-Com-Incand | Com-Iltg-dWatt-IEbase-CFL | NULL | DEER | ScaledDirectIE | BaseRatio |  | 80.96 |  | None |  | TRUE | Com-InLtg-CFL | TRUE | Com | All | Lighting | InGen | Ltg_Wired | CFL_fixt |  |  | Iltg-CFL | Incandescent Lamp: average Watts = 113.0 |  | 32W Compact Fluorescent Lamp: Screw-in, All types | CFLratio0353 |  | CFL-Pin-Com-NR-32W | Standard |  | Lighting | Indoor General Lighting | Lighting - Hard-wired fixture | CFL Fixture
513 | Com-Iltg-CFL-Pin-34W | 34 Watt CFL, pin-base, replaces Incandescdent (Wattage ratio = 3.53) | DEER2011 | D11 v4.00 | 2011-09-15 | NULL | ErRobNc | Iltg-Com-Incand | Com-Iltg-dWatt-IEbase-CFL | NULL | DEER | ScaledDirectIE | BaseRatio |  | 86.02 |  | None |  | TRUE | Com-InLtg-CFL | TRUE | Com | All | Lighting | InGen | Ltg_Wired | CFL_fixt |  |  | Iltg-CFL | Incandescent Lamp: average Watts = 120.0 |  | 34W Compact Fluorescent Lamp: Screw-in, All types | CFLratio0353 |  | CFL-Pin-Com-NR-34W | Standard |  | Lighting | Indoor General Lighting | Lighting - Hard-wired fixture | CFL Fixture
514 | Com-Iltg-CFL-Pin-35W | 35 Watt CFL, pin-base, replaces Incandescdent (Wattage ratio = 3.53) | DEER2011 | D11 v4.00 | 2011-09-15 | NULL | ErRobNc | Iltg-Com-Incand | Com-Iltg-dWatt-IEbase-CFL | NULL | DEER | ScaledDirectIE | BaseRatio |  | 88.55 |  | None |  | TRUE | Com-InLtg-CFL | TRUE | Com | All | Lighting | InGen | Ltg_Wired | CFL_fixt |  |  | Iltg-CFL | Incandescent Lamp: average Watts = 123.6 |  | 35W Compact Fluorescent Lamp: Screw-in, All types | CFLratio0353 |  | CFL-Pin-Com-NR-35W | Standard |  | Lighting | Indoor General Lighting | Lighting - Hard-wired fixture | CFL Fixture
515 | Com-Iltg-CFL-Pin-36W | 36 Watt CFL, pin-base, replaces Incandescdent (Wattage ratio = 3.53) | DEER2011 | D11 v4.00 | 2011-09-15 | NULL | ErRobNc | Iltg-Com-Incand | Com-Iltg-dWatt-IEbase-CFL | NULL | DEER | ScaledDirectIE | BaseRatio |  | 91.08 |  | None |  | TRUE | Com-InLtg-CFL | TRUE | Com | All | Lighting | InGen | Ltg_Wired | CFL_fixt |  |  | Iltg-CFL | Incandescent Lamp: average Watts = 127.1 |  | 36W Compact Fluorescent Lamp: Screw-in, All types | CFLratio0353 |  | CFL-Pin-Com-NR-36W | Standard |  | Lighting | Indoor General Lighting | Lighting - Hard-wired fixture | CFL Fixture
516 | Com-Iltg-CFL-Pin-40W | 40 Watt CFL, pin-base, replaces Incandescdent (Wattage ratio = 3.53) | DEER2011 | D11 v4.00 | 2011-09-15 | NULL | ErRobNc | Iltg-Com-Incand | Com-Iltg-dWatt-IEbase-CFL | NULL | DEER | ScaledDirectIE | BaseRatio |  | 101.2 |  | None |  | TRUE | Com-InLtg-CFL | TRUE | Com | All | Lighting | InGen | Ltg_Wired | CFL_fixt |  |  | Iltg-CFL | Incandescent Lamp: average Watts = 141.2 |  | 40W Compact Fluorescent Lamp: Screw-in, All types | CFLratio0353 |  | CFL-Pin-Com-NR-40W | Standard |  | Lighting | Indoor General Lighting | Lighting - Hard-wired fixture | CFL Fixture
517 | Com-Iltg-CFL-Pin-42W | 42 Watt CFL, pin-base, replaces Incandescdent (Wattage ratio = 3.53) | DEER2011 | D11 v4.00 | 2011-09-15 | NULL | ErRobNc | Iltg-Com-Incand | Com-Iltg-dWatt-IEbase-CFL | NULL | DEER | ScaledDirectIE | BaseRatio |  | 106.26 |  | None |  | TRUE | Com-InLtg-CFL | TRUE | Com | All | Lighting | InGen | Ltg_Wired | CFL_fixt |  |  | Iltg-CFL | Incandescent Lamp: average Watts = 148.3 |  | 42W Compact Fluorescent Lamp: Screw-in, All types | CFLratio0353 |  | CFL-Pin-Com-NR-42W | Standard |  | Lighting | Indoor General Lighting | Lighting - Hard-wired fixture | CFL Fixture
518 | Com-Iltg-CFL-Pin-50W | 50 Watt CFL, pin-base, replaces Incandescdent (Wattage ratio = 3.53) | DEER2011 | D11 v4.00 | 2011-09-15 | NULL | ErRobNc | Iltg-Com-Incand | Com-Iltg-dWatt-IEbase-CFL | NULL | DEER | ScaledDirectIE | BaseRatio |  | 126.5 |  | None |  | TRUE | Com-InLtg-CFL | TRUE | Com | All | Lighting | InGen | Ltg_Wired | CFL_fixt |  |  | Iltg-CFL | Incandescent Lamp: average Watts = 176.5 |  | 50W Compact Fluorescent Lamp: Screw-in, All types | CFLratio0353 |  | CFL-Pin-Com-NR-50W | Standard |  | Lighting | Indoor General Lighting | Lighting - Hard-wired fixture | CFL Fixture
519 | Com-Iltg-CFL-Pin-55W | 55 Watt CFL, pin-base, replaces Incandescdent (Wattage ratio = 3.53) | DEER2011 | D11 v4.00 | 2011-09-15 | NULL | ErRobNc | Iltg-Com-Incand | Com-Iltg-dWatt-IEbase-CFL | NULL | DEER | ScaledDirectIE | BaseRatio |  | 139.15 |  | None |  | TRUE | Com-InLtg-CFL | TRUE | Com | All | Lighting | InGen | Ltg_Wired | CFL_fixt |  |  | Iltg-CFL | Incandescent Lamp: average Watts = 194.2 |  | 55W Compact Fluorescent Lamp: Screw-in, All types | CFLratio0353 |  | CFL-Pin-Com-NR-55W | Standard |  | Lighting | Indoor General Lighting | Lighting - Hard-wired fixture | CFL Fixture
520 | Com-Iltg-CFL-Pin-57W | 57 Watt CFL, pin-base, replaces Incandescdent (Wattage ratio = 3.53) | DEER2011 | D11 v4.00 | 2011-09-15 | NULL | ErRobNc | Iltg-Com-Incand | Com-Iltg-dWatt-IEbase-CFL | NULL | DEER | ScaledDirectIE | BaseRatio |  | 144.21 |  | None |  | TRUE | Com-InLtg-CFL | TRUE | Com | All | Lighting | InGen | Ltg_Wired | CFL_fixt |  |  | Iltg-CFL | Incandescent Lamp: average Watts = 201.2 |  | 57W Compact Fluorescent Lamp: Screw-in, All types | CFLratio0353 |  | CFL-Pin-Com-NR-57W | Standard |  | Lighting | Indoor General Lighting | Lighting - Hard-wired fixture | CFL Fixture
521 | Com-Iltg-CFL-Pin-60W | 60 Watt CFL, pin-base, replaces Incandescdent (Wattage ratio = 3.53) | DEER2011 | D11 v4.00 | 2011-09-15 | NULL | ErRobNc | Iltg-Com-Incand | Com-Iltg-dWatt-IEbase-CFL | NULL | DEER | ScaledDirectIE | BaseRatio |  | 151.8 |  | None |  | TRUE | Com-InLtg-CFL | TRUE | Com | All | Lighting | InGen | Ltg_Wired | CFL_fixt |  |  | Iltg-CFL | Incandescent Lamp: average Watts = 211.8 |  | 60W Compact Fluorescent Lamp: Screw-in, All types | CFLratio0353 |  | CFL-Pin-Com-NR-60W | Standard |  | Lighting | Indoor General Lighting | Lighting - Hard-wired fixture | CFL Fixture
522 | Com-Iltg-CFL-Pin-75W | 75 Watt CFL, pin-base, replaces Incandescdent (Wattage ratio = 3.53) | DEER2011 | D11 v4.00 | 2011-09-15 | NULL | ErRobNc | Iltg-Com-Incand | Com-Iltg-dWatt-IEbase-CFL | NULL | DEER | ScaledDirectIE | BaseRatio |  | 189.75 |  | None |  | TRUE | Com-InLtg-CFL | TRUE | Com | All | Lighting | InGen | Ltg_Wired | CFL_fixt |  |  | Iltg-CFL | Incandescent Lamp: average Watts = 264.8 |  | 75W Compact Fluorescent Lamp: Screw-in, All types | CFLratio0353 |  | CFL-Pin-Com-NR-75W | Standard |  | Lighting | Indoor General Lighting | Lighting - Hard-wired fixture | CFL Fixture
523 | Com-Iltg-CFL-Pin-80W | 80 Watt CFL, pin-base, replaces Incandescdent (Wattage ratio = 3.53) | DEER2011 | D11 v4.00 | 2011-09-15 | NULL | ErRobNc | Iltg-Com-Incand | Com-Iltg-dWatt-IEbase-CFL | NULL | DEER | ScaledDirectIE | BaseRatio |  | 202.4 |  | None |  | TRUE | Com-InLtg-CFL | TRUE | Com | All | Lighting | InGen | Ltg_Wired | CFL_fixt |  |  | Iltg-CFL | Incandescent Lamp: average Watts = 282.4 |  | 80W Compact Fluorescent Lamp: Screw-in, All types | CFLratio0353 |  | CFL-Pin-Com-NR-80W | Standard |  | Lighting | Indoor General Lighting | Lighting - Hard-wired fixture | CFL Fixture
524 | Com-Iltg-CFL-Pin-85W | 85 Watt CFL, pin-base, replaces Incandescdent (Wattage ratio = 3.53) | DEER2011 | D11 v4.00 | 2011-09-15 | NULL | ErRobNc | Iltg-Com-Incand | Com-Iltg-dWatt-IEbase-CFL | NULL | DEER | ScaledDirectIE | BaseRatio |  | 215.05 |  | None |  | TRUE | Com-InLtg-CFL | TRUE | Com | All | Lighting | InGen | Ltg_Wired | CFL_fixt |  |  | Iltg-CFL | Incandescent Lamp: average Watts = 300.1 |  | 85W Compact Fluorescent Lamp: Screw-in, All types | CFLratio0353 |  | CFL-Pin-Com-NR-85W | Standard |  | Lighting | Indoor General Lighting | Lighting - Hard-wired fixture | CFL Fixture
525 | Com-Iltg-CFL-Pin-95W | 95 Watt CFL, pin-base, replaces Incandescdent (Wattage ratio = 3.53) | DEER2011 | D11 v4.00 | 2011-09-15 | NULL | ErRobNc | Iltg-Com-Incand | Com-Iltg-dWatt-IEbase-CFL | NULL | DEER | ScaledDirectIE | BaseRatio |  | 240.35 |  | None |  | TRUE | Com-InLtg-CFL | TRUE | Com | All | Lighting | InGen | Ltg_Wired | CFL_fixt |  |  | Iltg-CFL | Incandescent Lamp: average Watts = 335.4 |  | 95W Compact Fluorescent Lamp: Screw-in, All types | CFLratio0353 |  | CFL-Pin-Com-NR-95W | Standard |  | Lighting | Indoor General Lighting | Lighting - Hard-wired fixture | CFL Fixture
526 | Com-Iltg-CFL-Pin-110W | 110 Watt CFL, pin-base, replaces Incandescdent (Wattage ratio = 3.53) | DEER2011 | D11 v4.00 | 2011-09-15 | NULL | ErRobNc | Iltg-Com-Incand | Com-Iltg-dWatt-IEbase-CFL | NULL | DEER | ScaledDirectIE | BaseRatio |  | 278.3 |  | None |  | TRUE | Com-InLtg-CFL | TRUE | Com | All | Lighting | InGen | Ltg_Wired | CFL_fixt |  |  | Iltg-CFL | Incandescent Lamp: average Watts = 388.3 |  | 110W Compact Fluorescent Lamp: Screw-in, All types | CFLratio0353 |  | CFL-Pin-Com-NR-110W | Standard |  | Lighting | Indoor General Lighting | Lighting - Hard-wired fixture | CFL Fixture
527 | Com-Iltg-CFL-Pin-120W | 120 Watt CFL, pin-base, replaces Incandescdent (Wattage ratio = 3.53) | DEER2011 | D11 v4.00 | 2011-09-15 | NULL | ErRobNc | Iltg-Com-Incand | Com-Iltg-dWatt-IEbase-CFL | NULL | DEER | ScaledDirectIE | BaseRatio |  | 303.6 |  | None |  | TRUE | Com-InLtg-CFL | TRUE | Com | All | Lighting | InGen | Ltg_Wired | CFL_fixt |  |  | Iltg-CFL | Incandescent Lamp: average Watts = 423.6 |  | 120W Compact Fluorescent Lamp: Screw-in, All types | CFLratio0353 |  | CFL-Pin-Com-NR-120W | Standard |  | Lighting | Indoor General Lighting | Lighting - Hard-wired fixture | CFL Fixture
528 | Res-Iltg-CFL-Scrw-NonRefl-3W | 3 Watt CFL, screw-in, non-Reflector, replaces Incandescdent (Wattage ratio = 3.47) | DEER2011 | D11 v4.00 | 2011-09-15 | NULL | ErRobNc | Iltg-Com-Incand | Res-Iltg-dWatt-IEbase-CFL | NULL | DEER | ScaledDirectIE | BaseRatio |  | 7.41 |  | None |  | TRUE | Res-InLtg-CFL | TRUE | Res | All | Lighting | InGen | Ltg_ScrewIn | CFL_lamp |  |  | Iltg-CFL | Incandescent Lamp: average Watts = 10.4 |  | 3W Compact Fluorescent Lamp: Screw-in, Non-Reflector | CFLratio0347 |  | CFL-Scw-Res-NRef-3W | Standard |  | Lighting | Indoor General Lighting | Lighting - Screw-in Lamp | Compact Fluorescent
529 | Res-Iltg-CFL-Scrw-NonRefl-4W | 4 Watt CFL, screw-in, non-Reflector, replaces Incandescdent (Wattage ratio = 3.47) | DEER2011 | D11 v4.00 | 2011-09-15 | NULL | ErRobNc | Iltg-Com-Incand | Res-Iltg-dWatt-IEbase-CFL | NULL | DEER | ScaledDirectIE | BaseRatio |  | 9.88 |  | None |  | TRUE | Res-InLtg-CFL | TRUE | Res | All | Lighting | InGen | Ltg_ScrewIn | CFL_lamp |  |  | Iltg-CFL | Incandescent Lamp: average Watts = 13.9 |  | 4W Compact Fluorescent Lamp: Screw-in, Non-Reflector | CFLratio0347 |  | CFL-Scw-Res-NRef-4W | Standard |  | Lighting | Indoor General Lighting | Lighting - Screw-in Lamp | Compact Fluorescent
530 | Res-Iltg-CFL-Scrw-NonRefl-5W | 5 Watt CFL, screw-in, non-Reflector, replaces Incandescdent (Wattage ratio = 3.47) | DEER2011 | D11 v4.00 | 2011-09-15 | NULL | ErRobNc | Iltg-Com-Incand | Res-Iltg-dWatt-IEbase-CFL | NULL | DEER | ScaledDirectIE | BaseRatio |  | 12.35 |  | None |  | TRUE | Res-InLtg-CFL | TRUE | Res | All | Lighting | InGen | Ltg_ScrewIn | CFL_lamp |  |  | Iltg-CFL | Incandescent Lamp: average Watts = 17.4 |  | 5W Compact Fluorescent Lamp: Screw-in, Non-Reflector | CFLratio0347 |  | CFL-Scw-Res-NRef-5W | Standard |  | Lighting | Indoor General Lighting | Lighting - Screw-in Lamp | Compact Fluorescent
531 | Res-Iltg-CFL-Scrw-NonRefl-6W | 6 Watt CFL, screw-in, non-Reflector, replaces Incandescdent (Wattage ratio = 3.47) | DEER2011 | D11 v4.00 | 2011-09-15 | NULL | ErRobNc | Iltg-Com-Incand | Res-Iltg-dWatt-IEbase-CFL | NULL | DEER | ScaledDirectIE | BaseRatio |  | 14.82 |  | None |  | TRUE | Res-InLtg-CFL | TRUE | Res | All | Lighting | InGen | Ltg_ScrewIn | CFL_lamp |  |  | Iltg-CFL | Incandescent Lamp: average Watts = 20.8 |  | 6W Compact Fluorescent Lamp: Screw-in, Non-Reflector | CFLratio0347 |  | CFL-Scw-Res-NRef-6W | Standard |  | Lighting | Indoor General Lighting | Lighting - Screw-in Lamp | Compact Fluorescent
532 | Res-Iltg-CFL-Scrw-NonRefl-7W | 7 Watt CFL, screw-in, non-Reflector, replaces Incandescdent (Wattage ratio = 3.47) | DEER2011 | D11 v4.00 | 2011-09-15 | NULL | ErRobNc | Iltg-Com-Incand | Res-Iltg-dWatt-IEbase-CFL | NULL | DEER | ScaledDirectIE | BaseRatio |  | 17.29 |  | None |  | TRUE | Res-InLtg-CFL | TRUE | Res | All | Lighting | InGen | Ltg_ScrewIn | CFL_lamp |  |  | Iltg-CFL | Incandescent Lamp: average Watts = 24.3 |  | 7W Compact Fluorescent Lamp: Screw-in, Non-Reflector | CFLratio0347 |  | CFL-Scw-Res-NRef-7W | Standard |  | Lighting | Indoor General Lighting | Lighting - Screw-in Lamp | Compact Fluorescent
533 | Res-Iltg-CFL-Scrw-NonRefl-8W | 8 Watt CFL, screw-in, non-Reflector, replaces Incandescdent (Wattage ratio = 3.47) | DEER2011 | D11 v4.00 | 2011-09-15 | NULL | ErRobNc | Iltg-Com-Incand | Res-Iltg-dWatt-IEbase-CFL | NULL | DEER | ScaledDirectIE | BaseRatio |  | 19.76 |  | None |  | TRUE | Res-InLtg-CFL | TRUE | Res | All | Lighting | InGen | Ltg_ScrewIn | CFL_lamp |  |  | Iltg-CFL | Incandescent Lamp: average Watts = 27.8 |  | 8W Compact Fluorescent Lamp: Screw-in, Non-Reflector | CFLratio0347 |  | CFL-Scw-Res-NRef-8W | Standard |  | Lighting | Indoor General Lighting | Lighting - Screw-in Lamp | Compact Fluorescent
534 | Res-Iltg-CFL-Scrw-NonRefl-9W | 9 Watt CFL, screw-in, non-Reflector, replaces Incandescdent (Wattage ratio = 3.47) | DEER2011 | D11 v4.00 | 2011-09-15 | NULL | ErRobNc | Iltg-Com-Incand | Res-Iltg-dWatt-IEbase-CFL | NULL | DEER | ScaledDirectIE | BaseRatio |  | 22.23 |  | None |  | TRUE | Res-InLtg-CFL | TRUE | Res | All | Lighting | InGen | Ltg_ScrewIn | CFL_lamp |  |  | Iltg-CFL | Incandescent Lamp: average Watts = 31.2 |  | 9W Compact Fluorescent Lamp: Screw-in, Non-Reflector | CFLratio0347 |  | CFL-Scw-Res-NRef-9W | Standard |  | Lighting | Indoor General Lighting | Lighting - Screw-in Lamp | Compact Fluorescent
535 | Res-Iltg-CFL-Scrw-NonRefl-10W | 10 Watt CFL, screw-in, non-Reflector, replaces Incandescdent (Wattage ratio = 3.47) | DEER2011 | D11 v4.00 | 2011-09-15 | NULL | ErRobNc | Iltg-Com-Incand | Res-Iltg-dWatt-IEbase-CFL | NULL | DEER | ScaledDirectIE | BaseRatio |  | 24.7 |  | None |  | TRUE | Res-InLtg-CFL | TRUE | Res | All | Lighting | InGen | Ltg_ScrewIn | CFL_lamp |  |  | Iltg-CFL | Incandescent Lamp: average Watts = 34.7 |  | 10W Compact Fluorescent Lamp: Screw-in, Non-Reflector | CFLratio0347 |  | CFL-Scw-Res-NRef-10W | Standard |  | Lighting | Indoor General Lighting | Lighting - Screw-in Lamp | Compact Fluorescent
536 | Res-Iltg-CFL-Scrw-NonRefl-11W | 11 Watt CFL, screw-in, non-Reflector, replaces Incandescdent (Wattage ratio = 3.47) | DEER2011 | D11 v4.00 | 2011-09-15 | NULL | ErRobNc | Iltg-Com-Incand | Res-Iltg-dWatt-IEbase-CFL | NULL | DEER | ScaledDirectIE | BaseRatio |  | 27.17 |  | None |  | TRUE | Res-InLtg-CFL | TRUE | Res | All | Lighting | InGen | Ltg_ScrewIn | CFL_lamp |  |  | Iltg-CFL | Incandescent Lamp: average Watts = 38.2 |  | 11W Compact Fluorescent Lamp: Screw-in, Non-Reflector | CFLratio0347 |  | CFL-Scw-Res-NRef-11W | Standard |  | Lighting | Indoor General Lighting | Lighting - Screw-in Lamp | Compact Fluorescent
537 | Res-Iltg-CFL-Scrw-NonRefl-12W | 12 Watt CFL, screw-in, non-Reflector, replaces Incandescdent (Wattage ratio = 3.47) | DEER2011 | D11 v4.00 | 2011-09-15 | NULL | ErRobNc | Iltg-Com-Incand | Res-Iltg-dWatt-IEbase-CFL | NULL | DEER | ScaledDirectIE | BaseRatio |  | 29.64 |  | None |  | TRUE | Res-InLtg-CFL | TRUE | Res | All | Lighting | InGen | Ltg_ScrewIn | CFL_lamp |  |  | Iltg-CFL | Incandescent Lamp: average Watts = 41.6 |  | 12W Compact Fluorescent Lamp: Screw-in, Non-Reflector | CFLratio0347 |  | CFL-Scw-Res-NRef-12W | Standard |  | Lighting | Indoor General Lighting | Lighting - Screw-in Lamp | Compact Fluorescent
538 | Res-Iltg-CFL-Scrw-NonRefl-13W | 13 Watt CFL, screw-in, non-Reflector, replaces Incandescdent (Wattage ratio = 3.47) | DEER2011 | D11 v4.00 | 2011-09-15 | NULL | ErRobNc | Iltg-Com-Incand | Res-Iltg-dWatt-IEbase-CFL | NULL | DEER | ScaledDirectIE | BaseRatio |  | 32.11 |  | None |  | TRUE | Res-InLtg-CFL | TRUE | Res | All | Lighting | InGen | Ltg_ScrewIn | CFL_lamp |  |  | Iltg-CFL | Incandescent Lamp: average Watts = 45.1 |  | 13W Compact Fluorescent Lamp: Screw-in, Non-Reflector | CFLratio0347 |  | CFL-Scw-Res-NRef-13W | Standard |  | Lighting | Indoor General Lighting | Lighting - Screw-in Lamp | Compact Fluorescent
539 | Res-Iltg-CFL-Scrw-NonRefl-14W | 14 Watt CFL, screw-in, non-Reflector, replaces Incandescdent (Wattage ratio = 3.47) | DEER2011 | D11 v4.00 | 2011-09-15 | NULL | ErRobNc | Iltg-Com-Incand | Res-Iltg-dWatt-IEbase-CFL | NULL | DEER | ScaledDirectIE | BaseRatio |  | 34.58 |  | None |  | TRUE | Res-InLtg-CFL | TRUE | Res | All | Lighting | InGen | Ltg_ScrewIn | CFL_lamp |  |  | Iltg-CFL | Incandescent Lamp: average Watts = 48.6 |  | 14W Compact Fluorescent Lamp: Screw-in, Non-Reflector | CFLratio0347 |  | CFL-Scw-Res-NRef-14W | Standard |  | Lighting | Indoor General Lighting | Lighting - Screw-in Lamp | Compact Fluorescent
540 | Res-Iltg-CFL-Scrw-NonRefl-15W | 15 Watt CFL, screw-in, non-Reflector, replaces Incandescdent (Wattage ratio = 3.47) | DEER2011 | D11 v4.00 | 2011-09-15 | NULL | ErRobNc | Iltg-Com-Incand | Res-Iltg-dWatt-IEbase-CFL | NULL | DEER | ScaledDirectIE | BaseRatio |  | 37.05 |  | None |  | TRUE | Res-InLtg-CFL | TRUE | Res | All | Lighting | InGen | Ltg_ScrewIn | CFL_lamp |  |  | Iltg-CFL | Incandescent Lamp: average Watts = 52.1 |  | 15W Compact Fluorescent Lamp: Screw-in, Non-Reflector | CFLratio0347 |  | CFL-Scw-Res-NRef-15W | Standard |  | Lighting | Indoor General Lighting | Lighting - Screw-in Lamp | Compact Fluorescent
541 | Res-Iltg-CFL-Scrw-NonRefl-16W | 16 Watt CFL, screw-in, non-Reflector, replaces Incandescdent (Wattage ratio = 3.47) | DEER2011 | D11 v4.00 | 2011-09-15 | NULL | ErRobNc | Iltg-Com-Incand | Res-Iltg-dWatt-IEbase-CFL | NULL | DEER | ScaledDirectIE | BaseRatio |  | 39.52 |  | None |  | TRUE | Res-InLtg-CFL | TRUE | Res | All | Lighting | InGen | Ltg_ScrewIn | CFL_lamp |  |  | Iltg-CFL | Incandescent Lamp: average Watts = 55.5 |  | 16W Compact Fluorescent Lamp: Screw-in, Non-Reflector | CFLratio0347 |  | CFL-Scw-Res-NRef-16W | Standard |  | Lighting | Indoor General Lighting | Lighting - Screw-in Lamp | Compact Fluorescent
542 | Res-Iltg-CFL-Scrw-NonRefl-17W | 17 Watt CFL, screw-in, non-Reflector, replaces Incandescdent (Wattage ratio = 3.47) | DEER2011 | D11 v4.00 | 2011-09-15 | NULL | ErRobNc | Iltg-Com-Incand | Res-Iltg-dWatt-IEbase-CFL | NULL | DEER | ScaledDirectIE | BaseRatio |  | 41.99 |  | None |  | TRUE | Res-InLtg-CFL | TRUE | Res | All | Lighting | InGen | Ltg_ScrewIn | CFL_lamp |  |  | Iltg-CFL | Incandescent Lamp: average Watts = 59.0 |  | 17W Compact Fluorescent Lamp: Screw-in, Non-Reflector | CFLratio0347 |  | CFL-Scw-Res-NRef-17W | Standard |  | Lighting | Indoor General Lighting | Lighting - Screw-in Lamp | Compact Fluorescent
543 | Res-Iltg-CFL-Scrw-NonRefl-18W | 18 Watt CFL, screw-in, non-Reflector, replaces Incandescdent (Wattage ratio = 3.47) | DEER2011 | D11 v4.00 | 2011-09-15 | NULL | ErRobNc | Iltg-Com-Incand | Res-Iltg-dWatt-IEbase-CFL | NULL | DEER | ScaledDirectIE | BaseRatio |  | 44.46 |  | None |  | TRUE | Res-InLtg-CFL | TRUE | Res | All | Lighting | InGen | Ltg_ScrewIn | CFL_lamp |  |  | Iltg-CFL | Incandescent Lamp: average Watts = 62.5 |  | 18W Compact Fluorescent Lamp: Screw-in, Non-Reflector | CFLratio0347 |  | CFL-Scw-Res-NRef-18W | Standard |  | Lighting | Indoor General Lighting | Lighting - Screw-in Lamp | Compact Fluorescent
544 | Res-Iltg-CFL-Scrw-NonRefl-19W | 19 Watt CFL, screw-in, non-Reflector, replaces Incandescdent (Wattage ratio = 3.47) | DEER2011 | D11 v4.00 | 2011-09-15 | NULL | ErRobNc | Iltg-Com-Incand | Res-Iltg-dWatt-IEbase-CFL | NULL | DEER | ScaledDirectIE | BaseRatio |  | 46.93 |  | None |  | TRUE | Res-InLtg-CFL | TRUE | Res | All | Lighting | InGen | Ltg_ScrewIn | CFL_lamp |  |  | Iltg-CFL | Incandescent Lamp: average Watts = 65.9 |  | 19W Compact Fluorescent Lamp: Screw-in, Non-Reflector | CFLratio0347 |  | CFL-Scw-Res-NRef-19W | Standard |  | Lighting | Indoor General Lighting | Lighting - Screw-in Lamp | Compact Fluorescent
545 | Res-Iltg-CFL-Scrw-NonRefl-20W | 20 Watt CFL, screw-in, non-Reflector, replaces Incandescdent (Wattage ratio = 3.47) | DEER2011 | D11 v4.00 | 2011-09-15 | NULL | ErRobNc | Iltg-Com-Incand | Res-Iltg-dWatt-IEbase-CFL | NULL | DEER | ScaledDirectIE | BaseRatio |  | 49.4 |  | None |  | TRUE | Res-InLtg-CFL | TRUE | Res | All | Lighting | InGen | Ltg_ScrewIn | CFL_lamp |  |  | Iltg-CFL | Incandescent Lamp: average Watts = 69.4 |  | 20W Compact Fluorescent Lamp: Screw-in, Non-Reflector | CFLratio0347 |  | CFL-Scw-Res-NRef-20W | Standard |  | Lighting | Indoor General Lighting | Lighting - Screw-in Lamp | Compact Fluorescent
546 | Res-Iltg-CFL-Scrw-NonRefl-21W | 21 Watt CFL, screw-in, non-Reflector, replaces Incandescdent (Wattage ratio = 3.47) | DEER2011 | D11 v4.00 | 2011-09-15 | NULL | ErRobNc | Iltg-Com-Incand | Res-Iltg-dWatt-IEbase-CFL | NULL | DEER | ScaledDirectIE | BaseRatio |  | 51.87 |  | None |  | TRUE | Res-InLtg-CFL | TRUE | Res | All | Lighting | InGen | Ltg_ScrewIn | CFL_lamp |  |  | Iltg-CFL | Incandescent Lamp: average Watts = 72.9 |  | 21W Compact Fluorescent Lamp: Screw-in, Non-Reflector | CFLratio0347 |  | CFL-Scw-Res-NRef-21W | Standard |  | Lighting | Indoor General Lighting | Lighting - Screw-in Lamp | Compact Fluorescent
547 | Res-Iltg-CFL-Scrw-NonRefl-22W | 22 Watt CFL, screw-in, non-Reflector, replaces Incandescdent (Wattage ratio = 3.47) | DEER2011 | D11 v4.00 | 2011-09-15 | NULL | ErRobNc | Iltg-Com-Incand | Res-Iltg-dWatt-IEbase-CFL | NULL | DEER | ScaledDirectIE | BaseRatio |  | 54.34 |  | None |  | TRUE | Res-InLtg-CFL | TRUE | Res | All | Lighting | InGen | Ltg_ScrewIn | CFL_lamp |  |  | Iltg-CFL | Incandescent Lamp: average Watts = 76.3 |  | 22W Compact Fluorescent Lamp: Screw-in, Non-Reflector | CFLratio0347 |  | CFL-Scw-Res-NRef-22W | Standard |  | Lighting | Indoor General Lighting | Lighting - Screw-in Lamp | Compact Fluorescent
548 | Res-Iltg-CFL-Scrw-NonRefl-23W | 23 Watt CFL, screw-in, non-Reflector, replaces Incandescdent (Wattage ratio = 3.47) | DEER2011 | D11 v4.00 | 2011-09-15 | NULL | ErRobNc | Iltg-Com-Incand | Res-Iltg-dWatt-IEbase-CFL | NULL | DEER | ScaledDirectIE | BaseRatio |  | 56.81 |  | None |  | TRUE | Res-InLtg-CFL | TRUE | Res | All | Lighting | InGen | Ltg_ScrewIn | CFL_lamp |  |  | Iltg-CFL | Incandescent Lamp: average Watts = 79.8 |  | 23W Compact Fluorescent Lamp: Screw-in, Non-Reflector | CFLratio0347 |  | CFL-Scw-Res-NRef-23W | Standard |  | Lighting | Indoor General Lighting | Lighting - Screw-in Lamp | Compact Fluorescent
549 | Res-Iltg-CFL-Scrw-NonRefl-24W | 24 Watt CFL, screw-in, non-Reflector, replaces Incandescdent (Wattage ratio = 3.47) | DEER2011 | D11 v4.00 | 2011-09-15 | NULL | ErRobNc | Iltg-Com-Incand | Res-Iltg-dWatt-IEbase-CFL | NULL | DEER | ScaledDirectIE | BaseRatio |  | 59.28 |  | None |  | TRUE | Res-InLtg-CFL | TRUE | Res | All | Lighting | InGen | Ltg_ScrewIn | CFL_lamp |  |  | Iltg-CFL | Incandescent Lamp: average Watts = 83.3 |  | 24W Compact Fluorescent Lamp: Screw-in, Non-Reflector | CFLratio0347 |  | CFL-Scw-Res-NRef-24W | Standard |  | Lighting | Indoor General Lighting | Lighting - Screw-in Lamp | Compact Fluorescent
550 | Res-Iltg-CFL-Scrw-NonRefl-25W | 25 Watt CFL, screw-in, non-Reflector, replaces Incandescdent (Wattage ratio = 3.47) | DEER2011 | D11 v4.00 | 2011-09-15 | NULL | ErRobNc | Iltg-Com-Incand | Res-Iltg-dWatt-IEbase-CFL | NULL | DEER | ScaledDirectIE | BaseRatio |  | 61.75 |  | None |  | TRUE | Res-InLtg-CFL | TRUE | Res | All | Lighting | InGen | Ltg_ScrewIn | CFL_lamp |  |  | Iltg-CFL | Incandescent Lamp: average Watts = 86.8 |  | 25W Compact Fluorescent Lamp: Screw-in, Non-Reflector | CFLratio0347 |  | CFL-Scw-Res-NRef-25W | Standard |  | Lighting | Indoor General Lighting | Lighting - Screw-in Lamp | Compact Fluorescent
551 | Res-Iltg-CFL-Scrw-NonRefl-26W | 26 Watt CFL, screw-in, non-Reflector, replaces Incandescdent (Wattage ratio = 3.47) | DEER2011 | D11 v4.00 | 2011-09-15 | NULL | ErRobNc | Iltg-Com-Incand | Res-Iltg-dWatt-IEbase-CFL | NULL | DEER | ScaledDirectIE | BaseRatio |  | 64.22 |  | None |  | TRUE | Res-InLtg-CFL | TRUE | Res | All | Lighting | InGen | Ltg_ScrewIn | CFL_lamp |  |  | Iltg-CFL | Incandescent Lamp: average Watts = 90.2 |  | 26W Compact Fluorescent Lamp: Screw-in, Non-Reflector | CFLratio0347 |  | CFL-Scw-Res-NRef-26W | Standard |  | Lighting | Indoor General Lighting | Lighting - Screw-in Lamp | Compact Fluorescent
552 | Res-Iltg-CFL-Scrw-NonRefl-27W | 27 Watt CFL, screw-in, non-Reflector, replaces Incandescdent (Wattage ratio = 3.47) | DEER2011 | D11 v4.00 | 2011-09-15 | NULL | ErRobNc | Iltg-Com-Incand | Res-Iltg-dWatt-IEbase-CFL | NULL | DEER | ScaledDirectIE | BaseRatio |  | 66.69 |  | None |  | TRUE | Res-InLtg-CFL | TRUE | Res | All | Lighting | InGen | Ltg_ScrewIn | CFL_lamp |  |  | Iltg-CFL | Incandescent Lamp: average Watts = 93.7 |  | 27W Compact Fluorescent Lamp: Screw-in, Non-Reflector | CFLratio0347 |  | CFL-Scw-Res-NRef-27W | Standard |  | Lighting | Indoor General Lighting | Lighting - Screw-in Lamp | Compact Fluorescent
553 | Res-Iltg-CFL-Scrw-NonRefl-28W | 28 Watt CFL, screw-in, non-Reflector, replaces Incandescdent (Wattage ratio = 3.47) | DEER2011 | D11 v4.00 | 2011-09-15 | NULL | ErRobNc | Iltg-Com-Incand | Res-Iltg-dWatt-IEbase-CFL | NULL | DEER | ScaledDirectIE | BaseRatio |  | 69.16 |  | None |  | TRUE | Res-InLtg-CFL | TRUE | Res | All | Lighting | InGen | Ltg_ScrewIn | CFL_lamp |  |  | Iltg-CFL | Incandescent Lamp: average Watts = 97.2 |  | 28W Compact Fluorescent Lamp: Screw-in, Non-Reflector | CFLratio0347 |  | CFL-Scw-Res-NRef-28W | Standard |  | Lighting | Indoor General Lighting | Lighting - Screw-in Lamp | Compact Fluorescent
554 | Res-Iltg-CFL-Scrw-NonRefl-29W | 29 Watt CFL, screw-in, non-Reflector, replaces Incandescdent (Wattage ratio = 3.47) | DEER2011 | D11 v4.00 | 2011-09-15 | NULL | ErRobNc | Iltg-Com-Incand | Res-Iltg-dWatt-IEbase-CFL | NULL | DEER | ScaledDirectIE | BaseRatio |  | 71.63 |  | None |  | TRUE | Res-InLtg-CFL | TRUE | Res | All | Lighting | InGen | Ltg_ScrewIn | CFL_lamp |  |  | Iltg-CFL | Incandescent Lamp: average Watts = 100.6 |  | 29W Compact Fluorescent Lamp: Screw-in, Non-Reflector | CFLratio0347 |  | CFL-Scw-Res-NRef-29W | Standard |  | Lighting | Indoor General Lighting | Lighting - Screw-in Lamp | Compact Fluorescent
555 | Res-Iltg-CFL-Scrw-NonRefl-30W | 30 Watt CFL, screw-in, non-Reflector, replaces Incandescdent (Wattage ratio = 3.47) | DEER2011 | D11 v4.00 | 2011-09-15 | NULL | ErRobNc | Iltg-Com-Incand | Res-Iltg-dWatt-IEbase-CFL | NULL | DEER | ScaledDirectIE | BaseRatio |  | 74.1 |  | None |  | TRUE | Res-InLtg-CFL | TRUE | Res | All | Lighting | InGen | Ltg_ScrewIn | CFL_lamp |  |  | Iltg-CFL | Incandescent Lamp: average Watts = 104.1 |  | 30W Compact Fluorescent Lamp: Screw-in, Non-Reflector | CFLratio0347 |  | CFL-Scw-Res-NRef-30W | Standard |  | Lighting | Indoor General Lighting | Lighting - Screw-in Lamp | Compact Fluorescent
556 | Res-Iltg-CFL-Scrw-NonRefl-31W | 31 Watt CFL, screw-in, non-Reflector, replaces Incandescdent (Wattage ratio = 3.47) | DEER2011 | D11 v4.00 | 2011-09-15 | NULL | ErRobNc | Iltg-Com-Incand | Res-Iltg-dWatt-IEbase-CFL | NULL | DEER | ScaledDirectIE | BaseRatio |  | 76.57 |  | None |  | TRUE | Res-InLtg-CFL | TRUE | Res | All | Lighting | InGen | Ltg_ScrewIn | CFL_lamp |  |  | Iltg-CFL | Incandescent Lamp: average Watts = 107.6 |  | 31W Compact Fluorescent Lamp: Screw-in, Non-Reflector | CFLratio0347 |  | CFL-Scw-Res-NRef-31W | Standard |  | Lighting | Indoor General Lighting | Lighting - Screw-in Lamp | Compact Fluorescent
557 | Res-Iltg-CFL-Scrw-NonRefl-32W | 32 Watt CFL, screw-in, non-Reflector, replaces Incandescdent (Wattage ratio = 3.47) | DEER2011 | D11 v4.00 | 2011-09-15 | NULL | ErRobNc | Iltg-Com-Incand | Res-Iltg-dWatt-IEbase-CFL | NULL | DEER | ScaledDirectIE | BaseRatio |  | 79.04 |  | None |  | TRUE | Res-InLtg-CFL | TRUE | Res | All | Lighting | InGen | Ltg_ScrewIn | CFL_lamp |  |  | Iltg-CFL | Incandescent Lamp: average Watts = 111.0 |  | 32W Compact Fluorescent Lamp: Screw-in, Non-Reflector | CFLratio0347 |  | CFL-Scw-Res-NRef-32W | Standard |  | Lighting | Indoor General Lighting | Lighting - Screw-in Lamp | Compact Fluorescent
558 | Res-Iltg-CFL-Scrw-NonRefl-42W | 42 Watt CFL, screw-in, non-Reflector, replaces Incandescdent (Wattage ratio = 3.47) | DEER2011 | D11 v4.00 | 2011-09-15 | NULL | ErRobNc | Iltg-Com-Incand | Res-Iltg-dWatt-IEbase-CFL | NULL | DEER | ScaledDirectIE | BaseRatio |  | 103.74 |  | None |  | TRUE | Res-InLtg-CFL | TRUE | Res | All | Lighting | InGen | Ltg_ScrewIn | CFL_lamp |  |  | Iltg-CFL | Incandescent Lamp: average Watts = 145.7 |  | 42W Compact Fluorescent Lamp: Screw-in, Non-Reflector | CFLratio0347 |  | CFL-Scw-Res-NRef-42W | Standard |  | Lighting | Indoor General Lighting | Lighting - Screw-in Lamp | Compact Fluorescent
559 | Res-Iltg-CFL-Scrw-NonRefl-55W | 55 Watt CFL, screw-in, non-Reflector, replaces Incandescdent (Wattage ratio = 3.47) | DEER2011 | D11 v4.00 | 2011-09-15 | NULL | ErRobNc | Iltg-Com-Incand | Res-Iltg-dWatt-IEbase-CFL | NULL | DEER | ScaledDirectIE | BaseRatio |  | 135.85 |  | None |  | TRUE | Res-InLtg-CFL | TRUE | Res | All | Lighting | InGen | Ltg_ScrewIn | CFL_lamp |  |  | Iltg-CFL | Incandescent Lamp: average Watts = 190.9 |  | 55W Compact Fluorescent Lamp: Screw-in, Non-Reflector | CFLratio0347 |  | CFL-Scw-Res-NRef-55W | Standard |  | Lighting | Indoor General Lighting | Lighting - Screw-in Lamp | Compact Fluorescent
560 | Res-Iltg-CFL-Scrw-NonRefl-60W | 60 Watt CFL, screw-in, non-Reflector, replaces Incandescdent (Wattage ratio = 3.47) | DEER2011 | D11 v4.00 | 2011-09-15 | NULL | ErRobNc | Iltg-Com-Incand | Res-Iltg-dWatt-IEbase-CFL | NULL | DEER | ScaledDirectIE | BaseRatio |  | 148.2 |  | None |  | TRUE | Res-InLtg-CFL | TRUE | Res | All | Lighting | InGen | Ltg_ScrewIn | CFL_lamp |  |  | Iltg-CFL | Incandescent Lamp: average Watts = 208.2 |  | 60W Compact Fluorescent Lamp: Screw-in, Non-Reflector | CFLratio0347 |  | CFL-Scw-Res-NRef-60W | Standard |  | Lighting | Indoor General Lighting | Lighting - Screw-in Lamp | Compact Fluorescent
561 | Res-Iltg-CFL-Scrw-NonRefl-80W | 80 Watt CFL, screw-in, non-Reflector, replaces Incandescdent (Wattage ratio = 3.47) | DEER2011 | D11 v4.00 | 2011-09-15 | NULL | ErRobNc | Iltg-Com-Incand | Res-Iltg-dWatt-IEbase-CFL | NULL | DEER | ScaledDirectIE | BaseRatio |  | 197.6 |  | None |  | TRUE | Res-InLtg-CFL | TRUE | Res | All | Lighting | InGen | Ltg_ScrewIn | CFL_lamp |  |  | Iltg-CFL | Incandescent Lamp: average Watts = 277.6 |  | 80W Compact Fluorescent Lamp: Screw-in, Non-Reflector | CFLratio0347 |  | CFL-Scw-Res-NRef-80W | Standard |  | Lighting | Indoor General Lighting | Lighting - Screw-in Lamp | Compact Fluorescent
562 | Res-Iltg-CFL-Scrw-NonRefl-100W | 100 Watt CFL, screw-in, non-Reflector, replaces Incandescdent (Wattage ratio = 3.47) | DEER2011 | D11 v4.00 | 2011-09-15 | NULL | ErRobNc | Iltg-Com-Incand | Res-Iltg-dWatt-IEbase-CFL | NULL | DEER | ScaledDirectIE | BaseRatio |  | 247 |  | None |  | TRUE | Res-InLtg-CFL | TRUE | Res | All | Lighting | InGen | Ltg_ScrewIn | CFL_lamp |  |  | Iltg-CFL | Incandescent Lamp: average Watts = 347.0 |  | 100W Compact Fluorescent Lamp: Screw-in, Non-Reflector | CFLratio0347 |  | CFL-Scw-Res-NRef-100W | Standard |  | Lighting | Indoor General Lighting | Lighting - Screw-in Lamp | Compact Fluorescent
563 | Res-Iltg-CFL-Scrw-NonRefl-150W | 150 Watt CFL, screw-in, non-Reflector, replaces Incandescdent (Wattage ratio = 3.47) | DEER2011 | D11 v4.00 | 2011-09-15 | NULL | ErRobNc | Iltg-Com-Incand | Res-Iltg-dWatt-IEbase-CFL | NULL | DEER | ScaledDirectIE | BaseRatio |  | 370.5 |  | None |  | TRUE | Res-InLtg-CFL | TRUE | Res | All | Lighting | InGen | Ltg_ScrewIn | CFL_lamp |  |  | Iltg-CFL | Incandescent Lamp: average Watts = 520.5 |  | 150W Compact Fluorescent Lamp: Screw-in, Non-Reflector | CFLratio0347 |  | CFL-Scw-Res-NRef-150W | Standard |  | Lighting | Indoor General Lighting | Lighting - Screw-in Lamp | Compact Fluorescent
564 | Res-Iltg-CFL-Scrw-NonRefl-200W | 200 Watt CFL, screw-in, non-Reflector, replaces Incandescdent (Wattage ratio = 3.47) | DEER2011 | D11 v4.00 | 2011-09-15 | NULL | ErRobNc | Iltg-Com-Incand | Res-Iltg-dWatt-IEbase-CFL | NULL | DEER | ScaledDirectIE | BaseRatio |  | 494 |  | None |  | TRUE | Res-InLtg-CFL | TRUE | Res | All | Lighting | InGen | Ltg_ScrewIn | CFL_lamp |  |  | Iltg-CFL | Incandescent Lamp: average Watts = 694.0 |  | 200W Compact Fluorescent Lamp: Screw-in, Non-Reflector | CFLratio0347 |  | CFL-Scw-Res-NRef-200W | Standard |  | Lighting | Indoor General Lighting | Lighting - Screw-in Lamp | Compact Fluorescent
565 | Res-Iltg-CFL-Scrw-Refl-3W | 3 Watt CFL, screw-in, Reflector, replaces Incandescdent (Wattage ratio = 4.09) | DEER2011 | D11 v4.00 | 2011-09-15 | NULL | ErRobNc | Iltg-Com-Incand | Res-Iltg-dWatt-IEbase-CFL | NULL | DEER | ScaledDirectIE | BaseRatio |  | 9.27 |  | None |  | TRUE | Res-InLtg-CFL | TRUE | Res | All | Lighting | InGen | Ltg_ScrewIn | CFL_lamp |  |  | Iltg-CFL | Incandescent Lamp: average Watts = 12.3 |  | 3W Compact Fluorescent Lamp: Screw-in, Reflector | CFLratio0409 |  | CFL-Scw-Res-Refl-3W | Standard |  | Lighting | Indoor General Lighting | Lighting - Screw-in Lamp | Compact Fluorescent
566 | Res-Iltg-CFL-Scrw-Refl-4W | 4 Watt CFL, screw-in, Reflector, replaces Incandescdent (Wattage ratio = 4.09) | DEER2011 | D11 v4.00 | 2011-09-15 | NULL | ErRobNc | Iltg-Com-Incand | Res-Iltg-dWatt-IEbase-CFL | NULL | DEER | ScaledDirectIE | BaseRatio |  | 12.36 |  | None |  | TRUE | Res-InLtg-CFL | TRUE | Res | All | Lighting | InGen | Ltg_ScrewIn | CFL_lamp |  |  | Iltg-CFL | Incandescent Lamp: average Watts = 16.4 |  | 4W Compact Fluorescent Lamp: Screw-in, Reflector | CFLratio0409 |  | CFL-Scw-Res-Refl-4W | Standard |  | Lighting | Indoor General Lighting | Lighting - Screw-in Lamp | Compact Fluorescent
567 | Res-Iltg-CFL-Scrw-Refl-5W | 5 Watt CFL, screw-in, Reflector, replaces Incandescdent (Wattage ratio = 4.09) | DEER2011 | D11 v4.00 | 2011-09-15 | NULL | ErRobNc | Iltg-Com-Incand | Res-Iltg-dWatt-IEbase-CFL | NULL | DEER | ScaledDirectIE | BaseRatio |  | 15.45 |  | None |  | TRUE | Res-InLtg-CFL | TRUE | Res | All | Lighting | InGen | Ltg_ScrewIn | CFL_lamp |  |  | Iltg-CFL | Incandescent Lamp: average Watts = 20.5 |  | 5W Compact Fluorescent Lamp: Screw-in, Reflector | CFLratio0409 |  | CFL-Scw-Res-Refl-5W | Standard |  | Lighting | Indoor General Lighting | Lighting - Screw-in Lamp | Compact Fluorescent
568 | Res-Iltg-CFL-Scrw-Refl-6W | 6 Watt CFL, screw-in, Reflector, replaces Incandescdent (Wattage ratio = 4.09) | DEER2011 | D11 v4.00 | 2011-09-15 | NULL | ErRobNc | Iltg-Com-Incand | Res-Iltg-dWatt-IEbase-CFL | NULL | DEER | ScaledDirectIE | BaseRatio |  | 18.54 |  | None |  | TRUE | Res-InLtg-CFL | TRUE | Res | All | Lighting | InGen | Ltg_ScrewIn | CFL_lamp |  |  | Iltg-CFL | Incandescent Lamp: average Watts = 24.5 |  | 6W Compact Fluorescent Lamp: Screw-in, Reflector | CFLratio0409 |  | CFL-Scw-Res-Refl-6W | Standard |  | Lighting | Indoor General Lighting | Lighting - Screw-in Lamp | Compact Fluorescent
569 | Res-Iltg-CFL-Scrw-Refl-7W | 7 Watt CFL, screw-in, Reflector, replaces Incandescdent (Wattage ratio = 4.09) | DEER2011 | D11 v4.00 | 2011-09-15 | NULL | ErRobNc | Iltg-Com-Incand | Res-Iltg-dWatt-IEbase-CFL | NULL | DEER | ScaledDirectIE | BaseRatio |  | 21.63 |  | None |  | TRUE | Res-InLtg-CFL | TRUE | Res | All | Lighting | InGen | Ltg_ScrewIn | CFL_lamp |  |  | Iltg-CFL | Incandescent Lamp: average Watts = 28.6 |  | 7W Compact Fluorescent Lamp: Screw-in, Reflector | CFLratio0409 |  | CFL-Scw-Res-Refl-7W | Standard |  | Lighting | Indoor General Lighting | Lighting - Screw-in Lamp | Compact Fluorescent
570 | Res-Iltg-CFL-Scrw-Refl-8W | 8 Watt CFL, screw-in, Reflector, replaces Incandescdent (Wattage ratio = 4.09) | DEER2011 | D11 v4.00 | 2011-09-15 | NULL | ErRobNc | Iltg-Com-Incand | Res-Iltg-dWatt-IEbase-CFL | NULL | DEER | ScaledDirectIE | BaseRatio |  | 24.72 |  | None |  | TRUE | Res-InLtg-CFL | TRUE | Res | All | Lighting | InGen | Ltg_ScrewIn | CFL_lamp |  |  | Iltg-CFL | Incandescent Lamp: average Watts = 32.7 |  | 8W Compact Fluorescent Lamp: Screw-in, Reflector | CFLratio0409 |  | CFL-Scw-Res-Refl-8W | Standard |  | Lighting | Indoor General Lighting | Lighting - Screw-in Lamp | Compact Fluorescent
571 | Res-Iltg-CFL-Scrw-Refl-9W | 9 Watt CFL, screw-in, Reflector, replaces Incandescdent (Wattage ratio = 4.09) | DEER2011 | D11 v4.00 | 2011-09-15 | NULL | ErRobNc | Iltg-Com-Incand | Res-Iltg-dWatt-IEbase-CFL | NULL | DEER | ScaledDirectIE | BaseRatio |  | 27.81 |  | None |  | TRUE | Res-InLtg-CFL | TRUE | Res | All | Lighting | InGen | Ltg_ScrewIn | CFL_lamp |  |  | Iltg-CFL | Incandescent Lamp: average Watts = 36.8 |  | 9W Compact Fluorescent Lamp: Screw-in, Reflector | CFLratio0409 |  | CFL-Scw-Res-Refl-9W | Standard |  | Lighting | Indoor General Lighting | Lighting - Screw-in Lamp | Compact Fluorescent
572 | Res-Iltg-CFL-Scrw-Refl-10W | 10 Watt CFL, screw-in, Reflector, replaces Incandescdent (Wattage ratio = 4.09) | DEER2011 | D11 v4.00 | 2011-09-15 | NULL | ErRobNc | Iltg-Com-Incand | Res-Iltg-dWatt-IEbase-CFL | NULL | DEER | ScaledDirectIE | BaseRatio |  | 30.9 |  | None |  | TRUE | Res-InLtg-CFL | TRUE | Res | All | Lighting | InGen | Ltg_ScrewIn | CFL_lamp |  |  | Iltg-CFL | Incandescent Lamp: average Watts = 40.9 |  | 10W Compact Fluorescent Lamp: Screw-in, Reflector | CFLratio0409 |  | CFL-Scw-Res-Refl-10W | Standard |  | Lighting | Indoor General Lighting | Lighting - Screw-in Lamp | Compact Fluorescent
573 | Res-Iltg-CFL-Scrw-Refl-11W | 11 Watt CFL, screw-in, Reflector, replaces Incandescdent (Wattage ratio = 4.09) | DEER2011 | D11 v4.00 | 2011-09-15 | NULL | ErRobNc | Iltg-Com-Incand | Res-Iltg-dWatt-IEbase-CFL | NULL | DEER | ScaledDirectIE | BaseRatio |  | 33.99 |  | None |  | TRUE | Res-InLtg-CFL | TRUE | Res | All | Lighting | InGen | Ltg_ScrewIn | CFL_lamp |  |  | Iltg-CFL | Incandescent Lamp: average Watts = 45.0 |  | 11W Compact Fluorescent Lamp: Screw-in, Reflector | CFLratio0409 |  | CFL-Scw-Res-Refl-11W | Standard |  | Lighting | Indoor General Lighting | Lighting - Screw-in Lamp | Compact Fluorescent
574 | Res-Iltg-CFL-Scrw-Refl-12W | 12 Watt CFL, screw-in, Reflector, replaces Incandescdent (Wattage ratio = 4.09) | DEER2011 | D11 v4.00 | 2011-09-15 | NULL | ErRobNc | Iltg-Com-Incand | Res-Iltg-dWatt-IEbase-CFL | NULL | DEER | ScaledDirectIE | BaseRatio |  | 37.08 |  | None |  | TRUE | Res-InLtg-CFL | TRUE | Res | All | Lighting | InGen | Ltg_ScrewIn | CFL_lamp |  |  | Iltg-CFL | Incandescent Lamp: average Watts = 49.1 |  | 12W Compact Fluorescent Lamp: Screw-in, Reflector | CFLratio0409 |  | CFL-Scw-Res-Refl-12W | Standard |  | Lighting | Indoor General Lighting | Lighting - Screw-in Lamp | Compact Fluorescent
575 | Res-Iltg-CFL-Scrw-Refl-13W | 13 Watt CFL, screw-in, Reflector, replaces Incandescdent (Wattage ratio = 4.09) | DEER2011 | D11 v4.00 | 2011-09-15 | NULL | ErRobNc | Iltg-Com-Incand | Res-Iltg-dWatt-IEbase-CFL | NULL | DEER | ScaledDirectIE | BaseRatio |  | 40.17 |  | None |  | TRUE | Res-InLtg-CFL | TRUE | Res | All | Lighting | InGen | Ltg_ScrewIn | CFL_lamp |  |  | Iltg-CFL | Incandescent Lamp: average Watts = 53.2 |  | 13W Compact Fluorescent Lamp: Screw-in, Reflector | CFLratio0409 |  | CFL-Scw-Res-Refl-13W | Standard |  | Lighting | Indoor General Lighting | Lighting - Screw-in Lamp | Compact Fluorescent
576 | Res-Iltg-CFL-Scrw-Refl-14W | 14 Watt CFL, screw-in, Reflector, replaces Incandescdent (Wattage ratio = 4.09) | DEER2011 | D11 v4.00 | 2011-09-15 | NULL | ErRobNc | Iltg-Com-Incand | Res-Iltg-dWatt-IEbase-CFL | NULL | DEER | ScaledDirectIE | BaseRatio |  | 43.26 |  | None |  | TRUE | Res-InLtg-CFL | TRUE | Res | All | Lighting | InGen | Ltg_ScrewIn | CFL_lamp |  |  | Iltg-CFL | Incandescent Lamp: average Watts = 57.3 |  | 14W Compact Fluorescent Lamp: Screw-in, Reflector | CFLratio0409 |  | CFL-Scw-Res-Refl-14W | Standard |  | Lighting | Indoor General Lighting | Lighting - Screw-in Lamp | Compact Fluorescent
577 | Res-Iltg-CFL-Scrw-Refl-15W | 15 Watt CFL, screw-in, Reflector, replaces Incandescdent (Wattage ratio = 4.09) | DEER2011 | D11 v4.00 | 2011-09-15 | NULL | ErRobNc | Iltg-Com-Incand | Res-Iltg-dWatt-IEbase-CFL | NULL | DEER | ScaledDirectIE | BaseRatio |  | 46.35 |  | None |  | TRUE | Res-InLtg-CFL | TRUE | Res | All | Lighting | InGen | Ltg_ScrewIn | CFL_lamp |  |  | Iltg-CFL | Incandescent Lamp: average Watts = 61.4 |  | 15W Compact Fluorescent Lamp: Screw-in, Reflector | CFLratio0409 |  | CFL-Scw-Res-Refl-15W | Standard |  | Lighting | Indoor General Lighting | Lighting - Screw-in Lamp | Compact Fluorescent
578 | Res-Iltg-CFL-Scrw-Refl-16W | 16 Watt CFL, screw-in, Reflector, replaces Incandescdent (Wattage ratio = 4.09) | DEER2011 | D11 v4.00 | 2011-09-15 | NULL | ErRobNc | Iltg-Com-Incand | Res-Iltg-dWatt-IEbase-CFL | NULL | DEER | ScaledDirectIE | BaseRatio |  | 49.44 |  | None |  | TRUE | Res-InLtg-CFL | TRUE | Res | All | Lighting | InGen | Ltg_ScrewIn | CFL_lamp |  |  | Iltg-CFL | Incandescent Lamp: average Watts = 65.4 |  | 16W Compact Fluorescent Lamp: Screw-in, Reflector | CFLratio0409 |  | CFL-Scw-Res-Refl-16W | Standard |  | Lighting | Indoor General Lighting | Lighting - Screw-in Lamp | Compact Fluorescent
579 | Res-Iltg-CFL-Scrw-Refl-17W | 17 Watt CFL, screw-in, Reflector, replaces Incandescdent (Wattage ratio = 4.09) | DEER2011 | D11 v4.00 | 2011-09-15 | NULL | ErRobNc | Iltg-Com-Incand | Res-Iltg-dWatt-IEbase-CFL | NULL | DEER | ScaledDirectIE | BaseRatio |  | 52.53 |  | None |  | TRUE | Res-InLtg-CFL | TRUE | Res | All | Lighting | InGen | Ltg_ScrewIn | CFL_lamp |  |  | Iltg-CFL | Incandescent Lamp: average Watts = 69.5 |  | 17W Compact Fluorescent Lamp: Screw-in, Reflector | CFLratio0409 |  | CFL-Scw-Res-Refl-17W | Standard |  | Lighting | Indoor General Lighting | Lighting - Screw-in Lamp | Compact Fluorescent
580 | Res-Iltg-CFL-Scrw-Refl-18W | 18 Watt CFL, screw-in, Reflector, replaces Incandescdent (Wattage ratio = 4.09) | DEER2011 | D11 v4.00 | 2011-09-15 | NULL | ErRobNc | Iltg-Com-Incand | Res-Iltg-dWatt-IEbase-CFL | NULL | DEER | ScaledDirectIE | BaseRatio |  | 55.62 |  | None |  | TRUE | Res-InLtg-CFL | TRUE | Res | All | Lighting | InGen | Ltg_ScrewIn | CFL_lamp |  |  | Iltg-CFL | Incandescent Lamp: average Watts = 73.6 |  | 18W Compact Fluorescent Lamp: Screw-in, Reflector | CFLratio0409 |  | CFL-Scw-Res-Refl-18W | Standard |  | Lighting | Indoor General Lighting | Lighting - Screw-in Lamp | Compact Fluorescent
581 | Res-Iltg-CFL-Scrw-Refl-19W | 19 Watt CFL, screw-in, Reflector, replaces Incandescdent (Wattage ratio = 4.09) | DEER2011 | D11 v4.00 | 2011-09-15 | NULL | ErRobNc | Iltg-Com-Incand | Res-Iltg-dWatt-IEbase-CFL | NULL | DEER | ScaledDirectIE | BaseRatio |  | 58.71 |  | None |  | TRUE | Res-InLtg-CFL | TRUE | Res | All | Lighting | InGen | Ltg_ScrewIn | CFL_lamp |  |  | Iltg-CFL | Incandescent Lamp: average Watts = 77.7 |  | 19W Compact Fluorescent Lamp: Screw-in, Reflector | CFLratio0409 |  | CFL-Scw-Res-Refl-19W | Standard |  | Lighting | Indoor General Lighting | Lighting - Screw-in Lamp | Compact Fluorescent
582 | Res-Iltg-CFL-Scrw-Refl-20W | 20 Watt CFL, screw-in, Reflector, replaces Incandescdent (Wattage ratio = 4.09) | DEER2011 | D11 v4.00 | 2011-09-15 | NULL | ErRobNc | Iltg-Com-Incand | Res-Iltg-dWatt-IEbase-CFL | NULL | DEER | ScaledDirectIE | BaseRatio |  | 61.8 |  | None |  | TRUE | Res-InLtg-CFL | TRUE | Res | All | Lighting | InGen | Ltg_ScrewIn | CFL_lamp |  |  | Iltg-CFL | Incandescent Lamp: average Watts = 81.8 |  | 20W Compact Fluorescent Lamp: Screw-in, Reflector | CFLratio0409 |  | CFL-Scw-Res-Refl-20W | Standard |  | Lighting | Indoor General Lighting | Lighting - Screw-in Lamp | Compact Fluorescent
583 | Res-Iltg-CFL-Scrw-Refl-21W | 21 Watt CFL, screw-in, Reflector, replaces Incandescdent (Wattage ratio = 4.09) | DEER2011 | D11 v4.00 | 2011-09-15 | NULL | ErRobNc | Iltg-Com-Incand | Res-Iltg-dWatt-IEbase-CFL | NULL | DEER | ScaledDirectIE | BaseRatio |  | 64.89 |  | None |  | TRUE | Res-InLtg-CFL | TRUE | Res | All | Lighting | InGen | Ltg_ScrewIn | CFL_lamp |  |  | Iltg-CFL | Incandescent Lamp: average Watts = 85.9 |  | 21W Compact Fluorescent Lamp: Screw-in, Reflector | CFLratio0409 |  | CFL-Scw-Res-Refl-21W | Standard |  | Lighting | Indoor General Lighting | Lighting - Screw-in Lamp | Compact Fluorescent
584 | Res-Iltg-CFL-Scrw-Refl-22W | 22 Watt CFL, screw-in, Reflector, replaces Incandescdent (Wattage ratio = 4.09) | DEER2011 | D11 v4.00 | 2011-09-15 | NULL | ErRobNc | Iltg-Com-Incand | Res-Iltg-dWatt-IEbase-CFL | NULL | DEER | ScaledDirectIE | BaseRatio |  | 67.98 |  | None |  | TRUE | Res-InLtg-CFL | TRUE | Res | All | Lighting | InGen | Ltg_ScrewIn | CFL_lamp |  |  | Iltg-CFL | Incandescent Lamp: average Watts = 90.0 |  | 22W Compact Fluorescent Lamp: Screw-in, Reflector | CFLratio0409 |  | CFL-Scw-Res-Refl-22W | Standard |  | Lighting | Indoor General Lighting | Lighting - Screw-in Lamp | Compact Fluorescent
585 | Res-Iltg-CFL-Scrw-Refl-23W | 23 Watt CFL, screw-in, Reflector, replaces Incandescdent (Wattage ratio = 4.09) | DEER2011 | D11 v4.00 | 2011-09-15 | NULL | ErRobNc | Iltg-Com-Incand | Res-Iltg-dWatt-IEbase-CFL | NULL | DEER | ScaledDirectIE | BaseRatio |  | 71.07 |  | None |  | TRUE | Res-InLtg-CFL | TRUE | Res | All | Lighting | InGen | Ltg_ScrewIn | CFL_lamp |  |  | Iltg-CFL | Incandescent Lamp: average Watts = 94.1 |  | 23W Compact Fluorescent Lamp: Screw-in, Reflector | CFLratio0409 |  | CFL-Scw-Res-Refl-23W | Standard |  | Lighting | Indoor General Lighting | Lighting - Screw-in Lamp | Compact Fluorescent
586 | Res-Iltg-CFL-Scrw-Refl-24W | 24 Watt CFL, screw-in, Reflector, replaces Incandescdent (Wattage ratio = 4.09) | DEER2011 | D11 v4.00 | 2011-09-15 | NULL | ErRobNc | Iltg-Com-Incand | Res-Iltg-dWatt-IEbase-CFL | NULL | DEER | ScaledDirectIE | BaseRatio |  | 74.16 |  | None |  | TRUE | Res-InLtg-CFL | TRUE | Res | All | Lighting | InGen | Ltg_ScrewIn | CFL_lamp |  |  | Iltg-CFL | Incandescent Lamp: average Watts = 98.2 |  | 24W Compact Fluorescent Lamp: Screw-in, Reflector | CFLratio0409 |  | CFL-Scw-Res-Refl-24W | Standard |  | Lighting | Indoor General Lighting | Lighting - Screw-in Lamp | Compact Fluorescent
587 | Res-Iltg-CFL-Scrw-Refl-25W | 25 Watt CFL, screw-in, Reflector, replaces Incandescdent (Wattage ratio = 4.09) | DEER2011 | D11 v4.00 | 2011-09-15 | NULL | ErRobNc | Iltg-Com-Incand | Res-Iltg-dWatt-IEbase-CFL | NULL | DEER | ScaledDirectIE | BaseRatio |  | 77.25 |  | None |  | TRUE | Res-InLtg-CFL | TRUE | Res | All | Lighting | InGen | Ltg_ScrewIn | CFL_lamp |  |  | Iltg-CFL | Incandescent Lamp: average Watts = 102.3 |  | 25W Compact Fluorescent Lamp: Screw-in, Reflector | CFLratio0409 |  | CFL-Scw-Res-Refl-25W | Standard |  | Lighting | Indoor General Lighting | Lighting - Screw-in Lamp | Compact Fluorescent
588 | Res-Iltg-CFL-Scrw-Refl-26W | 26 Watt CFL, screw-in, Reflector, replaces Incandescdent (Wattage ratio = 4.09) | DEER2011 | D11 v4.00 | 2011-09-15 | NULL | ErRobNc | Iltg-Com-Incand | Res-Iltg-dWatt-IEbase-CFL | NULL | DEER | ScaledDirectIE | BaseRatio |  | 80.34 |  | None |  | TRUE | Res-InLtg-CFL | TRUE | Res | All | Lighting | InGen | Ltg_ScrewIn | CFL_lamp |  |  | Iltg-CFL | Incandescent Lamp: average Watts = 106.3 |  | 26W Compact Fluorescent Lamp: Screw-in, Reflector | CFLratio0409 |  | CFL-Scw-Res-Refl-26W | Standard |  | Lighting | Indoor General Lighting | Lighting - Screw-in Lamp | Compact Fluorescent
589 | Res-Iltg-CFL-Scrw-Refl-27W | 27 Watt CFL, screw-in, Reflector, replaces Incandescdent (Wattage ratio = 4.09) | DEER2011 | D11 v4.00 | 2011-09-15 | NULL | ErRobNc | Iltg-Com-Incand | Res-Iltg-dWatt-IEbase-CFL | NULL | DEER | ScaledDirectIE | BaseRatio |  | 83.43 |  | None |  | TRUE | Res-InLtg-CFL | TRUE | Res | All | Lighting | InGen | Ltg_ScrewIn | CFL_lamp |  |  | Iltg-CFL | Incandescent Lamp: average Watts = 110.4 |  | 27W Compact Fluorescent Lamp: Screw-in, Reflector | CFLratio0409 |  | CFL-Scw-Res-Refl-27W | Standard |  | Lighting | Indoor General Lighting | Lighting - Screw-in Lamp | Compact Fluorescent
590 | Res-Iltg-CFL-Scrw-Refl-28W | 28 Watt CFL, screw-in, Reflector, replaces Incandescdent (Wattage ratio = 4.09) | DEER2011 | D11 v4.00 | 2011-09-15 | NULL | ErRobNc | Iltg-Com-Incand | Res-Iltg-dWatt-IEbase-CFL | NULL | DEER | ScaledDirectIE | BaseRatio |  | 86.52 |  | None |  | TRUE | Res-InLtg-CFL | TRUE | Res | All | Lighting | InGen | Ltg_ScrewIn | CFL_lamp |  |  | Iltg-CFL | Incandescent Lamp: average Watts = 114.5 |  | 28W Compact Fluorescent Lamp: Screw-in, Reflector | CFLratio0409 |  | CFL-Scw-Res-Refl-28W | Standard |  | Lighting | Indoor General Lighting | Lighting - Screw-in Lamp | Compact Fluorescent
591 | Res-Iltg-CFL-Scrw-Refl-29W | 29 Watt CFL, screw-in, Reflector, replaces Incandescdent (Wattage ratio = 4.09) | DEER2011 | D11 v4.00 | 2011-09-15 | NULL | ErRobNc | Iltg-Com-Incand | Res-Iltg-dWatt-IEbase-CFL | NULL | DEER | ScaledDirectIE | BaseRatio |  | 89.61 |  | None |  | TRUE | Res-InLtg-CFL | TRUE | Res | All | Lighting | InGen | Ltg_ScrewIn | CFL_lamp |  |  | Iltg-CFL | Incandescent Lamp: average Watts = 118.6 |  | 29W Compact Fluorescent Lamp: Screw-in, Reflector | CFLratio0409 |  | CFL-Scw-Res-Refl-29W | Standard |  | Lighting | Indoor General Lighting | Lighting - Screw-in Lamp | Compact Fluorescent
592 | Res-Iltg-CFL-Scrw-Refl-30W | 30 Watt CFL, screw-in, Reflector, replaces Incandescdent (Wattage ratio = 4.09) | DEER2011 | D11 v4.00 | 2011-09-15 | NULL | ErRobNc | Iltg-Com-Incand | Res-Iltg-dWatt-IEbase-CFL | NULL | DEER | ScaledDirectIE | BaseRatio |  | 92.7 |  | None |  | TRUE | Res-InLtg-CFL | TRUE | Res | All | Lighting | InGen | Ltg_ScrewIn | CFL_lamp |  |  | Iltg-CFL | Incandescent Lamp: average Watts = 122.7 |  | 30W Compact Fluorescent Lamp: Screw-in, Reflector | CFLratio0409 |  | CFL-Scw-Res-Refl-30W | Standard |  | Lighting | Indoor General Lighting | Lighting - Screw-in Lamp | Compact Fluorescent
593 | Res-Iltg-CFL-Scrw-Refl-31W | 31 Watt CFL, screw-in, Reflector, replaces Incandescdent (Wattage ratio = 4.09) | DEER2011 | D11 v4.00 | 2011-09-15 | NULL | ErRobNc | Iltg-Com-Incand | Res-Iltg-dWatt-IEbase-CFL | NULL | DEER | ScaledDirectIE | BaseRatio |  | 95.79 |  | None |  | TRUE | Res-InLtg-CFL | TRUE | Res | All | Lighting | InGen | Ltg_ScrewIn | CFL_lamp |  |  | Iltg-CFL | Incandescent Lamp: average Watts = 126.8 |  | 31W Compact Fluorescent Lamp: Screw-in, Reflector | CFLratio0409 |  | CFL-Scw-Res-Refl-31W | Standard |  | Lighting | Indoor General Lighting | Lighting - Screw-in Lamp | Compact Fluorescent
594 | Res-Iltg-CFL-Scrw-Refl-32W | 32 Watt CFL, screw-in, Reflector, replaces Incandescdent (Wattage ratio = 4.09) | DEER2011 | D11 v4.00 | 2011-09-15 | NULL | ErRobNc | Iltg-Com-Incand | Res-Iltg-dWatt-IEbase-CFL | NULL | DEER | ScaledDirectIE | BaseRatio |  | 98.88 |  | None |  | TRUE | Res-InLtg-CFL | TRUE | Res | All | Lighting | InGen | Ltg_ScrewIn | CFL_lamp |  |  | Iltg-CFL | Incandescent Lamp: average Watts = 130.9 |  | 32W Compact Fluorescent Lamp: Screw-in, Reflector | CFLratio0409 |  | CFL-Scw-Res-Refl-32W | Standard |  | Lighting | Indoor General Lighting | Lighting - Screw-in Lamp | Compact Fluorescent
595 | Res-Iltg-CFL-Scrw-Refl-42W | 42 Watt CFL, screw-in, Reflector, replaces Incandescdent (Wattage ratio = 4.09) | DEER2011 | D11 v4.00 | 2011-09-15 | NULL | ErRobNc | Iltg-Com-Incand | Res-Iltg-dWatt-IEbase-CFL | NULL | DEER | ScaledDirectIE | BaseRatio |  | 129.78 |  | None |  | TRUE | Res-InLtg-CFL | TRUE | Res | All | Lighting | InGen | Ltg_ScrewIn | CFL_lamp |  |  | Iltg-CFL | Incandescent Lamp: average Watts = 171.8 |  | 42W Compact Fluorescent Lamp: Screw-in, Reflector | CFLratio0409 |  | CFL-Scw-Res-Refl-42W | Standard |  | Lighting | Indoor General Lighting | Lighting - Screw-in Lamp | Compact Fluorescent
596 | Res-Iltg-CFL-Scrw-Refl-55W | 55 Watt CFL, screw-in, Reflector, replaces Incandescdent (Wattage ratio = 4.09) | DEER2011 | D11 v4.00 | 2011-09-15 | NULL | ErRobNc | Iltg-Com-Incand | Res-Iltg-dWatt-IEbase-CFL | NULL | DEER | ScaledDirectIE | BaseRatio |  | 169.95 |  | None |  | TRUE | Res-InLtg-CFL | TRUE | Res | All | Lighting | InGen | Ltg_ScrewIn | CFL_lamp |  |  | Iltg-CFL | Incandescent Lamp: average Watts = 225.0 |  | 55W Compact Fluorescent Lamp: Screw-in, Reflector | CFLratio0409 |  | CFL-Scw-Res-Refl-55W | Standard |  | Lighting | Indoor General Lighting | Lighting - Screw-in Lamp | Compact Fluorescent
597 | Res-Iltg-CFL-Scrw-Refl-60W | 60 Watt CFL, screw-in, Reflector, replaces Incandescdent (Wattage ratio = 4.09) | DEER2011 | D11 v4.00 | 2011-09-15 | NULL | ErRobNc | Iltg-Com-Incand | Res-Iltg-dWatt-IEbase-CFL | NULL | DEER | ScaledDirectIE | BaseRatio |  | 185.4 |  | None |  | TRUE | Res-InLtg-CFL | TRUE | Res | All | Lighting | InGen | Ltg_ScrewIn | CFL_lamp |  |  | Iltg-CFL | Incandescent Lamp: average Watts = 245.4 |  | 60W Compact Fluorescent Lamp: Screw-in, Reflector | CFLratio0409 |  | CFL-Scw-Res-Refl-60W | Standard |  | Lighting | Indoor General Lighting | Lighting - Screw-in Lamp | Compact Fluorescent
598 | Res-Iltg-CFL-Scrw-Refl-80W | 80 Watt CFL, screw-in, Reflector, replaces Incandescdent (Wattage ratio = 4.09) | DEER2011 | D11 v4.00 | 2011-09-15 | NULL | ErRobNc | Iltg-Com-Incand | Res-Iltg-dWatt-IEbase-CFL | NULL | DEER | ScaledDirectIE | BaseRatio |  | 247.2 |  | None |  | TRUE | Res-InLtg-CFL | TRUE | Res | All | Lighting | InGen | Ltg_ScrewIn | CFL_lamp |  |  | Iltg-CFL | Incandescent Lamp: average Watts = 327.2 |  | 80W Compact Fluorescent Lamp: Screw-in, Reflector | CFLratio0409 |  | CFL-Scw-Res-Refl-80W | Standard |  | Lighting | Indoor General Lighting | Lighting - Screw-in Lamp | Compact Fluorescent
599 | Res-Iltg-CFL-Scrw-Refl-100W | 100 Watt CFL, screw-in, Reflector, replaces Incandescdent (Wattage ratio = 4.09) | DEER2011 | D11 v4.00 | 2011-09-15 | NULL | ErRobNc | Iltg-Com-Incand | Res-Iltg-dWatt-IEbase-CFL | NULL | DEER | ScaledDirectIE | BaseRatio |  | 309 |  | None |  | TRUE | Res-InLtg-CFL | TRUE | Res | All | Lighting | InGen | Ltg_ScrewIn | CFL_lamp |  |  | Iltg-CFL | Incandescent Lamp: average Watts = 409.0 |  | 100W Compact Fluorescent Lamp: Screw-in, Reflector | CFLratio0409 |  | CFL-Scw-Res-Refl-100W | Standard |  | Lighting | Indoor General Lighting | Lighting - Screw-in Lamp | Compact Fluorescent
600 | Res-Iltg-CFL-Scrw-Refl-150W | 150 Watt CFL, screw-in, Reflector, replaces Incandescdent (Wattage ratio = 4.09) | DEER2011 | D11 v4.00 | 2011-09-15 | NULL | ErRobNc | Iltg-Com-Incand | Res-Iltg-dWatt-IEbase-CFL | NULL | DEER | ScaledDirectIE | BaseRatio |  | 463.5 |  | None |  | TRUE | Res-InLtg-CFL | TRUE | Res | All | Lighting | InGen | Ltg_ScrewIn | CFL_lamp |  |  | Iltg-CFL | Incandescent Lamp: average Watts = 613.5 |  | 150W Compact Fluorescent Lamp: Screw-in, Reflector | CFLratio0409 |  | CFL-Scw-Res-Refl-150W | Standard |  | Lighting | Indoor General Lighting | Lighting - Screw-in Lamp | Compact Fluorescent
601 | Res-Iltg-CFL-Scrw-Refl-200W | 200 Watt CFL, screw-in, Reflector, replaces Incandescdent (Wattage ratio = 4.09) | DEER2011 | D11 v4.00 | 2011-09-15 | NULL | ErRobNc | Iltg-Com-Incand | Res-Iltg-dWatt-IEbase-CFL | NULL | DEER | ScaledDirectIE | BaseRatio |  | 618 |  | None |  | TRUE | Res-InLtg-CFL | TRUE | Res | All | Lighting | InGen | Ltg_ScrewIn | CFL_lamp |  |  | Iltg-CFL | Incandescent Lamp: average Watts = 818.0 |  | 200W Compact Fluorescent Lamp: Screw-in, Reflector | CFLratio0409 |  | CFL-Scw-Res-Refl-200W | Standard |  | Lighting | Indoor General Lighting | Lighting - Screw-in Lamp | Compact Fluorescent
602 | Res-Iltg-CFL-Pin-5W | 5 Watt CFL, pin-base, replaces Incandescdent (Wattage ratio = 3.53) | DEER2011 | D11 v4.00 | 2011-09-15 | NULL | ErRobNc | Iltg-Com-Incand | Res-Iltg-dWatt-IEbase-CFL | NULL | DEER | ScaledDirectIE | BaseRatio |  | 12.65 |  | None |  | TRUE | Res-InLtg-CFL | TRUE | Res | All | Lighting | InGen | Ltg_Wired | CFL_fixt |  |  | Iltg-CFL | Incandescent Lamp: average Watts = 17.7 |  | 5W Compact Fluorescent Lamp: Pin-base | CFLratio0353 |  | CFL-Pin-Res-NR-5W | Standard |  | Lighting | Indoor General Lighting | Lighting - Hard-wired fixture | CFL Fixture
603 | Res-Iltg-CFL-Pin-7W | 7 Watt CFL, pin-base, replaces Incandescdent (Wattage ratio = 3.53) | DEER2011 | D11 v4.00 | 2011-09-15 | NULL | ErRobNc | Iltg-Com-Incand | Res-Iltg-dWatt-IEbase-CFL | NULL | DEER | ScaledDirectIE | BaseRatio |  | 17.71 |  | None |  | TRUE | Res-InLtg-CFL | TRUE | Res | All | Lighting | InGen | Ltg_Wired | CFL_fixt |  |  | Iltg-CFL | Incandescent Lamp: average Watts = 24.7 |  | 7W Compact Fluorescent Lamp: Pin-base | CFLratio0353 |  | CFL-Pin-Res-NR-7W | Standard |  | Lighting | Indoor General Lighting | Lighting - Hard-wired fixture | CFL Fixture
604 | Res-Iltg-CFL-Pin-9W | 9 Watt CFL, pin-base, replaces Incandescdent (Wattage ratio = 3.53) | DEER2011 | D11 v4.00 | 2011-09-15 | NULL | ErRobNc | Iltg-Com-Incand | Res-Iltg-dWatt-IEbase-CFL | NULL | DEER | ScaledDirectIE | BaseRatio |  | 22.77 |  | None |  | TRUE | Res-InLtg-CFL | TRUE | Res | All | Lighting | InGen | Ltg_Wired | CFL_fixt |  |  | Iltg-CFL | Incandescent Lamp: average Watts = 31.8 |  | 9W Compact Fluorescent Lamp: Pin-base | CFLratio0353 |  | CFL-Pin-Res-NR-9W | Standard |  | Lighting | Indoor General Lighting | Lighting - Hard-wired fixture | CFL Fixture
605 | Res-Iltg-CFL-Pin-13W | 13 Watt CFL, pin-base, replaces Incandescdent (Wattage ratio = 3.53) | DEER2011 | D11 v4.00 | 2011-09-15 | NULL | ErRobNc | Iltg-Com-Incand | Res-Iltg-dWatt-IEbase-CFL | NULL | DEER | ScaledDirectIE | BaseRatio |  | 32.89 |  | None |  | TRUE | Res-InLtg-CFL | TRUE | Res | All | Lighting | InGen | Ltg_Wired | CFL_fixt |  |  | Iltg-CFL | Incandescent Lamp: average Watts = 45.9 |  | 13W Compact Fluorescent Lamp: Pin-base | CFLratio0353 |  | CFL-Pin-Res-NR-13W | Standard |  | Lighting | Indoor General Lighting | Lighting - Hard-wired fixture | CFL Fixture
606 | Res-Iltg-CFL-Pin-15W | 15 Watt CFL, pin-base, replaces Incandescdent (Wattage ratio = 3.53) | DEER2011 | D11 v4.00 | 2011-09-15 | NULL | ErRobNc | Iltg-Com-Incand | Res-Iltg-dWatt-IEbase-CFL | NULL | DEER | ScaledDirectIE | BaseRatio |  | 37.95 |  | None |  | TRUE | Res-InLtg-CFL | TRUE | Res | All | Lighting | InGen | Ltg_Wired | CFL_fixt |  |  | Iltg-CFL | Incandescent Lamp: average Watts = 53.0 |  | 15W Compact Fluorescent Lamp: Pin-base | CFLratio0353 |  | CFL-Pin-Res-NR-15W | Standard |  | Lighting | Indoor General Lighting | Lighting - Hard-wired fixture | CFL Fixture
607 | Res-Iltg-CFL-Pin-18W | 18 Watt CFL, pin-base, replaces Incandescdent (Wattage ratio = 3.53) | DEER2011 | D11 v4.00 | 2011-09-15 | NULL | ErRobNc | Iltg-Com-Incand | Res-Iltg-dWatt-IEbase-CFL | NULL | DEER | ScaledDirectIE | BaseRatio |  | 45.54 |  | None |  | TRUE | Res-InLtg-CFL | TRUE | Res | All | Lighting | InGen | Ltg_Wired | CFL_fixt |  |  | Iltg-CFL | Incandescent Lamp: average Watts = 63.5 |  | 18W Compact Fluorescent Lamp: Pin-base | CFLratio0353 |  | CFL-Pin-Res-NR-18W | Standard |  | Lighting | Indoor General Lighting | Lighting - Hard-wired fixture | CFL Fixture
608 | Res-Iltg-CFL-Pin-20W | 20 Watt CFL, pin-base, replaces Incandescdent (Wattage ratio = 3.53) | DEER2011 | D11 v4.00 | 2011-09-15 | NULL | ErRobNc | Iltg-Com-Incand | Res-Iltg-dWatt-IEbase-CFL | NULL | DEER | ScaledDirectIE | BaseRatio |  | 50.6 |  | None |  | TRUE | Res-InLtg-CFL | TRUE | Res | All | Lighting | InGen | Ltg_Wired | CFL_fixt |  |  | Iltg-CFL | Incandescent Lamp: average Watts = 70.6 |  | 20W Compact Fluorescent Lamp: Pin-base | CFLratio0353 |  | CFL-Pin-Res-NR-20W | Standard |  | Lighting | Indoor General Lighting | Lighting - Hard-wired fixture | CFL Fixture
609 | Res-Iltg-CFL-Pin-24W | 24 Watt CFL, pin-base, replaces Incandescdent (Wattage ratio = 3.53) | DEER2011 | D11 v4.00 | 2011-09-15 | NULL | ErRobNc | Iltg-Com-Incand | Res-Iltg-dWatt-IEbase-CFL | NULL | DEER | ScaledDirectIE | BaseRatio |  | 60.72 |  | None |  | TRUE | Res-InLtg-CFL | TRUE | Res | All | Lighting | InGen | Ltg_Wired | CFL_fixt |  |  | Iltg-CFL | Incandescent Lamp: average Watts = 84.7 |  | 24W Compact Fluorescent Lamp: Pin-base | CFLratio0353 |  | CFL-Pin-Res-NR-24W | Standard |  | Lighting | Indoor General Lighting | Lighting - Hard-wired fixture | CFL Fixture
610 | Res-Iltg-CFL-Pin-25W | 25 Watt CFL, pin-base, replaces Incandescdent (Wattage ratio = 3.53) | DEER2011 | D11 v4.00 | 2011-09-15 | NULL | ErRobNc | Iltg-Com-Incand | Res-Iltg-dWatt-IEbase-CFL | NULL | DEER | ScaledDirectIE | BaseRatio |  | 63.25 |  | None |  | TRUE | Res-InLtg-CFL | TRUE | Res | All | Lighting | InGen | Ltg_Wired | CFL_fixt |  |  | Iltg-CFL | Incandescent Lamp: average Watts = 88.3 |  | 25W Compact Fluorescent Lamp: Pin-base | CFLratio0353 |  | CFL-Pin-Res-NR-25W | Standard |  | Lighting | Indoor General Lighting | Lighting - Hard-wired fixture | CFL Fixture
611 | Res-Iltg-CFL-Pin-26W | 26 Watt CFL, pin-base, replaces Incandescdent (Wattage ratio = 3.53) | DEER2011 | D11 v4.00 | 2011-09-15 | NULL | ErRobNc | Iltg-Com-Incand | Res-Iltg-dWatt-IEbase-CFL | NULL | DEER | ScaledDirectIE | BaseRatio |  | 65.78 |  | None |  | TRUE | Res-InLtg-CFL | TRUE | Res | All | Lighting | InGen | Ltg_Wired | CFL_fixt |  |  | Iltg-CFL | Incandescent Lamp: average Watts = 91.8 |  | 26W Compact Fluorescent Lamp: Pin-base | CFLratio0353 |  | CFL-Pin-Res-NR-26W | Standard |  | Lighting | Indoor General Lighting | Lighting - Hard-wired fixture | CFL Fixture
612 | Res-Iltg-CFL-Pin-27W | 27 Watt CFL, pin-base, replaces Incandescdent (Wattage ratio = 3.53) | DEER2011 | D11 v4.00 | 2011-09-15 | NULL | ErRobNc | Iltg-Com-Incand | Res-Iltg-dWatt-IEbase-CFL | NULL | DEER | ScaledDirectIE | BaseRatio |  | 68.31 |  | None |  | TRUE | Res-InLtg-CFL | TRUE | Res | All | Lighting | InGen | Ltg_Wired | CFL_fixt |  |  | Iltg-CFL | Incandescent Lamp: average Watts = 95.3 |  | 27W Compact Fluorescent Lamp: Pin-base | CFLratio0353 |  | CFL-Pin-Res-NR-27W | Standard |  | Lighting | Indoor General Lighting | Lighting - Hard-wired fixture | CFL Fixture
613 | Res-Iltg-CFL-Pin-28W | 28 Watt CFL, pin-base, replaces Incandescdent (Wattage ratio = 3.53) | DEER2011 | D11 v4.00 | 2011-09-15 | NULL | ErRobNc | Iltg-Com-Incand | Res-Iltg-dWatt-IEbase-CFL | NULL | DEER | ScaledDirectIE | BaseRatio |  | 70.84 |  | None |  | TRUE | Res-InLtg-CFL | TRUE | Res | All | Lighting | InGen | Ltg_Wired | CFL_fixt |  |  | Iltg-CFL | Incandescent Lamp: average Watts = 98.8 |  | 28W Compact Fluorescent Lamp: Pin-base | CFLratio0353 |  | CFL-Pin-Res-NR-28W | Standard |  | Lighting | Indoor General Lighting | Lighting - Hard-wired fixture | CFL Fixture
614 | Res-Iltg-CFL-Pin-32W | 32 Watt CFL, pin-base, replaces Incandescdent (Wattage ratio = 3.53) | DEER2011 | D11 v4.00 | 2011-09-15 | NULL | ErRobNc | Iltg-Com-Incand | Res-Iltg-dWatt-IEbase-CFL | NULL | DEER | ScaledDirectIE | BaseRatio |  | 80.96 |  | None |  | TRUE | Res-InLtg-CFL | TRUE | Res | All | Lighting | InGen | Ltg_Wired | CFL_fixt |  |  | Iltg-CFL | Incandescent Lamp: average Watts = 113.0 |  | 32W Compact Fluorescent Lamp: Pin-base | CFLratio0353 |  | CFL-Pin-Res-NR-32W | Standard |  | Lighting | Indoor General Lighting | Lighting - Hard-wired fixture | CFL Fixture
615 | Res-Iltg-CFL-Pin-34W | 34 Watt CFL, pin-base, replaces Incandescdent (Wattage ratio = 3.53) | DEER2011 | D11 v4.00 | 2011-09-15 | NULL | ErRobNc | Iltg-Com-Incand | Res-Iltg-dWatt-IEbase-CFL | NULL | DEER | ScaledDirectIE | BaseRatio |  | 86.02 |  | None |  | TRUE | Res-InLtg-CFL | TRUE | Res | All | Lighting | InGen | Ltg_Wired | CFL_fixt |  |  | Iltg-CFL | Incandescent Lamp: average Watts = 120.0 |  | 34W Compact Fluorescent Lamp: Pin-base | CFLratio0353 |  | CFL-Pin-Res-NR-34W | Standard |  | Lighting | Indoor General Lighting | Lighting - Hard-wired fixture | CFL Fixture
616 | Res-Iltg-CFL-Pin-35W | 35 Watt CFL, pin-base, replaces Incandescdent (Wattage ratio = 3.53) | DEER2011 | D11 v4.00 | 2011-09-15 | NULL | ErRobNc | Iltg-Com-Incand | Res-Iltg-dWatt-IEbase-CFL | NULL | DEER | ScaledDirectIE | BaseRatio |  | 88.55 |  | None |  | TRUE | Res-InLtg-CFL | TRUE | Res | All | Lighting | InGen | Ltg_Wired | CFL_fixt |  |  | Iltg-CFL | Incandescent Lamp: average Watts = 123.6 |  | 35W Compact Fluorescent Lamp: Pin-base | CFLratio0353 |  | CFL-Pin-Res-NR-35W | Standard |  | Lighting | Indoor General Lighting | Lighting - Hard-wired fixture | CFL Fixture
617 | Res-Iltg-CFL-Pin-36W | 36 Watt CFL, pin-base, replaces Incandescdent (Wattage ratio = 3.53) | DEER2011 | D11 v4.00 | 2011-09-15 | NULL | ErRobNc | Iltg-Com-Incand | Res-Iltg-dWatt-IEbase-CFL | NULL | DEER | ScaledDirectIE | BaseRatio |  | 91.08 |  | None |  | TRUE | Res-InLtg-CFL | TRUE | Res | All | Lighting | InGen | Ltg_Wired | CFL_fixt |  |  | Iltg-CFL | Incandescent Lamp: average Watts = 127.1 |  | 36W Compact Fluorescent Lamp: Pin-base | CFLratio0353 |  | CFL-Pin-Res-NR-36W | Standard |  | Lighting | Indoor General Lighting | Lighting - Hard-wired fixture | CFL Fixture
618 | Res-Iltg-CFL-Pin-40W | 40 Watt CFL, pin-base, replaces Incandescdent (Wattage ratio = 3.53) | DEER2011 | D11 v4.00 | 2011-09-15 | NULL | ErRobNc | Iltg-Com-Incand | Res-Iltg-dWatt-IEbase-CFL | NULL | DEER | ScaledDirectIE | BaseRatio |  | 101.2 |  | None |  | TRUE | Res-InLtg-CFL | TRUE | Res | All | Lighting | InGen | Ltg_Wired | CFL_fixt |  |  | Iltg-CFL | Incandescent Lamp: average Watts = 141.2 |  | 40W Compact Fluorescent Lamp: Pin-base | CFLratio0353 |  | CFL-Pin-Res-NR-40W | Standard |  | Lighting | Indoor General Lighting | Lighting - Hard-wired fixture | CFL Fixture
619 | Res-Iltg-CFL-Pin-42W | 42 Watt CFL, pin-base, replaces Incandescdent (Wattage ratio = 3.53) | DEER2011 | D11 v4.00 | 2011-09-15 | NULL | ErRobNc | Iltg-Com-Incand | Res-Iltg-dWatt-IEbase-CFL | NULL | DEER | ScaledDirectIE | BaseRatio |  | 106.26 |  | None |  | TRUE | Res-InLtg-CFL | TRUE | Res | All | Lighting | InGen | Ltg_Wired | CFL_fixt |  |  | Iltg-CFL | Incandescent Lamp: average Watts = 148.3 |  | 42W Compact Fluorescent Lamp: Pin-base | CFLratio0353 |  | CFL-Pin-Res-NR-42W | Standard |  | Lighting | Indoor General Lighting | Lighting - Hard-wired fixture | CFL Fixture
620 | Res-Iltg-CFL-Pin-50W | 50 Watt CFL, pin-base, replaces Incandescdent (Wattage ratio = 3.53) | DEER2011 | D11 v4.00 | 2011-09-15 | NULL | ErRobNc | Iltg-Com-Incand | Res-Iltg-dWatt-IEbase-CFL | NULL | DEER | ScaledDirectIE | BaseRatio |  | 126.5 |  | None |  | TRUE | Res-InLtg-CFL | TRUE | Res | All | Lighting | InGen | Ltg_Wired | CFL_fixt |  |  | Iltg-CFL | Incandescent Lamp: average Watts = 176.5 |  | 50W Compact Fluorescent Lamp: Pin-base | CFLratio0353 |  | CFL-Pin-Res-NR-50W | Standard |  | Lighting | Indoor General Lighting | Lighting - Hard-wired fixture | CFL Fixture
621 | Res-Iltg-CFL-Pin-55W | 55 Watt CFL, pin-base, replaces Incandescdent (Wattage ratio = 3.53) | DEER2011 | D11 v4.00 | 2011-09-15 | NULL | ErRobNc | Iltg-Com-Incand | Res-Iltg-dWatt-IEbase-CFL | NULL | DEER | ScaledDirectIE | BaseRatio |  | 139.15 |  | None |  | TRUE | Res-InLtg-CFL | TRUE | Res | All | Lighting | InGen | Ltg_Wired | CFL_fixt |  |  | Iltg-CFL | Incandescent Lamp: average Watts = 194.2 |  | 55W Compact Fluorescent Lamp: Pin-base | CFLratio0353 |  | CFL-Pin-Res-NR-55W | Standard |  | Lighting | Indoor General Lighting | Lighting - Hard-wired fixture | CFL Fixture
622 | Res-Iltg-CFL-Pin-57W | 57 Watt CFL, pin-base, replaces Incandescdent (Wattage ratio = 3.53) | DEER2011 | D11 v4.00 | 2011-09-15 | NULL | ErRobNc | Iltg-Com-Incand | Res-Iltg-dWatt-IEbase-CFL | NULL | DEER | ScaledDirectIE | BaseRatio |  | 144.21 |  | None |  | TRUE | Res-InLtg-CFL | TRUE | Res | All | Lighting | InGen | Ltg_Wired | CFL_fixt |  |  | Iltg-CFL | Incandescent Lamp: average Watts = 201.2 |  | 57W Compact Fluorescent Lamp: Pin-base | CFLratio0353 |  | CFL-Pin-Res-NR-57W | Standard |  | Lighting | Indoor General Lighting | Lighting - Hard-wired fixture | CFL Fixture
623 | Res-Iltg-CFL-Pin-60W | 60 Watt CFL, pin-base, replaces Incandescdent (Wattage ratio = 3.53) | DEER2011 | D11 v4.00 | 2011-09-15 | NULL | ErRobNc | Iltg-Com-Incand | Res-Iltg-dWatt-IEbase-CFL | NULL | DEER | ScaledDirectIE | BaseRatio |  | 151.8 |  | None |  | TRUE | Res-InLtg-CFL | TRUE | Res | All | Lighting | InGen | Ltg_Wired | CFL_fixt |  |  | Iltg-CFL | Incandescent Lamp: average Watts = 211.8 |  | 60W Compact Fluorescent Lamp: Pin-base | CFLratio0353 |  | CFL-Pin-Res-NR-60W | Standard |  | Lighting | Indoor General Lighting | Lighting - Hard-wired fixture | CFL Fixture
624 | Res-Iltg-CFL-Pin-75W | 75 Watt CFL, pin-base, replaces Incandescdent (Wattage ratio = 3.53) | DEER2011 | D11 v4.00 | 2011-09-15 | NULL | ErRobNc | Iltg-Com-Incand | Res-Iltg-dWatt-IEbase-CFL | NULL | DEER | ScaledDirectIE | BaseRatio |  | 189.75 |  | None |  | TRUE | Res-InLtg-CFL | TRUE | Res | All | Lighting | InGen | Ltg_Wired | CFL_fixt |  |  | Iltg-CFL | Incandescent Lamp: average Watts = 264.8 |  | 75W Compact Fluorescent Lamp: Pin-base | CFLratio0353 |  | CFL-Pin-Res-NR-75W | Standard |  | Lighting | Indoor General Lighting | Lighting - Hard-wired fixture | CFL Fixture
625 | Res-Iltg-CFL-Pin-80W | 80 Watt CFL, pin-base, replaces Incandescdent (Wattage ratio = 3.53) | DEER2011 | D11 v4.00 | 2011-09-15 | NULL | ErRobNc | Iltg-Com-Incand | Res-Iltg-dWatt-IEbase-CFL | NULL | DEER | ScaledDirectIE | BaseRatio |  | 202.4 |  | None |  | TRUE | Res-InLtg-CFL | TRUE | Res | All | Lighting | InGen | Ltg_Wired | CFL_fixt |  |  | Iltg-CFL | Incandescent Lamp: average Watts = 282.4 |  | 80W Compact Fluorescent Lamp: Pin-base | CFLratio0353 |  | CFL-Pin-Res-NR-80W | Standard |  | Lighting | Indoor General Lighting | Lighting - Hard-wired fixture | CFL Fixture
626 | Res-Iltg-CFL-Pin-85W | 85 Watt CFL, pin-base, replaces Incandescdent (Wattage ratio = 3.53) | DEER2011 | D11 v4.00 | 2011-09-15 | NULL | ErRobNc | Iltg-Com-Incand | Res-Iltg-dWatt-IEbase-CFL | NULL | DEER | ScaledDirectIE | BaseRatio |  | 215.05 |  | None |  | TRUE | Res-InLtg-CFL | TRUE | Res | All | Lighting | InGen | Ltg_Wired | CFL_fixt |  |  | Iltg-CFL | Incandescent Lamp: average Watts = 300.1 |  | 85W Compact Fluorescent Lamp: Pin-base | CFLratio0353 |  | CFL-Pin-Res-NR-85W | Standard |  | Lighting | Indoor General Lighting | Lighting - Hard-wired fixture | CFL Fixture
627 | Res-Iltg-CFL-Pin-95W | 95 Watt CFL, pin-base, replaces Incandescdent (Wattage ratio = 3.53) | DEER2011 | D11 v4.00 | 2011-09-15 | NULL | ErRobNc | Iltg-Com-Incand | Res-Iltg-dWatt-IEbase-CFL | NULL | DEER | ScaledDirectIE | BaseRatio |  | 240.35 |  | None |  | TRUE | Res-InLtg-CFL | TRUE | Res | All | Lighting | InGen | Ltg_Wired | CFL_fixt |  |  | Iltg-CFL | Incandescent Lamp: average Watts = 335.4 |  | 95W Compact Fluorescent Lamp: Pin-base | CFLratio0353 |  | CFL-Pin-Res-NR-95W | Standard |  | Lighting | Indoor General Lighting | Lighting - Hard-wired fixture | CFL Fixture
628 | Res-Iltg-CFL-Pin-110W | 110 Watt CFL, pin-base, replaces Incandescdent (Wattage ratio = 3.53) | DEER2011 | D11 v4.00 | 2011-09-15 | NULL | ErRobNc | Iltg-Com-Incand | Res-Iltg-dWatt-IEbase-CFL | NULL | DEER | ScaledDirectIE | BaseRatio |  | 278.3 |  | None |  | TRUE | Res-InLtg-CFL | TRUE | Res | All | Lighting | InGen | Ltg_Wired | CFL_fixt |  |  | Iltg-CFL | Incandescent Lamp: average Watts = 388.3 |  | 110W Compact Fluorescent Lamp: Pin-base | CFLratio0353 |  | CFL-Pin-Res-NR-110W | Standard |  | Lighting | Indoor General Lighting | Lighting - Hard-wired fixture | CFL Fixture
629 | Res-Iltg-CFL-Pin-120W | 120 Watt CFL, pin-base, replaces Incandescdent (Wattage ratio = 3.53) | DEER2011 | D11 v4.00 | 2011-09-15 | NULL | ErRobNc | Iltg-Com-Incand | Res-Iltg-dWatt-IEbase-CFL | NULL | DEER | ScaledDirectIE | BaseRatio |  | 303.6 |  | None |  | TRUE | Res-InLtg-CFL | TRUE | Res | All | Lighting | InGen | Ltg_Wired | CFL_fixt |  |  | Iltg-CFL | Incandescent Lamp: average Watts = 423.6 |  | 120W Compact Fluorescent Lamp: Pin-base | CFLratio0353 |  | CFL-Pin-Res-NR-120W | Standard |  | Lighting | Indoor General Lighting | Lighting - Hard-wired fixture | CFL Fixture
630 | Res-Oltg-CFL-Scrw-3W | 3 Watt CFL, outdoor-rated, screw-in, replaces Incandescdent (Wattage ratio = 4.07) | DEER2011 | D11 v4.00 | 2011-09-15 | NULL | ErRobNc | Iltg-Com-Incand | Res-Oltg-dWatt-CFL | NULL | DEER | Scaled | BaseRatio |  | 9.21 |  | None |  | FALSE |  | TRUE | Res | All | Lighting | OutGen | Ltg_ScrewIn | CFL_lamp |  |  | Iltg-CFL | Incandescent Lamp: average Watts = 12.2 |  | 3W Compact Fluorescent Lamp: Screw-in, Outdoor-rated, All types | CFLratio0407 |  | CFL-Scw-Res-Out-3W | Standard |  | Lighting | Outdoor General Lighting | Lighting - Screw-in Lamp | Compact Fluorescent
631 | Res-Oltg-CFL-Scrw-4W | 4 Watt CFL, outdoor-rated, screw-in, replaces Incandescdent (Wattage ratio = 4.07) | DEER2011 | D11 v4.00 | 2011-09-15 | NULL | ErRobNc | Iltg-Com-Incand | Res-Oltg-dWatt-CFL | NULL | DEER | Scaled | BaseRatio |  | 12.28 |  | None |  | FALSE |  | TRUE | Res | All | Lighting | OutGen | Ltg_ScrewIn | CFL_lamp |  |  | Iltg-CFL | Incandescent Lamp: average Watts = 16.3 |  | 4W Compact Fluorescent Lamp: Screw-in, Outdoor-rated, All types | CFLratio0407 |  | CFL-Scw-Res-Out-4W | Standard |  | Lighting | Outdoor General Lighting | Lighting - Screw-in Lamp | Compact Fluorescent
632 | Res-Oltg-CFL-Scrw-5W | 5 Watt CFL, outdoor-rated, screw-in, replaces Incandescdent (Wattage ratio = 4.07) | DEER2011 | D11 v4.00 | 2011-09-15 | NULL | ErRobNc | Iltg-Com-Incand | Res-Oltg-dWatt-CFL | NULL | DEER | Scaled | BaseRatio |  | 15.35 |  | None |  | FALSE |  | TRUE | Res | All | Lighting | OutGen | Ltg_ScrewIn | CFL_lamp |  |  | Iltg-CFL | Incandescent Lamp: average Watts = 20.4 |  | 5W Compact Fluorescent Lamp: Screw-in, Outdoor-rated, All types | CFLratio0407 |  | CFL-Scw-Res-Out-5W | Standard |  | Lighting | Outdoor General Lighting | Lighting - Screw-in Lamp | Compact Fluorescent
633 | Res-Oltg-CFL-Scrw-6W | 6 Watt CFL, outdoor-rated, screw-in, replaces Incandescdent (Wattage ratio = 4.07) | DEER2011 | D11 v4.00 | 2011-09-15 | NULL | ErRobNc | Iltg-Com-Incand | Res-Oltg-dWatt-CFL | NULL | DEER | Scaled | BaseRatio |  | 18.42 |  | None |  | FALSE |  | TRUE | Res | All | Lighting | OutGen | Ltg_ScrewIn | CFL_lamp |  |  | Iltg-CFL | Incandescent Lamp: average Watts = 24.4 |  | 6W Compact Fluorescent Lamp: Screw-in, Outdoor-rated, All types | CFLratio0407 |  | CFL-Scw-Res-Out-6W | Standard |  | Lighting | Outdoor General Lighting | Lighting - Screw-in Lamp | Compact Fluorescent
634 | Res-Oltg-CFL-Scrw-7W | 7 Watt CFL, outdoor-rated, screw-in, replaces Incandescdent (Wattage ratio = 4.07) | DEER2011 | D11 v4.00 | 2011-09-15 | NULL | ErRobNc | Iltg-Com-Incand | Res-Oltg-dWatt-CFL | NULL | DEER | Scaled | BaseRatio |  | 21.49 |  | None |  | FALSE |  | TRUE | Res | All | Lighting | OutGen | Ltg_ScrewIn | CFL_lamp |  |  | Iltg-CFL | Incandescent Lamp: average Watts = 28.5 |  | 7W Compact Fluorescent Lamp: Screw-in, Outdoor-rated, All types | CFLratio0407 |  | CFL-Scw-Res-Out-7W | Standard |  | Lighting | Outdoor General Lighting | Lighting - Screw-in Lamp | Compact Fluorescent
635 | Res-Oltg-CFL-Scrw-8W | 8 Watt CFL, outdoor-rated, screw-in, replaces Incandescdent (Wattage ratio = 4.07) | DEER2011 | D11 v4.00 | 2011-09-15 | NULL | ErRobNc | Iltg-Com-Incand | Res-Oltg-dWatt-CFL | NULL | DEER | Scaled | BaseRatio |  | 24.56 |  | None |  | FALSE |  | TRUE | Res | All | Lighting | OutGen | Ltg_ScrewIn | CFL_lamp |  |  | Iltg-CFL | Incandescent Lamp: average Watts = 32.6 |  | 8W Compact Fluorescent Lamp: Screw-in, Outdoor-rated, All types | CFLratio0407 |  | CFL-Scw-Res-Out-8W | Standard |  | Lighting | Outdoor General Lighting | Lighting - Screw-in Lamp | Compact Fluorescent
636 | Res-Oltg-CFL-Scrw-9W | 9 Watt CFL, outdoor-rated, screw-in, replaces Incandescdent (Wattage ratio = 4.07) | DEER2011 | D11 v4.00 | 2011-09-15 | NULL | ErRobNc | Iltg-Com-Incand | Res-Oltg-dWatt-CFL | NULL | DEER | Scaled | BaseRatio |  | 27.63 |  | None |  | FALSE |  | TRUE | Res | All | Lighting | OutGen | Ltg_ScrewIn | CFL_lamp |  |  | Iltg-CFL | Incandescent Lamp: average Watts = 36.6 |  | 9W Compact Fluorescent Lamp: Screw-in, Outdoor-rated, All types | CFLratio0407 |  | CFL-Scw-Res-Out-9W | Standard |  | Lighting | Outdoor General Lighting | Lighting - Screw-in Lamp | Compact Fluorescent
637 | Res-Oltg-CFL-Scrw-10W | 10 Watt CFL, outdoor-rated, screw-in, replaces Incandescdent (Wattage ratio = 4.07) | DEER2011 | D11 v4.00 | 2011-09-15 | NULL | ErRobNc | Iltg-Com-Incand | Res-Oltg-dWatt-CFL | NULL | DEER | Scaled | BaseRatio |  | 30.7 |  | None |  | FALSE |  | TRUE | Res | All | Lighting | OutGen | Ltg_ScrewIn | CFL_lamp |  |  | Iltg-CFL | Incandescent Lamp: average Watts = 40.7 |  | 10W Compact Fluorescent Lamp: Screw-in, Outdoor-rated, All types | CFLratio0407 |  | CFL-Scw-Res-Out-10W | Standard |  | Lighting | Outdoor General Lighting | Lighting - Screw-in Lamp | Compact Fluorescent
638 | Res-Oltg-CFL-Scrw-11W | 11 Watt CFL, outdoor-rated, screw-in, replaces Incandescdent (Wattage ratio = 4.07) | DEER2011 | D11 v4.00 | 2011-09-15 | NULL | ErRobNc | Iltg-Com-Incand | Res-Oltg-dWatt-CFL | NULL | DEER | Scaled | BaseRatio |  | 33.77 |  | None |  | FALSE |  | TRUE | Res | All | Lighting | OutGen | Ltg_ScrewIn | CFL_lamp |  |  | Iltg-CFL | Incandescent Lamp: average Watts = 44.8 |  | 11W Compact Fluorescent Lamp: Screw-in, Outdoor-rated, All types | CFLratio0407 |  | CFL-Scw-Res-Out-11W | Standard |  | Lighting | Outdoor General Lighting | Lighting - Screw-in Lamp | Compact Fluorescent
639 | Res-Oltg-CFL-Scrw-12W | 12 Watt CFL, outdoor-rated, screw-in, replaces Incandescdent (Wattage ratio = 4.07) | DEER2011 | D11 v4.00 | 2011-09-15 | NULL | ErRobNc | Iltg-Com-Incand | Res-Oltg-dWatt-CFL | NULL | DEER | Scaled | BaseRatio |  | 36.84 |  | None |  | FALSE |  | TRUE | Res | All | Lighting | OutGen | Ltg_ScrewIn | CFL_lamp |  |  | Iltg-CFL | Incandescent Lamp: average Watts = 48.8 |  | 12W Compact Fluorescent Lamp: Screw-in, Outdoor-rated, All types | CFLratio0407 |  | CFL-Scw-Res-Out-12W | Standard |  | Lighting | Outdoor General Lighting | Lighting - Screw-in Lamp | Compact Fluorescent
640 | Res-Oltg-CFL-Scrw-13W | 13 Watt CFL, outdoor-rated, screw-in, replaces Incandescdent (Wattage ratio = 4.07) | DEER2011 | D11 v4.00 | 2011-09-15 | NULL | ErRobNc | Iltg-Com-Incand | Res-Oltg-dWatt-CFL | NULL | DEER | Scaled | BaseRatio |  | 39.91 |  | None |  | FALSE |  | TRUE | Res | All | Lighting | OutGen | Ltg_ScrewIn | CFL_lamp |  |  | Iltg-CFL | Incandescent Lamp: average Watts = 52.9 |  | 13W Compact Fluorescent Lamp: Screw-in, Outdoor-rated, All types | CFLratio0407 |  | CFL-Scw-Res-Out-13W | Standard |  | Lighting | Outdoor General Lighting | Lighting - Screw-in Lamp | Compact Fluorescent
641 | Res-Oltg-CFL-Scrw-14W | 14 Watt CFL, outdoor-rated, screw-in, replaces Incandescdent (Wattage ratio = 4.07) | DEER2011 | D11 v4.00 | 2011-09-15 | NULL | ErRobNc | Iltg-Com-Incand | Res-Oltg-dWatt-CFL | NULL | DEER | Scaled | BaseRatio |  | 42.98 |  | None |  | FALSE |  | TRUE | Res | All | Lighting | OutGen | Ltg_ScrewIn | CFL_lamp |  |  | Iltg-CFL | Incandescent Lamp: average Watts = 57.0 |  | 14W Compact Fluorescent Lamp: Screw-in, Outdoor-rated, All types | CFLratio0407 |  | CFL-Scw-Res-Out-14W | Standard |  | Lighting | Outdoor General Lighting | Lighting - Screw-in Lamp | Compact Fluorescent
642 | Res-Oltg-CFL-Scrw-15W | 15 Watt CFL, outdoor-rated, screw-in, replaces Incandescdent (Wattage ratio = 4.07) | DEER2011 | D11 v4.00 | 2011-09-15 | NULL | ErRobNc | Iltg-Com-Incand | Res-Oltg-dWatt-CFL | NULL | DEER | Scaled | BaseRatio |  | 46.05 |  | None |  | FALSE |  | TRUE | Res | All | Lighting | OutGen | Ltg_ScrewIn | CFL_lamp |  |  | Iltg-CFL | Incandescent Lamp: average Watts = 61.1 |  | 15W Compact Fluorescent Lamp: Screw-in, Outdoor-rated, All types | CFLratio0407 |  | CFL-Scw-Res-Out-15W | Standard |  | Lighting | Outdoor General Lighting | Lighting - Screw-in Lamp | Compact Fluorescent
643 | Res-Oltg-CFL-Scrw-16W | 16 Watt CFL, outdoor-rated, screw-in, replaces Incandescdent (Wattage ratio = 4.07) | DEER2011 | D11 v4.00 | 2011-09-15 | NULL | ErRobNc | Iltg-Com-Incand | Res-Oltg-dWatt-CFL | NULL | DEER | Scaled | BaseRatio |  | 49.12 |  | None |  | FALSE |  | TRUE | Res | All | Lighting | OutGen | Ltg_ScrewIn | CFL_lamp |  |  | Iltg-CFL | Incandescent Lamp: average Watts = 65.1 |  | 16W Compact Fluorescent Lamp: Screw-in, Outdoor-rated, All types | CFLratio0407 |  | CFL-Scw-Res-Out-16W | Standard |  | Lighting | Outdoor General Lighting | Lighting - Screw-in Lamp | Compact Fluorescent
644 | Res-Oltg-CFL-Scrw-17W | 17 Watt CFL, outdoor-rated, screw-in, replaces Incandescdent (Wattage ratio = 4.07) | DEER2011 | D11 v4.00 | 2011-09-15 | NULL | ErRobNc | Iltg-Com-Incand | Res-Oltg-dWatt-CFL | NULL | DEER | Scaled | BaseRatio |  | 52.19 |  | None |  | FALSE |  | TRUE | Res | All | Lighting | OutGen | Ltg_ScrewIn | CFL_lamp |  |  | Iltg-CFL | Incandescent Lamp: average Watts = 69.2 |  | 17W Compact Fluorescent Lamp: Screw-in, Outdoor-rated, All types | CFLratio0407 |  | CFL-Scw-Res-Out-17W | Standard |  | Lighting | Outdoor General Lighting | Lighting - Screw-in Lamp | Compact Fluorescent
645 | Res-Oltg-CFL-Scrw-18W | 18 Watt CFL, outdoor-rated, screw-in, replaces Incandescdent (Wattage ratio = 4.07) | DEER2011 | D11 v4.00 | 2011-09-15 | NULL | ErRobNc | Iltg-Com-Incand | Res-Oltg-dWatt-CFL | NULL | DEER | Scaled | BaseRatio |  | 55.26 |  | None |  | FALSE |  | TRUE | Res | All | Lighting | OutGen | Ltg_ScrewIn | CFL_lamp |  |  | Iltg-CFL | Incandescent Lamp: average Watts = 73.3 |  | 18W Compact Fluorescent Lamp: Screw-in, Outdoor-rated, All types | CFLratio0407 |  | CFL-Scw-Res-Out-18W | Standard |  | Lighting | Outdoor General Lighting | Lighting - Screw-in Lamp | Compact Fluorescent
646 | Res-Oltg-CFL-Scrw-19W | 19 Watt CFL, outdoor-rated, screw-in, replaces Incandescdent (Wattage ratio = 4.07) | DEER2011 | D11 v4.00 | 2011-09-15 | NULL | ErRobNc | Iltg-Com-Incand | Res-Oltg-dWatt-CFL | NULL | DEER | Scaled | BaseRatio |  | 58.33 |  | None |  | FALSE |  | TRUE | Res | All | Lighting | OutGen | Ltg_ScrewIn | CFL_lamp |  |  | Iltg-CFL | Incandescent Lamp: average Watts = 77.3 |  | 19W Compact Fluorescent Lamp: Screw-in, Outdoor-rated, All types | CFLratio0407 |  | CFL-Scw-Res-Out-19W | Standard |  | Lighting | Outdoor General Lighting | Lighting - Screw-in Lamp | Compact Fluorescent
647 | Res-Oltg-CFL-Scrw-20W | 20 Watt CFL, outdoor-rated, screw-in, replaces Incandescdent (Wattage ratio = 4.07) | DEER2011 | D11 v4.00 | 2011-09-15 | NULL | ErRobNc | Iltg-Com-Incand | Res-Oltg-dWatt-CFL | NULL | DEER | Scaled | BaseRatio |  | 61.4 |  | None |  | FALSE |  | TRUE | Res | All | Lighting | OutGen | Ltg_ScrewIn | CFL_lamp |  |  | Iltg-CFL | Incandescent Lamp: average Watts = 81.4 |  | 20W Compact Fluorescent Lamp: Screw-in, Outdoor-rated, All types | CFLratio0407 |  | CFL-Scw-Res-Out-20W | Standard |  | Lighting | Outdoor General Lighting | Lighting - Screw-in Lamp | Compact Fluorescent
648 | Res-Oltg-CFL-Scrw-21W | 21 Watt CFL, outdoor-rated, screw-in, replaces Incandescdent (Wattage ratio = 4.07) | DEER2011 | D11 v4.00 | 2011-09-15 | NULL | ErRobNc | Iltg-Com-Incand | Res-Oltg-dWatt-CFL | NULL | DEER | Scaled | BaseRatio |  | 64.47 |  | None |  | FALSE |  | TRUE | Res | All | Lighting | OutGen | Ltg_ScrewIn | CFL_lamp |  |  | Iltg-CFL | Incandescent Lamp: average Watts = 85.5 |  | 21W Compact Fluorescent Lamp: Screw-in, Outdoor-rated, All types | CFLratio0407 |  | CFL-Scw-Res-Out-21W | Standard |  | Lighting | Outdoor General Lighting | Lighting - Screw-in Lamp | Compact Fluorescent
649 | Res-Oltg-CFL-Scrw-22W | 22 Watt CFL, outdoor-rated, screw-in, replaces Incandescdent (Wattage ratio = 4.07) | DEER2011 | D11 v4.00 | 2011-09-15 | NULL | ErRobNc | Iltg-Com-Incand | Res-Oltg-dWatt-CFL | NULL | DEER | Scaled | BaseRatio |  | 67.54 |  | None |  | FALSE |  | TRUE | Res | All | Lighting | OutGen | Ltg_ScrewIn | CFL_lamp |  |  | Iltg-CFL | Incandescent Lamp: average Watts = 89.5 |  | 22W Compact Fluorescent Lamp: Screw-in, Outdoor-rated, All types | CFLratio0407 |  | CFL-Scw-Res-Out-22W | Standard |  | Lighting | Outdoor General Lighting | Lighting - Screw-in Lamp | Compact Fluorescent
650 | Res-Oltg-CFL-Scrw-23W | 23 Watt CFL, outdoor-rated, screw-in, replaces Incandescdent (Wattage ratio = 4.07) | DEER2011 | D11 v4.00 | 2011-09-15 | NULL | ErRobNc | Iltg-Com-Incand | Res-Oltg-dWatt-CFL | NULL | DEER | Scaled | BaseRatio |  | 70.61 |  | None |  | FALSE |  | TRUE | Res | All | Lighting | OutGen | Ltg_ScrewIn | CFL_lamp |  |  | Iltg-CFL | Incandescent Lamp: average Watts = 93.6 |  | 23W Compact Fluorescent Lamp: Screw-in, Outdoor-rated, All types | CFLratio0407 |  | CFL-Scw-Res-Out-23W | Standard |  | Lighting | Outdoor General Lighting | Lighting - Screw-in Lamp | Compact Fluorescent
651 | Res-Oltg-CFL-Scrw-24W | 24 Watt CFL, outdoor-rated, screw-in, replaces Incandescdent (Wattage ratio = 4.07) | DEER2011 | D11 v4.00 | 2011-09-15 | NULL | ErRobNc | Iltg-Com-Incand | Res-Oltg-dWatt-CFL | NULL | DEER | Scaled | BaseRatio |  | 73.68 |  | None |  | FALSE |  | TRUE | Res | All | Lighting | OutGen | Ltg_ScrewIn | CFL_lamp |  |  | Iltg-CFL | Incandescent Lamp: average Watts = 97.7 |  | 24W Compact Fluorescent Lamp: Screw-in, Outdoor-rated, All types | CFLratio0407 |  | CFL-Scw-Res-Out-24W | Standard |  | Lighting | Outdoor General Lighting | Lighting - Screw-in Lamp | Compact Fluorescent
652 | Res-Oltg-CFL-Scrw-25W | 25 Watt CFL, outdoor-rated, screw-in, replaces Incandescdent (Wattage ratio = 4.07) | DEER2011 | D11 v4.00 | 2011-09-15 | NULL | ErRobNc | Iltg-Com-Incand | Res-Oltg-dWatt-CFL | NULL | DEER | Scaled | BaseRatio |  | 76.75 |  | None |  | FALSE |  | TRUE | Res | All | Lighting | OutGen | Ltg_ScrewIn | CFL_lamp |  |  | Iltg-CFL | Incandescent Lamp: average Watts = 101.8 |  | 25W Compact Fluorescent Lamp: Screw-in, Outdoor-rated, All types | CFLratio0407 |  | CFL-Scw-Res-Out-25W | Standard |  | Lighting | Outdoor General Lighting | Lighting - Screw-in Lamp | Compact Fluorescent
653 | Res-Oltg-CFL-Scrw-26W | 26 Watt CFL, outdoor-rated, screw-in, replaces Incandescdent (Wattage ratio = 4.07) | DEER2011 | D11 v4.00 | 2011-09-15 | NULL | ErRobNc | Iltg-Com-Incand | Res-Oltg-dWatt-CFL | NULL | DEER | Scaled | BaseRatio |  | 79.82 |  | None |  | FALSE |  | TRUE | Res | All | Lighting | OutGen | Ltg_ScrewIn | CFL_lamp |  |  | Iltg-CFL | Incandescent Lamp: average Watts = 105.8 |  | 26W Compact Fluorescent Lamp: Screw-in, Outdoor-rated, All types | CFLratio0407 |  | CFL-Scw-Res-Out-26W | Standard |  | Lighting | Outdoor General Lighting | Lighting - Screw-in Lamp | Compact Fluorescent
654 | Res-Oltg-CFL-Scrw-27W | 27 Watt CFL, outdoor-rated, screw-in, replaces Incandescdent (Wattage ratio = 4.07) | DEER2011 | D11 v4.00 | 2011-09-15 | NULL | ErRobNc | Iltg-Com-Incand | Res-Oltg-dWatt-CFL | NULL | DEER | Scaled | BaseRatio |  | 82.89 |  | None |  | FALSE |  | TRUE | Res | All | Lighting | OutGen | Ltg_ScrewIn | CFL_lamp |  |  | Iltg-CFL | Incandescent Lamp: average Watts = 109.9 |  | 27W Compact Fluorescent Lamp: Screw-in, Outdoor-rated, All types | CFLratio0407 |  | CFL-Scw-Res-Out-27W | Standard |  | Lighting | Outdoor General Lighting | Lighting - Screw-in Lamp | Compact Fluorescent
655 | Res-Oltg-CFL-Scrw-28W | 28 Watt CFL, outdoor-rated, screw-in, replaces Incandescdent (Wattage ratio = 4.07) | DEER2011 | D11 v4.00 | 2011-09-15 | NULL | ErRobNc | Iltg-Com-Incand | Res-Oltg-dWatt-CFL | NULL | DEER | Scaled | BaseRatio |  | 85.96 |  | None |  | FALSE |  | TRUE | Res | All | Lighting | OutGen | Ltg_ScrewIn | CFL_lamp |  |  | Iltg-CFL | Incandescent Lamp: average Watts = 114.0 |  | 28W Compact Fluorescent Lamp: Screw-in, Outdoor-rated, All types | CFLratio0407 |  | CFL-Scw-Res-Out-28W | Standard |  | Lighting | Outdoor General Lighting | Lighting - Screw-in Lamp | Compact Fluorescent
656 | Res-Oltg-CFL-Scrw-29W | 29 Watt CFL, outdoor-rated, screw-in, replaces Incandescdent (Wattage ratio = 4.07) | DEER2011 | D11 v4.00 | 2011-09-15 | NULL | ErRobNc | Iltg-Com-Incand | Res-Oltg-dWatt-CFL | NULL | DEER | Scaled | BaseRatio |  | 89.03 |  | None |  | FALSE |  | TRUE | Res | All | Lighting | OutGen | Ltg_ScrewIn | CFL_lamp |  |  | Iltg-CFL | Incandescent Lamp: average Watts = 118.0 |  | 29W Compact Fluorescent Lamp: Screw-in, Outdoor-rated, All types | CFLratio0407 |  | CFL-Scw-Res-Out-29W | Standard |  | Lighting | Outdoor General Lighting | Lighting - Screw-in Lamp | Compact Fluorescent
657 | Res-Oltg-CFL-Scrw-30W | 30 Watt CFL, outdoor-rated, screw-in, replaces Incandescdent (Wattage ratio = 4.07) | DEER2011 | D11 v4.00 | 2011-09-15 | NULL | ErRobNc | Iltg-Com-Incand | Res-Oltg-dWatt-CFL | NULL | DEER | Scaled | BaseRatio |  | 92.1 |  | None |  | FALSE |  | TRUE | Res | All | Lighting | OutGen | Ltg_ScrewIn | CFL_lamp |  |  | Iltg-CFL | Incandescent Lamp: average Watts = 122.1 |  | 30W Compact Fluorescent Lamp: Screw-in, Outdoor-rated, All types | CFLratio0407 |  | CFL-Scw-Res-Out-30W | Standard |  | Lighting | Outdoor General Lighting | Lighting - Screw-in Lamp | Compact Fluorescent
658 | Res-Oltg-CFL-Scrw-31W | 31 Watt CFL, outdoor-rated, screw-in, replaces Incandescdent (Wattage ratio = 4.07) | DEER2011 | D11 v4.00 | 2011-09-15 | NULL | ErRobNc | Iltg-Com-Incand | Res-Oltg-dWatt-CFL | NULL | DEER | Scaled | BaseRatio |  | 95.17 |  | None |  | FALSE |  | TRUE | Res | All | Lighting | OutGen | Ltg_ScrewIn | CFL_lamp |  |  | Iltg-CFL | Incandescent Lamp: average Watts = 126.2 |  | 31W Compact Fluorescent Lamp: Screw-in, Outdoor-rated, All types | CFLratio0407 |  | CFL-Scw-Res-Out-31W | Standard |  | Lighting | Outdoor General Lighting | Lighting - Screw-in Lamp | Compact Fluorescent
659 | Res-Oltg-CFL-Scrw-32W | 32 Watt CFL, outdoor-rated, screw-in, replaces Incandescdent (Wattage ratio = 4.07) | DEER2011 | D11 v4.00 | 2011-09-15 | NULL | ErRobNc | Iltg-Com-Incand | Res-Oltg-dWatt-CFL | NULL | DEER | Scaled | BaseRatio |  | 98.24 |  | None |  | FALSE |  | TRUE | Res | All | Lighting | OutGen | Ltg_ScrewIn | CFL_lamp |  |  | Iltg-CFL | Incandescent Lamp: average Watts = 130.2 |  | 32W Compact Fluorescent Lamp: Screw-in, Outdoor-rated, All types | CFLratio0407 |  | CFL-Scw-Res-Out-32W | Standard |  | Lighting | Outdoor General Lighting | Lighting - Screw-in Lamp | Compact Fluorescent
660 | Res-Oltg-CFL-Scrw-42W | 42 Watt CFL, outdoor-rated, screw-in, replaces Incandescdent (Wattage ratio = 4.07) | DEER2011 | D11 v4.00 | 2011-09-15 | NULL | ErRobNc | Iltg-Com-Incand | Res-Oltg-dWatt-CFL | NULL | DEER | Scaled | BaseRatio |  | 128.94 |  | None |  | FALSE |  | TRUE | Res | All | Lighting | OutGen | Ltg_ScrewIn | CFL_lamp |  |  | Iltg-CFL | Incandescent Lamp: average Watts = 170.9 |  | 42W Compact Fluorescent Lamp: Screw-in, Outdoor-rated, All types | CFLratio0407 |  | CFL-Scw-Res-Out-42W | Standard |  | Lighting | Outdoor General Lighting | Lighting - Screw-in Lamp | Compact Fluorescent
661 | Res-Oltg-CFL-Scrw-55W | 55 Watt CFL, outdoor-rated, screw-in, replaces Incandescdent (Wattage ratio = 4.07) | DEER2011 | D11 v4.00 | 2011-09-15 | NULL | ErRobNc | Iltg-Com-Incand | Res-Oltg-dWatt-CFL | NULL | DEER | Scaled | BaseRatio |  | 168.85 |  | None |  | FALSE |  | TRUE | Res | All | Lighting | OutGen | Ltg_ScrewIn | CFL_lamp |  |  | Iltg-CFL | Incandescent Lamp: average Watts = 223.9 |  | 55W Compact Fluorescent Lamp: Screw-in, Outdoor-rated, All types | CFLratio0407 |  | CFL-Scw-Res-Out-55W | Standard |  | Lighting | Outdoor General Lighting | Lighting - Screw-in Lamp | Compact Fluorescent
662 | Res-Oltg-CFL-Scrw-60W | 60 Watt CFL, outdoor-rated, screw-in, replaces Incandescdent (Wattage ratio = 4.07) | DEER2011 | D11 v4.00 | 2011-09-15 | NULL | ErRobNc | Iltg-Com-Incand | Res-Oltg-dWatt-CFL | NULL | DEER | Scaled | BaseRatio |  | 184.2 |  | None |  | FALSE |  | TRUE | Res | All | Lighting | OutGen | Ltg_ScrewIn | CFL_lamp |  |  | Iltg-CFL | Incandescent Lamp: average Watts = 244.2 |  | 60W Compact Fluorescent Lamp: Screw-in, Outdoor-rated, All types | CFLratio0407 |  | CFL-Scw-Res-Out-60W | Standard |  | Lighting | Outdoor General Lighting | Lighting - Screw-in Lamp | Compact Fluorescent
663 | Res-Oltg-CFL-Scrw-80W | 80 Watt CFL, outdoor-rated, screw-in, replaces Incandescdent (Wattage ratio = 4.07) | DEER2011 | D11 v4.00 | 2011-09-15 | NULL | ErRobNc | Iltg-Com-Incand | Res-Oltg-dWatt-CFL | NULL | DEER | Scaled | BaseRatio |  | 245.6 |  | None |  | FALSE |  | TRUE | Res | All | Lighting | OutGen | Ltg_ScrewIn | CFL_lamp |  |  | Iltg-CFL | Incandescent Lamp: average Watts = 325.6 |  | 80W Compact Fluorescent Lamp: Screw-in, Outdoor-rated, All types | CFLratio0407 |  | CFL-Scw-Res-Out-80W | Standard |  | Lighting | Outdoor General Lighting | Lighting - Screw-in Lamp | Compact Fluorescent
664 | Res-Oltg-CFL-Scrw-100W | 100 Watt CFL, outdoor-rated, screw-in, replaces Incandescdent (Wattage ratio = 4.07) | DEER2011 | D11 v4.00 | 2011-09-15 | NULL | ErRobNc | Iltg-Com-Incand | Res-Oltg-dWatt-CFL | NULL | DEER | Scaled | BaseRatio |  | 307 |  | None |  | FALSE |  | TRUE | Res | All | Lighting | OutGen | Ltg_ScrewIn | CFL_lamp |  |  | Iltg-CFL | Incandescent Lamp: average Watts = 407.0 |  | 100W Compact Fluorescent Lamp: Screw-in, Outdoor-rated, All types | CFLratio0407 |  | CFL-Scw-Res-Out-100W | Standard |  | Lighting | Outdoor General Lighting | Lighting - Screw-in Lamp | Compact Fluorescent
665 | Res-Oltg-CFL-Scrw-150W | 150 Watt CFL, outdoor-rated, screw-in, replaces Incandescdent (Wattage ratio = 4.07) | DEER2011 | D11 v4.00 | 2011-09-15 | NULL | ErRobNc | Iltg-Com-Incand | Res-Oltg-dWatt-CFL | NULL | DEER | Scaled | BaseRatio |  | 460.5 |  | None |  | FALSE |  | TRUE | Res | All | Lighting | OutGen | Ltg_ScrewIn | CFL_lamp |  |  | Iltg-CFL | Incandescent Lamp: average Watts = 610.5 |  | 150W Compact Fluorescent Lamp: Screw-in, Outdoor-rated, All types | CFLratio0407 |  | CFL-Scw-Res-Out-150W | Standard |  | Lighting | Outdoor General Lighting | Lighting - Screw-in Lamp | Compact Fluorescent
666 | Res-Oltg-CFL-Scrw-200W | 200 Watt CFL, outdoor-rated, screw-in, replaces Incandescdent (Wattage ratio = 4.07) | DEER2011 | D11 v4.00 | 2011-09-15 | NULL | ErRobNc | Iltg-Com-Incand | Res-Oltg-dWatt-CFL | NULL | DEER | Scaled | BaseRatio |  | 614 |  | None |  | FALSE |  | TRUE | Res | All | Lighting | OutGen | Ltg_ScrewIn | CFL_lamp |  |  | Iltg-CFL | Incandescent Lamp: average Watts = 814.0 |  | 200W Compact Fluorescent Lamp: Screw-in, Outdoor-rated, All types | CFLratio0407 |  | CFL-Scw-Res-Out-200W | Standard |  | Lighting | Outdoor General Lighting | Lighting - Screw-in Lamp | Compact Fluorescent
667 | Res-Oltg-CFL-Pin-5W | 5 Watt CFL, outdoor-rated, pin-base, replaces Incandescdent (Wattage ratio = 4.07) | DEER2011 | D11 v4.00 | 2011-09-15 | NULL | ErRobNc | Iltg-Com-Incand | Res-Oltg-dWatt-CFL | NULL | DEER | Scaled | BaseRatio |  | 15.35 |  | None |  | FALSE |  | TRUE | Res | All | Lighting | OutGen | Ltg_Wired | CFL_fixt |  |  | Iltg-CFL | Incandescent Lamp: average Watts = 20.4 |  | 5W Compact Fluorescent Lamp: Pin-base, Outdoor-rated, All types | CFLratio0407 |  | CFL-Pin-Res-Out-5W | Standard |  | Lighting | Outdoor General Lighting | Lighting - Hard-wired fixture | CFL Fixture
668 | Res-Oltg-CFL-Pin-7W | 7 Watt CFL, outdoor-rated, pin-base, replaces Incandescdent (Wattage ratio = 4.07) | DEER2011 | D11 v4.00 | 2011-09-15 | NULL | ErRobNc | Iltg-Com-Incand | Res-Oltg-dWatt-CFL | NULL | DEER | Scaled | BaseRatio |  | 21.49 |  | None |  | FALSE |  | TRUE | Res | All | Lighting | OutGen | Ltg_Wired | CFL_fixt |  |  | Iltg-CFL | Incandescent Lamp: average Watts = 28.5 |  | 7W Compact Fluorescent Lamp: Pin-base, Outdoor-rated, All types | CFLratio0407 |  | CFL-Pin-Res-Out-7W | Standard |  | Lighting | Outdoor General Lighting | Lighting - Hard-wired fixture | CFL Fixture
669 | Res-Oltg-CFL-Pin-9W | 9 Watt CFL, outdoor-rated, pin-base, replaces Incandescdent (Wattage ratio = 4.07) | DEER2011 | D11 v4.00 | 2011-09-15 | NULL | ErRobNc | Iltg-Com-Incand | Res-Oltg-dWatt-CFL | NULL | DEER | Scaled | BaseRatio |  | 27.63 |  | None |  | FALSE |  | TRUE | Res | All | Lighting | OutGen | Ltg_Wired | CFL_fixt |  |  | Iltg-CFL | Incandescent Lamp: average Watts = 36.6 |  | 9W Compact Fluorescent Lamp: Pin-base, Outdoor-rated, All types | CFLratio0407 |  | CFL-Pin-Res-Out-9W | Standard |  | Lighting | Outdoor General Lighting | Lighting - Hard-wired fixture | CFL Fixture
670 | Res-Oltg-CFL-Pin-13W | 13 Watt CFL, outdoor-rated, pin-base, replaces Incandescdent (Wattage ratio = 4.07) | DEER2011 | D11 v4.00 | 2011-09-15 | NULL | ErRobNc | Iltg-Com-Incand | Res-Oltg-dWatt-CFL | NULL | DEER | Scaled | BaseRatio |  | 39.91 |  | None |  | FALSE |  | TRUE | Res | All | Lighting | OutGen | Ltg_Wired | CFL_fixt |  |  | Iltg-CFL | Incandescent Lamp: average Watts = 52.9 |  | 13W Compact Fluorescent Lamp: Pin-base, Outdoor-rated, All types | CFLratio0407 |  | CFL-Pin-Res-Out-13W | Standard |  | Lighting | Outdoor General Lighting | Lighting - Hard-wired fixture | CFL Fixture
671 | Res-Oltg-CFL-Pin-15W | 15 Watt CFL, outdoor-rated, pin-base, replaces Incandescdent (Wattage ratio = 4.07) | DEER2011 | D11 v4.00 | 2011-09-15 | NULL | ErRobNc | Iltg-Com-Incand | Res-Oltg-dWatt-CFL | NULL | DEER | Scaled | BaseRatio |  | 46.05 |  | None |  | FALSE |  | TRUE | Res | All | Lighting | OutGen | Ltg_Wired | CFL_fixt |  |  | Iltg-CFL | Incandescent Lamp: average Watts = 61.1 |  | 15W Compact Fluorescent Lamp: Pin-base, Outdoor-rated, All types | CFLratio0407 |  | CFL-Pin-Res-Out-15W | Standard |  | Lighting | Outdoor General Lighting | Lighting - Hard-wired fixture | CFL Fixture
672 | Res-Oltg-CFL-Pin-18W | 18 Watt CFL, outdoor-rated, pin-base, replaces Incandescdent (Wattage ratio = 4.07) | DEER2011 | D11 v4.00 | 2011-09-15 | NULL | ErRobNc | Iltg-Com-Incand | Res-Oltg-dWatt-CFL | NULL | DEER | Scaled | BaseRatio |  | 55.26 |  | None |  | FALSE |  | TRUE | Res | All | Lighting | OutGen | Ltg_Wired | CFL_fixt |  |  | Iltg-CFL | Incandescent Lamp: average Watts = 73.3 |  | 18W Compact Fluorescent Lamp: Pin-base, Outdoor-rated, All types | CFLratio0407 |  | CFL-Pin-Res-Out-18W | Standard |  | Lighting | Outdoor General Lighting | Lighting - Hard-wired fixture | CFL Fixture
673 | Res-Oltg-CFL-Pin-20W | 20 Watt CFL, outdoor-rated, pin-base, replaces Incandescdent (Wattage ratio = 4.07) | DEER2011 | D11 v4.00 | 2011-09-15 | NULL | ErRobNc | Iltg-Com-Incand | Res-Oltg-dWatt-CFL | NULL | DEER | Scaled | BaseRatio |  | 61.4 |  | None |  | FALSE |  | TRUE | Res | All | Lighting | OutGen | Ltg_Wired | CFL_fixt |  |  | Iltg-CFL | Incandescent Lamp: average Watts = 81.4 |  | 20W Compact Fluorescent Lamp: Pin-base, Outdoor-rated, All types | CFLratio0407 |  | CFL-Pin-Res-Out-20W | Standard |  | Lighting | Outdoor General Lighting | Lighting - Hard-wired fixture | CFL Fixture
674 | Res-Oltg-CFL-Pin-24W | 24 Watt CFL, outdoor-rated, pin-base, replaces Incandescdent (Wattage ratio = 4.07) | DEER2011 | D11 v4.00 | 2011-09-15 | NULL | ErRobNc | Iltg-Com-Incand | Res-Oltg-dWatt-CFL | NULL | DEER | Scaled | BaseRatio |  | 73.68 |  | None |  | FALSE |  | TRUE | Res | All | Lighting | OutGen | Ltg_Wired | CFL_fixt |  |  | Iltg-CFL | Incandescent Lamp: average Watts = 97.7 |  | 24W Compact Fluorescent Lamp: Pin-base, Outdoor-rated, All types | CFLratio0407 |  | CFL-Pin-Res-Out-24W | Standard |  | Lighting | Outdoor General Lighting | Lighting - Hard-wired fixture | CFL Fixture
675 | Res-Oltg-CFL-Pin-25W | 25 Watt CFL, outdoor-rated, pin-base, replaces Incandescdent (Wattage ratio = 4.07) | DEER2011 | D11 v4.00 | 2011-09-15 | NULL | ErRobNc | Iltg-Com-Incand | Res-Oltg-dWatt-CFL | NULL | DEER | Scaled | BaseRatio |  | 76.75 |  | None |  | FALSE |  | TRUE | Res | All | Lighting | OutGen | Ltg_Wired | CFL_fixt |  |  | Iltg-CFL | Incandescent Lamp: average Watts = 101.8 |  | 25W Compact Fluorescent Lamp: Pin-base, Outdoor-rated, All types | CFLratio0407 |  | CFL-Pin-Res-Out-25W | Standard |  | Lighting | Outdoor General Lighting | Lighting - Hard-wired fixture | CFL Fixture
676 | Res-Oltg-CFL-Pin-26W | 26 Watt CFL, outdoor-rated, pin-base, replaces Incandescdent (Wattage ratio = 4.07) | DEER2011 | D11 v4.00 | 2011-09-15 | NULL | ErRobNc | Iltg-Com-Incand | Res-Oltg-dWatt-CFL | NULL | DEER | Scaled | BaseRatio |  | 79.82 |  | None |  | FALSE |  | TRUE | Res | All | Lighting | OutGen | Ltg_Wired | CFL_fixt |  |  | Iltg-CFL | Incandescent Lamp: average Watts = 105.8 |  | 26W Compact Fluorescent Lamp: Pin-base, Outdoor-rated, All types | CFLratio0407 |  | CFL-Pin-Res-Out-26W | Standard |  | Lighting | Outdoor General Lighting | Lighting - Hard-wired fixture | CFL Fixture
677 | Res-Oltg-CFL-Pin-27W | 27 Watt CFL, outdoor-rated, pin-base, replaces Incandescdent (Wattage ratio = 4.07) | DEER2011 | D11 v4.00 | 2011-09-15 | NULL | ErRobNc | Iltg-Com-Incand | Res-Oltg-dWatt-CFL | NULL | DEER | Scaled | BaseRatio |  | 82.89 |  | None |  | FALSE |  | TRUE | Res | All | Lighting | OutGen | Ltg_Wired | CFL_fixt |  |  | Iltg-CFL | Incandescent Lamp: average Watts = 109.9 |  | 27W Compact Fluorescent Lamp: Pin-base, Outdoor-rated, All types | CFLratio0407 |  | CFL-Pin-Res-Out-27W | Standard |  | Lighting | Outdoor General Lighting | Lighting - Hard-wired fixture | CFL Fixture
678 | Res-Oltg-CFL-Pin-28W | 28 Watt CFL, outdoor-rated, pin-base, replaces Incandescdent (Wattage ratio = 4.07) | DEER2011 | D11 v4.00 | 2011-09-15 | NULL | ErRobNc | Iltg-Com-Incand | Res-Oltg-dWatt-CFL | NULL | DEER | Scaled | BaseRatio |  | 85.96 |  | None |  | FALSE |  | TRUE | Res | All | Lighting | OutGen | Ltg_Wired | CFL_fixt |  |  | Iltg-CFL | Incandescent Lamp: average Watts = 114.0 |  | 28W Compact Fluorescent Lamp: Pin-base, Outdoor-rated, All types | CFLratio0407 |  | CFL-Pin-Res-Out-28W | Standard |  | Lighting | Outdoor General Lighting | Lighting - Hard-wired fixture | CFL Fixture
679 | Res-Oltg-CFL-Pin-32W | 32 Watt CFL, outdoor-rated, pin-base, replaces Incandescdent (Wattage ratio = 4.07) | DEER2011 | D11 v4.00 | 2011-09-15 | NULL | ErRobNc | Iltg-Com-Incand | Res-Oltg-dWatt-CFL | NULL | DEER | Scaled | BaseRatio |  | 98.24 |  | None |  | FALSE |  | TRUE | Res | All | Lighting | OutGen | Ltg_Wired | CFL_fixt |  |  | Iltg-CFL | Incandescent Lamp: average Watts = 130.2 |  | 32W Compact Fluorescent Lamp: Pin-base, Outdoor-rated, All types | CFLratio0407 |  | CFL-Pin-Res-Out-32W | Standard |  | Lighting | Outdoor General Lighting | Lighting - Hard-wired fixture | CFL Fixture
680 | Res-Oltg-CFL-Pin-34W | 34 Watt CFL, outdoor-rated, pin-base, replaces Incandescdent (Wattage ratio = 4.07) | DEER2011 | D11 v4.00 | 2011-09-15 | NULL | ErRobNc | Iltg-Com-Incand | Res-Oltg-dWatt-CFL | NULL | DEER | Scaled | BaseRatio |  | 104.38 |  | None |  | FALSE |  | TRUE | Res | All | Lighting | OutGen | Ltg_Wired | CFL_fixt |  |  | Iltg-CFL | Incandescent Lamp: average Watts = 138.4 |  | 34W Compact Fluorescent Lamp: Pin-base, Outdoor-rated, All types | CFLratio0407 |  | CFL-Pin-Res-Out-34W | Standard |  | Lighting | Outdoor General Lighting | Lighting - Hard-wired fixture | CFL Fixture
681 | Res-Oltg-CFL-Pin-35W | 35 Watt CFL, outdoor-rated, pin-base, replaces Incandescdent (Wattage ratio = 4.07) | DEER2011 | D11 v4.00 | 2011-09-15 | NULL | ErRobNc | Iltg-Com-Incand | Res-Oltg-dWatt-CFL | NULL | DEER | Scaled | BaseRatio |  | 107.45 |  | None |  | FALSE |  | TRUE | Res | All | Lighting | OutGen | Ltg_Wired | CFL_fixt |  |  | Iltg-CFL | Incandescent Lamp: average Watts = 142.5 |  | 35W Compact Fluorescent Lamp: Pin-base, Outdoor-rated, All types | CFLratio0407 |  | CFL-Pin-Res-Out-35W | Standard |  | Lighting | Outdoor General Lighting | Lighting - Hard-wired fixture | CFL Fixture
682 | Res-Oltg-CFL-Pin-36W | 36 Watt CFL, outdoor-rated, pin-base, replaces Incandescdent (Wattage ratio = 4.07) | DEER2011 | D11 v4.00 | 2011-09-15 | NULL | ErRobNc | Iltg-Com-Incand | Res-Oltg-dWatt-CFL | NULL | DEER | Scaled | BaseRatio |  | 110.52 |  | None |  | FALSE |  | TRUE | Res | All | Lighting | OutGen | Ltg_Wired | CFL_fixt |  |  | Iltg-CFL | Incandescent Lamp: average Watts = 146.5 |  | 36W Compact Fluorescent Lamp: Pin-base, Outdoor-rated, All types | CFLratio0407 |  | CFL-Pin-Res-Out-36W | Standard |  | Lighting | Outdoor General Lighting | Lighting - Hard-wired fixture | CFL Fixture
683 | Res-Oltg-CFL-Pin-40W | 40 Watt CFL, outdoor-rated, pin-base, replaces Incandescdent (Wattage ratio = 4.07) | DEER2011 | D11 v4.00 | 2011-09-15 | NULL | ErRobNc | Iltg-Com-Incand | Res-Oltg-dWatt-CFL | NULL | DEER | Scaled | BaseRatio |  | 122.8 |  | None |  | FALSE |  | TRUE | Res | All | Lighting | OutGen | Ltg_Wired | CFL_fixt |  |  | Iltg-CFL | Incandescent Lamp: average Watts = 162.8 |  | 40W Compact Fluorescent Lamp: Pin-base, Outdoor-rated, All types | CFLratio0407 |  | CFL-Pin-Res-Out-40W | Standard |  | Lighting | Outdoor General Lighting | Lighting - Hard-wired fixture | CFL Fixture
684 | Res-Oltg-CFL-Pin-42W | 42 Watt CFL, outdoor-rated, pin-base, replaces Incandescdent (Wattage ratio = 4.07) | DEER2011 | D11 v4.00 | 2011-09-15 | NULL | ErRobNc | Iltg-Com-Incand | Res-Oltg-dWatt-CFL | NULL | DEER | Scaled | BaseRatio |  | 128.94 |  | None |  | FALSE |  | TRUE | Res | All | Lighting | OutGen | Ltg_Wired | CFL_fixt |  |  | Iltg-CFL | Incandescent Lamp: average Watts = 170.9 |  | 42W Compact Fluorescent Lamp: Pin-base, Outdoor-rated, All types | CFLratio0407 |  | CFL-Pin-Res-Out-42W | Standard |  | Lighting | Outdoor General Lighting | Lighting - Hard-wired fixture | CFL Fixture
685 | Res-Oltg-CFL-Pin-50W | 50 Watt CFL, outdoor-rated, pin-base, replaces Incandescdent (Wattage ratio = 4.07) | DEER2011 | D11 v4.00 | 2011-09-15 | NULL | ErRobNc | Iltg-Com-Incand | Res-Oltg-dWatt-CFL | NULL | DEER | Scaled | BaseRatio |  | 153.5 |  | None |  | FALSE |  | TRUE | Res | All | Lighting | OutGen | Ltg_Wired | CFL_fixt |  |  | Iltg-CFL | Incandescent Lamp: average Watts = 203.5 |  | 50W Compact Fluorescent Lamp: Pin-base, Outdoor-rated, All types | CFLratio0407 |  | CFL-Pin-Res-Out-50W | Standard |  | Lighting | Outdoor General Lighting | Lighting - Hard-wired fixture | CFL Fixture
686 | Res-Oltg-CFL-Pin-55W | 55 Watt CFL, outdoor-rated, pin-base, replaces Incandescdent (Wattage ratio = 4.07) | DEER2011 | D11 v4.00 | 2011-09-15 | NULL | ErRobNc | Iltg-Com-Incand | Res-Oltg-dWatt-CFL | NULL | DEER | Scaled | BaseRatio |  | 168.85 |  | None |  | FALSE |  | TRUE | Res | All | Lighting | OutGen | Ltg_Wired | CFL_fixt |  |  | Iltg-CFL | Incandescent Lamp: average Watts = 223.9 |  | 55W Compact Fluorescent Lamp: Pin-base, Outdoor-rated, All types | CFLratio0407 |  | CFL-Pin-Res-Out-55W | Standard |  | Lighting | Outdoor General Lighting | Lighting - Hard-wired fixture | CFL Fixture
687 | Res-Oltg-CFL-Pin-57W | 57 Watt CFL, outdoor-rated, pin-base, replaces Incandescdent (Wattage ratio = 4.07) | DEER2011 | D11 v4.00 | 2011-09-15 | NULL | ErRobNc | Iltg-Com-Incand | Res-Oltg-dWatt-CFL | NULL | DEER | Scaled | BaseRatio |  | 174.99 |  | None |  | FALSE |  | TRUE | Res | All | Lighting | OutGen | Ltg_Wired | CFL_fixt |  |  | Iltg-CFL | Incandescent Lamp: average Watts = 232.0 |  | 57W Compact Fluorescent Lamp: Pin-base, Outdoor-rated, All types | CFLratio0407 |  | CFL-Pin-Res-Out-57W | Standard |  | Lighting | Outdoor General Lighting | Lighting - Hard-wired fixture | CFL Fixture
688 | Res-Oltg-CFL-Pin-60W | 60 Watt CFL, outdoor-rated, pin-base, replaces Incandescdent (Wattage ratio = 4.07) | DEER2011 | D11 v4.00 | 2011-09-15 | NULL | ErRobNc | Iltg-Com-Incand | Res-Oltg-dWatt-CFL | NULL | DEER | Scaled | BaseRatio |  | 184.2 |  | None |  | FALSE |  | TRUE | Res | All | Lighting | OutGen | Ltg_Wired | CFL_fixt |  |  | Iltg-CFL | Incandescent Lamp: average Watts = 244.2 |  | 60W Compact Fluorescent Lamp: Pin-base, Outdoor-rated, All types | CFLratio0407 |  | CFL-Pin-Res-Out-60W | Standard |  | Lighting | Outdoor General Lighting | Lighting - Hard-wired fixture | CFL Fixture
689 | Res-Oltg-CFL-Pin-75W | 75 Watt CFL, outdoor-rated, pin-base, replaces Incandescdent (Wattage ratio = 4.07) | DEER2011 | D11 v4.00 | 2011-09-15 | NULL | ErRobNc | Iltg-Com-Incand | Res-Oltg-dWatt-CFL | NULL | DEER | Scaled | BaseRatio |  | 230.25 |  | None |  | FALSE |  | TRUE | Res | All | Lighting | OutGen | Ltg_Wired | CFL_fixt |  |  | Iltg-CFL | Incandescent Lamp: average Watts = 305.3 |  | 75W Compact Fluorescent Lamp: Pin-base, Outdoor-rated, All types | CFLratio0407 |  | CFL-Pin-Res-Out-75W | Standard |  | Lighting | Outdoor General Lighting | Lighting - Hard-wired fixture | CFL Fixture
690 | Res-Oltg-CFL-Pin-80W | 80 Watt CFL, outdoor-rated, pin-base, replaces Incandescdent (Wattage ratio = 4.07) | DEER2011 | D11 v4.00 | 2011-09-15 | NULL | ErRobNc | Iltg-Com-Incand | Res-Oltg-dWatt-CFL | NULL | DEER | Scaled | BaseRatio |  | 245.6 |  | None |  | FALSE |  | TRUE | Res | All | Lighting | OutGen | Ltg_Wired | CFL_fixt |  |  | Iltg-CFL | Incandescent Lamp: average Watts = 325.6 |  | 80W Compact Fluorescent Lamp: Pin-base, Outdoor-rated, All types | CFLratio0407 |  | CFL-Pin-Res-Out-80W | Standard |  | Lighting | Outdoor General Lighting | Lighting - Hard-wired fixture | CFL Fixture
691 | Res-Oltg-CFL-Pin-85W | 85 Watt CFL, outdoor-rated, pin-base, replaces Incandescdent (Wattage ratio = 4.07) | DEER2011 | D11 v4.00 | 2011-09-15 | NULL | ErRobNc | Iltg-Com-Incand | Res-Oltg-dWatt-CFL | NULL | DEER | Scaled | BaseRatio |  | 260.95 |  | None |  | FALSE |  | TRUE | Res | All | Lighting | OutGen | Ltg_Wired | CFL_fixt |  |  | Iltg-CFL | Incandescent Lamp: average Watts = 346.0 |  | 85W Compact Fluorescent Lamp: Pin-base, Outdoor-rated, All types | CFLratio0407 |  | CFL-Pin-Res-Out-85W | Standard |  | Lighting | Outdoor General Lighting | Lighting - Hard-wired fixture | CFL Fixture
692 | Res-Oltg-CFL-Pin-95W | 95 Watt CFL, outdoor-rated, pin-base, replaces Incandescdent (Wattage ratio = 4.07) | DEER2011 | D11 v4.00 | 2011-09-15 | NULL | ErRobNc | Iltg-Com-Incand | Res-Oltg-dWatt-CFL | NULL | DEER | Scaled | BaseRatio |  | 291.65 |  | None |  | FALSE |  | TRUE | Res | All | Lighting | OutGen | Ltg_Wired | CFL_fixt |  |  | Iltg-CFL | Incandescent Lamp: average Watts = 386.7 |  | 95W Compact Fluorescent Lamp: Pin-base, Outdoor-rated, All types | CFLratio0407 |  | CFL-Pin-Res-Out-95W | Standard |  | Lighting | Outdoor General Lighting | Lighting - Hard-wired fixture | CFL Fixture
693 | Res-Oltg-CFL-Pin-110W | 110 Watt CFL, outdoor-rated, pin-base, replaces Incandescdent (Wattage ratio = 4.07) | DEER2011 | D11 v4.00 | 2011-09-15 | NULL | ErRobNc | Iltg-Com-Incand | Res-Oltg-dWatt-CFL | NULL | DEER | Scaled | BaseRatio |  | 337.7 |  | None |  | FALSE |  | TRUE | Res | All | Lighting | OutGen | Ltg_Wired | CFL_fixt |  |  | Iltg-CFL | Incandescent Lamp: average Watts = 447.7 |  | 110W Compact Fluorescent Lamp: Pin-base, Outdoor-rated, All types | CFLratio0407 |  | CFL-Pin-Res-Out-110W | Standard |  | Lighting | Outdoor General Lighting | Lighting - Hard-wired fixture | CFL Fixture
694 | Res-Oltg-CFL-Pin-120W | 120 Watt CFL, outdoor-rated, pin-base, replaces Incandescdent (Wattage ratio = 4.07) | DEER2011 | D11 v4.00 | 2009-09-15 | NULL | ErRobNc | Iltg-Com-Incand | Res-Oltg-dWatt-CFL | NULL | DEER | Scaled | BaseRatio |  | 368.4 |  | None |  | FALSE |  | TRUE | Res | All | Lighting | OutGen | Ltg_Wired | CFL_fixt |  |  | Iltg-CFL | Incandescent Lamp: average Watts = 488.4 |  | 120W Compact Fluorescent Lamp: Pin-base, Outdoor-rated, All types | CFLratio0407 |  | CFL-Pin-Res-Out-120W | Standard |  | Lighting | Outdoor General Lighting | Lighting - Hard-wired fixture | CFL Fixture
695 | D03-401 | Programmable Thermostat | DEER2011 | D05 v2.01 | 2006-06-15 |  |  |  | D03-401 |  | DEER | Standard | None |  |  |  | None |  | FALSE |  | FALSE | Res | All | HVAC | HeatCool | HV_Tech | TStat |  |  |  | No night setback/setup | Title 24 minimum, programmable thermostat | Programmable Thermostat |  |  |  | Standard |  | HVAC | Space Heating and Cooling | HVAC Technology | Thermostat
699 | D03-405 | Direct Evaporative Cooler | DEER2011 | D05 v2.01 | 2006-06-15 |  |  |  | D03-405 |  | DEER | Standard | None |  |  |  | None |  | FALSE |  | FALSE | Res | All | HVAC | SpaceCool | EvapCool_eq | ResEvap |  |  |  | 10.0 SEER Split-System Air Conditioner | T24 minimum: 13 SEER(11.09 EER) Split System Air Conditioner | Direct Evaporative Cooler |  |  |  | Standard |  | HVAC | Space Cooling | Evaporative Cooling Equipment | Residential Evaporative Cooler
700 | D03-406 | Indirect Evaporative Cooler | DEER2011 | D05 v2.01 | 2006-06-15 |  |  |  | D03-406 |  | DEER | Standard | None |  |  |  | None |  | FALSE |  | FALSE | Res | All | HVAC | SpaceCool | EvapCool_eq | ResEvap |  |  |  | 10.0 SEER Split-System Air Conditioner | T24 minimum: 13 SEER(11.09 EER) Split System Air Conditioner | Indirect Evaporative Cooler |  |  |  | Standard |  | HVAC | Space Cooling | Evaporative Cooling Equipment | Residential Evaporative Cooler
701 | D03-407 | Direct-Indirect Evaporative Cooler | DEER2011 | D05 v2.01 | 2006-06-15 |  |  |  | D03-407 |  | DEER | Standard | None |  |  |  | None |  | FALSE |  | FALSE | Res | All | HVAC | SpaceCool | EvapCool_eq | ResEvap |  |  |  | 10.0 SEER Split-System Air Conditioner | T24 minimum: 13 SEER(11.09 EER) Split System Air Conditioner | Direct-Indirect Evaporative Cooler |  |  |  | Standard |  | HVAC | Space Cooling | Evaporative Cooling Equipment | Residential Evaporative Cooler
718 | D03-426 | Floor R-0 to R-19 Insulation Batts | DEER2011 | D05 v2.01 | 2006-06-15 |  |  |  | D03-426 |  | DEER | Standard | None |  |  |  | None |  | FALSE |  | FALSE | Res | All | BldgEnv | Opaque | BldgShell | FloorIns |  |  |  | R-0 Floor Insulation | Overall floor U-factor based on climate zone | Floor R-0 to R-19 Insulation Batts |  |  |  | Standard |  | Building Envelope | Opaque Envelope | Building Shell (Opaque) | Floor Insulation
719 | D03-427 | Floor R-0 to R-30 Insulation Batts | DEER2011 | D05 v2.01 | 2006-06-15 |  |  |  | D03-427 |  | DEER | Standard | None |  |  |  | None |  | FALSE |  | FALSE | Res | All | BldgEnv | Opaque | BldgShell | FloorIns |  |  |  | R-0 Floor Insulation | Overall floor U-factor based on climate zone | Floor R-0 to R-30 Insulation Batts |  |  |  | Standard |  | Building Envelope | Opaque Envelope | Building Shell (Opaque) | Floor Insulation
720 | D03-428 | Floor R-19 to R-30 Insulation-Batts | DEER2011 | D05 v2.01 | 2006-06-15 |  |  |  | D03-428 |  | DEER | Standard | None |  |  |  | None |  | FALSE |  | FALSE | Res | All | BldgEnv | Opaque | BldgShell | FloorIns |  |  |  | R-19 Floor Insulation | Overall floor U-factor based on climate zone | Floor R-19 to R-30 Insulation-Batts |  |  |  | Standard |  | Building Envelope | Opaque Envelope | Building Shell (Opaque) | Floor Insulation
721 | D03-429 | Wall 2x4 R-15 Insulation-Batts | DEER2011 | D05 v2.01 | 2006-06-15 |  |  |  | D03-429 |  | DEER | Standard | None |  |  |  | None |  | FALSE |  | FALSE | Res | All | BldgEnv | Opaque | BldgShell | WallBattIns |  |  |  | Per 2005 Vintage Description | Overall wall U-factor based on climate zone | Wall 2x4 R-15 Insulation-Batts |  |  |  | Standard |  | Building Envelope | Opaque Envelope | Building Shell (Opaque) | Wall Batt Insulation
722 | D03-430 | Wall 2x6 R-19 Insulation-Batts | DEER2011 | D05 v2.01 | 2006-06-15 |  |  |  | D03-430 |  | DEER | Standard | None |  |  |  | None |  | FALSE |  | FALSE | Res | All | BldgEnv | Opaque | BldgShell | WallBattIns |  |  |  | Per 2005 Vintage Description | Overall wall U-factor based on climate zone | Wall 2x6 R-19 Insulation-Batts |  |  |  | Standard |  | Building Envelope | Opaque Envelope | Building Shell (Opaque) | Wall Batt Insulation
723 | D03-431 | Wall 2x6 R-21 Insulation-Batts | DEER2011 | D05 v2.01 | 2006-06-15 |  |  |  | D03-431 |  | DEER | Standard | None |  |  |  | None |  | FALSE |  | FALSE | Res | All | BldgEnv | Opaque | BldgShell | WallBattIns |  |  |  | Per 2005 Vintage Description | Overall wall U-factor based on climate zone | Wall 2x6 R-21 Insulation-Batts |  |  |  | Standard |  | Building Envelope | Opaque Envelope | Building Shell (Opaque) | Wall Batt Insulation
724 | D03-435 | Wall 2x4 R-13 Batts + R-5 Rigid | DEER2011 | D05 v2.01 | 2006-06-15 |  |  |  | D03-435 |  | DEER | Standard | None |  |  |  | None |  | FALSE |  | FALSE | Res | All | BldgEnv | Opaque | BldgShell | WallBattIns |  |  |  | Per 2005 Vintage Description | Overall wall U-factor based on climate zone | Wall 2x4 R-13 Batts + R-5 Rigid |  |  |  | Standard |  | Building Envelope | Opaque Envelope | Building Shell (Opaque) | Wall Batt Insulation
725 | D03-436 | Wall 2x6 R-19 Batts + R-5 Rigid | DEER2011 | D05 v2.01 | 2006-06-15 |  |  |  | D03-436 |  | DEER | Standard | None |  |  |  | None |  | FALSE |  | FALSE | Res | All | BldgEnv | Opaque | BldgShell | WallBattIns |  |  |  | Per 2005 Vintage Description | Overall wall U-factor based on climate zone | Wall 2x6 R-19 Batts + R-5 Rigid |  |  |  | Standard |  | Building Envelope | Opaque Envelope | Building Shell (Opaque) | Wall Batt Insulation
726 | D03-437 | Wall 2x6 R-21 Batts + R-5 Rigid | DEER2011 | D05 v2.01 | 2006-06-15 |  |  |  | D03-437 |  | DEER | Standard | None |  |  |  | None |  | FALSE |  | FALSE | Res | All | BldgEnv | Opaque | BldgShell | WallBattIns |  |  |  | Per 2005 Vintage Description | Overall wall U-factor based on climate zone | Wall 2x6 R-21 Batts + R-5 Rigid |  |  |  | Standard |  | Building Envelope | Opaque Envelope | Building Shell (Opaque) | Wall Batt Insulation
756 | D03-003 | Occupancy Sensor Pack-200 SF | DEER2011 | D05 v2.01 | 2006-06-15 |  |  |  | D03-003 |  | DEER | Standard | None |  |  |  | None |  | FALSE |  | FALSE | Com | All | Lighting | InGen | Ltg_Wired | LtSensor |  |  |  | existing lighting levels, by activity area, reviewed/modified | T24 code baseline matches prototype | lighting level reduced based on bldg type, activity area |  |  |  | Standard |  | Lighting | Indoor General Lighting | Lighting - Hard-wired fixture | Light Sensor
757 | D03-004 | Occupancy Sensor Pack-1000 SF | DEER2011 | D05 v2.01 | 2006-06-15 |  |  |  | D03-004 |  | DEER | Standard | None |  |  |  | None |  | FALSE |  | FALSE | Com | All | Lighting | InGen | Ltg_Wired | LtSensor |  |  |  | existing lighting levels, by activity area, reviewed/modified | T24 code baseline matches prototype | lighting level reduced based on bldg type, activity area |  |  |  | Standard |  | Lighting | Indoor General Lighting | Lighting - Hard-wired fixture | Light Sensor
758 | D03-005 | DayLtg Controls, Side Ltg, Cont. Ctrl | DEER2011 | D05 v2.01 | 2006-06-15 |  |  |  | D03-005 |  | DEER | Standard | None |  |  |  | None |  | FALSE |  | FALSE | Com | All | Lighting | InGen | Ltg_Wired | LtSensor |  |  |  | Standard glass type, window-wall fraction | T24 glazing performance matches prototype level, no controls installed | add daylighting controls, min. lumen level based on bldg type |  |  |  | Standard |  | Lighting | Indoor General Lighting | Lighting - Hard-wired fixture | Light Sensor
759 | D03-006 | DayLtg Controls, Side Ltg, 2-step Ctrl | DEER2011 | D05 v2.01 | 2006-06-15 |  |  |  | D03-006 |  | DEER | Standard | None |  |  |  | None |  | FALSE |  | FALSE | Com | All | Lighting | InGen | Ltg_Wired | LtSensor |  |  |  | Standard glass type, window-wall fraction | T24 glazing performance matches prototype level, no controls installed | add daylighting controls, min. lumen level based on bldg type |  |  |  | Standard |  | Lighting | Indoor General Lighting | Lighting - Hard-wired fixture | Light Sensor
760 | D03-007 | DayLtg Controls, Top Ltg, Cont. Ctrl | DEER2011 | D05 v2.01 | 2006-06-15 |  |  |  | D03-007 |  | DEER | Standard | None |  |  |  | None |  | FALSE |  | FALSE | Com | All | Lighting | InGen | Ltg_Wired | LtSensor |  |  |  | skylights included, fraction of roof area based on bldg type | T24 glazing performance matches prototype level, no controls installed | add daylighting controls, min. lumen level based on bldg type |  |  |  | Standard |  | Lighting | Indoor General Lighting | Lighting - Hard-wired fixture | Light Sensor
761 | D03-008 | DayLtg Controls, Top Ltg, 1-step Ctrl | DEER2011 | D05 v2.01 | 2006-06-15 |  |  |  | D03-008 |  | DEER | Standard | None |  |  |  | None |  | FALSE |  | FALSE | Com | All | Lighting | InGen | Ltg_Wired | LtSensor |  |  |  | skylights included, fraction of roof area based on bldg type | T24 glazing performance matches prototype level, no controls installed | add daylighting controls, min. lumen level based on bldg type |  |  |  | Standard |  | Lighting | Indoor General Lighting | Lighting - Hard-wired fixture | Light Sensor
762 | D03-009 | DayLtg Controls, Top Ltg, 2-step Ctrl | DEER2011 | D05 v2.01 | 2006-06-15 |  |  |  | D03-009 |  | DEER | Standard | None |  |  |  | None |  | FALSE |  | FALSE | Com | All | Lighting | InGen | Ltg_Wired | LtSensor |  |  |  | skylights included, fraction of roof area based on bldg type | T24 glazing performance matches prototype level, no controls installed | add daylighting controls, min. lumen level based on bldg type |  |  |  | Standard |  | Lighting | Indoor General Lighting | Lighting - Hard-wired fixture | Light Sensor
763 | D03-010 | Timeclock for Lighting | DEER2011 | D05 v2.01 | 2006-06-15 |  |  |  | D03-010 |  | DEER | Standard | None |  |  |  | None |  | FALSE |  | FALSE | Com | All | Lighting | InGen | Ltg_Wired | Timer |  |  |  | unoccupied lighting power density based on bldg type | T24 lighting schedules assume automatic shut-off | minimum unoccupied lighting power density based on bldg type |  |  |  | Standard |  | Lighting | Indoor General Lighting | Lighting - Hard-wired fixture | Time Clock
766 | D03-013 | Ceiling/Roof Insulation | DEER2011 | D05 v2.01 | 2006-06-15 |  |  |  | D03-013 |  | DEER | Standard | None |  |  |  | None |  | FALSE |  | FALSE | Com | All | BldgEnv | Opaque | BldgShell | AttBatIns |  |  |  | Ceiling R-value based on vintage and climate zone | T24 maximum overall U-Factor per Table | Ceiling R-value for oldest vintages increased to 'new' level |  |  |  | Standard |  | Building Envelope | Opaque Envelope | Building Shell (Opaque) | Attic Batt Insulation
768 | D03-016 | Light Colored Roof | DEER2011 | D05 v2.01 | 2006-06-15 |  |  |  | D03-016 |  | DEER | Standard | None |  |  |  | None |  | FALSE |  | FALSE | Com | All | BldgEnv | Opaque | BldgShell | CoolRoof |  |  |  | Roof absorptivity = 0.8 | T24 minimimum: cool roof per Section 118(i) | Roof absorptivity = 0.45 |  |  |  | Standard |  | Building Envelope | Opaque Envelope | Building Shell (Opaque) | Cool Roof
769 | D03-017 | Low SHGC Windows -15% - North | DEER2011 | D05 v2.01 | 2006-06-15 |  |  |  | D03-017 |  | DEER | Standard | None |  |  |  | None |  | FALSE |  | FALSE | Com | All | BldgEnv | Fenestration | Fenest | ManufWin |  |  |  | glass type as defined by location and window-wall ratio | T24 maximum SHGC matches prototype level | North glass SHGC 15% less than required by T-24 |  |  |  | Standard |  | Building Envelope | Fenestration | Fenestration | Manufactured Window
770 | D03-018 | Low SHGC Windows -20% - East | DEER2011 | D05 v2.01 | 2006-06-15 |  |  |  | D03-018 |  | DEER | Standard | None |  |  |  | None |  | FALSE |  | FALSE | Com | All | BldgEnv | Fenestration | Fenest | ManufWin |  |  |  | glass type as defined by location and window-wall ratio | T24 maximum SHGC matches prototype level | East glass SHGC 20% less than required by T-24 |  |  |  | Standard |  | Building Envelope | Fenestration | Fenestration | Manufactured Window
771 | D03-019 | Low SHGC Windows -20% - South | DEER2011 | D05 v2.01 | 2006-06-15 |  |  |  | D03-019 |  | DEER | Standard | None |  |  |  | None |  | FALSE |  | FALSE | Com | All | BldgEnv | Fenestration | Fenest | ManufWin |  |  |  | glass type as defined by location and window-wall ratio | T24 maximum SHGC matches prototype level | South glass SHGC 20% less than required by T-24 |  |  |  | Standard |  | Building Envelope | Fenestration | Fenestration | Manufactured Window
772 | D03-020 | Low SHGC Windows -20% - West | DEER2011 | D05 v2.01 | 2006-06-15 |  |  |  | D03-020 |  | DEER | Standard | None |  |  |  | None |  | FALSE |  | FALSE | Com | All | BldgEnv | Fenestration | Fenest | ManufWin |  |  |  | glass type as defined by location and window-wall ratio | T24 maximum SHGC matches prototype level | West glass SHGC 20% less than required by T-24 |  |  |  | Standard |  | Building Envelope | Fenestration | Fenestration | Manufactured Window
773 | D03-021 | Low SHGC Windows -20% - North | DEER2011 | D05 v2.01 | 2006-06-15 |  |  |  | D03-021 |  | DEER | Standard | None |  |  |  | None |  | FALSE |  | FALSE | Com | All | BldgEnv | Fenestration | Fenest | ManufWin |  |  |  | glass type as defined by location and window-wall ratio | T24 maximum SHGC matches prototype level | North glass SHGC 20% less than required by T-24 |  |  |  | Standard |  | Building Envelope | Fenestration | Fenestration | Manufactured Window
774 | D03-022 | Low SHGC Windows -30% - East | DEER2011 | D05 v2.01 | 2006-06-15 |  |  |  | D03-022 |  | DEER | Standard | None |  |  |  | None |  | FALSE |  | FALSE | Com | All | BldgEnv | Fenestration | Fenest | ManufWin |  |  |  | glass type as defined by location and window-wall ratio | T24 maximum SHGC matches prototype level | East glass SHGC 30% less than required by T-24 |  |  |  | Standard |  | Building Envelope | Fenestration | Fenestration | Manufactured Window
775 | D03-023 | Low SHGC Windows -30% - South | DEER2011 | D05 v2.01 | 2006-06-15 |  |  |  | D03-023 |  | DEER | Standard | None |  |  |  | None |  | FALSE |  | FALSE | Com | All | BldgEnv | Fenestration | Fenest | ManufWin |  |  |  | glass type as defined by location and window-wall ratio | T24 maximum SHGC matches prototype level | South glass SHGC 30% less than required by T-24 |  |  |  | Standard |  | Building Envelope | Fenestration | Fenestration | Manufactured Window
776 | D03-024 | Low SHGC Windows -30% - West | DEER2011 | D05 v2.01 | 2006-06-15 |  |  |  | D03-024 |  | DEER | Standard | None |  |  |  | None |  | FALSE |  | FALSE | Com | All | BldgEnv | Fenestration | Fenest | ManufWin |  |  |  | glass type as defined by location and window-wall ratio | T24 maximum SHGC matches prototype level | West glass SHGC 30% less than required by T-24 |  |  |  | Standard |  | Building Envelope | Fenestration | Fenestration | Manufactured Window
777 | D03-025 | Hi Perf. Glass, PI=1.15, Side Ltg, Cont. Ctrl | DEER2011 | D05 v2.01 | 2006-06-15 |  |  |  | D03-025 |  | DEER | Standard | None |  |  |  | None |  | FALSE |  | FALSE | Com | All | BldgEnv | Fenestration | Fenest | ManufWin |  |  |  | base case has std glass types, no daylighting controls | T24 glazing performance matches prototype level, no controls installed | glass w/ indicated performance index in daylit spaces, cont. ctrl |  |  |  | Standard |  | Building Envelope | Fenestration | Fenestration | Manufactured Window
778 | D03-026 | Hi Perf. Glass, PI=1.26, Side Ltg, Cont. Ctrl | DEER2011 | D05 v2.01 | 2006-06-15 |  |  |  | D03-026 |  | DEER | Standard | None |  |  |  | None |  | FALSE |  | FALSE | Com | All | BldgEnv | Fenestration | Fenest | ManufWin |  |  |  | base case has std glass types, no daylighting controls | T24 glazing performance matches prototype level, no controls installed | glass w/ indicated performance index in daylit spaces, cont. ctrl |  |  |  | Standard |  | Building Envelope | Fenestration | Fenestration | Manufactured Window
779 | D03-027 | Hi Perf. Glass, PI=1.38, Side Ltg, Cont. Ctrl | DEER2011 | D05 v2.01 | 2006-06-15 |  |  |  | D03-027 |  | DEER | Standard | None |  |  |  | None |  | FALSE |  | FALSE | Com | All | BldgEnv | Fenestration | Fenest | ManufWin |  |  |  | base case has std glass types, no daylighting controls | T24 glazing performance matches prototype level, no controls installed | glass w/ indicated performance index in daylit spaces, cont. ctrl |  |  |  | Standard |  | Building Envelope | Fenestration | Fenestration | Manufactured Window
780 | D03-028 | Hi Perf. Glass, PI=1.15, Side Ltg, 2-Step Ctrl | DEER2011 | D05 v2.01 | 2006-06-15 |  |  |  | D03-028 |  | DEER | Standard | None |  |  |  | None |  | FALSE |  | FALSE | Com | All | BldgEnv | Fenestration | Fenest | ManufWin |  |  |  | base case has std glass types, no daylighting controls | T24 glazing performance matches prototype level, no controls installed | glass w/ indicated performance index in daylit spaces, 2-step ctrl |  |  |  | Standard |  | Building Envelope | Fenestration | Fenestration | Manufactured Window
781 | D03-029 | Hi Perf. Glass, PI=1.26, Side Ltg, 2-Step Ctrl | DEER2011 | D05 v2.01 | 2006-06-15 |  |  |  | D03-029 |  | DEER | Standard | None |  |  |  | None |  | FALSE |  | FALSE | Com | All | BldgEnv | Fenestration | Fenest | ManufWin |  |  |  | base case has std glass types, no daylighting controls | T24 glazing performance matches prototype level, no controls installed | glass w/ indicated performance index in daylit spaces, 2-step ctrl |  |  |  | Standard |  | Building Envelope | Fenestration | Fenestration | Manufactured Window
782 | D03-030 | Hi Perf. Glass, PI=1.38, Side Ltg, 2-Step Ctrl | DEER2011 | D05 v2.01 | 2006-06-15 |  |  |  | D03-030 |  | DEER | Standard | None |  |  |  | None |  | FALSE |  | FALSE | Com | All | BldgEnv | Fenestration | Fenest | ManufWin |  |  |  | base case has std glass types, no daylighting controls | T24 glazing performance matches prototype level, no controls installed | glass w/ indicated performance index in daylit spaces, 2-step ctrl |  |  |  | Standard |  | Building Envelope | Fenestration | Fenestration | Manufactured Window
783 | D03-031 | Hi Perf. Glass, PI=0.81, Top Ltg, Cont. Ctrl | DEER2011 | D05 v2.01 | 2006-06-15 |  |  |  | D03-031 |  | DEER | Standard | None |  |  |  | None |  | FALSE |  | FALSE | Com | All | BldgEnv | Fenestration | Fenest | ManufWin |  |  |  | skylights with properties based on location, no dayltg ctrls | T24 skylight performance matches prototype level, no controls installed | skylight w/ indicated performance index & T24 reqmts in daylit spaces, cont. ctrl |  |  |  | Standard |  | Building Envelope | Fenestration | Fenestration | Manufactured Window
784 | D03-032 | Hi Perf. Glass, PI=0.92, Top Ltg, Cont. Ctrl | DEER2011 | D05 v2.01 | 2006-06-15 |  |  |  | D03-032 |  | DEER | Standard | None |  |  |  | None |  | FALSE |  | FALSE | Com | All | BldgEnv | Fenestration | Fenest | ManufWin |  |  |  | skylights with properties based on location, no dayltg ctrls | T24 skylight performance matches prototype level, no controls installed | skylight w/ indicated performance index & T24 reqmts in daylit spaces, cont. ctrl |  |  |  | Standard |  | Building Envelope | Fenestration | Fenestration | Manufactured Window
785 | D03-033 | Hi Perf. Glass, PI=1.03, Top Ltg, Cont. Ctrl | DEER2011 | D05 v2.01 | 2006-06-15 |  |  |  | D03-033 |  | DEER | Standard | None |  |  |  | None |  | FALSE |  | FALSE | Com | All | BldgEnv | Fenestration | Fenest | ManufWin |  |  |  | skylights with properties based on location, no dayltg ctrls | T24 skylight performance matches prototype level, no controls installed | skylight w/ indicated performance index & T24 reqmts in daylit spaces, cont. ctrl |  |  |  | Standard |  | Building Envelope | Fenestration | Fenestration | Manufactured Window
786 | D03-034 | Hi Perf. Glass, PI=0.81, Top Ltg, 1-Step Ctrl | DEER2011 | D05 v2.01 | 2006-06-15 |  |  |  | D03-034 |  | DEER | Standard | None |  |  |  | None |  | FALSE |  | FALSE | Com | All | BldgEnv | Fenestration | Fenest | ManufWin |  |  |  | skylights with properties based on location, no dayltg ctrls | T24 skylight performance matches prototype level, no controls installed | skylight w/ indicated performance index & T24 reqmts in daylit spaces, 1-step ctrl |  |  |  | Standard |  | Building Envelope | Fenestration | Fenestration | Manufactured Window
787 | D03-035 | Hi Perf. Glass, PI=0.92, Top Ltg, 1-Step Ctrl | DEER2011 | D05 v2.01 | 2006-06-15 |  |  |  | D03-035 |  | DEER | Standard | None |  |  |  | None |  | FALSE |  | FALSE | Com | All | BldgEnv | Fenestration | Fenest | ManufWin |  |  |  | skylights with properties based on location, no dayltg ctrls | T24 skylight performance matches prototype level, no controls installed | skylight w/ indicated performance index & T24 reqmts in daylit spaces, 1-step ctrl |  |  |  | Standard |  | Building Envelope | Fenestration | Fenestration | Manufactured Window
788 | D03-036 | Hi Perf. Glass, PI=1.03, Top Ltg, 1-Step Ctrl | DEER2011 | D05 v2.01 | 2006-06-15 |  |  |  | D03-036 |  | DEER | Standard | None |  |  |  | None |  | FALSE |  | FALSE | Com | All | BldgEnv | Fenestration | Fenest | ManufWin |  |  |  | skylights with properties based on location, no dayltg ctrls | T24 skylight performance matches prototype level, no controls installed | skylight w/ indicated performance index & T24 reqmts in daylit spaces, 1-step ctrl |  |  |  | Standard |  | Building Envelope | Fenestration | Fenestration | Manufactured Window
789 | D03-037 | Hi Perf. Glass, PI=0.81, Top Ltg, 2-Step Ctrl | DEER2011 | D05 v2.01 | 2006-06-15 |  |  |  | D03-037 |  | DEER | Standard | None |  |  |  | None |  | FALSE |  | FALSE | Com | All | BldgEnv | Fenestration | Fenest | ManufWin |  |  |  | skylights with properties based on location, no dayltg ctrls | T24 skylight performance matches prototype level, no controls installed | skylight w/ indicated performance index & T24 reqmts in daylit spaces, 2-step ctrl |  |  |  | Standard |  | Building Envelope | Fenestration | Fenestration | Manufactured Window
790 | D03-038 | Hi Perf. Glass, PI=0.92, Top Ltg, 2-Step Ctrl | DEER2011 | D05 v2.01 | 2006-06-15 |  |  |  | D03-038 |  | DEER | Standard | None |  |  |  | None |  | FALSE |  | FALSE | Com | All | BldgEnv | Fenestration | Fenest | ManufWin |  |  |  | skylights with properties based on location, no dayltg ctrls | T24 skylight performance matches prototype level, no controls installed | skylight w/ indicated performance index & T24 reqmts in daylit spaces, 2-step ctrl |  |  |  | Standard |  | Building Envelope | Fenestration | Fenestration | Manufactured Window
791 | D03-039 | Hi Perf. Glass, PI=1.03, Top Ltg, 2-Step Ctrl | DEER2011 | D05 v2.01 | 2006-06-15 |  |  |  | D03-039 |  | DEER | Standard | None |  |  |  | None |  | FALSE |  | FALSE | Com | All | BldgEnv | Fenestration | Fenest | ManufWin |  |  |  | skylights with properties based on location, no dayltg ctrls | T24 skylight performance matches prototype level, no controls installed | skylight w/ indicated performance index & T24 reqmts in daylit spaces, 2-step ctrl |  |  |  | Standard |  | Building Envelope | Fenestration | Fenestration | Manufactured Window
796 | D03-044 | Chilled Water Reset | DEER2011 | D05 v2.01 | 2006-06-15 |  |  |  | D03-044 |  | DEER | Standard | None |  |  |  | None |  | FALSE |  | FALSE | Com | All | HVAC | SpaceCool | LiquidCirc | TempReset |  |  |  | Constant chilled water temperature | T24 minimum: variable flow CHW loop w/VSD pump | Chilled water loop temperature set to 'Load Reset' |  |  |  | Standard |  | HVAC | Space Cooling | Liquid Circulation | Temperature Reset Control
797 | D03-045 | Hot Water Reset | DEER2011 | D05 v2.01 | 2006-06-15 |  |  |  | D03-045 |  | DEER | Standard | None |  |  |  | None |  | FALSE |  | FALSE | Com | All | HVAC | SpaceHeat | LiquidCirc | TempReset |  |  |  | Constant hot water temperature | T24 minimum: variable flow HW loop w/VSD pump | Hot water loop temperature set to 'Load Reset' |  |  |  | Standard |  | HVAC | Space Heating | Liquid Circulation | Temperature Reset Control
798 | D03-046 | Variable Flow Chilled Water Loop | DEER2011 | D05 v2.01 | 2006-06-15 |  |  |  | D03-046 |  | DEER | Standard | None |  |  |  | None |  | FALSE |  | FALSE | Com | All | HVAC | SpaceCool | LiquidCirc | FlowTempCtrl |  |  |  | 3-way valves in chilled water loop | T24 minimum: variable flow CHW loop w/VSD pump | 2-way valves, with single speed pump |  |  |  | Standard |  | HVAC | Space Cooling | Liquid Circulation | Flow Plus Temperature Controls
799 | D03-047 | VSD Chilled Water Loop Pump | DEER2011 | D05 v2.01 | 2006-06-15 |  |  |  | D03-047 |  | DEER | Standard | None |  |  |  | None |  | FALSE |  | FALSE | Com | All | HVAC | SpaceCool | LiquidCirc | FlowTempCtrl |  |  |  | 2-way valves, with single speed pump | T24 minimum: variable flow CHW loop w/VSD pump | add variable speed pump to chilled water loop |  |  |  | Standard |  | HVAC | Space Cooling | Liquid Circulation | Flow Plus Temperature Controls
800 | D03-048 | Variable Flow Hot Water Loop | DEER2011 | D05 v2.01 | 2006-06-15 |  |  |  | D03-048 |  | DEER | Standard | None |  |  |  | None |  | FALSE |  | FALSE | Com | All | HVAC | SpaceHeat | LiquidCirc | FlowTempCtrl |  |  |  | 3-way valves in hot water loop | T24 minimum: variable flow HW loop w/VSD pump | 2-way valves, with single speed pump |  |  |  | Standard |  | HVAC | Space Heating | Liquid Circulation | Flow Plus Temperature Controls
801 | D03-049 | VSD Hot Water Loop Pump | DEER2011 | D05 v2.01 | 2006-06-15 |  |  |  | D03-049 |  | DEER | Standard | None |  |  |  | None |  | FALSE |  | FALSE | Com | All | HVAC | SpaceHeat | LiquidCirc | FlowTempCtrl |  |  |  | 2-way valves, with single speed pump | T24 minimum: variable flow HW loop w/VSD pump | add variable speed pump to hot water loop |  |  |  | Standard |  | HVAC | Space Heating | Liquid Circulation | Flow Plus Temperature Controls
802 | D03-050 | Variable Air Volume Box | DEER2011 | D05 v2.01 | 2006-06-15 |  |  |  | D03-050 |  | DEER | Standard | None |  |  |  | None |  | FALSE |  | FALSE | Com | All | HVAC | HeatCool | HV_AirDist | FlowCtrl |  |  |  | Constant Volume air flow | T24 minimum: VAV w/30% min-cfm-ratio & w/VSD fans | damper controlled VAV with 30% min-cfm-ratio |  |  |  | Standard |  | HVAC | Space Heating and Cooling | HVAC Air Distribution | Flow Control
803 | D03-051 | VSD Supply Fan Motors | DEER2011 | D05 v2.01 | 2006-06-15 |  |  |  | D03-051 |  | DEER | Standard | None |  |  |  | None |  | FALSE |  | FALSE | Com | All | HVAC | VentAirDist | HV_AirDist | SupFanMtr |  |  |  | damper controlled VAV with 30% min-cfm-ratio | T24 minimum: VAV w/30% min-cfm-ratio & w/VSD fans | VFD with 30% min-cfm-ratio |  |  |  | Standard |  | HVAC | Ventilation and Air Distribution | HVAC Air Distribution | HVAC Supply Fan - General Purpose Motor
805 | D03-053 | Evap Cool Indirect - Central System | DEER2011 | D05 v2.01 | 2006-06-15 |  |  |  | D03-053 |  | DEER | Standard | None |  |  |  | None |  | FALSE |  | FALSE | Com | All | HVAC | SpaceCool | EvapCool_eq | ComEvap |  |  |  | Central system: Chlr type, eff. and cond type based on bldg/vintage | T24 HVAC matches prototype characteristics | indirect evap cooling for make-up air only, 65% effectiveness |  |  |  | Standard |  | HVAC | Space Cooling | Evaporative Cooling Equipment | Commercial Evaporative Cooler
806 | D03-054 | Evap Cool Indirect - Packaged Sys | DEER2011 | D05 v2.01 | 2006-06-15 |  |  |  | D03-054 |  | DEER | Standard | None |  |  |  | None |  | FALSE |  | FALSE | Com | All | HVAC | SpaceCool | EvapCool_eq | ComEvap |  |  |  | no evaporative cooling | T24 HVAC matches prototype characteristics | indirect evap cooling for make-up air only, 65% effectiveness |  |  |  | Standard |  | HVAC | Space Cooling | Evaporative Cooling Equipment | Commercial Evaporative Cooler
807 | D03-055 | Reducing Overventilation | DEER2011 | D05 v2.01 | 2006-06-15 |  |  |  | D03-055 |  | DEER | Standard | None |  |  |  | None |  | FALSE |  | FALSE | Com | All | HVAC | VentAirDist | HV_AirDist | FlowCtrl |  |  |  | ventilation rate increased by 25% | T24 ventilation matches baseline characteristics | standard ventilation rate |  |  |  | Standard |  | HVAC | Ventilation and Air Distribution | HVAC Air Distribution | Flow Control
808 | D03-056 | Air To Air Heat Exchanger | DEER2011 | D05 v2.01 | 2006-06-15 |  |  |  | D03-056 |  | DEER | Standard | None |  |  |  | None |  | FALSE |  | FALSE | Com | All | HVAC | SpaceHeat | HV_AirDist | HeatRecov |  |  |  | no exhaust heat recovery | T24 minimum: no exhaust heat recovery | 70% heat recovery effectiveness |  |  |  | Standard |  | HVAC | Space Heating | HVAC Air Distribution | Heat Recovery
809 | D03-057 | Rotary Heat Recovery | DEER2011 | D05 v2.01 | 2006-06-15 |  |  |  | D03-057 |  | DEER | Standard | None |  |  |  | None |  | FALSE |  | FALSE | Com | All | HVAC | SpaceHeat | HV_AirDist | HeatRecov |  |  |  | no exhaust heat recovery | T24 minimum: no exhaust heat recovery | 70% sensible and latent recovery effectiveness |  |  |  | Standard |  | HVAC | Space Heating | HVAC Air Distribution | Heat Recovery
810 | D03-058 | Economizer - Packaged System | DEER2011 | D05 v2.01 | 2006-06-15 |  |  |  | D03-058 |  | DEER | Standard | None |  |  |  | None |  | FALSE |  | FALSE | Com | All | HVAC | SpaceCool | HV_AirDist | AirEcono |  |  |  | No Economizer | T24 baseline matches prototype | Add econo with Econo-Lockout=NO, DB limit = 68, Max OSA = 100% |  |  |  | Standard |  | HVAC | Space Cooling | HVAC Air Distribution | Air Economizer
811 | D03-059 | Economizer - Central system | DEER2011 | D05 v2.01 | 2006-06-15 |  |  |  | D03-059 |  | DEER | Standard | None |  |  |  | None |  | FALSE |  | FALSE | Com | All | HVAC | SpaceCool | HV_AirDist | AirEcono |  |  |  | No Economizer | T24 baseline matches prototype | Add ecomizer with Econo-Lockout=NO, DB limit = 68, Max OSA = 100% |  |  |  | Standard |  | HVAC | Space Cooling | HVAC Air Distribution | Air Economizer
812 | D03-060 | Economizer Maintenance | DEER2011 | D05 v2.01 | 2006-06-15 |  |  |  | D03-060 |  | DEER | Standard | None |  |  |  | None |  | FALSE |  | FALSE | Com | All | HVAC | HeatCool | HV_AirDist | AirEcono |  |  |  | degraded base econo performance, DB limit = 55, Max OSA = 60% | T24 minimum: economizer matches baseline characteristics | ecomizer with Econo-Lockout=NO, DB limit = 68, Max OSA = 100% |  |  |  | Standard |  | HVAC | Space Heating and Cooling | HVAC Air Distribution | Air Economizer
814 | D03-062 | Cooling Tower for Packaged System | DEER2011 | D05 v2.01 | 2006-06-15 |  |  |  | D03-062 |  | DEER | Standard | None |  |  |  | None |  | FALSE |  | FALSE | Com | All | HVAC | HtRej | dxAC_equip | pkgEER |  |  |  | Packaged system with air-cooled condenser | T24 minimum: air-cooled package A/C EER = 10.1 | packaged system with water cooled condenser |  |  |  | Standard |  | HVAC | Heat Rejection | dX AC Equipment | EER Rated Package Rooftop AC
815 | D03-063 | Two-Speed Cooling Tower Fans | DEER2011 | D05 v2.01 | 2006-06-15 |  |  |  | D03-063 |  | DEER | Standard | None |  |  |  | None |  | FALSE |  | FALSE | Com | All | HVAC | HtRej | HeatReject | TwrFanCtrl |  |  |  | Single-speed tower fans on all central plants | T24 minimum: two-speed tower fans | Two-speed tower fans on all central plants |  |  |  | Standard |  | HVAC | Heat Rejection | Heat Rejection Equipment | Cooling Tower Fan Control
816 | D03-064 | VSD Cooling Tower Fans | DEER2011 | D05 v2.01 | 2006-06-15 |  |  |  | D03-064 |  | DEER | Standard | None |  |  |  | None |  | FALSE |  | FALSE | Com | All | HVAC | HtRej | HeatReject | TwrFanCtrl |  |  |  | Two-speed tower fans on all central plants | T24 minimum: two-speed tower fans | Variable-speed tower fans on all central plants |  |  |  | Standard |  | HVAC | Heat Rejection | Heat Rejection Equipment | Cooling Tower Fan Control
817 | D03-065 | Efficient Gas Furnace | DEER2011 | D05 v2.01 | 2006-06-15 |  |  |  | D03-065 |  | DEER | Standard | None |  |  |  | None |  | FALSE |  | FALSE | Com | All | HVAC | SpaceHeat | SpaceHtg_eq | GasFurnace |  |  |  | packaged system with 78 AFUE furnace | T24 minimum: furnace AFUE = 78 | packaged system with 94 AFUE furnace |  |  |  | Standard |  | HVAC | Space Heating | Space Heating Equipment | Gas Furnace
821 | D03-069 | Efficient Water Source Heat Pump | DEER2011 | D05 v2.01 | 2006-06-15 |  |  |  | D03-069 |  | DEER | Standard | None |  |  |  | None |  | FALSE |  | FALSE | Com | All | HVAC | HeatCool | dxHP_equip | WSHP |  |  |  | WLHP system with 12.0 EER / 4.2 COP | T24 minimum: WLHP EER = 12.0, COP = 4.2 | WLHP system with 14.0 EER / 4.6 COP |  |  |  | Standard |  | HVAC | Space Heating and Cooling | dx HP Equipment | Water Source Heat Pump
822 | D03-070 | Hydronic Heat Pump Var Flow Valve | DEER2011 | D05 v2.01 | 2006-06-15 |  |  |  | D03-070 |  | DEER | Standard | None |  |  |  | None |  | FALSE |  | FALSE | Com | All | HVAC | HeatCool | LiquidCirc | FlowTempCtrl |  |  |  | constant flow hydronic water loop | T24 minimum: variable flow WLHP loop w/VSD pump | 2-way valves, with VSD pumping |  |  |  | Standard |  | HVAC | Space Heating and Cooling | Liquid Circulation | Flow Plus Temperature Controls
823 | D03-071 | Time Clocks (heating/cooling) | DEER2011 | D05 v2.01 | 2006-06-15 |  |  |  | D03-071 |  | DEER | Standard | None |  |  |  | None |  | FALSE |  | FALSE | Com | All | HVAC | HeatCool | HV_Tech | Timer |  |  |  | Supply fan runs continuously | T24 minimum: supply fan operation matches building operation | Supply fan operation matches building operation |  |  |  | Standard |  | HVAC | Space Heating and Cooling | HVAC Technology | Time Clock
825 | D03-073 | Setback Programmable Thermostats | DEER2011 | D05 v2.01 | 2006-06-15 |  |  |  | D03-073 |  | DEER | Standard | None |  |  |  | None |  | FALSE |  | FALSE | Com | All | HVAC | HeatCool | HV_Tech | TStat |  |  |  | Standard building operation, no thermostat setback/setup | T24 minimum: setback programmable thermostat | unoccupied period has heating setback/cooling setup |  |  |  | Standard |  | HVAC | Space Heating and Cooling | HVAC Technology | Thermostat
826 | D03-075 | Duct Insulation Material | DEER2011 | D05 v2.01 | 2006-06-15 |  |  |  | D03-075 |  | DEER | Standard | None |  |  |  | None |  | FALSE |  | FALSE | Com | All | HVAC | VentAirDist | HV_AirDist | DuctInsC |  |  |  | Duct insulation level a function of Vintage/System type | T24 minimum: duct insulation level, R-8 | Old vintage increases duct insulation to R-4.2, 78-91 vintage to R-8 |  |  |  | Standard |  | HVAC | Ventilation and Air Distribution | HVAC Air Distribution | Duct System Insulation - Commercial
833 | D03-082 | H.E. Evap/Water-Cooled Pkg A/C < 65k | DEER2011 | D05 v2.01 | 2006-06-15 |  |  |  | D03-082 |  | DEER | Standard | None |  |  |  | None |  | FALSE |  | FALSE | Com | All | HVAC | SpaceCool | dxAC_equip | pkgSEER |  |  |  | Water-cooled packaged system (9.30 EER (based on vintage)), no economizer | T24 minimum: 13 SEER (11.09 EER) Water-Cooled Package Air Conditioner | 14 EER Water-Cooled Package Air Conditioner |  |  |  | Standard |  | HVAC | Space Cooling | dX AC Equipment | SEER Rated Package Rooftop AC
834 | D03-083 | H.E. Evap/Water-Cooled Pkg A/C >=65k | DEER2011 | D05 v2.01 | 2006-06-15 |  |  |  | D03-083 |  | DEER | Standard | None |  |  |  | None |  | FALSE |  | FALSE | Com | All | HVAC | SpaceCool | dxAC_equip | pkgEER |  |  |  | Water-cooled packaged system (10.50 EER (based on vintage)), econo based on vintage | T24 minimum: 10.1 EER Water-Cooled Package Air Conditioner | 14 EER Water-Cooled Package Air Conditioner |  |  |  | Standard |  | HVAC | Space Cooling | dX AC Equipment | EER Rated Package Rooftop AC
835 | D03-084 | H.E. Package Terminal A/C < 7k | DEER2011 | D05 v2.01 | 2006-06-15 |  |  |  | D03-084 |  | DEER | Standard | None |  |  |  | None |  | FALSE |  | FALSE | Com | All | HVAC | SpaceCool | dxAC_equip | pkgTermAC |  |  |  | 8.88 EER (based on vintage) package terminal A/C | T24 minimum: 9.41 EER (based on vintage) package terminal A/C | 11.29 EER (based on vintage) package terminal A/C |  |  |  | Standard |  | HVAC | Space Cooling | dX AC Equipment | Package Terminal AC
837 | D03-086 | Efficient HVAC Motors - Supply Fans | DEER2011 | D05 v2.01 | 2006-06-15 |  |  |  | D03-086 |  | DEER | Standard | None |  |  |  | None |  | FALSE |  | FALSE | Com | All | HVAC | VentAirDist | HV_AirDist | SupFanMtr |  |  |  | base motor efficiency based on typical motor size | T24 minimum: EPACT/NEMA std | premium motor efficiency based on typical motor size |  |  |  | Standard |  | HVAC | Ventilation and Air Distribution | HVAC Air Distribution | HVAC Supply Fan - General Purpose Motor
838 | D03-087 | Efficient HVAC Motors - Return Fans | DEER2011 | D05 v2.01 | 2006-06-15 |  |  |  | D03-087 |  | DEER | Standard | None |  |  |  | None |  | FALSE |  | FALSE | Com | All | HVAC | VentAirDist | HV_AirDist | RetFanMtr |  |  |  | base motor efficiency based on typical motor size | T24 minimum: EPACT/NEMA std | premium motor efficiency based on typical motor size |  |  |  | Standard |  | HVAC | Ventilation and Air Distribution | HVAC Air Distribution | HVAC Return Fan - General Purpose Motor
839 | D03-088 | Efficient HVAC Motors - Clg Tower Fans | DEER2011 | D05 v2.01 | 2006-06-15 |  |  |  | D03-088 |  | DEER | Standard | None |  |  |  | None |  | FALSE |  | FALSE | Com | All | HVAC | HtRej | HeatReject | TwrFanMtr |  |  |  | base motor efficiency based on typical motor size | T24 minimum: EPACT/NEMA std | premium motor efficiency based on typical motor size |  |  |  | Standard |  | HVAC | Heat Rejection | Heat Rejection Equipment | Cooling Tower Fan - General Purpose Motor
840 | D03-089 | Effic. Motors - Chilled Water Loop Pumps | DEER2011 | D05 v2.01 | 2006-06-15 |  |  |  | D03-089 |  | DEER | Standard | None |  |  |  | None |  | FALSE |  | FALSE | Com | All | HVAC | SpaceCool | LiquidCirc | PumpMtr |  |  |  | base motor efficiency based on typical motor size | T24 minimum: EPACT/NEMA std | premium motor efficiency based on typical motor size |  |  |  | Standard |  | HVAC | Space Cooling | Liquid Circulation | Pump - General Purpose Motor
841 | D03-090 | Effic. Motors - Hot Water Loop Pumps | DEER2011 | D05 v2.01 | 2006-06-15 |  |  |  | D03-090 |  | DEER | Standard | None |  |  |  | None |  | FALSE |  | FALSE | Com | All | HVAC | SpaceHeat | LiquidCirc | PumpMtr |  |  |  | base motor efficiency based on typical motor size | T24 minimum: EPACT/NEMA std | premium motor efficiency based on typical motor size |  |  |  | Standard |  | HVAC | Space Heating | Liquid Circulation | Pump - General Purpose Motor
842 | D03-091 | Effic. Motors - Cond. Water Loop Pumps | DEER2011 | D05 v2.01 | 2006-06-15 |  |  |  | D03-091 |  | DEER | Standard | None |  |  |  | None |  | FALSE |  | FALSE | Com | All | HVAC | HtRej | LiquidCirc | PumpMtr |  |  |  | base motor efficiency based on typical motor size | T24 minimum: EPACT/NEMA std | premium motor efficiency based on typical motor size |  |  |  | Standard |  | HVAC | Heat Rejection | Liquid Circulation | Pump - General Purpose Motor
846 | D03-095 | Circulation Pump Timeclock Retrofit | DEER2011 | D05 v2.01 | 2006-06-15 |  |  |  | D03-095 |  | DEER | Standard | None |  |  |  | None |  | FALSE |  | FALSE | Com | All | SHW | Distribute | LiquidCirc | Timer |  |  |  | DHW circulation pump runs continuously | DHW circulation pump turns off during low operation hours | DHW circulation pump turns off during low operation hours |  |  |  | Standard |  | Service and Domestic Hot Water | Water Distribution | Liquid Circulation | Time Clock
849 | D03-098 | Water Side Economizer | DEER2011 | D05 v2.01 | 2006-06-15 |  |  |  | D03-098 |  | DEER | Standard | None |  |  |  | None |  | FALSE |  | FALSE | Com | All | HVAC | SpaceCool | HeatReject | WSEcono |  |  |  | No water economizer | T24 minimum: no water economizer | Non integrated evaporator precooler heat exchanger |  |  |  | Standard |  | HVAC | Space Cooling | Heat Rejection Equipment | Water Side Economizer
850 | D03-099 | H.E. Package Terminal A/C 7k-15k | DEER2011 | D05 v2.01 | 2006-06-15 |  |  |  | D03-099 |  | DEER | Standard | None |  |  |  | None |  | FALSE |  | FALSE | Com | All | HVAC | SpaceCool | dxAC_equip | pkgTermAC |  |  |  | 8.50 EER (based on vintage) package terminal A/C | T24 minimum: 8.56 EER (based on vintage) package terminal A/C | 10.27 EER (based on vintage) package terminal A/C |  |  |  | Standard |  | HVAC | Space Cooling | dX AC Equipment | Package Terminal AC
851 | D03-100 | H.E. Package Terminal A/C > 15k | DEER2011 | D05 v2.01 | 2006-06-15 |  |  |  | D03-100 |  | DEER | Standard | None |  |  |  | None |  | FALSE |  | FALSE | Com | All | HVAC | SpaceCool | dxAC_equip | pkgTermAC |  |  |  | 8.50 EER (based on vintage) package terminal A/C | T24 minimum: 7.71 EER (based on vintage) package terminal A/C | 9.25 EER (based on vintage) package terminal A/C |  |  |  | Standard |  | HVAC | Space Cooling | dX AC Equipment | Package Terminal AC
874 | D03-123 | Floor Insulation | DEER2011 | D05 v2.01 | 2006-06-15 |  |  |  | D03-123 |  | DEER | Standard | None |  |  |  | None |  | FALSE |  | FALSE | Com | All | BldgEnv | Opaque | BldgShell | FloorIns |  |  |  | Floor insulation based on vintage and climate zone | T24 minimum floor insulation levels | Floor insulation raised to 2005 levels |  |  |  | Standard |  | Building Envelope | Opaque Envelope | Building Shell (Opaque) | Floor Insulation
880 | D03-205 | Night Covers for Display Cases (medium temp) | DEER2011 | D05 v2.01 | 2006-06-15 |  |  |  | D03-205 |  | DEER | Standard | None |  |  |  | None |  | FALSE |  | FALSE | Com | All | ComRefrig | Display | Ref_Storage | HorDisp |  |  |  | Open cases with no night cover | Open cases with no night cover, qty of open cases varies by vintage | Night cover reduces infiltration by 50% for 4 hours/night |  |  |  | Standard |  | Commercial Refrigeration | Refrigerated Display | Refrigerated Storage | Horizontal (coffin) Display Fixture
881 | D03-206 | Medium Temp Glass Doors (open display cases) | DEER2011 | D05 v2.01 | 2006-06-15 |  |  |  | D03-206 |  | DEER | Standard | None |  |  |  | None |  | FALSE |  | FALSE | Com | All | ComRefrig | Display | Ref_Storage | VertDisplay |  |  |  | Open cases with no night cover | Open cases with no night cover | Open fixture is retrofitted with doors and additional lighting |  |  |  | Standard |  | Commercial Refrigeration | Refrigerated Display | Refrigerated Storage | Vertical (multi-deck) Display Fixture
882 | D03-207 | New Medium Temp Refrig Display Case with Doors | DEER2011 | D05 v2.01 | 2006-06-15 |  |  |  | D03-207 |  | DEER | Standard | None |  |  |  | None |  | FALSE |  | FALSE | Com | All | ComRefrig | Display | Ref_Storage | VertDisplay |  |  |  | Open cases with no night cover | Open cases with no night cover | Replace open fixtures with fixtures having doors |  |  |  | Standard |  | Commercial Refrigeration | Refrigerated Display | Refrigerated Storage | Vertical (multi-deck) Display Fixture
893 | D03-218 | Low Temperature Mechanical Subcooling | DEER2011 | D05 v2.01 | 2006-06-15 |  |  |  | D03-218 |  | DEER | Standard | None |  |  |  | None |  | FALSE |  | FALSE | Com | All | ComRefrig | Equipment | dxAC_equip | refrig |  |  |  | Standard air-cooled multiplex system, no subcool <1992, 70F subool 1992-2000 | Low-temp subcooler (50degF) powered by medium-temp suction group | Low-temp subcooler (50degF) powered by medium-temp suction group |  |  |  | Standard |  | Commercial Refrigeration | Refrigeration Equipment | dX AC Equipment | Split or Packaged DX AC Refrigerant System
894 | D03-219 | Low and Medium Temp Mechanical Subcooling | DEER2011 | D05 v2.01 | 2006-06-15 |  |  |  | D03-219 |  | DEER | Standard | None |  |  |  | None |  | FALSE |  | FALSE | Com | All | ComRefrig | Equipment | dxAC_equip | refrig |  |  |  | Standard air-cooled multiplex system, no subcool <1992, 70F subool 92-2000 | Low-temp subcooler (50degF) powered by medium-temp suction group | Low- and medium-temp subcoolers powered by a new high-temp suction group |  |  |  | Standard |  | Commercial Refrigeration | Refrigeration Equipment | dX AC Equipment | Split or Packaged DX AC Refrigerant System
895 | D03-220 | Floating Suction Pressure | DEER2011 | D05 v2.01 | 2006-06-15 |  |  |  | D03-220 |  | DEER | Standard | None |  |  |  | None |  | FALSE |  | FALSE | Com | All | ComRefrig | Equipment | dxAC_equip | refrig |  |  |  | Standard air-cooled multiplex system, SST controlled to fixed setpoint | SST controlled to fixed setpoint | SST setpoint reset based on worst-case demand |  |  |  | Standard |  | Commercial Refrigeration | Refrigeration Equipment | dX AC Equipment | Split or Packaged DX AC Refrigerant System
896 | D03-221 | Floating Head Pressure, Fixed Setpoint (air-cooled) | DEER2011 | D05 v2.01 | 2006-06-15 |  |  |  | D03-221 |  | DEER | Standard | None |  |  |  | None |  | FALSE |  | FALSE | Com | All | ComRefrig | Equipment | dxAC_equip | refrig |  |  |  | Standard air-cooled multiplex system, SCT control temp by vintage | SCT controlled to 80degF | SCT controlled to 70degF |  |  |  | Standard |  | Commercial Refrigeration | Refrigeration Equipment | dX AC Equipment | Split or Packaged DX AC Refrigerant System
897 | D03-222 | Floating Head Pressure, Fixed Setpoint (evap-cooled) | DEER2011 | D05 v2.01 | 2006-06-15 |  |  |  | D03-222 |  | DEER | Standard | None |  |  |  | None |  | FALSE |  | FALSE | Com | All | ComRefrig | Equipment | dxAC_equip | refrig |  |  |  | Standard evap-cooled multiplex system, SCT control temp by vintage | Standard evap-cooled multiplex system, SCT controlled to 80degF | SCT controlled to 70degF |  |  |  | Standard |  | Commercial Refrigeration | Refrigeration Equipment | dX AC Equipment | Split or Packaged DX AC Refrigerant System
898 | D03-223 | Floating Head Pressure, Variable Setpoint (air-cooled) | DEER2011 | D05 v2.01 | 2006-06-15 |  |  |  | D03-223 |  | DEER | Standard | None |  |  |  | None |  | FALSE |  | FALSE | Com | All | ComRefrig | Equipment | dxAC_equip | refrig |  |  |  | Standard air-cooled multiplex system, SCT control temp by vintage | Standard air-cooled multiplex system, SCT controlled to 80degF | Control SCT to ambient + 12degF TD, 70degF min, backflood setpoint of 68degF |  |  |  | Standard |  | Commercial Refrigeration | Refrigeration Equipment | dX AC Equipment | Split or Packaged DX AC Refrigerant System
899 | D03-224 | Floating Head Pressure, Variable Setpoint (evap-cooled) | DEER2011 | D05 v2.01 | 2006-06-15 |  |  |  | D03-224 |  | DEER | Standard | None |  |  |  | None |  | FALSE |  | FALSE | Com | All | ComRefrig | Equipment | dxAC_equip | refrig |  |  |  | Standard evap-cooled multiplex system, SCT control temp by vintage | Standard evap-cooled multiplex system, SCT controlled to 80degF | Control SCT to wetbulb + 17degF TD, 70degF min, backflood setpoint of 68degF |  |  |  | Standard |  | Commercial Refrigeration | Refrigeration Equipment | dX AC Equipment | Split or Packaged DX AC Refrigerant System
900 | D03-225 | Floating Head Pressure, Variable Setpt & Speed (air-cooled) | DEER2011 | D05 v2.01 | 2006-06-15 |  |  |  | D03-225 |  | DEER | Standard | None |  |  |  | None |  | FALSE |  | FALSE | Com | All | ComRefrig | Equipment | dxAC_equip | refrig |  |  |  | Standard air-cooled multiplex system, SCT control temp by vintage | Standard air-cooled multiplex system, SCT controlled to 80degF | Control SCT to ambient + 12degF TD, 70degF min, backflood setpt of 68degF, var-spd cond |  |  |  | Standard |  | Commercial Refrigeration | Refrigeration Equipment | dX AC Equipment | Split or Packaged DX AC Refrigerant System
901 | D03-226 | Floating Head Pressure, Variable Setpt & Speed (evap-cooled) | DEER2011 | D05 v2.01 | 2006-06-15 |  |  |  | D03-226 |  | DEER | Standard | None |  |  |  | None |  | FALSE |  | FALSE | Com | All | ComRefrig | Equipment | dxAC_equip | refrig |  |  |  | Standard evap-cooled multiplex system, SCT control temp by vintage | Standard evap-cooled multiplex system, SCT controlled to 80degF | Control SCT to wetbulb + 17degF TD, 70degF min, backflood setpt of 68degF, var-spd cond |  |  |  | Standard |  | Commercial Refrigeration | Refrigeration Equipment | dX AC Equipment | Split or Packaged DX AC Refrigerant System
909 | D03-306 | Floating Suction Pressure | DEER2011 | D05 v2.01 | 2006-06-15 |  |  |  | D03-306 |  | DEER | Standard | None |  |  |  | None |  | FALSE |  | FALSE | Com | All | ProcRefrig | ProdStore | Chiller | RefWareCool |  |  |  | SST controlled to vintage-dependent fixed setpoint | SST controlled to 85degF fixed setpoint | SST setpoint reset based on worst-case demand |  |  |  | Standard |  | Process refrigeration | Product storage | Liquid Chilling Equipment | Refrigerated Warehouse Cooling System
910 | D03-307 | Floating Head Pressure, Fixed Setpoint (evap-cooled) | DEER2011 | D05 v2.01 | 2006-06-15 |  |  |  | D03-307 |  | DEER | Standard | None |  |  |  | None |  | FALSE |  | FALSE | Com | All | ProcRefrig | ProdStore | Chiller | RefWareCool |  |  |  | SST controlled to vintage-dependent fixed setpoint | SST controlled to 85degF fixed setpoint | SCT controlled to 70degF, 68degF backflood control setpoint |  |  |  | Standard |  | Process refrigeration | Product storage | Liquid Chilling Equipment | Refrigerated Warehouse Cooling System
911 | D03-308 | Floating Head Pressure, Variable Setpoint (evap-cooled) | DEER2011 | D05 v2.01 | 2006-06-15 |  |  |  | D03-308 |  | DEER | Standard | None |  |  |  | None |  | FALSE |  | FALSE | Com | All | ProcRefrig | ProdStore | Chiller | RefWareCool |  |  |  | SST controlled to vintage-dependent fixed setpoint | SST controlled to 85degF fixed setpoint | Control SCT to wetbulb + 9degF TD, 70degF minimum, backflood setpoint of 68degF |  |  |  | Standard |  | Process refrigeration | Product storage | Liquid Chilling Equipment | Refrigerated Warehouse Cooling System
912 | D03-309 | Floating Head Pressure, Variable Setpt & Speed (evap-cooled) | DEER2011 | D05 v2.01 | 2006-06-15 |  |  |  | D03-309 |  | DEER | Standard | None |  |  |  | None |  | FALSE |  | FALSE | Com | All | ProcRefrig | ProdStore | Chiller | RefWareCool |  |  |  | SST controlled to vintage-dependent fixed setpoint, cycling condenser fans | SST controlled to 85degF fixed setpoint | Control SCT to wetbulb + 9degF TD, 70degF min, backflood setpt of 68degF, var-spd cond |  |  |  | Standard |  | Process refrigeration | Product storage | Liquid Chilling Equipment | Refrigerated Warehouse Cooling System

## EUL
DEER_SPT Database tables: Support
This file created on 11/30/2011 6:15:35 PM while connected to deeresources.net as sptviewer by READI (v0.99.3)
Index | EUL_ID | Description | EUL_Yrs | RUL_Yrs | Sector | BldgType | BldgLoc | BasisType | BasisValue | BasisDegFactor | defEFLH | EUL_Max_Yrs | Version | Version Source | UseCategory | UseSubCat | TechGroup | TechType | Comment | Status
1 | Agr-DripIrr | Sprinkler to Drip/Micro Irrigation | 20 | 6.67 | Ag | Ag | Any | rated years |  |  |  |  | DEER2011 | D08 v2.05 | Irrigate | Irr-FrmIrr | Irrigate | IrrigSys |  | Standard
2 | Agr-GHC | Greenhouse Heat Curtain | 5 | 1.67 | Ag | Ag | Any | rated years |  |  |  |  | DEER2011 | D08 v2.05 | ProcHeat | ProcHeat-ESD | SpaceHtg_eq |  |  | Standard
3 | Agr-Irfilm | Infrared Film for Greenhouses | 5 | 1.67 | Ag | Ag | Any | rated years |  |  |  |  | DEER2011 | D08 v2.05 | BldgEnv | Env-Fen | Fenest | WinFilm |  | Standard
4 | Agr-LPSNperm | Low Pressure Sprinkler Nozzles (permanent) | 5 | 1.67 | Ag | Ag | Any | rated years |  |  |  |  | DEER2011 | D08 v2.05 | Irrigate | Irr-FrmIrr | Irrigate | IrrigSys |  | Standard
5 | Agr-LPSNport | Low Pressure Sprinkler Nozzles (portable) | 3 | 1 | Ag | Ag | Any | rated years |  |  |  |  | DEER2011 | D08 v2.05 | Irrigate | Irr-FrmIrr | Irrigate | IrrigSys |  | Standard
6 | Agr-MilkPreCool | Milk Pre-Cooler | 15 | 5 | Ag | Ag | Any | rated years |  |  |  |  | DEER2011 | D08 v2.05 | ProcRefrig | ProcRef-ProdChl |  |  |  | Standard
7 | Agr-VSDmilkTrnsfr | Milk Transfer Pump Variable Speed Drive | 15 | 5 | Ag | Ag | Any | rated years |  |  |  |  | DEER2011 | D08 v2.05 | ProcDist | ProcDist-Pmp | Motor_Spd | ASD |  | Standard
8 | Agr-VSDmilkVcm | Milking Vacuum Pump Variable Speed Drive | 15 | 5 | Ag | Ag | Any | rated years |  |  |  |  | DEER2011 | D08 v2.05 | ProcDist | ProcDist-Pmp | Motor_Spd | ASD |  | Standard
9 | Agr-VSDWellPmp | Well Pump Variable Speed Drive | 10 | 3.33 | Ag | Ag | Any | rated years |  |  |  |  | DEER2011 | D08 v2.05 | Irrigate | Irr-FrmIrr | Motor_Spd | ASD |  | Standard
10 | Agr-WineTnkIns | Wine Tank Insulation | 15 | 5 | Ag | Ag | Any | rated years |  |  |  |  | DEER2011 | D08 v2.05 | ProcRefrig | ProcRef-ProdChl | Chiller | TankIns |  | Standard
11 | Appl-EffCW | High Efficiency Clothes Washer | 11 | 3.67 | Res | Res | Any | rated years |  |  |  |  | DEER2011 | D08 v2.05 | Aplg | APlg-Lndry | Clean_equip | ClothesWash |  | Standard
12 | Appl-EffDW | High Efficiency Dishwasher | 11 | 3.67 | Res | Res | Any | rated years |  |  |  |  | DEER2011 | D08 v2.05 | Aplg | APlg-KitAp | Clean_equip | DishWash |  | Standard
13 | Appl-ESFrzr | High Efficiency Freezer | 11 | 3.67 | Res | Res | Any | rated years |  |  |  |  | DEER2011 | D08 v2.05 | Aplg | APlg-KitAp | Refrig_Stor | Freezer |  | Standard
14 | Appl-ESRefg | High Efficiency Refrigerator | 14 | 4.67 | Res | Res | Any | rated years |  |  |  |  | DEER2011 | D08 v2.05 | Aplg | APlg-KitAp | Refrig_Stor | Refrig |  | Standard
15 | Appl-RecFrzr | Freezer Recycling (RUL) |  | 4 | Res | Res | Any | rated years |  |  |  |  | DEER2011 | D08 v2.05 | Aplg | APlg-KitAp | Refrig_Stor | Freezer |  | Standard
16 | Appl-RecRef | Refrigerator Recycling (RUL) |  | 5 | Res | Res | Any | rated years |  |  |  |  | DEER2011 | D08 v2.05 | Aplg | APlg-KitAp | Refrig_Stor | Refrig |  | Standard
17 | BldgEnv-CoolRoof | Cool Roof | 15 | 5 | Com | Com | Any | rated years |  |  |  |  | DEER2011 | D08 v2.05 | BldgEnv | Env-Opaq | BldgShell | CoolRoof |  | Standard
18 | BldgEnv-FlrIns | Floor Insulation | 20 | 6.67 | Com | Com | Any | rated years |  |  |  |  | DEER2011 | D08 v2.05 | BldgEnv | Env-Opaq | BldgShell | FloorIns |  | Standard
19 | BldgEnv-RoofIns | Roof/Ceiling Insulation | 20 | 6.67 | Com | Com | Any | rated years |  |  |  |  | DEER2011 | D08 v2.05 | BldgEnv | Env-Opaq | BldgShell |  |  | Standard
20 | BS-BlowInIns | Wall Insulation (blown-in) | 20 | 6.67 | Res | Res | Any | rated years |  |  |  |  | DEER2011 | D08 v2.05 | BldgEnv | Env-Opaq | BldgShell | WallBlowIns |  | Standard
21 | BS-CeilIns | Roof/Ceiling Insulation | 20 | 6.67 | Res | Res | Any | rated years |  |  |  |  | DEER2011 | D08 v2.05 | BldgEnv | Env-Opaq | BldgShell |  |  | Standard
22 | BS-CoolAttic | Cool Attic | 20 | 6.67 | Res | Res | Any | rated years |  |  |  |  | DEER2011 | D08 v2.05 | BldgEnv | Env-Opaq | BldgShell |  |  | Standard
23 | BS-FlrIns | Floor Insulation | 20 | 6.67 | Res | Res | Any | rated years |  |  |  |  | DEER2011 | D08 v2.05 | BldgEnv | Env-Opaq | BldgShell | FloorIns |  | Standard
24 | BS-LtRoof | Cool Roof | 15 | 5 | Res | Res | Any | rated years |  |  |  |  | DEER2011 | D08 v2.05 | BldgEnv | Env-Opaq | BldgShell | CoolRoof |  | Standard
25 | BS-LtWalls | Light Colored Exterior Walls | 6 | 2 | Res | Res | Any | rated years |  |  |  |  | DEER2011 | D08 v2.05 | BldgEnv | Env-Opaq | BldgShell |  |  | Standard
26 | BS-WallIns | Wall Insulation | 20 | 6.67 | Res | Res | Any | rated years |  |  |  |  | DEER2011 | D08 v2.05 | BldgEnv | Env-Opaq | BldgShell |  |  | Standard
27 | BS-Win | High Performance Windows | 20 | 6.67 | Res | Res | Any | rated years |  |  |  |  | DEER2011 | D08 v2.05 | BldgEnv | Env-Fen | Fenest |  |  | Standard
28 | BS-WinFilm | Reflective Window Films & Sunscreens | 10 | 3.33 | Res | Res | Any | rated years |  |  |  |  | DEER2011 | D08 v2.05 | BldgEnv | Env-Fen | Fenest | WinFilm |  | Standard
29 | BS-Wthr | Low-Income Weatherization | 11 | 3.67 | Res | Res | Any | rated years |  |  |  |  | DEER2011 | D08 v2.05 | BldgSys | Diag | NA | NA |  | Standard
30 | BS-WthrEvap | Low-Income Weatherization w/Evaporative Cooler | 11 | 3.67 | Res | Res | Any | rated years |  |  |  |  | DEER2011 | D08 v2.05 | BldgSys | Diag | NA | NA |  | Standard
31 | ComLau-EffCW | High Efficiency Clothes Washer (CEE Tiers 1,2,3) | 11 | 3.67 | Com | Com | Any | rated years |  |  |  |  | DEER2011 | D08 v2.05 | Aplg | APlg-Lndry | Clean_equip | ClothesWash |  | Standard
32 | Cook-ElecCombOven | Combination Oven | 12 | 4 | Com | Com | Any | rated years |  |  |  |  | DEER2011 | D08 v2.05 | FoodServ | Food-Cook | Cook_Equip | OvenComb |  | Standard
33 | Cook-ElecConvOven | Convection Ovens | 12 | 4 | Com | Com | Any | rated years |  |  |  |  | DEER2011 | D08 v2.05 | FoodServ | Food-Cook | Cook_Equip | OvenConv |  | Standard
34 | Cook-ElecFryer | Electric Fryer | 12 | 4 | Com | Com | Any | rated years |  |  |  |  | DEER2011 | D08 v2.05 | FoodServ | Food-Cook | Cook_Equip | Fryer |  | Standard
35 | Cook-ElecGriddle | Griddle | 12 | 4 | Com | Com | Any | rated years |  |  |  |  | DEER2011 | D08 v2.05 | FoodServ | Food-Cook | Cook_Equip | Griddle |  | Standard
36 | Cook-ElecStmCooker | Steam Cooker (electric) | 12 | 4 | Com | Com | Any | rated years |  |  |  |  | DEER2011 | D08 v2.05 | FoodServ | Food-Cook | Cook_Equip | Steamer |  | Standard
37 | Cook-GasCombOVen | Combination Oven | 12 | 4 | Com | Com | Any | rated years |  |  |  |  | DEER2011 | D08 v2.05 | FoodServ | Food-Cook | Cook_Equip | OvenComb |  | Standard
38 | Cook-GasConvOven | Convection Ovens | 12 | 4 | Com | Com | Any | rated years |  |  |  |  | DEER2011 | D08 v2.05 | FoodServ | Food-Cook | Cook_Equip | OvenConv |  | Standard
39 | Cook-GasFryer | Gas Fryer | 12 | 4 | Com | Com | Any | rated years |  |  |  |  | DEER2011 | D08 v2.05 | FoodServ | Food-Cook | Cook_Equip | Fryer |  | Standard
40 | Cook-GasGriddle | Griddle | 12 | 4 | Com | Com | Any | rated years |  |  |  |  | DEER2011 | D08 v2.05 | FoodServ | Food-Cook | Cook_Equip | Griddle |  | Standard
41 | Cook-GasRackOven | Commercial Gas Rack Ovens | 12 | 4 | Com | Com | Any | rated years |  |  |  |  | DEER2011 | D08 v2.05 | FoodServ | Food-Cook | Cook_Equip | OvenRack |  | Standard
42 | Cook-GasStmCooker | Steam Cooker (gas) | 12 | 4 | Com | Com | Any | rated years |  |  |  |  | DEER2011 | D08 v2.05 | FoodServ | Food-Cook | Cook_Equip | Steamer |  | Standard
43 | Cook-GDRef | Commercial Reach-In Refrigerator / Freezer | 12 | 4 | Com | Com | Any | rated years |  |  |  |  | DEER2011 | D08 v2.05 | ComRefrig | ProcRef-ProdStor | Refrig_Stor | ReachIn |  | Standard
44 | Cook-HoldCab | Commercial Insulated Holding Cabinet | 12 | 4 | Com | Com | Any | rated years |  |  |  |  | DEER2011 | D08 v2.05 | FoodServ | Food-Cook | FsServ | HoldBin |  | Standard
45 | Cook-IceMach | Ice Machine | 10 | 3.33 | Com | Com | Any | rated years |  |  |  |  | DEER2011 | D08 v2.05 | ComRefrig | ProcRef-ProdChl | Refrig_Self | IceMach |  | Standard
46 | Cook-SDFreez | Commercial Reach-In Refrigerator / Freezer | 12 | 4 | Com | Com | Any | rated years |  |  |  |  | DEER2011 | D08 v2.05 | ComRefrig | ProcRef-ProdStor | Refrig_Stor | ReachIn |  | Standard
47 | Cook-SDRef | Commercial Reach-In Refrigerator / Freezer | 12 | 4 | Com | Com | Any | rated years |  |  |  |  | DEER2011 | D08 v2.05 | ComRefrig | ProcRef-ProdStor | Refrig_Stor | ReachIn |  | Standard
48 | Cook-VatFryer | Vat Fryer | 12 | 4 | Com | Com | Any | rated years |  |  |  |  | DEER2011 | D08 v2.05 | FoodServ | Food-Cook | Cook_Equip | Fryer |  | Standard
49 | GlazDaylt-Dayltg | Daylighting - controls | 8 | 2.67 | Com | Com | Any | rated years |  |  |  |  | DEER2011 | D08 v2.05 | Ltg | Ltg_Ctls | Ltg_Wired | LtSensor |  | Standard
50 | GlazDaylt-HPWinDaylt | High Performance Windows for Daylighting | 20 | 6.67 | Com | Com | Any | rated years |  |  |  |  | DEER2011 | D08 v2.05 | BldgEnv | Env-Fen | Fenest |  |  | Standard
51 | GlazDaylt-LoSHGC | Low Solar Heat Gain Coefficient Windows | 20 | 6.67 | Com | Com | Any | rated years |  |  |  |  | DEER2011 | D08 v2.05 | BldgEnv | Env-Fen | Fenest |  |  | Standard
52 | GlazDaylt-WinFilm | Reflective Window Films & Sunscreens | 10 | 3.33 | Com | Com | Any | rated years |  |  |  |  | DEER2011 | D08 v2.05 | BldgEnv | Env-Fen | Fenest | WinFilm |  | Standard
53 | GrocDisp-ASH | Anti-Sweat Heat (ASH) Controls | 12 | 4 | Com | Com | Any | rated years |  |  |  |  | DEER2011 | D08 v2.05 | ComRefrig | CRef-Disp | Refrig_Tech | RefrigCtls |  | Standard
54 | GrocDisp-DispCvrs | Night Covers for vertical and horizontal refrigerated display cases | 5 | 1.67 | Com | Com | Any | rated years |  |  |  |  | DEER2011 | D08 v2.05 | ComRefrig | CRef-Disp | Refrig_Stor | Disp-DGC |  | Standard
55 | GrocDisp-DispLtgCtrl | Display Case Lighting Control | 8 | 2.67 | Com | Com | Any | rated years |  |  |  |  | DEER2011 | D08 v2.05 | Ltg | Ltg-ILtRDC | Refrig_Stor | RefrigLtg |  | Standard
56 | GrocDisp-FEvapFanMtr | High Efficiency Evaporator Fan Motors | 15 | 5 | Com | Com | Any | rated years |  |  |  |  | DEER2011 | D08 v2.05 | ComRefrig | CRef-Equ | Refrig_Stor | RefrigEquip |  | Standard
57 | GrocDisp-FixtDoors | New case with Doors | 12 | 4 | Com | Com | Any | rated years |  |  |  |  | DEER2011 | D08 v2.05 | ComRefrig | CRef-Disp | Refrig_Stor | multiple technologies |  | Standard
58 | GrocDisp-FixtDrGask | Door Gaskets on Cooler/Freezer Doors | 4 | 1.33 | Com | Com | Any | rated years |  |  |  |  | DEER2011 | D08 v2.05 | ComRefrig | CRef-Disp | Refrig_Stor | Disp-DGC |  | Standard
59 | GrocDisp-FixtLtg-LED | Display Case Lighting LED Lighting | 16 | 5.33 | Com | Com | Any | rated years |  |  |  |  | DEER2011 | D08 v2.05 | Ltg | Ltg-ILtRDC | Refrig_Stor | RefrigLtg |  | Standard
60 | GrocDisp-ZeroHtDrs | Zero Heat Reach-in Glass Doors | 12 | 4 | Com | Com | Any | rated years |  |  |  |  | DEER2011 | D08 v2.05 | ComRefrig | CRef-Disp | Refrig_Stor | Disp-DGC |  | Standard
61 | GrocSys-Cndsr | Refrigerator Upgrades (Condenser) | 15 | 5 | Com | Com | Any | rated years |  |  |  |  | DEER2011 | D08 v2.05 | ComRefrig | CRef-Equ | Refrig_Tech | RefrigEquip |  | Standard
62 | GrocSys-FltHdPres | Refrigerator Upgrades (Head Pressure) | 15 | 5 | Com | Com | Any | rated years |  |  |  |  | DEER2011 | D08 v2.05 | ComRefrig | CRef-Equ | Refrig_Tech | RefrigCtls |  | Standard
63 | GrocSys-FltSucPres | Refrigerator Upgrades (Suction Pressure) | 15 | 5 | Com | Com | Any | rated years |  |  |  |  | DEER2011 | D08 v2.05 | ComRefrig | CRef-Equ | Refrig_Tech | RefrigCtls |  | Standard
64 | GrocSys-HtRecov | Heat Recovery from Central Refrigeration System | 10 | 3.33 | Com | Com | Any | rated years |  |  |  |  | DEER2011 | D08 v2.05 | ComRefrig | CRef-Equ | Refrig_Tech | RefrigEquip |  | Standard
65 | GrocSys-MechSubcl | Refrigerator Upgrades (Subcooling) | 15 | 5 | Com | Com | Any | rated years |  |  |  |  | DEER2011 | D08 v2.05 | ComRefrig | CRef-Equ | Refrig_Tech | RefrigEquip |  | Standard
66 | GrocSys-Retro | Retrocommissioning | 10 | 3.33 | Com | Com | Any | rated years |  |  |  |  | DEER2011 | D08 v2.05 | BldgSys | Diag | NA | NA |  | Standard
67 | GrocWlkIn-DrClsr | Auto-Closer for Walk-In Cooler/Freezer Doors | 8 | 2.67 | Com | Com | Any | rated years |  |  |  |  | DEER2011 | D08 v2.05 | ComRefrig | CRef-Stor | Refrig_Stor | Disp-DGC |  | Standard
68 | GrocWlkIn-StripCrtn | Strip Curtains for Walk-Ins | 4 | 1.33 | Com | Com | Any | rated years |  |  |  |  | DEER2011 | D08 v2.05 | ComRefrig | CRef-Stor | Refrig_Stor | StripCurt |  | Standard
69 | GrocWlkIn-WDrGask | Door Gaskets on Cooler/Freezer Doors | 4 | 1.33 | Com | Com | Any | rated years |  |  |  |  | DEER2011 | D08 v2.05 | ComRefrig | CRef-Stor | Refrig_Stor | Disp-DGC |  | Standard
70 | GrocWlkIn-WEvapFanMtr | High Efficiency Evaporator Fan Motors | 15 | 5 | Com | Com | Any | rated years |  |  |  |  | DEER2011 | D08 v2.05 | ComRefrig | CRef-Stor | Refrig_Tech | RefrigEquip |  | Standard
71 | GrocWlkIn-WEvapFMtrCtrl | Evaporator Fan Controller for Walk-In Coolers | 16 | 5.33 | Com | Com | Any | rated years |  |  |  |  | DEER2011 | D08 v2.05 | ComRefrig | CRef-Stor | Refrig_Stor | RefrigCtls |  | Standard
72 | HVAC-2Spd | Two-Speed Fan | 15 | 5 | Com | Com | Any | rated years |  |  |  |  | DEER2011 | D08 v2.05 | HVAC | HVAC-Vent | HV_AirDist |  |  | Standard
73 | HVAC-addEcono | Add Economizer | 10 | 3.33 | Com | Com | Any | rated years |  |  |  |  | DEER2011 | D08 v2.05 | HVAC | HVAC-SpCl | HV_AirDist | AirEcono |  | Standard
74 | HVAC-airAC | Air Conditioners (split and unitary) | 15 | 5 | Com | Com | Any | rated years |  |  |  |  | DEER2011 | D08 v2.05 | HVAC | HVAC-SpCl | dxAC_equip |  |  | Standard
75 | HVAC-airHP | Heat Pumps (split and unitary) | 15 | 5 | Com | Com | Any | rated years |  |  |  |  | DEER2011 | D08 v2.05 | HVAC | HVAC-HtCl | dxHP_equip |  |  | Standard
76 | HVAC-AtoAHtExchng | Air To Air Heat Exchanger | 14 | 4.67 | Com | Com | Any | rated years |  |  |  |  | DEER2011 | D08 v2.05 | HVAC | HVAC-HtCl | HV_AirDist | HeatExchanger |  | Standard
77 | HVAC-Blr | High Efficiency Boiler | 20 | 6.67 | Com | Com | Any | rated years |  |  |  |  | DEER2011 | D08 v2.05 | HVAC | HVAC-SpHt | SpaceHtg_eq |  |  | Standard
78 | HVAC-Chlr | High Efficiency Chillers | 20 | 6.67 | Com | Com | Any | rated years |  |  |  |  | DEER2011 | D08 v2.05 | HVAC | HVAC-SpCl | Chiller |  |  | Standard
79 | HVAC-ChlrComp | Compressor Heat Recovery (w/electric water heating) | 14 | 4.67 | Com | Com | Any | rated years |  |  |  |  | DEER2011 | D08 v2.05 | SHW |  | WaterHtg_eq |  |  | Standard
80 | HVAC-ClnCondCoils | Clean Condenser Coils | 3 | 1 | Com | Com | Any | rated years |  |  |  |  | DEER2011 | D08 v2.05 | HVAC | HVAC-HtRej | HtRej | CondCoil |  | Standard
81 | HVAC-ClTwrPkgSys | Cooling Tower for Packaged System | 15 | 5 | Com | Com | Any | rated years |  |  |  |  | DEER2011 | D08 v2.05 | HVAC | HVAC-HtRej | HtRej |  |  | Standard
82 | HVAC-DuctInsul | Duct Insulation Material | 20 | 6.67 | Com | Com | Any | rated years |  |  |  |  | DEER2011 | D08 v2.05 | HVAC | HVAC-Vent | HV_AirDist | DuctInsC |  | Standard
83 | HVAC-DuctSeal | Duct Sealing - Single Zone Package System | 18 | 6 | Com | Com | Any | rated years |  |  |  |  | DEER2011 | D08 v2.05 | HVAC | HVAC-Vent | HV_AirDist | DuctSysC |  | Standard
84 | HVAC-EMS | Energy Management System | 15 | 5 | Com | Com | Any | rated years |  |  |  |  | DEER2011 | D08 v2.05 | HVAC | HVAC-EnvCtls | HV_Tech | EMS |  | Standard
85 | HVAC-evapAC | Air Conditioners (split and unitary) | 15 | 5 | Com | Com | Any | rated years |  |  |  |  | DEER2011 | D08 v2.05 | HVAC | HVAC-SpCl | dxAC_equip |  |  | Standard
86 | HVAC-EvapCool | Evap Cool Indirect | 15 | 5 | Com | Com | Any | rated years |  |  |  |  | DEER2011 | D08 v2.05 | HVAC | HVAC-SpCl | EvapCool | ComEvap |  | Standard
87 | HVAC-FanPwrdMix | Fan Powered Mixing Boxes | 10 | 3.33 | Com | Com | Any | rated years |  |  |  |  | DEER2011 | D08 v2.05 | HVAC | HVAC-Vent | HV_AirDist |  |  | Standard
88 | HVAC-Frnc | High Efficiency Furnace | 20 | 6.67 | Com | Com | Any | rated years |  |  |  |  | DEER2011 | D08 v2.05 | HVAC | HVAC-SpHt | SpaceHtg_eq | GasFurnace |  | Standard
89 | HVAC-HydHPVarFlow | Hydronic Heat Pump Var Flow Valve | 10 | 3.33 | Com | Com | Any | rated years |  |  |  |  | DEER2011 | D08 v2.05 | HVAC | HVAC-HtCl | dxHP_equip |  |  | Standard
90 | HVAC-ProgTStats | Setback Programmable Thermostats | 11 | 3.67 | Com | Com | Any | rated years |  |  |  |  | DEER2011 | D08 v2.05 | HVAC | HVAC-EnvCtls | HV_Tech | Tstat |  | Standard
91 | HVAC-PTAC | Air Conditioners (split and unitary) | 15 | 5 | Com | Com | Any | rated years |  |  |  |  | DEER2011 | D08 v2.05 | HVAC | HVAC-SpCl | dxAC_equip |  |  | Standard
92 | HVAC-PTHP | Heat Pumps (split and unitary) | 15 | 5 | Com | Com | Any | rated years |  |  |  |  | DEER2011 | D08 v2.05 | HVAC | HVAC-HtCl | dxHP_equip |  |  | Standard
93 | HVAC-RedcOverVent | Reducing Overventilation | 10 | 3.33 | Com | Com | Any | rated years |  |  |  |  | DEER2011 | D08 v2.05 | HVAC | HVAC-Vent | HV_AirDist |  |  | Standard
94 | HVAC-RefChg | Refrigerant Charge | 10 | 3.33 | Com | Com | Any | rated years |  |  |  |  | DEER2011 | D08 v2.05 | HVAC | HVAC-HtCl | dxAC_equip | refrig |  | Standard
95 | HVAC-repEcono | Repair Economizer | 5 | 1.67 | Com | Com | Any | rated years |  |  |  |  | DEER2011 | D08 v2.05 | HVAC | HVAC-SpCl | HV_AirDist | AirEcono |  | Standard
96 | HVAC-Reset | Water Loop Reset | 10 | 3.33 | Com | Com | Any | rated years |  |  |  |  | DEER2011 | D08 v2.05 | HVAC | HVAC-EnvCtls | LiqCirc | TempReset |  | Standard
97 | HVAC-RotHtRecov | Rotary Heat Recovery | 14 | 4.67 | Com | Com | Any | rated years |  |  |  |  | DEER2011 | D08 v2.05 | HVAC | HVAC-HtCl | HV_AirDist | HeatRecov |  | Standard
98 | HVAC-StmTrp | Steam Traps | 6 | 2 | Com | Com | Any | rated years |  |  |  |  | DEER2011 | D08 v2.05 | HVAC | HVAC-SpHt | SteamCirc | Steam Trap |  | Standard
99 | HVAC-Timeclocks | Time Clocks (heating/cooling) | 11 | 3.67 | Com | Com | Any | rated years |  |  |  |  | DEER2011 | D08 v2.05 | HVAC | HVAC-EnvCtls | HV_Tech | Timer |  | Standard
100 | HVAC-VarFlow | Hydronic Heat Pump Var Flow Valve | 10 | 3.33 | Com | Com | Any | rated years |  |  |  |  | DEER2011 | D08 v2.05 | HVAC | HVAC-HtCl | LiqCirc | FlowCtrlWater |  | Standard
101 | HVAC-VAVBox | Variable Air Volume Box, VSD Fan | 15 | 5 | Com | Com | Any | rated years |  |  |  |  | DEER2011 | D08 v2.05 | HVAC | HVAC-Vent | Motor_Spd | ASD |  | Standard
102 | HVAC-VSD-fan | Variable Air Volume Box, VSD Fan | 15 | 5 | Com | Com | Any | rated years |  |  |  |  | DEER2011 | D08 v2.05 | HVAC | HVAC-Vent | Motor_Spd | ASD |  | Standard
103 | HVAC-VSD-pump | Variable Flow Water Loop, VSD Pump | 15 | 5 | Com | Com | Any | rated years |  |  |  |  | DEER2011 | D08 v2.05 | HVAC | HVAC-HtCl | Motor_Spd | ASD |  | Standard
104 | HVAC-VSDSupFan | VSD Supply Fan Motors | 15 | 5 | Com | Com | Any | rated years |  |  |  |  | DEER2011 | D08 v2.05 | HVAC | HVAC-Vent | Motor_Spd | ASD |  | Standard
105 | HVAC-WSHP | High Efficiency Water Source Heat Pump | 15 | 5 | Com | Com | Any | rated years |  |  |  |  | DEER2011 | D08 v2.05 | HVAC | HVAC-HtCl | dxHP_equip |  |  | Standard
106 | HVAC-wtrAC | Air Conditioners (split and unitary) | 15 | 5 | Com | Com | Any | rated years |  |  |  |  | DEER2011 | D08 v2.05 | HVAC | HVAC-SpCl | dxAC_equip |  |  | Standard
107 | HVAC-WtrEcon | Water Side Economizer | 15 | 5 | Com | Com | Any | rated years |  |  |  |  | DEER2011 | D08 v2.05 | HVAC | HVAC-SpCl | HtRej | WSEcono |  | Standard
108 | HV-DuctSeal | Duct Sealing | 18 | 6 | Res | Res | Any | rated years |  |  |  |  | DEER2011 | D08 v2.05 | HVAC | HVAC-Vent | HV_AirDist | DuctSysR |  | Standard
109 | HV-EffFurn | High Efficiency Furnace | 20 | 6.67 | Res | Res | Any | rated years |  |  |  |  | DEER2011 | D08 v2.05 | HVAC | HVAC-SpHt | SpaceHtg_eq | GasFurnace |  | Standard
110 | HV-Evap | Evaporative Cooler | 15 | 5 | Res | Res | Any | rated years |  |  |  |  | DEER2011 | D08 v2.05 | HVAC | HVAC-SpCl | EvapCool | ResEvap |  | Standard
111 | HV-MFRefChrg | Refrigerant Charge | 10 | 3.33 | Res | Res | Any | rated years |  |  |  |  | DEER2011 | D08 v2.05 | HVAC | HVAC-HtCl | dxAC_equip | refrig |  | Standard
112 | HV-MHRefChrg | Refrigerant Charge | 10 | 3.33 | Res | Res | Any | rated years |  |  |  |  | DEER2011 | D08 v2.05 | HVAC | HVAC-HtCl | dxAC_equip | refrig |  | Standard
113 | HV-ProgTstat | Programmable Thermostat | 11 | 3.67 | Res | Res | Any | rated years |  |  |  |  | DEER2011 | D08 v2.05 | HVAC | HVAC-EnvCtls | HV_Tech | Tstat |  | Standard
114 | HV-RAC-ES | Room AC - Energy Star | 9 | 3 | Res | Res | Any | rated years |  |  |  |  | DEER2011 | D08 v2.05 | HVAC | HVAC-SpCl | dxAC_equip |  |  | Standard
115 | HV-RAC-RUL | Room AC - Recycling (RUL) |  | 3 | Res | Res | Any | rated years |  |  |  |  | DEER2011 | D08 v2.05 | HVAC | HVAC-SpCl | dxAC_equip |  |  | Standard
116 | HV-RefChrg | Refrigerant Charge | 10 | 3.33 | Res | Res | Any | rated years |  |  |  |  | DEER2011 | D08 v2.05 | HVAC | HVAC-HtCl | dxAC_equip | refrig |  | Standard
117 | HV-ResAC | High Efficiency Air Conditioner (package and split systems) | 15 | 5 | Res | Res | Any | rated years |  |  |  |  | DEER2011 | D08 v2.05 | HVAC | HVAC-SpCl | dxAC_equip |  |  | Standard
118 | HV-ResAC-CleanCoil | Clean Condenser Coils | 3 | 1 | Res | Res | Any | rated years |  |  |  |  | DEER2011 | D08 v2.05 | HVAC | HVAC-HtRej | HtRej | CondCoil |  | Standard
119 | HV-ResEvapAC | High Efficiency Air Conditioner (Evap cooled split systems) | 15 | 5 | Res | Res | Any | rated years |  |  |  |  | DEER2011 | D08 v2.05 | HVAC | HVAC-SpCl | EvapCool | ResEvap |  | Standard
120 | HV-ResHP | High Efficiency Heat Pump | 15 | 5 | Res | Res | Any | rated years |  |  |  |  | DEER2011 | D08 v2.05 | HVAC | HVAC-HtCl | dxHP_equip |  |  | Standard
121 | HV-SFRefChrg | Refrigerant Charge | 10 | 3.33 | Res | Res | Any | rated years |  |  |  |  | DEER2011 | D08 v2.05 | HVAC | HVAC-HtCl | dxAC_equip | refrig |  | Standard
122 | HV-WHfan | Whole House Fans | 20 | 6.67 | Res | Res | Any | rated years |  |  |  |  | DEER2011 | D08 v2.05 | HVAC | HVAC-Vent | HV_AirDist |  |  | Standard
123 | ILtg-CFL | CFL Lamps - 10,000 Hour | 3.36 | 1.12 | Com | Any | Any | lamp rated hours | 10000 | 1 | 2978.8 | 15 | DEER2011 | D08 v2.05 | Ltg | Ltg-ILtGen | Ltg_ScrewIn | CFL_lamp |  | Standard
124 | ILtg-CFL | CFL Lamps - 10,000 Hour | 4.35 | 1.45 | Com | Asm | Any | lamp rated hours | 10000 | 1 | 2300 | 15 | DEER2011 | D08 v2.05 | Ltg | Ltg-ILtGen | Ltg_ScrewIn | CFL_lamp |  | Standard
125 | ILtg-CFL | CFL Lamps - 10,000 Hour | 4.13 | 1.38 | Com | ECC | Any | lamp rated hours | 10000 | 1 | 2420 | 15 | DEER2011 | D08 v2.05 | Ltg | Ltg-ILtGen | Ltg_ScrewIn | CFL_lamp |  | Standard
126 | ILtg-CFL | CFL Lamps - 10,000 Hour | 4.46 | 1.49 | Com | EPr | Any | lamp rated hours | 10000 | 1 | 2240 | 15 | DEER2011 | D08 v2.05 | Ltg | Ltg-ILtGen | Ltg_ScrewIn | CFL_lamp |  | Standard
127 | ILtg-CFL | CFL Lamps - 10,000 Hour | 3.85 | 1.28 | Com | ERC | Any | lamp rated hours | 10000 | 1 | 2600 | 15 | DEER2011 | D08 v2.05 | Ltg | Ltg-ILtGen | Ltg_ScrewIn | CFL_lamp |  | Standard
128 | ILtg-CFL | CFL Lamps - 10,000 Hour | 4.29 | 1.43 | Com | ESe | Any | lamp rated hours | 10000 | 1 | 2330 | 15 | DEER2011 | D08 v2.05 | Ltg | Ltg-ILtGen | Ltg_ScrewIn | CFL_lamp |  | Standard
129 | ILtg-CFL | CFL Lamps - 10,000 Hour | 4.22 | 1.41 | Com | EUn | Any | lamp rated hours | 10000 | 1 | 2370 | 15 | DEER2011 | D08 v2.05 | Ltg | Ltg-ILtGen | Ltg_ScrewIn | CFL_lamp |  | Standard
130 | ILtg-CFL | CFL Lamps - 10,000 Hour | 2.57 | 0.86 | Com | Gro | Any | lamp rated hours | 10000 | 1 | 3890 | 15 | DEER2011 | D08 v2.05 | Ltg | Ltg-ILtGen | Ltg_ScrewIn | CFL_lamp |  | Standard
131 | ILtg-CFL | CFL Lamps - 10,000 Hour | 2.38 | 0.79 | Com | Hsp | Any | lamp rated hours | 10000 | 1 | 4200 | 15 | DEER2011 | D08 v2.05 | Ltg | Ltg-ILtGen | Ltg_ScrewIn | CFL_lamp |  | Standard
132 | ILtg-CFL | CFL Lamps - 10,000 Hour | 5.99 | 2 | Com | Htl | Any | lamp rated hours | 10000 | 1 | 1670 | 15 | DEER2011 | D08 v2.05 | Ltg | Ltg-ILtGen | Ltg_ScrewIn | CFL_lamp |  | Standard
133 | ILtg-CFL | CFL Lamps - 10,000 Hour | 3.24 | 1.08 | Com | MBT | Any | lamp rated hours | 10000 | 1 | 3090 | 15 | DEER2011 | D08 v2.05 | Ltg | Ltg-ILtGen | Ltg_ScrewIn | CFL_lamp |  | Standard
134 | ILtg-CFL | CFL Lamps - 10,000 Hour | 3.88 | 1.29 | Com | MLI | Any | lamp rated hours | 10000 | 1 | 2580 | 15 | DEER2011 | D08 v2.05 | Ltg | Ltg-ILtGen | Ltg_ScrewIn | CFL_lamp |  | Standard
135 | ILtg-CFL | CFL Lamps - 10,000 Hour | 7.3 | 2.43 | Com | Mtl | Any | lamp rated hours | 10000 | 1 | 1370 | 15 | DEER2011 | D08 v2.05 | Ltg | Ltg-ILtGen | Ltg_ScrewIn | CFL_lamp |  | Standard
136 | ILtg-CFL | CFL Lamps - 10,000 Hour | 2.8 | 0.93 | Com | Nrs | Any | lamp rated hours | 10000 | 1 | 3570 | 15 | DEER2011 | D08 v2.05 | Ltg | Ltg-ILtGen | Ltg_ScrewIn | CFL_lamp |  | Standard
137 | ILtg-CFL | CFL Lamps - 10,000 Hour | 3.33 | 1.11 | Com | OfL | Any | lamp rated hours | 10000 | 1 | 3000 | 15 | DEER2011 | D08 v2.05 | Ltg | Ltg-ILtGen | Ltg_ScrewIn | CFL_lamp |  | Standard
138 | ILtg-CFL | CFL Lamps - 10,000 Hour | 3.36 | 1.12 | Com | OfS | Any | lamp rated hours | 10000 | 1 | 2980 | 15 | DEER2011 | D08 v2.05 | Ltg | Ltg-ILtGen | Ltg_ScrewIn | CFL_lamp |  | Standard
139 | ILtg-CFL | CFL Lamps - 10,000 Hour | 2.08 | 0.69 | Com | RFF | Any | lamp rated hours | 10000 | 1 | 4810 | 15 | DEER2011 | D08 v2.05 | Ltg | Ltg-ILtGen | Ltg_ScrewIn | CFL_lamp |  | Standard
140 | ILtg-CFL | CFL Lamps - 10,000 Hour | 2.07 | 0.69 | Com | RSD | Any | lamp rated hours | 10000 | 1 | 4830 | 15 | DEER2011 | D08 v2.05 | Ltg | Ltg-ILtGen | Ltg_ScrewIn | CFL_lamp |  | Standard
141 | ILtg-CFL | CFL Lamps - 10,000 Hour | 2.7 | 0.9 | Com | Rt3 | Any | lamp rated hours | 10000 | 1 | 3710 | 15 | DEER2011 | D08 v2.05 | Ltg | Ltg-ILtGen | Ltg_ScrewIn | CFL_lamp |  | Standard
142 | ILtg-CFL | CFL Lamps - 10,000 Hour | 2.3 | 0.77 | Com | RtL | Any | lamp rated hours | 10000 | 1 | 4350 | 15 | DEER2011 | D08 v2.05 | Ltg | Ltg-ILtGen | Ltg_ScrewIn | CFL_lamp |  | Standard
143 | ILtg-CFL | CFL Lamps - 10,000 Hour | 2.49 | 0.83 | Com | RtS | Any | lamp rated hours | 10000 | 1 | 4010 | 15 | DEER2011 | D08 v2.05 | Ltg | Ltg-ILtGen | Ltg_ScrewIn | CFL_lamp |  | Standard
144 | ILtg-CFL | CFL Lamps - 10,000 Hour | 3.62 | 1.21 | Com | SCn | Any | lamp rated hours | 10000 | 1 | 2760 | 15 | DEER2011 | D08 v2.05 | Ltg | Ltg-ILtGen | Ltg_ScrewIn | CFL_lamp |  | Standard
145 | ILtg-CFL | CFL Lamps - 10,000 Hour | 3.62 | 1.21 | Com | SUn | Any | lamp rated hours | 10000 | 1 | 2760 | 15 | DEER2011 | D08 v2.05 | Ltg | Ltg-ILtGen | Ltg_ScrewIn | CFL_lamp |  | Standard
146 | ILtg-CFL | CFL Lamps - 10,000 Hour | 2.11 | 0.7 | Com | WRf | Any | lamp rated hours | 10000 | 1 | 4730 | 15 | DEER2011 | D08 v2.05 | Ltg | Ltg-ILtGen | Ltg_ScrewIn | CFL_lamp |  | Standard
147 | ILtg-CFL | CFL Lamps - 10,000 Hour | 6.28 | 2.09 | Res | Res | Any | lamp rated hours | 10000 | 0.5 | 795.7 | 15 | DEER2011 | D08 v2.05 | Ltg | Ltg-ILtGen | Ltg_ScrewIn | CFL_lamp |  | Standard
148 | ILtg-CFLfix | CFL Fixtures | 12 | 4 | Com | Com | Any | rated years |  |  |  |  | DEER2011 | D08 v2.05 | Ltg | Ltg-ILtGen | Ltg_Wired | CFL_fixt |  | Standard
149 | ILtg-CFLfix | CFL Fixtures | 16 | 5.33 | Res | Res | Any | rated years |  |  |  |  | DEER2011 | D08 v2.05 | Ltg | Ltg-ILtGen | Ltg_Wired | CFL_fixt |  | Standard
150 | ILtg-Exit | Exit Lighting | 16 | 5.33 | Com | Com | Any | rated years |  |  |  |  | DEER2011 | D08 v2.05 | Ltg | Ltg-ILtExit | Ltg_Wired | Exit_fixt |  | Standard
151 | ILtg-HPS | HID Lighting - High Pressure Sodium | 15 | 5 | Com | Any | Any | electronic ballast rated hours | 70000 | 1 | 2978.8 | 15 | DEER2011 | D08 v2.05 | Ltg | Ltg-ILtGen | Ltg_Wired | HID_fixt |  | Standard
152 | ILtg-HPS | HID Lighting - High Pressure Sodium | 15 | 5 | Com | Asm | Any | electronic ballast rated hours | 70000 | 1 | 2630 | 15 | DEER2011 | D08 v2.05 | Ltg | Ltg-ILtGen | Ltg_Wired | HID_fixt |  | Standard
153 | ILtg-HPS | HID Lighting - High Pressure Sodium | 15 | 5 | Com | ECC | Any | electronic ballast rated hours | 70000 | 1 | 2430 | 15 | DEER2011 | D08 v2.05 | Ltg | Ltg-ILtGen | Ltg_Wired | HID_fixt |  | Standard
154 | ILtg-HPS | HID Lighting - High Pressure Sodium | 15 | 5 | Com | EPr | Any | electronic ballast rated hours | 70000 | 1 | 2140 | 15 | DEER2011 | D08 v2.05 | Ltg | Ltg-ILtGen | Ltg_Wired | HID_fixt |  | Standard
155 | ILtg-HPS | HID Lighting - High Pressure Sodium | 15 | 5 | Com | ERC | Any | electronic ballast rated hours | 70000 | 1 | 2480 | 15 | DEER2011 | D08 v2.05 | Ltg | Ltg-ILtGen | Ltg_Wired | HID_fixt |  | Standard
156 | ILtg-HPS | HID Lighting - High Pressure Sodium | 15 | 5 | Com | ESe | Any | electronic ballast rated hours | 70000 | 1 | 2290 | 15 | DEER2011 | D08 v2.05 | Ltg | Ltg-ILtGen | Ltg_Wired | HID_fixt |  | Standard
157 | ILtg-HPS | HID Lighting - High Pressure Sodium | 15 | 5 | Com | EUn | Any | electronic ballast rated hours | 70000 | 1 | 2370 | 15 | DEER2011 | D08 v2.05 | Ltg | Ltg-ILtGen | Ltg_Wired | HID_fixt |  | Standard
158 | ILtg-HPS | HID Lighting - High Pressure Sodium | 14.29 | 4.76 | Com | Gro | Any | electronic ballast rated hours | 70000 | 1 | 4900 | 15 | DEER2011 | D08 v2.05 | Ltg | Ltg-ILtGen | Ltg_Wired | HID_fixt |  | Standard
159 | ILtg-HPS | HID Lighting - High Pressure Sodium | 13.38 | 4.46 | Com | Hsp | Any | electronic ballast rated hours | 70000 | 1 | 5230 | 15 | DEER2011 | D08 v2.05 | Ltg | Ltg-ILtGen | Ltg_Wired | HID_fixt |  | Standard
160 | ILtg-HPS | HID Lighting - High Pressure Sodium | 15 | 5 | Com | Htl | Any | electronic ballast rated hours | 70000 | 1 | 1950 | 15 | DEER2011 | D08 v2.05 | Ltg | Ltg-ILtGen | Ltg_Wired | HID_fixt |  | Standard
161 | ILtg-HPS | HID Lighting - High Pressure Sodium | 15 | 5 | Com | MBT | Any | electronic ballast rated hours | 70000 | 1 | 3510 | 15 | DEER2011 | D08 v2.05 | Ltg | Ltg-ILtGen | Ltg_Wired | HID_fixt |  | Standard
162 | ILtg-HPS | HID Lighting - High Pressure Sodium | 15 | 5 | Com | MLI | Any | electronic ballast rated hours | 70000 | 1 | 3220 | 15 | DEER2011 | D08 v2.05 | Ltg | Ltg-ILtGen | Ltg_Wired | HID_fixt |  | Standard
163 | ILtg-HPS | HID Lighting - High Pressure Sodium | 15 | 5 | Com | Mtl | Any | electronic ballast rated hours | 70000 | 1 | 1570 | 15 | DEER2011 | D08 v2.05 | Ltg | Ltg-ILtGen | Ltg_Wired | HID_fixt |  | Standard
164 | ILtg-HPS | HID Lighting - High Pressure Sodium | 15 | 5 | Com | Nrs | Any | electronic ballast rated hours | 70000 | 1 | 4140 | 15 | DEER2011 | D08 v2.05 | Ltg | Ltg-ILtGen | Ltg_Wired | HID_fixt |  | Standard
165 | ILtg-HPS | HID Lighting - High Pressure Sodium | 15 | 5 | Com | OfL | Any | electronic ballast rated hours | 70000 | 1 | 2640 | 15 | DEER2011 | D08 v2.05 | Ltg | Ltg-ILtGen | Ltg_Wired | HID_fixt |  | Standard
166 | ILtg-HPS | HID Lighting - High Pressure Sodium | 15 | 5 | Com | OfS | Any | electronic ballast rated hours | 70000 | 1 | 2590 | 15 | DEER2011 | D08 v2.05 | Ltg | Ltg-ILtGen | Ltg_Wired | HID_fixt |  | Standard
167 | ILtg-HPS | HID Lighting - High Pressure Sodium | 14.46 | 4.82 | Com | RFF | Any | electronic ballast rated hours | 70000 | 1 | 4840 | 15 | DEER2011 | D08 v2.05 | Ltg | Ltg-ILtGen | Ltg_Wired | HID_fixt |  | Standard
168 | ILtg-HPS | HID Lighting - High Pressure Sodium | 14.49 | 4.83 | Com | RSD | Any | electronic ballast rated hours | 70000 | 1 | 4830 | 15 | DEER2011 | D08 v2.05 | Ltg | Ltg-ILtGen | Ltg_Wired | HID_fixt |  | Standard
169 | ILtg-HPS | HID Lighting - High Pressure Sodium | 15 | 5 | Com | Rt3 | Any | electronic ballast rated hours | 70000 | 1 | 3370 | 15 | DEER2011 | D08 v2.05 | Ltg | Ltg-ILtGen | Ltg_Wired | HID_fixt |  | Standard
170 | ILtg-HPS | HID Lighting - High Pressure Sodium | 15 | 5 | Com | RtL | Any | electronic ballast rated hours | 70000 | 1 | 4260 | 15 | DEER2011 | D08 v2.05 | Ltg | Ltg-ILtGen | Ltg_Wired | HID_fixt |  | Standard
171 | ILtg-HPS | HID Lighting - High Pressure Sodium | 15 | 5 | Com | RtS | Any | electronic ballast rated hours | 70000 | 1 | 3380 | 15 | DEER2011 | D08 v2.05 | Ltg | Ltg-ILtGen | Ltg_Wired | HID_fixt |  | Standard
172 | ILtg-HPS | HID Lighting - High Pressure Sodium | 15 | 5 | Com | SCn | Any | electronic ballast rated hours | 70000 | 1 | 3420 | 15 | DEER2011 | D08 v2.05 | Ltg | Ltg-ILtGen | Ltg_Wired | HID_fixt |  | Standard
173 | ILtg-HPS | HID Lighting - High Pressure Sodium | 15 | 5 | Com | SUn | Any | electronic ballast rated hours | 70000 | 1 | 3420 | 15 | DEER2011 | D08 v2.05 | Ltg | Ltg-ILtGen | Ltg_Wired | HID_fixt |  | Standard
174 | ILtg-HPS | HID Lighting - High Pressure Sodium | 14.71 | 4.9 | Com | WRf | Any | electronic ballast rated hours | 70000 | 1 | 4760 | 15 | DEER2011 | D08 v2.05 | Ltg | Ltg-ILtGen | Ltg_Wired | HID_fixt |  | Standard
175 | ILtg-LED | 0.3 W LED Night Light | 16 | 5.33 | Res | Res | Any | rated years |  |  |  |  | DEER2011 | D08 v2.05 | Ltg | Ltg_ILtTsk | Ltg_Plugin | Fixture |  | Standard
176 | ILtg-LED-seas | LED Seasonal Light | 16 | 5.33 | Res | Res | Any | rated years |  |  |  |  | DEER2011 | D08 v2.05 | Ltg | Ltg_SLt | Ltg_Plugin | Seasonal |  | Standard
177 | ILtg-Lfluor-CommArea | Linear Fluorescents - MF Common Area | 15 | 5 | Res | MFM | Any | electronic ballast rated hours | 70000 | 1 |  | 15 | DEER2011 | D08 v2.05 | Ltg | Ltg-ILtGen | Ltg_Wired | LinFluor_fixt |  | Standard
178 | ILtg-Lfluor-Elec | Linear Fluorescent with Electronic Ballast | 15 | 5 | Com | Any | Any | electronic ballast rated hours | 70000 | 1 | 3141.5 | 15 | DEER2011 | D08 v2.05 | Ltg | Ltg-ILtGen | Ltg_Wired | LinFluor_fixt |  | Standard
179 | ILtg-Lfluor-Elec | Linear Fluorescent with Electronic Ballast | 15 | 5 | Com | Asm | Any | electronic ballast rated hours | 70000 | 1 | 2630 | 15 | DEER2011 | D08 v2.05 | Ltg | Ltg-ILtGen | Ltg_Wired | LinFluor_fixt |  | Standard
180 | ILtg-Lfluor-Elec | Linear Fluorescent with Electronic Ballast | 15 | 5 | Com | ECC | Any | electronic ballast rated hours | 70000 | 1 | 2430 | 15 | DEER2011 | D08 v2.05 | Ltg | Ltg-ILtGen | Ltg_Wired | LinFluor_fixt |  | Standard
181 | ILtg-Lfluor-Elec | Linear Fluorescent with Electronic Ballast | 15 | 5 | Com | EPr | Any | electronic ballast rated hours | 70000 | 1 | 2140 | 15 | DEER2011 | D08 v2.05 | Ltg | Ltg-ILtGen | Ltg_Wired | LinFluor_fixt |  | Standard
182 | ILtg-Lfluor-Elec | Linear Fluorescent with Electronic Ballast | 15 | 5 | Com | ERC | Any | electronic ballast rated hours | 70000 | 1 | 2480 | 15 | DEER2011 | D08 v2.05 | Ltg | Ltg-ILtGen | Ltg_Wired | LinFluor_fixt |  | Standard
183 | ILtg-Lfluor-Elec | Linear Fluorescent with Electronic Ballast | 15 | 5 | Com | ESe | Any | electronic ballast rated hours | 70000 | 1 | 2290 | 15 | DEER2011 | D08 v2.05 | Ltg | Ltg-ILtGen | Ltg_Wired | LinFluor_fixt |  | Standard
184 | ILtg-Lfluor-Elec | Linear Fluorescent with Electronic Ballast | 15 | 5 | Com | EUn | Any | electronic ballast rated hours | 70000 | 1 | 2370 | 15 | DEER2011 | D08 v2.05 | Ltg | Ltg-ILtGen | Ltg_Wired | LinFluor_fixt |  | Standard
185 | ILtg-Lfluor-Elec | Linear Fluorescent with Electronic Ballast | 14.29 | 4.76 | Com | Gro | Any | electronic ballast rated hours | 70000 | 1 | 4900 | 15 | DEER2011 | D08 v2.05 | Ltg | Ltg-ILtGen | Ltg_Wired | LinFluor_fixt |  | Standard
186 | ILtg-Lfluor-Elec | Linear Fluorescent with Electronic Ballast | 13.38 | 4.46 | Com | Hsp | Any | electronic ballast rated hours | 70000 | 1 | 5230 | 15 | DEER2011 | D08 v2.05 | Ltg | Ltg-ILtGen | Ltg_Wired | LinFluor_fixt |  | Standard
187 | ILtg-Lfluor-Elec | Linear Fluorescent with Electronic Ballast | 15 | 5 | Com | Htl | Any | electronic ballast rated hours | 70000 | 1 | 1950 | 15 | DEER2011 | D08 v2.05 | Ltg | Ltg-ILtGen | Ltg_Wired | LinFluor_fixt |  | Standard
188 | ILtg-Lfluor-Elec | Linear Fluorescent with Electronic Ballast | 15 | 5 | Com | MBT | Any | electronic ballast rated hours | 70000 | 1 | 3510 | 15 | DEER2011 | D08 v2.05 | Ltg | Ltg-ILtGen | Ltg_Wired | LinFluor_fixt |  | Standard
189 | ILtg-Lfluor-Elec | Linear Fluorescent with Electronic Ballast | 15 | 5 | Com | MLI | Any | electronic ballast rated hours | 70000 | 1 | 3220 | 15 | DEER2011 | D08 v2.05 | Ltg | Ltg-ILtGen | Ltg_Wired | LinFluor_fixt |  | Standard
190 | ILtg-Lfluor-Elec | Linear Fluorescent with Electronic Ballast | 15 | 5 | Com | Mtl | Any | electronic ballast rated hours | 70000 | 1 | 1570 | 15 | DEER2011 | D08 v2.05 | Ltg | Ltg-ILtGen | Ltg_Wired | LinFluor_fixt |  | Standard
191 | ILtg-Lfluor-Elec | Linear Fluorescent with Electronic Ballast | 15 | 5 | Com | Nrs | Any | electronic ballast rated hours | 70000 | 1 | 4140 | 15 | DEER2011 | D08 v2.05 | Ltg | Ltg-ILtGen | Ltg_Wired | LinFluor_fixt |  | Standard
192 | ILtg-Lfluor-Elec | Linear Fluorescent with Electronic Ballast | 15 | 5 | Com | OfL | Any | electronic ballast rated hours | 70000 | 1 | 2640 | 15 | DEER2011 | D08 v2.05 | Ltg | Ltg-ILtGen | Ltg_Wired | LinFluor_fixt |  | Standard
193 | ILtg-Lfluor-Elec | Linear Fluorescent with Electronic Ballast | 15 | 5 | Com | OfS | Any | electronic ballast rated hours | 70000 | 1 | 2590 | 15 | DEER2011 | D08 v2.05 | Ltg | Ltg-ILtGen | Ltg_Wired | LinFluor_fixt |  | Standard
194 | ILtg-Lfluor-Elec | Linear Fluorescent with Electronic Ballast | 14.46 | 4.82 | Com | RFF | Any | electronic ballast rated hours | 70000 | 1 | 4840 | 15 | DEER2011 | D08 v2.05 | Ltg | Ltg-ILtGen | Ltg_Wired | LinFluor_fixt |  | Standard
195 | ILtg-Lfluor-Elec | Linear Fluorescent with Electronic Ballast | 14.49 | 4.83 | Com | RSD | Any | electronic ballast rated hours | 70000 | 1 | 4830 | 15 | DEER2011 | D08 v2.05 | Ltg | Ltg-ILtGen | Ltg_Wired | LinFluor_fixt |  | Standard
196 | ILtg-Lfluor-Elec | Linear Fluorescent with Electronic Ballast | 15 | 5 | Com | Rt3 | Any | electronic ballast rated hours | 70000 | 1 | 3370 | 15 | DEER2011 | D08 v2.05 | Ltg | Ltg-ILtGen | Ltg_Wired | LinFluor_fixt |  | Standard
197 | ILtg-Lfluor-Elec | Linear Fluorescent with Electronic Ballast | 15 | 5 | Com | RtL | Any | electronic ballast rated hours | 70000 | 1 | 4260 | 15 | DEER2011 | D08 v2.05 | Ltg | Ltg-ILtGen | Ltg_Wired | LinFluor_fixt |  | Standard
198 | ILtg-Lfluor-Elec | Linear Fluorescent with Electronic Ballast | 15 | 5 | Com | RtS | Any | electronic ballast rated hours | 70000 | 1 | 3380 | 15 | DEER2011 | D08 v2.05 | Ltg | Ltg-ILtGen | Ltg_Wired | LinFluor_fixt |  | Standard
199 | ILtg-Lfluor-Elec | Linear Fluorescent with Electronic Ballast | 15 | 5 | Com | SCn | Any | electronic ballast rated hours | 70000 | 1 | 3420 | 15 | DEER2011 | D08 v2.05 | Ltg | Ltg-ILtGen | Ltg_Wired | LinFluor_fixt |  | Standard
200 | ILtg-Lfluor-Elec | Linear Fluorescent with Electronic Ballast | 15 | 5 | Com | SUn | Any | electronic ballast rated hours | 70000 | 1 | 3420 | 15 | DEER2011 | D08 v2.05 | Ltg | Ltg-ILtGen | Ltg_Wired | LinFluor_fixt |  | Standard
201 | ILtg-Lfluor-Elec | Linear Fluorescent with Electronic Ballast | 14.71 | 4.9 | Com | WRf | Any | electronic ballast rated hours | 70000 | 1 | 4760 | 15 | DEER2011 | D08 v2.05 | Ltg | Ltg-ILtGen | Ltg_Wired | LinFluor_fixt |  | Standard
202 | ILtg-Lfluor-Elec | Linear Fluorescent with Electronic Ballast | 15 | 5 | Res | Res | Any | electronic ballast rated hours | 70000 | 1 | 795.7 | 15 | DEER2011 | D08 v2.05 | Ltg | Ltg-ILtGen | Ltg_Wired | LinFluor_fixt |  | Standard
203 | ILtg-Lfluor-fix | Linear Fluorescent - Fixtures | 16 | 5.33 | Com | Com | Any | rated years |  |  |  |  | DEER2011 | D08 v2.05 | Ltg | Ltg-ILtGen | Ltg_Wired | LinFluor_fixt |  | Standard
204 | ILtg-Lfluor-Mag | Linear Fluorescent with Magnetic Ballast | 14.32 | 4.77 | Com | Any | Any | magnetic ballast rated hours | 45000 | 1 | 3141.5 | 15 | DEER2011 | D08 v2.05 | Ltg | Ltg-ILtGen | Ltg_Wired | LinFluor_fixt |  | Standard
205 | ILtg-Lfluor-Mag | Linear Fluorescent with Magnetic Ballast | 15 | 5 | Com | Asm | Any | magnetic ballast rated hours | 45000 | 1 | 2630 | 15 | DEER2011 | D08 v2.05 | Ltg | Ltg-ILtGen | Ltg_Wired | LinFluor_fixt |  | Standard
206 | ILtg-Lfluor-Mag | Linear Fluorescent with Magnetic Ballast | 15 | 5 | Com | ECC | Any | magnetic ballast rated hours | 45000 | 1 | 2430 | 15 | DEER2011 | D08 v2.05 | Ltg | Ltg-ILtGen | Ltg_Wired | LinFluor_fixt |  | Standard
207 | ILtg-Lfluor-Mag | Linear Fluorescent with Magnetic Ballast | 15 | 5 | Com | EPr | Any | magnetic ballast rated hours | 45000 | 1 | 2140 | 15 | DEER2011 | D08 v2.05 | Ltg | Ltg-ILtGen | Ltg_Wired | LinFluor_fixt |  | Standard
208 | ILtg-Lfluor-Mag | Linear Fluorescent with Magnetic Ballast | 15 | 5 | Com | ERC | Any | magnetic ballast rated hours | 45000 | 1 | 2480 | 15 | DEER2011 | D08 v2.05 | Ltg | Ltg-ILtGen | Ltg_Wired | LinFluor_fixt |  | Standard
209 | ILtg-Lfluor-Mag | Linear Fluorescent with Magnetic Ballast | 15 | 5 | Com | ESe | Any | magnetic ballast rated hours | 45000 | 1 | 2290 | 15 | DEER2011 | D08 v2.05 | Ltg | Ltg-ILtGen | Ltg_Wired | LinFluor_fixt |  | Standard
210 | ILtg-Lfluor-Mag | Linear Fluorescent with Magnetic Ballast | 15 | 5 | Com | EUn | Any | magnetic ballast rated hours | 45000 | 1 | 2370 | 15 | DEER2011 | D08 v2.05 | Ltg | Ltg-ILtGen | Ltg_Wired | LinFluor_fixt |  | Standard
211 | ILtg-Lfluor-Mag | Linear Fluorescent with Magnetic Ballast | 9.18 | 3.06 | Com | Gro | Any | magnetic ballast rated hours | 45000 | 1 | 4900 | 15 | DEER2011 | D08 v2.05 | Ltg | Ltg-ILtGen | Ltg_Wired | LinFluor_fixt |  | Standard
212 | ILtg-Lfluor-Mag | Linear Fluorescent with Magnetic Ballast | 8.6 | 2.87 | Com | Hsp | Any | magnetic ballast rated hours | 45000 | 1 | 5230 | 15 | DEER2011 | D08 v2.05 | Ltg | Ltg-ILtGen | Ltg_Wired | LinFluor_fixt |  | Standard
213 | ILtg-Lfluor-Mag | Linear Fluorescent with Magnetic Ballast | 15 | 5 | Com | Htl | Any | magnetic ballast rated hours | 45000 | 1 | 1950 | 15 | DEER2011 | D08 v2.05 | Ltg | Ltg-ILtGen | Ltg_Wired | LinFluor_fixt |  | Standard
214 | ILtg-Lfluor-Mag | Linear Fluorescent with Magnetic Ballast | 12.82 | 4.27 | Com | MBT | Any | magnetic ballast rated hours | 45000 | 1 | 3510 | 15 | DEER2011 | D08 v2.05 | Ltg | Ltg-ILtGen | Ltg_Wired | LinFluor_fixt |  | Standard
215 | ILtg-Lfluor-Mag | Linear Fluorescent with Magnetic Ballast | 13.98 | 4.66 | Com | MLI | Any | magnetic ballast rated hours | 45000 | 1 | 3220 | 15 | DEER2011 | D08 v2.05 | Ltg | Ltg-ILtGen | Ltg_Wired | LinFluor_fixt |  | Standard
216 | ILtg-Lfluor-Mag | Linear Fluorescent with Magnetic Ballast | 15 | 5 | Com | Mtl | Any | magnetic ballast rated hours | 45000 | 1 | 1570 | 15 | DEER2011 | D08 v2.05 | Ltg | Ltg-ILtGen | Ltg_Wired | LinFluor_fixt |  | Standard
217 | ILtg-Lfluor-Mag | Linear Fluorescent with Magnetic Ballast | 10.87 | 3.62 | Com | Nrs | Any | magnetic ballast rated hours | 45000 | 1 | 4140 | 15 | DEER2011 | D08 v2.05 | Ltg | Ltg-ILtGen | Ltg_Wired | LinFluor_fixt |  | Standard
218 | ILtg-Lfluor-Mag | Linear Fluorescent with Magnetic Ballast | 15 | 5 | Com | OfL | Any | magnetic ballast rated hours | 45000 | 1 | 2640 | 15 | DEER2011 | D08 v2.05 | Ltg | Ltg-ILtGen | Ltg_Wired | LinFluor_fixt |  | Standard
219 | ILtg-Lfluor-Mag | Linear Fluorescent with Magnetic Ballast | 15 | 5 | Com | OfS | Any | magnetic ballast rated hours | 45000 | 1 | 2590 | 15 | DEER2011 | D08 v2.05 | Ltg | Ltg-ILtGen | Ltg_Wired | LinFluor_fixt |  | Standard
220 | ILtg-Lfluor-Mag | Linear Fluorescent with Magnetic Ballast | 9.3 | 3.1 | Com | RFF | Any | magnetic ballast rated hours | 45000 | 1 | 4840 | 15 | DEER2011 | D08 v2.05 | Ltg | Ltg-ILtGen | Ltg_Wired | LinFluor_fixt |  | Standard
221 | ILtg-Lfluor-Mag | Linear Fluorescent with Magnetic Ballast | 9.32 | 3.11 | Com | RSD | Any | magnetic ballast rated hours | 45000 | 1 | 4830 | 15 | DEER2011 | D08 v2.05 | Ltg | Ltg-ILtGen | Ltg_Wired | LinFluor_fixt |  | Standard
222 | ILtg-Lfluor-Mag | Linear Fluorescent with Magnetic Ballast | 13.35 | 4.45 | Com | Rt3 | Any | magnetic ballast rated hours | 45000 | 1 | 3370 | 15 | DEER2011 | D08 v2.05 | Ltg | Ltg-ILtGen | Ltg_Wired | LinFluor_fixt |  | Standard
223 | ILtg-Lfluor-Mag | Linear Fluorescent with Magnetic Ballast | 10.56 | 3.52 | Com | RtL | Any | magnetic ballast rated hours | 45000 | 1 | 4260 | 15 | DEER2011 | D08 v2.05 | Ltg | Ltg-ILtGen | Ltg_Wired | LinFluor_fixt |  | Standard
224 | ILtg-Lfluor-Mag | Linear Fluorescent with Magnetic Ballast | 13.31 | 4.44 | Com | RtS | Any | magnetic ballast rated hours | 45000 | 1 | 3380 | 15 | DEER2011 | D08 v2.05 | Ltg | Ltg-ILtGen | Ltg_Wired | LinFluor_fixt |  | Standard
225 | ILtg-Lfluor-Mag | Linear Fluorescent with Magnetic Ballast | 13.16 | 4.39 | Com | SCn | Any | magnetic ballast rated hours | 45000 | 1 | 3420 | 15 | DEER2011 | D08 v2.05 | Ltg | Ltg-ILtGen | Ltg_Wired | LinFluor_fixt |  | Standard
226 | ILtg-Lfluor-Mag | Linear Fluorescent with Magnetic Ballast | 13.16 | 4.39 | Com | SUn | Any | magnetic ballast rated hours | 45000 | 1 | 3420 | 15 | DEER2011 | D08 v2.05 | Ltg | Ltg-ILtGen | Ltg_Wired | LinFluor_fixt |  | Standard
227 | ILtg-Lfluor-Mag | Linear Fluorescent with Magnetic Ballast | 9.45 | 3.15 | Com | WRf | Any | magnetic ballast rated hours | 45000 | 1 | 4760 | 15 | DEER2011 | D08 v2.05 | Ltg | Ltg-ILtGen | Ltg_Wired | LinFluor_fixt |  | Standard
228 | ILtg-Lfluor-Mag | Linear Fluorescent with Magnetic Ballast | 15 | 5 | Res | Res | Any | magnetic ballast rated hours | 45000 | 1 |  | 15 | DEER2011 | D08 v2.05 | Ltg | Ltg-ILtGen | Ltg_Wired | LinFluor_fixt |  | Standard
229 | ILtg-Lfluor-T12Mag | Linear Fluorescent with T12 Lamp + Magnetic Ballast | 6.37 | 1.12 | Com | Any | Any | T12 lamp rated hours | 20000 | 1 | 3141.5 | 15 | DEER2011 | D11 v4.00 | Ltg | Ltg-ILtGen | Ltg_Wired | LinFluor_fixt |  | Standard
230 | ILtg-Lfluor-T12Mag | Linear Fluorescent with T12 Lamp + Magnetic Ballast | 7.6 | 1.53 | Com | Asm | Any | T12 lamp rated hours | 20000 | 1 | 2630 | 15 | DEER2011 | D11 v4.00 | Ltg | Ltg-ILtGen | Ltg_Wired | LinFluor_fixt |  | Standard
231 | ILtg-Lfluor-T12Mag | Linear Fluorescent with T12 Lamp + Magnetic Ballast | 8.23 | 1.74 | Com | ECC | Any | T12 lamp rated hours | 20000 | 1 | 2430 | 15 | DEER2011 | D11 v4.00 | Ltg | Ltg-ILtGen | Ltg_Wired | LinFluor_fixt |  | Standard
232 | ILtg-Lfluor-T12Mag | Linear Fluorescent with T12 Lamp + Magnetic Ballast | 9.35 | 2.12 | Com | EPr | Any | T12 lamp rated hours | 20000 | 1 | 2140 | 15 | DEER2011 | D11 v4.00 | Ltg | Ltg-ILtGen | Ltg_Wired | LinFluor_fixt |  | Standard
233 | ILtg-Lfluor-T12Mag | Linear Fluorescent with T12 Lamp + Magnetic Ballast | 8.06 | 1.69 | Com | ERC | Any | T12 lamp rated hours | 20000 | 1 | 2480 | 15 | DEER2011 | D11 v4.00 | Ltg | Ltg-ILtGen | Ltg_Wired | LinFluor_fixt |  | Standard
234 | ILtg-Lfluor-T12Mag | Linear Fluorescent with T12 Lamp + Magnetic Ballast | 8.73 | 1.91 | Com | ESe | Any | T12 lamp rated hours | 20000 | 1 | 2290 | 15 | DEER2011 | D11 v4.00 | Ltg | Ltg-ILtGen | Ltg_Wired | LinFluor_fixt |  | Standard
235 | ILtg-Lfluor-T12Mag | Linear Fluorescent with T12 Lamp + Magnetic Ballast | 8.44 | 1.81 | Com | EUn | Any | T12 lamp rated hours | 20000 | 1 | 2370 | 15 | DEER2011 | D11 v4.00 | Ltg | Ltg-ILtGen | Ltg_Wired | LinFluor_fixt |  | Standard
236 | ILtg-Lfluor-T12Mag | Linear Fluorescent with T12 Lamp + Magnetic Ballast | 4.08 | 0.36 | Com | Gro | Any | T12 lamp rated hours | 20000 | 1 | 4900 | 15 | DEER2011 | D11 v4.00 | Ltg | Ltg-ILtGen | Ltg_Wired | LinFluor_fixt |  | Standard
237 | ILtg-Lfluor-T12Mag | Linear Fluorescent with T12 Lamp + Magnetic Ballast | 3.82 | 0.27 | Com | Hsp | Any | T12 lamp rated hours | 20000 | 1 | 5230 | 15 | DEER2011 | D11 v4.00 | Ltg | Ltg-ILtGen | Ltg_Wired | LinFluor_fixt |  | Standard
238 | ILtg-Lfluor-T12Mag | Linear Fluorescent with T12 Lamp + Magnetic Ballast | 10.26 | 2.42 | Com | Htl | Any | T12 lamp rated hours | 20000 | 1 | 1950 | 15 | DEER2011 | D11 v4.00 | Ltg | Ltg-ILtGen | Ltg_Wired | LinFluor_fixt |  | Standard
239 | ILtg-Lfluor-T12Mag | Linear Fluorescent with T12 Lamp + Magnetic Ballast | 5.7 | 0.9 | Com | MBT | Any | T12 lamp rated hours | 20000 | 1 | 3510 | 15 | DEER2011 | D11 v4.00 | Ltg | Ltg-ILtGen | Ltg_Wired | LinFluor_fixt |  | Standard
240 | ILtg-Lfluor-T12Mag | Linear Fluorescent with T12 Lamp + Magnetic Ballast | 6.21 | 1.07 | Com | MLI | Any | T12 lamp rated hours | 20000 | 1 | 3220 | 15 | DEER2011 | D11 v4.00 | Ltg | Ltg-ILtGen | Ltg_Wired | LinFluor_fixt |  | Standard
241 | ILtg-Lfluor-T12Mag | Linear Fluorescent with T12 Lamp + Magnetic Ballast | 12.74 | 3.25 | Com | Mtl | Any | T12 lamp rated hours | 20000 | 1 | 1570 | 15 | DEER2011 | D11 v4.00 | Ltg | Ltg-ILtGen | Ltg_Wired | LinFluor_fixt |  | Standard
242 | ILtg-Lfluor-T12Mag | Linear Fluorescent with T12 Lamp + Magnetic Ballast | 4.83 | 0.61 | Com | Nrs | Any | T12 lamp rated hours | 20000 | 1 | 4140 | 15 | DEER2011 | D11 v4.00 | Ltg | Ltg-ILtGen | Ltg_Wired | LinFluor_fixt |  | Standard
243 | ILtg-Lfluor-T12Mag | Linear Fluorescent with T12 Lamp + Magnetic Ballast | 7.58 | 1.53 | Com | OfL | Any | T12 lamp rated hours | 20000 | 1 | 2640 | 15 | DEER2011 | D11 v4.00 | Ltg | Ltg-ILtGen | Ltg_Wired | LinFluor_fixt |  | Standard
244 | ILtg-Lfluor-T12Mag | Linear Fluorescent with T12 Lamp + Magnetic Ballast | 7.72 | 1.57 | Com | OfS | Any | T12 lamp rated hours | 20000 | 1 | 2590 | 15 | DEER2011 | D11 v4.00 | Ltg | Ltg-ILtGen | Ltg_Wired | LinFluor_fixt |  | Standard
245 | ILtg-Lfluor-T12Mag | Linear Fluorescent with T12 Lamp + Magnetic Ballast | 4.13 | 0.38 | Com | RFF | Any | T12 lamp rated hours | 20000 | 1 | 4840 | 15 | DEER2011 | D11 v4.00 | Ltg | Ltg-ILtGen | Ltg_Wired | LinFluor_fixt |  | Standard
246 | ILtg-Lfluor-T12Mag | Linear Fluorescent with T12 Lamp + Magnetic Ballast | 4.14 | 0.38 | Com | RSD | Any | T12 lamp rated hours | 20000 | 1 | 4830 | 15 | DEER2011 | D11 v4.00 | Ltg | Ltg-ILtGen | Ltg_Wired | LinFluor_fixt |  | Standard
247 | ILtg-Lfluor-T12Mag | Linear Fluorescent with T12 Lamp + Magnetic Ballast | 5.93 | 0.98 | Com | Rt3 | Any | T12 lamp rated hours | 20000 | 1 | 3370 | 15 | DEER2011 | D11 v4.00 | Ltg | Ltg-ILtGen | Ltg_Wired | LinFluor_fixt |  | Standard
248 | ILtg-Lfluor-T12Mag | Linear Fluorescent with T12 Lamp + Magnetic Ballast | 4.69 | 0.56 | Com | RtL | Any | T12 lamp rated hours | 20000 | 1 | 4260 | 15 | DEER2011 | D11 v4.00 | Ltg | Ltg-ILtGen | Ltg_Wired | LinFluor_fixt |  | Standard
249 | ILtg-Lfluor-T12Mag | Linear Fluorescent with T12 Lamp + Magnetic Ballast | 5.92 | 0.97 | Com | RtS | Any | T12 lamp rated hours | 20000 | 1 | 3380 | 15 | DEER2011 | D11 v4.00 | Ltg | Ltg-ILtGen | Ltg_Wired | LinFluor_fixt |  | Standard
250 | ILtg-Lfluor-T12Mag | Linear Fluorescent with T12 Lamp + Magnetic Ballast | 5.85 | 0.95 | Com | SCn | Any | T12 lamp rated hours | 20000 | 1 | 3420 | 15 | DEER2011 | D11 v4.00 | Ltg | Ltg-ILtGen | Ltg_Wired | LinFluor_fixt |  | Standard
251 | ILtg-Lfluor-T12Mag | Linear Fluorescent with T12 Lamp + Magnetic Ballast | 5.85 | 0.95 | Com | SUn | Any | T12 lamp rated hours | 20000 | 1 | 3420 | 15 | DEER2011 | D11 v4.00 | Ltg | Ltg-ILtGen | Ltg_Wired | LinFluor_fixt |  | Standard
252 | ILtg-Lfluor-T12Mag | Linear Fluorescent with T12 Lamp + Magnetic Ballast | 4.2 | 0.4 | Com | WRf | Any | T12 lamp rated hours | 20000 | 1 | 4760 | 15 | DEER2011 | D11 v4.00 | Ltg | Ltg-ILtGen | Ltg_Wired | LinFluor_fixt |  | Standard
253 | ILtg-Lfluor-T12Mag | Linear Fluorescent with T12 Lamp + Magnetic Ballast | 11 | 2.67 | Res | Res | Any | T12 lamp rated hours | 20000 | 1 |  | 11 | DEER2011 | D11 v4.00 | Ltg | Ltg-ILtGen | Ltg_Wired | LinFluor_fixt |  | Standard
254 | ILtg-MH | HID Lighting - Metal Halide | 15 | 5 | Com | Any | Any | electronic ballast rated hours | 70000 | 1 | 3141.5 | 15 | DEER2011 | D08 v2.05 | Ltg | Ltg-ILtGen | Ltg_Wired | HID_fixt |  | Standard
255 | ILtg-MH | HID Lighting - Metal Halide | 15 | 5 | Com | Asm | Any | electronic ballast rated hours | 70000 | 1 | 2630 | 15 | DEER2011 | D08 v2.05 | Ltg | Ltg-ILtGen | Ltg_Wired | HID_fixt |  | Standard
256 | ILtg-MH | HID Lighting - Metal Halide | 15 | 5 | Com | ECC | Any | electronic ballast rated hours | 70000 | 1 | 2430 | 15 | DEER2011 | D08 v2.05 | Ltg | Ltg-ILtGen | Ltg_Wired | HID_fixt |  | Standard
257 | ILtg-MH | HID Lighting - Metal Halide | 15 | 5 | Com | EPr | Any | electronic ballast rated hours | 70000 | 1 | 2140 | 15 | DEER2011 | D08 v2.05 | Ltg | Ltg-ILtGen | Ltg_Wired | HID_fixt |  | Standard
258 | ILtg-MH | HID Lighting - Metal Halide | 15 | 5 | Com | ERC | Any | electronic ballast rated hours | 70000 | 1 | 2480 | 15 | DEER2011 | D08 v2.05 | Ltg | Ltg-ILtGen | Ltg_Wired | HID_fixt |  | Standard
259 | ILtg-MH | HID Lighting - Metal Halide | 15 | 5 | Com | ESe | Any | electronic ballast rated hours | 70000 | 1 | 2290 | 15 | DEER2011 | D08 v2.05 | Ltg | Ltg-ILtGen | Ltg_Wired | HID_fixt |  | Standard
260 | ILtg-MH | HID Lighting - Metal Halide | 15 | 5 | Com | EUn | Any | electronic ballast rated hours | 70000 | 1 | 2370 | 15 | DEER2011 | D08 v2.05 | Ltg | Ltg-ILtGen | Ltg_Wired | HID_fixt |  | Standard
261 | ILtg-MH | HID Lighting - Metal Halide | 14.29 | 4.76 | Com | Gro | Any | electronic ballast rated hours | 70000 | 1 | 4900 | 15 | DEER2011 | D08 v2.05 | Ltg | Ltg-ILtGen | Ltg_Wired | HID_fixt |  | Standard
262 | ILtg-MH | HID Lighting - Metal Halide | 13.38 | 4.46 | Com | Hsp | Any | electronic ballast rated hours | 70000 | 1 | 5230 | 15 | DEER2011 | D08 v2.05 | Ltg | Ltg-ILtGen | Ltg_Wired | HID_fixt |  | Standard
263 | ILtg-MH | HID Lighting - Metal Halide | 15 | 5 | Com | Htl | Any | electronic ballast rated hours | 70000 | 1 | 1950 | 15 | DEER2011 | D08 v2.05 | Ltg | Ltg-ILtGen | Ltg_Wired | HID_fixt |  | Standard
264 | ILtg-MH | HID Lighting - Metal Halide | 15 | 5 | Com | MBT | Any | electronic ballast rated hours | 70000 | 1 | 3510 | 15 | DEER2011 | D08 v2.05 | Ltg | Ltg-ILtGen | Ltg_Wired | HID_fixt |  | Standard
265 | ILtg-MH | HID Lighting - Metal Halide | 15 | 5 | Com | MLI | Any | electronic ballast rated hours | 70000 | 1 | 3220 | 15 | DEER2011 | D08 v2.05 | Ltg | Ltg-ILtGen | Ltg_Wired | HID_fixt |  | Standard
266 | ILtg-MH | HID Lighting - Metal Halide | 15 | 5 | Com | Mtl | Any | electronic ballast rated hours | 70000 | 1 | 1570 | 15 | DEER2011 | D08 v2.05 | Ltg | Ltg-ILtGen | Ltg_Wired | HID_fixt |  | Standard
267 | ILtg-MH | HID Lighting - Metal Halide | 15 | 5 | Com | Nrs | Any | electronic ballast rated hours | 70000 | 1 | 4140 | 15 | DEER2011 | D08 v2.05 | Ltg | Ltg-ILtGen | Ltg_Wired | HID_fixt |  | Standard
268 | ILtg-MH | HID Lighting - Metal Halide | 15 | 5 | Com | OfL | Any | electronic ballast rated hours | 70000 | 1 | 2640 | 15 | DEER2011 | D08 v2.05 | Ltg | Ltg-ILtGen | Ltg_Wired | HID_fixt |  | Standard
269 | ILtg-MH | HID Lighting - Metal Halide | 15 | 5 | Com | OfS | Any | electronic ballast rated hours | 70000 | 1 | 2590 | 15 | DEER2011 | D08 v2.05 | Ltg | Ltg-ILtGen | Ltg_Wired | HID_fixt |  | Standard
270 | ILtg-MH | HID Lighting - Metal Halide | 14.46 | 4.82 | Com | RFF | Any | electronic ballast rated hours | 70000 | 1 | 4840 | 15 | DEER2011 | D08 v2.05 | Ltg | Ltg-ILtGen | Ltg_Wired | HID_fixt |  | Standard
271 | ILtg-MH | HID Lighting - Metal Halide | 14.49 | 4.83 | Com | RSD | Any | electronic ballast rated hours | 70000 | 1 | 4830 | 15 | DEER2011 | D08 v2.05 | Ltg | Ltg-ILtGen | Ltg_Wired | HID_fixt |  | Standard
272 | ILtg-MH | HID Lighting - Metal Halide | 15 | 5 | Com | Rt3 | Any | electronic ballast rated hours | 70000 | 1 | 3370 | 15 | DEER2011 | D08 v2.05 | Ltg | Ltg-ILtGen | Ltg_Wired | HID_fixt |  | Standard
273 | ILtg-MH | HID Lighting - Metal Halide | 15 | 5 | Com | RtL | Any | electronic ballast rated hours | 70000 | 1 | 4260 | 15 | DEER2011 | D08 v2.05 | Ltg | Ltg-ILtGen | Ltg_Wired | HID_fixt |  | Standard
274 | ILtg-MH | HID Lighting - Metal Halide | 15 | 5 | Com | RtS | Any | electronic ballast rated hours | 70000 | 1 | 3380 | 15 | DEER2011 | D08 v2.05 | Ltg | Ltg-ILtGen | Ltg_Wired | HID_fixt |  | Standard
275 | ILtg-MH | HID Lighting - Metal Halide | 15 | 5 | Com | SCn | Any | electronic ballast rated hours | 70000 | 1 | 3420 | 15 | DEER2011 | D08 v2.05 | Ltg | Ltg-ILtGen | Ltg_Wired | HID_fixt |  | Standard
276 | ILtg-MH | HID Lighting - Metal Halide | 15 | 5 | Com | SUn | Any | electronic ballast rated hours | 70000 | 1 | 3420 | 15 | DEER2011 | D08 v2.05 | Ltg | Ltg-ILtGen | Ltg_Wired | HID_fixt |  | Standard
277 | ILtg-MH | HID Lighting - Metal Halide | 14.71 | 4.9 | Com | WRf | Any | electronic ballast rated hours | 70000 | 1 | 4760 | 15 | DEER2011 | D08 v2.05 | Ltg | Ltg-ILtGen | Ltg_Wired | HID_fixt |  | Standard
278 | ILtg-OccSens | Occupancy Sensors | 8 | 2.67 | Com | Com | Any | rated years |  |  |  |  | DEER2011 | D08 v2.05 | Ltg | Ltg-Ctls | Ltg_Wired | OccSens |  | Standard
279 | ILtg-T5 | HID Lighting (T-5) | 15 | 5 | Com | Any | Any | electronic ballast rated hours | 70000 | 1 | 3141.5 | 15 | DEER2011 | D08 v2.05 | Ltg | Ltg-ILtGen | Ltg_Wired | LinFluor_fixt |  | Standard
280 | ILtg-T5 | HID Lighting (T-5) | 15 | 5 | Com | Asm | Any | electronic ballast rated hours | 70000 | 1 | 2630 | 15 | DEER2011 | D08 v2.05 | Ltg | Ltg-ILtGen | Ltg_Wired | LinFluor_fixt |  | Standard
281 | ILtg-T5 | HID Lighting (T-5) | 15 | 5 | Com | ECC | Any | electronic ballast rated hours | 70000 | 1 | 2430 | 15 | DEER2011 | D08 v2.05 | Ltg | Ltg-ILtGen | Ltg_Wired | LinFluor_fixt |  | Standard
282 | ILtg-T5 | HID Lighting (T-5) | 15 | 5 | Com | EPr | Any | electronic ballast rated hours | 70000 | 1 | 2140 | 15 | DEER2011 | D08 v2.05 | Ltg | Ltg-ILtGen | Ltg_Wired | LinFluor_fixt |  | Standard
283 | ILtg-T5 | HID Lighting (T-5) | 15 | 5 | Com | ERC | Any | electronic ballast rated hours | 70000 | 1 | 2480 | 15 | DEER2011 | D08 v2.05 | Ltg | Ltg-ILtGen | Ltg_Wired | LinFluor_fixt |  | Standard
284 | ILtg-T5 | HID Lighting (T-5) | 15 | 5 | Com | ESe | Any | electronic ballast rated hours | 70000 | 1 | 2290 | 15 | DEER2011 | D08 v2.05 | Ltg | Ltg-ILtGen | Ltg_Wired | LinFluor_fixt |  | Standard
285 | ILtg-T5 | HID Lighting (T-5) | 15 | 5 | Com | EUn | Any | electronic ballast rated hours | 70000 | 1 | 2370 | 15 | DEER2011 | D08 v2.05 | Ltg | Ltg-ILtGen | Ltg_Wired | LinFluor_fixt |  | Standard
286 | ILtg-T5 | HID Lighting (T-5) | 14.29 | 4.76 | Com | Gro | Any | electronic ballast rated hours | 70000 | 1 | 4900 | 15 | DEER2011 | D08 v2.05 | Ltg | Ltg-ILtGen | Ltg_Wired | LinFluor_fixt |  | Standard
287 | ILtg-T5 | HID Lighting (T-5) | 13.38 | 4.46 | Com | Hsp | Any | electronic ballast rated hours | 70000 | 1 | 5230 | 15 | DEER2011 | D08 v2.05 | Ltg | Ltg-ILtGen | Ltg_Wired | LinFluor_fixt |  | Standard
288 | ILtg-T5 | HID Lighting (T-5) | 15 | 5 | Com | Htl | Any | electronic ballast rated hours | 70000 | 1 | 1950 | 15 | DEER2011 | D08 v2.05 | Ltg | Ltg-ILtGen | Ltg_Wired | LinFluor_fixt |  | Standard
289 | ILtg-T5 | HID Lighting (T-5) | 15 | 5 | Com | MBT | Any | electronic ballast rated hours | 70000 | 1 | 3510 | 15 | DEER2011 | D08 v2.05 | Ltg | Ltg-ILtGen | Ltg_Wired | LinFluor_fixt |  | Standard
290 | ILtg-T5 | HID Lighting (T-5) | 15 | 5 | Com | MLI | Any | electronic ballast rated hours | 70000 | 1 | 3220 | 15 | DEER2011 | D08 v2.05 | Ltg | Ltg-ILtGen | Ltg_Wired | LinFluor_fixt |  | Standard
291 | ILtg-T5 | HID Lighting (T-5) | 15 | 5 | Com | Mtl | Any | electronic ballast rated hours | 70000 | 1 | 1570 | 15 | DEER2011 | D08 v2.05 | Ltg | Ltg-ILtGen | Ltg_Wired | LinFluor_fixt |  | Standard
292 | ILtg-T5 | HID Lighting (T-5) | 15 | 5 | Com | Nrs | Any | electronic ballast rated hours | 70000 | 1 | 4140 | 15 | DEER2011 | D08 v2.05 | Ltg | Ltg-ILtGen | Ltg_Wired | LinFluor_fixt |  | Standard
293 | ILtg-T5 | HID Lighting (T-5) | 15 | 5 | Com | OfL | Any | electronic ballast rated hours | 70000 | 1 | 2640 | 15 | DEER2011 | D08 v2.05 | Ltg | Ltg-ILtGen | Ltg_Wired | LinFluor_fixt |  | Standard
294 | ILtg-T5 | HID Lighting (T-5) | 15 | 5 | Com | OfS | Any | electronic ballast rated hours | 70000 | 1 | 2590 | 15 | DEER2011 | D08 v2.05 | Ltg | Ltg-ILtGen | Ltg_Wired | LinFluor_fixt |  | Standard
295 | ILtg-T5 | HID Lighting (T-5) | 14.46 | 4.82 | Com | RFF | Any | electronic ballast rated hours | 70000 | 1 | 4840 | 15 | DEER2011 | D08 v2.05 | Ltg | Ltg-ILtGen | Ltg_Wired | LinFluor_fixt |  | Standard
296 | ILtg-T5 | HID Lighting (T-5) | 14.49 | 4.83 | Com | RSD | Any | electronic ballast rated hours | 70000 | 1 | 4830 | 15 | DEER2011 | D08 v2.05 | Ltg | Ltg-ILtGen | Ltg_Wired | LinFluor_fixt |  | Standard
297 | ILtg-T5 | HID Lighting (T-5) | 15 | 5 | Com | Rt3 | Any | electronic ballast rated hours | 70000 | 1 | 3370 | 15 | DEER2011 | D08 v2.05 | Ltg | Ltg-ILtGen | Ltg_Wired | LinFluor_fixt |  | Standard
298 | ILtg-T5 | HID Lighting (T-5) | 15 | 5 | Com | RtL | Any | electronic ballast rated hours | 70000 | 1 | 4260 | 15 | DEER2011 | D08 v2.05 | Ltg | Ltg-ILtGen | Ltg_Wired | LinFluor_fixt |  | Standard
299 | ILtg-T5 | HID Lighting (T-5) | 15 | 5 | Com | RtS | Any | electronic ballast rated hours | 70000 | 1 | 3380 | 15 | DEER2011 | D08 v2.05 | Ltg | Ltg-ILtGen | Ltg_Wired | LinFluor_fixt |  | Standard
300 | ILtg-T5 | HID Lighting (T-5) | 15 | 5 | Com | SCn | Any | electronic ballast rated hours | 70000 | 1 | 3420 | 15 | DEER2011 | D08 v2.05 | Ltg | Ltg-ILtGen | Ltg_Wired | LinFluor_fixt |  | Standard
301 | ILtg-T5 | HID Lighting (T-5) | 15 | 5 | Com | SUn | Any | electronic ballast rated hours | 70000 | 1 | 3420 | 15 | DEER2011 | D08 v2.05 | Ltg | Ltg-ILtGen | Ltg_Wired | LinFluor_fixt |  | Standard
302 | ILtg-T5 | HID Lighting (T-5) | 14.71 | 4.9 | Com | WRf | Any | electronic ballast rated hours | 70000 | 1 | 4760 | 15 | DEER2011 | D08 v2.05 | Ltg | Ltg-ILtGen | Ltg_Wired | LinFluor_fixt |  | Standard
303 | ILtg-TmClck | Timeclocks | 8 | 2.67 | Com | Com | Any | rated years |  |  |  |  | DEER2011 | D08 v2.05 | Ltg | Ltg-Ctls | Ltg_Wired | Timer |  | Standard
304 | Motors-fan | HVAC Fan Motors | 15 | 5 | Com | Com | Any | rated years |  |  |  |  | DEER2011 | D08 v2.05 | HVAC | HVAC-Vent | HV_AirDist |  |  | Standard
305 | Motors-HiEff | Premium-Efficiency Motors | 15 | 5 | Com | Com | Any | rated years |  |  |  |  | DEER2011 | D08 v2.05 |  |  | Motor |  |  | Standard
306 | Motors-pump | Water Loop Pumps | 15 | 5 | Com | Com | Any | rated years |  |  |  |  | DEER2011 | D08 v2.05 |  |  | LiqCirc | PumpMtr |  | Standard
307 | OLtg-All-TmClk | Timeclock with or without photocell | 8 | 2.67 | Com | Com | Any | rated years |  |  |  |  | DEER2011 | D08 v2.05 | Ltg | Ltg-Ctls | Ltg_Wired | Timer |  | Standard
308 | OLtg-All-TmClkPhoto | Timeclock with or without photocell | 8 | 2.67 | Com | Com | Any | rated years |  |  |  |  | DEER2011 | D08 v2.05 | Ltg | Ltg-Ctls | Ltg_Wired | Timer OR LtSensor |  | Standard
309 | OLtg-CFL | Timeclock with or without photocell | 2.44 | 0.81 | Com | Any | Any | rated years |  |  |  | 15 | DEER2011 | D08 v2.05 | Ltg | Ltg-Ctls | Ltg_Wired | Timer OR LtSensor |  | Standard
310 | OLtg-CFL | Outdoor CFL Lamps - 10,000 Hour | 2.44 | 0.81 | Com | Asm | Any | lamp rated hours | 10000 | 1 | 4100 | 15 | DEER2011 | D08 v2.05 | Ltg | Ltg-OLtGen | Ltg_ScrewIn | CFL_lamp |  | Standard
311 | OLtg-CFL | Outdoor CFL Lamps - 10,000 Hour | 2.44 | 0.81 | Com | ECC | Any | lamp rated hours | 10000 | 1 | 4100 | 15 | DEER2011 | D08 v2.05 | Ltg | Ltg-OLtGen | Ltg_ScrewIn | CFL_lamp |  | Standard
312 | OLtg-CFL | Outdoor CFL Lamps - 10,000 Hour | 2.44 | 0.81 | Com | EPr | Any | lamp rated hours | 10000 | 1 | 4100 | 15 | DEER2011 | D08 v2.05 | Ltg | Ltg-OLtGen | Ltg_ScrewIn | CFL_lamp |  | Standard
313 | OLtg-CFL | Outdoor CFL Lamps - 10,000 Hour | 2.44 | 0.81 | Com | ERC | Any | lamp rated hours | 10000 | 1 | 4100 | 15 | DEER2011 | D08 v2.05 | Ltg | Ltg-OLtGen | Ltg_ScrewIn | CFL_lamp |  | Standard
314 | OLtg-CFL | Outdoor CFL Lamps - 10,000 Hour | 2.44 | 0.81 | Com | ESe | Any | lamp rated hours | 10000 | 1 | 4100 | 15 | DEER2011 | D08 v2.05 | Ltg | Ltg-OLtGen | Ltg_ScrewIn | CFL_lamp |  | Standard
315 | OLtg-CFL | Outdoor CFL Lamps - 10,000 Hour | 2.44 | 0.81 | Com | EUn | Any | lamp rated hours | 10000 | 1 | 4100 | 15 | DEER2011 | D08 v2.05 | Ltg | Ltg-OLtGen | Ltg_ScrewIn | CFL_lamp |  | Standard
316 | OLtg-CFL | Outdoor CFL Lamps - 10,000 Hour | 2.44 | 0.81 | Com | Gro | Any | lamp rated hours | 10000 | 1 | 4100 | 15 | DEER2011 | D08 v2.05 | Ltg | Ltg-OLtGen | Ltg_ScrewIn | CFL_lamp |  | Standard
317 | OLtg-CFL | Outdoor CFL Lamps - 10,000 Hour | 2.44 | 0.81 | Com | Hsp | Any | lamp rated hours | 10000 | 1 | 4100 | 15 | DEER2011 | D08 v2.05 | Ltg | Ltg-OLtGen | Ltg_ScrewIn | CFL_lamp |  | Standard
318 | OLtg-CFL | Outdoor CFL Lamps - 10,000 Hour | 2.44 | 0.81 | Com | Htl | Any | lamp rated hours | 10000 | 1 | 4100 | 15 | DEER2011 | D08 v2.05 | Ltg | Ltg-OLtGen | Ltg_ScrewIn | CFL_lamp |  | Standard
319 | OLtg-CFL | Outdoor CFL Lamps - 10,000 Hour | 2.44 | 0.81 | Com | MBT | Any | lamp rated hours | 10000 | 1 | 4100 | 15 | DEER2011 | D08 v2.05 | Ltg | Ltg-OLtGen | Ltg_ScrewIn | CFL_lamp |  | Standard
320 | OLtg-CFL | Outdoor CFL Lamps - 10,000 Hour | 2.44 | 0.81 | Com | MLI | Any | lamp rated hours | 10000 | 1 | 4100 | 15 | DEER2011 | D08 v2.05 | Ltg | Ltg-OLtGen | Ltg_ScrewIn | CFL_lamp |  | Standard
321 | OLtg-CFL | Outdoor CFL Lamps - 10,000 Hour | 2.44 | 0.81 | Com | Mtl | Any | lamp rated hours | 10000 | 1 | 4100 | 15 | DEER2011 | D08 v2.05 | Ltg | Ltg-OLtGen | Ltg_ScrewIn | CFL_lamp |  | Standard
322 | OLtg-CFL | Outdoor CFL Lamps - 10,000 Hour | 2.44 | 0.81 | Com | Nrs | Any | lamp rated hours | 10000 | 1 | 4100 | 15 | DEER2011 | D08 v2.05 | Ltg | Ltg-OLtGen | Ltg_ScrewIn | CFL_lamp |  | Standard
323 | OLtg-CFL | Outdoor CFL Lamps - 10,000 Hour | 2.44 | 0.81 | Com | OfL | Any | lamp rated hours | 10000 | 1 | 4100 | 15 | DEER2011 | D08 v2.05 | Ltg | Ltg-OLtGen | Ltg_ScrewIn | CFL_lamp |  | Standard
324 | OLtg-CFL | Outdoor CFL Lamps - 10,000 Hour | 2.44 | 0.81 | Com | OfS | Any | lamp rated hours | 10000 | 1 | 4100 | 15 | DEER2011 | D08 v2.05 | Ltg | Ltg-OLtGen | Ltg_ScrewIn | CFL_lamp |  | Standard
325 | OLtg-CFL | Outdoor CFL Lamps - 10,000 Hour | 2.44 | 0.81 | Com | RFF | Any | lamp rated hours | 10000 | 1 | 4100 | 15 | DEER2011 | D08 v2.05 | Ltg | Ltg-OLtGen | Ltg_ScrewIn | CFL_lamp |  | Standard
326 | OLtg-CFL | Outdoor CFL Lamps - 10,000 Hour | 2.44 | 0.81 | Com | RSD | Any | lamp rated hours | 10000 | 1 | 4100 | 15 | DEER2011 | D08 v2.05 | Ltg | Ltg-OLtGen | Ltg_ScrewIn | CFL_lamp |  | Standard
327 | OLtg-CFL | Outdoor CFL Lamps - 10,000 Hour | 2.44 | 0.81 | Com | Rt3 | Any | lamp rated hours | 10000 | 1 | 4100 | 15 | DEER2011 | D08 v2.05 | Ltg | Ltg-OLtGen | Ltg_ScrewIn | CFL_lamp |  | Standard
328 | OLtg-CFL | Outdoor CFL Lamps - 10,000 Hour | 2.44 | 0.81 | Com | RtL | Any | lamp rated hours | 10000 | 1 | 4100 | 15 | DEER2011 | D08 v2.05 | Ltg | Ltg-OLtGen | Ltg_ScrewIn | CFL_lamp |  | Standard
329 | OLtg-CFL | Outdoor CFL Lamps - 10,000 Hour | 2.44 | 0.81 | Com | RtS | Any | lamp rated hours | 10000 | 1 | 4100 | 15 | DEER2011 | D08 v2.05 | Ltg | Ltg-OLtGen | Ltg_ScrewIn | CFL_lamp |  | Standard
330 | OLtg-CFL | Outdoor CFL Lamps - 10,000 Hour | 2.44 | 0.81 | Com | SCn | Any | lamp rated hours | 10000 | 1 | 4100 | 15 | DEER2011 | D08 v2.05 | Ltg | Ltg-OLtGen | Ltg_ScrewIn | CFL_lamp |  | Standard
331 | OLtg-CFL | Outdoor CFL Lamps - 10,000 Hour | 2.44 | 0.81 | Com | SUn | Any | lamp rated hours | 10000 | 1 | 4100 | 15 | DEER2011 | D08 v2.05 | Ltg | Ltg-OLtGen | Ltg_ScrewIn | CFL_lamp |  | Standard
332 | OLtg-CFL | Outdoor CFL Lamps - 10,000 Hour | 2.44 | 0.81 | Com | WRf | Any | lamp rated hours | 10000 | 1 | 4100 | 15 | DEER2011 | D08 v2.05 | Ltg | Ltg-OLtGen | Ltg_ScrewIn | CFL_lamp |  | Standard
333 | OLtg-CFL | CFL Lamps - 10,000 Hour | 8.84 | 2.95 | Res | DMO | Any | lamp rated hours | 10000 | 1 | 1131 | 15 | DEER2011 | D08 v2.05 | Ltg | Ltg-OLtGen | Ltg_ScrewIn | CFL_lamp |  | Standard
334 | OLtg-CFL | CFL Lamps - 10,000 Hour | 2.44 | 0.81 | Res | MFM | Any | lamp rated hours | 10000 | 1 | 4100 | 15 | DEER2011 | D08 v2.05 | Ltg | Ltg-OLtGen | Ltg_ScrewIn | CFL_lamp |  | Standard
335 | OLtg-CFL | CFL Lamps - 10,000 Hour | 16 | 5.33 | Res | Res | Any | rated years |  |  |  |  | DEER2011 | D08 v2.05 | Ltg | Ltg-OLtGen | Ltg_ScrewIn | CFL_lamp |  | Standard
336 | OLtg-CFL | CFL Lamps - 10,000 Hour | 8.84 | 2.95 | Res | SFM | Any | lamp rated hours | 10000 | 1 | 1131 | 15 | DEER2011 | D08 v2.05 | Ltg | Ltg-OLtGen | Ltg_ScrewIn | CFL_lamp |  | Standard
337 | OLtg-CFLfix | CFL Fixtures | 16 | 5.33 | Res | Res | Any | rated years |  |  |  | 15 | DEER2011 | D08 v2.05 | Ltg | Ltg-OLtGen | Ltg_Wired | CFL_fixt |  | Standard
338 | OLtg-HID | HID Lighting | 15 | 5 | Res | DMO | Any | electronic ballast rated hours | 70000 | 1 | 4100 | 15 | DEER2011 | D08 v2.05 | Ltg | Ltg-OLtGen | Ltg_Wired | HID_fixt |  | Standard
339 | OLtg-HID | HID Lighting | 15 | 5 | Res | MFM | Any | electronic ballast rated hours | 70000 | 1 | 4100 | 15 | DEER2011 | D08 v2.05 | Ltg | Ltg-OLtGen | Ltg_Wired | HID_fixt |  | Standard
340 | OLtg-HID | HID Lighting | 15 | 5 | Res | SFM | Any | electronic ballast rated hours | 70000 | 1 | 4100 | 15 | DEER2011 | D08 v2.05 | Ltg | Ltg-OLtGen | Ltg_Wired | HID_fixt |  | Standard
341 | OLtg-HPS | HID Lighting - High Pressure Sodium | 15 | 5 | Com | Any | Any | electronic ballast rated hours | 70000 | 1 | 4100 | 15 | DEER2011 | D08 v2.05 | Ltg | Ltg-OLtGen | Ltg_Wired | HID_fixt |  | Standard
342 | OLtg-HPS | HID Lighting - High Pressure Sodium | 15 | 5 | Com | Asm | Any | electronic ballast rated hours | 70000 | 1 | 4100 | 15 | DEER2011 | D08 v2.05 | Ltg | Ltg-OLtGen | Ltg_Wired | HID_fixt |  | Standard
343 | OLtg-HPS | HID Lighting - High Pressure Sodium | 15 | 5 | Com | ECC | Any | electronic ballast rated hours | 70000 | 1 | 4100 | 15 | DEER2011 | D08 v2.05 | Ltg | Ltg-OLtGen | Ltg_Wired | HID_fixt |  | Standard
344 | OLtg-HPS | HID Lighting - High Pressure Sodium | 15 | 5 | Com | EPr | Any | electronic ballast rated hours | 70000 | 1 | 4100 | 15 | DEER2011 | D08 v2.05 | Ltg | Ltg-OLtGen | Ltg_Wired | HID_fixt |  | Standard
345 | OLtg-HPS | HID Lighting - High Pressure Sodium | 15 | 5 | Com | ERC | Any | electronic ballast rated hours | 70000 | 1 | 4100 | 15 | DEER2011 | D08 v2.05 | Ltg | Ltg-OLtGen | Ltg_Wired | HID_fixt |  | Standard
346 | OLtg-HPS | HID Lighting - High Pressure Sodium | 15 | 5 | Com | ESe | Any | electronic ballast rated hours | 70000 | 1 | 4100 | 15 | DEER2011 | D08 v2.05 | Ltg | Ltg-OLtGen | Ltg_Wired | HID_fixt |  | Standard
347 | OLtg-HPS | HID Lighting - High Pressure Sodium | 15 | 5 | Com | EUn | Any | electronic ballast rated hours | 70000 | 1 | 4100 | 15 | DEER2011 | D08 v2.05 | Ltg | Ltg-OLtGen | Ltg_Wired | HID_fixt |  | Standard
348 | OLtg-HPS | HID Lighting - High Pressure Sodium | 15 | 5 | Com | Gro | Any | electronic ballast rated hours | 70000 | 1 | 4100 | 15 | DEER2011 | D08 v2.05 | Ltg | Ltg-OLtGen | Ltg_Wired | HID_fixt |  | Standard
349 | OLtg-HPS | HID Lighting - High Pressure Sodium | 15 | 5 | Com | Hsp | Any | electronic ballast rated hours | 70000 | 1 | 4100 | 15 | DEER2011 | D08 v2.05 | Ltg | Ltg-OLtGen | Ltg_Wired | HID_fixt |  | Standard
350 | OLtg-HPS | HID Lighting - High Pressure Sodium | 15 | 5 | Com | Htl | Any | electronic ballast rated hours | 70000 | 1 | 4100 | 15 | DEER2011 | D08 v2.05 | Ltg | Ltg-OLtGen | Ltg_Wired | HID_fixt |  | Standard
351 | OLtg-HPS | HID Lighting - High Pressure Sodium | 15 | 5 | Com | MBT | Any | electronic ballast rated hours | 70000 | 1 | 4100 | 15 | DEER2011 | D08 v2.05 | Ltg | Ltg-OLtGen | Ltg_Wired | HID_fixt |  | Standard
352 | OLtg-HPS | HID Lighting - High Pressure Sodium | 15 | 5 | Com | MLI | Any | electronic ballast rated hours | 70000 | 1 | 4100 | 15 | DEER2011 | D08 v2.05 | Ltg | Ltg-OLtGen | Ltg_Wired | HID_fixt |  | Standard
353 | OLtg-HPS | HID Lighting - High Pressure Sodium | 15 | 5 | Com | Mtl | Any | electronic ballast rated hours | 70000 | 1 | 4100 | 15 | DEER2011 | D08 v2.05 | Ltg | Ltg-OLtGen | Ltg_Wired | HID_fixt |  | Standard
354 | OLtg-HPS | HID Lighting - High Pressure Sodium | 15 | 5 | Com | Nrs | Any | electronic ballast rated hours | 70000 | 1 | 4100 | 15 | DEER2011 | D08 v2.05 | Ltg | Ltg-OLtGen | Ltg_Wired | HID_fixt |  | Standard
355 | OLtg-HPS | HID Lighting - High Pressure Sodium | 15 | 5 | Com | OfL | Any | electronic ballast rated hours | 70000 | 1 | 4100 | 15 | DEER2011 | D08 v2.05 | Ltg | Ltg-OLtGen | Ltg_Wired | HID_fixt |  | Standard
356 | OLtg-HPS | HID Lighting - High Pressure Sodium | 15 | 5 | Com | OfS | Any | electronic ballast rated hours | 70000 | 1 | 4100 | 15 | DEER2011 | D08 v2.05 | Ltg | Ltg-OLtGen | Ltg_Wired | HID_fixt |  | Standard
357 | OLtg-HPS | HID Lighting - High Pressure Sodium | 15 | 5 | Com | RFF | Any | electronic ballast rated hours | 70000 | 1 | 4100 | 15 | DEER2011 | D08 v2.05 | Ltg | Ltg-OLtGen | Ltg_Wired | HID_fixt |  | Standard
358 | OLtg-HPS | HID Lighting - High Pressure Sodium | 15 | 5 | Com | RSD | Any | electronic ballast rated hours | 70000 | 1 | 4100 | 15 | DEER2011 | D08 v2.05 | Ltg | Ltg-OLtGen | Ltg_Wired | HID_fixt |  | Standard
359 | OLtg-HPS | HID Lighting - High Pressure Sodium | 15 | 5 | Com | Rt3 | Any | electronic ballast rated hours | 70000 | 1 | 4100 | 15 | DEER2011 | D08 v2.05 | Ltg | Ltg-OLtGen | Ltg_Wired | HID_fixt |  | Standard
360 | OLtg-HPS | HID Lighting - High Pressure Sodium | 15 | 5 | Com | RtL | Any | electronic ballast rated hours | 70000 | 1 | 4100 | 15 | DEER2011 | D08 v2.05 | Ltg | Ltg-OLtGen | Ltg_Wired | HID_fixt |  | Standard
361 | OLtg-HPS | HID Lighting - High Pressure Sodium | 15 | 5 | Com | RtS | Any | electronic ballast rated hours | 70000 | 1 | 4100 | 15 | DEER2011 | D08 v2.05 | Ltg | Ltg-OLtGen | Ltg_Wired | HID_fixt |  | Standard
362 | OLtg-HPS | HID Lighting - High Pressure Sodium | 15 | 5 | Com | SCn | Any | electronic ballast rated hours | 70000 | 1 | 4100 | 15 | DEER2011 | D08 v2.05 | Ltg | Ltg-OLtGen | Ltg_Wired | HID_fixt |  | Standard
363 | OLtg-HPS | HID Lighting - High Pressure Sodium | 15 | 5 | Com | SUn | Any | electronic ballast rated hours | 70000 | 1 | 4100 | 15 | DEER2011 | D08 v2.05 | Ltg | Ltg-OLtGen | Ltg_Wired | HID_fixt |  | Standard
364 | OLtg-HPS | HID Lighting - High Pressure Sodium | 15 | 5 | Com | WRf | Any | electronic ballast rated hours | 70000 | 1 | 4100 | 15 | DEER2011 | D08 v2.05 | Ltg | Ltg-OLtGen | Ltg_Wired | HID_fixt |  | Standard
365 | OLtg-LFluor | HID Lighting - High Pressure Sodium | 15 | 5 | Com | Any | Any | electronic ballast rated hours | 70000 | 1 | 4100 | 15 | DEER2011 | D08 v2.05 | Ltg | Ltg-OLtGen | Ltg_Wired | HID_fixt |  | Standard
366 | OLtg-LFluor | Outdoor Linear Fluorescent with Electronic Ballast | 15 | 5 | Com | Asm | Any | electronic ballast rated hours | 70000 | 1 | 4100 | 15 | DEER2011 | D08 v2.05 | Ltg | Ltg-OLtGen | Ltg_Wired | LinFluor_fixt |  | Standard
367 | OLtg-LFluor | Outdoor Linear Fluorescent with Electronic Ballast | 15 | 5 | Com | ECC | Any | electronic ballast rated hours | 70000 | 1 | 4100 | 15 | DEER2011 | D08 v2.05 | Ltg | Ltg-OLtGen | Ltg_Wired | LinFluor_fixt |  | Standard
368 | OLtg-LFluor | Outdoor Linear Fluorescent with Electronic Ballast | 15 | 5 | Com | EPr | Any | electronic ballast rated hours | 70000 | 1 | 4100 | 15 | DEER2011 | D08 v2.05 | Ltg | Ltg-OLtGen | Ltg_Wired | LinFluor_fixt |  | Standard
369 | OLtg-LFluor | Outdoor Linear Fluorescent with Electronic Ballast | 15 | 5 | Com | ERC | Any | electronic ballast rated hours | 70000 | 1 | 4100 | 15 | DEER2011 | D08 v2.05 | Ltg | Ltg-OLtGen | Ltg_Wired | LinFluor_fixt |  | Standard
370 | OLtg-LFluor | Outdoor Linear Fluorescent with Electronic Ballast | 15 | 5 | Com | ESe | Any | electronic ballast rated hours | 70000 | 1 | 4100 | 15 | DEER2011 | D08 v2.05 | Ltg | Ltg-OLtGen | Ltg_Wired | LinFluor_fixt |  | Standard
371 | OLtg-LFluor | Outdoor Linear Fluorescent with Electronic Ballast | 15 | 5 | Com | EUn | Any | electronic ballast rated hours | 70000 | 1 | 4100 | 15 | DEER2011 | D08 v2.05 | Ltg | Ltg-OLtGen | Ltg_Wired | LinFluor_fixt |  | Standard
372 | OLtg-LFluor | Outdoor Linear Fluorescent with Electronic Ballast | 15 | 5 | Com | Gro | Any | electronic ballast rated hours | 70000 | 1 | 4100 | 15 | DEER2011 | D08 v2.05 | Ltg | Ltg-OLtGen | Ltg_Wired | LinFluor_fixt |  | Standard
373 | OLtg-LFluor | Outdoor Linear Fluorescent with Electronic Ballast | 15 | 5 | Com | Hsp | Any | electronic ballast rated hours | 70000 | 1 | 4100 | 15 | DEER2011 | D08 v2.05 | Ltg | Ltg-OLtGen | Ltg_Wired | LinFluor_fixt |  | Standard
374 | OLtg-LFluor | Outdoor Linear Fluorescent with Electronic Ballast | 15 | 5 | Com | Htl | Any | electronic ballast rated hours | 70000 | 1 | 4100 | 15 | DEER2011 | D08 v2.05 | Ltg | Ltg-OLtGen | Ltg_Wired | LinFluor_fixt |  | Standard
375 | OLtg-LFluor | Outdoor Linear Fluorescent with Electronic Ballast | 15 | 5 | Com | MBT | Any | electronic ballast rated hours | 70000 | 1 | 4100 | 15 | DEER2011 | D08 v2.05 | Ltg | Ltg-OLtGen | Ltg_Wired | LinFluor_fixt |  | Standard
376 | OLtg-LFluor | Outdoor Linear Fluorescent with Electronic Ballast | 15 | 5 | Com | MLI | Any | electronic ballast rated hours | 70000 | 1 | 4100 | 15 | DEER2011 | D08 v2.05 | Ltg | Ltg-OLtGen | Ltg_Wired | LinFluor_fixt |  | Standard
377 | OLtg-LFluor | Outdoor Linear Fluorescent with Electronic Ballast | 15 | 5 | Com | Mtl | Any | electronic ballast rated hours | 70000 | 1 | 4100 | 15 | DEER2011 | D08 v2.05 | Ltg | Ltg-OLtGen | Ltg_Wired | LinFluor_fixt |  | Standard
378 | OLtg-LFluor | Outdoor Linear Fluorescent with Electronic Ballast | 15 | 5 | Com | Nrs | Any | electronic ballast rated hours | 70000 | 1 | 4100 | 15 | DEER2011 | D08 v2.05 | Ltg | Ltg-OLtGen | Ltg_Wired | LinFluor_fixt |  | Standard
379 | OLtg-LFluor | Outdoor Linear Fluorescent with Electronic Ballast | 15 | 5 | Com | OfL | Any | electronic ballast rated hours | 70000 | 1 | 4100 | 15 | DEER2011 | D08 v2.05 | Ltg | Ltg-OLtGen | Ltg_Wired | LinFluor_fixt |  | Standard
380 | OLtg-LFluor | Outdoor Linear Fluorescent with Electronic Ballast | 15 | 5 | Com | OfS | Any | electronic ballast rated hours | 70000 | 1 | 4100 | 15 | DEER2011 | D08 v2.05 | Ltg | Ltg-OLtGen | Ltg_Wired | LinFluor_fixt |  | Standard
381 | OLtg-LFluor | Outdoor Linear Fluorescent with Electronic Ballast | 15 | 5 | Com | RFF | Any | electronic ballast rated hours | 70000 | 1 | 4100 | 15 | DEER2011 | D08 v2.05 | Ltg | Ltg-OLtGen | Ltg_Wired | LinFluor_fixt |  | Standard
382 | OLtg-LFluor | Outdoor Linear Fluorescent with Electronic Ballast | 15 | 5 | Com | RSD | Any | electronic ballast rated hours | 70000 | 1 | 4100 | 15 | DEER2011 | D08 v2.05 | Ltg | Ltg-OLtGen | Ltg_Wired | LinFluor_fixt |  | Standard
383 | OLtg-LFluor | Outdoor Linear Fluorescent with Electronic Ballast | 15 | 5 | Com | Rt3 | Any | electronic ballast rated hours | 70000 | 1 | 4100 | 15 | DEER2011 | D08 v2.05 | Ltg | Ltg-OLtGen | Ltg_Wired | LinFluor_fixt |  | Standard
384 | OLtg-LFluor | Outdoor Linear Fluorescent with Electronic Ballast | 15 | 5 | Com | RtL | Any | electronic ballast rated hours | 70000 | 1 | 4100 | 15 | DEER2011 | D08 v2.05 | Ltg | Ltg-OLtGen | Ltg_Wired | LinFluor_fixt |  | Standard
385 | OLtg-LFluor | Outdoor Linear Fluorescent with Electronic Ballast | 15 | 5 | Com | RtS | Any | electronic ballast rated hours | 70000 | 1 | 4100 | 15 | DEER2011 | D08 v2.05 | Ltg | Ltg-OLtGen | Ltg_Wired | LinFluor_fixt |  | Standard
386 | OLtg-LFluor | Outdoor Linear Fluorescent with Electronic Ballast | 15 | 5 | Com | SCn | Any | electronic ballast rated hours | 70000 | 1 | 4100 | 15 | DEER2011 | D08 v2.05 | Ltg | Ltg-OLtGen | Ltg_Wired | LinFluor_fixt |  | Standard
387 | OLtg-LFluor | Outdoor Linear Fluorescent with Electronic Ballast | 15 | 5 | Com | SUn | Any | electronic ballast rated hours | 70000 | 1 | 4100 | 15 | DEER2011 | D08 v2.05 | Ltg | Ltg-OLtGen | Ltg_Wired | LinFluor_fixt |  | Standard
388 | OLtg-LFluor | Outdoor Linear Fluorescent with Electronic Ballast | 15 | 5 | Com | WRf | Any | electronic ballast rated hours | 70000 | 1 | 4100 | 15 | DEER2011 | D08 v2.05 | Ltg | Ltg-OLtGen | Ltg_Wired | LinFluor_fixt |  | Standard
389 | OLtg-LFluor | Linear Fluorescents - Home | 15 | 5 | Res | DMO | Any | electronic ballast rated hours | 70000 | 1 | 4100 | 15 | DEER2011 | D08 v2.05 | Ltg | Ltg-OLtGen | Ltg_Wired | LinFluor_fixt |  | Standard
390 | OLtg-LFluor | Linear Fluorescents - Home | 15 | 5 | Res | SFM | Any | electronic ballast rated hours | 70000 | 1 | 4100 | 15 | DEER2011 | D08 v2.05 | Ltg | Ltg-OLtGen | Ltg_Wired | LinFluor_fixt |  | Standard
391 | OLtg-LFluor-CommArea | Linear Fluorescents - MF Common Area | 15 | 5 | Res | MFM | Any | electronic ballast rated hours | 70000 | 1 | 4100 | 15 | DEER2011 | D08 v2.05 | Ltg | Ltg-OLtGen | Ltg_Wired | LinFluor_fixt |  | Standard
392 | OLtg-LFluor-CommArea | Linear Fluorescents - MF Common Area | 15 | 5 | Com | Any | Any | electronic ballast rated hours | 70000 | 1 | 4100 | 15 | DEER2011 | D08 v2.05 | Ltg | Ltg-OLtGen | Ltg_Wired | LinFluor_fixt |  | Standard
393 | OLtg-Lfluor-Mag | Outdoor Linear Fluorescent with Magnetic Ballast | 10.98 | 3.66 | Com | Asm | Any | magnetic ballast rated hours | 45000 | 1 | 4100 | 15 | DEER2011 | D08 v2.05 | Ltg | Ltg-OLtGen | Ltg_Wired | LinFluor_fixt |  | Standard
394 | OLtg-Lfluor-Mag | Outdoor Linear Fluorescent with Magnetic Ballast | 10.98 | 3.66 | Com | ECC | Any | magnetic ballast rated hours | 45000 | 1 | 4100 | 15 | DEER2011 | D08 v2.05 | Ltg | Ltg-OLtGen | Ltg_Wired | LinFluor_fixt |  | Standard
395 | OLtg-Lfluor-Mag | Outdoor Linear Fluorescent with Magnetic Ballast | 10.98 | 3.66 | Com | EPr | Any | magnetic ballast rated hours | 45000 | 1 | 4100 | 15 | DEER2011 | D08 v2.05 | Ltg | Ltg-OLtGen | Ltg_Wired | LinFluor_fixt |  | Standard
396 | OLtg-Lfluor-Mag | Outdoor Linear Fluorescent with Magnetic Ballast | 10.98 | 3.66 | Com | ERC | Any | magnetic ballast rated hours | 45000 | 1 | 4100 | 15 | DEER2011 | D08 v2.05 | Ltg | Ltg-OLtGen | Ltg_Wired | LinFluor_fixt |  | Standard
397 | OLtg-Lfluor-Mag | Outdoor Linear Fluorescent with Magnetic Ballast | 10.98 | 3.66 | Com | ESe | Any | magnetic ballast rated hours | 45000 | 1 | 4100 | 15 | DEER2011 | D08 v2.05 | Ltg | Ltg-OLtGen | Ltg_Wired | LinFluor_fixt |  | Standard
398 | OLtg-Lfluor-Mag | Outdoor Linear Fluorescent with Magnetic Ballast | 10.98 | 3.66 | Com | EUn | Any | magnetic ballast rated hours | 45000 | 1 | 4100 | 15 | DEER2011 | D08 v2.05 | Ltg | Ltg-OLtGen | Ltg_Wired | LinFluor_fixt |  | Standard
399 | OLtg-Lfluor-Mag | Outdoor Linear Fluorescent with Magnetic Ballast | 10.98 | 3.66 | Com | Gro | Any | magnetic ballast rated hours | 45000 | 1 | 4100 | 15 | DEER2011 | D08 v2.05 | Ltg | Ltg-OLtGen | Ltg_Wired | LinFluor_fixt |  | Standard
400 | OLtg-Lfluor-Mag | Outdoor Linear Fluorescent with Magnetic Ballast | 10.98 | 3.66 | Com | Hsp | Any | magnetic ballast rated hours | 45000 | 1 | 4100 | 15 | DEER2011 | D08 v2.05 | Ltg | Ltg-OLtGen | Ltg_Wired | LinFluor_fixt |  | Standard
401 | OLtg-Lfluor-Mag | Outdoor Linear Fluorescent with Magnetic Ballast | 10.98 | 3.66 | Com | Htl | Any | magnetic ballast rated hours | 45000 | 1 | 4100 | 15 | DEER2011 | D08 v2.05 | Ltg | Ltg-OLtGen | Ltg_Wired | LinFluor_fixt |  | Standard
402 | OLtg-Lfluor-Mag | Outdoor Linear Fluorescent with Magnetic Ballast | 10.98 | 3.66 | Com | MBT | Any | magnetic ballast rated hours | 45000 | 1 | 4100 | 15 | DEER2011 | D08 v2.05 | Ltg | Ltg-OLtGen | Ltg_Wired | LinFluor_fixt |  | Standard
403 | OLtg-Lfluor-Mag | Outdoor Linear Fluorescent with Magnetic Ballast | 10.98 | 3.66 | Com | MLI | Any | magnetic ballast rated hours | 45000 | 1 | 4100 | 15 | DEER2011 | D08 v2.05 | Ltg | Ltg-OLtGen | Ltg_Wired | LinFluor_fixt |  | Standard
404 | OLtg-Lfluor-Mag | Outdoor Linear Fluorescent with Magnetic Ballast | 10.98 | 3.66 | Com | Mtl | Any | magnetic ballast rated hours | 45000 | 1 | 4100 | 15 | DEER2011 | D08 v2.05 | Ltg | Ltg-OLtGen | Ltg_Wired | LinFluor_fixt |  | Standard
405 | OLtg-Lfluor-Mag | Outdoor Linear Fluorescent with Magnetic Ballast | 10.98 | 3.66 | Com | Nrs | Any | magnetic ballast rated hours | 45000 | 1 | 4100 | 15 | DEER2011 | D08 v2.05 | Ltg | Ltg-OLtGen | Ltg_Wired | LinFluor_fixt |  | Standard
406 | OLtg-Lfluor-Mag | Outdoor Linear Fluorescent with Magnetic Ballast | 10.98 | 3.66 | Com | OfL | Any | magnetic ballast rated hours | 45000 | 1 | 4100 | 15 | DEER2011 | D08 v2.05 | Ltg | Ltg-OLtGen | Ltg_Wired | LinFluor_fixt |  | Standard
407 | OLtg-Lfluor-Mag | Outdoor Linear Fluorescent with Magnetic Ballast | 10.98 | 3.66 | Com | OfS | Any | magnetic ballast rated hours | 45000 | 1 | 4100 | 15 | DEER2011 | D08 v2.05 | Ltg | Ltg-OLtGen | Ltg_Wired | LinFluor_fixt |  | Standard
408 | OLtg-Lfluor-Mag | Outdoor Linear Fluorescent with Magnetic Ballast | 10.98 | 3.66 | Com | RFF | Any | magnetic ballast rated hours | 45000 | 1 | 4100 | 15 | DEER2011 | D08 v2.05 | Ltg | Ltg-OLtGen | Ltg_Wired | LinFluor_fixt |  | Standard
409 | OLtg-Lfluor-Mag | Outdoor Linear Fluorescent with Magnetic Ballast | 10.98 | 3.66 | Com | RSD | Any | magnetic ballast rated hours | 45000 | 1 | 4100 | 15 | DEER2011 | D08 v2.05 | Ltg | Ltg-OLtGen | Ltg_Wired | LinFluor_fixt |  | Standard
410 | OLtg-Lfluor-Mag | Outdoor Linear Fluorescent with Magnetic Ballast | 10.98 | 3.66 | Com | Rt3 | Any | magnetic ballast rated hours | 45000 | 1 | 4100 | 15 | DEER2011 | D08 v2.05 | Ltg | Ltg-OLtGen | Ltg_Wired | LinFluor_fixt |  | Standard
411 | OLtg-Lfluor-Mag | Outdoor Linear Fluorescent with Magnetic Ballast | 10.98 | 3.66 | Com | RtL | Any | magnetic ballast rated hours | 45000 | 1 | 4100 | 15 | DEER2011 | D08 v2.05 | Ltg | Ltg-OLtGen | Ltg_Wired | LinFluor_fixt |  | Standard
412 | OLtg-Lfluor-Mag | Outdoor Linear Fluorescent with Magnetic Ballast | 10.98 | 3.66 | Com | RtS | Any | magnetic ballast rated hours | 45000 | 1 | 4100 | 15 | DEER2011 | D08 v2.05 | Ltg | Ltg-OLtGen | Ltg_Wired | LinFluor_fixt |  | Standard
413 | OLtg-Lfluor-Mag | Outdoor Linear Fluorescent with Magnetic Ballast | 10.98 | 3.66 | Com | SCn | Any | magnetic ballast rated hours | 45000 | 1 | 4100 | 15 | DEER2011 | D08 v2.05 | Ltg | Ltg-OLtGen | Ltg_Wired | LinFluor_fixt |  | Standard
414 | OLtg-Lfluor-Mag | Outdoor Linear Fluorescent with Magnetic Ballast | 10.98 | 3.66 | Com | SUn | Any | magnetic ballast rated hours | 45000 | 1 | 4100 | 15 | DEER2011 | D08 v2.05 | Ltg | Ltg-OLtGen | Ltg_Wired | LinFluor_fixt |  | Standard
415 | OLtg-Lfluor-Mag | Outdoor Linear Fluorescent with Magnetic Ballast | 10.98 | 3.66 | Com | WRf | Any | magnetic ballast rated hours | 45000 | 1 | 4100 | 15 | DEER2011 | D08 v2.05 | Ltg | Ltg-OLtGen | Ltg_Wired | LinFluor_fixt |  | Standard
416 | OLtg-MH | HID Lighting - Metal Halide | 10.98 | 3.66 | Com | Any | Any | magnetic ballast rated hours | 45000 | 1 | 4100 | 15 | DEER2011 | D08 v2.05 | Ltg | Ltg-OLtGen | Ltg_Wired | HID_fixt |  | Standard
417 | OLtg-MH | HID Lighting - Metal Halide | 15 | 5 | Com | Asm | Any | electronic ballast rated hours | 70000 | 1 | 4100 | 15 | DEER2011 | D08 v2.05 | Ltg | Ltg-OLtGen | Ltg_Wired | HID_fixt |  | Standard
418 | OLtg-MH | HID Lighting - Metal Halide | 15 | 5 | Com | ECC | Any | electronic ballast rated hours | 70000 | 1 | 4100 | 15 | DEER2011 | D08 v2.05 | Ltg | Ltg-OLtGen | Ltg_Wired | HID_fixt |  | Standard
419 | OLtg-MH | HID Lighting - Metal Halide | 15 | 5 | Com | EPr | Any | electronic ballast rated hours | 70000 | 1 | 4100 | 15 | DEER2011 | D08 v2.05 | Ltg | Ltg-OLtGen | Ltg_Wired | HID_fixt |  | Standard
420 | OLtg-MH | HID Lighting - Metal Halide | 15 | 5 | Com | ERC | Any | electronic ballast rated hours | 70000 | 1 | 4100 | 15 | DEER2011 | D08 v2.05 | Ltg | Ltg-OLtGen | Ltg_Wired | HID_fixt |  | Standard
421 | OLtg-MH | HID Lighting - Metal Halide | 15 | 5 | Com | ESe | Any | electronic ballast rated hours | 70000 | 1 | 4100 | 15 | DEER2011 | D08 v2.05 | Ltg | Ltg-OLtGen | Ltg_Wired | HID_fixt |  | Standard
422 | OLtg-MH | HID Lighting - Metal Halide | 15 | 5 | Com | EUn | Any | electronic ballast rated hours | 70000 | 1 | 4100 | 15 | DEER2011 | D08 v2.05 | Ltg | Ltg-OLtGen | Ltg_Wired | HID_fixt |  | Standard
423 | OLtg-MH | HID Lighting - Metal Halide | 15 | 5 | Com | Gro | Any | electronic ballast rated hours | 70000 | 1 | 4100 | 15 | DEER2011 | D08 v2.05 | Ltg | Ltg-OLtGen | Ltg_Wired | HID_fixt |  | Standard
424 | OLtg-MH | HID Lighting - Metal Halide | 15 | 5 | Com | Hsp | Any | electronic ballast rated hours | 70000 | 1 | 4100 | 15 | DEER2011 | D08 v2.05 | Ltg | Ltg-OLtGen | Ltg_Wired | HID_fixt |  | Standard
425 | OLtg-MH | HID Lighting - Metal Halide | 15 | 5 | Com | Htl | Any | electronic ballast rated hours | 70000 | 1 | 4100 | 15 | DEER2011 | D08 v2.05 | Ltg | Ltg-OLtGen | Ltg_Wired | HID_fixt |  | Standard
426 | OLtg-MH | HID Lighting - Metal Halide | 15 | 5 | Com | MBT | Any | electronic ballast rated hours | 70000 | 1 | 4100 | 15 | DEER2011 | D08 v2.05 | Ltg | Ltg-OLtGen | Ltg_Wired | HID_fixt |  | Standard
427 | OLtg-MH | HID Lighting - Metal Halide | 15 | 5 | Com | MLI | Any | electronic ballast rated hours | 70000 | 1 | 4100 | 15 | DEER2011 | D08 v2.05 | Ltg | Ltg-OLtGen | Ltg_Wired | HID_fixt |  | Standard
428 | OLtg-MH | HID Lighting - Metal Halide | 15 | 5 | Com | Mtl | Any | electronic ballast rated hours | 70000 | 1 | 4100 | 15 | DEER2011 | D08 v2.05 | Ltg | Ltg-OLtGen | Ltg_Wired | HID_fixt |  | Standard
429 | OLtg-MH | HID Lighting - Metal Halide | 15 | 5 | Com | Nrs | Any | electronic ballast rated hours | 70000 | 1 | 4100 | 15 | DEER2011 | D08 v2.05 | Ltg | Ltg-OLtGen | Ltg_Wired | HID_fixt |  | Standard
430 | OLtg-MH | HID Lighting - Metal Halide | 15 | 5 | Com | OfL | Any | electronic ballast rated hours | 70000 | 1 | 4100 | 15 | DEER2011 | D08 v2.05 | Ltg | Ltg-OLtGen | Ltg_Wired | HID_fixt |  | Standard
431 | OLtg-MH | HID Lighting - Metal Halide | 15 | 5 | Com | OfS | Any | electronic ballast rated hours | 70000 | 1 | 4100 | 15 | DEER2011 | D08 v2.05 | Ltg | Ltg-OLtGen | Ltg_Wired | HID_fixt |  | Standard
432 | OLtg-MH | HID Lighting - Metal Halide | 15 | 5 | Com | RFF | Any | electronic ballast rated hours | 70000 | 1 | 4100 | 15 | DEER2011 | D08 v2.05 | Ltg | Ltg-OLtGen | Ltg_Wired | HID_fixt |  | Standard
433 | OLtg-MH | HID Lighting - Metal Halide | 15 | 5 | Com | RSD | Any | electronic ballast rated hours | 70000 | 1 | 4100 | 15 | DEER2011 | D08 v2.05 | Ltg | Ltg-OLtGen | Ltg_Wired | HID_fixt |  | Standard
434 | OLtg-MH | HID Lighting - Metal Halide | 15 | 5 | Com | Rt3 | Any | electronic ballast rated hours | 70000 | 1 | 4100 | 15 | DEER2011 | D08 v2.05 | Ltg | Ltg-OLtGen | Ltg_Wired | HID_fixt |  | Standard
435 | OLtg-MH | HID Lighting - Metal Halide | 15 | 5 | Com | RtL | Any | electronic ballast rated hours | 70000 | 1 | 4100 | 15 | DEER2011 | D08 v2.05 | Ltg | Ltg-OLtGen | Ltg_Wired | HID_fixt |  | Standard
436 | OLtg-MH | HID Lighting - Metal Halide | 15 | 5 | Com | RtS | Any | electronic ballast rated hours | 70000 | 1 | 4100 | 15 | DEER2011 | D08 v2.05 | Ltg | Ltg-OLtGen | Ltg_Wired | HID_fixt |  | Standard
437 | OLtg-MH | HID Lighting - Metal Halide | 15 | 5 | Com | SCn | Any | electronic ballast rated hours | 70000 | 1 | 4100 | 15 | DEER2011 | D08 v2.05 | Ltg | Ltg-OLtGen | Ltg_Wired | HID_fixt |  | Standard
438 | OLtg-MH | HID Lighting - Metal Halide | 15 | 5 | Com | SUn | Any | electronic ballast rated hours | 70000 | 1 | 4100 | 15 | DEER2011 | D08 v2.05 | Ltg | Ltg-OLtGen | Ltg_Wired | HID_fixt |  | Standard
439 | OLtg-MH | HID Lighting - Metal Halide | 15 | 5 | Com | WRf | Any | electronic ballast rated hours | 70000 | 1 | 4100 | 15 | DEER2011 | D08 v2.05 | Ltg | Ltg-OLtGen | Ltg_Wired | HID_fixt |  | Standard
440 | OLtg-T5 | HID Lighting - Metal Halide | 15 | 5 | Com | Any | Any | electronic ballast rated hours | 70000 | 1 | 4100 | 15 | DEER2011 | D08 v2.05 | Ltg | Ltg-OLtGen | Ltg_Wired | HID_fixt |  | Standard
441 | OLtg-T5 | Outdoor HID Lighting (T-5) | 15 | 5 | Com | Asm | Any | electronic ballast rated hours | 70000 | 1 | 4100 | 15 | DEER2011 | D08 v2.05 | Ltg | Ltg-OLtGen | Ltg_Wired | LinFluor_fixt |  | Standard
442 | OLtg-T5 | Outdoor HID Lighting (T-5) | 15 | 5 | Com | ECC | Any | electronic ballast rated hours | 70000 | 1 | 4100 | 15 | DEER2011 | D08 v2.05 | Ltg | Ltg-OLtGen | Ltg_Wired | LinFluor_fixt |  | Standard
443 | OLtg-T5 | Outdoor HID Lighting (T-5) | 15 | 5 | Com | EPr | Any | electronic ballast rated hours | 70000 | 1 | 4100 | 15 | DEER2011 | D08 v2.05 | Ltg | Ltg-OLtGen | Ltg_Wired | LinFluor_fixt |  | Standard
444 | OLtg-T5 | Outdoor HID Lighting (T-5) | 15 | 5 | Com | ERC | Any | electronic ballast rated hours | 70000 | 1 | 4100 | 15 | DEER2011 | D08 v2.05 | Ltg | Ltg-OLtGen | Ltg_Wired | LinFluor_fixt |  | Standard
445 | OLtg-T5 | Outdoor HID Lighting (T-5) | 15 | 5 | Com | ESe | Any | electronic ballast rated hours | 70000 | 1 | 4100 | 15 | DEER2011 | D08 v2.05 | Ltg | Ltg-OLtGen | Ltg_Wired | LinFluor_fixt |  | Standard
446 | OLtg-T5 | Outdoor HID Lighting (T-5) | 15 | 5 | Com | EUn | Any | electronic ballast rated hours | 70000 | 1 | 4100 | 15 | DEER2011 | D08 v2.05 | Ltg | Ltg-OLtGen | Ltg_Wired | LinFluor_fixt |  | Standard
447 | OLtg-T5 | Outdoor HID Lighting (T-5) | 15 | 5 | Com | Gro | Any | electronic ballast rated hours | 70000 | 1 | 4100 | 15 | DEER2011 | D08 v2.05 | Ltg | Ltg-OLtGen | Ltg_Wired | LinFluor_fixt |  | Standard
448 | OLtg-T5 | Outdoor HID Lighting (T-5) | 15 | 5 | Com | Hsp | Any | electronic ballast rated hours | 70000 | 1 | 4100 | 15 | DEER2011 | D08 v2.05 | Ltg | Ltg-OLtGen | Ltg_Wired | LinFluor_fixt |  | Standard
449 | OLtg-T5 | Outdoor HID Lighting (T-5) | 15 | 5 | Com | Htl | Any | electronic ballast rated hours | 70000 | 1 | 4100 | 15 | DEER2011 | D08 v2.05 | Ltg | Ltg-OLtGen | Ltg_Wired | LinFluor_fixt |  | Standard
450 | OLtg-T5 | Outdoor HID Lighting (T-5) | 15 | 5 | Com | MBT | Any | electronic ballast rated hours | 70000 | 1 | 4100 | 15 | DEER2011 | D08 v2.05 | Ltg | Ltg-OLtGen | Ltg_Wired | LinFluor_fixt |  | Standard
451 | OLtg-T5 | Outdoor HID Lighting (T-5) | 15 | 5 | Com | MLI | Any | electronic ballast rated hours | 70000 | 1 | 4100 | 15 | DEER2011 | D08 v2.05 | Ltg | Ltg-OLtGen | Ltg_Wired | LinFluor_fixt |  | Standard
452 | OLtg-T5 | Outdoor HID Lighting (T-5) | 15 | 5 | Com | Mtl | Any | electronic ballast rated hours | 70000 | 1 | 4100 | 15 | DEER2011 | D08 v2.05 | Ltg | Ltg-OLtGen | Ltg_Wired | LinFluor_fixt |  | Standard
453 | OLtg-T5 | Outdoor HID Lighting (T-5) | 15 | 5 | Com | Nrs | Any | electronic ballast rated hours | 70000 | 1 | 4100 | 15 | DEER2011 | D08 v2.05 | Ltg | Ltg-OLtGen | Ltg_Wired | LinFluor_fixt |  | Standard
454 | OLtg-T5 | Outdoor HID Lighting (T-5) | 15 | 5 | Com | OfL | Any | electronic ballast rated hours | 70000 | 1 | 4100 | 15 | DEER2011 | D08 v2.05 | Ltg | Ltg-OLtGen | Ltg_Wired | LinFluor_fixt |  | Standard
455 | OLtg-T5 | Outdoor HID Lighting (T-5) | 15 | 5 | Com | OfS | Any | electronic ballast rated hours | 70000 | 1 | 4100 | 15 | DEER2011 | D08 v2.05 | Ltg | Ltg-OLtGen | Ltg_Wired | LinFluor_fixt |  | Standard
456 | OLtg-T5 | Outdoor HID Lighting (T-5) | 15 | 5 | Com | RFF | Any | electronic ballast rated hours | 70000 | 1 | 4100 | 15 | DEER2011 | D08 v2.05 | Ltg | Ltg-OLtGen | Ltg_Wired | LinFluor_fixt |  | Standard
457 | OLtg-T5 | Outdoor HID Lighting (T-5) | 15 | 5 | Com | RSD | Any | electronic ballast rated hours | 70000 | 1 | 4100 | 15 | DEER2011 | D08 v2.05 | Ltg | Ltg-OLtGen | Ltg_Wired | LinFluor_fixt |  | Standard
458 | OLtg-T5 | Outdoor HID Lighting (T-5) | 15 | 5 | Com | Rt3 | Any | electronic ballast rated hours | 70000 | 1 | 4100 | 15 | DEER2011 | D08 v2.05 | Ltg | Ltg-OLtGen | Ltg_Wired | LinFluor_fixt |  | Standard
459 | OLtg-T5 | Outdoor HID Lighting (T-5) | 15 | 5 | Com | RtL | Any | electronic ballast rated hours | 70000 | 1 | 4100 | 15 | DEER2011 | D08 v2.05 | Ltg | Ltg-OLtGen | Ltg_Wired | LinFluor_fixt |  | Standard
460 | OLtg-T5 | Outdoor HID Lighting (T-5) | 15 | 5 | Com | RtS | Any | electronic ballast rated hours | 70000 | 1 | 4100 | 15 | DEER2011 | D08 v2.05 | Ltg | Ltg-OLtGen | Ltg_Wired | LinFluor_fixt |  | Standard
461 | OLtg-T5 | Outdoor HID Lighting (T-5) | 15 | 5 | Com | SCn | Any | electronic ballast rated hours | 70000 | 1 | 4100 | 15 | DEER2011 | D08 v2.05 | Ltg | Ltg-OLtGen | Ltg_Wired | LinFluor_fixt |  | Standard
462 | OLtg-T5 | Outdoor HID Lighting (T-5) | 15 | 5 | Com | SUn | Any | electronic ballast rated hours | 70000 | 1 | 4100 | 15 | DEER2011 | D08 v2.05 | Ltg | Ltg-OLtGen | Ltg_Wired | LinFluor_fixt |  | Standard
463 | OLtg-T5 | Outdoor HID Lighting (T-5) | 15 | 5 | Com | WRf | Any | electronic ballast rated hours | 70000 | 1 | 4100 | 15 | DEER2011 | D08 v2.05 | Ltg | Ltg-OLtGen | Ltg_Wired | LinFluor_fixt |  | Standard
464 | OLtg-TmClck | Timeclock with or without photocell | 8 | 2.67 | Com | Com | Any | rated years |  |  |  |  | DEER2011 | D08 v2.05 | Ltg | Ltg-Ctls | Ltg_Wired |  |  | Standard
465 | OutD-PoolPump | High Efficiency Pool Pump | 10 | 3.33 | Res | Res | Any | rated years |  |  |  |  | DEER2011 | D08 v2.05 | Rec | Rec-Pool | LiqCirc | PmpMtr |  | Standard
466 | Plug-80plus | 80 PLUS Power Supply | 4 | 1.33 | Com | Com | Any | rated years |  |  |  |  | DEER2011 | D08 v2.05 | APlg | Aplg-OffEq | Electronics |  |  | Standard
467 | Plug-HiEffCopier | High Efficiency Copiers | 6 | 2 | Com | Com | Any | rated years |  |  |  |  | DEER2011 | D08 v2.05 | APlg | Aplg-OffEq | Electronics | AllEquip |  | Standard
468 | Plug-OccSens | Occupancy sensors | 8 | 2.67 | Com | Com | Any | rated years |  |  |  |  | DEER2011 | D08 v2.05 | APlg | Aplg-OffEq | Electronics | MoveSensor |  | Standard
469 | Plug-VendCtrler | Vending Machine Controller | 5 | 1.67 | Com | Com | Any | rated years |  |  |  |  | DEER2011 | D08 v2.05 | APlg | Aplg-PrVnd | Electronics | MoveSensor |  | Standard
470 | PrcHt-Blr | High Efficiency Boiler | 20 | 6.67 | Com | Com | Any | rated years |  |  |  |  | DEER2011 | D08 v2.05 | ProcHeat |  | WaterHtg_eq | Boiler_Et |  | Standard
471 | PrcHt-StmTrp | Steam Traps | 6 | 2 | Com | Com | Any | rated years |  |  |  |  | DEER2011 | D08 v2.05 | ProcHeat | ProcHt-StmDist | SteamCirc | SteamTrap |  | Standard
472 | RefgWrhs-Comp | Refrigerator Upgrades (Variable Speed Compressors) | 15 | 5 | Com | Com | Any | rated years |  |  |  |  | DEER2011 | D08 v2.05 | ProcRefrig | ProcRef-ProdStor | Chiller | RefWareCool |  | Standard
473 | RefgWrhs-Cond | Refrigerator Upgrades (Condenser) | 15 | 5 | Com | Com | Any | rated years |  |  |  |  | DEER2011 | D08 v2.05 | ProcRefrig | ProcRef-ProdStor | Chiller | RefWareCool |  | Standard
474 | RefgWrhs-FltHdPres | Refrigerator Upgrades (Suction Pressure) | 15 | 5 | Com | Com | Any | rated years |  |  |  |  | DEER2011 | D08 v2.05 | ProcRefrig | ProcRef-ProdStor | Chiller | RefWareCool |  | Standard
475 | RefgWrhs-FltSucPres | Refrigerator Upgrades (Head Pressure) | 15 | 5 | Com | Com | Any | rated years |  |  |  |  | DEER2011 | D08 v2.05 | ProcRefrig | ProcRef-ProdStor | Chiller | RefWareCool |  | Standard
476 | RefgWrhs-Retro | Retrocommissioning | 10 | 3.33 | Com | Com | Any | rated years |  |  |  |  | DEER2011 | D08 v2.05 | Service | Retro |  |  |  | Standard
477 | RefgWrhs-ScrollComp | Scroll Compressors for Bulk Tanks | 12 | 4 | Com | Com | Any | rated years |  |  |  |  | DEER2011 | D08 v2.05 | ProcRefrig | ProcRef-ProdStor | Chiller | RefWareCool |  | Standard
478 | RefgWrhs-SLIns | Insulation for Bare Suction Lines | 11 | 3.67 | Com | Com | Any | rated years |  |  |  |  | DEER2011 | D08 v2.05 | ProcRefrig | ProcRef-ProdStor | Chiller | RefWareCool |  | Standard
479 | RefgWrhs-SubClr | Refrigerator Upgrades (Subcooling) | 15 | 5 | Com | Com | Any | rated years |  |  |  |  | DEER2011 | D08 v2.05 | ProcRefrig | ProcRef-ProdStor | Chiller | RefWareCool |  | Standard
480 | WtrHt-CntLrgInst-Gas | Instantaneous Water Heater - Gas | 20 | 6.67 | Res | Res | Any | rated years |  |  |  |  | DEER2011 | D08 v2.05 | SHW | SHW-Htg | WaterHtg_eq | Instant_Et |  | Standard
481 | WtrHt-CntLrgInst-Elec | Instantaneous Water Heater - Electric | 20 | 6.67 | Res | Res | Any | rated years |  |  |  |  | DEER2011 | D08 v2.05 | SHW | SHW-Htg | WaterHtg_eq | Instant_EF |  | Standard
482 | WtrHt-CntLrgStrg-Elec | High Efficiency Electric Water Heater | 13 | 4.33 | Res | Res | Any | rated years |  |  |  |  | DEER2011 | D08 v2.05 | SHW | SHW-Htg | WaterHtg_eq | Stor_EF |  | Standard
483 | WtrHt-CntLrgStrg-Gas | High Efficiency Electric Water Heater | 11 | 3.67 | Res | Res | Any | rated years |  |  |  |  | DEER2011 | D08 v2.05 | SHW | SHW-Htg | WaterHtg_eq | Stor_Et |  | Standard
484 | WtrHt-CntMedInst-Elec | Central Medium Instantaneous Water Heater | 20 | 6.67 | Res | Res | Any | rated years |  |  |  |  | DEER2011 | D08 v2.05 | SHW | SHW-Htg | WaterHtg_eq | Instant_EF |  | Standard
485 | WtrHt-Cntrl-Gas | High Efficiency Central Water Heater | 15 | 5 | Com | Com | Any | rated years |  |  |  |  | DEER2011 | D08 v2.05 | SHW | SHW-Htg | WaterHtg_eq |  |  | Standard
486 | WtrHt-CntSmlInst-Elec | Central Small Instantaneous Water Heater - Electric | 20 | 6.67 | Res | Res | Any | rated years |  |  |  |  | DEER2011 | D08 v2.05 | SHW | SHW-Htg | WaterHtg_eq | Instant_EF |  | Standard
487 | WtrHt-CntSmlInst-Gas | Central Small Instantaneous Water Heater - Gas | 20 | 6.67 | Res | Res | Any | rated years |  |  |  |  | DEER2011 | D08 v2.05 | SHW | SHW-Htg | WaterHtg_eq | Instant_EF |  | Standard
488 | WtrHt-CntSmlStrg-Elec | Central Small High Efficiency Electric Water Heater | 13 | 4.33 | Res | Res | Any | rated years |  |  |  |  | DEER2011 | D08 v2.05 | SHW | SHW-Htg | WaterHtg_eq | Stor_EF |  | Standard
489 | WtrHt-CntSmlStrg-Gas | Central Small High Efficiency Gas Water Heater | 11 | 3.67 | Res | Res | Any | rated years |  |  |  |  | DEER2011 | D08 v2.05 | SHW | SHW-Htg | WaterHtg_eq | Stor_EF |  | Standard
490 | WtrHt-GPoolHtr | Commercial Pool Heater | 5 | 1.67 | Com | Com | Any | rated years |  |  |  |  | DEER2011 | D08 v2.05 | Recreate | Rec-Pool | WaterHtg_eq |  |  | Standard
491 | WtrHt-HtPmp | Heat Pump Water Heater | 10 | 3.33 | Res | Res | Any | rated years |  |  |  |  | DEER2011 | D08 v2.05 | SHW | SHW-Htg | WaterHtg_eq | HP_EF |  | Standard
492 | WtrHt-LrgInst-Elec | Instantaneous Water Heater | 20 | 6.67 | Com | Com | Any | rated years |  |  |  |  | DEER2011 | D08 v2.05 | SHW | SHW-Htg | WaterHtg_eq | Instant_EF |  | Standard
493 | WtrHt-LrgInst-Gas | Instantaneous Water Heater | 20 | 6.67 | Com | Com | Any | rated years |  |  |  |  | DEER2011 | D08 v2.05 | SHW | SHW-Htg | WaterHtg_eq | Instant_Et |  | Standard
494 | WtrHt-LrgStrg-Elec | High Efficiency Commercial Storage Water Heater | 15 | 5 | Com | Com | Any | rated years |  |  |  |  | DEER2011 | D08 v2.05 | SHW | SHW-Htg | WaterHtg_eq | Stor_EF |  | Standard
495 | WtrHt-LrgStrg-Gas | High Efficiency Commercial Storage Water Heater | 15 | 5 | Com | Com | Any | rated years |  |  |  |  | DEER2011 | D08 v2.05 | SHW | SHW-Htg | WaterHtg_eq | Stor_Et |  | Standard
496 | WtrHt-MedInst | Instantaneous Water Heater | 20 | 6.67 | Com | Com | Any | rated years |  |  |  |  | DEER2011 | D08 v2.05 | SHW | SHW-Htg | WaterHtg_eq | Instant_EF |  | Standard
497 | WtrHt-PipeIns-Elec | Pipe Insulation - Electric Water Heater | 13 | 4.33 | Com | Com | Any | rated years |  |  |  |  | DEER2011 | D08 v2.05 | SHW | SHW-Dist | LiqCirc | PipeIns |  | Standard
498 | WtrHt-PipeIns-Gas | Pipe Insulation - Gas Water Heater | 11 | 3.67 | Com | Com | Any | rated years |  |  |  |  | DEER2011 | D08 v2.05 | SHW | SHW-Dist | LiqCirc | PipeIns |  | Standard
499 | WtrHt-SmlInst+C521 | Instantaneous Water Heater | 20 | 6.67 | Com | Com | Any | rated years |  |  |  |  | DEER2011 | D08 v2.05 | SHW | SHW-HWPoU | WaterHtg_eq | Instant_EF |  | Standard
500 | WtrHt-SmlInst | Instantaneous Water Heater | 20 | 6.67 | Com | Com | Any | rated years |  |  |  |  | DEER2011 | D08 v2.05 | SHW | SHW-HWPoU | WaterHtg_eq | Instant_EF |  | Standard
501 | WtrHt-SmlStrg-Elec | High Efficiency Commercial Storage Water Heater | 15 | 5 | Com | Com | Any | rated years |  |  |  |  | DEER2011 | D08 v2.05 | SHW | SHW-Htg | WaterHtg_eq | Stor_EF |  | Standard
502 | WtrHt-SmlStrg-Gas | High Efficiency Commercial Storage Water Heater | 15 | 5 | Com | Com | Any | rated years |  |  |  |  | DEER2011 | D08 v2.05 | SHW | SHW-Htg | WaterHtg_eq | Stor_EF |  | Standard
503 | WtrHt-SmlStrg-Elec | High Efficiency Commercial Storage Water Heater | 13 | 4.33 | Res | Res | Any | rated years |  |  |  |  | DEER2011 | D08 v2.05 | SHW | SHW-Htg | WaterHtg_eq | Stor_EF |  | Standard
504 | WtrHt-SmlStrg-Gas | High Efficiency Commercial Storage Water Heater | 11 | 3.67 | Res | Res | Any | rated years |  |  |  |  | DEER2011 | D08 v2.05 | SHW | SHW-Htg | WaterHtg_eq | Stor_EF |  | Standard
505 | WtrHt-SWH | Solar Water Heating | 15 | 5 | Res | Res | Any | rated years |  |  |  |  | DEER2011 | D08 v2.05 | SHW | SHW-Htg | WaterHtg_eq |  |  | Standard
506 | WtrHt-TankIns-Elec | Water Heater Tank Wrap | 7 | 2.33 | Com | Com | Any | rated years |  |  |  |  | DEER2011 | D08 v2.05 | SHW | SHW-Htg | WaterHtg_eq | TankIns |  | Standard
507 | WtrHt-TankIns-Gas | Water Heater Tank Wrap | 7 | 2.33 | Com | Com | Any | rated years |  |  |  |  | DEER2011 | D08 v2.05 | SHW | SHW-Htg | WaterHtg_eq | TankIns |  | Standard
508 | WtrHt-Timeclock | Circulation Pump Timeclock Retrofit | 15 | 5 | Com | Com | Any | rated years |  |  |  |  | DEER2011 | D08 v2.05 | SHW | SHW-Dist | LiqCirc | Timer |  | Standard
509 | WtrHt-WH-Aertr | Faucet Aerators | 10 | 3.33 | All | Any | Any | rated years |  |  |  |  | DEER2011 | D08 v2.05 | SHW | SHW-Dist | WaterFixt | FaucetAer | proposed in PGE3PHVC100 | Standard
510 | WtrHt-WH-R4PipeIns-Elec | Pipe Insulation - Electric Water Heater | 13 | 4.33 | Res | Res | Any | rated years |  |  |  |  | DEER2011 | D08 v2.05 | SHW | SHW-Dist | LiqCirc | PipeIns | proposed in PGE3PHVC100 | Standard
511 | WtrHt-WH-R4PipeIns-Gas | Pipe Insulation - Gas Water Heater | 11 | 3.67 | Res | Res | Any | rated years |  |  |  |  | DEER2011 | D08 v2.05 | SHW | SHW-Dist | LiqCirc | PipeIns | proposed in PGE3PHVC100 | Standard
512 | WtrHt-WH-Shrhd | Low-Flow Showerhead | 10 | 3.33 | Res | Res | Any | rated years |  |  |  |  | DEER2011 | D08 v2.05 | SHW | SHW-Dist | WaterFixt | ShowerHd | proposed in PGECOLTG151 | Standard
513 | HVAC-PTACCtrl | Package Terminal AC - Controller | 15 |  | Com | Gst | PGE | rated years |  |  |  |  | 2010 Ex-Ante | IOU Workpaper | HVAC | HVAC-SpCl | HV_Tech | TStat |  | Proposed
514 | HVAC-PTACCtrl | Package Terminal AC - Controller | 15 |  | Com | Htl | PGE | rated years |  |  |  |  | 2010 Ex-Ante | IOU Workpaper | HVAC | HVAC-SpCl | HV_Tech | TStat |  | Proposed
515 | HVAC-PTACCtrl | Package Terminal AC - Controller | 15 |  | Com | Mtl | PGE | rated years |  |  |  |  | 2010 Ex-Ante | IOU Workpaper | HVAC | HVAC-SpCl | HV_Tech | TStat |  | Proposed
516 | Oltg-LED | LED Lighting | 12 |  | CC | Any | Any | lamp rated hours | 50000 | 1 |  | 12 | 2010 Ex-Ante | IOU Workpaper | Ltg | Ltg-OLtGen | Ltg_Wired | LED_fixt |  | Proposed

## Location
DEER_SPT Database tables: Support
This file created on 11/30/2011 6:15:45 PM while connected to deeresources.net as sptviewer by READI (v0.99.3)
Index | Description | Code | Comment | Status
1 | Arcata Area | CZ01 | Standard Title-24 climate zone | Standard
2 | Santa Rosa Area | CZ02 | Standard Title-24 climate zone | Standard
3 | Oakland Area | CZ03 | Standard Title-24 climate zone | Standard
4 | Sunnyvale Area | CZ04 | Standard Title-24 climate zone | Standard
5 | Santa Maria Area | CZ05 | Standard Title-24 climate zone | Standard
6 | Los Angeles Area | CZ06 | Standard Title-24 climate zone | Standard
7 | San Diego Area | CZ07 | Standard Title-24 climate zone | Standard
8 | El Toro Area | CZ08 | Standard Title-24 climate zone | Standard
9 | Pasadena Area | CZ09 | Standard Title-24 climate zone | Standard
10 | San Bernardino Area | CZ10 | Standard Title-24 climate zone | Standard
11 | Red Bluff Area | CZ11 | Standard Title-24 climate zone | Standard
12 | Sacramento Area | CZ12 | Standard Title-24 climate zone | Standard
13 | Fresno Area | CZ13 | Standard Title-24 climate zone | Standard
14 | China Lake Area | CZ14 | Standard Title-24 climate zone | Standard
15 | Blythe Area | CZ15 | Standard Title-24 climate zone | Standard
16 | Mount Shasta Area | CZ16 | Standard Title-24 climate zone | Standard
17 | IOU Territory | IOU | All territory of the associated IOU | Standard
18 | Any Location | Any | for Interactive Effect processing | Process
19 | California-Wide | CA | All of California | Standard
20 | All of PG&E Territory | PGE | All of PG&E territory; instead use IOU=PGE, Location=IOU | Legacy
21 | All of SCE Territory | SCE | All of SCE territory; instead use IOU=SCE, Location=IOU | Legacy
22 | All of SDG&E Territory | SDG | All of SDG&E territory; instead use IOU=SDG, Location=IOU | Legacy
23 | All of SCG Territory | SCG | All of SCG territory; instead use IOU=SCG, Location=IOU | Legacy

## BldgVint
DEER_SPT Database tables: Support
This file created on 11/30/2011 6:15:56 PM while connected to deeresources.net as sptviewer by READI (v0.99.3)
Index | Description | Code | Comment | Status
0 | Any Vintage | Any | for Interactive Effects processing | Process
1 | Before 1978 | 1975 | existing building stock built before 1978 | Standard
2 | 1978 - 1992 | 1985 | existing building stock built between 1978 and 1992 | Standard
3 | 1993 - 2001 | 1996 | existing building stock built between 1993 and 2001 | Standard
4 | 2002 - 2005 | 2003 | existing building stock built between 2002 and 2005 | Standard
5 | 2006 - 2009 | 2007 | existing building stock built between 2006 and 2009 | Standard
6 | 2010 - 2012 | 2011 | existing building stock built after 2009 | Standard
7 | MH: Before 1976 | MH72 | mobile homes built before 1976 | Standard
8 | MH: 1976 - 1994 | MH85 | mobile homes built between 1976 and 1994 | Standard
9 | MH: 1995 - 2005 | MH00 | mobile homes built between 1995 and 2005 | Standard
10 | MH: After 2005 | MH06 | mobile homes built after 2005 | Standard
11 | New | New | new construction | Standard
12 | Existing | Ex | weighted by vintage | Standard
13 | PGE Existing | PGx | weighted by era and by PGE building stock, use Ex" with IOU=PGE and Location=IOU" | Legacy
14 | SCE Existing | SCx | weighted by era and by SCE building stock, use Ex" with IOU=SCE and Location=IOU" | Legacy
15 | SDGE Existing | SDx | weighted by era and by SDGE building stock, use Ex" with IOU=SDG and Location=IOU" | Legacy
16 | SCG Existing | SGx | weighted by era and by SCG building stock, use Ex" with IOU=SCG and Location=IOU" | Legacy
17 | After 2005 | 05 | used for DEER2005 impact only | Legacy

## BldgHVAC
DEER_SPT Database tables: Support
This file created on 11/30/2011 6:17:06 PM while connected to deeresources.net as sptviewer by READI (v0.99.3)
Index | Description | Code | Sector | Comment | Status
1 | central AC with gas furnace | rDXGF | Res |  | Standard
2 | no cooling, gas furnace | rNCGF | Res |  | Standard
3 | no cooling, electric baseboard heating | rNCEH | Res |  | Standard
4 | central heat pump with electric resistance backup | rDXHP | Res |  | Standard
5 | evaporative cooling with separate gas furnace | rEVAP | Res |  | Standard
6 | All applicable Residential HVAC types | rAll | Res |  | Process
7 | standard weights applied to residential HVAC types | rWtd | Res |  | Standard
20 | All applicable Commercial HVAC types | cAll | Com |  | Process
21 | split or packaged direct expansion unit with gas furnace | cDXGF | Com |  | Standard
22 | split or packaged direct expansion unit with electric heat | cDXEH | Com |  | Standard
23 | split or packaged direct expansion unit with heat pump | cDXHP | Com |  | Standard
24 | water loop heat pump | cWLHP | Com |  | Standard
25 | no cooling with electric heat | cNCEH | Com |  | Standard
26 | no cooling with gas furnace | cNCGF | Com |  | Standard
27 | packaged variable air volume system with gas furnace | cPVVG | Com |  | Standard
28 | packaged variable air volume system with electric heat | cPVVE | Com |  | Standard
29 | built-up variable air volume system with gas boiler | cSVVG | Com |  | Standard
31 | built-up variable air volume system with electric reheat | cSVVE | Com |  | Standard
32 | no HVAC (unconditioned) | cUnc | Com |  | Standard
33 | packaged terminal air conditioner | cPTAC | Com |  | Standard
34 | packaged terminal heat pump | cPTHP | Com |  | Standard
35 | four pipe fan coil | cFPFC | Com |  | Standard
36 | dual duct system | cDDCT | Com |  | Standard
37 | evaporative cooling with separate gas furnace | cEVAP | Com |  | Standard
39 | standard weights applied to commercial HVAC types | cWtd | Com |  | Standard
40 | overhead gas furnace | aGF | Ag | used in green house measures | Standard
41 | radiant heat | aRH | Ag | used in green house measures | Standard
97 | Any HVAC type | Any | CC | Used for IE processing | Process
98 | All applicable HVAC types | All | CC |  | Process
99 | typical, or weighted, HVAC type for the building type | Wtd | CC |  | Standard

## IOU
DEER_SPT Database tables: Support
This file created on 11/30/2011 6:17:08 PM while connected to deeresources.net as sptviewer by READI (v0.99.3)
Index | Code | Description
0 | All | All IOUs
1 | PGE | Pacific Gas & Electric
2 | SCE | Southern California Edison
3 | SDG | San Diego Gas & Electric
4 | SCG | Southern California Gas
6 | Any | Any IOU; for IE processing

## NormUnits
DEER_SPT Database tables: Support
This file created on 11/30/2011 6:17:11 PM while connected to deeresources.net as sptviewer by READI (v0.99.3)
Index | Code | Description | Comment | Status
0 | Area-ft2-BA | Building area (ft2) | building floor area associated with measure | Standard
1 | Area-ft2 | area (ft2) of technology | refers to the area of the technology, not the associated building area e.g. shell measures (windows, wall insulation, floor insulation), | Standard
2 | Building | per building associated with the technology | non-residential | Standard
3 | Cap-kBTUh | input capacity (kBTUh) | per 1000 BTU per hour rated input capacity (heating equipment, smaller capacity, such as residential furnaces) | Standard
4 | Cap-kW | input capacity (kW) | per kilowatt capacity (electric heating equipment) | Standard
5 | Cap-MBTUh | input capacity (MBTUh) | per 1 Million BTU per hour rated input capacity (large capacity heating equipment, such as commercial boilers) | Standard
6 | Cap-Tons | cooling capacity (tons) | per ton of rated cooling equipment (large and small) | Standard
7 | Each | each unit equipment or technology | e.g. appliance measures (refrigerator, dishwasher, etc.) | Standard
8 | Fixture | each lighting or plumbing fixture | lighting fixture or refrigeration display case fixture | Standard
9 | Flow-CFM | CFM air flow | applies to some air flow measures | Standard
10 | Flow-GPM | gallons per minute | applies to some water flow measures | Standard
11 | Household | house or household | savings are per dwelling unit (residential) | Standard
12 | Installation | per technology installation | e.g. direct-install packaged HVAC equipment installation | Standard
13 | Lamp | per lamp | per CFL lamp or per linear fluorescent lamp replacement | Standard
14 | Len-ft | length (feet) | example measures: refrig case fixture length; strip curtains | Standard
15 | Ctrl-kW | kW Controlled | example measures: occupancy sensors, daylighting measures | Standard
16 | Rated-HP | nameplate HP | motor measures | Standard
17 | SurfArea-ft2 | surface area (ft2) | example measures: pipe insulation, duct insulation | Standard
18 | kWh | per annual kWh consumption | custom measures only | Standard
19 | therm | per annual therm consumption | custom measures only | Standard
20 | tbd | tbd | temporary assigments only, not valid for tracking data submittal | Standard
21 | Area-Acre | per Acre | 1/640 of a square mile, example technology: Irrigation Systems | Standard
22 | Area-1kFP | 1,000 sqft footprint | Legacy: used in DEER2005 only | Legacy
23 | Area-1kH | 1,000 sqft house | Legacy: used in DEER2005 only | Legacy
24 | Area-1kR | 1,000 sqft roof | Legacy: used in DEER2005 only | Legacy
25 | Area-1kW | 1,000 sqft wall (exc. windows) | Legacy: used in DEER2005 only | Legacy
26 | Area-100win | 100 sqft window | Legacy: used in DEER2005 only | Legacy

## VersionSrc
DEER_SPT Database tables: Support
This file created on 11/30/2011 6:17:24 PM while connected to deeresources.net as sptviewer by READI (v0.99.3)
Index | Code | Description | Comment
1 | D05 v2.01 | DEER 2005 official release
2 | D08 v2.05 | DEER 2008 public version | includes code versions: 2005 T-24, 2005 Federal and 2005 T-20
3 | D08 v3.02 | DEER 2008 update, not officially released | includes HVAC System weighting, basis for IE Tables
4 | D11 v4.00 | DEER 201 update for 2013-14 planning
5 | IOU workpaper | ED approved IOU workpaper
6 | MV0405 | Results of M&V for 2004-2005 program cycle
7 | MV0608 | Results of M&V for 2006-2008 program cycle

## Com-InLtg-CFL
DEER_SPT Database tables: Support
This file created on 11/30/2011 6:18:54 PM while connected to deeresources.net as sptviewer by READI (v0.99.3)
VersionSrc | IOU | BldgVint | BldgType | BldgLoc | BldgHVAC | kWh/kWh | kW/kW | therm/kWh
DO8 v3.02 | PGE | Ex | Asm | CZ01 | Wtd | 0.9842 | 1.1134 | -0.01448
DO8 v3.02 | PGE | Ex | Asm | CZ02 | Wtd | 1.0336 | 1.1643 | -0.00983
DO8 v3.02 | PGE | Ex | Asm | CZ03 | Wtd | 1.0404 | 1.1695 | -0.00942
DO8 v3.02 | PGE | Ex | Asm | CZ04 | Wtd | 1.0579 | 1.1812 | -0.00813
DO8 v3.02 | PGE | Ex | Asm | CZ05 | Wtd | 1.0514 | 1.1442 | -0.00766
DO8 v3.02 | PGE | Ex | Asm | CZ11 | Wtd | 1.0382 | 1.1672 | -0.0088
DO8 v3.02 | PGE | Ex | Asm | CZ12 | Wtd | 1.0435 | 1.174 | -0.00877
DO8 v3.02 | PGE | Ex | Asm | CZ13 | Wtd | 1.0673 | 1.1563 | -0.00713
DO8 v3.02 | PGE | Ex | Asm | CZ16 | Wtd | 0.9688 | 1.0772 | -0.01372
DO8 v3.02 | PGE | Ex | Asm | IOU | Wtd | 1.046 | 1.1685 | -0.00882
DO8 v3.02 | PGE | Ex | ComWtd | IOU | Wtd | 1.0617 | 1.206 | -0.00607
DO8 v3.02 | PGE | Ex | ECC | CZ01 | Wtd | 1.0544 | 1.2035 | -0.01689
DO8 v3.02 | PGE | Ex | ECC | CZ02 | Wtd | 1.0933 | 1.2971 | -0.01183
DO8 v3.02 | PGE | Ex | ECC | CZ03 | Wtd | 1.0956 | 1.245 | -0.01118
DO8 v3.02 | PGE | Ex | ECC | CZ04 | Wtd | 1.1123 | 1.3046 | -0.01012
DO8 v3.02 | PGE | Ex | ECC | CZ05 | Wtd | 1.105 | 1.2672 | -0.00995
DO8 v3.02 | PGE | Ex | ECC | CZ11 | Wtd | 1.1052 | 1.3183 | -0.01134
DO8 v3.02 | PGE | Ex | ECC | CZ12 | Wtd | 1.1063 | 1.2989 | -0.01103
DO8 v3.02 | PGE | Ex | ECC | CZ13 | Wtd | 1.1346 | 1 | -0.00881
DO8 v3.02 | PGE | Ex | ECC | CZ16 | Wtd | 1.0499 | 1.2962 | -0.01872
DO8 v3.02 | PGE | Ex | ECC | IOU | Wtd | 1.1039 | 1.2687 | -0.0109
DO8 v3.02 | PGE | Ex | EPr | CZ01 | Wtd | 1.0172 | 1.1731 | -0.01512
DO8 v3.02 | PGE | Ex | EPr | CZ02 | Wtd | 1.0587 | 1 | -0.0105
DO8 v3.02 | PGE | Ex | EPr | CZ03 | Wtd | 1.0845 | 1 | -0.0088
DO8 v3.02 | PGE | Ex | EPr | CZ04 | Wtd | 1.0867 | 1 | -0.00807
DO8 v3.02 | PGE | Ex | EPr | CZ05 | Wtd | 1.0889 | 1.214 | -0.00727
DO8 v3.02 | PGE | Ex | EPr | CZ11 | Wtd | 1.0583 | 1 | -0.00983
DO8 v3.02 | PGE | Ex | EPr | CZ12 | Wtd | 1.0659 | 1 | -0.00962
DO8 v3.02 | PGE | Ex | EPr | CZ13 | Wtd | 1.0896 | 1 | -0.00737
DO8 v3.02 | PGE | Ex | EPr | CZ16 | Wtd | 0.9617 | 1 | -0.01962
DO8 v3.02 | PGE | Ex | EPr | IOU | Wtd | 1.0762 | 1.0994 | -0.00896
DO8 v3.02 | PGE | Ex | ERC | CZ01 | Wtd | 0.9863 | 1.1546 | -0.01392
DO8 v3.02 | PGE | Ex | ERC | CZ02 | Wtd | 1.016 | 1 | -0.01123
DO8 v3.02 | PGE | Ex | ERC | CZ03 | Wtd | 1.017 | 1 | -0.00982
DO8 v3.02 | PGE | Ex | ERC | CZ04 | Wtd | 1.0542 | 1 | -0.00914
DO8 v3.02 | PGE | Ex | ERC | CZ05 | Wtd | 1.0253 | 1.3837 | -0.00892
DO8 v3.02 | PGE | Ex | ERC | CZ11 | Wtd | 1.0282 | 1 | -0.01041
DO8 v3.02 | PGE | Ex | ERC | CZ12 | Wtd | 1.0263 | 1 | -0.01018
DO8 v3.02 | PGE | Ex | ERC | CZ13 | Wtd | 1.0515 | 1 | -0.00785
DO8 v3.02 | PGE | Ex | ERC | CZ16 | Wtd | 0.9844 | 1 | -0.01717
DO8 v3.02 | PGE | Ex | ERC | IOU | Wtd | 1.0305 | 1.1611 | -0.0097
DO8 v3.02 | PGE | Ex | ESe | CZ01 | Wtd | 0.9981 | 1.1618 | -0.0177
DO8 v3.02 | PGE | Ex | ESe | CZ02 | Wtd | 1.0567 | 1 | -0.01181
DO8 v3.02 | PGE | Ex | ESe | CZ03 | Wtd | 1.0625 | 1 | -0.0113
DO8 v3.02 | PGE | Ex | ESe | CZ04 | Wtd | 1.0804 | 1 | -0.00978
DO8 v3.02 | PGE | Ex | ESe | CZ05 | Wtd | 1.0738 | 1.2 | -0.00918
DO8 v3.02 | PGE | Ex | ESe | CZ11 | Wtd | 1.064 | 1 | -0.01104
DO8 v3.02 | PGE | Ex | ESe | CZ12 | Wtd | 1.0664 | 1 | -0.01099
DO8 v3.02 | PGE | Ex | ESe | CZ13 | Wtd | 1.0988 | 1 | -0.00847
DO8 v3.02 | PGE | Ex | ESe | CZ16 | Wtd | 0.976 | 1 | -0.01943
DO8 v3.02 | PGE | Ex | ESe | IOU | Wtd | 1.0705 | 1.0987 | -0.01065
DO8 v3.02 | PGE | Ex | EUn | CZ01 | Wtd | 1.0805 | 1.1956 | -0.01053
DO8 v3.02 | PGE | Ex | EUn | CZ02 | Wtd | 1.1022 | 1.233 | -0.00847
DO8 v3.02 | PGE | Ex | EUn | CZ03 | Wtd | 1.1101 | 1.2106 | -0.0077
DO8 v3.02 | PGE | Ex | EUn | CZ04 | Wtd | 1.1232 | 1.2486 | -0.00702
DO8 v3.02 | PGE | Ex | EUn | CZ05 | Wtd | 1.1157 | 1.23 | -0.00689
DO8 v3.02 | PGE | Ex | EUn | CZ11 | Wtd | 1.1134 | 1.2643 | -0.00802
DO8 v3.02 | PGE | Ex | EUn | CZ12 | Wtd | 1.1153 | 1.235 | -0.00791
DO8 v3.02 | PGE | Ex | EUn | CZ13 | Wtd | 1.138 | 1 | -0.00621
DO8 v3.02 | PGE | Ex | EUn | CZ16 | Wtd | 1.0591 | 1.2319 | -0.01463
DO8 v3.02 | PGE | Ex | EUn | IOU | Wtd | 1.1149 | 1.224 | -0.00759
DO8 v3.02 | PGE | Ex | Gro | CZ01 | Wtd | 0.8124 | 1.0717 | -0.01748
DO8 v3.02 | PGE | Ex | Gro | CZ02 | Wtd | 0.9085 | 1.3138 | -0.01347
DO8 v3.02 | PGE | Ex | Gro | CZ03 | Wtd | 0.8695 | 1.2327 | -0.01514
DO8 v3.02 | PGE | Ex | Gro | CZ04 | Wtd | 0.9217 | 1.2894 | -0.01316
DO8 v3.02 | PGE | Ex | Gro | CZ05 | Wtd | 0.8852 | 1.2201 | -0.01453
DO8 v3.02 | PGE | Ex | Gro | CZ11 | Wtd | 0.955 | 1.3154 | -0.01189
DO8 v3.02 | PGE | Ex | Gro | CZ12 | Wtd | 0.9419 | 1.3325 | -0.01254
DO8 v3.02 | PGE | Ex | Gro | CZ13 | Wtd | 0.9982 | 1.3232 | -0.01045
DO8 v3.02 | PGE | Ex | Gro | CZ16 | Wtd | 0.8447 | 1.2918 | -0.01508
DO8 v3.02 | PGE | Ex | Gro | IOU | Wtd | 0.9225 | 1.2887 | -0.01317
DO8 v3.02 | PGE | Ex | Hsp | CZ01 | Wtd | 1.0928 | 1.1545 | -0.00777
DO8 v3.02 | PGE | Ex | Hsp | CZ02 | Wtd | 1.1006 | 1.2197 | -0.00685
DO8 v3.02 | PGE | Ex | Hsp | CZ03 | Wtd | 1.1156 | 1.2051 | -0.00634
DO8 v3.02 | PGE | Ex | Hsp | CZ04 | Wtd | 1.115 | 1.223 | -0.00621
DO8 v3.02 | PGE | Ex | Hsp | CZ05 | Wtd | 1.1042 | 1.1854 | -0.00637
DO8 v3.02 | PGE | Ex | Hsp | CZ11 | Wtd | 1.1018 | 1.2325 | -0.00676
DO8 v3.02 | PGE | Ex | Hsp | CZ12 | Wtd | 1.1061 | 1.2288 | -0.00669
DO8 v3.02 | PGE | Ex | Hsp | CZ13 | Wtd | 1.1195 | 1.2468 | -0.0059
DO8 v3.02 | PGE | Ex | Hsp | CZ16 | Wtd | 1.0459 | 1.2135 | -0.01101
DO8 v3.02 | PGE | Ex | Hsp | IOU | Wtd | 1.111 | 1.2218 | -0.00643
DO8 v3.02 | PGE | Ex | Htl | CZ01 | Wtd | 0.9834 | 1.188 | -0.00635
DO8 v3.02 | PGE | Ex | Htl | CZ02 | Wtd | 1.0179 | 1.2524 | -0.00542
DO8 v3.02 | PGE | Ex | Htl | CZ03 | Wtd | 1.0393 | 1.2341 | -0.00502
DO8 v3.02 | PGE | Ex | Htl | CZ04 | Wtd | 1.0495 | 1.2519 | -0.00443
DO8 v3.02 | PGE | Ex | Htl | CZ05 | Wtd | 1.0412 | 1.2232 | -0.00463
DO8 v3.02 | PGE | Ex | Htl | CZ11 | Wtd | 1.0425 | 1.264 | -0.00521
DO8 v3.02 | PGE | Ex | Htl | CZ12 | Wtd | 1.0369 | 1.2639 | -0.00512
DO8 v3.02 | PGE | Ex | Htl | CZ13 | Wtd | 1.0799 | 1.2728 | -0.00411
DO8 v3.02 | PGE | Ex | Htl | CZ16 | Wtd | 0.9379 | 1.2503 | -0.00811
DO8 v3.02 | PGE | Ex | Htl | IOU | Wtd | 1.0402 | 1.2452 | -0.00495
DO8 v3.02 | PGE | Ex | MBT | CZ01 | Wtd | 1.1022 | 1.1853 | -0.00071
DO8 v3.02 | PGE | Ex | MBT | CZ02 | Wtd | 1.1178 | 1.1852 | -0.00055
DO8 v3.02 | PGE | Ex | MBT | CZ03 | Wtd | 1.1281 | 1.1883 | -0.00043
DO8 v3.02 | PGE | Ex | MBT | CZ04 | Wtd | 1.1236 | 1.1942 | -0.0004
DO8 v3.02 | PGE | Ex | MBT | CZ05 | Wtd | 1.1244 | 1.1895 | -0.0003
DO8 v3.02 | PGE | Ex | MBT | CZ11 | Wtd | 1.1134 | 1.1917 | -0.00083
DO8 v3.02 | PGE | Ex | MBT | CZ12 | Wtd | 1.1173 | 1.2195 | -0.00065
DO8 v3.02 | PGE | Ex | MBT | CZ13 | Wtd | 1.1341 | 1.2163 | -0.00046
DO8 v3.02 | PGE | Ex | MBT | CZ16 | Wtd | 1.0717 | 1.1959 | -0.00312
DO8 v3.02 | PGE | Ex | MBT | IOU | Wtd | 1.1236 | 1.1989 | -0.00053
DO8 v3.02 | PGE | Ex | MLI | CZ01 | Wtd | 1.0027 | 1.1241 | -0.00815
DO8 v3.02 | PGE | Ex | MLI | CZ02 | Wtd | 1.0487 | 1.1508 | -0.00519
DO8 v3.02 | PGE | Ex | MLI | CZ03 | Wtd | 1.0549 | 1.163 | -0.00435
DO8 v3.02 | PGE | Ex | MLI | CZ04 | Wtd | 1.0614 | 1.1569 | -0.00411
DO8 v3.02 | PGE | Ex | MLI | CZ05 | Wtd | 1.0617 | 1.1473 | -0.0031
DO8 v3.02 | PGE | Ex | MLI | CZ11 | Wtd | 1.0434 | 1.156 | -0.00617
DO8 v3.02 | PGE | Ex | MLI | CZ12 | Wtd | 1.0503 | 1.1634 | -0.00563
DO8 v3.02 | PGE | Ex | MLI | CZ13 | Wtd | 1.0685 | 1.1609 | -0.00436
DO8 v3.02 | PGE | Ex | MLI | CZ16 | Wtd | 0.9816 | 1.1463 | -0.01189
DO8 v3.02 | PGE | Ex | MLI | IOU | Wtd | 1.0549 | 1.1597 | -0.00478
DO8 v3.02 | PGE | Ex | Mtl | CZ01 | Wtd | 1.0155 | 1.1881 | -0.0075
DO8 v3.02 | PGE | Ex | Mtl | CZ02 | Wtd | 1.0386 | 1.2247 | -0.00561
DO8 v3.02 | PGE | Ex | Mtl | CZ03 | Wtd | 1.0605 | 1.2115 | -0.00508
DO8 v3.02 | PGE | Ex | Mtl | CZ04 | Wtd | 1.0679 | 1.2285 | -0.00459
DO8 v3.02 | PGE | Ex | Mtl | CZ05 | Wtd | 1.0604 | 1.1955 | -0.0049
DO8 v3.02 | PGE | Ex | Mtl | CZ11 | Wtd | 1.0582 | 1.2378 | -0.00514
DO8 v3.02 | PGE | Ex | Mtl | CZ12 | Wtd | 1.0561 | 1.2375 | -0.00517
DO8 v3.02 | PGE | Ex | Mtl | CZ13 | Wtd | 1.0905 | 1.2488 | -0.00415
DO8 v3.02 | PGE | Ex | Mtl | CZ16 | Wtd | 0.9618 | 1.2192 | -0.00845
DO8 v3.02 | PGE | Ex | Mtl | IOU | Wtd | 1.0596 | 1.2213 | -0.00506
DO8 v3.02 | PGE | Ex | Nrs | CZ01 | Wtd | 1.0212 | 1.1673 | -0.01691
DO8 v3.02 | PGE | Ex | Nrs | CZ02 | Wtd | 1.0498 | 1.253 | -0.01344
DO8 v3.02 | PGE | Ex | Nrs | CZ03 | Wtd | 1.0566 | 1.24 | -0.01253
DO8 v3.02 | PGE | Ex | Nrs | CZ04 | Wtd | 1.069 | 1.2571 | -0.01149
DO8 v3.02 | PGE | Ex | Nrs | CZ05 | Wtd | 1.0558 | 1.2151 | -0.01201
DO8 v3.02 | PGE | Ex | Nrs | CZ11 | Wtd | 1.0635 | 1.2702 | -0.01192
DO8 v3.02 | PGE | Ex | Nrs | CZ12 | Wtd | 1.0631 | 1.2728 | -0.01217
DO8 v3.02 | PGE | Ex | Nrs | CZ13 | Wtd | 1.0867 | 1.2828 | -0.00994
DO8 v3.02 | PGE | Ex | Nrs | CZ16 | Wtd | 1.0111 | 1.2417 | -0.01753
DO8 v3.02 | PGE | Ex | Nrs | IOU | Wtd | 1.0639 | 1.2584 | -0.01199
DO8 v3.02 | PGE | Ex | OfL | CZ01 | Wtd | 1.0976 | 1.2365 | -0.00827
DO8 v3.02 | PGE | Ex | OfL | CZ02 | Wtd | 1.1 | 1.3524 | -0.00708
DO8 v3.02 | PGE | Ex | OfL | CZ03 | Wtd | 1.1088 | 1.3253 | -0.00633
DO8 v3.02 | PGE | Ex | OfL | CZ04 | Wtd | 1.1262 | 1.3531 | -0.00552
DO8 v3.02 | PGE | Ex | OfL | CZ05 | Wtd | 1.1215 | 1.3022 | -0.00562
DO8 v3.02 | PGE | Ex | OfL | CZ11 | Wtd | 1.1109 | 1.3906 | -0.00774
DO8 v3.02 | PGE | Ex | OfL | CZ12 | Wtd | 1.1098 | 1.3763 | -0.007
DO8 v3.02 | PGE | Ex | OfL | CZ13 | Wtd | 1.1432 | 1.3655 | -0.00573
DO8 v3.02 | PGE | Ex | OfL | CZ16 | Wtd | 1.0148 | 1.3384 | -0.01399
DO8 v3.02 | PGE | Ex | OfL | IOU | Wtd | 1.1142 | 1.3429 | -0.0063
DO8 v3.02 | PGE | Ex | OfS | CZ01 | Wtd | 1.0385 | 1.175 | -0.00475
DO8 v3.02 | PGE | Ex | OfS | CZ02 | Wtd | 1.0571 | 1.2149 | -0.00395
DO8 v3.02 | PGE | Ex | OfS | CZ03 | Wtd | 1.0637 | 1.2318 | -0.00296
DO8 v3.02 | PGE | Ex | OfS | CZ04 | Wtd | 1.0769 | 1.2266 | -0.00278
DO8 v3.02 | PGE | Ex | OfS | CZ05 | Wtd | 1.0803 | 1.2116 | -0.00195
DO8 v3.02 | PGE | Ex | OfS | CZ11 | Wtd | 1.0593 | 1.2385 | -0.0048
DO8 v3.02 | PGE | Ex | OfS | CZ12 | Wtd | 1.0671 | 1.2281 | -0.00419
DO8 v3.02 | PGE | Ex | OfS | CZ13 | Wtd | 1.0912 | 1.2447 | -0.00318
DO8 v3.02 | PGE | Ex | OfS | CZ16 | Wtd | 0.9851 | 1.2259 | -0.00848
DO8 v3.02 | PGE | Ex | OfS | IOU | Wtd | 1.0712 | 1.2311 | -0.00347
DO8 v3.02 | PGE | Ex | RFF | CZ01 | Wtd | 0.9972 | 1.1304 | -0.01015
DO8 v3.02 | PGE | Ex | RFF | CZ02 | Wtd | 1.034 | 1.1602 | -0.00741
DO8 v3.02 | PGE | Ex | RFF | CZ03 | Wtd | 1.0297 | 1.1588 | -0.00761
DO8 v3.02 | PGE | Ex | RFF | CZ04 | Wtd | 1.0502 | 1.1637 | -0.00647
DO8 v3.02 | PGE | Ex | RFF | CZ05 | Wtd | 1.036 | 1.1517 | -0.00706
DO8 v3.02 | PGE | Ex | RFF | CZ11 | Wtd | 1.0428 | 1.1698 | -0.00681
DO8 v3.02 | PGE | Ex | RFF | CZ12 | Wtd | 1.043 | 1.1678 | -0.00686
DO8 v3.02 | PGE | Ex | RFF | CZ13 | Wtd | 1.0638 | 1.1603 | -0.00542
DO8 v3.02 | PGE | Ex | RFF | CZ16 | Wtd | 0.9716 | 1.1669 | -0.01223
DO8 v3.02 | PGE | Ex | RFF | IOU | Wtd | 1.0405 | 1.1619 | -0.00699
DO8 v3.02 | PGE | Ex | RSD | CZ01 | Wtd | 0.9925 | 1.1556 | -0.01027
DO8 v3.02 | PGE | Ex | RSD | CZ02 | Wtd | 1.0341 | 1.1708 | -0.00725
DO8 v3.02 | PGE | Ex | RSD | CZ03 | Wtd | 1.038 | 1.187 | -0.0073
DO8 v3.02 | PGE | Ex | RSD | CZ04 | Wtd | 1.0596 | 1.1846 | -0.00606
DO8 v3.02 | PGE | Ex | RSD | CZ05 | Wtd | 1.0493 | 1.1761 | -0.00643
DO8 v3.02 | PGE | Ex | RSD | CZ11 | Wtd | 1.0514 | 1.1782 | -0.00642
DO8 v3.02 | PGE | Ex | RSD | CZ12 | Wtd | 1.0488 | 1.1697 | -0.00644
DO8 v3.02 | PGE | Ex | RSD | CZ13 | Wtd | 1.0715 | 1.1478 | -0.00523
DO8 v3.02 | PGE | Ex | RSD | CZ16 | Wtd | 0.9733 | 1.0957 | -0.01149
DO8 v3.02 | PGE | Ex | RSD | IOU | Wtd | 1.0476 | 1.1736 | -0.00666
DO8 v3.02 | PGE | Ex | Rt3 | CZ01 | Wtd | 1.0101 | 1.2077 | -0.01069
DO8 v3.02 | PGE | Ex | Rt3 | CZ02 | Wtd | 1.0572 | 1.2079 | -0.00694
DO8 v3.02 | PGE | Ex | Rt3 | CZ03 | Wtd | 1.0816 | 1.2277 | -0.00545
DO8 v3.02 | PGE | Ex | Rt3 | CZ04 | Wtd | 1.0898 | 1.2254 | -0.00482
DO8 v3.02 | PGE | Ex | Rt3 | CZ05 | Wtd | 1.0972 | 1.1935 | -0.00298
DO8 v3.02 | PGE | Ex | Rt3 | CZ11 | Wtd | 1.0531 | 1.2164 | -0.00738
DO8 v3.02 | PGE | Ex | Rt3 | CZ12 | Wtd | 1.0627 | 1.2245 | -0.00689
DO8 v3.02 | PGE | Ex | Rt3 | CZ13 | Wtd | 1.0797 | 1.1751 | -0.00529
DO8 v3.02 | PGE | Ex | Rt3 | CZ16 | Wtd | 0.9682 | 1.0497 | -0.01292
DO8 v3.02 | PGE | Ex | Rt3 | IOU | Wtd | 1.0741 | 1.2156 | -0.0059
DO8 v3.02 | PGE | Ex | RtL | CZ01 | Wtd | 1.0093 | 1.1887 | -0.01026
DO8 v3.02 | PGE | Ex | RtL | CZ02 | Wtd | 1.0524 | 1.2077 | -0.00693
DO8 v3.02 | PGE | Ex | RtL | CZ03 | Wtd | 1.0768 | 1.2201 | -0.00567
DO8 v3.02 | PGE | Ex | RtL | CZ04 | Wtd | 1.0874 | 1.2252 | -0.00488
DO8 v3.02 | PGE | Ex | RtL | CZ05 | Wtd | 1.0844 | 1.2026 | -0.00424
DO8 v3.02 | PGE | Ex | RtL | CZ11 | Wtd | 1.0529 | 1.2214 | -0.00691
DO8 v3.02 | PGE | Ex | RtL | CZ12 | Wtd | 1.0597 | 1.2301 | -0.00641
DO8 v3.02 | PGE | Ex | RtL | CZ13 | Wtd | 1.0834 | 1.2311 | -0.00485
DO8 v3.02 | PGE | Ex | RtL | CZ16 | Wtd | 0.9761 | 1.1553 | -0.01327
DO8 v3.02 | PGE | Ex | RtL | IOU | Wtd | 1.0714 | 1.223 | -0.00581
DO8 v3.02 | PGE | Ex | RtS | CZ01 | Wtd | 0.9999 | 1.1752 | -0.00947
DO8 v3.02 | PGE | Ex | RtS | CZ02 | Wtd | 1.0489 | 1.2093 | -0.00619
DO8 v3.02 | PGE | Ex | RtS | CZ03 | Wtd | 1.061 | 1.218 | -0.00517
DO8 v3.02 | PGE | Ex | RtS | CZ04 | Wtd | 1.0749 | 1.2233 | -0.00423
DO8 v3.02 | PGE | Ex | RtS | CZ05 | Wtd | 1.0742 | 1.1928 | -0.00353
DO8 v3.02 | PGE | Ex | RtS | CZ11 | Wtd | 1.0469 | 1.2162 | -0.00645
DO8 v3.02 | PGE | Ex | RtS | CZ12 | Wtd | 1.0535 | 1.2153 | -0.00613
DO8 v3.02 | PGE | Ex | RtS | CZ13 | Wtd | 1.0736 | 1.2261 | -0.00449
DO8 v3.02 | PGE | Ex | RtS | CZ16 | Wtd | 0.9811 | 1.201 | -0.01137
DO8 v3.02 | PGE | Ex | RtS | IOU | Wtd | 1.0608 | 1.2174 | -0.00533
DO8 v3.02 | PGE | Ex | SCn | CZ01 | Wtd | 0.8669 | 1 | -0.01453
DO8 v3.02 | PGE | Ex | SCn | CZ02 | Wtd | 0.9652 | 1.2204 | -0.00845
DO8 v3.02 | PGE | Ex | SCn | CZ03 | Wtd | 0.9408 | 1.312 | -0.00873
DO8 v3.02 | PGE | Ex | SCn | CZ04 | Wtd | 0.994 | 1.2732 | -0.0075
DO8 v3.02 | PGE | Ex | SCn | CZ05 | Wtd | 0.9568 | 1.2284 | -0.00726
DO8 v3.02 | PGE | Ex | SCn | CZ11 | Wtd | 0.9776 | 1.2231 | -0.00776
DO8 v3.02 | PGE | Ex | SCn | CZ12 | Wtd | 0.9894 | 1.2318 | -0.0078
DO8 v3.02 | PGE | Ex | SCn | CZ13 | Wtd | 1.0093 | 1.2099 | -0.00647
DO8 v3.02 | PGE | Ex | SCn | CZ16 | Wtd | 0.8887 | 1.2254 | -0.01227
DO8 v3.02 | PGE | Ex | SCn | IOU | Wtd | 0.9719 | 1.2581 | -0.00801
DO8 v3.02 | PGE | Ex | SUn | CZ01 | Wtd | 1 | 1 | 0
DO8 v3.02 | PGE | Ex | SUn | CZ02 | Wtd | 1 | 1 | 0
DO8 v3.02 | PGE | Ex | SUn | CZ03 | Wtd | 1 | 1 | 0
DO8 v3.02 | PGE | Ex | SUn | CZ04 | Wtd | 1 | 1 | 0
DO8 v3.02 | PGE | Ex | SUn | CZ05 | Wtd | 1 | 1 | 0
DO8 v3.02 | PGE | Ex | SUn | CZ11 | Wtd | 1 | 1 | 0
DO8 v3.02 | PGE | Ex | SUn | CZ12 | Wtd | 1 | 1 | 0
DO8 v3.02 | PGE | Ex | SUn | CZ13 | Wtd | 1 | 1 | 0
DO8 v3.02 | PGE | Ex | SUn | CZ16 | Wtd | 1 | 1 | 0
DO8 v3.02 | PGE | Ex | SUn | IOU | Wtd | 1 | 1 | 0
DO8 v3.02 | PGE | Ex | WRf | CZ01 | Wtd | 1.41 | 1.2592 | -5e-05
DO8 v3.02 | PGE | Ex | WRf | CZ02 | Wtd | 1.4234 | 1.2408 | -3e-05
DO8 v3.02 | PGE | Ex | WRf | CZ03 | Wtd | 1.4025 | 1.2413 | -2e-05
DO8 v3.02 | PGE | Ex | WRf | CZ04 | Wtd | 1.4125 | 1.2464 | -2e-05
DO8 v3.02 | PGE | Ex | WRf | CZ05 | Wtd | 1.389 | 1.257 | -1e-05
DO8 v3.02 | PGE | Ex | WRf | CZ11 | Wtd | 1.4345 | 1.2389 | -7e-05
DO8 v3.02 | PGE | Ex | WRf | CZ12 | Wtd | 1.421 | 1.2385 | -4e-05
DO8 v3.02 | PGE | Ex | WRf | CZ13 | Wtd | 1.4309 | 1.2443 | -3e-05
DO8 v3.02 | PGE | Ex | WRf | CZ16 | Wtd | 1.3859 | 1.2686 | -0.00025
DO8 v3.02 | PGE | Ex | WRf | IOU | Wtd | 1.4165 | 1.2425 | -3e-05
DO8 v3.02 | PGE | New | Asm | CZ01 | Wtd | 0.9616 | 1.0859 | -0.01494
DO8 v3.02 | PGE | New | Asm | CZ02 | Wtd | 1.0023 | 1.1664 | -0.00968
DO8 v3.02 | PGE | New | Asm | CZ03 | Wtd | 1.0063 | 1.1631 | -0.01002
DO8 v3.02 | PGE | New | Asm | CZ04 | Wtd | 1.0243 | 1.1787 | -0.00879
DO8 v3.02 | PGE | New | Asm | CZ05 | Wtd | 1.0276 | 1.1426 | -0.00799
DO8 v3.02 | PGE | New | Asm | CZ11 | Wtd | 1.0204 | 1.1713 | -0.00921
DO8 v3.02 | PGE | New | Asm | CZ12 | Wtd | 1.0186 | 1.1734 | -0.00944
DO8 v3.02 | PGE | New | Asm | CZ13 | Wtd | 1.0447 | 1.1711 | -0.00756
DO8 v3.02 | PGE | New | Asm | CZ16 | Wtd | 0.9709 | 1.0922 | -0.0139
DO8 v3.02 | PGE | New | Asm | IOU | Wtd | 1.0195 | 1.1685 | -0.00921
DO8 v3.02 | PGE | New | ComWtd | IOU | Wtd | 1.0552 | 1.2129 | -0.00592
DO8 v3.02 | PGE | New | ECC | CZ01 | Wtd | 1.0476 | 1.1574 | -0.01681
DO8 v3.02 | PGE | New | ECC | CZ02 | Wtd | 1.0953 | 1.3374 | -0.01119
DO8 v3.02 | PGE | New | ECC | CZ03 | Wtd | 1.0829 | 1.3299 | -0.01115
DO8 v3.02 | PGE | New | ECC | CZ04 | Wtd | 1.116 | 1.4079 | -0.01009
DO8 v3.02 | PGE | New | ECC | CZ05 | Wtd | 1.0948 | 1.2505 | -0.00972
DO8 v3.02 | PGE | New | ECC | CZ11 | Wtd | 1.1181 | 1.368 | -0.01032
DO8 v3.02 | PGE | New | ECC | CZ12 | Wtd | 1.1176 | 1.3647 | -0.01002
DO8 v3.02 | PGE | New | ECC | CZ13 | Wtd | 1.1382 | 1 | -0.0078
DO8 v3.02 | PGE | New | ECC | CZ16 | Wtd | 1.0589 | 1.3386 | -0.01699
DO8 v3.02 | PGE | New | ECC | IOU | Wtd | 1.1066 | 1.332 | -0.01018
DO8 v3.02 | PGE | New | EPr | CZ01 | Wtd | 1.0132 | 1.1454 | -0.01816
DO8 v3.02 | PGE | New | EPr | CZ02 | Wtd | 1.0615 | 1 | -0.01223
DO8 v3.02 | PGE | New | EPr | CZ03 | Wtd | 1.0561 | 1 | -0.01092
DO8 v3.02 | PGE | New | EPr | CZ04 | Wtd | 1.0857 | 1 | -0.00959
DO8 v3.02 | PGE | New | EPr | CZ05 | Wtd | 1.0816 | 1.2808 | -0.00931
DO8 v3.02 | PGE | New | EPr | CZ11 | Wtd | 1.0828 | 1 | -0.01109
DO8 v3.02 | PGE | New | EPr | CZ12 | Wtd | 1.0832 | 1 | -0.01108
DO8 v3.02 | PGE | New | EPr | CZ13 | Wtd | 1.1136 | 1 | -0.00876
DO8 v3.02 | PGE | New | EPr | CZ16 | Wtd | 0.9973 | 1 | -0.02091
DO8 v3.02 | PGE | New | EPr | IOU | Wtd | 1.0828 | 1.1044 | -0.01058
DO8 v3.02 | PGE | New | ERC | CZ01 | Wtd | 1.0353 | 1.1627 | -0.01601
DO8 v3.02 | PGE | New | ERC | CZ02 | Wtd | 1.0865 | 1 | -0.01226
DO8 v3.02 | PGE | New | ERC | CZ03 | Wtd | 1.082 | 1 | -0.01017
DO8 v3.02 | PGE | New | ERC | CZ04 | Wtd | 1.1009 | 1 | -0.00955
DO8 v3.02 | PGE | New | ERC | CZ05 | Wtd | 1.0919 | 1.3238 | -0.0088
DO8 v3.02 | PGE | New | ERC | CZ11 | Wtd | 1.105 | 1 | -0.01103
DO8 v3.02 | PGE | New | ERC | CZ12 | Wtd | 1.1013 | 1 | -0.01132
DO8 v3.02 | PGE | New | ERC | CZ13 | Wtd | 1.1323 | 1 | -0.00859
DO8 v3.02 | PGE | New | ERC | CZ16 | Wtd | 1.047 | 1 | -0.019
DO8 v3.02 | PGE | New | ERC | IOU | Wtd | 1.1031 | 1.1269 | -0.01042
DO8 v3.02 | PGE | New | ESe | CZ01 | Wtd | 1.0083 | 1.1336 | -0.019
DO8 v3.02 | PGE | New | ESe | CZ02 | Wtd | 1.0759 | 1 | -0.01358
DO8 v3.02 | PGE | New | ESe | CZ03 | Wtd | 1.0593 | 1 | -0.01317
DO8 v3.02 | PGE | New | ESe | CZ04 | Wtd | 1.0977 | 1 | -0.0113
DO8 v3.02 | PGE | New | ESe | CZ05 | Wtd | 1.0767 | 1.2553 | -0.01098
DO8 v3.02 | PGE | New | ESe | CZ11 | Wtd | 1.103 | 1 | -0.01211
DO8 v3.02 | PGE | New | ESe | CZ12 | Wtd | 1.1076 | 1 | -0.01272
DO8 v3.02 | PGE | New | ESe | CZ13 | Wtd | 1.1448 | 1 | -0.00986
DO8 v3.02 | PGE | New | ESe | CZ16 | Wtd | 1.0135 | 1 | -0.02067
DO8 v3.02 | PGE | New | ESe | IOU | Wtd | 1.1018 | 1.1016 | -0.0121
DO8 v3.02 | PGE | New | EUn | CZ01 | Wtd | 1.0806 | 1.1707 | -0.00945
DO8 v3.02 | PGE | New | EUn | CZ02 | Wtd | 1.1209 | 1.298 | -0.00778
DO8 v3.02 | PGE | New | EUn | CZ03 | Wtd | 1.1105 | 1.2968 | -0.0063
DO8 v3.02 | PGE | New | EUn | CZ04 | Wtd | 1.1446 | 1.3243 | -0.00598
DO8 v3.02 | PGE | New | EUn | CZ05 | Wtd | 1.1223 | 1.2227 | -0.00602
DO8 v3.02 | PGE | New | EUn | CZ11 | Wtd | 1.1403 | 1.3118 | -0.00653
DO8 v3.02 | PGE | New | EUn | CZ12 | Wtd | 1.1412 | 1.3142 | -0.00608
DO8 v3.02 | PGE | New | EUn | CZ13 | Wtd | 1.1602 | 1 | -0.00545
DO8 v3.02 | PGE | New | EUn | CZ16 | Wtd | 1.0887 | 1.282 | -0.01437
DO8 v3.02 | PGE | New | EUn | IOU | Wtd | 1.132 | 1.2875 | -0.00627
DO8 v3.02 | PGE | New | Gro | CZ01 | Wtd | 0.8639 | 1.1335 | -0.01781
DO8 v3.02 | PGE | New | Gro | CZ02 | Wtd | 0.9663 | 1.3717 | -0.01317
DO8 v3.02 | PGE | New | Gro | CZ03 | Wtd | 0.9275 | 1.2901 | -0.01435
DO8 v3.02 | PGE | New | Gro | CZ04 | Wtd | 0.9835 | 1.3324 | -0.01217
DO8 v3.02 | PGE | New | Gro | CZ05 | Wtd | 0.9417 | 1.2765 | -0.0135
DO8 v3.02 | PGE | New | Gro | CZ11 | Wtd | 1.0187 | 1.3928 | -0.01103
DO8 v3.02 | PGE | New | Gro | CZ12 | Wtd | 1.0061 | 1.3674 | -0.01155
DO8 v3.02 | PGE | New | Gro | CZ13 | Wtd | 1.0556 | 1.3914 | -0.00948
DO8 v3.02 | PGE | New | Gro | CZ16 | Wtd | 0.9019 | 1.3573 | -0.01489
DO8 v3.02 | PGE | New | Gro | IOU | Wtd | 0.9919 | 1.3507 | -0.01198
DO8 v3.02 | PGE | New | Hsp | CZ01 | Wtd | 1.0481 | 1.1063 | -0.00722
DO8 v3.02 | PGE | New | Hsp | CZ02 | Wtd | 1.0656 | 1.1855 | -0.00696
DO8 v3.02 | PGE | New | Hsp | CZ03 | Wtd | 1.0712 | 1.1792 | -0.00613
DO8 v3.02 | PGE | New | Hsp | CZ04 | Wtd | 1.0843 | 1.1971 | -0.00624
DO8 v3.02 | PGE | New | Hsp | CZ05 | Wtd | 1.0728 | 1.1625 | -0.00626
DO8 v3.02 | PGE | New | Hsp | CZ11 | Wtd | 1.0796 | 1.1973 | -0.0067
DO8 v3.02 | PGE | New | Hsp | CZ12 | Wtd | 1.0772 | 1.1976 | -0.0069
DO8 v3.02 | PGE | New | Hsp | CZ13 | Wtd | 1.0932 | 1.2151 | -0.00582
DO8 v3.02 | PGE | New | Hsp | CZ16 | Wtd | 1.0154 | 1.1847 | -0.01142
DO8 v3.02 | PGE | New | Hsp | IOU | Wtd | 1.0783 | 1.1939 | -0.00642
DO8 v3.02 | PGE | New | Htl | CZ01 | Wtd | 0.9757 | 1.1744 | -0.0066
DO8 v3.02 | PGE | New | Htl | CZ02 | Wtd | 1.0142 | 1.2591 | -0.00576
DO8 v3.02 | PGE | New | Htl | CZ03 | Wtd | 1.0218 | 1.2399 | -0.00497
DO8 v3.02 | PGE | New | Htl | CZ04 | Wtd | 1.0439 | 1.2575 | -0.00454
DO8 v3.02 | PGE | New | Htl | CZ05 | Wtd | 1.0311 | 1.2305 | -0.00459
DO8 v3.02 | PGE | New | Htl | CZ11 | Wtd | 1.0396 | 1.2688 | -0.00558
DO8 v3.02 | PGE | New | Htl | CZ12 | Wtd | 1.0384 | 1.2741 | -0.00546
DO8 v3.02 | PGE | New | Htl | CZ13 | Wtd | 1.0723 | 1.2779 | -0.00427
DO8 v3.02 | PGE | New | Htl | CZ16 | Wtd | 0.9401 | 1.2557 | -0.0094
DO8 v3.02 | PGE | New | Htl | IOU | Wtd | 1.0334 | 1.256 | -0.00511
DO8 v3.02 | PGE | New | MBT | CZ01 | Wtd | 1.057 | 1.1774 | -0.00066
DO8 v3.02 | PGE | New | MBT | CZ02 | Wtd | 1.0917 | 1.2604 | -0.00046
DO8 v3.02 | PGE | New | MBT | CZ03 | Wtd | 1.0872 | 1.2274 | -0.0004
DO8 v3.02 | PGE | New | MBT | CZ04 | Wtd | 1.1062 | 1.2484 | -0.00036
DO8 v3.02 | PGE | New | MBT | CZ05 | Wtd | 1.0998 | 1.2322 | -0.00028
DO8 v3.02 | PGE | New | MBT | CZ11 | Wtd | 1.1047 | 1.2618 | -0.00056
DO8 v3.02 | PGE | New | MBT | CZ12 | Wtd | 1.1052 | 1.2863 | -0.00049
DO8 v3.02 | PGE | New | MBT | CZ13 | Wtd | 1.1247 | 1.271 | -0.00038
DO8 v3.02 | PGE | New | MBT | CZ16 | Wtd | 1.0604 | 1.2428 | -0.00231
DO8 v3.02 | PGE | New | MBT | IOU | Wtd | 1.1026 | 1.257 | -0.00045
DO8 v3.02 | PGE | New | MLI | CZ01 | Wtd | 0.9643 | 1.0647 | -0.01117
DO8 v3.02 | PGE | New | MLI | CZ02 | Wtd | 1.0144 | 1.1414 | -0.00716
DO8 v3.02 | PGE | New | MLI | CZ03 | Wtd | 1.0034 | 1.1598 | -0.00652
DO8 v3.02 | PGE | New | MLI | CZ04 | Wtd | 1.0261 | 1.1492 | -0.0062
DO8 v3.02 | PGE | New | MLI | CZ05 | Wtd | 1.0159 | 1.1425 | -0.00537
DO8 v3.02 | PGE | New | MLI | CZ11 | Wtd | 1.027 | 1.1353 | -0.00669
DO8 v3.02 | PGE | New | MLI | CZ12 | Wtd | 1.0254 | 1.1467 | -0.00711
DO8 v3.02 | PGE | New | MLI | CZ13 | Wtd | 1.0759 | 1.2012 | -0.00527
DO8 v3.02 | PGE | New | MLI | CZ16 | Wtd | 0.9775 | 1.1404 | -0.01243
DO8 v3.02 | PGE | New | MLI | IOU | Wtd | 1.0272 | 1.1577 | -0.00653
DO8 v3.02 | PGE | New | Mtl | CZ01 | Wtd | 0.9776 | 1.1852 | -0.00927
DO8 v3.02 | PGE | New | Mtl | CZ02 | Wtd | 1.0235 | 1.2567 | -0.00691
DO8 v3.02 | PGE | New | Mtl | CZ03 | Wtd | 1.0398 | 1.2315 | -0.00608
DO8 v3.02 | PGE | New | Mtl | CZ04 | Wtd | 1.0564 | 1.2534 | -0.00547
DO8 v3.02 | PGE | New | Mtl | CZ05 | Wtd | 1.0412 | 1.2183 | -0.00612
DO8 v3.02 | PGE | New | Mtl | CZ11 | Wtd | 1.0509 | 1.2577 | -0.00589
DO8 v3.02 | PGE | New | Mtl | CZ12 | Wtd | 1.0495 | 1.2669 | -0.00607
DO8 v3.02 | PGE | New | Mtl | CZ13 | Wtd | 1.0866 | 1.2826 | -0.00479
DO8 v3.02 | PGE | New | Mtl | CZ16 | Wtd | 0.9465 | 1.2466 | -0.00936
DO8 v3.02 | PGE | New | Mtl | IOU | Wtd | 1.0464 | 1.2505 | -0.00601
DO8 v3.02 | PGE | New | Nrs | CZ01 | Wtd | 0.9725 | 1.0956 | -0.01897
DO8 v3.02 | PGE | New | Nrs | CZ02 | Wtd | 1.0175 | 1.2409 | -0.01495
DO8 v3.02 | PGE | New | Nrs | CZ03 | Wtd | 1.0024 | 1.2271 | -0.01488
DO8 v3.02 | PGE | New | Nrs | CZ04 | Wtd | 1.0342 | 1.2602 | -0.01317
DO8 v3.02 | PGE | New | Nrs | CZ05 | Wtd | 1.0114 | 1.1998 | -0.01412
DO8 v3.02 | PGE | New | Nrs | CZ11 | Wtd | 1.0413 | 1.2573 | -0.01289
DO8 v3.02 | PGE | New | Nrs | CZ12 | Wtd | 1.038 | 1.2554 | -0.01328
DO8 v3.02 | PGE | New | Nrs | CZ13 | Wtd | 1.0626 | 1.275 | -0.0108
DO8 v3.02 | PGE | New | Nrs | CZ16 | Wtd | 0.988 | 1.2298 | -0.01909
DO8 v3.02 | PGE | New | Nrs | IOU | Wtd | 1.0308 | 1.2492 | -0.01338
DO8 v3.02 | PGE | New | OfL | CZ01 | Wtd | 1.0977 | 1.2185 | -0.00403
DO8 v3.02 | PGE | New | OfL | CZ02 | Wtd | 1.1183 | 1.2693 | -0.00223
DO8 v3.02 | PGE | New | OfL | CZ03 | Wtd | 1.1173 | 1.2714 | -0.00342
DO8 v3.02 | PGE | New | OfL | CZ04 | Wtd | 1.1348 | 1.2793 | -0.0015
DO8 v3.02 | PGE | New | OfL | CZ05 | Wtd | 1.1307 | 1.2433 | -0.00322
DO8 v3.02 | PGE | New | OfL | CZ11 | Wtd | 1.1245 | 1.2829 | -0.00354
DO8 v3.02 | PGE | New | OfL | CZ12 | Wtd | 1.1302 | 1.2862 | -0.0022
DO8 v3.02 | PGE | New | OfL | CZ13 | Wtd | 1.1412 | 1.2466 | -0.00305
DO8 v3.02 | PGE | New | OfL | CZ16 | Wtd | 1.0725 | 1.2524 | -0.00846
DO8 v3.02 | PGE | New | OfL | IOU | Wtd | 1.1262 | 1.2736 | -0.00267
DO8 v3.02 | PGE | New | OfS | CZ01 | Wtd | 1.0172 | 1.1653 | -0.00378
DO8 v3.02 | PGE | New | OfS | CZ02 | Wtd | 1.0566 | 1.2413 | -0.00266
DO8 v3.02 | PGE | New | OfS | CZ03 | Wtd | 1.0503 | 1.2392 | -0.00248
DO8 v3.02 | PGE | New | OfS | CZ04 | Wtd | 1.0742 | 1.2459 | -0.00221
DO8 v3.02 | PGE | New | OfS | CZ05 | Wtd | 1.0689 | 1.2187 | -0.00149
DO8 v3.02 | PGE | New | OfS | CZ11 | Wtd | 1.066 | 1.261 | -0.00369
DO8 v3.02 | PGE | New | OfS | CZ12 | Wtd | 1.0729 | 1.2694 | -0.00306
DO8 v3.02 | PGE | New | OfS | CZ13 | Wtd | 1.096 | 1.2837 | -0.00217
DO8 v3.02 | PGE | New | OfS | CZ16 | Wtd | 0.9939 | 1.2462 | -0.00789
DO8 v3.02 | PGE | New | OfS | IOU | Wtd | 1.0702 | 1.2571 | -0.00263
DO8 v3.02 | PGE | New | RFF | CZ01 | Wtd | 0.9649 | 1.0942 | -0.01004
DO8 v3.02 | PGE | New | RFF | CZ02 | Wtd | 1.0209 | 1.1996 | -0.00901
DO8 v3.02 | PGE | New | RFF | CZ03 | Wtd | 1.007 | 1.1869 | -0.00884
DO8 v3.02 | PGE | New | RFF | CZ04 | Wtd | 1.0406 | 1.2064 | -0.00677
DO8 v3.02 | PGE | New | RFF | CZ05 | Wtd | 1.0167 | 1.1784 | -0.00822
DO8 v3.02 | PGE | New | RFF | CZ11 | Wtd | 1.0479 | 1.2172 | -0.00784
DO8 v3.02 | PGE | New | RFF | CZ12 | Wtd | 1.0438 | 1.2156 | -0.00811
DO8 v3.02 | PGE | New | RFF | CZ13 | Wtd | 1.0697 | 1.2235 | -0.00629
DO8 v3.02 | PGE | New | RFF | CZ16 | Wtd | 0.9784 | 1.2009 | -0.01375
DO8 v3.02 | PGE | New | RFF | IOU | Wtd | 1.0324 | 1.2033 | -0.00801
DO8 v3.02 | PGE | New | RSD | CZ01 | Wtd | 0.9865 | 1.1268 | -0.00267
DO8 v3.02 | PGE | New | RSD | CZ02 | Wtd | 1.0282 | 1.2105 | -0.00781
DO8 v3.02 | PGE | New | RSD | CZ03 | Wtd | 1.02 | 1.2199 | -0.00819
DO8 v3.02 | PGE | New | RSD | CZ04 | Wtd | 1.0529 | 1.1913 | -0.00646
DO8 v3.02 | PGE | New | RSD | CZ05 | Wtd | 1.0305 | 1.2002 | -0.00726
DO8 v3.02 | PGE | New | RSD | CZ11 | Wtd | 1.0536 | 1.2304 | -0.0069
DO8 v3.02 | PGE | New | RSD | CZ12 | Wtd | 1.0533 | 1.2302 | -0.00705
DO8 v3.02 | PGE | New | RSD | CZ13 | Wtd | 1.0792 | 1.2441 | -0.00574
DO8 v3.02 | PGE | New | RSD | CZ16 | Wtd | 0.9743 | 1.1823 | -0.012
DO8 v3.02 | PGE | New | RSD | IOU | Wtd | 1.0431 | 1.2206 | -0.00718
DO8 v3.02 | PGE | New | Rt3 | CZ01 | Wtd | 0.9827 | 1.167 | -0.01155
DO8 v3.02 | PGE | New | Rt3 | CZ02 | Wtd | 1.0297 | 1.1855 | -0.00777
DO8 v3.02 | PGE | New | Rt3 | CZ03 | Wtd | 1.0354 | 1.21 | -0.00624
DO8 v3.02 | PGE | New | Rt3 | CZ04 | Wtd | 1.0591 | 1.1981 | -0.00563
DO8 v3.02 | PGE | New | Rt3 | CZ05 | Wtd | 1.0584 | 1.1792 | -0.00377
DO8 v3.02 | PGE | New | Rt3 | CZ11 | Wtd | 1.0495 | 1.2061 | -0.00713
DO8 v3.02 | PGE | New | Rt3 | CZ12 | Wtd | 1.0507 | 1.2104 | -0.00721
DO8 v3.02 | PGE | New | Rt3 | CZ13 | Wtd | 1.0755 | 1.222 | -0.00523
DO8 v3.02 | PGE | New | Rt3 | CZ16 | Wtd | 0.9663 | 1.0682 | -0.01252
DO8 v3.02 | PGE | New | Rt3 | IOU | Wtd | 1.0503 | 1.2075 | -0.0064
DO8 v3.02 | PGE | New | RtL | CZ01 | Wtd | 1.0064 | 1.1854 | -0.01096
DO8 v3.02 | PGE | New | RtL | CZ02 | Wtd | 1.0596 | 1.2823 | -0.00715
DO8 v3.02 | PGE | New | RtL | CZ03 | Wtd | 1.0645 | 1.2742 | -0.0058
DO8 v3.02 | PGE | New | RtL | CZ04 | Wtd | 1.0911 | 1.2936 | -0.0051
DO8 v3.02 | PGE | New | RtL | CZ05 | Wtd | 1.0752 | 1.252 | -0.00469
DO8 v3.02 | PGE | New | RtL | CZ11 | Wtd | 1.0789 | 1.2929 | -0.00689
DO8 v3.02 | PGE | New | RtL | CZ12 | Wtd | 1.0816 | 1.3146 | -0.00653
DO8 v3.02 | PGE | New | RtL | CZ13 | Wtd | 1.1092 | 1.3185 | -0.00491
DO8 v3.02 | PGE | New | RtL | CZ16 | Wtd | 0.9935 | 1.2403 | -0.0137
DO8 v3.02 | PGE | New | RtL | IOU | Wtd | 1.0808 | 1.2959 | -0.00594
DO8 v3.02 | PGE | New | RtS | CZ01 | Wtd | 0.9873 | 1.1299 | -0.01041
DO8 v3.02 | PGE | New | RtS | CZ02 | Wtd | 1.0346 | 1.2115 | -0.00688
DO8 v3.02 | PGE | New | RtS | CZ03 | Wtd | 1.0275 | 1.1955 | -0.00569
DO8 v3.02 | PGE | New | RtS | CZ04 | Wtd | 1.0517 | 1.2144 | -0.0048
DO8 v3.02 | PGE | New | RtS | CZ05 | Wtd | 1.0478 | 1.1856 | -0.00404
DO8 v3.02 | PGE | New | RtS | CZ11 | Wtd | 1.0506 | 1.2186 | -0.00653
DO8 v3.02 | PGE | New | RtS | CZ12 | Wtd | 1.091 | 1.3599 | -0.00678
DO8 v3.02 | PGE | New | RtS | CZ13 | Wtd | 1.0706 | 1.2406 | -0.00464
DO8 v3.02 | PGE | New | RtS | CZ16 | Wtd | 0.9829 | 1.2083 | -0.01187
DO8 v3.02 | PGE | New | RtS | IOU | Wtd | 1.0572 | 1.2514 | -0.00583
DO8 v3.02 | PGE | New | SCn | CZ01 | Wtd | 0.8797 | 1 | -0.01553
DO8 v3.02 | PGE | New | SCn | CZ02 | Wtd | 0.9408 | 1.1416 | -0.00869
DO8 v3.02 | PGE | New | SCn | CZ03 | Wtd | 0.9382 | 1.2948 | -0.00961
DO8 v3.02 | PGE | New | SCn | CZ04 | Wtd | 0.9861 | 1.2175 | -0.00803
DO8 v3.02 | PGE | New | SCn | CZ05 | Wtd | 0.9495 | 1.204 | -0.00794
DO8 v3.02 | PGE | New | SCn | CZ11 | Wtd | 0.9764 | 1.1792 | -0.00779
DO8 v3.02 | PGE | New | SCn | CZ12 | Wtd | 0.9836 | 1.1896 | -0.00808
DO8 v3.02 | PGE | New | SCn | CZ13 | Wtd | 1.0013 | 1.1846 | -0.00661
DO8 v3.02 | PGE | New | SCn | CZ16 | Wtd | 0.8978 | 1.1839 | -0.01266
DO8 v3.02 | PGE | New | SCn | IOU | Wtd | 0.9723 | 1.2113 | -0.00824
DO8 v3.02 | PGE | New | SUn | CZ01 | Wtd | 1 | 1 | 0
DO8 v3.02 | PGE | New | SUn | CZ02 | Wtd | 1 | 1 | 0
DO8 v3.02 | PGE | New | SUn | CZ03 | Wtd | 1 | 1 | 0
DO8 v3.02 | PGE | New | SUn | CZ04 | Wtd | 1 | 1 | 0
DO8 v3.02 | PGE | New | SUn | CZ05 | Wtd | 1 | 1 | 0
DO8 v3.02 | PGE | New | SUn | CZ11 | Wtd | 1 | 1 | 0
DO8 v3.02 | PGE | New | SUn | CZ12 | Wtd | 1 | 1 | 0
DO8 v3.02 | PGE | New | SUn | CZ13 | Wtd | 1 | 1 | 0
DO8 v3.02 | PGE | New | SUn | CZ16 | Wtd | 1 | 1 | 0
DO8 v3.02 | PGE | New | SUn | IOU | Wtd | 1 | 1 | 0
DO8 v3.02 | PGE | New | WRf | CZ01 | Wtd | 1.2499 | 1.4 | -2e-05
DO8 v3.02 | PGE | New | WRf | CZ02 | Wtd | 1.2796 | 1.2846 | -2e-05
DO8 v3.02 | PGE | New | WRf | CZ03 | Wtd | 1.296 | 1.2827 | -1e-05
DO8 v3.02 | PGE | New | WRf | CZ04 | Wtd | 1.2964 | 1.2266 | -1e-05
DO8 v3.02 | PGE | New | WRf | CZ05 | Wtd | 1.3198 | 1.4 | -1e-05
DO8 v3.02 | PGE | New | WRf | CZ11 | Wtd | 1.2872 | 1.2194 | -3e-05
DO8 v3.02 | PGE | New | WRf | CZ12 | Wtd | 1.2919 | 1.2199 | -2e-05
DO8 v3.02 | PGE | New | WRf | CZ13 | Wtd | 1.3195 | 1.2366 | -1e-05
DO8 v3.02 | PGE | New | WRf | CZ16 | Wtd | 1.243 | 1.4 | -0.00017
DO8 v3.02 | PGE | New | WRf | IOU | Wtd | 1.302 | 1.2573 | -1e-05
DO8 v3.02 | SCE | Ex | Asm | CZ05 | Wtd | 1.0777 | 1.1918 | -0.00747
DO8 v3.02 | SCE | Ex | Asm | CZ06 | Wtd | 1.111 | 1.2341 | -0.00517
DO8 v3.02 | SCE | Ex | Asm | CZ08 | Wtd | 1.1245 | 1.2338 | -0.00412
DO8 v3.02 | SCE | Ex | Asm | CZ09 | Wtd | 1.1264 | 1.2456 | -0.00382
DO8 v3.02 | SCE | Ex | Asm | CZ10 | Wtd | 1.0905 | 1.0938 | -0.00478
DO8 v3.02 | SCE | Ex | Asm | CZ13 | Wtd | 1.0874 | 1.1967 | -0.00709
DO8 v3.02 | SCE | Ex | Asm | CZ14 | Wtd | 1.0751 | 1.1375 | -0.00793
DO8 v3.02 | SCE | Ex | Asm | CZ15 | Wtd | 1.1973 | 1.1788 | -0.00184
DO8 v3.02 | SCE | Ex | Asm | CZ16 | Wtd | 0.9823 | 1.0942 | -0.0135
DO8 v3.02 | SCE | Ex | Asm | IOU | Wtd | 1.1146 | 1.2016 | -0.00471
DO8 v3.02 | SCE | Ex | ComWtd | IOU | Wtd | 1.1192 | 1.2394 | -0.0032
DO8 v3.02 | SCE | Ex | ECC | CZ05 | Wtd | 1.1164 | 1.2652 | -0.00922
DO8 v3.02 | SCE | Ex | ECC | CZ06 | Wtd | 1.1468 | 1.2507 | -0.00576
DO8 v3.02 | SCE | Ex | ECC | CZ08 | Wtd | 1.1646 | 1.2759 | -0.00493
DO8 v3.02 | SCE | Ex | ECC | CZ09 | Wtd | 1.1574 | 1.3054 | -0.00511
DO8 v3.02 | SCE | Ex | ECC | CZ10 | Wtd | 1.1434 | 1.2954 | -0.00498
DO8 v3.02 | SCE | Ex | ECC | CZ13 | Wtd | 1.1298 | 1 | -0.00764
DO8 v3.02 | SCE | Ex | ECC | CZ14 | Wtd | 1.1151 | 1.3113 | -0.00885
DO8 v3.02 | SCE | Ex | ECC | CZ15 | Wtd | 1.2054 | 1.3091 | -0.0023
DO8 v3.02 | SCE | Ex | ECC | CZ16 | Wtd | 1.0367 | 1.2898 | -0.01778
DO8 v3.02 | SCE | Ex | ECC | IOU | Wtd | 1.1465 | 1.2774 | -0.00622
DO8 v3.02 | SCE | Ex | EPr | CZ05 | Wtd | 1.1257 | 1.2831 | -0.00677
DO8 v3.02 | SCE | Ex | EPr | CZ06 | Wtd | 1.1619 | 1 | -0.00391
DO8 v3.02 | SCE | Ex | EPr | CZ08 | Wtd | 1.1742 | 1.3021 | -0.00349
DO8 v3.02 | SCE | Ex | EPr | CZ09 | Wtd | 1.1766 | 1 | -0.00348
DO8 v3.02 | SCE | Ex | EPr | CZ10 | Wtd | 1.1317 | 1 | -0.00438
DO8 v3.02 | SCE | Ex | EPr | CZ13 | Wtd | 1.1172 | 1 | -0.00684
DO8 v3.02 | SCE | Ex | EPr | CZ14 | Wtd | 1.0814 | 1 | -0.00859
DO8 v3.02 | SCE | Ex | EPr | CZ15 | Wtd | 1.1976 | 1 | -0.00156
DO8 v3.02 | SCE | Ex | EPr | CZ16 | Wtd | 0.9601 | 1 | -0.01805
DO8 v3.02 | SCE | Ex | EPr | IOU | Wtd | 1.1516 | 1.2825 | -0.00448
DO8 v3.02 | SCE | Ex | ERC | CZ05 | Wtd | 1.0568 | 1.5213 | -0.00822
DO8 v3.02 | SCE | Ex | ERC | CZ06 | Wtd | 1.0814 | 1 | -0.00542
DO8 v3.02 | SCE | Ex | ERC | CZ08 | Wtd | 1.1069 | 1.2724 | -0.00529
DO8 v3.02 | SCE | Ex | ERC | CZ09 | Wtd | 1.0845 | 1 | -0.00527
DO8 v3.02 | SCE | Ex | ERC | CZ10 | Wtd | 1.0988 | 1 | -0.00583
DO8 v3.02 | SCE | Ex | ERC | CZ13 | Wtd | 1.0866 | 1 | -0.00732
DO8 v3.02 | SCE | Ex | ERC | CZ14 | Wtd | 1.0908 | 1 | -0.00787
DO8 v3.02 | SCE | Ex | ERC | CZ15 | Wtd | 1.16 | 1 | -0.00325
DO8 v3.02 | SCE | Ex | ERC | CZ16 | Wtd | 0.9933 | 1 | -0.01583
DO8 v3.02 | SCE | Ex | ERC | IOU | Wtd | 1.0934 | 1.2574 | -0.00587
DO8 v3.02 | SCE | Ex | ESe | CZ05 | Wtd | 1.1 | 1.2577 | -0.00868
DO8 v3.02 | SCE | Ex | ESe | CZ06 | Wtd | 1.138 | 1 | -0.00591
DO8 v3.02 | SCE | Ex | ESe | CZ08 | Wtd | 1.1586 | 1.2755 | -0.00487
DO8 v3.02 | SCE | Ex | ESe | CZ09 | Wtd | 1.1641 | 1 | -0.00482
DO8 v3.02 | SCE | Ex | ESe | CZ10 | Wtd | 1.1312 | 1 | -0.00544
DO8 v3.02 | SCE | Ex | ESe | CZ13 | Wtd | 1.1247 | 1 | -0.00808
DO8 v3.02 | SCE | Ex | ESe | CZ14 | Wtd | 1.093 | 1 | -0.00961
DO8 v3.02 | SCE | Ex | ESe | CZ15 | Wtd | 1.221 | 1 | -0.00228
DO8 v3.02 | SCE | Ex | ESe | CZ16 | Wtd | 0.9731 | 1 | -0.01825
DO8 v3.02 | SCE | Ex | ESe | IOU | Wtd | 1.1418 | 1.2596 | -0.00584
DO8 v3.02 | SCE | Ex | EUn | CZ05 | Wtd | 1.1339 | 1.2214 | -0.00636
DO8 v3.02 | SCE | Ex | EUn | CZ06 | Wtd | 1.1542 | 1.2247 | -0.00425
DO8 v3.02 | SCE | Ex | EUn | CZ08 | Wtd | 1.1667 | 1.2531 | -0.00401
DO8 v3.02 | SCE | Ex | EUn | CZ09 | Wtd | 1.165 | 1.2458 | -0.0044
DO8 v3.02 | SCE | Ex | EUn | CZ10 | Wtd | 1.1511 | 1.2547 | -0.00403
DO8 v3.02 | SCE | Ex | EUn | CZ13 | Wtd | 1.136 | 1 | -0.00532
DO8 v3.02 | SCE | Ex | EUn | CZ14 | Wtd | 1.1255 | 1.2724 | -0.00625
DO8 v3.02 | SCE | Ex | EUn | CZ15 | Wtd | 1.1994 | 1.2839 | -0.00232
DO8 v3.02 | SCE | Ex | EUn | CZ16 | Wtd | 1.0526 | 1.2385 | -0.01376
DO8 v3.02 | SCE | Ex | EUn | IOU | Wtd | 1.1522 | 1.2472 | -0.00488
DO8 v3.02 | SCE | Ex | Gro | CZ05 | Wtd | 0.9823 | 1.2203 | -0.01619
DO8 v3.02 | SCE | Ex | Gro | CZ06 | Wtd | 0.9996 | 1.2129 | -0.01515
DO8 v3.02 | SCE | Ex | Gro | CZ08 | Wtd | 1.0337 | 1.2904 | -0.01301
DO8 v3.02 | SCE | Ex | Gro | CZ09 | Wtd | 1.0474 | 1.2925 | -0.0125
DO8 v3.02 | SCE | Ex | Gro | CZ10 | Wtd | 1.0496 | 1.3546 | -0.01203
DO8 v3.02 | SCE | Ex | Gro | CZ13 | Wtd | 1.0591 | 1.3324 | -0.01172
DO8 v3.02 | SCE | Ex | Gro | CZ14 | Wtd | 1.0379 | 1.3486 | -0.01259
DO8 v3.02 | SCE | Ex | Gro | CZ15 | Wtd | 1.1206 | 1.3205 | -0.00733
DO8 v3.02 | SCE | Ex | Gro | CZ16 | Wtd | 0.9421 | 1.2908 | -0.01694
DO8 v3.02 | SCE | Ex | Gro | IOU | Wtd | 1.0335 | 1.2935 | -0.01303
DO8 v3.02 | SCE | Ex | Hsp | CZ05 | Wtd | 1.1348 | 1.2235 | -0.00659
DO8 v3.02 | SCE | Ex | Hsp | CZ06 | Wtd | 1.158 | 1.237 | -0.00542
DO8 v3.02 | SCE | Ex | Hsp | CZ08 | Wtd | 1.1657 | 1.2466 | -0.00529
DO8 v3.02 | SCE | Ex | Hsp | CZ09 | Wtd | 1.1723 | 1.2767 | -0.00516
DO8 v3.02 | SCE | Ex | Hsp | CZ10 | Wtd | 1.1398 | 1.2561 | -0.00572
DO8 v3.02 | SCE | Ex | Hsp | CZ13 | Wtd | 1.1346 | 1.277 | -0.00634
DO8 v3.02 | SCE | Ex | Hsp | CZ14 | Wtd | 1.1231 | 1.2786 | -0.00705
DO8 v3.02 | SCE | Ex | Hsp | CZ15 | Wtd | 1.1773 | 1.2873 | -0.00479
DO8 v3.02 | SCE | Ex | Hsp | CZ16 | Wtd | 1.0493 | 1.2436 | -0.01058
DO8 v3.02 | SCE | Ex | Hsp | IOU | Wtd | 1.1559 | 1.2524 | -0.00557
DO8 v3.02 | SCE | Ex | Htl | CZ05 | Wtd | 1.0659 | 1.2652 | -0.00422
DO8 v3.02 | SCE | Ex | Htl | CZ06 | Wtd | 1.112 | 1.268 | -0.0029
DO8 v3.02 | SCE | Ex | Htl | CZ08 | Wtd | 1.1239 | 1.287 | -0.00282
DO8 v3.02 | SCE | Ex | Htl | CZ09 | Wtd | 1.128 | 1.3049 | -0.00282
DO8 v3.02 | SCE | Ex | Htl | CZ10 | Wtd | 1.1046 | 1.2963 | -0.00294
DO8 v3.02 | SCE | Ex | Htl | CZ13 | Wtd | 1.0962 | 1.3054 | -0.00389
DO8 v3.02 | SCE | Ex | Htl | CZ14 | Wtd | 1.07 | 1.3007 | -0.0041
DO8 v3.02 | SCE | Ex | Htl | CZ15 | Wtd | 1.1686 | 1.3016 | -0.00193
DO8 v3.02 | SCE | Ex | Htl | CZ16 | Wtd | 0.9555 | 1.2899 | -0.00757
DO8 v3.02 | SCE | Ex | Htl | IOU | Wtd | 1.1175 | 1.2865 | -0.00295
DO8 v3.02 | SCE | Ex | MBT | CZ05 | Wtd | 1.1659 | 1.2519 | -0.00039
DO8 v3.02 | SCE | Ex | MBT | CZ06 | Wtd | 1.1808 | 1.2499 | -0.00019
DO8 v3.02 | SCE | Ex | MBT | CZ08 | Wtd | 1.1815 | 1.2774 | -0.0002
DO8 v3.02 | SCE | Ex | MBT | CZ09 | Wtd | 1.1876 | 1.2844 | -0.00015
DO8 v3.02 | SCE | Ex | MBT | CZ10 | Wtd | 1.1518 | 1.2166 | -0.00024
DO8 v3.02 | SCE | Ex | MBT | CZ13 | Wtd | 1.1599 | 1.2819 | -0.00055
DO8 v3.02 | SCE | Ex | MBT | CZ14 | Wtd | 1.1467 | 1.2472 | -0.00087
DO8 v3.02 | SCE | Ex | MBT | CZ15 | Wtd | 1.1987 | 1.1963 | -9e-05
DO8 v3.02 | SCE | Ex | MBT | CZ16 | Wtd | 1.0734 | 1.2499 | -0.00301
DO8 v3.02 | SCE | Ex | MBT | IOU | Wtd | 1.1741 | 1.2558 | -0.00029
DO8 v3.02 | SCE | Ex | MLI | CZ05 | Wtd | 1.086 | 1.1962 | -0.00303
DO8 v3.02 | SCE | Ex | MLI | CZ06 | Wtd | 1.1108 | 1.1949 | -0.00159
DO8 v3.02 | SCE | Ex | MLI | CZ08 | Wtd | 1.1259 | 1.2029 | -0.00135
DO8 v3.02 | SCE | Ex | MLI | CZ09 | Wtd | 1.1304 | 1.2126 | -0.00111
DO8 v3.02 | SCE | Ex | MLI | CZ10 | Wtd | 1.0932 | 1.1865 | -0.00156
DO8 v3.02 | SCE | Ex | MLI | CZ13 | Wtd | 1.0832 | 1.2073 | -0.00446
DO8 v3.02 | SCE | Ex | MLI | CZ14 | Wtd | 1.0678 | 1.2061 | -0.00554
DO8 v3.02 | SCE | Ex | MLI | CZ15 | Wtd | 1.1418 | 1.1736 | -0.00075
DO8 v3.02 | SCE | Ex | MLI | CZ16 | Wtd | 0.9828 | 1.1864 | -0.01194
DO8 v3.02 | SCE | Ex | MLI | IOU | Wtd | 1.1124 | 1.198 | -0.00183
DO8 v3.02 | SCE | Ex | Mtl | CZ05 | Wtd | 1.0929 | 1.2557 | -0.00414
DO8 v3.02 | SCE | Ex | Mtl | CZ06 | Wtd | 1.1423 | 1.2625 | -0.00269
DO8 v3.02 | SCE | Ex | Mtl | CZ08 | Wtd | 1.1525 | 1.278 | -0.00236
DO8 v3.02 | SCE | Ex | Mtl | CZ09 | Wtd | 1.1535 | 1.2933 | -0.00239
DO8 v3.02 | SCE | Ex | Mtl | CZ10 | Wtd | 1.1316 | 1.2883 | -0.00273
DO8 v3.02 | SCE | Ex | Mtl | CZ13 | Wtd | 1.1189 | 1.3153 | -0.00347
DO8 v3.02 | SCE | Ex | Mtl | CZ14 | Wtd | 1.0938 | 1.3127 | -0.00373
DO8 v3.02 | SCE | Ex | Mtl | CZ15 | Wtd | 1.1908 | 1.3197 | -0.00136
DO8 v3.02 | SCE | Ex | Mtl | CZ16 | Wtd | 0.9727 | 1.2822 | -0.00702
DO8 v3.02 | SCE | Ex | Mtl | IOU | Wtd | 1.1447 | 1.2829 | -0.00258
DO8 v3.02 | SCE | Ex | Nrs | CZ05 | Wtd | 1.0531 | 1.2558 | -0.01235
DO8 v3.02 | SCE | Ex | Nrs | CZ06 | Wtd | 1.0874 | 1.2665 | -0.00955
DO8 v3.02 | SCE | Ex | Nrs | CZ08 | Wtd | 1.1047 | 1.2877 | -0.00893
DO8 v3.02 | SCE | Ex | Nrs | CZ09 | Wtd | 1.1102 | 1.3219 | -0.00894
DO8 v3.02 | SCE | Ex | Nrs | CZ10 | Wtd | 1.0968 | 1.3156 | -0.00897
DO8 v3.02 | SCE | Ex | Nrs | CZ13 | Wtd | 1.0877 | 1.3376 | -0.01022
DO8 v3.02 | SCE | Ex | Nrs | CZ14 | Wtd | 1.0822 | 1.3363 | -0.011
DO8 v3.02 | SCE | Ex | Nrs | CZ15 | Wtd | 1.1609 | 1.3584 | -0.00591
DO8 v3.02 | SCE | Ex | Nrs | CZ16 | Wtd | 0.9933 | 1.2881 | -0.01745
DO8 v3.02 | SCE | Ex | Nrs | IOU | Wtd | 1.097 | 1.2957 | -0.00935
DO8 v3.02 | SCE | Ex | OfL | CZ05 | Wtd | 1.1357 | 1.3113 | -0.00616
DO8 v3.02 | SCE | Ex | OfL | CZ06 | Wtd | 1.1596 | 1.307 | -0.00406
DO8 v3.02 | SCE | Ex | OfL | CZ08 | Wtd | 1.1704 | 1.3587 | -0.00423
DO8 v3.02 | SCE | Ex | OfL | CZ09 | Wtd | 1.1727 | 1.3704 | -0.00467
DO8 v3.02 | SCE | Ex | OfL | CZ10 | Wtd | 1.1566 | 1.2774 | -0.00423
DO8 v3.02 | SCE | Ex | OfL | CZ13 | Wtd | 1.1582 | 1.3616 | -0.00568
DO8 v3.02 | SCE | Ex | OfL | CZ14 | Wtd | 1.1327 | 1.3076 | -0.00648
DO8 v3.02 | SCE | Ex | OfL | CZ15 | Wtd | 1.2277 | 1.3508 | -0.00283
DO8 v3.02 | SCE | Ex | OfL | CZ16 | Wtd | 1.0412 | 1.3075 | -0.01267
DO8 v3.02 | SCE | Ex | OfL | IOU | Wtd | 1.1659 | 1.3379 | -0.00438
DO8 v3.02 | SCE | Ex | OfS | CZ05 | Wtd | 1.1225 | 1.2677 | -0.00221
DO8 v3.02 | SCE | Ex | OfS | CZ06 | Wtd | 1.1477 | 1.2835 | -0.00125
DO8 v3.02 | SCE | Ex | OfS | CZ08 | Wtd | 1.1578 | 1.2944 | -0.00126
DO8 v3.02 | SCE | Ex | OfS | CZ09 | Wtd | 1.1596 | 1.3154 | -0.00134
DO8 v3.02 | SCE | Ex | OfS | CZ10 | Wtd | 1.1406 | 1.2791 | -0.00122
DO8 v3.02 | SCE | Ex | OfS | CZ13 | Wtd | 1.1277 | 1.3131 | -0.00309
DO8 v3.02 | SCE | Ex | OfS | CZ14 | Wtd | 1.1092 | 1.2918 | -0.003
DO8 v3.02 | SCE | Ex | OfS | CZ15 | Wtd | 1.1987 | 1.3064 | -0.00057
DO8 v3.02 | SCE | Ex | OfS | CZ16 | Wtd | 0.9966 | 1.2833 | -0.0078
DO8 v3.02 | SCE | Ex | OfS | IOU | Wtd | 1.1489 | 1.293 | -0.00147
DO8 v3.02 | SCE | Ex | RFF | CZ05 | Wtd | 1.0584 | 1.199 | -0.00801
DO8 v3.02 | SCE | Ex | RFF | CZ06 | Wtd | 1.0868 | 1.2067 | -0.00569
DO8 v3.02 | SCE | Ex | RFF | CZ08 | Wtd | 1.1014 | 1.2164 | -0.00482
DO8 v3.02 | SCE | Ex | RFF | CZ09 | Wtd | 1.1061 | 1.2237 | -0.00456
DO8 v3.02 | SCE | Ex | RFF | CZ10 | Wtd | 1.0844 | 1.2026 | -0.00515
DO8 v3.02 | SCE | Ex | RFF | CZ13 | Wtd | 1.0867 | 1.204 | -0.00633
DO8 v3.02 | SCE | Ex | RFF | CZ14 | Wtd | 1.0714 | 1.2259 | -0.00729
DO8 v3.02 | SCE | Ex | RFF | CZ15 | Wtd | 1.1401 | 1.216 | -0.00259
DO8 v3.02 | SCE | Ex | RFF | CZ16 | Wtd | 0.9929 | 1.208 | -0.01443
DO8 v3.02 | SCE | Ex | RFF | IOU | Wtd | 1.0928 | 1.2121 | -0.00529
DO8 v3.02 | SCE | Ex | RSD | CZ05 | Wtd | 1.0746 | 1.2327 | -0.00735
DO8 v3.02 | SCE | Ex | RSD | CZ06 | Wtd | 1.1077 | 1.2366 | -0.00502
DO8 v3.02 | SCE | Ex | RSD | CZ08 | Wtd | 1.1213 | 1.2261 | -0.00417
DO8 v3.02 | SCE | Ex | RSD | CZ09 | Wtd | 1.1278 | 1.2544 | -0.00359
DO8 v3.02 | SCE | Ex | RSD | CZ10 | Wtd | 1.1072 | 1.2014 | -0.00433
DO8 v3.02 | SCE | Ex | RSD | CZ13 | Wtd | 1.1019 | 1.1926 | -0.00601
DO8 v3.02 | SCE | Ex | RSD | CZ14 | Wtd | 1.0869 | 1.1847 | -0.00686
DO8 v3.02 | SCE | Ex | RSD | CZ15 | Wtd | 1.1699 | 1.2154 | -0.00187
DO8 v3.02 | SCE | Ex | RSD | CZ16 | Wtd | 1.0038 | 1.1256 | -0.01294
DO8 v3.02 | SCE | Ex | RSD | IOU | Wtd | 1.1138 | 1.2222 | -0.00455
DO8 v3.02 | SCE | Ex | Rt3 | CZ05 | Wtd | 1.1223 | 1.24 | -0.00287
DO8 v3.02 | SCE | Ex | Rt3 | CZ06 | Wtd | 1.1562 | 1.2847 | -0.00094
DO8 v3.02 | SCE | Ex | Rt3 | CZ08 | Wtd | 1.1632 | 1.2631 | -0.00114
DO8 v3.02 | SCE | Ex | Rt3 | CZ09 | Wtd | 1.1647 | 1.2946 | -0.00082
DO8 v3.02 | SCE | Ex | Rt3 | CZ10 | Wtd | 1.1269 | 1.1818 | -0.00142
DO8 v3.02 | SCE | Ex | Rt3 | CZ13 | Wtd | 1.1043 | 1.2142 | -0.005
DO8 v3.02 | SCE | Ex | Rt3 | CZ14 | Wtd | 1.0785 | 1.2384 | -0.00595
DO8 v3.02 | SCE | Ex | Rt3 | CZ15 | Wtd | 1.169 | 1.2785 | -0.0004
DO8 v3.02 | SCE | Ex | Rt3 | CZ16 | Wtd | 0.9735 | 1.0543 | -0.01215
DO8 v3.02 | SCE | Ex | Rt3 | IOU | Wtd | 1.1472 | 1.2518 | -0.00148
DO8 v3.02 | SCE | Ex | RtL | CZ05 | Wtd | 1.11 | 1.2586 | -0.00388
DO8 v3.02 | SCE | Ex | RtL | CZ06 | Wtd | 1.1459 | 1.2702 | -0.00233
DO8 v3.02 | SCE | Ex | RtL | CZ08 | Wtd | 1.1496 | 1.2627 | -0.00219
DO8 v3.02 | SCE | Ex | RtL | CZ09 | Wtd | 1.1506 | 1.2989 | -0.00186
DO8 v3.02 | SCE | Ex | RtL | CZ10 | Wtd | 1.1239 | 1.2714 | -0.00241
DO8 v3.02 | SCE | Ex | RtL | CZ13 | Wtd | 1.1128 | 1.295 | -0.00446
DO8 v3.02 | SCE | Ex | RtL | CZ14 | Wtd | 1.0817 | 1.2784 | -0.00581
DO8 v3.02 | SCE | Ex | RtL | CZ15 | Wtd | 1.1727 | 1.3132 | -0.00096
DO8 v3.02 | SCE | Ex | RtL | CZ16 | Wtd | 0.9848 | 1.18 | -0.01248
DO8 v3.02 | SCE | Ex | RtL | IOU | Wtd | 1.1387 | 1.2742 | -0.00249
DO8 v3.02 | SCE | Ex | RtS | CZ05 | Wtd | 1.0948 | 1.2461 | -0.00342
DO8 v3.02 | SCE | Ex | RtS | CZ06 | Wtd | 1.124 | 1.2628 | -0.00167
DO8 v3.02 | SCE | Ex | RtS | CZ08 | Wtd | 1.1345 | 1.2657 | -0.00148
DO8 v3.02 | SCE | Ex | RtS | CZ09 | Wtd | 1.1361 | 1.2968 | -0.00131
DO8 v3.02 | SCE | Ex | RtS | CZ10 | Wtd | 1.1144 | 1.2416 | -0.00162
DO8 v3.02 | SCE | Ex | RtS | CZ13 | Wtd | 1.0998 | 1.2886 | -0.00425
DO8 v3.02 | SCE | Ex | RtS | CZ14 | Wtd | 1.0794 | 1.224 | -0.00479
DO8 v3.02 | SCE | Ex | RtS | CZ15 | Wtd | 1.164 | 1.2945 | -0.00051
DO8 v3.02 | SCE | Ex | RtS | CZ16 | Wtd | 0.9903 | 1.2525 | -0.01072
DO8 v3.02 | SCE | Ex | RtS | IOU | Wtd | 1.1241 | 1.2641 | -0.0018
DO8 v3.02 | SCE | Ex | SCn | CZ05 | Wtd | 0.974 | 1.3079 | -0.00757
DO8 v3.02 | SCE | Ex | SCn | CZ06 | Wtd | 1.0228 | 1.3141 | -0.00517
DO8 v3.02 | SCE | Ex | SCn | CZ08 | Wtd | 1.067 | 1.3017 | -0.00386
DO8 v3.02 | SCE | Ex | SCn | CZ09 | Wtd | 1.0725 | 1.3245 | -0.00391
DO8 v3.02 | SCE | Ex | SCn | CZ10 | Wtd | 1.0704 | 1.2928 | -0.00408
DO8 v3.02 | SCE | Ex | SCn | CZ13 | Wtd | 1.0435 | 1.2858 | -0.00672
DO8 v3.02 | SCE | Ex | SCn | CZ14 | Wtd | 1.0184 | 1.2976 | -0.00771
DO8 v3.02 | SCE | Ex | SCn | CZ15 | Wtd | 1.1245 | 1.3046 | -0.00206
DO8 v3.02 | SCE | Ex | SCn | CZ16 | Wtd | 0.9182 | 1.3001 | -0.01276
DO8 v3.02 | SCE | Ex | SCn | IOU | Wtd | 1.0614 | 1.3026 | -0.00423
DO8 v3.02 | SCE | Ex | SUn | CZ05 | Wtd | 1 | 1 | 0
DO8 v3.02 | SCE | Ex | SUn | CZ06 | Wtd | 1 | 1 | 0
DO8 v3.02 | SCE | Ex | SUn | CZ08 | Wtd | 1 | 1 | 0
DO8 v3.02 | SCE | Ex | SUn | CZ09 | Wtd | 1 | 1 | 0
DO8 v3.02 | SCE | Ex | SUn | CZ10 | Wtd | 1 | 1 | 0
DO8 v3.02 | SCE | Ex | SUn | CZ13 | Wtd | 1 | 1 | 0
DO8 v3.02 | SCE | Ex | SUn | CZ14 | Wtd | 1 | 1 | 0
DO8 v3.02 | SCE | Ex | SUn | CZ15 | Wtd | 1 | 1 | 0
DO8 v3.02 | SCE | Ex | SUn | CZ16 | Wtd | 1 | 1 | 0
DO8 v3.02 | SCE | Ex | SUn | IOU | Wtd | 1 | 1 | 0
DO8 v3.02 | SCE | Ex | WRf | CZ06 | Wtd | 1.3965 | 1.2366 | 0
DO8 v3.02 | SCE | Ex | WRf | CZ08 | Wtd | 1.4097 | 1.2454 | 0
DO8 v3.02 | SCE | Ex | WRf | CZ09 | Wtd | 1.4181 | 1.2457 | 0
DO8 v3.02 | SCE | Ex | WRf | CZ10 | Wtd | 1.4262 | 1.2383 | 0
DO8 v3.02 | SCE | Ex | WRf | CZ13 | Wtd | 1.4268 | 1.2437 | -2e-05
DO8 v3.02 | SCE | Ex | WRf | CZ14 | Wtd | 1.4255 | 1.2374 | -4e-05
DO8 v3.02 | SCE | Ex | WRf | CZ15 | Wtd | 1.439 | 1.2467 | 0
DO8 v3.02 | SCE | Ex | WRf | CZ16 | Wtd | 1.3852 | 1.2826 | -0.00025
DO8 v3.02 | SCE | Ex | WRf | IOU | Wtd | 1.4132 | 1.2419 | -1e-05
DO8 v3.02 | SCE | New | Asm | CZ05 | Wtd | 1.0425 | 1.1823 | -0.00781
DO8 v3.02 | SCE | New | Asm | CZ06 | Wtd | 1.059 | 1.2158 | -0.00592
DO8 v3.02 | SCE | New | Asm | CZ08 | Wtd | 1.073 | 1.2154 | -0.00477
DO8 v3.02 | SCE | New | Asm | CZ09 | Wtd | 1.0834 | 1.2403 | -0.00439
DO8 v3.02 | SCE | New | Asm | CZ10 | Wtd | 1.0757 | 1.1248 | -0.00513
DO8 v3.02 | SCE | New | Asm | CZ13 | Wtd | 1.0625 | 1.2175 | -0.0074
DO8 v3.02 | SCE | New | Asm | CZ14 | Wtd | 1.0443 | 1.1567 | -0.00843
DO8 v3.02 | SCE | New | Asm | CZ15 | Wtd | 1.1821 | 1.2494 | -0.00197
DO8 v3.02 | SCE | New | Asm | CZ16 | Wtd | 0.9791 | 1.1165 | -0.01371
DO8 v3.02 | SCE | New | Asm | IOU | Wtd | 1.0801 | 1.1879 | -0.00524
DO8 v3.02 | SCE | New | ComWtd | IOU | Wtd | 1.0975 | 1.2346 | -0.00303
DO8 v3.02 | SCE | New | ECC | CZ05 | Wtd | 1.0997 | 1.2924 | -0.0099
DO8 v3.02 | SCE | New | ECC | CZ06 | Wtd | 1.1265 | 1.3736 | -0.00591
DO8 v3.02 | SCE | New | ECC | CZ08 | Wtd | 1.1514 | 1.2986 | -0.00514
DO8 v3.02 | SCE | New | ECC | CZ09 | Wtd | 1.1613 | 1.4448 | -0.00432
DO8 v3.02 | SCE | New | ECC | CZ10 | Wtd | 1.3157 | 1.774 | -0.00607
DO8 v3.02 | SCE | New | ECC | CZ13 | Wtd | 1.1509 | 1 | -0.00772
DO8 v3.02 | SCE | New | ECC | CZ14 | Wtd | 1.135 | 1.4316 | -0.00911
DO8 v3.02 | SCE | New | ECC | CZ15 | Wtd | 1.2286 | 1.4518 | -0.00191
DO8 v3.02 | SCE | New | ECC | CZ16 | Wtd | 1.058 | 1.3902 | -0.01764
DO8 v3.02 | SCE | New | ECC | IOU | Wtd | 1.1689 | 1.4198 | -0.00703
DO8 v3.02 | SCE | New | EPr | CZ05 | Wtd | 1.092 | 1.338 | -0.00861
DO8 v3.02 | SCE | New | EPr | CZ06 | Wtd | 1.1083 | 1 | -0.00567
DO8 v3.02 | SCE | New | EPr | CZ08 | Wtd | 1.1493 | 1.3832 | -0.00479
DO8 v3.02 | SCE | New | EPr | CZ09 | Wtd | 1.1601 | 1 | -0.00437
DO8 v3.02 | SCE | New | EPr | CZ10 | Wtd | 1.1476 | 1 | -0.00528
DO8 v3.02 | SCE | New | EPr | CZ13 | Wtd | 1.1332 | 1 | -0.00812
DO8 v3.02 | SCE | New | EPr | CZ14 | Wtd | 1.1158 | 1 | -0.00985
DO8 v3.02 | SCE | New | EPr | CZ15 | Wtd | 1.2546 | 1 | -0.00208
DO8 v3.02 | SCE | New | EPr | CZ16 | Wtd | 0.9906 | 1 | -0.0193
DO8 v3.02 | SCE | New | EPr | IOU | Wtd | 1.1383 | 1.3428 | -0.00612
DO8 v3.02 | SCE | New | ERC | CZ05 | Wtd | 1.1113 | 1.3991 | -0.00808
DO8 v3.02 | SCE | New | ERC | CZ06 | Wtd | 1.1283 | 1 | -0.00598
DO8 v3.02 | SCE | New | ERC | CZ08 | Wtd | 1.163 | 1.3169 | -0.00533
DO8 v3.02 | SCE | New | ERC | CZ09 | Wtd | 1.1684 | 1 | -0.0053
DO8 v3.02 | SCE | New | ERC | CZ10 | Wtd | 1.1646 | 1 | -0.00587
DO8 v3.02 | SCE | New | ERC | CZ13 | Wtd | 1.1604 | 1 | -0.008
DO8 v3.02 | SCE | New | ERC | CZ14 | Wtd | 1.1488 | 1 | -0.00922
DO8 v3.02 | SCE | New | ERC | CZ15 | Wtd | 1.2356 | 1 | -0.00321
DO8 v3.02 | SCE | New | ERC | CZ16 | Wtd | 1.0501 | 1 | -0.01757
DO8 v3.02 | SCE | New | ERC | IOU | Wtd | 1.1565 | 1.287 | -0.00649
DO8 v3.02 | SCE | New | ESe | CZ05 | Wtd | 1.0859 | 1.3043 | -0.01022
DO8 v3.02 | SCE | New | ESe | CZ06 | Wtd | 1.1145 | 1 | -0.00706
DO8 v3.02 | SCE | New | ESe | CZ08 | Wtd | 1.1476 | 1.3421 | -0.00556
DO8 v3.02 | SCE | New | ESe | CZ09 | Wtd | 1.1632 | 1 | -0.00529
DO8 v3.02 | SCE | New | ESe | CZ10 | Wtd | 1.1631 | 1 | -0.00637
DO8 v3.02 | SCE | New | ESe | CZ13 | Wtd | 1.1667 | 1 | -0.00922
DO8 v3.02 | SCE | New | ESe | CZ14 | Wtd | 1.132 | 1 | -0.01093
DO8 v3.02 | SCE | New | ESe | CZ15 | Wtd | 1.2886 | 1 | -0.00247
DO8 v3.02 | SCE | New | ESe | CZ16 | Wtd | 1.0087 | 1 | -0.01925
DO8 v3.02 | SCE | New | ESe | IOU | Wtd | 1.1496 | 1.3099 | -0.00709
DO8 v3.02 | SCE | New | EUn | CZ05 | Wtd | 1.1231 | 1.2556 | -0.00549
DO8 v3.02 | SCE | New | EUn | CZ06 | Wtd | 1.1488 | 1.3146 | -0.00277
DO8 v3.02 | SCE | New | EUn | CZ08 | Wtd | 1.1744 | 1.2737 | -0.00262
DO8 v3.02 | SCE | New | EUn | CZ09 | Wtd | 1.1834 | 1.3709 | -0.00255
DO8 v3.02 | SCE | New | EUn | CZ10 | Wtd | 1.181 | 1.3607 | -0.0031
DO8 v3.02 | SCE | New | EUn | CZ13 | Wtd | 1.1696 | 1 | -0.00505
DO8 v3.02 | SCE | New | EUn | CZ14 | Wtd | 1.1495 | 1.3752 | -0.00581
DO8 v3.02 | SCE | New | EUn | CZ15 | Wtd | 1.2492 | 1.4144 | -0.00134
DO8 v3.02 | SCE | New | EUn | CZ16 | Wtd | 1.0783 | 1.3299 | -0.01416
DO8 v3.02 | SCE | New | EUn | IOU | Wtd | 1.1625 | 1.3179 | -0.00431
DO8 v3.02 | SCE | New | Gro | CZ05 | Wtd | 1.0207 | 1.2927 | -0.01472
DO8 v3.02 | SCE | New | Gro | CZ06 | Wtd | 1.0612 | 1.2836 | -0.01202
DO8 v3.02 | SCE | New | Gro | CZ08 | Wtd | 1.0937 | 1.3496 | -0.00996
DO8 v3.02 | SCE | New | Gro | CZ09 | Wtd | 1.0961 | 1.3621 | -0.00987
DO8 v3.02 | SCE | New | Gro | CZ10 | Wtd | 1.1035 | 1.417 | -0.00995
DO8 v3.02 | SCE | New | Gro | CZ13 | Wtd | 1.1055 | 1.3964 | -0.01039
DO8 v3.02 | SCE | New | Gro | CZ14 | Wtd | 1.0873 | 1.4359 | -0.01152
DO8 v3.02 | SCE | New | Gro | CZ15 | Wtd | 1.1768 | 1.3781 | -0.00525
DO8 v3.02 | SCE | New | Gro | CZ16 | Wtd | 0.9872 | 1.3708 | -0.01628
DO8 v3.02 | SCE | New | Gro | IOU | Wtd | 1.0924 | 1.3713 | -0.01038
DO8 v3.02 | SCE | New | Hsp | CZ05 | Wtd | 1.0818 | 1.1953 | -0.00643
DO8 v3.02 | SCE | New | Hsp | CZ06 | Wtd | 1.1029 | 1.2053 | -0.00532
DO8 v3.02 | SCE | New | Hsp | CZ08 | Wtd | 1.1135 | 1.2113 | -0.00544
DO8 v3.02 | SCE | New | Hsp | CZ09 | Wtd | 1.1171 | 1.2388 | -0.00512
DO8 v3.02 | SCE | New | Hsp | CZ10 | Wtd | 1.1126 | 1.2348 | -0.00561
DO8 v3.02 | SCE | New | Hsp | CZ13 | Wtd | 1.1079 | 1.2597 | -0.00602
DO8 v3.02 | SCE | New | Hsp | CZ14 | Wtd | 1.0884 | 1.2541 | -0.00714
DO8 v3.02 | SCE | New | Hsp | CZ15 | Wtd | 1.1564 | 1.2676 | -0.00498
DO8 v3.02 | SCE | New | Hsp | CZ16 | Wtd | 1.0116 | 1.2225 | -0.01093
DO8 v3.02 | SCE | New | Hsp | IOU | Wtd | 1.109 | 1.2264 | -0.00566
DO8 v3.02 | SCE | New | Htl | CZ05 | Wtd | 1.0399 | 1.2788 | -0.0038
DO8 v3.02 | SCE | New | Htl | CZ06 | Wtd | 1.0928 | 1.2849 | -0.00234
DO8 v3.02 | SCE | New | Htl | CZ08 | Wtd | 1.1235 | 1.3323 | -0.00236
DO8 v3.02 | SCE | New | Htl | CZ09 | Wtd | 1.1142 | 1.3168 | -0.00233
DO8 v3.02 | SCE | New | Htl | CZ10 | Wtd | 1.107 | 1.3282 | -0.0027
DO8 v3.02 | SCE | New | Htl | CZ13 | Wtd | 1.0886 | 1.3368 | -0.00369
DO8 v3.02 | SCE | New | Htl | CZ14 | Wtd | 1.058 | 1.3328 | -0.00435
DO8 v3.02 | SCE | New | Htl | CZ15 | Wtd | 1.1769 | 1.3456 | -0.0017
DO8 v3.02 | SCE | New | Htl | CZ16 | Wtd | 0.933 | 1.3103 | -0.00832
DO8 v3.02 | SCE | New | Htl | IOU | Wtd | 1.1133 | 1.321 | -0.00266
DO8 v3.02 | SCE | New | MBT | CZ05 | Wtd | 1.1222 | 1.2922 | -0.00037
DO8 v3.02 | SCE | New | MBT | CZ06 | Wtd | 1.1306 | 1.2468 | -0.00027
DO8 v3.02 | SCE | New | MBT | CZ08 | Wtd | 1.1592 | 1.319 | -0.00024
DO8 v3.02 | SCE | New | MBT | CZ09 | Wtd | 1.1619 | 1.3334 | -0.00016
DO8 v3.02 | SCE | New | MBT | CZ10 | Wtd | 1.1635 | 1.3387 | -0.00022
DO8 v3.02 | SCE | New | MBT | CZ13 | Wtd | 1.1542 | 1.3418 | -0.00045
DO8 v3.02 | SCE | New | MBT | CZ14 | Wtd | 1.1386 | 1.3435 | -0.00069
DO8 v3.02 | SCE | New | MBT | CZ15 | Wtd | 1.2256 | 1.367 | -9e-05
DO8 v3.02 | SCE | New | MBT | CZ16 | Wtd | 1.0743 | 1.3058 | -0.0023
DO8 v3.02 | SCE | New | MBT | IOU | Wtd | 1.1598 | 1.3221 | -0.00031
DO8 v3.02 | SCE | New | MLI | CZ05 | Wtd | 1.0259 | 1.1847 | -0.00529
DO8 v3.02 | SCE | New | MLI | CZ06 | Wtd | 1.042 | 1.1803 | -0.00351
DO8 v3.02 | SCE | New | MLI | CZ08 | Wtd | 1.0676 | 1.1735 | -0.00253
DO8 v3.02 | SCE | New | MLI | CZ09 | Wtd | 1.0789 | 1.1851 | -0.00164
DO8 v3.02 | SCE | New | MLI | CZ10 | Wtd | 1.1165 | 1.2512 | -0.00216
DO8 v3.02 | SCE | New | MLI | CZ13 | Wtd | 1.0963 | 1.254 | -0.0052
DO8 v3.02 | SCE | New | MLI | CZ14 | Wtd | 1.0792 | 1.2476 | -0.00625
DO8 v3.02 | SCE | New | MLI | CZ15 | Wtd | 1.0895 | 1.1123 | -0.00048
DO8 v3.02 | SCE | New | MLI | CZ16 | Wtd | 0.9841 | 1.1819 | -0.01233
DO8 v3.02 | SCE | New | MLI | IOU | Wtd | 1.0807 | 1.1986 | -0.00282
DO8 v3.02 | SCE | New | Mtl | CZ05 | Wtd | 1.062 | 1.2718 | -0.00502
DO8 v3.02 | SCE | New | Mtl | CZ06 | Wtd | 1.1214 | 1.285 | -0.00314
DO8 v3.02 | SCE | New | Mtl | CZ08 | Wtd | 1.1557 | 1.34 | -0.00293
DO8 v3.02 | SCE | New | Mtl | CZ09 | Wtd | 1.1498 | 1.3103 | -0.00227
DO8 v3.02 | SCE | New | Mtl | CZ10 | Wtd | 1.1316 | 1.3318 | -0.00309
DO8 v3.02 | SCE | New | Mtl | CZ13 | Wtd | 1.1141 | 1.3507 | -0.00387
DO8 v3.02 | SCE | New | Mtl | CZ14 | Wtd | 1.0774 | 1.3394 | -0.00467
DO8 v3.02 | SCE | New | Mtl | CZ15 | Wtd | 1.2012 | 1.3503 | -0.0016
DO8 v3.02 | SCE | New | Mtl | CZ16 | Wtd | 0.9483 | 1.3064 | -0.00779
DO8 v3.02 | SCE | New | Mtl | IOU | Wtd | 1.1406 | 1.3232 | -0.00292
DO8 v3.02 | SCE | New | Nrs | CZ05 | Wtd | 1.0136 | 1.2364 | -0.01335
DO8 v3.02 | SCE | New | Nrs | CZ06 | Wtd | 0.8964 | 1.0939 | -0.00772
DO8 v3.02 | SCE | New | Nrs | CZ08 | Wtd | 1.0656 | 1.2618 | -0.00941
DO8 v3.02 | SCE | New | Nrs | CZ09 | Wtd | 1.0722 | 1.3139 | -0.00877
DO8 v3.02 | SCE | New | Nrs | CZ10 | Wtd | 1.0799 | 1.2993 | -0.00916
DO8 v3.02 | SCE | New | Nrs | CZ13 | Wtd | 1.0734 | 1.3238 | -0.01047
DO8 v3.02 | SCE | New | Nrs | CZ14 | Wtd | 1.0595 | 1.3087 | -0.01167
DO8 v3.02 | SCE | New | Nrs | CZ15 | Wtd | 1.1462 | 1.3353 | -0.00572
DO8 v3.02 | SCE | New | Nrs | CZ16 | Wtd | 0.9847 | 1.2724 | -0.01829
DO8 v3.02 | SCE | New | Nrs | IOU | Wtd | 1.0357 | 1.2514 | -0.00916
DO8 v3.02 | SCE | New | OfL | CZ05 | Wtd | 1.1462 | 1.2816 | -0.00323
DO8 v3.02 | SCE | New | OfL | CZ06 | Wtd | 1.1572 | 1.2498 | -0.00189
DO8 v3.02 | SCE | New | OfL | CZ08 | Wtd | 1.1713 | 1.3112 | -0.00114
DO8 v3.02 | SCE | New | OfL | CZ09 | Wtd | 1.1744 | 1.3349 | -0.00148
DO8 v3.02 | SCE | New | OfL | CZ10 | Wtd | 1.1697 | 1.2603 | -0.00185
DO8 v3.02 | SCE | New | OfL | CZ13 | Wtd | 1.1593 | 1.282 | -0.00311
DO8 v3.02 | SCE | New | OfL | CZ14 | Wtd | 1.1449 | 1.2848 | -0.00361
DO8 v3.02 | SCE | New | OfL | CZ15 | Wtd | 1.2152 | 1.3273 | -0.00137
DO8 v3.02 | SCE | New | OfL | CZ16 | Wtd | 1.0796 | 1.2936 | -0.00838
DO8 v3.02 | SCE | New | OfL | IOU | Wtd | 1.1685 | 1.2931 | -0.00176
DO8 v3.02 | SCE | New | OfS | CZ05 | Wtd | 1.0839 | 1.2637 | -0.00163
DO8 v3.02 | SCE | New | OfS | CZ06 | Wtd | 1.1108 | 1.28 | -0.0007
DO8 v3.02 | SCE | New | OfS | CZ08 | Wtd | 1.1294 | 1.2895 | -0.00077
DO8 v3.02 | SCE | New | OfS | CZ09 | Wtd | 1.1339 | 1.3127 | -0.00061
DO8 v3.02 | SCE | New | OfS | CZ10 | Wtd | 1.142 | 1.3137 | -0.00043
DO8 v3.02 | SCE | New | OfS | CZ13 | Wtd | 1.1191 | 1.3415 | -0.00213
DO8 v3.02 | SCE | New | OfS | CZ14 | Wtd | 1.1018 | 1.3179 | -0.00247
DO8 v3.02 | SCE | New | OfS | CZ15 | Wtd | 1.1964 | 1.3522 | -0.00013
DO8 v3.02 | SCE | New | OfS | CZ16 | Wtd | 1.0023 | 1.2975 | -0.00733
DO8 v3.02 | SCE | New | OfS | IOU | Wtd | 1.1314 | 1.3057 | -0.00084
DO8 v3.02 | SCE | New | RFF | CZ05 | Wtd | 1.0541 | 1.2336 | -0.00911
DO8 v3.02 | SCE | New | RFF | CZ06 | Wtd | 0.9665 | 1.073 | -0.00454
DO8 v3.02 | SCE | New | RFF | CZ08 | Wtd | 1.1001 | 1.2603 | -0.00559
DO8 v3.02 | SCE | New | RFF | CZ09 | Wtd | 1.1111 | 1.2769 | -0.00546
DO8 v3.02 | SCE | New | RFF | CZ10 | Wtd | 1.1167 | 1.2817 | -0.00588
DO8 v3.02 | SCE | New | RFF | CZ13 | Wtd | 1.1154 | 1.2935 | -0.00702
DO8 v3.02 | SCE | New | RFF | CZ14 | Wtd | 1.1037 | 1.3061 | -0.00834
DO8 v3.02 | SCE | New | RFF | CZ15 | Wtd | 1.1834 | 1.3129 | -0.00309
DO8 v3.02 | SCE | New | RFF | CZ16 | Wtd | 1.0225 | 1.2638 | -0.01554
DO8 v3.02 | SCE | New | RFF | IOU | Wtd | 1.081 | 1.2345 | -0.00568
DO8 v3.02 | SCE | New | RSD | CZ05 | Wtd | 1.064 | 1.2632 | -0.00816
DO8 v3.02 | SCE | New | RSD | CZ06 | Wtd | 1.0934 | 1.2771 | -0.00579
DO8 v3.02 | SCE | New | RSD | CZ08 | Wtd | 1.0288 | 1.0074 | -0.00383
DO8 v3.02 | SCE | New | RSD | CZ09 | Wtd | 1.1305 | 1.3076 | -0.0041
DO8 v3.02 | SCE | New | RSD | CZ10 | Wtd | 1.1303 | 1.2792 | -0.00478
DO8 v3.02 | SCE | New | RSD | CZ13 | Wtd | 1.1248 | 1.3211 | -0.00646
DO8 v3.02 | SCE | New | RSD | CZ14 | Wtd | 1.1077 | 1.3052 | -0.00741
DO8 v3.02 | SCE | New | RSD | CZ15 | Wtd | 1.2082 | 1.3345 | -0.00201
DO8 v3.02 | SCE | New | RSD | CZ16 | Wtd | 1.0215 | 1.2397 | -0.0136
DO8 v3.02 | SCE | New | RSD | IOU | Wtd | 1.0987 | 1.2215 | -0.0049
DO8 v3.02 | SCE | New | Rt3 | CZ05 | Wtd | 1.0768 | 1.2204 | -0.00354
DO8 v3.02 | SCE | New | Rt3 | CZ06 | Wtd | 1.103 | 1.2659 | -0.00117
DO8 v3.02 | SCE | New | Rt3 | CZ08 | Wtd | 1.1251 | 1.235 | -0.00135
DO8 v3.02 | SCE | New | Rt3 | CZ09 | Wtd | 1.1292 | 1.239 | -0.00089
DO8 v3.02 | SCE | New | Rt3 | CZ10 | Wtd | 1.1193 | 1.1799 | -0.00161
DO8 v3.02 | SCE | New | Rt3 | CZ13 | Wtd | 1.0979 | 1.2716 | -0.0049
DO8 v3.02 | SCE | New | Rt3 | CZ14 | Wtd | 1.0745 | 1.1951 | -0.00609
DO8 v3.02 | SCE | New | Rt3 | CZ15 | Wtd | 1.1702 | 1.2558 | -0.00021
DO8 v3.02 | SCE | New | Rt3 | CZ16 | Wtd | 0.9745 | 1.0814 | -0.01183
DO8 v3.02 | SCE | New | Rt3 | IOU | Wtd | 1.1162 | 1.2219 | -0.00178
DO8 v3.02 | SCE | New | RtL | CZ05 | Wtd | 1.0937 | 1.3054 | -0.00426
DO8 v3.02 | SCE | New | RtL | CZ06 | Wtd | 1.1211 | 1.3167 | -0.00295
DO8 v3.02 | SCE | New | RtL | CZ08 | Wtd | 1.1394 | 1.3173 | -0.00254
DO8 v3.02 | SCE | New | RtL | CZ09 | Wtd | 1.1557 | 1.3572 | -0.00177
DO8 v3.02 | SCE | New | RtL | CZ10 | Wtd | 1.1521 | 1.3597 | -0.00246
DO8 v3.02 | SCE | New | RtL | CZ13 | Wtd | 1.1353 | 1.3881 | -0.00448
DO8 v3.02 | SCE | New | RtL | CZ14 | Wtd | 1.1091 | 1.3633 | -0.00596
DO8 v3.02 | SCE | New | RtL | CZ15 | Wtd | 1.2134 | 1.4231 | -0.00079
DO8 v3.02 | SCE | New | RtL | CZ16 | Wtd | 1.0037 | 1.292 | -0.01287
DO8 v3.02 | SCE | New | RtL | IOU | Wtd | 1.1421 | 1.3452 | -0.00278
DO8 v3.02 | SCE | New | RtS | CZ05 | Wtd | 1.0597 | 1.225 | -0.00386
DO8 v3.02 | SCE | New | RtS | CZ06 | Wtd | 1.0777 | 1.2242 | -0.00226
DO8 v3.02 | SCE | New | RtS | CZ08 | Wtd | 1.0949 | 1.2502 | -0.00189
DO8 v3.02 | SCE | New | RtS | CZ09 | Wtd | 1.1044 | 1.2698 | -0.00138
DO8 v3.02 | SCE | New | RtS | CZ10 | Wtd | 1.1123 | 1.2824 | -0.00171
DO8 v3.02 | SCE | New | RtS | CZ13 | Wtd | 1.0891 | 1.2936 | -0.00434
DO8 v3.02 | SCE | New | RtS | CZ14 | Wtd | 1.0766 | 1.283 | -0.00515
DO8 v3.02 | SCE | New | RtS | CZ15 | Wtd | 1.1576 | 1.3251 | -0.00045
DO8 v3.02 | SCE | New | RtS | CZ16 | Wtd | 0.9909 | 1.2539 | -0.01121
DO8 v3.02 | SCE | New | RtS | IOU | Wtd | 1.0989 | 1.2648 | -0.00214
DO8 v3.02 | SCE | New | SCn | CZ05 | Wtd | 0.9634 | 1.267 | -0.0082
DO8 v3.02 | SCE | New | SCn | CZ06 | Wtd | 1.0023 | 1.2452 | -0.0061
DO8 v3.02 | SCE | New | SCn | CZ08 | Wtd | 1.0381 | 1.2272 | -0.00431
DO8 v3.02 | SCE | New | SCn | CZ09 | Wtd | 1.0482 | 1.2412 | -0.00385
DO8 v3.02 | SCE | New | SCn | CZ10 | Wtd | 1.0491 | 1.2397 | -0.0042
DO8 v3.02 | SCE | New | SCn | CZ13 | Wtd | 1.0293 | 1.2416 | -0.00683
DO8 v3.02 | SCE | New | SCn | CZ14 | Wtd | 1.0096 | 1.2565 | -0.00801
DO8 v3.02 | SCE | New | SCn | CZ15 | Wtd | 1.1026 | 1.2602 | -0.00166
DO8 v3.02 | SCE | New | SCn | CZ16 | Wtd | 0.922 | 1.2407 | -0.01308
DO8 v3.02 | SCE | New | SCn | IOU | Wtd | 1.0422 | 1.2382 | -0.0045
DO8 v3.02 | SCE | New | SUn | CZ05 | Wtd | 1 | 1 | 0
DO8 v3.02 | SCE | New | SUn | CZ06 | Wtd | 1 | 1 | 0
DO8 v3.02 | SCE | New | SUn | CZ08 | Wtd | 1 | 1 | 0
DO8 v3.02 | SCE | New | SUn | CZ09 | Wtd | 1 | 1 | 0
DO8 v3.02 | SCE | New | SUn | CZ10 | Wtd | 1 | 1 | 0
DO8 v3.02 | SCE | New | SUn | CZ13 | Wtd | 1 | 1 | 0
DO8 v3.02 | SCE | New | SUn | CZ14 | Wtd | 1 | 1 | 0
DO8 v3.02 | SCE | New | SUn | CZ15 | Wtd | 1 | 1 | 0
DO8 v3.02 | SCE | New | SUn | CZ16 | Wtd | 1 | 1 | 0
DO8 v3.02 | SCE | New | SUn | IOU | Wtd | 1 | 1 | 0
DO8 v3.02 | SCE | New | WRf | CZ05 | Wtd | 1.3198 | 1.4 | -1e-05
DO8 v3.02 | SCE | New | WRf | CZ06 | Wtd | 1.3549 | 1.2137 | 0
DO8 v3.02 | SCE | New | WRf | CZ08 | Wtd | 1.3505 | 1.4 | 0
DO8 v3.02 | SCE | New | WRf | CZ09 | Wtd | 1.3356 | 1.2303 | 0
DO8 v3.02 | SCE | New | WRf | CZ10 | Wtd | 1.3286 | 1.2177 | 0
DO8 v3.02 | SCE | New | WRf | CZ13 | Wtd | 1.3195 | 1.2366 | -1e-05
DO8 v3.02 | SCE | New | WRf | CZ14 | Wtd | 1.2775 | 1.2172 | -3e-05
DO8 v3.02 | SCE | New | WRf | CZ15 | Wtd | 1.3489 | 1.2362 | 0
DO8 v3.02 | SCE | New | WRf | CZ16 | Wtd | 1.243 | 1.4 | -0.00017
DO8 v3.02 | SCE | New | WRf | IOU | Wtd | 1.3369 | 1.2808 | -1e-05
DO8 v3.02 | SDG | Ex | Asm | CZ06 | Wtd | 1.0935 | 1.2286 | -0.00573
DO8 v3.02 | SDG | Ex | Asm | CZ07 | Wtd | 1.1046 | 1.249 | -0.00379
DO8 v3.02 | SDG | Ex | Asm | CZ08 | Wtd | 1.1054 | 1.2276 | -0.00459
DO8 v3.02 | SDG | Ex | Asm | CZ10 | Wtd | 1.1004 | 1.1034 | -0.00506
DO8 v3.02 | SDG | Ex | Asm | CZ14 | Wtd | 1.0734 | 1.1409 | -0.0085
DO8 v3.02 | SDG | Ex | Asm | CZ15 | Wtd | 1.2164 | 1.1881 | -0.00195
DO8 v3.02 | SDG | Ex | Asm | IOU | Wtd | 1.1031 | 1.2025 | -0.00429
DO8 v3.02 | SDG | Ex | ComWtd | IOU | Wtd | 1.1192 | 1.235 | -0.00282
DO8 v3.02 | SDG | Ex | ECC | CZ06 | Wtd | 1.1179 | 1.22 | -0.0059
DO8 v3.02 | SDG | Ex | ECC | CZ07 | Wtd | 1.1392 | 1.2695 | -0.00473
DO8 v3.02 | SDG | Ex | ECC | CZ08 | Wtd | 1.1387 | 1.2676 | -0.00509
DO8 v3.02 | SDG | Ex | ECC | CZ10 | Wtd | 1.1316 | 1.2833 | -0.00555
DO8 v3.02 | SDG | Ex | ECC | CZ14 | Wtd | 1.1055 | 1.2989 | -0.00915
DO8 v3.02 | SDG | Ex | ECC | IOU | Wtd | 1.1371 | 1.2717 | -0.00496
DO8 v3.02 | SDG | Ex | EPr | CZ06 | Wtd | 1.133 | 1 | -0.00412
DO8 v3.02 | SDG | Ex | EPr | CZ07 | Wtd | 1.1447 | 1.2651 | -0.00366
DO8 v3.02 | SDG | Ex | EPr | CZ08 | Wtd | 1.1492 | 1.2828 | -0.00366
DO8 v3.02 | SDG | Ex | EPr | CZ10 | Wtd | 1.1422 | 1 | -0.00428
DO8 v3.02 | SDG | Ex | EPr | CZ14 | Wtd | 1.0827 | 1 | -0.00859
DO8 v3.02 | SDG | Ex | EPr | CZ15 | Wtd | 1.2059 | 1 | -0.00152
DO8 v3.02 | SDG | Ex | EPr | IOU | Wtd | 1.1431 | 1.2615 | -0.00392
DO8 v3.02 | SDG | Ex | ERC | CZ06 | Wtd | 1.0792 | 1 | -0.00547
DO8 v3.02 | SDG | Ex | ERC | CZ07 | Wtd | 1.1029 | 1.2494 | -0.00543
DO8 v3.02 | SDG | Ex | ERC | CZ08 | Wtd | 1.1032 | 1.261 | -0.00527
DO8 v3.02 | SDG | Ex | ERC | CZ10 | Wtd | 1.0958 | 1 | -0.00595
DO8 v3.02 | SDG | Ex | ERC | CZ14 | Wtd | 1.088 | 1 | -0.00792
DO8 v3.02 | SDG | Ex | ERC | CZ15 | Wtd | 1.1558 | 1 | -0.00328
DO8 v3.02 | SDG | Ex | ERC | IOU | Wtd | 1.0994 | 1.2461 | -0.00561
DO8 v3.02 | SDG | Ex | ESe | CZ06 | Wtd | 1.1161 | 1 | -0.0057
DO8 v3.02 | SDG | Ex | ESe | CZ07 | Wtd | 1.127 | 1.2207 | -0.00474
DO8 v3.02 | SDG | Ex | ESe | CZ08 | Wtd | 1.1376 | 1.2559 | -0.0046
DO8 v3.02 | SDG | Ex | ESe | CZ10 | Wtd | 1.1404 | 1 | -0.00517
DO8 v3.02 | SDG | Ex | ESe | CZ14 | Wtd | 1.0932 | 1 | -0.00937
DO8 v3.02 | SDG | Ex | ESe | CZ15 | Wtd | 1.2281 | 1 | -0.00211
DO8 v3.02 | SDG | Ex | ESe | IOU | Wtd | 1.1314 | 1.22 | -0.00495
DO8 v3.02 | SDG | Ex | EUn | CZ06 | Wtd | 1.1361 | 1.2183 | -0.00444
DO8 v3.02 | SDG | Ex | EUn | CZ07 | Wtd | 1.145 | 1.2363 | -0.00392
DO8 v3.02 | SDG | Ex | EUn | CZ08 | Wtd | 1.1508 | 1.2458 | -0.00421
DO8 v3.02 | SDG | Ex | EUn | CZ10 | Wtd | 1.1471 | 1.2442 | -0.00474
DO8 v3.02 | SDG | Ex | EUn | CZ14 | Wtd | 1.1249 | 1.2606 | -0.00678
DO8 v3.02 | SDG | Ex | EUn | IOU | Wtd | 1.1454 | 1.2378 | -0.00414
DO8 v3.02 | SDG | Ex | Gro | CZ06 | Wtd | 0.9826 | 1.1971 | -0.01491
DO8 v3.02 | SDG | Ex | Gro | CZ07 | Wtd | 1.0014 | 1.2283 | -0.01382
DO8 v3.02 | SDG | Ex | Gro | CZ08 | Wtd | 1.0162 | 1.2716 | -0.01292
DO8 v3.02 | SDG | Ex | Gro | CZ10 | Wtd | 1.0414 | 1.3473 | -0.0117
DO8 v3.02 | SDG | Ex | Gro | CZ14 | Wtd | 1.0287 | 1.3362 | -0.01225
DO8 v3.02 | SDG | Ex | Gro | CZ15 | Wtd | 1.1125 | 1.3131 | -0.00715
DO8 v3.02 | SDG | Ex | Gro | IOU | Wtd | 1.0117 | 1.2603 | -0.01327
DO8 v3.02 | SDG | Ex | Hsp | CZ06 | Wtd | 1.1443 | 1.2262 | -0.00554
DO8 v3.02 | SDG | Ex | Hsp | CZ07 | Wtd | 1.1463 | 1.2291 | -0.00525
DO8 v3.02 | SDG | Ex | Hsp | CZ08 | Wtd | 1.1522 | 1.2342 | -0.00541
DO8 v3.02 | SDG | Ex | Hsp | CZ10 | Wtd | 1.1474 | 1.2552 | -0.00572
DO8 v3.02 | SDG | Ex | Hsp | CZ14 | Wtd | 1.1229 | 1.272 | -0.0071
DO8 v3.02 | SDG | Ex | Hsp | IOU | Wtd | 1.1466 | 1.2329 | -0.00533
DO8 v3.02 | SDG | Ex | Htl | CZ06 | Wtd | 1.0968 | 1.255 | -0.00292
DO8 v3.02 | SDG | Ex | Htl | CZ07 | Wtd | 1.1109 | 1.252 | -0.00264
DO8 v3.02 | SDG | Ex | Htl | CZ08 | Wtd | 1.1089 | 1.2707 | -0.00286
DO8 v3.02 | SDG | Ex | Htl | CZ10 | Wtd | 1.1072 | 1.2887 | -0.00311
DO8 v3.02 | SDG | Ex | Htl | CZ14 | Wtd | 1.068 | 1.2899 | -0.00429
DO8 v3.02 | SDG | Ex | Htl | CZ15 | Wtd | 1.167 | 1.294 | -0.00212
DO8 v3.02 | SDG | Ex | Htl | IOU | Wtd | 1.1101 | 1.2565 | -0.00271
DO8 v3.02 | SDG | Ex | MBT | CZ06 | Wtd | 1.1651 | 1.2508 | -0.00021
DO8 v3.02 | SDG | Ex | MBT | CZ07 | Wtd | 1.1712 | 1.2282 | -0.00015
DO8 v3.02 | SDG | Ex | MBT | CZ08 | Wtd | 1.1691 | 1.2781 | -0.00021
DO8 v3.02 | SDG | Ex | MBT | CZ10 | Wtd | 1.168 | 1.2309 | -0.00025
DO8 v3.02 | SDG | Ex | MBT | CZ14 | Wtd | 1.146 | 1.2566 | -0.0009
DO8 v3.02 | SDG | Ex | MBT | CZ15 | Wtd | 1.2164 | 1.2093 | -9e-05
DO8 v3.02 | SDG | Ex | MBT | IOU | Wtd | 1.1699 | 1.231 | -0.00019
DO8 v3.02 | SDG | Ex | MLI | CZ06 | Wtd | 1.0846 | 1.1946 | -0.00202
DO8 v3.02 | SDG | Ex | MLI | CZ07 | Wtd | 1.0922 | 1.202 | -0.00133
DO8 v3.02 | SDG | Ex | MLI | CZ08 | Wtd | 1.1024 | 1.2002 | -0.00165
DO8 v3.02 | SDG | Ex | MLI | CZ10 | Wtd | 1.1056 | 1.1984 | -0.00159
DO8 v3.02 | SDG | Ex | MLI | CZ14 | Wtd | 1.066 | 1.2127 | -0.00594
DO8 v3.02 | SDG | Ex | MLI | CZ15 | Wtd | 1.157 | 1.1857 | -0.00076
DO8 v3.02 | SDG | Ex | MLI | IOU | Wtd | 1.0962 | 1.2007 | -0.00148
DO8 v3.02 | SDG | Ex | Mtl | CZ06 | Wtd | 1.1275 | 1.2509 | -0.0028
DO8 v3.02 | SDG | Ex | Mtl | CZ07 | Wtd | 1.1419 | 1.2526 | -0.00235
DO8 v3.02 | SDG | Ex | Mtl | CZ08 | Wtd | 1.1377 | 1.2656 | -0.00246
DO8 v3.02 | SDG | Ex | Mtl | CZ10 | Wtd | 1.1322 | 1.2843 | -0.00276
DO8 v3.02 | SDG | Ex | Mtl | CZ14 | Wtd | 1.089 | 1.3044 | -0.00386
DO8 v3.02 | SDG | Ex | Mtl | CZ15 | Wtd | 1.1899 | 1.3176 | -0.00137
DO8 v3.02 | SDG | Ex | Mtl | IOU | Wtd | 1.1403 | 1.2568 | -0.00241
DO8 v3.02 | SDG | Ex | Nrs | CZ06 | Wtd | 1.0742 | 1.2606 | -0.00978
DO8 v3.02 | SDG | Ex | Nrs | CZ07 | Wtd | 1.0852 | 1.2608 | -0.0088
DO8 v3.02 | SDG | Ex | Nrs | CZ08 | Wtd | 1.0927 | 1.282 | -0.00912
DO8 v3.02 | SDG | Ex | Nrs | CZ10 | Wtd | 1.0998 | 1.3144 | -0.00942
DO8 v3.02 | SDG | Ex | Nrs | CZ14 | Wtd | 1.0805 | 1.3369 | -0.01124
DO8 v3.02 | SDG | Ex | Nrs | IOU | Wtd | 1.0873 | 1.2693 | -0.00893
DO8 v3.02 | SDG | Ex | OfL | CZ06 | Wtd | 1.1536 | 1.2621 | -0.00214
DO8 v3.02 | SDG | Ex | OfL | CZ07 | Wtd | 1.1602 | 1.2758 | -0.00206
DO8 v3.02 | SDG | Ex | OfL | CZ08 | Wtd | 1.1641 | 1.3288 | -0.00224
DO8 v3.02 | SDG | Ex | OfL | CZ10 | Wtd | 1.1522 | 1.2354 | -0.00261
DO8 v3.02 | SDG | Ex | OfL | CZ14 | Wtd | 1.135 | 1.2553 | -0.00385
DO8 v3.02 | SDG | Ex | OfL | CZ15 | Wtd | 1.2252 | 1.3219 | -0.00165
DO8 v3.02 | SDG | Ex | OfL | IOU | Wtd | 1.1587 | 1.2695 | -0.00217
DO8 v3.02 | SDG | Ex | OfS | CZ06 | Wtd | 1.154 | 1.2789 | -0.00051
DO8 v3.02 | SDG | Ex | OfS | CZ07 | Wtd | 1.1582 | 1.2529 | -0.00036
DO8 v3.02 | SDG | Ex | OfS | CZ08 | Wtd | 1.1621 | 1.2796 | -0.00055
DO8 v3.02 | SDG | Ex | OfS | CZ10 | Wtd | 1.1623 | 1.275 | -0.00069
DO8 v3.02 | SDG | Ex | OfS | CZ14 | Wtd | 1.1231 | 1.2834 | -0.00248
DO8 v3.02 | SDG | Ex | OfS | CZ15 | Wtd | 1.213 | 1.2991 | -0.00027
DO8 v3.02 | SDG | Ex | OfS | IOU | Wtd | 1.1588 | 1.258 | -0.00043
DO8 v3.02 | SDG | Ex | RFF | CZ06 | Wtd | 1.1054 | 1.2173 | -0.00587
DO8 v3.02 | SDG | Ex | RFF | CZ07 | Wtd | 1.1148 | 1.2078 | -0.00513
DO8 v3.02 | SDG | Ex | RFF | CZ08 | Wtd | 1.1201 | 1.2278 | -0.00497
DO8 v3.02 | SDG | Ex | RFF | CZ10 | Wtd | 1.1217 | 1.2282 | -0.00512
DO8 v3.02 | SDG | Ex | RFF | CZ14 | Wtd | 1.0999 | 1.2492 | -0.00731
DO8 v3.02 | SDG | Ex | RFF | CZ15 | Wtd | 1.1776 | 1.2403 | -0.00255
DO8 v3.02 | SDG | Ex | RFF | IOU | Wtd | 1.1161 | 1.2135 | -0.00516
DO8 v3.02 | SDG | Ex | RSD | CZ06 | Wtd | 1.123 | 1.2476 | -0.00521
DO8 v3.02 | SDG | Ex | RSD | CZ07 | Wtd | 1.1346 | 1.243 | -0.00411
DO8 v3.02 | SDG | Ex | RSD | CZ08 | Wtd | 1.1376 | 1.2397 | -0.00432
DO8 v3.02 | SDG | Ex | RSD | CZ10 | Wtd | 1.1404 | 1.2456 | -0.00437
DO8 v3.02 | SDG | Ex | RSD | CZ14 | Wtd | 1.1111 | 1.1953 | -0.00708
DO8 v3.02 | SDG | Ex | RSD | CZ15 | Wtd | 1.204 | 1.2388 | -0.00193
DO8 v3.02 | SDG | Ex | RSD | IOU | Wtd | 1.1355 | 1.2436 | -0.00423
DO8 v3.02 | SDG | Ex | Rt3 | CZ06 | Wtd | 1.1401 | 1.2776 | -0.00088
DO8 v3.02 | SDG | Ex | Rt3 | CZ07 | Wtd | 1.1514 | 1.2806 | -0.00049
DO8 v3.02 | SDG | Ex | Rt3 | CZ08 | Wtd | 1.1513 | 1.2543 | -0.0011
DO8 v3.02 | SDG | Ex | Rt3 | CZ10 | Wtd | 1.1404 | 1.1951 | -0.0014
DO8 v3.02 | SDG | Ex | Rt3 | CZ14 | Wtd | 1.0814 | 1.2464 | -0.00602
DO8 v3.02 | SDG | Ex | Rt3 | CZ15 | Wtd | 1.181 | 1.2873 | -0.00041
DO8 v3.02 | SDG | Ex | Rt3 | IOU | Wtd | 1.1483 | 1.2579 | -0.00077
DO8 v3.02 | SDG | Ex | RtL | CZ06 | Wtd | 1.1345 | 1.2667 | -0.00237
DO8 v3.02 | SDG | Ex | RtL | CZ07 | Wtd | 1.1364 | 1.2868 | -0.0016
DO8 v3.02 | SDG | Ex | RtL | CZ08 | Wtd | 1.1398 | 1.2595 | -0.00222
DO8 v3.02 | SDG | Ex | RtL | CZ10 | Wtd | 1.1344 | 1.2779 | -0.00248
DO8 v3.02 | SDG | Ex | RtL | CZ14 | Wtd | 1.0841 | 1.2806 | -0.00596
DO8 v3.02 | SDG | Ex | RtL | CZ15 | Wtd | 1.1813 | 1.3195 | -0.00099
DO8 v3.02 | SDG | Ex | RtL | IOU | Wtd | 1.136 | 1.2823 | -0.00188
DO8 v3.02 | SDG | Ex | RtS | CZ06 | Wtd | 1.1114 | 1.2581 | -0.0017
DO8 v3.02 | SDG | Ex | RtS | CZ07 | Wtd | 1.1222 | 1.2522 | -0.00123
DO8 v3.02 | SDG | Ex | RtS | CZ08 | Wtd | 1.1238 | 1.2624 | -0.0015
DO8 v3.02 | SDG | Ex | RtS | CZ10 | Wtd | 1.1245 | 1.2496 | -0.00167
DO8 v3.02 | SDG | Ex | RtS | CZ14 | Wtd | 1.0818 | 1.2283 | -0.00489
DO8 v3.02 | SDG | Ex | RtS | CZ15 | Wtd | 1.1733 | 1.2988 | -0.00053
DO8 v3.02 | SDG | Ex | RtS | IOU | Wtd | 1.1225 | 1.2524 | -0.00137
DO8 v3.02 | SDG | Ex | SCn | CZ06 | Wtd | 1.0174 | 1.3041 | -0.00517
DO8 v3.02 | SDG | Ex | SCn | CZ07 | Wtd | 1.0401 | 1.2743 | -0.00372
DO8 v3.02 | SDG | Ex | SCn | CZ08 | Wtd | 1.0612 | 1.2893 | -0.00384
DO8 v3.02 | SDG | Ex | SCn | CZ10 | Wtd | 1.0693 | 1.2864 | -0.00415
DO8 v3.02 | SDG | Ex | SCn | CZ14 | Wtd | 1.0154 | 1.2897 | -0.00767
DO8 v3.02 | SDG | Ex | SCn | CZ15 | Wtd | 1.1254 | 1.2962 | -0.00212
DO8 v3.02 | SDG | Ex | SCn | IOU | Wtd | 1.0487 | 1.2789 | -0.00389
DO8 v3.02 | SDG | Ex | SUn | CZ06 | Wtd | 1 | 1 | 0
DO8 v3.02 | SDG | Ex | SUn | CZ07 | Wtd | 1 | 1 | 0
DO8 v3.02 | SDG | Ex | SUn | CZ08 | Wtd | 1 | 1 | 0
DO8 v3.02 | SDG | Ex | SUn | CZ10 | Wtd | 1 | 1 | 0
DO8 v3.02 | SDG | Ex | SUn | CZ14 | Wtd | 1 | 1 | 0
DO8 v3.02 | SDG | Ex | SUn | CZ15 | Wtd | 1 | 1 | 0
DO8 v3.02 | SDG | Ex | SUn | IOU | Wtd | 1 | 1 | 0
DO8 v3.02 | SDG | Ex | WRf | CZ06 | Wtd | 1.3979 | 1.2368 | 0
DO8 v3.02 | SDG | Ex | WRf | CZ07 | Wtd | 1.4031 | 1.2511 | 0
DO8 v3.02 | SDG | Ex | WRf | CZ10 | Wtd | 1.4267 | 1.2388 | 0
DO8 v3.02 | SDG | Ex | WRf | IOU | Wtd | 1.4082 | 1.2483 | 0
DO8 v3.02 | SDG | New | Asm | CZ06 | Wtd | 1.0605 | 1.2233 | -0.00635
DO8 v3.02 | SDG | New | Asm | CZ07 | Wtd | 1.0702 | 1.2403 | -0.00432
DO8 v3.02 | SDG | New | Asm | CZ08 | Wtd | 1.0751 | 1.223 | -0.00511
DO8 v3.02 | SDG | New | Asm | CZ10 | Wtd | 1.0779 | 1.1294 | -0.00551
DO8 v3.02 | SDG | New | Asm | CZ14 | Wtd | 1.045 | 1.1624 | -0.00905
DO8 v3.02 | SDG | New | Asm | CZ15 | Wtd | 1.1886 | 1.2586 | -0.00212
DO8 v3.02 | SDG | New | Asm | IOU | Wtd | 1.0725 | 1.2051 | -0.0048
DO8 v3.02 | SDG | New | ComWtd | IOU | Wtd | 1.1062 | 1.2492 | -0.00269
DO8 v3.02 | SDG | New | ECC | CZ06 | Wtd | 1.1269 | 1.3407 | -0.00607
DO8 v3.02 | SDG | New | ECC | CZ07 | Wtd | 1.1471 | 1.2859 | -0.00501
DO8 v3.02 | SDG | New | ECC | CZ08 | Wtd | 1.148 | 1.281 | -0.00543
DO8 v3.02 | SDG | New | ECC | CZ10 | Wtd | 1.2798 | 1.6834 | -0.00629
DO8 v3.02 | SDG | New | ECC | CZ14 | Wtd | 1.1342 | 1.4038 | -0.00894
DO8 v3.02 | SDG | New | ECC | CZ15 | Wtd | 1.2195 | 1.4166 | -0.00217
DO8 v3.02 | SDG | New | ECC | IOU | Wtd | 1.1781 | 1.353 | -0.00534
DO8 v3.02 | SDG | New | EPr | CZ06 | Wtd | 1.1065 | 1 | -0.00572
DO8 v3.02 | SDG | New | EPr | CZ07 | Wtd | 1.1238 | 1.332 | -0.00472
DO8 v3.02 | SDG | New | EPr | CZ08 | Wtd | 1.1464 | 1.3739 | -0.00484
DO8 v3.02 | SDG | New | EPr | CZ10 | Wtd | 1.1444 | 1 | -0.00533
DO8 v3.02 | SDG | New | EPr | CZ14 | Wtd | 1.1136 | 1 | -0.00998
DO8 v3.02 | SDG | New | EPr | CZ15 | Wtd | 1.2488 | 1 | -0.00208
DO8 v3.02 | SDG | New | EPr | IOU | Wtd | 1.1311 | 1.3292 | -0.00502
DO8 v3.02 | SDG | New | ERC | CZ06 | Wtd | 1.1248 | 1 | -0.00606
DO8 v3.02 | SDG | New | ERC | CZ07 | Wtd | 1.1367 | 1.3659 | -0.00551
DO8 v3.02 | SDG | New | ERC | CZ08 | Wtd | 1.1587 | 1.3085 | -0.00539
DO8 v3.02 | SDG | New | ERC | CZ10 | Wtd | 1.1603 | 1 | -0.00593
DO8 v3.02 | SDG | New | ERC | CZ14 | Wtd | 1.1452 | 1 | -0.00933
DO8 v3.02 | SDG | New | ERC | CZ15 | Wtd | 1.2291 | 1 | -0.00324
DO8 v3.02 | SDG | New | ERC | IOU | Wtd | 1.1453 | 1.3544 | -0.00569
DO8 v3.02 | SDG | New | ESe | CZ06 | Wtd | 1.1098 | 1 | -0.00707
DO8 v3.02 | SDG | New | ESe | CZ07 | Wtd | 1.119 | 1.2959 | -0.00567
DO8 v3.02 | SDG | New | ESe | CZ08 | Wtd | 1.1419 | 1.3299 | -0.00554
DO8 v3.02 | SDG | New | ESe | CZ10 | Wtd | 1.157 | 1 | -0.00639
DO8 v3.02 | SDG | New | ESe | CZ14 | Wtd | 1.1263 | 1 | -0.01106
DO8 v3.02 | SDG | New | ESe | CZ15 | Wtd | 1.2785 | 1 | -0.00244
DO8 v3.02 | SDG | New | ESe | IOU | Wtd | 1.1326 | 1.2938 | -0.00601
DO8 v3.02 | SDG | New | EUn | CZ06 | Wtd | 1.1562 | 1.2912 | -0.00311
DO8 v3.02 | SDG | New | EUn | CZ07 | Wtd | 1.1683 | 1.2505 | -0.00281
DO8 v3.02 | SDG | New | EUn | CZ08 | Wtd | 1.1771 | 1.2534 | -0.00299
DO8 v3.02 | SDG | New | EUn | CZ10 | Wtd | 1.1818 | 1.3323 | -0.00349
DO8 v3.02 | SDG | New | EUn | CZ14 | Wtd | 1.1538 | 1.3439 | -0.00601
DO8 v3.02 | SDG | New | EUn | CZ15 | Wtd | 1.2385 | 1.3718 | -0.00166
DO8 v3.02 | SDG | New | EUn | IOU | Wtd | 1.1714 | 1.2649 | -0.00299
DO8 v3.02 | SDG | New | Gro | CZ06 | Wtd | 1.0517 | 1.2757 | -0.01153
DO8 v3.02 | SDG | New | Gro | CZ07 | Wtd | 1.0685 | 1.3183 | -0.00986
DO8 v3.02 | SDG | New | Gro | CZ08 | Wtd | 1.0848 | 1.3378 | -0.00955
DO8 v3.02 | SDG | New | Gro | CZ10 | Wtd | 1.0944 | 1.4051 | -0.00954
DO8 v3.02 | SDG | New | Gro | CZ14 | Wtd | 1.077 | 1.4207 | -0.01105
DO8 v3.02 | SDG | New | Gro | CZ15 | Wtd | 1.1681 | 1.3626 | -0.00503
DO8 v3.02 | SDG | New | Gro | IOU | Wtd | 1.0751 | 1.3402 | -0.00986
DO8 v3.02 | SDG | New | Hsp | CZ06 | Wtd | 1.1047 | 1.1985 | -0.0053
DO8 v3.02 | SDG | New | Hsp | CZ07 | Wtd | 1.1082 | 1.1983 | -0.00497
DO8 v3.02 | SDG | New | Hsp | CZ08 | Wtd | 1.114 | 1.2028 | -0.00545
DO8 v3.02 | SDG | New | Hsp | CZ10 | Wtd | 1.1127 | 1.2256 | -0.00563
DO8 v3.02 | SDG | New | Hsp | CZ14 | Wtd | 1.0884 | 1.244 | -0.00719
DO8 v3.02 | SDG | New | Hsp | CZ15 | Wtd | 1.1539 | 1.2567 | -0.00504
DO8 v3.02 | SDG | New | Hsp | IOU | Wtd | 1.109 | 1.2024 | -0.0051
DO8 v3.02 | SDG | New | Htl | CZ06 | Wtd | 1.092 | 1.2756 | -0.00247
DO8 v3.02 | SDG | New | Htl | CZ07 | Wtd | 1.1073 | 1.2659 | -0.00219
DO8 v3.02 | SDG | New | Htl | CZ08 | Wtd | 1.1215 | 1.3204 | -0.00248
DO8 v3.02 | SDG | New | Htl | CZ10 | Wtd | 1.1058 | 1.3165 | -0.00283
DO8 v3.02 | SDG | New | Htl | CZ14 | Wtd | 1.0593 | 1.3211 | -0.00452
DO8 v3.02 | SDG | New | Htl | CZ15 | Wtd | 1.1725 | 1.3325 | -0.00178
DO8 v3.02 | SDG | New | Htl | IOU | Wtd | 1.1068 | 1.2726 | -0.00228
DO8 v3.02 | SDG | New | MBT | CZ06 | Wtd | 1.1354 | 1.2556 | -0.00028
DO8 v3.02 | SDG | New | MBT | CZ07 | Wtd | 1.1565 | 1.2939 | -0.0002
DO8 v3.02 | SDG | New | MBT | CZ08 | Wtd | 1.1655 | 1.3307 | -0.00025
DO8 v3.02 | SDG | New | MBT | CZ10 | Wtd | 1.1699 | 1.3511 | -0.00023
DO8 v3.02 | SDG | New | MBT | CZ14 | Wtd | 1.144 | 1.3561 | -0.00072
DO8 v3.02 | SDG | New | MBT | CZ15 | Wtd | 1.2342 | 1.3805 | -9e-05
DO8 v3.02 | SDG | New | MBT | IOU | Wtd | 1.1602 | 1.3116 | -0.00021
DO8 v3.02 | SDG | New | MLI | CZ06 | Wtd | 1.0429 | 1.1863 | -0.00377
DO8 v3.02 | SDG | New | MLI | CZ07 | Wtd | 1.0538 | 1.187 | -0.00241
DO8 v3.02 | SDG | New | MLI | CZ08 | Wtd | 1.0695 | 1.1793 | -0.00271
DO8 v3.02 | SDG | New | MLI | CZ10 | Wtd | 1.121 | 1.2606 | -0.00232
DO8 v3.02 | SDG | New | MLI | CZ14 | Wtd | 1.0819 | 1.2566 | -0.0067
DO8 v3.02 | SDG | New | MLI | CZ15 | Wtd | 1.0918 | 1.116 | -0.00052
DO8 v3.02 | SDG | New | MLI | IOU | Wtd | 1.0746 | 1.2096 | -0.00247
DO8 v3.02 | SDG | New | Mtl | CZ06 | Wtd | 1.1173 | 1.2769 | -0.00322
DO8 v3.02 | SDG | New | Mtl | CZ07 | Wtd | 1.1378 | 1.2823 | -0.00261
DO8 v3.02 | SDG | New | Mtl | CZ08 | Wtd | 1.1512 | 1.3309 | -0.003
DO8 v3.02 | SDG | New | Mtl | CZ10 | Wtd | 1.1272 | 1.3223 | -0.00318
DO8 v3.02 | SDG | New | Mtl | CZ14 | Wtd | 1.0742 | 1.3297 | -0.00483
DO8 v3.02 | SDG | New | Mtl | CZ15 | Wtd | 1.1952 | 1.3403 | -0.00164
DO8 v3.02 | SDG | New | Mtl | IOU | Wtd | 1.1359 | 1.2871 | -0.0027
DO8 v3.02 | SDG | New | Nrs | CZ06 | Wtd | 0.9023 | 1.0981 | -0.00815
DO8 v3.02 | SDG | New | Nrs | CZ07 | Wtd | 1.0501 | 1.2604 | -0.00906
DO8 v3.02 | SDG | New | Nrs | CZ08 | Wtd | 1.0642 | 1.2567 | -0.00962
DO8 v3.02 | SDG | New | Nrs | CZ10 | Wtd | 1.079 | 1.2947 | -0.00921
DO8 v3.02 | SDG | New | Nrs | CZ14 | Wtd | 1.0595 | 1.3052 | -0.0117
DO8 v3.02 | SDG | New | Nrs | CZ15 | Wtd | 1.1453 | 1.3305 | -0.00561
DO8 v3.02 | SDG | New | Nrs | IOU | Wtd | 1.0512 | 1.2611 | -0.00908
DO8 v3.02 | SDG | New | OfL | CZ06 | Wtd | 1.1521 | 1.2304 | -0.00132
DO8 v3.02 | SDG | New | OfL | CZ07 | Wtd | 1.1592 | 1.2529 | -0.00132
DO8 v3.02 | SDG | New | OfL | CZ08 | Wtd | 1.1655 | 1.298 | -0.0007
DO8 v3.02 | SDG | New | OfL | CZ10 | Wtd | 1.1629 | 1.2333 | -0.00128
DO8 v3.02 | SDG | New | OfL | CZ14 | Wtd | 1.1396 | 1.255 | -0.00295
DO8 v3.02 | SDG | New | OfL | CZ15 | Wtd | 1.209 | 1.3032 | -0.00092
DO8 v3.02 | SDG | New | OfL | IOU | Wtd | 1.1598 | 1.25 | -0.00131
DO8 v3.02 | SDG | New | OfS | CZ06 | Wtd | 1.105 | 1.2687 | -0.00045
DO8 v3.02 | SDG | New | OfS | CZ07 | Wtd | 1.1144 | 1.2422 | -0.00029
DO8 v3.02 | SDG | New | OfS | CZ08 | Wtd | 1.1231 | 1.2757 | -0.00053
DO8 v3.02 | SDG | New | OfS | CZ10 | Wtd | 1.1353 | 1.2962 | -0.0003
DO8 v3.02 | SDG | New | OfS | CZ14 | Wtd | 1.0952 | 1.2992 | -0.00222
DO8 v3.02 | SDG | New | OfS | CZ15 | Wtd | 1.1876 | 1.3327 | -7e-05
DO8 v3.02 | SDG | New | OfS | IOU | Wtd | 1.118 | 1.2532 | -0.00031
DO8 v3.02 | SDG | New | RFF | CZ06 | Wtd | 0.9613 | 1.0741 | -0.00472
DO8 v3.02 | SDG | New | RFF | CZ07 | Wtd | 1.0868 | 1.2364 | -0.00597
DO8 v3.02 | SDG | New | RFF | CZ08 | Wtd | 1.0995 | 1.2647 | -0.0058
DO8 v3.02 | SDG | New | RFF | CZ10 | Wtd | 1.1163 | 1.2865 | -0.0061
DO8 v3.02 | SDG | New | RFF | CZ14 | Wtd | 1.1021 | 1.3113 | -0.00866
DO8 v3.02 | SDG | New | RFF | CZ15 | Wtd | 1.1853 | 1.3182 | -0.00321
DO8 v3.02 | SDG | New | RFF | IOU | Wtd | 1.0881 | 1.2411 | -0.00594
DO8 v3.02 | SDG | New | RSD | CZ06 | Wtd | 1.0932 | 1.2817 | -0.00601
DO8 v3.02 | SDG | New | RSD | CZ07 | Wtd | 1.1046 | 1.2655 | -0.00473
DO8 v3.02 | SDG | New | RSD | CZ08 | Wtd | 1.0264 | 1.0075 | -0.00397
DO8 v3.02 | SDG | New | RSD | CZ10 | Wtd | 1.1309 | 1.2839 | -0.00496
DO8 v3.02 | SDG | New | RSD | CZ14 | Wtd | 1.1062 | 1.3103 | -0.00769
DO8 v3.02 | SDG | New | RSD | CZ15 | Wtd | 1.2111 | 1.3401 | -0.00208
DO8 v3.02 | SDG | New | RSD | IOU | Wtd | 1.1075 | 1.2625 | -0.00482
DO8 v3.02 | SDG | New | Rt3 | CZ06 | Wtd | 1.1014 | 1.2627 | -0.00119
DO8 v3.02 | SDG | New | Rt3 | CZ07 | Wtd | 1.1164 | 1.2644 | -0.00056
DO8 v3.02 | SDG | New | Rt3 | CZ08 | Wtd | 1.1235 | 1.2322 | -0.00136
DO8 v3.02 | SDG | New | Rt3 | CZ10 | Wtd | 1.1177 | 1.1771 | -0.00163
DO8 v3.02 | SDG | New | Rt3 | CZ14 | Wtd | 1.0725 | 1.1924 | -0.00627
DO8 v3.02 | SDG | New | Rt3 | CZ15 | Wtd | 1.1684 | 1.2524 | -0.0002
DO8 v3.02 | SDG | New | Rt3 | IOU | Wtd | 1.1166 | 1.2409 | -0.0009
DO8 v3.02 | SDG | New | RtL | CZ06 | Wtd | 1.1201 | 1.3145 | -0.00304
DO8 v3.02 | SDG | New | RtL | CZ07 | Wtd | 1.13 | 1.3342 | -0.00196
DO8 v3.02 | SDG | New | RtL | CZ08 | Wtd | 1.1384 | 1.3151 | -0.00261
DO8 v3.02 | SDG | New | RtL | CZ10 | Wtd | 1.151 | 1.357 | -0.00253
DO8 v3.02 | SDG | New | RtL | CZ14 | Wtd | 1.1078 | 1.3606 | -0.00615
DO8 v3.02 | SDG | New | RtL | CZ15 | Wtd | 1.2121 | 1.4199 | -0.0008
DO8 v3.02 | SDG | New | RtL | IOU | Wtd | 1.1353 | 1.338 | -0.00218
DO8 v3.02 | SDG | New | RtS | CZ06 | Wtd | 1.0771 | 1.2226 | -0.0023
DO8 v3.02 | SDG | New | RtS | CZ07 | Wtd | 1.0881 | 1.2191 | -0.00158
DO8 v3.02 | SDG | New | RtS | CZ08 | Wtd | 1.0942 | 1.2483 | -0.00192
DO8 v3.02 | SDG | New | RtS | CZ10 | Wtd | 1.1117 | 1.2804 | -0.00174
DO8 v3.02 | SDG | New | RtS | CZ14 | Wtd | 1.0755 | 1.2809 | -0.00531
DO8 v3.02 | SDG | New | RtS | CZ15 | Wtd | 1.1567 | 1.3226 | -0.00045
DO8 v3.02 | SDG | New | RtS | IOU | Wtd | 1.0939 | 1.2361 | -0.00166
DO8 v3.02 | SDG | New | SCn | CZ06 | Wtd | 0.9997 | 1.2391 | -0.00614
DO8 v3.02 | SDG | New | SCn | CZ07 | Wtd | 1.0175 | 1.1983 | -0.00431
DO8 v3.02 | SDG | New | SCn | CZ08 | Wtd | 1.0353 | 1.2215 | -0.00433
DO8 v3.02 | SDG | New | SCn | CZ10 | Wtd | 1.0461 | 1.2337 | -0.00423
DO8 v3.02 | SDG | New | SCn | CZ14 | Wtd | 1.0058 | 1.2501 | -0.00806
DO8 v3.02 | SDG | New | SCn | CZ15 | Wtd | 1.0991 | 1.2537 | -0.00167
DO8 v3.02 | SDG | New | SCn | IOU | Wtd | 1.026 | 1.2105 | -0.00434
DO8 v3.02 | SDG | New | SUn | CZ06 | Wtd | 1 | 1 | 0
DO8 v3.02 | SDG | New | SUn | CZ07 | Wtd | 1 | 1 | 0
DO8 v3.02 | SDG | New | SUn | CZ08 | Wtd | 1 | 1 | 0
DO8 v3.02 | SDG | New | SUn | CZ10 | Wtd | 1 | 1 | 0
DO8 v3.02 | SDG | New | SUn | CZ14 | Wtd | 1 | 1 | 0
DO8 v3.02 | SDG | New | SUn | CZ15 | Wtd | 1 | 1 | 0
DO8 v3.02 | SDG | New | SUn | IOU | Wtd | 1 | 1 | 0
DO8 v3.02 | SDG | New | WRf | CZ06 | Wtd | 1.3549 | 1.2137 | 0
DO8 v3.02 | SDG | New | WRf | CZ07 | Wtd | 1.3583 | 1.4 | 0
DO8 v3.02 | SDG | New | WRf | CZ08 | Wtd | 1.3505 | 1.4 | 0
DO8 v3.02 | SDG | New | WRf | CZ10 | Wtd | 1.3286 | 1.2177 | 0
DO8 v3.02 | SDG | New | WRf | CZ14 | Wtd | 1.2775 | 1.2172 | -3e-05
DO8 v3.02 | SDG | New | WRf | CZ15 | Wtd | 1.3489 | 1.2362 | 0
DO8 v3.02 | SDG | New | WRf | IOU | Wtd | 1.3518 | 1.3741 | 0

## Com-InLtg-LF
DEER_SPT Database tables: Support
This file created on 11/30/2011 6:19:04 PM while connected to deeresources.net as sptviewer by READI (v0.99.3)
VersionSrc | IOU | BldgVint | BldgType | BldgLoc | BldgHVAC | kWh/kWh | kW/kW | therm/kWh
DO8 v3.02 | PGE | Ex | Asm | CZ01 | Wtd | 0.9831 | 1.1101 | -0.0146
DO8 v3.02 | PGE | Ex | Asm | CZ02 | Wtd | 1.0345 | 1.1524 | -0.0099
DO8 v3.02 | PGE | Ex | Asm | CZ03 | Wtd | 1.0401 | 1.1562 | -0.0096
DO8 v3.02 | PGE | Ex | Asm | CZ04 | Wtd | 1.0584 | 1.1663 | -0.0083
DO8 v3.02 | PGE | Ex | Asm | CZ05 | Wtd | 1.052 | 1.1334 | -0.0075
DO8 v3.02 | PGE | Ex | Asm | CZ11 | Wtd | 1.0391 | 1.1559 | -0.009
DO8 v3.02 | PGE | Ex | Asm | CZ12 | Wtd | 1.045 | 1.1628 | -0.009
DO8 v3.02 | PGE | Ex | Asm | CZ13 | Wtd | 1.0646 | 1.1491 | -0.0073
DO8 v3.02 | PGE | Ex | Asm | CZ16 | Wtd | 0.9726 | 1.0755 | -0.0139
DO8 v3.02 | PGE | Ex | Asm | IOU | Wtd | 1.0461 | 1.1565 | -0.009
DO8 v3.02 | PGE | Ex | ComWtd | IOU | Wtd | 1.0609 | 1.1961 | -0.0061
DO8 v3.02 | PGE | Ex | ECC | CZ01 | Wtd | 1.0557 | 1.189 | -0.0169
DO8 v3.02 | PGE | Ex | ECC | CZ02 | Wtd | 1.0956 | 1.2642 | -0.0118
DO8 v3.02 | PGE | Ex | ECC | CZ03 | Wtd | 1.0967 | 1.2329 | -0.0111
DO8 v3.02 | PGE | Ex | ECC | CZ04 | Wtd | 1.1168 | 1.2835 | -0.0097
DO8 v3.02 | PGE | Ex | ECC | CZ05 | Wtd | 1.1071 | 1.2441 | -0.0098
DO8 v3.02 | PGE | Ex | ECC | CZ11 | Wtd | 1.1093 | 1.2876 | -0.011
DO8 v3.02 | PGE | Ex | ECC | CZ12 | Wtd | 1.1092 | 1.2778 | -0.011
DO8 v3.02 | PGE | Ex | ECC | CZ13 | Wtd | 1.1368 | 1 | -0.0085
DO8 v3.02 | PGE | Ex | ECC | CZ16 | Wtd | 1.0521 | 1.239 | -0.0187
DO8 v3.02 | PGE | Ex | ECC | IOU | Wtd | 1.1061 | 1.2495 | -0.0108
DO8 v3.02 | PGE | Ex | EPr | CZ01 | Wtd | 1.0205 | 1.1716 | -0.0148
DO8 v3.02 | PGE | Ex | EPr | CZ02 | Wtd | 1.062 | 1 | -0.0102
DO8 v3.02 | PGE | Ex | EPr | CZ03 | Wtd | 1.0872 | 1 | -0.0085
DO8 v3.02 | PGE | Ex | EPr | CZ04 | Wtd | 1.0891 | 1 | -0.0079
DO8 v3.02 | PGE | Ex | EPr | CZ05 | Wtd | 1.0921 | 1.2156 | -0.0069
DO8 v3.02 | PGE | Ex | EPr | CZ11 | Wtd | 1.0615 | 1 | -0.0096
DO8 v3.02 | PGE | Ex | EPr | CZ12 | Wtd | 1.0701 | 1 | -0.0094
DO8 v3.02 | PGE | Ex | EPr | CZ13 | Wtd | 1.0934 | 1 | -0.0071
DO8 v3.02 | PGE | Ex | EPr | CZ16 | Wtd | 0.9661 | 1 | -0.0193
DO8 v3.02 | PGE | Ex | EPr | IOU | Wtd | 1.0795 | 1.0984 | -0.0087
DO8 v3.02 | PGE | Ex | ERC | CZ01 | Wtd | 0.9826 | 1.1609 | -0.014
DO8 v3.02 | PGE | Ex | ERC | CZ02 | Wtd | 1.0243 | 1 | -0.0113
DO8 v3.02 | PGE | Ex | ERC | CZ03 | Wtd | 1.0222 | 1 | -0.0098
DO8 v3.02 | PGE | Ex | ERC | CZ04 | Wtd | 1.0462 | 1 | -0.009
DO8 v3.02 | PGE | Ex | ERC | CZ05 | Wtd | 1.0299 | 1.2407 | -0.0087
DO8 v3.02 | PGE | Ex | ERC | CZ11 | Wtd | 1.0329 | 1 | -0.0106
DO8 v3.02 | PGE | Ex | ERC | CZ12 | Wtd | 1.0289 | 1 | -0.0104
DO8 v3.02 | PGE | Ex | ERC | CZ13 | Wtd | 1.0654 | 1 | -0.0079
DO8 v3.02 | PGE | Ex | ERC | CZ16 | Wtd | 0.9836 | 1 | -0.0172
DO8 v3.02 | PGE | Ex | ERC | IOU | Wtd | 1.0347 | 1.1119 | -0.0097
DO8 v3.02 | PGE | Ex | ESe | CZ01 | Wtd | 0.9991 | 1.1602 | -0.0179
DO8 v3.02 | PGE | Ex | ESe | CZ02 | Wtd | 1.0584 | 1 | -0.0119
DO8 v3.02 | PGE | Ex | ESe | CZ03 | Wtd | 1.0644 | 1 | -0.0114
DO8 v3.02 | PGE | Ex | ESe | CZ04 | Wtd | 1.0824 | 1 | -0.0098
DO8 v3.02 | PGE | Ex | ESe | CZ05 | Wtd | 1.0764 | 1.2018 | -0.0091
DO8 v3.02 | PGE | Ex | ESe | CZ11 | Wtd | 1.0653 | 1 | -0.0111
DO8 v3.02 | PGE | Ex | ESe | CZ12 | Wtd | 1.0685 | 1 | -0.0111
DO8 v3.02 | PGE | Ex | ESe | CZ13 | Wtd | 1.0992 | 1 | -0.0085
DO8 v3.02 | PGE | Ex | ESe | CZ16 | Wtd | 0.9779 | 1 | -0.0195
DO8 v3.02 | PGE | Ex | ESe | IOU | Wtd | 1.0721 | 1.0986 | -0.0107
DO8 v3.02 | PGE | Ex | EUn | CZ01 | Wtd | 1.0804 | 1.1888 | -0.0105
DO8 v3.02 | PGE | Ex | EUn | CZ02 | Wtd | 1.1027 | 1.2257 | -0.0085
DO8 v3.02 | PGE | Ex | EUn | CZ03 | Wtd | 1.111 | 1.2081 | -0.0076
DO8 v3.02 | PGE | Ex | EUn | CZ04 | Wtd | 1.1236 | 1.2457 | -0.0069
DO8 v3.02 | PGE | Ex | EUn | CZ05 | Wtd | 1.1164 | 1.2217 | -0.0069
DO8 v3.02 | PGE | Ex | EUn | CZ11 | Wtd | 1.113 | 1.258 | -0.008
DO8 v3.02 | PGE | Ex | EUn | CZ12 | Wtd | 1.1164 | 1.2286 | -0.0079
DO8 v3.02 | PGE | Ex | EUn | CZ13 | Wtd | 1.1373 | 1 | -0.0063
DO8 v3.02 | PGE | Ex | EUn | CZ16 | Wtd | 1.0593 | 1.2051 | -0.0145
DO8 v3.02 | PGE | Ex | EUn | IOU | Wtd | 1.1154 | 1.2192 | -0.0075
DO8 v3.02 | PGE | Ex | Gro | CZ01 | Wtd | 0.8141 | 1.073 | -0.0176
DO8 v3.02 | PGE | Ex | Gro | CZ02 | Wtd | 0.9182 | 1.3012 | -0.0132
DO8 v3.02 | PGE | Ex | Gro | CZ03 | Wtd | 0.8814 | 1.2244 | -0.0147
DO8 v3.02 | PGE | Ex | Gro | CZ04 | Wtd | 0.9341 | 1.2778 | -0.0126
DO8 v3.02 | PGE | Ex | Gro | CZ05 | Wtd | 0.8951 | 1.2069 | -0.0141
DO8 v3.02 | PGE | Ex | Gro | CZ11 | Wtd | 0.968 | 1.301 | -0.0114
DO8 v3.02 | PGE | Ex | Gro | CZ12 | Wtd | 0.9526 | 1.3173 | -0.0121
DO8 v3.02 | PGE | Ex | Gro | CZ13 | Wtd | 1.0077 | 1.2857 | -0.0099
DO8 v3.02 | PGE | Ex | Gro | CZ16 | Wtd | 0.8582 | 1.2804 | -0.015
DO8 v3.02 | PGE | Ex | Gro | IOU | Wtd | 0.9336 | 1.2728 | -0.0127
DO8 v3.02 | PGE | Ex | Hsp | CZ01 | Wtd | 1.0942 | 1.1622 | -0.0075
DO8 v3.02 | PGE | Ex | Hsp | CZ02 | Wtd | 1.1025 | 1.2289 | -0.0066
DO8 v3.02 | PGE | Ex | Hsp | CZ03 | Wtd | 1.1174 | 1.214 | -0.006
DO8 v3.02 | PGE | Ex | Hsp | CZ04 | Wtd | 1.1162 | 1.2321 | -0.0059
DO8 v3.02 | PGE | Ex | Hsp | CZ05 | Wtd | 1.1068 | 1.1935 | -0.0061
DO8 v3.02 | PGE | Ex | Hsp | CZ11 | Wtd | 1.1034 | 1.2412 | -0.0065
DO8 v3.02 | PGE | Ex | Hsp | CZ12 | Wtd | 1.1067 | 1.2387 | -0.0064
DO8 v3.02 | PGE | Ex | Hsp | CZ13 | Wtd | 1.1207 | 1.2555 | -0.0056
DO8 v3.02 | PGE | Ex | Hsp | CZ16 | Wtd | 1.0489 | 1.223 | -0.0107
DO8 v3.02 | PGE | Ex | Hsp | IOU | Wtd | 1.1124 | 1.2309 | -0.0061
DO8 v3.02 | PGE | Ex | Htl | CZ01 | Wtd | 0.9655 | 1.1849 | -0.0072
DO8 v3.02 | PGE | Ex | Htl | CZ02 | Wtd | 1.0062 | 1.2517 | -0.006
DO8 v3.02 | PGE | Ex | Htl | CZ03 | Wtd | 1.0273 | 1.2373 | -0.0056
DO8 v3.02 | PGE | Ex | Htl | CZ04 | Wtd | 1.0406 | 1.2516 | -0.0049
DO8 v3.02 | PGE | Ex | Htl | CZ05 | Wtd | 1.0302 | 1.2265 | -0.0052
DO8 v3.02 | PGE | Ex | Htl | CZ11 | Wtd | 1.0312 | 1.2633 | -0.0058
DO8 v3.02 | PGE | Ex | Htl | CZ12 | Wtd | 1.0253 | 1.2621 | -0.0057
DO8 v3.02 | PGE | Ex | Htl | CZ13 | Wtd | 1.0711 | 1.2726 | -0.0045
DO8 v3.02 | PGE | Ex | Htl | CZ16 | Wtd | 0.9204 | 1.2496 | -0.0094
DO8 v3.02 | PGE | Ex | Htl | IOU | Wtd | 1.0289 | 1.2464 | -0.0055
DO8 v3.02 | PGE | Ex | MBT | CZ01 | Wtd | 1.1008 | 1.1892 | -0.0008
DO8 v3.02 | PGE | Ex | MBT | CZ02 | Wtd | 1.1174 | 1.1986 | -0.0006
DO8 v3.02 | PGE | Ex | MBT | CZ03 | Wtd | 1.1276 | 1.1956 | -0.0005
DO8 v3.02 | PGE | Ex | MBT | CZ04 | Wtd | 1.1234 | 1.2015 | -0.0004
DO8 v3.02 | PGE | Ex | MBT | CZ05 | Wtd | 1.1252 | 1.2019 | -0.0003
DO8 v3.02 | PGE | Ex | MBT | CZ11 | Wtd | 1.1121 | 1.2018 | -0.0009
DO8 v3.02 | PGE | Ex | MBT | CZ12 | Wtd | 1.1166 | 1.2285 | -0.0007
DO8 v3.02 | PGE | Ex | MBT | CZ13 | Wtd | 1.1332 | 1.2253 | -0.0005
DO8 v3.02 | PGE | Ex | MBT | CZ16 | Wtd | 1.0698 | 1.202 | -0.0033
DO8 v3.02 | PGE | Ex | MBT | IOU | Wtd | 1.1231 | 1.2073 | -0.0006
DO8 v3.02 | PGE | Ex | MLI | CZ01 | Wtd | 0.9945 | 1.1317 | -0.009
DO8 v3.02 | PGE | Ex | MLI | CZ02 | Wtd | 1.0448 | 1.1624 | -0.0057
DO8 v3.02 | PGE | Ex | MLI | CZ03 | Wtd | 1.0478 | 1.1736 | -0.0049
DO8 v3.02 | PGE | Ex | MLI | CZ04 | Wtd | 1.0565 | 1.1673 | -0.0047
DO8 v3.02 | PGE | Ex | MLI | CZ05 | Wtd | 1.0547 | 1.1546 | -0.0036
DO8 v3.02 | PGE | Ex | MLI | CZ11 | Wtd | 1.04 | 1.1655 | -0.0065
DO8 v3.02 | PGE | Ex | MLI | CZ12 | Wtd | 1.0468 | 1.1723 | -0.0061
DO8 v3.02 | PGE | Ex | MLI | CZ13 | Wtd | 1.065 | 1.171 | -0.0046
DO8 v3.02 | PGE | Ex | MLI | CZ16 | Wtd | 0.9793 | 1.155 | -0.0121
DO8 v3.02 | PGE | Ex | MLI | IOU | Wtd | 1.0498 | 1.1698 | -0.0053
DO8 v3.02 | PGE | Ex | Mtl | CZ01 | Wtd | 0.9866 | 1.1879 | -0.0087
DO8 v3.02 | PGE | Ex | Mtl | CZ02 | Wtd | 1.0157 | 1.2273 | -0.0065
DO8 v3.02 | PGE | Ex | Mtl | CZ03 | Wtd | 1.0408 | 1.2178 | -0.0059
DO8 v3.02 | PGE | Ex | Mtl | CZ04 | Wtd | 1.0483 | 1.2338 | -0.0053
DO8 v3.02 | PGE | Ex | Mtl | CZ05 | Wtd | 1.0408 | 1.2005 | -0.0058
DO8 v3.02 | PGE | Ex | Mtl | CZ11 | Wtd | 1.0356 | 1.2397 | -0.0059
DO8 v3.02 | PGE | Ex | Mtl | CZ12 | Wtd | 1.0341 | 1.2397 | -0.006
DO8 v3.02 | PGE | Ex | Mtl | CZ13 | Wtd | 1.0713 | 1.2502 | -0.0048
DO8 v3.02 | PGE | Ex | Mtl | CZ16 | Wtd | 0.9316 | 1.2228 | -0.0095
DO8 v3.02 | PGE | Ex | Mtl | IOU | Wtd | 1.0391 | 1.2258 | -0.0059
DO8 v3.02 | PGE | Ex | Nrs | CZ01 | Wtd | 1.0078 | 1.1592 | -0.0184
DO8 v3.02 | PGE | Ex | Nrs | CZ02 | Wtd | 1.0403 | 1.2486 | -0.0145
DO8 v3.02 | PGE | Ex | Nrs | CZ03 | Wtd | 1.0456 | 1.235 | -0.0137
DO8 v3.02 | PGE | Ex | Nrs | CZ04 | Wtd | 1.0601 | 1.2566 | -0.0126
DO8 v3.02 | PGE | Ex | Nrs | CZ05 | Wtd | 1.0462 | 1.2078 | -0.013
DO8 v3.02 | PGE | Ex | Nrs | CZ11 | Wtd | 1.0551 | 1.2678 | -0.0129
DO8 v3.02 | PGE | Ex | Nrs | CZ12 | Wtd | 1.0546 | 1.2705 | -0.0131
DO8 v3.02 | PGE | Ex | Nrs | CZ13 | Wtd | 1.0796 | 1.2819 | -0.0108
DO8 v3.02 | PGE | Ex | Nrs | CZ16 | Wtd | 1.0033 | 1.2373 | -0.0186
DO8 v3.02 | PGE | Ex | Nrs | IOU | Wtd | 1.0547 | 1.2555 | -0.013
DO8 v3.02 | PGE | Ex | OfL | CZ01 | Wtd | 1.1027 | 1.2269 | -0.0085
DO8 v3.02 | PGE | Ex | OfL | CZ02 | Wtd | 1.1117 | 1.3215 | -0.0071
DO8 v3.02 | PGE | Ex | OfL | CZ03 | Wtd | 1.1179 | 1.2925 | -0.0064
DO8 v3.02 | PGE | Ex | OfL | CZ04 | Wtd | 1.1355 | 1.3296 | -0.0056
DO8 v3.02 | PGE | Ex | OfL | CZ05 | Wtd | 1.1279 | 1.2787 | -0.0058
DO8 v3.02 | PGE | Ex | OfL | CZ11 | Wtd | 1.1179 | 1.3567 | -0.0077
DO8 v3.02 | PGE | Ex | OfL | CZ12 | Wtd | 1.1236 | 1.3515 | -0.0068
DO8 v3.02 | PGE | Ex | OfL | CZ13 | Wtd | 1.1524 | 1.3588 | -0.0058
DO8 v3.02 | PGE | Ex | OfL | CZ16 | Wtd | 1.0483 | 1.3147 | -0.0127
DO8 v3.02 | PGE | Ex | OfL | IOU | Wtd | 1.1242 | 1.3151 | -0.0063
DO8 v3.02 | PGE | Ex | OfS | CZ01 | Wtd | 1.0403 | 1.164 | -0.0049
DO8 v3.02 | PGE | Ex | OfS | CZ02 | Wtd | 1.0623 | 1.2108 | -0.004
DO8 v3.02 | PGE | Ex | OfS | CZ03 | Wtd | 1.0674 | 1.2198 | -0.0031
DO8 v3.02 | PGE | Ex | OfS | CZ04 | Wtd | 1.0827 | 1.2231 | -0.0028
DO8 v3.02 | PGE | Ex | OfS | CZ05 | Wtd | 1.0851 | 1.201 | -0.002
DO8 v3.02 | PGE | Ex | OfS | CZ11 | Wtd | 1.0644 | 1.2302 | -0.005
DO8 v3.02 | PGE | Ex | OfS | CZ12 | Wtd | 1.0719 | 1.2224 | -0.0043
DO8 v3.02 | PGE | Ex | OfS | CZ13 | Wtd | 1.0968 | 1.2389 | -0.0033
DO8 v3.02 | PGE | Ex | OfS | CZ16 | Wtd | 0.9897 | 1.2263 | -0.0087
DO8 v3.02 | PGE | Ex | OfS | IOU | Wtd | 1.0761 | 1.2241 | -0.0036
DO8 v3.02 | PGE | Ex | RFF | CZ01 | Wtd | 0.9908 | 1.1364 | -0.0109
DO8 v3.02 | PGE | Ex | RFF | CZ02 | Wtd | 1.0313 | 1.1658 | -0.008
DO8 v3.02 | PGE | Ex | RFF | CZ03 | Wtd | 1.0271 | 1.1652 | -0.0081
DO8 v3.02 | PGE | Ex | RFF | CZ04 | Wtd | 1.0489 | 1.1701 | -0.0069
DO8 v3.02 | PGE | Ex | RFF | CZ05 | Wtd | 1.0347 | 1.1578 | -0.0075
DO8 v3.02 | PGE | Ex | RFF | CZ11 | Wtd | 1.0395 | 1.1757 | -0.0074
DO8 v3.02 | PGE | Ex | RFF | CZ12 | Wtd | 1.041 | 1.1765 | -0.0073
DO8 v3.02 | PGE | Ex | RFF | CZ13 | Wtd | 1.0625 | 1.1665 | -0.0059
DO8 v3.02 | PGE | Ex | RFF | CZ16 | Wtd | 0.9652 | 1.1727 | -0.0132
DO8 v3.02 | PGE | Ex | RFF | IOU | Wtd | 1.0383 | 1.1686 | -0.0075
DO8 v3.02 | PGE | Ex | RSD | CZ01 | Wtd | 0.953 | 1.1565 | -0.0131
DO8 v3.02 | PGE | Ex | RSD | CZ02 | Wtd | 1.0109 | 1.1678 | -0.0093
DO8 v3.02 | PGE | Ex | RSD | CZ03 | Wtd | 1.0132 | 1.1891 | -0.0093
DO8 v3.02 | PGE | Ex | RSD | CZ04 | Wtd | 1.0422 | 1.1842 | -0.0077
DO8 v3.02 | PGE | Ex | RSD | CZ05 | Wtd | 1.0301 | 1.1768 | -0.008
DO8 v3.02 | PGE | Ex | RSD | CZ11 | Wtd | 1.0295 | 1.1757 | -0.0085
DO8 v3.02 | PGE | Ex | RSD | CZ12 | Wtd | 1.0277 | 1.1558 | -0.0085
DO8 v3.02 | PGE | Ex | RSD | CZ13 | Wtd | 1.0516 | 1.1188 | -0.0067
DO8 v3.02 | PGE | Ex | RSD | CZ16 | Wtd | 0.9478 | 1.0679 | -0.0138
DO8 v3.02 | PGE | Ex | RSD | IOU | Wtd | 1.0255 | 1.1662 | -0.0085
DO8 v3.02 | PGE | Ex | Rt3 | CZ01 | Wtd | 1.0248 | 1.1553 | -0.009
DO8 v3.02 | PGE | Ex | Rt3 | CZ02 | Wtd | 1.0702 | 1.178 | -0.0056
DO8 v3.02 | PGE | Ex | Rt3 | CZ03 | Wtd | 1.0921 | 1.1855 | -0.0043
DO8 v3.02 | PGE | Ex | Rt3 | CZ04 | Wtd | 1.0996 | 1.1899 | -0.0037
DO8 v3.02 | PGE | Ex | Rt3 | CZ05 | Wtd | 1.1037 | 1.1589 | -0.0021
DO8 v3.02 | PGE | Ex | Rt3 | CZ11 | Wtd | 1.0617 | 1.185 | -0.0066
DO8 v3.02 | PGE | Ex | Rt3 | CZ12 | Wtd | 1.0718 | 1.1892 | -0.006
DO8 v3.02 | PGE | Ex | Rt3 | CZ13 | Wtd | 1.0888 | 1.1752 | -0.0045
DO8 v3.02 | PGE | Ex | Rt3 | CZ16 | Wtd | 0.9779 | 1.0612 | -0.0125
DO8 v3.02 | PGE | Ex | Rt3 | IOU | Wtd | 1.084 | 1.1837 | -0.0049
DO8 v3.02 | PGE | Ex | RtL | CZ01 | Wtd | 1.0087 | 1.16 | -0.0108
DO8 v3.02 | PGE | Ex | RtL | CZ02 | Wtd | 1.0561 | 1.1821 | -0.0071
DO8 v3.02 | PGE | Ex | RtL | CZ03 | Wtd | 1.0804 | 1.192 | -0.0058
DO8 v3.02 | PGE | Ex | RtL | CZ04 | Wtd | 1.0923 | 1.1986 | -0.005
DO8 v3.02 | PGE | Ex | RtL | CZ05 | Wtd | 1.0881 | 1.1761 | -0.0043
DO8 v3.02 | PGE | Ex | RtL | CZ11 | Wtd | 1.0565 | 1.1938 | -0.0071
DO8 v3.02 | PGE | Ex | RtL | CZ12 | Wtd | 1.0638 | 1.2014 | -0.0065
DO8 v3.02 | PGE | Ex | RtL | CZ13 | Wtd | 1.088 | 1.2033 | -0.0049
DO8 v3.02 | PGE | Ex | RtL | CZ16 | Wtd | 0.9778 | 1.1445 | -0.0136
DO8 v3.02 | PGE | Ex | RtL | IOU | Wtd | 1.0754 | 1.1953 | -0.006
DO8 v3.02 | PGE | Ex | RtS | CZ01 | Wtd | 1.0083 | 1.1391 | -0.0093
DO8 v3.02 | PGE | Ex | RtS | CZ02 | Wtd | 1.0605 | 1.178 | -0.006
DO8 v3.02 | PGE | Ex | RtS | CZ03 | Wtd | 1.0744 | 1.1817 | -0.0049
DO8 v3.02 | PGE | Ex | RtS | CZ04 | Wtd | 1.0887 | 1.1891 | -0.0039
DO8 v3.02 | PGE | Ex | RtS | CZ05 | Wtd | 1.0875 | 1.1609 | -0.0031
DO8 v3.02 | PGE | Ex | RtS | CZ11 | Wtd | 1.0565 | 1.1835 | -0.0065
DO8 v3.02 | PGE | Ex | RtS | CZ12 | Wtd | 1.0642 | 1.1821 | -0.0061
DO8 v3.02 | PGE | Ex | RtS | CZ13 | Wtd | 1.0853 | 1.1915 | -0.0044
DO8 v3.02 | PGE | Ex | RtS | CZ16 | Wtd | 0.9875 | 1.1702 | -0.0117
DO8 v3.02 | PGE | Ex | RtS | IOU | Wtd | 1.073 | 1.1831 | -0.0052
DO8 v3.02 | PGE | Ex | SCn | CZ01 | Wtd | 0.8638 | 1 | -0.0149
DO8 v3.02 | PGE | Ex | SCn | CZ02 | Wtd | 0.9623 | 1.2257 | -0.0086
DO8 v3.02 | PGE | Ex | SCn | CZ03 | Wtd | 0.9335 | 1.3433 | -0.0091
DO8 v3.02 | PGE | Ex | SCn | CZ04 | Wtd | 0.991 | 1.285 | -0.0077
DO8 v3.02 | PGE | Ex | SCn | CZ05 | Wtd | 0.9496 | 1.2438 | -0.0077
DO8 v3.02 | PGE | Ex | SCn | CZ11 | Wtd | 0.9758 | 1.2315 | -0.0079
DO8 v3.02 | PGE | Ex | SCn | CZ12 | Wtd | 0.9874 | 1.2371 | -0.0079
DO8 v3.02 | PGE | Ex | SCn | CZ13 | Wtd | 1.0077 | 1.2185 | -0.0066
DO8 v3.02 | PGE | Ex | SCn | CZ16 | Wtd | 0.8859 | 1.2325 | -0.0123
DO8 v3.02 | PGE | Ex | SCn | IOU | Wtd | 0.9679 | 1.2738 | -0.0082
DO8 v3.02 | PGE | Ex | SUn | CZ01 | Wtd | 1 | 1 | 0
DO8 v3.02 | PGE | Ex | SUn | CZ02 | Wtd | 1 | 1 | 0
DO8 v3.02 | PGE | Ex | SUn | CZ03 | Wtd | 1 | 1 | 0
DO8 v3.02 | PGE | Ex | SUn | CZ04 | Wtd | 1 | 1 | 0
DO8 v3.02 | PGE | Ex | SUn | CZ05 | Wtd | 1 | 1 | 0
DO8 v3.02 | PGE | Ex | SUn | CZ11 | Wtd | 1 | 1 | 0
DO8 v3.02 | PGE | Ex | SUn | CZ12 | Wtd | 1 | 1 | 0
DO8 v3.02 | PGE | Ex | SUn | CZ13 | Wtd | 1 | 1 | 0
DO8 v3.02 | PGE | Ex | SUn | CZ16 | Wtd | 1 | 1 | 0
DO8 v3.02 | PGE | Ex | SUn | IOU | Wtd | 1 | 1 | 0
DO8 v3.02 | PGE | Ex | WRf | CZ01 | Wtd | 1.4282 | 1.3018 | -0.0001
DO8 v3.02 | PGE | Ex | WRf | CZ02 | Wtd | 1.4334 | 1.2533 | -0.0001
DO8 v3.02 | PGE | Ex | WRf | CZ03 | Wtd | 1.4272 | 1.2601 | 0
DO8 v3.02 | PGE | Ex | WRf | CZ04 | Wtd | 1.4126 | 1.2472 | 0
DO8 v3.02 | PGE | Ex | WRf | CZ05 | Wtd | 1.4097 | 1.2813 | 0
DO8 v3.02 | PGE | Ex | WRf | CZ11 | Wtd | 1.4149 | 1.2397 | -0.0001
DO8 v3.02 | PGE | Ex | WRf | CZ12 | Wtd | 1.4116 | 1.2394 | -0.0001
DO8 v3.02 | PGE | Ex | WRf | CZ13 | Wtd | 1.4137 | 1.2454 | -0.0001
DO8 v3.02 | PGE | Ex | WRf | CZ16 | Wtd | 1.3309 | 1.3138 | -0.0004
DO8 v3.02 | PGE | Ex | WRf | IOU | Wtd | 1.4183 | 1.2509 | -0.0001
DO8 v3.02 | PGE | New | Asm | CZ01 | Wtd | 0.9466 | 1.0695 | -0.0151
DO8 v3.02 | PGE | New | Asm | CZ02 | Wtd | 0.9898 | 1.1331 | -0.0105
DO8 v3.02 | PGE | New | Asm | CZ03 | Wtd | 0.9939 | 1.134 | -0.01
DO8 v3.02 | PGE | New | Asm | CZ04 | Wtd | 1.0135 | 1.1425 | -0.0087
DO8 v3.02 | PGE | New | Asm | CZ05 | Wtd | 1.0162 | 1.1162 | -0.0079
DO8 v3.02 | PGE | New | Asm | CZ11 | Wtd | 1.0072 | 1.1382 | -0.0093
DO8 v3.02 | PGE | New | Asm | CZ12 | Wtd | 1.0062 | 1.1396 | -0.0095
DO8 v3.02 | PGE | New | Asm | CZ13 | Wtd | 1.0249 | 1.1291 | -0.0075
DO8 v3.02 | PGE | New | Asm | CZ16 | Wtd | 0.9558 | 1.0662 | -0.0139
DO8 v3.02 | PGE | New | Asm | IOU | Wtd | 1.006 | 1.1344 | -0.0093
DO8 v3.02 | PGE | New | ComWtd | IOU | Wtd | 1.0324 | 1.1634 | -0.0056
DO8 v3.02 | PGE | New | ECC | CZ01 | Wtd | 1.0516 | 1.1518 | -0.0145
DO8 v3.02 | PGE | New | ECC | CZ02 | Wtd | 1.0767 | 1.2391 | -0.0098
DO8 v3.02 | PGE | New | ECC | CZ03 | Wtd | 1.0817 | 1.2434 | -0.009
DO8 v3.02 | PGE | New | ECC | CZ04 | Wtd | 1.1052 | 1.2975 | -0.0084
DO8 v3.02 | PGE | New | ECC | CZ05 | Wtd | 1.0859 | 1.1828 | -0.0082
DO8 v3.02 | PGE | New | ECC | CZ11 | Wtd | 1.0921 | 1.2687 | -0.0087
DO8 v3.02 | PGE | New | ECC | CZ12 | Wtd | 1.0945 | 1.2602 | -0.0088
DO8 v3.02 | PGE | New | ECC | CZ13 | Wtd | 1.1179 | 1 | -0.0064
DO8 v3.02 | PGE | New | ECC | CZ16 | Wtd | 1.0386 | 1.2349 | -0.0177
DO8 v3.02 | PGE | New | ECC | IOU | Wtd | 1.093 | 1.2422 | -0.0085
DO8 v3.02 | PGE | New | EPr | CZ01 | Wtd | 0.9735 | 1.0945 | -0.0158
DO8 v3.02 | PGE | New | EPr | CZ02 | Wtd | 1.0183 | 1 | -0.0106
DO8 v3.02 | PGE | New | EPr | CZ03 | Wtd | 1.0138 | 1 | -0.0092
DO8 v3.02 | PGE | New | EPr | CZ04 | Wtd | 1.0429 | 1 | -0.0082
DO8 v3.02 | PGE | New | EPr | CZ05 | Wtd | 1.0372 | 1.1856 | -0.0076
DO8 v3.02 | PGE | New | EPr | CZ11 | Wtd | 1.0338 | 1 | -0.0097
DO8 v3.02 | PGE | New | EPr | CZ12 | Wtd | 1.0326 | 1 | -0.0097
DO8 v3.02 | PGE | New | EPr | CZ13 | Wtd | 1.057 | 1 | -0.0074
DO8 v3.02 | PGE | New | EPr | CZ16 | Wtd | 0.9644 | 1 | -0.019
DO8 v3.02 | PGE | New | EPr | IOU | Wtd | 1.0341 | 1.0678 | -0.0091
DO8 v3.02 | PGE | New | ERC | CZ01 | Wtd | 0.9738 | 1.1653 | -0.0141
DO8 v3.02 | PGE | New | ERC | CZ02 | Wtd | 1.0181 | 1 | -0.0107
DO8 v3.02 | PGE | New | ERC | CZ03 | Wtd | 1.037 | 1 | -0.0089
DO8 v3.02 | PGE | New | ERC | CZ04 | Wtd | 1.0406 | 1 | -0.0084
DO8 v3.02 | PGE | New | ERC | CZ05 | Wtd | 1.0409 | 1.2385 | -0.008
DO8 v3.02 | PGE | New | ERC | CZ11 | Wtd | 1.0327 | 1 | -0.0098
DO8 v3.02 | PGE | New | ERC | CZ12 | Wtd | 1.028 | 1 | -0.0099
DO8 v3.02 | PGE | New | ERC | CZ13 | Wtd | 1.0547 | 1 | -0.0073
DO8 v3.02 | PGE | New | ERC | CZ16 | Wtd | 0.9739 | 1 | -0.0174
DO8 v3.02 | PGE | New | ERC | IOU | Wtd | 1.036 | 1.1013 | -0.0091
DO8 v3.02 | PGE | New | ESe | CZ01 | Wtd | 0.9731 | 1.0889 | -0.0187
DO8 v3.02 | PGE | New | ESe | CZ02 | Wtd | 1.0181 | 1 | -0.0125
DO8 v3.02 | PGE | New | ESe | CZ03 | Wtd | 1.0151 | 1 | -0.0119
DO8 v3.02 | PGE | New | ESe | CZ04 | Wtd | 1.0405 | 1 | -0.0102
DO8 v3.02 | PGE | New | ESe | CZ05 | Wtd | 1.0292 | 1.1757 | -0.0096
DO8 v3.02 | PGE | New | ESe | CZ11 | Wtd | 1.0369 | 1 | -0.0111
DO8 v3.02 | PGE | New | ESe | CZ12 | Wtd | 1.0361 | 1 | -0.0115
DO8 v3.02 | PGE | New | ESe | CZ13 | Wtd | 1.0631 | 1 | -0.0088
DO8 v3.02 | PGE | New | ESe | CZ16 | Wtd | 0.9705 | 1 | -0.0194
DO8 v3.02 | PGE | New | ESe | IOU | Wtd | 1.0367 | 1.0691 | -0.0109
DO8 v3.02 | PGE | New | EUn | CZ01 | Wtd | 1.0579 | 1.1514 | -0.0072
DO8 v3.02 | PGE | New | EUn | CZ02 | Wtd | 1.0818 | 1.2069 | -0.0055
DO8 v3.02 | PGE | New | EUn | CZ03 | Wtd | 1.086 | 1.2191 | -0.0045
DO8 v3.02 | PGE | New | EUn | CZ04 | Wtd | 1.1071 | 1.2385 | -0.0042
DO8 v3.02 | PGE | New | EUn | CZ05 | Wtd | 1.0922 | 1.1677 | -0.0042
DO8 v3.02 | PGE | New | EUn | CZ11 | Wtd | 1.095 | 1.217 | -0.0053
DO8 v3.02 | PGE | New | EUn | CZ12 | Wtd | 1.0997 | 1.2162 | -0.0049
DO8 v3.02 | PGE | New | EUn | CZ13 | Wtd | 1.1142 | 1 | -0.0038
DO8 v3.02 | PGE | New | EUn | CZ16 | Wtd | 1.0479 | 1.2064 | -0.013
DO8 v3.02 | PGE | New | EUn | IOU | Wtd | 1.0958 | 1.2071 | -0.0046
DO8 v3.02 | PGE | New | Gro | CZ01 | Wtd | 0.8405 | 1.0819 | -0.0164
DO8 v3.02 | PGE | New | Gro | CZ02 | Wtd | 0.9376 | 1.2452 | -0.0117
DO8 v3.02 | PGE | New | Gro | CZ03 | Wtd | 0.9105 | 1.2129 | -0.0123
DO8 v3.02 | PGE | New | Gro | CZ04 | Wtd | 0.9578 | 1.2206 | -0.0106
DO8 v3.02 | PGE | New | Gro | CZ05 | Wtd | 0.9268 | 1.1853 | -0.0114
DO8 v3.02 | PGE | New | Gro | CZ11 | Wtd | 0.9782 | 1.2634 | -0.0097
DO8 v3.02 | PGE | New | Gro | CZ12 | Wtd | 0.9666 | 1.2658 | -0.0101
DO8 v3.02 | PGE | New | Gro | CZ13 | Wtd | 1.0108 | 1.2512 | -0.0082
DO8 v3.02 | PGE | New | Gro | CZ16 | Wtd | 0.8841 | 1.2381 | -0.014
DO8 v3.02 | PGE | New | Gro | IOU | Wtd | 0.9591 | 1.2412 | -0.0104
DO8 v3.02 | PGE | New | Hsp | CZ01 | Wtd | 1.0383 | 1.1063 | -0.0062
DO8 v3.02 | PGE | New | Hsp | CZ02 | Wtd | 1.0544 | 1.1788 | -0.006
DO8 v3.02 | PGE | New | Hsp | CZ03 | Wtd | 1.0597 | 1.1712 | -0.0052
DO8 v3.02 | PGE | New | Hsp | CZ04 | Wtd | 1.0714 | 1.1919 | -0.0053
DO8 v3.02 | PGE | New | Hsp | CZ05 | Wtd | 1.0607 | 1.1555 | -0.0054
DO8 v3.02 | PGE | New | Hsp | CZ11 | Wtd | 1.0656 | 1.192 | -0.0057
DO8 v3.02 | PGE | New | Hsp | CZ12 | Wtd | 1.0666 | 1.1882 | -0.0057
DO8 v3.02 | PGE | New | Hsp | CZ13 | Wtd | 1.0826 | 1.2059 | -0.005
DO8 v3.02 | PGE | New | Hsp | CZ16 | Wtd | 1.0107 | 1.1776 | -0.01
DO8 v3.02 | PGE | New | Hsp | IOU | Wtd | 1.0669 | 1.186 | -0.0054
DO8 v3.02 | PGE | New | Htl | CZ01 | Wtd | 0.9259 | 1.1355 | -0.0083
DO8 v3.02 | PGE | New | Htl | CZ02 | Wtd | 0.9682 | 1.204 | -0.0069
DO8 v3.02 | PGE | New | Htl | CZ03 | Wtd | 0.9779 | 1.2042 | -0.0061
DO8 v3.02 | PGE | New | Htl | CZ04 | Wtd | 1.0006 | 1.2171 | -0.0055
DO8 v3.02 | PGE | New | Htl | CZ05 | Wtd | 0.9897 | 1.1948 | -0.0056
DO8 v3.02 | PGE | New | Htl | CZ11 | Wtd | 0.9918 | 1.2077 | -0.0066
DO8 v3.02 | PGE | New | Htl | CZ12 | Wtd | 0.9905 | 1.2084 | -0.0065
DO8 v3.02 | PGE | New | Htl | CZ13 | Wtd | 1.0256 | 1.2131 | -0.0051
DO8 v3.02 | PGE | New | Htl | CZ16 | Wtd | 0.8956 | 1.2016 | -0.0108
DO8 v3.02 | PGE | New | Htl | IOU | Wtd | 0.9882 | 1.2066 | -0.0062
DO8 v3.02 | PGE | New | MBT | CZ01 | Wtd | 1.0407 | 1.1644 | -0.0007
DO8 v3.02 | PGE | New | MBT | CZ02 | Wtd | 1.063 | 1.173 | -0.0005
DO8 v3.02 | PGE | New | MBT | CZ03 | Wtd | 1.0686 | 1.1699 | -0.0004
DO8 v3.02 | PGE | New | MBT | CZ04 | Wtd | 1.0785 | 1.1813 | -0.0004
DO8 v3.02 | PGE | New | MBT | CZ05 | Wtd | 1.0799 | 1.1713 | -0.0003
DO8 v3.02 | PGE | New | MBT | CZ11 | Wtd | 1.0715 | 1.1709 | -0.0006
DO8 v3.02 | PGE | New | MBT | CZ12 | Wtd | 1.0722 | 1.2063 | -0.0005
DO8 v3.02 | PGE | New | MBT | CZ13 | Wtd | 1.0867 | 1.1489 | -0.0004
DO8 v3.02 | PGE | New | MBT | CZ16 | Wtd | 1.031 | 1.1764 | -0.0023
DO8 v3.02 | PGE | New | MBT | IOU | Wtd | 1.0737 | 1.1772 | -0.0005
DO8 v3.02 | PGE | New | MLI | CZ01 | Wtd | 0.9708 | 1.0651 | -0.0094
DO8 v3.02 | PGE | New | MLI | CZ02 | Wtd | 1.0161 | 1.1472 | -0.0061
DO8 v3.02 | PGE | New | MLI | CZ03 | Wtd | 1.0079 | 1.1591 | -0.0053
DO8 v3.02 | PGE | New | MLI | CZ04 | Wtd | 1.0288 | 1.1533 | -0.005
DO8 v3.02 | PGE | New | MLI | CZ05 | Wtd | 1.0215 | 1.142 | -0.0043
DO8 v3.02 | PGE | New | MLI | CZ11 | Wtd | 1.03 | 1.1529 | -0.0059
DO8 v3.02 | PGE | New | MLI | CZ12 | Wtd | 1.0272 | 1.1594 | -0.0061
DO8 v3.02 | PGE | New | MLI | CZ13 | Wtd | 1.0479 | 1.162 | -0.0043
DO8 v3.02 | PGE | New | MLI | CZ16 | Wtd | 0.9827 | 1.1469 | -0.0116
DO8 v3.02 | PGE | New | MLI | IOU | Wtd | 1.0249 | 1.1562 | -0.0055
DO8 v3.02 | PGE | New | Mtl | CZ01 | Wtd | 0.9362 | 1.159 | -0.0106
DO8 v3.02 | PGE | New | Mtl | CZ02 | Wtd | 0.9777 | 1.2114 | -0.0078
DO8 v3.02 | PGE | New | Mtl | CZ03 | Wtd | 1.0057 | 1.207 | -0.0071
DO8 v3.02 | PGE | New | Mtl | CZ04 | Wtd | 1.0213 | 1.2238 | -0.0062
DO8 v3.02 | PGE | New | Mtl | CZ05 | Wtd | 1.0042 | 1.1894 | -0.0072
DO8 v3.02 | PGE | New | Mtl | CZ11 | Wtd | 1.0065 | 1.2154 | -0.0066
DO8 v3.02 | PGE | New | Mtl | CZ12 | Wtd | 1.004 | 1.2186 | -0.0068
DO8 v3.02 | PGE | New | Mtl | CZ13 | Wtd | 1.0388 | 1.2309 | -0.0053
DO8 v3.02 | PGE | New | Mtl | CZ16 | Wtd | 0.896 | 1.2048 | -0.0106
DO8 v3.02 | PGE | New | Mtl | IOU | Wtd | 1.0059 | 1.2137 | -0.0069
DO8 v3.02 | PGE | New | Nrs | CZ01 | Wtd | 0.9536 | 1.0867 | -0.0204
DO8 v3.02 | PGE | New | Nrs | CZ02 | Wtd | 1.0022 | 1.2508 | -0.0159
DO8 v3.02 | PGE | New | Nrs | CZ03 | Wtd | 0.9851 | 1.222 | -0.0157
DO8 v3.02 | PGE | New | Nrs | CZ04 | Wtd | 1.0196 | 1.2637 | -0.0136
DO8 v3.02 | PGE | New | Nrs | CZ05 | Wtd | 0.9957 | 1.1938 | -0.015
DO8 v3.02 | PGE | New | Nrs | CZ11 | Wtd | 1.0269 | 1.2633 | -0.0137
DO8 v3.02 | PGE | New | Nrs | CZ12 | Wtd | 1.0241 | 1.2609 | -0.0141
DO8 v3.02 | PGE | New | Nrs | CZ13 | Wtd | 1.0505 | 1.2798 | -0.0115
DO8 v3.02 | PGE | New | Nrs | CZ16 | Wtd | 0.9746 | 1.2347 | -0.0204
DO8 v3.02 | PGE | New | Nrs | IOU | Wtd | 1.0161 | 1.2518 | -0.0142
DO8 v3.02 | PGE | New | OfL | CZ01 | Wtd | 1.1064 | 1.2271 | -0.0044
DO8 v3.02 | PGE | New | OfL | CZ02 | Wtd | 1.1147 | 1.2233 | -0.0035
DO8 v3.02 | PGE | New | OfL | CZ03 | Wtd | 1.1204 | 1.2217 | -0.0034
DO8 v3.02 | PGE | New | OfL | CZ04 | Wtd | 1.1339 | 1.2369 | -0.003
DO8 v3.02 | PGE | New | OfL | CZ05 | Wtd | 1.1313 | 1.198 | -0.0029
DO8 v3.02 | PGE | New | OfL | CZ11 | Wtd | 1.1192 | 1.2373 | -0.0033
DO8 v3.02 | PGE | New | OfL | CZ12 | Wtd | 1.1262 | 1.2442 | -0.0034
DO8 v3.02 | PGE | New | OfL | CZ13 | Wtd | 1.1406 | 1.2235 | -0.0025
DO8 v3.02 | PGE | New | OfL | CZ16 | Wtd | 1.0698 | 1.2165 | -0.0069
DO8 v3.02 | PGE | New | OfL | IOU | Wtd | 1.1261 | 1.23 | -0.0032
DO8 v3.02 | PGE | New | OfS | CZ01 | Wtd | 0.9999 | 1.1261 | -0.0036
DO8 v3.02 | PGE | New | OfS | CZ02 | Wtd | 1.039 | 1.1872 | -0.0025
DO8 v3.02 | PGE | New | OfS | CZ03 | Wtd | 1.0329 | 1.1885 | -0.0024
DO8 v3.02 | PGE | New | OfS | CZ04 | Wtd | 1.0561 | 1.1957 | -0.0021
DO8 v3.02 | PGE | New | OfS | CZ05 | Wtd | 1.0512 | 1.1744 | -0.0014
DO8 v3.02 | PGE | New | OfS | CZ11 | Wtd | 1.0463 | 1.2046 | -0.0035
DO8 v3.02 | PGE | New | OfS | CZ12 | Wtd | 1.0535 | 1.2081 | -0.0029
DO8 v3.02 | PGE | New | OfS | CZ13 | Wtd | 1.0752 | 1.2189 | -0.0021
DO8 v3.02 | PGE | New | OfS | CZ16 | Wtd | 0.9772 | 1.1948 | -0.0077
DO8 v3.02 | PGE | New | OfS | IOU | Wtd | 1.0514 | 1.2008 | -0.0025
DO8 v3.02 | PGE | New | RFF | CZ01 | Wtd | 0.9335 | 1.0722 | -0.0122
DO8 v3.02 | PGE | New | RFF | CZ02 | Wtd | 0.9807 | 1.1316 | -0.0092
DO8 v3.02 | PGE | New | RFF | CZ03 | Wtd | 0.9706 | 1.1379 | -0.009
DO8 v3.02 | PGE | New | RFF | CZ04 | Wtd | 0.9994 | 1.1444 | -0.0076
DO8 v3.02 | PGE | New | RFF | CZ05 | Wtd | 0.9785 | 1.1316 | -0.0083
DO8 v3.02 | PGE | New | RFF | CZ11 | Wtd | 1.002 | 1.1485 | -0.008
DO8 v3.02 | PGE | New | RFF | CZ12 | Wtd | 0.9977 | 1.1458 | -0.0084
DO8 v3.02 | PGE | New | RFF | CZ13 | Wtd | 1.0212 | 1.1427 | -0.0066
DO8 v3.02 | PGE | New | RFF | CZ16 | Wtd | 0.942 | 1.1392 | -0.014
DO8 v3.02 | PGE | New | RFF | IOU | Wtd | 0.9904 | 1.1407 | -0.0083
DO8 v3.02 | PGE | New | RSD | CZ01 | Wtd | 0.9455 | 1.1301 | -0.0113
DO8 v3.02 | PGE | New | RSD | CZ02 | Wtd | 0.985 | 1.1437 | -0.0096
DO8 v3.02 | PGE | New | RSD | CZ03 | Wtd | 0.9792 | 1.1678 | -0.01
DO8 v3.02 | PGE | New | RSD | CZ04 | Wtd | 1.012 | 1.0165 | -0.0078
DO8 v3.02 | PGE | New | RSD | CZ05 | Wtd | 0.9914 | 1.1521 | -0.0088
DO8 v3.02 | PGE | New | RSD | CZ11 | Wtd | 0.9994 | 1.1521 | -0.0087
DO8 v3.02 | PGE | New | RSD | CZ12 | Wtd | 0.9971 | 1.1341 | -0.0088
DO8 v3.02 | PGE | New | RSD | CZ13 | Wtd | 1.024 | 1.1035 | -0.007
DO8 v3.02 | PGE | New | RSD | CZ16 | Wtd | 0.9364 | 1.0606 | -0.014
DO8 v3.02 | PGE | New | RSD | IOU | Wtd | 0.9956 | 1.1264 | -0.0089
DO8 v3.02 | PGE | New | Rt3 | CZ01 | Wtd | 0.9817 | 1.1078 | -0.0093
DO8 v3.02 | PGE | New | Rt3 | CZ02 | Wtd | 1.0253 | 1.1414 | -0.0061
DO8 v3.02 | PGE | New | Rt3 | CZ03 | Wtd | 1.0304 | 1.1562 | -0.0046
DO8 v3.02 | PGE | New | Rt3 | CZ04 | Wtd | 1.054 | 1.1583 | -0.004
DO8 v3.02 | PGE | New | Rt3 | CZ05 | Wtd | 1.0533 | 1.1292 | -0.0024
DO8 v3.02 | PGE | New | Rt3 | CZ11 | Wtd | 1.0394 | 1.1571 | -0.006
DO8 v3.02 | PGE | New | Rt3 | CZ12 | Wtd | 1.0414 | 1.1587 | -0.006
DO8 v3.02 | PGE | New | Rt3 | CZ13 | Wtd | 1.0606 | 1.1471 | -0.0042
DO8 v3.02 | PGE | New | Rt3 | CZ16 | Wtd | 0.9707 | 1.0212 | -0.0118
DO8 v3.02 | PGE | New | Rt3 | IOU | Wtd | 1.0421 | 1.1532 | -0.005
DO8 v3.02 | PGE | New | RtL | CZ01 | Wtd | 0.9761 | 1.1223 | -0.0108
DO8 v3.02 | PGE | New | RtL | CZ02 | Wtd | 1.0259 | 1.1635 | -0.0069
DO8 v3.02 | PGE | New | RtL | CZ03 | Wtd | 1.0362 | 1.167 | -0.0056
DO8 v3.02 | PGE | New | RtL | CZ04 | Wtd | 1.0568 | 1.1757 | -0.0048
DO8 v3.02 | PGE | New | RtL | CZ05 | Wtd | 1.0416 | 1.1527 | -0.0046
DO8 v3.02 | PGE | New | RtL | CZ11 | Wtd | 1.0404 | 1.175 | -0.0066
DO8 v3.02 | PGE | New | RtL | CZ12 | Wtd | 1.0409 | 1.1828 | -0.0062
DO8 v3.02 | PGE | New | RtL | CZ13 | Wtd | 1.0655 | 1.1816 | -0.0047
DO8 v3.02 | PGE | New | RtL | CZ16 | Wtd | 0.9693 | 1.1025 | -0.0137
DO8 v3.02 | PGE | New | RtL | IOU | Wtd | 1.0445 | 1.1744 | -0.0057
DO8 v3.02 | PGE | New | RtS | CZ01 | Wtd | 0.9664 | 1.0741 | -0.0098
DO8 v3.02 | PGE | New | RtS | CZ02 | Wtd | 1.0122 | 1.1347 | -0.0063
DO8 v3.02 | PGE | New | RtS | CZ03 | Wtd | 1.0099 | 1.1264 | -0.0052
DO8 v3.02 | PGE | New | RtS | CZ04 | Wtd | 1.0328 | 1.1398 | -0.0044
DO8 v3.02 | PGE | New | RtS | CZ05 | Wtd | 1.0284 | 1.1138 | -0.0035
DO8 v3.02 | PGE | New | RtS | CZ11 | Wtd | 1.0252 | 1.1465 | -0.0062
DO8 v3.02 | PGE | New | RtS | CZ12 | Wtd | 1.0268 | 1.1438 | -0.0061
DO8 v3.02 | PGE | New | RtS | CZ13 | Wtd | 1.0463 | 1.1561 | -0.0042
DO8 v3.02 | PGE | New | RtS | CZ16 | Wtd | 0.9663 | 1.1359 | -0.0117
DO8 v3.02 | PGE | New | RtS | IOU | Wtd | 1.025 | 1.1393 | -0.0053
DO8 v3.02 | PGE | New | SCn | CZ01 | Wtd | 0.8777 | 1 | -0.0153
DO8 v3.02 | PGE | New | SCn | CZ02 | Wtd | 0.9617 | 1.1724 | -0.009
DO8 v3.02 | PGE | New | SCn | CZ03 | Wtd | 0.9394 | 1.3343 | -0.0094
DO8 v3.02 | PGE | New | SCn | CZ04 | Wtd | 0.9866 | 1.2197 | -0.008
DO8 v3.02 | PGE | New | SCn | CZ05 | Wtd | 0.951 | 1.2132 | -0.008
DO8 v3.02 | PGE | New | SCn | CZ11 | Wtd | 0.9766 | 1.1842 | -0.0078
DO8 v3.02 | PGE | New | SCn | CZ12 | Wtd | 0.9838 | 1.1912 | -0.0081
DO8 v3.02 | PGE | New | SCn | CZ13 | Wtd | 0.9994 | 1.1995 | -0.0065
DO8 v3.02 | PGE | New | SCn | CZ16 | Wtd | 0.9046 | 1.186 | -0.0127
DO8 v3.02 | PGE | New | SCn | IOU | Wtd | 0.9733 | 1.2261 | -0.0082
DO8 v3.02 | PGE | New | SUn | CZ01 | Wtd | 1 | 1 | 0
DO8 v3.02 | PGE | New | SUn | CZ02 | Wtd | 1 | 1 | 0
DO8 v3.02 | PGE | New | SUn | CZ03 | Wtd | 1 | 1 | 0
DO8 v3.02 | PGE | New | SUn | CZ04 | Wtd | 1 | 1 | 0
DO8 v3.02 | PGE | New | SUn | CZ05 | Wtd | 1 | 1 | 0
DO8 v3.02 | PGE | New | SUn | CZ11 | Wtd | 1 | 1 | 0
DO8 v3.02 | PGE | New | SUn | CZ12 | Wtd | 1 | 1 | 0
DO8 v3.02 | PGE | New | SUn | CZ13 | Wtd | 1 | 1 | 0
DO8 v3.02 | PGE | New | SUn | CZ16 | Wtd | 1 | 1 | 0
DO8 v3.02 | PGE | New | SUn | IOU | Wtd | 1 | 1 | 0
DO8 v3.02 | PGE | New | WRf | CZ01 | Wtd | 1.2037 | 1.2103 | 0
DO8 v3.02 | PGE | New | WRf | CZ02 | Wtd | 1.2511 | 1.4 | -0.0001
DO8 v3.02 | PGE | New | WRf | CZ03 | Wtd | 1.2536 | 1.4 | 0
DO8 v3.02 | PGE | New | WRf | CZ04 | Wtd | 1.2682 | 1.223 | 0
DO8 v3.02 | PGE | New | WRf | CZ05 | Wtd | 1.2563 | 1.4 | 0
DO8 v3.02 | PGE | New | WRf | CZ11 | Wtd | 1.2559 | 1.2173 | -0.0001
DO8 v3.02 | PGE | New | WRf | CZ12 | Wtd | 1.2649 | 1.2176 | 0
DO8 v3.02 | PGE | New | WRf | CZ13 | Wtd | 1.276 | 1.2323 | 0
DO8 v3.02 | PGE | New | WRf | CZ16 | Wtd | 1.2229 | 1.4 | -0.0003
DO8 v3.02 | PGE | New | WRf | IOU | Wtd | 1.265 | 1.3001 | 0
DO8 v3.02 | SCE | Ex | Asm | CZ05 | Wtd | 1.0787 | 1.1773 | -0.0073
DO8 v3.02 | SCE | Ex | Asm | CZ06 | Wtd | 1.113 | 1.2155 | -0.0051
DO8 v3.02 | SCE | Ex | Asm | CZ08 | Wtd | 1.1284 | 1.2174 | -0.0041
DO8 v3.02 | SCE | Ex | Asm | CZ09 | Wtd | 1.1302 | 1.2272 | -0.0039
DO8 v3.02 | SCE | Ex | Asm | CZ10 | Wtd | 1.0913 | 1.0904 | -0.0048
DO8 v3.02 | SCE | Ex | Asm | CZ13 | Wtd | 1.0843 | 1.1869 | -0.0073
DO8 v3.02 | SCE | Ex | Asm | CZ14 | Wtd | 1.0733 | 1.1326 | -0.0081
DO8 v3.02 | SCE | Ex | Asm | CZ15 | Wtd | 1.1673 | 1.175 | -0.0018
DO8 v3.02 | SCE | Ex | Asm | CZ16 | Wtd | 0.9841 | 1.0917 | -0.0137
DO8 v3.02 | SCE | Ex | Asm | IOU | Wtd | 1.1151 | 1.1882 | -0.0047
DO8 v3.02 | SCE | Ex | ComWtd | IOU | Wtd | 1.1183 | 1.2281 | -0.0033
DO8 v3.02 | SCE | Ex | ECC | CZ05 | Wtd | 1.1196 | 1.2517 | -0.0091
DO8 v3.02 | SCE | Ex | ECC | CZ06 | Wtd | 1.1501 | 1.2495 | -0.0057
DO8 v3.02 | SCE | Ex | ECC | CZ08 | Wtd | 1.1649 | 1.2639 | -0.005
DO8 v3.02 | SCE | Ex | ECC | CZ09 | Wtd | 1.1644 | 1.2807 | -0.0051
DO8 v3.02 | SCE | Ex | ECC | CZ10 | Wtd | 1.1503 | 1.2831 | -0.0048
DO8 v3.02 | SCE | Ex | ECC | CZ13 | Wtd | 1.1347 | 1 | -0.0074
DO8 v3.02 | SCE | Ex | ECC | CZ14 | Wtd | 1.1208 | 1.2994 | -0.0086
DO8 v3.02 | SCE | Ex | ECC | CZ15 | Wtd | 1.2119 | 1.3048 | -0.0024
DO8 v3.02 | SCE | Ex | ECC | CZ16 | Wtd | 1.0404 | 1.2636 | -0.0177
DO8 v3.02 | SCE | Ex | ECC | IOU | Wtd | 1.1496 | 1.266 | -0.0062
DO8 v3.02 | SCE | Ex | EPr | CZ05 | Wtd | 1.1301 | 1.2854 | -0.0064
DO8 v3.02 | SCE | Ex | EPr | CZ06 | Wtd | 1.1667 | 1 | -0.0037
DO8 v3.02 | SCE | Ex | EPr | CZ08 | Wtd | 1.1788 | 1.3057 | -0.0033
DO8 v3.02 | SCE | Ex | EPr | CZ09 | Wtd | 1.1809 | 1 | -0.0033
DO8 v3.02 | SCE | Ex | EPr | CZ10 | Wtd | 1.1362 | 1 | -0.0041
DO8 v3.02 | SCE | Ex | EPr | CZ13 | Wtd | 1.1219 | 1 | -0.0066
DO8 v3.02 | SCE | Ex | EPr | CZ14 | Wtd | 1.0878 | 1 | -0.0082
DO8 v3.02 | SCE | Ex | EPr | CZ15 | Wtd | 1.204 | 1 | -0.0014
DO8 v3.02 | SCE | Ex | EPr | CZ16 | Wtd | 0.9652 | 1 | -0.0177
DO8 v3.02 | SCE | Ex | EPr | IOU | Wtd | 1.1563 | 1.2855 | -0.0043
DO8 v3.02 | SCE | Ex | ERC | CZ05 | Wtd | 1.0629 | 1.3175 | -0.008
DO8 v3.02 | SCE | Ex | ERC | CZ06 | Wtd | 1.0914 | 1 | -0.0054
DO8 v3.02 | SCE | Ex | ERC | CZ08 | Wtd | 1.1161 | 1.2816 | -0.0053
DO8 v3.02 | SCE | Ex | ERC | CZ09 | Wtd | 1.1039 | 1 | -0.0055
DO8 v3.02 | SCE | Ex | ERC | CZ10 | Wtd | 1.112 | 1 | -0.0058
DO8 v3.02 | SCE | Ex | ERC | CZ13 | Wtd | 1.1012 | 1 | -0.0073
DO8 v3.02 | SCE | Ex | ERC | CZ14 | Wtd | 1.0928 | 1 | -0.0079
DO8 v3.02 | SCE | Ex | ERC | CZ15 | Wtd | 1.1649 | 1 | -0.0031
DO8 v3.02 | SCE | Ex | ERC | CZ16 | Wtd | 0.994 | 1 | -0.0158
DO8 v3.02 | SCE | Ex | ERC | IOU | Wtd | 1.1048 | 1.2653 | -0.0059
DO8 v3.02 | SCE | Ex | ESe | CZ05 | Wtd | 1.1033 | 1.2596 | -0.0086
DO8 v3.02 | SCE | Ex | ESe | CZ06 | Wtd | 1.1421 | 1 | -0.0058
DO8 v3.02 | SCE | Ex | ESe | CZ08 | Wtd | 1.1635 | 1.2775 | -0.0048
DO8 v3.02 | SCE | Ex | ESe | CZ09 | Wtd | 1.1688 | 1 | -0.0048
DO8 v3.02 | SCE | Ex | ESe | CZ10 | Wtd | 1.1352 | 1 | -0.0053
DO8 v3.02 | SCE | Ex | ESe | CZ13 | Wtd | 1.1251 | 1 | -0.0081
DO8 v3.02 | SCE | Ex | ESe | CZ14 | Wtd | 1.0971 | 1 | -0.0096
DO8 v3.02 | SCE | Ex | ESe | CZ15 | Wtd | 1.222 | 1 | -0.0023
DO8 v3.02 | SCE | Ex | ESe | CZ16 | Wtd | 0.9757 | 1 | -0.0182
DO8 v3.02 | SCE | Ex | ESe | IOU | Wtd | 1.146 | 1.2614 | -0.0058
DO8 v3.02 | SCE | Ex | EUn | CZ05 | Wtd | 1.1324 | 1.2158 | -0.0063
DO8 v3.02 | SCE | Ex | EUn | CZ06 | Wtd | 1.1552 | 1.2204 | -0.0043
DO8 v3.02 | SCE | Ex | EUn | CZ08 | Wtd | 1.1661 | 1.2467 | -0.004
DO8 v3.02 | SCE | Ex | EUn | CZ09 | Wtd | 1.1653 | 1.2297 | -0.0045
DO8 v3.02 | SCE | Ex | EUn | CZ10 | Wtd | 1.1521 | 1.2501 | -0.0039
DO8 v3.02 | SCE | Ex | EUn | CZ13 | Wtd | 1.1373 | 1 | -0.0051
DO8 v3.02 | SCE | Ex | EUn | CZ14 | Wtd | 1.1272 | 1.2711 | -0.0061
DO8 v3.02 | SCE | Ex | EUn | CZ15 | Wtd | 1.1987 | 1.2785 | -0.0023
DO8 v3.02 | SCE | Ex | EUn | CZ16 | Wtd | 1.0551 | 1.2237 | -0.0134
DO8 v3.02 | SCE | Ex | EUn | IOU | Wtd | 1.1526 | 1.2405 | -0.0048
DO8 v3.02 | SCE | Ex | Gro | CZ05 | Wtd | 0.9881 | 1.2137 | -0.0157
DO8 v3.02 | SCE | Ex | Gro | CZ06 | Wtd | 1.0137 | 1.2135 | -0.0142
DO8 v3.02 | SCE | Ex | Gro | CZ08 | Wtd | 1.0496 | 1.2905 | -0.0121
DO8 v3.02 | SCE | Ex | Gro | CZ09 | Wtd | 1.0618 | 1.2729 | -0.0115
DO8 v3.02 | SCE | Ex | Gro | CZ10 | Wtd | 1.0582 | 1.3221 | -0.0112
DO8 v3.02 | SCE | Ex | Gro | CZ13 | Wtd | 1.0655 | 1.3013 | -0.0111
DO8 v3.02 | SCE | Ex | Gro | CZ14 | Wtd | 1.0445 | 1.3345 | -0.0121
DO8 v3.02 | SCE | Ex | Gro | CZ15 | Wtd | 1.132 | 1.3082 | -0.0066
DO8 v3.02 | SCE | Ex | Gro | CZ16 | Wtd | 0.9526 | 1.2818 | -0.0168
DO8 v3.02 | SCE | Ex | Gro | IOU | Wtd | 1.0462 | 1.2816 | -0.0122
DO8 v3.02 | SCE | Ex | Hsp | CZ05 | Wtd | 1.1379 | 1.2319 | -0.0063
DO8 v3.02 | SCE | Ex | Hsp | CZ06 | Wtd | 1.1604 | 1.245 | -0.0051
DO8 v3.02 | SCE | Ex | Hsp | CZ08 | Wtd | 1.1658 | 1.2568 | -0.005
DO8 v3.02 | SCE | Ex | Hsp | CZ09 | Wtd | 1.1726 | 1.2862 | -0.0049
DO8 v3.02 | SCE | Ex | Hsp | CZ10 | Wtd | 1.1406 | 1.2665 | -0.0054
DO8 v3.02 | SCE | Ex | Hsp | CZ13 | Wtd | 1.1353 | 1.2874 | -0.006
DO8 v3.02 | SCE | Ex | Hsp | CZ14 | Wtd | 1.1235 | 1.2901 | -0.0068
DO8 v3.02 | SCE | Ex | Hsp | CZ15 | Wtd | 1.1786 | 1.3003 | -0.0045
DO8 v3.02 | SCE | Ex | Hsp | CZ16 | Wtd | 1.0522 | 1.2534 | -0.0102
DO8 v3.02 | SCE | Ex | Hsp | IOU | Wtd | 1.1569 | 1.262 | -0.0053
DO8 v3.02 | SCE | Ex | Htl | CZ05 | Wtd | 1.0544 | 1.2684 | -0.0048
DO8 v3.02 | SCE | Ex | Htl | CZ06 | Wtd | 1.1027 | 1.2696 | -0.0033
DO8 v3.02 | SCE | Ex | Htl | CZ08 | Wtd | 1.116 | 1.2845 | -0.0032
DO8 v3.02 | SCE | Ex | Htl | CZ09 | Wtd | 1.1202 | 1.3049 | -0.0032
DO8 v3.02 | SCE | Ex | Htl | CZ10 | Wtd | 1.0964 | 1.2936 | -0.0033
DO8 v3.02 | SCE | Ex | Htl | CZ13 | Wtd | 1.0858 | 1.3022 | -0.0043
DO8 v3.02 | SCE | Ex | Htl | CZ14 | Wtd | 1.0558 | 1.2957 | -0.0046
DO8 v3.02 | SCE | Ex | Htl | CZ15 | Wtd | 1.1641 | 1.2964 | -0.0021
DO8 v3.02 | SCE | Ex | Htl | CZ16 | Wtd | 0.9338 | 1.2883 | -0.0087
DO8 v3.02 | SCE | Ex | Htl | IOU | Wtd | 1.1089 | 1.2854 | -0.0033
DO8 v3.02 | SCE | Ex | MBT | CZ05 | Wtd | 1.1671 | 1.2683 | -0.0004
DO8 v3.02 | SCE | Ex | MBT | CZ06 | Wtd | 1.1801 | 1.2582 | -0.0002
DO8 v3.02 | SCE | Ex | MBT | CZ08 | Wtd | 1.1809 | 1.2846 | -0.0002
DO8 v3.02 | SCE | Ex | MBT | CZ09 | Wtd | 1.187 | 1.2929 | -0.0002
DO8 v3.02 | SCE | Ex | MBT | CZ10 | Wtd | 1.1504 | 1.2327 | -0.0002
DO8 v3.02 | SCE | Ex | MBT | CZ13 | Wtd | 1.1586 | 1.2935 | -0.0006
DO8 v3.02 | SCE | Ex | MBT | CZ14 | Wtd | 1.1448 | 1.2652 | -0.0009
DO8 v3.02 | SCE | Ex | MBT | CZ15 | Wtd | 1.198 | 1.219 | -0.0001
DO8 v3.02 | SCE | Ex | MBT | CZ16 | Wtd | 1.0716 | 1.2582 | -0.0032
DO8 v3.02 | SCE | Ex | MBT | IOU | Wtd | 1.1733 | 1.2664 | -0.0003
DO8 v3.02 | SCE | Ex | MLI | CZ05 | Wtd | 1.0773 | 1.2056 | -0.0035
DO8 v3.02 | SCE | Ex | MLI | CZ06 | Wtd | 1.1042 | 1.2066 | -0.0019
DO8 v3.02 | SCE | Ex | MLI | CZ08 | Wtd | 1.1221 | 1.2125 | -0.0015
DO8 v3.02 | SCE | Ex | MLI | CZ09 | Wtd | 1.1266 | 1.2242 | -0.0013
DO8 v3.02 | SCE | Ex | MLI | CZ10 | Wtd | 1.0914 | 1.1967 | -0.0016
DO8 v3.02 | SCE | Ex | MLI | CZ13 | Wtd | 1.0806 | 1.2202 | -0.0046
DO8 v3.02 | SCE | Ex | MLI | CZ14 | Wtd | 1.0645 | 1.2181 | -0.0057
DO8 v3.02 | SCE | Ex | MLI | CZ15 | Wtd | 1.1421 | 1.2014 | -0.0008
DO8 v3.02 | SCE | Ex | MLI | CZ16 | Wtd | 0.9813 | 1.1972 | -0.012
DO8 v3.02 | SCE | Ex | MLI | IOU | Wtd | 1.1086 | 1.2097 | -0.002
DO8 v3.02 | SCE | Ex | Mtl | CZ05 | Wtd | 1.0691 | 1.262 | -0.0049
DO8 v3.02 | SCE | Ex | Mtl | CZ06 | Wtd | 1.128 | 1.2674 | -0.0032
DO8 v3.02 | SCE | Ex | Mtl | CZ08 | Wtd | 1.1378 | 1.2803 | -0.0028
DO8 v3.02 | SCE | Ex | Mtl | CZ09 | Wtd | 1.1413 | 1.2961 | -0.0029
DO8 v3.02 | SCE | Ex | Mtl | CZ10 | Wtd | 1.1161 | 1.2876 | -0.0033
DO8 v3.02 | SCE | Ex | Mtl | CZ13 | Wtd | 1.0956 | 1.3172 | -0.0041
DO8 v3.02 | SCE | Ex | Mtl | CZ14 | Wtd | 1.0722 | 1.3133 | -0.0044
DO8 v3.02 | SCE | Ex | Mtl | CZ15 | Wtd | 1.1855 | 1.3175 | -0.0016
DO8 v3.02 | SCE | Ex | Mtl | CZ16 | Wtd | 0.9362 | 1.2868 | -0.0081
DO8 v3.02 | SCE | Ex | Mtl | IOU | Wtd | 1.1306 | 1.2854 | -0.0031
DO8 v3.02 | SCE | Ex | Nrs | CZ05 | Wtd | 1.0448 | 1.2473 | -0.0133
DO8 v3.02 | SCE | Ex | Nrs | CZ06 | Wtd | 1.0789 | 1.258 | -0.0103
DO8 v3.02 | SCE | Ex | Nrs | CZ08 | Wtd | 1.0984 | 1.2799 | -0.0096
DO8 v3.02 | SCE | Ex | Nrs | CZ09 | Wtd | 1.1048 | 1.3163 | -0.0097
DO8 v3.02 | SCE | Ex | Nrs | CZ10 | Wtd | 1.0911 | 1.3159 | -0.0098
DO8 v3.02 | SCE | Ex | Nrs | CZ13 | Wtd | 1.0817 | 1.343 | -0.011
DO8 v3.02 | SCE | Ex | Nrs | CZ14 | Wtd | 1.0763 | 1.3342 | -0.0117
DO8 v3.02 | SCE | Ex | Nrs | CZ15 | Wtd | 1.1569 | 1.3576 | -0.0064
DO8 v3.02 | SCE | Ex | Nrs | CZ16 | Wtd | 0.9854 | 1.2822 | -0.0186
DO8 v3.02 | SCE | Ex | Nrs | IOU | Wtd | 1.0903 | 1.29 | -0.0101
DO8 v3.02 | SCE | Ex | OfL | CZ05 | Wtd | 1.1435 | 1.2871 | -0.0062
DO8 v3.02 | SCE | Ex | OfL | CZ06 | Wtd | 1.169 | 1.281 | -0.0045
DO8 v3.02 | SCE | Ex | OfL | CZ08 | Wtd | 1.1795 | 1.3279 | -0.0043
DO8 v3.02 | SCE | Ex | OfL | CZ09 | Wtd | 1.18 | 1.3297 | -0.0049
DO8 v3.02 | SCE | Ex | OfL | CZ10 | Wtd | 1.1675 | 1.2589 | -0.0043
DO8 v3.02 | SCE | Ex | OfL | CZ13 | Wtd | 1.1651 | 1.334 | -0.0059
DO8 v3.02 | SCE | Ex | OfL | CZ14 | Wtd | 1.1493 | 1.304 | -0.0061
DO8 v3.02 | SCE | Ex | OfL | CZ15 | Wtd | 1.2328 | 1.3361 | -0.003
DO8 v3.02 | SCE | Ex | OfL | CZ16 | Wtd | 1.0628 | 1.2957 | -0.0115
DO8 v3.02 | SCE | Ex | OfL | IOU | Wtd | 1.1749 | 1.3085 | -0.0046
DO8 v3.02 | SCE | Ex | OfS | CZ05 | Wtd | 1.1296 | 1.2566 | -0.0022
DO8 v3.02 | SCE | Ex | OfS | CZ06 | Wtd | 1.1542 | 1.2687 | -0.0013
DO8 v3.02 | SCE | Ex | OfS | CZ08 | Wtd | 1.1656 | 1.2865 | -0.0013
DO8 v3.02 | SCE | Ex | OfS | CZ09 | Wtd | 1.1678 | 1.3018 | -0.0014
DO8 v3.02 | SCE | Ex | OfS | CZ10 | Wtd | 1.1489 | 1.2724 | -0.0012
DO8 v3.02 | SCE | Ex | OfS | CZ13 | Wtd | 1.1349 | 1.3039 | -0.0032
DO8 v3.02 | SCE | Ex | OfS | CZ14 | Wtd | 1.1173 | 1.2839 | -0.003
DO8 v3.02 | SCE | Ex | OfS | CZ15 | Wtd | 1.2045 | 1.2979 | -0.0006
DO8 v3.02 | SCE | Ex | OfS | CZ16 | Wtd | 1.0019 | 1.2763 | -0.008
DO8 v3.02 | SCE | Ex | OfS | IOU | Wtd | 1.1564 | 1.2829 | -0.0015
DO8 v3.02 | SCE | Ex | RFF | CZ05 | Wtd | 1.0584 | 1.2069 | -0.0085
DO8 v3.02 | SCE | Ex | RFF | CZ06 | Wtd | 1.0874 | 1.2163 | -0.006
DO8 v3.02 | SCE | Ex | RFF | CZ08 | Wtd | 1.1032 | 1.2242 | -0.0051
DO8 v3.02 | SCE | Ex | RFF | CZ09 | Wtd | 1.1082 | 1.2322 | -0.0048
DO8 v3.02 | SCE | Ex | RFF | CZ10 | Wtd | 1.0858 | 1.2093 | -0.0054
DO8 v3.02 | SCE | Ex | RFF | CZ13 | Wtd | 1.0868 | 1.2111 | -0.0069
DO8 v3.02 | SCE | Ex | RFF | CZ14 | Wtd | 1.0708 | 1.2336 | -0.0079
DO8 v3.02 | SCE | Ex | RFF | CZ15 | Wtd | 1.1417 | 1.2235 | -0.0027
DO8 v3.02 | SCE | Ex | RFF | CZ16 | Wtd | 0.9897 | 1.2148 | -0.0155
DO8 v3.02 | SCE | Ex | RFF | IOU | Wtd | 1.094 | 1.2201 | -0.0056
DO8 v3.02 | SCE | Ex | RSD | CZ05 | Wtd | 1.0613 | 1.2339 | -0.0091
DO8 v3.02 | SCE | Ex | RSD | CZ06 | Wtd | 1.0989 | 1.2398 | -0.0063
DO8 v3.02 | SCE | Ex | RSD | CZ08 | Wtd | 1.1117 | 1.238 | -0.0052
DO8 v3.02 | SCE | Ex | RSD | CZ09 | Wtd | 1.1193 | 1.2586 | -0.0046
DO8 v3.02 | SCE | Ex | RSD | CZ10 | Wtd | 1.097 | 1.1896 | -0.0054
DO8 v3.02 | SCE | Ex | RSD | CZ13 | Wtd | 1.0857 | 1.1544 | -0.0078
DO8 v3.02 | SCE | Ex | RSD | CZ14 | Wtd | 1.0696 | 1.1227 | -0.009
DO8 v3.02 | SCE | Ex | RSD | CZ15 | Wtd | 1.1587 | 1.2055 | -0.0024
DO8 v3.02 | SCE | Ex | RSD | CZ16 | Wtd | 0.9883 | 1.0901 | -0.0158
DO8 v3.02 | SCE | Ex | RSD | IOU | Wtd | 1.1037 | 1.2192 | -0.0057
DO8 v3.02 | SCE | Ex | Rt3 | CZ05 | Wtd | 1.1283 | 1.1973 | -0.002
DO8 v3.02 | SCE | Ex | Rt3 | CZ06 | Wtd | 1.1574 | 1.2334 | -0.0007
DO8 v3.02 | SCE | Ex | Rt3 | CZ08 | Wtd | 1.1644 | 1.2212 | -0.0008
DO8 v3.02 | SCE | Ex | Rt3 | CZ09 | Wtd | 1.1681 | 1.2465 | -0.0006
DO8 v3.02 | SCE | Ex | Rt3 | CZ10 | Wtd | 1.1318 | 1.1835 | -0.001
DO8 v3.02 | SCE | Ex | Rt3 | CZ13 | Wtd | 1.1143 | 1.2135 | -0.0042
DO8 v3.02 | SCE | Ex | Rt3 | CZ14 | Wtd | 1.0887 | 1.2072 | -0.0051
DO8 v3.02 | SCE | Ex | Rt3 | CZ15 | Wtd | 1.1732 | 1.24 | -0.0003
DO8 v3.02 | SCE | Ex | Rt3 | CZ16 | Wtd | 0.9837 | 1.0669 | -0.0117
DO8 v3.02 | SCE | Ex | Rt3 | IOU | Wtd | 1.1503 | 1.2182 | -0.0011
DO8 v3.02 | SCE | Ex | RtL | CZ05 | Wtd | 1.1142 | 1.2247 | -0.0039
DO8 v3.02 | SCE | Ex | RtL | CZ06 | Wtd | 1.1519 | 1.2359 | -0.0023
DO8 v3.02 | SCE | Ex | RtL | CZ08 | Wtd | 1.156 | 1.2292 | -0.0022
DO8 v3.02 | SCE | Ex | RtL | CZ09 | Wtd | 1.1573 | 1.2587 | -0.0018
DO8 v3.02 | SCE | Ex | RtL | CZ10 | Wtd | 1.1297 | 1.2377 | -0.0024
DO8 v3.02 | SCE | Ex | RtL | CZ13 | Wtd | 1.1186 | 1.2595 | -0.0045
DO8 v3.02 | SCE | Ex | RtL | CZ14 | Wtd | 1.0869 | 1.2444 | -0.0059
DO8 v3.02 | SCE | Ex | RtL | CZ15 | Wtd | 1.1799 | 1.2746 | -0.0009
DO8 v3.02 | SCE | Ex | RtL | CZ16 | Wtd | 0.9872 | 1.1714 | -0.0128
DO8 v3.02 | SCE | Ex | RtL | IOU | Wtd | 1.1448 | 1.2394 | -0.0025
DO8 v3.02 | SCE | Ex | RtS | CZ05 | Wtd | 1.1104 | 1.2052 | -0.0029
DO8 v3.02 | SCE | Ex | RtS | CZ06 | Wtd | 1.1395 | 1.2204 | -0.0013
DO8 v3.02 | SCE | Ex | RtS | CZ08 | Wtd | 1.1511 | 1.2172 | -0.0012
DO8 v3.02 | SCE | Ex | RtS | CZ09 | Wtd | 1.1547 | 1.2505 | -0.001
DO8 v3.02 | SCE | Ex | RtS | CZ10 | Wtd | 1.1292 | 1.2108 | -0.0013
DO8 v3.02 | SCE | Ex | RtS | CZ13 | Wtd | 1.1142 | 1.244 | -0.0041
DO8 v3.02 | SCE | Ex | RtS | CZ14 | Wtd | 1.0934 | 1.2047 | -0.0045
DO8 v3.02 | SCE | Ex | RtS | CZ15 | Wtd | 1.1768 | 1.252 | -0.0003
DO8 v3.02 | SCE | Ex | RtS | CZ16 | Wtd | 0.9977 | 1.2133 | -0.011
DO8 v3.02 | SCE | Ex | RtS | IOU | Wtd | 1.14 | 1.2228 | -0.0015
DO8 v3.02 | SCE | Ex | SCn | CZ05 | Wtd | 0.9656 | 1.3269 | -0.008
DO8 v3.02 | SCE | Ex | SCn | CZ06 | Wtd | 1.0178 | 1.3285 | -0.0057
DO8 v3.02 | SCE | Ex | SCn | CZ08 | Wtd | 1.0622 | 1.309 | -0.0042
DO8 v3.02 | SCE | Ex | SCn | CZ09 | Wtd | 1.0674 | 1.3378 | -0.0042
DO8 v3.02 | SCE | Ex | SCn | CZ10 | Wtd | 1.0681 | 1.2995 | -0.0043
DO8 v3.02 | SCE | Ex | SCn | CZ13 | Wtd | 1.0422 | 1.2971 | -0.0068
DO8 v3.02 | SCE | Ex | SCn | CZ14 | Wtd | 1.0164 | 1.3069 | -0.0078
DO8 v3.02 | SCE | Ex | SCn | CZ15 | Wtd | 1.1233 | 1.3151 | -0.0022
DO8 v3.02 | SCE | Ex | SCn | CZ16 | Wtd | 0.9158 | 1.3091 | -0.0128
DO8 v3.02 | SCE | Ex | SCn | IOU | Wtd | 1.0575 | 1.3114 | -0.0045
DO8 v3.02 | SCE | Ex | SUn | CZ05 | Wtd | 1 | 1 | 0
DO8 v3.02 | SCE | Ex | SUn | CZ06 | Wtd | 1 | 1 | 0
DO8 v3.02 | SCE | Ex | SUn | CZ08 | Wtd | 1 | 1 | 0
DO8 v3.02 | SCE | Ex | SUn | CZ09 | Wtd | 1 | 1 | 0
DO8 v3.02 | SCE | Ex | SUn | CZ10 | Wtd | 1 | 1 | 0
DO8 v3.02 | SCE | Ex | SUn | CZ13 | Wtd | 1 | 1 | 0
DO8 v3.02 | SCE | Ex | SUn | CZ14 | Wtd | 1 | 1 | 0
DO8 v3.02 | SCE | Ex | SUn | CZ15 | Wtd | 1 | 1 | 0
DO8 v3.02 | SCE | Ex | SUn | CZ16 | Wtd | 1 | 1 | 0
DO8 v3.02 | SCE | Ex | SUn | IOU | Wtd | 1 | 1 | 0
DO8 v3.02 | SCE | Ex | WRf | CZ06 | Wtd | 1.3847 | 1.2373 | 0
DO8 v3.02 | SCE | Ex | WRf | CZ08 | Wtd | 1.3824 | 1.2711 | 0
DO8 v3.02 | SCE | Ex | WRf | CZ09 | Wtd | 1.3937 | 1.2465 | 0
DO8 v3.02 | SCE | Ex | WRf | CZ10 | Wtd | 1.4191 | 1.2391 | 0
DO8 v3.02 | SCE | Ex | WRf | CZ13 | Wtd | 1.4089 | 1.2447 | 0
DO8 v3.02 | SCE | Ex | WRf | CZ14 | Wtd | 1.3969 | 1.2388 | -0.0001
DO8 v3.02 | SCE | Ex | WRf | CZ15 | Wtd | 1.4288 | 1.2479 | 0
DO8 v3.02 | SCE | Ex | WRf | CZ16 | Wtd | 1.3318 | 1.3458 | -0.0004
DO8 v3.02 | SCE | Ex | WRf | IOU | Wtd | 1.3951 | 1.2509 | 0
DO8 v3.02 | SCE | New | Asm | CZ05 | Wtd | 1.0299 | 1.1505 | -0.0077
DO8 v3.02 | SCE | New | Asm | CZ06 | Wtd | 1.0493 | 1.1813 | -0.0058
DO8 v3.02 | SCE | New | Asm | CZ08 | Wtd | 1.0637 | 1.181 | -0.0046
DO8 v3.02 | SCE | New | Asm | CZ09 | Wtd | 1.0691 | 1.1911 | -0.0042
DO8 v3.02 | SCE | New | Asm | CZ10 | Wtd | 1.0644 | 1.0838 | -0.005
DO8 v3.02 | SCE | New | Asm | CZ13 | Wtd | 1.0407 | 1.1673 | -0.0074
DO8 v3.02 | SCE | New | Asm | CZ14 | Wtd | 1.0286 | 1.1222 | -0.0085
DO8 v3.02 | SCE | New | Asm | CZ15 | Wtd | 1.1353 | 1.1802 | -0.0019
DO8 v3.02 | SCE | New | Asm | CZ16 | Wtd | 0.9635 | 1.0856 | -0.0137
DO8 v3.02 | SCE | New | Asm | IOU | Wtd | 1.0646 | 1.1458 | -0.0051
DO8 v3.02 | SCE | New | ComWtd | IOU | Wtd | 1.0748 | 1.181 | -0.0029
DO8 v3.02 | SCE | New | ECC | CZ05 | Wtd | 1.0851 | 1.2126 | -0.0082
DO8 v3.02 | SCE | New | ECC | CZ06 | Wtd | 1.1075 | 1.2701 | -0.0045
DO8 v3.02 | SCE | New | ECC | CZ08 | Wtd | 1.1294 | 1.2163 | -0.004
DO8 v3.02 | SCE | New | ECC | CZ09 | Wtd | 1.13 | 1.3237 | -0.0034
DO8 v3.02 | SCE | New | ECC | CZ10 | Wtd | 1.1303 | 1.2692 | -0.0039
DO8 v3.02 | SCE | New | ECC | CZ13 | Wtd | 1.1232 | 1 | -0.0064
DO8 v3.02 | SCE | New | ECC | CZ14 | Wtd | 1.1012 | 1.2828 | -0.0081
DO8 v3.02 | SCE | New | ECC | CZ15 | Wtd | 1.1775 | 1.2583 | -0.0014
DO8 v3.02 | SCE | New | ECC | CZ16 | Wtd | 1.0337 | 1.2624 | -0.0177
DO8 v3.02 | SCE | New | ECC | IOU | Wtd | 1.115 | 1.2497 | -0.0058
DO8 v3.02 | SCE | New | EPr | CZ05 | Wtd | 1.0493 | 1.2355 | -0.0072
DO8 v3.02 | SCE | New | EPr | CZ06 | Wtd | 1.0602 | 1 | -0.0045
DO8 v3.02 | SCE | New | EPr | CZ08 | Wtd | 1.09 | 1.2459 | -0.0038
DO8 v3.02 | SCE | New | EPr | CZ09 | Wtd | 1.0978 | 1 | -0.0036
DO8 v3.02 | SCE | New | EPr | CZ10 | Wtd | 1.0934 | 1 | -0.0043
DO8 v3.02 | SCE | New | EPr | CZ13 | Wtd | 1.0751 | 1 | -0.0068
DO8 v3.02 | SCE | New | EPr | CZ14 | Wtd | 1.0547 | 1 | -0.0085
DO8 v3.02 | SCE | New | EPr | CZ15 | Wtd | 1.1606 | 1 | -0.0015
DO8 v3.02 | SCE | New | EPr | CZ16 | Wtd | 0.9619 | 1 | -0.0176
DO8 v3.02 | SCE | New | EPr | IOU | Wtd | 1.0818 | 1.2195 | -0.0051
DO8 v3.02 | SCE | New | ERC | CZ05 | Wtd | 1.0609 | 1.3027 | -0.0073
DO8 v3.02 | SCE | New | ERC | CZ06 | Wtd | 1.0821 | 1 | -0.0053
DO8 v3.02 | SCE | New | ERC | CZ08 | Wtd | 1.1068 | 1.2208 | -0.0047
DO8 v3.02 | SCE | New | ERC | CZ09 | Wtd | 1.1103 | 1 | -0.0047
DO8 v3.02 | SCE | New | ERC | CZ10 | Wtd | 1.1028 | 1 | -0.0052
DO8 v3.02 | SCE | New | ERC | CZ13 | Wtd | 1.0792 | 1 | -0.0068
DO8 v3.02 | SCE | New | ERC | CZ14 | Wtd | 1.0696 | 1 | -0.0081
DO8 v3.02 | SCE | New | ERC | CZ15 | Wtd | 1.1529 | 1 | -0.0026
DO8 v3.02 | SCE | New | ERC | CZ16 | Wtd | 0.9793 | 1 | -0.0161
DO8 v3.02 | SCE | New | ERC | IOU | Wtd | 1.0945 | 1.1999 | -0.0057
DO8 v3.02 | SCE | New | ESe | CZ05 | Wtd | 1.0392 | 1.2195 | -0.009
DO8 v3.02 | SCE | New | ESe | CZ06 | Wtd | 1.0623 | 1 | -0.006
DO8 v3.02 | SCE | New | ESe | CZ08 | Wtd | 1.089 | 1.2308 | -0.0048
DO8 v3.02 | SCE | New | ESe | CZ09 | Wtd | 1.0946 | 1 | -0.0045
DO8 v3.02 | SCE | New | ESe | CZ10 | Wtd | 1.0946 | 1 | -0.0055
DO8 v3.02 | SCE | New | ESe | CZ13 | Wtd | 1.0816 | 1 | -0.0083
DO8 v3.02 | SCE | New | ESe | CZ14 | Wtd | 1.0587 | 1 | -0.01
DO8 v3.02 | SCE | New | ESe | CZ15 | Wtd | 1.177 | 1 | -0.002
DO8 v3.02 | SCE | New | ESe | CZ16 | Wtd | 0.9692 | 1 | -0.0182
DO8 v3.02 | SCE | New | ESe | IOU | Wtd | 1.0834 | 1.2089 | -0.0062
DO8 v3.02 | SCE | New | EUn | CZ05 | Wtd | 1.09 | 1.1858 | -0.004
DO8 v3.02 | SCE | New | EUn | CZ06 | Wtd | 1.1127 | 1.2308 | -0.0023
DO8 v3.02 | SCE | New | EUn | CZ08 | Wtd | 1.128 | 1.2008 | -0.002
DO8 v3.02 | SCE | New | EUn | CZ09 | Wtd | 1.1296 | 1.2577 | -0.0022
DO8 v3.02 | SCE | New | EUn | CZ10 | Wtd | 1.1296 | 1.2373 | -0.0024
DO8 v3.02 | SCE | New | EUn | CZ13 | Wtd | 1.1164 | 1 | -0.0036
DO8 v3.02 | SCE | New | EUn | CZ14 | Wtd | 1.0999 | 1.2484 | -0.0048
DO8 v3.02 | SCE | New | EUn | CZ15 | Wtd | 1.1741 | 1.2578 | -0.0011
DO8 v3.02 | SCE | New | EUn | CZ16 | Wtd | 1.0351 | 1.234 | -0.0127
DO8 v3.02 | SCE | New | EUn | IOU | Wtd | 1.1149 | 1.2228 | -0.0036
DO8 v3.02 | SCE | New | Gro | CZ05 | Wtd | 0.9901 | 1.1975 | -0.0125
DO8 v3.02 | SCE | New | Gro | CZ06 | Wtd | 1.0296 | 1.1909 | -0.0094
DO8 v3.02 | SCE | New | Gro | CZ08 | Wtd | 1.0536 | 1.2422 | -0.0078
DO8 v3.02 | SCE | New | Gro | CZ09 | Wtd | 1.0536 | 1.2391 | -0.0076
DO8 v3.02 | SCE | New | Gro | CZ10 | Wtd | 1.0579 | 1.2715 | -0.008
DO8 v3.02 | SCE | New | Gro | CZ13 | Wtd | 1.0543 | 1.2505 | -0.0089
DO8 v3.02 | SCE | New | Gro | CZ14 | Wtd | 1.0398 | 1.2956 | -0.0101
DO8 v3.02 | SCE | New | Gro | CZ15 | Wtd | 1.1187 | 1.272 | -0.0041
DO8 v3.02 | SCE | New | Gro | CZ16 | Wtd | 0.9644 | 1.2487 | -0.0154
DO8 v3.02 | SCE | New | Gro | IOU | Wtd | 1.0505 | 1.2484 | -0.0084
DO8 v3.02 | SCE | New | Hsp | CZ05 | Wtd | 1.0701 | 1.1889 | -0.0056
DO8 v3.02 | SCE | New | Hsp | CZ06 | Wtd | 1.0911 | 1.1995 | -0.0046
DO8 v3.02 | SCE | New | Hsp | CZ08 | Wtd | 1.0993 | 1.209 | -0.0047
DO8 v3.02 | SCE | New | Hsp | CZ09 | Wtd | 1.1043 | 1.2358 | -0.0043
DO8 v3.02 | SCE | New | Hsp | CZ10 | Wtd | 1.0995 | 1.2294 | -0.0049
DO8 v3.02 | SCE | New | Hsp | CZ13 | Wtd | 1.0978 | 1.2503 | -0.0052
DO8 v3.02 | SCE | New | Hsp | CZ14 | Wtd | 1.0772 | 1.246 | -0.0063
DO8 v3.02 | SCE | New | Hsp | CZ15 | Wtd | 1.1434 | 1.256 | -0.0043
DO8 v3.02 | SCE | New | Hsp | CZ16 | Wtd | 1.0093 | 1.2158 | -0.0096
DO8 v3.02 | SCE | New | Hsp | IOU | Wtd | 1.0965 | 1.2213 | -0.0049
DO8 v3.02 | SCE | New | Htl | CZ05 | Wtd | 0.9955 | 1.2372 | -0.0047
DO8 v3.02 | SCE | New | Htl | CZ06 | Wtd | 1.0498 | 1.2447 | -0.0029
DO8 v3.02 | SCE | New | Htl | CZ08 | Wtd | 1.0652 | 1.2385 | -0.0029
DO8 v3.02 | SCE | New | Htl | CZ09 | Wtd | 1.0681 | 1.2662 | -0.0029
DO8 v3.02 | SCE | New | Htl | CZ10 | Wtd | 1.0612 | 1.2526 | -0.0032
DO8 v3.02 | SCE | New | Htl | CZ13 | Wtd | 1.0382 | 1.2601 | -0.0045
DO8 v3.02 | SCE | New | Htl | CZ14 | Wtd | 1.0098 | 1.2564 | -0.0052
DO8 v3.02 | SCE | New | Htl | CZ15 | Wtd | 1.127 | 1.2544 | -0.0021
DO8 v3.02 | SCE | New | Htl | CZ16 | Wtd | 0.8863 | 1.2469 | -0.0096
DO8 v3.02 | SCE | New | Htl | IOU | Wtd | 1.0649 | 1.2511 | -0.0032
DO8 v3.02 | SCE | New | MBT | CZ05 | Wtd | 1.1041 | 1.2219 | -0.0004
DO8 v3.02 | SCE | New | MBT | CZ06 | Wtd | 1.121 | 1.2168 | -0.0003
DO8 v3.02 | SCE | New | MBT | CZ08 | Wtd | 1.1313 | 1.2411 | -0.0002
DO8 v3.02 | SCE | New | MBT | CZ09 | Wtd | 1.1308 | 1.2531 | -0.0002
DO8 v3.02 | SCE | New | MBT | CZ10 | Wtd | 1.1286 | 1.226 | -0.0002
DO8 v3.02 | SCE | New | MBT | CZ13 | Wtd | 1.1132 | 1.1929 | -0.0005
DO8 v3.02 | SCE | New | MBT | CZ14 | Wtd | 1.1012 | 1.2393 | -0.0007
DO8 v3.02 | SCE | New | MBT | CZ15 | Wtd | 1.171 | 1.2131 | -0.0001
DO8 v3.02 | SCE | New | MBT | CZ16 | Wtd | 1.0438 | 1.2285 | -0.0023
DO8 v3.02 | SCE | New | MBT | IOU | Wtd | 1.1285 | 1.2292 | -0.0003
DO8 v3.02 | SCE | New | MLI | CZ05 | Wtd | 1.0323 | 1.184 | -0.0042
DO8 v3.02 | SCE | New | MLI | CZ06 | Wtd | 1.0472 | 1.1815 | -0.0028
DO8 v3.02 | SCE | New | MLI | CZ08 | Wtd | 1.0686 | 1.1838 | -0.002
DO8 v3.02 | SCE | New | MLI | CZ09 | Wtd | 1.078 | 1.199 | -0.0013
DO8 v3.02 | SCE | New | MLI | CZ10 | Wtd | 1.0778 | 1.1879 | -0.0016
DO8 v3.02 | SCE | New | MLI | CZ13 | Wtd | 1.0662 | 1.2099 | -0.0042
DO8 v3.02 | SCE | New | MLI | CZ14 | Wtd | 1.0519 | 1.2075 | -0.0051
DO8 v3.02 | SCE | New | MLI | CZ15 | Wtd | 1.1275 | 1.1962 | -0.0004
DO8 v3.02 | SCE | New | MLI | CZ16 | Wtd | 0.9888 | 1.1903 | -0.0115
DO8 v3.02 | SCE | New | MLI | IOU | Wtd | 1.0721 | 1.1896 | -0.0023
DO8 v3.02 | SCE | New | Mtl | CZ05 | Wtd | 1.0192 | 1.2404 | -0.0059
DO8 v3.02 | SCE | New | Mtl | CZ06 | Wtd | 1.0798 | 1.2432 | -0.0037
DO8 v3.02 | SCE | New | Mtl | CZ08 | Wtd | 1.0941 | 1.2488 | -0.0033
DO8 v3.02 | SCE | New | Mtl | CZ09 | Wtd | 1.1077 | 1.2731 | -0.0027
DO8 v3.02 | SCE | New | Mtl | CZ10 | Wtd | 1.0866 | 1.2758 | -0.0037
DO8 v3.02 | SCE | New | Mtl | CZ13 | Wtd | 1.0606 | 1.293 | -0.0044
DO8 v3.02 | SCE | New | Mtl | CZ14 | Wtd | 1.0271 | 1.2803 | -0.0054
DO8 v3.02 | SCE | New | Mtl | CZ15 | Wtd | 1.1561 | 1.3054 | -0.0019
DO8 v3.02 | SCE | New | Mtl | CZ16 | Wtd | 0.8915 | 1.2599 | -0.0091
DO8 v3.02 | SCE | New | Mtl | IOU | Wtd | 1.0934 | 1.2713 | -0.0034
DO8 v3.02 | SCE | New | Nrs | CZ05 | Wtd | 0.995 | 1.228 | -0.0145
DO8 v3.02 | SCE | New | Nrs | CZ06 | Wtd | 1.0214 | 1.2532 | -0.0105
DO8 v3.02 | SCE | New | Nrs | CZ08 | Wtd | 1.0499 | 1.2676 | -0.0099
DO8 v3.02 | SCE | New | Nrs | CZ09 | Wtd | 1.0582 | 1.3243 | -0.0094
DO8 v3.02 | SCE | New | Nrs | CZ10 | Wtd | 1.0667 | 1.3085 | -0.0099
DO8 v3.02 | SCE | New | Nrs | CZ13 | Wtd | 1.0588 | 1.329 | -0.0113
DO8 v3.02 | SCE | New | Nrs | CZ14 | Wtd | 1.0446 | 1.3192 | -0.0126
DO8 v3.02 | SCE | New | Nrs | CZ15 | Wtd | 1.1357 | 1.3394 | -0.0061
DO8 v3.02 | SCE | New | Nrs | CZ16 | Wtd | 0.9697 | 1.2771 | -0.0196
DO8 v3.02 | SCE | New | Nrs | IOU | Wtd | 1.0506 | 1.2907 | -0.0103
DO8 v3.02 | SCE | New | OfL | CZ05 | Wtd | 1.1466 | 1.2331 | -0.0029
DO8 v3.02 | SCE | New | OfL | CZ06 | Wtd | 1.1603 | 1.2083 | -0.0024
DO8 v3.02 | SCE | New | OfL | CZ08 | Wtd | 1.1675 | 1.2723 | -0.0022
DO8 v3.02 | SCE | New | OfL | CZ09 | Wtd | 1.1679 | 1.2896 | -0.002
DO8 v3.02 | SCE | New | OfL | CZ10 | Wtd | 1.1675 | 1.2109 | -0.0023
DO8 v3.02 | SCE | New | OfL | CZ13 | Wtd | 1.1582 | 1.2546 | -0.0025
DO8 v3.02 | SCE | New | OfL | CZ14 | Wtd | 1.1413 | 1.2451 | -0.003
DO8 v3.02 | SCE | New | OfL | CZ15 | Wtd | 1.2059 | 1.2951 | -0.0016
DO8 v3.02 | SCE | New | OfL | CZ16 | Wtd | 1.0779 | 1.2545 | -0.0069
DO8 v3.02 | SCE | New | OfL | IOU | Wtd | 1.1657 | 1.2507 | -0.0023
DO8 v3.02 | SCE | New | OfS | CZ05 | Wtd | 1.0668 | 1.2154 | -0.0015
DO8 v3.02 | SCE | New | OfS | CZ06 | Wtd | 1.0937 | 1.2277 | -0.0007
DO8 v3.02 | SCE | New | OfS | CZ08 | Wtd | 1.1099 | 1.238 | -0.0007
DO8 v3.02 | SCE | New | OfS | CZ09 | Wtd | 1.1138 | 1.2585 | -0.0006
DO8 v3.02 | SCE | New | OfS | CZ10 | Wtd | 1.1198 | 1.2457 | -0.0004
DO8 v3.02 | SCE | New | OfS | CZ13 | Wtd | 1.098 | 1.2686 | -0.002
DO8 v3.02 | SCE | New | OfS | CZ14 | Wtd | 1.082 | 1.2506 | -0.0023
DO8 v3.02 | SCE | New | OfS | CZ15 | Wtd | 1.1699 | 1.2683 | -0.0001
DO8 v3.02 | SCE | New | OfS | CZ16 | Wtd | 0.9858 | 1.2404 | -0.0071
DO8 v3.02 | SCE | New | OfS | IOU | Wtd | 1.1109 | 1.2449 | -0.0008
DO8 v3.02 | SCE | New | RFF | CZ05 | Wtd | 1.011 | 1.1766 | -0.0092
DO8 v3.02 | SCE | New | RFF | CZ06 | Wtd | 1.036 | 1.1942 | -0.0065
DO8 v3.02 | SCE | New | RFF | CZ08 | Wtd | 1.0544 | 1.1903 | -0.0056
DO8 v3.02 | SCE | New | RFF | CZ09 | Wtd | 1.0596 | 1.2003 | -0.0054
DO8 v3.02 | SCE | New | RFF | CZ10 | Wtd | 1.0643 | 1.1866 | -0.0059
DO8 v3.02 | SCE | New | RFF | CZ13 | Wtd | 1.0589 | 1.1915 | -0.0074
DO8 v3.02 | SCE | New | RFF | CZ14 | Wtd | 1.0489 | 1.2111 | -0.0084
DO8 v3.02 | SCE | New | RFF | CZ15 | Wtd | 1.116 | 1.1929 | -0.003
DO8 v3.02 | SCE | New | RFF | CZ16 | Wtd | 0.9813 | 1.1868 | -0.0159
DO8 v3.02 | SCE | New | RFF | IOU | Wtd | 1.0554 | 1.1924 | -0.0061
DO8 v3.02 | SCE | New | RSD | CZ05 | Wtd | 1.0263 | 1.2042 | -0.0099
DO8 v3.02 | SCE | New | RSD | CZ06 | Wtd | 1.0603 | 1.2169 | -0.0069
DO8 v3.02 | SCE | New | RSD | CZ08 | Wtd | 1.073 | 1.205 | -0.0057
DO8 v3.02 | SCE | New | RSD | CZ09 | Wtd | 1.0814 | 1.213 | -0.005
DO8 v3.02 | SCE | New | RSD | CZ10 | Wtd | 1.0798 | 1.0707 | -0.0057
DO8 v3.02 | SCE | New | RSD | CZ13 | Wtd | 1.0663 | 1.139 | -0.008
DO8 v3.02 | SCE | New | RSD | CZ14 | Wtd | 1.054 | 1.1336 | -0.0094
DO8 v3.02 | SCE | New | RSD | CZ15 | Wtd | 1.1359 | 1.1934 | -0.0024
DO8 v3.02 | SCE | New | RSD | CZ16 | Wtd | 0.9837 | 1.0813 | -0.016
DO8 v3.02 | SCE | New | RSD | IOU | Wtd | 1.0735 | 1.1628 | -0.0062
DO8 v3.02 | SCE | New | Rt3 | CZ05 | Wtd | 1.0707 | 1.1609 | -0.0023
DO8 v3.02 | SCE | New | Rt3 | CZ06 | Wtd | 1.091 | 1.2004 | -0.0007
DO8 v3.02 | SCE | New | Rt3 | CZ08 | Wtd | 1.1109 | 1.1801 | -0.0009
DO8 v3.02 | SCE | New | Rt3 | CZ09 | Wtd | 1.1138 | 1.1994 | -0.0005
DO8 v3.02 | SCE | New | Rt3 | CZ10 | Wtd | 1.1065 | 1.145 | -0.001
DO8 v3.02 | SCE | New | Rt3 | CZ13 | Wtd | 1.081 | 1.1828 | -0.0039
DO8 v3.02 | SCE | New | Rt3 | CZ14 | Wtd | 1.0681 | 1.2031 | -0.0046
DO8 v3.02 | SCE | New | Rt3 | CZ15 | Wtd | 1.1523 | 1.2176 | -0.0001
DO8 v3.02 | SCE | New | Rt3 | CZ16 | Wtd | 0.9798 | 1.0253 | -0.0112
DO8 v3.02 | SCE | New | Rt3 | IOU | Wtd | 1.1031 | 1.176 | -0.0012
DO8 v3.02 | SCE | New | RtL | CZ05 | Wtd | 1.06 | 1.1914 | -0.0042
DO8 v3.02 | SCE | New | RtL | CZ06 | Wtd | 1.0924 | 1.2029 | -0.0028
DO8 v3.02 | SCE | New | RtL | CZ08 | Wtd | 1.1037 | 1.2002 | -0.0024
DO8 v3.02 | SCE | New | RtL | CZ09 | Wtd | 1.1155 | 1.2185 | -0.0017
DO8 v3.02 | SCE | New | RtL | CZ10 | Wtd | 1.1077 | 1.2131 | -0.0023
DO8 v3.02 | SCE | New | RtL | CZ13 | Wtd | 1.089 | 1.2277 | -0.0043
DO8 v3.02 | SCE | New | RtL | CZ14 | Wtd | 1.0678 | 1.2195 | -0.0057
DO8 v3.02 | SCE | New | RtL | CZ15 | Wtd | 1.1583 | 1.2455 | -0.0007
DO8 v3.02 | SCE | New | RtL | CZ16 | Wtd | 0.98 | 1.1285 | -0.0128
DO8 v3.02 | SCE | New | RtL | IOU | Wtd | 1.1029 | 1.2103 | -0.0026
DO8 v3.02 | SCE | New | RtS | CZ05 | Wtd | 1.0412 | 1.1427 | -0.0032
DO8 v3.02 | SCE | New | RtS | CZ06 | Wtd | 1.0622 | 1.1498 | -0.0018
DO8 v3.02 | SCE | New | RtS | CZ08 | Wtd | 1.0779 | 1.1644 | -0.0015
DO8 v3.02 | SCE | New | RtS | CZ09 | Wtd | 1.0832 | 1.1807 | -0.001
DO8 v3.02 | SCE | New | RtS | CZ10 | Wtd | 1.0855 | 1.1735 | -0.0013
DO8 v3.02 | SCE | New | RtS | CZ13 | Wtd | 1.0645 | 1.1957 | -0.0039
DO8 v3.02 | SCE | New | RtS | CZ14 | Wtd | 1.0552 | 1.1852 | -0.0047
DO8 v3.02 | SCE | New | RtS | CZ15 | Wtd | 1.13 | 1.2077 | -0.0003
DO8 v3.02 | SCE | New | RtS | CZ16 | Wtd | 0.976 | 1.1704 | -0.011
DO8 v3.02 | SCE | New | RtS | IOU | Wtd | 1.0775 | 1.1707 | -0.0018
DO8 v3.02 | SCE | New | SCn | CZ05 | Wtd | 0.9635 | 1.2791 | -0.0083
DO8 v3.02 | SCE | New | SCn | CZ06 | Wtd | 1.0015 | 1.2477 | -0.0063
DO8 v3.02 | SCE | New | SCn | CZ08 | Wtd | 1.0376 | 1.2282 | -0.0044
DO8 v3.02 | SCE | New | SCn | CZ09 | Wtd | 1.0479 | 1.2445 | -0.0039
DO8 v3.02 | SCE | New | SCn | CZ10 | Wtd | 1.0492 | 1.2428 | -0.0043
DO8 v3.02 | SCE | New | SCn | CZ13 | Wtd | 1.0258 | 1.2611 | -0.0067
DO8 v3.02 | SCE | New | SCn | CZ14 | Wtd | 1.009 | 1.266 | -0.008
DO8 v3.02 | SCE | New | SCn | CZ15 | Wtd | 1.1013 | 1.2715 | -0.0017
DO8 v3.02 | SCE | New | SCn | CZ16 | Wtd | 0.93 | 1.2434 | -0.0131
DO8 v3.02 | SCE | New | SCn | IOU | Wtd | 1.042 | 1.2414 | -0.0046
DO8 v3.02 | SCE | New | SUn | CZ05 | Wtd | 1 | 1 | 0
DO8 v3.02 | SCE | New | SUn | CZ06 | Wtd | 1 | 1 | 0
DO8 v3.02 | SCE | New | SUn | CZ08 | Wtd | 1 | 1 | 0
DO8 v3.02 | SCE | New | SUn | CZ09 | Wtd | 1 | 1 | 0
DO8 v3.02 | SCE | New | SUn | CZ10 | Wtd | 1 | 1 | 0
DO8 v3.02 | SCE | New | SUn | CZ13 | Wtd | 1 | 1 | 0
DO8 v3.02 | SCE | New | SUn | CZ14 | Wtd | 1 | 1 | 0
DO8 v3.02 | SCE | New | SUn | CZ15 | Wtd | 1 | 1 | 0
DO8 v3.02 | SCE | New | SUn | CZ16 | Wtd | 1 | 1 | 0
DO8 v3.02 | SCE | New | SUn | IOU | Wtd | 1 | 1 | 0
DO8 v3.02 | SCE | New | WRf | CZ05 | Wtd | 1.2563 | 1.4 | 0
DO8 v3.02 | SCE | New | WRf | CZ06 | Wtd | 1.2888 | 1.2112 | 0
DO8 v3.02 | SCE | New | WRf | CZ08 | Wtd | 1.2841 | 1.4 | 0
DO8 v3.02 | SCE | New | WRf | CZ09 | Wtd | 1.2784 | 1.226 | 0
DO8 v3.02 | SCE | New | WRf | CZ10 | Wtd | 1.273 | 1.2163 | 0
DO8 v3.02 | SCE | New | WRf | CZ13 | Wtd | 1.276 | 1.2323 | 0
DO8 v3.02 | SCE | New | WRf | CZ14 | Wtd | 1.2489 | 1.2161 | -0.0001
DO8 v3.02 | SCE | New | WRf | CZ15 | Wtd | 1.3033 | 1.2302 | 0
DO8 v3.02 | SCE | New | WRf | CZ16 | Wtd | 1.2229 | 1.4 | -0.0003
DO8 v3.02 | SCE | New | WRf | IOU | Wtd | 1.2801 | 1.2813 | 0
DO8 v3.02 | SDG | Ex | Asm | CZ06 | Wtd | 1.0945 | 1.2105 | -0.0057
DO8 v3.02 | SDG | Ex | Asm | CZ07 | Wtd | 1.1066 | 1.2293 | -0.0038
DO8 v3.02 | SDG | Ex | Asm | CZ08 | Wtd | 1.1086 | 1.2117 | -0.0046
DO8 v3.02 | SDG | Ex | Asm | CZ10 | Wtd | 1.1013 | 1.0994 | -0.0051
DO8 v3.02 | SDG | Ex | Asm | CZ14 | Wtd | 1.0716 | 1.136 | -0.0086
DO8 v3.02 | SDG | Ex | Asm | CZ15 | Wtd | 1.183 | 1.1854 | -0.0019
DO8 v3.02 | SDG | Ex | Asm | IOU | Wtd | 1.1046 | 1.1879 | -0.0043
DO8 v3.02 | SDG | Ex | ComWtd | IOU | Wtd | 1.1182 | 1.2245 | -0.0029
DO8 v3.02 | SDG | Ex | ECC | CZ06 | Wtd | 1.1256 | 1.2313 | -0.0059
DO8 v3.02 | SDG | Ex | ECC | CZ07 | Wtd | 1.1411 | 1.2463 | -0.0047
DO8 v3.02 | SDG | Ex | ECC | CZ08 | Wtd | 1.1409 | 1.2498 | -0.0051
DO8 v3.02 | SDG | Ex | ECC | CZ10 | Wtd | 1.1397 | 1.2686 | -0.0055
DO8 v3.02 | SDG | Ex | ECC | CZ14 | Wtd | 1.1125 | 1.2847 | -0.0091
DO8 v3.02 | SDG | Ex | ECC | IOU | Wtd | 1.1405 | 1.2499 | -0.0049
DO8 v3.02 | SDG | Ex | EPr | CZ06 | Wtd | 1.1366 | 1 | -0.0039
DO8 v3.02 | SDG | Ex | EPr | CZ07 | Wtd | 1.1483 | 1.2701 | -0.0034
DO8 v3.02 | SDG | Ex | EPr | CZ08 | Wtd | 1.153 | 1.2863 | -0.0035
DO8 v3.02 | SDG | Ex | EPr | CZ10 | Wtd | 1.1472 | 1 | -0.004
DO8 v3.02 | SDG | Ex | EPr | CZ14 | Wtd | 1.089 | 1 | -0.0082
DO8 v3.02 | SDG | Ex | EPr | CZ15 | Wtd | 1.2124 | 1 | -0.0014
DO8 v3.02 | SDG | Ex | EPr | IOU | Wtd | 1.1473 | 1.2662 | -0.0037
DO8 v3.02 | SDG | Ex | ERC | CZ06 | Wtd | 1.0888 | 1 | -0.0054
DO8 v3.02 | SDG | Ex | ERC | CZ07 | Wtd | 1.1166 | 1.3025 | -0.0054
DO8 v3.02 | SDG | Ex | ERC | CZ08 | Wtd | 1.1131 | 1.2693 | -0.0053
DO8 v3.02 | SDG | Ex | ERC | CZ10 | Wtd | 1.1083 | 1 | -0.0059
DO8 v3.02 | SDG | Ex | ERC | CZ14 | Wtd | 1.0901 | 1 | -0.0079
DO8 v3.02 | SDG | Ex | ERC | CZ15 | Wtd | 1.1608 | 1 | -0.0032
DO8 v3.02 | SDG | Ex | ERC | IOU | Wtd | 1.1122 | 1.2942 | -0.0056
DO8 v3.02 | SDG | Ex | ESe | CZ06 | Wtd | 1.1192 | 1 | -0.0055
DO8 v3.02 | SDG | Ex | ESe | CZ07 | Wtd | 1.1307 | 1.2337 | -0.0046
DO8 v3.02 | SDG | Ex | ESe | CZ08 | Wtd | 1.1418 | 1.258 | -0.0045
DO8 v3.02 | SDG | Ex | ESe | CZ10 | Wtd | 1.1448 | 1 | -0.0051
DO8 v3.02 | SDG | Ex | ESe | CZ14 | Wtd | 1.0974 | 1 | -0.0094
DO8 v3.02 | SDG | Ex | ESe | CZ15 | Wtd | 1.2289 | 1 | -0.0021
DO8 v3.02 | SDG | Ex | ESe | IOU | Wtd | 1.1353 | 1.2318 | -0.0049
DO8 v3.02 | SDG | Ex | EUn | CZ06 | Wtd | 1.1368 | 1.2131 | -0.0045
DO8 v3.02 | SDG | Ex | EUn | CZ07 | Wtd | 1.1453 | 1.2271 | -0.004
DO8 v3.02 | SDG | Ex | EUn | CZ08 | Wtd | 1.1496 | 1.2392 | -0.0041
DO8 v3.02 | SDG | Ex | EUn | CZ10 | Wtd | 1.1481 | 1.2385 | -0.0047
DO8 v3.02 | SDG | Ex | EUn | CZ14 | Wtd | 1.1262 | 1.2579 | -0.0066
DO8 v3.02 | SDG | Ex | EUn | IOU | Wtd | 1.1458 | 1.2291 | -0.0041
DO8 v3.02 | SDG | Ex | Gro | CZ06 | Wtd | 0.9947 | 1.1939 | -0.014
DO8 v3.02 | SDG | Ex | Gro | CZ07 | Wtd | 1.015 | 1.2072 | -0.0126
DO8 v3.02 | SDG | Ex | Gro | CZ08 | Wtd | 1.0296 | 1.272 | -0.0119
DO8 v3.02 | SDG | Ex | Gro | CZ10 | Wtd | 1.0496 | 1.3135 | -0.0109
DO8 v3.02 | SDG | Ex | Gro | CZ14 | Wtd | 1.0346 | 1.3248 | -0.0118
DO8 v3.02 | SDG | Ex | Gro | CZ15 | Wtd | 1.1236 | 1.2996 | -0.0064
DO8 v3.02 | SDG | Ex | Gro | IOU | Wtd | 1.0237 | 1.2373 | -0.0122
DO8 v3.02 | SDG | Ex | Hsp | CZ06 | Wtd | 1.1467 | 1.2346 | -0.0052
DO8 v3.02 | SDG | Ex | Hsp | CZ07 | Wtd | 1.1485 | 1.2367 | -0.0049
DO8 v3.02 | SDG | Ex | Hsp | CZ08 | Wtd | 1.1523 | 1.2444 | -0.0051
DO8 v3.02 | SDG | Ex | Hsp | CZ10 | Wtd | 1.1485 | 1.2657 | -0.0055
DO8 v3.02 | SDG | Ex | Hsp | CZ14 | Wtd | 1.1236 | 1.2837 | -0.0068
DO8 v3.02 | SDG | Ex | Hsp | IOU | Wtd | 1.1486 | 1.2411 | -0.005
DO8 v3.02 | SDG | Ex | Htl | CZ06 | Wtd | 1.0868 | 1.257 | -0.0034
DO8 v3.02 | SDG | Ex | Htl | CZ07 | Wtd | 1.1017 | 1.2525 | -0.0031
DO8 v3.02 | SDG | Ex | Htl | CZ08 | Wtd | 1.1005 | 1.2683 | -0.0033
DO8 v3.02 | SDG | Ex | Htl | CZ10 | Wtd | 1.0993 | 1.2869 | -0.0035
DO8 v3.02 | SDG | Ex | Htl | CZ14 | Wtd | 1.0539 | 1.2855 | -0.0048
DO8 v3.02 | SDG | Ex | Htl | CZ15 | Wtd | 1.1626 | 1.2898 | -0.0023
DO8 v3.02 | SDG | Ex | Htl | IOU | Wtd | 1.101 | 1.2568 | -0.0031
DO8 v3.02 | SDG | Ex | MBT | CZ06 | Wtd | 1.163 | 1.2592 | -0.0002
DO8 v3.02 | SDG | Ex | MBT | CZ07 | Wtd | 1.1696 | 1.2416 | -0.0002
DO8 v3.02 | SDG | Ex | MBT | CZ08 | Wtd | 1.168 | 1.2858 | -0.0002
DO8 v3.02 | SDG | Ex | MBT | CZ10 | Wtd | 1.1667 | 1.2482 | -0.0003
DO8 v3.02 | SDG | Ex | MBT | CZ14 | Wtd | 1.144 | 1.2755 | -0.0009
DO8 v3.02 | SDG | Ex | MBT | CZ15 | Wtd | 1.216 | 1.2348 | -0.0001
DO8 v3.02 | SDG | Ex | MBT | IOU | Wtd | 1.1684 | 1.2453 | -0.0002
DO8 v3.02 | SDG | Ex | MLI | CZ06 | Wtd | 1.0806 | 1.2046 | -0.0022
DO8 v3.02 | SDG | Ex | MLI | CZ07 | Wtd | 1.0889 | 1.21 | -0.0014
DO8 v3.02 | SDG | Ex | MLI | CZ08 | Wtd | 1.0997 | 1.2097 | -0.0017
DO8 v3.02 | SDG | Ex | MLI | CZ10 | Wtd | 1.103 | 1.2094 | -0.0017
DO8 v3.02 | SDG | Ex | MLI | CZ14 | Wtd | 1.0629 | 1.225 | -0.0061
DO8 v3.02 | SDG | Ex | MLI | CZ15 | Wtd | 1.1563 | 1.2142 | -0.0008
DO8 v3.02 | SDG | Ex | MLI | IOU | Wtd | 1.0931 | 1.2098 | -0.0016
DO8 v3.02 | SDG | Ex | Mtl | CZ06 | Wtd | 1.1128 | 1.2558 | -0.0033
DO8 v3.02 | SDG | Ex | Mtl | CZ07 | Wtd | 1.1291 | 1.2573 | -0.0029
DO8 v3.02 | SDG | Ex | Mtl | CZ08 | Wtd | 1.1226 | 1.2672 | -0.0029
DO8 v3.02 | SDG | Ex | Mtl | CZ10 | Wtd | 1.1168 | 1.2836 | -0.0033
DO8 v3.02 | SDG | Ex | Mtl | CZ14 | Wtd | 1.0675 | 1.3051 | -0.0045
DO8 v3.02 | SDG | Ex | Mtl | CZ15 | Wtd | 1.1842 | 1.3159 | -0.0016
DO8 v3.02 | SDG | Ex | Mtl | IOU | Wtd | 1.1272 | 1.2608 | -0.0029
DO8 v3.02 | SDG | Ex | Nrs | CZ06 | Wtd | 1.0661 | 1.2519 | -0.0106
DO8 v3.02 | SDG | Ex | Nrs | CZ07 | Wtd | 1.0781 | 1.2561 | -0.0095
DO8 v3.02 | SDG | Ex | Nrs | CZ08 | Wtd | 1.0869 | 1.2749 | -0.0098
DO8 v3.02 | SDG | Ex | Nrs | CZ10 | Wtd | 1.0947 | 1.3156 | -0.0102
DO8 v3.02 | SDG | Ex | Nrs | CZ14 | Wtd | 1.0751 | 1.335 | -0.012
DO8 v3.02 | SDG | Ex | Nrs | IOU | Wtd | 1.0805 | 1.2652 | -0.0097
DO8 v3.02 | SDG | Ex | OfL | CZ06 | Wtd | 1.1619 | 1.2578 | -0.0023
DO8 v3.02 | SDG | Ex | OfL | CZ07 | Wtd | 1.1686 | 1.2684 | -0.0021
DO8 v3.02 | SDG | Ex | OfL | CZ08 | Wtd | 1.1729 | 1.3033 | -0.0022
DO8 v3.02 | SDG | Ex | OfL | CZ10 | Wtd | 1.1629 | 1.2272 | -0.0026
DO8 v3.02 | SDG | Ex | OfL | CZ14 | Wtd | 1.1473 | 1.2681 | -0.0035
DO8 v3.02 | SDG | Ex | OfL | CZ15 | Wtd | 1.2305 | 1.3034 | -0.0017
DO8 v3.02 | SDG | Ex | OfL | IOU | Wtd | 1.1675 | 1.2618 | -0.0022
DO8 v3.02 | SDG | Ex | OfS | CZ06 | Wtd | 1.1609 | 1.2639 | -0.0005
DO8 v3.02 | SDG | Ex | OfS | CZ07 | Wtd | 1.1655 | 1.2473 | -0.0003
DO8 v3.02 | SDG | Ex | OfS | CZ08 | Wtd | 1.1703 | 1.2725 | -0.0005
DO8 v3.02 | SDG | Ex | OfS | CZ10 | Wtd | 1.1717 | 1.2685 | -0.0006
DO8 v3.02 | SDG | Ex | OfS | CZ14 | Wtd | 1.1321 | 1.275 | -0.0024
DO8 v3.02 | SDG | Ex | OfS | CZ15 | Wtd | 1.2193 | 1.2919 | -0.0003
DO8 v3.02 | SDG | Ex | OfS | IOU | Wtd | 1.1665 | 1.252 | -0.0004
DO8 v3.02 | SDG | Ex | RFF | CZ06 | Wtd | 1.1065 | 1.2272 | -0.0062
DO8 v3.02 | SDG | Ex | RFF | CZ07 | Wtd | 1.1165 | 1.2159 | -0.0054
DO8 v3.02 | SDG | Ex | RFF | CZ08 | Wtd | 1.1223 | 1.236 | -0.0053
DO8 v3.02 | SDG | Ex | RFF | CZ10 | Wtd | 1.1238 | 1.2361 | -0.0054
DO8 v3.02 | SDG | Ex | RFF | CZ14 | Wtd | 1.0991 | 1.2582 | -0.0079
DO8 v3.02 | SDG | Ex | RFF | CZ15 | Wtd | 1.1798 | 1.2488 | -0.0027
DO8 v3.02 | SDG | Ex | RFF | IOU | Wtd | 1.1179 | 1.2216 | -0.0055
DO8 v3.02 | SDG | Ex | RSD | CZ06 | Wtd | 1.1123 | 1.2509 | -0.0065
DO8 v3.02 | SDG | Ex | RSD | CZ07 | Wtd | 1.1244 | 1.2483 | -0.0053
DO8 v3.02 | SDG | Ex | RSD | CZ08 | Wtd | 1.1264 | 1.2495 | -0.0054
DO8 v3.02 | SDG | Ex | RSD | CZ10 | Wtd | 1.1264 | 1.2387 | -0.0055
DO8 v3.02 | SDG | Ex | RSD | CZ14 | Wtd | 1.0881 | 1.1315 | -0.0093
DO8 v3.02 | SDG | Ex | RSD | CZ15 | Wtd | 1.1916 | 1.2228 | -0.0025
DO8 v3.02 | SDG | Ex | RSD | IOU | Wtd | 1.1244 | 1.2461 | -0.0054
DO8 v3.02 | SDG | Ex | Rt3 | CZ06 | Wtd | 1.1409 | 1.2275 | -0.0006
DO8 v3.02 | SDG | Ex | Rt3 | CZ07 | Wtd | 1.151 | 1.2265 | -0.0004
DO8 v3.02 | SDG | Ex | Rt3 | CZ08 | Wtd | 1.1519 | 1.214 | -0.0008
DO8 v3.02 | SDG | Ex | Rt3 | CZ10 | Wtd | 1.1458 | 1.1941 | -0.001
DO8 v3.02 | SDG | Ex | Rt3 | CZ14 | Wtd | 1.0921 | 1.2115 | -0.0051
DO8 v3.02 | SDG | Ex | Rt3 | CZ15 | Wtd | 1.1856 | 1.2477 | -0.0003
DO8 v3.02 | SDG | Ex | Rt3 | IOU | Wtd | 1.1494 | 1.2178 | -0.0005
DO8 v3.02 | SDG | Ex | RtL | CZ06 | Wtd | 1.1397 | 1.2328 | -0.0024
DO8 v3.02 | SDG | Ex | RtL | CZ07 | Wtd | 1.1425 | 1.2494 | -0.0016
DO8 v3.02 | SDG | Ex | RtL | CZ08 | Wtd | 1.1457 | 1.2263 | -0.0022
DO8 v3.02 | SDG | Ex | RtL | CZ10 | Wtd | 1.1407 | 1.2434 | -0.0025
DO8 v3.02 | SDG | Ex | RtL | CZ14 | Wtd | 1.0893 | 1.2464 | -0.006
DO8 v3.02 | SDG | Ex | RtL | CZ15 | Wtd | 1.1889 | 1.2803 | -0.0009
DO8 v3.02 | SDG | Ex | RtL | IOU | Wtd | 1.1421 | 1.246 | -0.0018
DO8 v3.02 | SDG | Ex | RtS | CZ06 | Wtd | 1.1255 | 1.2164 | -0.0013
DO8 v3.02 | SDG | Ex | RtS | CZ07 | Wtd | 1.1368 | 1.2109 | -0.0009
DO8 v3.02 | SDG | Ex | RtS | CZ08 | Wtd | 1.1396 | 1.2127 | -0.0012
DO8 v3.02 | SDG | Ex | RtS | CZ10 | Wtd | 1.1407 | 1.2171 | -0.0014
DO8 v3.02 | SDG | Ex | RtS | CZ14 | Wtd | 1.0964 | 1.2083 | -0.0046
DO8 v3.02 | SDG | Ex | RtS | CZ15 | Wtd | 1.1867 | 1.257 | -0.0004
DO8 v3.02 | SDG | Ex | RtS | IOU | Wtd | 1.1375 | 1.2127 | -0.0011
DO8 v3.02 | SDG | Ex | SCn | CZ06 | Wtd | 1.0132 | 1.3193 | -0.0057
DO8 v3.02 | SDG | Ex | SCn | CZ07 | Wtd | 1.0346 | 1.28 | -0.004
DO8 v3.02 | SDG | Ex | SCn | CZ08 | Wtd | 1.0574 | 1.296 | -0.0041
DO8 v3.02 | SDG | Ex | SCn | CZ10 | Wtd | 1.0657 | 1.2939 | -0.0044
DO8 v3.02 | SDG | Ex | SCn | CZ14 | Wtd | 1.0129 | 1.2993 | -0.0078
DO8 v3.02 | SDG | Ex | SCn | CZ15 | Wtd | 1.1233 | 1.3074 | -0.0023
DO8 v3.02 | SDG | Ex | SCn | IOU | Wtd | 1.0438 | 1.2855 | -0.0042
DO8 v3.02 | SDG | Ex | SUn | CZ06 | Wtd | 1 | 1 | 0
DO8 v3.02 | SDG | Ex | SUn | CZ07 | Wtd | 1 | 1 | 0
DO8 v3.02 | SDG | Ex | SUn | CZ08 | Wtd | 1 | 1 | 0
DO8 v3.02 | SDG | Ex | SUn | CZ10 | Wtd | 1 | 1 | 0
DO8 v3.02 | SDG | Ex | SUn | CZ14 | Wtd | 1 | 1 | 0
DO8 v3.02 | SDG | Ex | SUn | CZ15 | Wtd | 1 | 1 | 0
DO8 v3.02 | SDG | Ex | SUn | IOU | Wtd | 1 | 1 | 0
DO8 v3.02 | SDG | Ex | WRf | CZ06 | Wtd | 1.3961 | 1.2374 | 0
DO8 v3.02 | SDG | Ex | WRf | CZ07 | Wtd | 1.3946 | 1.2718 | 0
DO8 v3.02 | SDG | Ex | WRf | CZ10 | Wtd | 1.4191 | 1.2396 | 0
DO8 v3.02 | SDG | Ex | WRf | IOU | Wtd | 1.4 | 1.2644 | 0
DO8 v3.02 | SDG | New | Asm | CZ06 | Wtd | 1.0503 | 1.1873 | -0.0062
DO8 v3.02 | SDG | New | Asm | CZ07 | Wtd | 1.061 | 1.2039 | -0.0042
DO8 v3.02 | SDG | New | Asm | CZ08 | Wtd | 1.0652 | 1.1871 | -0.005
DO8 v3.02 | SDG | New | Asm | CZ10 | Wtd | 1.0658 | 1.0868 | -0.0054
DO8 v3.02 | SDG | New | Asm | CZ14 | Wtd | 1.0283 | 1.1265 | -0.0091
DO8 v3.02 | SDG | New | Asm | CZ15 | Wtd | 1.1396 | 1.1862 | -0.002
DO8 v3.02 | SDG | New | Asm | IOU | Wtd | 1.0622 | 1.1667 | -0.0047
DO8 v3.02 | SDG | New | ComWtd | IOU | Wtd | 1.0814 | 1.1872 | -0.0025
DO8 v3.02 | SDG | New | ECC | CZ06 | Wtd | 1.1201 | 1.2577 | -0.0047
DO8 v3.02 | SDG | New | ECC | CZ07 | Wtd | 1.1315 | 1.2129 | -0.0037
DO8 v3.02 | SDG | New | ECC | CZ08 | Wtd | 1.1368 | 1.2109 | -0.0041
DO8 v3.02 | SDG | New | ECC | CZ10 | Wtd | 1.1372 | 1.2582 | -0.004
DO8 v3.02 | SDG | New | ECC | CZ14 | Wtd | 1.1095 | 1.2711 | -0.008
DO8 v3.02 | SDG | New | ECC | CZ15 | Wtd | 1.1771 | 1.2443 | -0.0014
DO8 v3.02 | SDG | New | ECC | IOU | Wtd | 1.1327 | 1.2204 | -0.0038
DO8 v3.02 | SDG | New | EPr | CZ06 | Wtd | 1.0581 | 1 | -0.0046
DO8 v3.02 | SDG | New | EPr | CZ07 | Wtd | 1.0845 | 1.2228 | -0.0039
DO8 v3.02 | SDG | New | EPr | CZ08 | Wtd | 1.0871 | 1.2383 | -0.0039
DO8 v3.02 | SDG | New | EPr | CZ10 | Wtd | 1.0904 | 1 | -0.0043
DO8 v3.02 | SDG | New | EPr | CZ14 | Wtd | 1.0527 | 1 | -0.0086
DO8 v3.02 | SDG | New | EPr | CZ15 | Wtd | 1.1555 | 1 | -0.0015
DO8 v3.02 | SDG | New | EPr | IOU | Wtd | 1.0852 | 1.2197 | -0.0041
DO8 v3.02 | SDG | New | ERC | CZ06 | Wtd | 1.0785 | 1 | -0.0054
DO8 v3.02 | SDG | New | ERC | CZ07 | Wtd | 1.0889 | 1.2966 | -0.0052
DO8 v3.02 | SDG | New | ERC | CZ08 | Wtd | 1.1027 | 1.2139 | -0.0048
DO8 v3.02 | SDG | New | ERC | CZ10 | Wtd | 1.0988 | 1 | -0.0053
DO8 v3.02 | SDG | New | ERC | CZ14 | Wtd | 1.0663 | 1 | -0.0082
DO8 v3.02 | SDG | New | ERC | CZ15 | Wtd | 1.1477 | 1 | -0.0027
DO8 v3.02 | SDG | New | ERC | IOU | Wtd | 1.0923 | 1.2841 | -0.0052
DO8 v3.02 | SDG | New | ESe | CZ06 | Wtd | 1.0574 | 1 | -0.006
DO8 v3.02 | SDG | New | ESe | CZ07 | Wtd | 1.0769 | 1.2019 | -0.0048
DO8 v3.02 | SDG | New | ESe | CZ08 | Wtd | 1.0836 | 1.2194 | -0.0047
DO8 v3.02 | SDG | New | ESe | CZ10 | Wtd | 1.0889 | 1 | -0.0055
DO8 v3.02 | SDG | New | ESe | CZ14 | Wtd | 1.0536 | 1 | -0.01
DO8 v3.02 | SDG | New | ESe | CZ15 | Wtd | 1.1682 | 1 | -0.002
DO8 v3.02 | SDG | New | ESe | IOU | Wtd | 1.0802 | 1.1999 | -0.0051
DO8 v3.02 | SDG | New | EUn | CZ06 | Wtd | 1.1259 | 1.2272 | -0.0026
DO8 v3.02 | SDG | New | EUn | CZ07 | Wtd | 1.1351 | 1.1985 | -0.0022
DO8 v3.02 | SDG | New | EUn | CZ08 | Wtd | 1.1384 | 1.2012 | -0.0022
DO8 v3.02 | SDG | New | EUn | CZ10 | Wtd | 1.1387 | 1.2265 | -0.0027
DO8 v3.02 | SDG | New | EUn | CZ14 | Wtd | 1.1127 | 1.2338 | -0.005
DO8 v3.02 | SDG | New | EUn | CZ15 | Wtd | 1.1761 | 1.2457 | -0.0013
DO8 v3.02 | SDG | New | EUn | IOU | Wtd | 1.1358 | 1.2032 | -0.0023
DO8 v3.02 | SDG | New | Gro | CZ06 | Wtd | 1.0228 | 1.1848 | -0.0091
DO8 v3.02 | SDG | New | Gro | CZ07 | Wtd | 1.0359 | 1.1964 | -0.0072
DO8 v3.02 | SDG | New | Gro | CZ08 | Wtd | 1.0472 | 1.2337 | -0.0075
DO8 v3.02 | SDG | New | Gro | CZ10 | Wtd | 1.0514 | 1.2626 | -0.0076
DO8 v3.02 | SDG | New | Gro | CZ14 | Wtd | 1.0318 | 1.2856 | -0.0097
DO8 v3.02 | SDG | New | Gro | CZ15 | Wtd | 1.1124 | 1.2627 | -0.0039
DO8 v3.02 | SDG | New | Gro | IOU | Wtd | 1.0397 | 1.215 | -0.0074
DO8 v3.02 | SDG | New | Hsp | CZ06 | Wtd | 1.0912 | 1.1915 | -0.0045
DO8 v3.02 | SDG | New | Hsp | CZ07 | Wtd | 1.0943 | 1.1938 | -0.0041
DO8 v3.02 | SDG | New | Hsp | CZ08 | Wtd | 1.0984 | 1.1994 | -0.0047
DO8 v3.02 | SDG | New | Hsp | CZ10 | Wtd | 1.0981 | 1.2188 | -0.0049
DO8 v3.02 | SDG | New | Hsp | CZ14 | Wtd | 1.0756 | 1.2348 | -0.0063
DO8 v3.02 | SDG | New | Hsp | CZ15 | Wtd | 1.1394 | 1.2438 | -0.0043
DO8 v3.02 | SDG | New | Hsp | IOU | Wtd | 1.0949 | 1.1975 | -0.0043
DO8 v3.02 | SDG | New | Htl | CZ06 | Wtd | 1.049 | 1.236 | -0.0031
DO8 v3.02 | SDG | New | Htl | CZ07 | Wtd | 1.0639 | 1.2235 | -0.0028
DO8 v3.02 | SDG | New | Htl | CZ08 | Wtd | 1.0636 | 1.2298 | -0.0031
DO8 v3.02 | SDG | New | Htl | CZ10 | Wtd | 1.0599 | 1.2423 | -0.0034
DO8 v3.02 | SDG | New | Htl | CZ14 | Wtd | 1.0104 | 1.2472 | -0.0054
DO8 v3.02 | SDG | New | Htl | CZ15 | Wtd | 1.1225 | 1.2453 | -0.0022
DO8 v3.02 | SDG | New | Htl | IOU | Wtd | 1.0629 | 1.2264 | -0.0029
DO8 v3.02 | SDG | New | MBT | CZ06 | Wtd | 1.125 | 1.2241 | -0.0003
DO8 v3.02 | SDG | New | MBT | CZ07 | Wtd | 1.1351 | 1.2109 | -0.0002
DO8 v3.02 | SDG | New | MBT | CZ08 | Wtd | 1.1356 | 1.2491 | -0.0003
DO8 v3.02 | SDG | New | MBT | CZ10 | Wtd | 1.1329 | 1.2335 | -0.0002
DO8 v3.02 | SDG | New | MBT | CZ14 | Wtd | 1.1044 | 1.2473 | -0.0007
DO8 v3.02 | SDG | New | MBT | CZ15 | Wtd | 1.1767 | 1.2202 | -0.0001
DO8 v3.02 | SDG | New | MBT | IOU | Wtd | 1.1339 | 1.2193 | -0.0002
DO8 v3.02 | SDG | New | MLI | CZ06 | Wtd | 1.0483 | 1.1876 | -0.003
DO8 v3.02 | SDG | New | MLI | CZ07 | Wtd | 1.0551 | 1.1918 | -0.0018
DO8 v3.02 | SDG | New | MLI | CZ08 | Wtd | 1.0706 | 1.19 | -0.0021
DO8 v3.02 | SDG | New | MLI | CZ10 | Wtd | 1.0802 | 1.1942 | -0.0017
DO8 v3.02 | SDG | New | MLI | CZ14 | Wtd | 1.053 | 1.2145 | -0.0055
DO8 v3.02 | SDG | New | MLI | CZ15 | Wtd | 1.1316 | 1.2027 | -0.0004
DO8 v3.02 | SDG | New | MLI | IOU | Wtd | 1.063 | 1.1926 | -0.0019
DO8 v3.02 | SDG | New | Mtl | CZ06 | Wtd | 1.0762 | 1.2357 | -0.0038
DO8 v3.02 | SDG | New | Mtl | CZ07 | Wtd | 1.096 | 1.2359 | -0.0032
DO8 v3.02 | SDG | New | Mtl | CZ08 | Wtd | 1.0901 | 1.241 | -0.0034
DO8 v3.02 | SDG | New | Mtl | CZ10 | Wtd | 1.0828 | 1.2673 | -0.0038
DO8 v3.02 | SDG | New | Mtl | CZ14 | Wtd | 1.0246 | 1.2716 | -0.0055
DO8 v3.02 | SDG | New | Mtl | CZ15 | Wtd | 1.1507 | 1.2959 | -0.0019
DO8 v3.02 | SDG | New | Mtl | IOU | Wtd | 1.0937 | 1.2399 | -0.0033
DO8 v3.02 | SDG | New | Nrs | CZ06 | Wtd | 1.0203 | 1.2541 | -0.0107
DO8 v3.02 | SDG | New | Nrs | CZ07 | Wtd | 1.0337 | 1.2537 | -0.0096
DO8 v3.02 | SDG | New | Nrs | CZ08 | Wtd | 1.0492 | 1.2645 | -0.01
DO8 v3.02 | SDG | New | Nrs | CZ10 | Wtd | 1.0665 | 1.3059 | -0.01
DO8 v3.02 | SDG | New | Nrs | CZ14 | Wtd | 1.0446 | 1.3183 | -0.0126
DO8 v3.02 | SDG | New | Nrs | CZ15 | Wtd | 1.1361 | 1.336 | -0.0059
DO8 v3.02 | SDG | New | Nrs | IOU | Wtd | 1.0387 | 1.2616 | -0.0097
DO8 v3.02 | SDG | New | OfL | CZ06 | Wtd | 1.1507 | 1.1922 | -0.0016
DO8 v3.02 | SDG | New | OfL | CZ07 | Wtd | 1.1538 | 1.2138 | -0.0015
DO8 v3.02 | SDG | New | OfL | CZ08 | Wtd | 1.1586 | 1.255 | -0.0015
DO8 v3.02 | SDG | New | OfL | CZ10 | Wtd | 1.1563 | 1.1746 | -0.0015
DO8 v3.02 | SDG | New | OfL | CZ14 | Wtd | 1.1329 | 1.2158 | -0.0024
DO8 v3.02 | SDG | New | OfL | CZ15 | Wtd | 1.1963 | 1.2639 | -0.001
DO8 v3.02 | SDG | New | OfL | IOU | Wtd | 1.1542 | 1.2074 | -0.0015
DO8 v3.02 | SDG | New | OfS | CZ06 | Wtd | 1.0865 | 1.2163 | -0.0004
DO8 v3.02 | SDG | New | OfS | CZ07 | Wtd | 1.0951 | 1.1962 | -0.0002
DO8 v3.02 | SDG | New | OfS | CZ08 | Wtd | 1.1022 | 1.2211 | -0.0005
DO8 v3.02 | SDG | New | OfS | CZ10 | Wtd | 1.1113 | 1.2256 | -0.0003
DO8 v3.02 | SDG | New | OfS | CZ14 | Wtd | 1.0739 | 1.2289 | -0.002
DO8 v3.02 | SDG | New | OfS | CZ15 | Wtd | 1.1588 | 1.2446 | -0.0001
DO8 v3.02 | SDG | New | OfS | IOU | Wtd | 1.0978 | 1.2024 | -0.0003
DO8 v3.02 | SDG | New | RFF | CZ06 | Wtd | 1.0331 | 1.1969 | -0.0068
DO8 v3.02 | SDG | New | RFF | CZ07 | Wtd | 1.0471 | 1.1777 | -0.006
DO8 v3.02 | SDG | New | RFF | CZ08 | Wtd | 1.0522 | 1.193 | -0.0058
DO8 v3.02 | SDG | New | RFF | CZ10 | Wtd | 1.0621 | 1.1892 | -0.0061
DO8 v3.02 | SDG | New | RFF | CZ14 | Wtd | 1.0454 | 1.2141 | -0.0087
DO8 v3.02 | SDG | New | RFF | CZ15 | Wtd | 1.116 | 1.1956 | -0.0031
DO8 v3.02 | SDG | New | RFF | IOU | Wtd | 1.05 | 1.1816 | -0.0061
DO8 v3.02 | SDG | New | RSD | CZ06 | Wtd | 1.0582 | 1.22 | -0.0072
DO8 v3.02 | SDG | New | RSD | CZ07 | Wtd | 1.0699 | 1.2108 | -0.0059
DO8 v3.02 | SDG | New | RSD | CZ08 | Wtd | 1.0715 | 1.2079 | -0.006
DO8 v3.02 | SDG | New | RSD | CZ10 | Wtd | 1.0786 | 1.0717 | -0.0059
DO8 v3.02 | SDG | New | RSD | CZ14 | Wtd | 1.0497 | 1.1355 | -0.0097
DO8 v3.02 | SDG | New | RSD | CZ15 | Wtd | 1.1368 | 1.1961 | -0.0025
DO8 v3.02 | SDG | New | RSD | IOU | Wtd | 1.0713 | 1.1804 | -0.006
DO8 v3.02 | SDG | New | Rt3 | CZ06 | Wtd | 1.0892 | 1.1976 | -0.0007
DO8 v3.02 | SDG | New | Rt3 | CZ07 | Wtd | 1.1009 | 1.1949 | -0.0003
DO8 v3.02 | SDG | New | Rt3 | CZ08 | Wtd | 1.109 | 1.1776 | -0.0009
DO8 v3.02 | SDG | New | Rt3 | CZ10 | Wtd | 1.1046 | 1.1426 | -0.001
DO8 v3.02 | SDG | New | Rt3 | CZ14 | Wtd | 1.0661 | 1.2003 | -0.0047
DO8 v3.02 | SDG | New | Rt3 | CZ15 | Wtd | 1.15 | 1.2141 | -0.0001
DO8 v3.02 | SDG | New | Rt3 | IOU | Wtd | 1.1019 | 1.1811 | -0.0005
DO8 v3.02 | SDG | New | RtL | CZ06 | Wtd | 1.0907 | 1.2007 | -0.0029
DO8 v3.02 | SDG | New | RtL | CZ07 | Wtd | 1.092 | 1.2177 | -0.0018
DO8 v3.02 | SDG | New | RtL | CZ08 | Wtd | 1.102 | 1.198 | -0.0024
DO8 v3.02 | SDG | New | RtL | CZ10 | Wtd | 1.106 | 1.2107 | -0.0024
DO8 v3.02 | SDG | New | RtL | CZ14 | Wtd | 1.0661 | 1.2171 | -0.0059
DO8 v3.02 | SDG | New | RtL | CZ15 | Wtd | 1.1564 | 1.2428 | -0.0007
DO8 v3.02 | SDG | New | RtL | IOU | Wtd | 1.096 | 1.2142 | -0.002
DO8 v3.02 | SDG | New | RtS | CZ06 | Wtd | 1.0611 | 1.1482 | -0.0018
DO8 v3.02 | SDG | New | RtS | CZ07 | Wtd | 1.0717 | 1.1449 | -0.0012
DO8 v3.02 | SDG | New | RtS | CZ08 | Wtd | 1.0767 | 1.1626 | -0.0016
DO8 v3.02 | SDG | New | RtS | CZ10 | Wtd | 1.0842 | 1.1716 | -0.0014
DO8 v3.02 | SDG | New | RtS | CZ14 | Wtd | 1.0537 | 1.1832 | -0.0048
DO8 v3.02 | SDG | New | RtS | CZ15 | Wtd | 1.1285 | 1.2055 | -0.0003
DO8 v3.02 | SDG | New | RtS | IOU | Wtd | 1.0747 | 1.1527 | -0.0013
DO8 v3.02 | SDG | New | SCn | CZ06 | Wtd | 0.999 | 1.2415 | -0.0063
DO8 v3.02 | SDG | New | SCn | CZ07 | Wtd | 1.0178 | 1.1952 | -0.0043
DO8 v3.02 | SDG | New | SCn | CZ08 | Wtd | 1.0348 | 1.2225 | -0.0044
DO8 v3.02 | SDG | New | SCn | CZ10 | Wtd | 1.0463 | 1.2367 | -0.0043
DO8 v3.02 | SDG | New | SCn | CZ14 | Wtd | 1.0053 | 1.2593 | -0.0081
DO8 v3.02 | SDG | New | SCn | CZ15 | Wtd | 1.0979 | 1.2647 | -0.0017
DO8 v3.02 | SDG | New | SCn | IOU | Wtd | 1.0262 | 1.2095 | -0.0044
DO8 v3.02 | SDG | New | SUn | CZ06 | Wtd | 1 | 1 | 0
DO8 v3.02 | SDG | New | SUn | CZ07 | Wtd | 1 | 1 | 0
DO8 v3.02 | SDG | New | SUn | CZ08 | Wtd | 1 | 1 | 0
DO8 v3.02 | SDG | New | SUn | CZ10 | Wtd | 1 | 1 | 0
DO8 v3.02 | SDG | New | SUn | CZ14 | Wtd | 1 | 1 | 0
DO8 v3.02 | SDG | New | SUn | CZ15 | Wtd | 1 | 1 | 0
DO8 v3.02 | SDG | New | SUn | IOU | Wtd | 1 | 1 | 0
DO8 v3.02 | SDG | New | WRf | CZ06 | Wtd | 1.2888 | 1.2112 | 0
DO8 v3.02 | SDG | New | WRf | CZ07 | Wtd | 1.2862 | 1.4 | 0
DO8 v3.02 | SDG | New | WRf | CZ08 | Wtd | 1.2841 | 1.4 | 0
DO8 v3.02 | SDG | New | WRf | CZ10 | Wtd | 1.273 | 1.2163 | 0
DO8 v3.02 | SDG | New | WRf | CZ14 | Wtd | 1.2489 | 1.2161 | -0.0001
DO8 v3.02 | SDG | New | WRf | CZ15 | Wtd | 1.3033 | 1.2302 | 0
DO8 v3.02 | SDG | New | WRf | IOU | Wtd | 1.2833 | 1.279 | 0

## Com-InLtg-Exit
DEER_SPT Database tables: Support
This file created on 11/30/2011 6:19:34 PM while connected to deeresources.net as sptviewer by READI (v0.99.3)
VersionSrc | IOU | BldgVint | BldgType | BldgLoc | BldgHVAC | kWh/kWh | kW/kW | therm/kWh
DO8 v3.02 | PGE | Ex | Asm | CZ01 | Wtd | 0.9746 | 1.2097 | -0.0173
DO8 v3.02 | PGE | Ex | Asm | CZ02 | Wtd | 1.0281 | 1.2467 | -0.0112
DO8 v3.02 | PGE | Ex | Asm | CZ03 | Wtd | 1.0371 | 1.2705 | -0.01172
DO8 v3.02 | PGE | Ex | Asm | CZ04 | Wtd | 1.053 | 1.2749 | -0.00972
DO8 v3.02 | PGE | Ex | Asm | CZ05 | Wtd | 1.0441 | 1.2291 | -0.00982
DO8 v3.02 | PGE | Ex | Asm | CZ11 | Wtd | 1.0312 | 1.2459 | -0.00983
DO8 v3.02 | PGE | Ex | Asm | CZ12 | Wtd | 1.026 | 1.2677 | -0.01005
DO8 v3.02 | PGE | Ex | Asm | CZ13 | Wtd | 1.0665 | 1.2306 | -0.0082
DO8 v3.02 | PGE | Ex | Asm | CZ16 | Wtd | 0.969 | 1.1026 | -0.01542
DO8 v3.02 | PGE | Ex | Asm | IOU | Wtd | 1.0395 | 1.2599 | -0.01051
DO8 v3.02 | PGE | Ex | ComWtd | IOU | Wtd | 1.0466 | 1.2575 | -0.00719
DO8 v3.02 | PGE | Ex | ECC | CZ01 | Wtd | 0.9899 | 1.3883 | -0.02087
DO8 v3.02 | PGE | Ex | ECC | CZ02 | Wtd | 1.0202 | 1.4418 | -0.01588
DO8 v3.02 | PGE | Ex | ECC | CZ03 | Wtd | 1.0445 | 1.3774 | -0.01411
DO8 v3.02 | PGE | Ex | ECC | CZ04 | Wtd | 1.0463 | 1.4578 | -0.01256
DO8 v3.02 | PGE | Ex | ECC | CZ05 | Wtd | 1.0593 | 1.5377 | -0.01207
DO8 v3.02 | PGE | Ex | ECC | CZ11 | Wtd | 1.0778 | 1.4706 | -0.01419
DO8 v3.02 | PGE | Ex | ECC | CZ12 | Wtd | 1.0553 | 1.5913 | -0.01427
DO8 v3.02 | PGE | Ex | ECC | CZ13 | Wtd | 1.1006 | 1 | -0.01111
DO8 v3.02 | PGE | Ex | ECC | CZ16 | Wtd | 1.0245 | 1.4401 | -0.02
DO8 v3.02 | PGE | Ex | ECC | IOU | Wtd | 1.0543 | 1.3855 | -0.01379
DO8 v3.02 | PGE | Ex | EPr | CZ01 | Wtd | 0.9396 | 1.286 | -0.01643
DO8 v3.02 | PGE | Ex | EPr | CZ02 | Wtd | 0.988 | 1 | -0.01181
DO8 v3.02 | PGE | Ex | EPr | CZ03 | Wtd | 1.0045 | 1 | -0.01016
DO8 v3.02 | PGE | Ex | EPr | CZ04 | Wtd | 1.0255 | 1 | -0.00924
DO8 v3.02 | PGE | Ex | EPr | CZ05 | Wtd | 1.0156 | 1.3896 | -0.00891
DO8 v3.02 | PGE | Ex | EPr | CZ11 | Wtd | 1.0381 | 1 | -0.0119
DO8 v3.02 | PGE | Ex | EPr | CZ12 | Wtd | 1.0342 | 1 | -0.0103
DO8 v3.02 | PGE | Ex | EPr | CZ13 | Wtd | 1.0817 | 1 | -0.00935
DO8 v3.02 | PGE | Ex | EPr | CZ16 | Wtd | 0.8983 | 1 | -0.02158
DO8 v3.02 | PGE | Ex | EPr | IOU | Wtd | 1.0266 | 1.0107 | -0.0103
DO8 v3.02 | PGE | Ex | ERC | CZ01 | Wtd | 0.8447 | 1.1542 | -0.01856
DO8 v3.02 | PGE | Ex | ERC | CZ02 | Wtd | 0.9471 | 1 | -0.01385
DO8 v3.02 | PGE | Ex | ERC | CZ03 | Wtd | 0.8538 | 1 | -0.01164
DO8 v3.02 | PGE | Ex | ERC | CZ04 | Wtd | 0.9212 | 1 | -0.01249
DO8 v3.02 | PGE | Ex | ERC | CZ05 | Wtd | 0.9094 | 1.1855 | -0.01493
DO8 v3.02 | PGE | Ex | ERC | CZ11 | Wtd | 1.0036 | 1 | -0.01282
DO8 v3.02 | PGE | Ex | ERC | CZ12 | Wtd | 0.9851 | 1 | -0.01374
DO8 v3.02 | PGE | Ex | ERC | CZ13 | Wtd | 0.9815 | 1 | -0.00998
DO8 v3.02 | PGE | Ex | ERC | CZ16 | Wtd | 0.9396 | 1 | -0.01802
DO8 v3.02 | PGE | Ex | ERC | IOU | Wtd | 0.9324 | 1.0053 | -0.01239
DO8 v3.02 | PGE | Ex | ESe | CZ01 | Wtd | 0.9633 | 1.2705 | -0.01595
DO8 v3.02 | PGE | Ex | ESe | CZ02 | Wtd | 1.0424 | 1 | -0.01127
DO8 v3.02 | PGE | Ex | ESe | CZ03 | Wtd | 1.0113 | 1 | -0.01134
DO8 v3.02 | PGE | Ex | ESe | CZ04 | Wtd | 1.0715 | 1 | -0.01001
DO8 v3.02 | PGE | Ex | ESe | CZ05 | Wtd | 1.0281 | 1.3748 | -0.00905
DO8 v3.02 | PGE | Ex | ESe | CZ11 | Wtd | 1.091 | 1 | -0.01101
DO8 v3.02 | PGE | Ex | ESe | CZ12 | Wtd | 1.0849 | 1 | -0.0107
DO8 v3.02 | PGE | Ex | ESe | CZ13 | Wtd | 1.1236 | 1 | -0.00873
DO8 v3.02 | PGE | Ex | ESe | CZ16 | Wtd | 0.9754 | 1 | -0.01861
DO8 v3.02 | PGE | Ex | ESe | IOU | Wtd | 1.0621 | 1.0103 | -0.01061
DO8 v3.02 | PGE | Ex | EUn | CZ01 | Wtd | 0.9795 | 1.3387 | -0.01589
DO8 v3.02 | PGE | Ex | EUn | CZ02 | Wtd | 1.0643 | 1.3887 | -0.01072
DO8 v3.02 | PGE | Ex | EUn | CZ03 | Wtd | 1.0654 | 1.3249 | -0.01019
DO8 v3.02 | PGE | Ex | EUn | CZ04 | Wtd | 1.0846 | 1.3734 | -0.00955
DO8 v3.02 | PGE | Ex | EUn | CZ05 | Wtd | 1.0925 | 1.3947 | -0.00882
DO8 v3.02 | PGE | Ex | EUn | CZ11 | Wtd | 1.0641 | 1.4031 | -0.01107
DO8 v3.02 | PGE | Ex | EUn | CZ12 | Wtd | 1.071 | 1.3941 | -0.01083
DO8 v3.02 | PGE | Ex | EUn | CZ13 | Wtd | 1.0937 | 1 | -0.00934
DO8 v3.02 | PGE | Ex | EUn | CZ16 | Wtd | 1.01 | 1.3624 | -0.01855
DO8 v3.02 | PGE | Ex | EUn | IOU | Wtd | 1.0709 | 1.3109 | -0.01031
DO8 v3.02 | PGE | Ex | Gro | CZ01 | Wtd | 0.8424 | 1.0583 | -0.01643
DO8 v3.02 | PGE | Ex | Gro | CZ02 | Wtd | 0.9172 | 1.3 | -0.01337
DO8 v3.02 | PGE | Ex | Gro | CZ03 | Wtd | 0.8972 | 1.3107 | -0.01425
DO8 v3.02 | PGE | Ex | Gro | CZ04 | Wtd | 0.9343 | 1.3129 | -0.01272
DO8 v3.02 | PGE | Ex | Gro | CZ05 | Wtd | 0.9067 | 1.2142 | -0.01405
DO8 v3.02 | PGE | Ex | Gro | CZ11 | Wtd | 0.9774 | 1.2714 | -0.01153
DO8 v3.02 | PGE | Ex | Gro | CZ12 | Wtd | 0.9575 | 1.3495 | -0.01222
DO8 v3.02 | PGE | Ex | Gro | CZ13 | Wtd | 1.0174 | 1.3741 | -0.01038
DO8 v3.02 | PGE | Ex | Gro | CZ16 | Wtd | 0.8526 | 1.2904 | -0.01424
DO8 v3.02 | PGE | Ex | Gro | IOU | Wtd | 0.9419 | 1.321 | -0.01271
DO8 v3.02 | PGE | Ex | Hsp | CZ01 | Wtd | 1.0758 | 1.184 | -0.01049
DO8 v3.02 | PGE | Ex | Hsp | CZ02 | Wtd | 1.0878 | 1.2461 | -0.00907
DO8 v3.02 | PGE | Ex | Hsp | CZ03 | Wtd | 1.1042 | 1.2372 | -0.00856
DO8 v3.02 | PGE | Ex | Hsp | CZ04 | Wtd | 1.1045 | 1.246 | -0.00828
DO8 v3.02 | PGE | Ex | Hsp | CZ05 | Wtd | 1.0931 | 1.2124 | -0.00874
DO8 v3.02 | PGE | Ex | Hsp | CZ11 | Wtd | 1.09 | 1.2518 | -0.0087
DO8 v3.02 | PGE | Ex | Hsp | CZ12 | Wtd | 1.0855 | 1.2562 | -0.00887
DO8 v3.02 | PGE | Ex | Hsp | CZ13 | Wtd | 1.1075 | 1.2726 | -0.00774
DO8 v3.02 | PGE | Ex | Hsp | CZ16 | Wtd | 1.0172 | 1.2355 | -0.01373
DO8 v3.02 | PGE | Ex | Hsp | IOU | Wtd | 1.0973 | 1.2491 | -0.00855
DO8 v3.02 | PGE | Ex | Htl | CZ01 | Wtd | 0.9992 | 1.2009 | -0.00692
DO8 v3.02 | PGE | Ex | Htl | CZ02 | Wtd | 1.0296 | 1.2594 | -0.00573
DO8 v3.02 | PGE | Ex | Htl | CZ03 | Wtd | 1.049 | 1.2543 | -0.00553
DO8 v3.02 | PGE | Ex | Htl | CZ04 | Wtd | 1.0527 | 1.268 | -0.00495
DO8 v3.02 | PGE | Ex | Htl | CZ05 | Wtd | 1.0464 | 1.2416 | -0.00532
DO8 v3.02 | PGE | Ex | Htl | CZ11 | Wtd | 1.0478 | 1.2813 | -0.00559
DO8 v3.02 | PGE | Ex | Htl | CZ12 | Wtd | 1.044 | 1.2844 | -0.00532
DO8 v3.02 | PGE | Ex | Htl | CZ13 | Wtd | 1.0804 | 1.2935 | -0.00467
DO8 v3.02 | PGE | Ex | Htl | CZ16 | Wtd | 0.9381 | 1.2661 | -0.00974
DO8 v3.02 | PGE | Ex | Htl | IOU | Wtd | 1.0474 | 1.2636 | -0.00544
DO8 v3.02 | PGE | Ex | MBT | CZ01 | Wtd | 1.1004 | 1.3685 | -0.00116
DO8 v3.02 | PGE | Ex | MBT | CZ02 | Wtd | 1.1118 | 1.3079 | -0.0009
DO8 v3.02 | PGE | Ex | MBT | CZ03 | Wtd | 1.1245 | 1.2838 | -0.00071
DO8 v3.02 | PGE | Ex | MBT | CZ04 | Wtd | 1.1196 | 1.2908 | -0.00069
DO8 v3.02 | PGE | Ex | MBT | CZ05 | Wtd | 1.1231 | 1.3961 | -0.00046
DO8 v3.02 | PGE | Ex | MBT | CZ11 | Wtd | 1.1065 | 1.2511 | -0.00135
DO8 v3.02 | PGE | Ex | MBT | CZ12 | Wtd | 1.1091 | 1.3793 | -0.00114
DO8 v3.02 | PGE | Ex | MBT | CZ13 | Wtd | 1.1405 | 1.2894 | -0.00076
DO8 v3.02 | PGE | Ex | MBT | CZ16 | Wtd | 1.0599 | 1.3001 | -0.00442
DO8 v3.02 | PGE | Ex | MBT | IOU | Wtd | 1.1199 | 1.3075 | -0.00088
DO8 v3.02 | PGE | Ex | MLI | CZ01 | Wtd | 0.9906 | 1.2818 | -0.00878
DO8 v3.02 | PGE | Ex | MLI | CZ02 | Wtd | 1.0336 | 1.2957 | -0.00557
DO8 v3.02 | PGE | Ex | MLI | CZ03 | Wtd | 1.035 | 1.2849 | -0.00512
DO8 v3.02 | PGE | Ex | MLI | CZ04 | Wtd | 1.0429 | 1.2565 | -0.00469
DO8 v3.02 | PGE | Ex | MLI | CZ05 | Wtd | 1.0413 | 1.3402 | -0.00407
DO8 v3.02 | PGE | Ex | MLI | CZ11 | Wtd | 1.0301 | 1.2514 | -0.00626
DO8 v3.02 | PGE | Ex | MLI | CZ12 | Wtd | 1.0334 | 1.3194 | -0.00552
DO8 v3.02 | PGE | Ex | MLI | CZ13 | Wtd | 1.0553 | 1.2578 | -0.00454
DO8 v3.02 | PGE | Ex | MLI | CZ16 | Wtd | 0.9596 | 1.2569 | -0.0116
DO8 v3.02 | PGE | Ex | MLI | IOU | Wtd | 1.0373 | 1.283 | -0.00521
DO8 v3.02 | PGE | Ex | Mtl | CZ01 | Wtd | 1.0484 | 1.1962 | -0.00664
DO8 v3.02 | PGE | Ex | Mtl | CZ02 | Wtd | 1.0677 | 1.2321 | -0.00495
DO8 v3.02 | PGE | Ex | Mtl | CZ03 | Wtd | 1.0999 | 1.2212 | -0.0043
DO8 v3.02 | PGE | Ex | Mtl | CZ04 | Wtd | 1.0958 | 1.2373 | -0.004
DO8 v3.02 | PGE | Ex | Mtl | CZ05 | Wtd | 1.0926 | 1.2041 | -0.00422
DO8 v3.02 | PGE | Ex | Mtl | CZ11 | Wtd | 1.0803 | 1.245 | -0.00457
DO8 v3.02 | PGE | Ex | Mtl | CZ12 | Wtd | 1.078 | 1.2453 | -0.00457
DO8 v3.02 | PGE | Ex | Mtl | CZ13 | Wtd | 1.1094 | 1.2564 | -0.0036
DO8 v3.02 | PGE | Ex | Mtl | CZ16 | Wtd | 0.9807 | 1.2264 | -0.00818
DO8 v3.02 | PGE | Ex | Mtl | IOU | Wtd | 1.0911 | 1.23 | -0.00438
DO8 v3.02 | PGE | Ex | Nrs | CZ01 | Wtd | 0.9752 | 1.1359 | -0.02297
DO8 v3.02 | PGE | Ex | Nrs | CZ02 | Wtd | 1.0079 | 1.2807 | -0.0186
DO8 v3.02 | PGE | Ex | Nrs | CZ03 | Wtd | 1.0092 | 1.271 | -0.01851
DO8 v3.02 | PGE | Ex | Nrs | CZ04 | Wtd | 1.0268 | 1.3058 | -0.01694
DO8 v3.02 | PGE | Ex | Nrs | CZ05 | Wtd | 1.0119 | 1.2345 | -0.01827
DO8 v3.02 | PGE | Ex | Nrs | CZ11 | Wtd | 1.0295 | 1.3047 | -0.01612
DO8 v3.02 | PGE | Ex | Nrs | CZ12 | Wtd | 1.0241 | 1.3062 | -0.01693
DO8 v3.02 | PGE | Ex | Nrs | CZ13 | Wtd | 1.0535 | 1.3293 | -0.01389
DO8 v3.02 | PGE | Ex | Nrs | CZ16 | Wtd | 0.9816 | 1.1934 | -0.02134
DO8 v3.02 | PGE | Ex | Nrs | IOU | Wtd | 1.0229 | 1.2935 | -0.0171
DO8 v3.02 | PGE | Ex | OfL | CZ01 | Wtd | 1.0792 | 1.3807 | -0.00951
DO8 v3.02 | PGE | Ex | OfL | CZ02 | Wtd | 1.0857 | 1.4921 | -0.00796
DO8 v3.02 | PGE | Ex | OfL | CZ03 | Wtd | 1.1002 | 1.4218 | -0.00665
DO8 v3.02 | PGE | Ex | OfL | CZ04 | Wtd | 1.1251 | 1.3724 | -0.00603
DO8 v3.02 | PGE | Ex | OfL | CZ05 | Wtd | 1.1188 | 1.4874 | -0.00588
DO8 v3.02 | PGE | Ex | OfL | CZ11 | Wtd | 1.0717 | 1.4668 | -0.00955
DO8 v3.02 | PGE | Ex | OfL | CZ12 | Wtd | 1.1329 | 1.5226 | -0.00709
DO8 v3.02 | PGE | Ex | OfL | CZ13 | Wtd | 1.143 | 1.5364 | -0.00616
DO8 v3.02 | PGE | Ex | OfL | CZ16 | Wtd | 0.9664 | 1.4519 | -0.01718
DO8 v3.02 | PGE | Ex | OfL | IOU | Wtd | 1.1116 | 1.4386 | -0.00669
DO8 v3.02 | PGE | Ex | OfS | CZ01 | Wtd | 1.024 | 1.3222 | -0.0056
DO8 v3.02 | PGE | Ex | OfS | CZ02 | Wtd | 1.0442 | 1.3223 | -0.00453
DO8 v3.02 | PGE | Ex | OfS | CZ03 | Wtd | 1.0507 | 1.3088 | -0.00361
DO8 v3.02 | PGE | Ex | OfS | CZ04 | Wtd | 1.0676 | 1.3175 | -0.00328
DO8 v3.02 | PGE | Ex | OfS | CZ05 | Wtd | 1.0701 | 1.3201 | -0.0025
DO8 v3.02 | PGE | Ex | OfS | CZ11 | Wtd | 1.0514 | 1.3155 | -0.00517
DO8 v3.02 | PGE | Ex | OfS | CZ12 | Wtd | 1.0598 | 1.3484 | -0.00454
DO8 v3.02 | PGE | Ex | OfS | CZ13 | Wtd | 1.0804 | 1.3228 | -0.00353
DO8 v3.02 | PGE | Ex | OfS | CZ16 | Wtd | 0.9692 | 1.3181 | -0.0089
DO8 v3.02 | PGE | Ex | OfS | IOU | Wtd | 1.061 | 1.3239 | -0.00394
DO8 v3.02 | PGE | Ex | RFF | CZ01 | Wtd | 0.9895 | 1.1771 | -0.01179
DO8 v3.02 | PGE | Ex | RFF | CZ02 | Wtd | 1.0237 | 1.2064 | -0.00826
DO8 v3.02 | PGE | Ex | RFF | CZ03 | Wtd | 1.0235 | 1.2052 | -0.00849
DO8 v3.02 | PGE | Ex | RFF | CZ04 | Wtd | 1.0449 | 1.2107 | -0.0072
DO8 v3.02 | PGE | Ex | RFF | CZ05 | Wtd | 1.0302 | 1.1908 | -0.00791
DO8 v3.02 | PGE | Ex | RFF | CZ11 | Wtd | 1.0232 | 1.2134 | -0.00756
DO8 v3.02 | PGE | Ex | RFF | CZ12 | Wtd | 1.0309 | 1.213 | -0.00747
DO8 v3.02 | PGE | Ex | RFF | CZ13 | Wtd | 1.0558 | 1.2009 | -0.00609
DO8 v3.02 | PGE | Ex | RFF | CZ16 | Wtd | 0.9526 | 1.2061 | -0.01349
DO8 v3.02 | PGE | Ex | RFF | IOU | Wtd | 1.0316 | 1.2068 | -0.00776
DO8 v3.02 | PGE | Ex | RSD | CZ01 | Wtd | 0.9727 | 1.2282 | -0.01332
DO8 v3.02 | PGE | Ex | RSD | CZ02 | Wtd | 1.0215 | 1.2346 | -0.00879
DO8 v3.02 | PGE | Ex | RSD | CZ03 | Wtd | 1.0252 | 1.2722 | -0.00909
DO8 v3.02 | PGE | Ex | RSD | CZ04 | Wtd | 1.0498 | 1.2578 | -0.00691
DO8 v3.02 | PGE | Ex | RSD | CZ05 | Wtd | 1.0364 | 1.2488 | -0.00785
DO8 v3.02 | PGE | Ex | RSD | CZ11 | Wtd | 1.0396 | 1.2451 | -0.00774
DO8 v3.02 | PGE | Ex | RSD | CZ12 | Wtd | 1.0332 | 1.2005 | -0.00798
DO8 v3.02 | PGE | Ex | RSD | CZ13 | Wtd | 1.0572 | 1.1417 | -0.0063
DO8 v3.02 | PGE | Ex | RSD | CZ16 | Wtd | 0.9505 | 1.0815 | -0.01416
DO8 v3.02 | PGE | Ex | RSD | IOU | Wtd | 1.0342 | 1.2277 | -0.00813
DO8 v3.02 | PGE | Ex | Rt3 | CZ01 | Wtd | 1.0054 | 1.3256 | -0.01263
DO8 v3.02 | PGE | Ex | Rt3 | CZ02 | Wtd | 1.0564 | 1.3 | -0.00805
DO8 v3.02 | PGE | Ex | Rt3 | CZ03 | Wtd | 1.0816 | 1.3364 | -0.00645
DO8 v3.02 | PGE | Ex | Rt3 | CZ04 | Wtd | 1.089 | 1.3253 | -0.00592
DO8 v3.02 | PGE | Ex | Rt3 | CZ05 | Wtd | 1.0985 | 1.2888 | -0.00375
DO8 v3.02 | PGE | Ex | Rt3 | CZ11 | Wtd | 1.0538 | 1.3061 | -0.00797
DO8 v3.02 | PGE | Ex | Rt3 | CZ12 | Wtd | 1.0642 | 1.3586 | -0.00777
DO8 v3.02 | PGE | Ex | Rt3 | CZ13 | Wtd | 1.0826 | 1.2424 | -0.00594
DO8 v3.02 | PGE | Ex | Rt3 | CZ16 | Wtd | 0.9653 | 1.0712 | -0.01438
DO8 v3.02 | PGE | Ex | Rt3 | IOU | Wtd | 1.0747 | 1.3204 | -0.00683
DO8 v3.02 | PGE | Ex | RtL | CZ01 | Wtd | 0.9731 | 1.2353 | -0.01365
DO8 v3.02 | PGE | Ex | RtL | CZ02 | Wtd | 1.0301 | 1.2547 | -0.00843
DO8 v3.02 | PGE | Ex | RtL | CZ03 | Wtd | 1.0462 | 1.2824 | -0.00813
DO8 v3.02 | PGE | Ex | RtL | CZ04 | Wtd | 1.0721 | 1.2722 | -0.00663
DO8 v3.02 | PGE | Ex | RtL | CZ05 | Wtd | 1.0587 | 1.2577 | -0.00637
DO8 v3.02 | PGE | Ex | RtL | CZ11 | Wtd | 1.0377 | 1.2686 | -0.00824
DO8 v3.02 | PGE | Ex | RtL | CZ12 | Wtd | 1.0429 | 1.2812 | -0.00838
DO8 v3.02 | PGE | Ex | RtL | CZ13 | Wtd | 1.0703 | 1.2767 | -0.00612
DO8 v3.02 | PGE | Ex | RtL | CZ16 | Wtd | 0.9593 | 1.1671 | -0.01392
DO8 v3.02 | PGE | Ex | RtL | IOU | Wtd | 1.0502 | 1.2757 | -0.00775
DO8 v3.02 | PGE | Ex | RtS | CZ01 | Wtd | 0.9802 | 1.2509 | -0.01201
DO8 v3.02 | PGE | Ex | RtS | CZ02 | Wtd | 1.0323 | 1.2711 | -0.00804
DO8 v3.02 | PGE | Ex | RtS | CZ03 | Wtd | 1.0432 | 1.3091 | -0.00688
DO8 v3.02 | PGE | Ex | RtS | CZ04 | Wtd | 1.0637 | 1.3089 | -0.00565
DO8 v3.02 | PGE | Ex | RtS | CZ05 | Wtd | 1.0615 | 1.2744 | -0.00534
DO8 v3.02 | PGE | Ex | RtS | CZ11 | Wtd | 1.0361 | 1.2929 | -0.00768
DO8 v3.02 | PGE | Ex | RtS | CZ12 | Wtd | 1.0461 | 1.2935 | -0.00694
DO8 v3.02 | PGE | Ex | RtS | CZ13 | Wtd | 1.065 | 1.3011 | -0.00512
DO8 v3.02 | PGE | Ex | RtS | CZ16 | Wtd | 0.9757 | 1.2646 | -0.01227
DO8 v3.02 | PGE | Ex | RtS | IOU | Wtd | 1.0482 | 1.2992 | -0.00663
DO8 v3.02 | PGE | Ex | SCn | CZ01 | Wtd | 0.8639 | 1 | -0.01466
DO8 v3.02 | PGE | Ex | SCn | CZ02 | Wtd | 0.963 | 1.341 | -0.0089
DO8 v3.02 | PGE | Ex | SCn | CZ03 | Wtd | 0.9307 | 1.5755 | -0.0093
DO8 v3.02 | PGE | Ex | SCn | CZ04 | Wtd | 0.9864 | 1.4238 | -0.00722
DO8 v3.02 | PGE | Ex | SCn | CZ05 | Wtd | 0.9337 | 1.4224 | -0.00794
DO8 v3.02 | PGE | Ex | SCn | CZ11 | Wtd | 0.9722 | 1.3344 | -0.00788
DO8 v3.02 | PGE | Ex | SCn | CZ12 | Wtd | 0.9876 | 1.3535 | -0.00773
DO8 v3.02 | PGE | Ex | SCn | CZ13 | Wtd | 0.9976 | 1.3056 | -0.00637
DO8 v3.02 | PGE | Ex | SCn | CZ16 | Wtd | 0.8712 | 1.3472 | -0.01209
DO8 v3.02 | PGE | Ex | SCn | IOU | Wtd | 0.9645 | 1.4272 | -0.00818
DO8 v3.02 | PGE | Ex | SUn | CZ01 | Wtd | 1 | 1 | 0
DO8 v3.02 | PGE | Ex | SUn | CZ02 | Wtd | 1 | 1 | 0
DO8 v3.02 | PGE | Ex | SUn | CZ03 | Wtd | 1 | 1 | 0
DO8 v3.02 | PGE | Ex | SUn | CZ04 | Wtd | 1 | 1 | 0
DO8 v3.02 | PGE | Ex | SUn | CZ05 | Wtd | 1 | 1 | 0
DO8 v3.02 | PGE | Ex | SUn | CZ11 | Wtd | 1 | 1 | 0
DO8 v3.02 | PGE | Ex | SUn | CZ12 | Wtd | 1 | 1 | 0
DO8 v3.02 | PGE | Ex | SUn | CZ13 | Wtd | 1 | 1 | 0
DO8 v3.02 | PGE | Ex | SUn | CZ16 | Wtd | 1 | 1 | 0
DO8 v3.02 | PGE | Ex | SUn | IOU | Wtd | 1 | 1 | 0
DO8 v3.02 | PGE | Ex | WRf | CZ01 | Wtd | 1.4159 | 1.2372 | -0.00016
DO8 v3.02 | PGE | Ex | WRf | CZ02 | Wtd | 1.4623 | 1.2168 | -6e-05
DO8 v3.02 | PGE | Ex | WRf | CZ03 | Wtd | 1.3723 | 1.2314 | -5e-05
DO8 v3.02 | PGE | Ex | WRf | CZ04 | Wtd | 1.3243 | 1.2428 | -5e-05
DO8 v3.02 | PGE | Ex | WRf | CZ05 | Wtd | 1.415 | 1.2555 | -1e-05
DO8 v3.02 | PGE | Ex | WRf | CZ11 | Wtd | 1.4049 | 1.2349 | -0.00019
DO8 v3.02 | PGE | Ex | WRf | CZ12 | Wtd | 1.3417 | 1.2565 | -0.00011
DO8 v3.02 | PGE | Ex | WRf | CZ13 | Wtd | 1.3377 | 1.2517 | -8e-05
DO8 v3.02 | PGE | Ex | WRf | CZ16 | Wtd | 1.3811 | 1.2062 | -0.00043
DO8 v3.02 | PGE | Ex | WRf | IOU | Wtd | 1.3593 | 1.2435 | -7e-05
DO8 v3.02 | PGE | New | Asm | CZ01 | Wtd | 0.9496 | 1.1328 | -0.01858
DO8 v3.02 | PGE | New | Asm | CZ02 | Wtd | 0.9869 | 1.2449 | -0.01157
DO8 v3.02 | PGE | New | Asm | CZ03 | Wtd | 0.9971 | 1.2581 | -0.01288
DO8 v3.02 | PGE | New | Asm | CZ04 | Wtd | 1.0165 | 1.2751 | -0.0091
DO8 v3.02 | PGE | New | Asm | CZ05 | Wtd | 1.0155 | 1.2199 | -0.01007
DO8 v3.02 | PGE | New | Asm | CZ11 | Wtd | 1.0136 | 1.2515 | -0.00945
DO8 v3.02 | PGE | New | Asm | CZ12 | Wtd | 1.012 | 1.2536 | -0.01164
DO8 v3.02 | PGE | New | Asm | CZ13 | Wtd | 1.0335 | 1.2525 | -0.01
DO8 v3.02 | PGE | New | Asm | CZ16 | Wtd | 0.9648 | 1.1258 | -0.01553
DO8 v3.02 | PGE | New | Asm | IOU | Wtd | 1.0105 | 1.2542 | -0.0111
DO8 v3.02 | PGE | New | ComWtd | IOU | Wtd | 1.0372 | 1.2601 | -0.00764
DO8 v3.02 | PGE | New | ECC | CZ01 | Wtd | 1.002 | 1.3067 | -0.0193
DO8 v3.02 | PGE | New | ECC | CZ02 | Wtd | 1.0462 | 1.5163 | -0.02093
DO8 v3.02 | PGE | New | ECC | CZ03 | Wtd | 1.0588 | 1.4347 | -0.0115
DO8 v3.02 | PGE | New | ECC | CZ04 | Wtd | 1.0779 | 1.5074 | -0.01262
DO8 v3.02 | PGE | New | ECC | CZ05 | Wtd | 1.0439 | 1.4601 | -0.01328
DO8 v3.02 | PGE | New | ECC | CZ11 | Wtd | 1.0842 | 1.4743 | -0.01556
DO8 v3.02 | PGE | New | ECC | CZ12 | Wtd | 1.0442 | 1.553 | -0.01137
DO8 v3.02 | PGE | New | ECC | CZ13 | Wtd | 1.1116 | 1 | -0.00821
DO8 v3.02 | PGE | New | ECC | CZ16 | Wtd | 1.0435 | 1.4559 | -0.019
DO8 v3.02 | PGE | New | ECC | IOU | Wtd | 1.0675 | 1.3956 | -0.01247
DO8 v3.02 | PGE | New | EPr | CZ01 | Wtd | 0.938 | 1.2445 | -0.01893
DO8 v3.02 | PGE | New | EPr | CZ02 | Wtd | 0.9786 | 1 | -0.01329
DO8 v3.02 | PGE | New | EPr | CZ03 | Wtd | 0.9741 | 1 | -0.01268
DO8 v3.02 | PGE | New | EPr | CZ04 | Wtd | 1.0019 | 1 | -0.01209
DO8 v3.02 | PGE | New | EPr | CZ05 | Wtd | 0.9959 | 1.4218 | -0.01062
DO8 v3.02 | PGE | New | EPr | CZ11 | Wtd | 1.0435 | 1 | -0.01216
DO8 v3.02 | PGE | New | EPr | CZ12 | Wtd | 1.0289 | 1 | -0.01266
DO8 v3.02 | PGE | New | EPr | CZ13 | Wtd | 1.0784 | 1 | -0.01099
DO8 v3.02 | PGE | New | EPr | CZ16 | Wtd | 0.9163 | 1 | -0.02225
DO8 v3.02 | PGE | New | EPr | IOU | Wtd | 1.0234 | 1.0091 | -0.01236
DO8 v3.02 | PGE | New | ERC | CZ01 | Wtd | 0.9122 | 1.164 | -0.01897
DO8 v3.02 | PGE | New | ERC | CZ02 | Wtd | 0.9999 | 1 | -0.01357
DO8 v3.02 | PGE | New | ERC | CZ03 | Wtd | 0.9548 | 1 | -0.01245
DO8 v3.02 | PGE | New | ERC | CZ04 | Wtd | 1.0022 | 1 | -0.01104
DO8 v3.02 | PGE | New | ERC | CZ05 | Wtd | 0.9772 | 1.2123 | -0.01194
DO8 v3.02 | PGE | New | ERC | CZ11 | Wtd | 1.0247 | 1 | -0.0125
DO8 v3.02 | PGE | New | ERC | CZ12 | Wtd | 1.014 | 1 | -0.01216
DO8 v3.02 | PGE | New | ERC | CZ13 | Wtd | 1.0347 | 1 | -0.01034
DO8 v3.02 | PGE | New | ERC | CZ16 | Wtd | 0.9925 | 1 | -0.01897
DO8 v3.02 | PGE | New | ERC | IOU | Wtd | 1.0056 | 1.005 | -0.01192
DO8 v3.02 | PGE | New | ESe | CZ01 | Wtd | 0.965 | 1.2075 | -0.01909
DO8 v3.02 | PGE | New | ESe | CZ02 | Wtd | 1.0106 | 1 | -0.013
DO8 v3.02 | PGE | New | ESe | CZ03 | Wtd | 1.0045 | 1 | -0.01171
DO8 v3.02 | PGE | New | ESe | CZ04 | Wtd | 1.0417 | 1 | -0.01074
DO8 v3.02 | PGE | New | ESe | CZ05 | Wtd | 1.0141 | 1.396 | -0.01016
DO8 v3.02 | PGE | New | ESe | CZ11 | Wtd | 1.0909 | 1 | -0.0125
DO8 v3.02 | PGE | New | ESe | CZ12 | Wtd | 1.0722 | 1 | -0.01197
DO8 v3.02 | PGE | New | ESe | CZ13 | Wtd | 1.1257 | 1 | -0.00993
DO8 v3.02 | PGE | New | ESe | CZ16 | Wtd | 0.9678 | 1 | -0.019
DO8 v3.02 | PGE | New | ESe | IOU | Wtd | 1.0643 | 1.0083 | -0.01155
DO8 v3.02 | PGE | New | EUn | CZ01 | Wtd | 1.0826 | 1.2694 | -0.02022
DO8 v3.02 | PGE | New | EUn | CZ02 | Wtd | 1.0984 | 1.4074 | -0.01932
DO8 v3.02 | PGE | New | EUn | CZ03 | Wtd | 1.1077 | 1.4004 | -0.01269
DO8 v3.02 | PGE | New | EUn | CZ04 | Wtd | 1.1274 | 1.4863 | -0.0096
DO8 v3.02 | PGE | New | EUn | CZ05 | Wtd | 1.1089 | 1.3611 | -0.00882
DO8 v3.02 | PGE | New | EUn | CZ11 | Wtd | 1.1195 | 1.3953 | -0.01377
DO8 v3.02 | PGE | New | EUn | CZ12 | Wtd | 1.1055 | 1.4169 | -0.01351
DO8 v3.02 | PGE | New | EUn | CZ13 | Wtd | 1.1353 | 1 | -0.01016
DO8 v3.02 | PGE | New | EUn | CZ16 | Wtd | 1.0463 | 1.3779 | -0.01726
DO8 v3.02 | PGE | New | EUn | IOU | Wtd | 1.1143 | 1.3368 | -0.01252
DO8 v3.02 | PGE | New | Gro | CZ01 | Wtd | 0.8663 | 1.112 | -0.01745
DO8 v3.02 | PGE | New | Gro | CZ02 | Wtd | 0.9613 | 1.36 | -0.0133
DO8 v3.02 | PGE | New | Gro | CZ03 | Wtd | 0.9216 | 1.3013 | -0.01548
DO8 v3.02 | PGE | New | Gro | CZ04 | Wtd | 0.9796 | 1.3584 | -0.01213
DO8 v3.02 | PGE | New | Gro | CZ05 | Wtd | 0.9307 | 1.2923 | -0.01378
DO8 v3.02 | PGE | New | Gro | CZ11 | Wtd | 1.0147 | 1.5667 | -0.01087
DO8 v3.02 | PGE | New | Gro | CZ12 | Wtd | 1.0001 | 1.3682 | -0.01155
DO8 v3.02 | PGE | New | Gro | CZ13 | Wtd | 1.0489 | 1.3995 | -0.0095
DO8 v3.02 | PGE | New | Gro | CZ16 | Wtd | 0.9016 | 1.3496 | -0.01459
DO8 v3.02 | PGE | New | Gro | IOU | Wtd | 0.9862 | 1.3732 | -0.01221
DO8 v3.02 | PGE | New | Hsp | CZ01 | Wtd | 1.0409 | 1.1265 | -0.01066
DO8 v3.02 | PGE | New | Hsp | CZ02 | Wtd | 1.0485 | 1.2031 | -0.00972
DO8 v3.02 | PGE | New | Hsp | CZ03 | Wtd | 1.066 | 1.2058 | -0.00901
DO8 v3.02 | PGE | New | Hsp | CZ04 | Wtd | 1.074 | 1.2205 | -0.00847
DO8 v3.02 | PGE | New | Hsp | CZ05 | Wtd | 1.0527 | 1.1843 | -0.00889
DO8 v3.02 | PGE | New | Hsp | CZ11 | Wtd | 1.0481 | 1.2125 | -0.00908
DO8 v3.02 | PGE | New | Hsp | CZ12 | Wtd | 1.0502 | 1.214 | -0.00912
DO8 v3.02 | PGE | New | Hsp | CZ13 | Wtd | 1.0839 | 1.2277 | -0.00799
DO8 v3.02 | PGE | New | Hsp | CZ16 | Wtd | 0.9894 | 1.201 | -0.01401
DO8 v3.02 | PGE | New | Hsp | IOU | Wtd | 1.0629 | 1.213 | -0.00887
DO8 v3.02 | PGE | New | Htl | CZ01 | Wtd | 0.9596 | 1.1752 | -0.00882
DO8 v3.02 | PGE | New | Htl | CZ02 | Wtd | 1.0018 | 1.2741 | -0.00778
DO8 v3.02 | PGE | New | Htl | CZ03 | Wtd | 1.0089 | 1.2621 | -0.00638
DO8 v3.02 | PGE | New | Htl | CZ04 | Wtd | 1.0319 | 1.2763 | -0.00636
DO8 v3.02 | PGE | New | Htl | CZ05 | Wtd | 1.0177 | 1.2496 | -0.00609
DO8 v3.02 | PGE | New | Htl | CZ11 | Wtd | 1.0303 | 1.286 | -0.00693
DO8 v3.02 | PGE | New | Htl | CZ12 | Wtd | 1.036 | 1.2926 | -0.00581
DO8 v3.02 | PGE | New | Htl | CZ13 | Wtd | 1.0606 | 1.3034 | -0.00613
DO8 v3.02 | PGE | New | Htl | CZ16 | Wtd | 0.9323 | 1.2679 | -0.01153
DO8 v3.02 | PGE | New | Htl | IOU | Wtd | 1.0232 | 1.2755 | -0.00651
DO8 v3.02 | PGE | New | MBT | CZ01 | Wtd | 1.052 | 1.383 | -0.00117
DO8 v3.02 | PGE | New | MBT | CZ02 | Wtd | 1.0768 | 1.3986 | -0.0007
DO8 v3.02 | PGE | New | MBT | CZ03 | Wtd | 1.0809 | 1.3268 | -0.00066
DO8 v3.02 | PGE | New | MBT | CZ04 | Wtd | 1.0936 | 1.3436 | -0.00058
DO8 v3.02 | PGE | New | MBT | CZ05 | Wtd | 1.0925 | 1.4055 | -0.00053
DO8 v3.02 | PGE | New | MBT | CZ11 | Wtd | 1.0841 | 1.3472 | -0.00108
DO8 v3.02 | PGE | New | MBT | CZ12 | Wtd | 1.0858 | 1.4475 | -0.00078
DO8 v3.02 | PGE | New | MBT | CZ13 | Wtd | 1.1102 | 1.3432 | -0.00056
DO8 v3.02 | PGE | New | MBT | CZ16 | Wtd | 1.0382 | 1.3467 | -0.00372
DO8 v3.02 | PGE | New | MBT | IOU | Wtd | 1.0888 | 1.3692 | -0.00073
DO8 v3.02 | PGE | New | MLI | CZ01 | Wtd | 0.959 | 1.1439 | -0.01179
DO8 v3.02 | PGE | New | MLI | CZ02 | Wtd | 1.0002 | 1.2856 | -0.00786
DO8 v3.02 | PGE | New | MLI | CZ03 | Wtd | 0.9928 | 1.3095 | -0.00732
DO8 v3.02 | PGE | New | MLI | CZ04 | Wtd | 1.0148 | 1.2608 | -0.00677
DO8 v3.02 | PGE | New | MLI | CZ05 | Wtd | 1.0005 | 1.3453 | -0.00629
DO8 v3.02 | PGE | New | MLI | CZ11 | Wtd | 1.015 | 1.2347 | -0.00724
DO8 v3.02 | PGE | New | MLI | CZ12 | Wtd | 1.0124 | 1.303 | -0.0071
DO8 v3.02 | PGE | New | MLI | CZ13 | Wtd | 1.0302 | 1.2289 | -0.00567
DO8 v3.02 | PGE | New | MLI | CZ16 | Wtd | 0.9652 | 1.2654 | -0.01188
DO8 v3.02 | PGE | New | MLI | IOU | Wtd | 1.0094 | 1.2772 | -0.00699
DO8 v3.02 | PGE | New | Mtl | CZ01 | Wtd | 0.9893 | 1.1874 | -0.00888
DO8 v3.02 | PGE | New | Mtl | CZ02 | Wtd | 1.0222 | 1.2426 | -0.00647
DO8 v3.02 | PGE | New | Mtl | CZ03 | Wtd | 1.05 | 1.2321 | -0.00587
DO8 v3.02 | PGE | New | Mtl | CZ04 | Wtd | 1.0587 | 1.2505 | -0.00516
DO8 v3.02 | PGE | New | Mtl | CZ05 | Wtd | 1.0512 | 1.216 | -0.00599
DO8 v3.02 | PGE | New | Mtl | CZ11 | Wtd | 1.0479 | 1.2366 | -0.00558
DO8 v3.02 | PGE | New | Mtl | CZ12 | Wtd | 1.0436 | 1.2524 | -0.00582
DO8 v3.02 | PGE | New | Mtl | CZ13 | Wtd | 1.078 | 1.2645 | -0.00439
DO8 v3.02 | PGE | New | Mtl | CZ16 | Wtd | 0.9317 | 1.2334 | -0.00997
DO8 v3.02 | PGE | New | Mtl | IOU | Wtd | 1.0475 | 1.2424 | -0.00575
DO8 v3.02 | PGE | New | Nrs | CZ01 | Wtd | 0.9426 | 1.0811 | -0.02637
DO8 v3.02 | PGE | New | Nrs | CZ02 | Wtd | 0.9844 | 1.2893 | -0.02142
DO8 v3.02 | PGE | New | Nrs | CZ03 | Wtd | 0.9683 | 1.2492 | -0.02167
DO8 v3.02 | PGE | New | Nrs | CZ04 | Wtd | 0.9966 | 1.3058 | -0.01961
DO8 v3.02 | PGE | New | Nrs | CZ05 | Wtd | 0.9746 | 1.2088 | -0.02133
DO8 v3.02 | PGE | New | Nrs | CZ11 | Wtd | 1.0088 | 1.2956 | -0.01813
DO8 v3.02 | PGE | New | Nrs | CZ12 | Wtd | 1.0006 | 1.3034 | -0.01896
DO8 v3.02 | PGE | New | Nrs | CZ13 | Wtd | 1.0322 | 1.3382 | -0.01551
DO8 v3.02 | PGE | New | Nrs | CZ16 | Wtd | 0.9612 | 1.2619 | -0.02388
DO8 v3.02 | PGE | New | Nrs | IOU | Wtd | 0.9964 | 1.2916 | -0.01931
DO8 v3.02 | PGE | New | OfL | CZ01 | Wtd | 1.0784 | 1.3561 | -0.00335
DO8 v3.02 | PGE | New | OfL | CZ02 | Wtd | 1.1139 | 1.3922 | -0.0043
DO8 v3.02 | PGE | New | OfL | CZ03 | Wtd | 1.096 | 1.3508 | -0.00494
DO8 v3.02 | PGE | New | OfL | CZ04 | Wtd | 1.1226 | 1.3524 | -0.01795
DO8 v3.02 | PGE | New | OfL | CZ05 | Wtd | 1.1204 | 1.381 | -0.00375
DO8 v3.02 | PGE | New | OfL | CZ11 | Wtd | 1.1253 | 1.3574 | -0.00432
DO8 v3.02 | PGE | New | OfL | CZ12 | Wtd | 1.1313 | 1.42 | -0.01173
DO8 v3.02 | PGE | New | OfL | CZ13 | Wtd | 1.1647 | 1.311 | -0.00454
DO8 v3.02 | PGE | New | OfL | CZ16 | Wtd | 1.0436 | 1.3301 | -0.0101
DO8 v3.02 | PGE | New | OfL | IOU | Wtd | 1.1168 | 1.3645 | -0.00913
DO8 v3.02 | PGE | New | OfS | CZ01 | Wtd | 1.003 | 1.3159 | -0.00369
DO8 v3.02 | PGE | New | OfS | CZ02 | Wtd | 1.0365 | 1.3764 | -0.00399
DO8 v3.02 | PGE | New | OfS | CZ03 | Wtd | 1.0338 | 1.3364 | -0.00343
DO8 v3.02 | PGE | New | OfS | CZ04 | Wtd | 1.0552 | 1.3352 | -0.00295
DO8 v3.02 | PGE | New | OfS | CZ05 | Wtd | 1.0529 | 1.3672 | -0.00237
DO8 v3.02 | PGE | New | OfS | CZ11 | Wtd | 1.0507 | 1.3559 | -0.00473
DO8 v3.02 | PGE | New | OfS | CZ12 | Wtd | 1.0537 | 1.4108 | -0.00368
DO8 v3.02 | PGE | New | OfS | CZ13 | Wtd | 1.0836 | 1.3856 | -0.00307
DO8 v3.02 | PGE | New | OfS | CZ16 | Wtd | 0.9762 | 1.3467 | -0.00857
DO8 v3.02 | PGE | New | OfS | IOU | Wtd | 1.0534 | 1.3672 | -0.00345
DO8 v3.02 | PGE | New | RFF | CZ01 | Wtd | 0.9616 | 1.1429 | -0.01281
DO8 v3.02 | PGE | New | RFF | CZ02 | Wtd | 1.0115 | 1.2601 | -0.01022
DO8 v3.02 | PGE | New | RFF | CZ03 | Wtd | 0.997 | 1.2403 | -0.00993
DO8 v3.02 | PGE | New | RFF | CZ04 | Wtd | 1.0305 | 1.2698 | -0.00836
DO8 v3.02 | PGE | New | RFF | CZ05 | Wtd | 1.0087 | 1.2283 | -0.0089
DO8 v3.02 | PGE | New | RFF | CZ11 | Wtd | 1.0355 | 1.28 | -0.00876
DO8 v3.02 | PGE | New | RFF | CZ12 | Wtd | 1.0352 | 1.2688 | -0.00933
DO8 v3.02 | PGE | New | RFF | CZ13 | Wtd | 1.0618 | 1.2921 | -0.00706
DO8 v3.02 | PGE | New | RFF | CZ16 | Wtd | 0.971 | 1.2611 | -0.01528
DO8 v3.02 | PGE | New | RFF | IOU | Wtd | 1.0231 | 1.2613 | -0.00915
DO8 v3.02 | PGE | New | RSD | CZ01 | Wtd | 0.9657 | 1.2145 | -0.00922
DO8 v3.02 | PGE | New | RSD | CZ02 | Wtd | 1.0193 | 1.3001 | -0.00971
DO8 v3.02 | PGE | New | RSD | CZ03 | Wtd | 0.9976 | 1.33 | -0.0099
DO8 v3.02 | PGE | New | RSD | CZ04 | Wtd | 1.0478 | 1.2556 | -0.00812
DO8 v3.02 | PGE | New | RSD | CZ05 | Wtd | 1.0164 | 1.2839 | -0.00902
DO8 v3.02 | PGE | New | RSD | CZ11 | Wtd | 1.0334 | 1.3268 | -0.00864
DO8 v3.02 | PGE | New | RSD | CZ12 | Wtd | 1.0399 | 1.3188 | -0.00875
DO8 v3.02 | PGE | New | RSD | CZ13 | Wtd | 1.0599 | 1.3371 | -0.00727
DO8 v3.02 | PGE | New | RSD | CZ16 | Wtd | 0.9622 | 1.2505 | -0.01536
DO8 v3.02 | PGE | New | RSD | IOU | Wtd | 1.0267 | 1.3138 | -0.00894
DO8 v3.02 | PGE | New | Rt3 | CZ01 | Wtd | 0.9713 | 1.2381 | -0.0139
DO8 v3.02 | PGE | New | Rt3 | CZ02 | Wtd | 1.0239 | 1.2499 | -0.0089
DO8 v3.02 | PGE | New | Rt3 | CZ03 | Wtd | 1.0289 | 1.2989 | -0.00771
DO8 v3.02 | PGE | New | Rt3 | CZ04 | Wtd | 1.0567 | 1.2705 | -0.00637
DO8 v3.02 | PGE | New | Rt3 | CZ05 | Wtd | 1.0527 | 1.2563 | -0.00476
DO8 v3.02 | PGE | New | Rt3 | CZ11 | Wtd | 1.0425 | 1.263 | -0.00769
DO8 v3.02 | PGE | New | Rt3 | CZ12 | Wtd | 1.0471 | 1.2853 | -0.00781
DO8 v3.02 | PGE | New | Rt3 | CZ13 | Wtd | 1.066 | 1.2777 | -0.00559
DO8 v3.02 | PGE | New | Rt3 | CZ16 | Wtd | 0.9576 | 1.0527 | -0.01409
DO8 v3.02 | PGE | New | Rt3 | IOU | Wtd | 1.0445 | 1.28 | -0.00726
DO8 v3.02 | PGE | New | RtL | CZ01 | Wtd | 0.9759 | 1.2223 | -0.01537
DO8 v3.02 | PGE | New | RtL | CZ02 | Wtd | 1.0386 | 1.3366 | -0.00913
DO8 v3.02 | PGE | New | RtL | CZ03 | Wtd | 1.0423 | 1.3441 | -0.00799
DO8 v3.02 | PGE | New | RtL | CZ04 | Wtd | 1.0725 | 1.355 | -0.00666
DO8 v3.02 | PGE | New | RtL | CZ05 | Wtd | 1.0518 | 1.3131 | -0.00701
DO8 v3.02 | PGE | New | RtL | CZ11 | Wtd | 1.0558 | 1.3507 | -0.00822
DO8 v3.02 | PGE | New | RtL | CZ12 | Wtd | 1.0615 | 1.3771 | -0.00821
DO8 v3.02 | PGE | New | RtL | CZ13 | Wtd | 1.09 | 1.3764 | -0.00678
DO8 v3.02 | PGE | New | RtL | CZ16 | Wtd | 0.9705 | 1.2687 | -0.01525
DO8 v3.02 | PGE | New | RtL | IOU | Wtd | 1.06 | 1.3581 | -0.00781
DO8 v3.02 | PGE | New | RtS | CZ01 | Wtd | 0.9741 | 1.1986 | -0.01391
DO8 v3.02 | PGE | New | RtS | CZ02 | Wtd | 1.0219 | 1.3066 | -0.00829
DO8 v3.02 | PGE | New | RtS | CZ03 | Wtd | 1.0182 | 1.2924 | -0.00771
DO8 v3.02 | PGE | New | RtS | CZ04 | Wtd | 1.0439 | 1.3123 | -0.00627
DO8 v3.02 | PGE | New | RtS | CZ05 | Wtd | 1.0351 | 1.2689 | -0.00614
DO8 v3.02 | PGE | New | RtS | CZ11 | Wtd | 1.0441 | 1.333 | -0.0076
DO8 v3.02 | PGE | New | RtS | CZ12 | Wtd | 1.0462 | 1.3325 | -0.00742
DO8 v3.02 | PGE | New | RtS | CZ13 | Wtd | 1.0666 | 1.3487 | -0.00645
DO8 v3.02 | PGE | New | RtS | CZ16 | Wtd | 0.9722 | 1.3006 | -0.01296
DO8 v3.02 | PGE | New | RtS | IOU | Wtd | 1.0396 | 1.3182 | -0.00728
DO8 v3.02 | PGE | New | SCn | CZ01 | Wtd | 0.8746 | 1 | -0.01729
DO8 v3.02 | PGE | New | SCn | CZ02 | Wtd | 0.9542 | 1.27 | -0.00887
DO8 v3.02 | PGE | New | SCn | CZ03 | Wtd | 0.9283 | 1.4577 | -0.01014
DO8 v3.02 | PGE | New | SCn | CZ04 | Wtd | 0.9661 | 1.3521 | -0.00853
DO8 v3.02 | PGE | New | SCn | CZ05 | Wtd | 0.9437 | 1.4509 | -0.00879
DO8 v3.02 | PGE | New | SCn | CZ11 | Wtd | 0.9649 | 1.2764 | -0.00772
DO8 v3.02 | PGE | New | SCn | CZ12 | Wtd | 0.9781 | 1.2927 | -0.00779
DO8 v3.02 | PGE | New | SCn | CZ13 | Wtd | 0.994 | 1.2776 | -0.00667
DO8 v3.02 | PGE | New | SCn | CZ16 | Wtd | 0.8908 | 1.2986 | -0.01318
DO8 v3.02 | PGE | New | SCn | IOU | Wtd | 0.9645 | 1.33 | -0.00835
DO8 v3.02 | PGE | New | SUn | CZ01 | Wtd | 1 | 1 | 0
DO8 v3.02 | PGE | New | SUn | CZ02 | Wtd | 1 | 1 | 0
DO8 v3.02 | PGE | New | SUn | CZ03 | Wtd | 1 | 1 | 0
DO8 v3.02 | PGE | New | SUn | CZ04 | Wtd | 1 | 1 | 0
DO8 v3.02 | PGE | New | SUn | CZ05 | Wtd | 1 | 1 | 0
DO8 v3.02 | PGE | New | SUn | CZ11 | Wtd | 1 | 1 | 0
DO8 v3.02 | PGE | New | SUn | CZ12 | Wtd | 1 | 1 | 0
DO8 v3.02 | PGE | New | SUn | CZ13 | Wtd | 1 | 1 | 0
DO8 v3.02 | PGE | New | SUn | CZ16 | Wtd | 1 | 1 | 0
DO8 v3.02 | PGE | New | SUn | IOU | Wtd | 1 | 1 | 0
DO8 v3.02 | PGE | New | WRf | CZ01 | Wtd | 1.1976 | 1.2161 | -0.00011
DO8 v3.02 | PGE | New | WRf | CZ02 | Wtd | 1.2916 | 1.2565 | -0.0001
DO8 v3.02 | PGE | New | WRf | CZ03 | Wtd | 1.2328 | 1.1929 | 3e-05
DO8 v3.02 | PGE | New | WRf | CZ04 | Wtd | 1.2036 | 1.2104 | -1e-05
DO8 v3.02 | PGE | New | WRf | CZ05 | Wtd | 1.2041 | 1.2334 | -1e-05
DO8 v3.02 | PGE | New | WRf | CZ11 | Wtd | 1.2294 | 1.2017 | -0.00012
DO8 v3.02 | PGE | New | WRf | CZ12 | Wtd | 1.2661 | 1.2238 | -6e-05
DO8 v3.02 | PGE | New | WRf | CZ13 | Wtd | 1.2326 | 1.2498 | -4e-05
DO8 v3.02 | PGE | New | WRf | CZ16 | Wtd | 1.2345 | 1.2315 | -0.00036
DO8 v3.02 | PGE | New | WRf | IOU | Wtd | 1.2422 | 1.2247 | -3e-05
DO8 v3.02 | SCE | Ex | Asm | CZ05 | Wtd | 1.0695 | 1.3047 | -0.00964
DO8 v3.02 | SCE | Ex | Asm | CZ06 | Wtd | 1.1136 | 1.3685 | -0.00709
DO8 v3.02 | SCE | Ex | Asm | CZ08 | Wtd | 1.1218 | 1.347 | -0.00598
DO8 v3.02 | SCE | Ex | Asm | CZ09 | Wtd | 1.126 | 1.3787 | -0.00538
DO8 v3.02 | SCE | Ex | Asm | CZ10 | Wtd | 1.0897 | 1.1212 | -0.00589
DO8 v3.02 | SCE | Ex | Asm | CZ13 | Wtd | 1.0874 | 1.2876 | -0.00811
DO8 v3.02 | SCE | Ex | Asm | CZ14 | Wtd | 1.0691 | 1.1894 | -0.00901
DO8 v3.02 | SCE | Ex | Asm | CZ15 | Wtd | 1.2039 | 1.2692 | -0.00263
DO8 v3.02 | SCE | Ex | Asm | CZ16 | Wtd | 0.9753 | 1.1267 | -0.01543
DO8 v3.02 | SCE | Ex | Asm | IOU | Wtd | 1.1141 | 1.3023 | -0.0063
DO8 v3.02 | SCE | Ex | ComWtd | IOU | Wtd | 1.1098 | 1.3188 | -0.00394
DO8 v3.02 | SCE | Ex | ECC | CZ05 | Wtd | 1.0941 | 1.5526 | -0.01092
DO8 v3.02 | SCE | Ex | ECC | CZ06 | Wtd | 1.1215 | 1.457 | -0.00673
DO8 v3.02 | SCE | Ex | ECC | CZ08 | Wtd | 1.1681 | 1.4999 | -0.00523
DO8 v3.02 | SCE | Ex | ECC | CZ09 | Wtd | 1.141 | 1.5169 | -0.00631
DO8 v3.02 | SCE | Ex | ECC | CZ10 | Wtd | 1.1379 | 1.4863 | -0.00625
DO8 v3.02 | SCE | Ex | ECC | CZ13 | Wtd | 1.1286 | 1 | -0.00968
DO8 v3.02 | SCE | Ex | ECC | CZ14 | Wtd | 1.092 | 1.507 | -0.01082
DO8 v3.02 | SCE | Ex | ECC | CZ15 | Wtd | 1.2355 | 1.4507 | -0.00342
DO8 v3.02 | SCE | Ex | ECC | CZ16 | Wtd | 1.0198 | 1.4539 | -0.01956
DO8 v3.02 | SCE | Ex | ECC | IOU | Wtd | 1.1385 | 1.4735 | -0.00711
DO8 v3.02 | SCE | Ex | EPr | CZ05 | Wtd | 1.0349 | 1.5141 | -0.00834
DO8 v3.02 | SCE | Ex | EPr | CZ06 | Wtd | 1.093 | 1 | -0.00489
DO8 v3.02 | SCE | Ex | EPr | CZ08 | Wtd | 1.1493 | 1.4844 | -0.00463
DO8 v3.02 | SCE | Ex | EPr | CZ09 | Wtd | 1.1724 | 1 | -0.00412
DO8 v3.02 | SCE | Ex | EPr | CZ10 | Wtd | 1.1406 | 1 | -0.00573
DO8 v3.02 | SCE | Ex | EPr | CZ13 | Wtd | 1.1205 | 1 | -0.0088
DO8 v3.02 | SCE | Ex | EPr | CZ14 | Wtd | 1.0936 | 1 | -0.00977
DO8 v3.02 | SCE | Ex | EPr | CZ15 | Wtd | 1.2656 | 1 | -0.00311
DO8 v3.02 | SCE | Ex | EPr | CZ16 | Wtd | 0.897 | 1 | -0.02003
DO8 v3.02 | SCE | Ex | EPr | IOU | Wtd | 1.1328 | 1.1526 | -0.00562
DO8 v3.02 | SCE | Ex | ERC | CZ05 | Wtd | 0.9247 | 1.2463 | -0.0142
DO8 v3.02 | SCE | Ex | ERC | CZ06 | Wtd | 0.9595 | 1 | -0.00867
DO8 v3.02 | SCE | Ex | ERC | CZ08 | Wtd | 0.9677 | 1.2796 | -0.00648
DO8 v3.02 | SCE | Ex | ERC | CZ09 | Wtd | 0.9981 | 1 | -0.00876
DO8 v3.02 | SCE | Ex | ERC | CZ10 | Wtd | 1.0084 | 1 | -0.00841
DO8 v3.02 | SCE | Ex | ERC | CZ13 | Wtd | 1.0076 | 1 | -0.00947
DO8 v3.02 | SCE | Ex | ERC | CZ14 | Wtd | 1.0466 | 1 | -0.01053
DO8 v3.02 | SCE | Ex | ERC | CZ15 | Wtd | 1.1196 | 1 | -0.00515
DO8 v3.02 | SCE | Ex | ERC | CZ16 | Wtd | 0.942 | 1 | -0.01667
DO8 v3.02 | SCE | Ex | ERC | IOU | Wtd | 0.9874 | 1.088 | -0.00822
DO8 v3.02 | SCE | Ex | ESe | CZ05 | Wtd | 1.0454 | 1.4807 | -0.00846
DO8 v3.02 | SCE | Ex | ESe | CZ06 | Wtd | 1.1112 | 1 | -0.00607
DO8 v3.02 | SCE | Ex | ESe | CZ08 | Wtd | 1.1821 | 1.4555 | -0.00452
DO8 v3.02 | SCE | Ex | ESe | CZ09 | Wtd | 1.2047 | 1 | -0.00464
DO8 v3.02 | SCE | Ex | ESe | CZ10 | Wtd | 1.1955 | 1 | -0.00538
DO8 v3.02 | SCE | Ex | ESe | CZ13 | Wtd | 1.168 | 1 | -0.00834
DO8 v3.02 | SCE | Ex | ESe | CZ14 | Wtd | 1.1537 | 1 | -0.0099
DO8 v3.02 | SCE | Ex | ESe | CZ15 | Wtd | 1.2716 | 1 | -0.00279
DO8 v3.02 | SCE | Ex | ESe | CZ16 | Wtd | 0.9779 | 1 | -0.01764
DO8 v3.02 | SCE | Ex | ESe | IOU | Wtd | 1.1701 | 1.1434 | -0.00573
DO8 v3.02 | SCE | Ex | EUn | CZ05 | Wtd | 1.1376 | 1.3797 | -0.00818
DO8 v3.02 | SCE | Ex | EUn | CZ06 | Wtd | 1.1424 | 1.3383 | -0.00555
DO8 v3.02 | SCE | Ex | EUn | CZ08 | Wtd | 1.188 | 1.4085 | -0.00486
DO8 v3.02 | SCE | Ex | EUn | CZ09 | Wtd | 1.1632 | 1.3905 | -0.00552
DO8 v3.02 | SCE | Ex | EUn | CZ10 | Wtd | 1.1551 | 1.4071 | -0.00639
DO8 v3.02 | SCE | Ex | EUn | CZ13 | Wtd | 1.1093 | 1 | -0.00858
DO8 v3.02 | SCE | Ex | EUn | CZ14 | Wtd | 1.1149 | 1.4073 | -0.009
DO8 v3.02 | SCE | Ex | EUn | CZ15 | Wtd | 1.2272 | 1.4285 | -0.00372
DO8 v3.02 | SCE | Ex | EUn | CZ16 | Wtd | 1.0252 | 1.3676 | -0.01673
DO8 v3.02 | SCE | Ex | EUn | IOU | Wtd | 1.1558 | 1.3782 | -0.00633
DO8 v3.02 | SCE | Ex | Gro | CZ05 | Wtd | 0.9986 | 1.2274 | -0.01569
DO8 v3.02 | SCE | Ex | Gro | CZ06 | Wtd | 1.0054 | 1.268 | -0.01434
DO8 v3.02 | SCE | Ex | Gro | CZ08 | Wtd | 1.0348 | 1.3227 | -0.01285
DO8 v3.02 | SCE | Ex | Gro | CZ09 | Wtd | 1.0679 | 1.3187 | -0.012
DO8 v3.02 | SCE | Ex | Gro | CZ10 | Wtd | 1.0547 | 1.6022 | -0.01199
DO8 v3.02 | SCE | Ex | Gro | CZ13 | Wtd | 1.0701 | 1.3748 | -0.01167
DO8 v3.02 | SCE | Ex | Gro | CZ14 | Wtd | 1.0468 | 1.6566 | -0.01198
DO8 v3.02 | SCE | Ex | Gro | CZ15 | Wtd | 1.1437 | 1.3816 | -0.00729
DO8 v3.02 | SCE | Ex | Gro | CZ16 | Wtd | 0.9482 | 1.3036 | -0.01614
DO8 v3.02 | SCE | Ex | Gro | IOU | Wtd | 1.0407 | 1.3908 | -0.01268
DO8 v3.02 | SCE | Ex | Hsp | CZ05 | Wtd | 1.1248 | 1.2578 | -0.00921
DO8 v3.02 | SCE | Ex | Hsp | CZ06 | Wtd | 1.1578 | 1.2708 | -0.00725
DO8 v3.02 | SCE | Ex | Hsp | CZ08 | Wtd | 1.1618 | 1.2741 | -0.00709
DO8 v3.02 | SCE | Ex | Hsp | CZ09 | Wtd | 1.1555 | 1.3108 | -0.00701
DO8 v3.02 | SCE | Ex | Hsp | CZ10 | Wtd | 1.135 | 1.2931 | -0.00755
DO8 v3.02 | SCE | Ex | Hsp | CZ13 | Wtd | 1.1183 | 1.3091 | -0.00838
DO8 v3.02 | SCE | Ex | Hsp | CZ14 | Wtd | 1.0974 | 1.305 | -0.00934
DO8 v3.02 | SCE | Ex | Hsp | CZ15 | Wtd | 1.1625 | 1.3234 | -0.00621
DO8 v3.02 | SCE | Ex | Hsp | CZ16 | Wtd | 1.0172 | 1.2714 | -0.01337
DO8 v3.02 | SCE | Ex | Hsp | IOU | Wtd | 1.149 | 1.2846 | -0.00743
DO8 v3.02 | SCE | Ex | Htl | CZ05 | Wtd | 1.0635 | 1.2857 | -0.00484
DO8 v3.02 | SCE | Ex | Htl | CZ06 | Wtd | 1.1043 | 1.2827 | -0.0034
DO8 v3.02 | SCE | Ex | Htl | CZ08 | Wtd | 1.1068 | 1.2965 | -0.00311
DO8 v3.02 | SCE | Ex | Htl | CZ09 | Wtd | 1.1155 | 1.3219 | -0.00304
DO8 v3.02 | SCE | Ex | Htl | CZ10 | Wtd | 1.088 | 1.3042 | -0.00307
DO8 v3.02 | SCE | Ex | Htl | CZ13 | Wtd | 1.0835 | 1.3405 | -0.00518
DO8 v3.02 | SCE | Ex | Htl | CZ14 | Wtd | 1.0531 | 1.2997 | -0.00448
DO8 v3.02 | SCE | Ex | Htl | CZ15 | Wtd | 1.1542 | 1.3032 | -0.00205
DO8 v3.02 | SCE | Ex | Htl | CZ16 | Wtd | 0.9352 | 1.3057 | -0.00861
DO8 v3.02 | SCE | Ex | Htl | IOU | Wtd | 1.1048 | 1.298 | -0.00331
DO8 v3.02 | SCE | Ex | MBT | CZ05 | Wtd | 1.1645 | 1.5257 | -0.0006
DO8 v3.02 | SCE | Ex | MBT | CZ06 | Wtd | 1.1811 | 1.3966 | -0.00032
DO8 v3.02 | SCE | Ex | MBT | CZ08 | Wtd | 1.18 | 1.4967 | -0.00038
DO8 v3.02 | SCE | Ex | MBT | CZ09 | Wtd | 1.1815 | 1.4476 | -0.00025
DO8 v3.02 | SCE | Ex | MBT | CZ10 | Wtd | 1.149 | 1.2501 | -0.00038
DO8 v3.02 | SCE | Ex | MBT | CZ13 | Wtd | 1.1676 | 1.391 | -0.00088
DO8 v3.02 | SCE | Ex | MBT | CZ14 | Wtd | 1.1422 | 1.35 | -0.00136
DO8 v3.02 | SCE | Ex | MBT | CZ15 | Wtd | 1.2174 | 1.2914 | -0.00014
DO8 v3.02 | SCE | Ex | MBT | CZ16 | Wtd | 1.0619 | 1.3781 | -0.00439
DO8 v3.02 | SCE | Ex | MBT | IOU | Wtd | 1.1732 | 1.404 | -0.00047
DO8 v3.02 | SCE | Ex | MLI | CZ05 | Wtd | 1.0606 | 1.4534 | -0.00399
DO8 v3.02 | SCE | Ex | MLI | CZ06 | Wtd | 1.0877 | 1.3691 | -0.00221
DO8 v3.02 | SCE | Ex | MLI | CZ08 | Wtd | 1.1006 | 1.3988 | -0.00189
DO8 v3.02 | SCE | Ex | MLI | CZ09 | Wtd | 1.1064 | 1.367 | -0.00162
DO8 v3.02 | SCE | Ex | MLI | CZ10 | Wtd | 1.073 | 1.3841 | -0.00211
DO8 v3.02 | SCE | Ex | MLI | CZ13 | Wtd | 1.0688 | 1.3334 | -0.00468
DO8 v3.02 | SCE | Ex | MLI | CZ14 | Wtd | 1.0569 | 1.3667 | -0.00554
DO8 v3.02 | SCE | Ex | MLI | CZ15 | Wtd | 1.1442 | 1.2538 | -0.00115
DO8 v3.02 | SCE | Ex | MLI | CZ16 | Wtd | 0.9627 | 1.3296 | -0.01167
DO8 v3.02 | SCE | Ex | MLI | IOU | Wtd | 1.0912 | 1.3724 | -0.00234
DO8 v3.02 | SCE | Ex | Mtl | CZ05 | Wtd | 1.1252 | 1.2661 | -0.00332
DO8 v3.02 | SCE | Ex | Mtl | CZ06 | Wtd | 1.1652 | 1.2692 | -0.00199
DO8 v3.02 | SCE | Ex | Mtl | CZ08 | Wtd | 1.1718 | 1.2842 | -0.00174
DO8 v3.02 | SCE | Ex | Mtl | CZ09 | Wtd | 1.1721 | 1.3035 | -0.00187
DO8 v3.02 | SCE | Ex | Mtl | CZ10 | Wtd | 1.1484 | 1.2971 | -0.00231
DO8 v3.02 | SCE | Ex | Mtl | CZ13 | Wtd | 1.1368 | 1.3247 | -0.00289
DO8 v3.02 | SCE | Ex | Mtl | CZ14 | Wtd | 1.109 | 1.317 | -0.00319
DO8 v3.02 | SCE | Ex | Mtl | CZ15 | Wtd | 1.2055 | 1.3153 | -0.00109
DO8 v3.02 | SCE | Ex | Mtl | CZ16 | Wtd | 0.9869 | 1.2909 | -0.00684
DO8 v3.02 | SCE | Ex | Mtl | IOU | Wtd | 1.164 | 1.2887 | -0.00203
DO8 v3.02 | SCE | Ex | Nrs | CZ05 | Wtd | 1.0071 | 1.2932 | -0.0181
DO8 v3.02 | SCE | Ex | Nrs | CZ06 | Wtd | 1.0433 | 1.3095 | -0.01447
DO8 v3.02 | SCE | Ex | Nrs | CZ08 | Wtd | 1.0642 | 1.3152 | -0.01325
DO8 v3.02 | SCE | Ex | Nrs | CZ09 | Wtd | 1.0662 | 1.2888 | -0.01357
DO8 v3.02 | SCE | Ex | Nrs | CZ10 | Wtd | 1.0523 | 1.3799 | -0.01402
DO8 v3.02 | SCE | Ex | Nrs | CZ13 | Wtd | 1.0513 | 1.3878 | -0.01408
DO8 v3.02 | SCE | Ex | Nrs | CZ14 | Wtd | 1.0445 | 1.3677 | -0.01492
DO8 v3.02 | SCE | Ex | Nrs | CZ15 | Wtd | 1.1266 | 1.4008 | -0.00941
DO8 v3.02 | SCE | Ex | Nrs | CZ16 | Wtd | 0.9606 | 1.2354 | -0.02139
DO8 v3.02 | SCE | Ex | Nrs | IOU | Wtd | 1.0548 | 1.324 | -0.01396
DO8 v3.02 | SCE | Ex | OfL | CZ05 | Wtd | 1.1377 | 1.4854 | -0.00686
DO8 v3.02 | SCE | Ex | OfL | CZ06 | Wtd | 1.1648 | 1.3758 | -0.00388
DO8 v3.02 | SCE | Ex | OfL | CZ08 | Wtd | 1.1755 | 1.5262 | -0.00378
DO8 v3.02 | SCE | Ex | OfL | CZ09 | Wtd | 1.1778 | 1.503 | -0.00467
DO8 v3.02 | SCE | Ex | OfL | CZ10 | Wtd | 1.1584 | 1.3737 | -0.00444
DO8 v3.02 | SCE | Ex | OfL | CZ13 | Wtd | 1.1409 | 1.5041 | -0.00656
DO8 v3.02 | SCE | Ex | OfL | CZ14 | Wtd | 1.1287 | 1.4083 | -0.00704
DO8 v3.02 | SCE | Ex | OfL | CZ15 | Wtd | 1.223 | 1.4808 | -0.0033
DO8 v3.02 | SCE | Ex | OfL | CZ16 | Wtd | 0.999 | 1.3062 | -0.01634
DO8 v3.02 | SCE | Ex | OfL | IOU | Wtd | 1.1697 | 1.4598 | -0.00424
DO8 v3.02 | SCE | Ex | OfS | CZ05 | Wtd | 1.1092 | 1.4038 | -0.0028
DO8 v3.02 | SCE | Ex | OfS | CZ06 | Wtd | 1.1376 | 1.4293 | -0.00154
DO8 v3.02 | SCE | Ex | OfS | CZ08 | Wtd | 1.1462 | 1.442 | -0.00152
DO8 v3.02 | SCE | Ex | OfS | CZ09 | Wtd | 1.1579 | 1.4448 | -0.00174
DO8 v3.02 | SCE | Ex | OfS | CZ10 | Wtd | 1.1335 | 1.3726 | -0.00159
DO8 v3.02 | SCE | Ex | OfS | CZ13 | Wtd | 1.1151 | 1.412 | -0.00356
DO8 v3.02 | SCE | Ex | OfS | CZ14 | Wtd | 1.1002 | 1.3791 | -0.00356
DO8 v3.02 | SCE | Ex | OfS | CZ15 | Wtd | 1.2034 | 1.4408 | -0.0007
DO8 v3.02 | SCE | Ex | OfS | CZ16 | Wtd | 0.9821 | 1.3971 | -0.0083
DO8 v3.02 | SCE | Ex | OfS | IOU | Wtd | 1.1409 | 1.4209 | -0.0018
DO8 v3.02 | SCE | Ex | RFF | CZ05 | Wtd | 1.0546 | 1.251 | -0.00889
DO8 v3.02 | SCE | Ex | RFF | CZ06 | Wtd | 1.0874 | 1.2676 | -0.00608
DO8 v3.02 | SCE | Ex | RFF | CZ08 | Wtd | 1.1001 | 1.2655 | -0.00529
DO8 v3.02 | SCE | Ex | RFF | CZ09 | Wtd | 1.1018 | 1.2856 | -0.005
DO8 v3.02 | SCE | Ex | RFF | CZ10 | Wtd | 1.0796 | 1.2511 | -0.00544
DO8 v3.02 | SCE | Ex | RFF | CZ13 | Wtd | 1.081 | 1.2555 | -0.00713
DO8 v3.02 | SCE | Ex | RFF | CZ14 | Wtd | 1.0618 | 1.2738 | -0.00821
DO8 v3.02 | SCE | Ex | RFF | CZ15 | Wtd | 1.1456 | 1.2483 | -0.00284
DO8 v3.02 | SCE | Ex | RFF | CZ16 | Wtd | 0.9809 | 1.2592 | -0.01605
DO8 v3.02 | SCE | Ex | RFF | IOU | Wtd | 1.0903 | 1.265 | -0.00574
DO8 v3.02 | SCE | Ex | RSD | CZ05 | Wtd | 1.0691 | 1.3308 | -0.00881
DO8 v3.02 | SCE | Ex | RSD | CZ06 | Wtd | 1.1091 | 1.3537 | -0.00645
DO8 v3.02 | SCE | Ex | RSD | CZ08 | Wtd | 1.1176 | 1.33 | -0.00495
DO8 v3.02 | SCE | Ex | RSD | CZ09 | Wtd | 1.1222 | 1.3697 | -0.004
DO8 v3.02 | SCE | Ex | RSD | CZ10 | Wtd | 1.102 | 1.2504 | -0.00489
DO8 v3.02 | SCE | Ex | RSD | CZ13 | Wtd | 1.0918 | 1.1837 | -0.00715
DO8 v3.02 | SCE | Ex | RSD | CZ14 | Wtd | 1.072 | 1.1414 | -0.00816
DO8 v3.02 | SCE | Ex | RSD | CZ15 | Wtd | 1.1669 | 1.2688 | -0.00219
DO8 v3.02 | SCE | Ex | RSD | CZ16 | Wtd | 0.9921 | 1.1131 | -0.01621
DO8 v3.02 | SCE | Ex | RSD | IOU | Wtd | 1.1098 | 1.3048 | -0.00543
DO8 v3.02 | SCE | Ex | Rt3 | CZ05 | Wtd | 1.1261 | 1.3597 | -0.00362
DO8 v3.02 | SCE | Ex | Rt3 | CZ06 | Wtd | 1.1648 | 1.412 | -0.00116
DO8 v3.02 | SCE | Ex | Rt3 | CZ08 | Wtd | 1.174 | 1.379 | -0.00146
DO8 v3.02 | SCE | Ex | Rt3 | CZ09 | Wtd | 1.1722 | 1.4228 | -0.00112
DO8 v3.02 | SCE | Ex | Rt3 | CZ10 | Wtd | 1.1327 | 1.2564 | -0.00186
DO8 v3.02 | SCE | Ex | Rt3 | CZ13 | Wtd | 1.1093 | 1.2975 | -0.00568
DO8 v3.02 | SCE | Ex | Rt3 | CZ14 | Wtd | 1.0774 | 1.3284 | -0.00666
DO8 v3.02 | SCE | Ex | Rt3 | CZ15 | Wtd | 1.1773 | 1.3921 | -0.00053
DO8 v3.02 | SCE | Ex | Rt3 | CZ16 | Wtd | 0.9714 | 1.0782 | -0.01356
DO8 v3.02 | SCE | Ex | Rt3 | IOU | Wtd | 1.1551 | 1.3607 | -0.00183
DO8 v3.02 | SCE | Ex | RtL | CZ05 | Wtd | 1.0817 | 1.3289 | -0.00597
DO8 v3.02 | SCE | Ex | RtL | CZ06 | Wtd | 1.1288 | 1.3423 | -0.00391
DO8 v3.02 | SCE | Ex | RtL | CZ08 | Wtd | 1.128 | 1.3227 | -0.00306
DO8 v3.02 | SCE | Ex | RtL | CZ09 | Wtd | 1.1313 | 1.3701 | -0.00296
DO8 v3.02 | SCE | Ex | RtL | CZ10 | Wtd | 1.1108 | 1.3256 | -0.00359
DO8 v3.02 | SCE | Ex | RtL | CZ13 | Wtd | 1.0983 | 1.3525 | -0.00567
DO8 v3.02 | SCE | Ex | RtL | CZ14 | Wtd | 1.0677 | 1.3346 | -0.00736
DO8 v3.02 | SCE | Ex | RtL | CZ15 | Wtd | 1.1601 | 1.3703 | -0.00158
DO8 v3.02 | SCE | Ex | RtL | CZ16 | Wtd | 0.9667 | 1.1839 | -0.0132
DO8 v3.02 | SCE | Ex | RtL | IOU | Wtd | 1.1211 | 1.3368 | -0.00367
DO8 v3.02 | SCE | Ex | RtS | CZ05 | Wtd | 1.0817 | 1.3504 | -0.00519
DO8 v3.02 | SCE | Ex | RtS | CZ06 | Wtd | 1.1168 | 1.367 | -0.00273
DO8 v3.02 | SCE | Ex | RtS | CZ08 | Wtd | 1.129 | 1.366 | -0.0024
DO8 v3.02 | SCE | Ex | RtS | CZ09 | Wtd | 1.1278 | 1.4054 | -0.00198
DO8 v3.02 | SCE | Ex | RtS | CZ10 | Wtd | 1.1053 | 1.3125 | -0.00266
DO8 v3.02 | SCE | Ex | RtS | CZ13 | Wtd | 1.0905 | 1.3818 | -0.00495
DO8 v3.02 | SCE | Ex | RtS | CZ14 | Wtd | 1.0685 | 1.267 | -0.00617
DO8 v3.02 | SCE | Ex | RtS | CZ15 | Wtd | 1.1545 | 1.4094 | -0.00093
DO8 v3.02 | SCE | Ex | RtS | CZ16 | Wtd | 0.9837 | 1.3339 | -0.01174
DO8 v3.02 | SCE | Ex | RtS | IOU | Wtd | 1.1165 | 1.358 | -0.00274
DO8 v3.02 | SCE | Ex | SCn | CZ05 | Wtd | 0.9469 | 1.5573 | -0.00802
DO8 v3.02 | SCE | Ex | SCn | CZ06 | Wtd | 1.0116 | 1.5179 | -0.00562
DO8 v3.02 | SCE | Ex | SCn | CZ08 | Wtd | 1.0595 | 1.4671 | -0.00422
DO8 v3.02 | SCE | Ex | SCn | CZ09 | Wtd | 1.0555 | 1.4949 | -0.00436
DO8 v3.02 | SCE | Ex | SCn | CZ10 | Wtd | 1.0536 | 1.4456 | -0.00436
DO8 v3.02 | SCE | Ex | SCn | CZ13 | Wtd | 1.0309 | 1.4171 | -0.00666
DO8 v3.02 | SCE | Ex | SCn | CZ14 | Wtd | 1.0059 | 1.4442 | -0.00724
DO8 v3.02 | SCE | Ex | SCn | CZ15 | Wtd | 1.11 | 1.4165 | -0.00243
DO8 v3.02 | SCE | Ex | SCn | CZ16 | Wtd | 0.9023 | 1.4636 | -0.01261
DO8 v3.02 | SCE | Ex | SCn | IOU | Wtd | 1.0492 | 1.4686 | -0.00457
DO8 v3.02 | SCE | Ex | SUn | CZ05 | Wtd | 1 | 1 | 0
DO8 v3.02 | SCE | Ex | SUn | CZ06 | Wtd | 1 | 1 | 0
DO8 v3.02 | SCE | Ex | SUn | CZ08 | Wtd | 1 | 1 | 0
DO8 v3.02 | SCE | Ex | SUn | CZ09 | Wtd | 1 | 1 | 0
DO8 v3.02 | SCE | Ex | SUn | CZ10 | Wtd | 1 | 1 | 0
DO8 v3.02 | SCE | Ex | SUn | CZ13 | Wtd | 1 | 1 | 0
DO8 v3.02 | SCE | Ex | SUn | CZ14 | Wtd | 1 | 1 | 0
DO8 v3.02 | SCE | Ex | SUn | CZ15 | Wtd | 1 | 1 | 0
DO8 v3.02 | SCE | Ex | SUn | CZ16 | Wtd | 1 | 1 | 0
DO8 v3.02 | SCE | Ex | SUn | IOU | Wtd | 1 | 1 | 0
DO8 v3.02 | SCE | Ex | WRf | CZ06 | Wtd | 1.4567 | 1.2349 | 0
DO8 v3.02 | SCE | Ex | WRf | CZ08 | Wtd | 1.341 | 1.4 | -1e-05
DO8 v3.02 | SCE | Ex | WRf | CZ09 | Wtd | 1.3867 | 1.2402 | -1e-05
DO8 v3.02 | SCE | Ex | WRf | CZ10 | Wtd | 1.4581 | 1.2417 | -1e-05
DO8 v3.02 | SCE | Ex | WRf | CZ13 | Wtd | 1.3223 | 1.2486 | -7e-05
DO8 v3.02 | SCE | Ex | WRf | CZ14 | Wtd | 1.3877 | 1.234 | -7e-05
DO8 v3.02 | SCE | Ex | WRf | CZ15 | Wtd | 1.4156 | 1.2339 | 0
DO8 v3.02 | SCE | Ex | WRf | CZ16 | Wtd | 1.3889 | 1.2093 | -0.00042
DO8 v3.02 | SCE | Ex | WRf | IOU | Wtd | 1.3921 | 1.2553 | -2e-05
DO8 v3.02 | SCE | New | Asm | CZ05 | Wtd | 1.0295 | 1.2824 | -0.00971
DO8 v3.02 | SCE | New | Asm | CZ06 | Wtd | 1.0506 | 1.3378 | -0.0083
DO8 v3.02 | SCE | New | Asm | CZ08 | Wtd | 1.0531 | 1.315 | -0.00559
DO8 v3.02 | SCE | New | Asm | CZ09 | Wtd | 1.0762 | 1.3474 | -0.00551
DO8 v3.02 | SCE | New | Asm | CZ10 | Wtd | 1.0678 | 1.164 | -0.00721
DO8 v3.02 | SCE | New | Asm | CZ13 | Wtd | 1.0499 | 1.3241 | -0.01001
DO8 v3.02 | SCE | New | Asm | CZ14 | Wtd | 1.034 | 1.2152 | -0.00917
DO8 v3.02 | SCE | New | Asm | CZ15 | Wtd | 1.1296 | 1.3391 | -0.00343
DO8 v3.02 | SCE | New | Asm | CZ16 | Wtd | 0.9717 | 1.1604 | -0.01528
DO8 v3.02 | SCE | New | Asm | IOU | Wtd | 1.0643 | 1.2684 | -0.00685
DO8 v3.02 | SCE | New | ComWtd | IOU | Wtd | 1.0821 | 1.3129 | -0.00385
DO8 v3.02 | SCE | New | ECC | CZ05 | Wtd | 1.046 | 1.5407 | -0.01356
DO8 v3.02 | SCE | New | ECC | CZ06 | Wtd | 1.1018 | 1.5357 | -0.00742
DO8 v3.02 | SCE | New | ECC | CZ08 | Wtd | 1.124 | 1.5124 | -0.00623
DO8 v3.02 | SCE | New | ECC | CZ09 | Wtd | 1.1172 | 1.5944 | -0.00662
DO8 v3.02 | SCE | New | ECC | CZ10 | Wtd | 1.1456 | 1.5665 | -0.01096
DO8 v3.02 | SCE | New | ECC | CZ13 | Wtd | 1.1269 | 1 | -0.00728
DO8 v3.02 | SCE | New | ECC | CZ14 | Wtd | 1.1084 | 1.5217 | -0.01305
DO8 v3.02 | SCE | New | ECC | CZ15 | Wtd | 1.1879 | 1.451 | -0.00415
DO8 v3.02 | SCE | New | ECC | CZ16 | Wtd | 1.0368 | 1.5228 | -0.01941
DO8 v3.02 | SCE | New | ECC | IOU | Wtd | 1.1156 | 1.5068 | -0.0092
DO8 v3.02 | SCE | New | EPr | CZ05 | Wtd | 0.9994 | 1.5205 | -0.00982
DO8 v3.02 | SCE | New | EPr | CZ06 | Wtd | 1.0317 | 1 | -0.00695
DO8 v3.02 | SCE | New | EPr | CZ08 | Wtd | 1.0946 | 1.5125 | -0.00583
DO8 v3.02 | SCE | New | EPr | CZ09 | Wtd | 1.1331 | 1 | -0.00459
DO8 v3.02 | SCE | New | EPr | CZ10 | Wtd | 1.1147 | 1 | -0.00665
DO8 v3.02 | SCE | New | EPr | CZ13 | Wtd | 1.1111 | 1 | -0.01028
DO8 v3.02 | SCE | New | EPr | CZ14 | Wtd | 1.0988 | 1 | -0.01177
DO8 v3.02 | SCE | New | EPr | CZ15 | Wtd | 1.2547 | 1 | -0.00321
DO8 v3.02 | SCE | New | EPr | CZ16 | Wtd | 0.9081 | 1 | -0.02073
DO8 v3.02 | SCE | New | EPr | IOU | Wtd | 1.0973 | 1.1088 | -0.00737
DO8 v3.02 | SCE | New | ERC | CZ05 | Wtd | 0.9805 | 1.2591 | -0.01135
DO8 v3.02 | SCE | New | ERC | CZ06 | Wtd | 0.9524 | 1 | -0.00861
DO8 v3.02 | SCE | New | ERC | CZ08 | Wtd | 1.0408 | 1.3249 | -0.0065
DO8 v3.02 | SCE | New | ERC | CZ09 | Wtd | 1.0465 | 1 | -0.00747
DO8 v3.02 | SCE | New | ERC | CZ10 | Wtd | 1.0551 | 1 | -0.00722
DO8 v3.02 | SCE | New | ERC | CZ13 | Wtd | 1.0519 | 1 | -0.00971
DO8 v3.02 | SCE | New | ERC | CZ14 | Wtd | 1.0903 | 1 | -0.01051
DO8 v3.02 | SCE | New | ERC | CZ15 | Wtd | 1.1456 | 1 | -0.00453
DO8 v3.02 | SCE | New | ERC | CZ16 | Wtd | 0.9986 | 1 | -0.01768
DO8 v3.02 | SCE | New | ERC | IOU | Wtd | 1.0416 | 1.069 | -0.00803
DO8 v3.02 | SCE | New | ESe | CZ05 | Wtd | 1.0189 | 1.4818 | -0.00876
DO8 v3.02 | SCE | New | ESe | CZ06 | Wtd | 1.0615 | 1 | -0.00724
DO8 v3.02 | SCE | New | ESe | CZ08 | Wtd | 1.1164 | 1.5016 | -0.00596
DO8 v3.02 | SCE | New | ESe | CZ09 | Wtd | 1.1516 | 1 | -0.00479
DO8 v3.02 | SCE | New | ESe | CZ10 | Wtd | 1.1806 | 1 | -0.00628
DO8 v3.02 | SCE | New | ESe | CZ13 | Wtd | 1.159 | 1 | -0.00932
DO8 v3.02 | SCE | New | ESe | CZ14 | Wtd | 1.1407 | 1 | -0.01157
DO8 v3.02 | SCE | New | ESe | CZ15 | Wtd | 1.2743 | 1 | -0.00267
DO8 v3.02 | SCE | New | ESe | CZ16 | Wtd | 0.9645 | 1 | -0.01787
DO8 v3.02 | SCE | New | ESe | IOU | Wtd | 1.1389 | 1.1065 | -0.00712
DO8 v3.02 | SCE | New | EUn | CZ05 | Wtd | 1.1001 | 1.4114 | -0.0081
DO8 v3.02 | SCE | New | EUn | CZ06 | Wtd | 1.1456 | 1.4407 | -0.00472
DO8 v3.02 | SCE | New | EUn | CZ08 | Wtd | 1.1722 | 1.3972 | -0.00451
DO8 v3.02 | SCE | New | EUn | CZ09 | Wtd | 1.1587 | 1.471 | -0.00473
DO8 v3.02 | SCE | New | EUn | CZ10 | Wtd | 1.178 | 1.4907 | -0.00631
DO8 v3.02 | SCE | New | EUn | CZ13 | Wtd | 1.1364 | 1 | -0.00847
DO8 v3.02 | SCE | New | EUn | CZ14 | Wtd | 1.1069 | 1.469 | -0.01099
DO8 v3.02 | SCE | New | EUn | CZ15 | Wtd | 1.2365 | 1.4883 | -0.00205
DO8 v3.02 | SCE | New | EUn | CZ16 | Wtd | 1.0237 | 1.4363 | -0.01669
DO8 v3.02 | SCE | New | EUn | IOU | Wtd | 1.1478 | 1.4221 | -0.00675
DO8 v3.02 | SCE | New | Gro | CZ05 | Wtd | 1.0092 | 1.3098 | -0.01503
DO8 v3.02 | SCE | New | Gro | CZ06 | Wtd | 1.0553 | 1.3144 | -0.01148
DO8 v3.02 | SCE | New | Gro | CZ08 | Wtd | 1.0885 | 1.3692 | -0.01007
DO8 v3.02 | SCE | New | Gro | CZ09 | Wtd | 1.0976 | 1.4079 | -0.01012
DO8 v3.02 | SCE | New | Gro | CZ10 | Wtd | 1.0999 | 1.4118 | -0.00978
DO8 v3.02 | SCE | New | Gro | CZ13 | Wtd | 1.099 | 1.4145 | -0.01041
DO8 v3.02 | SCE | New | Gro | CZ14 | Wtd | 1.0911 | 1.4371 | -0.01139
DO8 v3.02 | SCE | New | Gro | CZ15 | Wtd | 1.1686 | 1.3962 | -0.00563
DO8 v3.02 | SCE | New | Gro | CZ16 | Wtd | 0.9845 | 1.3671 | -0.01594
DO8 v3.02 | SCE | New | Gro | IOU | Wtd | 1.0889 | 1.3856 | -0.01029
DO8 v3.02 | SCE | New | Hsp | CZ05 | Wtd | 1.0584 | 1.2224 | -0.00902
DO8 v3.02 | SCE | New | Hsp | CZ06 | Wtd | 1.0865 | 1.2302 | -0.00728
DO8 v3.02 | SCE | New | Hsp | CZ08 | Wtd | 1.1053 | 1.2306 | -0.00776
DO8 v3.02 | SCE | New | Hsp | CZ09 | Wtd | 1.0966 | 1.2629 | -0.00733
DO8 v3.02 | SCE | New | Hsp | CZ10 | Wtd | 1.0942 | 1.364 | -0.00768
DO8 v3.02 | SCE | New | Hsp | CZ13 | Wtd | 1.0967 | 1.2769 | -0.00826
DO8 v3.02 | SCE | New | Hsp | CZ14 | Wtd | 1.069 | 1.2682 | -0.00931
DO8 v3.02 | SCE | New | Hsp | CZ15 | Wtd | 1.161 | 1.3053 | -0.00665
DO8 v3.02 | SCE | New | Hsp | CZ16 | Wtd | 0.9817 | 1.2428 | -0.01342
DO8 v3.02 | SCE | New | Hsp | IOU | Wtd | 1.094 | 1.2755 | -0.00779
DO8 v3.02 | SCE | New | Htl | CZ05 | Wtd | 1.0255 | 1.3009 | -0.00533
DO8 v3.02 | SCE | New | Htl | CZ06 | Wtd | 1.0697 | 1.3047 | -0.00379
DO8 v3.02 | SCE | New | Htl | CZ08 | Wtd | 1.0879 | 1.3102 | -0.00186
DO8 v3.02 | SCE | New | Htl | CZ09 | Wtd | 1.0967 | 1.3431 | -0.00329
DO8 v3.02 | SCE | New | Htl | CZ10 | Wtd | 1.0856 | 1.3455 | -0.00387
DO8 v3.02 | SCE | New | Htl | CZ13 | Wtd | 1.0778 | 1.3654 | -0.00548
DO8 v3.02 | SCE | New | Htl | CZ14 | Wtd | 1.0462 | 1.3469 | -0.00562
DO8 v3.02 | SCE | New | Htl | CZ15 | Wtd | 1.1657 | 1.3692 | -0.00233
DO8 v3.02 | SCE | New | Htl | CZ16 | Wtd | 0.927 | 1.3246 | -0.01032
DO8 v3.02 | SCE | New | Htl | IOU | Wtd | 1.0941 | 1.336 | -0.00354
DO8 v3.02 | SCE | New | MBT | CZ05 | Wtd | 1.117 | 1.5162 | -0.00067
DO8 v3.02 | SCE | New | MBT | CZ06 | Wtd | 1.1355 | 1.4248 | -0.00047
DO8 v3.02 | SCE | New | MBT | CZ08 | Wtd | 1.1482 | 1.5059 | -0.00033
DO8 v3.02 | SCE | New | MBT | CZ09 | Wtd | 1.1459 | 1.4895 | -0.00032
DO8 v3.02 | SCE | New | MBT | CZ10 | Wtd | 1.145 | 1.5196 | -0.00039
DO8 v3.02 | SCE | New | MBT | CZ13 | Wtd | 1.1405 | 1.435 | -0.00064
DO8 v3.02 | SCE | New | MBT | CZ14 | Wtd | 1.1121 | 1.4768 | -0.00119
DO8 v3.02 | SCE | New | MBT | CZ15 | Wtd | 1.2082 | 1.5007 | -0.00017
DO8 v3.02 | SCE | New | MBT | CZ16 | Wtd | 1.0521 | 1.4398 | -0.00384
DO8 v3.02 | SCE | New | MBT | IOU | Wtd | 1.1466 | 1.4903 | -0.00052
DO8 v3.02 | SCE | New | MLI | CZ05 | Wtd | 1.0076 | 1.4473 | -0.0062
DO8 v3.02 | SCE | New | MLI | CZ06 | Wtd | 1.024 | 1.3523 | -0.00485
DO8 v3.02 | SCE | New | MLI | CZ08 | Wtd | 1.0471 | 1.3455 | -0.00332
DO8 v3.02 | SCE | New | MLI | CZ09 | Wtd | 1.0571 | 1.3351 | -0.00236
DO8 v3.02 | SCE | New | MLI | CZ10 | Wtd | 1.0569 | 1.3277 | -0.00288
DO8 v3.02 | SCE | New | MLI | CZ13 | Wtd | 1.0455 | 1.2966 | -0.0056
DO8 v3.02 | SCE | New | MLI | CZ14 | Wtd | 1.0326 | 1.3321 | -0.00648
DO8 v3.02 | SCE | New | MLI | CZ15 | Wtd | 1.1355 | 1.48 | -0.00095
DO8 v3.02 | SCE | New | MLI | CZ16 | Wtd | 0.9712 | 1.3438 | -0.01176
DO8 v3.02 | SCE | New | MLI | IOU | Wtd | 1.0541 | 1.3533 | -0.00355
DO8 v3.02 | SCE | New | Mtl | CZ05 | Wtd | 1.0675 | 1.2706 | -0.00456
DO8 v3.02 | SCE | New | Mtl | CZ06 | Wtd | 1.114 | 1.2696 | -0.0028
DO8 v3.02 | SCE | New | Mtl | CZ08 | Wtd | 1.1361 | 1.2949 | -0.00252
DO8 v3.02 | SCE | New | Mtl | CZ09 | Wtd | 1.1401 | 1.2882 | -0.00191
DO8 v3.02 | SCE | New | Mtl | CZ10 | Wtd | 1.1186 | 1.3112 | -0.00275
DO8 v3.02 | SCE | New | Mtl | CZ13 | Wtd | 1.1004 | 1.3316 | -0.00344
DO8 v3.02 | SCE | New | Mtl | CZ14 | Wtd | 1.0618 | 1.3109 | -0.00438
DO8 v3.02 | SCE | New | Mtl | CZ15 | Wtd | 1.1865 | 1.3116 | -0.00133
DO8 v3.02 | SCE | New | Mtl | CZ16 | Wtd | 0.9255 | 1.2925 | -0.00842
DO8 v3.02 | SCE | New | Mtl | IOU | Wtd | 1.1273 | 1.2953 | -0.00264
DO8 v3.02 | SCE | New | Nrs | CZ05 | Wtd | 0.9681 | 1.2404 | -0.02051
DO8 v3.02 | SCE | New | Nrs | CZ06 | Wtd | 0.9947 | 1.2901 | -0.01578
DO8 v3.02 | SCE | New | Nrs | CZ08 | Wtd | 1.0211 | 1.3001 | -0.01466
DO8 v3.02 | SCE | New | Nrs | CZ09 | Wtd | 1.0274 | 1.3646 | -0.01476
DO8 v3.02 | SCE | New | Nrs | CZ10 | Wtd | 1.0368 | 1.3449 | -0.01464
DO8 v3.02 | SCE | New | Nrs | CZ13 | Wtd | 1.0363 | 1.4097 | -0.015
DO8 v3.02 | SCE | New | Nrs | CZ14 | Wtd | 1.0219 | 1.3947 | -0.01641
DO8 v3.02 | SCE | New | Nrs | CZ15 | Wtd | 1.1108 | 1.3882 | -0.00987
DO8 v3.02 | SCE | New | Nrs | CZ16 | Wtd | 0.9532 | 1.3088 | -0.02273
DO8 v3.02 | SCE | New | Nrs | IOU | Wtd | 1.0228 | 1.3303 | -0.01506
DO8 v3.02 | SCE | New | OfL | CZ05 | Wtd | 1.1367 | 1.4425 | -0.00394
DO8 v3.02 | SCE | New | OfL | CZ06 | Wtd | 1.1594 | 1.3372 | -0.00336
DO8 v3.02 | SCE | New | OfL | CZ08 | Wtd | 1.1514 | 1.4467 | 0.00562
DO8 v3.02 | SCE | New | OfL | CZ09 | Wtd | 1.1641 | 1.3404 | -0.00049
DO8 v3.02 | SCE | New | OfL | CZ10 | Wtd | 1.1893 | 1.3709 | -0.0018
DO8 v3.02 | SCE | New | OfL | CZ13 | Wtd | 1.1803 | 1.3602 | -0.00463
DO8 v3.02 | SCE | New | OfL | CZ14 | Wtd | 1.1274 | 1.3841 | -0.00601
DO8 v3.02 | SCE | New | OfL | CZ15 | Wtd | 1.2078 | 1.4575 | -0.00226
DO8 v3.02 | SCE | New | OfL | CZ16 | Wtd | 1.0522 | 1.3798 | -0.01007
DO8 v3.02 | SCE | New | OfL | IOU | Wtd | 1.1645 | 1.3816 | -0.00032
DO8 v3.02 | SCE | New | OfS | CZ05 | Wtd | 1.0669 | 1.4498 | -0.00247
DO8 v3.02 | SCE | New | OfS | CZ06 | Wtd | 1.0975 | 1.41 | -0.00115
DO8 v3.02 | SCE | New | OfS | CZ08 | Wtd | 1.1147 | 1.4151 | -0.00131
DO8 v3.02 | SCE | New | OfS | CZ09 | Wtd | 1.1215 | 1.4509 | -0.00083
DO8 v3.02 | SCE | New | OfS | CZ10 | Wtd | 1.1241 | 1.4457 | -0.00083
DO8 v3.02 | SCE | New | OfS | CZ13 | Wtd | 1.1074 | 1.4784 | -0.00301
DO8 v3.02 | SCE | New | OfS | CZ14 | Wtd | 1.0827 | 1.4739 | -0.00301
DO8 v3.02 | SCE | New | OfS | CZ15 | Wtd | 1.1877 | 1.5083 | -0.00012
DO8 v3.02 | SCE | New | OfS | CZ16 | Wtd | 0.9831 | 1.4229 | -0.00802
DO8 v3.02 | SCE | New | OfS | IOU | Wtd | 1.1166 | 1.4396 | -0.00125
DO8 v3.02 | SCE | New | RFF | CZ05 | Wtd | 1.0466 | 1.2993 | -0.00987
DO8 v3.02 | SCE | New | RFF | CZ06 | Wtd | 1.0727 | 1.321 | -0.00695
DO8 v3.02 | SCE | New | RFF | CZ08 | Wtd | 1.0928 | 1.3272 | -0.0067
DO8 v3.02 | SCE | New | RFF | CZ09 | Wtd | 1.1018 | 1.359 | -0.0057
DO8 v3.02 | SCE | New | RFF | CZ10 | Wtd | 1.1065 | 1.3634 | -0.00675
DO8 v3.02 | SCE | New | RFF | CZ13 | Wtd | 1.1064 | 1.3837 | -0.00792
DO8 v3.02 | SCE | New | RFF | CZ14 | Wtd | 1.0899 | 1.3888 | -0.00921
DO8 v3.02 | SCE | New | RFF | CZ15 | Wtd | 1.1737 | 1.4047 | -0.00273
DO8 v3.02 | SCE | New | RFF | CZ16 | Wtd | 1.0126 | 1.3427 | -0.01733
DO8 v3.02 | SCE | New | RFF | IOU | Wtd | 1.0962 | 1.3486 | -0.00682
DO8 v3.02 | SCE | New | RSD | CZ05 | Wtd | 1.0559 | 1.3739 | -0.01012
DO8 v3.02 | SCE | New | RSD | CZ06 | Wtd | 1.0942 | 1.4156 | -0.00745
DO8 v3.02 | SCE | New | RSD | CZ08 | Wtd | 1.1102 | 1.3963 | -0.00591
DO8 v3.02 | SCE | New | RSD | CZ09 | Wtd | 1.1276 | 1.4306 | -0.00536
DO8 v3.02 | SCE | New | RSD | CZ10 | Wtd | 1.1267 | 1.3803 | -0.00558
DO8 v3.02 | SCE | New | RSD | CZ13 | Wtd | 1.111 | 1.4442 | -0.00823
DO8 v3.02 | SCE | New | RSD | CZ14 | Wtd | 1.0951 | 1.4129 | -0.00908
DO8 v3.02 | SCE | New | RSD | CZ15 | Wtd | 1.1949 | 1.4748 | -0.0029
DO8 v3.02 | SCE | New | RSD | CZ16 | Wtd | 1.013 | 1.3296 | -0.0175
DO8 v3.02 | SCE | New | RSD | IOU | Wtd | 1.1152 | 1.4047 | -0.00638
DO8 v3.02 | SCE | New | Rt3 | CZ05 | Wtd | 1.074 | 1.3174 | -0.00446
DO8 v3.02 | SCE | New | Rt3 | CZ06 | Wtd | 1.1024 | 1.3745 | -0.00151
DO8 v3.02 | SCE | New | Rt3 | CZ08 | Wtd | 1.1272 | 1.3181 | -0.00174
DO8 v3.02 | SCE | New | Rt3 | CZ09 | Wtd | 1.1303 | 1.3085 | -0.00147
DO8 v3.02 | SCE | New | Rt3 | CZ10 | Wtd | 1.1188 | 1.2147 | -0.0022
DO8 v3.02 | SCE | New | Rt3 | CZ13 | Wtd | 1.0897 | 1.3427 | -0.00531
DO8 v3.02 | SCE | New | Rt3 | CZ14 | Wtd | 1.0688 | 1.2392 | -0.0074
DO8 v3.02 | SCE | New | Rt3 | CZ15 | Wtd | 1.1654 | 1.2934 | -0.00016
DO8 v3.02 | SCE | New | Rt3 | CZ16 | Wtd | 0.9667 | 1.0627 | -0.01338
DO8 v3.02 | SCE | New | Rt3 | IOU | Wtd | 1.1156 | 1.2868 | -0.00229
DO8 v3.02 | SCE | New | RtL | CZ05 | Wtd | 1.0685 | 1.3812 | -0.00648
DO8 v3.02 | SCE | New | RtL | CZ06 | Wtd | 1.0964 | 1.3946 | -0.00447
DO8 v3.02 | SCE | New | RtL | CZ08 | Wtd | 1.1181 | 1.3877 | -0.00345
DO8 v3.02 | SCE | New | RtL | CZ09 | Wtd | 1.1368 | 1.4278 | -0.0026
DO8 v3.02 | SCE | New | RtL | CZ10 | Wtd | 1.134 | 1.4279 | -0.00345
DO8 v3.02 | SCE | New | RtL | CZ13 | Wtd | 1.1148 | 1.4587 | -0.00655
DO8 v3.02 | SCE | New | RtL | CZ14 | Wtd | 1.0925 | 1.4316 | -0.00737
DO8 v3.02 | SCE | New | RtL | CZ15 | Wtd | 1.1932 | 1.5076 | -0.00172
DO8 v3.02 | SCE | New | RtL | CZ16 | Wtd | 0.9809 | 1.3265 | -0.01433
DO8 v3.02 | SCE | New | RtL | IOU | Wtd | 1.1218 | 1.4165 | -0.0039
DO8 v3.02 | SCE | New | RtS | CZ05 | Wtd | 1.0469 | 1.3269 | -0.00582
DO8 v3.02 | SCE | New | RtS | CZ06 | Wtd | 1.0735 | 1.3278 | -0.00375
DO8 v3.02 | SCE | New | RtS | CZ08 | Wtd | 1.0937 | 1.3563 | -0.00321
DO8 v3.02 | SCE | New | RtS | CZ09 | Wtd | 1.0975 | 1.3882 | -0.00261
DO8 v3.02 | SCE | New | RtS | CZ10 | Wtd | 1.1025 | 1.3846 | -0.00292
DO8 v3.02 | SCE | New | RtS | CZ13 | Wtd | 1.0857 | 1.4249 | -0.00637
DO8 v3.02 | SCE | New | RtS | CZ14 | Wtd | 1.0675 | 1.4047 | -0.00695
DO8 v3.02 | SCE | New | RtS | CZ15 | Wtd | 1.1596 | 1.4754 | -0.00073
DO8 v3.02 | SCE | New | RtS | CZ16 | Wtd | 0.9792 | 1.3663 | -0.01211
DO8 v3.02 | SCE | New | RtS | IOU | Wtd | 1.0932 | 1.3743 | -0.00344
DO8 v3.02 | SCE | New | SCn | CZ05 | Wtd | 0.9598 | 1.5901 | -0.00899
DO8 v3.02 | SCE | New | SCn | CZ06 | Wtd | 0.9797 | 1.4895 | -0.00659
DO8 v3.02 | SCE | New | SCn | CZ08 | Wtd | 1.0267 | 1.3547 | -0.00447
DO8 v3.02 | SCE | New | SCn | CZ09 | Wtd | 1.0363 | 1.3704 | -0.00401
DO8 v3.02 | SCE | New | SCn | CZ10 | Wtd | 1.0438 | 1.3787 | -0.00515
DO8 v3.02 | SCE | New | SCn | CZ13 | Wtd | 1.0213 | 1.3633 | -0.00677
DO8 v3.02 | SCE | New | SCn | CZ14 | Wtd | 1.0021 | 1.3901 | -0.00838
DO8 v3.02 | SCE | New | SCn | CZ15 | Wtd | 1.0833 | 1.3977 | -0.00178
DO8 v3.02 | SCE | New | SCn | CZ16 | Wtd | 0.9128 | 1.3907 | -0.0134
DO8 v3.02 | SCE | New | SCn | IOU | Wtd | 1.0338 | 1.381 | -0.00517
DO8 v3.02 | SCE | New | SUn | CZ05 | Wtd | 1 | 1 | 0
DO8 v3.02 | SCE | New | SUn | CZ06 | Wtd | 1 | 1 | 0
DO8 v3.02 | SCE | New | SUn | CZ08 | Wtd | 1 | 1 | 0
DO8 v3.02 | SCE | New | SUn | CZ09 | Wtd | 1 | 1 | 0
DO8 v3.02 | SCE | New | SUn | CZ10 | Wtd | 1 | 1 | 0
DO8 v3.02 | SCE | New | SUn | CZ13 | Wtd | 1 | 1 | 0
DO8 v3.02 | SCE | New | SUn | CZ14 | Wtd | 1 | 1 | 0
DO8 v3.02 | SCE | New | SUn | CZ15 | Wtd | 1 | 1 | 0
DO8 v3.02 | SCE | New | SUn | CZ16 | Wtd | 1 | 1 | 0
DO8 v3.02 | SCE | New | SUn | IOU | Wtd | 1 | 1 | 0
DO8 v3.02 | SCE | New | WRf | CZ05 | Wtd | 1.2041 | 1.2334 | -1e-05
DO8 v3.02 | SCE | New | WRf | CZ06 | Wtd | 1.2626 | 1.219 | -2e-05
DO8 v3.02 | SCE | New | WRf | CZ08 | Wtd | 1.2 | 1.2267 | 0
DO8 v3.02 | SCE | New | WRf | CZ09 | Wtd | 1.2715 | 1.2315 | -1e-05
DO8 v3.02 | SCE | New | WRf | CZ10 | Wtd | 1.2943 | 1.1901 | 3e-05
DO8 v3.02 | SCE | New | WRf | CZ13 | Wtd | 1.2326 | 1.2498 | -4e-05
DO8 v3.02 | SCE | New | WRf | CZ14 | Wtd | 1.1948 | 1.2411 | -0.00011
DO8 v3.02 | SCE | New | WRf | CZ15 | Wtd | 1.3592 | 1.2507 | 0
DO8 v3.02 | SCE | New | WRf | CZ16 | Wtd | 1.2345 | 1.2315 | -0.00036
DO8 v3.02 | SCE | New | WRf | IOU | Wtd | 1.2467 | 1.225 | -1e-05
DO8 v3.02 | SDG | Ex | Asm | CZ06 | Wtd | 1.0968 | 1.3619 | -0.00801
DO8 v3.02 | SDG | Ex | Asm | CZ07 | Wtd | 1.1024 | 1.3922 | -0.0051
DO8 v3.02 | SDG | Ex | Asm | CZ08 | Wtd | 1.1037 | 1.3394 | -0.00645
DO8 v3.02 | SDG | Ex | Asm | CZ10 | Wtd | 1.0988 | 1.1317 | -0.00626
DO8 v3.02 | SDG | Ex | Asm | CZ14 | Wtd | 1.0657 | 1.1927 | -0.00969
DO8 v3.02 | SDG | Ex | Asm | CZ15 | Wtd | 1.2228 | 1.2774 | -0.00276
DO8 v3.02 | SDG | Ex | Asm | IOU | Wtd | 1.1011 | 1.3089 | -0.00561
DO8 v3.02 | SDG | Ex | ComWtd | IOU | Wtd | 1.1099 | 1.3257 | -0.00359
DO8 v3.02 | SDG | Ex | ECC | CZ06 | Wtd | 1.0889 | 1.4271 | -0.00681
DO8 v3.02 | SDG | Ex | ECC | CZ07 | Wtd | 1.1325 | 1.4815 | -0.00516
DO8 v3.02 | SDG | Ex | ECC | CZ08 | Wtd | 1.1432 | 1.4771 | -0.00556
DO8 v3.02 | SDG | Ex | ECC | CZ10 | Wtd | 1.1258 | 1.4343 | -0.00693
DO8 v3.02 | SDG | Ex | ECC | CZ14 | Wtd | 1.0724 | 1.4762 | -0.01122
DO8 v3.02 | SDG | Ex | ECC | IOU | Wtd | 1.1304 | 1.4701 | -0.00562
DO8 v3.02 | SDG | Ex | EPr | CZ06 | Wtd | 1.0721 | 1 | -0.00522
DO8 v3.02 | SDG | Ex | EPr | CZ07 | Wtd | 1.1 | 1.4581 | -0.00513
DO8 v3.02 | SDG | Ex | EPr | CZ08 | Wtd | 1.1285 | 1.4535 | -0.00478
DO8 v3.02 | SDG | Ex | EPr | CZ10 | Wtd | 1.1476 | 1 | -0.00567
DO8 v3.02 | SDG | Ex | EPr | CZ14 | Wtd | 1.0921 | 1 | -0.00973
DO8 v3.02 | SDG | Ex | EPr | CZ15 | Wtd | 1.2715 | 1 | -0.00308
DO8 v3.02 | SDG | Ex | EPr | IOU | Wtd | 1.1161 | 1.2811 | -0.00533
DO8 v3.02 | SDG | Ex | ERC | CZ06 | Wtd | 0.951 | 1 | -0.00839
DO8 v3.02 | SDG | Ex | ERC | CZ07 | Wtd | 1.003 | 1.2587 | -0.00842
DO8 v3.02 | SDG | Ex | ERC | CZ08 | Wtd | 0.9796 | 1.2711 | -0.007
DO8 v3.02 | SDG | Ex | ERC | CZ10 | Wtd | 1.0048 | 1 | -0.00865
DO8 v3.02 | SDG | Ex | ERC | CZ14 | Wtd | 1.0466 | 1 | -0.01059
DO8 v3.02 | SDG | Ex | ERC | CZ15 | Wtd | 1.1161 | 1 | -0.00508
DO8 v3.02 | SDG | Ex | ERC | IOU | Wtd | 1.0005 | 1.1596 | -0.00843
DO8 v3.02 | SDG | Ex | ESe | CZ06 | Wtd | 1.0942 | 1 | -0.00587
DO8 v3.02 | SDG | Ex | ESe | CZ07 | Wtd | 1.1111 | 1.3945 | -0.00471
DO8 v3.02 | SDG | Ex | ESe | CZ08 | Wtd | 1.159 | 1.424 | -0.00448
DO8 v3.02 | SDG | Ex | ESe | CZ10 | Wtd | 1.2031 | 1 | -0.00515
DO8 v3.02 | SDG | Ex | ESe | CZ14 | Wtd | 1.1521 | 1 | -0.00962
DO8 v3.02 | SDG | Ex | ESe | CZ15 | Wtd | 1.2765 | 1 | -0.00263
DO8 v3.02 | SDG | Ex | ESe | IOU | Wtd | 1.1436 | 1.2439 | -0.00494
DO8 v3.02 | SDG | Ex | EUn | CZ06 | Wtd | 1.1256 | 1.3079 | -0.00654
DO8 v3.02 | SDG | Ex | EUn | CZ07 | Wtd | 1.1733 | 1.4012 | -0.00504
DO8 v3.02 | SDG | Ex | EUn | CZ08 | Wtd | 1.17 | 1.3957 | -0.00542
DO8 v3.02 | SDG | Ex | EUn | CZ10 | Wtd | 1.1517 | 1.3868 | -0.00797
DO8 v3.02 | SDG | Ex | EUn | CZ14 | Wtd | 1.123 | 1.3912 | -0.00966
DO8 v3.02 | SDG | Ex | EUn | IOU | Wtd | 1.1677 | 1.3972 | -0.00576
DO8 v3.02 | SDG | Ex | Gro | CZ06 | Wtd | 0.9922 | 1.284 | -0.01419
DO8 v3.02 | SDG | Ex | Gro | CZ07 | Wtd | 1.0121 | 1.2205 | -0.01354
DO8 v3.02 | SDG | Ex | Gro | CZ08 | Wtd | 1.0212 | 1.315 | -0.01271
DO8 v3.02 | SDG | Ex | Gro | CZ10 | Wtd | 1.0464 | 1.6253 | -0.01166
DO8 v3.02 | SDG | Ex | Gro | CZ14 | Wtd | 1.0412 | 1.7088 | -0.01159
DO8 v3.02 | SDG | Ex | Gro | CZ15 | Wtd | 1.1358 | 1.3717 | -0.00702
DO8 v3.02 | SDG | Ex | Gro | IOU | Wtd | 1.0206 | 1.3382 | -0.01304
DO8 v3.02 | SDG | Ex | Hsp | CZ06 | Wtd | 1.1499 | 1.2588 | -0.00742
DO8 v3.02 | SDG | Ex | Hsp | CZ07 | Wtd | 1.1454 | 1.2614 | -0.00688
DO8 v3.02 | SDG | Ex | Hsp | CZ08 | Wtd | 1.1489 | 1.2612 | -0.00727
DO8 v3.02 | SDG | Ex | Hsp | CZ10 | Wtd | 1.1461 | 1.2941 | -0.00763
DO8 v3.02 | SDG | Ex | Hsp | CZ14 | Wtd | 1.0963 | 1.2983 | -0.00944
DO8 v3.02 | SDG | Ex | Hsp | IOU | Wtd | 1.1457 | 1.2659 | -0.00702
DO8 v3.02 | SDG | Ex | Htl | CZ06 | Wtd | 1.086 | 1.2717 | -0.00362
DO8 v3.02 | SDG | Ex | Htl | CZ07 | Wtd | 1.0893 | 1.2663 | -0.00381
DO8 v3.02 | SDG | Ex | Htl | CZ08 | Wtd | 1.0898 | 1.2806 | -0.00308
DO8 v3.02 | SDG | Ex | Htl | CZ10 | Wtd | 1.0905 | 1.2978 | -0.00327
DO8 v3.02 | SDG | Ex | Htl | CZ14 | Wtd | 1.0495 | 1.2904 | -0.0046
DO8 v3.02 | SDG | Ex | Htl | CZ15 | Wtd | 1.1505 | 1.2975 | -0.0024
DO8 v3.02 | SDG | Ex | Htl | IOU | Wtd | 1.0896 | 1.2702 | -0.00374
DO8 v3.02 | SDG | Ex | MBT | CZ06 | Wtd | 1.1689 | 1.4029 | -0.00034
DO8 v3.02 | SDG | Ex | MBT | CZ07 | Wtd | 1.1746 | 1.4271 | -0.00029
DO8 v3.02 | SDG | Ex | MBT | CZ08 | Wtd | 1.1709 | 1.4946 | -0.00039
DO8 v3.02 | SDG | Ex | MBT | CZ10 | Wtd | 1.1643 | 1.2587 | -0.0004
DO8 v3.02 | SDG | Ex | MBT | CZ14 | Wtd | 1.141 | 1.362 | -0.00139
DO8 v3.02 | SDG | Ex | MBT | CZ15 | Wtd | 1.2387 | 1.317 | -0.00015
DO8 v3.02 | SDG | Ex | MBT | IOU | Wtd | 1.1711 | 1.3756 | -0.00033
DO8 v3.02 | SDG | Ex | MLI | CZ06 | Wtd | 1.0654 | 1.3712 | -0.00265
DO8 v3.02 | SDG | Ex | MLI | CZ07 | Wtd | 1.0723 | 1.4093 | -0.00187
DO8 v3.02 | SDG | Ex | MLI | CZ08 | Wtd | 1.0802 | 1.3951 | -0.00229
DO8 v3.02 | SDG | Ex | MLI | CZ10 | Wtd | 1.0836 | 1.4074 | -0.00217
DO8 v3.02 | SDG | Ex | MLI | CZ14 | Wtd | 1.0541 | 1.3786 | -0.00598
DO8 v3.02 | SDG | Ex | MLI | CZ15 | Wtd | 1.158 | 1.2732 | -0.00116
DO8 v3.02 | SDG | Ex | MLI | IOU | Wtd | 1.0757 | 1.4065 | -0.00203
DO8 v3.02 | SDG | Ex | Mtl | CZ06 | Wtd | 1.1497 | 1.2574 | -0.00213
DO8 v3.02 | SDG | Ex | Mtl | CZ07 | Wtd | 1.1572 | 1.2598 | -0.0019
DO8 v3.02 | SDG | Ex | Mtl | CZ08 | Wtd | 1.1558 | 1.2711 | -0.00187
DO8 v3.02 | SDG | Ex | Mtl | CZ10 | Wtd | 1.1485 | 1.2932 | -0.00236
DO8 v3.02 | SDG | Ex | Mtl | CZ14 | Wtd | 1.1046 | 1.3088 | -0.00332
DO8 v3.02 | SDG | Ex | Mtl | CZ15 | Wtd | 1.2045 | 1.3153 | -0.0011
DO8 v3.02 | SDG | Ex | Mtl | IOU | Wtd | 1.156 | 1.264 | -0.00196
DO8 v3.02 | SDG | Ex | Nrs | CZ06 | Wtd | 1.0326 | 1.3108 | -0.01492
DO8 v3.02 | SDG | Ex | Nrs | CZ07 | Wtd | 1.0444 | 1.2509 | -0.01332
DO8 v3.02 | SDG | Ex | Nrs | CZ08 | Wtd | 1.0539 | 1.3134 | -0.01351
DO8 v3.02 | SDG | Ex | Nrs | CZ10 | Wtd | 1.0554 | 1.3891 | -0.01448
DO8 v3.02 | SDG | Ex | Nrs | CZ14 | Wtd | 1.0423 | 1.3687 | -0.01528
DO8 v3.02 | SDG | Ex | Nrs | IOU | Wtd | 1.0461 | 1.2746 | -0.01353
DO8 v3.02 | SDG | Ex | OfL | CZ06 | Wtd | 1.1613 | 1.3443 | -0.00196
DO8 v3.02 | SDG | Ex | OfL | CZ07 | Wtd | 1.1699 | 1.3868 | -0.00216
DO8 v3.02 | SDG | Ex | OfL | CZ08 | Wtd | 1.1629 | 1.4762 | -0.00181
DO8 v3.02 | SDG | Ex | OfL | CZ10 | Wtd | 1.1564 | 1.3255 | -0.00298
DO8 v3.02 | SDG | Ex | OfL | CZ14 | Wtd | 1.1345 | 1.3399 | -0.00405
DO8 v3.02 | SDG | Ex | OfL | CZ15 | Wtd | 1.2217 | 1.4343 | -0.0017
DO8 v3.02 | SDG | Ex | OfL | IOU | Wtd | 1.1672 | 1.3769 | -0.0023
DO8 v3.02 | SDG | Ex | OfS | CZ06 | Wtd | 1.1432 | 1.429 | -0.00083
DO8 v3.02 | SDG | Ex | OfS | CZ07 | Wtd | 1.1475 | 1.4242 | -0.00057
DO8 v3.02 | SDG | Ex | OfS | CZ08 | Wtd | 1.1491 | 1.4177 | -0.00083
DO8 v3.02 | SDG | Ex | OfS | CZ10 | Wtd | 1.154 | 1.3909 | -0.00098
DO8 v3.02 | SDG | Ex | OfS | CZ14 | Wtd | 1.1087 | 1.3589 | -0.00308
DO8 v3.02 | SDG | Ex | OfS | CZ15 | Wtd | 1.2133 | 1.4155 | -0.00044
DO8 v3.02 | SDG | Ex | OfS | IOU | Wtd | 1.1485 | 1.4181 | -0.00066
DO8 v3.02 | SDG | Ex | RFF | CZ06 | Wtd | 1.1049 | 1.2809 | -0.00639
DO8 v3.02 | SDG | Ex | RFF | CZ07 | Wtd | 1.1154 | 1.2741 | -0.00562
DO8 v3.02 | SDG | Ex | RFF | CZ08 | Wtd | 1.1178 | 1.2794 | -0.00548
DO8 v3.02 | SDG | Ex | RFF | CZ10 | Wtd | 1.1153 | 1.282 | -0.00556
DO8 v3.02 | SDG | Ex | RFF | CZ14 | Wtd | 1.0863 | 1.3015 | -0.00797
DO8 v3.02 | SDG | Ex | RFF | CZ15 | Wtd | 1.1838 | 1.2882 | -0.00279
DO8 v3.02 | SDG | Ex | RFF | IOU | Wtd | 1.115 | 1.2764 | -0.00564
DO8 v3.02 | SDG | Ex | RSD | CZ06 | Wtd | 1.1216 | 1.369 | -0.00666
DO8 v3.02 | SDG | Ex | RSD | CZ07 | Wtd | 1.1315 | 1.3558 | -0.00505
DO8 v3.02 | SDG | Ex | RSD | CZ08 | Wtd | 1.1312 | 1.3452 | -0.00514
DO8 v3.02 | SDG | Ex | RSD | CZ10 | Wtd | 1.1281 | 1.3099 | -0.00494
DO8 v3.02 | SDG | Ex | RSD | CZ14 | Wtd | 1.0895 | 1.1552 | -0.00835
DO8 v3.02 | SDG | Ex | RSD | CZ15 | Wtd | 1.1989 | 1.2838 | -0.00232
DO8 v3.02 | SDG | Ex | RSD | IOU | Wtd | 1.1303 | 1.3455 | -0.00511
DO8 v3.02 | SDG | Ex | Rt3 | CZ06 | Wtd | 1.1486 | 1.4022 | -0.00113
DO8 v3.02 | SDG | Ex | Rt3 | CZ07 | Wtd | 1.1613 | 1.416 | -0.00068
DO8 v3.02 | SDG | Ex | Rt3 | CZ08 | Wtd | 1.1616 | 1.3668 | -0.00141
DO8 v3.02 | SDG | Ex | Rt3 | CZ10 | Wtd | 1.1463 | 1.2736 | -0.00183
DO8 v3.02 | SDG | Ex | Rt3 | CZ14 | Wtd | 1.0801 | 1.3383 | -0.00674
DO8 v3.02 | SDG | Ex | Rt3 | CZ15 | Wtd | 1.189 | 1.4038 | -0.00052
DO8 v3.02 | SDG | Ex | Rt3 | IOU | Wtd | 1.1571 | 1.3775 | -0.00103
DO8 v3.02 | SDG | Ex | RtL | CZ06 | Wtd | 1.1183 | 1.3379 | -0.00405
DO8 v3.02 | SDG | Ex | RtL | CZ07 | Wtd | 1.1231 | 1.3672 | -0.00288
DO8 v3.02 | SDG | Ex | RtL | CZ08 | Wtd | 1.1197 | 1.3191 | -0.00313
DO8 v3.02 | SDG | Ex | RtL | CZ10 | Wtd | 1.1194 | 1.33 | -0.00376
DO8 v3.02 | SDG | Ex | RtL | CZ14 | Wtd | 1.0693 | 1.3375 | -0.00755
DO8 v3.02 | SDG | Ex | RtL | CZ15 | Wtd | 1.1693 | 1.3785 | -0.00159
DO8 v3.02 | SDG | Ex | RtL | IOU | Wtd | 1.1218 | 1.3542 | -0.00315
DO8 v3.02 | SDG | Ex | RtS | CZ06 | Wtd | 1.1048 | 1.3614 | -0.00282
DO8 v3.02 | SDG | Ex | RtS | CZ07 | Wtd | 1.1164 | 1.3578 | -0.00196
DO8 v3.02 | SDG | Ex | RtS | CZ08 | Wtd | 1.1186 | 1.3596 | -0.00241
DO8 v3.02 | SDG | Ex | RtS | CZ10 | Wtd | 1.1149 | 1.3239 | -0.0027
DO8 v3.02 | SDG | Ex | RtS | CZ14 | Wtd | 1.0698 | 1.2725 | -0.00626
DO8 v3.02 | SDG | Ex | RtS | CZ15 | Wtd | 1.1622 | 1.4152 | -0.0009
DO8 v3.02 | SDG | Ex | RtS | IOU | Wtd | 1.1158 | 1.3496 | -0.0022
DO8 v3.02 | SDG | Ex | SCn | CZ06 | Wtd | 1.0085 | 1.5133 | -0.00569
DO8 v3.02 | SDG | Ex | SCn | CZ07 | Wtd | 1.0213 | 1.4267 | -0.00421
DO8 v3.02 | SDG | Ex | SCn | CZ08 | Wtd | 1.0517 | 1.4489 | -0.00415
DO8 v3.02 | SDG | Ex | SCn | CZ10 | Wtd | 1.0494 | 1.434 | -0.00438
DO8 v3.02 | SDG | Ex | SCn | CZ14 | Wtd | 1.0019 | 1.4321 | -0.00729
DO8 v3.02 | SDG | Ex | SCn | CZ15 | Wtd | 1.1098 | 1.3941 | -0.0025
DO8 v3.02 | SDG | Ex | SCn | IOU | Wtd | 1.0299 | 1.4314 | -0.00431
DO8 v3.02 | SDG | Ex | SUn | CZ06 | Wtd | 1 | 1 | 0
DO8 v3.02 | SDG | Ex | SUn | CZ07 | Wtd | 1 | 1 | 0
DO8 v3.02 | SDG | Ex | SUn | CZ08 | Wtd | 1 | 1 | 0
DO8 v3.02 | SDG | Ex | SUn | CZ10 | Wtd | 1 | 1 | 0
DO8 v3.02 | SDG | Ex | SUn | CZ14 | Wtd | 1 | 1 | 0
DO8 v3.02 | SDG | Ex | SUn | CZ15 | Wtd | 1 | 1 | 0
DO8 v3.02 | SDG | Ex | SUn | IOU | Wtd | 1 | 1 | 0
DO8 v3.02 | SDG | Ex | WRf | CZ06 | Wtd | 1.4369 | 1.2283 | 0
DO8 v3.02 | SDG | Ex | WRf | CZ07 | Wtd | 1.3851 | 1.2246 | 0
DO8 v3.02 | SDG | Ex | WRf | CZ10 | Wtd | 1.4578 | 1.2422 | -2e-05
DO8 v3.02 | SDG | Ex | WRf | IOU | Wtd | 1.4016 | 1.2285 | 0
DO8 v3.02 | SDG | New | Asm | CZ06 | Wtd | 1.0517 | 1.3494 | -0.0089
DO8 v3.02 | SDG | New | Asm | CZ07 | Wtd | 1.0561 | 1.3736 | -0.00711
DO8 v3.02 | SDG | New | Asm | CZ08 | Wtd | 1.0545 | 1.3258 | -0.00599
DO8 v3.02 | SDG | New | Asm | CZ10 | Wtd | 1.0694 | 1.1699 | -0.00768
DO8 v3.02 | SDG | New | Asm | CZ14 | Wtd | 1.0342 | 1.2228 | -0.00993
DO8 v3.02 | SDG | New | Asm | CZ15 | Wtd | 1.1339 | 1.3509 | -0.00365
DO8 v3.02 | SDG | New | Asm | IOU | Wtd | 1.06 | 1.3085 | -0.00733
DO8 v3.02 | SDG | New | ComWtd | IOU | Wtd | 1.0898 | 1.339 | -0.00389
DO8 v3.02 | SDG | New | ECC | CZ06 | Wtd | 1.1159 | 1.4977 | -0.00793
DO8 v3.02 | SDG | New | ECC | CZ07 | Wtd | 1.1303 | 1.4677 | -0.0142
DO8 v3.02 | SDG | New | ECC | CZ08 | Wtd | 1.1309 | 1.4819 | -0.00635
DO8 v3.02 | SDG | New | ECC | CZ10 | Wtd | 1.1499 | 1.541 | -0.01536
DO8 v3.02 | SDG | New | ECC | CZ14 | Wtd | 1.1121 | 1.5018 | -0.01324
DO8 v3.02 | SDG | New | ECC | CZ15 | Wtd | 1.158 | 1.3438 | -0.00545
DO8 v3.02 | SDG | New | ECC | IOU | Wtd | 1.1348 | 1.4854 | -0.01437
DO8 v3.02 | SDG | New | EPr | CZ06 | Wtd | 1.0304 | 1 | -0.007
DO8 v3.02 | SDG | New | EPr | CZ07 | Wtd | 1.0634 | 1.4442 | -0.00621
DO8 v3.02 | SDG | New | EPr | CZ08 | Wtd | 1.0917 | 1.4986 | -0.00587
DO8 v3.02 | SDG | New | EPr | CZ10 | Wtd | 1.1107 | 1 | -0.00672
DO8 v3.02 | SDG | New | EPr | CZ14 | Wtd | 1.0948 | 1 | -0.01188
DO8 v3.02 | SDG | New | EPr | CZ15 | Wtd | 1.2471 | 1 | -0.00323
DO8 v3.02 | SDG | New | EPr | IOU | Wtd | 1.0795 | 1.2758 | -0.00644
DO8 v3.02 | SDG | New | ERC | CZ06 | Wtd | 0.9514 | 1 | -0.00866
DO8 v3.02 | SDG | New | ERC | CZ07 | Wtd | 1.0328 | 1.4329 | -0.00818
DO8 v3.02 | SDG | New | ERC | CZ08 | Wtd | 1.0386 | 1.316 | -0.00655
DO8 v3.02 | SDG | New | ERC | CZ10 | Wtd | 1.0528 | 1 | -0.00728
DO8 v3.02 | SDG | New | ERC | CZ14 | Wtd | 1.0874 | 1 | -0.01064
DO8 v3.02 | SDG | New | ERC | CZ15 | Wtd | 1.1404 | 1 | -0.00457
DO8 v3.02 | SDG | New | ERC | IOU | Wtd | 1.0364 | 1.2595 | -0.00783
DO8 v3.02 | SDG | New | ESe | CZ06 | Wtd | 1.0577 | 1 | -0.00718
DO8 v3.02 | SDG | New | ESe | CZ07 | Wtd | 1.0719 | 1.4192 | -0.00703
DO8 v3.02 | SDG | New | ESe | CZ08 | Wtd | 1.1118 | 1.4821 | -0.0059
DO8 v3.02 | SDG | New | ESe | CZ10 | Wtd | 1.1744 | 1 | -0.00618
DO8 v3.02 | SDG | New | ESe | CZ14 | Wtd | 1.1352 | 1 | -0.01142
DO8 v3.02 | SDG | New | ESe | CZ15 | Wtd | 1.2645 | 1 | -0.00266
DO8 v3.02 | SDG | New | ESe | IOU | Wtd | 1.1078 | 1.2609 | -0.00673
DO8 v3.02 | SDG | New | EUn | CZ06 | Wtd | 1.1662 | 1.4175 | -0.0053
DO8 v3.02 | SDG | New | EUn | CZ07 | Wtd | 1.1538 | 1.3773 | -0.00543
DO8 v3.02 | SDG | New | EUn | CZ08 | Wtd | 1.1924 | 1.3708 | -0.00534
DO8 v3.02 | SDG | New | EUn | CZ10 | Wtd | 1.1929 | 1.4592 | -0.00829
DO8 v3.02 | SDG | New | EUn | CZ14 | Wtd | 1.1181 | 1.4366 | -0.01247
DO8 v3.02 | SDG | New | EUn | CZ15 | Wtd | 1.2394 | 1.4437 | -0.00271
DO8 v3.02 | SDG | New | EUn | IOU | Wtd | 1.1632 | 1.397 | -0.00614
DO8 v3.02 | SDG | New | Gro | CZ06 | Wtd | 1.0453 | 1.3077 | -0.01102
DO8 v3.02 | SDG | New | Gro | CZ07 | Wtd | 1.0646 | 1.3397 | -0.01039
DO8 v3.02 | SDG | New | Gro | CZ08 | Wtd | 1.0798 | 1.3563 | -0.00966
DO8 v3.02 | SDG | New | Gro | CZ10 | Wtd | 1.0906 | 1.3969 | -0.00939
DO8 v3.02 | SDG | New | Gro | CZ14 | Wtd | 1.0808 | 1.4208 | -0.01094
DO8 v3.02 | SDG | New | Gro | CZ15 | Wtd | 1.1595 | 1.3811 | -0.0054
DO8 v3.02 | SDG | New | Gro | IOU | Wtd | 1.071 | 1.354 | -0.01013
DO8 v3.02 | SDG | New | Hsp | CZ06 | Wtd | 1.0888 | 1.2228 | -0.00725
DO8 v3.02 | SDG | New | Hsp | CZ07 | Wtd | 1.0992 | 1.2244 | -0.00691
DO8 v3.02 | SDG | New | Hsp | CZ08 | Wtd | 1.1102 | 1.2226 | -0.0078
DO8 v3.02 | SDG | New | Hsp | CZ10 | Wtd | 1.097 | 1.3528 | -0.00774
DO8 v3.02 | SDG | New | Hsp | CZ14 | Wtd | 1.0694 | 1.2577 | -0.00937
DO8 v3.02 | SDG | New | Hsp | CZ15 | Wtd | 1.1636 | 1.2931 | -0.00676
DO8 v3.02 | SDG | New | Hsp | IOU | Wtd | 1.0991 | 1.2423 | -0.00708
DO8 v3.02 | SDG | New | Htl | CZ06 | Wtd | 1.0673 | 1.2939 | -0.00408
DO8 v3.02 | SDG | New | Htl | CZ07 | Wtd | 1.0795 | 1.288 | -0.00345
DO8 v3.02 | SDG | New | Htl | CZ08 | Wtd | 1.086 | 1.2986 | -0.00161
DO8 v3.02 | SDG | New | Htl | CZ10 | Wtd | 1.0821 | 1.3323 | -0.00412
DO8 v3.02 | SDG | New | Htl | CZ14 | Wtd | 1.0453 | 1.3344 | -0.00575
DO8 v3.02 | SDG | New | Htl | CZ15 | Wtd | 1.1606 | 1.355 | -0.00245
DO8 v3.02 | SDG | New | Htl | IOU | Wtd | 1.0797 | 1.2937 | -0.00355
DO8 v3.02 | SDG | New | MBT | CZ06 | Wtd | 1.1404 | 1.4401 | -0.00049
DO8 v3.02 | SDG | New | MBT | CZ07 | Wtd | 1.1522 | 1.4842 | -0.00036
DO8 v3.02 | SDG | New | MBT | CZ08 | Wtd | 1.1535 | 1.524 | -0.00035
DO8 v3.02 | SDG | New | MBT | CZ10 | Wtd | 1.1502 | 1.5382 | -0.0004
DO8 v3.02 | SDG | New | MBT | CZ14 | Wtd | 1.1161 | 1.4939 | -0.00126
DO8 v3.02 | SDG | New | MBT | CZ15 | Wtd | 1.2156 | 1.5187 | -0.00018
DO8 v3.02 | SDG | New | MBT | IOU | Wtd | 1.1511 | 1.5002 | -0.00039
DO8 v3.02 | SDG | New | MLI | CZ06 | Wtd | 1.0241 | 1.3641 | -0.00519
DO8 v3.02 | SDG | New | MLI | CZ07 | Wtd | 1.0324 | 1.3897 | -0.00349
DO8 v3.02 | SDG | New | MLI | CZ08 | Wtd | 1.0482 | 1.357 | -0.00356
DO8 v3.02 | SDG | New | MLI | CZ10 | Wtd | 1.0584 | 1.3386 | -0.00308
DO8 v3.02 | SDG | New | MLI | CZ14 | Wtd | 1.0327 | 1.3432 | -0.00694
DO8 v3.02 | SDG | New | MLI | CZ15 | Wtd | 1.1405 | 1.4976 | -0.00101
DO8 v3.02 | SDG | New | MLI | IOU | Wtd | 1.0406 | 1.3726 | -0.00345
DO8 v3.02 | SDG | New | Mtl | CZ06 | Wtd | 1.1102 | 1.2616 | -0.00292
DO8 v3.02 | SDG | New | Mtl | CZ07 | Wtd | 1.1234 | 1.2603 | -0.00243
DO8 v3.02 | SDG | New | Mtl | CZ08 | Wtd | 1.1319 | 1.2863 | -0.00262
DO8 v3.02 | SDG | New | Mtl | CZ10 | Wtd | 1.1149 | 1.302 | -0.00286
DO8 v3.02 | SDG | New | Mtl | CZ14 | Wtd | 1.0593 | 1.3017 | -0.00455
DO8 v3.02 | SDG | New | Mtl | CZ15 | Wtd | 1.1809 | 1.3024 | -0.0014
DO8 v3.02 | SDG | New | Mtl | IOU | Wtd | 1.122 | 1.2652 | -0.0025
DO8 v3.02 | SDG | New | Nrs | CZ06 | Wtd | 0.9962 | 1.2928 | -0.01609
DO8 v3.02 | SDG | New | Nrs | CZ07 | Wtd | 1.0068 | 1.3052 | -0.01591
DO8 v3.02 | SDG | New | Nrs | CZ08 | Wtd | 1.0225 | 1.2977 | -0.01496
DO8 v3.02 | SDG | New | Nrs | CZ10 | Wtd | 1.0386 | 1.3441 | -0.01472
DO8 v3.02 | SDG | New | Nrs | CZ14 | Wtd | 1.0232 | 1.374 | -0.01649
DO8 v3.02 | SDG | New | Nrs | CZ15 | Wtd | 1.1127 | 1.3836 | -0.00995
DO8 v3.02 | SDG | New | Nrs | IOU | Wtd | 1.0117 | 1.31 | -0.01571
DO8 v3.02 | SDG | New | OfL | CZ06 | Wtd | 1.1554 | 1.3123 | -0.00238
DO8 v3.02 | SDG | New | OfL | CZ07 | Wtd | 1.1472 | 1.3765 | -0.00126
DO8 v3.02 | SDG | New | OfL | CZ08 | Wtd | 1.1509 | 1.4294 | 0.00076
DO8 v3.02 | SDG | New | OfL | CZ10 | Wtd | 1.179 | 1.3209 | -0.00143
DO8 v3.02 | SDG | New | OfL | CZ14 | Wtd | 1.1247 | 1.345 | -0.00473
DO8 v3.02 | SDG | New | OfL | CZ15 | Wtd | 1.2024 | 1.408 | -0.00156
DO8 v3.02 | SDG | New | OfL | IOU | Wtd | 1.1529 | 1.3664 | -0.00129
DO8 v3.02 | SDG | New | OfS | CZ06 | Wtd | 1.0926 | 1.3953 | -0.00082
DO8 v3.02 | SDG | New | OfS | CZ07 | Wtd | 1.1012 | 1.4067 | -0.00049
DO8 v3.02 | SDG | New | OfS | CZ08 | Wtd | 1.109 | 1.3892 | -0.00088
DO8 v3.02 | SDG | New | OfS | CZ10 | Wtd | 1.1182 | 1.414 | -0.00057
DO8 v3.02 | SDG | New | OfS | CZ14 | Wtd | 1.0762 | 1.4533 | -0.00286
DO8 v3.02 | SDG | New | OfS | CZ15 | Wtd | 1.1792 | 1.4787 | -0.00011
DO8 v3.02 | SDG | New | OfS | IOU | Wtd | 1.1042 | 1.4076 | -0.00053
DO8 v3.02 | SDG | New | RFF | CZ06 | Wtd | 1.0711 | 1.3265 | -0.00722
DO8 v3.02 | SDG | New | RFF | CZ07 | Wtd | 1.084 | 1.3131 | -0.00654
DO8 v3.02 | SDG | New | RFF | CZ08 | Wtd | 1.092 | 1.3328 | -0.00695
DO8 v3.02 | SDG | New | RFF | CZ10 | Wtd | 1.1058 | 1.3695 | -0.007
DO8 v3.02 | SDG | New | RFF | CZ14 | Wtd | 1.0877 | 1.3953 | -0.00957
DO8 v3.02 | SDG | New | RFF | CZ15 | Wtd | 1.1747 | 1.4115 | -0.00285
DO8 v3.02 | SDG | New | RFF | IOU | Wtd | 1.0885 | 1.3269 | -0.00669
DO8 v3.02 | SDG | New | RSD | CZ06 | Wtd | 1.0932 | 1.4225 | -0.00773
DO8 v3.02 | SDG | New | RSD | CZ07 | Wtd | 1.1039 | 1.3937 | -0.00621
DO8 v3.02 | SDG | New | RSD | CZ08 | Wtd | 1.1101 | 1.4029 | -0.00613
DO8 v3.02 | SDG | New | RSD | CZ10 | Wtd | 1.127 | 1.3867 | -0.0058
DO8 v3.02 | SDG | New | RSD | CZ14 | Wtd | 1.0922 | 1.4197 | -0.00941
DO8 v3.02 | SDG | New | RSD | CZ15 | Wtd | 1.1974 | 1.4827 | -0.00301
DO8 v3.02 | SDG | New | RSD | IOU | Wtd | 1.1087 | 1.3939 | -0.00619
DO8 v3.02 | SDG | New | Rt3 | CZ06 | Wtd | 1.1005 | 1.3698 | -0.00153
DO8 v3.02 | SDG | New | Rt3 | CZ07 | Wtd | 1.1174 | 1.3807 | -0.00067
DO8 v3.02 | SDG | New | Rt3 | CZ08 | Wtd | 1.1252 | 1.3141 | -0.00177
DO8 v3.02 | SDG | New | Rt3 | CZ10 | Wtd | 1.117 | 1.2108 | -0.00223
DO8 v3.02 | SDG | New | Rt3 | CZ14 | Wtd | 1.0665 | 1.2354 | -0.00761
DO8 v3.02 | SDG | New | Rt3 | CZ15 | Wtd | 1.1633 | 1.2884 | -0.00015
DO8 v3.02 | SDG | New | Rt3 | IOU | Wtd | 1.1171 | 1.3345 | -0.00115
DO8 v3.02 | SDG | New | RtL | CZ06 | Wtd | 1.0951 | 1.3916 | -0.00461
DO8 v3.02 | SDG | New | RtL | CZ07 | Wtd | 1.1056 | 1.4159 | -0.00267
DO8 v3.02 | SDG | New | RtL | CZ08 | Wtd | 1.117 | 1.3848 | -0.00355
DO8 v3.02 | SDG | New | RtL | CZ10 | Wtd | 1.1328 | 1.4247 | -0.00354
DO8 v3.02 | SDG | New | RtL | CZ14 | Wtd | 1.091 | 1.4282 | -0.0076
DO8 v3.02 | SDG | New | RtL | CZ15 | Wtd | 1.1917 | 1.5036 | -0.00174
DO8 v3.02 | SDG | New | RtL | IOU | Wtd | 1.1126 | 1.4154 | -0.00301
DO8 v3.02 | SDG | New | RtS | CZ06 | Wtd | 1.0727 | 1.3254 | -0.00383
DO8 v3.02 | SDG | New | RtS | CZ07 | Wtd | 1.085 | 1.325 | -0.00281
DO8 v3.02 | SDG | New | RtS | CZ08 | Wtd | 1.0928 | 1.3538 | -0.00325
DO8 v3.02 | SDG | New | RtS | CZ10 | Wtd | 1.1015 | 1.3817 | -0.00298
DO8 v3.02 | SDG | New | RtS | CZ14 | Wtd | 1.0663 | 1.4016 | -0.00713
DO8 v3.02 | SDG | New | RtS | CZ15 | Wtd | 1.1587 | 1.4718 | -0.00073
DO8 v3.02 | SDG | New | RtS | IOU | Wtd | 1.0891 | 1.3408 | -0.00292
DO8 v3.02 | SDG | New | SCn | CZ06 | Wtd | 0.9773 | 1.4773 | -0.00662
DO8 v3.02 | SDG | New | SCn | CZ07 | Wtd | 1.0118 | 1.3168 | -0.00665
DO8 v3.02 | SDG | New | SCn | CZ08 | Wtd | 1.0238 | 1.3459 | -0.00448
DO8 v3.02 | SDG | New | SCn | CZ10 | Wtd | 1.04 | 1.3692 | -0.00518
DO8 v3.02 | SDG | New | SCn | CZ14 | Wtd | 0.9983 | 1.3803 | -0.00843
DO8 v3.02 | SDG | New | SCn | CZ15 | Wtd | 1.0801 | 1.3877 | -0.00179
DO8 v3.02 | SDG | New | SCn | IOU | Wtd | 1.0196 | 1.3373 | -0.00617
DO8 v3.02 | SDG | New | SUn | CZ06 | Wtd | 1 | 1 | 0
DO8 v3.02 | SDG | New | SUn | CZ07 | Wtd | 1 | 1 | 0
DO8 v3.02 | SDG | New | SUn | CZ08 | Wtd | 1 | 1 | 0
DO8 v3.02 | SDG | New | SUn | CZ10 | Wtd | 1 | 1 | 0
DO8 v3.02 | SDG | New | SUn | CZ14 | Wtd | 1 | 1 | 0
DO8 v3.02 | SDG | New | SUn | CZ15 | Wtd | 1 | 1 | 0
DO8 v3.02 | SDG | New | SUn | IOU | Wtd | 1 | 1 | 0
DO8 v3.02 | SDG | New | WRf | CZ06 | Wtd | 1.2626 | 1.219 | -2e-05
DO8 v3.02 | SDG | New | WRf | CZ07 | Wtd | 1.2649 | 1.2334 | 0
DO8 v3.02 | SDG | New | WRf | CZ08 | Wtd | 1.2 | 1.2267 | 0
DO8 v3.02 | SDG | New | WRf | CZ10 | Wtd | 1.2943 | 1.1901 | 3e-05
DO8 v3.02 | SDG | New | WRf | CZ14 | Wtd | 1.1948 | 1.2411 | -0.00011
DO8 v3.02 | SDG | New | WRf | CZ15 | Wtd | 1.3592 | 1.2507 | 0
DO8 v3.02 | SDG | New | WRf | IOU | Wtd | 1.2714 | 1.2238 | 1e-05